## Switch Bank
Id | Label | Feeder Label | Record ID | Father ID | ERMS Functional Location | ERMS Equipment No | Status | Phasing | Circuit ID | Feeder Direction | Normal Status | Operating Status | Class | Rated Voltage | Operating Voltage | Insulation Type | Date Commissioned | Year of Manufacturing | Serial Number | Mounting Type | Brand | Manufacturer [Old] | Panel Serial No | Truck Sl.no | Substation Name | Interconnect Type | Operating Mechanism | Load Break Indicator | Ground Type | Owner Name | Owner Type | Operational Area | Mirrored | Dry impluse withstand voltage (KV) | Scada Control ID | Scada Monitor ID | Scada Type | Gang Operated Indicator | Country of Manufacture | Isolator Location | Rated Operating Motor Voltage | Power Frequency Withstand Voltage (KV) | Rated Continous Current | Breaking Current [kA] | Making Current | Fault Level Current [kA] | Switch Number | Defect Doc Available? | Bus Section | Net book value | Asset useful life | Contract No | Control State | Address | Remarks | Switch Bank Units
35275878 | R | BBDG-7(R) | 7368286 | 7368462 |  |  | Existing | RYB |  | KG JAVA ESTATE | OPEN | OPEN | RESERVE |  | 11 kV | Unknown |  | 0 |  |  |  | Unknown |  |  |  | Unknown | Unknown | Unknown | Unknown | DISTRIBUTION | TNB | KUALA SELANGOR | Unknown | Unknown |  |  |  | Unknown | [17 empty] | 3
35275928 | R | BBDG-4(R) | 7368083 | 7368329 |  |  | Existing | RYB |  | R05469 QUARTERS STP BKT BADON | OPEN | OPEN | RESERVE |  | 11 kV | Unknown |  | 0 |  |  |  | Unknown |  |  |  | Unknown | Unknown | Unknown | Unknown | DISTRIBUTION | TNB | KUALA SELANGOR | Unknown | Unknown |  |  |  | Unknown | [17 empty] | 3
35275935 | M1 | BBDG-7(M) | 7368285 | 7368460 |  |  | Existing | RYB |  | KG JAVA ESTATE | CLOSED | CLOSED | MAIN |  | 11 kV | Unknown |  | 0 |  |  |  | Unknown |  |  |  | Unknown | Unknown | Unknown | Unknown | DISTRIBUTION | TNB | KUALA SELANGOR | Unknown | Unknown |  |  |  | Unknown | [17 empty] | 3
35275972 | R | BBDG-3L5(R) | 7368221 | 7368364 |  |  | Existing | RYB |  | SSU BKT BADONG | OPEN | OPEN | RESERVE |  | Unknown | Unknown |  | 0 |  |  |  | Unknown |  |  |  | Unknown | Unknown | Unknown | Unknown | DISTRIBUTION | TNB | KUALA SELANGOR | Unknown | Unknown |  |  |  | Unknown | [17 empty] | 3
35276010 | M2 | BBDG-2L5(M) | 7368141 | 7368299 |  |  | Existing | RYB |  | LOGI INTAKE PUNCAK NIAGA (P5) | OPEN | OPEN | MAIN |  | Unknown | Unknown |  | 0 |  |  |  | Unknown |  |  |  | Unknown | Unknown | Unknown | Unknown | DISTRIBUTION | TNB | KUALA SELANGOR | Unknown | Unknown |  |  |  | Unknown | [17 empty] | 3
35276030 | R | BBDG-6L5(R) | 7368519 | 7368528 |  |  | Existing | RYB |  | O/H LINK 488 | CLOSED | CLOSED | RESERVE |  | Unknown | Unknown |  | 0 |  |  |  | Unknown |  |  |  | Unknown | Unknown | Unknown | Unknown | DISTRIBUTION | TNB | KUALA SELANGOR | Unknown | Unknown |  |  |  | Unknown | [17 empty] | 3
35276063 | M1 | BBDG-1(M) | 7368257 | 7368415 |  |  | Existing | RYB |  | UNITED PAPER BOARD | CLOSED | CLOSED | MAIN |  | 11 kV | Unknown |  | 0 |  |  |  | Unknown |  |  |  | Unknown | Unknown | Unknown | Unknown | DISTRIBUTION | TNB | KUALA SELANGOR | Unknown | Unknown |  |  |  | Unknown | [17 empty] | 3
35276085 | M2 | BBDG-NA1(BBDG)(M) | 7368498 | 7368505 |  |  | Existing | RYB |  | DUMMY1 (BBDG) | OPEN | OPEN | MAIN |  | Unknown | Unknown |  | 0 |  |  |  | Unknown |  |  |  | Unknown | Unknown | Unknown | Unknown | DISTRIBUTION | TNB | KUALA SELANGOR | Unknown | Unknown |  |  |  | Unknown | [17 empty] | 3
35276092 | M1 | BBDG-1L5(M) | 7368207 | 7368381 |  |  | Existing | RYB |  | SSU RWPS | CLOSED | CLOSED | MAIN |  | Unknown | Unknown |  | 0 |  |  |  | Unknown |  |  |  | Unknown | Unknown | Unknown | Unknown | DISTRIBUTION | TNB | KUALA SELANGOR | Unknown | Unknown |  |  |  | Unknown | [17 empty] | 3
35276096 | R | BBDG-2(R) | 7368121 | 7368333 |  |  | Existing | RYB |  | R00592 KG BARU IJOK | OPEN | OPEN | RESERVE |  | 11 kV | Unknown |  | 0 |  |  |  | Unknown |  |  |  | Unknown | Unknown | Unknown | Unknown | DISTRIBUTION | TNB | KUALA SELANGOR | Unknown | Unknown |  |  |  | Unknown | [17 empty] | 3
35276119 | M2 | BBDG-4L5(M) | 7368124 | 7368298 |  |  | Existing | RYB |  | SSU BKT BADANG 33KV (P3) | OPEN | OPEN | MAIN |  | Unknown | Unknown |  | 0 |  |  |  | Unknown |  |  |  | Unknown | Unknown | Unknown | Unknown | DISTRIBUTION | TNB | KUALA SELANGOR | Unknown | Unknown |  |  |  | Unknown | [17 empty] | 3
35276126 | N2 |  | 7368241 | 7368422 |  |  | Existing | RYB |  |  | CLOSED | CLOSED | NEUTRAL |  | Unknown | Unknown |  | 0 |  |  |  | Unknown |  |  |  | Unknown | Unknown | Unknown | Unknown | DISTRIBUTION | TNB | KUALA SELANGOR | Unknown | Unknown |  |  |  | Unknown | [17 empty] | 3
35276133 | R | BBDG-32(R) | 7368183 | 7368404 |  |  | Existing | RYB |  | 11KV BUSBAR | CLOSED | CLOSED | RESERVE |  | 11 kV | Unknown |  | 0 |  |  |  | Unknown |  |  |  | Unknown | Unknown | Unknown | Unknown | DISTRIBUTION | TNB | KUALA SELANGOR | Unknown | Unknown |  |  |  | Unknown | [17 empty] | 3
35276143 | R | BBDG-1T0(R) | 7368162 | 7368384 |  |  | Existing | RYB |  | 33KV BUSBAR | OPEN | OPEN | RESERVE |  | 33 kV | Unknown |  | 0 |  |  |  | Unknown |  |  |  | Unknown | Unknown | Unknown | Unknown | DISTRIBUTION | TNB | KUALA SELANGOR | Unknown | Unknown |  |  |  | Unknown | [17 empty] | 3
35276160 | R | BBDG-1L5(R) | 7368206 | 7368365 |  |  | Existing | RYB |  | SSU RWPS | OPEN | OPEN | RESERVE |  | Unknown | Unknown |  | 0 |  |  |  | Unknown |  |  |  | Unknown | Unknown | Unknown | Unknown | DISTRIBUTION | TNB | KUALA SELANGOR | Unknown | Unknown |  |  |  | Unknown | [17 empty] | 3
35276170 | BBDG-B/S-1SO | BBDG-B/S-1SO | 7368164 | 7368561 |  |  | Existing | RYB |  | 33KV BUSBAR | CLOSED | CLOSED | BUSBAR SECTION |  | Unknown | Unknown |  | 0 |  |  | TAMCO | Unknown | N/A | 920280 |  | Unknown | Unknown | Unknown | Unknown | DISTRIBUTION | TNB | KUALA SELANGOR | Unknown | Unknown |  |  |  | Unknown | [17 empty] | 3
35276188 | M2 | BBDG-4(M) | 7368082 | 7368327 |  |  | Existing | RYB |  | R05469 QUARTERS STP BKT BADON | CLOSED | CLOSED | MAIN |  | 11 kV | Unknown |  | 0 |  |  |  | Unknown |  |  |  | Unknown | Unknown | Unknown | Unknown | DISTRIBUTION | TNB | KUALA SELANGOR | Unknown | Unknown |  |  |  | Unknown | [17 empty] | 3
35276204 | R | BBDG-5L5(R) | 7368488 | 7368495 |  |  | Existing | RYB |  | LOGI INTAKE PUNCAK NIAGA | OPEN | OPEN | RESERVE |  | Unknown | Unknown |  | 0 |  |  |  | Unknown |  |  |  | Unknown | Unknown | Unknown | Unknown | DISTRIBUTION | TNB | KUALA SELANGOR | Unknown | Unknown |  |  |  | Unknown | [17 empty] | 3
35276210 | R | BBDG-7L5(R) | 7368218 | 7368420 |  |  | Existing | RYB |  | SSU SSP TREATMENT PLANT | OPEN | OPEN | RESERVE |  | Unknown | Unknown |  | 0 |  |  |  | Unknown |  |  |  | Unknown | Unknown | Unknown | Unknown | DISTRIBUTION | TNB | KUALA SELANGOR | Unknown | Unknown |  |  |  | Unknown | [17 empty] | 3
35276220 | M2 | BBDG-10L5(M) | 7368540 | 7368544 |  |  | Existing | RYB |  | LINK SW A297 PPU BERJAYA CITY | CLOSED | CLOSED | MAIN |  | Unknown | Unknown |  | 0 |  |  |  | Unknown |  |  |  | Unknown | Unknown | Unknown | Unknown | DISTRIBUTION | TNB | KUALA SELANGOR | Unknown | Unknown |  |  |  | Unknown | [17 empty] | 3
35276228 | M2 | BBDG-6(M) | 7368085 | 7368332 |  |  | Existing | RYB |  | HARTA NO 2 | CLOSED | CLOSED | MAIN |  | 11 kV | Unknown |  | 0 |  |  |  | Unknown |  |  |  | Unknown | Unknown | Unknown | Unknown | DISTRIBUTION | TNB | KUALA SELANGOR | Unknown | Unknown |  |  |  | Unknown | [17 empty] | 3
35276272 | R | BBDG-2L5(R) | 7368140 | 7368308 |  |  | Existing | RYB |  | LOGI INTAKE PUNCAK NIAGA (P5) | CLOSED | CLOSED | RESERVE |  | Unknown | Unknown |  | 0 |  |  |  | Unknown |  |  |  | Unknown | Unknown | Unknown | Unknown | DISTRIBUTION | TNB | KUALA SELANGOR | Unknown | Unknown |  |  |  | Unknown | [17 empty] | 3
35276286 | M2 | BBDG-32(M) | 7368181 | 7368413 |  |  | Existing | RYB |  | 11KV BUSBAR | CLOSED | CLOSED | MAIN |  | 11 kV | Unknown |  | 0 |  |  |  | Unknown |  |  |  | Unknown | Unknown | Unknown | Unknown | DISTRIBUTION | TNB | KUALA SELANGOR | Unknown | Unknown |  |  |  | Unknown | [17 empty] | 3
35276295 | M1 | BBDG-5L5(M) | 7368490 | 7368496 |  |  | Existing | RYB |  | LOGI INTAKE PUNCAK NIAGA | CLOSED | CLOSED | MAIN |  | Unknown | Unknown |  | 0 |  |  |  | Unknown |  |  |  | Unknown | Unknown | Unknown | Unknown | DISTRIBUTION | TNB | KUALA SELANGOR | Unknown | Unknown |  |  |  | Unknown | [17 empty] | 3
35276317 | N4 |  | 7368239 | 7368426 |  |  | Existing | RYB |  |  | OPEN | OPEN | NEUTRAL |  | Unknown | Unknown |  | 0 |  |  |  | Unknown |  |  |  | Unknown | Unknown | Unknown | Unknown | DISTRIBUTION | TNB | KUALA SELANGOR | Unknown | Unknown |  |  |  | Unknown | [17 empty] | 3
35276323 | R | BBDG-NA1(BBDG)(R) | 7368499 | 7368504 |  |  | Existing | RYB |  | DUMMY1 (BBDG) | OPEN | OPEN | RESERVE |  | Unknown | Unknown |  | 0 |  |  |  | Unknown |  |  |  | Unknown | Unknown | Unknown | Unknown | DISTRIBUTION | TNB | KUALA SELANGOR | Unknown | Unknown |  |  |  | Unknown | [17 empty] | 3
35276337 | R | BBDG-6(R) | 7368084 | 7368330 |  |  | Existing | RYB |  | HARTA NO 2 | OPEN | OPEN | RESERVE |  | 11 kV | Unknown |  | 0 |  |  |  | Unknown |  |  |  | Unknown | Unknown | Unknown | Unknown | DISTRIBUTION | TNB | KUALA SELANGOR | Unknown | Unknown |  |  |  | Unknown | [17 empty] | 3
35276349 | M2 | BBDG-6L5(M) | 7368513 | 7368531 |  |  | Existing | RYB |  | O/H LINK 488 | OPEN | OPEN | MAIN |  | Unknown | Unknown |  | 0 |  |  |  | Unknown |  |  |  | Unknown | Unknown | Unknown | Unknown | DISTRIBUTION | TNB | KUALA SELANGOR | Unknown | Unknown |  |  |  | Unknown | [17 empty] | 3
35276353 | N5 |  | 7368240 | 7368431 |  |  | Existing | RYB |  |  | CLOSED | CLOSED | NEUTRAL |  | Unknown | Unknown |  | 0 |  |  |  | Unknown |  |  |  | Unknown | Unknown | Unknown | Unknown | DISTRIBUTION | TNB | KUALA SELANGOR | Unknown | Unknown |  |  |  | Unknown | [17 empty] | 3
35276360 | M1 | BBDG-31(M) | 7368180 | 7368414 |  |  | Existing | RYB |  | 11KV BUSBAR | CLOSED | CLOSED | MAIN |  | 11 kV | Unknown |  | 0 |  |  |  | Unknown |  |  |  | Unknown | Unknown | Unknown | Unknown | DISTRIBUTION | TNB | KUALA SELANGOR | Unknown | Unknown |  |  |  | Unknown | [17 empty] | 3
35276364 | M1 | BBDG-3L5(M) | 7368219 | 7368369 |  |  | Existing | RYB |  | SSU BKT BADONG | CLOSED | CLOSED | MAIN |  | Unknown | Unknown |  | 0 |  |  |  | Unknown |  |  |  | Unknown | Unknown | Unknown | Unknown | DISTRIBUTION | TNB | KUALA SELANGOR | Unknown | Unknown |  |  |  | Unknown | [17 empty] | 3
35276372 | R | BBDG-10L5(R) | 7368538 | 7368545 |  |  | Existing | RYB |  | LINK SW A297 PPU BERJAYA CITY | OPEN | OPEN | RESERVE |  | Unknown | Unknown |  | 0 |  |  |  | Unknown |  |  |  | Unknown | Unknown | Unknown | Unknown | DISTRIBUTION | TNB | KUALA SELANGOR | Unknown | Unknown |  |  |  | Unknown | [17 empty] | 3
35276376 | M1 | BBDG-NA2(BBDG)(M) | 7368552 | 7368557 |  |  | Existing | RYB |  | DUMMY2 (BBDG) | OPEN | OPEN | MAIN |  | Unknown | Unknown |  | 0 |  |  |  | Unknown |  |  |  | Unknown | Unknown | Unknown | Unknown | DISTRIBUTION | TNB | KUALA SELANGOR | Unknown | Unknown |  |  |  | Unknown | [17 empty] | 3
35276381 | BBDG-B/C-1WO | BBDG-B/C-1WO | 7368165 | 7368362 |  |  | Existing | RYB |  | 33KV BUSBAR | OPEN | OPEN | BUSBAR COUPLER |  | Unknown | Unknown |  | 0 |  |  | TAMCO | Unknown | N/A | 951503 |  | Unknown | Unknown | Unknown | Unknown | DISTRIBUTION | TNB | KUALA SELANGOR | Unknown | Unknown |  |  |  | Unknown | [17 empty] | 3
35276422 | M1 | BBDG-1H0(M) | 7368568 | 7368396 |  |  | Existing | RYB |  | 33KV BUSBAR | CLOSED | CLOSED | MAIN |  | 33 kV | Unknown |  | 0 |  |  |  | Unknown |  |  |  | Unknown | Unknown | Unknown | Unknown | DISTRIBUTION | TNB | KUALA SELANGOR | Unknown | Unknown |  |  |  | Unknown | [17 empty] | 3
35276430 | M1 | BBDG-5(M) | 7368243 | 7368465 |  |  | Existing | RYB |  | R05471 QUARTERS STP BKT BADONG | CLOSED | CLOSED | MAIN |  | 11 kV | Unknown |  | 0 |  |  |  | Unknown |  |  |  | Unknown | Unknown | Unknown | Unknown | DISTRIBUTION | TNB | KUALA SELANGOR | Unknown | Unknown |  |  |  | Unknown | [17 empty] | 3
35276442 | N1 |  | 7368259 | 7368389 |  |  | Existing | RYB |  |  | CLOSED | CLOSED | NEUTRAL |  | Unknown | Unknown |  | 0 |  |  |  | Unknown |  |  |  | Unknown | Unknown | Unknown | Unknown | DISTRIBUTION | TNB | KUALA SELANGOR | Unknown | Unknown |  |  |  | Unknown | [17 empty] | 3
35276448 | M1 | BBDG-1T0(M) | 7368163 | 7368383 |  |  | Existing | RYB |  | 33KV BUSBAR | CLOSED | CLOSED | MAIN |  | 33 kV | Unknown |  | 0 |  |  |  | Unknown |  |  |  | Unknown | Unknown | Unknown | Unknown | DISTRIBUTION | TNB | KUALA SELANGOR | Unknown | Unknown |  |  |  | Unknown | [17 empty] | 3
35276453 | M2 | BBDG-2H0(M) | 7368570 | 7370967 |  |  | Existing | RYB |  | 33KV BUSBAR | OPEN | OPEN | MAIN |  | 33 kV | Unknown |  | 0 |  |  |  | Unknown |  |  |  | Unknown | Unknown | Unknown | Unknown | DISTRIBUTION | TNB | KUALA SELANGOR | Unknown | Unknown |  |  |  | Unknown | [17 empty] | 3
35276458 | R | BBDG-2T0(R) | 7368138 | 7368350 |  |  | Existing | RYB |  | 33KV BUSBAR | CLOSED | CLOSED | RESERVE |  | 33 kV | Unknown |  | 0 |  |  |  | Unknown |  |  |  | Unknown | Unknown | Unknown | Unknown | DISTRIBUTION | TNB | KUALA SELANGOR | Unknown | Unknown |  |  |  | Unknown | [17 empty] | 3
35276465 | R | BBDG-1H0(R) | 7368567 | 7368566 |  |  | Existing | RYB |  | 33KV BUSBAR | OPEN | OPEN | RESERVE |  | 33 kV | Unknown |  | 0 |  |  |  | Unknown |  |  |  | Unknown | Unknown | Unknown | Unknown | DISTRIBUTION | TNB | KUALA SELANGOR | Unknown | Unknown |  |  |  | Unknown | [17 empty] | 3
35276489 | BBDG-B/S-30 | BBDG-B/S-30 | 7368184 | 7368417 |  |  | Existing | RYB |  | 11KV BUSBAR | CLOSED | CLOSED | BUSBAR SECTION |  | Unknown | Unknown |  | 0 |  |  | TAMCO | Unknown | N/A | N/A |  | Unknown | Unknown | Unknown | Unknown | DISTRIBUTION | TNB | KUALA SELANGOR | Unknown | Unknown |  |  |  | Unknown | [17 empty] | 3
35276493 | M1 | BBDG-3(M) | 7368245 | 7368468 |  |  | Existing | RYB |  | KG JAYA SETIA | CLOSED | CLOSED | MAIN |  | 11 kV | Unknown |  | 0 |  |  |  | Unknown |  |  |  | Unknown | Unknown | Unknown | Unknown | DISTRIBUTION | TNB | KUALA SELANGOR | Unknown | Unknown |  |  |  | Unknown | [17 empty] | 3
35276508 | R | BBDG-31(R) | 7368182 | 7368395 |  |  | Existing | RYB |  | 11KV BUSBAR | CLOSED | CLOSED | RESERVE |  | 11 kV | Unknown |  | 0 |  |  |  | Unknown |  |  |  | Unknown | Unknown | Unknown | Unknown | DISTRIBUTION | TNB | KUALA SELANGOR | Unknown | Unknown |  |  |  | Unknown | [17 empty] | 3
35276522 | R | BBDG-8L5(R) | 7368514 | 7368529 |  |  | Existing | RYB |  | SSU SSP3 TREATMENT PLANT | OPEN | OPEN | RESERVE |  | Unknown | Unknown |  | 0 |  |  |  | Unknown |  |  |  | Unknown | Unknown | Unknown | Unknown | DISTRIBUTION | TNB | KUALA SELANGOR | Unknown | Unknown |  |  |  | Unknown | [17 empty] | 3
35276535 | R | BBDG-4L5(R) | 7368126 | 7368304 |  |  | Existing | RYB |  | SSU BKT BADANG 33KV (P3) | CLOSED | CLOSED | RESERVE |  | Unknown | Unknown |  | 0 |  |  |  | Unknown |  |  |  | Unknown | Unknown | Unknown | Unknown | DISTRIBUTION | TNB | KUALA SELANGOR | Unknown | Unknown |  |  |  | Unknown | [17 empty] | 3
35276539 | R | BBDG-NA2(BBDG)(R) | 7368550 | 7368556 |  |  | Existing | RYB |  | DUMMY2 (BBDG) | OPEN | OPEN | RESERVE |  | Unknown | Unknown |  | 0 |  |  |  | Unknown |  |  |  | Unknown | Unknown | Unknown | Unknown | DISTRIBUTION | TNB | KUALA SELANGOR | Unknown | Unknown |  |  |  | Unknown | [17 empty] | 3
35276552 | BBDG-B/C-34 | BBDG-B/C-34 | 7368185 | 7368410 |  |  | Existing | RYB |  | 11KV BUSBAR | CLOSED | CLOSED | BUSBAR COUPLER |  | Unknown | Unknown |  | 0 |  |  | TAMCO | Unknown | N/A | N/A |  | Unknown | Unknown | Unknown | Unknown | DISTRIBUTION | TNB | KUALA SELANGOR | Unknown | Unknown |  |  |  | Unknown | [17 empty] | 3
35276563 | M2 | BBDG-8L5(M) | 7368512 | 7368532 |  |  | Existing | RYB |  | SSU SSP3 TREATMENT PLANT | CLOSED | CLOSED | MAIN |  | Unknown | Unknown |  | 0 |  |  |  | Unknown |  |  |  | Unknown | Unknown | Unknown | Unknown | DISTRIBUTION | TNB | KUALA SELANGOR | Unknown | Unknown |  |  |  | Unknown | [17 empty] | 3
35276573 | R | BBDG-5(R) | 7368242 | 7368464 |  |  | Existing | RYB |  | R05471 QUARTERS STP BKT BADONG | OPEN | OPEN | RESERVE |  | 11 kV | Unknown |  | 0 |  |  |  | Unknown |  |  |  | Unknown | Unknown | Unknown | Unknown | DISTRIBUTION | TNB | KUALA SELANGOR | Unknown | Unknown |  |  |  | Unknown | [17 empty] | 3
35276591 | R | BBDG-3(R) | 7368244 | 7368467 |  |  | Existing | RYB |  | KG JAYA SETIA | OPEN | OPEN | RESERVE |  | 11 kV | Unknown |  | 0 |  |  |  | Unknown |  |  |  | Unknown | Unknown | Unknown | Unknown | DISTRIBUTION | TNB | KUALA SELANGOR | Unknown | Unknown |  |  |  | Unknown | [17 empty] | 3
35276600 | R | BBDG-1(R) | 7368258 | 7368418 |  |  | Existing | RYB |  | UNITED PAPER BOARD | OPEN | OPEN | RESERVE |  | 11 kV | Unknown |  | 0 |  |  |  | Unknown |  |  |  | Unknown | Unknown | Unknown | Unknown | DISTRIBUTION | TNB | KUALA SELANGOR | Unknown | Unknown |  |  |  | Unknown | [17 empty] | 3
35276607 | R | BBDG-2H0(R) | 7368569 | 7368565 |  |  | Existing | RYB |  | 33KV BUSBAR | CLOSED | CLOSED | RESERVE |  | 33 kV | Unknown |  | 0 |  |  |  | Unknown |  |  |  | Unknown | Unknown | Unknown | Unknown | DISTRIBUTION | TNB | KUALA SELANGOR | Unknown | Unknown |  |  |  | Unknown | [17 empty] | 3
35276625 | M2 | BBDG-2(M) | 7368122 | 7368335 |  |  | Existing | RYB |  | R00592 KG BARU IJOK | CLOSED | CLOSED | MAIN |  | 11 kV | Unknown |  | 0 |  |  |  | Unknown |  |  |  | Unknown | Unknown | Unknown | Unknown | DISTRIBUTION | TNB | KUALA SELANGOR | Unknown | Unknown |  |  |  | Unknown | [17 empty] | 3
35276633 | M2 | BBDG-2T0(M) | 7368139 | 7368351 |  |  | Existing | RYB |  | 33KV BUSBAR | OPEN | OPEN | MAIN |  | 33 kV | Unknown |  | 0 |  |  |  | Unknown |  |  |  | Unknown | Unknown | Unknown | Unknown | DISTRIBUTION | TNB | KUALA SELANGOR | Unknown | Unknown |  |  |  | Unknown | [17 empty] | 3
35276641 | M1 | BBDG-7L5(M) | 7368220 | 7368441 |  |  | Existing | RYB |  | SSU SSP TREATMENT PLANT | CLOSED | CLOSED | MAIN |  | Unknown | Unknown |  | 0 |  |  |  | Unknown |  |  |  | Unknown | Unknown | Unknown | Unknown | DISTRIBUTION | TNB | KUALA SELANGOR | Unknown | Unknown |  |  |  | Unknown | [17 empty] | 3
257327024 | R01905 |  | 7036065 | 7036064 |  |  | Existing | RYB |  | R01902 SIME HYUNDAI | CLOSED | CLOSED | LINK | 12.000 kV | 11 kV | GAS |  | 1995 | B950396 |  | FALCON BETA | TAMCO |  |  | SW/STN SIME DARBY | Unknown | Unknown | Unknown | Unknown | DISTRIBUTION | TNB | KUALA SELANGOR | Unknown | Unknown |  |  |  | Unknown |  |  |  |  | 630.000 A | 20 | 20 | 20 | [6 empty] | 0 | SW/STN SIME DARBY |  | 3
257327028 | R01906 |  | 7036071 | 7036070 |  |  | Existing | RYB |  | SDBY-9 | CLOSED | CLOSED | LINK | 12.000 kV | 11 kV | GAS |  | 1995 | B950396 |  | FALCON BETA | TAMCO |  |  | SW/STN SIME DARBY | Unknown | Unknown | Unknown | Unknown | DISTRIBUTION | TNB | KUALA SELANGOR | Unknown | Unknown |  |  |  | Unknown |  |  |  |  | 630.000 A | 20 | 20 | 20 | [6 empty] | 0 | SW/STN SIME DARBY |  | 3
257327032 | R01904 |  | 7036081 | 7036080 |  |  | Existing | RYB |  | R01900 SIME INAX | CLOSED | CLOSED | LINK | 12.000 kV | 11 kV | GAS |  | 1995 | B950396 |  | FALCON BETA | TAMCO |  |  | SW/STN SIME DARBY | Unknown | Unknown | Unknown | Unknown | DISTRIBUTION | TNB | KUALA SELANGOR | Unknown | Unknown |  |  |  | Unknown |  |  |  |  | 630.000 A | 20 | 20 | 20 | [6 empty] | 0 | SW/STN SIME DARBY |  | 3
257701796 |  | KSGR-1L5(M) | 7028893 | 7029130 |  |  | Existing | RYB |  | TKMI-A191 | CLOSED | CLOSED | MAIN |  | Unknown | Unknown |  | 0 |  |  |  | Unknown |  |  | PMU KUALA SELANGOR 132/33/11kV | Unknown | Unknown | Unknown | Unknown | DISTRIBUTION | TNB | KUALA SELANGOR | Unknown | Unknown |  |  |  | Unknown | [17 empty] | 3
257701800 |  | KSGR-3L5(M) | 7028895 | 7029210 |  |  | Existing | RYB |  | SPARE1(KSGR) | OPEN | OPEN | MAIN |  | Unknown | Unknown |  | 0 |  |  |  | Unknown |  |  | PMU KUALA SELANGOR 132/33/11kV | Unknown | Unknown | Unknown | Unknown | DISTRIBUTION | TNB | KUALA SELANGOR | Unknown | Unknown |  |  |  | Unknown | [17 empty] | 3
257701813 |  | KSGR-2T0(M) | 7028915 | 7029116 |  |  | Existing | RYB |  | 33KV BUSBAR | CLOSED | CLOSED | MAIN |  | 33 kV | Unknown |  | 0 |  |  |  | Unknown |  |  | PMU KUALA SELANGOR 132/33/11kV | Unknown | Unknown | Unknown | Unknown | DISTRIBUTION | TNB | KUALA SELANGOR | Unknown | Unknown |  |  |  | Unknown | [17 empty] | 3
257701817 |  | KSGR-1T0(M) | 7028917 | 7029117 |  |  | Existing | RYB |  | 33KV BUSBAR | CLOSED | CLOSED | MAIN |  | Unknown | Unknown |  | 0 |  |  |  | Unknown |  |  | PMU KUALA SELANGOR 132/33/11kV | Unknown | Unknown | Unknown | Unknown | DISTRIBUTION | TNB | KUALA SELANGOR | Unknown | Unknown |  |  |  | Unknown | [17 empty] | 3
257701825 |  | KSGR-2L5(M) | 7028920 | 7029124 |  |  | Existing | RYB |  | SPARE2 (KSGR) | OPEN | OPEN | MAIN |  | Unknown | Unknown |  | 0 |  |  |  | Unknown |  |  | PMU KUALA SELANGOR 132/33/11kV | Unknown | Unknown | Unknown | Unknown | DISTRIBUTION | TNB | KUALA SELANGOR | Unknown | Unknown |  |  |  | Unknown | [17 empty] | 3
257701829 |  | KSGR-4L5(M) | 7028922 | 7029123 |  |  | Existing | RYB |  | SPARE3 (KSGR) | OPEN | OPEN | MAIN |  | Unknown | Unknown |  | 0 |  |  |  | Unknown |  |  | PMU KUALA SELANGOR 132/33/11kV | Unknown | Unknown | Unknown | Unknown | DISTRIBUTION | TNB | KUALA SELANGOR | Unknown | Unknown |  |  |  | Unknown | [17 empty] | 3
257701847 |  | N1 | 7028932 | 7029111 |  |  | Existing | RYB |  | N1 | CLOSED | CLOSED | NEUTRAL |  | Unknown | Unknown |  | 0 |  |  |  | Unknown |  |  | PMU KUALA SELANGOR 132/33/11kV | Unknown | Unknown | Unknown | Unknown | DISTRIBUTION | TNB | KUALA SELANGOR | Unknown | Unknown |  |  |  | Unknown | [17 empty] | 3
257701851 |  | N2 | 7028933 | 7029197 |  |  | Existing | RYB |  | N2 | CLOSED | CLOSED | NEUTRAL |  | Unknown | Unknown |  | 0 |  |  |  | Unknown |  |  | PMU KUALA SELANGOR 132/33/11kV | Unknown | Unknown | Unknown | Unknown | DISTRIBUTION | TNB | KUALA SELANGOR | Unknown | Unknown |  |  |  | Unknown | [17 empty] | 3
257701855 |  | N5 | 7028934 | 7029205 |  |  | Existing | RYB |  | N5 | CLOSED | CLOSED | NEUTRAL |  | Unknown | Unknown |  | 0 |  |  |  | Unknown |  |  | PMU KUALA SELANGOR 132/33/11kV | Unknown | Unknown | Unknown | Unknown | DISTRIBUTION | TNB | KUALA SELANGOR | Unknown | Unknown |  |  |  | Unknown | [17 empty] | 3
257701859 |  | N4 | 7028935 | 7029218 |  |  | Existing | RYB |  | N4 | OPEN | OPEN | NEUTRAL |  | Unknown | Unknown |  | 0 |  |  |  | Unknown |  |  | PMU KUALA SELANGOR 132/33/11kV | Unknown | Unknown | Unknown | Unknown | DISTRIBUTION | TNB | KUALA SELANGOR | Unknown | Unknown |  |  |  | Unknown | [17 empty] | 3
257701893 |  | KGSR-31(M) | 7028953 | 7029165 |  |  | Existing | RYB |  | 11KV BUSBAR | CLOSED | CLOSED | MAIN |  | 11 kV | Unknown |  | 0 |  |  |  | Unknown |  |  | PMU KUALA SELANGOR 132/33/11kV | Unknown | Unknown | Unknown | Unknown | DISTRIBUTION | TNB | KUALA SELANGOR | Unknown | Unknown |  |  |  | Unknown | [17 empty] | 3
257701897 |  | KGSR-32(M) | 7028954 | 7029164 |  |  | Existing | RYB |  | 11KV BUSBAR | CLOSED | CLOSED | MAIN |  | Unknown | Unknown |  | 0 |  |  |  | Unknown |  |  | PMU KUALA SELANGOR 132/33/11kV | Unknown | Unknown | Unknown | Unknown | DISTRIBUTION | TNB | KUALA SELANGOR | Unknown | Unknown |  |  |  | Unknown | [17 empty] | 3
257701910 |  | KSGR-2(M) | 7028963 | 7029150 |  |  | Existing | RYB |  | SPARE(KSGR) | OPEN | OPEN | MAIN |  | 11 kV | Unknown |  | 0 |  |  |  | Unknown |  |  | PMU KUALA SELANGOR 132/33/11kV | Unknown | Unknown | Unknown | Unknown | DISTRIBUTION | TNB | KUALA SELANGOR | Unknown | Unknown |  |  |  | Unknown | [17 empty] | 3
257701920 |  | KSGR-8(M) | 7028975 | 7029156 |  |  | Existing | RYB |  | S01313 IKS NO 4 | CLOSED | CLOSED | MAIN |  | Unknown | Unknown |  | 0 |  |  |  | Unknown |  |  | PMU KUALA SELANGOR 132/33/11kV | Unknown | Unknown | Unknown | Unknown | DISTRIBUTION | TNB | KUALA SELANGOR | Unknown | Unknown |  |  |  | Unknown | [17 empty] | 3
257701924 |  | KSGR-10(M) | 7028978 | 7029161 |  |  | Existing | RYB |  | S00119 OCEAN LAND | CLOSED | CLOSED | MAIN |  | Unknown | Unknown |  | 0 |  |  |  | Unknown |  |  | PMU KUALA SELANGOR 132/33/11kV | Unknown | Unknown | Unknown | Unknown | DISTRIBUTION | TNB | KUALA SELANGOR | Unknown | Unknown |  |  |  | Unknown | [17 empty] | 3
257701928 |  | KSGR-6(M) | 7028979 | 7029154 |  |  | Existing | RYB |  | S05299 TAMAN MERANTI | CLOSED | CLOSED | MAIN |  | 11 kV | Unknown |  | 0 |  |  |  | Unknown |  |  | PMU KUALA SELANGOR 132/33/11kV | Unknown | Unknown | Unknown | Unknown | DISTRIBUTION | TNB | KUALA SELANGOR | Unknown | Unknown |  |  |  | Unknown | [17 empty] | 3
257701932 |  | KSGR-4(M) | 7028981 | 7029152 |  |  | Existing | RYB |  | S00097 BALAI POLIS | CLOSED | CLOSED | MAIN |  | Unknown | Unknown |  | 0 |  |  |  | Unknown |  |  | PMU KUALA SELANGOR 132/33/11kV | Unknown | Unknown | Unknown | Unknown | DISTRIBUTION | TNB | KUALA SELANGOR | Unknown | Unknown |  |  |  | Unknown | [17 empty] | 3
257701978 |  | KSGR-3(M) | 7029007 | 7029249 |  |  | Existing | RYB |  | S01665 TMN BENDAHARA NO 3 | CLOSED | CLOSED | MAIN |  | Unknown | Unknown |  | 0 |  |  |  | Unknown |  |  | PMU KUALA SELANGOR 132/33/11kV | Unknown | Unknown | Unknown | Unknown | DISTRIBUTION | TNB | KUALA SELANGOR | Unknown | Unknown |  |  |  | Unknown | [17 empty] | 3
257701982 |  | KSGR-5(M) | 7029008 | 7029252 |  |  | Existing | RYB |  | S01365 EMINENT FARM | CLOSED | CLOSED | MAIN |  | 11 kV | Unknown |  | 0 |  |  |  | Unknown |  |  | PMU KUALA SELANGOR 132/33/11kV | Unknown | Unknown | Unknown | Unknown | DISTRIBUTION | TNB | KUALA SELANGOR | Unknown | Unknown |  |  |  | Unknown | [17 empty] | 3
257701986 |  | KSGR-7(M) | 7029009 | 7029255 |  |  | Existing | RYB |  | S00163 KILANG B PLASTIC | CLOSED | CLOSED | MAIN |  | 11 kV | Unknown |  | 0 |  |  |  | Unknown |  |  | PMU KUALA SELANGOR 132/33/11kV | Unknown | Unknown | Unknown | Unknown | DISTRIBUTION | TNB | KUALA SELANGOR | Unknown | Unknown |  |  |  | Unknown | [17 empty] | 3
257701990 |  | KSGR-9 | 7029010 | 7029238 |  |  | Existing | RYB |  | S01695 TAMAN K.SELANGOR JAYA | CLOSED | CLOSED | MAIN |  | 11 kV | Unknown |  | 0 |  |  |  | Unknown |  |  | PMU KUALA SELANGOR 132/33/11kV | Unknown | Unknown | Unknown | Unknown | DISTRIBUTION | TNB | KUALA SELANGOR | Unknown | Unknown |  |  |  | Unknown | [17 empty] | 3
257702001 |  | KSGR-1(M) | 7029021 | 7029222 |  |  | Existing | RYB |  | S01664 TMN BENDAHARA NO 2 | CLOSED | CLOSED | MAIN |  | 11 kV | Unknown |  | 0 |  |  |  | Unknown |  |  | PMU KUALA SELANGOR 132/33/11kV | Unknown | Unknown | Unknown | Unknown | DISTRIBUTION | TNB | KUALA SELANGOR | Unknown | Unknown |  |  |  | Unknown | [17 empty] | 3
257931819 |  | TKMI-5 | 7032957 | 7033112 |  |  | Existing | RYB |  | JLN GAWAR-GAWAR | CLOSED | CLOSED | MAIN |  | 11 kV | Unknown |  | 0 |  |  |  | Unknown |  |  | PPU TANJUNG KARANG | Unknown | Unknown | Unknown | Unknown | DISTRIBUTION | TNB | KUALA SELANGOR | Unknown | Unknown |  |  |  | Unknown | [17 empty] | 3
257931823 |  | TKMI-7 | 7032956 | 7033152 |  |  | Existing | RYB |  | LOCAL TRANS1(TKMI-7) | CLOSED | CLOSED | MAIN |  | 11 kV | Unknown |  | 0 |  |  |  | Unknown |  |  | PPU TANJUNG KARANG | Unknown | Unknown | Unknown | Unknown | DISTRIBUTION | TNB | KUALA SELANGOR | Unknown | Unknown |  |  |  | Unknown | [17 empty] | 3
257931827 |  | TKMI-9 | 7032955 | 7033150 |  |  | Existing | RYB |  | TAMAN MAKMUR | CLOSED | CLOSED | MAIN |  | 11 kV | Unknown |  | 0 |  |  |  | Unknown |  |  | PPU TANJUNG KARANG | Unknown | Unknown | Unknown | Unknown | DISTRIBUTION | TNB | KUALA SELANGOR | Unknown | Unknown |  |  |  | Unknown | [17 empty] | 3
257931831 |  | TKMI-1 | 7032889 | 7033067 |  |  | Existing | RYB |  | S00386 SG TENGI KANAN NO 2 | CLOSED | CLOSED | MAIN |  | Unknown | Unknown |  | 0 |  |  |  | Unknown |  |  | PPU TANJUNG KARANG | Unknown | Unknown | Unknown | Unknown | DISTRIBUTION | TNB | KUALA SELANGOR | Unknown | Unknown |  |  |  | Unknown | [17 empty] | 3
257931835 |  | TKMI-31 | 7032886 | 7033074 |  |  | Existing | RYB |  | 11KV BUSBAR | CLOSED | CLOSED | MAIN |  | 11 kV | Unknown |  | 0 |  |  |  | Unknown |  |  | PPU TANJUNG KARANG | Unknown | Unknown | Unknown | Unknown | DISTRIBUTION | TNB | KUALA SELANGOR | Unknown | Unknown |  |  |  | Unknown | [17 empty] | 3
257931839 |  | TKMI-3 | 7032864 | 7033124 |  |  | Existing | RYB |  | PASAR TG KARANG | CLOSED | CLOSED | MAIN |  | 11 kV | Unknown |  | 0 |  |  |  | Unknown |  |  | PPU TANJUNG KARANG | Unknown | Unknown | Unknown | Unknown | DISTRIBUTION | TNB | KUALA SELANGOR | Unknown | Unknown |  |  |  | Unknown | [17 empty] | 3
257931843 |  | TKMI-2 | 7032775 | 7033031 |  |  | Existing | RYB |  | SPARE1(TKMI-2) | CLOSED | OPEN | MAIN |  | 11 kV | Unknown |  | 0 |  |  |  | Unknown |  |  | PPU TANJUNG KARANG | Unknown | Unknown | Unknown | Unknown | DISTRIBUTION | TNB | KUALA SELANGOR | Unknown | Unknown |  |  |  | Unknown | [17 empty] | 3
257931847 |  | TKMI-32 | 7032760 | 7033029 |  |  | Existing | RYB |  | 11KV BUSBAR | CLOSED | CLOSED | MAIN |  | 11 kV | Unknown |  | 0 |  |  |  | Unknown |  |  | PPU TANJUNG KARANG | Unknown | Unknown | Unknown | Unknown | DISTRIBUTION | TNB | KUALA SELANGOR | Unknown | Unknown |  |  |  | Unknown | [17 empty] | 3
257931851 |  | TKMI-4 | 7032727 | 7033008 |  |  | Existing | RYB |  | HOSPITAL | CLOSED | CLOSED | MAIN |  | 11 kV | Unknown |  | 0 |  |  |  | Unknown |  |  | PPU TANJUNG KARANG | Unknown | Unknown | Unknown | Unknown | DISTRIBUTION | TNB | KUALA SELANGOR | Unknown | Unknown |  |  |  | Unknown | [17 empty] | 3
257931855 |  | TKMI-6 | 7032725 | 7032984 |  |  | Existing | RYB |  | S01515 PADIN MAS | CLOSED | CLOSED | MAIN |  | 11 kV | Unknown |  | 0 |  |  |  | Unknown |  |  | PPU TANJUNG KARANG | Unknown | Unknown | Unknown | Unknown | DISTRIBUTION | TNB | KUALA SELANGOR | Unknown | Unknown |  |  |  | Unknown | [17 empty] | 3
257931859 |  | TKMI-8 | 7032677 | 7032966 |  |  | Existing | RYB |  | KOKO FAMA | CLOSED | CLOSED | MAIN |  | 11 kV | Unknown |  | 0 |  |  |  | Unknown |  |  | PPU TANJUNG KARANG | Unknown | Unknown | Unknown | Unknown | DISTRIBUTION | TNB | KUALA SELANGOR | Unknown | Unknown |  |  |  | Unknown | [17 empty] | 3
257932049 |  | N5 | 7032861 | 7033102 |  |  | Existing | RYB |  | N5 | CLOSED | CLOSED | NEUTRAL |  | Unknown | Unknown |  | 0 |  |  |  | Unknown |  |  | PPU TANJUNG KARANG | Unknown | Unknown | Unknown | Unknown | DISTRIBUTION | TNB | KUALA SELANGOR | Unknown | Unknown |  |  |  | Unknown | [17 empty] | 3
257932053 |  | N4 | 7032860 | 7033108 |  |  | Existing | RYB |  | N4 | OPEN | OPEN | NEUTRAL |  | Unknown | Unknown |  | 0 |  |  |  | Unknown |  |  | PPU TANJUNG KARANG | Unknown | Unknown | Unknown | Unknown | DISTRIBUTION | TNB | KUALA SELANGOR | Unknown | Unknown |  |  |  | Unknown | [17 empty] | 3
257932057 |  | N1 | 7032852 | 7033080 |  |  | Existing | RYB |  | N1 | CLOSED | CLOSED | NEUTRAL |  | Unknown | Unknown |  | 0 |  |  |  | Unknown |  |  | PPU TANJUNG KARANG | Unknown | Unknown | Unknown | Unknown | DISTRIBUTION | TNB | KUALA SELANGOR | Unknown | Unknown |  |  |  | Unknown | [17 empty] | 3
257932061 |  | N2 | 7032851 | 7033082 |  |  | Existing | RYB |  | N2 | CLOSED | CLOSED | NEUTRAL |  | Unknown | Unknown |  | 0 |  |  |  | Unknown |  |  | PPU TANJUNG KARANG | Unknown | Unknown | Unknown | Unknown | DISTRIBUTION | TNB | KUALA SELANGOR | Unknown | Unknown |  |  |  | Unknown | [17 empty] | 3
257932102 |  | TKMI-J78 | 7032844 | 7033092 |  |  | Existing | RYB |  | 33KV BUSBAR | CLOSED | CLOSED | MAIN |  | Unknown | Unknown |  | 0 |  |  |  | Unknown |  |  | PPU TANJUNG KARANG | Unknown | Unknown | Unknown | Unknown | DISTRIBUTION | TNB | KUALA SELANGOR | Unknown | Unknown |  |  |  | Unknown | [17 empty] | 3
257932106 |  | A189 | 7032824 | 7033065 |  |  | Existing | RYB |  | 33KV BUSBAR | CLOSED | CLOSED | MAIN |  | 33 kV | Unknown |  | 0 |  |  |  | Unknown |  |  | PPU TANJUNG KARANG | Unknown | Unknown | Unknown | Unknown | DISTRIBUTION | TNB | KUALA SELANGOR | Unknown | Unknown |  |  |  | Unknown | [17 empty] | 3
257932110 |  | A227 | 7032737 | 7033006 |  |  | Existing | RYB |  | 33KV BUSBAR | CLOSED | CLOSED | MAIN |  | 33 kV | Unknown |  | 0 |  |  |  | Unknown |  |  | PPU TANJUNG KARANG | Unknown | Unknown | Unknown | Unknown | DISTRIBUTION | TNB | KUALA SELANGOR | Unknown | Unknown |  |  |  | Unknown | [17 empty] | 3
257932114 |  | TKMI-A191 | 7032718 | 7032999 |  |  | Existing | RYB |  | 33KV BUSBAR | CLOSED | CLOSED | MAIN |  | Unknown | Unknown |  | 0 |  |  |  | Unknown |  |  | PPU TANJUNG KARANG | Unknown | Unknown | Unknown | Unknown | DISTRIBUTION | TNB | KUALA SELANGOR | Unknown | Unknown |  |  |  | Unknown | [17 empty] | 3
257950097 |  | N2 | 7026789 | 7027178 |  |  | Existing | RYB |  | N2 | CLOSED | CLOSED | NEUTRAL |  | Unknown | Unknown |  | 0 |  |  |  | Unknown |  |  | PPU SIME DARBY | Unknown | Unknown | Unknown | Unknown | DISTRIBUTION | TNB | KUALA SELANGOR | Unknown | Unknown |  |  |  | Unknown | [17 empty] | 3
257950101 |  | N4 | 7026788 | 7027204 |  |  | Existing | RYB |  | N4 | OPEN | OPEN | NEUTRAL |  | Unknown | Unknown |  | 0 |  |  |  | Unknown |  |  | PPU SIME DARBY | Unknown | Unknown | Unknown | Unknown | DISTRIBUTION | TNB | KUALA SELANGOR | Unknown | Unknown |  |  |  | Unknown | [17 empty] | 3
257950105 |  | N1 | 7026783 | 7027176 |  |  | Existing | RYB |  | N1 | CLOSED | CLOSED | NEUTRAL |  | Unknown | Unknown |  | 0 |  |  |  | Unknown |  |  | PPU SIME DARBY | Unknown | Unknown | Unknown | Unknown | DISTRIBUTION | TNB | KUALA SELANGOR | Unknown | Unknown |  |  |  | Unknown | [17 empty] | 3
257950109 |  | N5 | 7026782 | 7027198 |  |  | Existing | RYB |  | N5 | CLOSED | CLOSED | NEUTRAL |  | Unknown | Unknown |  | 0 |  |  |  | Unknown |  |  | PPU SIME DARBY | Unknown | Unknown | Unknown | Unknown | DISTRIBUTION | TNB | KUALA SELANGOR | Unknown | Unknown |  |  |  | Unknown | [17 empty] | 3
257950140 |  | SDBY-D95(M) | 7026823 | 7027117 |  |  | Existing | RYB |  | SSU PKPS | CLOSED | CLOSED | MAIN |  | Unknown | Unknown |  | 0 |  |  |  | Unknown |  |  | PPU SIME DARBY | Unknown | Unknown | Unknown | Unknown | DISTRIBUTION | TNB | KUALA SELANGOR | Unknown | Unknown |  |  |  | Unknown | [17 empty] | 3
257950144 |  | SDBY-TX2-2H0(M) | 7026801 | 7027102 |  |  | Existing | RYB |  | 33KV BUSBAR | CLOSED | CLOSED | MAIN |  | 33 kV | Unknown |  | 0 |  |  |  | Unknown |  |  | PPU SIME DARBY | Unknown | Unknown | Unknown | Unknown | DISTRIBUTION | TNB | KUALA SELANGOR | Unknown | Unknown |  |  |  | Unknown | [17 empty] | 3
257950148 |  | SDBY-TX1-1H0(M) | 7026800 | 7027161 |  |  | Existing | RYB |  | 33KV BUSBAR | CLOSED | CLOSED | MAIN |  | 33 kV | Unknown |  | 0 |  |  |  | Unknown |  |  | PPU SIME DARBY | Unknown | Unknown | Unknown | Unknown | DISTRIBUTION | TNB | KUALA SELANGOR | Unknown | Unknown |  |  |  | Unknown | [17 empty] | 3
257950152 |  | SDBY-D93(M) | 7026787 | 7027188 |  |  | Existing | RYB |  | BTAI-1L5 | CLOSED | CLOSED | MAIN |  | Unknown | Unknown |  | 0 |  |  |  | Unknown |  |  | PPU SIME DARBY | Unknown | Unknown | Unknown | Unknown | DISTRIBUTION | TNB | KUALA SELANGOR | Unknown | Unknown |  |  |  | Unknown | [17 empty] | 3
257950156 |  | SDBY-D94(M) | 7026784 | 7027194 |  |  | Existing | RYB |  | SPARE(SDBY) | OPEN | OPEN | MAIN |  | Unknown | Unknown |  | 0 |  |  |  | Unknown |  |  | PPU SIME DARBY | Unknown | Unknown | Unknown | Unknown | DISTRIBUTION | TNB | KUALA SELANGOR | Unknown | Unknown |  |  |  | Unknown | [17 empty] | 3
257950160 |  | SDBY-D95 | 7026824 | 7027119 |  |  | Existing | RYB |  | SSU PKPS | OPEN | OPEN | RESERVE |  | Unknown | Unknown |  | 0 |  |  |  | Unknown |  |  | PPU SIME DARBY | Unknown | Unknown | Unknown | Unknown | DISTRIBUTION | TNB | KUALA SELANGOR | Unknown | Unknown |  |  |  | Unknown | [17 empty] | 3
257950164 |  | SDBY-TX1-1H0(R) | 7026803 | 7027162 |  |  | Existing | RYB |  | 33KV BUSBAR | OPEN | OPEN | RESERVE |  | 33 kV | Unknown |  | 0 |  |  |  | Unknown |  |  | PPU SIME DARBY | Unknown | Unknown | Unknown | Unknown | DISTRIBUTION | TNB | KUALA SELANGOR | Unknown | Unknown |  |  |  | Unknown | [17 empty] | 3
257950168 |  | SDBY-TX2-2H0(R) | 7026802 | 7027103 |  |  | Existing | RYB |  | 33KV BUSBAR | OPEN | OPEN | RESERVE |  | 33 kV | Unknown |  | 0 |  |  |  | Unknown |  |  | PPU SIME DARBY | Unknown | Unknown | Unknown | Unknown | DISTRIBUTION | TNB | KUALA SELANGOR | Unknown | Unknown |  |  |  | Unknown | [17 empty] | 3
257950172 |  | SDBY-D93(R) | 7026786 | 7027189 |  |  | Existing | RYB |  | BTAI-1L5 | OPEN | OPEN | RESERVE |  | Unknown | Unknown |  | 0 |  |  |  | Unknown |  |  | PPU SIME DARBY | Unknown | Unknown | Unknown | Unknown | DISTRIBUTION | TNB | KUALA SELANGOR | Unknown | Unknown |  |  |  | Unknown | [17 empty] | 3
257950176 |  | SDBY-D94(R) | 7026785 | 7027184 |  |  | Existing | RYB |  | SPARE(SDBY) | OPEN | OPEN | RESERVE |  | 33 kV | Unknown |  | 0 |  |  |  | Unknown |  |  | PPU SIME DARBY | Unknown | Unknown | Unknown | Unknown | DISTRIBUTION | TNB | KUALA SELANGOR | Unknown | Unknown |  |  |  | Unknown | [17 empty] | 3
257950209 |  | SDBY-2(M) | 7026923 | 7027127 |  |  | Existing | RYB |  | R04846 SSU PKPS | CLOSED | CLOSED | MAIN |  | 11 kV | Unknown |  | 0 |  |  |  | Unknown |  |  | PPU SIME DARBY | Unknown | Unknown | Unknown | Unknown | DISTRIBUTION | TNB | KUALA SELANGOR | Unknown | Unknown |  |  |  | Unknown | [17 empty] | 3
257950213 |  | SDBY-8(M) | 7026917 | 7027093 |  |  | Existing | RYB |  | LOCAL TRANS(SDBY) | CLOSED | CLOSED | MAIN |  | Unknown | Unknown |  | 0 |  |  |  | Unknown |  |  | PPU SIME DARBY | Unknown | Unknown | Unknown | Unknown | DISTRIBUTION | TNB | KUALA SELANGOR | Unknown | Unknown |  |  |  | Unknown | [17 empty] | 3
257950217 |  | SDBY-6(M) | 7026915 | 7027080 |  |  | Existing | RYB |  | S01547 BATAMAS | CLOSED | CLOSED | MAIN |  | 11 kV | Unknown |  | 0 |  |  |  | Unknown |  |  | PPU SIME DARBY | Unknown | Unknown | Unknown | Unknown | DISTRIBUTION | TNB | KUALA SELANGOR | Unknown | Unknown |  |  |  | Unknown | [17 empty] | 3
257950221 |  | SDBY-4(M) | 7026913 | 7027104 |  |  | Existing | RYB |  | R01898 PERUMAHAN TENNAMARAN | CLOSED | CLOSED | MAIN |  | 11 kV | Unknown |  | 0 |  |  |  | Unknown |  |  | PPU SIME DARBY | Unknown | Unknown | Unknown | Unknown | DISTRIBUTION | TNB | KUALA SELANGOR | Unknown | Unknown |  |  |  | Unknown | [17 empty] | 3
257950225 |  | SDBY-32(M) | 7026890 | 7027125 |  |  | Existing | RYB |  | 11KV BUSBAR | CLOSED | CLOSED | MAIN |  | Unknown | Unknown |  | 0 |  |  |  | Unknown |  |  | PPU SIME DARBY | Unknown | Unknown | Unknown | Unknown | DISTRIBUTION | TNB | KUALA SELANGOR | Unknown | Unknown |  |  |  | Unknown | [17 empty] | 3
257950229 |  | SDBY-1(M) | 7026888 | 7027170 |  |  | Existing | RYB |  |  | CLOSED | CLOSED | MAIN |  | 11 kV | Unknown |  | 0 |  |  |  | Unknown |  |  | PPU SIME DARBY | Unknown | Unknown | Unknown | Unknown | DISTRIBUTION | TNB | KUALA SELANGOR | Unknown | Unknown |  |  |  | Unknown | [17 empty] | 3
257950233 |  | SDBY-3(M) | 7026856 | 7027220 |  |  | Existing | RYB |  | R04822 SSU UNISEL | CLOSED | CLOSED | MAIN |  | 11 kV | Unknown |  | 0 |  |  |  | Unknown |  |  | PPU SIME DARBY | Unknown | Unknown | Unknown | Unknown | DISTRIBUTION | TNB | KUALA SELANGOR | Unknown | Unknown |  |  |  | Unknown | [17 empty] | 3
257950237 |  | SDBY-5(M) | 7026855 | 7027222 |  |  | Existing | RYB |  | R05058 BERJUNTAI BESTARI NO 2 | CLOSED | CLOSED | MAIN |  | 11 kV | Unknown |  | 0 |  |  |  | Unknown |  |  | PPU SIME DARBY | Unknown | Unknown | Unknown | Unknown | DISTRIBUTION | TNB | KUALA SELANGOR | Unknown | Unknown |  |  |  | Unknown | [17 empty] | 3
257950241 |  | SDBY-7(M) | 7026854 | 7027224 |  |  | Existing | RYB |  | H-POLE KG HANG TUAH | CLOSED | CLOSED | MAIN |  | 11 kV | Unknown |  | 0 |  |  |  | Unknown |  |  | PPU SIME DARBY | Unknown | Unknown | Unknown | Unknown | DISTRIBUTION | TNB | KUALA SELANGOR | Unknown | Unknown |  |  |  | Unknown | [17 empty] | 3
257950245 |  | SDBY-9(M) | 7026852 | 7027226 |  |  | Existing | RYB |  | R01906 SW/STN(RMU) S/HYUNDAI S/INEX | CLOSED | CLOSED | MAIN |  | 11 kV | Unknown |  | 0 |  |  |  | Unknown |  |  | PPU SIME DARBY | Unknown | Unknown | Unknown | Unknown | DISTRIBUTION | TNB | KUALA SELANGOR | Unknown | Unknown |  |  |  | Unknown | [17 empty] | 3
257950249 |  | SDBY-1(M) | 7026849 | 7027163 |  |  | Existing | RYB |  | R01856 HARTALEGA | CLOSED | CLOSED | MAIN |  | 11 kV | Unknown |  | 0 |  |  |  | Unknown |  |  | PPU SIME DARBY | Unknown | Unknown | Unknown | Unknown | DISTRIBUTION | TNB | KUALA SELANGOR | Unknown | Unknown |  |  |  | Unknown | [17 empty] | 3
376751315 | [6 empty] | Existing | Unknown |  |  | OPEN | OPEN | RESERVE |  | 33 kV | [9 empty] | SSU RWPS | Unknown | Unknown | NO | NONE | DISTRIBUTION | TNB | KUALA SELANGOR | Unknown |  |  |  |  | NO | [17 empty] | 0
376751325 | [6 empty] | Existing | Unknown |  |  | OPEN | OPEN | RESERVE |  | 33 kV | [9 empty] | SSU RWPS | Unknown | Unknown | NO | NONE | DISTRIBUTION | TNB | KUALA SELANGOR | NO | Unknown |  |  |  | NO | [17 empty] | 0
376751330 | [6 empty] | Existing | Unknown |  |  | CLOSED | CLOSED | MAIN |  | 33 kV | [9 empty] | SSU RWPS | Unknown | Unknown | NO | NONE | DISTRIBUTION | TNB | KUALA SELANGOR | NO | Unknown |  |  |  | NO | [17 empty] | 0
376751335 | [6 empty] | Existing | Unknown |  |  | CLOSED | CLOSED | MAIN |  | 33 kV | [9 empty] | SSU RWPS | Unknown | Unknown | NO | NONE | DISTRIBUTION | TNB | KUALA SELANGOR | Unknown |  |  |  |  | NO | [17 empty] | 0
376751338 | [6 empty] | Existing | Unknown |  |  | CLOSED | CLOSED | MAIN |  | 33 kV | [9 empty] | SSU RWPS | Unknown | Unknown | NO | NONE | DISTRIBUTION | TNB | KUALA SELANGOR | Unknown |  |  |  |  | NO | [17 empty] | 0
376751353 | [6 empty] | Existing | Unknown |  |  | CLOSED | CLOSED | MAIN |  | 33 kV | [9 empty] | SSU RWPS | Unknown | Unknown | NO | NONE | DISTRIBUTION | TNB | KUALA SELANGOR | Unknown |  |  |  |  | NO | [17 empty] | 0
376751366 | [6 empty] | Existing | Unknown |  |  | CLOSED | CLOSED | MAIN |  | 33 kV | [9 empty] | SSU RWPS | Unknown | Unknown | NO | NONE | DISTRIBUTION | TNB | KUALA SELANGOR | Unknown |  |  |  |  | NO | [17 empty] | 0
376751374 | [6 empty] | Existing | Unknown |  |  | OPEN | OPEN | RESERVE |  | 33 kV | [9 empty] | SSU RWPS | Unknown | Unknown | NO | NONE | DISTRIBUTION | TNB | KUALA SELANGOR | Unknown |  |  |  |  | NO | [17 empty] | 0
376751376 | [6 empty] | Existing | Unknown |  |  | OPEN | OPEN | RESERVE |  | 33 kV | [9 empty] | SSU RWPS | Unknown | Unknown | NO | NONE | DISTRIBUTION | TNB | KUALA SELANGOR | NO | Unknown |  |  |  | NO | [17 empty] | 0
376751378 | [6 empty] | Existing | Unknown |  |  | OPEN | OPEN | RESERVE |  | 33 kV | [9 empty] | SSU RWPS | Unknown | Unknown | NO | NONE | DISTRIBUTION | TNB | KUALA SELANGOR | Unknown |  |  |  |  | NO | [17 empty] | 0
376751384 | [6 empty] | Existing | Unknown |  |  | OPEN | OPEN | RESERVE |  | 33 kV | [9 empty] | SSU RWPS | Unknown | Unknown | NO | NONE | DISTRIBUTION | TNB | KUALA SELANGOR | NO | Unknown |  |  |  | NO | [17 empty] | 0
376751394 | [6 empty] | Existing | Unknown |  |  | CLOSED | CLOSED | MAIN |  | 33 kV | [9 empty] | SSU RWPS | Unknown | Unknown | NO | NONE | DISTRIBUTION | TNB | KUALA SELANGOR | NO | Unknown |  |  |  | NO | [17 empty] | 0
376751404 | [6 empty] | Existing | Unknown |  |  | CLOSED | CLOSED | MAIN |  | 33 kV | [9 empty] | SSU RWPS | Unknown | Unknown | NO | NONE | DISTRIBUTION | TNB | KUALA SELANGOR | Unknown |  |  |  |  | NO | [17 empty] | 0
376751422 | [6 empty] | Existing | Unknown |  |  | CLOSED | CLOSED | MAIN |  | 33 kV | [9 empty] | SSU RWPS | Unknown | Unknown | NO | NONE | DISTRIBUTION | TNB | KUALA SELANGOR | NO | Unknown |  |  |  | NO | [17 empty] | 0
376751436 | [6 empty] | Existing | Unknown |  |  | OPEN | OPEN | RESERVE |  | 33 kV | [9 empty] | SSU RWPS | Unknown | Unknown | NO | NONE | DISTRIBUTION | TNB | KUALA SELANGOR | Unknown |  |  |  |  | NO | [17 empty] | 0
376751448 | [6 empty] | Existing | Unknown |  |  | OPEN | OPEN | RESERVE |  | 33 kV | [9 empty] | SSU RWPS | Unknown | Unknown | NO | NONE | DISTRIBUTION | TNB | KUALA SELANGOR | Unknown |  |  |  |  | NO | [17 empty] | 0
376751505 |  | TKMI-J78 | 7032844 | 7033092 |  |  | Existing | RYB |  | 33KV BUSBAR | CLOSED | CLOSED | MAIN |  | Unknown | Unknown |  | 0 |  |  |  | Unknown |  |  | PPU TANJUNG KARANG | Unknown | Unknown | Unknown | Unknown | DISTRIBUTION | TNB | KUALA SELANGOR | Unknown |  |  |  |  | Unknown | [17 empty] | 3
376751520 |  | TKMI-J78 | 7032844 | 7033092 |  |  | Existing | RYB |  | 33KV BUSBAR | CLOSED | CLOSED | MAIN |  | Unknown | Unknown |  | 0 |  |  |  | Unknown |  |  | PPU TANJUNG KARANG | Unknown | Unknown | Unknown | Unknown | DISTRIBUTION | TNB | KUALA SELANGOR | Unknown |  |  |  |  | Unknown | [17 empty] | 3
376751530 |  | TKMI-A191 | 7032718 | 7032999 |  |  | Existing | RYB |  | 33KV BUSBAR | CLOSED | CLOSED | MAIN |  | Unknown | Unknown |  | 0 |  |  |  | Unknown |  |  | PPU TANJUNG KARANG | Unknown | Unknown | Unknown | Unknown | DISTRIBUTION | TNB | KUALA SELANGOR | Unknown |  |  |  |  | Unknown | [17 empty] | 3
376751539 |  | TKMI-A191 | 7032718 | 7032999 |  |  | Existing | RYB |  | 33KV BUSBAR | CLOSED | CLOSED | MAIN |  | Unknown | Unknown |  | 0 |  |  |  | Unknown |  |  | PPU TANJUNG KARANG | Unknown | Unknown | Unknown | Unknown | DISTRIBUTION | TNB | KUALA SELANGOR | Unknown |  |  |  |  | Unknown | [17 empty] | 3
376961694 | R08066 |  |  |  | BKSL/PCE/J00438/MB1 | 310402688 | Existing | RYB |  |  | CLOSED | CLOSED | LINK |  | 11 kV | [9 empty] | EASTBAY ENG TIAJ 2/8 | Unknown | Unknown | NO | NONE | DISTRIBUTION | TNB | KUALA SELANGOR | NO | Unknown |  |  |  | NO | [8 empty] | R08066 | NO | [7 empty] | 3
376961696 | R08064 |  |  |  | BKSL/PCE/J00438/MB1 | 310402688 | Existing | RYB |  |  | CLOSED | CLOSED | LINK |  | 11 kV | [9 empty] | EASTBAY ENG TIAJ 2/8 | Unknown | Unknown | NO | NONE | DISTRIBUTION | TNB | KUALA SELANGOR | NO | Unknown |  |  |  | NO | [8 empty] | R08064 | NO | [7 empty] | 3
376961823 | [6 empty] | Existing | RYB |  |  | CLOSED | CLOSED | LINK |  | 11 kV | [9 empty] | TMN KELISA | Unknown | Unknown | NO | NONE | DISTRIBUTION | TNB | KUALA SELANGOR | NO | Unknown |  |  |  | NO | [9 empty] | NO | [7 empty] | 3
376961825 | [6 empty] | Existing | RYB |  |  | CLOSED | CLOSED | LINK |  | 11 kV | [9 empty] | TMN KELISA | Unknown | Unknown | NO | NONE | DISTRIBUTION | TNB | KUALA SELANGOR | NO | Unknown |  |  |  | NO | [9 empty] | NO | [7 empty] | 3
376961966 | S05795 |  |  |  | BKSL/PCE/J00371/MB1 | 300519640 | Existing | RYB |  |  | CLOSED | CLOSED | LINK |  | 11 kV |  | 2015-01-01 | [7 empty] | KG SRI TIRAM BUROK | Unknown | Unknown | NO | NONE | DISTRIBUTION | TNB | KUALA SELANGOR | NO | Unknown |  |  |  | NO | [8 empty] | S05795 | NO | [7 empty] | 3
376961968 | S05796 |  |  |  | BKSL/PCE/J00371/MB1 | 300519640 | Existing | RYB |  |  | OPEN | OPEN | LINK |  | 11 kV |  | 2015-01-01 | [7 empty] | KG SRI TIRAM BUROK | Unknown | Unknown | NO | NONE | DISTRIBUTION | TNB | KUALA SELANGOR | NO | Unknown |  |  |  | NO | [8 empty] | S05796 | NO | [7 empty] | 3
376962082 | S05794 |  |  |  | BKSL/PCE/J00370/MB1 | 300519647 | Existing | RYB |  |  | CLOSED | CLOSED | LINK |  | 11 kV |  | 2015-03-04 |  |  |  |  | INDKOM |  |  | SMK SERI TIRAM BUROK | Unknown | Unknown | NO | NONE | DISTRIBUTION | TNB | KUALA SELANGOR | NO | Unknown |  |  |  | NO | [8 empty] | S05794 | NO | [7 empty] | 3
376962083 | S05793 |  |  |  | BKSL/PCE/J00370/MB1 | 300519647 | Existing | RYB |  |  | CLOSED | CLOSED | LINK |  | 11 kV |  | 2015-03-04 |  |  |  |  | INDKOM |  |  | SMK SERI TIRAM BUROK | Unknown | Unknown | NO | NONE | DISTRIBUTION | TNB | KUALA SELANGOR | NO | Unknown |  |  |  | NO | [8 empty] | S05793 | NO | [7 empty] | 3
376962097 | S05792 |  |  |  | BKSL/PCE/J00370/MB1 | 300519647 | Existing | RYB |  |  | CLOSED | CLOSED | LINK |  | 11 kV |  | 2015-03-04 |  |  |  |  | INDKOM |  |  | SMK SERI TIRAM BUROK | Unknown | Unknown | NO | NONE | DISTRIBUTION | TNB | KUALA SELANGOR | NO | Unknown |  |  |  | NO | [8 empty] | S05792 | NO | [7 empty] | 3
377034952 | S05937 | [5 empty] | Existing | Unknown |  | S150517 PE TMN RIA MAS NO.2 | CLOSED | CLOSED | LINK |  | 11 kV | [9 empty] | D-KSL-C17-1510 | Unknown | Unknown | NO | NONE | DISTRIBUTION | TNB | KUALA SELANGOR | NO | Unknown |  |  |  | NO | [8 empty] | S05937 | NO | [7 empty] | 0
377034954 | S05938 | [5 empty] | Existing | Unknown |  | S05626 PE RESTORAN MEWAH TG.KARANG | CLOSED | CLOSED | LINK |  | 11 kV | [9 empty] | D-KSL-C17-1510 | Unknown | Unknown | NO | NONE | DISTRIBUTION | TNB | KUALA SELANGOR | NO | Unknown |  |  |  | NO | [8 empty] | S05938 | NO | [7 empty] | 0
377966607 | S05921 | [5 empty] | Existing | RYB |  | S00108 SK BDR BARU | CLOSED | CLOSED | LINK |  | 11 kV | [9 empty] | Grp: Substation Comp. 1 | Unknown | Unknown | NO | NONE | DISTRIBUTION | TNB | KUALA SELANGOR | NO | Unknown |  |  |  | NO | [8 empty] | S05921 | NO | [7 empty] | 3
377966612 | S05923 | [5 empty] | Existing | RYB |  | S05535 TMN WARISAN | CLOSED | CLOSED | LINK |  | 11 kV | [9 empty] | Grp: Substation Comp. 1 | Unknown | Unknown | NO | NONE | DISTRIBUTION | TNB | KUALA SELANGOR | NO | Unknown |  |  |  | NO | [8 empty] | S05923 | NO | [7 empty] | 3
377966877 | S05952 | [5 empty] | Existing | RYB |  |  | CLOSED | CLOSED | LINK |  | 11 kV | [9 empty] | SRJKC JLN SASARAN | Unknown | Unknown | NO | NONE | DISTRIBUTION | TNB | KUALA SELANGOR | NO | Unknown |  |  |  | NO | [8 empty] | S05952 | NO | [7 empty] | 3
377966882 | S05954 | [5 empty] | Existing | RYB |  |  | CLOSED | CLOSED | LINK |  | 11 kV | [9 empty] | SRJKC JLN SASARAN | Unknown | Unknown | NO | NONE | DISTRIBUTION | TNB | KUALA SELANGOR | NO | Unknown |  |  |  | NO | [8 empty] | S05954 | NO | [7 empty] | 3
379512312 | S05975 |  |  |  | BKSL/PCE/J00452/MB1 | 310576587 | Existing | RYB |  |  | CLOSED | CLOSED | LINK |  | 11 kV | [9 empty] | D-KSL-C17-1613 | Unknown | Unknown | NO | NONE | DISTRIBUTION | TNB | KUALA SELANGOR | NO | Unknown |  |  |  | NO | [8 empty] | S05975 | NO | [7 empty] | 3
379512317 | S05973 |  |  |  | BKSL/PCE/J00452/MB1 | 310576587 | Existing | RYB |  |  | CLOSED | CLOSED | LINK |  | 11 kV | [9 empty] | D-KSL-C17-1613 | Unknown | Unknown | NO | NONE | DISTRIBUTION | TNB | KUALA SELANGOR | NO | Unknown |  |  |  | NO | [8 empty] | S05973 | NO | [7 empty] | 3
379512443 | S05972 |  |  |  | BKSL/PCE/J00884/MB1 | 310636290 | Existing | RYB |  |  | CLOSED | CLOSED | LINK |  | 11 kV | [9 empty] | D-KSL-C17-1268 | Unknown | Unknown | NO | NONE | DISTRIBUTION | TNB | KUALA SELANGOR | NO | Unknown |  |  |  | NO | [8 empty] | S05972 | NO | [7 empty] | 3
379512448 | S05970 |  |  |  | BKSL/PCE/J00884/MB1 | 310636290 | Existing | RYB |  |  | CLOSED | CLOSED | LINK |  | 11 kV | [9 empty] | D-KSL-C17-1268 | Unknown | Unknown | NO | NONE | DISTRIBUTION | TNB | KUALA SELANGOR | NO | Unknown |  |  |  | NO | [8 empty] | S05970 | NO | [7 empty] | 3
379632586 | 30 |  |  |  | BKSL/PPU/G00002/NB30 | 300048803 | Existing | RYB |  | 11KV BUSBAR | OPEN |  | BUSBAR SECTION |  | Unknown |  | 1972-01-06 |  |  |  |  | EPE |  |  | PPU TANJUNG KARANG | Unknown | Unknown | Unknown | Unknown | DISTRIBUTION | TNB | KUALA SELANGOR | Unknown |  |  |  |  | Unknown | [8 empty] | 30 | [8 empty] | 3
379692694 | [6 empty] | Existing | RYB |  |  | CLOSED | CLOSED | MAIN |  | 11 kV | [9 empty] | PMU BUKIT BADONG 132/33/11kV | Unknown | Unknown | NO | NONE | DISTRIBUTION | TNB | KUALA SELANGOR | NO | Unknown |  |  |  | NO | [17 empty] | 3
379692769 | [6 empty] | Existing | RYB |  |  | CLOSED | CLOSED | MAIN |  | 33 kV | [9 empty] | PMU BUKIT BADONG 132/33/11kV | Unknown | Unknown | NO | NONE | DISTRIBUTION | TNB | KUALA SELANGOR | NO | Unknown |  |  |  | NO | [17 empty] | 3
379692805 | [6 empty] | Existing | RYB |  |  | CLOSED | CLOSED | MAIN |  | 33 kV | [9 empty] | PMU BUKIT BADONG 132/33/11kV | Unknown | Unknown | NO | NONE | DISTRIBUTION | TNB | KUALA SELANGOR | NO | Unknown |  |  |  | NO | [17 empty] | 3
379692903 | [6 empty] | Existing | RYB |  |  | OPEN | CLOSED | RESERVE |  | 11 kV | [9 empty] | PMU BUKIT BADONG 132/33/11kV | Unknown | Unknown | NO | NONE | DISTRIBUTION | TNB | KUALA SELANGOR | NO | Unknown |  |  |  | NO | [17 empty] | 3
379693070 | [6 empty] | Existing | RYB |  |  | CLOSED | CLOSED | MAIN |  | 33 kV | [9 empty] | PMU BUKIT BADONG 132/33/11kV | Unknown | Unknown | NO | NONE | DISTRIBUTION | TNB | KUALA SELANGOR | NO | Unknown |  |  |  | NO | [17 empty] | 3
379693095 | [6 empty] | Existing | RYB |  |  | OPEN | CLOSED | RESERVE |  | 33 kV | [9 empty] | PMU BUKIT BADONG 132/33/11kV | Unknown | Unknown | NO | NONE | DISTRIBUTION | TNB | KUALA SELANGOR | NO | Unknown |  |  |  | NO | [17 empty] | 3
379693206 | [6 empty] | Existing | RYB |  |  | OPEN | CLOSED | RESERVE |  | 33 kV | [9 empty] | PMU BUKIT BADONG 132/33/11kV | Unknown | Unknown | NO | NONE | DISTRIBUTION | TNB | KUALA SELANGOR | NO | Unknown |  |  |  | NO | [17 empty] | 3
379693217 | [6 empty] | Existing | RYB |  |  | OPEN | CLOSED | RESERVE |  | 33 kV | [9 empty] | PMU BUKIT BADONG 132/33/11kV | Unknown | Unknown | NO | NONE | DISTRIBUTION | TNB | KUALA SELANGOR | NO | Unknown |  |  |  | NO | [17 empty] | 3
379693302 | [6 empty] | Existing | RYB |  |  | CLOSED | CLOSED | MAIN |  | 33 kV | [9 empty] | PMU BUKIT BADONG 132/33/11kV | Unknown | Unknown | NO | NONE | DISTRIBUTION | TNB | KUALA SELANGOR | NO | Unknown |  |  |  | NO | [17 empty] | 3
379693348 | [6 empty] | Existing | RYB |  |  | CLOSED | CLOSED | MAIN |  | 33 kV | [9 empty] | PMU BUKIT BADONG 132/33/11kV | Unknown | Unknown | NO | NONE | DISTRIBUTION | TNB | KUALA SELANGOR | NO | Unknown |  |  |  | NO | [17 empty] | 3
379693875 | [6 empty] | Existing | RYB |  |  | CLOSED | CLOSED | MAIN |  | 11 kV | [9 empty] | PMU BUKIT BADONG 132/33/11kV | Unknown | Unknown | NO | NONE | DISTRIBUTION | TNB | KUALA SELANGOR | NO | Unknown |  |  |  | NO | [17 empty] | 3
379693917 | [6 empty] | Existing | RYB |  |  | CLOSED | CLOSED | MAIN |  | 33 kV | [9 empty] | PMU BUKIT BADONG 132/33/11kV | Unknown | Unknown | NO | NONE | DISTRIBUTION | TNB | KUALA SELANGOR | NO | Unknown |  |  |  | NO | [17 empty] | 3
379693993 | [6 empty] | Existing | RYB |  |  | OPEN | CLOSED | RESERVE |  | 11 kV | [9 empty] | PMU BUKIT BADONG 132/33/11kV | Unknown | Unknown | NO | NONE | DISTRIBUTION | TNB | KUALA SELANGOR | NO | Unknown |  |  |  | NO | [17 empty] | 3
379694099 | [6 empty] | Existing | RYB |  |  | CLOSED | CLOSED | MAIN |  | 33 kV | [9 empty] | PMU BUKIT BADONG 132/33/11kV | Unknown | Unknown | NO | NONE | DISTRIBUTION | TNB | KUALA SELANGOR | NO | Unknown |  |  |  | NO | [17 empty] | 3
379694134 | [6 empty] | Existing | RYB |  |  | CLOSED | CLOSED | MAIN |  | 33 kV | [9 empty] | PMU BUKIT BADONG 132/33/11kV | Unknown | Unknown | NO | NONE | DISTRIBUTION | TNB | KUALA SELANGOR | NO | Unknown |  |  |  | NO | [17 empty] | 3
379694162 | [6 empty] | Existing | RYB |  |  | OPEN | CLOSED | RESERVE |  | 33 kV | [9 empty] | PMU BUKIT BADONG 132/33/11kV | Unknown | Unknown | NO | NONE | DISTRIBUTION | TNB | KUALA SELANGOR | NO | Unknown |  |  |  | NO | [17 empty] | 3
379694190 | [6 empty] | Existing | RYB |  |  | CLOSED | CLOSED | MAIN |  | 33 kV | [9 empty] | PMU BUKIT BADONG 132/33/11kV | Unknown | Unknown | NO | NONE | DISTRIBUTION | TNB | KUALA SELANGOR | Unknown |  |  |  |  | NO | [17 empty] | 3
379694196 | [6 empty] | Existing | RYB |  |  | OPEN | CLOSED | RESERVE |  | 33 kV | [9 empty] | PMU BUKIT BADONG 132/33/11kV | Unknown | Unknown | NO | NONE | DISTRIBUTION | TNB | KUALA SELANGOR | Unknown |  |  |  |  | NO | [17 empty] | 3
379694203 | [6 empty] | Existing | RYB |  |  | CLOSED | CLOSED | MAIN |  | 33 kV | [9 empty] | PMU BUKIT BADONG 132/33/11kV | Unknown | Unknown | NO | NONE | DISTRIBUTION | TNB | KUALA SELANGOR | Unknown |  |  |  |  | NO | [17 empty] | 3
379694209 | [6 empty] | Existing | RYB |  |  | OPEN | CLOSED | RESERVE |  | 33 kV | [9 empty] | PMU BUKIT BADONG 132/33/11kV | Unknown | Unknown | NO | NONE | DISTRIBUTION | TNB | KUALA SELANGOR | Unknown |  |  |  |  | NO | [17 empty] | 3
379694222 | [6 empty] | Existing | RYB |  |  | CLOSED | CLOSED | MAIN |  | 33 kV | [9 empty] | PMU BUKIT BADONG 132/33/11kV | Unknown | Unknown | NO | NONE | DISTRIBUTION | TNB | KUALA SELANGOR | Unknown |  |  |  |  | NO | [17 empty] | 3
379694228 | [6 empty] | Existing | RYB |  |  | OPEN | CLOSED | RESERVE |  | 33 kV | [9 empty] | PMU BUKIT BADONG 132/33/11kV | Unknown | Unknown | NO | NONE | DISTRIBUTION | TNB | KUALA SELANGOR | Unknown |  |  |  |  | NO | [17 empty] | 3
379694238 | [6 empty] | Existing | RYB |  |  | CLOSED | CLOSED | MAIN |  | 33 kV | [9 empty] | PMU BUKIT BADONG 132/33/11kV | Unknown | Unknown | NO | NONE | DISTRIBUTION | TNB | KUALA SELANGOR | Unknown |  |  |  |  | NO | [17 empty] | 3
379694247 | [6 empty] | Existing | RYB |  |  | OPEN | CLOSED | RESERVE |  | 33 kV | [9 empty] | PMU BUKIT BADONG 132/33/11kV | Unknown | Unknown | NO | NONE | DISTRIBUTION | TNB | KUALA SELANGOR | Unknown |  |  |  |  | NO | [17 empty] | 3
379694254 | [6 empty] | Existing | RYB |  |  | CLOSED |  | MAIN |  | 33 kV | [9 empty] | PMU BUKIT BADONG 132/33/11kV | Unknown | Unknown | Unknown | Unknown | DISTRIBUTION | TNB | KUALA SELANGOR | Unknown |  |  |  |  | Unknown | [17 empty] | 3
379694258 | [6 empty] | Existing | RYB |  |  | OPEN |  | RESERVE |  | 33 kV | [9 empty] | PMU BUKIT BADONG 132/33/11kV | Unknown | Unknown | Unknown | Unknown | DISTRIBUTION | TNB | KUALA SELANGOR | Unknown |  |  |  |  | Unknown | [17 empty] | 3
379694262 | [6 empty] | Existing | RYB |  |  | CLOSED |  | MAIN |  | 33 kV | [9 empty] | PMU BUKIT BADONG 132/33/11kV | Unknown | Unknown | Unknown | Unknown | DISTRIBUTION | TNB | KUALA SELANGOR | Unknown |  |  |  |  | Unknown | [17 empty] | 3
379694266 | [6 empty] | Existing | RYB |  |  | OPEN |  | RESERVE |  | 33 kV | [9 empty] | PMU BUKIT BADONG 132/33/11kV | Unknown | Unknown | Unknown | Unknown | DISTRIBUTION | TNB | KUALA SELANGOR | Unknown |  |  |  |  | Unknown | [17 empty] | 3
379694270 | [6 empty] | Existing | RYB |  |  | CLOSED |  | MAIN |  | 33 kV | [9 empty] | PMU BUKIT BADONG 132/33/11kV | Unknown | Unknown | Unknown | Unknown | DISTRIBUTION | TNB | KUALA SELANGOR | Unknown |  |  |  |  | Unknown | [17 empty] | 3
379694274 | [6 empty] | Existing | RYB |  |  | OPEN |  | RESERVE |  | 33 kV | [9 empty] | PMU BUKIT BADONG 132/33/11kV | Unknown | Unknown | Unknown | Unknown | DISTRIBUTION | TNB | KUALA SELANGOR | Unknown |  |  |  |  | Unknown | [17 empty] | 3
379694278 | [6 empty] | Existing | RYB |  |  | CLOSED |  | MAIN |  | 33 kV | [9 empty] | PMU BUKIT BADONG 132/33/11kV | Unknown | Unknown | Unknown | Unknown | DISTRIBUTION | TNB | KUALA SELANGOR | Unknown |  |  |  |  | Unknown | [17 empty] | 3
379694282 | [6 empty] | Existing | RYB |  |  | OPEN |  | RESERVE |  | 33 kV | [9 empty] | PMU BUKIT BADONG 132/33/11kV | Unknown | Unknown | Unknown | Unknown | DISTRIBUTION | TNB | KUALA SELANGOR | Unknown |  |  |  |  | Unknown | [17 empty] | 3
379694286 | [6 empty] | Existing | RYB |  |  | OPEN |  | RESERVE |  | 33 kV | [9 empty] | PMU BUKIT BADONG 132/33/11kV | Unknown | Unknown | Unknown | Unknown | DISTRIBUTION | TNB | KUALA SELANGOR | Unknown |  |  |  |  | Unknown | [17 empty] | 3
379694290 | [6 empty] | Existing | RYB |  |  | CLOSED |  | MAIN |  | 33 kV | [9 empty] | PMU BUKIT BADONG 132/33/11kV | Unknown | Unknown | Unknown | Unknown | DISTRIBUTION | TNB | KUALA SELANGOR | Unknown |  |  |  |  | Unknown | [17 empty] | 3
379694294 | [6 empty] | Existing | RYB |  |  | OPEN |  | RESERVE |  | 33 kV | [9 empty] | PMU BUKIT BADONG 132/33/11kV | Unknown | Unknown | Unknown | Unknown | DISTRIBUTION | TNB | KUALA SELANGOR | Unknown |  |  |  |  | Unknown | [17 empty] | 3
379694298 | [6 empty] | Existing | RYB |  |  | CLOSED |  | MAIN |  | 33 kV | [9 empty] | PMU BUKIT BADONG 132/33/11kV | Unknown | Unknown | Unknown | Unknown | DISTRIBUTION | TNB | KUALA SELANGOR | Unknown |  |  |  |  | Unknown | [17 empty] | 3
379694302 | [6 empty] | Existing | RYB |  |  | OPEN |  | RESERVE |  | 11 kV | [9 empty] | PMU BUKIT BADONG 132/33/11kV | Unknown | Unknown | Unknown | Unknown | DISTRIBUTION | TNB | KUALA SELANGOR | Unknown |  |  |  |  | Unknown | [17 empty] | 3
379694306 | [6 empty] | Existing | RYB |  |  | CLOSED |  | MAIN |  | 11 kV | [9 empty] | PMU BUKIT BADONG 132/33/11kV | Unknown | Unknown | Unknown | Unknown | DISTRIBUTION | TNB | KUALA SELANGOR | Unknown |  |  |  |  | Unknown | [17 empty] | 3
379694310 | [6 empty] | Existing | RYB |  |  | OPEN |  | RESERVE |  | 11 kV | [9 empty] | PMU BUKIT BADONG 132/33/11kV | Unknown | Unknown | Unknown | Unknown | DISTRIBUTION | TNB | KUALA SELANGOR | Unknown |  |  |  |  | Unknown | [17 empty] | 3
379694314 | [6 empty] | Existing | RYB |  |  | CLOSED |  | MAIN |  | 11 kV | [9 empty] | PMU BUKIT BADONG 132/33/11kV | Unknown | Unknown | Unknown | Unknown | DISTRIBUTION | TNB | KUALA SELANGOR | Unknown |  |  |  |  | Unknown | [17 empty] | 3
379694318 | [6 empty] | Existing | RYB |  |  | OPEN |  | RESERVE |  | 11 kV | [9 empty] | PMU BUKIT BADONG 132/33/11kV | Unknown | Unknown | Unknown | Unknown | DISTRIBUTION | TNB | KUALA SELANGOR | Unknown |  |  |  |  | Unknown | [17 empty] | 3
379694322 | [6 empty] | Existing | RYB |  |  | CLOSED |  | MAIN |  | 11 kV | [9 empty] | PMU BUKIT BADONG 132/33/11kV | Unknown | Unknown | Unknown | Unknown | DISTRIBUTION | TNB | KUALA SELANGOR | Unknown |  |  |  |  | Unknown | [17 empty] | 3
379694326 | [6 empty] | Existing | RYB |  |  | OPEN |  | RESERVE |  | 11 kV | [9 empty] | PMU BUKIT BADONG 132/33/11kV | Unknown | Unknown | Unknown | Unknown | DISTRIBUTION | TNB | KUALA SELANGOR | Unknown |  |  |  |  | Unknown | [17 empty] | 3
379694330 | [6 empty] | Existing | RYB |  |  | CLOSED |  | MAIN |  | 11 kV | [9 empty] | PMU BUKIT BADONG 132/33/11kV | Unknown | Unknown | Unknown | Unknown | DISTRIBUTION | TNB | KUALA SELANGOR | Unknown |  |  |  |  | Unknown | [17 empty] | 3
379694334 | [6 empty] | Existing | RYB |  |  | OPEN |  | RESERVE |  | 11 kV | [9 empty] | PMU BUKIT BADONG 132/33/11kV | Unknown | Unknown | Unknown | Unknown | DISTRIBUTION | TNB | KUALA SELANGOR | Unknown |  |  |  |  | Unknown | [17 empty] | 3
379694338 | [6 empty] | Existing | RYB |  |  | CLOSED |  | MAIN |  | 11 kV | [9 empty] | PMU BUKIT BADONG 132/33/11kV | Unknown | Unknown | Unknown | Unknown | DISTRIBUTION | TNB | KUALA SELANGOR | Unknown |  |  |  |  | Unknown | [17 empty] | 3
379694342 | [6 empty] | Existing | RYB |  |  | OPEN |  | RESERVE |  | 11 kV | [9 empty] | PMU BUKIT BADONG 132/33/11kV | Unknown | Unknown | Unknown | Unknown | DISTRIBUTION | TNB | KUALA SELANGOR | Unknown |  |  |  |  | Unknown | [17 empty] | 3
379694346 | [6 empty] | Existing | RYB |  |  | CLOSED |  | MAIN |  | 11 kV | [9 empty] | PMU BUKIT BADONG 132/33/11kV | Unknown | Unknown | Unknown | Unknown | DISTRIBUTION | TNB | KUALA SELANGOR | Unknown |  |  |  |  | Unknown | [17 empty] | 3
379694350 | [6 empty] | Existing | RYB |  |  | OPEN |  | RESERVE |  | 11 kV | [9 empty] | PMU BUKIT BADONG 132/33/11kV | Unknown | Unknown | Unknown | Unknown | DISTRIBUTION | TNB | KUALA SELANGOR | Unknown |  |  |  |  | Unknown | [17 empty] | 3
379694354 | [6 empty] | Existing | RYB |  |  | CLOSED |  | MAIN |  | 11 kV | [9 empty] | PMU BUKIT BADONG 132/33/11kV | Unknown | Unknown | Unknown | Unknown | DISTRIBUTION | TNB | KUALA SELANGOR | Unknown |  |  |  |  | Unknown | [17 empty] | 3
379694358 | [6 empty] | Existing | RYB |  |  | OPEN |  | RESERVE |  | 11 kV | [9 empty] | PMU BUKIT BADONG 132/33/11kV | Unknown | Unknown | Unknown | Unknown | DISTRIBUTION | TNB | KUALA SELANGOR | Unknown |  |  |  |  | Unknown | [17 empty] | 3
379694362 | [6 empty] | Existing | RYB |  |  | CLOSED |  | MAIN |  | 11 kV | [9 empty] | PMU BUKIT BADONG 132/33/11kV | Unknown | Unknown | Unknown | Unknown | DISTRIBUTION | TNB | KUALA SELANGOR | Unknown |  |  |  |  | Unknown | [17 empty] | 3
379694366 | [6 empty] | Existing | RYB |  |  | OPEN |  | RESERVE |  | 11 kV | [9 empty] | PMU BUKIT BADONG 132/33/11kV | Unknown | Unknown | Unknown | Unknown | DISTRIBUTION | TNB | KUALA SELANGOR | Unknown |  |  |  |  | Unknown | [17 empty] | 3
379694370 | [6 empty] | Existing | RYB |  |  | CLOSED |  | MAIN |  | 11 kV | [9 empty] | PMU BUKIT BADONG 132/33/11kV | Unknown | Unknown | Unknown | Unknown | DISTRIBUTION | TNB | KUALA SELANGOR | Unknown |  |  |  |  | Unknown | [17 empty] | 3
379739954 | 1SO |  |  |  | BKSL/PMU/G00001/MB1SO | 300048751 | Existing | RYB |  | 33KV BUSBAR | CLOSED |  | BUSBAR SECTION |  | Unknown |  | 1980-01-03 |  |  |  |  | TAMCO |  |  | PMU KUALA SELANGOR 132/33/11kV | Unknown | Unknown | Unknown | Unknown | DISTRIBUTION | TNB | KUALA SELANGOR | Unknown |  |  |  |  | Unknown | [8 empty] | 1SO | [8 empty] | 3
379739958 | 30 |  |  |  | BKSL/PMU/G00001/NB30 | 300048762 | Existing | RYB |  | 33KV BUSBAR | CLOSED |  | BUSBAR SECTION |  | 11 kV |  | 1980-01-03 |  |  |  |  | TAMCO |  |  | PMU KUALA SELANGOR 132/33/11kV | Unknown | Unknown | Unknown | Unknown | DISTRIBUTION | TNB | KUALA SELANGOR | Unknown |  |  |  |  | Unknown | [8 empty] | 30 | [8 empty] | 3
379754503 | [6 empty] | Existing | RYB |  |  | OPEN | CLOSED | RESERVE |  | 33 kV | [9 empty] | PMU BATU ARANG 132/33kV | Unknown | Unknown | NO | NONE | DISTRIBUTION | TNB | KUALA SELANGOR | NO | Unknown |  |  |  | NO | [17 empty] | 3
379754507 | [6 empty] | Existing | RYB |  |  | OPEN | CLOSED | RESERVE |  | 33 kV | [9 empty] | PMU BATU ARANG 132/33kV | Unknown | Unknown | NO | NONE | DISTRIBUTION | TNB | KUALA SELANGOR | NO | Unknown |  |  |  | NO | [17 empty] | 3
379754517 | [6 empty] | Existing | RYB |  |  | OPEN | CLOSED | MAIN |  | 33 kV | [9 empty] | PMU BATU ARANG 132/33kV | Unknown | Unknown | NO | NONE | DISTRIBUTION | TNB | KUALA SELANGOR | NO | Unknown |  |  |  | NO | [17 empty] | 3
379754520 | [6 empty] | Existing | RYB |  |  | OPEN | CLOSED | RESERVE |  | 33 kV | [9 empty] | PMU BATU ARANG 132/33kV | Unknown | Unknown | NO | NONE | DISTRIBUTION | TNB | KUALA SELANGOR | Unknown |  |  |  |  | NO | [17 empty] | 3
379754522 | [6 empty] | Existing | RYB |  |  | OPEN | CLOSED | MAIN |  | 33 kV | [9 empty] | PMU BATU ARANG 132/33kV | Unknown | Unknown | NO | NONE | DISTRIBUTION | TNB | KUALA SELANGOR | NO | Unknown |  |  |  | NO | [17 empty] | 3
379754531 | [6 empty] | Existing | RYB |  |  | OPEN | CLOSED | MAIN |  | 33 kV | [9 empty] | PMU BATU ARANG 132/33kV | Unknown | Unknown | NO | NONE | DISTRIBUTION | TNB | KUALA SELANGOR | Unknown |  |  |  |  | NO | [17 empty] | 3
379754542 | [6 empty] | Existing | RYB |  |  | OPEN | CLOSED | RESERVE |  | 33 kV | [9 empty] | PMU BATU ARANG 132/33kV | Unknown | Unknown | NO | NONE | DISTRIBUTION | TNB | KUALA SELANGOR | Unknown |  |  |  |  | NO | [17 empty] | 3
379754545 | [6 empty] | Existing | RYB |  |  | OPEN | CLOSED | RESERVE |  | 33 kV | [9 empty] | PMU BATU ARANG 132/33kV | Unknown | Unknown | NO | NONE | DISTRIBUTION | TNB | KUALA SELANGOR | Unknown |  |  |  |  | NO | [17 empty] | 3
379754546 | [6 empty] | Existing | RYB |  |  | OPEN | CLOSED | MAIN |  | 33 kV | [9 empty] | PMU BATU ARANG 132/33kV | Unknown | Unknown | NO | NONE | DISTRIBUTION | TNB | KUALA SELANGOR | NO | Unknown |  |  |  | NO | [17 empty] | 3
379754548 | [6 empty] | Existing | RYB |  |  | OPEN | CLOSED | MAIN |  | 33 kV | [9 empty] | PMU BATU ARANG 132/33kV | Unknown | Unknown | NO | NONE | DISTRIBUTION | TNB | KUALA SELANGOR | NO | Unknown |  |  |  | NO | [17 empty] | 3
379754562 | [6 empty] | Existing | RYB |  |  | OPEN | CLOSED | RESERVE |  | 33 kV | [9 empty] | PMU BATU ARANG 132/33kV | Unknown | Unknown | NO | NONE | DISTRIBUTION | TNB | KUALA SELANGOR | NO | Unknown |  |  |  | NO | [17 empty] | 3
379754563 | [6 empty] | Existing | RYB |  |  | OPEN | CLOSED | MAIN |  | 33 kV | [9 empty] | PMU BATU ARANG 132/33kV | Unknown | Unknown | NO | NONE | DISTRIBUTION | TNB | KUALA SELANGOR | Unknown |  |  |  |  | NO | [17 empty] | 3
379754579 | [6 empty] | Existing | RYB |  |  | OPEN | CLOSED | MAIN |  | 33 kV | [9 empty] | PMU BATU ARANG 132/33kV | Unknown | Unknown | NO | NONE | DISTRIBUTION | TNB | KUALA SELANGOR | Unknown |  |  |  |  | NO | [17 empty] | 3
379754582 | [6 empty] | Existing | RYB |  |  | OPEN | CLOSED | RESERVE |  | 33 kV | [9 empty] | PMU BATU ARANG 132/33kV | Unknown | Unknown | NO | NONE | DISTRIBUTION | TNB | KUALA SELANGOR | Unknown |  |  |  |  | NO | [17 empty] | 3
379754584 | [6 empty] | Existing | RYB |  |  | OPEN | CLOSED | MAIN |  | 33 kV | [9 empty] | PMU BATU ARANG 132/33kV | Unknown | Unknown | NO | NONE | DISTRIBUTION | TNB | KUALA SELANGOR | NO | Unknown |  |  |  | NO | [17 empty] | 3
379754590 | [6 empty] | Existing | RYB |  |  | OPEN | CLOSED | MAIN |  | 33 kV | [9 empty] | PMU BATU ARANG 132/33kV | Unknown | Unknown | NO | NONE | DISTRIBUTION | TNB | KUALA SELANGOR | Unknown |  |  |  |  | NO | [17 empty] | 3
379754597 | [6 empty] | Existing | RYB |  |  | OPEN | CLOSED | RESERVE |  | 33 kV | [9 empty] | PMU BATU ARANG 132/33kV | Unknown | Unknown | NO | NONE | DISTRIBUTION | TNB | KUALA SELANGOR | NO | Unknown |  |  |  | NO | [17 empty] | 3
379754617 | [6 empty] | Existing | RYB |  |  | OPEN | CLOSED | RESERVE |  | 33 kV | [9 empty] | PMU BATU ARANG 132/33kV | Unknown | Unknown | NO | NONE | DISTRIBUTION | TNB | KUALA SELANGOR | NO | Unknown |  |  |  | NO | [17 empty] | 3
379754620 | [6 empty] | Existing | RYB |  |  | OPEN | CLOSED | RESERVE |  | 33 kV | [9 empty] | PMU BATU ARANG 132/33kV | Unknown | Unknown | NO | NONE | DISTRIBUTION | TNB | KUALA SELANGOR | Unknown |  |  |  |  | NO | [17 empty] | 3
379754621 | [6 empty] | Existing | RYB |  |  | OPEN | CLOSED | MAIN |  | 33 kV | [9 empty] | PMU BATU ARANG 132/33kV | Unknown | Unknown | NO | NONE | DISTRIBUTION | TNB | KUALA SELANGOR | NO | Unknown |  |  |  | NO | [17 empty] | 3
379754627 | [6 empty] | Existing | RYB |  |  | OPEN | CLOSED | MAIN |  | 33 kV | [9 empty] | PMU BATU ARANG 132/33kV | Unknown | Unknown | NO | NONE | DISTRIBUTION | TNB | KUALA SELANGOR | Unknown |  |  |  |  | NO | [17 empty] | 3
379754654 | [6 empty] | Existing | RYB |  |  | OPEN | CLOSED | RESERVE |  | 33 kV | [9 empty] | PMU BATU ARANG 132/33kV | Unknown | Unknown | NO | NONE | DISTRIBUTION | TNB | KUALA SELANGOR | NO | Unknown |  |  |  | NO | [17 empty] | 3
379754663 | [6 empty] | Existing | RYB |  |  | OPEN | CLOSED | MAIN |  | 33 kV | [9 empty] | PMU BATU ARANG 132/33kV | Unknown | Unknown | NO | NONE | DISTRIBUTION | TNB | KUALA SELANGOR | Unknown |  |  |  |  | NO | [17 empty] | 3
379754670 | [6 empty] | Existing | RYB |  |  | OPEN | CLOSED | RESERVE |  | 33 kV | [9 empty] | PMU BATU ARANG 132/33kV | Unknown | Unknown | NO | NONE | DISTRIBUTION | TNB | KUALA SELANGOR | NO | Unknown |  |  |  | NO | [17 empty] | 3
379754687 | [6 empty] | Existing | RYB |  |  | CLOSED | CLOSED | RESERVE |  | 33 kV | [9 empty] | PMU BATU ARANG 132/33kV | Unknown | Unknown | NO | NONE | DISTRIBUTION | TNB | KUALA SELANGOR | Unknown |  |  |  |  | NO | [17 empty] | 3
379754691 | [6 empty] | Existing | RYB |  |  | OPEN | CLOSED | MAIN |  | 33 kV | [9 empty] | PMU BATU ARANG 132/33kV | Unknown | Unknown | NO | NONE | DISTRIBUTION | TNB | KUALA SELANGOR | Unknown |  |  |  |  | NO | [17 empty] | 3
379754704 | [6 empty] | Existing | RYB |  |  | OPEN | CLOSED | RESERVE |  | 33 kV | [9 empty] | PMU BATU ARANG 132/33kV | Unknown | Unknown | NO | NONE | DISTRIBUTION | TNB | KUALA SELANGOR | Unknown |  |  |  |  | NO | [17 empty] | 3
379754715 | [6 empty] | Existing | RYB |  |  | CLOSED | CLOSED | MAIN |  | 33 kV | [9 empty] | PMU BATU ARANG 132/33kV | Unknown | Unknown | Unknown | Unknown | DISTRIBUTION | TNB | KUALA SELANGOR | Unknown |  |  |  |  | Unknown | [17 empty] | 3
379754812 | [6 empty] | Existing | RYB |  |  | CLOSED |  | MAIN |  | 11 kV | [9 empty] | PMU BATU ARANG 132/11kV | Unknown | Unknown | Unknown | Unknown | DISTRIBUTION | TNB | KUALA SELANGOR | Unknown |  |  |  |  | Unknown | [17 empty] | 3
379754816 | [6 empty] | Existing | RYB |  |  | CLOSED |  | RESERVE |  | 11 kV | [9 empty] | PMU BATU ARANG 132/11kV | Unknown | Unknown | Unknown | Unknown | DISTRIBUTION | TNB | KUALA SELANGOR | Unknown |  |  |  |  | Unknown | [17 empty] | 3
379754820 | [6 empty] | Existing | RYB |  |  | CLOSED |  | MAIN |  | 11 kV | [9 empty] | PMU BATU ARANG 132/11kV | Unknown | Unknown | Unknown | Unknown | DISTRIBUTION | TNB | KUALA SELANGOR | Unknown |  |  |  |  | Unknown | [17 empty] | 3
379754824 | [6 empty] | Existing | RYB |  |  | CLOSED |  | MAIN |  | 11 kV | [9 empty] | PMU BATU ARANG 132/11kV | Unknown | Unknown | Unknown | Unknown | DISTRIBUTION | TNB | KUALA SELANGOR | Unknown |  |  |  |  | Unknown | [17 empty] | 3
379754828 | [6 empty] | Existing | RYB |  |  | CLOSED |  | MAIN |  | 11 kV | [9 empty] | PMU BATU ARANG 132/11kV | Unknown | Unknown | Unknown | Unknown | DISTRIBUTION | TNB | KUALA SELANGOR | Unknown |  |  |  |  | Unknown | [17 empty] | 3
379754832 | [6 empty] | Existing | RYB |  |  | CLOSED |  | MAIN |  | 11 kV | [9 empty] | PMU BATU ARANG 132/11kV | Unknown | Unknown | Unknown | Unknown | DISTRIBUTION | TNB | KUALA SELANGOR | Unknown |  |  |  |  | Unknown | [17 empty] | 3
379754836 | [6 empty] | Existing | RYB |  |  | CLOSED |  | MAIN |  | 11 kV | [9 empty] | PMU BATU ARANG 132/11kV | Unknown | Unknown | Unknown | Unknown | DISTRIBUTION | TNB | KUALA SELANGOR | Unknown |  |  |  |  | Unknown | [17 empty] | 3
379754840 | [6 empty] | Existing | RYB |  |  | CLOSED |  | RESERVE |  | 11 kV | [9 empty] | PMU BATU ARANG 132/11kV | Unknown | Unknown | Unknown | Unknown | DISTRIBUTION | TNB | KUALA SELANGOR | Unknown |  |  |  |  | Unknown | [17 empty] | 3
379754844 | [6 empty] | Existing | RYB |  |  | CLOSED |  | RESERVE |  | 11 kV | [9 empty] | PMU BATU ARANG 132/11kV | Unknown | Unknown | Unknown | Unknown | DISTRIBUTION | TNB | KUALA SELANGOR | Unknown |  |  |  |  | Unknown | [17 empty] | 3
379754848 | [6 empty] | Existing | RYB |  |  | CLOSED |  | RESERVE |  | 11 kV | [9 empty] | PMU BATU ARANG 132/11kV | Unknown | Unknown | Unknown | Unknown | DISTRIBUTION | TNB | KUALA SELANGOR | Unknown |  |  |  |  | Unknown | [17 empty] | 3
379754852 | [6 empty] | Existing | RYB |  |  | CLOSED |  | RESERVE |  | 11 kV | [9 empty] | PMU BATU ARANG 132/11kV | Unknown | Unknown | Unknown | Unknown | DISTRIBUTION | TNB | KUALA SELANGOR | Unknown |  |  |  |  | Unknown | [17 empty] | 3
379754856 | [6 empty] | Existing | RYB |  |  | CLOSED |  | RESERVE |  | 11 kV | [9 empty] | PMU BATU ARANG 132/11kV | Unknown | Unknown | Unknown | Unknown | DISTRIBUTION | TNB | KUALA SELANGOR | Unknown |  |  |  |  | Unknown | [17 empty] | 3
379754860 | [6 empty] | Existing | RYB |  |  | CLOSED |  | RESERVE |  | 11 kV | [9 empty] | PMU BATU ARANG 132/11kV | Unknown | Unknown | Unknown | Unknown | DISTRIBUTION | TNB | KUALA SELANGOR | Unknown |  |  |  |  | Unknown | [17 empty] | 3
379754864 | [6 empty] | Existing | RYB |  |  | CLOSED |  | MAIN |  | 11 kV | [9 empty] | PMU BATU ARANG 132/11kV | Unknown | Unknown | Unknown | Unknown | DISTRIBUTION | TNB | KUALA SELANGOR | Unknown |  |  |  |  | Unknown | [17 empty] | 3
379754868 | [6 empty] | Existing | RYB |  |  | OPEN |  | RESERVE |  | 11 kV | [9 empty] | PMU BATU ARANG 132/11kV | Unknown | Unknown | Unknown | Unknown | DISTRIBUTION | TNB | KUALA SELANGOR | Unknown |  |  |  |  | Unknown | [17 empty] | 3
379754872 | [6 empty] | Existing | RYB |  |  | OPEN |  | MAIN |  | 11 kV | [9 empty] | PMU BATU ARANG 132/11kV | Unknown | Unknown | Unknown | Unknown | DISTRIBUTION | TNB | KUALA SELANGOR | Unknown |  |  |  |  | Unknown | [17 empty] | 3
379754876 | [6 empty] | Existing | RYB |  |  | OPEN |  | MAIN |  | 11 kV | [9 empty] | PMU BATU ARANG 132/11kV | Unknown | Unknown | Unknown | Unknown | DISTRIBUTION | TNB | KUALA SELANGOR | Unknown |  |  |  |  | Unknown | [17 empty] | 3
379754880 | [6 empty] | Existing | RYB |  |  | OPEN |  | RESERVE |  | 11 kV | [9 empty] | PMU BATU ARANG 132/11kV | Unknown | Unknown | Unknown | Unknown | DISTRIBUTION | TNB | KUALA SELANGOR | Unknown |  |  |  |  | Unknown | [17 empty] | 3
379754884 | [6 empty] | Existing | RYB |  |  | OPEN |  | MAIN |  | 11 kV | [9 empty] | PMU BATU ARANG 132/11kV | Unknown | Unknown | Unknown | Unknown | DISTRIBUTION | TNB | KUALA SELANGOR | Unknown |  |  |  |  | Unknown | [17 empty] | 3
379754888 | [6 empty] | Existing | RYB |  |  | OPEN |  | RESERVE |  | 11 kV | [9 empty] | PMU BATU ARANG 132/11kV | Unknown | Unknown | Unknown | Unknown | DISTRIBUTION | TNB | KUALA SELANGOR | Unknown |  |  |  |  | Unknown | [17 empty] | 3
379754892 | [6 empty] | Existing | RYB |  |  | OPEN |  | RESERVE |  | 11 kV | [9 empty] | PMU BATU ARANG 132/11kV | Unknown | Unknown | Unknown | Unknown | DISTRIBUTION | TNB | KUALA SELANGOR | Unknown |  |  |  |  | Unknown | [17 empty] | 3
379754896 | [6 empty] | Existing | RYB |  |  | OPEN |  | RESERVE |  | 11 kV | [9 empty] | PMU BATU ARANG 132/11kV | Unknown | Unknown | Unknown | Unknown | DISTRIBUTION | TNB | KUALA SELANGOR | Unknown |  |  |  |  | Unknown | [17 empty] | 3
379754900 | [6 empty] | Existing | RYB |  |  | OPEN |  | RESERVE |  | 11 kV | [9 empty] | PMU BATU ARANG 132/11kV | Unknown | Unknown | Unknown | Unknown | DISTRIBUTION | TNB | KUALA SELANGOR | Unknown |  |  |  |  | Unknown | [17 empty] | 3
379754904 | [6 empty] | Existing | RYB |  |  | OPEN |  | RESERVE |  | 11 kV | [9 empty] | PMU BATU ARANG 132/11kV | Unknown | Unknown | Unknown | Unknown | DISTRIBUTION | TNB | KUALA SELANGOR | Unknown |  |  |  |  | Unknown | [17 empty] | 3
379754908 | [6 empty] | Existing | RYB |  |  | OPEN |  | RESERVE |  | 11 kV | [9 empty] | PMU BATU ARANG 132/11kV | Unknown | Unknown | Unknown | Unknown | DISTRIBUTION | TNB | KUALA SELANGOR | Unknown |  |  |  |  | Unknown | [17 empty] | 3
379754912 | [6 empty] | Existing | RYB |  |  | OPEN |  | MAIN |  | 11 kV | [9 empty] | PMU BATU ARANG 132/11kV | Unknown | Unknown | Unknown | Unknown | DISTRIBUTION | TNB | KUALA SELANGOR | Unknown |  |  |  |  | Unknown | [17 empty] | 3
379754916 | [6 empty] | Existing | RYB |  |  | OPEN |  | MAIN |  | 11 kV | [9 empty] | PMU BATU ARANG 132/11kV | Unknown | Unknown | Unknown | Unknown | DISTRIBUTION | TNB | KUALA SELANGOR | Unknown |  |  |  |  | Unknown | [17 empty] | 3
379754920 | [6 empty] | Existing | RYB |  |  | OPEN |  | MAIN |  | 11 kV | [9 empty] | PMU BATU ARANG 132/11kV | Unknown | Unknown | Unknown | Unknown | DISTRIBUTION | TNB | KUALA SELANGOR | Unknown |  |  |  |  | Unknown | [17 empty] | 3
379754924 | [6 empty] | Existing | RYB |  |  | OPEN |  | MAIN |  | 11 kV | [9 empty] | PMU BATU ARANG 132/11kV | Unknown | Unknown | Unknown | Unknown | DISTRIBUTION | TNB | KUALA SELANGOR | Unknown |  |  |  |  | Unknown | [17 empty] | 3
379754928 | [6 empty] | Existing | RYB |  |  | OPEN |  | MAIN |  | 11 kV | [9 empty] | PMU BATU ARANG 132/11kV | Unknown | Unknown | Unknown | Unknown | DISTRIBUTION | TNB | KUALA SELANGOR | Unknown |  |  |  |  | Unknown | [17 empty] | 3
379754932 | [6 empty] | Existing | RYB |  |  | OPEN |  | MAIN |  | 11 kV | [9 empty] | PMU BATU ARANG 132/11kV | Unknown | Unknown | Unknown | Unknown | DISTRIBUTION | TNB | KUALA SELANGOR | Unknown |  |  |  |  | Unknown | [17 empty] | 3
379754936 | [6 empty] | Existing | RYB |  |  | OPEN |  | RESERVE |  | 11 kV | [9 empty] | PMU BATU ARANG 132/11kV | Unknown | Unknown | Unknown | Unknown | DISTRIBUTION | TNB | KUALA SELANGOR | Unknown |  |  |  |  | Unknown | [17 empty] | 3
379762947 | [6 empty] | Existing | RYB |  |  | CLOSED |  | MAIN |  | 11 kV | [9 empty] | PPU SEKINCHAN (M) | Unknown | Unknown | Unknown | Unknown | DISTRIBUTION | TNB | KUALA SELANGOR | Unknown |  |  |  |  | Unknown | [17 empty] | 3
379762951 | [6 empty] | Existing | RYB |  |  | CLOSED |  | MAIN |  | 11 kV | [9 empty] | PPU SEKINCHAN (M) | Unknown | Unknown | Unknown | Unknown | DISTRIBUTION | TNB | KUALA SELANGOR | Unknown |  |  |  |  | Unknown | [17 empty] | 3
379762955 | [6 empty] | Existing | RYB |  |  | CLOSED |  | MAIN |  | 11 kV | [9 empty] | PPU SEKINCHAN (M) | Unknown | Unknown | Unknown | Unknown | DISTRIBUTION | TNB | KUALA SELANGOR | Unknown |  |  |  |  | Unknown | [17 empty] | 3
379762959 | [6 empty] | Existing | RYB |  |  | CLOSED |  | MAIN |  | 11 kV | [9 empty] | PPU SEKINCHAN (M) | Unknown | Unknown | Unknown | Unknown | DISTRIBUTION | TNB | KUALA SELANGOR | Unknown |  |  |  |  | Unknown | [17 empty] | 3
379762963 | [6 empty] | Existing | RYB |  |  | CLOSED |  | MAIN |  | 11 kV | [9 empty] | PPU SEKINCHAN (M) | Unknown | Unknown | Unknown | Unknown | DISTRIBUTION | TNB | KUALA SELANGOR | Unknown |  |  |  |  | Unknown | [17 empty] | 3
379762967 | [6 empty] | Existing | RYB |  |  | CLOSED |  | MAIN |  | 11 kV | [9 empty] | PPU SEKINCHAN (M) | Unknown | Unknown | Unknown | Unknown | DISTRIBUTION | TNB | KUALA SELANGOR | Unknown |  |  |  |  | Unknown | [17 empty] | 3
379762971 | [6 empty] | Existing | RYB |  |  | CLOSED |  | MAIN |  | 11 kV | [9 empty] | PPU SEKINCHAN (M) | Unknown | Unknown | Unknown | Unknown | DISTRIBUTION | TNB | KUALA SELANGOR | Unknown |  |  |  |  | Unknown | [17 empty] | 3
379762975 | [6 empty] | Existing | RYB |  |  | CLOSED |  | MAIN |  | 33 kV | [9 empty] | PPU SEKINCHAN (M) | Unknown | Unknown | Unknown | Unknown | DISTRIBUTION | TNB | KUALA SELANGOR | Unknown |  |  |  |  | Unknown | [17 empty] | 3
379762979 | [6 empty] | Existing | RYB |  |  | CLOSED |  | MAIN |  | 33 kV | [9 empty] | PPU SEKINCHAN (M) | Unknown | Unknown | Unknown | Unknown | DISTRIBUTION | TNB | KUALA SELANGOR | Unknown |  |  |  |  | Unknown | [17 empty] | 3
379762983 | [6 empty] | Existing | RYB |  |  | CLOSED |  | MAIN |  | 33 kV | [9 empty] | PPU SEKINCHAN (M) | Unknown | Unknown | Unknown | Unknown | DISTRIBUTION | TNB | KUALA SELANGOR | Unknown |  |  |  |  | Unknown | [17 empty] | 3
379787349 | S05302 |  |  |  | BKSL/PCE/J00540/MBRMU | 300313603 | Existing | RYB |  |  | CLOSED | CLOSED | LINK |  | 11 kV |  | 28/06/2009 |  |  |  |  | TAMCO |  |  | KOSSAN RUBBER NO 6 | Unknown | Unknown | NO | NONE | DISTRIBUTION | TNB | KUALA SELANGOR | NO | Unknown |  |  |  | NO | [8 empty] | S05302 | NO | [7 empty] | 3
379787355 | S05303 |  |  |  | BKSL/PCE/J00540/MBRMU | 300313603 | Existing | RYB |  |  | CLOSED | CLOSED | LINK |  | 11 kV |  | 28/06/2009 |  |  |  |  | TAMCO |  |  | KOSSAN RUBBER NO 6 | Unknown | Unknown | NO | NONE | DISTRIBUTION | TNB | KUALA SELANGOR | NO | Unknown |  |  |  | NO | [8 empty] | S05303 | NO | [7 empty] | 3
379787360 | S05304 |  |  |  | BKSL/PCE/J00540/MBRMU | 300313603 | Existing | RYB |  |  | OPEN | CLOSED | LINK |  | 11 kV |  | 28/06/2009 |  |  |  |  | TAMCO |  |  | KOSSAN RUBBER NO 6 | Unknown | Unknown | NO | NONE | DISTRIBUTION | TNB | KUALA SELANGOR | NO | Unknown |  |  |  | NO | [8 empty] | S05304 | NO | [7 empty] | 3
379787368 | S00214 |  |  |  | BKSL/PCE/J00531/MBRMU | 300313608 | Existing | RYB |  |  | CLOSED | CLOSED | LINK |  | 11 kV |  | 2007-11-07 |  |  |  |  | TAMCO |  |  | KOSSAN RUBBER NO 5 | Unknown | Unknown | NO | NONE | DISTRIBUTION | TNB | KUALA SELANGOR | NO | Unknown |  |  |  | NO | [8 empty] | S00214 | NO | [7 empty] | 3
379787373 | S00216 |  |  |  | BKSL/PCE/J00531/MBRMU | 300313608 | Existing | RYB |  |  | CLOSED | CLOSED | LINK |  | 11 kV |  | 2007-11-07 |  |  |  |  | TAMCO |  |  | KOSSAN RUBBER NO 5 | Unknown | Unknown | NO | NONE | DISTRIBUTION | TNB | KUALA SELANGOR | NO | Unknown |  |  |  | NO | [8 empty] | S00216 | NO | [7 empty] | 3
379787469 | S01405 |  |  |  | BKSL/PCE/J00072/MBRMU1 | 300242567 | Existing | RYB |  |  | CLOSED | CLOSED | LINK |  | 11 kV |  | 27/11/1993 |  |  |  |  | TAMCO |  |  | KOSSAN 3 | Unknown | Unknown | NO | NONE | DISTRIBUTION | TNB | KUALA SELANGOR | NO | Unknown |  |  |  | NO | [8 empty] | S01405 | NO | [7 empty] | 3
379787475 | S01406 |  |  |  | BKSL/PCE/J00072/MBRMU1 | 300242567 | Existing | RYB |  |  | CLOSED | CLOSED | LINK |  | 11 kV |  | 27/11/1993 |  |  |  |  | TAMCO |  |  | KOSSAN 3 | Unknown | Unknown | NO | NONE | DISTRIBUTION | TNB | KUALA SELANGOR | NO | Unknown |  |  |  | NO | [8 empty] | S01406 | NO | [7 empty] | 3
379787480 | S01407 |  |  |  | BKSL/PCE/J00072/MBRMU1 | 300242567 | Existing | RYB |  |  | CLOSED | CLOSED | LINK |  | 11 kV |  | 27/11/1993 |  |  |  |  | TAMCO |  |  | KOSSAN 3 | Unknown | Unknown | NO | NONE | DISTRIBUTION | TNB | KUALA SELANGOR | NO | Unknown |  |  |  | NO | [8 empty] | S01407 | NO | [7 empty] | 3
379787488 | S00211 |  |  |  | BKSL/PCE/J00073/MBRMU | 300313609 | Existing | RYB |  |  | CLOSED | CLOSED | LINK |  | 11 kV |  | 18/08/2007 |  |  |  |  | MERLIN GERIN |  |  | SYNLE HART | Unknown | Unknown | NO | NONE | DISTRIBUTION | TNB | KUALA SELANGOR | NO | Unknown |  |  |  | NO | [8 empty] | S00211 | NO | [7 empty] | 3
379787493 | S00213 |  |  |  | BKSL/PCE/J00073/MBRMU | 300313609 | Existing | RYB |  |  | CLOSED | CLOSED | LINK |  | 11 kV |  | 18/08/2007 |  |  |  |  | MERLIN GERIN |  |  | SYNLE HART | Unknown | Unknown | NO | NONE | DISTRIBUTION | TNB | KUALA SELANGOR | NO | Unknown |  |  |  | NO | [8 empty] | S00213 | NO | [7 empty] | 3
379787582 | S01404 |  |  |  | BKSL/PCE/J00142/MBRMU | 300313610 | Existing | RYB |  |  | CLOSED | CLOSED | LINK |  | 11 kV |  | 20/09/2006 |  |  |  |  | INDKOM |  |  | KEM BINA INSAN SG SEMBILANG | Unknown | Unknown | NO | NONE | DISTRIBUTION | TNB | KUALA SELANGOR | NO | Unknown |  |  |  | NO | [8 empty] | S01404 | NO | [7 empty] | 3
379787587 | S01402 |  |  |  | BKSL/PCE/J00142/MBRMU | 300313610 | Existing | RYB |  |  | CLOSED | CLOSED | LINK |  | 11 kV |  | 20/09/2006 |  |  |  |  | INDKOM |  |  | KEM BINA INSAN SG SEMBILANG | Unknown | Unknown | NO | NONE | DISTRIBUTION | TNB | KUALA SELANGOR | NO | Unknown |  |  |  | NO | [8 empty] | S01402 | NO | [7 empty] | 3
379787678 | S01401 |  |  |  | BKSL/PCE/J00068/MB00201 | 300022231 | Existing | RYB |  |  | CLOSED | CLOSED | LINK |  | 11 kV |  | 20/09/1994 |  |  |  |  | FALCON BETA |  |  | PANTAI REMIS | Unknown | Unknown | NO | NONE | DISTRIBUTION | TNB | KUALA SELANGOR | NO | Unknown |  |  |  | NO | [8 empty] | S01401 | NO | [7 empty] | 3
379787683 | S00201 |  |  |  | BKSL/PCE/J00068/MB00201 | 300022231 | Existing | RYB |  |  | OPEN | CLOSED | LINK |  | 11 kV |  | 20/09/1994 |  |  |  |  | FALCON BETA |  |  | PANTAI REMIS | Unknown | Unknown | NO | NONE | DISTRIBUTION | TNB | KUALA SELANGOR | NO | Unknown |  |  |  | NO | [8 empty] | S00201 | NO | [7 empty] | 3
379787822 | S01411 |  |  |  | BKSL/PCE/J00141/MBVCB4 | 300313597 | Existing | Unknown |  |  | OPEN | OPEN | BUSBAR SECTION |  | 11 kV |  | 13/08/1998 |  |  |  |  | GEC |  |  | SW/STN TMN JATI | Unknown | Unknown | NO | NONE | DISTRIBUTION | TNB | KUALA SELANGOR | NO | Unknown |  |  |  | NO | [8 empty] | S01411 | [8 empty] | 0
379791515 | S00572 |  |  |  | BKSL/PCE/J00160/MBNN01 | 300022619 | Existing | RYB |  |  | CLOSED | CLOSED | LINK |  | 11 kV |  | 19/02/1994 |  |  |  |  | TAMCO |  |  | TMN SRI SEKINCHAN NO 1 | Unknown | Unknown | NO | NONE | DISTRIBUTION | TNB | KUALA SELANGOR | NO | Unknown |  |  |  | NO | [8 empty] | S00572 | NO | [7 empty] | 3
379791520 | S00574 |  |  |  | BKSL/PCE/J00160/MBNN01 | 300022619 | Existing | RYB |  |  | CLOSED | CLOSED | LINK |  | 11 kV |  | 19/02/1994 |  |  |  |  | TAMCO |  |  | TMN SRI SEKINCHAN NO 1 | Unknown | Unknown | NO | NONE | DISTRIBUTION | TNB | KUALA SELANGOR | NO | Unknown |  |  |  | NO | [8 empty] | S00574 | NO | [7 empty] | 3
379791611 | S01594 |  |  |  | BKSL/PCE/J00313/MBRMU1 | 300232744 | Existing | RYB |  |  | CLOSED | CLOSED | LINK |  | 11 kV |  | 18/08/1993 | [7 empty] | TMN SRI SEKINCHAN NO 2 (C) | Unknown | Unknown | NO | NONE | DISTRIBUTION | TNB | KUALA SELANGOR | NO | Unknown |  |  |  | NO | [8 empty] | S01594 | NO | [7 empty] | 3
379791616 | S01596 |  |  |  | BKSL/PCE/J00313/MBRMU1 | 300232744 | Existing | RYB |  |  | CLOSED | CLOSED | LINK |  | 11 kV |  | 18/08/1993 | [7 empty] | TMN SRI SEKINCHAN NO 2 (C) | Unknown | Unknown | NO | NONE | DISTRIBUTION | TNB | KUALA SELANGOR | NO | Unknown |  |  |  | NO | [8 empty] | S01596 | NO | [7 empty] | 3
379791706 | S00575 |  |  |  | BKSL/PCE/J00161/MBRMU1 | 300022626 | Existing | RYB |  |  | CLOSED | CLOSED | LINK |  | 11 kV |  | 22/03/1998 |  |  |  |  | VEI |  |  | SEAFOOD BGN SEKINCHAN | Unknown | Unknown | NO | NONE | DISTRIBUTION | TNB | KUALA SELANGOR | NO | Unknown |  |  |  | NO | [8 empty] | S00575 | NO | [7 empty] | 3
379791710 | S01625 |  |  |  | BKSL/PCE/J00161/MBRMU1 | 300022626 | Existing | RYB |  |  | OPEN | CLOSED | LINK |  | 11 kV |  | 22/03/1998 |  |  |  |  | VEI |  |  | SEAFOOD BGN SEKINCHAN | Unknown | Unknown | NO | NONE | DISTRIBUTION | TNB | KUALA SELANGOR | NO | Unknown |  |  |  | NO | [8 empty] | S01625 | NO | [7 empty] | 3
379791727 | S00577 |  |  |  | BKSL/PCE/J00161/MBRMU1 | 300022626 | Existing | RYB |  | S05770 MAHSURI JLN PERDANA NO.1 | CLOSED | CLOSED | LINK |  | 11 kV |  | 22/03/1998 |  |  |  |  | VEI |  |  | SEAFOOD BGN SEKINCHAN | Unknown | Unknown | NO | NONE | DISTRIBUTION | TNB | KUALA SELANGOR | NO | Unknown |  |  |  | NO | [8 empty] | S00577 | NO | [7 empty] | 3
379791808 | S00586 |  |  |  | BKSL/PCE/J00164/MBNN01 | 300022635 | Existing | RYB |  | S05772 MAHSURI JLN PERDANA NO.1 | CLOSED | CLOSED | LINK |  | 11 kV |  | 28/06/1992 |  |  |  |  | TAMCO |  |  | TELEKOM SEKINCHAN | Unknown | Unknown | NO | NONE | DISTRIBUTION | TNB | KUALA SELANGOR | NO | Unknown |  |  |  | NO | [8 empty] | S00586 | NO | [7 empty] | 3
379791813 | S00584 |  |  |  | BKSL/PCE/J00164/MBNN01 | 300022635 | Existing | RYB |  |  | CLOSED | CLOSED | LINK |  | 11 kV |  | 28/06/1992 |  |  |  |  | TAMCO |  |  | TELEKOM SEKINCHAN | Unknown | Unknown | NO | NONE | DISTRIBUTION | TNB | KUALA SELANGOR | NO | Unknown |  |  |  | NO | [8 empty] | S00584 | NO | [7 empty] | 3
379791929 | S05580 |  |  |  | BKSL/PCE/J00691/MBRMU | 300343242 | Existing | RYB |  |  | CLOSED | CLOSED | LINK |  | 11 kV |  | 22/03/2011 | [7 empty] | SURIA PRESS | Unknown | Unknown | NO | NONE | DISTRIBUTION | TNB | KUALA SELANGOR | NO | Unknown |  |  |  | NO | [8 empty] | S05580 | NO | [7 empty] | 3
379791934 | S05582 |  |  |  | BKSL/PCE/J00691/MBRMU | 300343242 | Existing | RYB |  |  | CLOSED | CLOSED | LINK |  | 11 kV |  | 22/03/2011 | [7 empty] | SURIA PRESS | Unknown | Unknown | NO | NONE | DISTRIBUTION | TNB | KUALA SELANGOR | NO | Unknown |  |  |  | NO | [8 empty] | S05582 | NO | [7 empty] | 3
379792023 | S01578 |  |  |  | BKSL/PCE/J00143/MBRMU | 300313457 | Existing | RYB |  |  | CLOSED | CLOSED | LINK |  | 11 kV |  | 22/09/2005 | [7 empty] | TMN RIA JAYA | Unknown | Unknown | NO | NONE | DISTRIBUTION | TNB | KUALA SELANGOR | NO | Unknown |  |  |  | NO | [8 empty] | S01578 | NO | [7 empty] | 3
379792028 | S01579 |  |  |  | BKSL/PCE/J00143/MBRMU | 300313457 | Existing | RYB |  |  | CLOSED | CLOSED | LINK |  | 11 kV |  | 22/09/2005 | [7 empty] | TMN RIA JAYA | Unknown | Unknown | NO | NONE | DISTRIBUTION | TNB | KUALA SELANGOR | NO | Unknown |  |  |  | NO | [8 empty] | S01579 | NO | [7 empty] | 3
379792119 | S00589 |  |  |  | BKSL/PCE/J00165/MBRMU1 | 300022640 | Existing | RYB |  |  | CLOSED | CLOSED | LINK |  | 11 kV |  | 2000-11-07 |  |  |  |  | TAMCO |  |  | KEE HIN NO 1 | Unknown | Unknown | NO | NONE | DISTRIBUTION | TNB | KUALA SELANGOR | NO | Unknown |  |  |  | NO | [8 empty] | S00589 | NO | [7 empty] | 3
379792124 | S00587 |  |  |  | BKSL/PCE/J00165/MBRMU1 | 300022640 | Existing | RYB |  |  | CLOSED | CLOSED | LINK |  | 11 kV |  | 2000-11-07 |  |  |  |  | TAMCO |  |  | KEE HIN NO 1 | Unknown | Unknown | NO | NONE | DISTRIBUTION | TNB | KUALA SELANGOR | NO | Unknown |  |  |  | NO | [8 empty] | S00587 | NO | [7 empty] | 3
379792215 | S00580 |  |  |  | BKSL/PCE/J00162/MBRMU1 | 300313493 | Existing | RYB |  |  | CLOSED | CLOSED | LINK |  | 11 kV |  | 2006-10-10 |  |  |  |  | TAMCO |  |  | SEKINCHAN NO 2(DEPAN BALAI POLIS SKN) | Unknown | Unknown | NO | NONE | DISTRIBUTION | TNB | KUALA SELANGOR | NO | Unknown |  |  |  | NO | [8 empty] | S00580 | NO | [7 empty] | 3
379792220 | S00581 |  |  |  | BKSL/PCE/J00162/MBRMU1 | 300313493 | Existing | RYB |  |  | CLOSED | CLOSED | LINK |  | 11 kV |  | 2006-10-10 |  |  |  |  | TAMCO |  |  | SEKINCHAN NO 2(DEPAN BALAI POLIS SKN) | Unknown | Unknown | NO | NONE | DISTRIBUTION | TNB | KUALA SELANGOR | NO | Unknown |  |  |  | NO | [8 empty] | S00581 | NO | [7 empty] | 3
379792311 | S00582 |  |  |  | BKSL/PCE/J00163/MBRMU1 | 300022632 | Existing | RYB |  |  | CLOSED | CLOSED | LINK |  | 11 kV |  | 19/04/1992 |  |  |  |  | TAMCO |  |  | BGN SEKINCHAN | Unknown | Unknown | NO | NONE | DISTRIBUTION | TNB | KUALA SELANGOR | NO | Unknown |  |  |  | NO | [8 empty] | S00582 | NO | [7 empty] | 3
379792316 | S01597 |  |  |  | BKSL/PCE/J00163/MBRMU1 | 300022632 | Existing | RYB |  |  | CLOSED | CLOSED | LINK |  | 11 kV |  | 19/04/1992 |  |  |  |  | TAMCO |  |  | BGN SEKINCHAN | Unknown | Unknown | NO | NONE | DISTRIBUTION | TNB | KUALA SELANGOR | NO | Unknown |  |  |  | NO | [8 empty] | S01597 | NO | [7 empty] | 3
379792405 | S05577 |  |  |  | BKSL/PCE/J00619/MBRMU1 | 300343337 | Existing | RYB |  | S00553 PE BERNAS (LPN) | CLOSED | CLOSED | LINK |  | 11 kV |  | 1998-11-07 | [7 empty] | PANJI MUARA | Unknown | Unknown | NO | NONE | DISTRIBUTION | TNB | KUALA SELANGOR | NO | Unknown |  |  |  | NO | [8 empty] | S05577 | NO | [7 empty] | 3
379792410 | S05579 |  |  |  | BKSL/PCE/J00619/MBRMU1 | 300343337 | Existing | RYB |  | S05449 PE ZHONG LEE FISHERY | CLOSED | CLOSED | LINK |  | 11 kV |  | 1998-11-07 | [7 empty] | PANJI MUARA | Unknown | Unknown | NO | NONE | DISTRIBUTION | TNB | KUALA SELANGOR | NO | Unknown |  |  |  | NO | [8 empty] | S05579 | NO | [7 empty] | 3
379792499 | S00591 |  |  |  | BKSL/PCE/J00166/MBRMU1 | 300313495 | Existing | RYB |  |  | CLOSED | CLOSED | LINK |  | 11 kV |  | 27/11/2006 |  |  |  |  | TAMCO |  |  | SITE C SEKINCHAN | Unknown | Unknown | NO | NONE | DISTRIBUTION | TNB | KUALA SELANGOR | NO | Unknown |  |  |  | NO | [8 empty] | S00591 | NO | [7 empty] | 3
379792504 | S01598 |  |  |  | BKSL/PCE/J00166/MBRMU1 | 300313495 | Existing | RYB |  | S05523 SEK KEB SRI SEKINCAN | CLOSED | CLOSED | LINK |  | 11 kV |  | 27/11/2006 |  |  |  |  | TAMCO |  |  | SITE C SEKINCHAN | Unknown | Unknown | NO | NONE | DISTRIBUTION | TNB | KUALA SELANGOR | NO | Unknown |  |  |  | NO | [8 empty] | S01598 | NO | [7 empty] | 3
379792595 | S01599 |  |  |  | BKSL/PCE/J00167/MBRMU1 | 300313446 | Existing | RYB |  | S05525 SEK KEB SRI SEKINCAN | CLOSED | CLOSED | LINK |  | 11 kV |  | 26/06/2003 |  |  |  |  | MERLIN GERIN |  |  | SELOKA GAGAH NO 1 | Unknown | Unknown | NO | NONE | DISTRIBUTION | TNB | KUALA SELANGOR | NO | Unknown |  |  |  | NO | [8 empty] | S01599 | NO | [7 empty] | 3
379792600 | S01601 |  |  |  | BKSL/PCE/J00167/MBRMU1 | 300313446 | Existing | RYB |  |  | CLOSED | CLOSED | LINK |  | 11 kV |  | 26/06/2003 |  |  |  |  | MERLIN GERIN |  |  | SELOKA GAGAH NO 1 | Unknown | Unknown | NO | NONE | DISTRIBUTION | TNB | KUALA SELANGOR | NO | Unknown |  |  |  | NO | [8 empty] | S01601 | NO | [7 empty] | 3
379792691 | S01602 |  |  |  | BKSL/PCE/J00176/MBRMU | 300313452 | Existing | RYB |  |  | CLOSED | CLOSED | LINK |  | 11 kV |  | 17/07/2002 |  |  |  |  | TAMCO |  |  | SELOKA GAGAH NO 2 | Unknown | Unknown | NO | NONE | DISTRIBUTION | TNB | KUALA SELANGOR | NO | Unknown |  |  |  | NO | [8 empty] | S01602 | NO | [7 empty] | 3
379792696 | S01604 |  |  |  | BKSL/PCE/J00176/MBRMU | 300313452 | Existing | RYB |  |  | CLOSED | CLOSED | LINK |  | 11 kV |  | 17/07/2002 |  |  |  |  | TAMCO |  |  | SELOKA GAGAH NO 2 | Unknown | Unknown | NO | NONE | DISTRIBUTION | TNB | KUALA SELANGOR | NO | Unknown |  |  |  | NO | [8 empty] | S01604 | NO | [7 empty] | 3
379792787 | S05523 |  |  |  | BKSL/PCE/J00589/MBRMU | 300342967 | Existing | RYB |  | S01598 SITE C SEKINCHAN | CLOSED | CLOSED | LINK |  | 11 kV |  | 26/06/2008 |  |  |  |  | MERLIN GERIN |  |  | SEK KEB SRI SEKINCAN | Unknown | Unknown | NO | NONE | DISTRIBUTION | TNB | KUALA SELANGOR | NO | Unknown |  |  |  | NO | [8 empty] | S05523 | NO | [7 empty] | 3
379792792 | S05525 |  |  |  | BKSL/PCE/J00589/MBRMU | 300342967 | Existing | RYB |  | S01599 SELOKA GAGAH NO 1 | CLOSED | CLOSED | LINK |  | 11 kV |  | 26/06/2008 |  |  |  |  | MERLIN GERIN |  |  | SEK KEB SRI SEKINCAN | Unknown | Unknown | NO | NONE | DISTRIBUTION | TNB | KUALA SELANGOR | NO | Unknown |  |  |  | NO | [8 empty] | S05525 | NO | [7 empty] | 3
379792891 | S05292 |  |  |  | BKSL/PCE/J00535/MBRMU | 300313444 | Existing | RYB |  |  | CLOSED | CLOSED | LINK |  | 11 kV |  | 19/04/2003 |  |  |  |  | TAMCO |  |  | ASIA AQUACULTURE BGN TENGKORAK | Unknown | Unknown | NO | NONE | DISTRIBUTION | TNB | KUALA SELANGOR | NO | Unknown |  |  |  | NO | [8 empty] | S05292 | NO | [7 empty] | 3
379792896 | S05290 |  |  |  | BKSL/PCE/J00535/MBRMU | 300313444 | Existing | RYB |  |  | CLOSED | CLOSED | LINK |  | 11 kV |  | 19/04/2003 |  |  |  |  | TAMCO |  |  | ASIA AQUACULTURE BGN TENGKORAK | Unknown | Unknown | NO | NONE | DISTRIBUTION | TNB | KUALA SELANGOR | NO | Unknown |  |  |  | NO | [8 empty] | S05290 | NO | [7 empty] | 3
379793088 | S00374 |  |  |  | BKSL/PCE/J00198/MB01 | 300022784 | Existing | RYB |  |  | CLOSED | CLOSED | LINK |  | 11 kV |  | 19/04/1983 |  |  |  |  | TAMCO |  |  | K/UDANG BGN TENGKORAK | Unknown | Unknown | NO | NONE | DISTRIBUTION | TNB | KUALA SELANGOR | NO | Unknown |  |  |  | NO | [8 empty] | S00374 | NO | [7 empty] | 3
379793093 | S05289 |  |  |  | BKSL/PCE/J00198/MB01 | 300022784 | Existing | RYB |  |  | CLOSED | CLOSED | LINK |  | 11 kV |  | 19/04/1983 |  |  |  |  | TAMCO |  |  | K/UDANG BGN TENGKORAK | Unknown | Unknown | NO | NONE | DISTRIBUTION | TNB | KUALA SELANGOR | NO | Unknown |  |  |  | NO | [8 empty] | S05289 | NO | [7 empty] | 3
379793182 | S00542 |  |  |  | BKSL/PCE/J00149/MBRMU | 300313469 | Existing | RYB |  |  | CLOSED | CLOSED | LINK |  | 11 kV |  | 15/12/2005 |  |  |  |  | EPE |  |  | KEE HIN NO 2 | Unknown | Unknown | NO | NONE | DISTRIBUTION | TNB | KUALA SELANGOR | NO | Unknown |  |  |  | NO | [8 empty] | S00542 | NO | [7 empty] | 3
379793187 | S00544 |  |  |  | BKSL/PCE/J00149/MBRMU | 300313469 | Existing | RYB |  |  | CLOSED | CLOSED | LINK |  | 11 kV |  | 15/12/2005 |  |  |  |  | EPE |  |  | KEE HIN NO 2 | Unknown | Unknown | NO | NONE | DISTRIBUTION | TNB | KUALA SELANGOR | NO | Unknown |  |  |  | NO | [8 empty] | S00544 | NO | [7 empty] | 3
379793328 | S00545 |  |  |  | BKSL/PCE/J00150/MBRMU | 300313470 | Existing | RYB |  |  | CLOSED | CLOSED | LINK |  | 11 kV |  | 19/02/2004 |  |  |  |  | TAMCO |  |  | GEMA JAYA | Unknown | Unknown | NO | NONE | DISTRIBUTION | TNB | KUALA SELANGOR | NO | Unknown |  |  |  | NO | [8 empty] | S00545 | NO | [7 empty] | 3
379793333 | S00547 |  |  |  | BKSL/PCE/J00150/MBRMU | 300313470 | Existing | RYB |  |  | CLOSED | CLOSED | LINK |  | 11 kV |  | 19/02/2004 |  |  |  |  | TAMCO |  |  | GEMA JAYA | Unknown | Unknown | NO | NONE | DISTRIBUTION | TNB | KUALA SELANGOR | NO | Unknown |  |  |  | NO | [8 empty] | S00547 | NO | [7 empty] | 3
379793424 | S00550 |  |  |  | BKSL/PCE/J00151/MBRMU1 | 300242545 | Existing | RYB |  |  | CLOSED | CLOSED | LINK |  | 11 kV |  | 18/08/1983 |  |  |  |  | MERLIN GERIN |  |  | JURU JAYA | Unknown | Unknown | NO | NONE | DISTRIBUTION | TNB | KUALA SELANGOR | NO | Unknown |  |  |  | NO | [8 empty] | S00550 | NO | [7 empty] | 3
379793429 | S00548 |  |  |  | BKSL/PCE/J00151/MBRMU1 | 300242545 | Existing | RYB |  |  | CLOSED | CLOSED | LINK |  | 11 kV |  | 18/08/1983 |  |  |  |  | MERLIN GERIN |  |  | JURU JAYA | Unknown | Unknown | NO | NONE | DISTRIBUTION | TNB | KUALA SELANGOR | NO | Unknown |  |  |  | NO | [8 empty] | S00548 | NO | [7 empty] | 3
379793519 | S01585 |  |  |  | BKSL/PCE/J00152/MBRMU | 300313473 | Existing | RYB |  |  | CLOSED | CLOSED | LINK |  | 11 kV |  | 22/03/2006 |  |  |  |  | VEI |  |  | SITE B SEKINCHAN | Unknown | Unknown | NO | NONE | DISTRIBUTION | TNB | KUALA SELANGOR | NO | Unknown |  |  |  | NO | [8 empty] | S01585 | NO | [7 empty] | 3
379793536 | S01632 |  |  |  | BKSL/PCE/J00152/MBRMU | 300313473 | Existing | RYB |  |  | CLOSED | CLOSED | LINK |  | 11 kV |  | 22/03/2006 |  |  |  |  | VEI |  |  | SITE B SEKINCHAN | Unknown | Unknown | NO | NONE | DISTRIBUTION | TNB | KUALA SELANGOR | NO | Unknown |  |  |  | NO | [8 empty] | S01632 | NO | [7 empty] | 3
379793690 | S01590 |  |  |  | BKSL/PCE/J00348/MBRMU1 | 300243128 | Existing | RYB |  |  | CLOSED | CLOSED | LINK |  | 11 kV |  | 1988-11-07 |  |  |  |  | VEI |  |  | KLG SEMERAH PADI SITE A SEKINCHAN | Unknown | Unknown | NO | NONE | DISTRIBUTION | TNB | KUALA SELANGOR | NO | Unknown |  |  |  | NO | [8 empty] | S01590 | NO | [7 empty] | 3
379793707 | S01588 |  |  |  | BKSL/PCE/J00348/MBRMU1 | 300243128 | Existing | RYB |  |  | CLOSED | CLOSED | LINK |  | 11 kV |  | 1988-11-07 |  |  |  |  | VEI |  |  | KLG SEMERAH PADI SITE A SEKINCHAN | Unknown | Unknown | NO | NONE | DISTRIBUTION | TNB | KUALA SELANGOR | NO | Unknown |  |  |  | NO | [8 empty] | S01588 | NO | [7 empty] | 3
379794087 | S05429 |  |  |  | BKSL/PCE/J00555/MBRMU1 | 300284515 | Existing | RYB |  | S05943 TMN SERI MANIK | CLOSED | CLOSED | LINK |  | 11 kV |  | 19/02/1982 |  |  |  |  | TAMCO |  |  | KLG PADI DATARAN PUSAKA | Unknown | Unknown | NO | NONE | DISTRIBUTION | TNB | KUALA SELANGOR | NO | Unknown |  |  |  | NO | [8 empty] | S05429 | NO | [7 empty] | 3
379794104 | S05426 |  |  |  | BKSL/PCE/J00555/MBRMU1 | 300284515 | Existing | RYB |  |  | CLOSED | CLOSED | LINK |  | 11 kV |  | 19/02/1982 |  |  |  |  | TAMCO |  |  | KLG PADI DATARAN PUSAKA | Unknown | Unknown | NO | NONE | DISTRIBUTION | TNB | KUALA SELANGOR | NO | Unknown |  |  |  | NO | [8 empty] | S05426 | NO | [7 empty] | 3
379794255 | S05746 | [5 empty] | Existing | RYB |  |  | OPEN | CLOSED | LINK |  | 11 kV | [9 empty] | BERNAS (LPN) | Unknown | Unknown | NO | NONE | DISTRIBUTION | TNB | KUALA SELANGOR | NO | Unknown |  |  |  | NO | [8 empty] | S05746 | NO | [7 empty] | 3
379794262 | S05747 | [5 empty] | Existing | RYB |  |  | CLOSED | CLOSED | LINK |  | 11 kV | [9 empty] | BERNAS (LPN) | Unknown | Unknown | NO | NONE | DISTRIBUTION | TNB | KUALA SELANGOR | NO | Unknown |  |  |  | NO | [8 empty] | S05747 | NO | [7 empty] | 3
379794266 | S05745 |  |  |  | BKSL/PCE/J00153/MBRMU | 300343240 | Existing | RYB |  |  | CLOSED | CLOSED | LINK |  | 11 kV |  | 19/02/2011 |  |  |  |  | TAMCO |  |  | BERNAS (LPN) | Unknown | Unknown | NO | NONE | DISTRIBUTION | TNB | KUALA SELANGOR | NO | Unknown |  |  |  | NO | [8 empty] | S05745 | NO | [7 empty] | 3
379794292 | S05744 |  |  |  | BKSL/PCE/J00153/MBRMU | 300343240 | Existing | RYB |  |  | CLOSED | CLOSED | LINK |  | 11 kV |  | 19/02/2011 |  |  |  |  | TAMCO |  |  | BERNAS (LPN) | Unknown | Unknown | NO | NONE | DISTRIBUTION | TNB | KUALA SELANGOR | NO | Unknown |  |  |  | NO | [8 empty] | S05744 | NO | [7 empty] | 3
379794446 | S05661 |  |  |  | BKSL/PCE/J00826/MBRMU | 300443241 | Existing | RYB |  |  | CLOSED | CLOSED | LINK |  | 11 kV | [9 empty] | TAMAN INDAH 2 | Unknown | Unknown | NO | NONE | DISTRIBUTION | TNB | KUALA SELANGOR | NO | Unknown |  |  |  | NO | [8 empty] | S05661 | NO | [7 empty] | 3
379794463 | S05664 |  |  |  | BKSL/PCE/J00826/MBRMU | 300443241 | Existing | RYB |  |  | CLOSED | CLOSED | LINK |  | 11 kV | [9 empty] | TAMAN INDAH 2 | Unknown | Unknown | NO | NONE | DISTRIBUTION | TNB | KUALA SELANGOR | NO | Unknown |  |  |  | NO | [8 empty] | S05664 | NO | [7 empty] | 3
379794617 | S01614 |  |  |  | BKSL/PCE/J00312/MBRMU | 300313482 | Existing | RYB |  |  | CLOSED | CLOSED | LINK |  | 11 kV |  | 28/06/2006 |  |  |  |  | VEI |  |  | BALAI BOMBA SEKINCHAN | Unknown | Unknown | NO | NONE | DISTRIBUTION | TNB | KUALA SELANGOR | NO | Unknown |  |  |  | NO | [8 empty] | S01614 | NO | [7 empty] | 3
379794634 | S01615 |  |  |  | BKSL/PCE/J00312/MBRMU | 300313482 | Existing | RYB |  |  | CLOSED | CLOSED | LINK |  | 11 kV |  | 28/06/2006 |  |  |  |  | VEI |  |  | BALAI BOMBA SEKINCHAN | Unknown | Unknown | NO | NONE | DISTRIBUTION | TNB | KUALA SELANGOR | NO | Unknown |  |  |  | NO | [8 empty] | S01615 | NO | [7 empty] | 3
379794792 | S00535 |  |  |  | BKSL/PCE/J00144/MBRMU | 300313461 | Existing | RYB |  |  | CLOSED | CLOSED | LINK |  | 11 kV |  | 14/11/2005 |  |  |  |  | TAMCO |  |  | HOTEL DELUXE | Unknown | Unknown | NO | NONE | DISTRIBUTION | TNB | KUALA SELANGOR | NO | Unknown |  |  |  | NO | [8 empty] | S00535 | NO | [7 empty] | 3
379794809 | S01581 |  |  |  | BKSL/PCE/J00144/MBRMU | 300313461 | Existing | RYB |  |  | CLOSED | CLOSED | LINK |  | 11 kV |  | 14/11/2005 |  |  |  |  | TAMCO |  |  | HOTEL DELUXE | Unknown | Unknown | NO | NONE | DISTRIBUTION | TNB | KUALA SELANGOR | NO | Unknown |  |  |  | NO | [8 empty] | S01581 | NO | [7 empty] | 3
379794962 | S01582 |  |  |  | BKSL/PCE/J00341/MBRMU1 | 300241021 | Existing | RYB |  |  | CLOSED | CLOSED | LINK |  | 11 kV |  | 19/04/1993 | [7 empty] | TOKONG BUDHA SEKINCHAN | Unknown | Unknown | NO | NONE | DISTRIBUTION | TNB | KUALA SELANGOR | NO | Unknown |  |  |  | NO | [8 empty] | S01582 | NO | [7 empty] | 3
379794967 | S01583 |  |  |  | BKSL/PCE/J00341/MBRMU1 | 300241021 | Existing | RYB |  |  | CLOSED | CLOSED | LINK |  | 11 kV |  | 19/04/1993 | [7 empty] | TOKONG BUDHA SEKINCHAN | Unknown | Unknown | NO | NONE | DISTRIBUTION | TNB | KUALA SELANGOR | NO | Unknown |  |  |  | NO | [8 empty] | S01583 | NO | [7 empty] | 3
379795056 | S05753 |  |  |  | BKSL/PCE/J00878/MBRMU1 | 310527932 | Existing | RYB |  |  | CLOSED | CLOSED | LINK |  | 11 kV | [9 empty] | L672 TOKONG CINA | Unknown | Unknown | NO | NONE | DISTRIBUTION | TNB | KUALA SELANGOR | NO | Unknown |  |  |  | NO | [8 empty] | S05753 | NO | [7 empty] | 3
379795061 | S05754 |  |  |  | BKSL/PCE/J00878/MBRMU1 | 310527932 | Existing | RYB |  |  | CLOSED | CLOSED | LINK |  | 11 kV | [9 empty] | L672 TOKONG CINA | Unknown | Unknown | NO | NONE | DISTRIBUTION | TNB | KUALA SELANGOR | NO | Unknown |  |  |  | NO | [8 empty] | S05754 | NO | [7 empty] | 3
379795152 | S00669 |  |  |  | BKSL/PCE/J00562/MBRMU | 300343224 | Existing | RYB |  |  | CLOSED | CLOSED | LINK |  | 11 kV |  | 17/07/2007 |  |  |  |  | TAMCO |  |  | T/A 6 BAN 2 | Unknown | Unknown | NO | NONE | DISTRIBUTION | TNB | KUALA SELANGOR | NO | Unknown |  |  |  | NO | [8 empty] | S00669 | NO | [7 empty] | 3
379795157 | S00668 |  |  |  | BKSL/PCE/J00562/MBRMU | 300343224 | Existing | RYB |  |  | CLOSED | CLOSED | LINK |  | 11 kV |  | 17/07/2007 |  |  |  |  | TAMCO |  |  | T/A 6 BAN 2 | Unknown | Unknown | NO | NONE | DISTRIBUTION | TNB | KUALA SELANGOR | NO | Unknown |  |  |  | NO | [8 empty] | S00668 | NO | [7 empty] | 3
379795246 | S05907 | [5 empty] | Existing | RYB |  |  | CLOSED | CLOSED | LINK |  | 11 kV | [9 empty] | CTS COOKIES PARIT 7 | Unknown | Unknown | NO | NONE | DISTRIBUTION | TNB | KUALA SELANGOR | NO | Unknown |  |  |  | NO | [8 empty] | S05907 | NO | [7 empty] | 3
379795251 | S05909 | [5 empty] | Existing | RYB |  |  | CLOSED | CLOSED | LINK |  | 11 kV | [9 empty] | CTS COOKIES PARIT 7 | Unknown | Unknown | NO | NONE | DISTRIBUTION | TNB | KUALA SELANGOR | NO | Unknown |  |  |  | NO | [8 empty] | S05909 | NO | [7 empty] | 3
379795340 | S00667 |  |  |  | BKSL/PCE/J00315/MBRMU | 300343226 | Existing | RYB |  |  | CLOSED | CLOSED | LINK |  | 11 kV |  | 18/08/2007 |  |  |  |  | TAMCO |  |  | PT 7 BAN 2 | Unknown | Unknown | NO | NONE | DISTRIBUTION | TNB | KUALA SELANGOR | NO | Unknown |  |  |  | NO | [8 empty] | S00667 | NO | [7 empty] | 3
379795345 | S00665 |  |  |  | BKSL/PCE/J00315/MBRMU | 300343226 | Existing | RYB |  |  | CLOSED | CLOSED | LINK |  | 11 kV |  | 18/08/2007 |  |  |  |  | TAMCO |  |  | PT 7 BAN 2 | Unknown | Unknown | NO | NONE | DISTRIBUTION | TNB | KUALA SELANGOR | NO | Unknown |  |  |  | NO | [8 empty] | S00665 | NO | [7 empty] | 3
379795434 | S00664 |  |  |  | BKSL/PCE/J00316/MBRMU | 300343227 | Existing | RYB |  |  | CLOSED | CLOSED | LINK |  | 11 kV |  | 22/09/2007 |  |  |  |  | TAMCO |  |  | PT 8 BAN 2 | Unknown | Unknown | NO | NONE | DISTRIBUTION | TNB | KUALA SELANGOR | NO | Unknown |  |  |  | NO | [8 empty] | S00664 | NO | [7 empty] | 3
379795439 | S00662 |  |  |  | BKSL/PCE/J00316/MBRMU | 300343227 | Existing | RYB |  |  | CLOSED | CLOSED | LINK |  | 11 kV |  | 22/09/2007 |  |  |  |  | TAMCO |  |  | PT 8 BAN 2 | Unknown | Unknown | NO | NONE | DISTRIBUTION | TNB | KUALA SELANGOR | NO | Unknown |  |  |  | NO | [8 empty] | S00662 | NO | [7 empty] | 3
379795528 | S01610 |  |  |  | BKSL/PCE/J00317/MBRMU | 300343228 | Existing | RYB |  |  | CLOSED | CLOSED | LINK |  | 11 kV |  | 2006-11-10 |  |  |  |  | TAMCO |  |  | T/A 8 BAN 2 | Unknown | Unknown | NO | NONE | DISTRIBUTION | TNB | KUALA SELANGOR | NO | Unknown |  |  |  | NO | [8 empty] | S01610 | NO | [7 empty] | 3
379795533 | S01608 |  |  |  | BKSL/PCE/J00317/MBRMU | 300343228 | Existing | RYB |  |  | CLOSED | CLOSED | LINK |  | 11 kV |  | 2006-11-10 |  |  |  |  | TAMCO |  |  | T/A 8 BAN 2 | Unknown | Unknown | NO | NONE | DISTRIBUTION | TNB | KUALA SELANGOR | NO | Unknown |  |  |  | NO | [8 empty] | S01608 | NO | [7 empty] | 3
379795622 | S00661 |  |  |  | BKSL/PCE/J00576/MBRMU | 300343232 | Existing | RYB |  |  | CLOSED | CLOSED | LINK |  | 11 kV |  | 14/11/2011 |  |  |  |  | TAMCO |  |  | PT 9 BAN 2 | Unknown | Unknown | NO | NONE | DISTRIBUTION | TNB | KUALA SELANGOR | NO | Unknown |  |  |  | NO | [8 empty] | S00661 | NO | [7 empty] | 3
379795627 | S00659 |  |  |  | BKSL/PCE/J00576/MBRMU | 300343232 | Existing | RYB |  |  | CLOSED | CLOSED | LINK |  | 11 kV |  | 14/11/2011 |  |  |  |  | TAMCO |  |  | PT 9 BAN 2 | Unknown | Unknown | NO | NONE | DISTRIBUTION | TNB | KUALA SELANGOR | NO | Unknown |  |  |  | NO | [8 empty] | S00659 | NO | [7 empty] | 3
379795722 | R06495 |  |  |  | BKSL/PCE/J00611/MBRMU | 300344179 | Existing | RYB |  |  | CLOSED | CLOSED | LINK |  | 11 kV |  | 18/08/2006 |  |  |  |  | ITEM |  |  | YEAP JING HONG | Unknown | Unknown | NO | NONE | DISTRIBUTION | TNB | KUALA SELANGOR | NO | Unknown |  |  |  | NO | [8 empty] | R06495 | NO | [7 empty] | 3
379795728 | R06496 |  |  |  | BKSL/PCE/J00611/MBRMU | 300344179 | Existing | RYB |  |  | CLOSED | CLOSED | LINK |  | 11 kV |  | 18/08/2006 |  |  |  |  | ITEM |  |  | YEAP JING HONG | Unknown | Unknown | NO | NONE | DISTRIBUTION | TNB | KUALA SELANGOR | NO | Unknown |  |  |  | NO | [8 empty] | R06496 | NO | [7 empty] | 3
379795733 | R06497 |  |  |  | BKSL/PCE/J00611/MBRMU | 300344179 | Existing | RYB |  |  | CLOSED | CLOSED | LINK |  | 11 kV |  | 18/08/2006 |  |  |  |  | ITEM |  |  | YEAP JING HONG | Unknown | Unknown | NO | NONE | DISTRIBUTION | TNB | KUALA SELANGOR | NO | Unknown |  |  |  | NO | [8 empty] | R06497 | NO | [7 empty] | 3
379795741 | R05426 |  |  |  | BKSL/PCE/J00781/MBRMU | 300344180 | Existing | RYB |  |  | CLOSED | CLOSED | LINK |  | 11 kV |  | 22/09/2004 |  |  |  |  | TAMCO |  |  | GEMHARTA | Unknown | Unknown | NO | NONE | DISTRIBUTION | TNB | KUALA SELANGOR | NO | Unknown |  |  |  | NO | [8 empty] | R05426 | NO | [7 empty] | 3
379795746 | R05428 |  |  |  | BKSL/PCE/J00781/MBRMU | 300344180 | Existing | RYB |  |  | CLOSED | CLOSED | LINK |  | 11 kV |  | 22/09/2004 |  |  |  |  | TAMCO |  |  | GEMHARTA | Unknown | Unknown | NO | NONE | DISTRIBUTION | TNB | KUALA SELANGOR | NO | Unknown |  |  |  | NO | [8 empty] | R05428 | NO | [7 empty] | 3
379795835 | R05405 |  |  |  | BKSL/PCE/J00780/MBRMU | 300344181 | Existing | RYB |  |  | CLOSED | CLOSED | LINK |  | 11 kV |  | 2004-11-10 |  |  |  |  | TAMCO |  |  | VPN MARKETING (M) | Unknown | Unknown | NO | NONE | DISTRIBUTION | TNB | KUALA SELANGOR | NO | Unknown |  |  |  | NO | [8 empty] | R05405 | NO | [7 empty] | 3
379795840 | R05407 |  |  |  | BKSL/PCE/J00780/MBRMU | 300344181 | Existing | RYB |  |  | CLOSED | CLOSED | LINK |  | 11 kV |  | 2004-11-10 |  |  |  |  | TAMCO |  |  | VPN MARKETING (M) | Unknown | Unknown | NO | NONE | DISTRIBUTION | TNB | KUALA SELANGOR | NO | Unknown |  |  |  | NO | [8 empty] | R05407 | NO | [7 empty] | 3
379795929 | R05280 |  |  |  | BKSL/PCE/J00779/MBRMU | 300344182 | Existing | RYB |  |  | CLOSED | CLOSED | LINK |  | 11 kV |  | 14/11/2004 |  |  |  |  | VEI |  |  | KHUEN HING METAL SDN BHD | Unknown | Unknown | NO | NONE | DISTRIBUTION | TNB | KUALA SELANGOR | NO | Unknown |  |  |  | NO | [8 empty] | R05280 | NO | [7 empty] | 3
379795934 | R05278 |  |  |  | BKSL/PCE/J00779/MBRMU | 300344182 | Existing | RYB |  |  | CLOSED | CLOSED | LINK |  | 11 kV |  | 14/11/2004 |  |  |  |  | VEI |  |  | KHUEN HING METAL SDN BHD | Unknown | Unknown | NO | NONE | DISTRIBUTION | TNB | KUALA SELANGOR | NO | Unknown |  |  |  | NO | [8 empty] | R05278 | NO | [7 empty] | 3
379796023 | R05783 |  |  |  | BKSL/PCE/J00778/MBRMU | 300344183 | Existing | RYB |  |  | CLOSED | CLOSED | LINK |  | 11 kV |  | 15/12/2004 |  |  |  |  | TAMCO |  |  | HF MAROSHUMI ALAM JAYA | Unknown | Unknown | NO | NONE | DISTRIBUTION | TNB | KUALA SELANGOR | NO | Unknown |  |  |  | NO | [8 empty] | R05783 | NO | [7 empty] | 3
379796028 | R05781 |  |  |  | BKSL/PCE/J00778/MBRMU | 300344183 | Existing | RYB |  |  | CLOSED | CLOSED | LINK |  | 11 kV |  | 15/12/2004 |  |  |  |  | TAMCO |  |  | HF MAROSHUMI ALAM JAYA | Unknown | Unknown | NO | NONE | DISTRIBUTION | TNB | KUALA SELANGOR | NO | Unknown |  |  |  | NO | [8 empty] | R05781 | NO | [7 empty] | 3
379796117 | R05277 |  |  |  | BKSL/PCE/J00777/MBRMU1 | 300262124 | Existing | RYB |  |  | CLOSED | CLOSED | LINK |  | 11 kV |  | 15/12/1982 |  |  |  |  | VEI |  |  | KLG SANTEX | Unknown | Unknown | NO | NONE | DISTRIBUTION | TNB | KUALA SELANGOR | NO | Unknown |  |  |  | NO | [8 empty] | R05277 | NO | [7 empty] | 3
379796122 | R05275 |  |  |  | BKSL/PCE/J00777/MBRMU1 | 300262124 | Existing | RYB |  |  | CLOSED | CLOSED | LINK |  | 11 kV |  | 15/12/1982 |  |  |  |  | VEI |  |  | KLG SANTEX | Unknown | Unknown | NO | NONE | DISTRIBUTION | TNB | KUALA SELANGOR | NO | Unknown |  |  |  | NO | [8 empty] | R05275 | NO | [7 empty] | 3
379796211 | R05392 |  |  |  | BKSL/PCE/J00776/MBRMU | 300344184 | Existing | RYB |  |  | CLOSED | CLOSED | LINK |  | 11 kV |  | 19/02/2004 |  |  |  |  | TAMCO |  |  | MULTIGUNA NO.2 | Unknown | Unknown | NO | NONE | DISTRIBUTION | TNB | KUALA SELANGOR | NO | Unknown |  |  |  | NO | [8 empty] | R05392 | NO | [7 empty] | 3
379796216 | R05394 |  |  |  | BKSL/PCE/J00776/MBRMU | 300344184 | Existing | RYB |  |  | CLOSED | CLOSED | LINK |  | 11 kV |  | 19/02/2004 |  |  |  |  | TAMCO |  |  | MULTIGUNA NO.2 | Unknown | Unknown | NO | NONE | DISTRIBUTION | TNB | KUALA SELANGOR | NO | Unknown |  |  |  | NO | [8 empty] | R05394 | NO | [7 empty] | 3
379796305 | S05743 |  |  |  | BKSL/PCE/J00775/MBRMU | 300344185 | Existing | RYB |  |  | CLOSED | CLOSED | LINK |  | 11 kV |  | 22/03/2004 |  |  |  |  | ITEM |  |  | ADVANCE PRELUDE | Unknown | Unknown | NO | NONE | DISTRIBUTION | TNB | KUALA SELANGOR | NO | Unknown |  |  |  | NO | [8 empty] | S05743 | NO | [7 empty] | 3
379796310 | S05745 |  |  |  | BKSL/PCE/J00775/MBRMU | 300344185 | Existing | RYB |  |  | CLOSED | CLOSED | LINK |  | 11 kV |  | 22/03/2004 |  |  |  |  | ITEM |  |  | ADVANCE PRELUDE | Unknown | Unknown | NO | NONE | DISTRIBUTION | TNB | KUALA SELANGOR | NO | Unknown |  |  |  | NO | [8 empty] | S05745 | NO | [7 empty] | 3
379796506 | R06494 |  |  |  | BKSL/PCE/J00767/MBRMU | 300344219 | Existing | RYB |  |  | CLOSED | CLOSED | LINK |  | 11 kV |  | 19/04/2004 |  |  |  |  | INDKOM |  |  | MANETWTECH BELLE ALAM JAYA | Unknown | Unknown | NO | NONE | DISTRIBUTION | TNB | KUALA SELANGOR | NO | Unknown |  |  |  | NO | [8 empty] | R06494 | NO | [7 empty] | 3
379796514 | R06321 |  |  |  | BKSL/PCE/J00767/MBRMU | 300344219 | Existing | RYB |  |  | CLOSED | CLOSED | LINK |  | 11 kV |  | 19/04/2004 |  |  |  |  | INDKOM |  |  | MANETWTECH BELLE ALAM JAYA | Unknown | Unknown | NO | NONE | DISTRIBUTION | TNB | KUALA SELANGOR | NO | Unknown |  |  |  | NO | [8 empty] | R06321 | NO | [7 empty] | 3
379796521 | R06318 |  |  |  | BKSL/PCE/J00767/MBRMU | 300344219 | Existing | RYB |  |  | OPEN | CLOSED | LINK |  | 11 kV |  | 19/04/2004 |  |  |  |  | INDKOM |  |  | MANETWTECH BELLE ALAM JAYA | Unknown | Unknown | NO | NONE | DISTRIBUTION | TNB | KUALA SELANGOR | NO | Unknown |  |  |  | NO | [8 empty] | R06318 | NO | [7 empty] | 3
379796776 | R06528 |  |  |  | BKSL/PCE/J00835/MBRMU | 300451517 | Existing | RYB |  |  | CLOSED | CLOSED | LINK |  | 11 kV |  | 28/03/2012 |  |  |  |  | INDKOM |  |  | TOONG HENG LONG | Unknown | Unknown | NO | NONE | DISTRIBUTION | TNB | KUALA SELANGOR | NO | Unknown |  |  |  | NO | [8 empty] | R06528 | NO | [7 empty] | 3
379796781 | R06530 |  |  |  | BKSL/PCE/J00835/MBRMU | 300451517 | Existing | RYB |  |  | CLOSED | CLOSED | LINK |  | 11 kV |  | 28/03/2012 |  |  |  |  | INDKOM |  |  | TOONG HENG LONG | Unknown | Unknown | NO | NONE | DISTRIBUTION | TNB | KUALA SELANGOR | NO | Unknown |  |  |  | NO | [8 empty] | R06530 | NO | [7 empty] | 3
379796870 | R04544 |  |  |  | BKSL/PCE/J00759/MBRMU | 300344218 | Existing | RYB |  |  | CLOSED | CLOSED | LINK |  | 11 kV |  | 18/03/2004 |  |  |  |  | VEI |  |  | OHTSUKI SEIKO | Unknown | Unknown | NO | NONE | DISTRIBUTION | TNB | KUALA SELANGOR | NO | Unknown |  |  |  | NO | [8 empty] | R04544 | NO | [7 empty] | 3
379796875 | R04542 |  |  |  | BKSL/PCE/J00759/MBRMU | 300344218 | Existing | RYB |  |  | CLOSED | CLOSED | LINK |  | 11 kV |  | 18/03/2004 |  |  |  |  | VEI |  |  | OHTSUKI SEIKO | Unknown | Unknown | NO | NONE | DISTRIBUTION | TNB | KUALA SELANGOR | NO | Unknown |  |  |  | NO | [8 empty] | R04542 | NO | [7 empty] | 3
379796964 | R05865 |  |  |  | BKSL/PCE/J00760/MBRMU | 300344217 | Existing | RYB |  |  | CLOSED | CLOSED | LINK |  | 11 kV |  | 14/02/2012 |  |  |  |  | TAMCO |  |  | LITEX METAL SDN BHD | Unknown | Unknown | NO | NONE | DISTRIBUTION | TNB | KUALA SELANGOR | NO | Unknown |  |  |  | NO | [8 empty] | R05865 | NO | [7 empty] | 3
379796969 | R05863 |  |  |  | BKSL/PCE/J00760/MBRMU | 300344217 | Existing | RYB |  |  | CLOSED | CLOSED | LINK |  | 11 kV |  | 14/02/2012 |  |  |  |  | TAMCO |  |  | LITEX METAL SDN BHD | Unknown | Unknown | NO | NONE | DISTRIBUTION | TNB | KUALA SELANGOR | NO | Unknown |  |  |  | NO | [8 empty] | R05863 | NO | [7 empty] | 3
379797058 | R05676 |  |  |  | BKSL/PCE/J00761/MBRMU | 300344215 | Existing | RYB |  |  | CLOSED | CLOSED | LINK |  | 11 kV |  | 2004-10-12 |  |  |  |  | TAMCO |  |  | FUJI BAKERY P.ALAM | Unknown | Unknown | NO | NONE | DISTRIBUTION | TNB | KUALA SELANGOR | NO | Unknown |  |  |  | NO | [8 empty] | R05676 | NO | [7 empty] | 3
379797063 | R05674 |  |  |  | BKSL/PCE/J00761/MBRMU | 300344215 | Existing | RYB |  |  | CLOSED | CLOSED | LINK |  | 11 kV |  | 2004-10-12 |  |  |  |  | TAMCO |  |  | FUJI BAKERY P.ALAM | Unknown | Unknown | NO | NONE | DISTRIBUTION | TNB | KUALA SELANGOR | NO | Unknown |  |  |  | NO | [8 empty] | R05674 | NO | [7 empty] | 3
379797152 | R05407 |  |  |  | BKSL/PCE/J00762/MBRMU | 300344197 | Existing | RYB |  |  | CLOSED | CLOSED | LINK |  | 11 kV |  | 27/11/2004 |  |  |  |  | TAMCO |  |  | PROGRESSIVE FOAM | Unknown | Unknown | NO | NONE | DISTRIBUTION | TNB | KUALA SELANGOR | NO | Unknown |  |  |  | NO | [8 empty] | R05407 | NO | [7 empty] | 3
379797157 | R05409 |  |  |  | BKSL/PCE/J00762/MBRMU | 300344197 | Existing | RYB |  |  | CLOSED | CLOSED | LINK |  | 11 kV |  | 27/11/2004 |  |  |  |  | TAMCO |  |  | PROGRESSIVE FOAM | Unknown | Unknown | NO | NONE | DISTRIBUTION | TNB | KUALA SELANGOR | NO | Unknown |  |  |  | NO | [8 empty] | R05409 | NO | [7 empty] | 3
379797246 | R05720 |  |  |  | BKSL/PCE/J00763/MBRMU | 300344196 | Existing | RYB |  |  | CLOSED | CLOSED | LINK |  | 11 kV |  | 2004-10-10 |  |  |  |  | VEI |  |  | AGRO TECH ALAM JAYA | Unknown | Unknown | NO | NONE | DISTRIBUTION | TNB | KUALA SELANGOR | NO | Unknown |  |  |  | NO | [8 empty] | R05720 | NO | [7 empty] | 3
379797251 | R05722 |  |  |  | BKSL/PCE/J00763/MBRMU | 300344196 | Existing | RYB |  |  | CLOSED | CLOSED | LINK |  | 11 kV |  | 2004-10-10 |  |  |  |  | VEI |  |  | AGRO TECH ALAM JAYA | Unknown | Unknown | NO | NONE | DISTRIBUTION | TNB | KUALA SELANGOR | NO | Unknown |  |  |  | NO | [8 empty] | R05722 | NO | [7 empty] | 3
379797341 | R04738 |  |  |  | BKSL/PCE/J00764/MBRMU | 300344193 | Existing | RYB |  |  | CLOSED | CLOSED | LINK |  | 11 kV |  | 20/09/2004 |  |  |  |  | VEI |  |  | INDUSTRI ALAM JAYA NO.7 | Unknown | Unknown | NO | NONE | DISTRIBUTION | TNB | KUALA SELANGOR | NO | Unknown |  |  |  | NO | [8 empty] | R04738 | NO | [7 empty] | 3
379797358 | R04736 |  |  |  | BKSL/PCE/J00764/MBRMU | 300344193 | Existing | RYB |  |  | CLOSED | CLOSED | LINK |  | 11 kV |  | 20/09/2004 |  |  |  |  | VEI |  |  | INDUSTRI ALAM JAYA NO.7 | Unknown | Unknown | NO | NONE | DISTRIBUTION | TNB | KUALA SELANGOR | NO | Unknown |  |  |  | NO | [8 empty] | R04736 | NO | [7 empty] | 3
379797511 | R05245 |  |  |  | BKSL/PCE/J00765/MBRMU | 300344191 | Existing | RYB |  |  | CLOSED | CLOSED | LINK |  | 11 kV |  | 18/08/2004 |  |  |  |  | TAMCO |  |  | SANON PRINTING | Unknown | Unknown | NO | NONE | DISTRIBUTION | TNB | KUALA SELANGOR | NO | Unknown |  |  |  | NO | [8 empty] | R05245 | NO | [7 empty] | 3
379797516 | R05247 |  |  |  | BKSL/PCE/J00765/MBRMU | 300344191 | Existing | RYB |  |  | CLOSED | CLOSED | LINK |  | 11 kV |  | 18/08/2004 |  |  |  |  | TAMCO |  |  | SANON PRINTING | Unknown | Unknown | NO | NONE | DISTRIBUTION | TNB | KUALA SELANGOR | NO | Unknown |  |  |  | NO | [8 empty] | R05247 | NO | [7 empty] | 3
379797605 | R05248 |  |  |  | BKSL/PCE/J00766/MBRMU | 300344190 | Existing | RYB |  |  | CLOSED | CLOSED | LINK |  | 11 kV |  | 2004-11-07 |  |  |  |  | VEI |  |  | GIMATECH MALAYSIA | Unknown | Unknown | NO | NONE | DISTRIBUTION | TNB | KUALA SELANGOR | NO | Unknown |  |  |  | NO | [8 empty] | R05248 | NO | [7 empty] | 3
379797610 | R05250 |  |  |  | BKSL/PCE/J00766/MBRMU | 300344190 | Existing | RYB |  |  | CLOSED | CLOSED | LINK |  | 11 kV |  | 2004-11-07 |  |  |  |  | VEI |  |  | GIMATECH MALAYSIA | Unknown | Unknown | NO | NONE | DISTRIBUTION | TNB | KUALA SELANGOR | NO | Unknown |  |  |  | NO | [8 empty] | R05250 | NO | [7 empty] | 3
379797699 | R06325 |  |  |  | BKSL/PCE/J00768/MBRMU | 300344916 | Existing | RYB |  |  | OPEN | CLOSED | LINK |  | 11 kV |  | 2006-11-07 |  |  |  |  | INDKOM |  |  | MULTIGUNA TIAJ 2 /9 | Unknown | Unknown | NO | NONE | DISTRIBUTION | TNB | KUALA SELANGOR | NO | Unknown |  |  |  | NO | [8 empty] | R06325 | NO | [7 empty] | 3
379797704 | R06327 |  |  |  | BKSL/PCE/J00768/MBRMU | 300344916 | Existing | RYB |  |  | CLOSED | CLOSED | LINK |  | 11 kV |  | 2006-11-07 |  |  |  |  | INDKOM |  |  | MULTIGUNA TIAJ 2 /9 | Unknown | Unknown | NO | NONE | DISTRIBUTION | TNB | KUALA SELANGOR | NO | Unknown |  |  |  | NO | [8 empty] | R06327 | NO | [7 empty] | 3
379797843 | R05787 |  |  |  | BKSL/PCE/J00741/MBVCB4 | 300344316 | Existing | Unknown |  |  | OPEN | OPEN | BUSBAR SECTION |  | 11 kV |  | 25/08/2011 |  |  |  |  | TAMCO |  |  | STN SUIS BASIC AVENUE ALAM JAYA | Unknown | Unknown | NO | NONE | DISTRIBUTION | TNB | KUALA SELANGOR | NO | Unknown |  |  |  | NO | [8 empty] | R05787 | [8 empty] | 0
379797998 | R06009 |  |  |  | BKSL/PCE/J00806/MBVCB1 | 300344248 | Existing | RYB |  | BUSSECTION | OPEN | CLOSED | BUSBAR SECTION |  | 11 kV |  | 15/05/2009 |  |  |  |  | ITEM |  |  | SSU PPAJ NO.1 JLN PPAJ (CB10) | Unknown | Unknown | NO | NONE | DISTRIBUTION | TNB | KUALA SELANGOR | NO | Unknown |  |  |  | NO | [8 empty] | R06009 | [8 empty] | 3
379798009 | R06040 |  |  |  | BKSL/PCE/J00807/MBRMU | 300344242 | Existing | RYB |  |  | CLOSED | CLOSED | LINK |  | 11 kV |  | 15/12/1990 |  |  |  |  | INDKOM |  |  | PPAJ NO.2 | Unknown | Unknown | NO | NONE | DISTRIBUTION | TNB | KUALA SELANGOR | NO | Unknown |  |  |  | NO | [8 empty] | R06040 | NO | [7 empty] | 3
379798014 | R06042 |  |  |  | BKSL/PCE/J00807/MBRMU | 300344242 | Existing | RYB |  |  | CLOSED | CLOSED | LINK |  | 11 kV |  | 15/12/1990 |  |  |  |  | INDKOM |  |  | PPAJ NO.2 | Unknown | Unknown | NO | NONE | DISTRIBUTION | TNB | KUALA SELANGOR | NO | Unknown |  |  |  | NO | [8 empty] | R06042 | NO | [7 empty] | 3
379798103 | R06039 |  |  |  | BKSL/PCE/J00808/MBRMU | 300344244 | Existing | RYB |  |  | CLOSED | CLOSED | LINK |  | 11 kV |  | 19/02/1990 |  |  |  |  | VEI |  |  | PASARAYA ECONSAVE ALAM JAYA | Unknown | Unknown | NO | NONE | DISTRIBUTION | TNB | KUALA SELANGOR | NO | Unknown |  |  |  | NO | [8 empty] | R06039 | NO | [7 empty] | 3
379798108 | R06037 |  |  |  | BKSL/PCE/J00808/MBRMU | 300344244 | Existing | RYB |  |  | CLOSED | CLOSED | LINK |  | 11 kV |  | 19/02/1990 |  |  |  |  | VEI |  |  | PASARAYA ECONSAVE ALAM JAYA | Unknown | Unknown | NO | NONE | DISTRIBUTION | TNB | KUALA SELANGOR | NO | Unknown |  |  |  | NO | [8 empty] | R06037 | NO | [7 empty] | 3
379798385 | S01105 |  |  |  | BKSL/PCE/J00819/MBRMU | 300346275 | Existing | RYB |  |  | CLOSED | CLOSED | LINK |  | 11 kV |  | 19/02/2011 |  |  |  |  | TAMCO |  |  | LOJI PEMBENTUNGAN (NO.2) FASA 3 | Unknown | Unknown | NO | NONE | DISTRIBUTION | TNB | KUALA SELANGOR | NO | Unknown |  |  |  | NO | [8 empty] | S01105 | NO | [7 empty] | 3
379798390 | S01103 |  |  |  | BKSL/PCE/J00819/MBRMU | 300346275 | Existing | RYB |  |  | OPEN | CLOSED | LINK |  | 11 kV |  | 19/02/2011 |  |  |  |  | TAMCO |  |  | LOJI PEMBENTUNGAN (NO.2) FASA 3 | Unknown | Unknown | NO | NONE | DISTRIBUTION | TNB | KUALA SELANGOR | NO | Unknown |  |  |  | NO | [8 empty] | S01103 | NO | [7 empty] | 3
379864420 | S00658 |  |  |  | BKSL/PCE/J00318/MBRMU | 300343234 | Existing | RYB |  |  | CLOSED | CLOSED | LINK |  | 11 kV |  | 15/12/2011 |  |  |  |  | TAMCO |  |  | TALIAIR 9 BAN 2 | Unknown | Unknown | NO | NONE | DISTRIBUTION | TNB | KUALA SELANGOR | NO | Unknown |  |  |  | NO | [8 empty] | S00658 | NO | [7 empty] | 3
379864425 | S00656 |  |  |  | BKSL/PCE/J00318/MBRMU | 300343234 | Existing | RYB |  |  | CLOSED | CLOSED | LINK |  | 11 kV |  | 15/12/2011 |  |  |  |  | TAMCO |  |  | TALIAIR 9 BAN 2 | Unknown | Unknown | NO | NONE | DISTRIBUTION | TNB | KUALA SELANGOR | NO | Unknown |  |  |  | NO | [8 empty] | S00656 | NO | [7 empty] | 3
379864513 | S00551 |  |  |  | BKSL/PCE/J00153/MBRMU | 300343240 | Existing | RYB |  |  | OPEN | CLOSED | LINK |  | 11 kV |  | 19/02/2011 |  |  |  |  | TAMCO |  |  | BERNAS (LPN) | Unknown | Unknown | NO | NONE | DISTRIBUTION | TNB | KUALA SELANGOR | Unknown |  |  |  |  | NO | [8 empty] | S00551 | NO | [7 empty] | 3
379864522 | S00553 | [5 empty] | Existing | RYB |  |  | OPEN | CLOSED | LINK |  | 11 kV | [9 empty] | BERNAS (LPN) | Unknown | Unknown | NO | NONE | DISTRIBUTION | TNB | KUALA SELANGOR | Unknown |  |  |  |  | NO | [8 empty] | S00553 | NO | [7 empty] | 3
379864637 | S01605 |  |  |  | BKSL/PCE/J00174/MBRMU | 300313488 | Existing | RYB |  |  | CLOSED | CLOSED | LINK |  | 11 kV |  | 2007-11-07 |  |  |  |  | INDKOM |  |  | KLG PADI PT 8 | Unknown | Unknown | NO | NONE | DISTRIBUTION | TNB | KUALA SELANGOR | NO | Unknown |  |  |  | NO | [8 empty] | S01605 | NO | [7 empty] | 3
379864641 | S01607 |  |  |  | BKSL/PCE/J00174/MBRMU | 300313488 | Existing | RYB |  |  | CLOSED | CLOSED | LINK |  | 11 kV |  | 2007-11-07 |  |  |  |  | INDKOM |  |  | KLG PADI PT 8 | Unknown | Unknown | NO | NONE | DISTRIBUTION | TNB | KUALA SELANGOR | NO | Unknown |  |  |  | NO | [8 empty] | S01607 | NO | [7 empty] | 3
379864658 | S01704 |  |  |  | BKSL/PCE/J00174/MBRMU | 300313488 | Existing | RYB |  |  | CLOSED | CLOSED | LINK |  | 11 kV |  | 2007-11-07 |  |  |  |  | INDKOM |  |  | KLG PADI PT 8 | Unknown | Unknown | NO | NONE | DISTRIBUTION | TNB | KUALA SELANGOR | NO | Unknown |  |  |  | NO | [8 empty] | S01704 | NO | [7 empty] | 3
379864739 | D00088 |  |  |  | BKSL/PCE/J00170/MBRMU1 | 300022655 | Existing | RYB |  |  | CLOSED | CLOSED | LINK |  | 11 kV |  | 18/08/1992 |  |  |  |  | TAMCO |  |  | PT 9 PASIR PANJANG | Unknown | Unknown | NO | NONE | DISTRIBUTION | TNB | KUALA SELANGOR | NO | Unknown |  |  |  | NO | [8 empty] | D00088 | NO | [7 empty] | 3
379864744 | D00087 |  |  |  | BKSL/PCE/J00170/MBRMU1 | 300022655 | Existing | RYB |  |  | OPEN | CLOSED | LINK |  | 11 kV |  | 18/08/1992 |  |  |  |  | TAMCO |  |  | PT 9 PASIR PANJANG | Unknown | Unknown | NO | NONE | DISTRIBUTION | TNB | KUALA SELANGOR | NO | Unknown |  |  |  | NO | [8 empty] | D00087 | NO | [7 empty] | 3
379864833 | S05574 |  |  |  | BKSL/PCE/J00265/MBRMU | 300343361 | Existing | RYB |  |  | CLOSED | CLOSED | LINK |  | 11 kV |  | 1998-10-10 |  |  |  |  | MERLIN GERIN |  |  | MASRI PARIT 7 SG LEMAN | Unknown | Unknown | NO | NONE | DISTRIBUTION | TNB | KUALA SELANGOR | NO | Unknown |  |  |  | NO | [8 empty] | S05574 | NO | [7 empty] | 3
379864838 | S05575 |  |  |  | BKSL/PCE/J00265/MBRMU | 300343361 | Existing | RYB |  |  | CLOSED | CLOSED | LINK |  | 11 kV |  | 1998-10-10 |  |  |  |  | MERLIN GERIN |  |  | MASRI PARIT 7 SG LEMAN | Unknown | Unknown | NO | NONE | DISTRIBUTION | TNB | KUALA SELANGOR | NO | Unknown |  |  |  | NO | [8 empty] | S05575 | NO | [7 empty] | 3
379868714 | S05665 |  |  |  | BKSL/PCE/J00085/MBRMU1 | 300228755 | Existing | RYB |  | PMU BKPR 132/11 kV : CB10 | CLOSED | CLOSED | LINK |  | 11 kV |  | 26/06/1990 |  |  |  |  | TAMCO |  |  | CHOP GUAN SENG | Unknown | Unknown | NO | NONE | DISTRIBUTION | TNB | KUALA SELANGOR | NO | Unknown |  |  |  | NO | [8 empty] | S05665 | NO | [7 empty] | 3
379868718 | S00246 |  |  |  | BKSL/PCE/J00085/MBRMU1 | 300228755 | Existing | RYB |  | S05724 PE CHEW ER | CLOSED | CLOSED | LINK |  | 11 kV |  | 26/06/1990 |  |  |  |  | TAMCO |  |  | CHOP GUAN SENG | Unknown | Unknown | NO | NONE | DISTRIBUTION | TNB | KUALA SELANGOR | NO | Unknown |  |  |  | NO | [8 empty] | S00246 | NO | [7 empty] | 3
379868735 | S00248 |  |  |  | BKSL/PCE/J00085/MBRMU1 | 300228755 | Existing | RYB |  | S00240 PE TAWEI SG SERDANG | CLOSED | CLOSED | LINK |  | 11 kV |  | 26/06/1990 |  |  |  |  | TAMCO |  |  | CHOP GUAN SENG | Unknown | Unknown | NO | NONE | DISTRIBUTION | TNB | KUALA SELANGOR | NO | Unknown |  |  |  | NO | [8 empty] | S00248 | NO | [7 empty] | 3
379868876 | S05726 |  |  |  | BKSL/PCE/J00856/MBVCB5 | 300540498 | Existing | RYB |  | B/S | OPEN | CLOSED | BUSBAR SECTION |  | 11 kV |  | 2014-01-01 | [7 empty] | CHEW ER | Unknown | Unknown | NO | NONE | DISTRIBUTION | TNB | KUALA SELANGOR | NO | Unknown |  |  |  | NO | [8 empty] | S05726 | [8 empty] | 3
379868894 | S00240 |  |  |  | BKSL/PCE/J00083/MBRMU | 300343294 | Existing | RYB |  | S00248 PE CHOP GUAN SENG | CLOSED | CLOSED | LINK |  | 11 kV |  | 20/05/2011 |  |  |  |  | TAMCO |  |  | TAWEI SG SERDANG | Unknown | Unknown | NO | NONE | DISTRIBUTION | TNB | KUALA SELANGOR | NO | Unknown |  |  |  | NO | [8 empty] | S00240 | NO | [7 empty] | 3
379869003 | S05420 |  |  |  | BKSL/PCE/J00551/MBRMU | 300313782 | Existing | RYB |  | S05725 PE CHEW ER | CLOSED | CLOSED | LINK |  | 11 kV |  | 17/07/2007 |  |  |  |  | TAMCO |  |  | GOOD NITE | Unknown | Unknown | NO | NONE | DISTRIBUTION | TNB | KUALA SELANGOR | NO | Unknown |  |  |  | NO | [8 empty] | S05420 | NO | [7 empty] | 3
379869008 | S05422 |  |  |  | BKSL/PCE/J00551/MBRMU | 300313782 | Existing | RYB |  | S01424 PE KOSSAN 2 | CLOSED | CLOSED | LINK |  | 11 kV |  | 17/07/2007 |  |  |  |  | TAMCO |  |  | GOOD NITE | Unknown | Unknown | NO | NONE | DISTRIBUTION | TNB | KUALA SELANGOR | NO | Unknown |  |  |  | NO | [8 empty] | S05422 | NO | [7 empty] | 3
379869203 | S01425 |  |  |  | BKSL/PCE/J00138/MBRMU1 | 300228813 | Existing | RYB |  | S05894 PE KOLAM UDANG SG JANGGUT | CLOSED | CLOSED | LINK |  | 11 kV |  | 18/08/1990 | [7 empty] | PANGSAPURI PANTAI INDAH | Unknown | Unknown | NO | NONE | DISTRIBUTION | TNB | KUALA SELANGOR | NO | Unknown |  |  |  | NO | [8 empty] | S01425 | NO | [7 empty] | 3
379869208 | S01427 |  |  |  | BKSL/PCE/J00138/MBRMU1 | 300228813 | Existing | RYB |  | S01421 PE KOSSAN 2 | CLOSED | CLOSED | LINK |  | 11 kV |  | 18/08/1990 | [7 empty] | PANGSAPURI PANTAI INDAH | Unknown | Unknown | NO | NONE | DISTRIBUTION | TNB | KUALA SELANGOR | NO | Unknown |  |  |  | NO | [8 empty] | S01427 | NO | [7 empty] | 3
379869229 | S05894 | [5 empty] | Existing | RYB |  | S01425 PE PANGSAPURI PANTAI INDAH | CLOSED | CLOSED | LINK |  | 11 kV | [9 empty] | KOLAM UDANG SG JANGGUT | Unknown | Unknown | NO | NONE | DISTRIBUTION | TNB | KUALA SELANGOR | NO | Unknown |  |  |  | NO | [8 empty] | S05894 | NO | [7 empty] | 3
379869234 | S05896 | [5 empty] | Existing | RYB |  | S00220 PE PETRONAS SG SEMBILANG | CLOSED | CLOSED | LINK |  | 11 kV | [9 empty] | KOLAM UDANG SG JANGGUT | Unknown | Unknown | NO | NONE | DISTRIBUTION | TNB | KUALA SELANGOR | NO | Unknown |  |  |  | NO | [8 empty] | S05896 | NO | [7 empty] | 3
379869330 | S00222 |  |  |  | BKSL/PCE/J00076/MBRMU | 300343295 | Existing | RYB |  | S00225 PE TMN SG SEMBILANG | CLOSED | CLOSED | LINK |  | 11 kV |  | 26/06/2008 |  |  |  |  | TAMCO |  |  | PETRONAS SG SEMBILANG | Unknown | Unknown | NO | NONE | DISTRIBUTION | TNB | KUALA SELANGOR | NO | Unknown |  |  |  | NO | [8 empty] | S00222 | NO | [7 empty] | 3
379869335 | S00220 |  |  |  | BKSL/PCE/J00076/MBRMU | 300343295 | Existing | RYB |  | S05896 PE KOLAM UDANG SG JANGGUT | OPEN | CLOSED | LINK |  | 11 kV |  | 26/06/2008 |  |  |  |  | TAMCO |  |  | PETRONAS SG SEMBILANG | Unknown | Unknown | NO | NONE | DISTRIBUTION | TNB | KUALA SELANGOR | NO | Unknown |  |  |  | NO | [8 empty] | S00220 | NO | [7 empty] | 3
379869420 | S01420 |  |  |  | BKSL/PCE/J00336/MBRMU1 | 300241513 | Existing | RYB |  | S01423 PE KOSSAN 2 | CLOSED | CLOSED | LINK |  | 11 kV |  | 22/09/1999 |  |  |  |  | VEI |  |  | KOSSAN 4 | Unknown | Unknown | NO | NONE | DISTRIBUTION | TNB | KUALA SELANGOR | NO | Unknown |  |  |  | NO | [8 empty] | S01420 | NO | [7 empty] | 3
379869425 | S01418 |  |  |  | BKSL/PCE/J00336/MBRMU1 | 300241513 | Existing | RYB |  | S05304 PE KOSSAN RUBBER NO 6 | CLOSED | CLOSED | LINK |  | 11 kV |  | 22/09/1999 |  |  |  |  | VEI |  |  | KOSSAN 4 | Unknown | Unknown | NO | NONE | DISTRIBUTION | TNB | KUALA SELANGOR | NO | Unknown |  |  |  | NO | [8 empty] | S01418 | NO | [7 empty] | 3
379869514 | S00254 |  |  |  | BKSL/PCE/J00334/MBRMU1 | 300228735 | Existing | RYB |  | S00255 PE LAY HONG NO 1 | CLOSED | CLOSED | LINK |  | 11 kV |  | 20/05/1997 |  |  |  |  | TAMCO |  |  | SW/STN LAY HONG | Unknown | Unknown | NO | NONE | DISTRIBUTION | TNB | KUALA SELANGOR | NO | Unknown |  |  |  | NO | [8 empty] | S00254 | NO | [7 empty] | 3
379869520 | S00252 |  |  |  | BKSL/PCE/J00334/MBRMU1 | 300228735 | Existing | RYB |  |  | CLOSED | CLOSED | LINK |  | 11 kV |  | 20/05/1997 |  |  |  |  | TAMCO |  |  | SW/STN LAY HONG | Unknown | Unknown | NO | NONE | DISTRIBUTION | TNB | KUALA SELANGOR | NO | Unknown |  |  |  | NO | [8 empty] | S00252 | NO | [7 empty] | 3
379869525 | S00253 |  |  |  | BKSL/PCE/J00334/MBRMU1 | 300228735 | Existing | RYB |  | PMU BKPR 132/11 kV: CB13 | CLOSED | CLOSED | LINK |  | 11 kV |  | 20/05/1997 |  |  |  |  | TAMCO |  |  | SW/STN LAY HONG | Unknown | Unknown | NO | NONE | DISTRIBUTION | TNB | KUALA SELANGOR | NO | Unknown |  |  |  | NO | [8 empty] | S00253 | NO | [7 empty] | 3
379869554 | S00255 |  |  |  | BKSL/PCE/J00091/MBRMU | 300313602 | Existing | RYB |  | S00254 SW/STN LAY HONG | CLOSED | CLOSED | LINK |  | 11 kV |  | 19/04/2008 |  |  |  |  | TAMCO |  |  | LAY HONG (BT 14 SG SERDANG)NO 1 | Unknown | Unknown | NO | NONE | DISTRIBUTION | TNB | KUALA SELANGOR | NO | Unknown |  |  |  | NO | [8 empty] | S00255 | NO | [7 empty] | 3
379869559 | S00256 |  |  |  | BKSL/PCE/J00091/MBRMU | 300313602 | Existing | RYB |  | S05570 PE SONG ENGINEERING | CLOSED | CLOSED | LINK |  | 11 kV |  | 19/04/2008 |  |  |  |  | TAMCO |  |  | LAY HONG (BT 14 SG SERDANG)NO 1 | Unknown | Unknown | NO | NONE | DISTRIBUTION | TNB | KUALA SELANGOR | NO | Unknown |  |  |  | NO | [8 empty] | S00256 | NO | [7 empty] | 3
379869619 | S05570 |  |  |  | BKSL/PCE/J00689/MBRMU1 | 300343740 | Existing | RYB |  | S00256 PE LAY HONG NO 1 | CLOSED | CLOSED | LINK |  | 11 kV |  | 18/03/2000 |  |  |  |  | INDKOM |  |  | SONG ENGINEERING | Unknown | Unknown | NO | NONE | DISTRIBUTION | TNB | KUALA SELANGOR | NO | Unknown |  |  |  | NO | [8 empty] | S05570 | NO | [7 empty] | 3
379869623 | S05865 |  |  |  | BKSL/PCE/J00689/MBRMU1 | 300343740 | Existing | RYB |  | S05865 PE KILANG ISI SAWIT | CLOSED | CLOSED | LINK |  | 11 kV |  | 18/03/2000 |  |  |  |  | INDKOM |  |  | SONG ENGINEERING | Unknown | Unknown | NO | NONE | DISTRIBUTION | TNB | KUALA SELANGOR | NO | Unknown |  |  |  | NO | [8 empty] | S05865 | NO | [7 empty] | 3
379869640 | S05572 |  |  |  | BKSL/PCE/J00689/MBRMU1 | 300343740 | Existing | RYB |  | S01408 SW/STN TMN JATI | CLOSED | CLOSED | LINK |  | 11 kV |  | 18/03/2000 |  |  |  |  | INDKOM |  |  | SONG ENGINEERING | Unknown | Unknown | NO | NONE | DISTRIBUTION | TNB | KUALA SELANGOR | NO | Unknown |  |  |  | NO | [8 empty] | S05572 | NO | [7 empty] | 3
379869732 | S05648 |  |  |  | BKSL/PCE/J00147/MBRMU1 | 300313696 | Existing | RYB |  | S01410 SW/STN TMN JATI | CLOSED | CLOSED | LINK |  | 11 kV |  | 14/02/2007 |  |  |  |  | TAMCO |  |  | TAMBAK JAWA | Unknown | Unknown | NO | NONE | DISTRIBUTION | TNB | KUALA SELANGOR | NO | Unknown |  |  |  | NO | [8 empty] | S05648 | NO | [7 empty] | 3
379869736 | S00229 |  |  |  | BKSL/PCE/J00147/MBRMU1 | 300313696 | Existing | RYB |  | S00226 PE PADANG GAJAH | CLOSED | CLOSED | LINK |  | 11 kV |  | 14/02/2007 |  |  |  |  | TAMCO |  |  | TAMBAK JAWA | Unknown | Unknown | NO | NONE | DISTRIBUTION | TNB | KUALA SELANGOR | NO | Unknown |  |  |  | NO | [8 empty] | S00229 | NO | [7 empty] | 3
379869753 | S00231 |  |  |  | BKSL/PCE/J00147/MBRMU1 | 300313696 | Existing | RYB |  | S00232 PE KAPAR COCONUT | OPEN | CLOSED | LINK |  | 11 kV |  | 14/02/2007 |  |  |  |  | TAMCO |  |  | TAMBAK JAWA | Unknown | Unknown | NO | NONE | DISTRIBUTION | TNB | KUALA SELANGOR | NO | Unknown |  |  |  | NO | [8 empty] | S00231 | NO | [7 empty] | 3
379869842 | S00226 |  |  |  | BKSL/PCE/J00110/MBRMU | 300343415 | Existing | RYB |  | S00229 PE TAMBAK JAWA | CLOSED | CLOSED | LINK |  | 11 kV |  | 14/02/2000 |  |  |  |  | TAMCO |  |  | PADANG GAJAH | Unknown | Unknown | NO | NONE | DISTRIBUTION | TNB | KUALA SELANGOR | NO | Unknown |  |  |  | NO | [8 empty] | S00226 | NO | [7 empty] | 3
379869847 | S00228 |  |  |  | BKSL/PCE/J00110/MBRMU | 300343415 | Existing | RYB |  | S05446 PE PUA YU NEN(FBK SYSTEM) | CLOSED | CLOSED | LINK |  | 11 kV |  | 14/02/2000 |  |  |  |  | TAMCO |  |  | PADANG GAJAH | Unknown | Unknown | NO | NONE | DISTRIBUTION | TNB | KUALA SELANGOR | NO | Unknown |  |  |  | NO | [8 empty] | S00228 | NO | [7 empty] | 3
379869935 | S05446 |  |  |  | BKSL/PCE/J00585/MBRMU1 | 300344070 | Existing | RYB |  | S00228 PE PADANG GAJAH | CLOSED | CLOSED | LINK |  | 11 kV |  | 19/04/2000 |  |  |  |  | VEI |  |  | PUA YU NEN(FBK SYSTEM) | Unknown | Unknown | NO | NONE | DISTRIBUTION | TNB | KUALA SELANGOR | NO | Unknown |  |  |  | NO | [8 empty] | S05446 | NO | [7 empty] | 3
379869940 | S05448 |  |  |  | BKSL/PCE/J00585/MBRMU1 | 300344070 | Existing | RYB |  | S01434 PE EYU TECK CHAI | CLOSED | CLOSED | LINK |  | 11 kV |  | 19/04/2000 |  |  |  |  | VEI |  |  | PUA YU NEN(FBK SYSTEM) | Unknown | Unknown | NO | NONE | DISTRIBUTION | TNB | KUALA SELANGOR | NO | Unknown |  |  |  | NO | [8 empty] | S05448 | NO | [7 empty] | 3
379870034 | S01434 |  |  |  | BKSL/PCE/J00078/MBNN01 | 300022258 | Existing | RYB |  | S05448 PE PUA YU NEN(FBK SYSTEM) | CLOSED | CLOSED | LINK |  | 11 kV |  | 27/11/1956 | [7 empty] | EYU TECK CHAI | Unknown | Unknown | NO | NONE | DISTRIBUTION | TNB | KUALA SELANGOR | NO | Unknown |  |  |  | NO | [8 empty] | S01434 | NO | [7 empty] | 3
379870039 | S01436 |  |  |  | BKSL/PCE/J00078/MBNN01 | 300022258 | Existing | RYB |  | S01437 PE EYU BER EER NO 1 | CLOSED | CLOSED | LINK |  | 11 kV |  | 27/11/1956 | [7 empty] | EYU TECK CHAI | Unknown | Unknown | NO | NONE | DISTRIBUTION | TNB | KUALA SELANGOR | NO | Unknown |  |  |  | NO | [8 empty] | S01436 | NO | [7 empty] | 3
379870127 | S01437 |  |  |  | BKSL/PCE/J00088/MBNN01 | 300022298 | Existing | RYB |  | S01436 PE EYU TECK CHAI | CLOSED | CLOSED | LINK |  | 11 kV |  | 19/04/1991 |  |  |  |  | TAMCO |  |  | EYU BER EER NO 1 | Unknown | Unknown | NO | NONE | DISTRIBUTION | TNB | KUALA SELANGOR | NO | Unknown |  |  |  | NO | [8 empty] | S01437 | NO | [7 empty] | 3
379870132 | S01439 |  |  |  | BKSL/PCE/J00088/MBNN01 | 300022298 | Existing | RYB |  | S01431 PE KIEN HUAT FURNITURE | CLOSED | CLOSED | LINK |  | 11 kV |  | 19/04/1991 |  |  |  |  | TAMCO |  |  | EYU BER EER NO 1 | Unknown | Unknown | NO | NONE | DISTRIBUTION | TNB | KUALA SELANGOR | NO | Unknown |  |  |  | NO | [8 empty] | S01439 | NO | [7 empty] | 3
379870220 | S01431 |  |  |  | BKSL/PCE/J00044/MBNN01 | 300022109 | Existing | RYB |  | S01439 PE EYU BER EER NO 1 | CLOSED | CLOSED | LINK |  | 11 kV |  | 19/04/2004 | [7 empty] | KIEN HUAT FURNITURE | Unknown | Unknown | NO | NONE | DISTRIBUTION | TNB | KUALA SELANGOR | NO | Unknown |  |  |  | NO | [8 empty] | S01431 | NO | [7 empty] | 3
379870225 | S01433 |  |  |  | BKSL/PCE/J00044/MBNN01 | 300022109 | Existing | RYB |  | S05501 PE TMN SETIA BUDI | CLOSED | CLOSED | LINK |  | 11 kV |  | 19/04/2004 | [7 empty] | KIEN HUAT FURNITURE | Unknown | Unknown | NO | NONE | DISTRIBUTION | TNB | KUALA SELANGOR | NO | Unknown |  |  |  | NO | [8 empty] | S01433 | NO | [7 empty] | 3
379870322 | S05499 |  |  |  | BKSL/PCE/J00595/MBRMU | 300313587 | Existing | RYB |  | S05474 PE TMN SEJAHTERA | CLOSED | CLOSED | LINK |  | 11 kV |  | 14/11/2007 |  |  |  |  | INDKOM |  |  | TMN SETIA BUDI | Unknown | Unknown | NO | NONE | DISTRIBUTION | TNB | KUALA SELANGOR | NO | Unknown |  |  |  | NO | [8 empty] | S05499 | NO | [7 empty] | 3
379870327 | S05501 |  |  |  | BKSL/PCE/J00595/MBRMU | 300313587 | Existing | RYB |  | S01433 PE KIEN HUAT FURNITURE | CLOSED | CLOSED | LINK |  | 11 kV |  | 14/11/2007 |  |  |  |  | INDKOM |  |  | TMN SETIA BUDI | Unknown | Unknown | NO | NONE | DISTRIBUTION | TNB | KUALA SELANGOR | NO | Unknown |  |  |  | NO | [8 empty] | S05501 | NO | [7 empty] | 3
379870416 | S01430 |  |  |  | BKSL/PCE/J00304/MBNN01 | 300023060 | Existing | RYB |  | S05472 PE TMN SEJAHTERA | CLOSED | CLOSED | LINK |  | 11 kV |  | 19/04/1996 | [7 empty] | TMN KENARI | Unknown | Unknown | NO | NONE | DISTRIBUTION | TNB | KUALA SELANGOR | NO | Unknown |  |  |  | NO | [8 empty] | S01430 | NO | [7 empty] | 3
379870421 | S01428 |  |  |  | BKSL/PCE/J00304/MBNN01 | 300023060 | Existing | RYB |  | S00223 PE TMN SG SEMBILANG | CLOSED | CLOSED | LINK |  | 11 kV |  | 19/04/1996 | [7 empty] | TMN KENARI | Unknown | Unknown | NO | NONE | DISTRIBUTION | TNB | KUALA SELANGOR | NO | Unknown |  |  |  | NO | [8 empty] | S01428 | NO | [7 empty] | 3
379870507 | S05474 |  |  |  | BKSL/PCE/J00563/MBRMU | 300313596 | Existing | RYB |  | S05499 PE TMN SETIA BUDI | CLOSED | CLOSED | LINK |  | 11 kV |  | 22/03/2009 |  |  |  |  | TAMCO |  |  | TMN SEJAHTERA | Unknown | Unknown | NO | NONE | DISTRIBUTION | TNB | KUALA SELANGOR | NO | Unknown |  |  |  | NO | [8 empty] | S05474 | NO | [7 empty] | 3
379870512 | S05472 |  |  |  | BKSL/PCE/J00563/MBRMU | 300313596 | Existing | RYB |  | S01430 PE TMN KENARI | CLOSED | CLOSED | LINK |  | 11 kV |  | 22/03/2009 |  |  |  |  | TAMCO |  |  | TMN SEJAHTERA | Unknown | Unknown | NO | NONE | DISTRIBUTION | TNB | KUALA SELANGOR | NO | Unknown |  |  |  | NO | [8 empty] | S05472 | NO | [7 empty] | 3
379870609 | S00223 |  |  |  | BKSL/PCE/J00077/MBRMU1 | 300022254 | Existing | RYB |  | S01428 PE TMN KENARI | CLOSED | CLOSED | LINK |  | 11 kV |  | 1989-10-10 |  |  |  |  | TAMCO |  |  | TMN SG SEMBILANG | Unknown | Unknown | NO | NONE | DISTRIBUTION | TNB | KUALA SELANGOR | NO | Unknown |  |  |  | NO | [8 empty] | S00223 | NO | [7 empty] | 3
379870614 | S00225 |  |  |  | BKSL/PCE/J00077/MBRMU1 | 300022254 | Existing | RYB |  | S00222 PE PETRONAS SG SEMBILANG | CLOSED | CLOSED | LINK |  | 11 kV |  | 1989-10-10 |  |  |  |  | TAMCO |  |  | TMN SG SEMBILANG | Unknown | Unknown | NO | NONE | DISTRIBUTION | TNB | KUALA SELANGOR | NO | Unknown |  |  |  | NO | [8 empty] | S00225 | NO | [7 empty] | 3
379870704 | S00194 |  |  |  | BKSL/PCE/J00067/MB00194 | 300022226 | Existing | RYB |  | S00191 PE TAMAN PEKERTI | CLOSED | CLOSED | LINK |  | 11 kV |  | 18/08/1984 | [7 empty] | LDG BUKIT CERAKAH | Unknown | Unknown | NO | NONE | DISTRIBUTION | TNB | KUALA SELANGOR | NO | Unknown |  |  |  | NO | [8 empty] | S00194 | NO | [7 empty] | 3
379870709 | SPARE |  |  |  | BKSL/PCE/J00067/MB00194 | 300022226 | Existing | RYB |  |  | OPEN | CLOSED | LINK |  | 11 kV |  | 18/08/1984 | [7 empty] | LDG BUKIT CERAKAH | Unknown | Unknown | NO | NONE | DISTRIBUTION | TNB | KUALA SELANGOR | NO | Unknown |  |  |  | NO | [8 empty] | SPARE | NO | [7 empty] | 3
379870754 | S05405 |  |  |  | BKSL/PCE/J00066/MBNN01 | 300022221 | Existing | RYB |  | S05735 PE PUSAT PELUPUSAN SAMPAH JERAM | CLOSED | CLOSED | LINK |  | 11 kV |  | 1984-11-07 |  |  |  |  | TAMCO |  |  | PKNS TMN PEKERTI JERAM | Unknown | Unknown | NO | NONE | DISTRIBUTION | TNB | KUALA SELANGOR | NO | Unknown |  |  |  | NO | [8 empty] | S05405 | NO | [7 empty] | 3
379870758 | S00193 |  |  |  | BKSL/PCE/J00066/MBNN01 | 300022221 | Existing | RYB |  | S01390 PE PKNS TMN PERMAI JERAM | CLOSED | CLOSED | LINK |  | 11 kV |  | 1984-11-07 |  |  |  |  | TAMCO |  |  | PKNS TMN PEKERTI JERAM | Unknown | Unknown | NO | NONE | DISTRIBUTION | TNB | KUALA SELANGOR | NO | Unknown |  |  |  | NO | [8 empty] | S00193 | NO | [7 empty] | 3
379870775 | S00191 |  |  |  | BKSL/PCE/J00066/MBNN01 | 300022221 | Existing | RYB |  | S00194 PE LDG BUKIT CERAKAH | CLOSED | CLOSED | LINK |  | 11 kV |  | 1984-11-07 |  |  |  |  | TAMCO |  |  | PKNS TMN PEKERTI JERAM | Unknown | Unknown | NO | NONE | DISTRIBUTION | TNB | KUALA SELANGOR | NO | Unknown |  |  |  | NO | [8 empty] | S00191 | NO | [7 empty] | 3
379870856 | S01390 |  |  |  | BKSL/PCE/J00065/MBNN01 | 300022216 | Existing | RYB |  | S00193 PE PKNS TMN PEKERTI JERAM | CLOSED | CLOSED | LINK |  | 11 kV |  | 28/06/2002 |  |  |  |  | TAMCO |  |  | PKNS TMN PERMAI JERAM | Unknown | Unknown | NO | NONE | DISTRIBUTION | TNB | KUALA SELANGOR | NO | Unknown |  |  |  | NO | [8 empty] | S01390 | NO | [7 empty] | 3
379870861 | S01388 |  |  |  | BKSL/PCE/J00065/MBNN01 | 300022216 | Existing | RYB |  | S00185 PE JERAM NO 2 | CLOSED | CLOSED | LINK |  | 11 kV |  | 28/06/2002 |  |  |  |  | TAMCO |  |  | PKNS TMN PERMAI JERAM | Unknown | Unknown | NO | NONE | DISTRIBUTION | TNB | KUALA SELANGOR | NO | Unknown |  |  |  | NO | [8 empty] | S01388 | NO | [7 empty] | 3
379870953 | S00186 |  |  |  | BKSL/PCE/J00063/MBRMU | 300313575 | Existing | RYB |  | S05418 PE QUARTERS LDG BUKIT CERAKAH | CLOSED | CLOSED | LINK |  | 11 kV |  | 18/03/2008 |  |  |  |  | TAMCO |  |  | JERAM NO 2 | Unknown | Unknown | NO | NONE | DISTRIBUTION | TNB | KUALA SELANGOR | NO | Unknown |  |  |  | NO | [8 empty] | S00186 | NO | [7 empty] | 3
379870958 | S00185 |  |  |  | BKSL/PCE/J00063/MBRMU | 300313575 | Existing | RYB |  | S01388 PE PKNS TMN PERMAI JERAM | CLOSED | CLOSED | LINK |  | 11 kV |  | 18/03/2008 |  |  |  |  | TAMCO |  |  | JERAM NO 2 | Unknown | Unknown | NO | NONE | DISTRIBUTION | TNB | KUALA SELANGOR | NO | Unknown |  |  |  | NO | [8 empty] | S00185 | NO | [7 empty] | 3
379871046 | S00188 |  |  |  | BKSL/PCE/J00530/MBRMU | 300313580 | Existing | RYB |  |  | CLOSED | CLOSED | LINK |  | 11 kV |  | 20/05/2007 | [7 empty] | KENTUNE FURNITURE (SHE CHE SING) | Unknown | Unknown | NO | NONE | DISTRIBUTION | TNB | KUALA SELANGOR | NO | Unknown |  |  |  | NO | [8 empty] | S00188 | NO | [7 empty] | 3
379871051 | S00190 |  |  |  | BKSL/PCE/J00530/MBRMU | 300313580 | Existing | RYB |  |  | CLOSED | CLOSED | LINK |  | 11 kV |  | 20/05/2007 | [7 empty] | KENTUNE FURNITURE (SHE CHE SING) | Unknown | Unknown | NO | NONE | DISTRIBUTION | TNB | KUALA SELANGOR | NO | Unknown |  |  |  | NO | [8 empty] | S00190 | NO | [7 empty] | 3
379871098 | S05416 |  |  |  | BKSL/PCE/J00553/MBRMU | 300313577 | Existing | RYB |  |  | CLOSED | CLOSED | LINK |  | 11 kV |  | 19/04/2009 |  |  |  |  | MERLIN GERIN |  |  | QUARTERS LDG BUKIT CERAKAH | Unknown | Unknown | NO | NONE | DISTRIBUTION | TNB | KUALA SELANGOR | NO | Unknown |  |  |  | NO | [8 empty] | S05416 | NO | [7 empty] | 3
379871103 | S05418 |  |  |  | BKSL/PCE/J00553/MBRMU | 300313577 | Existing | RYB |  | S00186 PE JERAM NO 2 | CLOSED | CLOSED | LINK |  | 11 kV |  | 19/04/2009 |  |  |  |  | MERLIN GERIN |  |  | QUARTERS LDG BUKIT CERAKAH | Unknown | Unknown | NO | NONE | DISTRIBUTION | TNB | KUALA SELANGOR | NO | Unknown |  |  |  | NO | [8 empty] | S05418 | NO | [7 empty] | 3
379871204 | S01627 |  |  |  | BKSL/PCE/J00529/MBRMU | 300313581 | Existing | RYB |  | S05488 PE LAY HONG NO.6 | CLOSED | CLOSED | LINK |  | 11 kV |  | 26/06/2000 |  |  |  |  | TAMCO |  |  | LAY HONG NO 5(SPG 3 JERAM) | Unknown | Unknown | NO | NONE | DISTRIBUTION | TNB | KUALA SELANGOR | NO | Unknown |  |  |  | NO | [8 empty] | S01627 | NO | [7 empty] | 3
379871209 | S01628 |  |  |  | BKSL/PCE/J00529/MBRMU | 300313581 | Existing | RYB |  | S00188 KENTUNE FURNITURE (SHE CHE SING) | CLOSED | CLOSED | LINK |  | 11 kV |  | 26/06/2000 |  |  |  |  | TAMCO |  |  | LAY HONG NO 5(SPG 3 JERAM) | Unknown | Unknown | NO | NONE | DISTRIBUTION | TNB | KUALA SELANGOR | NO | Unknown |  |  |  | NO | [8 empty] | S01628 | NO | [7 empty] | 3
379871230 | S05486 |  |  |  | BKSL/PCE/J00588/MBRMU | 300313582 | Existing | RYB |  | S00184 PE JERAM NO 1 | CLOSED | CLOSED | LINK |  | 11 kV |  | 17/07/2008 |  |  |  |  | TAMCO |  |  | LAY HONG NO.6 | Unknown | Unknown | NO | NONE | DISTRIBUTION | TNB | KUALA SELANGOR | NO | Unknown |  |  |  | NO | [8 empty] | S05486 | NO | [7 empty] | 3
379871235 | S05488 |  |  |  | BKSL/PCE/J00588/MBRMU | 300313582 | Existing | RYB |  | S01627 PE LAY HONG NO 5(SPG 3 JERAM) | CLOSED | CLOSED | LINK |  | 11 kV |  | 17/07/2008 |  |  |  |  | TAMCO |  |  | LAY HONG NO.6 | Unknown | Unknown | NO | NONE | DISTRIBUTION | TNB | KUALA SELANGOR | NO | Unknown |  |  |  | NO | [8 empty] | S05488 | NO | [7 empty] | 3
379871334 | S00182 |  |  |  | BKSL/PCE/J00062/MB00182 | 300022205 | Existing | RYB |  | S01385 PE LAY HONG (SPG 3 JERAM) NO 2 | CLOSED | CLOSED | LINK |  | 11 kV |  | 19/04/1975 |  |  |  |  | TAMCO |  |  | JERAM NO 1 | Unknown | Unknown | NO | NONE | DISTRIBUTION | TNB | KUALA SELANGOR | NO | Unknown |  |  |  | NO | [8 empty] | S00182 | NO | [7 empty] | 3
379871339 | S00184 |  |  |  | BKSL/PCE/J00062/MB00182 | 300022205 | Existing | RYB |  | S05486 PE LAY HONG NO.6 | CLOSED | CLOSED | LINK |  | 11 kV |  | 19/04/1975 |  |  |  |  | TAMCO |  |  | JERAM NO 1 | Unknown | Unknown | NO | NONE | DISTRIBUTION | TNB | KUALA SELANGOR | NO | Unknown |  |  |  | NO | [8 empty] | S00184 | NO | [7 empty] | 3
379871557 | S00178 |  |  |  | BKSL/PCE/J00061/MBRMU | 300313584 | Existing | RYB |  | S01382 PE SEK. MEN. AGAMA JERAM | CLOSED | CLOSED | LINK |  | 11 kV |  | 18/08/2008 |  |  |  |  | TAMCO |  |  | BALAI POLIS JERAM | Unknown | Unknown | NO | NONE | DISTRIBUTION | TNB | KUALA SELANGOR | NO | Unknown |  |  |  | NO | [8 empty] | S00178 | NO | [7 empty] | 3
379871561 | S00179 |  |  |  | BKSL/PCE/J00061/MBRMU | 300313584 | Existing | RYB |  | S05621 PE MASJID PEKAN JERAM | CLOSED | CLOSED | LINK |  | 11 kV |  | 18/08/2008 |  |  |  |  | TAMCO |  |  | BALAI POLIS JERAM | Unknown | Unknown | NO | NONE | DISTRIBUTION | TNB | KUALA SELANGOR | NO | Unknown |  |  |  | NO | [8 empty] | S00179 | NO | [7 empty] | 3
379871578 | S00181 |  |  |  | BKSL/PCE/J00061/MBRMU | 300313584 | Existing | RYB |  | S01387 PE LAY HONG (SPG 3 JERAM) NO 2 | OPEN | CLOSED | LINK |  | 11 kV |  | 18/08/2008 |  |  |  |  | TAMCO |  |  | BALAI POLIS JERAM | Unknown | Unknown | NO | NONE | DISTRIBUTION | TNB | KUALA SELANGOR | NO | Unknown |  |  |  | NO | [8 empty] | S00181 | NO | [7 empty] | 3
379873106 | S00251 |  |  |  | BKSL/PCE/J00089/MBRMU | 300343296 | Existing | RYB |  | S05522 PE SOON LIEN FATT ENG | CLOSED | CLOSED | LINK |  | 11 kV |  | 17/07/2010 |  |  |  |  | TAMCO |  |  | WORLD STAR | Unknown | Unknown | NO | NONE | DISTRIBUTION | TNB | KUALA SELANGOR | NO | Unknown |  |  |  | NO | [8 empty] | S00251 | NO | [7 empty] | 3
379873290 | S01443 |  |  |  | BKSL/PCE/J00307/MBRMU1 | 300242544 | Existing | RYB |  | S05520 PE SOON LIEN FATT ENG | CLOSED | CLOSED | LINK |  | 11 kV |  | 1997-11-07 |  |  |  |  | VEI |  |  | QMAC REHON (SG SERDANG) | Unknown | Unknown | NO | NONE | DISTRIBUTION | TNB | KUALA SELANGOR | NO | Unknown |  |  |  | NO | [8 empty] | S01443 | NO | [7 empty] | 3
379873294 | SS05861 |  |  |  | BKSL/PCE/J00307/MBRMU1 | 300242544 | Existing | RYB |  | S05862 PE KILANG ISI SAWIT | CLOSED | CLOSED | LINK |  | 11 kV |  | 1997-11-07 |  |  |  |  | VEI |  |  | QMAC REHON (SG SERDANG) | Unknown | Unknown | NO | NONE | DISTRIBUTION | TNB | KUALA SELANGOR | NO | Unknown |  |  |  | NO | [8 empty] | SS05861 | NO | [7 empty] | 3
379890250 | R01614 |  |  |  | BKSL/PCE/J00617/MBRMU | 300345643 | Existing | RYB |  |  | CLOSED | CLOSED | LINK |  | 11 kV |  | 22/03/2006 | [7 empty] | KOLAM AIR BT ARANG | Unknown | Unknown | NO | NONE | DISTRIBUTION | TNB | KUALA SELANGOR | NO | Unknown |  |  |  | NO | [8 empty] | R01614 | NO | [7 empty] | 3
379890267 | R01613 |  |  |  | BKSL/PCE/J00617/MBRMU | 300345643 | Existing | RYB |  |  | CLOSED | CLOSED | LINK |  | 11 kV |  | 22/03/2006 | [7 empty] | KOLAM AIR BT ARANG | Unknown | Unknown | NO | NONE | DISTRIBUTION | TNB | KUALA SELANGOR | NO | Unknown |  |  |  | NO | [8 empty] | R01613 | NO | [7 empty] | 3
379890421 | R04531 | [5 empty] | Existing | RYB |  |  | CLOSED | CLOSED | LINK |  | 11 kV | [9 empty] | SEKSYEN 12 KOTA PUTERI BT ARANG | Unknown | Unknown | NO | NONE | DISTRIBUTION | TNB | KUALA SELANGOR | NO | Unknown |  |  |  | NO | [8 empty] | R04531 | NO | [7 empty] | 3
379890438 | R04532 | [5 empty] | Existing | RYB |  |  | CLOSED | CLOSED | LINK |  | 11 kV | [9 empty] | SEKSYEN 12 KOTA PUTERI BT ARANG | Unknown | Unknown | NO | NONE | DISTRIBUTION | TNB | KUALA SELANGOR | NO | Unknown |  |  |  | NO | [8 empty] | R04532 | NO | [7 empty] | 3
379890591 | R01594 |  |  |  | BKSL/PCE/J00637/MBRMU | 300345652 | Existing | RYB |  |  | CLOSED | CLOSED | LINK |  | 11 kV |  | 19/04/2006 |  |  |  |  | VEI |  |  | MALEX QTRS | Unknown | Unknown | NO | NONE | DISTRIBUTION | TNB | KUALA SELANGOR | NO | Unknown |  |  |  | NO | [8 empty] | R01594 | NO | [7 empty] | 3
379890596 | R01592 |  |  |  | BKSL/PCE/J00637/MBRMU | 300345652 | Existing | RYB |  |  | CLOSED | CLOSED | LINK |  | 11 kV |  | 19/04/2006 |  |  |  |  | VEI |  |  | MALEX QTRS | Unknown | Unknown | NO | NONE | DISTRIBUTION | TNB | KUALA SELANGOR | NO | Unknown |  |  |  | NO | [8 empty] | R01592 | NO | [7 empty] | 3
379890686 | R05265 |  |  |  | BKSL/PCE/J00641/MBRMU | 300345664 | Existing | RYB |  |  | CLOSED | CLOSED | LINK |  | 11 kV |  | 2006-10-10 |  |  |  |  | TAMCO |  |  | KG MELAYU A/T | Unknown | Unknown | NO | NONE | DISTRIBUTION | TNB | KUALA SELANGOR | NO | Unknown |  |  |  | NO | [8 empty] | R05265 | NO | [7 empty] | 3
379890690 | R01603 |  |  |  | BKSL/PCE/J00641/MBRMU | 300345664 | Existing | RYB |  |  | OPEN | CLOSED | LINK |  | 11 kV |  | 2006-10-10 |  |  |  |  | TAMCO |  |  | KG MELAYU A/T | Unknown | Unknown | NO | NONE | DISTRIBUTION | TNB | KUALA SELANGOR | NO | Unknown |  |  |  | NO | [8 empty] | R01603 | NO | [7 empty] | 3
379890707 | R05267 |  |  |  | BKSL/PCE/J00641/MBRMU | 300345664 | Existing | RYB |  |  | OPEN | CLOSED | LINK |  | 11 kV |  | 2006-10-10 |  |  |  |  | TAMCO |  |  | KG MELAYU A/T | Unknown | Unknown | NO | NONE | DISTRIBUTION | TNB | KUALA SELANGOR | NO | Unknown |  |  |  | NO | [8 empty] | R05267 | NO | [7 empty] | 3
379890838 | R06742 | [5 empty] | Existing | Unknown |  |  | OPEN | OPEN | BUSBAR SECTION |  | 11 kV | [9 empty] | KILANG PELURU (SME ORDINANCE) | Unknown | Unknown | NO | NONE | DISTRIBUTION | TNB | KUALA SELANGOR | NO | Unknown |  |  |  | NO | [8 empty] | R06742 | [8 empty] | 0
379890849 | R04552 |  |  |  | BKSL/PCE/J00639/MBRMU | 300345658 | Existing | RYB |  |  | CLOSED | CLOSED | LINK |  | 11 kV |  | 18/08/2006 |  |  |  |  | MERLIN GERIN |  |  | AMMO DEPOT (LARGE AMUNITION) | Unknown | Unknown | NO | NONE | DISTRIBUTION | TNB | KUALA SELANGOR | NO | Unknown |  |  |  | NO | [8 empty] | R04552 | NO | [7 empty] | 3
379890854 | R04550 |  |  |  | BKSL/PCE/J00639/MBRMU | 300345658 | Existing | RYB |  |  | CLOSED | CLOSED | LINK |  | 11 kV |  | 18/08/2006 |  |  |  |  | MERLIN GERIN |  |  | AMMO DEPOT (LARGE AMUNITION) | Unknown | Unknown | NO | NONE | DISTRIBUTION | TNB | KUALA SELANGOR | NO | Unknown |  |  |  | NO | [8 empty] | R04550 | NO | [7 empty] | 3
379890944 | R07936 |  |  |  | BKSL/PCE/J00422/MB1 | 300555713 | Existing | RYB |  |  | CLOSED | CLOSED | LINK |  | 11 kV | [6 empty] | INDKOM |  |  | TOWNHOUSE KP5 | Unknown | Unknown | NO | NONE | DISTRIBUTION | TNB | KUALA SELANGOR | NO | Unknown |  |  |  | NO | [8 empty] | R07936 | NO | [7 empty] | 3
379890961 | R07935 |  |  |  | BKSL/PCE/J00422/MB1 | 300555713 | Existing | RYB |  |  | CLOSED | CLOSED | LINK |  | 11 kV | [6 empty] | INDKOM |  |  | TOWNHOUSE KP5 | Unknown | Unknown | NO | NONE | DISTRIBUTION | TNB | KUALA SELANGOR | NO | Unknown |  |  |  | NO | [8 empty] | R07935 | NO | [7 empty] | 3
379891286 | R04872 |  |  |  | BKSL/PCE/J00622/MBRMU | 300313766 | Existing | RYB |  |  | CLOSED | CLOSED | LINK |  | 11 kV |  | 2008-10-12 |  |  |  |  | TAMCO |  |  | KOTA PUTERI NO.1 | Unknown | Unknown | NO | NONE | DISTRIBUTION | TNB | KUALA SELANGOR | NO | Unknown |  |  |  | NO | [8 empty] | R04872 | NO | [7 empty] | 3
379891303 | R04874 |  |  |  | BKSL/PCE/J00622/MBRMU | 300313766 | Existing | RYB |  |  | CLOSED | CLOSED | LINK |  | 11 kV |  | 2008-10-12 |  |  |  |  | TAMCO |  |  | KOTA PUTERI NO.1 | Unknown | Unknown | NO | NONE | DISTRIBUTION | TNB | KUALA SELANGOR | NO | Unknown |  |  |  | NO | [8 empty] | R04874 | NO | [7 empty] | 3
379891554 | R02823 |  |  |  | BKSL/PCE/J00623/MBRMU | 300313121 | Existing | RYB |  |  | CLOSED | CLOSED | LINK |  | 11 kV |  | 1999-10-10 |  |  |  |  | TAMCO |  |  | RESCUEVERS | Unknown | Unknown | NO | NONE | DISTRIBUTION | TNB | KUALA SELANGOR | NO | Unknown |  |  |  | NO | [8 empty] | R02823 | NO | [7 empty] | 3
379891559 | R02822 |  |  |  | BKSL/PCE/J00623/MBRMU | 300313121 | Existing | RYB |  |  | CLOSED | CLOSED | LINK |  | 11 kV |  | 1999-10-10 |  |  |  |  | TAMCO |  |  | RESCUEVERS | Unknown | Unknown | NO | NONE | DISTRIBUTION | TNB | KUALA SELANGOR | NO | Unknown |  |  |  | NO | [8 empty] | R02822 | NO | [7 empty] | 3
379891648 | R03484 |  |  |  | BKSL/PCE/J00624/MBRMU | 300313141 | Existing | RYB |  |  | CLOSED | CLOSED | LINK |  | 11 kV |  | 19/02/1997 |  |  |  |  | TAMCO |  |  | HUP SENG SANITARY | Unknown | Unknown | NO | NONE | DISTRIBUTION | TNB | KUALA SELANGOR | NO | Unknown |  |  |  | NO | [8 empty] | R03484 | NO | [7 empty] | 3
379891653 | R03482 |  |  |  | BKSL/PCE/J00624/MBRMU | 300313141 | Existing | RYB |  |  | CLOSED | CLOSED | LINK |  | 11 kV |  | 19/02/1997 |  |  |  |  | TAMCO |  |  | HUP SENG SANITARY | Unknown | Unknown | NO | NONE | DISTRIBUTION | TNB | KUALA SELANGOR | NO | Unknown |  |  |  | NO | [8 empty] | R03482 | NO | [7 empty] | 3
379891742 | R04015 |  |  |  | BKSL/PCE/J00607/MBRMU | 300313745 | Existing | RYB |  |  | CLOSED | CLOSED | LINK |  | 11 kV |  | 19/04/2008 | [7 empty] | KUATERS LOJI PEMBERSIHAN AIR BKT BADONG | Unknown | Unknown | NO | NONE | DISTRIBUTION | TNB | KUALA SELANGOR | NO | Unknown |  |  |  | NO | [8 empty] | R04015 | NO | [7 empty] | 3
379891747 | R04014 |  |  |  | BKSL/PCE/J00607/MBRMU | 300313745 | Existing | RYB |  |  | CLOSED | CLOSED | LINK |  | 11 kV |  | 19/04/2008 | [7 empty] | KUATERS LOJI PEMBERSIHAN AIR BKT BADONG | Unknown | Unknown | NO | NONE | DISTRIBUTION | TNB | KUALA SELANGOR | NO | Unknown |  |  |  | NO | [8 empty] | R04014 | NO | [7 empty] | 3
379891836 | R04474 |  |  |  | BKSL/PCE/J00626/MBRMU | 300313172 | Existing | RYB |  |  | CLOSED | CLOSED | LINK |  | 11 kV |  | 28/06/1987 |  |  |  |  | TAMCO |  |  | ADVANCE INDUSTRIES SDN BHD | Unknown | Unknown | NO | NONE | DISTRIBUTION | TNB | KUALA SELANGOR | NO | Unknown |  |  |  | NO | [8 empty] | R04474 | NO | [7 empty] | 3
379891841 | R04476 |  |  |  | BKSL/PCE/J00626/MBRMU | 300313172 | Existing | RYB |  |  | CLOSED | CLOSED | LINK |  | 11 kV |  | 28/06/1987 |  |  |  |  | TAMCO |  |  | ADVANCE INDUSTRIES SDN BHD | Unknown | Unknown | NO | NONE | DISTRIBUTION | TNB | KUALA SELANGOR | NO | Unknown |  |  |  | NO | [8 empty] | R04476 | NO | [7 empty] | 3
379891930 | R05943 |  |  |  | BKSL/PCE/J00627/MBRMU | 300313193 | Existing | RYB |  |  | CLOSED | CLOSED | LINK |  | 11 kV |  | 20/09/1987 |  |  |  |  | INDKOM |  |  | CHANG SHI MINERAL SDN BHD | Unknown | Unknown | NO | NONE | DISTRIBUTION | TNB | KUALA SELANGOR | NO | Unknown |  |  |  | NO | [8 empty] | R05943 | NO | [7 empty] | 3
379891935 | R05941 |  |  |  | BKSL/PCE/J00627/MBRMU | 300313193 | Existing | RYB |  |  | CLOSED | CLOSED | LINK |  | 11 kV |  | 20/09/1987 |  |  |  |  | INDKOM |  |  | CHANG SHI MINERAL SDN BHD | Unknown | Unknown | NO | NONE | DISTRIBUTION | TNB | KUALA SELANGOR | NO | Unknown |  |  |  | NO | [8 empty] | R05941 | NO | [7 empty] | 3
379892024 | R05041 |  |  |  | BKSL/PCE/J00628/MBRMU | 300313200 | Existing | RYB |  |  | CLOSED | CLOSED | LINK |  | 11 kV |  | 27/11/1996 |  |  |  |  | TOPRANK |  |  | TAKE SIX | Unknown | Unknown | NO | NONE | DISTRIBUTION | TNB | KUALA SELANGOR | NO | Unknown |  |  |  | NO | [8 empty] | R05041 | NO | [7 empty] | 3
379892029 | R05043 |  |  |  | BKSL/PCE/J00628/MBRMU | 300313200 | Existing | RYB |  |  | CLOSED | CLOSED | LINK |  | 11 kV |  | 27/11/1996 |  |  |  |  | TOPRANK |  |  | TAKE SIX | Unknown | Unknown | NO | NONE | DISTRIBUTION | TNB | KUALA SELANGOR | NO | Unknown |  |  |  | NO | [8 empty] | R05043 | NO | [7 empty] | 3
379892461 | R01817 | [5 empty] | Existing | RYB |  |  | CLOSED | CLOSED | LINK |  | 11 kV | [9 empty] | KLG PAPAN SEKINCAN | Unknown | Unknown | NO | NONE | DISTRIBUTION | TNB | KUALA SELANGOR | NO | Unknown |  |  |  | NO | [8 empty] | R01817 | NO | [7 empty] | 3
379892478 | R01818 | [5 empty] | Existing | RYB |  |  | CLOSED | CLOSED | LINK |  | 11 kV | [9 empty] | KLG PAPAN SEKINCAN | Unknown | Unknown | NO | NONE | DISTRIBUTION | TNB | KUALA SELANGOR | NO | Unknown |  |  |  | NO | [8 empty] | R01818 | NO | [7 empty] | 3
379892631 | R06107 |  |  |  | BKSL/PCE/J00631/MBRMU | 300313250 | Existing | RYB |  |  | CLOSED | CLOSED | LINK |  | 11 kV |  | 18/08/2001 |  |  |  |  | TAMCO |  |  | KC PILE | Unknown | Unknown | NO | NONE | DISTRIBUTION | TNB | KUALA SELANGOR | NO | Unknown |  |  |  | NO | [8 empty] | R06107 | NO | [7 empty] | 3
379892636 | R06105 |  |  |  | BKSL/PCE/J00631/MBRMU | 300313250 | Existing | RYB |  |  | CLOSED | CLOSED | LINK |  | 11 kV |  | 18/08/2001 |  |  |  |  | TAMCO |  |  | KC PILE | Unknown | Unknown | NO | NONE | DISTRIBUTION | TNB | KUALA SELANGOR | NO | Unknown |  |  |  | NO | [8 empty] | R06105 | NO | [7 empty] | 3
379892725 | R06388 |  |  |  | BKSL/PCE/J00815/MBRMU | 300346255 | Existing | RYB |  |  | CLOSED | CLOSED | LINK |  | 11 kV |  | 18/08/2006 |  |  |  |  | TAMCO |  |  | NOTION VENTURE | Unknown | Unknown | NO | NONE | DISTRIBUTION | TNB | KUALA SELANGOR | NO | Unknown |  |  |  | NO | [8 empty] | R06388 | NO | [7 empty] | 3
379892730 | R06386 |  |  |  | BKSL/PCE/J00815/MBRMU | 300346255 | Existing | RYB |  |  | CLOSED | CLOSED | LINK |  | 11 kV |  | 18/08/2006 |  |  |  |  | TAMCO |  |  | NOTION VENTURE | Unknown | Unknown | NO | NONE | DISTRIBUTION | TNB | KUALA SELANGOR | NO | Unknown |  |  |  | NO | [8 empty] | R06386 | NO | [7 empty] | 3
379892963 | R04776 |  |  |  | BKSL/PCE/J00655/MBVCB3 | 300345824 | Existing | Unknown |  |  | CLOSED | OPEN | BUSBAR SECTION |  | 11 kV |  | 1990-12-03 | [7 empty] | OSCAR CANARY | Unknown | Unknown | NO | NONE | DISTRIBUTION | TNB | KUALA SELANGOR | NO | Unknown |  |  |  | NO | [8 empty] | R04776 | [8 empty] | 0
379892974 | R05851 |  |  |  | BKSL/PCE/J00667/MBRMU | 300345672 | Existing | RYB |  | R08043 TYCOPLAST | CLOSED | CLOSED | LINK |  | 11 kV |  | 2006-10-12 |  |  |  |  | TAMCO |  |  | GUARDIAN CAUCUS | Unknown | Unknown | NO | NONE | DISTRIBUTION | TNB | KUALA SELANGOR | NO | Unknown |  |  |  | NO | [8 empty] | R05851 | NO | [7 empty] | 3
379892979 | R05853 |  |  |  | BKSL/PCE/J00667/MBRMU | 300345672 | Existing | RYB |  |  | CLOSED | CLOSED | LINK |  | 11 kV |  | 2006-10-12 |  |  |  |  | TAMCO |  |  | GUARDIAN CAUCUS | Unknown | Unknown | NO | NONE | DISTRIBUTION | TNB | KUALA SELANGOR | NO | Unknown |  |  |  | NO | [8 empty] | R05853 | NO | [7 empty] | 3
379893068 | R04949 |  |  |  | BKSL/PCE/J00666/MBRMU | 300345674 | Existing | RYB |  |  | CLOSED | CLOSED | LINK |  | 11 kV |  | 14/02/2006 |  |  |  |  | TAMCO |  |  | WORK SHOP MAMECH | Unknown | Unknown | NO | NONE | DISTRIBUTION | TNB | KUALA SELANGOR | NO | Unknown |  |  |  | NO | [8 empty] | R04949 | NO | [7 empty] | 3
379893073 | R04947 |  |  |  | BKSL/PCE/J00666/MBRMU | 300345674 | Existing | RYB |  |  | CLOSED | CLOSED | LINK |  | 11 kV |  | 14/02/2006 |  |  |  |  | TAMCO |  |  | WORK SHOP MAMECH | Unknown | Unknown | NO | NONE | DISTRIBUTION | TNB | KUALA SELANGOR | NO | Unknown |  |  |  | NO | [8 empty] | R04947 | NO | [7 empty] | 3
379893162 | R05914 |  |  |  | BKSL/PCE/J00668/MBRMU | 300345805 | Existing | RYB |  |  | CLOSED | CLOSED | LINK |  | 11 kV |  | 18/03/2006 |  |  |  |  | VEI |  |  | INTERSIT INDUSTRIES IJOK | Unknown | Unknown | NO | NONE | DISTRIBUTION | TNB | KUALA SELANGOR | NO | Unknown |  |  |  | NO | [8 empty] | R05914 | NO | [7 empty] | 3
379893167 | R05916 |  |  |  | BKSL/PCE/J00668/MBRMU | 300345805 | Existing | RYB |  |  | CLOSED | CLOSED | LINK |  | 11 kV |  | 18/03/2006 |  |  |  |  | VEI |  |  | INTERSIT INDUSTRIES IJOK | Unknown | Unknown | NO | NONE | DISTRIBUTION | TNB | KUALA SELANGOR | NO | Unknown |  |  |  | NO | [8 empty] | R05916 | NO | [7 empty] | 3
379893256 | R05256 |  |  |  | BKSL/PCE/J00669/MBRMU | 300345806 | Existing | RYB |  |  | CLOSED | CLOSED | LINK |  | 11 kV |  | 19/04/2006 |  |  |  |  | VEI |  |  | WILLY STEEL | Unknown | Unknown | NO | NONE | DISTRIBUTION | TNB | KUALA SELANGOR | NO | Unknown |  |  |  | NO | [8 empty] | R05256 | NO | [7 empty] | 3
379893261 | R05257 |  |  |  | BKSL/PCE/J00669/MBRMU | 300345806 | Existing | RYB |  |  | CLOSED | CLOSED | LINK |  | 11 kV |  | 19/04/2006 |  |  |  |  | VEI |  |  | WILLY STEEL | Unknown | Unknown | NO | NONE | DISTRIBUTION | TNB | KUALA SELANGOR | NO | Unknown |  |  |  | NO | [8 empty] | R05257 | NO | [7 empty] | 3
379893351 | R04446 |  |  |  | BKSL/PCE/J00656/MBRMU | 300345423 | Existing | RYB |  | R04447 PERDANA ALAM JAYA NO.2 | CLOSED | CLOSED | LINK |  | 11 kV |  | 22/09/2006 |  |  |  |  | TAMCO |  |  | PERDANA ALAM JAYA NO.3 | Unknown | Unknown | NO | NONE | DISTRIBUTION | TNB | KUALA SELANGOR | NO | Unknown |  |  |  | NO | [8 empty] | R04446 | NO | [7 empty] | 3
379893368 | R04443 |  |  |  | BKSL/PCE/J00656/MBRMU | 300345423 | Existing | RYB |  | R04777 OSCAR CANARY | CLOSED | CLOSED | LINK |  | 11 kV |  | 22/09/2006 |  |  |  |  | TAMCO |  |  | PERDANA ALAM JAYA NO.3 | Unknown | Unknown | NO | NONE | DISTRIBUTION | TNB | KUALA SELANGOR | NO | Unknown |  |  |  | NO | [8 empty] | R04443 | NO | [7 empty] | 3
379893522 | R04450 |  |  |  | BKSL/PCE/J00657/MBRMU | 300345393 | Existing | RYB |  | R04451 PERDANA ALAM JAYA NO.1 | CLOSED | CLOSED | LINK |  | 11 kV |  | 18/08/2006 |  |  |  |  | ABB |  |  | PERDANA ALAM JAYA NO.2 | Unknown | Unknown | NO | NONE | DISTRIBUTION | TNB | KUALA SELANGOR | NO | Unknown |  |  |  | NO | [8 empty] | R04450 | NO | [7 empty] | 3
379893539 | R04447 |  |  |  | BKSL/PCE/J00657/MBRMU | 300345393 | Existing | RYB |  | R04446 PERDANA ALAM JAYA NO.3 | CLOSED | CLOSED | LINK |  | 11 kV |  | 18/08/2006 |  |  |  |  | ABB |  |  | PERDANA ALAM JAYA NO.2 | Unknown | Unknown | NO | NONE | DISTRIBUTION | TNB | KUALA SELANGOR | NO | Unknown |  |  |  | NO | [8 empty] | R04447 | NO | [7 empty] | 3
379893699 | R06397 | [5 empty] | Existing | RYB |  |  | CLOSED | CLOSED | LINK |  | 11 kV | [9 empty] | POLYMIX PLASTIC BT ARANG | Unknown | Unknown | NO | NONE | DISTRIBUTION | TNB | KUALA SELANGOR | NO | Unknown |  |  |  | NO | [8 empty] | R06397 | NO | [7 empty] | 3
379893705 | R06396 | [5 empty] | Existing | RYB |  |  | CLOSED | CLOSED | LINK |  | 11 kV | [9 empty] | POLYMIX PLASTIC BT ARANG | Unknown | Unknown | NO | NONE | DISTRIBUTION | TNB | KUALA SELANGOR | NO | Unknown |  |  |  | NO | [8 empty] | R06396 | NO | [7 empty] | 3
379893710 | R06398 | [5 empty] | Existing | RYB |  |  | CLOSED | CLOSED | LINK |  | 11 kV | [9 empty] | POLYMIX PLASTIC BT ARANG | Unknown | Unknown | NO | NONE | DISTRIBUTION | TNB | KUALA SELANGOR | NO | Unknown |  |  |  | NO | [8 empty] | R06398 | NO | [7 empty] | 3
379893718 | R06527 |  |  |  | BKSL/PCE/J00645/MBRMU | 300345803 | Existing | RYB |  |  | CLOSED | CLOSED | LINK |  | 11 kV |  | 14/02/2006 |  |  |  |  | TAMCO |  |  | SOUTHPROP NO.1 | Unknown | Unknown | NO | NONE | DISTRIBUTION | TNB | KUALA SELANGOR | NO | Unknown |  |  |  | NO | [8 empty] | R06527 | NO | [7 empty] | 3
379893723 | R06525 |  |  |  | BKSL/PCE/J00645/MBRMU | 300345803 | Existing | RYB |  |  | CLOSED | CLOSED | LINK |  | 11 kV |  | 14/02/2006 |  |  |  |  | TAMCO |  |  | SOUTHPROP NO.1 | Unknown | Unknown | NO | NONE | DISTRIBUTION | TNB | KUALA SELANGOR | NO | Unknown |  |  |  | NO | [8 empty] | R06525 | NO | [7 empty] | 3
379893812 | R06577 |  |  |  | BKSL/PCE/J00817/MBRMU | 300346271 | Existing | RYB |  |  | CLOSED | CLOSED | LINK |  | 11 kV |  | 14/11/2009 | [7 empty] | KILANG MING ZHANG | Unknown | Unknown | NO | NONE | DISTRIBUTION | TNB | KUALA SELANGOR | NO | Unknown |  |  |  | NO | [8 empty] | R06577 | NO | [7 empty] | 3
379893817 | R06579 |  |  |  | BKSL/PCE/J00817/MBRMU | 300346271 | Existing | RYB |  |  | CLOSED | CLOSED | LINK |  | 11 kV |  | 14/11/2009 | [7 empty] | KILANG MING ZHANG | Unknown | Unknown | NO | NONE | DISTRIBUTION | TNB | KUALA SELANGOR | NO | Unknown |  |  |  | NO | [8 empty] | R06579 | NO | [7 empty] | 3
379893907 | R06797 |  |  |  | BKSL/PCE/J00635/MBRMU1 | 310527935 | Existing | RYB |  |  | CLOSED | CLOSED | LINK |  | 11 kV | [9 empty] | EVERFLOW | Unknown | Unknown | NO | NONE | DISTRIBUTION | TNB | KUALA SELANGOR | NO | Unknown |  |  |  | NO | [8 empty] | R06797 | NO | [7 empty] | 3
379893924 | R06794 |  |  |  | BKSL/PCE/J00635/MBRMU1 | 310527935 | Existing | RYB |  |  | CLOSED | CLOSED | LINK |  | 11 kV | [9 empty] | EVERFLOW | Unknown | Unknown | NO | NONE | DISTRIBUTION | TNB | KUALA SELANGOR | NO | Unknown |  |  |  | NO | [8 empty] | R06794 | NO | [7 empty] | 3
379894077 | R06788 |  |  |  | BKSL/PCE/J00834/MBRMU1 | 300443291 | Existing | RYB |  |  | CLOSED | CLOSED | LINK |  | 11 kV | [9 empty] | RUBPLAST JLN RUKUN | Unknown | Unknown | NO | NONE | DISTRIBUTION | TNB | KUALA SELANGOR | NO | Unknown |  |  |  | NO | [8 empty] | R06788 | NO | [7 empty] | 3
379894082 | R06790 |  |  |  | BKSL/PCE/J00834/MBRMU1 | 300443291 | Existing | RYB |  |  | CLOSED | CLOSED | LINK |  | 11 kV | [9 empty] | RUBPLAST JLN RUKUN | Unknown | Unknown | NO | NONE | DISTRIBUTION | TNB | KUALA SELANGOR | NO | Unknown |  |  |  | NO | [8 empty] | R06790 | NO | [7 empty] | 3
379894171 | R06519 |  |  |  | BKSL/PCE/J00482/MBRMU | 300345808 | Existing | RYB |  |  | CLOSED | CLOSED | LINK |  | 11 kV |  | 26/06/2006 |  |  |  |  | INDKOM |  |  | SOUTH PROP NO.2 | Unknown | Unknown | NO | NONE | DISTRIBUTION | TNB | KUALA SELANGOR | NO | Unknown |  |  |  | NO | [8 empty] | R06519 | NO | [7 empty] | 3
379894176 | R06521 |  |  |  | BKSL/PCE/J00482/MBRMU | 300345808 | Existing | RYB |  |  | CLOSED | CLOSED | LINK |  | 11 kV |  | 26/06/2006 |  |  |  |  | INDKOM |  |  | SOUTH PROP NO.2 | Unknown | Unknown | NO | NONE | DISTRIBUTION | TNB | KUALA SELANGOR | NO | Unknown |  |  |  | NO | [8 empty] | R06521 | NO | [7 empty] | 3
379894265 | R05126 |  |  |  | BKSL/PCE/J00646/MBRMU | 300345807 | Existing | RYB |  |  | CLOSED | CLOSED | LINK |  | 11 kV |  | 20/05/2006 |  |  |  |  | TAMCO |  |  | LBH BROTHERS | Unknown | Unknown | NO | NONE | DISTRIBUTION | TNB | KUALA SELANGOR | NO | Unknown |  |  |  | NO | [8 empty] | R05126 | NO | [7 empty] | 3
379894270 | R05128 |  |  |  | BKSL/PCE/J00646/MBRMU | 300345807 | Existing | RYB |  |  | CLOSED | CLOSED | LINK |  | 11 kV |  | 20/05/2006 |  |  |  |  | TAMCO |  |  | LBH BROTHERS | Unknown | Unknown | NO | NONE | DISTRIBUTION | TNB | KUALA SELANGOR | NO | Unknown |  |  |  | NO | [8 empty] | R05128 | NO | [7 empty] | 3
379894360 | R01773 |  |  |  | BKSL/PCE/J00647/MBRMU | 300345814 | Existing | RYB |  |  | CLOSED | CLOSED | LINK |  | 11 kV |  | 18/08/2006 |  |  |  |  | TAMCO |  |  | BE PILE | Unknown | Unknown | NO | NONE | DISTRIBUTION | TNB | KUALA SELANGOR | NO | Unknown |  |  |  | NO | [8 empty] | R01773 | NO | [7 empty] | 3
379894377 | R01774 |  |  |  | BKSL/PCE/J00647/MBRMU | 300345814 | Existing | RYB |  |  | CLOSED | CLOSED | LINK |  | 11 kV |  | 18/08/2006 |  |  |  |  | TAMCO |  |  | BE PILE | Unknown | Unknown | NO | NONE | DISTRIBUTION | TNB | KUALA SELANGOR | NO | Unknown |  |  |  | NO | [8 empty] | R01774 | NO | [7 empty] | 3
379894527 | R07580 | [5 empty] | Existing | Unknown |  |  | OPEN | OPEN | BUSBAR SECTION |  | 11 kV | [9 empty] | SSU INDUSTRI BUKIT BADONG | Unknown | Unknown | NO | NONE | DISTRIBUTION | TNB | KUALA SELANGOR | NO | Unknown |  |  |  | NO | [8 empty] | R07580 | [8 empty] | 0
379894594 | R01782 |  |  |  | BKSL/PCE/J00113/MBVCB4 | 300345799 | Existing | Unknown |  |  | OPEN | OPEN | BUSBAR SECTION |  | 11 kV |  | 2002-12-01 |  |  |  |  | ABB |  |  | UNITED PAPER BOARD | Unknown | Unknown | NO | NONE | DISTRIBUTION | TNB | KUALA SELANGOR | NO | Unknown |  |  |  | NO | [8 empty] | R01782 | [8 empty] | 0
379894657 | R02748 |  |  |  | BKSL/PCE/J00600/MBRMU2 | 300342964 | Existing | RYB |  |  | CLOSED | CLOSED | LINK |  | 11 kV |  | 20/05/2008 |  |  |  |  | TAMCO |  |  | KG BARU IJOK | Unknown | Unknown | NO | NONE | DISTRIBUTION | TNB | KUALA SELANGOR | NO | Unknown |  |  |  | NO | [8 empty] | R02748 | NO | [7 empty] | 3
379894664 | R00589 |  |  |  | BKSL/PCE/J00600/MBRMU2 | 300342964 | Existing | RYB |  |  | OPEN | CLOSED | LINK |  | 11 kV |  | 20/05/2008 |  |  |  |  | TAMCO |  |  | KG BARU IJOK | Unknown | Unknown | NO | NONE | DISTRIBUTION | TNB | KUALA SELANGOR | NO | Unknown |  |  |  | NO | [8 empty] | R00589 | NO | [7 empty] | 3
379894668 | R00588 |  |  |  | BKSL/PCE/J00600/MBRMU | 300342963 | Existing | RYB |  |  | CLOSED | CLOSED | LINK |  | 11 kV |  | 19/04/2009 |  |  |  |  | TAMCO |  |  | KG BARU IJOK | Unknown | Unknown | NO | NONE | DISTRIBUTION | TNB | KUALA SELANGOR | NO | Unknown |  |  |  | NO | [8 empty] | R00588 | NO | [7 empty] | 3
379894694 | R00590 |  |  |  | BKSL/PCE/J00600/MBRMU | 300342963 | Existing | RYB |  |  | CLOSED | CLOSED | LINK |  | 11 kV |  | 19/04/2009 |  |  |  |  | TAMCO |  |  | KG BARU IJOK | Unknown | Unknown | NO | NONE | DISTRIBUTION | TNB | KUALA SELANGOR | NO | Unknown |  |  |  | NO | [8 empty] | R00590 | NO | [7 empty] | 3
379894844 | R00591 |  |  |  | BKSL/PCE/J00600/MBRMU2 | 300342964 | Existing | RYB |  | R05308 SW/STN KOTA PUTERI | CLOSED |  | LINK |  | 11 kV |  | 20/05/2008 |  |  |  |  | TAMCO |  |  | KG BARU IJOK | Unknown | Unknown | Unknown | Unknown | DISTRIBUTION | TNB | KUALA SELANGOR | Unknown |  |  |  |  | Unknown | [8 empty] | R00591 | [8 empty] | 3
379894853 | R00592 |  |  |  | BKSL/PCE/J00600/MBRMU | 300342963 | Existing | RYB |  |  | CLOSED | CLOSED | LINK |  | 11 kV |  | 19/04/2009 |  |  |  |  | TAMCO |  |  | KG BARU IJOK | Unknown | Unknown | NO | NONE | DISTRIBUTION | TNB | KUALA SELANGOR | Unknown |  |  |  |  | NO | [8 empty] | R00592 | NO | [7 empty] | 3
379894860 | R01809 |  |  |  | BKSL/PCE/J00599/MBRMU | 300313639 | Existing | RYB |  |  | CLOSED | CLOSED | LINK |  | 11 kV |  | 19/02/2007 |  |  |  |  | TAMCO |  |  | RUMAH PKNS IJOK | Unknown | Unknown | NO | NONE | DISTRIBUTION | TNB | KUALA SELANGOR | NO | Unknown |  |  |  | NO | [8 empty] | R01809 | NO | [7 empty] | 3
379894865 | R03485 |  |  |  | BKSL/PCE/J00599/MBRMU | 300313639 | Existing | RYB |  |  | CLOSED | CLOSED | LINK |  | 11 kV |  | 19/02/2007 |  |  |  |  | TAMCO |  |  | RUMAH PKNS IJOK | Unknown | Unknown | NO | NONE | DISTRIBUTION | TNB | KUALA SELANGOR | NO | Unknown |  |  |  | NO | [8 empty] | R03485 | NO | [7 empty] | 3
379894954 | R05726 |  |  |  | BKSL/PCE/J00674/MBRMU | 300313642 | Existing | RYB |  |  | CLOSED | CLOSED | LINK |  | 11 kV |  | 22/03/2006 |  |  |  |  | TAMCO |  |  | DURAFILL | Unknown | Unknown | NO | NONE | DISTRIBUTION | TNB | KUALA SELANGOR | NO | Unknown |  |  |  | NO | [8 empty] | R05726 | NO | [7 empty] | 3
379894959 | R05728 |  |  |  | BKSL/PCE/J00674/MBRMU | 300313642 | Existing | RYB |  |  | CLOSED | CLOSED | LINK |  | 11 kV |  | 22/03/2006 |  |  |  |  | TAMCO |  |  | DURAFILL | Unknown | Unknown | NO | NONE | DISTRIBUTION | TNB | KUALA SELANGOR | NO | Unknown |  |  |  | NO | [8 empty] | R05728 | NO | [7 empty] | 3
379895048 | R01826 |  |  |  | BKSL/PCE/J00672/MBRMU | 300313654 | Existing | RYB |  |  | CLOSED | CLOSED | LINK |  | 11 kV |  | 19/04/2007 |  |  |  |  | TAMCO |  |  | SOUTHERN FURNITURE | Unknown | Unknown | NO | NONE | DISTRIBUTION | TNB | KUALA SELANGOR | NO | Unknown |  |  |  | NO | [8 empty] | R01826 | NO | [7 empty] | 3
379895053 | R01827 |  |  |  | BKSL/PCE/J00672/MBRMU | 300313654 | Existing | RYB |  |  | CLOSED | CLOSED | LINK |  | 11 kV |  | 19/04/2007 |  |  |  |  | TAMCO |  |  | SOUTHERN FURNITURE | Unknown | Unknown | NO | NONE | DISTRIBUTION | TNB | KUALA SELANGOR | NO | Unknown |  |  |  | NO | [8 empty] | R01827 | NO | [7 empty] | 3
379895237 | R01792 |  |  |  | BKSL/PCE/J00625/MBRMU | 300313148 | Existing | RYB |  |  | CLOSED | CLOSED | LINK |  | 11 kV |  | 22/03/1984 | [7 empty] | LOJI AIR BKT BDG | Unknown | Unknown | NO | NONE | DISTRIBUTION | TNB | KUALA SELANGOR | NO | Unknown |  |  |  | NO | [8 empty] | R01792 | NO | [7 empty] | 3
379895241 | R01790 |  |  |  | BKSL/PCE/J00625/MBRMU | 300313148 | Existing | RYB |  |  | CLOSED | CLOSED | LINK |  | 11 kV |  | 22/03/1984 | [7 empty] | LOJI AIR BKT BDG | Unknown | Unknown | NO | NONE | DISTRIBUTION | TNB | KUALA SELANGOR | NO | Unknown |  |  |  | NO | [8 empty] | R01790 | NO | [7 empty] | 3
379895258 | R06828 |  |  |  | BKSL/PCE/J00625/MBRMU | 300313148 | Existing | RYB |  |  | CLOSED | CLOSED | LINK |  | 11 kV |  | 22/03/1984 | [7 empty] | LOJI AIR BKT BDG | Unknown | Unknown | NO | NONE | DISTRIBUTION | TNB | KUALA SELANGOR | NO | Unknown |  |  |  | NO | [8 empty] | R06828 | NO | [7 empty] | 3
379895389 | R06876 | [5 empty] | Existing | Unknown |  |  | OPEN | OPEN | BUSBAR SECTION |  | 11 kV | [9 empty] | KILANG BESI BT 7 JALAN IJOK | Unknown | Unknown | NO | NONE | DISTRIBUTION | TNB | KUALA SELANGOR | NO | Unknown |  |  |  | NO | [8 empty] | R06876 | [8 empty] | 0
379895450 | R06831 | [5 empty] | Existing | RYB |  |  | OPEN | OPEN | BUSBAR SECTION |  | 11 kV | [9 empty] | KILANG BESI BT 7 JALAN KANDAR | Unknown | Unknown | NO | NONE | DISTRIBUTION | TNB | KUALA SELANGOR | NO | Unknown |  |  |  | NO | [8 empty] | R06831 | [8 empty] | 3
379895572 | R05470 | [5 empty] | Existing | Unknown |  |  | OPEN | OPEN | BUSBAR SECTION |  | 11 kV | [9 empty] | KUARTERS STP BKT BADONG | Unknown | Unknown | NO | NONE | DISTRIBUTION | TNB | KUALA SELANGOR | NO | Unknown |  |  |  | NO | [8 empty] | R05470 | [8 empty] | 0
379895674 | R01806 | [5 empty] | Existing | Unknown |  |  | CLOSED | OPEN | BUSBAR SECTION |  | 11 kV | [9 empty] | BINAAN TEPAT IJOK 9 BUAH KILANG | Unknown | Unknown | NO | NONE | DISTRIBUTION | TNB | KUALA SELANGOR | NO | Unknown |  |  |  | NO | [8 empty] | R01806 | [8 empty] | 0
379895784 | R03622 |  |  |  | BKSL/PCE/J00602/MBRMU | 300313679 | Existing | RYB |  |  | CLOSED | CLOSED | LINK |  | 11 kV |  | 20/09/1990 |  |  |  |  | MERLIN GERIN |  |  | PADAT BT. 7 IJOK | Unknown | Unknown | NO | NONE | DISTRIBUTION | TNB | KUALA SELANGOR | NO | Unknown |  |  |  | NO | [8 empty] | R03622 | NO | [7 empty] | 3
379895789 | R03620 |  |  |  | BKSL/PCE/J00602/MBRMU | 300313679 | Existing | RYB |  |  | CLOSED | CLOSED | LINK |  | 11 kV |  | 20/09/1990 |  |  |  |  | MERLIN GERIN |  |  | PADAT BT. 7 IJOK | Unknown | Unknown | NO | NONE | DISTRIBUTION | TNB | KUALA SELANGOR | NO | Unknown |  |  |  | NO | [8 empty] | R03620 | NO | [7 empty] | 3
379895880 | R01802 |  |  |  | BKSL/PCE/J00604/MBRMU | 300313682 | Existing | RYB |  |  | CLOSED | CLOSED | LINK |  | 11 kV |  | 2009-10-10 |  |  |  |  | TAMCO |  |  | TERNAKAN AYAM HING HONG | Unknown | Unknown | NO | NONE | DISTRIBUTION | TNB | KUALA SELANGOR | NO | Unknown |  |  |  | NO | [8 empty] | R01802 | NO | [7 empty] | 3
379895885 | R01804 |  |  |  | BKSL/PCE/J00604/MBRMU | 300313682 | Existing | RYB |  | S05305 PE LDG RAJAGIRI | OPEN | CLOSED | LINK |  | 11 kV |  | 2009-10-10 |  |  |  |  | TAMCO |  |  | TERNAKAN AYAM HING HONG | Unknown | Unknown | NO | NONE | DISTRIBUTION | TNB | KUALA SELANGOR | NO | Unknown |  |  |  | NO | [8 empty] | R01804 | NO | [7 empty] | 3
379895976 | R05017 |  |  |  | BKSL/PCE/J00608/MBRMU | 300313748 | Existing | RYB |  |  | CLOSED | CLOSED | LINK |  | 11 kV |  | 28/06/2009 |  |  |  |  | TAMCO |  |  | RUMAH PKNS BKT BADONG | Unknown | Unknown | NO | NONE | DISTRIBUTION | TNB | KUALA SELANGOR | NO | Unknown |  |  |  | NO | [8 empty] | R05017 | NO | [7 empty] | 3
379895981 | R01798 |  |  |  | BKSL/PCE/J00608/MBRMU | 300313748 | Existing | RYB |  |  | CLOSED | CLOSED | LINK |  | 11 kV |  | 28/06/2009 |  |  |  |  | TAMCO |  |  | RUMAH PKNS BKT BADONG | Unknown | Unknown | NO | NONE | DISTRIBUTION | TNB | KUALA SELANGOR | NO | Unknown |  |  |  | NO | [8 empty] | R01798 | NO | [7 empty] | 3
379896070 | R07564 | [5 empty] | Existing | RYB |  |  | CLOSED | CLOSED | LINK |  | 11 kV | [9 empty] | PADAT PUSAT NIAGA IJOK PERMAI | Unknown | Unknown | NO | NONE | DISTRIBUTION | TNB | KUALA SELANGOR | NO | Unknown |  |  |  | NO | [8 empty] | R07564 | NO | [7 empty] | 3
379896075 | R07566 | [5 empty] | Existing | RYB |  |  | CLOSED | CLOSED | LINK |  | 11 kV | [9 empty] | PADAT PUSAT NIAGA IJOK PERMAI | Unknown | Unknown | NO | NONE | DISTRIBUTION | TNB | KUALA SELANGOR | NO | Unknown |  |  |  | NO | [8 empty] | R07566 | NO | [7 empty] | 3
379896164 | R06834 |  |  |  | BKSL/PCE/J00832/MB | 300443416 | Existing | RYB |  |  | CLOSED | CLOSED | LINK |  | 11 kV | [9 empty] | MASJID IJOK | Unknown | Unknown | NO | NONE | DISTRIBUTION | TNB | KUALA SELANGOR | NO | Unknown |  |  |  | NO | [8 empty] | R06834 | NO | [7 empty] | 3
379896169 | R06836 |  |  |  | BKSL/PCE/J00832/MB | 300443416 | Existing | RYB |  |  | CLOSED | CLOSED | LINK |  | 11 kV | [9 empty] | MASJID IJOK | Unknown | Unknown | NO | NONE | DISTRIBUTION | TNB | KUALA SELANGOR | NO | Unknown |  |  |  | NO | [8 empty] | R06836 | NO | [7 empty] | 3
379896259 | R07560 |  |  |  | BKSL/PCE/J00394/MBRMU | 300525027 | Existing | RYB |  | R08310 PE GREAT ECO GLOVE | CLOSED | CLOSED | LINK |  | 11 kV |  | 2015-06-08 |  |  |  |  | INDKOM |  |  | JLN MAKMUR BT 28 IJOK | Unknown | Unknown | NO | NONE | DISTRIBUTION | TNB | KUALA SELANGOR | NO | Unknown |  |  |  | NO | [8 empty] | R07560 | NO | [7 empty] | 3
379896276 | R07563 |  |  |  | BKSL/PCE/J00394/MBRMU | 300525027 | Existing | RYB |  |  | CLOSED | CLOSED | LINK |  | 11 kV |  | 2015-06-08 |  |  |  |  | INDKOM |  |  | JLN MAKMUR BT 28 IJOK | Unknown | Unknown | NO | NONE | DISTRIBUTION | TNB | KUALA SELANGOR | NO | Unknown |  |  |  | NO | [8 empty] | R07563 | NO | [7 empty] | 3
379896429 | R06800 |  |  |  | BKSL/PCE/J00833/MBRMU1 | 300443358 | Existing | RYB |  | R06800 PE GREAT ECO GLOVE | CLOSED | CLOSED | LINK |  | 11 kV | [9 empty] | ASSOSIATED MANUFACTURE TRADER | Unknown | Unknown | NO | NONE | DISTRIBUTION | TNB | KUALA SELANGOR | NO | Unknown |  |  |  | NO | [8 empty] | R06800 | NO | [7 empty] | 3
379896434 | R06798 |  |  |  | BKSL/PCE/J00833/MBRMU1 | 300443358 | Existing | RYB |  |  | CLOSED | CLOSED | LINK |  | 11 kV | [9 empty] | ASSOSIATED MANUFACTURE TRADER | Unknown | Unknown | NO | NONE | DISTRIBUTION | TNB | KUALA SELANGOR | NO | Unknown |  |  |  | NO | [8 empty] | R06798 | NO | [7 empty] | 3
379896521 | R02742 |  |  |  | BKSL/PCE/J00609/MBRMU | 300313752 | Existing | RYB |  |  | CLOSED | CLOSED | LINK |  | 11 kV |  | 18/08/2008 |  |  |  |  | TAMCO |  |  | TERNAK LEMBU IJOK | Unknown | Unknown | NO | NONE | DISTRIBUTION | TNB | KUALA SELANGOR | NO | Unknown |  |  |  | NO | [8 empty] | R02742 | NO | [7 empty] | 3
379896528 | R01829 |  |  |  | BKSL/PCE/J00609/MBRMU | 300313752 | Existing | RYB |  |  | CLOSED | CLOSED | LINK |  | 11 kV |  | 18/08/2008 |  |  |  |  | TAMCO |  |  | TERNAK LEMBU IJOK | Unknown | Unknown | NO | NONE | DISTRIBUTION | TNB | KUALA SELANGOR | NO | Unknown |  |  |  | NO | [8 empty] | R01829 | NO | [7 empty] | 3
379896532 | R02741 | [5 empty] | Existing | RYB |  |  | CLOSED | CLOSED | LINK |  | 11 kV | [9 empty] | TERNAK LEMBU IJOK | Unknown | Unknown | NO | NONE | DISTRIBUTION | TNB | KUALA SELANGOR | NO | Unknown |  |  |  | NO | [8 empty] | R02741 | NO | [7 empty] | 3
379896558 | R01834 | [5 empty] | Existing | RYB |  |  | CLOSED | CLOSED | LINK |  | 11 kV | [9 empty] | TERNAK LEMBU IJOK | Unknown | Unknown | NO | NONE | DISTRIBUTION | TNB | KUALA SELANGOR | NO | Unknown |  |  |  | NO | [8 empty] | R01834 | NO | [7 empty] | 3
379896711 | R01831 |  |  |  | BKSL/PCE/J00609/MBRMU | 300313752 | Existing | RYB |  |  | CLOSED | CLOSED | LINK |  | 11 kV |  | 18/08/2008 |  |  |  |  | TAMCO |  |  | TERNAK LEMBU IJOK | Unknown | Unknown | NO | NONE | DISTRIBUTION | TNB | KUALA SELANGOR | Unknown |  |  |  |  | NO | [8 empty] | R01831 | NO | [7 empty] | 3
379896718 | R01830 | [5 empty] | Existing | RYB |  |  | CLOSED | CLOSED | LINK |  | 11 kV | [9 empty] | TERNAK LEMBU IJOK | Unknown | Unknown | NO | NONE | DISTRIBUTION | TNB | KUALA SELANGOR | Unknown |  |  |  |  | NO | [8 empty] | R01830 | NO | [7 empty] | 3
379896838 | R01836 |  |  |  | BKSL/PCE/J00610/MBRMU | 300313757 | Existing | RYB |  |  | CLOSED | CLOSED | LINK |  | 11 kV |  | 20/09/2008 | [7 empty] | LOJI AIR BKT MAYUNG | Unknown | Unknown | NO | NONE | DISTRIBUTION | TNB | KUALA SELANGOR | NO | Unknown |  |  |  | NO | [8 empty] | R01836 | NO | [7 empty] | 3
379896843 | R01835 |  |  |  | BKSL/PCE/J00610/MBRMU | 300313757 | Existing | RYB |  |  | CLOSED | CLOSED | LINK |  | 11 kV |  | 20/09/2008 | [7 empty] | LOJI AIR BKT MAYUNG | Unknown | Unknown | NO | NONE | DISTRIBUTION | TNB | KUALA SELANGOR | NO | Unknown |  |  |  | NO | [8 empty] | R01835 | NO | [7 empty] | 3
379896932 | R06870 |  |  |  | BKSL/PCE/J00425/MBRMU | 310526852 | Existing | RYB |  |  | CLOSED | CLOSED | LINK |  | 11 kV |  | 18/08/2008 |  |  |  |  | TAMCO |  |  | KOTA PUTERI 6(2) JALAN KP 2/2 | Unknown | Unknown | NO | NONE | DISTRIBUTION | TNB | KUALA SELANGOR | NO | Unknown |  |  |  | NO | [8 empty] | R06870 | NO | [7 empty] | 3
379896937 | R06868 |  |  |  | BKSL/PCE/J00425/MBRMU | 310526852 | Existing | RYB |  |  | CLOSED | CLOSED | LINK |  | 11 kV |  | 18/08/2008 |  |  |  |  | TAMCO |  |  | KOTA PUTERI 6(2) JALAN KP 2/2 | Unknown | Unknown | NO | NONE | DISTRIBUTION | TNB | KUALA SELANGOR | NO | Unknown |  |  |  | NO | [8 empty] | R06868 | NO | [7 empty] | 3
379897094 | R03225 |  |  |  | BKSL/PCE/J00480/MBRMU | 300313313 | Existing | RYB |  |  | CLOSED | CLOSED | LINK |  | 11 kV |  | 1996-10-10 |  |  |  |  | TAMCO |  |  | VASATECH | Unknown | Unknown | NO | NONE | DISTRIBUTION | TNB | KUALA SELANGOR | NO | Unknown |  |  |  | NO | [8 empty] | R03225 | NO | [7 empty] | 3
379897111 | R03228 |  |  |  | BKSL/PCE/J00480/MBRMU | 300313313 | Existing | RYB |  |  | CLOSED | CLOSED | LINK |  | 11 kV |  | 1996-10-10 |  |  |  |  | TAMCO |  |  | VASATECH | Unknown | Unknown | NO | NONE | DISTRIBUTION | TNB | KUALA SELANGOR | NO | Unknown |  |  |  | NO | [8 empty] | R03228 | NO | [7 empty] | 3
379897532 | R01846 |  |  |  | BKSL/PCE/J00478/MBRMU | 300313341 | Existing | RYB |  |  | CLOSED | CLOSED | LINK |  | 11 kV |  | 19/04/2002 |  |  |  |  | INDKOM |  |  | TMN SURIA | Unknown | Unknown | NO | NONE | DISTRIBUTION | TNB | KUALA SELANGOR | NO | Unknown |  |  |  | NO | [8 empty] | R01846 | NO | [7 empty] | 3
379897536 | R01847 |  |  |  | BKSL/PCE/J00478/MBRMU | 300313341 | Existing | RYB |  |  | OPEN | CLOSED | LINK |  | 11 kV |  | 19/04/2002 |  |  |  |  | INDKOM |  |  | TMN SURIA | Unknown | Unknown | NO | NONE | DISTRIBUTION | TNB | KUALA SELANGOR | NO | Unknown |  |  |  | NO | [8 empty] | R01847 | NO | [7 empty] | 3
379897553 | R01848 |  |  |  | BKSL/PCE/J00478/MBRMU | 300313341 | Existing | RYB |  |  | OPEN | CLOSED | LINK |  | 11 kV |  | 19/04/2002 |  |  |  |  | INDKOM |  |  | TMN SURIA | Unknown | Unknown | NO | NONE | DISTRIBUTION | TNB | KUALA SELANGOR | NO | Unknown |  |  |  | NO | [8 empty] | R01848 | NO | [7 empty] | 3
379897637 | R06364 |  |  |  | BKSL/PCE/J00483/MBRMU | 300345587 | Existing | RYB |  |  | CLOSED | CLOSED | LINK |  | 11 kV |  | 19/02/2006 |  |  |  |  | VEI |  |  | STALHAEM NO.2 | Unknown | Unknown | NO | NONE | DISTRIBUTION | TNB | KUALA SELANGOR | NO | Unknown |  |  |  | NO | [8 empty] | R06364 | NO | [7 empty] | 3
379897641 | R06362 |  |  |  | BKSL/PCE/J00483/MBRMU | 300345587 | Existing | RYB |  |  | CLOSED | CLOSED | LINK |  | 11 kV |  | 19/02/2006 |  |  |  |  | VEI |  |  | STALHAEM NO.2 | Unknown | Unknown | NO | NONE | DISTRIBUTION | TNB | KUALA SELANGOR | NO | Unknown |  |  |  | NO | [8 empty] | R06362 | NO | [7 empty] | 3
379897658 | R07401 |  |  |  | BKSL/PCE/J00483/MBRMU | 300345587 | Existing | RYB |  |  | CLOSED | CLOSED | LINK |  | 11 kV |  | 19/02/2006 |  |  |  |  | VEI |  |  | STALHAEM NO.2 | Unknown | Unknown | NO | NONE | DISTRIBUTION | TNB | KUALA SELANGOR | NO | Unknown |  |  |  | NO | [8 empty] | R07401 | NO | [7 empty] | 3
379897767 | R01876 |  |  |  | BKSL/PCE/J00500/MBRMU | 300313374 | Existing | RYB |  |  | CLOSED | CLOSED | LINK |  | 11 kV |  | 14/11/2004 |  |  |  |  | TAMCO |  |  | KG SG RAMBAI | Unknown | Unknown | NO | NONE | DISTRIBUTION | TNB | KUALA SELANGOR | NO | Unknown |  |  |  | NO | [8 empty] | R01876 | NO | [7 empty] | 3
379897771 | R01874 |  |  |  | BKSL/PCE/J00500/MBRMU | 300313374 | Existing | RYB |  |  | CLOSED | CLOSED | LINK |  | 11 kV |  | 14/11/2004 |  |  |  |  | TAMCO |  |  | KG SG RAMBAI | Unknown | Unknown | NO | NONE | DISTRIBUTION | TNB | KUALA SELANGOR | NO | Unknown |  |  |  | NO | [8 empty] | R01874 | NO | [7 empty] | 3
379897788 | R02756 |  |  |  | BKSL/PCE/J00500/MBRMU | 300313374 | Existing | RYB |  |  | CLOSED | CLOSED | LINK |  | 11 kV |  | 14/11/2004 |  |  |  |  | TAMCO |  |  | KG SG RAMBAI | Unknown | Unknown | NO | NONE | DISTRIBUTION | TNB | KUALA SELANGOR | NO | Unknown |  |  |  | NO | [8 empty] | R02756 | NO | [7 empty] | 3
379897869 | R03148 |  |  |  | BKSL/PCE/J00493/MBRMU | 300313363 | Existing | RYB |  |  | CLOSED | CLOSED | LINK |  | 11 kV |  | 22/09/2004 |  |  |  |  | TAMCO |  |  | KG JAWA | Unknown | Unknown | NO | NONE | DISTRIBUTION | TNB | KUALA SELANGOR | NO | Unknown |  |  |  | NO | [8 empty] | R03148 | NO | [7 empty] | 3
379897874 | R03150 |  |  |  | BKSL/PCE/J00493/MBRMU | 300313363 | Existing | RYB |  |  | CLOSED | CLOSED | LINK |  | 11 kV |  | 22/09/2004 |  |  |  |  | TAMCO |  |  | KG JAWA | Unknown | Unknown | NO | NONE | DISTRIBUTION | TNB | KUALA SELANGOR | NO | Unknown |  |  |  | NO | [8 empty] | R03150 | NO | [7 empty] | 3
379897963 | R05411 |  |  |  | BKSL/PCE/J00501/MBRMU | 300313389 | Existing | RYB |  |  | CLOSED | CLOSED | LINK |  | 11 kV |  | 19/02/1997 |  |  |  |  | TAMCO |  |  | RESTORAN YU HEE SWALLOW | Unknown | Unknown | NO | NONE | DISTRIBUTION | TNB | KUALA SELANGOR | NO | Unknown |  |  |  | NO | [8 empty] | R05411 | NO | [7 empty] | 3
379897968 | R05413 |  |  |  | BKSL/PCE/J00501/MBRMU | 300313389 | Existing | RYB |  |  | CLOSED | CLOSED | LINK |  | 11 kV |  | 19/02/1997 |  |  |  |  | TAMCO |  |  | RESTORAN YU HEE SWALLOW | Unknown | Unknown | NO | NONE | DISTRIBUTION | TNB | KUALA SELANGOR | NO | Unknown |  |  |  | NO | [8 empty] | R05413 | NO | [7 empty] | 3
379898057 | R03916 |  |  |  | BKSL/PCE/J00499/MBRMU | 300313395 | Existing | RYB |  |  | CLOSED | CLOSED | LINK |  | 11 kV |  | 22/03/2005 |  |  |  |  | INDKOM |  |  | TMN KILAUAN | Unknown | Unknown | NO | NONE | DISTRIBUTION | TNB | KUALA SELANGOR | NO | Unknown |  |  |  | NO | [8 empty] | R03916 | NO | [7 empty] | 3
379898062 | R03915 |  |  |  | BKSL/PCE/J00499/MBRMU | 300313395 | Existing | RYB |  |  | CLOSED | CLOSED | LINK |  | 11 kV |  | 22/03/2005 |  |  |  |  | INDKOM |  |  | TMN KILAUAN | Unknown | Unknown | NO | NONE | DISTRIBUTION | TNB | KUALA SELANGOR | NO | Unknown |  |  |  | NO | [8 empty] | R03915 | NO | [7 empty] | 3
379898178 | R07391 | [5 empty] | Existing | RYB |  |  | CLOSED | CLOSED | LINK |  | 11 kV | [9 empty] | TAMAN RUI DEV | Unknown | Unknown | NO | NONE | DISTRIBUTION | TNB | KUALA SELANGOR | NO | Unknown |  |  |  | NO | [8 empty] | R07391 | NO | [7 empty] | 3
379898183 | R07392 | [5 empty] | Existing | RYB |  |  | CLOSED | CLOSED | LINK |  | 11 kV | [9 empty] | TAMAN RUI DEV | Unknown | Unknown | NO | NONE | DISTRIBUTION | TNB | KUALA SELANGOR | NO | Unknown |  |  |  | NO | [8 empty] | R07392 | NO | [7 empty] | 3
379898272 | R00475 |  |  |  | BKSL/PCE/J00498/MBRMU | 300313421 | Existing | RYB |  |  | CLOSED | CLOSED | LINK |  | 11 kV |  | 18/08/2003 |  |  |  |  | TAMCO |  |  | WATASEKO | Unknown | Unknown | NO | NONE | DISTRIBUTION | TNB | KUALA SELANGOR | NO | Unknown |  |  |  | NO | [8 empty] | R00475 | NO | [7 empty] | 3
379898277 | R00477 |  |  |  | BKSL/PCE/J00498/MBRMU | 300313421 | Existing | RYB |  |  | CLOSED | CLOSED | LINK |  | 11 kV |  | 18/08/2003 |  |  |  |  | TAMCO |  |  | WATASEKO | Unknown | Unknown | NO | NONE | DISTRIBUTION | TNB | KUALA SELANGOR | NO | Unknown |  |  |  | NO | [8 empty] | R00477 | NO | [7 empty] | 3
379898366 | R04162 |  |  |  | BKSL/PCE/J00497/MBRMU | 300313432 | Existing | RYB |  |  | CLOSED | CLOSED | LINK |  | 11 kV |  | 27/11/1997 | [7 empty] | TMN SRI CAHAYA(C/S) | Unknown | Unknown | NO | NONE | DISTRIBUTION | TNB | KUALA SELANGOR | NO | Unknown |  |  |  | NO | [8 empty] | R04162 | NO | [7 empty] | 3
379898371 | R04164 |  |  |  | BKSL/PCE/J00497/MBRMU | 300313432 | Existing | RYB |  |  | CLOSED | CLOSED | LINK |  | 11 kV |  | 27/11/1997 | [7 empty] | TMN SRI CAHAYA(C/S) | Unknown | Unknown | NO | NONE | DISTRIBUTION | TNB | KUALA SELANGOR | NO | Unknown |  |  |  | NO | [8 empty] | R04164 | NO | [7 empty] | 3
379898462 | R00478 |  |  |  | BKSL/PCE/J00495/MBRMU | 300313445 | Existing | RYB |  |  | CLOSED | CLOSED | LINK |  | 11 kV |  | 20/05/2004 |  |  |  |  | TAMCO |  |  | SM TEKNIK BATANG BERJUNTAI | Unknown | Unknown | NO | NONE | DISTRIBUTION | TNB | KUALA SELANGOR | NO | Unknown |  |  |  | NO | [8 empty] | R00478 | NO | [7 empty] | 3
379898467 | R00480 |  |  |  | BKSL/PCE/J00495/MBRMU | 300313445 | Existing | RYB |  |  | CLOSED | CLOSED | LINK |  | 11 kV |  | 20/05/2004 |  |  |  |  | TAMCO |  |  | SM TEKNIK BATANG BERJUNTAI | Unknown | Unknown | NO | NONE | DISTRIBUTION | TNB | KUALA SELANGOR | NO | Unknown |  |  |  | NO | [8 empty] | R00480 | NO | [7 empty] | 3
379898558 | R03820 |  |  |  | BKSL/PCE/J00494/MBRMU | 300313453 | Existing | RYB |  |  | CLOSED | CLOSED | LINK |  | 11 kV |  | 18/08/2003 | [7 empty] | SK BATANG BERJUNTAI | Unknown | Unknown | NO | NONE | DISTRIBUTION | TNB | KUALA SELANGOR | NO | Unknown |  |  |  | NO | [8 empty] | R03820 | NO | [7 empty] | 3
379898563 | R03819 |  |  |  | BKSL/PCE/J00494/MBRMU | 300313453 | Existing | RYB |  |  | CLOSED | CLOSED | LINK |  | 11 kV |  | 18/08/2003 | [7 empty] | SK BATANG BERJUNTAI | Unknown | Unknown | NO | NONE | DISTRIBUTION | TNB | KUALA SELANGOR | NO | Unknown |  |  |  | NO | [8 empty] | R03819 | NO | [7 empty] | 3
379898654 | R05515 |  |  |  | BKSL/PCE/J00568/MBRMU | 300313460 | Existing | RYB |  |  | CLOSED | CLOSED | LINK |  | 11 kV |  | 2004-11-10 | [7 empty] | TMN PELANGI | Unknown | Unknown | NO | NONE | DISTRIBUTION | TNB | KUALA SELANGOR | NO | Unknown |  |  |  | NO | [8 empty] | R05515 | NO | [7 empty] | 3
379898659 | R05513 |  |  |  | BKSL/PCE/J00568/MBRMU | 300313460 | Existing | RYB |  |  | CLOSED | CLOSED | LINK |  | 11 kV |  | 2004-11-10 | [7 empty] | TMN PELANGI | Unknown | Unknown | NO | NONE | DISTRIBUTION | TNB | KUALA SELANGOR | NO | Unknown |  |  |  | NO | [8 empty] | R05513 | NO | [7 empty] | 3
379898748 | S00068 |  |  |  | BKSL/PCE/J00035/MBRMU3 | 300443766 | Existing | RYB |  | TX | CLOSED | CLOSED | LINK |  | 11 kV |  | 18/08/1980 | [7 empty] | SG RAMBAI NO 1 | Unknown | Unknown | NO | NONE | DISTRIBUTION | TNB | KUALA SELANGOR | NO | Unknown |  |  |  | NO | [8 empty] | S00068 | NO | [7 empty] | 3
379898753 | S00068 |  |  |  | BKSL/PCE/J00035/MBRMU3 | 300443766 | Existing | RYB |  | TX | CLOSED | CLOSED | LINK |  | 11 kV |  | 18/08/1980 | [7 empty] | SG RAMBAI NO 1 | Unknown | Unknown | NO | NONE | DISTRIBUTION | TNB | KUALA SELANGOR | NO | Unknown |  |  |  | NO | [8 empty] | S00068 | NO | [7 empty] | 3
379916000 | R06198 |  |  |  | BKSL/PCE/J00586/MBRMU | 300346247 | Existing | RYB |  |  | CLOSED | CLOSED | LINK |  | 11 kV |  | 17/07/2003 |  |  |  |  | TAMCO |  |  | KLINIK KESIHATAN B/BERJUNTAI | Unknown | Unknown | NO | NONE | DISTRIBUTION | TNB | KUALA SELANGOR | NO | Unknown |  |  |  | NO | [8 empty] | R06198 | NO | [7 empty] | 3
379916017 | R06201 |  |  |  | BKSL/PCE/J00586/MBRMU | 300346247 | Existing | RYB |  |  | CLOSED | CLOSED | LINK |  | 11 kV |  | 17/07/2003 |  |  |  |  | TAMCO |  |  | KLINIK KESIHATAN B/BERJUNTAI | Unknown | Unknown | NO | NONE | DISTRIBUTION | TNB | KUALA SELANGOR | NO | Unknown |  |  |  | NO | [8 empty] | R06201 | NO | [7 empty] | 3
379916354 | R01902 |  |  |  | BKSL/PCE/J00504/MBRMU | 300313215 | Existing | RYB |  |  | CLOSED | CLOSED | LINK |  | 11 kV |  | 19/04/1987 |  |  |  |  | TAMCO |  |  | SIME HYUNDAI | Unknown | Unknown | NO | NONE | DISTRIBUTION | TNB | KUALA SELANGOR | NO | Unknown |  |  |  | NO | [8 empty] | R01902 | NO | [7 empty] | 3
379916360 | R01903 |  |  |  | BKSL/PCE/J00504/MBRMU | 300313215 | Existing | RYB |  |  | CLOSED | CLOSED | LINK |  | 11 kV |  | 19/04/1987 |  |  |  |  | TAMCO |  |  | SIME HYUNDAI | Unknown | Unknown | NO | NONE | DISTRIBUTION | TNB | KUALA SELANGOR | NO | Unknown |  |  |  | NO | [8 empty] | R01903 | NO | [7 empty] | 3
379916365 | R06915 |  |  |  | BKSL/PCE/J00504/MBRMU | 300313215 | Existing | RYB |  |  | CLOSED | CLOSED | LINK |  | 11 kV |  | 19/04/1987 |  |  |  |  | TAMCO |  |  | SIME HYUNDAI | Unknown | Unknown | NO | NONE | DISTRIBUTION | TNB | KUALA SELANGOR | NO | Unknown |  |  |  | NO | [8 empty] | R06915 | NO | [7 empty] | 3
379916396 | R05958 |  |  |  | BKSL/PCE/J00557/MBRMU | 300313299 | Existing | RYB |  |  | CLOSED | CLOSED | LINK |  | 11 kV |  | 28/06/2003 |  |  |  |  | INDKOM |  |  | LOJI AIR RANTAU PANJANG | Unknown | Unknown | NO | NONE | DISTRIBUTION | TNB | KUALA SELANGOR | NO | Unknown |  |  |  | NO | [8 empty] | R05958 | NO | [7 empty] | 3
379916401 | R05956 |  |  |  | BKSL/PCE/J00557/MBRMU | 300313299 | Existing | RYB |  |  | OPEN | CLOSED | LINK |  | 11 kV |  | 28/06/2003 |  |  |  |  | INDKOM |  |  | LOJI AIR RANTAU PANJANG | Unknown | Unknown | NO | NONE | DISTRIBUTION | TNB | KUALA SELANGOR | NO | Unknown |  |  |  | NO | [8 empty] | R05956 | NO | [7 empty] | 3
379916584 | S05558 |  |  |  | BKSL/PCE/J00612/MBRMU | 300345364 | Existing | RYB |  |  | CLOSED | CLOSED | LINK |  | 11 kV |  | 26/06/2006 |  |  |  |  | TAMCO |  |  | TANAMARAN NO.1 | Unknown | Unknown | NO | NONE | DISTRIBUTION | TNB | KUALA SELANGOR | NO | Unknown |  |  |  | NO | [8 empty] | S05558 | NO | [7 empty] | 3
379916589 | S05560 |  |  |  | BKSL/PCE/J00612/MBRMU | 300345364 | Existing | RYB |  |  | CLOSED | CLOSED | LINK |  | 11 kV |  | 26/06/2006 |  |  |  |  | TAMCO |  |  | TANAMARAN NO.1 | Unknown | Unknown | NO | NONE | DISTRIBUTION | TNB | KUALA SELANGOR | NO | Unknown |  |  |  | NO | [8 empty] | S05560 | NO | [7 empty] | 3
379916682 | S00512 |  |  |  | BKSL/PCE/J00234/MBRMU | 300313399 | Existing | RYB |  |  | CLOSED | CLOSED | LINK |  | 11 kV |  | 28/06/1984 | [7 empty] | SW/STN BKT TALANG | Unknown | Unknown | NO | NONE | DISTRIBUTION | TNB | KUALA SELANGOR | NO | Unknown |  |  |  | NO | [8 empty] | S00512 | NO | [7 empty] | 3
379916690 | S00513 |  |  |  | BKSL/PCE/J00234/MBRMU | 300313399 | Existing | RYB |  |  | CLOSED | CLOSED | LINK |  | 11 kV |  | 28/06/1984 | [7 empty] | SW/STN BKT TALANG | Unknown | Unknown | NO | NONE | DISTRIBUTION | TNB | KUALA SELANGOR | NO | Unknown |  |  |  | NO | [8 empty] | S00513 | NO | [7 empty] | 3
379916697 | S00514 |  |  |  | BKSL/PCE/J00234/MBRMU | 300313399 | Existing | RYB |  |  | CLOSED | CLOSED | LINK |  | 11 kV |  | 28/06/1984 | [7 empty] | SW/STN BKT TALANG | Unknown | Unknown | NO | NONE | DISTRIBUTION | TNB | KUALA SELANGOR | NO | Unknown |  |  |  | NO | [8 empty] | S00514 | NO | [7 empty] | 3
379916858 | R05331 |  |  |  | BKSL/PCE/J00477/MBRMU | 300346209 | Existing | RYB |  |  | CLOSED | CLOSED | LINK |  | 11 kV |  | 20/05/2008 | [7 empty] | HANG TUAH | Unknown | Unknown | NO | NONE | DISTRIBUTION | TNB | KUALA SELANGOR | NO | Unknown |  |  |  | NO | [8 empty] | R05331 | NO | [7 empty] | 3
379916863 | R01895 |  |  |  | BKSL/PCE/J00477/MBRMU | 300346209 | Existing | RYB |  |  | CLOSED | CLOSED | LINK |  | 11 kV |  | 20/05/2008 | [7 empty] | HANG TUAH | Unknown | Unknown | NO | NONE | DISTRIBUTION | TNB | KUALA SELANGOR | NO | Unknown |  |  |  | NO | [8 empty] | R01895 | NO | [7 empty] | 3
379917248 | R01858 |  |  |  | BKSL/PCE/J00479/MBRMU | 300313354 | Existing | RYB |  |  | CLOSED | CLOSED | LINK |  | 11 kV |  | 17/07/2004 |  |  |  |  | MERLIN GERIN |  |  | BALAI POLIS BATANG BEJUNTAI | Unknown | Unknown | NO | NONE | DISTRIBUTION | TNB | KUALA SELANGOR | NO | Unknown |  |  |  | NO | [8 empty] | R01858 | NO | [7 empty] | 3
379917253 | R01859 |  |  |  | BKSL/PCE/J00479/MBRMU | 300313354 | Existing | RYB |  |  | CLOSED | CLOSED | LINK |  | 11 kV |  | 17/07/2004 |  |  |  |  | MERLIN GERIN |  |  | BALAI POLIS BATANG BEJUNTAI | Unknown | Unknown | NO | NONE | DISTRIBUTION | TNB | KUALA SELANGOR | NO | Unknown |  |  |  | NO | [8 empty] | R01859 | NO | [7 empty] | 3
379917344 | R05366 |  |  |  | BKSL/PCE/J00570/MBRMU | 300313349 | Existing | RYB |  |  | CLOSED | CLOSED | LINK |  | 11 kV |  | 26/06/2002 |  |  |  |  | MERLIN GERIN |  |  | TMN SRI BISTARI | Unknown | Unknown | NO | NONE | DISTRIBUTION | TNB | KUALA SELANGOR | NO | Unknown |  |  |  | NO | [8 empty] | R05366 | NO | [7 empty] | 3
379917349 | R05364 |  |  |  | BKSL/PCE/J00570/MBRMU | 300313349 | Existing | RYB |  |  | CLOSED | CLOSED | LINK |  | 11 kV |  | 26/06/2002 |  |  |  |  | MERLIN GERIN |  |  | TMN SRI BISTARI | Unknown | Unknown | NO | NONE | DISTRIBUTION | TNB | KUALA SELANGOR | NO | Unknown |  |  |  | NO | [8 empty] | R05364 | NO | [7 empty] | 3
379917446 | R01868 |  |  |  | BKSL/PCE/J00471/MBRMU | 300313312 | Existing | RYB |  |  | CLOSED | CLOSED | LINK |  | 11 kV |  | 20/09/1996 |  |  |  |  | TAMCO |  |  | HWA TEH | Unknown | Unknown | NO | NONE | DISTRIBUTION | TNB | KUALA SELANGOR | NO | Unknown |  |  |  | NO | [8 empty] | R01868 | NO | [7 empty] | 3
379917451 | R01866 |  |  |  | BKSL/PCE/J00471/MBRMU | 300313312 | Existing | RYB |  | R08091 BRIGHTWAY SG DARAH | CLOSED | CLOSED | LINK |  | 11 kV |  | 20/09/1996 |  |  |  |  | TAMCO |  |  | HWA TEH | Unknown | Unknown | NO | NONE | DISTRIBUTION | TNB | KUALA SELANGOR | NO | Unknown |  |  |  | NO | [8 empty] | R01866 | NO | [7 empty] | 3
379917542 | R05047 |  |  |  | BKSL/PCE/J00469/MBRMU | 300313305 | Existing | RYB |  | R08093 BRIGHTWAY SG DARAH | CLOSED | CLOSED | LINK |  | 11 kV |  | 18/08/2004 |  |  |  |  | VEI |  |  | TMN SULUH BESTARI | Unknown | Unknown | NO | NONE | DISTRIBUTION | TNB | KUALA SELANGOR | NO | Unknown |  |  |  | NO | [8 empty] | R05047 | NO | [7 empty] | 3
379917547 | R05049 |  |  |  | BKSL/PCE/J00469/MBRMU | 300313305 | Existing | RYB |  |  | CLOSED | CLOSED | LINK |  | 11 kV |  | 18/08/2004 |  |  |  |  | VEI |  |  | TMN SULUH BESTARI | Unknown | Unknown | NO | NONE | DISTRIBUTION | TNB | KUALA SELANGOR | NO | Unknown |  |  |  | NO | [8 empty] | R05049 | NO | [7 empty] | 3
379917731 | R06002 |  |  |  | BKSL/PCE/J00470/MBRMU | 300313303 | Existing | RYB |  |  | CLOSED | CLOSED | LINK |  | 11 kV |  | 2003-11-07 |  |  |  |  | INDKOM |  |  | FRUIT VALLEY | Unknown | Unknown | NO | NONE | DISTRIBUTION | TNB | KUALA SELANGOR | NO | Unknown |  |  |  | NO | [8 empty] | R06002 | NO | [7 empty] | 3
379917748 | R05050 |  |  |  | BKSL/PCE/J00470/MBRMU | 300313303 | Existing | RYB |  |  | CLOSED | CLOSED | LINK |  | 11 kV |  | 2003-11-07 |  |  |  |  | INDKOM |  |  | FRUIT VALLEY | Unknown | Unknown | NO | NONE | DISTRIBUTION | TNB | KUALA SELANGOR | NO | Unknown |  |  |  | NO | [8 empty] | R05050 | NO | [7 empty] | 3
379917905 | R03845 |  |  |  | BKSL/PCE/J00474/MBRMU | 300313325 | Existing | RYB |  |  | CLOSED | CLOSED | LINK |  | 11 kV |  | 14/02/1989 |  |  |  |  | INDKOM |  |  | FISH POND NO 2 | Unknown | Unknown | NO | NONE | DISTRIBUTION | TNB | KUALA SELANGOR | NO | Unknown |  |  |  | NO | [8 empty] | R03845 | NO | [7 empty] | 3
379917910 | R03844 |  |  |  | BKSL/PCE/J00474/MBRMU | 300313325 | Existing | RYB |  |  | CLOSED | CLOSED | LINK |  | 11 kV |  | 14/02/1989 |  |  |  |  | INDKOM |  |  | FISH POND NO 2 | Unknown | Unknown | NO | NONE | DISTRIBUTION | TNB | KUALA SELANGOR | NO | Unknown |  |  |  | NO | [8 empty] | R03844 | NO | [7 empty] | 3
379917999 | S01544 |  |  |  | BKSL/PCE/J00227/MBRMU | 300313369 | Existing | RYB |  |  | CLOSED | CLOSED | LINK |  | 11 kV |  | 1987-11-10 | [7 empty] | LDG TERNAK AYAM JLN RAJA MUSA | Unknown | Unknown | NO | NONE | DISTRIBUTION | TNB | KUALA SELANGOR | NO | Unknown |  |  |  | NO | [8 empty] | S01544 | NO | [7 empty] | 3
379918004 | S01546 |  |  |  | BKSL/PCE/J00227/MBRMU | 300313369 | Existing | RYB |  |  | CLOSED | CLOSED | LINK |  | 11 kV |  | 1987-11-10 | [7 empty] | LDG TERNAK AYAM JLN RAJA MUSA | Unknown | Unknown | NO | NONE | DISTRIBUTION | TNB | KUALA SELANGOR | NO | Unknown |  |  |  | NO | [8 empty] | S01546 | NO | [7 empty] | 3
379918093 | S00519 |  |  |  | BKSL/PCE/J00226/MBRMU | 300343262 | Existing | RYB |  |  | CLOSED | CLOSED | LINK |  | 11 kV |  | 18/08/2010 |  |  |  |  | TAMCO |  |  | PERMATA CITRA | Unknown | Unknown | NO | NONE | DISTRIBUTION | TNB | KUALA SELANGOR | NO | Unknown |  |  |  | NO | [8 empty] | S00519 | NO | [7 empty] | 3
379918098 | S00518 |  |  |  | BKSL/PCE/J00226/MBRMU | 300343262 | Existing | RYB |  |  | CLOSED | CLOSED | LINK |  | 11 kV |  | 18/08/2010 |  |  |  |  | TAMCO |  |  | PERMATA CITRA | Unknown | Unknown | NO | NONE | DISTRIBUTION | TNB | KUALA SELANGOR | NO | Unknown |  |  |  | NO | [8 empty] | S00518 | NO | [7 empty] | 3
379918187 | S01539 |  |  |  | BKSL/PCE/J00281/MBRMU | 300313386 | Existing | RYB |  |  | CLOSED | CLOSED | LINK |  | 11 kV |  | 15/12/2004 |  |  |  |  | TAMCO |  |  | TMN AGROTEKNOLOGI | Unknown | Unknown | NO | NONE | DISTRIBUTION | TNB | KUALA SELANGOR | NO | Unknown |  |  |  | NO | [8 empty] | S01539 | NO | [7 empty] | 3
379918192 | S01541 |  |  |  | BKSL/PCE/J00281/MBRMU | 300313386 | Existing | RYB |  |  | CLOSED | CLOSED | LINK |  | 11 kV |  | 15/12/2004 |  |  |  |  | TAMCO |  |  | TMN AGROTEKNOLOGI | Unknown | Unknown | NO | NONE | DISTRIBUTION | TNB | KUALA SELANGOR | NO | Unknown |  |  |  | NO | [8 empty] | S01541 | NO | [7 empty] | 3
379918281 | S00516 |  |  |  | BKSL/PCE/J00225/MBRMU | 300313396 | Existing | RYB |  |  | CLOSED | CLOSED | LINK |  | 11 kV |  | 19/04/1991 | [7 empty] | LDG BKT TALANG | Unknown | Unknown | NO | NONE | DISTRIBUTION | TNB | KUALA SELANGOR | NO | Unknown |  |  |  | NO | [8 empty] | S00516 | NO | [7 empty] | 3
379918286 | S00515 |  |  |  | BKSL/PCE/J00225/MBRMU | 300313396 | Existing | RYB |  |  | OPEN | CLOSED | LINK |  | 11 kV |  | 19/04/1991 | [7 empty] | LDG BKT TALANG | Unknown | Unknown | NO | NONE | DISTRIBUTION | TNB | KUALA SELANGOR | NO | Unknown |  |  |  | NO | [8 empty] | S00515 | NO | [7 empty] | 3
379918472 | S01536 |  |  |  | BKSL/PCE/J00224/MBRMU | 300343266 | Existing | RYB |  |  | CLOSED | CLOSED | LINK |  | 11 kV |  | 27/11/2011 |  |  |  |  | TAMCO |  |  | PKNS RAJA MUSA (TMN RAJA MUSA) | Unknown | Unknown | NO | NONE | DISTRIBUTION | TNB | KUALA SELANGOR | NO | Unknown |  |  |  | NO | [8 empty] | S01536 | NO | [7 empty] | 3
379918476 | S01538 |  |  |  | BKSL/PCE/J00224/MBRMU | 300343266 | Existing | RYB |  |  | CLOSED | CLOSED | LINK |  | 11 kV |  | 27/11/2011 |  |  |  |  | TAMCO |  |  | PKNS RAJA MUSA (TMN RAJA MUSA) | Unknown | Unknown | NO | NONE | DISTRIBUTION | TNB | KUALA SELANGOR | NO | Unknown |  |  |  | NO | [8 empty] | S01538 | NO | [7 empty] | 3
379918493 | S05798 |  |  |  | BKSL/PCE/J00224/MBRMU | 300343266 | Existing | RYB |  |  | CLOSED | CLOSED | LINK |  | 11 kV |  | 27/11/2011 |  |  |  |  | TAMCO |  |  | PKNS RAJA MUSA (TMN RAJA MUSA) | Unknown | Unknown | NO | NONE | DISTRIBUTION | TNB | KUALA SELANGOR | NO | Unknown |  |  |  | NO | [8 empty] | S05798 | NO | [7 empty] | 3
379918576 | S05402 |  |  |  | BKSL/PCE/J00541/MBRMU | 300313619 | Existing | RYB |  |  | CLOSED | CLOSED | LINK |  | 11 kV |  | 2008-10-12 |  |  |  |  | MERLIN GERIN |  |  | LDG GUTHREY BKT TALANG | Unknown | Unknown | NO | NONE | DISTRIBUTION | TNB | KUALA SELANGOR | NO | Unknown |  |  |  | NO | [8 empty] | S05402 | NO | [7 empty] | 3
379918581 | S05404 |  |  |  | BKSL/PCE/J00541/MBRMU | 300313619 | Existing | RYB |  |  | CLOSED | CLOSED | LINK |  | 11 kV |  | 2008-10-12 |  |  |  |  | MERLIN GERIN |  |  | LDG GUTHREY BKT TALANG | Unknown | Unknown | NO | NONE | DISTRIBUTION | TNB | KUALA SELANGOR | NO | Unknown |  |  |  | NO | [8 empty] | S05404 | NO | [7 empty] | 3
379918670 | S00511 |  |  |  | BKSL/PCE/J00223/MBRMU | 300343268 | Existing | RYB |  |  | CLOSED | CLOSED | LINK |  | 11 kV |  | 2011-10-12 |  |  |  |  | TAMCO |  |  | RJ MUSA NO 2(ESTATE) | Unknown | Unknown | NO | NONE | DISTRIBUTION | TNB | KUALA SELANGOR | NO | Unknown |  |  |  | NO | [8 empty] | S00511 | NO | [7 empty] | 3
379918675 | S00509 |  |  |  | BKSL/PCE/J00223/MBRMU | 300343268 | Existing | RYB |  |  | CLOSED | CLOSED | LINK |  | 11 kV |  | 2011-10-12 |  |  |  |  | TAMCO |  |  | RJ MUSA NO 2(ESTATE) | Unknown | Unknown | NO | NONE | DISTRIBUTION | TNB | KUALA SELANGOR | NO | Unknown |  |  |  | NO | [8 empty] | S00509 | NO | [7 empty] | 3
379918768 | S00506 |  |  |  | BKSL/PCE/J00222/MBRMU | 300343269 | Existing | RYB |  |  | CLOSED | CLOSED | LINK |  | 11 kV |  | 14/02/2010 | [7 empty] | RJ MUSA NO 1 (TMN MANICKAVASAGAM) | Unknown | Unknown | NO | NONE | DISTRIBUTION | TNB | KUALA SELANGOR | NO | Unknown |  |  |  | NO | [8 empty] | S00506 | NO | [7 empty] | 3
379918776 | S00508 |  |  |  | BKSL/PCE/J00222/MBRMU | 300343269 | Existing | RYB |  |  | CLOSED | CLOSED | LINK |  | 11 kV |  | 14/02/2010 | [7 empty] | RJ MUSA NO 1 (TMN MANICKAVASAGAM) | Unknown | Unknown | NO | NONE | DISTRIBUTION | TNB | KUALA SELANGOR | NO | Unknown |  |  |  | NO | [8 empty] | S00508 | NO | [7 empty] | 3
379918783 | S01641 |  |  |  | BKSL/PCE/J00222/MBRMU | 300343269 | Existing | RYB |  | S01652 KONG LEE ENG FARM | OPEN | CLOSED | LINK |  | 11 kV |  | 14/02/2010 | [7 empty] | RJ MUSA NO 1 (TMN MANICKAVASAGAM) | Unknown | Unknown | NO | NONE | DISTRIBUTION | TNB | KUALA SELANGOR | NO | Unknown |  |  |  | NO | [8 empty] | S01641 | NO | [7 empty] | 3
379918949 | S00504 |  |  |  | BKSL/PCE/J00236/MBRMU1 | 300242571 | Existing | RYB |  |  | CLOSED | CLOSED | LINK |  | 11 kV |  | 14/02/1997 |  |  |  |  | VEI |  |  | SW/STN RJ MUSA | Unknown | Unknown | NO | NONE | DISTRIBUTION | TNB | KUALA SELANGOR | NO | Unknown |  |  |  | NO | [8 empty] | S00504 | NO | [7 empty] | 3
379918953 | S00503 |  |  |  | BKSL/PCE/J00236/MBRMU1 | 300242571 | Existing | RYB |  |  | CLOSED | CLOSED | LINK |  | 11 kV |  | 14/02/1997 |  |  |  |  | VEI |  |  | SW/STN RJ MUSA | Unknown | Unknown | NO | NONE | DISTRIBUTION | TNB | KUALA SELANGOR | NO | Unknown |  |  |  | NO | [8 empty] | S00503 | NO | [7 empty] | 3
379918970 | S01643 |  |  |  | BKSL/PCE/J00236/MBRMU1 | 300242571 | Existing | RYB |  |  | OPEN | CLOSED | LINK |  | 11 kV |  | 14/02/1997 |  |  |  |  | VEI |  |  | SW/STN RJ MUSA | Unknown | Unknown | NO | NONE | DISTRIBUTION | TNB | KUALA SELANGOR | NO | Unknown |  |  |  | NO | [8 empty] | S01643 | NO | [7 empty] | 3
379919058 | R06099 |  |  |  | BKSL/PCE/J00583/MBRMU | 300313076 | Existing | RYB |  |  | CLOSED | CLOSED | LINK |  | 11 kV |  | 1976-11-07 |  |  |  |  | TAMCO |  |  | SW/STN SIME DARBY NO 2 | Unknown | Unknown | NO | NONE | DISTRIBUTION | TNB | KUALA SELANGOR | NO | Unknown |  |  |  | NO | [8 empty] | R06099 | NO | [7 empty] | 3
379919064 | R06101 |  |  |  | BKSL/PCE/J00583/MBRMU | 300313076 | Existing | RYB |  |  | CLOSED | CLOSED | LINK |  | 11 kV |  | 1976-11-07 |  |  |  |  | TAMCO |  |  | SW/STN SIME DARBY NO 2 | Unknown | Unknown | NO | NONE | DISTRIBUTION | TNB | KUALA SELANGOR | NO | Unknown |  |  |  | NO | [8 empty] | R06101 | NO | [7 empty] | 3
379919069 | R06100 |  |  |  | BKSL/PCE/J00583/MBRMU | 300313076 | Existing | RYB |  |  | CLOSED | CLOSED | LINK |  | 11 kV |  | 1976-11-07 |  |  |  |  | TAMCO |  |  | SW/STN SIME DARBY NO 2 | Unknown | Unknown | NO | NONE | DISTRIBUTION | TNB | KUALA SELANGOR | NO | Unknown |  |  |  | NO | [8 empty] | R06100 | NO | [7 empty] | 3
379919077 | S00505 |  |  |  | BKSL/PCE/J00236/MBRMU1 | 300242571 | Existing | RYB |  |  | CLOSED | CLOSED | LINK |  | 11 kV |  | 14/02/1997 |  |  |  |  | VEI |  |  | SW/STN RJ MUSA | Unknown | Unknown | NO | NONE | DISTRIBUTION | TNB | KUALA SELANGOR | Unknown |  |  |  |  | NO | [8 empty] | S00505 | NO | [7 empty] | 3
379919181 | S00494 |  |  |  | BKSL/PCE/J00243/MBS00494 | 300022921 | Existing | RYB |  |  | CLOSED | CLOSED | LINK |  | 11 kV |  | 26/06/1966 |  |  |  |  | VEI |  |  | PKNS BKT BELIMBING (R/MURAH) | Unknown | Unknown | NO | NONE | DISTRIBUTION | TNB | KUALA SELANGOR | NO | Unknown |  |  |  | NO | [8 empty] | S00494 | NO | [7 empty] | 3
379919202 | S00495 |  |  |  | BKSL/PCE/J00243/MBS00494 | 300022921 | Existing | RYB |  |  | CLOSED | CLOSED | LINK |  | 11 kV |  | 26/06/1966 |  |  |  |  | VEI |  |  | PKNS BKT BELIMBING (R/MURAH) | Unknown | Unknown | NO | NONE | DISTRIBUTION | TNB | KUALA SELANGOR | NO | Unknown |  |  |  | NO | [8 empty] | S00495 | NO | [7 empty] | 3
379919283 | S00491 |  |  |  | BKSL/PCE/J00242/MBRMU | 300313624 | Existing | RYB |  |  | CLOSED | CLOSED | LINK |  | 11 kV |  | 26/06/2009 |  |  |  |  | TAMCO |  |  | TOK 4 MAJID | Unknown | Unknown | NO | NONE | DISTRIBUTION | TNB | KUALA SELANGOR | NO | Unknown |  |  |  | NO | [8 empty] | S00491 | NO | [7 empty] | 3
379919288 | S00493 |  |  |  | BKSL/PCE/J00242/MBRMU | 300313624 | Existing | RYB |  |  | CLOSED | CLOSED | LINK |  | 11 kV |  | 26/06/2009 |  |  |  |  | TAMCO |  |  | TOK 4 MAJID | Unknown | Unknown | NO | NONE | DISTRIBUTION | TNB | KUALA SELANGOR | NO | Unknown |  |  |  | NO | [8 empty] | S00493 | NO | [7 empty] | 3
379919377 | S00490 |  |  |  | BKSL/PCE/J00240/MB002 | 300022907 | Existing | RYB |  |  | CLOSED | CLOSED | LINK |  | 11 kV |  | 20/05/1984 |  |  |  |  | MERLIN GERIN |  |  | GOODWILL COCONUT | Unknown | Unknown | NO | NONE | DISTRIBUTION | TNB | KUALA SELANGOR | NO | Unknown |  |  |  | NO | [8 empty] | S00490 | NO | [7 empty] | 3
379919382 | S00488 |  |  |  | BKSL/PCE/J00240/MB002 | 300022907 | Existing | RYB |  |  | CLOSED | CLOSED | LINK |  | 11 kV |  | 20/05/1984 |  |  |  |  | MERLIN GERIN |  |  | GOODWILL COCONUT | Unknown | Unknown | NO | NONE | DISTRIBUTION | TNB | KUALA SELANGOR | NO | Unknown |  |  |  | NO | [8 empty] | S00488 | NO | [7 empty] | 3
379919471 | S05689 |  |  |  | BKSL/PCE/J00554/MBRMU1 | 300343345 | Existing | RYB |  |  | CLOSED | CLOSED | LINK |  | 11 kV |  | 20/09/1998 |  |  |  |  | TAMCO |  |  | FA HERB | Unknown | Unknown | NO | NONE | DISTRIBUTION | TNB | KUALA SELANGOR | NO | Unknown |  |  |  | NO | [8 empty] | S05689 | NO | [7 empty] | 3
379919476 | S05691 |  |  |  | BKSL/PCE/J00554/MBRMU1 | 300343345 | Existing | RYB |  |  | CLOSED | CLOSED | LINK |  | 11 kV |  | 20/09/1998 |  |  |  |  | TAMCO |  |  | FA HERB | Unknown | Unknown | NO | NONE | DISTRIBUTION | TNB | KUALA SELANGOR | NO | Unknown |  |  |  | NO | [8 empty] | S05691 | NO | [7 empty] | 3
379919565 | S01559 |  |  |  | BKSL/PCE/J00339/MBRMU1 | 300241018 | Existing | RYB |  |  | CLOSED | CLOSED | LINK |  | 11 kV |  | 18/03/1993 | [7 empty] | TMN MENGKUANG | Unknown | Unknown | NO | NONE | DISTRIBUTION | TNB | KUALA SELANGOR | NO | Unknown |  |  |  | NO | [8 empty] | S01559 | NO | [7 empty] | 3
379919570 | S01558 |  |  |  | BKSL/PCE/J00339/MBRMU1 | 300241018 | Existing | RYB |  |  | CLOSED | CLOSED | LINK |  | 11 kV |  | 18/03/1993 | [7 empty] | TMN MENGKUANG | Unknown | Unknown | NO | NONE | DISTRIBUTION | TNB | KUALA SELANGOR | NO | Unknown |  |  |  | NO | [8 empty] | S01558 | NO | [7 empty] | 3
379919662 | S00482 |  |  |  | BKSL/PCE/J00255/MBRMU | 300313628 | Existing | RYB |  |  | CLOSED | CLOSED | LINK |  | 11 kV |  | 2007-11-10 |  |  |  |  | TAMCO |  |  | SW/STN BKT BELIMBING | Unknown | Unknown | NO | NONE | DISTRIBUTION | TNB | KUALA SELANGOR | NO | Unknown |  |  |  | NO | [8 empty] | S00482 | NO | [7 empty] | 3
379919666 | S00483 |  |  |  | BKSL/PCE/J00255/MBRMU | 300313628 | Existing | RYB |  |  | CLOSED | CLOSED | LINK |  | 11 kV |  | 2007-11-10 |  |  |  |  | TAMCO |  |  | SW/STN BKT BELIMBING | Unknown | Unknown | NO | NONE | DISTRIBUTION | TNB | KUALA SELANGOR | NO | Unknown |  |  |  | NO | [8 empty] | S00483 | NO | [7 empty] | 3
379919683 | S00485 |  |  |  | BKSL/PCE/J00255/MBRMU | 300313628 | Existing | RYB |  |  | CLOSED | CLOSED | LINK |  | 11 kV |  | 2007-11-10 |  |  |  |  | TAMCO |  |  | SW/STN BKT BELIMBING | Unknown | Unknown | NO | NONE | DISTRIBUTION | TNB | KUALA SELANGOR | NO | Unknown |  |  |  | NO | [8 empty] | S00485 | NO | [7 empty] | 3
379919860 | S01566 |  |  |  | BKSL/PCE/J00245/MB01 | 300022933 | Existing | RYB |  |  | CLOSED | CLOSED | LINK |  | 11 kV |  | 18/08/2002 |  |  |  |  | TAMCO |  |  | KELIP-KELIP BKT BELIMBING | Unknown | Unknown | NO | NONE | DISTRIBUTION | TNB | KUALA SELANGOR | NO | Unknown |  |  |  | NO | [8 empty] | S01566 | NO | [7 empty] | 3
379919865 | S01568 |  |  |  | BKSL/PCE/J00245/MB01 | 300022933 | Existing | RYB |  |  | CLOSED | CLOSED | LINK |  | 11 kV |  | 18/08/2002 |  |  |  |  | TAMCO |  |  | KELIP-KELIP BKT BELIMBING | Unknown | Unknown | NO | NONE | DISTRIBUTION | TNB | KUALA SELANGOR | NO | Unknown |  |  |  | NO | [8 empty] | S01568 | NO | [7 empty] | 3
379919954 | S00498 |  |  |  | BKSL/PCE/J00246/MBRMU | 300313623 | Existing | RYB |  |  | CLOSED | CLOSED | LINK |  | 11 kV |  | 20/05/2008 |  |  |  |  | MERLIN GERIN |  |  | INNOBRIDE NO 6 | Unknown | Unknown | NO | NONE | DISTRIBUTION | TNB | KUALA SELANGOR | NO | Unknown |  |  |  | NO | [8 empty] | S00498 | NO | [7 empty] | 3
379919959 | S00500 |  |  |  | BKSL/PCE/J00246/MBRMU | 300313623 | Existing | RYB |  |  | CLOSED | CLOSED | LINK |  | 11 kV |  | 20/05/2008 |  |  |  |  | MERLIN GERIN |  |  | INNOBRIDE NO 6 | Unknown | Unknown | NO | NONE | DISTRIBUTION | TNB | KUALA SELANGOR | NO | Unknown |  |  |  | NO | [8 empty] | S00500 | NO | [7 empty] | 3
379920048 | S00501 | [5 empty] | Existing | RYB |  |  | CLOSED | CLOSED | LINK |  | 11 kV | [9 empty] | LUBOK PASANGAN | Unknown | Unknown | NO | NONE | DISTRIBUTION | TNB | KUALA SELANGOR | NO | Unknown |  |  |  | NO | [8 empty] | S00501 | NO | [7 empty] | 3
379920053 | SPARE | [5 empty] | Existing | RYB |  |  | OPEN | CLOSED | LINK |  | 11 kV | [9 empty] | LUBOK PASANGAN | Unknown | Unknown | NO | NONE | DISTRIBUTION | TNB | KUALA SELANGOR | NO | Unknown |  |  |  | NO | [8 empty] | SPARE | NO | [7 empty] | 3
379920142 | R01898 |  |  |  | BKSL/PCE/J00476/MBRMU | 300313100 | Existing | RYB |  |  | CLOSED | CLOSED | LINK |  | 11 kV |  | 14/02/1990 |  |  |  |  | TAMCO |  |  | QUARTERS TENNAMARAN | Unknown | Unknown | NO | NONE | DISTRIBUTION | TNB | KUALA SELANGOR | NO | Unknown |  |  |  | NO | [8 empty] | R01898 | NO | [7 empty] | 3
379920147 | R01896 |  |  |  | BKSL/PCE/J00476/MBRMU | 300313100 | Existing | RYB |  |  | CLOSED | CLOSED | LINK |  | 11 kV |  | 14/02/1990 |  |  |  |  | TAMCO |  |  | QUARTERS TENNAMARAN | Unknown | Unknown | NO | NONE | DISTRIBUTION | TNB | KUALA SELANGOR | NO | Unknown |  |  |  | NO | [8 empty] | R01896 | NO | [7 empty] | 3
379993239 | S01017 |  |  |  | BKSL/PCE/J00702/MBRMU | 300344569 | Existing | RYB |  |  | CLOSED | CLOSED | LINK |  | 11 kV |  | 19/04/2006 |  |  |  |  | TAMCO |  |  | PADAT RUMAH PAM JBA PUNCAK ALAM | Unknown | Unknown | NO | NONE | DISTRIBUTION | TNB | KUALA SELANGOR | NO | Unknown |  |  |  | NO | [8 empty] | S01017 | NO | [7 empty] | 3
379993244 | S01015 |  |  |  | BKSL/PCE/J00702/MBRMU | 300344569 | Existing | RYB |  |  | CLOSED | CLOSED | LINK |  | 11 kV |  | 19/04/2006 |  |  |  |  | TAMCO |  |  | PADAT RUMAH PAM JBA PUNCAK ALAM | Unknown | Unknown | NO | NONE | DISTRIBUTION | TNB | KUALA SELANGOR | NO | Unknown |  |  |  | NO | [8 empty] | S01015 | NO | [7 empty] | 3
379993343 | S01028 |  |  |  | BKSL/PCE/J00703/MBRMU | 300344572 | Existing | RYB |  |  | CLOSED | CLOSED | LINK |  | 11 kV |  | 26/06/2006 | [7 empty] | SEK REN KEB PUNCAK ALAM | Unknown | Unknown | NO | NONE | DISTRIBUTION | TNB | KUALA SELANGOR | NO | Unknown |  |  |  | NO | [8 empty] | S01028 | NO | [7 empty] | 3
379993348 | S01639 |  |  |  | BKSL/PCE/J00703/MBRMU | 300344572 | Existing | RYB |  |  | CLOSED | CLOSED | LINK |  | 11 kV |  | 26/06/2006 | [7 empty] | SEK REN KEB PUNCAK ALAM | Unknown | Unknown | NO | NONE | DISTRIBUTION | TNB | KUALA SELANGOR | NO | Unknown |  |  |  | NO | [8 empty] | S01639 | NO | [7 empty] | 3
379993437 | S01030 |  |  |  | BKSL/PCE/J00704/MBRMU | 300344571 | Existing | RYB |  |  | CLOSED | CLOSED | LINK |  | 11 kV |  | 20/05/2006 | [7 empty] | SEK MEN KEB PUNCAK ALAM | Unknown | Unknown | NO | NONE | DISTRIBUTION | TNB | KUALA SELANGOR | NO | Unknown |  |  |  | NO | [8 empty] | S01030 | NO | [7 empty] | 3
379993442 | S01031 |  |  |  | BKSL/PCE/J00704/MBRMU | 300344571 | Existing | RYB |  |  | CLOSED | CLOSED | LINK |  | 11 kV |  | 20/05/2006 | [7 empty] | SEK MEN KEB PUNCAK ALAM | Unknown | Unknown | NO | NONE | DISTRIBUTION | TNB | KUALA SELANGOR | NO | Unknown |  |  |  | NO | [8 empty] | S01031 | NO | [7 empty] | 3
379993531 | S01033 |  |  |  | BKSL/PCE/J00705/MBRMU | 300344584 | Existing | RYB |  |  | CLOSED | CLOSED | LINK |  | 11 kV |  | 2006-11-10 | [7 empty] | ZON A1 FASA 2A PUNCAK ALAM | Unknown | Unknown | NO | NONE | DISTRIBUTION | TNB | KUALA SELANGOR | NO | Unknown |  |  |  | NO | [8 empty] | S01033 | NO | [7 empty] | 3
379993536 | S01036 |  |  |  | BKSL/PCE/J00705/MBRMU | 300344584 | Existing | RYB |  |  | CLOSED | CLOSED | LINK |  | 11 kV |  | 2006-11-10 | [7 empty] | ZON A1 FASA 2A PUNCAK ALAM | Unknown | Unknown | NO | NONE | DISTRIBUTION | TNB | KUALA SELANGOR | NO | Unknown |  |  |  | NO | [8 empty] | S01036 | NO | [7 empty] | 3
379993626 | S01040 |  |  |  | BKSL/PCE/J00706/MBRMU | 300344586 | Existing | RYB |  |  | CLOSED | CLOSED | LINK |  | 11 kV |  | 14/11/2006 | [7 empty] | ZON A2 FASA 2A PUNCAK ALAM | Unknown | Unknown | NO | NONE | DISTRIBUTION | TNB | KUALA SELANGOR | NO | Unknown |  |  |  | NO | [8 empty] | S01040 | NO | [7 empty] | 3
379993643 | S01037 |  |  |  | BKSL/PCE/J00706/MBRMU | 300344586 | Existing | RYB |  |  | CLOSED | CLOSED | LINK |  | 11 kV |  | 14/11/2006 | [7 empty] | ZON A2 FASA 2A PUNCAK ALAM | Unknown | Unknown | NO | NONE | DISTRIBUTION | TNB | KUALA SELANGOR | NO | Unknown |  |  |  | NO | [8 empty] | S01037 | NO | [7 empty] | 3
379993797 | S01041 |  |  |  | BKSL/PCE/J00707/MBRMU | 300344577 | Existing | RYB |  |  | CLOSED | CLOSED | LINK |  | 11 kV |  | 22/09/2006 | [7 empty] | ZON B FASA 2A PUNCAK ALAM | Unknown | Unknown | NO | NONE | DISTRIBUTION | TNB | KUALA SELANGOR | NO | Unknown |  |  |  | NO | [8 empty] | S01041 | NO | [7 empty] | 3
379993814 | S01044 |  |  |  | BKSL/PCE/J00707/MBRMU | 300344577 | Existing | RYB |  |  | CLOSED | CLOSED | LINK |  | 11 kV |  | 22/09/2006 | [7 empty] | ZON B FASA 2A PUNCAK ALAM | Unknown | Unknown | NO | NONE | DISTRIBUTION | TNB | KUALA SELANGOR | NO | Unknown |  |  |  | NO | [8 empty] | S01044 | NO | [7 empty] | 3
379993967 | S01047 |  |  |  | BKSL/PCE/J00708/MBRMU | 300346117 | Existing | RYB |  |  | CLOSED | CLOSED | LINK |  | 11 kV |  | 19/04/2006 |  |  |  |  | TAMCO |  |  | SEK REN KEB PUNCAK ALAM FASA 2 | Unknown | Unknown | NO | NONE | DISTRIBUTION | TNB | KUALA SELANGOR | NO | Unknown |  |  |  | NO | [8 empty] | S01047 | NO | [7 empty] | 3
379993972 | S01045 |  |  |  | BKSL/PCE/J00708/MBRMU | 300346117 | Existing | RYB |  |  | CLOSED | CLOSED | LINK |  | 11 kV |  | 19/04/2006 |  |  |  |  | TAMCO |  |  | SEK REN KEB PUNCAK ALAM FASA 2 | Unknown | Unknown | NO | NONE | DISTRIBUTION | TNB | KUALA SELANGOR | NO | Unknown |  |  |  | NO | [8 empty] | S01045 | NO | [7 empty] | 3
379994062 | S01051 |  |  |  | BKSL/PCE/J00710/MBRMU | 300346119 | Existing | RYB |  |  | CLOSED | CLOSED | LINK |  | 11 kV |  | 28/06/2006 | [7 empty] | ZON E FASA 2A PUNCAK ALAM | Unknown | Unknown | NO | NONE | DISTRIBUTION | TNB | KUALA SELANGOR | NO | Unknown |  |  |  | NO | [8 empty] | S01051 | NO | [7 empty] | 3
379994079 | S01048 |  |  |  | BKSL/PCE/J00710/MBRMU | 300346119 | Existing | RYB |  |  | CLOSED | CLOSED | LINK |  | 11 kV |  | 28/06/2006 | [7 empty] | ZON E FASA 2A PUNCAK ALAM | Unknown | Unknown | NO | NONE | DISTRIBUTION | TNB | KUALA SELANGOR | NO | Unknown |  |  |  | NO | [8 empty] | S01048 | NO | [7 empty] | 3
379994233 | S01055 |  |  |  | BKSL/PCE/J00709/MBRMU | 300346121 | Existing | RYB |  |  | CLOSED | CLOSED | LINK |  | 11 kV |  | 2006-11-07 | [7 empty] | ZON C FASA 2A PUNCAK ALAM | Unknown | Unknown | NO | NONE | DISTRIBUTION | TNB | KUALA SELANGOR | NO | Unknown |  |  |  | NO | [8 empty] | S01055 | NO | [7 empty] | 3
379994250 | S01052 |  |  |  | BKSL/PCE/J00709/MBRMU | 300346121 | Existing | RYB |  |  | CLOSED | CLOSED | LINK |  | 11 kV |  | 2006-11-07 | [7 empty] | ZON C FASA 2A PUNCAK ALAM | Unknown | Unknown | NO | NONE | DISTRIBUTION | TNB | KUALA SELANGOR | NO | Unknown |  |  |  | NO | [8 empty] | S01052 | NO | [7 empty] | 3
379994404 | S01087 |  |  |  | BKSL/PCE/J00711/MBRMU | 300346124 | Existing | RYB |  |  | CLOSED | CLOSED | LINK |  | 11 kV |  | 18/08/2006 |  |  |  |  | TAMCO |  |  | SHAH ALAM 2 NO.4 PUNCAK ALAM | Unknown | Unknown | NO | NONE | DISTRIBUTION | TNB | KUALA SELANGOR | NO | Unknown |  |  |  | NO | [8 empty] | S01087 | NO | [7 empty] | 3
379994421 | S01084 |  |  |  | BKSL/PCE/J00711/MBRMU | 300346124 | Existing | RYB |  |  | CLOSED | CLOSED | LINK |  | 11 kV |  | 18/08/2006 |  |  |  |  | TAMCO |  |  | SHAH ALAM 2 NO.4 PUNCAK ALAM | Unknown | Unknown | NO | NONE | DISTRIBUTION | TNB | KUALA SELANGOR | NO | Unknown |  |  |  | NO | [8 empty] | S01084 | NO | [7 empty] | 3
379994575 | S01080 |  |  |  | BKSL/PCE/J00713/MBRMU | 300346126 | Existing | RYB |  |  | CLOSED | CLOSED | LINK |  | 11 kV |  | 20/09/2006 |  |  |  |  | VEI |  |  | SHAH ALAM 2 NO.6 PUNCAK ALAM | Unknown | Unknown | NO | NONE | DISTRIBUTION | TNB | KUALA SELANGOR | NO | Unknown |  |  |  | NO | [8 empty] | S01080 | NO | [7 empty] | 3
379994592 | S01078 |  |  |  | BKSL/PCE/J00713/MBRMU | 300346126 | Existing | RYB |  |  | CLOSED | CLOSED | LINK |  | 11 kV |  | 20/09/2006 |  |  |  |  | VEI |  |  | SHAH ALAM 2 NO.6 PUNCAK ALAM | Unknown | Unknown | NO | NONE | DISTRIBUTION | TNB | KUALA SELANGOR | NO | Unknown |  |  |  | NO | [8 empty] | S01078 | NO | [7 empty] | 3
379994745 | S01081 |  |  |  | BKSL/PCE/J00712/MBRMU | 300346129 | Existing | RYB |  |  | CLOSED | CLOSED | LINK |  | 11 kV |  | 2011-10-10 |  |  |  |  | TAMCO |  |  | SHAH ALAM 2 NO.5 PUNCAK ALAM | Unknown | Unknown | NO | NONE | DISTRIBUTION | TNB | KUALA SELANGOR | NO | Unknown |  |  |  | NO | [8 empty] | S01081 | NO | [7 empty] | 3
379994750 | S01083 |  |  |  | BKSL/PCE/J00712/MBRMU | 300346129 | Existing | RYB |  |  | CLOSED | CLOSED | LINK |  | 11 kV |  | 2011-10-10 |  |  |  |  | TAMCO |  |  | SHAH ALAM 2 NO.5 PUNCAK ALAM | Unknown | Unknown | NO | NONE | DISTRIBUTION | TNB | KUALA SELANGOR | NO | Unknown |  |  |  | NO | [8 empty] | S01083 | NO | [7 empty] | 3
379994839 | S01680 |  |  |  | BKSL/PCE/J00714/MBRMU | 300346131 | Existing | RYB |  |  | CLOSED | CLOSED | LINK |  | 11 kV |  | 27/11/2010 |  |  |  |  | TOPRANK |  |  | SHAH ALAM 2 NO.7 PUNCAK ALAM | Unknown | Unknown | NO | NONE | DISTRIBUTION | TNB | KUALA SELANGOR | NO | Unknown |  |  |  | NO | [8 empty] | S01680 | NO | [7 empty] | 3
379994844 | S01678 |  |  |  | BKSL/PCE/J00714/MBRMU | 300346131 | Existing | RYB |  |  | CLOSED | CLOSED | LINK |  | 11 kV |  | 27/11/2010 |  |  |  |  | TOPRANK |  |  | SHAH ALAM 2 NO.7 PUNCAK ALAM | Unknown | Unknown | NO | NONE | DISTRIBUTION | TNB | KUALA SELANGOR | NO | Unknown |  |  |  | NO | [8 empty] | S01678 | NO | [7 empty] | 3
379994933 | S01074 |  |  |  | BKSL/PCE/J00715/MBRMU | 300346134 | Existing | RYB |  | S05710 SHAH ALAM 2 FASA 5A4 NO.2 | OPEN | CLOSED | LINK |  | 11 kV |  | 2011-10-12 |  |  |  |  | TAMCO |  |  | SHAH ALAM 2 NO.3 PUNCAK ALAM | Unknown | Unknown | NO | NONE | DISTRIBUTION | TNB | KUALA SELANGOR | NO | Unknown |  |  |  | NO | [8 empty] | S01074 | NO | [7 empty] | 3
379994938 | S01077 |  |  |  | BKSL/PCE/J00715/MBRMU | 300346134 | Existing | RYB |  |  | CLOSED | CLOSED | LINK |  | 11 kV |  | 2011-10-12 |  |  |  |  | TAMCO |  |  | SHAH ALAM 2 NO.3 PUNCAK ALAM | Unknown | Unknown | NO | NONE | DISTRIBUTION | TNB | KUALA SELANGOR | NO | Unknown |  |  |  | NO | [8 empty] | S01077 | NO | [7 empty] | 3
379995028 | S01059 |  |  |  | BKSL/PCE/J00730/MBRMU | 300345970 | Existing | RYB |  |  | CLOSED | CLOSED | LINK |  | 11 kV |  | 26/06/2006 | [7 empty] | ZON D FASA 2A PUNCAK ALAM | Unknown | Unknown | NO | NONE | DISTRIBUTION | TNB | KUALA SELANGOR | NO | Unknown |  |  |  | NO | [8 empty] | S01059 | NO | [7 empty] | 3
379995045 | S01056 |  |  |  | BKSL/PCE/J00730/MBRMU | 300345970 | Existing | RYB |  |  | CLOSED | CLOSED | LINK |  | 11 kV |  | 26/06/2006 | [7 empty] | ZON D FASA 2A PUNCAK ALAM | Unknown | Unknown | NO | NONE | DISTRIBUTION | TNB | KUALA SELANGOR | NO | Unknown |  |  |  | NO | [8 empty] | S01056 | NO | [7 empty] | 3
379995199 | S01062 |  |  |  | BKSL/PCE/J00731/MBRMU | 300345973 | Existing | RYB |  |  | CLOSED | CLOSED | LINK |  | 11 kV |  | 17/07/2006 |  |  |  |  | TAMCO |  |  | LAVENDER VILLA | Unknown | Unknown | NO | NONE | DISTRIBUTION | TNB | KUALA SELANGOR | NO | Unknown |  |  |  | NO | [8 empty] | S01062 | NO | [7 empty] | 3
379995203 | S01060 |  |  |  | BKSL/PCE/J00731/MBRMU | 300345973 | Existing | RYB |  |  | CLOSED | CLOSED | LINK |  | 11 kV |  | 17/07/2006 |  |  |  |  | TAMCO |  |  | LAVENDER VILLA | Unknown | Unknown | NO | NONE | DISTRIBUTION | TNB | KUALA SELANGOR | NO | Unknown |  |  |  | NO | [8 empty] | S01060 | NO | [7 empty] | 3
379995220 | S05667 |  |  |  | BKSL/PCE/J00731/MBRMU | 300345973 | Existing | RYB |  |  | OPEN | CLOSED | LINK |  | 11 kV |  | 17/07/2006 |  |  |  |  | TAMCO |  |  | LAVENDER VILLA | Unknown | Unknown | NO | NONE | DISTRIBUTION | TNB | KUALA SELANGOR | NO | Unknown |  |  |  | NO | [8 empty] | S05667 | NO | [7 empty] | 3
379995301 | S01063 |  |  |  | BKSL/PCE/J00732/MBRMU | 300345975 | Existing | RYB |  |  | CLOSED | CLOSED | LINK |  | 11 kV |  | 18/08/2006 | [7 empty] | ZON A3 FASA 2A PUNCAK ALAM | Unknown | Unknown | NO | NONE | DISTRIBUTION | TNB | KUALA SELANGOR | NO | Unknown |  |  |  | NO | [8 empty] | S01063 | NO | [7 empty] | 3
379995306 | S01065 |  |  |  | BKSL/PCE/J00732/MBRMU | 300345975 | Existing | RYB |  |  | CLOSED | CLOSED | LINK |  | 11 kV |  | 18/08/2006 | [7 empty] | ZON A3 FASA 2A PUNCAK ALAM | Unknown | Unknown | NO | NONE | DISTRIBUTION | TNB | KUALA SELANGOR | NO | Unknown |  |  |  | NO | [8 empty] | S01065 | NO | [7 empty] | 3
379995396 | S01066 |  |  |  | BKSL/PCE/J00733/MBRMU | 300345981 | Existing | RYB |  |  | CLOSED | CLOSED | LINK |  | 11 kV |  | 22/09/2006 |  |  |  |  | TAMCO |  |  | SHAH ALAM 2 NO.1 | Unknown | Unknown | NO | NONE | DISTRIBUTION | TNB | KUALA SELANGOR | NO | Unknown |  |  |  | NO | [8 empty] | S01066 | NO | [7 empty] | 3
379995413 | S01069 |  |  |  | BKSL/PCE/J00733/MBRMU | 300345981 | Existing | RYB |  |  | CLOSED | CLOSED | LINK |  | 11 kV |  | 22/09/2006 |  |  |  |  | TAMCO |  |  | SHAH ALAM 2 NO.1 | Unknown | Unknown | NO | NONE | DISTRIBUTION | TNB | KUALA SELANGOR | NO | Unknown |  |  |  | NO | [8 empty] | S01069 | NO | [7 empty] | 3
379995567 | S01073 |  |  |  | BKSL/PCE/J00734/MBRMU | 300345985 | Existing | RYB |  | S05805 SHAH ALAM 2 5C 4 NO.2 | CLOSED | CLOSED | LINK |  | 11 kV |  | 2006-11-10 |  |  |  |  | TAMCO |  |  | SHAH ALAM 2 NO.2 | Unknown | Unknown | NO | NONE | DISTRIBUTION | TNB | KUALA SELANGOR | NO | Unknown |  |  |  | NO | [8 empty] | S01073 | NO | [7 empty] | 3
379995584 | S01070 |  |  |  | BKSL/PCE/J00734/MBRMU | 300345985 | Existing | RYB |  |  | CLOSED | CLOSED | LINK |  | 11 kV |  | 2006-11-10 |  |  |  |  | TAMCO |  |  | SHAH ALAM 2 NO.2 | Unknown | Unknown | NO | NONE | DISTRIBUTION | TNB | KUALA SELANGOR | NO | Unknown |  |  |  | NO | [8 empty] | S01070 | NO | [7 empty] | 3
379995738 | S05514 |  |  |  | BKSL/PCE/J00039/MBRMU | 300346284 | Existing | RYB |  | S05802 SHAH ALAM 2 5C 4 NO.1 | CLOSED | CLOSED | LINK |  | 11 kV |  | 19/04/2012 |  |  |  |  | TOPRANK |  |  | BANDAR PUNCAK ALAM JAS | Unknown | Unknown | NO | NONE | DISTRIBUTION | TNB | KUALA SELANGOR | NO | Unknown |  |  |  | NO | [8 empty] | S05514 | NO | [7 empty] | 3
379995755 | S05516 |  |  |  | BKSL/PCE/J00039/MBRMU | 300346284 | Existing | RYB |  |  | CLOSED | CLOSED | LINK |  | 11 kV |  | 19/04/2012 |  |  |  |  | TOPRANK |  |  | BANDAR PUNCAK ALAM JAS | Unknown | Unknown | NO | NONE | DISTRIBUTION | TNB | KUALA SELANGOR | NO | Unknown |  |  |  | NO | [8 empty] | S05516 | NO | [7 empty] | 3
379995909 | S05408 |  |  |  | BKSL/PCE/J00736/MBRMU | 300345989 | Existing | RYB |  |  | CLOSED | CLOSED | LINK |  | 11 kV |  | 14/11/2006 |  |  |  |  | VEI |  |  | SHAH ALAM 2 NO.8 | Unknown | Unknown | NO | NONE | DISTRIBUTION | TNB | KUALA SELANGOR | NO | Unknown |  |  |  | NO | [8 empty] | S05408 | NO | [7 empty] | 3
379995926 | S05406 |  |  |  | BKSL/PCE/J00736/MBRMU | 300345989 | Existing | RYB |  |  | CLOSED | CLOSED | LINK |  | 11 kV |  | 14/11/2006 |  |  |  |  | VEI |  |  | SHAH ALAM 2 NO.8 | Unknown | Unknown | NO | NONE | DISTRIBUTION | TNB | KUALA SELANGOR | NO | Unknown |  |  |  | NO | [8 empty] | S05406 | NO | [7 empty] | 3
379996079 | S05708 | [5 empty] | Existing | RYB |  |  | CLOSED | CLOSED | LINK |  | 11 kV | [9 empty] | SHAH ALAM 2 FASA 5A4 NO.2 | Unknown | Unknown | NO | NONE | DISTRIBUTION | TNB | KUALA SELANGOR | NO | Unknown |  |  |  | NO | [8 empty] | S05708 | NO | [7 empty] | 3
379996084 | S05706 | [5 empty] | Existing | RYB |  |  | CLOSED | CLOSED | LINK |  | 11 kV | [9 empty] | SHAH ALAM 2 FASA 5A4 NO.2 | Unknown | Unknown | NO | NONE | DISTRIBUTION | TNB | KUALA SELANGOR | NO | Unknown |  |  |  | NO | [8 empty] | S05706 | NO | [7 empty] | 3
379996174 | S05445 |  |  |  | BKSL/PCE/J00737/MBRMU | 300345993 | Existing | RYB |  |  | CLOSED | CLOSED | LINK |  | 11 kV |  | 15/12/2006 |  |  |  |  | TAMCO |  |  | BANDAR PUNCAK ALAM JLN ALAM SURIA 16/20 | Unknown | Unknown | NO | NONE | DISTRIBUTION | TNB | KUALA SELANGOR | NO | Unknown |  |  |  | NO | [8 empty] | S05445 | NO | [7 empty] | 3
379996191 | S05442 |  |  |  | BKSL/PCE/J00737/MBRMU | 300345993 | Existing | RYB |  |  | CLOSED | CLOSED | LINK |  | 11 kV |  | 15/12/2006 |  |  |  |  | TAMCO |  |  | BANDAR PUNCAK ALAM JLN ALAM SURIA 16/20 | Unknown | Unknown | NO | NONE | DISTRIBUTION | TNB | KUALA SELANGOR | NO | Unknown |  |  |  | NO | [8 empty] | S05442 | NO | [7 empty] | 3
379996344 | S01687 |  |  |  | BKSL/PCE/J00738/MBRMU | 300345996 | Existing | RYB |  |  | CLOSED | CLOSED | LINK |  | 11 kV |  | 19/02/2006 |  |  |  |  | VEI |  |  | SHAH ALAM 2 FASA 5B 3 | Unknown | Unknown | NO | NONE | DISTRIBUTION | TNB | KUALA SELANGOR | NO | Unknown |  |  |  | NO | [8 empty] | S01687 | NO | [7 empty] | 3
379996349 | S01685 |  |  |  | BKSL/PCE/J00738/MBRMU | 300345996 | Existing | RYB |  |  | CLOSED | CLOSED | LINK |  | 11 kV |  | 19/02/2006 |  |  |  |  | VEI |  |  | SHAH ALAM 2 FASA 5B 3 | Unknown | Unknown | NO | NONE | DISTRIBUTION | TNB | KUALA SELANGOR | NO | Unknown |  |  |  | NO | [8 empty] | S01685 | NO | [7 empty] | 3
379996439 | S05680 | [5 empty] | Existing | RYB |  |  | CLOSED | CLOSED | LINK |  | 11 kV | [9 empty] | PERUMAHAN FASA 1 PUNCAK BISTARI | Unknown | Unknown | NO | NONE | DISTRIBUTION | TNB | KUALA SELANGOR | NO | Unknown |  |  |  | NO | [8 empty] | S05680 | NO | [7 empty] | 3
379996456 | S05677 | [5 empty] | Existing | RYB |  |  | CLOSED | CLOSED | LINK |  | 11 kV | [9 empty] | PERUMAHAN FASA 1 PUNCAK BISTARI | Unknown | Unknown | NO | NONE | DISTRIBUTION | TNB | KUALA SELANGOR | NO | Unknown |  |  |  | NO | [8 empty] | S05677 | NO | [7 empty] | 3
379996613 | S01106 |  |  |  | BKSL/PCE/J00742/MBRMU | 300345929 | Existing | RYB |  |  | CLOSED | CLOSED | LINK |  | 11 kV |  | 20/05/2006 | [7 empty] | FASA 3A6 PUNCAK ALAM | Unknown | Unknown | NO | NONE | DISTRIBUTION | TNB | KUALA SELANGOR | NO | Unknown |  |  |  | NO | [8 empty] | S01106 | NO | [7 empty] | 3
379996621 | S01109 |  |  |  | BKSL/PCE/J00742/MBRMU | 300345929 | Existing | RYB |  |  | CLOSED | CLOSED | LINK |  | 11 kV |  | 20/05/2006 | [7 empty] | FASA 3A6 PUNCAK ALAM | Unknown | Unknown | NO | NONE | DISTRIBUTION | TNB | KUALA SELANGOR | NO | Unknown |  |  |  | NO | [8 empty] | S01109 | NO | [7 empty] | 3
379996628 | S05666 |  |  |  | BKSL/PCE/J00742/MBRMU | 300345929 | Existing | RYB |  |  | CLOSED | CLOSED | LINK |  | 11 kV |  | 20/05/2006 | [7 empty] | FASA 3A6 PUNCAK ALAM | Unknown | Unknown | NO | NONE | DISTRIBUTION | TNB | KUALA SELANGOR | NO | Unknown |  |  |  | NO | [8 empty] | S05666 | NO | [7 empty] | 3
379996790 | S01650 |  |  |  | BKSL/PCE/J00744/MBRMU | 300345730 | Existing | RYB |  |  | CLOSED | CLOSED | LINK |  | 11 kV |  | 19/02/2006 |  |  |  |  | TAMCO |  |  | APRTMENT MELATI NO.2 PUNCAK ALAM | Unknown | Unknown | NO | NONE | DISTRIBUTION | TNB | KUALA SELANGOR | NO | Unknown |  |  |  | NO | [8 empty] | S01650 | NO | [7 empty] | 3
379996807 | S01647 |  |  |  | BKSL/PCE/J00744/MBRMU | 300345730 | Existing | RYB |  |  | CLOSED | CLOSED | LINK |  | 11 kV |  | 19/02/2006 |  |  |  |  | TAMCO |  |  | APRTMENT MELATI NO.2 PUNCAK ALAM | Unknown | Unknown | NO | NONE | DISTRIBUTION | TNB | KUALA SELANGOR | NO | Unknown |  |  |  | NO | [8 empty] | S01647 | NO | [7 empty] | 3
379996961 | S01146 |  |  |  | BKSL/PCE/J00743/MBRMU | 300345723 | Existing | RYB |  |  | CLOSED | CLOSED | LINK |  | 11 kV |  | 15/12/2006 |  |  |  |  | TAMCO |  |  | APRTMENT MELATI NO.1 PUNCAK ALAM | Unknown | Unknown | NO | NONE | DISTRIBUTION | TNB | KUALA SELANGOR | NO | Unknown |  |  |  | NO | [8 empty] | S01146 | NO | [7 empty] | 3
379996978 | S01149 |  |  |  | BKSL/PCE/J00743/MBRMU | 300345723 | Existing | RYB |  |  | CLOSED | CLOSED | LINK |  | 11 kV |  | 15/12/2006 |  |  |  |  | TAMCO |  |  | APRTMENT MELATI NO.1 PUNCAK ALAM | Unknown | Unknown | NO | NONE | DISTRIBUTION | TNB | KUALA SELANGOR | NO | Unknown |  |  |  | NO | [8 empty] | S01149 | NO | [7 empty] | 3
379997131 | R04718 |  |  |  | BKSL/PCE/J00746/MBRMU | 300346067 | Existing | RYB |  |  | CLOSED | CLOSED | LINK |  | 11 kV |  | 2006-10-10 |  |  |  |  | VEI |  |  | INDUSTRI ALAM JAYA NO.1 | Unknown | Unknown | NO | NONE | DISTRIBUTION | TNB | KUALA SELANGOR | NO | Unknown |  |  |  | NO | [8 empty] | R04718 | NO | [7 empty] | 3
379997136 | R04717 |  |  |  | BKSL/PCE/J00746/MBRMU | 300346067 | Existing | RYB |  |  | CLOSED | CLOSED | LINK |  | 11 kV |  | 2006-10-10 |  |  |  |  | VEI |  |  | INDUSTRI ALAM JAYA NO.1 | Unknown | Unknown | NO | NONE | DISTRIBUTION | TNB | KUALA SELANGOR | NO | Unknown |  |  |  | NO | [8 empty] | R04717 | NO | [7 empty] | 3
379997225 | R04719 |  |  |  | BKSL/PCE/J00748/MBRMU | 300346063 | Existing | RYB |  |  | CLOSED | CLOSED | LINK |  | 11 kV |  | 20/09/2006 |  |  |  |  | VEI |  |  | INDUSTRI ALAM JAYA NO.2 | Unknown | Unknown | NO | NONE | DISTRIBUTION | TNB | KUALA SELANGOR | NO | Unknown |  |  |  | NO | [8 empty] | R04719 | NO | [7 empty] | 3
379997230 | R04720 |  |  |  | BKSL/PCE/J00748/MBRMU | 300346063 | Existing | RYB |  |  | CLOSED | CLOSED | LINK |  | 11 kV |  | 20/09/2006 |  |  |  |  | VEI |  |  | INDUSTRI ALAM JAYA NO.2 | Unknown | Unknown | NO | NONE | DISTRIBUTION | TNB | KUALA SELANGOR | NO | Unknown |  |  |  | NO | [8 empty] | R04720 | NO | [7 empty] | 3
379997319 | R06500 |  |  |  | BKSL/PCE/J00818/MBRMU | 300346273 | Existing | RYB |  |  | CLOSED | CLOSED | LINK |  | 11 kV |  | 15/12/2009 |  |  |  |  | INDKOM |  |  | CK CHEONG SDN BHD | Unknown | Unknown | NO | NONE | DISTRIBUTION | TNB | KUALA SELANGOR | NO | Unknown |  |  |  | NO | [8 empty] | R06500 | NO | [7 empty] | 3
379997324 | R06498 |  |  |  | BKSL/PCE/J00818/MBRMU | 300346273 | Existing | RYB |  |  | CLOSED | CLOSED | LINK |  | 11 kV |  | 15/12/2009 |  |  |  |  | INDKOM |  |  | CK CHEONG SDN BHD | Unknown | Unknown | NO | NONE | DISTRIBUTION | TNB | KUALA SELANGOR | NO | Unknown |  |  |  | NO | [8 empty] | R06498 | NO | [7 empty] | 3
379997413 | R05458 |  |  |  | BKSL/PCE/J00749/MBRMU | 300346096 | Existing | RYB |  |  | CLOSED | CLOSED | LINK |  | 11 kV |  | 18/08/2006 | [7 empty] | GUPPY PLASTIC ALAM JAYA | Unknown | Unknown | NO | NONE | DISTRIBUTION | TNB | KUALA SELANGOR | NO | Unknown |  |  |  | NO | [8 empty] | R05458 | NO | [7 empty] | 3
379997418 | R05456 |  |  |  | BKSL/PCE/J00749/MBRMU | 300346096 | Existing | RYB |  |  | CLOSED | CLOSED | LINK |  | 11 kV |  | 18/08/2006 | [7 empty] | GUPPY PLASTIC ALAM JAYA | Unknown | Unknown | NO | NONE | DISTRIBUTION | TNB | KUALA SELANGOR | NO | Unknown |  |  |  | NO | [8 empty] | R05456 | NO | [7 empty] | 3
379997507 | R06282 |  |  |  | BKSL/PCE/J00750/MBRMU | 300346077 | Existing | RYB |  |  | CLOSED | CLOSED | LINK |  | 11 kV |  | 2006-10-12 |  |  |  |  | SCHNEIDER |  |  | PADAT MULTI GUNA TMN ALAM JAYA 2/1 | Unknown | Unknown | NO | NONE | DISTRIBUTION | TNB | KUALA SELANGOR | NO | Unknown |  |  |  | NO | [8 empty] | R06282 | NO | [7 empty] | 3
379997512 | R06280 |  |  |  | BKSL/PCE/J00750/MBRMU | 300346077 | Existing | RYB |  |  | CLOSED | CLOSED | LINK |  | 11 kV |  | 2006-10-12 |  |  |  |  | SCHNEIDER |  |  | PADAT MULTI GUNA TMN ALAM JAYA 2/1 | Unknown | Unknown | NO | NONE | DISTRIBUTION | TNB | KUALA SELANGOR | NO | Unknown |  |  |  | NO | [8 empty] | R06280 | NO | [7 empty] | 3
379997615 | S01624 |  |  |  | BKSL/PCE/J00355/MBRMU1 | 300243250 | Existing | RYB |  | S05847 APARTMENT SEKINCHAN | CLOSED | CLOSED | LINK |  | 11 kV |  | 17/07/1984 |  |  |  |  | VEI |  |  | QTRS MAJLIS DAERAH SEKINCHAN | Unknown | Unknown | NO | NONE | DISTRIBUTION | TNB | KUALA SELANGOR | NO | Unknown |  |  |  | NO | [8 empty] | S01624 | NO | [7 empty] | 3
379997620 | S01623 |  |  |  | BKSL/PCE/J00355/MBRMU1 | 300243250 | Existing | RYB |  |  | CLOSED | CLOSED | LINK |  | 11 kV |  | 17/07/1984 |  |  |  |  | VEI |  |  | QTRS MAJLIS DAERAH SEKINCHAN | Unknown | Unknown | NO | NONE | DISTRIBUTION | TNB | KUALA SELANGOR | NO | Unknown |  |  |  | NO | [8 empty] | S01623 | NO | [7 empty] | 3
379997765 | S01637 |  |  |  | BKSL/PCE/J00539/MBRMU | 300313489 | Existing | RYB |  |  | CLOSED | CLOSED | LINK |  | 11 kV |  | 18/08/2008 |  |  |  |  | TOPRANK |  |  | PUAS SEKINCHAN | Unknown | Unknown | NO | NONE | DISTRIBUTION | TNB | KUALA SELANGOR | NO | Unknown |  |  |  | NO | [8 empty] | S01637 | NO | [7 empty] | 3
379997770 | S01638 |  |  |  | BKSL/PCE/J00539/MBRMU | 300313489 | Existing | RYB |  |  | CLOSED | CLOSED | LINK |  | 11 kV |  | 18/08/2008 |  |  |  |  | TOPRANK |  |  | PUAS SEKINCHAN | Unknown | Unknown | NO | NONE | DISTRIBUTION | TNB | KUALA SELANGOR | NO | Unknown |  |  |  | NO | [8 empty] | S01638 | NO | [7 empty] | 3
380040477 | S00386 |  |  |  | BKSL/PCE/J00201/MBNN01 | 300022802 | Existing | RYB |  | PPU TKMI: VCB 1 | CLOSED | CLOSED | LINK |  | 11 kV |  | 18/08/1988 |  |  |  |  | TAMCO |  |  | SG TENGI KANAN NO 2 | Unknown | Unknown | NO | NONE | DISTRIBUTION | TNB | KUALA SELANGOR | NO | Unknown |  |  |  | NO | [8 empty] | S00386 | NO | [7 empty] | 3
380040481 | S01506 |  |  |  | BKSL/PCE/J00201/MBNN01 | 300022802 | Existing | RYB |  | S00432 PE PT SERONG | CLOSED | CLOSED | LINK |  | 11 kV |  | 18/08/1988 |  |  |  |  | TAMCO |  |  | SG TENGI KANAN NO 2 | Unknown | Unknown | NO | NONE | DISTRIBUTION | TNB | KUALA SELANGOR | NO | Unknown |  |  |  | NO | [8 empty] | S01506 | NO | [7 empty] | 3
380040498 | S00388 |  |  |  | BKSL/PCE/J00201/MBNN01 | 300022802 | Existing | RYB |  | S00383 PE SG TENGI KANAN NO 1 | OPEN | CLOSED | LINK |  | 11 kV |  | 18/08/1988 |  |  |  |  | TAMCO |  |  | SG TENGI KANAN NO 2 | Unknown | Unknown | NO | NONE | DISTRIBUTION | TNB | KUALA SELANGOR | NO | Unknown |  |  |  | NO | [8 empty] | S00388 | NO | [7 empty] | 3
380040581 | S00432 |  |  |  | BKSL/PCE/J00220/MB01 | 300022832 | Existing | RYB |  | S01506 PE SG TENGI KANAN NO 2 | CLOSED | CLOSED | LINK |  | 11 kV |  | 1996-10-10 | [7 empty] | PT SERONG | Unknown | Unknown | NO | NONE | DISTRIBUTION | TNB | KUALA SELANGOR | NO | Unknown |  |  |  | NO | [8 empty] | S00432 | NO | [7 empty] | 3
380040585 | S01532 |  |  |  | BKSL/PCE/J00220/MB01 | 300022832 | Existing | RYB |  | S05793 SMK SERI TIRAM BUROK | CLOSED | CLOSED | LINK |  | 11 kV |  | 1996-10-10 | [7 empty] | PT SERONG | Unknown | Unknown | NO | NONE | DISTRIBUTION | TNB | KUALA SELANGOR | NO | Unknown |  |  |  | NO | [8 empty] | S01532 | NO | [7 empty] | 3
380040602 | S00434 |  |  |  | BKSL/PCE/J00220/MB01 | 300022832 | Existing | RYB |  | SPARE | OPEN | CLOSED | LINK |  | 11 kV |  | 1996-10-10 | [7 empty] | PT SERONG | Unknown | Unknown | NO | NONE | DISTRIBUTION | TNB | KUALA SELANGOR | NO | Unknown |  |  |  | NO | [8 empty] | S00434 | NO | [7 empty] | 3
380040787 | S01533 |  |  |  | BKSL/PCE/J00314/MBRMU | 300343364 | Existing | RYB |  | S01533 PADAT KEM CINA TIRAM BUROK | CLOSED | CLOSED | LINK |  | 11 kV |  | 2001-10-10 |  |  |  |  | MERLIN GERIN |  |  | PADAT KEM CINA TIRAM BUROK | Unknown | Unknown | NO | NONE | DISTRIBUTION | TNB | KUALA SELANGOR | NO | Unknown |  |  |  | NO | [8 empty] | S01533 | NO | [7 empty] | 3
380040792 | S01535 |  |  |  | BKSL/PCE/J00314/MBRMU | 300343364 | Existing | RYB |  | S05760 JLN ANGGERIK TIRAM BUROK | CLOSED | CLOSED | LINK |  | 11 kV |  | 2001-10-10 |  |  |  |  | MERLIN GERIN |  |  | PADAT KEM CINA TIRAM BUROK | Unknown | Unknown | NO | NONE | DISTRIBUTION | TNB | KUALA SELANGOR | NO | Unknown |  |  |  | NO | [8 empty] | S01535 | NO | [7 empty] | 3
380040890 | S01653 |  |  |  | BKSL/PCE/J00537/MBRMU | 300313726 | Existing | RYB |  | S05832 PEWIRA RAYA | CLOSED | CLOSED | LINK |  | 11 kV |  | 14/11/2006 |  |  |  |  | TAMCO |  |  | KONG LEE ENG FARM | Unknown | Unknown | NO | NONE | DISTRIBUTION | TNB | KUALA SELANGOR | NO | Unknown |  |  |  | NO | [8 empty] | S01653 | NO | [7 empty] | 3
380040895 | S01652 |  |  |  | BKSL/PCE/J00537/MBRMU | 300313726 | Existing | RYB |  | S01641 RJ MUSA NO 1 (TMN MANICKAVASAGAM) | CLOSED | CLOSED | LINK |  | 11 kV |  | 14/11/2006 |  |  |  |  | TAMCO |  |  | KONG LEE ENG FARM | Unknown | Unknown | NO | NONE | DISTRIBUTION | TNB | KUALA SELANGOR | NO | Unknown |  |  |  | NO | [8 empty] | S01652 | NO | [7 empty] | 3
380041013 | S00358 |  |  |  | BKSL/PCE/J00195/MB01 | 300022766 | Existing | RYB |  | S01492 PE S.AGAMA TG KARANG | CLOSED | CLOSED | LINK |  | 11 kV |  | 15/12/1990 |  |  |  |  | FALCON BETA |  |  | TMN DESA JAYA | Unknown | Unknown | NO | NONE | DISTRIBUTION | TNB | KUALA SELANGOR | NO | Unknown |  |  |  | NO | [8 empty] | S00358 | NO | [7 empty] | 3
380041017 | S00356 |  |  |  | BKSL/PCE/J00195/MB01 | 300022766 | Existing | RYB |  |  | OPEN | CLOSED | LINK |  | 11 kV |  | 15/12/1990 |  |  |  |  | FALCON BETA |  |  | TMN DESA JAYA | Unknown | Unknown | NO | NONE | DISTRIBUTION | TNB | KUALA SELANGOR | NO | Unknown |  |  |  | NO | [8 empty] | S00356 | NO | [7 empty] | 3
380041034 | S01639 |  |  |  | BKSL/PCE/J00195/MB01 | 300022766 | Existing | RYB |  | PPU TKMI: VCB 2 | CLOSED | CLOSED | LINK |  | 11 kV |  | 15/12/1990 |  |  |  |  | FALCON BETA |  |  | TMN DESA JAYA | Unknown | Unknown | NO | NONE | DISTRIBUTION | TNB | KUALA SELANGOR | NO | Unknown |  |  |  | NO | [8 empty] | S01639 | NO | [7 empty] | 3
380041051 | S05544 |  |  |  | BKSL/PCE/J00587/MBRMU | 300313797 | Existing | RYB |  | S01488 TMN RADIN JAYA NO 1 | CLOSED | CLOSED | LINK |  | 11 kV |  | 22/03/2011 |  |  |  |  | TAMCO |  |  | AADK TANJUNG KARANG | Unknown | Unknown | NO | NONE | DISTRIBUTION | TNB | KUALA SELANGOR | NO | Unknown |  |  |  | NO | [8 empty] | S05544 | NO | [7 empty] | 3
380041056 | S05542 |  |  |  | BKSL/PCE/J00587/MBRMU | 300313797 | Existing | RYB |  | S00356 TMN DESA JAYA | CLOSED | CLOSED | LINK |  | 11 kV |  | 22/03/2011 |  |  |  |  | TAMCO |  |  | AADK TANJUNG KARANG | Unknown | Unknown | NO | NONE | DISTRIBUTION | TNB | KUALA SELANGOR | NO | Unknown |  |  |  | NO | [8 empty] | S05542 | NO | [7 empty] | 3
380041196 | S05413 |  |  |  | BKSL/PCE/J00538/MBRMU | 300313418 | Existing | RYB |  | S01493 PE S.AGAMA TG KARANG | CLOSED | CLOSED | LINK |  | 11 kV |  | 1984-11-07 |  |  |  |  | MERLIN GERIN |  |  | TMN MAYANG(C/S) | Unknown | Unknown | NO | NONE | DISTRIBUTION | TNB | KUALA SELANGOR | NO | Unknown |  |  |  | NO | [8 empty] | S05413 | NO | [7 empty] | 3
380041201 | S05415 |  |  |  | BKSL/PCE/J00538/MBRMU | 300313418 | Existing | RYB |  | S01496 PE K/UDANG SRI FUMA NO 2 | CLOSED | CLOSED | LINK |  | 11 kV |  | 1984-11-07 |  |  |  |  | MERLIN GERIN |  |  | TMN MAYANG(C/S) | Unknown | Unknown | NO | NONE | DISTRIBUTION | TNB | KUALA SELANGOR | NO | Unknown |  |  |  | NO | [8 empty] | S05415 | NO | [7 empty] | 3
380041294 | S01496 |  |  |  | BKSL/PCE/J00343/MBRMU1 | 300241444 | Existing | RYB |  | S05415 PE TMN MAYANG(C/S) | CLOSED | CLOSED | LINK |  | 11 kV |  | 26/06/1993 |  |  |  |  | VEI |  |  | K/UDANG SRI FUMA NO 2 | Unknown | Unknown | NO | NONE | DISTRIBUTION | TNB | KUALA SELANGOR | NO | Unknown |  |  |  | NO | [8 empty] | S01496 | NO | [7 empty] | 3
380041299 | S01498 |  |  |  | BKSL/PCE/J00343/MBRMU1 | 300241444 | Existing | RYB |  | S00362 SW/STN SRI FUMA | CLOSED | CLOSED | LINK |  | 11 kV |  | 26/06/1993 |  |  |  |  | VEI |  |  | K/UDANG SRI FUMA NO 2 | Unknown | Unknown | NO | NONE | DISTRIBUTION | TNB | KUALA SELANGOR | NO | Unknown |  |  |  | NO | [8 empty] | S01498 | NO | [7 empty] | 3
380041318 | S00360 |  |  |  | BKSL/PCE/J00332/MBRMU | 300313424 | Existing | RYB |  | S00367 PE TENGKORAK INDUSTRIES | CLOSED | CLOSED | LINK |  | 11 kV |  | 20/09/1983 | [7 empty] | SW/STN SRI FUMA | Unknown | Unknown | NO | NONE | DISTRIBUTION | TNB | KUALA SELANGOR | NO | Unknown |  |  |  | NO | [8 empty] | S00360 | NO | [7 empty] | 3
380041322 | S00361 |  |  |  | BKSL/PCE/J00332/MBRMU | 300313424 | Existing | RYB |  | S00363 PE K/UDANG SRI FUMA | CLOSED | CLOSED | LINK |  | 11 kV |  | 20/09/1983 | [7 empty] | SW/STN SRI FUMA | Unknown | Unknown | NO | NONE | DISTRIBUTION | TNB | KUALA SELANGOR | NO | Unknown |  |  |  | NO | [8 empty] | S00361 | NO | [7 empty] | 3
380041339 | S00362 |  |  |  | BKSL/PCE/J00332/MBRMU | 300313424 | Existing | RYB |  | S01498 PE K/UDANG SRI FUMA NO 2 | CLOSED | CLOSED | LINK |  | 11 kV |  | 20/09/1983 | [7 empty] | SW/STN SRI FUMA | Unknown | Unknown | NO | NONE | DISTRIBUTION | TNB | KUALA SELANGOR | NO | Unknown |  |  |  | NO | [8 empty] | S00362 | NO | [7 empty] | 3
380041423 | S00362 |  |  |  | BKSL/PCE/J00196/MB01 | 300022772 | Existing | RYB |  | SPARE | OPEN | CLOSED | LINK |  | 11 kV |  | 19/02/1991 |  |  |  |  | TAMCO |  |  | K/UDANG SRI FUMA | Unknown | Unknown | NO | NONE | DISTRIBUTION | TNB | KUALA SELANGOR | NO | Unknown |  |  |  | NO | [8 empty] | S00362 | NO | [7 empty] | 3
380041428 | S00363 |  |  |  | BKSL/PCE/J00196/MB01 | 300022772 | Existing | RYB |  | S00361 SW/STN SRI FUMA | CLOSED | CLOSED | LINK |  | 11 kV |  | 19/02/1991 |  |  |  |  | TAMCO |  |  | K/UDANG SRI FUMA | Unknown | Unknown | NO | NONE | DISTRIBUTION | TNB | KUALA SELANGOR | NO | Unknown |  |  |  | NO | [8 empty] | S00363 | NO | [7 empty] | 3
380041449 | S00367 |  |  |  | BKSL/PCE/J00197/MB01 | 300022778 | Existing | RYB |  | S00360 SW/STN SRI FUMA | CLOSED | CLOSED | LINK |  | 11 kV |  | 22/03/1999 |  |  |  |  | TAMCO |  |  | TENGKORAK INDUSTRIES | Unknown | Unknown | NO | NONE | DISTRIBUTION | TNB | KUALA SELANGOR | NO | Unknown |  |  |  | NO | [8 empty] | S00367 | NO | [7 empty] | 3
380041454 | S00365 |  |  |  | BKSL/PCE/J00197/MB01 | 300022778 | Existing | RYB |  | S00371 SW/STN BGN TENGKORAK | CLOSED | CLOSED | LINK |  | 11 kV |  | 22/03/1999 |  |  |  |  | TAMCO |  |  | TENGKORAK INDUSTRIES | Unknown | Unknown | NO | NONE | DISTRIBUTION | TNB | KUALA SELANGOR | NO | Unknown |  |  |  | NO | [8 empty] | S00365 | NO | [7 empty] | 3
380041476 | S00369 |  |  |  | BKSL/PCE/J00333/MBRMU | 300313428 | Existing | RYB |  | S00372 PE BGN TENGKORAK TG KARANG | CLOSED | CLOSED | LINK |  | 11 kV |  | 1995-10-10 |  |  |  |  | TAMCO |  |  | SW/STN BGN TENGKORAK | Unknown | Unknown | NO | NONE | DISTRIBUTION | TNB | KUALA SELANGOR | NO | Unknown |  |  |  | NO | [8 empty] | S00369 | NO | [7 empty] | 3
380041480 | S00368 |  |  |  | BKSL/PCE/J00333/MBRMU | 300313428 | Existing | RYB |  | S05475 PE SEKOLAH PT 3 | CLOSED | CLOSED | LINK |  | 11 kV |  | 1995-10-10 |  |  |  |  | TAMCO |  |  | SW/STN BGN TENGKORAK | Unknown | Unknown | NO | NONE | DISTRIBUTION | TNB | KUALA SELANGOR | NO | Unknown |  |  |  | NO | [8 empty] | S00368 | NO | [7 empty] | 3
380041497 | S00370 |  |  |  | BKSL/PCE/J00333/MBRMU | 300313428 | Existing | RYB |  | S01501 PE INNOBRIDE BAGAN TENGKORAK(A) | CLOSED | CLOSED | LINK |  | 11 kV |  | 1995-10-10 |  |  |  |  | TAMCO |  |  | SW/STN BGN TENGKORAK | Unknown | Unknown | NO | NONE | DISTRIBUTION | TNB | KUALA SELANGOR | NO | Unknown |  |  |  | NO | [8 empty] | S00370 | NO | [7 empty] | 3
380041504 | S00371 |  |  |  | BKSL/PCE/J00333/MBRMU | 300313428 | Existing | RYB |  | S00365 PE TENGKORAK INDUSTRIES | CLOSED |  | LINK |  | 11 kV |  | 1995-10-10 |  |  |  |  | TAMCO |  |  | SW/STN BGN TENGKORAK | Unknown | Unknown | Unknown | Unknown | DISTRIBUTION | TNB | KUALA SELANGOR | Unknown |  |  |  |  | Unknown | [8 empty] | S00371 | [8 empty] | 3
380041511 | SPARE | [5 empty] | Existing | RYB |  | SPARE | OPEN | CLOSED | LINK |  | 11 kV | [9 empty] | BGN TENGKORAK TG KARANG | Unknown | Unknown | NO | NONE | DISTRIBUTION | TNB | KUALA SELANGOR | NO | Unknown |  |  |  | NO | [8 empty] | SPARE | NO | [7 empty] | 3
380041516 | S00372 | [5 empty] | Existing | RYB |  | S00369 SW/STN BGN TENGKORAK | CLOSED | CLOSED | LINK |  | 11 kV | [9 empty] | BGN TENGKORAK TG KARANG | Unknown | Unknown | NO | NONE | DISTRIBUTION | TNB | KUALA SELANGOR | NO | Unknown |  |  |  | NO | [8 empty] | S00372 | NO | [7 empty] | 3
380041643 | S01499 |  |  |  | BKSL/PCE/J00534/MBRMU | 300313434 | Existing | RYB |  | S01700 PE INNOBRIDE BGN TENGKORAK(B) | CLOSED | CLOSED | LINK |  | 11 kV |  | 2003-10-12 | [7 empty] | INNOBRIDE BAGAN TENGKORAK(A) | Unknown | Unknown | NO | NONE | DISTRIBUTION | TNB | KUALA SELANGOR | NO | Unknown |  |  |  | NO | [8 empty] | S01499 | NO | [7 empty] | 3
380041648 | S01501 |  |  |  | BKSL/PCE/J00534/MBRMU | 300313434 | Existing | RYB |  | S00370 SW/STN BGN TENGKORAK | CLOSED | CLOSED | LINK |  | 11 kV |  | 2003-10-12 | [7 empty] | INNOBRIDE BAGAN TENGKORAK(A) | Unknown | Unknown | NO | NONE | DISTRIBUTION | TNB | KUALA SELANGOR | NO | Unknown |  |  |  | NO | [8 empty] | S01501 | NO | [7 empty] | 3
380041676 | S01698 |  |  |  | BKSL/PCE/J00251/MBRMU 1 | 300313437 | Existing | RYB |  | S01593 PE PT 1 | CLOSED | CLOSED | LINK |  | 11 kV |  | 14/02/2004 |  |  |  |  | TAMCO |  |  | INNOBRIDE BGN TENGKORAK(B) | Unknown | Unknown | NO | NONE | DISTRIBUTION | TNB | KUALA SELANGOR | NO | Unknown |  |  |  | NO | [8 empty] | S01698 | NO | [7 empty] | 3
380041682 | S01700 |  |  |  | BKSL/PCE/J00251/MBRMU 1 | 300313437 | Existing | RYB |  | S01499 PE INNOBRIDE BAGAN TENGKORAK(A) | CLOSED | CLOSED | LINK |  | 11 kV |  | 14/02/2004 |  |  |  |  | TAMCO |  |  | INNOBRIDE BGN TENGKORAK(B) | Unknown | Unknown | NO | NONE | DISTRIBUTION | TNB | KUALA SELANGOR | NO | Unknown |  |  |  | NO | [8 empty] | S01700 | NO | [7 empty] | 3
380041687 | S01699 |  |  |  | BKSL/PCE/J00251/MBRMU 1 | 300313437 | Existing | RYB |  | PENGGUNA HT | CLOSED | CLOSED | LINK |  | 11 kV |  | 14/02/2004 |  |  |  |  | TAMCO |  |  | INNOBRIDE BGN TENGKORAK(B) | Unknown | Unknown | NO | NONE | DISTRIBUTION | TNB | KUALA SELANGOR | NO | Unknown |  |  |  | NO | [8 empty] | S01699 | NO | [7 empty] | 3
380041696 | S00569 |  |  |  | BKSL/PCE/J00159/MBRMU1 | 300022616 | Existing | RYB |  | S00566 PE PT 2 | CLOSED | CLOSED | LINK |  | 11 kV |  | 15/12/2000 |  |  |  |  | TAMCO |  |  | PT 1 | Unknown | Unknown | NO | NONE | DISTRIBUTION | TNB | KUALA SELANGOR | NO | Unknown |  |  |  | NO | [8 empty] | S00569 | NO | [7 empty] | 3
380041700 | S01593 |  |  |  | BKSL/PCE/J00159/MBRMU1 | 300022616 | Existing | RYB |  | S01698 PE INNOBRIDE BGN TENGKORAK(B) | OPEN | CLOSED | LINK |  | 11 kV |  | 15/12/2000 |  |  |  |  | TAMCO |  |  | PT 1 | Unknown | Unknown | NO | NONE | DISTRIBUTION | TNB | KUALA SELANGOR | NO | Unknown |  |  |  | NO | [8 empty] | S01593 | NO | [7 empty] | 3
380041717 | S01249 |  |  |  | BKSL/PCE/J00159/MBRMU1 | 300022616 | Existing | RYB |  | S05829 SG SIREH BAN 2 | CLOSED | CLOSED | LINK |  | 11 kV |  | 15/12/2000 |  |  |  |  | TAMCO |  |  | PT 1 | Unknown | Unknown | NO | NONE | DISTRIBUTION | TNB | KUALA SELANGOR | NO | Unknown |  |  |  | NO | [8 empty] | S01249 | NO | [7 empty] | 3
380041793 | S00440 |  |  |  | BKSL/PCE/J00228/MBRMU1 | 300022864 | Existing | RYB |  | PPU TKMI: VCB 3 | CLOSED | CLOSED | LINK |  | 11 kV |  | 27/11/1982 |  |  |  |  | TAMCO |  |  | KOKO FAMA | Unknown | Unknown | NO | NONE | DISTRIBUTION | TNB | KUALA SELANGOR | NO | Unknown |  |  |  | NO | [8 empty] | S00440 | NO | [7 empty] | 3
380041798 | S00442 |  |  |  | BKSL/PCE/J00228/MBRMU1 | 300022864 | Existing | RYB |  | S00443 PE SG TERAP | CLOSED | CLOSED | LINK |  | 11 kV |  | 27/11/1982 |  |  |  |  | TAMCO |  |  | KOKO FAMA | Unknown | Unknown | NO | NONE | DISTRIBUTION | TNB | KUALA SELANGOR | NO | Unknown |  |  |  | NO | [8 empty] | S00442 | NO | [7 empty] | 3
380041821 | S00443 |  |  |  | BKSL/PCE/J00229/MB00440 | 300022867 | Existing | RYB |  | S00442 PE KOKO FAMA | CLOSED | CLOSED | LINK |  | 11 kV |  | 1993-10-12 | [7 empty] | SG TERAP | Unknown | Unknown | NO | NONE | DISTRIBUTION | TNB | KUALA SELANGOR | NO | Unknown |  |  |  | NO | [8 empty] | S00443 | NO | [7 empty] | 3
380041825 | S00444 |  |  |  | BKSL/PCE/J00229/MB00440 | 300022867 | Existing | RYB |  | S05296 PE TMN NILAM | CLOSED | CLOSED | LINK |  | 11 kV |  | 1993-10-12 | [7 empty] | SG TERAP | Unknown | Unknown | NO | NONE | DISTRIBUTION | TNB | KUALA SELANGOR | NO | Unknown |  |  |  | NO | [8 empty] | S00444 | NO | [7 empty] | 3
380041842 | S00446 |  |  |  | BKSL/PCE/J00229/MB00440 | 300022867 | Existing | RYB |  | S01552 PE MASJID SG TERAP | OPEN | CLOSED | LINK |  | 11 kV |  | 1993-10-12 | [7 empty] | SG TERAP | Unknown | Unknown | NO | NONE | DISTRIBUTION | TNB | KUALA SELANGOR | NO | Unknown |  |  |  | NO | [8 empty] | S00446 | NO | [7 empty] | 3
380041939 | S05296 |  |  |  | BKSL/PCE/J00567/MBRMU | 300313751 | Existing | RYB |  | S00444 PE SG TERAP | CLOSED | CLOSED | LINK |  | 11 kV |  | 2008-11-07 |  |  |  |  | TAMCO |  |  | TMN NILAM | Unknown | Unknown | NO | NONE | DISTRIBUTION | TNB | KUALA SELANGOR | NO | Unknown |  |  |  | NO | [8 empty] | S05296 | NO | [7 empty] | 3
380041944 | S05298 |  |  |  | BKSL/PCE/J00567/MBRMU | 300313751 | Existing | RYB |  | S05603 PE TAMAN NILAM NO 2 | CLOSED | CLOSED | LINK |  | 11 kV |  | 2008-11-07 |  |  |  |  | TAMCO |  |  | TMN NILAM | Unknown | Unknown | NO | NONE | DISTRIBUTION | TNB | KUALA SELANGOR | NO | Unknown |  |  |  | NO | [8 empty] | S05298 | NO | [7 empty] | 3
380042158 | S00458 |  |  |  | BKSL/PCE/J00237/MB00458 | 300022891 | Existing | RYB |  | S05601 PE TAMAN NILAM NO 2 | CLOSED | CLOSED | LINK |  | 11 kV |  | 18/03/1992 |  |  |  |  | TAMCO |  |  | YUSRI | Unknown | Unknown | NO | NONE | DISTRIBUTION | TNB | KUALA SELANGOR | NO | Unknown |  |  |  | NO | [8 empty] | S00458 | NO | [7 empty] | 3
380042163 | S00460 |  |  |  | BKSL/PCE/J00237/MB00458 | 300022891 | Existing | RYB |  | S00464 PE LPN BATU 2 | CLOSED | CLOSED | LINK |  | 11 kV |  | 18/03/1992 |  |  |  |  | TAMCO |  |  | YUSRI | Unknown | Unknown | NO | NONE | DISTRIBUTION | TNB | KUALA SELANGOR | NO | Unknown |  |  |  | NO | [8 empty] | S00460 | NO | [7 empty] | 3
380042342 | S00461 |  |  |  | BKSL/PCE/J00238/MB00461 | 300022897 | Existing | RYB |  | S00485 PE SW STN BKT BELIMBING | OPEN | CLOSED | LINK |  | 11 kV |  | 19/04/1981 |  |  |  |  | TAMCO |  |  | LPN BATU 2 | Unknown | Unknown | NO | NONE | DISTRIBUTION | TNB | KUALA SELANGOR | NO | Unknown |  |  |  | NO | [8 empty] | S00461 | NO | [7 empty] | 3
380042346 | S00464 |  |  |  | BKSL/PCE/J00238/MB00461 | 300022897 | Existing | RYB |  | S00460 PE YUSRI | CLOSED | CLOSED | LINK |  | 11 kV |  | 19/04/1981 |  |  |  |  | TAMCO |  |  | LPN BATU 2 | Unknown | Unknown | NO | NONE | DISTRIBUTION | TNB | KUALA SELANGOR | NO | Unknown |  |  |  | NO | [8 empty] | S00464 | NO | [7 empty] | 3
380042363 | S00462 |  |  |  | BKSL/PCE/J00238/MB00461 | 300022897 | Existing | RYB |  | S00467 PE COLD ROOM | CLOSED | CLOSED | LINK |  | 11 kV |  | 19/04/1981 |  |  |  |  | TAMCO |  |  | LPN BATU 2 | Unknown | Unknown | NO | NONE | DISTRIBUTION | TNB | KUALA SELANGOR | NO | Unknown |  |  |  | NO | [8 empty] | S00462 | NO | [7 empty] | 3
380042390 | S01569 |  |  |  | BKSL/PCE/J00248/MBRMU2 | 300443791 | Existing | RYB |  | SEK MEN AGAMA PASIR PENAMBANG | CLOSED | CLOSED | LINK |  | 11 kV |  | 19/02/2011 |  |  |  |  | TAMCO |  |  | COLD ROOM | Unknown | Unknown | NO | NONE | DISTRIBUTION | TNB | KUALA SELANGOR | NO | Unknown |  |  |  | NO | [8 empty] | S01569 | NO | [7 empty] | 3
380042394 | S01569 |  |  |  | BKSL/PCE/J00248/MBRMU2 | 300443791 | Existing | RYB |  | SEK MEN AGAMA PASIR PENAMBANG | CLOSED | CLOSED | LINK |  | 11 kV |  | 19/02/2011 |  |  |  |  | TAMCO |  |  | COLD ROOM | Unknown | Unknown | NO | NONE | DISTRIBUTION | TNB | KUALA SELANGOR | NO | Unknown |  |  |  | NO | [8 empty] | S01569 | NO | [7 empty] | 3
380042411 | S01569 |  |  |  | BKSL/PCE/J00248/MBRMU2 | 300443791 | Existing | RYB |  | SEK MEN AGAMA PASIR PENAMBANG | CLOSED | CLOSED | LINK |  | 11 kV |  | 19/02/2011 |  |  |  |  | TAMCO |  |  | COLD ROOM | Unknown | Unknown | NO | NONE | DISTRIBUTION | TNB | KUALA SELANGOR | NO | Unknown |  |  |  | NO | [8 empty] | S01569 | NO | [7 empty] | 3
380042429 | S00468 |  |  |  | BKSL/PCE/J00249/MB01 | 300022938 | Existing | RYB |  | S01569 PE COLD ROOM | CLOSED | CLOSED | LINK |  | 11 kV |  | 22/09/2000 |  |  |  |  | TAMCO |  |  | S.AGAMA KSL (P/PENAMBANG) | Unknown | Unknown | NO | NONE | DISTRIBUTION | TNB | KUALA SELANGOR | NO | Unknown |  |  |  | NO | [8 empty] | S00468 | NO | [7 empty] | 3
380042434 | S01570 |  |  |  | BKSL/PCE/J00249/MB01 | 300022938 | Existing | RYB |  |  | OPEN | CLOSED | LINK |  | 11 kV |  | 22/09/2000 |  |  |  |  | TAMCO |  |  | S.AGAMA KSL (P/PENAMBANG) | Unknown | Unknown | NO | NONE | DISTRIBUTION | TNB | KUALA SELANGOR | NO | Unknown |  |  |  | NO | [8 empty] | S01570 | NO | [7 empty] | 3
380042520 | S05891 | [5 empty] | Existing | RYB |  | S00465 PE COLD ROOM | CLOSED | CLOSED | LINK |  | 11 kV | [9 empty] | TMN DELIMA | Unknown | Unknown | NO | NONE | DISTRIBUTION | TNB | KUALA SELANGOR | NO | Unknown |  |  |  | NO | [8 empty] | S05891 | NO | [7 empty] | 3
380042525 | S05893 | [5 empty] | Existing | RYB |  | S01573 PE QTRS GURU P/PERMATANG | CLOSED | CLOSED | LINK |  | 11 kV | [9 empty] | TMN DELIMA | Unknown | Unknown | NO | NONE | DISTRIBUTION | TNB | KUALA SELANGOR | NO | Unknown |  |  |  | NO | [8 empty] | S05893 | NO | [7 empty] | 3
380042621 | S01571 |  |  |  | BKSL/PCE/J00258/MBRMU | 300313631 | Existing | RYB |  | S00470 PE BGN SUNGAI YU | CLOSED | CLOSED | LINK |  | 11 kV |  | 15/12/2007 |  |  |  |  | TAMCO |  |  | QTRS GURU P/PERMATANG | Unknown | Unknown | NO | NONE | DISTRIBUTION | TNB | KUALA SELANGOR | NO | Unknown |  |  |  | NO | [8 empty] | S01571 | NO | [7 empty] | 3
380042626 | S01573 |  |  |  | BKSL/PCE/J00258/MBRMU | 300313631 | Existing | RYB |  | S05893 PE TAMAN DELIMA | CLOSED | CLOSED | LINK |  | 11 kV |  | 15/12/2007 |  |  |  |  | TAMCO |  |  | QTRS GURU P/PERMATANG | Unknown | Unknown | NO | NONE | DISTRIBUTION | TNB | KUALA SELANGOR | NO | Unknown |  |  |  | NO | [8 empty] | S01573 | NO | [7 empty] | 3
380042723 | S00471 |  |  |  | BKSL/PCE/J00250/MBNN01 | 300022943 | Existing | RYB |  | S00474 PE TMN BAYU P/PENAMBANG | CLOSED | CLOSED | LINK |  | 11 kV |  | 2000-11-10 | [7 empty] | BGN SUNGAI YU | Unknown | Unknown | NO | NONE | DISTRIBUTION | TNB | KUALA SELANGOR | NO | Unknown |  |  |  | NO | [8 empty] | S00471 | NO | [7 empty] | 3
380042727 | S00473 |  |  |  | BKSL/PCE/J00250/MBNN01 | 300022943 | Existing | RYB |  | S01575 PE TMN SRI PENAMBANG | CLOSED | CLOSED | LINK |  | 11 kV |  | 2000-11-10 | [7 empty] | BGN SUNGAI YU | Unknown | Unknown | NO | NONE | DISTRIBUTION | TNB | KUALA SELANGOR | NO | Unknown |  |  |  | NO | [8 empty] | S00473 | NO | [7 empty] | 3
380042744 | S00470 |  |  |  | BKSL/PCE/J00250/MBNN01 | 300022943 | Existing | RYB |  | S01571 PE QTRS GURU P/PERMATANG | CLOSED | CLOSED | LINK |  | 11 kV |  | 2000-11-10 | [7 empty] | BGN SUNGAI YU | Unknown | Unknown | NO | NONE | DISTRIBUTION | TNB | KUALA SELANGOR | NO | Unknown |  |  |  | NO | [8 empty] | S00470 | NO | [7 empty] | 3
380042835 | S00474 |  |  |  | BKSL/PCE/J00139/MBRMU1 | 300343326 | Existing | RYB |  | S00471 PE BGN SUNGAI YU | CLOSED | CLOSED | LINK |  | 11 kV |  | 1998-11-10 | [7 empty] | TMN BAYU P/PENAMBANG | Unknown | Unknown | NO | NONE | DISTRIBUTION | TNB | KUALA SELANGOR | NO | Unknown |  |  |  | NO | [8 empty] | S00474 | NO | [7 empty] | 3
380042840 | S01574 |  |  |  | BKSL/PCE/J00139/MBRMU1 | 300343326 | Existing | RYB |  | S05958 PE JLN PENINSULA LILI 2 | CLOSED | CLOSED | LINK |  | 11 kV |  | 1998-11-10 | [7 empty] | TMN BAYU P/PENAMBANG | Unknown | Unknown | NO | NONE | DISTRIBUTION | TNB | KUALA SELANGOR | NO | Unknown |  |  |  | NO | [8 empty] | S01574 | NO | [7 empty] | 3
380042933 | S01575 |  |  |  | BKSL/PCE/J00340/MBRMU1 | 300241013 | Existing | RYB |  | S00473 PE BGN SUNGAI YU | CLOSED | CLOSED | LINK |  | 11 kV |  | 1993-10-12 |  |  |  |  | VEI |  |  | TMN SRI PENAMBANG | Unknown | Unknown | NO | NONE | DISTRIBUTION | TNB | KUALA SELANGOR | NO | Unknown |  |  |  | NO | [8 empty] | S01575 | NO | [7 empty] | 3
380042938 | S01577 |  |  |  | BKSL/PCE/J00340/MBRMU1 | 300241013 | Existing | RYB |  | S00476 PE PEKAN P/PENAMBANG | CLOSED | CLOSED | LINK |  | 11 kV |  | 1993-10-12 |  |  |  |  | VEI |  |  | TMN SRI PENAMBANG | Unknown | Unknown | NO | NONE | DISTRIBUTION | TNB | KUALA SELANGOR | NO | Unknown |  |  |  | NO | [8 empty] | S01577 | NO | [7 empty] | 3
380043026 | S00478 |  |  |  | BKSL/PCE/J00252/MB00476 | 300022954 | Existing | RYB |  |  | CLOSED | CLOSED | LINK |  | 11 kV |  | 14/11/2001 |  |  |  |  | FALCON BETA |  |  | PEKAN P/PENAMBANG | Unknown | Unknown | NO | NONE | DISTRIBUTION | TNB | KUALA SELANGOR | NO | Unknown |  |  |  | NO | [8 empty] | S00478 | NO | [7 empty] | 3
380043031 | S00476 |  |  |  | BKSL/PCE/J00252/MB00476 | 300022954 | Existing | RYB |  | S01577 PE TMN SRI PENAMBANG | CLOSED | CLOSED | LINK |  | 11 kV |  | 14/11/2001 |  |  |  |  | FALCON BETA |  |  | PEKAN P/PENAMBANG | Unknown | Unknown | NO | NONE | DISTRIBUTION | TNB | KUALA SELANGOR | NO | Unknown |  |  |  | NO | [8 empty] | S00476 | NO | [7 empty] | 3
380043125 | S00479 |  |  |  | BKSL/PCE/J00253/MB01 | 300022959 | Existing | RYB |  | S00478 PE PEKAN P/PENAMBANG | CLOSED | CLOSED | LINK |  | 11 kV |  | 15/12/2001 | [7 empty] | JPJ P/PENAMBANG | Unknown | Unknown | NO | NONE | DISTRIBUTION | TNB | KUALA SELANGOR | NO | Unknown |  |  |  | NO | [8 empty] | S00479 | NO | [7 empty] | 3
380043130 | S00481 |  |  |  | BKSL/PCE/J00253/MB01 | 300022959 | Existing | RYB |  | S05656 PE GOLDPAGE NO.1 | CLOSED | CLOSED | LINK |  | 11 kV |  | 15/12/2001 | [7 empty] | JPJ P/PENAMBANG | Unknown | Unknown | NO | NONE | DISTRIBUTION | TNB | KUALA SELANGOR | NO | Unknown |  |  |  | NO | [8 empty] | S00481 | NO | [7 empty] | 3
380043227 | S05657 |  |  |  | BKSL/PCE/J00829/MBRMU1 | 300431103 | Existing | RYB |  | S05613 PE LKIM PASIR PENAMBANG | CLOSED | CLOSED | LINK |  | 11 kV |  | 18/09/2013 |  |  |  |  | TAMCO |  |  | GOLDPAGE NO.2 | Unknown | Unknown | NO | NONE | DISTRIBUTION | TNB | KUALA SELANGOR | NO | Unknown |  |  |  | NO | [8 empty] | S05657 | NO | [7 empty] | 3
380043244 | S05660 |  |  |  | BKSL/PCE/J00829/MBRMU1 | 300431103 | Existing | RYB |  | S05654 PE GOLDPAGE NO.1 | CLOSED | CLOSED | LINK |  | 11 kV |  | 18/09/2013 |  |  |  |  | TAMCO |  |  | GOLDPAGE NO.2 | Unknown | Unknown | NO | NONE | DISTRIBUTION | TNB | KUALA SELANGOR | NO | Unknown |  |  |  | NO | [8 empty] | S05660 | NO | [7 empty] | 3
380043397 | S05656 |  |  |  | BKSL/PCE/J00789/MBRMU1 | 300431015 | Existing | RYB |  | S00481 PE JPJ P/PENAMBANG | CLOSED | CLOSED | LINK |  | 11 kV |  | 13/09/2013 |  |  |  |  | INDKOM |  |  | GOLDPAGE NO.1 | Unknown | Unknown | NO | NONE | DISTRIBUTION | TNB | KUALA SELANGOR | NO | Unknown |  |  |  | NO | [8 empty] | S05656 | NO | [7 empty] | 3
380043402 | S05654 |  |  |  | BKSL/PCE/J00789/MBRMU1 | 300431015 | Existing | RYB |  | S05660 PE GOLDPAGE NO.2 | CLOSED | CLOSED | LINK |  | 11 kV |  | 13/09/2013 |  |  |  |  | INDKOM |  |  | GOLDPAGE NO.1 | Unknown | Unknown | NO | NONE | DISTRIBUTION | TNB | KUALA SELANGOR | NO | Unknown |  |  |  | NO | [8 empty] | S05654 | NO | [7 empty] | 3
380043607 | S01466 |  |  |  | BKSL/PCE/J00286/MBRMU1 | 300242568 | Existing | RYB |  | S00337 PE HOSPITAL TG KARANG | CLOSED | CLOSED | LINK |  | 11 kV |  | 1995-10-12 |  |  |  |  | TAMCO |  |  | BANJARAYA (C) | Unknown | Unknown | NO | NONE | DISTRIBUTION | TNB | KUALA SELANGOR | NO | Unknown |  |  |  | NO | [8 empty] | S01466 | NO | [7 empty] | 3
380043612 | S01468 |  |  |  | BKSL/PCE/J00286/MBRMU1 | 300242568 | Existing | RYB |  | S05458 PE TMN RIAMIN | CLOSED | CLOSED | LINK |  | 11 kV |  | 1995-10-12 |  |  |  |  | TAMCO |  |  | BANJARAYA (C) | Unknown | Unknown | NO | NONE | DISTRIBUTION | TNB | KUALA SELANGOR | NO | Unknown |  |  |  | NO | [8 empty] | S01468 | NO | [7 empty] | 3
380043739 | S05458 |  |  |  | BKSL/PCE/J00569/MBRMU | 300313740 | Existing | RYB |  | S01468 PE BANJARAYA (C) | CLOSED | CLOSED | LINK |  | 11 kV |  | 22/03/2008 | [7 empty] | TMN RIAMIN | Unknown | Unknown | NO | NONE | DISTRIBUTION | TNB | KUALA SELANGOR | NO | Unknown |  |  |  | NO | [8 empty] | S05458 | NO | [7 empty] | 3
380043744 | S05456 |  |  |  | BKSL/PCE/J00569/MBRMU | 300313740 | Existing | RYB |  | S05820 PE KG HAJI RAZALI | CLOSED | CLOSED | LINK |  | 11 kV |  | 22/03/2008 | [7 empty] | TMN RIAMIN | Unknown | Unknown | NO | NONE | DISTRIBUTION | TNB | KUALA SELANGOR | NO | Unknown |  |  |  | NO | [8 empty] | S05456 | NO | [7 empty] | 3
380043853 | S05820 |  |  |  | BKSL/PCE/J00387/MB1 | 300515990 | Existing | RYB |  | S05456 PE TMN RIAMIN | CLOSED | CLOSED | LINK |  | 11 kV | [9 empty] | KG HAJI RAZALI | Unknown | Unknown | NO | NONE | DISTRIBUTION | TNB | KUALA SELANGOR | NO | Unknown |  |  |  | NO | [8 empty] | S05820 | NO | [7 empty] | 3
380043858 | S05822 |  |  |  | BKSL/PCE/J00387/MB1 | 300515990 | Existing | RYB |  | S00348 PE TMN MASRIA | CLOSED | CLOSED | LINK |  | 11 kV | [9 empty] | KG HAJI RAZALI | Unknown | Unknown | NO | NONE | DISTRIBUTION | TNB | KUALA SELANGOR | NO | Unknown |  |  |  | NO | [8 empty] | S05822 | NO | [7 empty] | 3
380043967 | S00348 |  |  |  | BKSL/PCE/J00188/MB01 | 300022727 | Existing | RYB |  | S05822 PE KG HAJI RAZALI | CLOSED | CLOSED | LINK |  | 11 kV |  | 20/05/2002 |  |  |  |  | TAMCO |  |  | MASRIA | Unknown | Unknown | NO | NONE | DISTRIBUTION | TNB | KUALA SELANGOR | NO | Unknown |  |  |  | NO | [8 empty] | S00348 | NO | [7 empty] | 3
380043972 | S01469 |  |  |  | BKSL/PCE/J00188/MB01 | 300022727 | Existing | RYB |  | S01470 PE TMN WAWASAN | CLOSED | CLOSED | LINK |  | 11 kV |  | 20/05/2002 |  |  |  |  | TAMCO |  |  | MASRIA | Unknown | Unknown | NO | NONE | DISTRIBUTION | TNB | KUALA SELANGOR | NO | Unknown |  |  |  | NO | [8 empty] | S01469 | NO | [7 empty] | 3
380044083 | S01470 |  |  |  | BKSL/PCE/J00283/MBRMU | 300313759 | Existing | RYB |  | S01469 PE TMN MASRIA | CLOSED | CLOSED | LINK |  | 11 kV |  | 2011-10-10 |  |  |  |  | TAMCO |  |  | TMN WAWASAN | Unknown | Unknown | NO | NONE | DISTRIBUTION | TNB | KUALA SELANGOR | NO | Unknown |  |  |  | NO | [8 empty] | S01470 | NO | [7 empty] | 3
380044088 | S01472 |  |  |  | BKSL/PCE/J00283/MBRMU | 300313759 | Existing | RYB |  | S01644 PE TMN KHATIJAH | CLOSED | CLOSED | LINK |  | 11 kV |  | 2011-10-10 |  |  |  |  | TAMCO |  |  | TMN WAWASAN | Unknown | Unknown | NO | NONE | DISTRIBUTION | TNB | KUALA SELANGOR | NO | Unknown |  |  |  | NO | [8 empty] | S01472 | NO | [7 empty] | 3
380044199 | S01644 |  |  |  | BKSL/PCE/J00533/MBRMU | 300313776 | Existing | RYB |  | S01472 PE TMN WAWASAN | CLOSED | CLOSED | LINK |  | 11 kV |  | 26/06/2007 |  |  |  |  | TAMCO |  |  | TMN KHATIJAH | Unknown | Unknown | NO | NONE | DISTRIBUTION | TNB | KUALA SELANGOR | NO | Unknown |  |  |  | NO | [8 empty] | S01644 | NO | [7 empty] | 3
380044204 | S01646 |  |  |  | BKSL/PCE/J00533/MBRMU | 300313776 | Existing | RYB |  | S05635 PE KO SEGAR | CLOSED | CLOSED | LINK |  | 11 kV |  | 26/06/2007 |  |  |  |  | TAMCO |  |  | TMN KHATIJAH | Unknown | Unknown | NO | NONE | DISTRIBUTION | TNB | KUALA SELANGOR | NO | Unknown |  |  |  | NO | [8 empty] | S01646 | NO | [7 empty] | 3
380044427 | S05823 |  |  |  | BKSL/PCE/J00386/MB1 | 310526851 | Existing | RYB |  | S05633 PE KO SEGAR | CLOSED | CLOSED | LINK |  | 11 kV |  | 18/08/2006 |  |  |  |  | INDKOM |  |  | MARDI SG SIREH | Unknown | Unknown | NO | NONE | DISTRIBUTION | TNB | KUALA SELANGOR | NO | Unknown |  |  |  | NO | [8 empty] | S05823 | NO | [7 empty] | 3
380044432 | S05825 |  |  |  | BKSL/PCE/J00386/MB1 | 310526851 | Existing | RYB |  |  | CLOSED | CLOSED | LINK |  | 11 kV |  | 18/08/2006 |  |  |  |  | INDKOM |  |  | MARDI SG SIREH | Unknown | Unknown | NO | NONE | DISTRIBUTION | TNB | KUALA SELANGOR | NO | Unknown |  |  |  | NO | [8 empty] | S05825 | NO | [7 empty] | 3
380079142 | R05500 |  |  |  | BKSL/PCE/J00579/MBRMU | 300313107 | Existing | RYB |  |  | CLOSED | CLOSED | LINK |  | 11 kV |  | 19/04/1990 |  |  |  |  | TAMCO |  |  | SIME PLANTATION B.BERJUNTAI | Unknown | Unknown | NO | NONE | DISTRIBUTION | TNB | KUALA SELANGOR | NO | Unknown |  |  |  | NO | [8 empty] | R05500 | NO | [7 empty] | 3
380079159 | R05498 |  |  |  | BKSL/PCE/J00579/MBRMU | 300313107 | Existing | RYB |  |  | CLOSED | CLOSED | LINK |  | 11 kV |  | 19/04/1990 |  |  |  |  | TAMCO |  |  | SIME PLANTATION B.BERJUNTAI | Unknown | Unknown | NO | NONE | DISTRIBUTION | TNB | KUALA SELANGOR | NO | Unknown |  |  |  | NO | [8 empty] | R05498 | NO | [7 empty] | 3
380079487 | R03863 |  |  |  | BKSL/PCE/J00486/MBRMU | 300313109 | Existing | RYB |  |  | CLOSED | CLOSED | LINK |  | 11 kV |  | 20/05/1988 |  |  |  |  | MERLIN GERIN |  |  | BERJUNTAI MAJU(C/S) | Unknown | Unknown | NO | NONE | DISTRIBUTION | TNB | KUALA SELANGOR | NO | Unknown |  |  |  | NO | [8 empty] | R03863 | NO | [7 empty] | 3
380079492 | R03865 |  |  |  | BKSL/PCE/J00486/MBRMU | 300313109 | Existing | RYB |  |  | CLOSED | CLOSED | LINK |  | 11 kV |  | 20/05/1988 |  |  |  |  | MERLIN GERIN |  |  | BERJUNTAI MAJU(C/S) | Unknown | Unknown | NO | NONE | DISTRIBUTION | TNB | KUALA SELANGOR | NO | Unknown |  |  |  | NO | [8 empty] | R03865 | NO | [7 empty] | 3
380079584 | R03869 |  |  |  | BKSL/PCE/J00487/MBRMU | 300313114 | Existing | RYB |  |  | CLOSED | CLOSED | LINK |  | 11 kV |  | 26/06/2000 |  |  |  |  | TAMCO |  |  | BERJUNTAI MAJU BTG BERJUNTAI | Unknown | Unknown | NO | NONE | DISTRIBUTION | TNB | KUALA SELANGOR | NO | Unknown |  |  |  | NO | [8 empty] | R03869 | NO | [7 empty] | 3
380079601 | R03866 |  |  |  | BKSL/PCE/J00487/MBRMU | 300313114 | Existing | RYB |  |  | CLOSED | CLOSED | LINK |  | 11 kV |  | 26/06/2000 |  |  |  |  | TAMCO |  |  | BERJUNTAI MAJU BTG BERJUNTAI | Unknown | Unknown | NO | NONE | DISTRIBUTION | TNB | KUALA SELANGOR | NO | Unknown |  |  |  | NO | [8 empty] | R03866 | NO | [7 empty] | 3
380079854 | R01890 |  |  |  | BKSL/PCE/J00489/MBRMU | 300313123 | Existing | RYB |  |  | CLOSED | CLOSED | LINK |  | 11 kV |  | 18/08/2010 |  |  |  |  | MERLIN GERIN |  |  | TELEKOM B/BEJUNTAI | Unknown | Unknown | NO | NONE | DISTRIBUTION | TNB | KUALA SELANGOR | NO | Unknown |  |  |  | NO | [8 empty] | R01890 | NO | [7 empty] | 3
380079859 | R01889 |  |  |  | BKSL/PCE/J00489/MBRMU | 300313123 | Existing | RYB |  |  | CLOSED | CLOSED | LINK |  | 11 kV |  | 18/08/2010 |  |  |  |  | MERLIN GERIN |  |  | TELEKOM B/BEJUNTAI | Unknown | Unknown | NO | NONE | DISTRIBUTION | TNB | KUALA SELANGOR | NO | Unknown |  |  |  | NO | [8 empty] | R01889 | NO | [7 empty] | 3
380079950 | R01886 |  |  |  | BKSL/PCE/J00490/MBRMU | 300313126 | Existing | RYB |  | KLINIK KESIHATAN B.BERJUNTAI | CLOSED | CLOSED | LINK |  | 11 kV |  | 22/09/1988 | [7 empty] | TMN SENTOSA | Unknown | Unknown | NO | NONE | DISTRIBUTION | TNB | KUALA SELANGOR | NO | Unknown |  |  |  | NO | [8 empty] | R01886 | NO | [7 empty] | 3
380079955 | R01886 |  |  |  | BKSL/PCE/J00490/MBRMU | 300313126 | Existing | RYB |  | KLINIK KESIHATAN B.BERJUNTAI | CLOSED | CLOSED | LINK |  | 11 kV |  | 22/09/1988 | [7 empty] | TMN SENTOSA | Unknown | Unknown | NO | NONE | DISTRIBUTION | TNB | KUALA SELANGOR | NO | Unknown |  |  |  | NO | [8 empty] | R01886 | NO | [7 empty] | 3
380080046 | R01883 |  |  |  | BKSL/PCE/J00491/MBRMU | 300313128 | Existing | RYB |  |  | CLOSED | CLOSED | LINK |  | 11 kV |  | 1994-11-10 |  |  |  |  | TAMCO |  |  | PEKAN BATANG BEJUNTAI | Unknown | Unknown | NO | NONE | DISTRIBUTION | TNB | KUALA SELANGOR | NO | Unknown |  |  |  | NO | [8 empty] | R01883 | NO | [7 empty] | 3
380080051 | R01885 |  |  |  | BKSL/PCE/J00491/MBRMU | 300313128 | Existing | RYB |  |  | CLOSED | CLOSED | LINK |  | 11 kV |  | 1994-11-10 |  |  |  |  | TAMCO |  |  | PEKAN BATANG BEJUNTAI | Unknown | Unknown | NO | NONE | DISTRIBUTION | TNB | KUALA SELANGOR | NO | Unknown |  |  |  | NO | [8 empty] | R01885 | NO | [7 empty] | 3
380080142 | R01880 |  |  |  | BKSL/PCE/J00492/MBRMU | 300313130 | Existing | RYB |  |  | CLOSED | CLOSED | LINK |  | 11 kV |  | 14/11/1991 |  |  |  |  | TAMCO |  |  | BINTANG JELITA | Unknown | Unknown | NO | NONE | DISTRIBUTION | TNB | KUALA SELANGOR | NO | Unknown |  |  |  | NO | [8 empty] | R01880 | NO | [7 empty] | 3
380080147 | R01882 |  |  |  | BKSL/PCE/J00492/MBRMU | 300313130 | Existing | RYB |  |  | CLOSED | CLOSED | LINK |  | 11 kV |  | 14/11/1991 |  |  |  |  | TAMCO |  |  | BINTANG JELITA | Unknown | Unknown | NO | NONE | DISTRIBUTION | TNB | KUALA SELANGOR | NO | Unknown |  |  |  | NO | [8 empty] | R01882 | NO | [7 empty] | 3
380080290 | R01877 |  |  |  | BKSL/PCE/J00496/MBRMU | 300345585 | Existing | RYB |  |  | CLOSED | CLOSED | LINK |  | 11 kV |  | 15/12/2006 |  |  |  |  | TAMCO |  |  | PKNS TAMAN SRI INDAH | Unknown | Unknown | NO | NONE | DISTRIBUTION | TNB | KUALA SELANGOR | NO | Unknown |  |  |  | NO | [8 empty] | R01877 | NO | [7 empty] | 3
380080295 | R01879 |  |  |  | BKSL/PCE/J00496/MBRMU | 300345585 | Existing | RYB |  |  | OPEN | CLOSED | LINK |  | 11 kV |  | 15/12/2006 |  |  |  |  | TAMCO |  |  | PKNS TAMAN SRI INDAH | Unknown | Unknown | NO | NONE | DISTRIBUTION | TNB | KUALA SELANGOR | NO | Unknown |  |  |  | NO | [8 empty] | R01879 | NO | [7 empty] | 3
380080387 | R04846 |  |  |  | BKSL/PCE/J00506/MBRMU | 300313077 | Existing | RYB |  |  | CLOSED | CLOSED | LINK |  | 11 kV |  | 18/08/1997 |  |  |  |  | TAMCO |  |  | SSU PKPS | Unknown | Unknown | NO | NONE | DISTRIBUTION | TNB | KUALA SELANGOR | NO | Unknown |  |  |  | NO | [8 empty] | R04846 | NO | [7 empty] | 3
380080391 | R04847 |  |  |  | BKSL/PCE/J00506/MBRMU | 300313077 | Existing | RYB |  |  | CLOSED | CLOSED | LINK |  | 11 kV |  | 18/08/1997 |  |  |  |  | TAMCO |  |  | SSU PKPS | Unknown | Unknown | NO | NONE | DISTRIBUTION | TNB | KUALA SELANGOR | NO | Unknown |  |  |  | NO | [8 empty] | R04847 | NO | [7 empty] | 3
380080408 | R04848 |  |  |  | BKSL/PCE/J00506/MBRMU | 300313077 | Existing | RYB |  |  | CLOSED | CLOSED | LINK |  | 11 kV |  | 18/08/1997 |  |  |  |  | TAMCO |  |  | SSU PKPS | Unknown | Unknown | NO | NONE | DISTRIBUTION | TNB | KUALA SELANGOR | NO | Unknown |  |  |  | NO | [8 empty] | R04848 | NO | [7 empty] | 3
380080489 | R05070 |  |  |  | BKSL/PCE/J00507/MBRMU | 300313078 | Existing | RYB |  |  | CLOSED | CLOSED | LINK |  | 11 kV |  | 20/09/1984 | [7 empty] | PUSAT PENYEMBELIHAN PKPS | Unknown | Unknown | NO | NONE | DISTRIBUTION | TNB | KUALA SELANGOR | NO | Unknown |  |  |  | NO | [8 empty] | R05070 | NO | [7 empty] | 3
380080494 | R05068 |  |  |  | BKSL/PCE/J00507/MBRMU | 300313078 | Existing | RYB |  |  | OPEN | CLOSED | LINK |  | 11 kV |  | 20/09/1984 | [7 empty] | PUSAT PENYEMBELIHAN PKPS | Unknown | Unknown | NO | NONE | DISTRIBUTION | TNB | KUALA SELANGOR | NO | Unknown |  |  |  | NO | [8 empty] | R05068 | NO | [7 empty] | 3
380080584 | R04839 |  |  |  | BKSL/PCE/J00509/MBRMU | 300313092 | Existing | RYB |  |  | CLOSED | CLOSED | LINK |  | 11 kV |  | 1982-10-10 | [7 empty] | STP UNISEL | Unknown | Unknown | NO | NONE | DISTRIBUTION | TNB | KUALA SELANGOR | NO | Unknown |  |  |  | NO | [8 empty] | R04839 | NO | [7 empty] | 3
380080588 | R04836 |  |  |  | BKSL/PCE/J00509/MBRMU | 300313092 | Existing | RYB |  |  | CLOSED | CLOSED | LINK |  | 11 kV |  | 1982-10-10 | [7 empty] | STP UNISEL | Unknown | Unknown | NO | NONE | DISTRIBUTION | TNB | KUALA SELANGOR | NO | Unknown |  |  |  | NO | [8 empty] | R04836 | NO | [7 empty] | 3
380080605 | R04837 |  |  |  | BKSL/PCE/J00509/MBRMU | 300313092 | Existing | RYB |  |  | OPEN | CLOSED | LINK |  | 11 kV |  | 1982-10-10 | [7 empty] | STP UNISEL | Unknown | Unknown | NO | NONE | DISTRIBUTION | TNB | KUALA SELANGOR | NO | Unknown |  |  |  | NO | [8 empty] | R04837 | NO | [7 empty] | 3
380080686 | R04834 |  |  |  | BKSL/PCE/J00508/MBRMU | 300313095 | Existing | RYB |  |  | CLOSED | CLOSED | LINK |  | 11 kV |  | 27/11/1980 | [7 empty] | RUMAH KAKITANGAN UNISEL | Unknown | Unknown | NO | NONE | DISTRIBUTION | TNB | KUALA SELANGOR | NO | Unknown |  |  |  | NO | [8 empty] | R04834 | NO | [7 empty] | 3
380080691 | R04833 |  |  |  | BKSL/PCE/J00508/MBRMU | 300313095 | Existing | RYB |  |  | CLOSED | CLOSED | LINK |  | 11 kV |  | 27/11/1980 | [7 empty] | RUMAH KAKITANGAN UNISEL | Unknown | Unknown | NO | NONE | DISTRIBUTION | TNB | KUALA SELANGOR | NO | Unknown |  |  |  | NO | [8 empty] | R04833 | NO | [7 empty] | 3
380080781 | R04830 |  |  |  | BKSL/PCE/J00510/MBRMU | 300343259 | Existing | RYB |  |  | OPEN | CLOSED | LINK |  | 11 kV |  | 2003-10-10 |  |  |  |  | TAMCO |  |  | ASRAMA PUTERI UNISEL | Unknown | Unknown | NO | NONE | DISTRIBUTION | TNB | KUALA SELANGOR | NO | Unknown |  |  |  | NO | [8 empty] | R04830 | NO | [7 empty] | 3
380080798 | R04831 |  |  |  | BKSL/PCE/J00510/MBRMU | 300343259 | Existing | RYB |  |  | CLOSED | CLOSED | LINK |  | 11 kV |  | 2003-10-10 |  |  |  |  | TAMCO |  |  | ASRAMA PUTERI UNISEL | Unknown | Unknown | NO | NONE | DISTRIBUTION | TNB | KUALA SELANGOR | NO | Unknown |  |  |  | NO | [8 empty] | R04831 | NO | [7 empty] | 3
380080962 | R04822 |  |  |  | BKSL/PCE/J00512/MBRMU | 300313099 | Existing | RYB |  |  | CLOSED | CLOSED | LINK |  | 11 kV |  | 1978-10-12 |  |  |  |  | TAMCO |  |  | SSU UNISEL | Unknown | Unknown | NO | NONE | DISTRIBUTION | TNB | KUALA SELANGOR | NO | Unknown |  |  |  | NO | [8 empty] | R04822 | NO | [7 empty] | 3
380080968 | R04823 |  |  |  | BKSL/PCE/J00512/MBRMU | 300313099 | Existing | RYB |  |  | CLOSED | CLOSED | LINK |  | 11 kV |  | 1978-10-12 |  |  |  |  | TAMCO |  |  | SSU UNISEL | Unknown | Unknown | NO | NONE | DISTRIBUTION | TNB | KUALA SELANGOR | NO | Unknown |  |  |  | NO | [8 empty] | R04823 | NO | [7 empty] | 3
380080973 | R04824 |  |  |  | BKSL/PCE/J00512/MBRMU | 300313099 | Existing | RYB |  |  | CLOSED | CLOSED | LINK |  | 11 kV |  | 1978-10-12 |  |  |  |  | TAMCO |  |  | SSU UNISEL | Unknown | Unknown | NO | NONE | DISTRIBUTION | TNB | KUALA SELANGOR | NO | Unknown |  |  |  | NO | [8 empty] | R04824 | NO | [7 empty] | 3
380080982 | R04827 |  |  |  | BKSL/PCE/J00511/MBRMU | 300343271 | Existing | RYB |  |  | CLOSED | CLOSED | LINK |  | 11 kV |  | 2003-10-10 |  |  |  |  | TAMCO |  |  | ASRAMA PUTERA UNISEL | Unknown | Unknown | NO | NONE | DISTRIBUTION | TNB | KUALA SELANGOR | NO | Unknown |  |  |  | NO | [8 empty] | R04827 | NO | [7 empty] | 3
380080999 | R04826 |  |  |  | BKSL/PCE/J00511/MBRMU | 300343271 | Existing | RYB |  |  | CLOSED | CLOSED | LINK |  | 11 kV |  | 2003-10-10 |  |  |  |  | TAMCO |  |  | ASRAMA PUTERA UNISEL | Unknown | Unknown | NO | NONE | DISTRIBUTION | TNB | KUALA SELANGOR | NO | Unknown |  |  |  | NO | [8 empty] | R04826 | NO | [7 empty] | 3
380081156 | R01901 |  |  |  | BKSL/PCE/J00505/MBRMU | 300313218 | Existing | RYB |  |  | CLOSED | CLOSED | LINK |  | 11 kV |  | 20/05/1996 | [7 empty] | SIME INAX | Unknown | Unknown | NO | NONE | DISTRIBUTION | TNB | KUALA SELANGOR | NO | Unknown |  |  |  | NO | [8 empty] | R01901 | NO | [7 empty] | 3
380081161 | R01900 |  |  |  | BKSL/PCE/J00505/MBRMU | 300313218 | Existing | RYB |  |  | CLOSED | CLOSED | LINK |  | 11 kV |  | 20/05/1996 | [7 empty] | SIME INAX | Unknown | Unknown | NO | NONE | DISTRIBUTION | TNB | KUALA SELANGOR | NO | Unknown |  |  |  | NO | [8 empty] | R01900 | NO | [7 empty] | 3
380081630 | R03182 |  |  |  | BKSL/PCE/J00466/MBRMU | 300313263 | Existing | RYB |  |  | CLOSED | CLOSED | LINK |  | 11 kV |  | 22/09/1993 |  |  |  |  | VEI |  |  | TECHNOPARK NO 3 | Unknown | Unknown | NO | NONE | DISTRIBUTION | TNB | KUALA SELANGOR | NO | Unknown |  |  |  | NO | [8 empty] | R03182 | NO | [7 empty] | 3
380081647 | R03183 |  |  |  | BKSL/PCE/J00466/MBRMU | 300313263 | Existing | RYB |  |  | CLOSED | CLOSED | LINK |  | 11 kV |  | 22/09/1993 |  |  |  |  | VEI |  |  | TECHNOPARK NO 3 | Unknown | Unknown | NO | NONE | DISTRIBUTION | TNB | KUALA SELANGOR | NO | Unknown |  |  |  | NO | [8 empty] | R03183 | NO | [7 empty] | 3
380081801 | R03186 |  |  |  | BKSL/PCE/J00467/MBRMU | 300313278 | Existing | RYB |  |  | CLOSED | CLOSED | LINK |  | 11 kV |  | 14/11/1988 |  |  |  |  | TAMCO |  |  | TECHNOPARK NO 4 | Unknown | Unknown | NO | NONE | DISTRIBUTION | TNB | KUALA SELANGOR | NO | Unknown |  |  |  | NO | [8 empty] | R03186 | NO | [7 empty] | 3
380081818 | R03187 |  |  |  | BKSL/PCE/J00467/MBRMU | 300313278 | Existing | RYB |  |  | CLOSED | CLOSED | LINK |  | 11 kV |  | 14/11/1988 |  |  |  |  | TAMCO |  |  | TECHNOPARK NO 4 | Unknown | Unknown | NO | NONE | DISTRIBUTION | TNB | KUALA SELANGOR | NO | Unknown |  |  |  | NO | [8 empty] | R03187 | NO | [7 empty] | 3
380081971 | R02743 |  |  |  | BKSL/PCE/J00468/MBRMU | 300313291 | Existing | RYB |  |  | CLOSED | CLOSED | LINK |  | 11 kV |  | 19/02/1999 |  |  |  |  | TAMCO |  |  | PKNS RANTAU PANJANG | Unknown | Unknown | NO | NONE | DISTRIBUTION | TNB | KUALA SELANGOR | NO | Unknown |  |  |  | NO | [8 empty] | R02743 | NO | [7 empty] | 3
380081976 | R01869 |  |  |  | BKSL/PCE/J00468/MBRMU | 300313291 | Existing | RYB |  |  | CLOSED | CLOSED | LINK |  | 11 kV |  | 19/02/1999 |  |  |  |  | TAMCO |  |  | PKNS RANTAU PANJANG | Unknown | Unknown | NO | NONE | DISTRIBUTION | TNB | KUALA SELANGOR | NO | Unknown |  |  |  | NO | [8 empty] | R01869 | NO | [7 empty] | 3
380082072 | R05753 |  |  |  | BKSL/PCE/J00561/MBRMU | 300313294 | Existing | RYB |  |  | CLOSED | CLOSED | LINK |  | 11 kV |  | 22/03/2002 |  |  |  |  | TAMCO |  |  | SYABAS RANTAU PANJANG | Unknown | Unknown | NO | NONE | DISTRIBUTION | TNB | KUALA SELANGOR | NO | Unknown |  |  |  | NO | [8 empty] | R05753 | NO | [7 empty] | 3
380082078 | R05754 |  |  |  | BKSL/PCE/J00561/MBRMU | 300313294 | Existing | RYB |  |  | CLOSED | CLOSED | LINK |  | 11 kV |  | 22/03/2002 |  |  |  |  | TAMCO |  |  | SYABAS RANTAU PANJANG | Unknown | Unknown | NO | NONE | DISTRIBUTION | TNB | KUALA SELANGOR | NO | Unknown |  |  |  | NO | [8 empty] | R05754 | NO | [7 empty] | 3
380082083 | R05752 |  |  |  | BKSL/PCE/J00561/MBRMU | 300313294 | Existing | RYB |  |  | CLOSED | CLOSED | LINK |  | 11 kV |  | 22/03/2002 |  |  |  |  | TAMCO |  |  | SYABAS RANTAU PANJANG | Unknown | Unknown | NO | NONE | DISTRIBUTION | TNB | KUALA SELANGOR | NO | Unknown |  |  |  | NO | [8 empty] | R05752 | NO | [7 empty] | 3
380082091 | R05058 |  |  |  | BKSL/PCE/J00516/MBRMU | 300313132 | Existing | RYB |  | R05533 LDG MINYAK | CLOSED | CLOSED | LINK |  | 11 kV |  | 15/12/1983 |  |  |  |  | TAMCO |  |  | BERJUNTAI BESTARI NO 2 | Unknown | Unknown | NO | NONE | DISTRIBUTION | TNB | KUALA SELANGOR | NO | Unknown |  |  |  | NO | [8 empty] | R05058 | NO | [7 empty] | 3
380082096 | R05056 |  |  |  | BKSL/PCE/J00516/MBRMU | 300313132 | Existing | RYB |  |  | CLOSED | CLOSED | LINK |  | 11 kV |  | 15/12/1983 |  |  |  |  | TAMCO |  |  | BERJUNTAI BESTARI NO 2 | Unknown | Unknown | NO | NONE | DISTRIBUTION | TNB | KUALA SELANGOR | NO | Unknown |  |  |  | NO | [8 empty] | R05056 | NO | [7 empty] | 3
380082187 | R05055 |  |  |  | BKSL/PCE/J00515/MBRMU | 300313170 | Existing | RYB |  |  | CLOSED | CLOSED | LINK |  | 11 kV |  | 19/04/1993 |  |  |  |  | TAMCO |  |  | BERJUNTAI BESTARI NO 1 | Unknown | Unknown | NO | NONE | DISTRIBUTION | TNB | KUALA SELANGOR | NO | Unknown |  |  |  | NO | [8 empty] | R05055 | NO | [7 empty] | 3
380082192 | R05053 |  |  |  | BKSL/PCE/J00515/MBRMU | 300313170 | Existing | RYB |  |  | CLOSED | CLOSED | LINK |  | 11 kV |  | 19/04/1993 |  |  |  |  | TAMCO |  |  | BERJUNTAI BESTARI NO 1 | Unknown | Unknown | NO | NONE | DISTRIBUTION | TNB | KUALA SELANGOR | NO | Unknown |  |  |  | NO | [8 empty] | R05053 | NO | [7 empty] | 3
380082281 | R05378 |  |  |  | BKSL/PCE/J00514/MBRMU | 300313182 | Existing | RYB |  |  | CLOSED | CLOSED | LINK |  | 11 kV |  | 1987-11-07 |  |  |  |  | VEI |  |  | ANGGERIK LAKSAMANA | Unknown | Unknown | NO | NONE | DISTRIBUTION | TNB | KUALA SELANGOR | NO | Unknown |  |  |  | NO | [8 empty] | R05378 | NO | [7 empty] | 3
380082286 | R05377 |  |  |  | BKSL/PCE/J00514/MBRMU | 300313182 | Existing | RYB |  |  | CLOSED | CLOSED | LINK |  | 11 kV |  | 1987-11-07 |  |  |  |  | VEI |  |  | ANGGERIK LAKSAMANA | Unknown | Unknown | NO | NONE | DISTRIBUTION | TNB | KUALA SELANGOR | NO | Unknown |  |  |  | NO | [8 empty] | R05377 | NO | [7 empty] | 3
380082382 | R04996 |  |  |  | BKSL/PCE/J00513/MBRMU | 300313186 | Existing | RYB |  |  | CLOSED | CLOSED | LINK |  | 11 kV |  | 18/08/1987 |  |  |  |  | MERLIN GERIN |  |  | SEGINIAGA | Unknown | Unknown | NO | NONE | DISTRIBUTION | TNB | KUALA SELANGOR | NO | Unknown |  |  |  | NO | [8 empty] | R04996 | NO | [7 empty] | 3
380082388 | R04995 |  |  |  | BKSL/PCE/J00513/MBRMU | 300313186 | Existing | RYB |  |  | CLOSED | CLOSED | LINK |  | 11 kV |  | 18/08/1987 |  |  |  |  | MERLIN GERIN |  |  | SEGINIAGA | Unknown | Unknown | NO | NONE | DISTRIBUTION | TNB | KUALA SELANGOR | NO | Unknown |  |  |  | NO | [8 empty] | R04995 | NO | [7 empty] | 3
380082393 | R04994 |  |  |  | BKSL/PCE/J00513/MBRMU | 300313186 | Existing | RYB |  |  | CLOSED | CLOSED | LINK |  | 11 kV |  | 18/08/1987 |  |  |  |  | MERLIN GERIN |  |  | SEGINIAGA | Unknown | Unknown | NO | NONE | DISTRIBUTION | TNB | KUALA SELANGOR | NO | Unknown |  |  |  | NO | [8 empty] | R04994 | NO | [7 empty] | 3
380082401 | R05839 |  |  |  | BKSL/PCE/J00577/MBRMU | 300313194 | Existing | RYB |  |  | CLOSED | CLOSED | LINK |  | 11 kV |  | 1987-10-10 |  |  |  |  | TAMCO |  |  | TMN ILMU BISTARI | Unknown | Unknown | NO | NONE | DISTRIBUTION | TNB | KUALA SELANGOR | NO | Unknown |  |  |  | NO | [8 empty] | R05839 | NO | [7 empty] | 3
380082406 | R05837 |  |  |  | BKSL/PCE/J00577/MBRMU | 300313194 | Existing | RYB |  |  | CLOSED | CLOSED | LINK |  | 11 kV |  | 1987-10-10 |  |  |  |  | TAMCO |  |  | TMN ILMU BISTARI | Unknown | Unknown | NO | NONE | DISTRIBUTION | TNB | KUALA SELANGOR | NO | Unknown |  |  |  | NO | [8 empty] | R05837 | NO | [7 empty] | 3
380083457 | R06706 |  |  |  | BKSL/PCE/J00827/MBRMU | 300443147 | Existing | RYB |  |  | CLOSED | CLOSED | LINK |  | 11 kV | [6 empty] | MTM |  |  | FORWARD SCOPE | Unknown | Unknown | NO | NONE | DISTRIBUTION | TNB | KUALA SELANGOR | NO | Unknown |  |  |  | NO | [8 empty] | R06706 | NO | [7 empty] | 3
380083462 | R06704 |  |  |  | BKSL/PCE/J00827/MBRMU | 300443147 | Existing | RYB |  |  | CLOSED | CLOSED | LINK |  | 11 kV | [6 empty] | MTM |  |  | FORWARD SCOPE | Unknown | Unknown | NO | NONE | DISTRIBUTION | TNB | KUALA SELANGOR | NO | Unknown |  |  |  | NO | [8 empty] | R06704 | NO | [7 empty] | 3
380083761 | R07570 |  |  |  | BKSL/PCE/J00409/MB1 | 300511622 | Existing | RYB |  |  | CLOSED | CLOSED | LINK |  | 11 kV |  | 2015-01-10 |  |  |  |  | TOSHIBA |  |  | ASSIGN PRECISION | Unknown | Unknown | NO | NONE | DISTRIBUTION | TNB | KUALA SELANGOR | NO | Unknown |  |  |  | NO | [8 empty] | R07570 | NO | [7 empty] | 3
380083766 | R07572 |  |  |  | BKSL/PCE/J00409/MB1 | 300511622 | Existing | RYB |  |  | CLOSED | CLOSED | LINK |  | 11 kV |  | 2015-01-10 |  |  |  |  | TOSHIBA |  |  | ASSIGN PRECISION | Unknown | Unknown | NO | NONE | DISTRIBUTION | TNB | KUALA SELANGOR | NO | Unknown |  |  |  | NO | [8 empty] | R07572 | NO | [7 empty] | 3
380083906 | R06825 |  |  |  | BKSL/PCE/J00809/MBRMU | 300344245 | Existing | RYB |  |  | CLOSED | CLOSED | LINK |  | 11 kV |  | 22/03/1990 |  |  |  |  | INDKOM |  |  | PPAJ NO.4 | Unknown | Unknown | NO | NONE | DISTRIBUTION | TNB | KUALA SELANGOR | NO | Unknown |  |  |  | NO | [8 empty] | R06825 | NO | [7 empty] | 3
380083913 | R06826 |  |  |  | BKSL/PCE/J00809/MBRMU | 300344245 | Existing | RYB |  |  | CLOSED | CLOSED | LINK |  | 11 kV |  | 22/03/1990 |  |  |  |  | INDKOM |  |  | PPAJ NO.4 | Unknown | Unknown | NO | NONE | DISTRIBUTION | TNB | KUALA SELANGOR | NO | Unknown |  |  |  | NO | [8 empty] | R06826 | NO | [7 empty] | 3
380083917 | R06036 | [5 empty] | Existing | RYB |  |  | CLOSED | CLOSED | LINK |  | 11 kV | [9 empty] | PPAJ NO.4 | Unknown | Unknown | NO | NONE | DISTRIBUTION | TNB | KUALA SELANGOR | NO | Unknown |  |  |  | NO | [8 empty] | R06036 | NO | [7 empty] | 3
380083943 | R06034 | [5 empty] | Existing | RYB |  |  | CLOSED | CLOSED | LINK |  | 11 kV | [9 empty] | PPAJ NO.4 | Unknown | Unknown | NO | NONE | DISTRIBUTION | TNB | KUALA SELANGOR | NO | Unknown |  |  |  | NO | [8 empty] | R06034 | NO | [7 empty] | 3
380084093 | R06827 |  |  |  | BKSL/PCE/J00809/MBRMU | 300344245 | Existing | RYB |  |  | CLOSED |  | LINK |  | 11 kV |  | 22/03/1990 |  |  |  |  | INDKOM |  |  | PPAJ NO.4 | Unknown | Unknown | Unknown | Unknown | DISTRIBUTION | TNB | KUALA SELANGOR | Unknown |  |  |  |  | Unknown | [8 empty] | R06827 | [8 empty] | 3
380084117 | R06033 |  |  |  | BKSL/PCE/J00805/MBRMU | 300344239 | Existing | RYB |  |  | CLOSED | CLOSED | LINK |  | 11 kV |  | 14/11/1990 |  |  |  |  | INDKOM |  |  | PPAJ NO.3 | Unknown | Unknown | NO | NONE | DISTRIBUTION | TNB | KUALA SELANGOR | NO | Unknown |  |  |  | NO | [8 empty] | R06033 | NO | [7 empty] | 3
380084122 | R06031 |  |  |  | BKSL/PCE/J00805/MBRMU | 300344239 | Existing | RYB |  |  | CLOSED | CLOSED | LINK |  | 11 kV |  | 14/11/1990 |  |  |  |  | INDKOM |  |  | PPAJ NO.3 | Unknown | Unknown | NO | NONE | DISTRIBUTION | TNB | KUALA SELANGOR | NO | Unknown |  |  |  | NO | [8 empty] | R06031 | NO | [7 empty] | 3
380084216 | R06030 |  |  |  | BKSL/PCE/J00804/MBRMU | 300344187 | Existing | RYB |  |  | CLOSED | CLOSED | LINK |  | 11 kV |  | 28/06/2004 |  |  |  |  | VEI |  |  | PPAJ NO.6 | Unknown | Unknown | NO | NONE | DISTRIBUTION | TNB | KUALA SELANGOR | NO | Unknown |  |  |  | NO | [8 empty] | R06030 | NO | [7 empty] | 3
380084221 | R06028 |  |  |  | BKSL/PCE/J00804/MBRMU | 300344187 | Existing | RYB |  |  | OPEN | CLOSED | LINK |  | 11 kV |  | 28/06/2004 |  |  |  |  | VEI |  |  | PPAJ NO.6 | Unknown | Unknown | NO | NONE | DISTRIBUTION | TNB | KUALA SELANGOR | NO | Unknown |  |  |  | NO | [8 empty] | R06028 | NO | [7 empty] | 3
380084320 | R06391 | [5 empty] | Existing | RYB |  |  | CLOSED | CLOSED | LINK |  | 11 kV | [9 empty] | PADAT BAN GUAT HUAT TAJ JLN 2/6 | Unknown | Unknown | NO | NONE | DISTRIBUTION | TNB | KUALA SELANGOR | NO | Unknown |  |  |  | NO | [8 empty] | R06391 | NO | [7 empty] | 3
380084325 | R06389 | [5 empty] | Existing | RYB |  |  | CLOSED | CLOSED | LINK |  | 11 kV | [9 empty] | PADAT BAN GUAT HUAT TAJ JLN 2/6 | Unknown | Unknown | NO | NONE | DISTRIBUTION | TNB | KUALA SELANGOR | NO | Unknown |  |  |  | NO | [8 empty] | R06389 | NO | [7 empty] | 3
380084459 | R05251 | [5 empty] | Existing | RYB |  |  | CLOSED | CLOSED | LINK |  | 11 kV | [9 empty] | RUMAH PANGSA INDUSTRI ALAM JAYA NO.9 | Unknown | Unknown | NO | NONE | DISTRIBUTION | TNB | KUALA SELANGOR | NO | Unknown |  |  |  | NO | [8 empty] | R05251 | NO | [7 empty] | 3
380084476 | R05254 | [5 empty] | Existing | RYB |  |  | CLOSED | CLOSED | LINK |  | 11 kV | [9 empty] | RUMAH PANGSA INDUSTRI ALAM JAYA NO.9 | Unknown | Unknown | NO | NONE | DISTRIBUTION | TNB | KUALA SELANGOR | NO | Unknown |  |  |  | NO | [8 empty] | R05254 | NO | [7 empty] | 3
380084677 | R04742 | [5 empty] | Existing | RYB |  |  | CLOSED | CLOSED | LINK |  | 11 kV | [9 empty] | INDUSTRI ALAM JAYA NO.6 | Unknown | Unknown | NO | NONE | DISTRIBUTION | TNB | KUALA SELANGOR | NO | Unknown |  |  |  | NO | [8 empty] | R04742 | NO | [7 empty] | 3
380084682 | R04739 | [5 empty] | Existing | RYB |  |  | CLOSED | CLOSED | LINK |  | 11 kV | [9 empty] | INDUSTRI ALAM JAYA NO.6 | Unknown | Unknown | NO | NONE | DISTRIBUTION | TNB | KUALA SELANGOR | NO | Unknown |  |  |  | NO | [8 empty] | R04739 | NO | [7 empty] | 3
380084802 | R05274 | [5 empty] | Existing | RYB |  |  | CLOSED | CLOSED | LINK |  | 11 kV | [9 empty] | INDUSTRI ALAM JAYA NO.8 | Unknown | Unknown | NO | NONE | DISTRIBUTION | TNB | KUALA SELANGOR | NO | Unknown |  |  |  | NO | [8 empty] | R05274 | NO | [7 empty] | 3
380084819 | R05271 | [5 empty] | Existing | RYB |  |  | CLOSED | CLOSED | LINK |  | 11 kV | [9 empty] | INDUSTRI ALAM JAYA NO.8 | Unknown | Unknown | NO | NONE | DISTRIBUTION | TNB | KUALA SELANGOR | NO | Unknown |  |  |  | NO | [8 empty] | R05271 | NO | [7 empty] | 3
380085015 | R06703 | [5 empty] | Existing | RYB |  |  | CLOSED | CLOSED | LINK |  | 11 kV | [9 empty] | GREAT MARKETING | Unknown | Unknown | NO | NONE | DISTRIBUTION | TNB | KUALA SELANGOR | NO | Unknown |  |  |  | NO | [8 empty] | R06703 | NO | [7 empty] | 3
380085020 | R06701 | [5 empty] | Existing | RYB |  | R06401 JS CONSC | CLOSED | CLOSED | LINK |  | 11 kV | [9 empty] | GREAT MARKETING | Unknown | Unknown | NO | NONE | DISTRIBUTION | TNB | KUALA SELANGOR | NO | Unknown |  |  |  | NO | [8 empty] | R06701 | NO | [7 empty] | 3
380085158 | R06399 | [5 empty] | Existing | RYB |  |  | CLOSED | CLOSED | LINK |  | 11 kV | [9 empty] | JS CONSC TRUCTION & DEV SDN BHD LOT106 | Unknown | Unknown | NO | NONE | DISTRIBUTION | TNB | KUALA SELANGOR | NO | Unknown |  |  |  | NO | [8 empty] | R06399 | NO | [7 empty] | 3
380085163 | R06401 | [5 empty] | Existing | RYB |  |  | CLOSED | CLOSED | LINK |  | 11 kV | [9 empty] | JS CONSC TRUCTION & DEV SDN BHD LOT106 | Unknown | Unknown | NO | NONE | DISTRIBUTION | TNB | KUALA SELANGOR | NO | Unknown |  |  |  | NO | [8 empty] | R06401 | NO | [7 empty] | 3
380085273 | R05894 |  |  |  | BKSL/PCE/J00773/MBRMU | 310526850 | Existing | RYB |  |  | CLOSED | CLOSED | LINK |  | 11 kV |  | 28/06/2006 |  |  |  |  | INDKOM |  |  | MULTI GUNA NO.3 | Unknown | Unknown | NO | NONE | DISTRIBUTION | TNB | KUALA SELANGOR | NO | Unknown |  |  |  | NO | [8 empty] | R05894 | NO | [7 empty] | 3
380085278 | R05896 |  |  |  | BKSL/PCE/J00773/MBRMU | 310526850 | Existing | RYB |  |  | CLOSED | CLOSED | LINK |  | 11 kV |  | 28/06/2006 |  |  |  |  | INDKOM |  |  | MULTI GUNA NO.3 | Unknown | Unknown | NO | NONE | DISTRIBUTION | TNB | KUALA SELANGOR | NO | Unknown |  |  |  | NO | [8 empty] | R05896 | NO | [7 empty] | 3
380085571 | R07922 | [5 empty] | Existing | RYB |  |  | CLOSED | CLOSED | LINK |  | 11 kV | [9 empty] | RGB INDUSTRIES 2/5 | Unknown | Unknown | NO | NONE | DISTRIBUTION | TNB | KUALA SELANGOR | NO | Unknown |  |  |  | NO | [8 empty] | R07922 | NO | [7 empty] | 3
380085576 | R07923 | [5 empty] | Existing | RYB |  |  | CLOSED | CLOSED | LINK |  | 11 kV | [9 empty] | RGB INDUSTRIES 2/5 | Unknown | Unknown | NO | NONE | DISTRIBUTION | TNB | KUALA SELANGOR | NO | Unknown |  |  |  | NO | [8 empty] | R07923 | NO | [7 empty] | 3
380085690 | R06489 |  |  |  | BKSL/PCE/J00757/MBRMU | 300344234 | Existing | RYB |  |  | CLOSED | CLOSED | LINK |  | 11 kV |  | 1990-11-10 |  |  |  |  | TOPRANK |  |  | EXTRO GREAT | Unknown | Unknown | NO | NONE | DISTRIBUTION | TNB | KUALA SELANGOR | NO | Unknown |  |  |  | NO | [8 empty] | R06489 | NO | [7 empty] | 3
380085707 | R06492 |  |  |  | BKSL/PCE/J00757/MBRMU | 300344234 | Existing | RYB |  |  | CLOSED | CLOSED | LINK |  | 11 kV |  | 1990-11-10 |  |  |  |  | TOPRANK |  |  | EXTRO GREAT | Unknown | Unknown | NO | NONE | DISTRIBUTION | TNB | KUALA SELANGOR | NO | Unknown |  |  |  | NO | [8 empty] | R06492 | NO | [7 empty] | 3
380085906 | R07567 |  |  |  | BKSL/PCE/J00844/MBRMU | 300526589 | Existing | RYB |  |  | CLOSED | CLOSED | LINK |  | 11 kV |  | 21/09/2015 | [7 empty] | R&S PETROLEUM TIAJ 2/4 | Unknown | Unknown | NO | NONE | DISTRIBUTION | TNB | KUALA SELANGOR | NO | Unknown |  |  |  | NO | [8 empty] | R07567 | NO | [7 empty] | 3
380085911 | R07568 |  |  |  | BKSL/PCE/J00844/MBRMU | 300526589 | Existing | RYB |  |  | CLOSED | CLOSED | LINK |  | 11 kV |  | 21/09/2015 | [7 empty] | R&S PETROLEUM TIAJ 2/4 | Unknown | Unknown | NO | NONE | DISTRIBUTION | TNB | KUALA SELANGOR | NO | Unknown |  |  |  | NO | [8 empty] | R07568 | NO | [7 empty] | 3
380086025 | R05231 |  |  |  | BKSL/PCE/J00785/MBRMU | 300344928 | Existing | RYB |  |  | CLOSED | CLOSED | LINK |  | 11 kV |  | 2006-10-10 |  |  |  |  | INDKOM |  |  | KLG LOT 7 ALAM JAYA | Unknown | Unknown | NO | NONE | DISTRIBUTION | TNB | KUALA SELANGOR | NO | Unknown |  |  |  | NO | [8 empty] | R05231 | NO | [7 empty] | 3
380086030 | R05229 |  |  |  | BKSL/PCE/J00785/MBRMU | 300344928 | Existing | RYB |  |  | CLOSED | CLOSED | LINK |  | 11 kV |  | 2006-10-10 |  |  |  |  | INDKOM |  |  | KLG LOT 7 ALAM JAYA | Unknown | Unknown | NO | NONE | DISTRIBUTION | TNB | KUALA SELANGOR | NO | Unknown |  |  |  | NO | [8 empty] | R05229 | NO | [7 empty] | 3
380086144 | R05234 |  |  |  | BKSL/PCE/J00784/MBRMU | 300344930 | Existing | RYB |  |  | CLOSED | CLOSED | LINK |  | 11 kV |  | 27/11/2006 |  |  |  |  | VEI |  |  | KLG LOT 8 ALAM JAYA | Unknown | Unknown | NO | NONE | DISTRIBUTION | TNB | KUALA SELANGOR | NO | Unknown |  |  |  | NO | [8 empty] | R05234 | NO | [7 empty] | 3
380086149 | R05232 |  |  |  | BKSL/PCE/J00784/MBRMU | 300344930 | Existing | RYB |  |  | CLOSED | CLOSED | LINK |  | 11 kV |  | 27/11/2006 |  |  |  |  | VEI |  |  | KLG LOT 8 ALAM JAYA | Unknown | Unknown | NO | NONE | DISTRIBUTION | TNB | KUALA SELANGOR | NO | Unknown |  |  |  | NO | [8 empty] | R05232 | NO | [7 empty] | 3
380086377 | R05526 |  |  |  | BKSL/PCE/J00782/MBRMU | 300344931 | Existing | RYB |  |  | CLOSED | CLOSED | LINK |  | 11 kV |  | 2006-10-12 | [7 empty] | KLG LOT 9 ALAM JAYA | Unknown | Unknown | NO | NONE | DISTRIBUTION | TNB | KUALA SELANGOR | NO | Unknown |  |  |  | NO | [8 empty] | R05526 | NO | [7 empty] | 3
380086381 | R04594 |  |  |  | BKSL/PCE/J00782/MBRMU | 300344931 | Existing | RYB |  |  | CLOSED | CLOSED | LINK |  | 11 kV |  | 2006-10-12 | [7 empty] | KLG LOT 9 ALAM JAYA | Unknown | Unknown | NO | NONE | DISTRIBUTION | TNB | KUALA SELANGOR | NO | Unknown |  |  |  | NO | [8 empty] | R04594 | NO | [7 empty] | 3
380086398 | R04592 |  |  |  | BKSL/PCE/J00782/MBRMU | 300344931 | Existing | RYB |  |  | CLOSED | CLOSED | LINK |  | 11 kV |  | 2006-10-12 | [7 empty] | KLG LOT 9 ALAM JAYA | Unknown | Unknown | NO | NONE | DISTRIBUTION | TNB | KUALA SELANGOR | NO | Unknown |  |  |  | NO | [8 empty] | R04592 | NO | [7 empty] | 3
380086505 | R05793 |  |  |  | BKSL/PCE/J00783/MBRMU | 300344932 | Existing | RYB |  |  | CLOSED | CLOSED | LINK |  | 11 kV | [9 empty] | YL TRADING | Unknown | Unknown | NO | NONE | DISTRIBUTION | TNB | KUALA SELANGOR | NO | Unknown |  |  |  | NO | [8 empty] | R05793 | NO | [7 empty] | 3
380086510 | R05791 |  |  |  | BKSL/PCE/J00783/MBRMU | 300344932 | Existing | RYB |  |  | CLOSED | CLOSED | LINK |  | 11 kV | [9 empty] | YL TRADING | Unknown | Unknown | NO | NONE | DISTRIBUTION | TNB | KUALA SELANGOR | NO | Unknown |  |  |  | NO | [8 empty] | R05791 | NO | [7 empty] | 3
380086623 | R05342 |  |  |  | BKSL/PCE/J00665/MBRMU | 300344311 | Existing | RYB |  |  | CLOSED | CLOSED | LINK |  | 11 kV |  | 27/11/2011 |  |  |  |  | TAMCO |  |  | INDUSTRI ALAM JAYA NO.4 | Unknown | Unknown | NO | NONE | DISTRIBUTION | TNB | KUALA SELANGOR | NO | Unknown |  |  |  | NO | [8 empty] | R05342 | NO | [7 empty] | 3
380086628 | R05340 |  |  |  | BKSL/PCE/J00665/MBRMU | 300344311 | Existing | RYB |  | R05346 LOJI AIR ALAM PERDANA P.ALAM | CLOSED | CLOSED | LINK |  | 11 kV |  | 27/11/2011 |  |  |  |  | TAMCO |  |  | INDUSTRI ALAM JAYA NO.4 | Unknown | Unknown | NO | NONE | DISTRIBUTION | TNB | KUALA SELANGOR | NO | Unknown |  |  |  | NO | [8 empty] | R05340 | NO | [7 empty] | 3
380086737 | R06370 |  |  |  | BKSL/PCE/J00298/MBRMU1 | 300345108 | Existing | RYB |  | R05351 RUMAH PANGSA ALAM PERDANA | CLOSED | CLOSED | LINK |  | 11 kV |  | 19/04/2006 |  |  |  |  | TOPRANK |  |  | APARTMENT ALAM PERDANA 1 | Unknown | Unknown | NO | NONE | DISTRIBUTION | TNB | KUALA SELANGOR | NO | Unknown |  |  |  | NO | [8 empty] | R06370 | NO | [7 empty] | 3
380086754 | R06373 |  |  |  | BKSL/PCE/J00298/MBRMU1 | 300345108 | Existing | RYB |  | R06374 APARTMENT ALAM PERDANA 2 | CLOSED | CLOSED | LINK |  | 11 kV |  | 19/04/2006 |  |  |  |  | TOPRANK |  |  | APARTMENT ALAM PERDANA 1 | Unknown | Unknown | NO | NONE | DISTRIBUTION | TNB | KUALA SELANGOR | NO | Unknown |  |  |  | NO | [8 empty] | R06373 | NO | [7 empty] | 3
380092055 | R04992 |  |  |  | BKSL/PCE/J00648/MBRMU | 300345812 | Existing | RYB |  |  | CLOSED | CLOSED | LINK |  | 11 kV |  | 17/07/2006 |  |  |  |  | VEI |  |  | SON STAR | Unknown | Unknown | NO | NONE | DISTRIBUTION | TNB | KUALA SELANGOR | NO | Unknown |  |  |  | NO | [8 empty] | R04992 | NO | [7 empty] | 3
380092072 | R04993 |  |  |  | BKSL/PCE/J00648/MBRMU | 300345812 | Existing | RYB |  |  | CLOSED | CLOSED | LINK |  | 11 kV |  | 17/07/2006 |  |  |  |  | VEI |  |  | SON STAR | Unknown | Unknown | NO | NONE | DISTRIBUTION | TNB | KUALA SELANGOR | NO | Unknown |  |  |  | NO | [8 empty] | R04993 | NO | [7 empty] | 3
380092275 | R07557 | [5 empty] | Existing | Unknown |  |  | OPEN | OPEN | BUSBAR SECTION |  | 11 kV | [9 empty] | SSU JASA RINGGIT | Unknown | Unknown | NO | NONE | DISTRIBUTION | TNB | KUALA SELANGOR | NO | Unknown |  |  |  | NO | [8 empty] | R07557 | [8 empty] | 0
380092336 | R05880 |  |  |  | BKSL/PCE/J00692/MBVCB4 | 300346141 | Existing | RYB |  | BUS SECTION | OPEN | OPEN | BUSBAR SECTION |  | 11 kV |  | 2006-11-02 |  |  |  |  | TAMCO |  |  | SSU KOTA PUTERI (CB9) | Unknown | Unknown | NO | NONE | DISTRIBUTION | TNB | KUALA SELANGOR | NO | Unknown |  |  |  | NO | [8 empty] | R05880 | [8 empty] | 3
380092347 | R01776 |  |  |  | BKSL/PCE/J00821/MBRMU | 300346288 | Existing | RYB |  |  | CLOSED | CLOSED | LINK |  | 11 kV |  | 28/06/2012 | [7 empty] | LOT 256 SOUTH PROP HOLDING | Unknown | Unknown | NO | NONE | DISTRIBUTION | TNB | KUALA SELANGOR | NO | Unknown |  |  |  | NO | [8 empty] | R01776 | NO | [7 empty] | 3
380092352 | R01777 |  |  |  | BKSL/PCE/J00821/MBRMU | 300346288 | Existing | RYB |  |  | CLOSED | CLOSED | LINK |  | 11 kV |  | 28/06/2012 | [7 empty] | LOT 256 SOUTH PROP HOLDING | Unknown | Unknown | NO | NONE | DISTRIBUTION | TNB | KUALA SELANGOR | NO | Unknown |  |  |  | NO | [8 empty] | R01777 | NO | [7 empty] | 3
380092666 | R06070 |  |  |  | BKSL/PCE/J00696/MBRMU | 300345927 | Existing | RYB |  |  | CLOSED | CLOSED | LINK |  | 11 kV |  | 19/04/2006 |  |  |  |  | VEI |  |  | KOTA PUTERI NO.5 JLN KP 5/13 | Unknown | Unknown | NO | NONE | DISTRIBUTION | TNB | KUALA SELANGOR | NO | Unknown |  |  |  | NO | [8 empty] | R06070 | NO | [7 empty] | 3
380092671 | R06072 |  |  |  | BKSL/PCE/J00696/MBRMU | 300345927 | Existing | RYB |  |  | CLOSED | CLOSED | LINK |  | 11 kV |  | 19/04/2006 |  |  |  |  | VEI |  |  | KOTA PUTERI NO.5 JLN KP 5/13 | Unknown | Unknown | NO | NONE | DISTRIBUTION | TNB | KUALA SELANGOR | NO | Unknown |  |  |  | NO | [8 empty] | R06072 | NO | [7 empty] | 3
380092760 | R05886 |  |  |  | BKSL/PCE/J00694/MBRMU | 300345922 | Existing | RYB |  |  | CLOSED | CLOSED | LINK |  | 11 kV |  | 14/02/2006 |  |  |  |  | TAMCO |  |  | JLN KOTA PUTERI 5/14B | Unknown | Unknown | NO | NONE | DISTRIBUTION | TNB | KUALA SELANGOR | NO | Unknown |  |  |  | NO | [8 empty] | R05886 | NO | [7 empty] | 3
380092765 | R05884 |  |  |  | BKSL/PCE/J00694/MBRMU | 300345922 | Existing | RYB |  |  | CLOSED | CLOSED | LINK |  | 11 kV |  | 14/02/2006 |  |  |  |  | TAMCO |  |  | JLN KOTA PUTERI 5/14B | Unknown | Unknown | NO | NONE | DISTRIBUTION | TNB | KUALA SELANGOR | NO | Unknown |  |  |  | NO | [8 empty] | R05884 | NO | [7 empty] | 3
380092854 | R05889 |  |  |  | BKSL/PCE/J00695/MBRMU | 300345924 | Existing | RYB |  |  | CLOSED | CLOSED | LINK |  | 11 kV |  | 18/03/2006 |  |  |  |  | TAMCO |  |  | KOTA PUTERI PERSIARAN BT ARANG NO.4 | Unknown | Unknown | NO | NONE | DISTRIBUTION | TNB | KUALA SELANGOR | NO | Unknown |  |  |  | NO | [8 empty] | R05889 | NO | [7 empty] | 3
380092859 | R05887 |  |  |  | BKSL/PCE/J00695/MBRMU | 300345924 | Existing | RYB |  |  | CLOSED | CLOSED | LINK |  | 11 kV |  | 18/03/2006 |  |  |  |  | TAMCO |  |  | KOTA PUTERI PERSIARAN BT ARANG NO.4 | Unknown | Unknown | NO | NONE | DISTRIBUTION | TNB | KUALA SELANGOR | NO | Unknown |  |  |  | NO | [8 empty] | R05887 | NO | [7 empty] | 3
380093143 | R04999 | [5 empty] | Existing | RYB |  |  | CLOSED | CLOSED | LINK |  | 11 kV | [9 empty] | SANGKI KIGYO NO 2 | Unknown | Unknown | NO | NONE | DISTRIBUTION | TNB | KUALA SELANGOR | NO | Unknown |  |  |  | NO | [8 empty] | R04999 | NO | [7 empty] | 3
380094065 | R05065 |  |  |  | BKSL/PCE/J00653/MBRMU2 | 300345676 | Existing | RYB |  |  | CLOSED | CLOSED | LINK |  | 11 kV |  | 19/04/2006 |  |  |  |  | ABB |  |  | SSU UNITED PAPER BOARD | Unknown | Unknown | NO | NONE | DISTRIBUTION | TNB | KUALA SELANGOR | NO | Unknown |  |  |  | NO | [8 empty] | R05065 | NO | [7 empty] | 3
380094072 | R05062 |  |  |  | BKSL/PCE/J00653/MBRMU2 | 300345676 | Existing | RYB |  |  | CLOSED | CLOSED | LINK |  | 11 kV |  | 19/04/2006 |  |  |  |  | ABB |  |  | SSU UNITED PAPER BOARD | Unknown | Unknown | NO | NONE | DISTRIBUTION | TNB | KUALA SELANGOR | NO | Unknown |  |  |  | NO | [8 empty] | R05062 | NO | [7 empty] | 3
380094076 | R05063 |  |  |  | BKSL/PCE/J00653/MBRMU | 300345675 | Existing | RYB |  |  | CLOSED | CLOSED | LINK |  | 11 kV |  | 18/03/2006 |  |  |  |  | ABB |  |  | SSU UNITED PAPER BOARD | Unknown | Unknown | NO | NONE | DISTRIBUTION | TNB | KUALA SELANGOR | NO | Unknown |  |  |  | NO | [8 empty] | R05063 | NO | [7 empty] | 3
380094102 | R05066 |  |  |  | BKSL/PCE/J00653/MBRMU | 300345675 | Existing | RYB |  |  | CLOSED | CLOSED | LINK |  | 11 kV |  | 18/03/2006 |  |  |  |  | ABB |  |  | SSU UNITED PAPER BOARD | Unknown | Unknown | NO | NONE | DISTRIBUTION | TNB | KUALA SELANGOR | NO | Unknown |  |  |  | NO | [8 empty] | R05066 | NO | [7 empty] | 3
380094256 | R05067 |  |  |  | BKSL/PCE/J00653/MBRMU2 | 300345676 | Existing | RYB |  |  | CLOSED | CLOSED | LINK |  | 11 kV |  | 19/04/2006 |  |  |  |  | ABB |  |  | SSU UNITED PAPER BOARD | Unknown | Unknown | NO | NONE | DISTRIBUTION | TNB | KUALA SELANGOR | Unknown |  |  |  |  | NO | [8 empty] | R05067 | NO | [7 empty] | 3
380094260 | R05064 |  |  |  | BKSL/PCE/J00653/MBRMU | 300345675 | Existing | RYB |  |  | OPEN |  | LINK |  | 11 kV |  | 18/03/2006 |  |  |  |  | ABB |  |  | SSU UNITED PAPER BOARD | Unknown | Unknown | Unknown | Unknown | DISTRIBUTION | TNB | KUALA SELANGOR | Unknown |  |  |  |  | Unknown | [8 empty] | R05064 | [8 empty] | 3
380100663 | S01338 |  |  |  | BKSL/PCE/J00133/MBRMU1 | 300344398 | Existing | RYB |  |  | CLOSED | CLOSED | LINK |  | 11 kV |  | 14/02/2005 |  |  |  |  | TAMCO |  |  | SW/STN SG RAMBAI ESTET | Unknown | Unknown | NO | NONE | DISTRIBUTION | TNB | KUALA SELANGOR | NO | Unknown |  |  |  | NO | [8 empty] | S01338 | NO | [7 empty] | 3
380100667 | S00065 |  |  |  | BKSL/PCE/J00133/MBRMU1 | 300344398 | Existing | RYB |  |  | CLOSED | CLOSED | LINK |  | 11 kV |  | 14/02/2005 |  |  |  |  | TAMCO |  |  | SW/STN SG RAMBAI ESTET | Unknown | Unknown | NO | NONE | DISTRIBUTION | TNB | KUALA SELANGOR | NO | Unknown |  |  |  | NO | [8 empty] | S00065 | NO | [7 empty] | 3
380100684 | S00066 |  |  |  | BKSL/PCE/J00133/MBRMU1 | 300344398 | Existing | RYB |  |  | CLOSED | CLOSED | LINK |  | 11 kV |  | 14/02/2005 |  |  |  |  | TAMCO |  |  | SW/STN SG RAMBAI ESTET | Unknown | Unknown | NO | NONE | DISTRIBUTION | TNB | KUALA SELANGOR | NO | Unknown |  |  |  | NO | [8 empty] | S00066 | NO | [7 empty] | 3
380100765 | S00070 |  |  |  | BKSL/PCE/J00036/MBRMU1 | 300022071 | Existing | RYB |  |  | CLOSED | CLOSED | LINK |  | 11 kV |  | 20/09/1994 |  |  |  |  | TAMCO |  |  | SG RAMBAI NO 2 | Unknown | Unknown | NO | NONE | DISTRIBUTION | TNB | KUALA SELANGOR | NO | Unknown |  |  |  | NO | [8 empty] | S00070 | NO | [7 empty] | 3
380100770 | SPARE |  |  |  | BKSL/PCE/J00036/MBRMU1 | 300022071 | Existing | RYB |  |  | CLOSED | CLOSED | LINK |  | 11 kV |  | 20/09/1994 |  |  |  |  | TAMCO |  |  | SG RAMBAI NO 2 | Unknown | Unknown | NO | NONE | DISTRIBUTION | TNB | KUALA SELANGOR | NO | Unknown |  |  |  | NO | [8 empty] | SPARE | NO | [7 empty] | 3
380100861 | S01337 |  |  |  | BKSL/PCE/J00136/MBRMU1 | 300239557 | Existing | RYB |  |  | CLOSED | CLOSED | LINK |  | 11 kV |  | 20/09/1993 |  |  |  |  | TAMCO |  |  | R/PAM AIR JPS KG ASAHAN | Unknown | Unknown | NO | NONE | DISTRIBUTION | TNB | KUALA SELANGOR | NO | Unknown |  |  |  | NO | [8 empty] | S01337 | NO | [7 empty] | 3
380100866 | S01335 |  |  |  | BKSL/PCE/J00136/MBRMU1 | 300239557 | Existing | RYB |  |  | CLOSED | CLOSED | LINK |  | 11 kV |  | 20/09/1993 |  |  |  |  | TAMCO |  |  | R/PAM AIR JPS KG ASAHAN | Unknown | Unknown | NO | NONE | DISTRIBUTION | TNB | KUALA SELANGOR | NO | Unknown |  |  |  | NO | [8 empty] | S01335 | NO | [7 empty] | 3
380101049 | S00061 |  |  |  | BKSL/PCE/J00033/MBRMU1 | 300022057 | Existing | RYB |  |  | CLOSED | CLOSED | LINK |  | 11 kV |  | 1981-11-07 |  |  |  |  | TAMCO |  |  | LDG SEL RIVER SIDE | Unknown | Unknown | NO | NONE | DISTRIBUTION | TNB | KUALA SELANGOR | NO | Unknown |  |  |  | NO | [8 empty] | S00061 | NO | [7 empty] | 3
380101054 | S00059 |  |  |  | BKSL/PCE/J00033/MBRMU1 | 300022057 | Existing | RYB |  |  | CLOSED | CLOSED | LINK |  | 11 kV |  | 1981-11-07 |  |  |  |  | TAMCO |  |  | LDG SEL RIVER SIDE | Unknown | Unknown | NO | NONE | DISTRIBUTION | TNB | KUALA SELANGOR | NO | Unknown |  |  |  | NO | [8 empty] | S00059 | NO | [7 empty] | 3
380101143 | S00058 |  |  |  | BKSL/PCE/J00032/MBRMU1 | 300022052 | Existing | RYB |  |  | CLOSED | CLOSED | LINK |  | 11 kV |  | 28/06/2001 | [7 empty] | PKNS KG KUANTAN | Unknown | Unknown | NO | NONE | DISTRIBUTION | TNB | KUALA SELANGOR | NO | Unknown |  |  |  | NO | [8 empty] | S00058 | NO | [7 empty] | 3
380101148 | S00056 |  |  |  | BKSL/PCE/J00032/MBRMU1 | 300022052 | Existing | RYB |  |  | CLOSED | CLOSED | LINK |  | 11 kV |  | 28/06/2001 | [7 empty] | PKNS KG KUANTAN | Unknown | Unknown | NO | NONE | DISTRIBUTION | TNB | KUALA SELANGOR | NO | Unknown |  |  |  | NO | [8 empty] | S00056 | NO | [7 empty] | 3
380101237 | R00557 |  |  |  | BKSL/PCE/J00484/MBRMU2 | 300313074 | Existing | RYB |  | BUSTIE | CLOSED | CLOSED | LINK |  | 11 kV |  | 28/06/1996 |  |  |  |  | TAMCO |  |  | KG JAYA SETIA | Unknown | Unknown | NO | NONE | DISTRIBUTION | TNB | KUALA SELANGOR | NO | Unknown |  |  |  | NO | [8 empty] | R00557 | NO | [7 empty] | 3
380101244 | R00554 |  |  |  | BKSL/PCE/J00484/MBRMU2 | 300313074 | Existing | RYB |  | R06759 AMAN SURIA | OPEN | CLOSED | LINK |  | 11 kV |  | 28/06/1996 |  |  |  |  | TAMCO |  |  | KG JAYA SETIA | Unknown | Unknown | NO | NONE | DISTRIBUTION | TNB | KUALA SELANGOR | NO | Unknown |  |  |  | NO | [8 empty] | R00554 | NO | [7 empty] | 3
380101248 | R00558 |  |  |  | BKSL/PCE/J00484/MBRMU1 | 300313073 | Existing | RYB |  | BUSTIE | CLOSED | CLOSED | LINK |  | 11 kV |  | 19/04/1997 |  |  |  |  | TAMCO |  |  | KG JAYA SETIA | Unknown | Unknown | NO | NONE | DISTRIBUTION | TNB | KUALA SELANGOR | NO | Unknown |  |  |  | NO | [8 empty] | R00558 | NO | [7 empty] | 3
380101274 | R00556 |  |  |  | BKSL/PCE/J00484/MBRMU1 | 300313073 | Existing | RYB |  | R01790 LOJI AIR BKT BDG | OPEN | CLOSED | LINK |  | 11 kV |  | 19/04/1997 |  |  |  |  | TAMCO |  |  | KG JAYA SETIA | Unknown | Unknown | NO | NONE | DISTRIBUTION | TNB | KUALA SELANGOR | NO | Unknown |  |  |  | NO | [8 empty] | R00556 | NO | [7 empty] | 3
380101425 | R00555 |  |  |  | BKSL/PCE/J00484/MBRMU2 | 300313074 | Existing | RYB |  | JAYA SETIA A/T: N/A | CLOSED | CLOSED | LINK |  | 11 kV |  | 28/06/1996 |  |  |  |  | TAMCO |  |  | KG JAYA SETIA | Unknown | Unknown | NO | NONE | DISTRIBUTION | TNB | KUALA SELANGOR | Unknown |  |  |  |  | NO | [8 empty] | R00555 | NO | [7 empty] | 3
380101433 | R07573 |  |  |  | BKSL/PCE/J00484/MBRMU2 | 300313074 | Existing | RYB |  | R07579 SSU IND B.BADONG | CLOSED | CLOSED | LINK |  | 11 kV |  | 28/06/1996 |  |  |  |  | TAMCO |  |  | KG JAYA SETIA | Unknown | Unknown | NO | NONE | DISTRIBUTION | TNB | KUALA SELANGOR | Unknown |  |  |  |  | NO | [8 empty] | R07573 | NO | [7 empty] | 3
380101444 | R06885 |  |  |  | BKSL/PCE/J00484/MBRMU2 | 300313074 | Existing | RYB |  | PMU BBDG Fdr8 | CLOSED | CLOSED | LINK |  | 11 kV |  | 28/06/1996 |  |  |  |  | TAMCO |  |  | KG JAYA SETIA | Unknown | Unknown | NO | NONE | DISTRIBUTION | TNB | KUALA SELANGOR | Unknown |  |  |  |  | NO | [8 empty] | R06885 | NO | [7 empty] | 3
380101461 | N/A | [5 empty] | Existing | RYB |  | R00555 KG JAYA SETIA | CLOSED | CLOSED | LINK |  | 11 kV | [9 empty] | JAYA SETIA A/T | Unknown | Unknown | NO | NONE | DISTRIBUTION | TNB | KUALA SELANGOR | NO | Unknown |  |  |  | NO | [8 empty] | N/A | NO | [7 empty] | 3
380101466 | N/A | [5 empty] | Existing | RYB |  |  | CLOSED | CLOSED | LINK |  | 11 kV | [9 empty] | JAYA SETIA A/T | Unknown | Unknown | NO | NONE | DISTRIBUTION | TNB | KUALA SELANGOR | NO | Unknown |  |  |  | NO | [8 empty] | N/A | NO | [7 empty] | 3
380101556 | R07588 | [5 empty] | Existing | RYB |  |  | CLOSED | CLOSED | LINK |  | 11 kV | [9 empty] | INDUSTRI BUKIT BADONG B | Unknown | Unknown | NO | NONE | DISTRIBUTION | TNB | KUALA SELANGOR | NO | Unknown |  |  |  | NO | [8 empty] | R07588 | NO | [7 empty] | 3
380101573 | R07585 | [5 empty] | Existing | RYB |  |  | CLOSED | CLOSED | LINK |  | 11 kV | [9 empty] | INDUSTRI BUKIT BADONG B | Unknown | Unknown | NO | NONE | DISTRIBUTION | TNB | KUALA SELANGOR | NO | Unknown |  |  |  | NO | [8 empty] | R07585 | NO | [7 empty] | 3
380101727 | R07592 |  |  |  | BKSL/PCE/J00406/MB1 | 300509260 | Existing | RYB |  |  | CLOSED | CLOSED | LINK |  | 11 kV | [6 empty] | INDKOM |  |  | INDUSTRI BUKIT BADONG A | Unknown | Unknown | NO | NONE | DISTRIBUTION | TNB | KUALA SELANGOR | NO | Unknown |  |  |  | NO | [8 empty] | R07592 | NO | [7 empty] | 3
380101744 | R07589 |  |  |  | BKSL/PCE/J00406/MB1 | 300509260 | Existing | RYB |  |  | CLOSED | CLOSED | LINK |  | 11 kV | [6 empty] | INDKOM |  |  | INDUSTRI BUKIT BADONG A | Unknown | Unknown | NO | NONE | DISTRIBUTION | TNB | KUALA SELANGOR | NO | Unknown |  |  |  | NO | [8 empty] | R07589 | NO | [7 empty] | 3
380101898 | R06600 |  |  |  | BKSL/PCE/J00633/MBRMU | 300313279 | Existing | RYB |  |  | CLOSED | CLOSED | LINK |  | 11 kV |  | 15/12/2002 |  |  |  |  | INDKOM |  |  | TAMAN HARMONI | Unknown | Unknown | NO | NONE | DISTRIBUTION | TNB | KUALA SELANGOR | NO | Unknown |  |  |  | NO | [8 empty] | R06600 | NO | [7 empty] | 3
380101902 | R05151 |  |  |  | BKSL/PCE/J00633/MBRMU | 300313279 | Existing | RYB |  |  | OPEN | CLOSED | LINK |  | 11 kV |  | 15/12/2002 |  |  |  |  | INDKOM |  |  | TAMAN HARMONI | Unknown | Unknown | NO | NONE | DISTRIBUTION | TNB | KUALA SELANGOR | NO | Unknown |  |  |  | NO | [8 empty] | R05151 | NO | [7 empty] | 3
380101919 | R05150 |  |  |  | BKSL/PCE/J00633/MBRMU | 300313279 | Existing | RYB |  |  | CLOSED | CLOSED | LINK |  | 11 kV |  | 15/12/2002 |  |  |  |  | INDKOM |  |  | TAMAN HARMONI | Unknown | Unknown | NO | NONE | DISTRIBUTION | TNB | KUALA SELANGOR | NO | Unknown |  |  |  | NO | [8 empty] | R05150 | NO | [7 empty] | 3
380102002 | R06128 |  |  |  | BKSL/PCE/J00634/MBRMU | 300313297 | Existing | RYB |  |  | CLOSED | CLOSED | LINK |  | 11 kV |  | 19/04/1994 |  |  |  |  | TAMCO |  |  | RUMAH KEDAI IJOK | Unknown | Unknown | NO | NONE | DISTRIBUTION | TNB | KUALA SELANGOR | NO | Unknown |  |  |  | NO | [8 empty] | R06128 | NO | [7 empty] | 3
380102007 | R06130 |  |  |  | BKSL/PCE/J00634/MBRMU | 300313297 | Existing | RYB |  |  | CLOSED | CLOSED | LINK |  | 11 kV |  | 19/04/1994 |  |  |  |  | TAMCO |  |  | RUMAH KEDAI IJOK | Unknown | Unknown | NO | NONE | DISTRIBUTION | TNB | KUALA SELANGOR | NO | Unknown |  |  |  | NO | [8 empty] | R06130 | NO | [7 empty] | 3
380102096 | R06943 | [5 empty] | Existing | RYB |  |  | CLOSED | CLOSED | LINK |  | 11 kV | [9 empty] | TAMAN DAMAI IJOK | Unknown | Unknown | NO | NONE | DISTRIBUTION | TNB | KUALA SELANGOR | NO | Unknown |  |  |  | NO | [8 empty] | R06943 | NO | [7 empty] | 3
380102101 | R06947 | [5 empty] | Existing | RYB |  |  | CLOSED | CLOSED | LINK |  | 11 kV | [9 empty] | TAMAN DAMAI IJOK | Unknown | Unknown | NO | NONE | DISTRIBUTION | TNB | KUALA SELANGOR | NO | Unknown |  |  |  | NO | [8 empty] | R06947 | NO | [7 empty] | 3
380102190 | R03466 |  |  |  | BKSL/PCE/J00684/MBRMU | 300313731 | Existing | RYB |  |  | CLOSED | CLOSED | LINK |  | 11 kV |  | 19/02/2008 |  |  |  |  | SCHNEIDER |  |  | PADAT JLN BKT ROBINSON | Unknown | Unknown | NO | NONE | DISTRIBUTION | TNB | KUALA SELANGOR | NO | Unknown |  |  |  | NO | [8 empty] | R03466 | NO | [7 empty] | 3
380102195 | R03468 |  |  |  | BKSL/PCE/J00684/MBRMU | 300313731 | Existing | RYB |  |  | CLOSED | CLOSED | LINK |  | 11 kV |  | 19/02/2008 |  |  |  |  | SCHNEIDER |  |  | PADAT JLN BKT ROBINSON | Unknown | Unknown | NO | NONE | DISTRIBUTION | TNB | KUALA SELANGOR | NO | Unknown |  |  |  | NO | [8 empty] | R03468 | NO | [7 empty] | 3
380102360 | R05180 |  |  |  | BKSL/PCE/J00683/MBRMU | 300313728 | Existing | RYB |  |  | CLOSED | CLOSED | LINK |  | 11 kV |  | 15/12/2007 |  |  |  |  | TAMCO |  |  | LEE LEE KONG | Unknown | Unknown | NO | NONE | DISTRIBUTION | TNB | KUALA SELANGOR | NO | Unknown |  |  |  | NO | [8 empty] | R05180 | NO | [7 empty] | 3
380102365 | R05182 |  |  |  | BKSL/PCE/J00683/MBRMU | 300313728 | Existing | RYB |  |  | CLOSED | CLOSED | LINK |  | 11 kV |  | 15/12/2007 |  |  |  |  | TAMCO |  |  | LEE LEE KONG | Unknown | Unknown | NO | NONE | DISTRIBUTION | TNB | KUALA SELANGOR | NO | Unknown |  |  |  | NO | [8 empty] | R05182 | NO | [7 empty] | 3
380102457 | R05362 |  |  |  | BKSL/PCE/J00682/MBRMU | 300313718 | Existing | RYB |  |  | CLOSED | CLOSED | LINK |  | 11 kV |  | 2007-11-10 |  |  |  |  | VEI |  |  | TMN IJOK UTAMA | Unknown | Unknown | NO | NONE | DISTRIBUTION | TNB | KUALA SELANGOR | NO | Unknown |  |  |  | NO | [8 empty] | R05362 | NO | [7 empty] | 3
380102474 | R05361 |  |  |  | BKSL/PCE/J00682/MBRMU | 300313718 | Existing | RYB |  |  | CLOSED | CLOSED | LINK |  | 11 kV |  | 2007-11-10 |  |  |  |  | VEI |  |  | TMN IJOK UTAMA | Unknown | Unknown | NO | NONE | DISTRIBUTION | TNB | KUALA SELANGOR | NO | Unknown |  |  |  | NO | [8 empty] | R05361 | NO | [7 empty] | 3
380102816 | R06710 |  |  |  | BKSL/PCE/J00825/MBRMU | 300443277 | Existing | RYB |  |  | CLOSED | CLOSED | LINK |  | 11 kV | [6 empty] | TAMCO |  |  | TAMAN SEJATI JALAN 9 | Unknown | Unknown | NO | NONE | DISTRIBUTION | TNB | KUALA SELANGOR | NO | Unknown |  |  |  | NO | [8 empty] | R06710 | NO | [7 empty] | 3
380102824 | R06709 |  |  |  | BKSL/PCE/J00825/MBRMU | 300443277 | Existing | RYB |  |  | OPEN | CLOSED | LINK |  | 11 kV | [6 empty] | TAMCO |  |  | TAMAN SEJATI JALAN 9 | Unknown | Unknown | NO | NONE | DISTRIBUTION | TNB | KUALA SELANGOR | NO | Unknown |  |  |  | NO | [8 empty] | R06709 | NO | [7 empty] | 3
380102831 | R06707 |  |  |  | BKSL/PCE/J00825/MBRMU | 300443277 | Existing | RYB |  |  | CLOSED | CLOSED | LINK |  | 11 kV | [6 empty] | TAMCO |  |  | TAMAN SEJATI JALAN 9 | Unknown | Unknown | NO | NONE | DISTRIBUTION | TNB | KUALA SELANGOR | NO | Unknown |  |  |  | NO | [8 empty] | R06707 | NO | [7 empty] | 3
380102993 | R07399 | [5 empty] | Existing | RYB |  |  | CLOSED | CLOSED | LINK |  | 11 kV | [9 empty] | TMN IJOK UTAMA NO 2 | Unknown | Unknown | NO | NONE | DISTRIBUTION | TNB | KUALA SELANGOR | NO | Unknown |  |  |  | NO | [8 empty] | R07399 | NO | [7 empty] | 3
380103010 | R07397 | [5 empty] | Existing | RYB |  |  | CLOSED | CLOSED | LINK |  | 11 kV | [9 empty] | TMN IJOK UTAMA NO 2 | Unknown | Unknown | NO | NONE | DISTRIBUTION | TNB | KUALA SELANGOR | NO | Unknown |  |  |  | NO | [8 empty] | R07397 | NO | [7 empty] | 3
380103163 | R05984 |  |  |  | BKSL/PCE/J00680/MBRMU | 300313710 | Existing | RYB |  |  | CLOSED | CLOSED | LINK |  | 11 kV |  | 17/07/2009 |  |  |  |  | VEI |  |  | TMN SRI IJOK | Unknown | Unknown | NO | NONE | DISTRIBUTION | TNB | KUALA SELANGOR | NO | Unknown |  |  |  | NO | [8 empty] | R05984 | NO | [7 empty] | 3
380103168 | R05986 |  |  |  | BKSL/PCE/J00680/MBRMU | 300313710 | Existing | RYB |  |  | CLOSED | CLOSED | LINK |  | 11 kV |  | 17/07/2009 |  |  |  |  | VEI |  |  | TMN SRI IJOK | Unknown | Unknown | NO | NONE | DISTRIBUTION | TNB | KUALA SELANGOR | NO | Unknown |  |  |  | NO | [8 empty] | R05986 | NO | [7 empty] | 3
380103257 | R04252 |  |  |  | BKSL/PCE/J00679/MBRMU | 300313706 | Existing | RYB |  |  | CLOSED | CLOSED | LINK |  | 11 kV |  | 26/06/2008 |  |  |  |  | TAMCO |  |  | TMN KOPERASI BENA IJOK | Unknown | Unknown | NO | NONE | DISTRIBUTION | TNB | KUALA SELANGOR | NO | Unknown |  |  |  | NO | [8 empty] | R04252 | NO | [7 empty] | 3
380103262 | R04254 |  |  |  | BKSL/PCE/J00679/MBRMU | 300313706 | Existing | RYB |  |  | CLOSED | CLOSED | LINK |  | 11 kV |  | 26/06/2008 |  |  |  |  | TAMCO |  |  | TMN KOPERASI BENA IJOK | Unknown | Unknown | NO | NONE | DISTRIBUTION | TNB | KUALA SELANGOR | NO | Unknown |  |  |  | NO | [8 empty] | R04254 | NO | [7 empty] | 3
380103353 | R03623 |  |  |  | BKSL/PCE/J00678/MBRMU | 300313702 | Existing | RYB |  |  | CLOSED | CLOSED | LINK |  | 11 kV |  | 19/04/2007 |  |  |  |  | TAMCO |  |  | PADAT BT. 8 IJOK | Unknown | Unknown | NO | NONE | DISTRIBUTION | TNB | KUALA SELANGOR | NO | Unknown |  |  |  | NO | [8 empty] | R03623 | NO | [7 empty] | 3
380103358 | R03625 |  |  |  | BKSL/PCE/J00678/MBRMU | 300313702 | Existing | RYB |  |  | CLOSED | CLOSED | LINK |  | 11 kV |  | 19/04/2007 |  |  |  |  | TAMCO |  |  | PADAT BT. 8 IJOK | Unknown | Unknown | NO | NONE | DISTRIBUTION | TNB | KUALA SELANGOR | NO | Unknown |  |  |  | NO | [8 empty] | R03625 | NO | [7 empty] | 3
380103459 | R03934 |  |  |  | BKSL/PCE/J00677/MBRMU | 300313699 | Existing | RYB |  |  | CLOSED | CLOSED | LINK |  | 11 kV |  | 18/03/2008 |  |  |  |  | TAMCO |  |  | KG BKT BADONG NO 2 A/T | Unknown | Unknown | NO | NONE | DISTRIBUTION | TNB | KUALA SELANGOR | NO | Unknown |  |  |  | NO | [8 empty] | R03934 | NO | [7 empty] | 3
380103464 | R03936 |  |  |  | BKSL/PCE/J00677/MBRMU | 300313699 | Existing | RYB |  |  | CLOSED | CLOSED | LINK |  | 11 kV |  | 18/03/2008 |  |  |  |  | TAMCO |  |  | KG BKT BADONG NO 2 A/T | Unknown | Unknown | NO | NONE | DISTRIBUTION | TNB | KUALA SELANGOR | NO | Unknown |  |  |  | NO | [8 empty] | R03936 | NO | [7 empty] | 3
380103553 | R03442 |  |  |  | BKSL/PCE/J00676/MBRMU | 300313695 | Existing | RYB |  |  | CLOSED | CLOSED | LINK |  | 11 kV |  | 2007-10-12 |  |  |  |  | TAMCO |  |  | KG BKT BADONG NO 1 A/T | Unknown | Unknown | NO | NONE | DISTRIBUTION | TNB | KUALA SELANGOR | NO | Unknown |  |  |  | NO | [8 empty] | R03442 | NO | [7 empty] | 3
380103558 | R01800 |  |  |  | BKSL/PCE/J00676/MBRMU | 300313695 | Existing | RYB |  |  | CLOSED | CLOSED | LINK |  | 11 kV |  | 2007-10-12 |  |  |  |  | TAMCO |  |  | KG BKT BADONG NO 1 A/T | Unknown | Unknown | NO | NONE | DISTRIBUTION | TNB | KUALA SELANGOR | NO | Unknown |  |  |  | NO | [8 empty] | R01800 | NO | [7 empty] | 3
380103651 | R01794 |  |  |  | BKSL/PCE/J00675/MBRMU | 300313692 | Existing | RYB |  |  | CLOSED | CLOSED | LINK |  | 11 kV |  | 27/11/2008 |  |  |  |  | TAMCO |  |  | KG BKT BADONG | Unknown | Unknown | NO | NONE | DISTRIBUTION | TNB | KUALA SELANGOR | NO | Unknown |  |  |  | NO | [8 empty] | R01794 | NO | [7 empty] | 3
380103659 | R01796 |  |  |  | BKSL/PCE/J00675/MBRMU | 300313692 | Existing | RYB |  |  | OPEN | CLOSED | LINK |  | 11 kV |  | 27/11/2008 |  |  |  |  | TAMCO |  |  | KG BKT BADONG | Unknown | Unknown | NO | NONE | DISTRIBUTION | TNB | KUALA SELANGOR | NO | Unknown |  |  |  | NO | [8 empty] | R01796 | NO | [7 empty] | 3
380103666 | R01795 |  |  |  | BKSL/PCE/J00675/MBRMU | 300313692 | Existing | RYB |  |  | CLOSED | CLOSED | LINK |  | 11 kV |  | 27/11/2008 |  |  |  |  | TAMCO |  |  | KG BKT BADONG | Unknown | Unknown | NO | NONE | DISTRIBUTION | TNB | KUALA SELANGOR | NO | Unknown |  |  |  | NO | [8 empty] | R01795 | NO | [7 empty] | 3
380104048 | R01797 |  |  |  | BKSL/PCE/J00675/MBRMU | 300313692 | Existing | RYB |  |  | OPEN |  | LINK |  | 11 kV |  | 27/11/2008 |  |  |  |  | TAMCO |  |  | KG BKT BADONG | Unknown | Unknown | Unknown | Unknown | DISTRIBUTION | TNB | KUALA SELANGOR | Unknown |  |  |  |  | Unknown | [8 empty] | R01797 | [8 empty] | 3
380104055 | R01824 |  |  |  | BKSL/PCE/J00598/MBRMU | 300313659 | Existing | RYB |  |  | CLOSED | CLOSED | LINK |  | 11 kV |  | 28/06/2008 |  |  |  |  | TAMCO |  |  | IBU SAWAT TELEKOM IJOK | Unknown | Unknown | NO | NONE | DISTRIBUTION | TNB | KUALA SELANGOR | NO | Unknown |  |  |  | NO | [8 empty] | R01824 | NO | [7 empty] | 3
380104060 | R01825 |  |  |  | BKSL/PCE/J00598/MBRMU | 300313659 | Existing | RYB |  |  | OPEN | CLOSED | LINK |  | 11 kV |  | 28/06/2008 |  |  |  |  | TAMCO |  |  | IBU SAWAT TELEKOM IJOK | Unknown | Unknown | NO | NONE | DISTRIBUTION | TNB | KUALA SELANGOR | NO | Unknown |  |  |  | NO | [8 empty] | R01825 | NO | [7 empty] | 3
380104961 | R05670 |  |  |  | BKSL/PCE/J00751/MBRMU | 300346070 | Existing | RYB |  |  | CLOSED | CLOSED | LINK |  | 11 kV |  | 27/11/2006 |  |  |  |  | VEI |  |  | GUPPY PLASTIC NO.2 ALAM JAYA | Unknown | Unknown | NO | NONE | DISTRIBUTION | TNB | KUALA SELANGOR | NO | Unknown |  |  |  | NO | [8 empty] | R05670 | NO | [7 empty] | 3
380104966 | R05668 |  |  |  | BKSL/PCE/J00751/MBRMU | 300346070 | Existing | RYB |  |  | CLOSED | CLOSED | LINK |  | 11 kV |  | 27/11/2006 |  |  |  |  | VEI |  |  | GUPPY PLASTIC NO.2 ALAM JAYA | Unknown | Unknown | NO | NONE | DISTRIBUTION | TNB | KUALA SELANGOR | NO | Unknown |  |  |  | NO | [8 empty] | R05668 | NO | [7 empty] | 3
380105055 | R05673 |  |  |  | BKSL/PCE/J00752/MBRMU | 300346097 | Existing | RYB |  |  | CLOSED | CLOSED | LINK |  | 11 kV |  | 22/09/2006 |  |  |  |  | VEI |  |  | GUPPY PLASTIC NO.3 ALAM JAYA | Unknown | Unknown | NO | NONE | DISTRIBUTION | TNB | KUALA SELANGOR | NO | Unknown |  |  |  | NO | [8 empty] | R05673 | NO | [7 empty] | 3
380105060 | R05671 |  |  |  | BKSL/PCE/J00752/MBRMU | 300346097 | Existing | RYB |  |  | CLOSED | CLOSED | LINK |  | 11 kV |  | 22/09/2006 |  |  |  |  | VEI |  |  | GUPPY PLASTIC NO.3 ALAM JAYA | Unknown | Unknown | NO | NONE | DISTRIBUTION | TNB | KUALA SELANGOR | NO | Unknown |  |  |  | NO | [8 empty] | R05671 | NO | [7 empty] | 3
380105187 | R07281 |  |  |  | BKSL/PCE/J00870/MBRMU1 | 300541059 | Existing | RYB |  |  | CLOSED | CLOSED | LINK |  | 11 kV | [9 empty] | HLCT LAND TIAJ 2/1 | Unknown | Unknown | NO | NONE | DISTRIBUTION | TNB | KUALA SELANGOR | NO | Unknown |  |  |  | NO | [8 empty] | R07281 | NO | [7 empty] | 3
380105191 | R07278 |  |  |  | BKSL/PCE/J00870/MBRMU1 | 300541059 | Existing | RYB |  |  | CLOSED | CLOSED | LINK |  | 11 kV | [9 empty] | HLCT LAND TIAJ 2/1 | Unknown | Unknown | NO | NONE | DISTRIBUTION | TNB | KUALA SELANGOR | NO | Unknown |  |  |  | NO | [8 empty] | R07278 | NO | [7 empty] | 3
380105208 | R07280 |  |  |  | BKSL/PCE/J00870/MBRMU1 | 300541059 | Existing | RYB |  |  | CLOSED | CLOSED | LINK |  | 11 kV | [9 empty] | HLCT LAND TIAJ 2/1 | Unknown | Unknown | NO | NONE | DISTRIBUTION | TNB | KUALA SELANGOR | NO | Unknown |  |  |  | NO | [8 empty] | R07280 | NO | [7 empty] | 3
380105290 | R04337 |  |  |  | BKSL/PCE/J00753/MBRMU | 300346112 | Existing | RYB |  |  | CLOSED | CLOSED | LINK |  | 11 kV |  | 19/02/2006 | [7 empty] | PLANTFIELD NO.1 | Unknown | Unknown | NO | NONE | DISTRIBUTION | TNB | KUALA SELANGOR | NO | Unknown |  |  |  | NO | [8 empty] | R04337 | NO | [7 empty] | 3
380105307 | R04336 |  |  |  | BKSL/PCE/J00753/MBRMU | 300346112 | Existing | RYB |  |  | OPEN | CLOSED | LINK |  | 11 kV |  | 19/02/2006 | [7 empty] | PLANTFIELD NO.1 | Unknown | Unknown | NO | NONE | DISTRIBUTION | TNB | KUALA SELANGOR | NO | Unknown |  |  |  | NO | [8 empty] | R04336 | NO | [7 empty] | 3
380105461 | R05398 |  |  |  | BKSL/PCE/J00754/MBRMU | 300344230 | Existing | RYB |  |  | CLOSED | CLOSED | LINK |  | 11 kV |  | 17/07/1990 |  |  |  |  | VEI |  |  | PLANTFIELD NO.2 | Unknown | Unknown | NO | NONE | DISTRIBUTION | TNB | KUALA SELANGOR | NO | Unknown |  |  |  | NO | [8 empty] | R05398 | NO | [7 empty] | 3
380105478 | R05395 |  |  |  | BKSL/PCE/J00754/MBRMU | 300344230 | Existing | RYB |  |  | CLOSED | CLOSED | LINK |  | 11 kV |  | 17/07/1990 |  |  |  |  | VEI |  |  | PLANTFIELD NO.2 | Unknown | Unknown | NO | NONE | DISTRIBUTION | TNB | KUALA SELANGOR | NO | Unknown |  |  |  | NO | [8 empty] | R05395 | NO | [7 empty] | 3
380105631 | R06275 |  |  |  | BKSL/PCE/J00795/MBRMU | 300344606 | Existing | RYB |  |  | CLOSED | CLOSED | LINK |  | 11 kV |  | 28/06/2006 |  |  |  |  | INDKOM |  |  | MULTIGUNA CONSTRUCTION & DEV JLN 2/6 AL | Unknown | Unknown | NO | NONE | DISTRIBUTION | TNB | KUALA SELANGOR | NO | Unknown |  |  |  | NO | [8 empty] | R06275 | NO | [7 empty] | 3
380105636 | R06273 |  |  |  | BKSL/PCE/J00795/MBRMU | 300344606 | Existing | RYB |  |  | CLOSED | CLOSED | LINK |  | 11 kV |  | 28/06/2006 |  |  |  |  | INDKOM |  |  | MULTIGUNA CONSTRUCTION & DEV JLN 2/6 AL | Unknown | Unknown | NO | NONE | DISTRIBUTION | TNB | KUALA SELANGOR | NO | Unknown |  |  |  | NO | [8 empty] | R06273 | NO | [7 empty] | 3
380105725 | R06849 |  |  |  | BKSL/PCE/J00869/MBRMU1 | 300541050 | Existing | RYB |  |  | CLOSED | CLOSED | LINK |  | 11 kV |  | 2013-04-02 |  |  |  |  | INDKOM |  |  | MACHMAR INDS NO.2 | Unknown | Unknown | NO | NONE | DISTRIBUTION | TNB | KUALA SELANGOR | NO | Unknown |  |  |  | NO | [8 empty] | R06849 | NO | [7 empty] | 3
380105730 | R06851 |  |  |  | BKSL/PCE/J00869/MBRMU1 | 300541050 | Existing | RYB |  |  | CLOSED | CLOSED | LINK |  | 11 kV |  | 2013-04-02 |  |  |  |  | INDKOM |  |  | MACHMAR INDS NO.2 | Unknown | Unknown | NO | NONE | DISTRIBUTION | TNB | KUALA SELANGOR | NO | Unknown |  |  |  | NO | [8 empty] | R06851 | NO | [7 empty] | 3
380105819 | R05402 |  |  |  | BKSL/PCE/J00758/MBRMU | 300344233 | Existing | RYB |  |  | CLOSED | CLOSED | LINK |  | 11 kV |  | 22/09/1990 |  |  |  |  | TAMCO |  |  | MARKLON INDS | Unknown | Unknown | NO | NONE | DISTRIBUTION | TNB | KUALA SELANGOR | NO | Unknown |  |  |  | NO | [8 empty] | R05402 | NO | [7 empty] | 3
380105824 | R05404 |  |  |  | BKSL/PCE/J00758/MBRMU | 300344233 | Existing | RYB |  |  | CLOSED | CLOSED | LINK |  | 11 kV |  | 22/09/1990 |  |  |  |  | TAMCO |  |  | MARKLON INDS | Unknown | Unknown | NO | NONE | DISTRIBUTION | TNB | KUALA SELANGOR | NO | Unknown |  |  |  | NO | [8 empty] | R05404 | NO | [7 empty] | 3
380105913 | R05401 |  |  |  | BKSL/PCE/J00756/MBRMU | 300344232 | Existing | RYB |  |  | CLOSED | CLOSED | LINK |  | 11 kV |  | 18/08/1990 |  |  |  |  | TAMCO |  |  | MACHMAR INDS | Unknown | Unknown | NO | NONE | DISTRIBUTION | TNB | KUALA SELANGOR | NO | Unknown |  |  |  | NO | [8 empty] | R05401 | NO | [7 empty] | 3
380105918 | R05399 |  |  |  | BKSL/PCE/J00756/MBRMU | 300344232 | Existing | RYB |  |  | CLOSED | CLOSED | LINK |  | 11 kV |  | 18/08/1990 |  |  |  |  | TAMCO |  |  | MACHMAR INDS | Unknown | Unknown | NO | NONE | DISTRIBUTION | TNB | KUALA SELANGOR | NO | Unknown |  |  |  | NO | [8 empty] | R05399 | NO | [7 empty] | 3
380106008 | S01097 |  |  |  | BKSL/PCE/J00719/MBRMU | 300345842 | Existing | RYB |  |  | CLOSED | CLOSED | LINK |  | 11 kV |  | 15/12/2011 |  |  |  |  | TAMCO |  |  | FASA 3A 2 PUNCAK ALAM | Unknown | Unknown | NO | NONE | DISTRIBUTION | TNB | KUALA SELANGOR | NO | Unknown |  |  |  | NO | [8 empty] | S01097 | NO | [7 empty] | 3
380106025 | S01094 |  |  |  | BKSL/PCE/J00719/MBRMU | 300345842 | Existing | RYB |  |  | CLOSED | CLOSED | LINK |  | 11 kV |  | 15/12/2011 |  |  |  |  | TAMCO |  |  | FASA 3A 2 PUNCAK ALAM | Unknown | Unknown | NO | NONE | DISTRIBUTION | TNB | KUALA SELANGOR | NO | Unknown |  |  |  | NO | [8 empty] | S01094 | NO | [7 empty] | 3
380106179 | S01122 |  |  |  | BKSL/PCE/J00720/MBRMU | 300345846 | Existing | RYB |  |  | CLOSED | CLOSED | LINK |  | 11 kV |  | 19/02/2006 | [7 empty] | APRT NO.4 PUNCAK ALAM | Unknown | Unknown | NO | NONE | DISTRIBUTION | TNB | KUALA SELANGOR | NO | Unknown |  |  |  | NO | [8 empty] | S01122 | NO | [7 empty] | 3
380106196 | S01125 |  |  |  | BKSL/PCE/J00720/MBRMU | 300345846 | Existing | RYB |  |  | CLOSED | CLOSED | LINK |  | 11 kV |  | 19/02/2006 | [7 empty] | APRT NO.4 PUNCAK ALAM | Unknown | Unknown | NO | NONE | DISTRIBUTION | TNB | KUALA SELANGOR | NO | Unknown |  |  |  | NO | [8 empty] | S01125 | NO | [7 empty] | 3
380106350 | S01118 |  |  |  | BKSL/PCE/J00721/MBRMU | 300345886 | Existing | RYB |  |  | CLOSED | CLOSED | LINK |  | 11 kV |  | 22/03/2006 | [7 empty] | APRT NO.3 PUNCAK ALAM | Unknown | Unknown | NO | NONE | DISTRIBUTION | TNB | KUALA SELANGOR | NO | Unknown |  |  |  | NO | [8 empty] | S01118 | NO | [7 empty] | 3
380106367 | S01121 |  |  |  | BKSL/PCE/J00721/MBRMU | 300345886 | Existing | RYB |  |  | CLOSED | CLOSED | LINK |  | 11 kV |  | 22/03/2006 | [7 empty] | APRT NO.3 PUNCAK ALAM | Unknown | Unknown | NO | NONE | DISTRIBUTION | TNB | KUALA SELANGOR | NO | Unknown |  |  |  | NO | [8 empty] | S01121 | NO | [7 empty] | 3
380106521 | S01114 |  |  |  | BKSL/PCE/J00722/MBRMU | 300345890 | Existing | RYB |  |  | CLOSED | CLOSED | LINK |  | 11 kV |  | 19/04/2006 | [7 empty] | APRT NO.2 PUNCAK ALAM | Unknown | Unknown | NO | NONE | DISTRIBUTION | TNB | KUALA SELANGOR | NO | Unknown |  |  |  | NO | [8 empty] | S01114 | NO | [7 empty] | 3
380106538 | S01117 |  |  |  | BKSL/PCE/J00722/MBRMU | 300345890 | Existing | RYB |  |  | CLOSED | CLOSED | LINK |  | 11 kV |  | 19/04/2006 | [7 empty] | APRT NO.2 PUNCAK ALAM | Unknown | Unknown | NO | NONE | DISTRIBUTION | TNB | KUALA SELANGOR | NO | Unknown |  |  |  | NO | [8 empty] | S01117 | NO | [7 empty] | 3
380106692 | S01110 |  |  |  | BKSL/PCE/J00723/MBRMU | 300345894 | Existing | RYB |  |  | CLOSED | CLOSED | LINK |  | 11 kV |  | 28/06/2006 | [7 empty] | APRT NO.1 PUNCAK ALAM | Unknown | Unknown | NO | NONE | DISTRIBUTION | TNB | KUALA SELANGOR | NO | Unknown |  |  |  | NO | [8 empty] | S01110 | NO | [7 empty] | 3
380106709 | S01113 |  |  |  | BKSL/PCE/J00723/MBRMU | 300345894 | Existing | RYB |  |  | CLOSED | CLOSED | LINK |  | 11 kV |  | 28/06/2006 | [7 empty] | APRT NO.1 PUNCAK ALAM | Unknown | Unknown | NO | NONE | DISTRIBUTION | TNB | KUALA SELANGOR | NO | Unknown |  |  |  | NO | [8 empty] | S01113 | NO | [7 empty] | 3
380106863 | S01130 |  |  |  | BKSL/PCE/J00725/MBRMU | 300345901 | Existing | RYB |  |  | CLOSED | CLOSED | LINK |  | 11 kV |  | 18/08/2006 |  |  |  |  | TAMCO |  |  | JUWITA FASA 3 C NO 2 | Unknown | Unknown | NO | NONE | DISTRIBUTION | TNB | KUALA SELANGOR | NO | Unknown |  |  |  | NO | [8 empty] | S01130 | NO | [7 empty] | 3
380106880 | S01133 |  |  |  | BKSL/PCE/J00725/MBRMU | 300345901 | Existing | RYB |  |  | CLOSED | CLOSED | LINK |  | 11 kV |  | 18/08/2006 |  |  |  |  | TAMCO |  |  | JUWITA FASA 3 C NO 2 | Unknown | Unknown | NO | NONE | DISTRIBUTION | TNB | KUALA SELANGOR | NO | Unknown |  |  |  | NO | [8 empty] | S01133 | NO | [7 empty] | 3
380107033 | S05505 |  |  |  | BKSL/PCE/J00727/MBRMU | 300345913 | Existing | RYB |  |  | CLOSED | CLOSED | LINK |  | 11 kV |  | 2006-10-10 |  |  |  |  | TAMCO |  |  | SEK KEB P/ALAM 3 | Unknown | Unknown | NO | NONE | DISTRIBUTION | TNB | KUALA SELANGOR | NO | Unknown |  |  |  | NO | [8 empty] | S05505 | NO | [7 empty] | 3
380107038 | S05507 |  |  |  | BKSL/PCE/J00727/MBRMU | 300345913 | Existing | RYB |  |  | CLOSED | CLOSED | LINK |  | 11 kV |  | 2006-10-10 |  |  |  |  | TAMCO |  |  | SEK KEB P/ALAM 3 | Unknown | Unknown | NO | NONE | DISTRIBUTION | TNB | KUALA SELANGOR | NO | Unknown |  |  |  | NO | [8 empty] | S05507 | NO | [7 empty] | 3
380107127 | S01090 |  |  |  | BKSL/PCE/J00728/MBRMU | 300346079 | Existing | RYB |  |  | CLOSED | CLOSED | LINK |  | 11 kV |  | 14/02/2006 |  |  |  |  | INDKOM |  |  | RMH PAM AIR JBA PH3 PUNCAK ALAM | Unknown | Unknown | NO | NONE | DISTRIBUTION | TNB | KUALA SELANGOR | NO | Unknown |  |  |  | NO | [8 empty] | S01090 | NO | [7 empty] | 3
380107132 | S01088 |  |  |  | BKSL/PCE/J00728/MBRMU | 300346079 | Existing | RYB |  | S05851 APARTMENT WARNASARI 2 | CLOSED | CLOSED | LINK |  | 11 kV |  | 14/02/2006 |  |  |  |  | INDKOM |  |  | RMH PAM AIR JBA PH3 PUNCAK ALAM | Unknown | Unknown | NO | NONE | DISTRIBUTION | TNB | KUALA SELANGOR | NO | Unknown |  |  |  | NO | [8 empty] | S01088 | NO | [7 empty] | 3
380107222 | S01141 |  |  |  | BKSL/PCE/J00745/MBRMU | 300345916 | Existing | RYB |  |  | OPEN | CLOSED | LINK |  | 11 kV |  | 27/11/2006 |  |  |  |  | INDKOM |  |  | APRTMENT MELOR NO.1 PUNCAK ALAM | Unknown | Unknown | NO | NONE | DISTRIBUTION | TNB | KUALA SELANGOR | NO | Unknown |  |  |  | NO | [8 empty] | S01141 | NO | [7 empty] | 3
380107239 | S01138 |  |  |  | BKSL/PCE/J00745/MBRMU | 300345916 | Existing | RYB |  | S05848 APARTMENT WARNASARI 2 | CLOSED | CLOSED | LINK |  | 11 kV |  | 27/11/2006 |  |  |  |  | INDKOM |  |  | APRTMENT MELOR NO.1 PUNCAK ALAM | Unknown | Unknown | NO | NONE | DISTRIBUTION | TNB | KUALA SELANGOR | NO | Unknown |  |  |  | NO | [8 empty] | S01138 | NO | [7 empty] | 3
380107393 | S01019 |  |  |  | BKSL/PCE/J00717/MBRMU | 300344590 | Existing | RYB |  |  | CLOSED | CLOSED | LINK |  | 11 kV |  | 19/02/2006 | [7 empty] | STP 1 PHASE 1 PUNCAK ALAM | Unknown | Unknown | NO | NONE | DISTRIBUTION | TNB | KUALA SELANGOR | NO | Unknown |  |  |  | NO | [8 empty] | S01019 | NO | [7 empty] | 3
380107397 | S01018 |  |  |  | BKSL/PCE/J00717/MBRMU | 300344590 | Existing | RYB |  |  | CLOSED | CLOSED | LINK |  | 11 kV |  | 19/02/2006 | [7 empty] | STP 1 PHASE 1 PUNCAK ALAM | Unknown | Unknown | NO | NONE | DISTRIBUTION | TNB | KUALA SELANGOR | NO | Unknown |  |  |  | NO | [8 empty] | S01018 | NO | [7 empty] | 3
380107414 | S01020 |  |  |  | BKSL/PCE/J00717/MBRMU | 300344590 | Existing | RYB |  |  | CLOSED | CLOSED | LINK |  | 11 kV |  | 19/02/2006 | [7 empty] | STP 1 PHASE 1 PUNCAK ALAM | Unknown | Unknown | NO | NONE | DISTRIBUTION | TNB | KUALA SELANGOR | NO | Unknown |  |  |  | NO | [8 empty] | S01020 | NO | [7 empty] | 3
380107496 | S01011 |  |  |  | BKSL/PCE/J00698/MBRMU | 300344592 | Existing | RYB |  |  | CLOSED | CLOSED | LINK |  | 11 kV |  | 22/03/2006 | [7 empty] | SEKSYEN 3 PHASE 1B PUNCAK ALAM | Unknown | Unknown | NO | NONE | DISTRIBUTION | TNB | KUALA SELANGOR | NO | Unknown |  |  |  | NO | [8 empty] | S01011 | NO | [7 empty] | 3
380107513 | S01012 |  |  |  | BKSL/PCE/J00698/MBRMU | 300344592 | Existing | RYB |  |  | CLOSED | CLOSED | LINK |  | 11 kV |  | 22/03/2006 | [7 empty] | SEKSYEN 3 PHASE 1B PUNCAK ALAM | Unknown | Unknown | NO | NONE | DISTRIBUTION | TNB | KUALA SELANGOR | NO | Unknown |  |  |  | NO | [8 empty] | S01012 | NO | [7 empty] | 3
380107666 | S05683 |  |  |  | BKSL/PCE/J00700/MBRMU | 300344605 | Existing | RYB |  |  | CLOSED | CLOSED | LINK |  | 11 kV |  | 19/04/2006 |  |  |  |  | TAMCO |  |  | STP UITM | Unknown | Unknown | NO | NONE | DISTRIBUTION | TNB | KUALA SELANGOR | NO | Unknown |  |  |  | NO | [8 empty] | S05683 | NO | [7 empty] | 3
380107671 | S05685 |  |  |  | BKSL/PCE/J00700/MBRMU | 300344605 | Existing | RYB |  |  | CLOSED | CLOSED | LINK |  | 11 kV |  | 19/04/2006 |  |  |  |  | TAMCO |  |  | STP UITM | Unknown | Unknown | NO | NONE | DISTRIBUTION | TNB | KUALA SELANGOR | NO | Unknown |  |  |  | NO | [8 empty] | S05685 | NO | [7 empty] | 3
380107760 | S01150 |  |  |  | BKSL/PCE/J00701/MBRMU | 300344589 | Existing | RYB |  |  | CLOSED | CLOSED | LINK |  | 11 kV |  | 15/12/2006 |  |  |  |  | TAMCO |  |  | UITM 1 | Unknown | Unknown | NO | NONE | DISTRIBUTION | TNB | KUALA SELANGOR | NO | Unknown |  |  |  | NO | [8 empty] | S01150 | NO | [7 empty] | 3
380107765 | S01152 |  |  |  | BKSL/PCE/J00701/MBRMU | 300344589 | Existing | RYB |  |  | OPEN | CLOSED | LINK |  | 11 kV |  | 15/12/2006 |  |  |  |  | TAMCO |  |  | UITM 1 | Unknown | Unknown | NO | NONE | DISTRIBUTION | TNB | KUALA SELANGOR | NO | Unknown |  |  |  | NO | [8 empty] | S01152 | NO | [7 empty] | 3
380108163 | S05485 |  |  |  | BKSL/PCE/J00121/MBRMU | 300346087 | Existing | RYB |  |  | CLOSED | CLOSED | LINK |  | 11 kV |  | 20/05/2006 |  |  |  |  | INDKOM |  |  | BKT HIJAU NO 2 | Unknown | Unknown | NO | NONE | DISTRIBUTION | TNB | KUALA SELANGOR | NO | Unknown |  |  |  | NO | [8 empty] | S05485 | NO | [7 empty] | 3
380108167 | S00312 |  |  |  | BKSL/PCE/J00121/MBRMU | 300346087 | Existing | RYB |  |  | CLOSED | CLOSED | LINK |  | 11 kV |  | 20/05/2006 |  |  |  |  | INDKOM |  |  | BKT HIJAU NO 2 | Unknown | Unknown | NO | NONE | DISTRIBUTION | TNB | KUALA SELANGOR | NO | Unknown |  |  |  | NO | [8 empty] | S00312 | NO | [7 empty] | 3
380108184 | S00314 |  |  |  | BKSL/PCE/J00121/MBRMU | 300346087 | Existing | RYB |  |  | CLOSED | CLOSED | LINK |  | 11 kV |  | 20/05/2006 |  |  |  |  | INDKOM |  |  | BKT HIJAU NO 2 | Unknown | Unknown | NO | NONE | DISTRIBUTION | TNB | KUALA SELANGOR | NO | Unknown |  |  |  | NO | [8 empty] | S00314 | NO | [7 empty] | 3
380108265 | S00315 |  |  |  | BKSL/PCE/J00120/MBRMU | 300346085 | Existing | RYB |  |  | CLOSED | CLOSED | LINK |  | 11 kV |  | 18/03/2006 |  |  |  |  | TAMCO |  |  | BKT HIJAU NO 1 | Unknown | Unknown | NO | NONE | DISTRIBUTION | TNB | KUALA SELANGOR | NO | Unknown |  |  |  | NO | [8 empty] | S00315 | NO | [7 empty] | 3
380108270 | S01448 |  |  |  | BKSL/PCE/J00120/MBRMU | 300346085 | Existing | RYB |  | S00309 SW/STN BKT HIJAU | CLOSED | CLOSED | LINK |  | 11 kV |  | 18/03/2006 |  |  |  |  | TAMCO |  |  | BKT HIJAU NO 1 | Unknown | Unknown | NO | NONE | DISTRIBUTION | TNB | KUALA SELANGOR | NO | Unknown |  |  |  | NO | [8 empty] | S01448 | NO | [7 empty] | 3
380108359 | S00309 |  |  |  | BKSL/PCE/J00119/MBRMU1 | 300022467 | Existing | RYB |  |  | CLOSED | CLOSED | LINK |  | 11 kV |  | 1976-10-12 |  |  |  |  | TAMCO |  |  | SW/STN BKT HIJAU | Unknown | Unknown | NO | NONE | DISTRIBUTION | TNB | KUALA SELANGOR | NO | Unknown |  |  |  | NO | [8 empty] | S00309 | NO | [7 empty] | 3
380108364 | S00311 |  |  |  | BKSL/PCE/J00119/MBRMU1 | 300022467 | Existing | RYB |  |  | CLOSED | CLOSED | LINK |  | 11 kV |  | 1976-10-12 |  |  |  |  | TAMCO |  |  | SW/STN BKT HIJAU | Unknown | Unknown | NO | NONE | DISTRIBUTION | TNB | KUALA SELANGOR | NO | Unknown |  |  |  | NO | [8 empty] | S00311 | NO | [7 empty] | 3
380108453 | S00307 |  |  |  | BKSL/PCE/J00118/MBRMU | 300346086 | Existing | RYB |  |  | CLOSED | CLOSED | LINK |  | 11 kV |  | 19/04/2006 |  |  |  |  | TAMCO |  |  | REZAB ZAZULI | Unknown | Unknown | NO | NONE | DISTRIBUTION | TNB | KUALA SELANGOR | NO | Unknown |  |  |  | NO | [8 empty] | S00307 | NO | [7 empty] | 3
380108458 | S00305 |  |  |  | BKSL/PCE/J00118/MBRMU | 300346086 | Existing | RYB |  |  | CLOSED | CLOSED | LINK |  | 11 kV |  | 19/04/2006 |  |  |  |  | TAMCO |  |  | REZAB ZAZULI | Unknown | Unknown | NO | NONE | DISTRIBUTION | TNB | KUALA SELANGOR | NO | Unknown |  |  |  | NO | [8 empty] | S00305 | NO | [7 empty] | 3
380108547 | S05464 |  |  |  | BKSL/PCE/J00560/MBRMU | 300345721 | Existing | RYB |  |  | CLOSED | CLOSED | LINK |  | 11 kV |  | 14/11/2006 |  |  |  |  | TAMCO |  |  | REBAN AYAM BKT HIJAU | Unknown | Unknown | NO | NONE | DISTRIBUTION | TNB | KUALA SELANGOR | NO | Unknown |  |  |  | NO | [8 empty] | S05464 | NO | [7 empty] | 3
380108552 | S05462 |  |  |  | BKSL/PCE/J00560/MBRMU | 300345721 | Existing | RYB |  |  | CLOSED | CLOSED | LINK |  | 11 kV |  | 14/11/2006 |  |  |  |  | TAMCO |  |  | REBAN AYAM BKT HIJAU | Unknown | Unknown | NO | NONE | DISTRIBUTION | TNB | KUALA SELANGOR | NO | Unknown |  |  |  | NO | [8 empty] | S05462 | NO | [7 empty] | 3
380108641 | S01449 |  |  |  | BKSL/PCE/J00122/MBRMU | 300346094 | Existing | RYB |  |  | CLOSED | CLOSED | LINK |  | 11 kV |  | 26/06/2006 |  |  |  |  | INDKOM |  |  | SOUTHERN REALTY | Unknown | Unknown | NO | NONE | DISTRIBUTION | TNB | KUALA SELANGOR | NO | Unknown |  |  |  | NO | [8 empty] | S01449 | NO | [7 empty] | 3
380108646 | S01451 |  |  |  | BKSL/PCE/J00122/MBRMU | 300346094 | Existing | RYB |  |  | CLOSED | CLOSED | LINK |  | 11 kV |  | 26/06/2006 |  |  |  |  | INDKOM |  |  | SOUTHERN REALTY | Unknown | Unknown | NO | NONE | DISTRIBUTION | TNB | KUALA SELANGOR | NO | Unknown |  |  |  | NO | [8 empty] | S01451 | NO | [7 empty] | 3
380108735 | S00317 |  |  |  | BKSL/PCE/J00123/MBRMU | 300346095 | Existing | RYB |  |  | CLOSED | CLOSED | LINK |  | 11 kV |  | 17/07/2006 |  |  |  |  | TAMCO |  |  | PT MAHANG NO 1 | Unknown | Unknown | NO | NONE | DISTRIBUTION | TNB | KUALA SELANGOR | NO | Unknown |  |  |  | NO | [8 empty] | S00317 | NO | [7 empty] | 3
380108740 | S00319 |  |  |  | BKSL/PCE/J00123/MBRMU | 300346095 | Existing | RYB |  |  | CLOSED | CLOSED | LINK |  | 11 kV |  | 17/07/2006 |  |  |  |  | TAMCO |  |  | PT MAHANG NO 1 | Unknown | Unknown | NO | NONE | DISTRIBUTION | TNB | KUALA SELANGOR | NO | Unknown |  |  |  | NO | [8 empty] | S00319 | NO | [7 empty] | 3
380108829 | S01453 |  |  |  | BKSL/PCE/J00130/MB01 | 300022524 | Existing | RYB |  |  | CLOSED | CLOSED | LINK |  | 11 kV |  | 17/07/1997 |  |  |  |  | MERLIN GERIN |  |  | PKNS PT MAHANG (TMN DESA MAHANG) | Unknown | Unknown | NO | NONE | DISTRIBUTION | TNB | KUALA SELANGOR | NO | Unknown |  |  |  | NO | [8 empty] | S01453 | NO | [7 empty] | 3
380108834 | S01455 |  |  |  | BKSL/PCE/J00130/MB01 | 300022524 | Existing | RYB |  |  | CLOSED | CLOSED | LINK |  | 11 kV |  | 17/07/1997 |  |  |  |  | MERLIN GERIN |  |  | PKNS PT MAHANG (TMN DESA MAHANG) | Unknown | Unknown | NO | NONE | DISTRIBUTION | TNB | KUALA SELANGOR | NO | Unknown |  |  |  | NO | [8 empty] | S01455 | NO | [7 empty] | 3
380109177 | S01664 |  |  |  | BKSL/PCE/J00543/MBRMU | 300313554 | Existing | RYB |  |  | CLOSED | CLOSED | LINK |  | 11 kV |  | 18/08/2009 |  |  |  |  | TAMCO |  |  | TMN BENDAHARA NO 2 | Unknown | Unknown | NO | NONE | DISTRIBUTION | TNB | KUALA SELANGOR | NO | Unknown |  |  |  | NO | [8 empty] | S01664 | NO | [7 empty] | 3
380109182 | S01662 |  |  |  | BKSL/PCE/J00543/MBRMU | 300313554 | Existing | RYB |  |  | CLOSED | CLOSED | LINK |  | 11 kV |  | 18/08/2009 |  |  |  |  | TAMCO |  |  | TMN BENDAHARA NO 2 | Unknown | Unknown | NO | NONE | DISTRIBUTION | TNB | KUALA SELANGOR | NO | Unknown |  |  |  | NO | [8 empty] | S01662 | NO | [7 empty] | 3
380109274 | S01226 |  |  |  | BKSL/PCE/J00012/MBRMU1 | 300228314 | Existing | RYB |  |  | CLOSED | CLOSED | LINK |  | 11 kV |  | 28/06/1982 |  |  |  |  | TAMCO |  |  | TMN BENDAHARA NO 1 | Unknown | Unknown | NO | NONE | DISTRIBUTION | TNB | KUALA SELANGOR | NO | Unknown |  |  |  | NO | [8 empty] | S01226 | NO | [7 empty] | 3
380109291 | S01229 |  |  |  | BKSL/PCE/J00012/MBRMU1 | 300228314 | Existing | RYB |  |  | CLOSED | CLOSED | LINK |  | 11 kV |  | 28/06/1982 |  |  |  |  | TAMCO |  |  | TMN BENDAHARA NO 1 | Unknown | Unknown | NO | NONE | DISTRIBUTION | TNB | KUALA SELANGOR | NO | Unknown |  |  |  | NO | [8 empty] | S01229 | NO | [7 empty] | 3
380109444 | S00003 |  |  |  | BKSL/PCE/J00001/MB2001 | 300021906 | Existing | RYB |  |  | CLOSED | CLOSED | LINK |  | 11 kV |  | 19/02/1980 | [7 empty] | TMN PENGGAWA | Unknown | Unknown | NO | NONE | DISTRIBUTION | TNB | KUALA SELANGOR | NO | Unknown |  |  |  | NO | [8 empty] | S00003 | NO | [7 empty] | 3
380109449 | S00001 |  |  |  | BKSL/PCE/J00001/MB2001 | 300021906 | Existing | RYB |  |  | CLOSED | CLOSED | LINK |  | 11 kV |  | 19/02/1980 | [7 empty] | TMN PENGGAWA | Unknown | Unknown | NO | NONE | DISTRIBUTION | TNB | KUALA SELANGOR | NO | Unknown |  |  |  | NO | [8 empty] | S00001 | NO | [7 empty] | 3
380109539 | S00008 |  |  |  | BKSL/PCE/J00003/MBRMU1 | 300021920 | Existing | RYB |  |  | CLOSED | CLOSED | LINK |  | 11 kV |  | 19/04/1999 |  |  |  |  | TAMCO |  |  | TLK PIAH | Unknown | Unknown | NO | NONE | DISTRIBUTION | TNB | KUALA SELANGOR | NO | Unknown |  |  |  | NO | [8 empty] | S00008 | NO | [7 empty] | 3
380109556 | S00007 |  |  |  | BKSL/PCE/J00003/MBRMU1 | 300021920 | Existing | RYB |  |  | CLOSED | CLOSED | LINK |  | 11 kV |  | 19/04/1999 |  |  |  |  | TAMCO |  |  | TLK PIAH | Unknown | Unknown | NO | NONE | DISTRIBUTION | TNB | KUALA SELANGOR | NO | Unknown |  |  |  | NO | [8 empty] | S00007 | NO | [7 empty] | 3
380109775 | S01230 |  |  |  | BKSL/PCE/J00004/MB03 | 300021922 | Existing | RYB |  |  | CLOSED | CLOSED | LINK |  | 11 kV |  | 28/06/1999 |  |  |  |  | MERLIN GERIN |  |  | BDR MELAWATI (C) | Unknown | Unknown | NO | NONE | DISTRIBUTION | TNB | KUALA SELANGOR | NO | Unknown |  |  |  | NO | [8 empty] | S01230 | NO | [7 empty] | 3
380109780 | S01231 |  |  |  | BKSL/PCE/J00004/MB03 | 300021922 | Existing | RYB |  |  | CLOSED | CLOSED | LINK |  | 11 kV |  | 28/06/1999 |  |  |  |  | MERLIN GERIN |  |  | BDR MELAWATI (C) | Unknown | Unknown | NO | NONE | DISTRIBUTION | TNB | KUALA SELANGOR | NO | Unknown |  |  |  | NO | [8 empty] | S01231 | NO | [7 empty] | 3
380109879 | S00011 |  |  |  | BKSL/PCE/J00005/MB02 | 300021927 | Existing | RYB |  | BANDAR BARU MELAWATI | CLOSED | CLOSED | LINK |  | 11 kV |  | 1990-11-07 | [7 empty] | PEJABAT DAERAH | Unknown | Unknown | NO | NONE | DISTRIBUTION | TNB | KUALA SELANGOR | NO | Unknown |  |  |  | NO | [8 empty] | S00011 | NO | [7 empty] | 3
380109884 | S00011 |  |  |  | BKSL/PCE/J00005/MB02 | 300021927 | Existing | RYB |  | BANDAR BARU MELAWATI | CLOSED | CLOSED | LINK |  | 11 kV |  | 1990-11-07 | [7 empty] | PEJABAT DAERAH | Unknown | Unknown | NO | NONE | DISTRIBUTION | TNB | KUALA SELANGOR | NO | Unknown |  |  |  | NO | [8 empty] | S00011 | NO | [7 empty] | 3
380109973 | S05519 |  |  |  | BKSL/PCE/J00591/MBRMU | 300342898 | Existing | RYB |  |  | CLOSED | CLOSED | LINK |  | 11 kV |  | 18/08/2008 |  |  |  |  | TAMCO |  |  | KOMPLEKS PEJABAT BARAT LAUT | Unknown | Unknown | NO | NONE | DISTRIBUTION | TNB | KUALA SELANGOR | NO | Unknown |  |  |  | NO | [8 empty] | S05519 | NO | [7 empty] | 3
380109978 | S05517 |  |  |  | BKSL/PCE/J00591/MBRMU | 300342898 | Existing | RYB |  |  | CLOSED | CLOSED | LINK |  | 11 kV |  | 18/08/2008 |  |  |  |  | TAMCO |  |  | KOMPLEKS PEJABAT BARAT LAUT | Unknown | Unknown | NO | NONE | DISTRIBUTION | TNB | KUALA SELANGOR | NO | Unknown |  |  |  | NO | [8 empty] | S05517 | NO | [7 empty] | 3
380110068 | S00016 |  |  |  | BKSL/PCE/J00006/MBRMU1 | 300021935 | Existing | RYB |  |  | CLOSED | CLOSED | LINK |  | 11 kV |  | 18/08/1985 |  |  |  |  | INDKOM |  |  | JLN KLINIK | Unknown | Unknown | NO | NONE | DISTRIBUTION | TNB | KUALA SELANGOR | NO | Unknown |  |  |  | NO | [8 empty] | S00016 | NO | [7 empty] | 3
380110085 | S00014 |  |  |  | BKSL/PCE/J00006/MBRMU1 | 300021935 | Existing | RYB |  |  | CLOSED | CLOSED | LINK |  | 11 kV |  | 18/08/1985 |  |  |  |  | INDKOM |  |  | JLN KLINIK | Unknown | Unknown | NO | NONE | DISTRIBUTION | TNB | KUALA SELANGOR | NO | Unknown |  |  |  | NO | [8 empty] | S00014 | NO | [7 empty] | 3
380110239 | S01236 |  |  |  | BKSL/PCE/J00544/MBRMU | 300313561 | Existing | RYB |  |  | CLOSED | CLOSED | LINK |  | 11 kV |  | 2009-10-10 |  |  |  |  | TAMCO |  |  | BAZAR PEKAN K/SELANGOR | Unknown | Unknown | NO | NONE | DISTRIBUTION | TNB | KUALA SELANGOR | NO | Unknown |  |  |  | NO | [8 empty] | S01236 | NO | [7 empty] | 3
380110256 | S01234 |  |  |  | BKSL/PCE/J00544/MBRMU | 300313561 | Existing | RYB |  |  | CLOSED | CLOSED | LINK |  | 11 kV |  | 2009-10-10 |  |  |  |  | TAMCO |  |  | BAZAR PEKAN K/SELANGOR | Unknown | Unknown | NO | NONE | DISTRIBUTION | TNB | KUALA SELANGOR | NO | Unknown |  |  |  | NO | [8 empty] | S01234 | NO | [7 empty] | 3
380110409 | S01237 |  |  |  | BKSL/PCE/J00043/MBNN01 | 300022104 | Existing | RYB |  |  | CLOSED | CLOSED | LINK |  | 11 kV |  | 18/03/1984 | [7 empty] | PANGSAPURI KSL | Unknown | Unknown | NO | NONE | DISTRIBUTION | TNB | KUALA SELANGOR | NO | Unknown |  |  |  | NO | [8 empty] | S01237 | NO | [7 empty] | 3
380110414 | S01238 |  |  |  | BKSL/PCE/J00043/MBNN01 | 300022104 | Existing | RYB |  |  | CLOSED | CLOSED | LINK |  | 11 kV |  | 18/03/1984 | [7 empty] | PANGSAPURI KSL | Unknown | Unknown | NO | NONE | DISTRIBUTION | TNB | KUALA SELANGOR | NO | Unknown |  |  |  | NO | [8 empty] | S01238 | NO | [7 empty] | 3
380110503 | S00021 |  |  |  | BKSL/PCE/J00007/MBRMU1 | 300021940 | Existing | RYB |  |  | CLOSED | CLOSED | LINK |  | 11 kV |  | 20/09/1992 |  |  |  |  | TAMCO |  |  | VIP KSL | Unknown | Unknown | NO | NONE | DISTRIBUTION | TNB | KUALA SELANGOR | NO | Unknown |  |  |  | NO | [8 empty] | S00021 | NO | [7 empty] | 3
380110508 | S00023 |  |  |  | BKSL/PCE/J00007/MBRMU1 | 300021940 | Existing | RYB |  |  | CLOSED | CLOSED | LINK |  | 11 kV |  | 20/09/1992 |  |  |  |  | TAMCO |  |  | VIP KSL | Unknown | Unknown | NO | NONE | DISTRIBUTION | TNB | KUALA SELANGOR | NO | Unknown |  |  |  | NO | [8 empty] | S00023 | NO | [7 empty] | 3
380110597 | S00024 |  |  |  | BKSL/PCE/J00008/MBRMU1 | 300021945 | Existing | RYB |  |  | CLOSED | CLOSED | LINK |  | 11 kV |  | 1995-10-10 |  |  |  |  | TAMCO |  |  | TG KERAMAT | Unknown | Unknown | NO | NONE | DISTRIBUTION | TNB | KUALA SELANGOR | NO | Unknown |  |  |  | NO | [8 empty] | S00024 | NO | [7 empty] | 3
380110602 | S00026 |  |  |  | BKSL/PCE/J00008/MBRMU1 | 300021945 | Existing | RYB |  |  | CLOSED | CLOSED | LINK |  | 11 kV |  | 1995-10-10 |  |  |  |  | TAMCO |  |  | TG KERAMAT | Unknown | Unknown | NO | NONE | DISTRIBUTION | TNB | KUALA SELANGOR | NO | Unknown |  |  |  | NO | [8 empty] | S00026 | NO | [7 empty] | 3
380110747 | S05564 |  |  |  | BKSL/PCE/J00810/MBRMU | 300342900 | Existing | RYB |  |  | CLOSED | CLOSED | LINK |  | 11 kV |  | 2008-10-10 |  |  |  |  | MERLIN GERIN |  |  | SRJK AIK THEE | Unknown | Unknown | NO | NONE | DISTRIBUTION | TNB | KUALA SELANGOR | NO | Unknown |  |  |  | NO | [8 empty] | S05564 | NO | [7 empty] | 3
380110752 | S05566 |  |  |  | BKSL/PCE/J00810/MBRMU | 300342900 | Existing | RYB |  |  | CLOSED | CLOSED | LINK |  | 11 kV |  | 2008-10-10 |  |  |  |  | MERLIN GERIN |  |  | SRJK AIK THEE | Unknown | Unknown | NO | NONE | DISTRIBUTION | TNB | KUALA SELANGOR | NO | Unknown |  |  |  | NO | [8 empty] | S05566 | NO | [7 empty] | 3
380110841 | S00027 |  |  |  | BKSL/PCE/J00010/MBRMU | 300313568 | Existing | RYB |  |  | CLOSED | CLOSED | LINK |  | 11 kV |  | 27/11/2009 | [7 empty] | HOTEL D'PALMA | Unknown | Unknown | NO | NONE | DISTRIBUTION | TNB | KUALA SELANGOR | NO | Unknown |  |  |  | NO | [8 empty] | S00027 | NO | [7 empty] | 3
380110846 | S01243 |  |  |  | BKSL/PCE/J00010/MBRMU | 300313568 | Existing | RYB |  |  | OPEN | CLOSED | LINK |  | 11 kV |  | 27/11/2009 | [7 empty] | HOTEL D'PALMA | Unknown | Unknown | NO | NONE | DISTRIBUTION | TNB | KUALA SELANGOR | NO | Unknown |  |  |  | NO | [8 empty] | S01243 | NO | [7 empty] | 3
380110935 | S05308 |  |  |  | BKSL/PCE/J00556/MBRMU | 300284519 | Existing | RYB |  |  | CLOSED | CLOSED | LINK |  | 11 kV |  | 22/03/1996 |  |  |  |  | MERLIN GERIN |  |  | DEWAN BANQUIT D-PALMA | Unknown | Unknown | NO | NONE | DISTRIBUTION | TNB | KUALA SELANGOR | NO | Unknown |  |  |  | NO | [8 empty] | S05308 | NO | [7 empty] | 3
380110940 | S05306 |  |  |  | BKSL/PCE/J00556/MBRMU | 300284519 | Existing | RYB |  |  | CLOSED | CLOSED | LINK |  | 11 kV |  | 22/03/1996 |  |  |  |  | MERLIN GERIN |  |  | DEWAN BANQUIT D-PALMA | Unknown | Unknown | NO | NONE | DISTRIBUTION | TNB | KUALA SELANGOR | NO | Unknown |  |  |  | NO | [8 empty] | S05306 | NO | [7 empty] | 3
380111055 | S05614 |  |  |  | BKSL/PCE/J00013/MBRMU1 | 300243610 | Existing | RYB |  |  | CLOSED | CLOSED | LINK |  | 11 kV |  | 14/11/1982 |  |  |  |  | INDKOM |  |  | PEKAN KSL (TNB) | Unknown | Unknown | NO | NONE | DISTRIBUTION | TNB | KUALA SELANGOR | NO | Unknown |  |  |  | NO | [8 empty] | S05614 | NO | [7 empty] | 3
380111060 | S00017 |  |  |  | BKSL/PCE/J00013/MBRMU1 | 300243610 | Existing | RYB |  |  | CLOSED | CLOSED | LINK |  | 11 kV |  | 14/11/1982 |  |  |  |  | INDKOM |  |  | PEKAN KSL (TNB) | Unknown | Unknown | NO | NONE | DISTRIBUTION | TNB | KUALA SELANGOR | NO | Unknown |  |  |  | NO | [8 empty] | S00017 | NO | [7 empty] | 3
380111150 | S00029 |  |  |  | BKSL/PCE/J00011/MB01 | 300021953 | Existing | RYB |  |  | CLOSED | CLOSED | LINK |  | 11 kV |  | 1996-10-12 |  |  |  |  | TAMCO |  |  | KAKI BKT MELAWATI | Unknown | Unknown | NO | NONE | DISTRIBUTION | TNB | KUALA SELANGOR | NO | Unknown |  |  |  | NO | [8 empty] | S00029 | NO | [7 empty] | 3
380111154 | S00031 |  |  |  | BKSL/PCE/J00011/MB01 | 300021953 | Existing | RYB |  |  | CLOSED | CLOSED | LINK |  | 11 kV |  | 1996-10-12 |  |  |  |  | TAMCO |  |  | KAKI BKT MELAWATI | Unknown | Unknown | NO | NONE | DISTRIBUTION | TNB | KUALA SELANGOR | NO | Unknown |  |  |  | NO | [8 empty] | S00031 | NO | [7 empty] | 3
380111171 | S01244 |  |  |  | BKSL/PCE/J00011/MB01 | 300021953 | Existing | RYB |  |  | OPEN | CLOSED | LINK |  | 11 kV |  | 1996-10-12 |  |  |  |  | TAMCO |  |  | KAKI BKT MELAWATI | Unknown | Unknown | NO | NONE | DISTRIBUTION | TNB | KUALA SELANGOR | NO | Unknown |  |  |  | NO | [8 empty] | S01244 | NO | [7 empty] | 3
380111254 | S01242 |  |  |  | BKSL/PCE/J00009/MBNN01 | 300021948 | Existing | RYB |  |  | CLOSED | CLOSED | LINK |  | 11 kV |  | 27/11/2002 | [7 empty] | PEJABAT HAIWAN | Unknown | Unknown | NO | NONE | DISTRIBUTION | TNB | KUALA SELANGOR | NO | Unknown |  |  |  | NO | [8 empty] | S01242 | NO | [7 empty] | 3
380111259 | S01240 |  |  |  | BKSL/PCE/J00009/MBNN01 | 300021948 | Existing | RYB |  |  | CLOSED | CLOSED | LINK |  | 11 kV |  | 27/11/2002 | [7 empty] | PEJABAT HAIWAN | Unknown | Unknown | NO | NONE | DISTRIBUTION | TNB | KUALA SELANGOR | NO | Unknown |  |  |  | NO | [8 empty] | S01240 | NO | [7 empty] | 3
380111391 | S05293 |  |  |  | BKSL/PCE/J00546/MBRMU | 300345830 | Existing | RYB |  |  | CLOSED | CLOSED | LINK |  | 11 kV |  | 2006-11-10 |  |  |  |  | TAMCO |  |  | OCEAN LAND NO 2 | Unknown | Unknown | NO | NONE | DISTRIBUTION | TNB | KUALA SELANGOR | NO | Unknown |  |  |  | NO | [8 empty] | S05293 | NO | [7 empty] | 3
380111396 | S05295 |  |  |  | BKSL/PCE/J00546/MBRMU | 300345830 | Existing | RYB |  |  | CLOSED | CLOSED | LINK |  | 11 kV |  | 2006-11-10 |  |  |  |  | TAMCO |  |  | OCEAN LAND NO 2 | Unknown | Unknown | NO | NONE | DISTRIBUTION | TNB | KUALA SELANGOR | NO | Unknown |  |  |  | NO | [8 empty] | S05295 | NO | [7 empty] | 3
380111486 | S01280 |  |  |  | BKSL/PCE/J00338/MBRMU1 | 300240549 | Existing | RYB |  |  | CLOSED | CLOSED | LINK |  | 11 kV |  | 27/11/1993 |  |  |  |  | TAMCO |  |  | QTRS MDKS K.SEL | Unknown | Unknown | NO | NONE | DISTRIBUTION | TNB | KUALA SELANGOR | NO | Unknown |  |  |  | NO | [8 empty] | S01280 | NO | [7 empty] | 3
380111490 | S05709 |  |  |  | BKSL/PCE/J00338/MBRMU1 | 300240549 | Existing | RYB |  |  | CLOSED | CLOSED | LINK |  | 11 kV |  | 27/11/1993 |  |  |  |  | TAMCO |  |  | QTRS MDKS K.SEL | Unknown | Unknown | NO | NONE | DISTRIBUTION | TNB | KUALA SELANGOR | NO | Unknown |  |  |  | NO | [8 empty] | S05709 | NO | [7 empty] | 3
380111507 | S01281 |  |  |  | BKSL/PCE/J00338/MBRMU1 | 300240549 | Existing | RYB |  |  | CLOSED | CLOSED | LINK |  | 11 kV |  | 27/11/1993 |  |  |  |  | TAMCO |  |  | QTRS MDKS K.SEL | Unknown | Unknown | NO | NONE | DISTRIBUTION | TNB | KUALA SELANGOR | NO | Unknown |  |  |  | NO | [8 empty] | S01281 | NO | [7 empty] | 3
380111590 | S01282 |  |  |  | BKSL/PCE/J00519/MBRMU | 300345779 | Existing | RYB |  |  | CLOSED | CLOSED | LINK |  | 11 kV |  | 2006-10-10 |  |  |  |  | INDKOM |  |  | K/UDANG API-API NO 3 | Unknown | Unknown | NO | NONE | DISTRIBUTION | TNB | KUALA SELANGOR | NO | Unknown |  |  |  | NO | [8 empty] | S01282 | NO | [7 empty] | 3
380111595 | S01284 |  |  |  | BKSL/PCE/J00519/MBRMU | 300345779 | Existing | RYB |  |  | CLOSED | CLOSED | LINK |  | 11 kV |  | 2006-10-10 |  |  |  |  | INDKOM |  |  | K/UDANG API-API NO 3 | Unknown | Unknown | NO | NONE | DISTRIBUTION | TNB | KUALA SELANGOR | NO | Unknown |  |  |  | NO | [8 empty] | S01284 | NO | [7 empty] | 3
380111686 | S01285 |  |  |  | BKSL/PCE/J00521/MBRMU | 300345781 | Existing | RYB |  |  | CLOSED | CLOSED | LINK |  | 11 kV |  | 27/11/2006 |  |  |  |  | INDKOM |  |  | K/UDANG API-API NO 4 | Unknown | Unknown | NO | NONE | DISTRIBUTION | TNB | KUALA SELANGOR | NO | Unknown |  |  |  | NO | [8 empty] | S01285 | NO | [7 empty] | 3
380111691 | S01287 |  |  |  | BKSL/PCE/J00521/MBRMU | 300345781 | Existing | RYB |  |  | CLOSED | CLOSED | LINK |  | 11 kV |  | 27/11/2006 |  |  |  |  | INDKOM |  |  | K/UDANG API-API NO 4 | Unknown | Unknown | NO | NONE | DISTRIBUTION | TNB | KUALA SELANGOR | NO | Unknown |  |  |  | NO | [8 empty] | S01287 | NO | [7 empty] | 3
380111780 | S01323 |  |  |  | BKSL/PCE/J00135/MBRMU1 | 300242543 | Existing | RYB |  |  | CLOSED | CLOSED | LINK |  | 11 kV |  | 28/06/2000 |  |  |  |  | TAMCO |  |  | K/UDANG API-API NO 2 | Unknown | Unknown | NO | NONE | DISTRIBUTION | TNB | KUALA SELANGOR | NO | Unknown |  |  |  | NO | [8 empty] | S01323 | NO | [7 empty] | 3
380111785 | S01324 |  |  |  | BKSL/PCE/J00135/MBRMU1 | 300242543 | Existing | RYB |  |  | CLOSED | CLOSED | LINK |  | 11 kV |  | 28/06/2000 |  |  |  |  | TAMCO |  |  | K/UDANG API-API NO 2 | Unknown | Unknown | NO | NONE | DISTRIBUTION | TNB | KUALA SELANGOR | NO | Unknown |  |  |  | NO | [8 empty] | S01324 | NO | [7 empty] | 3
380111874 | S01288 |  |  |  | BKSL/PCE/J00522/MBRMU | 300345783 | Existing | RYB |  |  | CLOSED | CLOSED | LINK |  | 11 kV |  | 2006-10-12 |  |  |  |  | TAMCO |  |  | K/UDANG API-API NO 5 | Unknown | Unknown | NO | NONE | DISTRIBUTION | TNB | KUALA SELANGOR | NO | Unknown |  |  |  | NO | [8 empty] | S01288 | NO | [7 empty] | 3
380111879 | S01290 |  |  |  | BKSL/PCE/J00522/MBRMU | 300345783 | Existing | RYB |  |  | CLOSED | CLOSED | LINK |  | 11 kV |  | 2006-10-12 |  |  |  |  | TAMCO |  |  | K/UDANG API-API NO 5 | Unknown | Unknown | NO | NONE | DISTRIBUTION | TNB | KUALA SELANGOR | NO | Unknown |  |  |  | NO | [8 empty] | S01290 | NO | [7 empty] | 3
380111968 | S01291 |  |  |  | BKSL/PCE/J00523/MBRMU | 300313507 | Existing | RYB |  |  | CLOSED | CLOSED | LINK |  | 11 kV |  | 2009-10-12 |  |  |  |  | INDKOM |  |  | K/UDANG API-API NO 6 | Unknown | Unknown | NO | NONE | DISTRIBUTION | TNB | KUALA SELANGOR | NO | Unknown |  |  |  | NO | [8 empty] | S01291 | NO | [7 empty] | 3
380111973 | S01293 |  |  |  | BKSL/PCE/J00523/MBRMU | 300313507 | Existing | RYB |  |  | CLOSED | CLOSED | LINK |  | 11 kV |  | 2009-10-12 |  |  |  |  | INDKOM |  |  | K/UDANG API-API NO 6 | Unknown | Unknown | NO | NONE | DISTRIBUTION | TNB | KUALA SELANGOR | NO | Unknown |  |  |  | NO | [8 empty] | S01293 | NO | [7 empty] | 3
380112062 | S01294 |  |  |  | BKSL/PCE/J00524/MBRMU | 300313508 | Existing | RYB |  |  | CLOSED | CLOSED | LINK |  | 11 kV |  | 14/02/2007 |  |  |  |  | TAMCO |  |  | K/UDANG API-API NO 7 | Unknown | Unknown | NO | NONE | DISTRIBUTION | TNB | KUALA SELANGOR | NO | Unknown |  |  |  | NO | [8 empty] | S01294 | NO | [7 empty] | 3
380112067 | S01296 |  |  |  | BKSL/PCE/J00524/MBRMU | 300313508 | Existing | RYB |  |  | CLOSED | CLOSED | LINK |  | 11 kV |  | 14/02/2007 |  |  |  |  | TAMCO |  |  | K/UDANG API-API NO 7 | Unknown | Unknown | NO | NONE | DISTRIBUTION | TNB | KUALA SELANGOR | NO | Unknown |  |  |  | NO | [8 empty] | S01296 | NO | [7 empty] | 3
380112156 | S01297 |  |  |  | BKSL/PCE/J00525/MBRMU | 300313510 | Existing | RYB |  |  | CLOSED | CLOSED | LINK |  | 11 kV |  | 18/03/2008 |  |  |  |  | INDKOM |  |  | K/UDANG API-API NO 8 | Unknown | Unknown | NO | NONE | DISTRIBUTION | TNB | KUALA SELANGOR | NO | Unknown |  |  |  | NO | [8 empty] | S01297 | NO | [7 empty] | 3
380112161 | S01299 |  |  |  | BKSL/PCE/J00525/MBRMU | 300313510 | Existing | RYB |  |  | CLOSED | CLOSED | LINK |  | 11 kV |  | 18/03/2008 |  |  |  |  | INDKOM |  |  | K/UDANG API-API NO 8 | Unknown | Unknown | NO | NONE | DISTRIBUTION | TNB | KUALA SELANGOR | NO | Unknown |  |  |  | NO | [8 empty] | S01299 | NO | [7 empty] | 3
380112250 | S01300 |  |  |  | BKSL/PCE/J00526/MBRMU | 300313511 | Existing | RYB |  |  | CLOSED | CLOSED | LINK |  | 11 kV |  | 19/04/2008 |  |  |  |  | INDKOM |  |  | K/UDANG API-API NO 9 | Unknown | Unknown | NO | NONE | DISTRIBUTION | TNB | KUALA SELANGOR | NO | Unknown |  |  |  | NO | [8 empty] | S01300 | NO | [7 empty] | 3
380112255 | S01302 |  |  |  | BKSL/PCE/J00526/MBRMU | 300313511 | Existing | RYB |  | S05784 PADAT RUMAH KEDAI SASARAN | CLOSED | CLOSED | LINK |  | 11 kV |  | 19/04/2008 |  |  |  |  | INDKOM |  |  | K/UDANG API-API NO 9 | Unknown | Unknown | NO | NONE | DISTRIBUTION | TNB | KUALA SELANGOR | NO | Unknown |  |  |  | NO | [8 empty] | S01302 | NO | [7 empty] | 3
380112344 | S00289 |  |  |  | BKSL/PCE/J00115/MBRMU | 300345713 | Existing | RYB |  | S05782 PADAT RUMAH KEDAI SASARAN | CLOSED | CLOSED | LINK |  | 11 kV |  | 18/08/2006 |  |  |  |  | TAMCO |  |  | TMN SENANGIN SG.BULOH | Unknown | Unknown | NO | NONE | DISTRIBUTION | TNB | KUALA SELANGOR | NO | Unknown |  |  |  | NO | [8 empty] | S00289 | NO | [7 empty] | 3
380112349 | S00291 |  |  |  | BKSL/PCE/J00115/MBRMU | 300345713 | Existing | RYB |  |  | CLOSED | CLOSED | LINK |  | 11 kV |  | 18/08/2006 |  |  |  |  | TAMCO |  |  | TMN SENANGIN SG.BULOH | Unknown | Unknown | NO | NONE | DISTRIBUTION | TNB | KUALA SELANGOR | NO | Unknown |  |  |  | NO | [8 empty] | S00291 | NO | [7 empty] | 3
380112440 | S01365 |  |  |  | BKSL/PCE/J00335/MBRMU1 | 300241512 | Existing | RYB |  | PMU KSGR: VCB 5 | CLOSED | CLOSED | LINK |  | 11 kV |  | 18/08/1990 |  |  |  |  | VEI |  |  | EMINEM FARM | Unknown | Unknown | NO | NONE | DISTRIBUTION | TNB | KUALA SELANGOR | NO | Unknown |  |  |  | NO | [8 empty] | S01365 | NO | [7 empty] | 3
380112445 | S01363 |  |  |  | BKSL/PCE/J00335/MBRMU1 | 300241512 | Existing | RYB |  | S05684 PE EXCEL GROWTECH | CLOSED | CLOSED | LINK |  | 11 kV |  | 18/08/1990 |  |  |  |  | VEI |  |  | EMINEM FARM | Unknown | Unknown | NO | NONE | DISTRIBUTION | TNB | KUALA SELANGOR | NO | Unknown |  |  |  | NO | [8 empty] | S01363 | NO | [7 empty] | 3
380112534 | S05684 | [5 empty] | Existing | RYB |  | S01363 PE EMINEM FARM | CLOSED | CLOSED | LINK |  | 11 kV | [9 empty] | EXCEL GROWTECH | Unknown | Unknown | NO | NONE | DISTRIBUTION | TNB | KUALA SELANGOR | NO | Unknown |  |  |  | NO | [8 empty] | S05684 | NO | [7 empty] | 3
380112539 | S05686 | [5 empty] | Existing | RYB |  | S01368 PE MUARA NO 1 | CLOSED | CLOSED | LINK |  | 11 kV | [9 empty] | EXCEL GROWTECH | Unknown | Unknown | NO | NONE | DISTRIBUTION | TNB | KUALA SELANGOR | NO | Unknown |  |  |  | NO | [8 empty] | S05686 | NO | [7 empty] | 3
380112629 | S01368 |  |  |  | BKSL/PCE/J00071/MBRMU1 | 300228383 | Existing | RYB |  | S05686 PE EXCEL GROWTECH | CLOSED | CLOSED | LINK |  | 11 kV |  | 27/11/1984 |  |  |  |  | ABB |  |  | MUARA NO 1 | Unknown | Unknown | NO | NONE | DISTRIBUTION | TNB | KUALA SELANGOR | NO | Unknown |  |  |  | NO | [8 empty] | S01368 | NO | [7 empty] | 3
380112633 | S01366 |  |  |  | BKSL/PCE/J00071/MBRMU1 | 300228383 | Existing | RYB |  | S01370 PE MUARA NO 2 | CLOSED | CLOSED | LINK |  | 11 kV |  | 27/11/1984 |  |  |  |  | ABB |  |  | MUARA NO 1 | Unknown | Unknown | NO | NONE | DISTRIBUTION | TNB | KUALA SELANGOR | NO | Unknown |  |  |  | NO | [8 empty] | S01366 | NO | [7 empty] | 3
380112650 | S01630 |  |  |  | BKSL/PCE/J00071/MBRMU1 | 300228383 | Existing | RYB |  |  | CLOSED | CLOSED | LINK |  | 11 kV |  | 27/11/1984 |  |  |  |  | ABB |  |  | MUARA NO 1 | Unknown | Unknown | NO | NONE | DISTRIBUTION | TNB | KUALA SELANGOR | NO | Unknown |  |  |  | NO | [8 empty] | S01630 | NO | [7 empty] | 3
380112733 | S01370 |  |  |  | BKSL/PCE/J00079/MBRMU1 | 300228389 | Existing | RYB |  | S01366 PE MUARA NO 1 | CLOSED | CLOSED | LINK |  | 11 kV |  | 1984-10-12 |  |  |  |  | TAMCO |  |  | MUARA NO 2 | Unknown | Unknown | NO | NONE | DISTRIBUTION | TNB | KUALA SELANGOR | NO | Unknown |  |  |  | NO | [8 empty] | S01370 | NO | [7 empty] | 3
380112738 | S01369 |  |  |  | BKSL/PCE/J00079/MBRMU1 | 300228389 | Existing | RYB |  | S01372 PE JLN JATI SG BULOH | CLOSED | CLOSED | LINK |  | 11 kV |  | 1984-10-12 |  |  |  |  | TAMCO |  |  | MUARA NO 2 | Unknown | Unknown | NO | NONE | DISTRIBUTION | TNB | KUALA SELANGOR | NO | Unknown |  |  |  | NO | [8 empty] | S01369 | NO | [7 empty] | 3
380112829 | S01372 |  |  |  | BKSL/PCE/J00059/MBRMU1 | 300022187 | Existing | RYB |  | S01369 PE MUARA NO 2 | CLOSED | CLOSED | LINK |  | 11 kV |  | 19/02/1990 | [7 empty] | JLN JATI SG BULOH | Unknown | Unknown | NO | NONE | DISTRIBUTION | TNB | KUALA SELANGOR | NO | Unknown |  |  |  | NO | [8 empty] | S01372 | NO | [7 empty] | 3
380112834 | S01374 |  |  |  | BKSL/PCE/J00059/MBRMU1 | 300022187 | Existing | RYB |  | S00173 PE SPG RJ ABDULLAH | CLOSED | CLOSED | LINK |  | 11 kV |  | 19/02/1990 | [7 empty] | JLN JATI SG BULOH | Unknown | Unknown | NO | NONE | DISTRIBUTION | TNB | KUALA SELANGOR | NO | Unknown |  |  |  | NO | [8 empty] | S01374 | NO | [7 empty] | 3
380112946 | S00173 |  |  |  | BKSL/PCE/J00060/MBRMU1 | 300022196 | Existing | RYB |  | S01374 PE JLN JATI SG BULOH | CLOSED | CLOSED | LINK |  | 11 kV |  | 22/03/1994 |  |  |  |  | TAMCO |  |  | SPG RJ ABDULLAH | Unknown | Unknown | NO | NONE | DISTRIBUTION | TNB | KUALA SELANGOR | NO | Unknown |  |  |  | NO | [8 empty] | S00173 | NO | [7 empty] | 3
380112950 | S00174 |  |  |  | BKSL/PCE/J00060/MBRMU1 | 300022196 | Existing | RYB |  | S05877 PE TAMAN GELAMA | CLOSED | CLOSED | LINK |  | 11 kV |  | 22/03/1994 |  |  |  |  | TAMCO |  |  | SPG RJ ABDULLAH | Unknown | Unknown | NO | NONE | DISTRIBUTION | TNB | KUALA SELANGOR | NO | Unknown |  |  |  | NO | [8 empty] | S00174 | NO | [7 empty] | 3
380112967 | S00175 |  |  |  | BKSL/PCE/J00060/MBRMU1 | 300022196 | Existing | RYB |  | S01381 PE SM AGAMA JERAM | CLOSED | CLOSED | LINK |  | 11 kV |  | 22/03/1994 |  |  |  |  | TAMCO |  |  | SPG RJ ABDULLAH | Unknown | Unknown | NO | NONE | DISTRIBUTION | TNB | KUALA SELANGOR | NO | Unknown |  |  |  | NO | [8 empty] | S00175 | NO | [7 empty] | 3
380113075 | S00156 |  |  |  | BKSL/PCE/J00058/MBNN01 | 300022182 | Existing | RYB |  | S05879 PE TAMAN GELAMA | CLOSED | CLOSED | LINK |  | 11 kV |  | 15/12/2000 |  |  |  |  | TAMCO |  |  | TALIKOM SG BULOH | Unknown | Unknown | NO | NONE | DISTRIBUTION | TNB | KUALA SELANGOR | NO | Unknown |  |  |  | NO | [8 empty] | S00156 | NO | [7 empty] | 3
380113080 | S00158 |  |  |  | BKSL/PCE/J00058/MBNN01 | 300022182 | Existing | RYB |  | S01360 PE WISMA PELADANG SG BULOH | CLOSED | CLOSED | LINK |  | 11 kV |  | 15/12/2000 |  |  |  |  | TAMCO |  |  | TALIKOM SG BULOH | Unknown | Unknown | NO | NONE | DISTRIBUTION | TNB | KUALA SELANGOR | NO | Unknown |  |  |  | NO | [8 empty] | S00158 | NO | [7 empty] | 3
380113191 | S01360 |  |  |  | BKSL/PCE/J00057/MBRMU1 | 300022179 | Existing | RYB |  | S00158 PE TALIKOM SG BULOH | CLOSED | CLOSED | LINK |  | 11 kV |  | 14/11/1996 |  |  |  |  | INDKOM |  |  | WISMA PELADANG SG BULOH | Unknown | Unknown | NO | NONE | DISTRIBUTION | TNB | KUALA SELANGOR | NO | Unknown |  |  |  | NO | [8 empty] | S01360 | NO | [7 empty] | 3
380113196 | S01362 |  |  |  | BKSL/PCE/J00057/MBRMU1 | 300022179 | Existing | RYB |  | S00153 PE PEKAN SG BULOH | CLOSED | CLOSED | LINK |  | 11 kV |  | 14/11/1996 |  |  |  |  | INDKOM |  |  | WISMA PELADANG SG BULOH | Unknown | Unknown | NO | NONE | DISTRIBUTION | TNB | KUALA SELANGOR | NO | Unknown |  |  |  | NO | [8 empty] | S01362 | NO | [7 empty] | 3
380113308 | S00153 |  |  |  | BKSL/PCE/J00056/MBNN01 | 300022171 | Existing | RYB |  | S01362 PE WISMA PELADANG SG BULOH | CLOSED | CLOSED | LINK |  | 11 kV |  | 1991-11-10 |  |  |  |  | TAMCO |  |  | PEKAN SG BULOH | Unknown | Unknown | NO | NONE | DISTRIBUTION | TNB | KUALA SELANGOR | NO | Unknown |  |  |  | NO | [8 empty] | S00153 | NO | [7 empty] | 3
380113312 | S00152 |  |  |  | BKSL/PCE/J00056/MBNN01 | 300022171 | Existing | RYB |  | S00151 PE KEMAYAN | CLOSED | CLOSED | LINK |  | 11 kV |  | 1991-11-10 |  |  |  |  | TAMCO |  |  | PEKAN SG BULOH | Unknown | Unknown | NO | NONE | DISTRIBUTION | TNB | KUALA SELANGOR | NO | Unknown |  |  |  | NO | [8 empty] | S00152 | NO | [7 empty] | 3
380113329 | S00155 |  |  |  | BKSL/PCE/J00056/MBNN01 | 300022171 | Existing | RYB |  | SPARE | OPEN | CLOSED | LINK |  | 11 kV |  | 1991-11-10 |  |  |  |  | TAMCO |  |  | PEKAN SG BULOH | Unknown | Unknown | NO | NONE | DISTRIBUTION | TNB | KUALA SELANGOR | NO | Unknown |  |  |  | NO | [8 empty] | S00155 | NO | [7 empty] | 3
380117794 | R06757 |  |  |  | BKSL/PCE/J00831/MB | 300452590 | Existing | RYB |  |  | CLOSED | CLOSED | LINK |  | 11 kV |  | 17/05/2013 |  |  |  |  | INDKOM |  |  | AMAN SURIA | Unknown | Unknown | NO | NONE | DISTRIBUTION | TNB | KUALA SELANGOR | NO | Unknown |  |  |  | NO | [8 empty] | R06757 | NO | [7 empty] | 3
380117799 | R06759 |  |  |  | BKSL/PCE/J00831/MB | 300452590 | Existing | RYB |  |  | CLOSED | CLOSED | LINK |  | 11 kV |  | 17/05/2013 |  |  |  |  | INDKOM |  |  | AMAN SURIA | Unknown | Unknown | NO | NONE | DISTRIBUTION | TNB | KUALA SELANGOR | NO | Unknown |  |  |  | NO | [8 empty] | R06759 | NO | [7 empty] | 3
380117924 | R03179 |  |  |  | BKSL/PCE/J00465/MBRMU | 300313249 | Existing | RYB |  |  | CLOSED | CLOSED | LINK |  | 11 kV |  | 17/07/2002 |  |  |  |  | INDKOM |  |  | TECHNOPARK NO 2 | Unknown | Unknown | NO | NONE | DISTRIBUTION | TNB | KUALA SELANGOR | NO | Unknown |  |  |  | NO | [8 empty] | R03179 | NO | [7 empty] | 3
380117941 | R03178 |  |  |  | BKSL/PCE/J00465/MBRMU | 300313249 | Existing | RYB |  |  | CLOSED | CLOSED | LINK |  | 11 kV |  | 17/07/2002 |  |  |  |  | INDKOM |  |  | TECHNOPARK NO 2 | Unknown | Unknown | NO | NONE | DISTRIBUTION | TNB | KUALA SELANGOR | NO | Unknown |  |  |  | NO | [8 empty] | R03178 | NO | [7 empty] | 3
380118160 | R06648 | [5 empty] | Existing | Unknown |  |  | OPEN | OPEN | BUSBAR SECTION |  | 11 kV | [9 empty] | SPECIAL MADE IRON &STEEL | Unknown | Unknown | NO | NONE | DISTRIBUTION | TNB | KUALA SELANGOR | NO | Unknown |  |  |  | NO | [8 empty] | R06648 | [8 empty] | 0
380118192 | R01861 |  |  |  | BKSL/PCE/J00463/MBRMU | 300313205 | Existing | RYB |  |  | CLOSED | CLOSED | LINK |  | 11 kV |  | 1996-10-12 |  |  |  |  | TAMCO |  |  | TMN MUHIBBAH | Unknown | Unknown | NO | NONE | DISTRIBUTION | TNB | KUALA SELANGOR | NO | Unknown |  |  |  | NO | [8 empty] | R01861 | NO | [7 empty] | 3
380118196 | R01864 |  |  |  | BKSL/PCE/J00463/MBRMU | 300313205 | Existing | RYB |  |  | CLOSED | CLOSED | LINK |  | 11 kV |  | 1996-10-12 |  |  |  |  | TAMCO |  |  | TMN MUHIBBAH | Unknown | Unknown | NO | NONE | DISTRIBUTION | TNB | KUALA SELANGOR | NO | Unknown |  |  |  | NO | [8 empty] | R01864 | NO | [7 empty] | 3
380118213 | R01863 |  |  |  | BKSL/PCE/J00463/MBRMU | 300313205 | Existing | RYB |  |  | CLOSED | CLOSED | LINK |  | 11 kV |  | 1996-10-12 |  |  |  |  | TAMCO |  |  | TMN MUHIBBAH | Unknown | Unknown | NO | NONE | DISTRIBUTION | TNB | KUALA SELANGOR | NO | Unknown |  |  |  | NO | [8 empty] | R01863 | NO | [7 empty] | 3
380118321 | R06134 |  |  |  | BKSL/PCE/J00584/MBRMU | 300313346 | Existing | RYB |  |  | CLOSED | CLOSED | LINK |  | 11 kV |  | 20/05/2002 |  |  |  |  | VEI |  |  | TMN SURIA BESTARI | Unknown | Unknown | NO | NONE | DISTRIBUTION | TNB | KUALA SELANGOR | NO | Unknown |  |  |  | NO | [8 empty] | R06134 | NO | [7 empty] | 3
380118326 | R06136 |  |  |  | BKSL/PCE/J00584/MBRMU | 300313346 | Existing | RYB |  |  | CLOSED | CLOSED | LINK |  | 11 kV |  | 20/05/2002 |  |  |  |  | VEI |  |  | TMN SURIA BESTARI | Unknown | Unknown | NO | NONE | DISTRIBUTION | TNB | KUALA SELANGOR | NO | Unknown |  |  |  | NO | [8 empty] | R06136 | NO | [7 empty] | 3
380118452 | S05561 |  |  |  | BKSL/PCE/J00613/MBRMU | 300345366 | Existing | RYB |  |  | CLOSED | CLOSED | LINK |  | 11 kV |  | 17/07/2006 |  |  |  |  | TAMCO |  |  | TANAMARAN NO.2 | Unknown | Unknown | NO | NONE | DISTRIBUTION | TNB | KUALA SELANGOR | NO | Unknown |  |  |  | NO | [8 empty] | S05561 | NO | [7 empty] | 3
380118457 | S05563 |  |  |  | BKSL/PCE/J00613/MBRMU | 300345366 | Existing | RYB |  |  | CLOSED | CLOSED | LINK |  | 11 kV |  | 17/07/2006 |  |  |  |  | TAMCO |  |  | TANAMARAN NO.2 | Unknown | Unknown | NO | NONE | DISTRIBUTION | TNB | KUALA SELANGOR | NO | Unknown |  |  |  | NO | [8 empty] | S05563 | NO | [7 empty] | 3
380118602 | S01565 |  |  |  | BKSL/PCE/J00349/MBRMU1 | 300243131 | Existing | RYB |  |  | CLOSED | CLOSED | LINK |  | 11 kV |  | 18/08/1993 |  |  |  |  | VEI |  |  | QTRS LADANG BKT TALANG NO 2 | Unknown | Unknown | NO | NONE | DISTRIBUTION | TNB | KUALA SELANGOR | NO | Unknown |  |  |  | NO | [8 empty] | S01565 | NO | [7 empty] | 3
380118607 | S01564 |  |  |  | BKSL/PCE/J00349/MBRMU1 | 300243131 | Existing | RYB |  |  | CLOSED | CLOSED | LINK |  | 11 kV |  | 18/08/1993 |  |  |  |  | VEI |  |  | QTRS LADANG BKT TALANG NO 2 | Unknown | Unknown | NO | NONE | DISTRIBUTION | TNB | KUALA SELANGOR | NO | Unknown |  |  |  | NO | [8 empty] | S01564 | NO | [7 empty] | 3
380118783 | S00486 |  |  |  | BKSL/PCE/J00239/MBRMU | 300313630 | Existing | RYB |  |  | CLOSED | CLOSED | LINK |  | 11 kV |  | 14/11/2007 |  |  |  |  | TAMCO |  |  | UJONG PERMATANG | Unknown | Unknown | NO | NONE | DISTRIBUTION | TNB | KUALA SELANGOR | NO | Unknown |  |  |  | NO | [8 empty] | S00486 | NO | [7 empty] | 3
380118788 | S01556 |  |  |  | BKSL/PCE/J00239/MBRMU | 300313630 | Existing | RYB |  |  | CLOSED | CLOSED | LINK |  | 11 kV |  | 14/11/2007 |  |  |  |  | TAMCO |  |  | UJONG PERMATANG | Unknown | Unknown | NO | NONE | DISTRIBUTION | TNB | KUALA SELANGOR | NO | Unknown |  |  |  | NO | [8 empty] | S01556 | NO | [7 empty] | 3
380134952 | S01688 |  |  |  | BKSL/PCE/J00740/MBRMU | 300346004 | Existing | RYB |  | S05629 SHAH ALAM 2 FASA 5A5/2 | CLOSED | CLOSED | LINK |  | 11 kV |  | 19/04/2006 |  |  |  |  | VEI |  |  | SHAH ALAM 2 NO.5B 1 | Unknown | Unknown | NO | NONE | DISTRIBUTION | TNB | KUALA SELANGOR | NO | Unknown |  |  |  | NO | [8 empty] | S01688 | NO | [7 empty] | 3
380134957 | S01690 |  |  |  | BKSL/PCE/J00740/MBRMU | 300346004 | Existing | RYB |  |  | CLOSED | CLOSED | LINK |  | 11 kV |  | 19/04/2006 |  |  |  |  | VEI |  |  | SHAH ALAM 2 NO.5B 1 | Unknown | Unknown | NO | NONE | DISTRIBUTION | TNB | KUALA SELANGOR | NO | Unknown |  |  |  | NO | [8 empty] | S01690 | NO | [7 empty] | 3
380135047 | S05625 |  |  |  | BKSL/PCE/J00735/MBRMU | 300346008 | Existing | RYB |  | S05712 SHAH ALAM 2 FASA 5A4 NO.2 | CLOSED | CLOSED | LINK |  | 11 kV |  | 28/06/2006 |  |  |  |  | INDKOM |  |  | SHAH ALAM 2 FASA 5A5/1 | Unknown | Unknown | NO | NONE | DISTRIBUTION | TNB | KUALA SELANGOR | NO | Unknown |  |  |  | NO | [8 empty] | S05625 | NO | [7 empty] | 3
380135064 | S05622 |  |  |  | BKSL/PCE/J00735/MBRMU | 300346008 | Existing | RYB |  | S05773 SHAH ALAM 2 FASA 5A6 NO.1 | CLOSED | CLOSED | LINK |  | 11 kV |  | 28/06/2006 |  |  |  |  | INDKOM |  |  | SHAH ALAM 2 FASA 5A5/1 | Unknown | Unknown | NO | NONE | DISTRIBUTION | TNB | KUALA SELANGOR | NO | Unknown |  |  |  | NO | [8 empty] | S05622 | NO | [7 empty] | 3
380135206 | R04745 |  |  |  | BKSL/PCE/J00790/MBRMU | 300344308 | Existing | RYB |  |  | CLOSED | CLOSED | LINK |  | 11 kV |  | 2005-10-10 |  |  |  |  | VEI |  |  | INDS ALAM JAYA NO.5 | Unknown | Unknown | NO | NONE | DISTRIBUTION | TNB | KUALA SELANGOR | NO | Unknown |  |  |  | NO | [8 empty] | R04745 | NO | [7 empty] | 3
380135223 | R04743 |  |  |  | BKSL/PCE/J00790/MBRMU | 300344308 | Existing | RYB |  |  | CLOSED | CLOSED | LINK |  | 11 kV |  | 2005-10-10 |  |  |  |  | VEI |  |  | INDS ALAM JAYA NO.5 | Unknown | Unknown | NO | NONE | DISTRIBUTION | TNB | KUALA SELANGOR | NO | Unknown |  |  |  | NO | [8 empty] | R04743 | NO | [7 empty] | 3
380135376 | R04541 |  |  |  | BKSL/PCE/J00791/MBRMU | 300346115 | Existing | RYB |  |  | CLOSED | CLOSED | LINK |  | 11 kV |  | 22/03/2006 |  |  |  |  | TOPRANK |  |  | PERDANA PARK NO.1 | Unknown | Unknown | NO | NONE | DISTRIBUTION | TNB | KUALA SELANGOR | NO | Unknown |  |  |  | NO | [8 empty] | R04541 | NO | [7 empty] | 3
380135381 | R04538 |  |  |  | BKSL/PCE/J00791/MBRMU | 300346115 | Existing | RYB |  |  | CLOSED | CLOSED | LINK |  | 11 kV |  | 22/03/2006 |  |  |  |  | TOPRANK |  |  | PERDANA PARK NO.1 | Unknown | Unknown | NO | NONE | DISTRIBUTION | TNB | KUALA SELANGOR | NO | Unknown |  |  |  | NO | [8 empty] | R04538 | NO | [7 empty] | 3
380135470 | R04595 |  |  |  | BKSL/PCE/J00792/MBRMU | 300344575 | Existing | RYB |  |  | CLOSED | CLOSED | LINK |  | 11 kV |  | 18/08/2006 |  |  |  |  | TAMCO |  |  | KLG LOT 63 UNICAN ALAM JAYA | Unknown | Unknown | NO | NONE | DISTRIBUTION | TNB | KUALA SELANGOR | NO | Unknown |  |  |  | NO | [8 empty] | R04595 | NO | [7 empty] | 3
380135475 | R04597 |  |  |  | BKSL/PCE/J00792/MBRMU | 300344575 | Existing | RYB |  |  | CLOSED | CLOSED | LINK |  | 11 kV |  | 18/08/2006 |  |  |  |  | TAMCO |  |  | KLG LOT 63 UNICAN ALAM JAYA | Unknown | Unknown | NO | NONE | DISTRIBUTION | TNB | KUALA SELANGOR | NO | Unknown |  |  |  | NO | [8 empty] | R04597 | NO | [7 empty] | 3
380135564 | R04598 |  |  |  | BKSL/PCE/J00793/MBRMU | 300344574 | Existing | RYB |  |  | CLOSED | CLOSED | LINK |  | 11 kV |  | 17/07/2006 |  |  |  |  | TAMCO |  |  | KLG LOT 62 ALAM JAYA | Unknown | Unknown | NO | NONE | DISTRIBUTION | TNB | KUALA SELANGOR | NO | Unknown |  |  |  | NO | [8 empty] | R04598 | NO | [7 empty] | 3
380135569 | R04600 |  |  |  | BKSL/PCE/J00793/MBRMU | 300344574 | Existing | RYB |  |  | CLOSED | CLOSED | LINK |  | 11 kV |  | 17/07/2006 |  |  |  |  | TAMCO |  |  | KLG LOT 62 ALAM JAYA | Unknown | Unknown | NO | NONE | DISTRIBUTION | TNB | KUALA SELANGOR | NO | Unknown |  |  |  | NO | [8 empty] | R04600 | NO | [7 empty] | 3
380135658 | R06590 |  |  |  | BKSL/PCE/J00823/MBRMU | 300443560 | Existing | RYB |  |  | CLOSED | CLOSED | LINK |  | 11 kV | [9 empty] | GUDANG BESI JLN 2/6 | Unknown | Unknown | NO | NONE | DISTRIBUTION | TNB | KUALA SELANGOR | NO | Unknown |  |  |  | NO | [8 empty] | R06590 | NO | [7 empty] | 3
380135663 | R06588 |  |  |  | BKSL/PCE/J00823/MBRMU | 300443560 | Existing | RYB |  |  | CLOSED | CLOSED | LINK |  | 11 kV | [9 empty] | GUDANG BESI JLN 2/6 | Unknown | Unknown | NO | NONE | DISTRIBUTION | TNB | KUALA SELANGOR | NO | Unknown |  |  |  | NO | [8 empty] | R06588 | NO | [7 empty] | 3
380135752 | R05677 |  |  |  | BKSL/PCE/J00796/MBRMU | 300346109 | Existing | RYB |  |  | CLOSED | CLOSED | LINK |  | 11 kV |  | 15/12/2006 |  |  |  |  | TAMCO |  |  | LOT 65 JS CON ALAM JAYA | Unknown | Unknown | NO | NONE | DISTRIBUTION | TNB | KUALA SELANGOR | NO | Unknown |  |  |  | NO | [8 empty] | R05677 | NO | [7 empty] | 3
380135757 | R05679 |  |  |  | BKSL/PCE/J00796/MBRMU | 300346109 | Existing | RYB |  |  | CLOSED | CLOSED | LINK |  | 11 kV |  | 15/12/2006 |  |  |  |  | TAMCO |  |  | LOT 65 JS CON ALAM JAYA | Unknown | Unknown | NO | NONE | DISTRIBUTION | TNB | KUALA SELANGOR | NO | Unknown |  |  |  | NO | [8 empty] | R05679 | NO | [7 empty] | 3
380135846 | R06250 |  |  |  | BKSL/PCE/J00816/MBRMU | 300346268 | Existing | RYB |  |  | CLOSED | CLOSED | LINK |  | 11 kV |  | 22/09/2009 |  |  |  |  | TAMCO |  |  | KILANG LOT 11273 JLN 2/6 | Unknown | Unknown | NO | NONE | DISTRIBUTION | TNB | KUALA SELANGOR | NO | Unknown |  |  |  | NO | [8 empty] | R06250 | NO | [7 empty] | 3
380135851 | R06248 |  |  |  | BKSL/PCE/J00816/MBRMU | 300346268 | Existing | RYB |  |  | CLOSED | CLOSED | LINK |  | 11 kV |  | 22/09/2009 |  |  |  |  | TAMCO |  |  | KILANG LOT 11273 JLN 2/6 | Unknown | Unknown | NO | NONE | DISTRIBUTION | TNB | KUALA SELANGOR | NO | Unknown |  |  |  | NO | [8 empty] | R06248 | NO | [7 empty] | 3
380136041 | R04536 |  |  |  | BKSL/PCE/J00794/MBRMU | 300346062 | Existing | RYB |  |  | CLOSED | CLOSED | LINK |  | 11 kV |  | 18/08/2006 |  |  |  |  | ABB |  |  | ICECLUB ALAM JAYA | Unknown | Unknown | NO | NONE | DISTRIBUTION | TNB | KUALA SELANGOR | NO | Unknown |  |  |  | NO | [8 empty] | R04536 | NO | [7 empty] | 3
380136047 | R04535 |  |  |  | BKSL/PCE/J00794/MBRMU | 300346062 | Existing | RYB |  |  | CLOSED | CLOSED | LINK |  | 11 kV |  | 18/08/2006 |  |  |  |  | ABB |  |  | ICECLUB ALAM JAYA | Unknown | Unknown | NO | NONE | DISTRIBUTION | TNB | KUALA SELANGOR | NO | Unknown |  |  |  | NO | [8 empty] | R04535 | NO | [7 empty] | 3
380136052 | R04537 |  |  |  | BKSL/PCE/J00794/MBRMU | 300346062 | Existing | RYB |  |  | CLOSED | CLOSED | LINK |  | 11 kV |  | 18/08/2006 |  |  |  |  | ABB |  |  | ICECLUB ALAM JAYA | Unknown | Unknown | NO | NONE | DISTRIBUTION | TNB | KUALA SELANGOR | NO | Unknown |  |  |  | NO | [8 empty] | R04537 | NO | [7 empty] | 3
380136060 | R05503 |  |  |  | BKSL/PCE/J00755/MBRMU | 300344228 | Existing | RYB |  |  | CLOSED | CLOSED | LINK |  | 11 kV |  | 26/06/1990 |  |  |  |  | TAMCO |  |  | MULTIGUNA CON & DEV | Unknown | Unknown | NO | NONE | DISTRIBUTION | TNB | KUALA SELANGOR | NO | Unknown |  |  |  | NO | [8 empty] | R05503 | NO | [7 empty] | 3
380136065 | R05501 |  |  |  | BKSL/PCE/J00755/MBRMU | 300344228 | Existing | RYB |  |  | CLOSED | CLOSED | LINK |  | 11 kV |  | 26/06/1990 |  |  |  |  | TAMCO |  |  | MULTIGUNA CON & DEV | Unknown | Unknown | NO | NONE | DISTRIBUTION | TNB | KUALA SELANGOR | NO | Unknown |  |  |  | NO | [8 empty] | R05501 | NO | [7 empty] | 3
380136154 | R04589 |  |  |  | BKSL/PCE/J00799/MBRMU | 300346107 | Existing | RYB |  |  | CLOSED | CLOSED | LINK |  | 11 kV |  | 2006-11-10 |  |  |  |  | TAMCO |  |  | KLG LOT 58 ALAM JAYA | Unknown | Unknown | NO | NONE | DISTRIBUTION | TNB | KUALA SELANGOR | NO | Unknown |  |  |  | NO | [8 empty] | R04589 | NO | [7 empty] | 3
380136159 | R04591 |  |  |  | BKSL/PCE/J00799/MBRMU | 300346107 | Existing | RYB |  |  | CLOSED | CLOSED | LINK |  | 11 kV |  | 2006-11-10 |  |  |  |  | TAMCO |  |  | KLG LOT 58 ALAM JAYA | Unknown | Unknown | NO | NONE | DISTRIBUTION | TNB | KUALA SELANGOR | NO | Unknown |  |  |  | NO | [8 empty] | R04591 | NO | [7 empty] | 3
380136248 | R05361 |  |  |  | BKSL/PCE/J00797/MBRMU | 300346108 | Existing | RYB |  |  | CLOSED | CLOSED | LINK |  | 11 kV |  | 14/11/2006 |  |  |  |  | MERLIN GERIN |  |  | KYODO STEEL | Unknown | Unknown | NO | NONE | DISTRIBUTION | TNB | KUALA SELANGOR | NO | Unknown |  |  |  | NO | [8 empty] | R05361 | NO | [7 empty] | 3
380136253 | R05363 |  |  |  | BKSL/PCE/J00797/MBRMU | 300346108 | Existing | RYB |  |  | CLOSED | CLOSED | LINK |  | 11 kV |  | 14/11/2006 |  |  |  |  | MERLIN GERIN |  |  | KYODO STEEL | Unknown | Unknown | NO | NONE | DISTRIBUTION | TNB | KUALA SELANGOR | NO | Unknown |  |  |  | NO | [8 empty] | R05363 | NO | [7 empty] | 3
380136368 | R05226 |  |  |  | BKSL/PCE/J00800/MBRMU | 300344305 | Existing | RYB |  |  | CLOSED | CLOSED | LINK |  | 11 kV |  | 18/08/2005 |  |  |  |  | MERLIN GERIN |  |  | KLG KAYU PAPAN & LOGAM BERJAYA | Unknown | Unknown | NO | NONE | DISTRIBUTION | TNB | KUALA SELANGOR | NO | Unknown |  |  |  | NO | [8 empty] | R05226 | NO | [7 empty] | 3
380136373 | R05228 |  |  |  | BKSL/PCE/J00800/MBRMU | 300344305 | Existing | RYB |  |  | CLOSED | CLOSED | LINK |  | 11 kV |  | 18/08/2005 |  |  |  |  | MERLIN GERIN |  |  | KLG KAYU PAPAN & LOGAM BERJAYA | Unknown | Unknown | NO | NONE | DISTRIBUTION | TNB | KUALA SELANGOR | NO | Unknown |  |  |  | NO | [8 empty] | R05228 | NO | [7 empty] | 3
380136462 | R05324 |  |  |  | BKSL/PCE/J00801/MBRMU | 300344306 | Existing | RYB |  |  | CLOSED | CLOSED | LINK |  | 11 kV |  | 20/09/2005 | [7 empty] | KWAN SENS WARE | Unknown | Unknown | NO | NONE | DISTRIBUTION | TNB | KUALA SELANGOR | NO | Unknown |  |  |  | NO | [8 empty] | R05324 | NO | [7 empty] | 3
380136467 | R05326 |  |  |  | BKSL/PCE/J00801/MBRMU | 300344306 | Existing | RYB |  |  | CLOSED | CLOSED | LINK |  | 11 kV |  | 20/09/2005 | [7 empty] | KWAN SENS WARE | Unknown | Unknown | NO | NONE | DISTRIBUTION | TNB | KUALA SELANGOR | NO | Unknown |  |  |  | NO | [8 empty] | R05326 | NO | [7 empty] | 3
380136556 | R05570 |  |  |  | BKSL/PCE/J00802/MBRMU | 300344304 | Existing | RYB |  |  | CLOSED | CLOSED | LINK |  | 11 kV |  | 1990-11-07 |  |  |  |  | TAMCO |  |  | NATURE LEADER | Unknown | Unknown | NO | NONE | DISTRIBUTION | TNB | KUALA SELANGOR | NO | Unknown |  |  |  | NO | [8 empty] | R05570 | NO | [7 empty] | 3
380136561 | R05572 |  |  |  | BKSL/PCE/J00802/MBRMU | 300344304 | Existing | RYB |  |  | CLOSED | CLOSED | LINK |  | 11 kV |  | 1990-11-07 |  |  |  |  | TAMCO |  |  | NATURE LEADER | Unknown | Unknown | NO | NONE | DISTRIBUTION | TNB | KUALA SELANGOR | NO | Unknown |  |  |  | NO | [8 empty] | R05572 | NO | [7 empty] | 3
380136744 | R06299 |  |  |  | BKSL/PCE/J00788/MBRMU | 300344302 | Existing | RYB |  |  | CLOSED | CLOSED | LINK |  | 11 kV |  | 28/06/1990 | [7 empty] | PADAT MULTIGUNA TMN ALAM JAYA 2/5 | Unknown | Unknown | NO | NONE | DISTRIBUTION | TNB | KUALA SELANGOR | NO | Unknown |  |  |  | NO | [8 empty] | R06299 | NO | [7 empty] | 3
380136749 | R06301 |  |  |  | BKSL/PCE/J00788/MBRMU | 300344302 | Existing | RYB |  |  | CLOSED | CLOSED | LINK |  | 11 kV |  | 28/06/1990 | [7 empty] | PADAT MULTIGUNA TMN ALAM JAYA 2/5 | Unknown | Unknown | NO | NONE | DISTRIBUTION | TNB | KUALA SELANGOR | NO | Unknown |  |  |  | NO | [8 empty] | R06301 | NO | [7 empty] | 3
380136898 | 30 | [5 empty] | Existing | Unknown |  |  | OPEN | OPEN | BUSBAR SECTION |  | 11 kV |  | 2006-11-06 | [7 empty] | STESEN SUIS SECTION 2 PHASE 1B P.ALAM | Unknown | Unknown | NO | NONE | DISTRIBUTION | TNB | KUALA SELANGOR | NO | Unknown |  |  |  | NO | [8 empty] | 30 | [8 empty] | 0
380137324 | S05702 |  |  |  | BKSL/PCE/J00718/MBRMU | 300345838 | Existing | RYB |  | S05881 RUMAH BANGLO PUNCAK ALAM JAYA 2 | CLOSED | CLOSED | LINK |  | 11 kV |  | 14/11/2006 | [7 empty] | FASA 3A1 PUNCAK ALAM | Unknown | Unknown | NO | NONE | DISTRIBUTION | TNB | KUALA SELANGOR | NO | Unknown |  |  |  | NO | [8 empty] | S05702 | NO | [7 empty] | 3
380137341 | S01091 |  |  |  | BKSL/PCE/J00718/MBRMU | 300345838 | Existing | RYB |  |  | CLOSED | CLOSED | LINK |  | 11 kV |  | 14/11/2006 | [7 empty] | FASA 3A1 PUNCAK ALAM | Unknown | Unknown | NO | NONE | DISTRIBUTION | TNB | KUALA SELANGOR | NO | Unknown |  |  |  | NO | [8 empty] | S01091 | NO | [7 empty] | 3
380137561 | S05645 | [5 empty] | Existing | RYB |  |  | CLOSED | CLOSED | LINK |  | 11 kV | [9 empty] | SMK PUNCAK ALAM FASA 3 | Unknown | Unknown | NO | NONE | DISTRIBUTION | TNB | KUALA SELANGOR | NO | Unknown |  |  |  | NO | [8 empty] | S05645 | NO | [7 empty] | 3
380137566 | S05647 | [5 empty] | Existing | RYB |  |  | CLOSED | CLOSED | LINK |  | 11 kV | [9 empty] | SMK PUNCAK ALAM FASA 3 | Unknown | Unknown | NO | NONE | DISTRIBUTION | TNB | KUALA SELANGOR | NO | Unknown |  |  |  | NO | [8 empty] | S05647 | NO | [7 empty] | 3
380137676 | S01134 |  |  |  | BKSL/PCE/J00724/MBRMU | 300345897 | Existing | RYB |  |  | CLOSED | CLOSED | LINK |  | 11 kV |  | 2006-11-07 |  |  |  |  | TAMCO |  |  | JUWITA FASA 3 C NO 3 | Unknown | Unknown | NO | NONE | DISTRIBUTION | TNB | KUALA SELANGOR | NO | Unknown |  |  |  | NO | [8 empty] | S01134 | NO | [7 empty] | 3
380137693 | S01137 |  |  |  | BKSL/PCE/J00724/MBRMU | 300345897 | Existing | RYB |  |  | CLOSED | CLOSED | LINK |  | 11 kV |  | 2006-11-07 |  |  |  |  | TAMCO |  |  | JUWITA FASA 3 C NO 3 | Unknown | Unknown | NO | NONE | DISTRIBUTION | TNB | KUALA SELANGOR | NO | Unknown |  |  |  | NO | [8 empty] | S01137 | NO | [7 empty] | 3
380137887 | S01126 |  |  |  | BKSL/PCE/J00726/MBRMU | 300345910 | Existing | RYB |  |  | CLOSED | CLOSED | LINK |  | 11 kV |  | 20/09/2006 |  |  |  |  | TAMCO |  |  | JUWITA FASA 3 C NO 1 | Unknown | Unknown | NO | NONE | DISTRIBUTION | TNB | KUALA SELANGOR | NO | Unknown |  |  |  | NO | [8 empty] | S01126 | NO | [7 empty] | 3
380137904 | S01129 |  |  |  | BKSL/PCE/J00726/MBRMU | 300345910 | Existing | RYB |  |  | CLOSED | CLOSED | LINK |  | 11 kV |  | 20/09/2006 |  |  |  |  | TAMCO |  |  | JUWITA FASA 3 C NO 1 | Unknown | Unknown | NO | NONE | DISTRIBUTION | TNB | KUALA SELANGOR | NO | Unknown |  |  |  | NO | [8 empty] | S01129 | NO | [7 empty] | 3
380138165 | S05690 | [5 empty] | Existing | RYB |  |  | CLOSED | CLOSED | LINK |  | 11 kV | [9 empty] | RUMAH PAM PUNCAK BESTARI | Unknown | Unknown | NO | NONE | DISTRIBUTION | TNB | KUALA SELANGOR | NO | Unknown |  |  |  | NO | [8 empty] | S05690 | NO | [7 empty] | 3
380138182 | S05687 | [5 empty] | Existing | RYB |  |  | CLOSED | CLOSED | LINK |  | 11 kV | [9 empty] | RUMAH PAM PUNCAK BESTARI | Unknown | Unknown | NO | NONE | DISTRIBUTION | TNB | KUALA SELANGOR | NO | Unknown |  |  |  | NO | [8 empty] | S05687 | NO | [7 empty] | 3
380138375 | S05693 |  |  |  | BKSL/PCE/J00863/MBRMU | 300515336 | Existing | RYB |  |  | CLOSED | CLOSED | LINK |  | 11 kV | [6 empty] | INDKOM |  |  | MASJID BARU PUNCAK ALAM | Unknown | Unknown | NO | NONE | DISTRIBUTION | TNB | KUALA SELANGOR | NO | Unknown |  |  |  | NO | [8 empty] | S05693 | NO | [7 empty] | 3
380138380 | S05691 |  |  |  | BKSL/PCE/J00863/MBRMU | 300515336 | Existing | RYB |  |  | CLOSED | CLOSED | LINK |  | 11 kV | [6 empty] | INDKOM |  |  | MASJID BARU PUNCAK ALAM | Unknown | Unknown | NO | NONE | DISTRIBUTION | TNB | KUALA SELANGOR | NO | Unknown |  |  |  | NO | [8 empty] | S05691 | NO | [7 empty] | 3
380138490 | S00296 |  |  |  | BKSL/PCE/J00117/MBRMU | 300345712 | Existing | RYB |  |  | CLOSED | CLOSED | LINK |  | 11 kV |  | 17/07/2006 |  |  |  |  | TAMCO |  |  | BKT KUCING KLINIK | Unknown | Unknown | NO | NONE | DISTRIBUTION | TNB | KUALA SELANGOR | NO | Unknown |  |  |  | NO | [8 empty] | S00296 | NO | [7 empty] | 3
380138494 | S00295 |  |  |  | BKSL/PCE/J00117/MBRMU | 300345712 | Existing | RYB |  |  | CLOSED | CLOSED | LINK |  | 11 kV |  | 17/07/2006 |  |  |  |  | TAMCO |  |  | BKT KUCING KLINIK | Unknown | Unknown | NO | NONE | DISTRIBUTION | TNB | KUALA SELANGOR | NO | Unknown |  |  |  | NO | [8 empty] | S00295 | NO | [7 empty] | 3
380138511 | S00298 |  |  |  | BKSL/PCE/J00117/MBRMU | 300345712 | Existing | RYB |  |  | OPEN | CLOSED | LINK |  | 11 kV |  | 17/07/2006 |  |  |  |  | TAMCO |  |  | BKT KUCING KLINIK | Unknown | Unknown | NO | NONE | DISTRIBUTION | TNB | KUALA SELANGOR | NO | Unknown |  |  |  | NO | [8 empty] | S00298 | NO | [7 empty] | 3
380138613 | R07613 |  |  |  | BKSL/PCE/J00352/MBRMU | 300344567 | Existing | RYB |  |  | CLOSED | CLOSED | LINK |  | 11 kV |  | 18/03/2006 |  |  |  |  | INDKOM |  |  | TAMAN ALAM SUTERA ALAM JAYA | Unknown | Unknown | NO | NONE | DISTRIBUTION | TNB | KUALA SELANGOR | NO | Unknown |  |  |  | NO | [8 empty] | R07613 | NO | [7 empty] | 3
380138630 | R07611 |  |  |  | BKSL/PCE/J00352/MBRMU | 300344567 | Existing | RYB |  |  | CLOSED | CLOSED | LINK |  | 11 kV |  | 18/03/2006 |  |  |  |  | INDKOM |  |  | TAMAN ALAM SUTERA ALAM JAYA | Unknown | Unknown | NO | NONE | DISTRIBUTION | TNB | KUALA SELANGOR | NO | Unknown |  |  |  | NO | [8 empty] | R07611 | NO | [7 empty] | 3
380152244 | S05833 |  |  |  | BKSL/PCE/J00388/MB1 | 300520550 | Existing | RYB |  | S05827 SG SIREH BAN 2 | CLOSED | CLOSED | LINK |  | 11 kV |  | 2015-01-01 | [7 empty] | SG SIREH BAN 3 | Unknown | Unknown | NO | NONE | DISTRIBUTION | TNB | KUALA SELANGOR | NO | Unknown |  |  |  | NO | [8 empty] | S05833 | NO | [7 empty] | 3
380152249 | S05835 |  |  |  | BKSL/PCE/J00388/MB1 | 300520550 | Existing | RYB |  | S05836 PE SG SIREH BAN 4 | CLOSED | CLOSED | LINK |  | 11 kV |  | 2015-01-01 | [7 empty] | SG SIREH BAN 3 | Unknown | Unknown | NO | NONE | DISTRIBUTION | TNB | KUALA SELANGOR | NO | Unknown |  |  |  | NO | [8 empty] | S05835 | NO | [7 empty] | 3
380152358 | S05836 |  |  |  | BKSL/PCE/J00857/MBRMU | 300515523 | Existing | RYB |  | S05835 PE SG SIREH BAN 3 | CLOSED | CLOSED | LINK |  | 11 kV | [9 empty] | SG SIREH BAN 4 | Unknown | Unknown | NO | NONE | DISTRIBUTION | TNB | KUALA SELANGOR | NO | Unknown |  |  |  | NO | [8 empty] | S05836 | NO | [7 empty] | 3
380152363 | S05838 |  |  |  | BKSL/PCE/J00857/MBRMU | 300515523 | Existing | RYB |  | S05839 PE LOJI AIR SG SIREH, L807 | CLOSED | CLOSED | LINK |  | 11 kV | [9 empty] | SG SIREH BAN 4 | Unknown | Unknown | NO | NONE | DISTRIBUTION | TNB | KUALA SELANGOR | NO | Unknown |  |  |  | NO | [8 empty] | S05838 | NO | [7 empty] | 3
380152472 | S05839 |  |  |  | BKSL/PCE/J00871/MBRMU1 | 300515675 | Existing | RYB |  | S05838 PE SG SIREH BAN 4 | CLOSED | CLOSED | LINK |  | 11 kV |  | 2015-01-01 | [7 empty] | LOJI AIR SG SIREH | Unknown | Unknown | NO | NONE | DISTRIBUTION | TNB | KUALA SELANGOR | NO | Unknown |  |  |  | NO | [8 empty] | S05839 | NO | [7 empty] | 3
380152477 | S05841 |  |  |  | BKSL/PCE/J00871/MBRMU1 | 300515675 | Existing | RYB |  | SPARE | OPEN | CLOSED | LINK |  | 11 kV |  | 2015-01-01 | [7 empty] | LOJI AIR SG SIREH | Unknown | Unknown | NO | NONE | DISTRIBUTION | TNB | KUALA SELANGOR | NO | Unknown |  |  |  | NO | [8 empty] | S05841 | NO | [7 empty] | 3
380152586 | S00566 |  |  |  | BKSL/PCE/J00158/MBNN01 | 300022608 | Existing | RYB |  | S00569 PE PT 1 | CLOSED | CLOSED | LINK |  | 11 kV |  | 14/11/1999 |  |  |  |  | TAMCO |  |  | PT 2 | Unknown | Unknown | NO | NONE | DISTRIBUTION | TNB | KUALA SELANGOR | NO | Unknown |  |  |  | NO | [8 empty] | S00566 | NO | [7 empty] | 3
380152591 | S00568 |  |  |  | BKSL/PCE/J00158/MBNN01 | 300022608 | Existing | RYB |  | S00563 PE KLG BIJI BENIH T/AIR 2 | CLOSED | CLOSED | LINK |  | 11 kV |  | 14/11/1999 |  |  |  |  | TAMCO |  |  | PT 2 | Unknown | Unknown | NO | NONE | DISTRIBUTION | TNB | KUALA SELANGOR | NO | Unknown |  |  |  | NO | [8 empty] | S00568 | NO | [7 empty] | 3
380152700 | S00565 |  |  |  | BKSL/PCE/J00157/MBNN01 | 300022603 | Existing | RYB |  | S00562 PE PT 3 | CLOSED | CLOSED | LINK |  | 11 kV |  | 1996-11-10 | [7 empty] | KLG BIJI BENIH T/AIR 2 | Unknown | Unknown | NO | NONE | DISTRIBUTION | TNB | KUALA SELANGOR | NO | Unknown |  |  |  | NO | [8 empty] | S00565 | NO | [7 empty] | 3
380152705 | S00563 |  |  |  | BKSL/PCE/J00157/MBNN01 | 300022603 | Existing | RYB |  | S00568 PE PT 2 | CLOSED | CLOSED | LINK |  | 11 kV |  | 1996-11-10 | [7 empty] | KLG BIJI BENIH T/AIR 2 | Unknown | Unknown | NO | NONE | DISTRIBUTION | TNB | KUALA SELANGOR | NO | Unknown |  |  |  | NO | [8 empty] | S00563 | NO | [7 empty] | 3
380152814 | S00560 |  |  |  | BKSL/PCE/J00156/MBNN01 | 300022598 | Existing | RYB |  | S00559 PE PT 4 | CLOSED | CLOSED | LINK |  | 11 kV |  | 22/09/2001 |  |  |  |  | TAMCO |  |  | PT 3 | Unknown | Unknown | NO | NONE | DISTRIBUTION | TNB | KUALA SELANGOR | NO | Unknown |  |  |  | NO | [8 empty] | S00560 | NO | [7 empty] | 3
380152819 | S00562 |  |  |  | BKSL/PCE/J00156/MBNN01 | 300022598 | Existing | RYB |  | S00565 PE KLG BIJI BENIH T/AIR 2 | CLOSED | CLOSED | LINK |  | 11 kV |  | 22/09/2001 |  |  |  |  | TAMCO |  |  | PT 3 | Unknown | Unknown | NO | NONE | DISTRIBUTION | TNB | KUALA SELANGOR | NO | Unknown |  |  |  | NO | [8 empty] | S00562 | NO | [7 empty] | 3
380152928 | S00559 |  |  |  | BKSL/PCE/J00155/MBNN01 | 300022593 | Existing | RYB |  | S00560 PE PT 3 | CLOSED | CLOSED | LINK |  | 11 kV |  | 18/08/1991 |  |  |  |  | TAMCO |  |  | PT 4 | Unknown | Unknown | NO | NONE | DISTRIBUTION | TNB | KUALA SELANGOR | NO | Unknown |  |  |  | NO | [8 empty] | S00559 | NO | [7 empty] | 3
380152933 | S00557 |  |  |  | BKSL/PCE/J00155/MBNN01 | 300022593 | Existing | RYB |  | S05451 PE ZHONG LEE FISHERY | CLOSED | CLOSED | LINK |  | 11 kV |  | 18/08/1991 |  |  |  |  | TAMCO |  |  | PT 4 | Unknown | Unknown | NO | NONE | DISTRIBUTION | TNB | KUALA SELANGOR | NO | Unknown |  |  |  | NO | [8 empty] | S00557 | NO | [7 empty] | 3
380153044 | S05451 |  |  |  | BKSL/PCE/J00575/MBRMU | 300313786 | Existing | RYB |  | S00557 PE PT 4 | CLOSED | CLOSED | LINK |  | 11 kV |  | 22/09/2007 |  |  |  |  | TAMCO |  |  | ZHONG LEE FISHERY | Unknown | Unknown | NO | NONE | DISTRIBUTION | TNB | KUALA SELANGOR | NO | Unknown |  |  |  | NO | [8 empty] | S05451 | NO | [7 empty] | 3
380153049 | S05449 |  |  |  | BKSL/PCE/J00575/MBRMU | 300313786 | Existing | RYB |  | S05579 PE PANJI MUARA | CLOSED | CLOSED | LINK |  | 11 kV |  | 22/09/2007 |  |  |  |  | TAMCO |  |  | ZHONG LEE FISHERY | Unknown | Unknown | NO | NONE | DISTRIBUTION | TNB | KUALA SELANGOR | NO | Unknown |  |  |  | NO | [8 empty] | S05449 | NO | [7 empty] | 3
380153158 | S01508 |  |  |  | BKSL/PCE/J00208/MBRMU1 | 300242564 | Existing | RYB |  |  | CLOSED | CLOSED | LINK |  | 11 kV |  | 1999-10-10 | [7 empty] | GAWAR-GAWAR (JENTAYU TUAH) | Unknown | Unknown | NO | NONE | DISTRIBUTION | TNB | KUALA SELANGOR | NO | Unknown |  |  |  | NO | [8 empty] | S01508 | NO | [7 empty] | 3
380153163 | S01510 |  |  |  | BKSL/PCE/J00208/MBRMU1 | 300242564 | Existing | RYB |  | S00408 PE SG GULANG-GULANG | CLOSED | CLOSED | LINK |  | 11 kV |  | 1999-10-10 | [7 empty] | GAWAR-GAWAR (JENTAYU TUAH) | Unknown | Unknown | NO | NONE | DISTRIBUTION | TNB | KUALA SELANGOR | NO | Unknown |  |  |  | NO | [8 empty] | S01510 | NO | [7 empty] | 3
380153272 | S00408 |  |  |  | BKSL/PCE/J00210/MBRMU1 | 300344086 | Existing | RYB |  | S01510 PE GAWAR-GAWAR (JENTAYU TUAH) | CLOSED | CLOSED | LINK |  | 11 kV | [6 empty] | TAMCO |  |  | SG GULANG-GULANG | Unknown | Unknown | NO | NONE | DISTRIBUTION | TNB | KUALA SELANGOR | NO | Unknown |  |  |  | NO | [8 empty] | S00408 | NO | [7 empty] | 3
380153277 | S00406 |  |  |  | BKSL/PCE/J00210/MBRMU1 | 300344086 | Existing | RYB |  | S05591 PE DETIK ATURAN | CLOSED | CLOSED | LINK |  | 11 kV | [6 empty] | TAMCO |  |  | SG GULANG-GULANG | Unknown | Unknown | NO | NONE | DISTRIBUTION | TNB | KUALA SELANGOR | NO | Unknown |  |  |  | NO | [8 empty] | S00406 | NO | [7 empty] | 3
380153564 | S00412 |  |  |  | BKSL/PCE/J00212/MBRMU1 | 300022824 | Existing | RYB |  | S00412 PE SG TUNGGUL | CLOSED | CLOSED | LINK |  | 11 kV |  | 20/09/2000 |  |  |  |  | INDKOM |  |  | SG TUNGGUL | Unknown | Unknown | NO | NONE | DISTRIBUTION | TNB | KUALA SELANGOR | NO | Unknown |  |  |  | NO | [8 empty] | S00412 | NO | [7 empty] | 3
380153568 | S00414 |  |  |  | BKSL/PCE/J00212/MBRMU1 | 300022824 | Existing | RYB |  | S00417 PE INNOBRIDE NO 1 | CLOSED | CLOSED | LINK |  | 11 kV |  | 20/09/2000 |  |  |  |  | INDKOM |  |  | SG TUNGGUL | Unknown | Unknown | NO | NONE | DISTRIBUTION | TNB | KUALA SELANGOR | NO | Unknown |  |  |  | NO | [8 empty] | S00414 | NO | [7 empty] | 3
380153585 | S00416 |  |  |  | BKSL/PCE/J00212/MBRMU1 | 300022824 | Existing | RYB |  | SPARE | OPEN | CLOSED | LINK |  | 11 kV |  | 20/09/2000 |  |  |  |  | INDKOM |  |  | SG TUNGGUL | Unknown | Unknown | NO | NONE | DISTRIBUTION | TNB | KUALA SELANGOR | NO | Unknown |  |  |  | NO | [8 empty] | S00416 | NO | [7 empty] | 3
380153686 | S00417 |  |  |  | BKSL/PCE/J00216/MBRMU1 | 300242595 | Existing | RYB |  | S00414 PE SG TUNGGUL | CLOSED | CLOSED | LINK |  | 11 kV |  | 19/04/1959 |  |  |  |  | TAMCO |  |  | INNOBRIDE NO 1 | Unknown | Unknown | NO | NONE | DISTRIBUTION | TNB | KUALA SELANGOR | NO | Unknown |  |  |  | NO | [8 empty] | S00417 | NO | [7 empty] | 3
380153691 | S00419 |  |  |  | BKSL/PCE/J00216/MBRMU1 | 300242595 | Existing | RYB |  | S00420 PE INNOBRIDE NO 2 | CLOSED | CLOSED | LINK |  | 11 kV |  | 19/04/1959 |  |  |  |  | TAMCO |  |  | INNOBRIDE NO 1 | Unknown | Unknown | NO | NONE | DISTRIBUTION | TNB | KUALA SELANGOR | NO | Unknown |  |  |  | NO | [8 empty] | S00419 | NO | [7 empty] | 3
380153800 | S00420 |  |  |  | BKSL/PCE/J00217/MBRMU1 | 300344091 | Existing | RYB |  | S00419 PE INNOBRIDE NO 1 | CLOSED | CLOSED | LINK |  | 11 kV |  | 17/07/1990 |  |  |  |  | TAMCO |  |  | INNOBRIDE NO 2 | Unknown | Unknown | NO | NONE | DISTRIBUTION | TNB | KUALA SELANGOR | NO | Unknown |  |  |  | NO | [8 empty] | S00420 | NO | [7 empty] | 3
380153805 | S00422 |  |  |  | BKSL/PCE/J00217/MBRMU1 | 300344091 | Existing | RYB |  | S00423 PE INNOBRIDE NO 3 | CLOSED | CLOSED | LINK |  | 11 kV |  | 17/07/1990 |  |  |  |  | TAMCO |  |  | INNOBRIDE NO 2 | Unknown | Unknown | NO | NONE | DISTRIBUTION | TNB | KUALA SELANGOR | NO | Unknown |  |  |  | NO | [8 empty] | S00422 | NO | [7 empty] | 3
380153914 | S00423 |  |  |  | BKSL/PCE/J00218/MBRMU | 300313625 | Existing | RYB |  | S00422 PE INNOBRIDE NO 2 | CLOSED | CLOSED | LINK |  | 11 kV |  | 17/07/2009 |  |  |  |  | TAMCO |  |  | INNOBRIDE NO 3 | Unknown | Unknown | NO | NONE | DISTRIBUTION | TNB | KUALA SELANGOR | NO | Unknown |  |  |  | NO | [8 empty] | S00423 | NO | [7 empty] | 3
380153919 | S00425 |  |  |  | BKSL/PCE/J00218/MBRMU | 300313625 | Existing | RYB |  | S00428 PE INNOBRIDE NO 4 | CLOSED | CLOSED | LINK |  | 11 kV |  | 17/07/2009 |  |  |  |  | TAMCO |  |  | INNOBRIDE NO 3 | Unknown | Unknown | NO | NONE | DISTRIBUTION | TNB | KUALA SELANGOR | NO | Unknown |  |  |  | NO | [8 empty] | S00425 | NO | [7 empty] | 3
380154028 | S00428 |  |  |  | BKSL/PCE/J00219/MBRMU | 300313627 | Existing | RYB |  | S00425 PE INNOBRIDE NO 3 | CLOSED | CLOSED | LINK |  | 11 kV |  | 22/09/2008 |  |  |  |  | TAMCO |  |  | INNOBRIDE NO 4 | Unknown | Unknown | NO | NONE | DISTRIBUTION | TNB | KUALA SELANGOR | NO | Unknown |  |  |  | NO | [8 empty] | S00428 | NO | [7 empty] | 3
380154033 | S00426 |  |  |  | BKSL/PCE/J00219/MBRMU | 300313627 | Existing | RYB |  | S00429 PE INNOBRIDE NO 5 | CLOSED | CLOSED | LINK |  | 11 kV |  | 22/09/2008 |  |  |  |  | TAMCO |  |  | INNOBRIDE NO 4 | Unknown | Unknown | NO | NONE | DISTRIBUTION | TNB | KUALA SELANGOR | NO | Unknown |  |  |  | NO | [8 empty] | S00426 | NO | [7 empty] | 3
380154142 | S00431 |  |  |  | BKSL/PCE/J00215/MBRMU1 | 300242600 | Existing | RYB |  | S02588 PE SAWAH SEMPADAN NO 6 | OPEN | CLOSED | LINK |  | 11 kV | [9 empty] | INNOBRIDE NO 5 | Unknown | Unknown | NO | NONE | DISTRIBUTION | TNB | KUALA SELANGOR | NO | Unknown |  |  |  | NO | [8 empty] | S00431 | NO | [7 empty] | 3
380154147 | S00429 |  |  |  | BKSL/PCE/J00215/MBRMU1 | 300242600 | Existing | RYB |  | S00426 PE INNOBRIDE NO 4 | CLOSED | CLOSED | LINK |  | 11 kV | [9 empty] | INNOBRIDE NO 5 | Unknown | Unknown | NO | NONE | DISTRIBUTION | TNB | KUALA SELANGOR | NO | Unknown |  |  |  | NO | [8 empty] | S00429 | NO | [7 empty] | 3
380154256 | S01515 |  |  |  | BKSL/PCE/J00177/MBRMU | 300313806 | Existing | RYB |  | PPU TKMI: VCB 6 | CLOSED | CLOSED | LINK |  | 11 kV |  | 28/06/2009 |  |  |  |  | TAMCO |  |  | TMN RADEN MAS | Unknown | Unknown | NO | NONE | DISTRIBUTION | TNB | KUALA SELANGOR | NO | Unknown |  |  |  | NO | [8 empty] | S01515 | NO | [7 empty] | 3
380154261 | S01517 |  |  |  | BKSL/PCE/J00177/MBRMU | 300313806 | Existing | RYB |  | S01700 PE TMN RIA MAS | CLOSED | CLOSED | LINK |  | 11 kV |  | 28/06/2009 |  |  |  |  | TAMCO |  |  | TMN RADEN MAS | Unknown | Unknown | NO | NONE | DISTRIBUTION | TNB | KUALA SELANGOR | NO | Unknown |  |  |  | NO | [8 empty] | S01517 | NO | [7 empty] | 3
380154372 | S01700 |  |  |  | BKSL/PCE/J00536/MBRMU | 300313803 | Existing | RYB |  | S01517 PE TMN RADEN MAS | CLOSED | CLOSED | LINK |  | 11 kV |  | 19/04/2011 |  |  |  |  | VEI |  |  | TMN RIA MAS | Unknown | Unknown | NO | NONE | DISTRIBUTION | TNB | KUALA SELANGOR | NO | Unknown |  |  |  | NO | [8 empty] | S01700 | NO | [7 empty] | 3
380154377 | S01701 |  |  |  | BKSL/PCE/J00536/MBRMU | 300313803 | Existing | RYB |  | S150515 PE TMN RIA MAS 2 | CLOSED | CLOSED | LINK |  | 11 kV |  | 19/04/2011 |  |  |  |  | VEI |  |  | TMN RIA MAS | Unknown | Unknown | NO | NONE | DISTRIBUTION | TNB | KUALA SELANGOR | NO | Unknown |  |  |  | NO | [8 empty] | S01701 | NO | [7 empty] | 3
380154488 | S05626 |  |  |  | BKSL/PCE/J00813/MBRMU | 300344321 | Existing | RYB |  | S05938 PE TMN RIA MAS NO. 3 | CLOSED | CLOSED | LINK |  | 11 kV |  | 2005-10-12 |  |  |  |  | INDKOM |  |  | RESTORAN MEWAH TG.KARANG | Unknown | Unknown | NO | NONE | DISTRIBUTION | TNB | KUALA SELANGOR | NO | Unknown |  |  |  | NO | [8 empty] | S05626 | NO | [7 empty] | 3
380154493 | S05628 |  |  |  | BKSL/PCE/J00813/MBRMU | 300344321 | Existing | RYB |  | S01518 PE SURIA INDAH | CLOSED | CLOSED | LINK |  | 11 kV |  | 2005-10-12 |  |  |  |  | INDKOM |  |  | RESTORAN MEWAH TG.KARANG | Unknown | Unknown | NO | NONE | DISTRIBUTION | TNB | KUALA SELANGOR | NO | Unknown |  |  |  | NO | [8 empty] | S05628 | NO | [7 empty] | 3
380154719 | S01520 |  |  |  | BKSL/PCE/J00173/MBRMU1 | 300344087 | Existing | RYB |  | S01511 PE INDUSTRI BENG LEE | CLOSED | CLOSED | LINK |  | 11 kV |  | 20/05/2000 |  |  |  |  | VEI |  |  | SURIA INDAH | Unknown | Unknown | NO | NONE | DISTRIBUTION | TNB | KUALA SELANGOR | NO | Unknown |  |  |  | NO | [8 empty] | S01520 | NO | [7 empty] | 3
380154736 | S01518 |  |  |  | BKSL/PCE/J00173/MBRMU1 | 300344087 | Existing | RYB |  | S05628 PE RESTORAN MEWAH TG.KARANG | CLOSED | CLOSED | LINK |  | 11 kV |  | 20/05/2000 |  |  |  |  | VEI |  |  | SURIA INDAH | Unknown | Unknown | NO | NONE | DISTRIBUTION | TNB | KUALA SELANGOR | NO | Unknown |  |  |  | NO | [8 empty] | S01518 | NO | [7 empty] | 3
380154930 | S01511 |  |  |  | BKSL/PCE/J00209/MBRMU1 | 300344090 | Existing | RYB |  | S01520 PE SURIA INDAH | CLOSED | CLOSED | LINK |  | 11 kV |  | 26/06/2011 | [7 empty] | INDUSTRI BENG LEE | Unknown | Unknown | NO | NONE | DISTRIBUTION | TNB | KUALA SELANGOR | NO | Unknown |  |  |  | NO | [8 empty] | S01511 | NO | [7 empty] | 3
380154935 | S01513 |  |  |  | BKSL/PCE/J00209/MBRMU1 | 300344090 | Existing | RYB |  | S05642 PE PADAT TMN SAHABAT | CLOSED | CLOSED | LINK |  | 11 kV |  | 26/06/2011 | [7 empty] | INDUSTRI BENG LEE | Unknown | Unknown | NO | NONE | DISTRIBUTION | TNB | KUALA SELANGOR | NO | Unknown |  |  |  | NO | [8 empty] | S01513 | NO | [7 empty] | 3
380155496 | S05498 |  |  |  | BKSL/PCE/J00211/MBRMU1 | 300313787 | Existing | RYB |  | BUSTIE 1 | CLOSED | CLOSED | LINK |  | 11 kV |  | 2008-11-10 |  |  |  |  | TAMCO |  |  | BANYU EMAS (FIRMA RENA) | Unknown | Unknown | NO | NONE | DISTRIBUTION | TNB | KUALA SELANGOR | NO | Unknown |  |  |  | NO | [8 empty] | S05498 | NO | [7 empty] | 3
380155503 | S05495 |  |  |  | BKSL/PCE/J00211/MBRMU1 | 300313787 | Existing | RYB |  | S05644 PE PADAT TMN SAHABAT | CLOSED | CLOSED | LINK |  | 11 kV |  | 2008-11-10 |  |  |  |  | TAMCO |  |  | BANYU EMAS (FIRMA RENA) | Unknown | Unknown | NO | NONE | DISTRIBUTION | TNB | KUALA SELANGOR | NO | Unknown |  |  |  | NO | [8 empty] | S05495 | NO | [7 empty] | 3
380155533 | S00409 |  |  |  | BKSL/PCE/J00211/MBRMU2 | 300313790 | Existing | RYB |  | BUSTIE 2 | CLOSED | CLOSED | LINK |  | 11 kV |  | 14/11/2008 |  |  |  |  | TAMCO |  |  | BANYU EMAS (FIRMA RENA) | Unknown | Unknown | NO | NONE | DISTRIBUTION | TNB | KUALA SELANGOR | NO | Unknown |  |  |  | NO | [8 empty] | S00409 | NO | [7 empty] | 3
380155724 | S00410 |  |  |  | BKSL/PCE/J00211/MBRMU2 | 300313790 | Existing | RYB |  | S05585 PE DETIK ATURAN | CLOSED | CLOSED | LINK |  | 11 kV |  | 14/11/2008 |  |  |  |  | TAMCO |  |  | BANYU EMAS (FIRMA RENA) | Unknown | Unknown | NO | NONE | DISTRIBUTION | TNB | KUALA SELANGOR | Unknown |  |  |  |  | NO | [8 empty] | S00410 | NO | [7 empty] | 3
380155997 | S01531 |  |  |  | BKSL/PCE/J00137/MBRMU1 | 300232740 | Existing | RYB |  | S01527 PE DESA MAWAR N0 1 | CLOSED | CLOSED | LINK |  | 11 kV |  | 1994-11-07 |  |  |  |  | TAMCO |  |  | DESA MAWAR N0 2 | Unknown | Unknown | NO | NONE | DISTRIBUTION | TNB | KUALA SELANGOR | NO | Unknown |  |  |  | NO | [8 empty] | S01531 | NO | [7 empty] | 3
380156014 | S01528 |  |  |  | BKSL/PCE/J00137/MBRMU1 | 300232740 | Existing | RYB |  | S05586 PE DETIK ATURAN | CLOSED | CLOSED | LINK |  | 11 kV |  | 1994-11-07 |  |  |  |  | TAMCO |  |  | DESA MAWAR N0 2 | Unknown | Unknown | NO | NONE | DISTRIBUTION | TNB | KUALA SELANGOR | NO | Unknown |  |  |  | NO | [8 empty] | S01528 | NO | [7 empty] | 3
380156212 | S01524 |  |  |  | BKSL/PCE/J00259/MBRMU1 | 300232735 | Existing | RYB |  | S01514 PE POULTRY FARM NO 2 | CLOSED | CLOSED | LINK |  | 11 kV |  | 28/06/1994 |  |  |  |  | INDKOM |  |  | DESA MAWAR N0 1 | Unknown | Unknown | NO | NONE | DISTRIBUTION | TNB | KUALA SELANGOR | NO | Unknown |  |  |  | NO | [8 empty] | S01524 | NO | [7 empty] | 3
380156229 | S01527 |  |  |  | BKSL/PCE/J00259/MBRMU1 | 300232735 | Existing | RYB |  | S01531 PE DESA MAWAR N0 2 | CLOSED | CLOSED | LINK |  | 11 kV |  | 28/06/1994 |  |  |  |  | INDKOM |  |  | DESA MAWAR N0 1 | Unknown | Unknown | NO | NONE | DISTRIBUTION | TNB | KUALA SELANGOR | NO | Unknown |  |  |  | NO | [8 empty] | S01527 | NO | [7 empty] | 3
380225548 | R04688 |  |  |  | BKSL/PCE/J00621/MBRMU | 300313761 | Existing | RYB |  |  | CLOSED | CLOSED | LINK |  | 11 kV |  | 27/11/2009 |  |  |  |  | VEI |  |  | STP KOTA PUTERI | Unknown | Unknown | NO | NONE | DISTRIBUTION | TNB | KUALA SELANGOR | NO | Unknown |  |  |  | NO | [8 empty] | R04688 | NO | [7 empty] | 3
380225552 | R05672 |  |  |  | BKSL/PCE/J00621/MBRMU | 300313761 | Existing | RYB |  |  | CLOSED | CLOSED | LINK |  | 11 kV |  | 27/11/2009 |  |  |  |  | VEI |  |  | STP KOTA PUTERI | Unknown | Unknown | NO | NONE | DISTRIBUTION | TNB | KUALA SELANGOR | NO | Unknown |  |  |  | NO | [8 empty] | R05672 | NO | [7 empty] | 3
380225569 | R04689 |  |  |  | BKSL/PCE/J00621/MBRMU | 300313761 | Existing | RYB |  |  | OPEN | CLOSED | LINK |  | 11 kV |  | 27/11/2009 |  |  |  |  | VEI |  |  | STP KOTA PUTERI | Unknown | Unknown | NO | NONE | DISTRIBUTION | TNB | KUALA SELANGOR | NO | Unknown |  |  |  | NO | [8 empty] | R04689 | NO | [7 empty] | 3
380225876 | S00064 |  |  |  | BKSL/PCE/J00034/MBRMU1 | 300240276 | Existing | RYB |  |  | CLOSED | CLOSED | LINK |  | 11 kV |  | 1993-10-10 |  |  |  |  | TAMCO |  |  | KG ASAHAN | Unknown | Unknown | NO | NONE | DISTRIBUTION | TNB | KUALA SELANGOR | NO | Unknown |  |  |  | NO | [8 empty] | S00064 | NO | [7 empty] | 3
380225881 | S00062 |  |  |  | BKSL/PCE/J00034/MBRMU1 | 300240276 | Existing | RYB |  |  | CLOSED | CLOSED | LINK |  | 11 kV |  | 1993-10-10 |  |  |  |  | TAMCO |  |  | KG ASAHAN | Unknown | Unknown | NO | NONE | DISTRIBUTION | TNB | KUALA SELANGOR | NO | Unknown |  |  |  | NO | [8 empty] | S00062 | NO | [7 empty] | 3
380226127 | R04175 |  |  |  | BKSL/PCE/J00681/MBRMU | 300313713 | Existing | RYB |  |  | CLOSED | CLOSED | LINK |  | 11 kV |  | 18/08/2007 | [7 empty] | TAMAN SEJATI | Unknown | Unknown | NO | NONE | DISTRIBUTION | TNB | KUALA SELANGOR | NO | Unknown |  |  |  | NO | [8 empty] | R04175 | NO | [7 empty] | 3
380226144 | R04174 |  |  |  | BKSL/PCE/J00681/MBRMU | 300313713 | Existing | RYB |  |  | CLOSED | CLOSED | LINK |  | 11 kV |  | 18/08/2007 | [7 empty] | TAMAN SEJATI | Unknown | Unknown | NO | NONE | DISTRIBUTION | TNB | KUALA SELANGOR | NO | Unknown |  |  |  | NO | [8 empty] | R04174 | NO | [7 empty] | 3
380259545 | S00151 |  |  |  | BKSL/PCE/J00055/MBRMU1 | 300022168 | Existing | RYB |  | S00152 PE PEKAN SG BULOH | CLOSED | CLOSED | LINK |  | 11 kV |  | 22/09/1992 |  |  |  |  | TAMCO |  |  | KEMAYAN | Unknown | Unknown | NO | NONE | DISTRIBUTION | TNB | KUALA SELANGOR | NO | Unknown |  |  |  | NO | [8 empty] | S00151 | NO | [7 empty] | 3
380259549 | S00149 |  |  |  | BKSL/PCE/J00055/MBRMU1 | 300022168 | Existing | RYB |  | S01356 PE TMN SOLOMON | CLOSED | CLOSED | LINK |  | 11 kV |  | 22/09/1992 |  |  |  |  | TAMCO |  |  | KEMAYAN | Unknown | Unknown | NO | NONE | DISTRIBUTION | TNB | KUALA SELANGOR | NO | Unknown |  |  |  | NO | [8 empty] | S00149 | NO | [7 empty] | 3
380259566 | S01359 |  |  |  | BKSL/PCE/J00055/MBRMU1 | 300022168 | Existing | RYB |  |  | CLOSED | CLOSED | LINK |  | 11 kV |  | 22/09/1992 |  |  |  |  | TAMCO |  |  | KEMAYAN | Unknown | Unknown | NO | NONE | DISTRIBUTION | TNB | KUALA SELANGOR | NO | Unknown |  |  |  | NO | [8 empty] | S01359 | NO | [7 empty] | 3
380259810 | S05616 |  |  |  | BKSL/PCE/J00351/MBRMU1 | 300243155 | Existing | RYB |  | S01358 PE TMN SOLOMON | CLOSED | CLOSED | LINK |  | 11 kV |  | 2012-10-10 |  |  |  |  | INDKOM |  |  | TMN PARI | Unknown | Unknown | NO | NONE | DISTRIBUTION | TNB | KUALA SELANGOR | NO | Unknown |  |  |  | NO | [8 empty] | S05616 | NO | [7 empty] | 3
380259815 | S05618 |  |  |  | BKSL/PCE/J00351/MBRMU1 | 300243155 | Existing | RYB |  | S05480 PE TMN YU | CLOSED | CLOSED | LINK |  | 11 kV |  | 2012-10-10 |  |  |  |  | INDKOM |  |  | TMN PARI | Unknown | Unknown | NO | NONE | DISTRIBUTION | TNB | KUALA SELANGOR | NO | Unknown |  |  |  | NO | [8 empty] | S05618 | NO | [7 empty] | 3
380259924 | S05480 |  |  |  | BKSL/PCE/J00573/MBRMU | 300313519 | Existing | RYB |  | S05618 PE TMN PARI | CLOSED | CLOSED | LINK |  | 11 kV |  | 17/07/2005 |  |  |  |  | VEI |  |  | TMN YU | Unknown | Unknown | NO | NONE | DISTRIBUTION | TNB | KUALA SELANGOR | NO | Unknown |  |  |  | NO | [8 empty] | S05480 | NO | [7 empty] | 3
380259929 | S05478 |  |  |  | BKSL/PCE/J00573/MBRMU | 300313519 | Existing | RYB |  | S05439 PE TMN SIAKAP | CLOSED | CLOSED | LINK |  | 11 kV |  | 17/07/2005 |  |  |  |  | VEI |  |  | TMN YU | Unknown | Unknown | NO | NONE | DISTRIBUTION | TNB | KUALA SELANGOR | NO | Unknown |  |  |  | NO | [8 empty] | S05478 | NO | [7 empty] | 3
380260038 | S05439 |  |  |  | BKSL/PCE/J00572/MBRMU | 300313517 | Existing | RYB |  | S05478 PE TMN YU | CLOSED | CLOSED | LINK |  | 11 kV |  | 26/06/2004 |  |  |  |  | TAMCO |  |  | TMN SIAKAP | Unknown | Unknown | NO | NONE | DISTRIBUTION | TNB | KUALA SELANGOR | NO | Unknown |  |  |  | NO | [8 empty] | S05439 | NO | [7 empty] | 3
380260043 | S05441 |  |  |  | BKSL/PCE/J00572/MBRMU | 300313517 | Existing | RYB |  | S00146 PE TMN SG BULOH | CLOSED | CLOSED | LINK |  | 11 kV |  | 26/06/2004 |  |  |  |  | TAMCO |  |  | TMN SIAKAP | Unknown | Unknown | NO | NONE | DISTRIBUTION | TNB | KUALA SELANGOR | NO | Unknown |  |  |  | NO | [8 empty] | S05441 | NO | [7 empty] | 3
380260270 | S01353 |  |  |  | BKSL/PCE/J00101/MBRMU1 | 300228395 | Existing | RYB |  | S00148 PE TMN SG BULOH | CLOSED | CLOSED | LINK |  | 11 kV |  | 14/02/1997 |  |  |  |  | INDKOM |  |  | TMN BAWAL PUTIH | Unknown | Unknown | NO | NONE | DISTRIBUTION | TNB | KUALA SELANGOR | NO | Unknown |  |  |  | NO | [8 empty] | S01353 | NO | [7 empty] | 3
380260275 | S01354 |  |  |  | BKSL/PCE/J00101/MBRMU1 | 300228395 | Existing | RYB |  | S00145 PE KLG EKZOS | CLOSED | CLOSED | LINK |  | 11 kV |  | 14/02/1997 |  |  |  |  | INDKOM |  |  | TMN BAWAL PUTIH | Unknown | Unknown | NO | NONE | DISTRIBUTION | TNB | KUALA SELANGOR | NO | Unknown |  |  |  | NO | [8 empty] | S01354 | NO | [7 empty] | 3
380260386 | S00143 |  |  |  | BKSL/PCE/J00053/MBNN01 | 300022156 | Existing | RYB |  | EDAR BERAS | CLOSED | CLOSED | LINK |  | 11 kV |  | 17/07/1997 |  |  |  |  | TAMCO |  |  | KLG EKZOS (UNITED EVERCO) | Unknown | Unknown | NO | NONE | DISTRIBUTION | TNB | KUALA SELANGOR | NO | Unknown |  |  |  | NO | [8 empty] | S00143 | NO | [7 empty] | 3
380260391 | S00143 |  |  |  | BKSL/PCE/J00053/MBNN01 | 300022156 | Existing | RYB |  | EDAR BERAS | CLOSED | CLOSED | LINK |  | 11 kV |  | 17/07/1997 |  |  |  |  | TAMCO |  |  | KLG EKZOS (UNITED EVERCO) | Unknown | Unknown | NO | NONE | DISTRIBUTION | TNB | KUALA SELANGOR | NO | Unknown |  |  |  | NO | [8 empty] | S00143 | NO | [7 empty] | 3
380260500 | S00140 |  |  |  | BKSL/PCE/J00052/MBRMU | 300313626 | Existing | RYB |  | S00143 PE KLG EKZOS | CLOSED | CLOSED | LINK |  | 11 kV |  | 18/08/2008 |  |  |  |  | TAMCO |  |  | EDAR BERAS | Unknown | Unknown | NO | NONE | DISTRIBUTION | TNB | KUALA SELANGOR | NO | Unknown |  |  |  | NO | [8 empty] | S00140 | NO | [7 empty] | 3
380260505 | S00142 |  |  |  | BKSL/PCE/J00052/MBRMU | 300313626 | Existing | RYB |  | S01352 PE KLG BATU-BATA | CLOSED | CLOSED | LINK |  | 11 kV |  | 18/08/2008 |  |  |  |  | TAMCO |  |  | EDAR BERAS | Unknown | Unknown | NO | NONE | DISTRIBUTION | TNB | KUALA SELANGOR | NO | Unknown |  |  |  | NO | [8 empty] | S00142 | NO | [7 empty] | 3
380260616 | S01352 |  |  |  | BKSL/PCE/J00051/MBNN01 | 300022146 | Existing | RYB |  | S00142 PE EDAR BERAS | CLOSED | CLOSED | LINK |  | 11 kV |  | 26/06/1997 |  |  |  |  | MERLIN GERIN |  |  | KLG BATU-BATA | Unknown | Unknown | NO | NONE | DISTRIBUTION | TNB | KUALA SELANGOR | NO | Unknown |  |  |  | NO | [8 empty] | S01352 | NO | [7 empty] | 3
380260621 | S00138 |  |  |  | BKSL/PCE/J00051/MBNN01 | 300022146 | Existing | RYB |  | S00134 PE KG API API | CLOSED | CLOSED | LINK |  | 11 kV |  | 26/06/1997 |  |  |  |  | MERLIN GERIN |  |  | KLG BATU-BATA | Unknown | Unknown | NO | NONE | DISTRIBUTION | TNB | KUALA SELANGOR | NO | Unknown |  |  |  | NO | [8 empty] | S00138 | NO | [7 empty] | 3
380260730 | S00134 |  |  |  | BKSL/PCE/J00050/MBNN01 | 300022140 | Existing | RYB |  | S00138 PE KLG BATU-BATA | OPEN | CLOSED | LINK |  | 11 kV |  | 20/05/1988 |  |  |  |  | TAMCO |  |  | KG API API | Unknown | Unknown | NO | NONE | DISTRIBUTION | TNB | KUALA SELANGOR | NO | Unknown |  |  |  | NO | [8 empty] | S00134 | NO | [7 empty] | 3
380260735 | S00137 |  |  |  | BKSL/PCE/J00050/MBNN01 | 300022140 | Existing | RYB |  | S01351 PE TMN SELESA API API | CLOSED | CLOSED | LINK |  | 11 kV |  | 20/05/1988 |  |  |  |  | TAMCO |  |  | KG API API | Unknown | Unknown | NO | NONE | DISTRIBUTION | TNB | KUALA SELANGOR | NO | Unknown |  |  |  | NO | [8 empty] | S00137 | NO | [7 empty] | 3
380260844 | S00097 |  |  |  | BKSL/PCE/J00092/MB00095 | 300022318 | Existing | RYB |  |  | CLOSED | CLOSED | LINK |  | 11 kV |  | 20/05/1997 |  |  |  |  | VEI |  |  | BALAI POLIS KSL | Unknown | Unknown | NO | NONE | DISTRIBUTION | TNB | KUALA SELANGOR | NO | Unknown |  |  |  | NO | [8 empty] | S00097 | NO | [7 empty] | 3
380260849 | S00095 |  |  |  | BKSL/PCE/J00092/MB00095 | 300022318 | Existing | RYB |  |  | CLOSED | CLOSED | LINK |  | 11 kV |  | 20/05/1997 |  |  |  |  | VEI |  |  | BALAI POLIS KSL | Unknown | Unknown | NO | NONE | DISTRIBUTION | TNB | KUALA SELANGOR | NO | Unknown |  |  |  | NO | [8 empty] | S00095 | NO | [7 empty] | 3
380260960 | S00101 |  |  |  | BKSL/PCE/J00094/MBRMU1 | 300022330 | Existing | RYB |  |  | CLOSED | CLOSED | LINK |  | 11 kV |  | 17/07/1992 | [7 empty] | TALIKOM KSL | Unknown | Unknown | NO | NONE | DISTRIBUTION | TNB | KUALA SELANGOR | NO | Unknown |  |  |  | NO | [8 empty] | S00101 | NO | [7 empty] | 3
380260965 | S00103 |  |  |  | BKSL/PCE/J00094/MBRMU1 | 300022330 | Existing | RYB |  |  | CLOSED | CLOSED | LINK |  | 11 kV |  | 17/07/1992 | [7 empty] | TALIKOM KSL | Unknown | Unknown | NO | NONE | DISTRIBUTION | TNB | KUALA SELANGOR | NO | Unknown |  |  |  | NO | [8 empty] | S00103 | NO | [7 empty] | 3
380261075 | S00104 |  |  |  | BKSL/PCE/J00095/MB00104 | 300022333 | Existing | RYB |  |  | CLOSED | CLOSED | LINK |  | 11 kV |  | 18/08/1996 | [7 empty] | BDR BARU NO 1 | Unknown | Unknown | NO | NONE | DISTRIBUTION | TNB | KUALA SELANGOR | NO | Unknown |  |  |  | NO | [8 empty] | S00104 | NO | [7 empty] | 3
380261079 | S00107 |  |  |  | BKSL/PCE/J00095/MB00104 | 300022333 | Existing | RYB |  |  | CLOSED | CLOSED | LINK |  | 11 kV |  | 18/08/1996 | [7 empty] | BDR BARU NO 1 | Unknown | Unknown | NO | NONE | DISTRIBUTION | TNB | KUALA SELANGOR | NO | Unknown |  |  |  | NO | [8 empty] | S00107 | NO | [7 empty] | 3
380261096 | S00105 |  |  |  | BKSL/PCE/J00095/MB00104 | 300022333 | Existing | RYB |  |  | CLOSED | CLOSED | LINK |  | 11 kV |  | 18/08/1996 | [7 empty] | BDR BARU NO 1 | Unknown | Unknown | NO | NONE | DISTRIBUTION | TNB | KUALA SELANGOR | NO | Unknown |  |  |  | NO | [8 empty] | S00105 | NO | [7 empty] | 3
380261199 | S00110 |  |  |  | BKSL/PCE/J00096/MBRMU1 | 300022341 | Existing | RYB |  |  | CLOSED | CLOSED | LINK |  | 11 kV |  | 22/09/1995 |  |  |  |  | FALCON BETA |  |  | SK BDR BARU | Unknown | Unknown | NO | NONE | DISTRIBUTION | TNB | KUALA SELANGOR | NO | Unknown |  |  |  | NO | [8 empty] | S00110 | NO | [7 empty] | 3
380261204 | S00108 |  |  |  | BKSL/PCE/J00096/MBRMU1 | 300022341 | Existing | RYB |  | S05921 TAMAN WAWASAN | CLOSED | CLOSED | LINK |  | 11 kV |  | 22/09/1995 |  |  |  |  | FALCON BETA |  |  | SK BDR BARU | Unknown | Unknown | NO | NONE | DISTRIBUTION | TNB | KUALA SELANGOR | NO | Unknown |  |  |  | NO | [8 empty] | S00108 | NO | [7 empty] | 3
380261365 | S01261 |  |  |  | BKSL/PCE/J00337/MBRMU1 | 300241016 | Existing | RYB |  |  | CLOSED | CLOSED | LINK |  | 11 kV |  | 14/02/1993 |  |  |  |  | VEI |  |  | KOMPLEKS MAHKAMAH | Unknown | Unknown | NO | NONE | DISTRIBUTION | TNB | KUALA SELANGOR | NO | Unknown |  |  |  | NO | [8 empty] | S01261 | NO | [7 empty] | 3
380261370 | S01262 |  |  |  | BKSL/PCE/J00337/MBRMU1 | 300241016 | Existing | RYB |  |  | CLOSED | CLOSED | LINK |  | 11 kV |  | 14/02/1993 |  |  |  |  | VEI |  |  | KOMPLEKS MAHKAMAH | Unknown | Unknown | NO | NONE | DISTRIBUTION | TNB | KUALA SELANGOR | NO | Unknown |  |  |  | NO | [8 empty] | S01262 | NO | [7 empty] | 3
380261595 | S05535 |  |  |  | BKSL/PCE/J00596/MBRMU | 300342899 | Existing | RYB |  | S05923 TAMAN WAWASAN | CLOSED | CLOSED | LINK |  | 11 kV |  | 20/09/2008 |  |  |  |  | INDKOM |  |  | TMN WARISAN | Unknown | Unknown | NO | NONE | DISTRIBUTION | TNB | KUALA SELANGOR | NO | Unknown |  |  |  | NO | [8 empty] | S05535 | NO | [7 empty] | 3
380261600 | S05533 |  |  |  | BKSL/PCE/J00596/MBRMU | 300342899 | Existing | RYB |  |  | CLOSED | CLOSED | LINK |  | 11 kV |  | 20/09/2008 |  |  |  |  | INDKOM |  |  | TMN WARISAN | Unknown | Unknown | NO | NONE | DISTRIBUTION | TNB | KUALA SELANGOR | NO | Unknown |  |  |  | NO | [8 empty] | S05533 | NO | [7 empty] | 3
380261709 | S00113 |  |  |  | BKSL/PCE/J00097/MB00111 | 300022344 | Existing | RYB |  |  | CLOSED | CLOSED | LINK |  | 11 kV |  | 1983-11-10 | [7 empty] | BDR BARU NO 3 | Unknown | Unknown | NO | NONE | DISTRIBUTION | TNB | KUALA SELANGOR | NO | Unknown |  |  |  | NO | [8 empty] | S00113 | NO | [7 empty] | 3
380261714 | S00111 |  |  |  | BKSL/PCE/J00097/MB00111 | 300022344 | Existing | RYB |  |  | CLOSED | CLOSED | LINK |  | 11 kV |  | 1983-11-10 | [7 empty] | BDR BARU NO 3 | Unknown | Unknown | NO | NONE | DISTRIBUTION | TNB | KUALA SELANGOR | NO | Unknown |  |  |  | NO | [8 empty] | S00111 | NO | [7 empty] | 3
380261824 | S00114 |  |  |  | BKSL/PCE/J00098/MB01 | 300022350 | Existing | RYB |  |  | CLOSED | CLOSED | LINK |  | 11 kV |  | 14/11/1991 | [7 empty] | BDR BARU NO 4 | Unknown | Unknown | NO | NONE | DISTRIBUTION | TNB | KUALA SELANGOR | NO | Unknown |  |  |  | NO | [8 empty] | S00114 | NO | [7 empty] | 3
380261828 | S00116 |  |  |  | BKSL/PCE/J00098/MB01 | 300022350 | Existing | RYB |  |  | CLOSED | CLOSED | LINK |  | 11 kV |  | 14/11/1991 | [7 empty] | BDR BARU NO 4 | Unknown | Unknown | NO | NONE | DISTRIBUTION | TNB | KUALA SELANGOR | NO | Unknown |  |  |  | NO | [8 empty] | S00116 | NO | [7 empty] | 3
380261845 | S01263 |  |  |  | BKSL/PCE/J00098/MB01 | 300022350 | Existing | RYB |  |  | CLOSED | CLOSED | LINK |  | 11 kV |  | 14/11/1991 | [7 empty] | BDR BARU NO 4 | Unknown | Unknown | NO | NONE | DISTRIBUTION | TNB | KUALA SELANGOR | NO | Unknown |  |  |  | NO | [8 empty] | S01263 | NO | [7 empty] | 3
380261948 | S00117 |  |  |  | BKSL/PCE/J00099/MB00117 | 300022356 | Existing | RYB |  |  | CLOSED | CLOSED | LINK |  | 11 kV |  | 15/12/1983 | [7 empty] | SM SAINS KSL | Unknown | Unknown | NO | NONE | DISTRIBUTION | TNB | KUALA SELANGOR | NO | Unknown |  |  |  | NO | [8 empty] | S00117 | NO | [7 empty] | 3
380261953 | S01264 |  |  |  | BKSL/PCE/J00099/MB00117 | 300022356 | Existing | RYB |  |  | CLOSED | CLOSED | LINK |  | 11 kV |  | 15/12/1983 | [7 empty] | SM SAINS KSL | Unknown | Unknown | NO | NONE | DISTRIBUTION | TNB | KUALA SELANGOR | NO | Unknown |  |  |  | NO | [8 empty] | S01264 | NO | [7 empty] | 3
380262062 | S01266 |  |  |  | BKSL/PCE/J00070/MBRMU1 | 300228368 | Existing | RYB |  |  | CLOSED | CLOSED | LINK |  | 11 kV |  | 1981-10-10 |  |  |  |  | FALCON BETA |  |  | QTRS GURU SM SAINS KSL | Unknown | Unknown | NO | NONE | DISTRIBUTION | TNB | KUALA SELANGOR | NO | Unknown |  |  |  | NO | [8 empty] | S01266 | NO | [7 empty] | 3
380262067 | S01267 |  |  |  | BKSL/PCE/J00070/MBRMU1 | 300228368 | Existing | RYB |  |  | CLOSED | CLOSED | LINK |  | 11 kV |  | 1981-10-10 |  |  |  |  | FALCON BETA |  |  | QTRS GURU SM SAINS KSL | Unknown | Unknown | NO | NONE | DISTRIBUTION | TNB | KUALA SELANGOR | NO | Unknown |  |  |  | NO | [8 empty] | S01267 | NO | [7 empty] | 3
380262178 | S01276 |  |  |  | BKSL/PCE/J00107/MB01 | 300022402 | Existing | RYB |  |  | CLOSED | CLOSED | LINK |  | 11 kV |  | 18/08/1980 | [7 empty] | STADIUM NO 2 (TERTUTUP) | Unknown | Unknown | NO | NONE | DISTRIBUTION | TNB | KUALA SELANGOR | NO | Unknown |  |  |  | NO | [8 empty] | S01276 | NO | [7 empty] | 3
380262183 | S01275 |  |  |  | BKSL/PCE/J00107/MB01 | 300022402 | Existing | RYB |  |  | CLOSED | CLOSED | LINK |  | 11 kV |  | 18/08/1980 | [7 empty] | STADIUM NO 2 (TERTUTUP) | Unknown | Unknown | NO | NONE | DISTRIBUTION | TNB | KUALA SELANGOR | NO | Unknown |  |  |  | NO | [8 empty] | S01275 | NO | [7 empty] | 3
380262456 | S05541 |  |  |  | BKSL/PCE/J00597/MBRMU | 300313525 | Existing | RYB |  |  | CLOSED | CLOSED | LINK |  | 11 kV |  | 18/08/2006 |  |  |  |  | TAMCO |  |  | JABATAN PENGALIRAN DAN SALIRAN | Unknown | Unknown | NO | NONE | DISTRIBUTION | TNB | KUALA SELANGOR | NO | Unknown |  |  |  | NO | [8 empty] | S05541 | NO | [7 empty] | 3
380262461 | S05539 |  |  |  | BKSL/PCE/J00597/MBRMU | 300313525 | Existing | RYB |  |  | CLOSED | CLOSED | LINK |  | 11 kV |  | 18/08/2006 |  |  |  |  | TAMCO |  |  | JABATAN PENGALIRAN DAN SALIRAN | Unknown | Unknown | NO | NONE | DISTRIBUTION | TNB | KUALA SELANGOR | NO | Unknown |  |  |  | NO | [8 empty] | S05539 | NO | [7 empty] | 3
380262685 | S00169 |  |  |  | BKSL/PCE/J00105/MBRMU1 | 300022393 | Existing | RYB |  |  | CLOSED | CLOSED | LINK |  | 11 kV |  | 28/06/1998 |  |  |  |  | TAMCO |  |  | SCHULTZ | Unknown | Unknown | NO | NONE | DISTRIBUTION | TNB | KUALA SELANGOR | NO | Unknown |  |  |  | NO | [8 empty] | S00169 | NO | [7 empty] | 3
380262702 | S00170 |  |  |  | BKSL/PCE/J00105/MBRMU1 | 300022393 | Existing | RYB |  |  | CLOSED | CLOSED | LINK |  | 11 kV |  | 28/06/1998 |  |  |  |  | TAMCO |  |  | SCHULTZ | Unknown | Unknown | NO | NONE | DISTRIBUTION | TNB | KUALA SELANGOR | NO | Unknown |  |  |  | NO | [8 empty] | S00170 | NO | [7 empty] | 3
380262895 | S00166 |  |  |  | BKSL/PCE/J00104/MB01 | 300022383 | Existing | RYB |  |  | CLOSED | CLOSED | LINK |  | 11 kV |  | 19/04/1997 | [7 empty] | D'PALWA (KRISTALINA) | Unknown | Unknown | NO | NONE | DISTRIBUTION | TNB | KUALA SELANGOR | NO | Unknown |  |  |  | NO | [8 empty] | S00166 | NO | [7 empty] | 3
380262900 | S00168 |  |  |  | BKSL/PCE/J00104/MB01 | 300022383 | Existing | RYB |  |  | CLOSED | CLOSED | LINK |  | 11 kV |  | 19/04/1997 | [7 empty] | D'PALWA (KRISTALINA) | Unknown | Unknown | NO | NONE | DISTRIBUTION | TNB | KUALA SELANGOR | NO | Unknown |  |  |  | NO | [8 empty] | S00168 | NO | [7 empty] | 3
380263012 | S01271 |  |  |  | BKSL/PCE/J00103/MB01 | 300022376 | Existing | RYB |  |  | CLOSED | CLOSED | LINK |  | 11 kV |  | 22/03/1983 |  |  |  |  | TAMCO |  |  | KOMPLEKS PKNS KSL | Unknown | Unknown | NO | NONE | DISTRIBUTION | TNB | KUALA SELANGOR | NO | Unknown |  |  |  | NO | [8 empty] | S01271 | NO | [7 empty] | 3
380263029 | S01268 |  |  |  | BKSL/PCE/J00103/MB01 | 300022376 | Existing | RYB |  |  | OPEN | CLOSED | LINK |  | 11 kV |  | 22/03/1983 |  |  |  |  | TAMCO |  |  | KOMPLEKS PKNS KSL | Unknown | Unknown | NO | NONE | DISTRIBUTION | TNB | KUALA SELANGOR | NO | Unknown |  |  |  | NO | [8 empty] | S01268 | NO | [7 empty] | 3
380263313 | S05510 |  |  |  | BKSL/PCE/J00590/MBVCB4 | 300345788 | Existing | Unknown |  |  | OPEN | OPEN | BUSBAR SECTION |  | 11 kV |  | 27/03/2011 | [7 empty] | ONE PLAZA | Unknown | Unknown | NO | NONE | DISTRIBUTION | TNB | KUALA SELANGOR | NO | Unknown |  |  |  | NO | [8 empty] | S05510 | [8 empty] | 0
380263324 | S05465 |  |  |  | BKSL/PCE/J00559/MBRMU | 300313543 | Existing | RYB |  |  | OPEN | CLOSED | LINK |  | 11 kV |  | 19/02/2005 |  |  |  |  | VEI |  |  | NTS | Unknown | Unknown | NO | NONE | DISTRIBUTION | TNB | KUALA SELANGOR | NO | Unknown |  |  |  | NO | [8 empty] | S05465 | NO | [7 empty] | 3
380263329 | S05467 |  |  |  | BKSL/PCE/J00559/MBRMU | 300313543 | Existing | RYB |  |  | CLOSED | CLOSED | LINK |  | 11 kV |  | 19/02/2005 |  |  |  |  | VEI |  |  | NTS | Unknown | Unknown | NO | NONE | DISTRIBUTION | TNB | KUALA SELANGOR | NO | Unknown |  |  |  | NO | [8 empty] | S05467 | NO | [7 empty] | 3
380263439 | S01667 |  |  |  | BKSL/PCE/J00547/MBRMU | 300313550 | Existing | RYB |  |  | CLOSED | CLOSED | LINK |  | 11 kV |  | 28/06/2007 |  |  |  |  | MERLIN GERIN |  |  | TMN BENDAHARA NO 3 | Unknown | Unknown | NO | NONE | DISTRIBUTION | TNB | KUALA SELANGOR | NO | Unknown |  |  |  | NO | [8 empty] | S01667 | NO | [7 empty] | 3
380263443 | S01665 |  |  |  | BKSL/PCE/J00547/MBRMU | 300313550 | Existing | RYB |  |  | CLOSED | CLOSED | LINK |  | 11 kV |  | 28/06/2007 |  |  |  |  | MERLIN GERIN |  |  | TMN BENDAHARA NO 3 | Unknown | Unknown | NO | NONE | DISTRIBUTION | TNB | KUALA SELANGOR | NO | Unknown |  |  |  | NO | [8 empty] | S01665 | NO | [7 empty] | 3
380263460 | S00094 |  |  |  | BKSL/PCE/J00547/MBRMU | 300313550 | Existing | RYB |  |  | CLOSED | CLOSED | LINK |  | 11 kV |  | 28/06/2007 |  |  |  |  | MERLIN GERIN |  |  | TMN BENDAHARA NO 3 | Unknown | Unknown | NO | NONE | DISTRIBUTION | TNB | KUALA SELANGOR | NO | Unknown |  |  |  | NO | [8 empty] | S00094 | NO | [7 empty] | 3
380263563 | S05299 |  |  |  | BKSL/PCE/J00527/MBRMU | 300345703 | Existing | RYB |  |  | CLOSED | CLOSED | LINK |  | 11 kV |  | 20/05/2006 |  |  |  |  | TAMCO |  |  | TMN MERANTI | Unknown | Unknown | NO | NONE | DISTRIBUTION | TNB | KUALA SELANGOR | NO | Unknown |  |  |  | NO | [8 empty] | S05299 | NO | [7 empty] | 3
380263568 | S05301 |  |  |  | BKSL/PCE/J00527/MBRMU | 300345703 | Existing | RYB |  |  | CLOSED | CLOSED | LINK |  | 11 kV |  | 20/05/2006 |  |  |  |  | TAMCO |  |  | TMN MERANTI | Unknown | Unknown | NO | NONE | DISTRIBUTION | TNB | KUALA SELANGOR | NO | Unknown |  |  |  | NO | [8 empty] | S05301 | NO | [7 empty] | 3
380263776 | S01514 |  |  |  | BKSL/PCE/J00214/MBRMU | 300313771 | Existing | RYB |  | S01524 PE DESA MAWAR N0 1 | CLOSED | CLOSED | LINK |  | 11 kV |  | 18/03/2007 |  |  |  |  | TAMCO |  |  | POULTRY FARM NO 2 | Unknown | Unknown | NO | NONE | DISTRIBUTION | TNB | KUALA SELANGOR | NO | Unknown |  |  |  | NO | [8 empty] | S01514 | NO | [7 empty] | 3
380263781 | S00438 |  |  |  | BKSL/PCE/J00214/MBRMU | 300313771 | Existing | RYB |  | S00435 PE POULTRY FARM NO 1 | CLOSED | CLOSED | LINK |  | 11 kV |  | 18/03/2007 |  |  |  |  | TAMCO |  |  | POULTRY FARM NO 2 | Unknown | Unknown | NO | NONE | DISTRIBUTION | TNB | KUALA SELANGOR | NO | Unknown |  |  |  | NO | [8 empty] | S00438 | NO | [7 empty] | 3
380263890 | S00435 |  |  |  | BKSL/PCE/J00213/MBRMU | 300313770 | Existing | RYB |  | S00438 PE POULTRY FARM NO 2 | CLOSED | CLOSED | LINK |  | 11 kV |  | 14/02/2008 |  |  |  |  | TAMCO |  |  | POULTRY FARM NO 1 | Unknown | Unknown | NO | NONE | DISTRIBUTION | TNB | KUALA SELANGOR | NO | Unknown |  |  |  | NO | [8 empty] | S00435 | NO | [7 empty] | 3
380263895 | S00437 |  |  |  | BKSL/PCE/J00213/MBRMU | 300313770 | Existing | RYB |  | S05597 PE KILANG IKAN KELI SG YU | CLOSED | CLOSED | LINK |  | 11 kV |  | 14/02/2008 |  |  |  |  | TAMCO |  |  | POULTRY FARM NO 1 | Unknown | Unknown | NO | NONE | DISTRIBUTION | TNB | KUALA SELANGOR | NO | Unknown |  |  |  | NO | [8 empty] | S00437 | NO | [7 empty] | 3
380264118 | S05481 |  |  |  | BKSL/PCE/J00231/MBRMU1 | 300022880 | Existing | RYB |  | S05595 PE KILANG IKAN KELI SG YU | CLOSED | CLOSED | LINK |  | 11 kV |  | 14/02/1987 |  |  |  |  | INDKOM |  |  | SG YU NO 1 | Unknown | Unknown | NO | NONE | DISTRIBUTION | TNB | KUALA SELANGOR | NO | Unknown |  |  |  | NO | [8 empty] | S05481 | NO | [7 empty] | 3
380264123 | S00452 |  |  |  | BKSL/PCE/J00231/MBRMU1 | 300022880 | Existing | RYB |  | S00447 PE KG SG YU | CLOSED | CLOSED | LINK |  | 11 kV |  | 14/02/1987 |  |  |  |  | INDKOM |  |  | SG YU NO 1 | Unknown | Unknown | NO | NONE | DISTRIBUTION | TNB | KUALA SELANGOR | NO | Unknown |  |  |  | NO | [8 empty] | S00452 | NO | [7 empty] | 3
380264233 | S00448 |  |  |  | BKSL/PCE/J00230/MBRMU | 300346179 | Existing | RYB |  | S00454 PE SG YU NO 2 | CLOSED | CLOSED | LINK |  | 11 kV |  | 14/02/2012 |  |  |  |  | INDKOM |  |  | KG SG YU | Unknown | Unknown | NO | NONE | DISTRIBUTION | TNB | KUALA SELANGOR | NO | Unknown |  |  |  | NO | [8 empty] | S00448 | NO | [7 empty] | 3
380264237 | S00449 |  |  |  | BKSL/PCE/J00230/MBRMU | 300346179 | Existing | RYB |  | SPARE | OPEN | CLOSED | LINK |  | 11 kV |  | 14/02/2012 |  |  |  |  | INDKOM |  |  | KG SG YU | Unknown | Unknown | NO | NONE | DISTRIBUTION | TNB | KUALA SELANGOR | NO | Unknown |  |  |  | NO | [8 empty] | S00449 | NO | [7 empty] | 3
380264254 | S00451 |  |  |  | BKSL/PCE/J00230/MBRMU | 300346179 | Existing | RYB |  | SPARE | OPEN | CLOSED | LINK |  | 11 kV |  | 14/02/2012 |  |  |  |  | INDKOM |  |  | KG SG YU | Unknown | Unknown | NO | NONE | DISTRIBUTION | TNB | KUALA SELANGOR | NO | Unknown |  |  |  | NO | [8 empty] | S00451 | NO | [7 empty] | 3
380264353 | S00447 |  |  |  | BKSL/PCE/J00230/MBRMU | 300346179 | Existing | RYB |  | S00452 PE SG YU NO 1 | CLOSED | CLOSED | LINK |  | 11 kV |  | 14/02/2012 |  |  |  |  | INDKOM |  |  | KG SG YU | Unknown | Unknown | NO | NONE | DISTRIBUTION | TNB | KUALA SELANGOR | Unknown |  |  |  |  | NO | [8 empty] | S00447 | NO | [7 empty] | 3
380264364 | S00454 |  |  |  | BKSL/PCE/J00232/MBPAT | 300346180 | Existing | RYB |  | S00448 PE KG SG YU | CLOSED | CLOSED | LINK |  | 11 kV |  | 18/03/2004 | [7 empty] | SG YU NO 2 | Unknown | Unknown | NO | NONE | DISTRIBUTION | TNB | KUALA SELANGOR | NO | Unknown |  |  |  | NO | [8 empty] | S00454 | NO | [7 empty] | 3
380264369 | S01554 |  |  |  | BKSL/PCE/J00232/MBPAT | 300346180 | Existing | RYB |  |  | CLOSED | CLOSED | LINK |  | 11 kV |  | 18/03/2004 | [7 empty] | SG YU NO 2 | Unknown | Unknown | NO | NONE | DISTRIBUTION | TNB | KUALA SELANGOR | NO | Unknown |  |  |  | NO | [8 empty] | S01554 | NO | [7 empty] | 3
380264478 | S01555 |  |  |  | BKSL/PCE/J00233/MBPAT | 300346181 | Existing | RYB |  |  | CLOSED | CLOSED | LINK |  | 11 kV |  | 19/04/2006 | [7 empty] | SG YU NO 3 | Unknown | Unknown | NO | NONE | DISTRIBUTION | TNB | KUALA SELANGOR | NO | Unknown |  |  |  | NO | [8 empty] | S01555 | NO | [7 empty] | 3
380264483 | S00456 |  |  |  | BKSL/PCE/J00233/MBPAT | 300346181 | Existing | RYB |  | S01550 PE MASJID SG TERAP | CLOSED | CLOSED | LINK |  | 11 kV |  | 19/04/2006 | [7 empty] | SG YU NO 3 | Unknown | Unknown | NO | NONE | DISTRIBUTION | TNB | KUALA SELANGOR | NO | Unknown |  |  |  | NO | [8 empty] | S00456 | NO | [7 empty] | 3
380264592 | S01550 |  |  |  | BKSL/PCE/J00180/MBRMU | 300313772 | Existing | RYB |  | S00456 PE SG YU NO 3 | CLOSED | CLOSED | LINK |  | 11 kV |  | 19/04/2007 |  |  |  |  | MERLIN GERIN |  |  | MASJID SG TERAP | Unknown | Unknown | NO | NONE | DISTRIBUTION | TNB | KUALA SELANGOR | NO | Unknown |  |  |  | NO | [8 empty] | S01550 | NO | [7 empty] | 3
380264597 | S01552 |  |  |  | BKSL/PCE/J00180/MBRMU | 300313772 | Existing | RYB |  | S00446 PE SG TERAP | CLOSED | CLOSED | LINK |  | 11 kV |  | 19/04/2007 |  |  |  |  | MERLIN GERIN |  |  | MASJID SG TERAP | Unknown | Unknown | NO | NONE | DISTRIBUTION | TNB | KUALA SELANGOR | NO | Unknown |  |  |  | NO | [8 empty] | S01552 | NO | [7 empty] | 3
380264736 | S01505 |  |  |  | BKSL/PCE/J00168/MBRMU1 | 300228855 | Existing | RYB |  | S00376 PE PADAT TOK ADAM | CLOSED | CLOSED | LINK |  | 11 kV |  | 15/12/1997 | [7 empty] | PASAR TG KARANG | Unknown | Unknown | NO | NONE | DISTRIBUTION | TNB | KUALA SELANGOR | NO | Unknown |  |  |  | NO | [8 empty] | S01505 | NO | [7 empty] | 3
380264753 | S01502 |  |  |  | BKSL/PCE/J00168/MBRMU1 | 300228855 | Existing | RYB |  | S05816 PE BOOSTER TG. KARANG | CLOSED | CLOSED | LINK |  | 11 kV |  | 15/12/1997 | [7 empty] | PASAR TG KARANG | Unknown | Unknown | NO | NONE | DISTRIBUTION | TNB | KUALA SELANGOR | NO | Unknown |  |  |  | NO | [8 empty] | S01502 | NO | [7 empty] | 3
380264946 | S00376 |  |  |  | BKSL/PCE/J00199/MB01 | 300022790 | Existing | RYB |  | S01505 PE PASAR TG KARANG | CLOSED | CLOSED | LINK |  | 11 kV |  | 28/06/1994 |  |  |  |  | MERLIN GERIN |  |  | TOK ADAM | Unknown | Unknown | NO | NONE | DISTRIBUTION | TNB | KUALA SELANGOR | NO | Unknown |  |  |  | NO | [8 empty] | S00376 | NO | [7 empty] | 3
380264951 | S00378 |  |  |  | BKSL/PCE/J00199/MB01 | 300022790 | Existing | RYB |  | S00380 PE SG TENGI KANAN NO 1 | CLOSED | CLOSED | LINK |  | 11 kV |  | 28/06/1994 |  |  |  |  | MERLIN GERIN |  |  | TOK ADAM | Unknown | Unknown | NO | NONE | DISTRIBUTION | TNB | KUALA SELANGOR | NO | Unknown |  |  |  | NO | [8 empty] | S00378 | NO | [7 empty] | 3
380265063 | S00380 |  |  |  | BKSL/PCE/J00200/MBS00380 | 300022796 | Existing | RYB |  | S00378 PE PADAT TOK ADAM | CLOSED | CLOSED | LINK |  | 11 kV |  | 2002-11-07 | [7 empty] | SG TENGI KANAN NO 1 | Unknown | Unknown | NO | NONE | DISTRIBUTION | TNB | KUALA SELANGOR | NO | Unknown |  |  |  | NO | [8 empty] | S00380 | NO | [7 empty] | 3
380265067 | S00381 |  |  |  | BKSL/PCE/J00200/MBS00380 | 300022796 | Existing | RYB |  | S00384 PE SG TENGI KANAN NO 3 | CLOSED | CLOSED | LINK |  | 11 kV |  | 2002-11-07 | [7 empty] | SG TENGI KANAN NO 1 | Unknown | Unknown | NO | NONE | DISTRIBUTION | TNB | KUALA SELANGOR | NO | Unknown |  |  |  | NO | [8 empty] | S00381 | NO | [7 empty] | 3
380265084 | S00383 |  |  |  | BKSL/PCE/J00200/MBS00380 | 300022796 | Existing | RYB |  | S00388 PE SG TENGI KANAN NO 2 | CLOSED | CLOSED | LINK |  | 11 kV |  | 2002-11-07 | [7 empty] | SG TENGI KANAN NO 1 | Unknown | Unknown | NO | NONE | DISTRIBUTION | TNB | KUALA SELANGOR | NO | Unknown |  |  |  | NO | [8 empty] | S00383 | NO | [7 empty] | 3
380265185 | S00384 |  |  |  | BKSL/PCE/J00178/MBNN01 | 300022680 | Existing | RYB |  | S00381 PE SG TENGI KANAN NO 1 | CLOSED | CLOSED | LINK |  | 11 kV |  | 20/09/1965 |  |  |  |  | TAMCO |  |  | SG TENGI KANAN NO 3 | Unknown | Unknown | NO | NONE | DISTRIBUTION | TNB | KUALA SELANGOR | NO | Unknown |  |  |  | NO | [8 empty] | S00384 | NO | [7 empty] | 3
380265190 | S01507 |  |  |  | BKSL/PCE/J00178/MBNN01 | 300022680 | Existing | RYB |  |  | CLOSED | CLOSED | LINK |  | 11 kV |  | 20/09/1965 |  |  |  |  | TAMCO |  |  | SG TENGI KANAN NO 3 | Unknown | Unknown | NO | NONE | DISTRIBUTION | TNB | KUALA SELANGOR | NO | Unknown |  |  |  | NO | [8 empty] | S01507 | NO | [7 empty] | 3
380265300 | S00389 |  |  |  | BKSL/PCE/J00202/MBRMU1 | 300343330 | Existing | RYB |  | S01507 PE SG TENGI KANAN NO 3 | CLOSED | CLOSED | LINK |  | 11 kV |  | 15/12/1998 |  |  |  |  | TAMCO |  |  | SAWAH SEMP NO 1 | Unknown | Unknown | NO | NONE | DISTRIBUTION | TNB | KUALA SELANGOR | NO | Unknown |  |  |  | NO | [8 empty] | S00389 | NO | [7 empty] | 3
380265304 | S00392 |  |  |  | BKSL/PCE/J00202/MBRMU1 | 300343330 | Existing | RYB |  | S00393 PE SAWAH SEMPADAN NO 2 | CLOSED | CLOSED | LINK |  | 11 kV |  | 15/12/1998 |  |  |  |  | TAMCO |  |  | SAWAH SEMP NO 1 | Unknown | Unknown | NO | NONE | DISTRIBUTION | TNB | KUALA SELANGOR | NO | Unknown |  |  |  | NO | [8 empty] | S00392 | NO | [7 empty] | 3
380265321 | R00390 |  |  |  | BKSL/PCE/J00202/MBRMU1 | 300343330 | Existing | RYB |  | S00395 PE SAWAH SEMPADAN NO 3 | CLOSED | CLOSED | LINK |  | 11 kV |  | 15/12/1998 |  |  |  |  | TAMCO |  |  | SAWAH SEMP NO 1 | Unknown | Unknown | NO | NONE | DISTRIBUTION | TNB | KUALA SELANGOR | NO | Unknown |  |  |  | NO | [8 empty] | R00390 | NO | [7 empty] | 3
380265422 | S00393 |  |  |  | BKSL/PCE/J00203/MBRMU1 | 300343331 | Existing | RYB |  | S00392 PE SAWAH SEMPADAN NO 1 | CLOSED | CLOSED | LINK |  | 11 kV |  | 19/02/1998 |  |  |  |  | TAMCO |  |  | SAWAH SEMP NO 2 | Unknown | Unknown | NO | NONE | DISTRIBUTION | TNB | KUALA SELANGOR | NO | Unknown |  |  |  | NO | [8 empty] | S00393 | NO | [7 empty] | 3
380265427 | S00390 |  |  |  | BKSL/PCE/J00203/MBRMU1 | 300343331 | Existing | RYB |  | SPUR | OPEN | CLOSED | LINK |  | 11 kV |  | 19/02/1998 |  |  |  |  | TAMCO |  |  | SAWAH SEMP NO 2 | Unknown | Unknown | NO | NONE | DISTRIBUTION | TNB | KUALA SELANGOR | NO | Unknown |  |  |  | NO | [8 empty] | S00390 | NO | [7 empty] | 3
380265537 | S00395 |  |  |  | BKSL/PCE/J00204/MBRMU1 | 300242593 | Existing | RYB |  |  | CLOSED | CLOSED | LINK |  | 11 kV |  | 18/03/1983 | [7 empty] | SAWAH SEMP NO 3 | Unknown | Unknown | NO | NONE | DISTRIBUTION | TNB | KUALA SELANGOR | NO | Unknown |  |  |  | NO | [8 empty] | S00395 | NO | [7 empty] | 3
380265541 | S00398 |  |  |  | BKSL/PCE/J00204/MBRMU1 | 300242593 | Existing | RYB |  | S00399 PE SAWAH SEMPADAN NO 4 | CLOSED | CLOSED | LINK |  | 11 kV |  | 18/03/1983 | [7 empty] | SAWAH SEMP NO 3 | Unknown | Unknown | NO | NONE | DISTRIBUTION | TNB | KUALA SELANGOR | NO | Unknown |  |  |  | NO | [8 empty] | S00398 | NO | [7 empty] | 3
380265558 | S00396 |  |  |  | BKSL/PCE/J00204/MBRMU1 | 300242593 | Existing | RYB |  | S00402 PE SAWAH SEMPADAN NO 5 | CLOSED | CLOSED | LINK |  | 11 kV |  | 18/03/1983 | [7 empty] | SAWAH SEMP NO 3 | Unknown | Unknown | NO | NONE | DISTRIBUTION | TNB | KUALA SELANGOR | NO | Unknown |  |  |  | NO | [8 empty] | S00396 | NO | [7 empty] | 3
380265659 | S00399 |  |  |  | BKSL/PCE/J00207/MBRMU1 | 300343332 | Existing | RYB |  | S00398 PE SAWAH SEMPADAN NO 3 | CLOSED | CLOSED | LINK |  | 11 kV |  | 22/03/1998 |  |  |  |  | TAMCO |  |  | SAWAH SEMP NO 4 | Unknown | Unknown | NO | NONE | DISTRIBUTION | TNB | KUALA SELANGOR | NO | Unknown |  |  |  | NO | [8 empty] | S00399 | NO | [7 empty] | 3
380265664 | SPARE |  |  |  | BKSL/PCE/J00207/MBRMU1 | 300343332 | Existing | RYB |  | SPUR | OPEN | CLOSED | LINK |  | 11 kV |  | 22/03/1998 |  |  |  |  | TAMCO |  |  | SAWAH SEMP NO 4 | Unknown | Unknown | NO | NONE | DISTRIBUTION | TNB | KUALA SELANGOR | NO | Unknown |  |  |  | NO | [8 empty] | SPARE | NO | [7 empty] | 3
380265773 | S00402 |  |  |  | BKSL/PCE/J00205/MBRMU1 | 300343334 | Existing | RYB |  | S00396 PE SAWAH SEMPADAN NO 3 | CLOSED | CLOSED | LINK |  | 11 kV |  | 19/04/1998 |  |  |  |  | TAMCO |  |  | SAWAH SEMP NO 5 | Unknown | Unknown | NO | NONE | DISTRIBUTION | TNB | KUALA SELANGOR | NO | Unknown |  |  |  | NO | [8 empty] | S00402 | NO | [7 empty] | 3
380265778 | S00401 |  |  |  | BKSL/PCE/J00205/MBRMU1 | 300343334 | Existing | RYB |  | S00404 PE SAWAH SEMPADAN NO 6 | CLOSED | CLOSED | LINK |  | 11 kV |  | 19/04/1998 |  |  |  |  | TAMCO |  |  | SAWAH SEMP NO 5 | Unknown | Unknown | NO | NONE | DISTRIBUTION | TNB | KUALA SELANGOR | NO | Unknown |  |  |  | NO | [8 empty] | S00401 | NO | [7 empty] | 3
380265887 | S00404 |  |  |  | BKSL/PCE/J00206/MBRMU1 | 300343335 | Existing | RYB |  | S00401 PE SAWAH SEMPADAN NO 5 | CLOSED | CLOSED | LINK |  | 11 kV |  | 28/06/1998 |  |  |  |  | TAMCO |  |  | SAWAH SEMP NO 6 | Unknown | Unknown | NO | NONE | DISTRIBUTION | TNB | KUALA SELANGOR | NO | Unknown |  |  |  | NO | [8 empty] | S00404 | NO | [7 empty] | 3
380265892 | S02588 |  |  |  | BKSL/PCE/J00206/MBRMU1 | 300343335 | Existing | RYB |  |  | CLOSED | CLOSED | LINK |  | 11 kV |  | 28/06/1998 |  |  |  |  | TAMCO |  |  | SAWAH SEMP NO 6 | Unknown | Unknown | NO | NONE | DISTRIBUTION | TNB | KUALA SELANGOR | NO | Unknown |  |  |  | NO | [8 empty] | S02588 | NO | [7 empty] | 3
380266115 | S05809 |  |  |  | BKSL/PCE/J00186/MB01 | 300022715 | Existing | RYB |  |  | CLOSED | CLOSED | LINK |  | 11 kV |  | 18/03/1998 |  |  |  |  | FALCON BETA |  |  | PEKAN TG KARANG (RIVER SIDE) | Unknown | Unknown | NO | NONE | DISTRIBUTION | TNB | KUALA SELANGOR | NO | Unknown |  |  |  | NO | [8 empty] | S05809 | NO | [7 empty] | 3
380266119 | S00343 |  |  |  | BKSL/PCE/J00186/MB01 | 300022715 | Existing | RYB |  | S00345 PE TMN SRI TANJUNG (LOT 1970) | CLOSED | CLOSED | LINK |  | 11 kV |  | 18/03/1998 |  |  |  |  | FALCON BETA |  |  | PEKAN TG KARANG (RIVER SIDE) | Unknown | Unknown | NO | NONE | DISTRIBUTION | TNB | KUALA SELANGOR | NO | Unknown |  |  |  | NO | [8 empty] | S00343 | NO | [7 empty] | 3
380266136 | S00341 |  |  |  | BKSL/PCE/J00186/MB01 | 300022715 | Existing | RYB |  | S00340 PE PASARAYA BILLION | OPEN | CLOSED | LINK |  | 11 kV |  | 18/03/1998 |  |  |  |  | FALCON BETA |  |  | PEKAN TG KARANG (RIVER SIDE) | Unknown | Unknown | NO | NONE | DISTRIBUTION | TNB | KUALA SELANGOR | NO | Unknown |  |  |  | NO | [8 empty] | S00341 | NO | [7 empty] | 3
380266236 | S00345 |  |  |  | BKSL/PCE/J00187/MBS00344 | 300022721 | Existing | RYB |  | S00343 PE PEKAN TG KARANG (RIVER SIDE) | CLOSED | CLOSED | LINK |  | 11 kV |  | 19/04/1996 |  |  |  |  | INDKOM |  |  | TMN SRI TANJUNG (LOT 1970) | Unknown | Unknown | NO | NONE | DISTRIBUTION | TNB | KUALA SELANGOR | NO | Unknown |  |  |  | NO | [8 empty] | S00345 | NO | [7 empty] | 3
380266241 | S00344 |  |  |  | BKSL/PCE/J00187/MBS00344 | 300022721 | Existing | RYB |  | S00352 PE BALAI POLIS TG KARANG | CLOSED | CLOSED | LINK |  | 11 kV |  | 19/04/1996 |  |  |  |  | INDKOM |  |  | TMN SRI TANJUNG (LOT 1970) | Unknown | Unknown | NO | NONE | DISTRIBUTION | TNB | KUALA SELANGOR | NO | Unknown |  |  |  | NO | [8 empty] | S00344 | NO | [7 empty] | 3
380266352 | S00352 |  |  |  | BKSL/PCE/J00189/MBS00350 | 300022733 | Existing | RYB |  | LOT 1970 TMN SRI TANJONG | CLOSED | CLOSED | LINK |  | 11 kV |  | 26/06/1997 |  |  |  |  | TAMCO |  |  | BALAI POLIS TG KARANG | Unknown | Unknown | NO | NONE | DISTRIBUTION | TNB | KUALA SELANGOR | NO | Unknown |  |  |  | NO | [8 empty] | S00352 | NO | [7 empty] | 3
380266357 | S00352 |  |  |  | BKSL/PCE/J00189/MBS00350 | 300022733 | Existing | RYB |  | LOT 1970 TMN SRI TANJONG | CLOSED | CLOSED | LINK |  | 11 kV |  | 26/06/1997 |  |  |  |  | TAMCO |  |  | BALAI POLIS TG KARANG | Unknown | Unknown | NO | NONE | DISTRIBUTION | TNB | KUALA SELANGOR | NO | Unknown |  |  |  | NO | [8 empty] | S00352 | NO | [7 empty] | 3
380266469 | S00353 |  |  |  | BKSL/PCE/J00190/MBRMU1 | 300022739 | Existing | RYB |  | S00350 PE BALAI POLIS TG KARANG | CLOSED | CLOSED | LINK |  | 11 kV |  | 17/07/1997 |  |  |  |  | TAMCO |  |  | JKR LOW COST | Unknown | Unknown | NO | NONE | DISTRIBUTION | TNB | KUALA SELANGOR | NO | Unknown |  |  |  | NO | [8 empty] | S00353 | NO | [7 empty] | 3
380266473 | S00355 |  |  |  | BKSL/PCE/J00190/MBRMU1 | 300022739 | Existing | RYB |  | S01474 PE UKM | CLOSED | CLOSED | LINK |  | 11 kV |  | 17/07/1997 |  |  |  |  | TAMCO |  |  | JKR LOW COST | Unknown | Unknown | NO | NONE | DISTRIBUTION | TNB | KUALA SELANGOR | NO | Unknown |  |  |  | NO | [8 empty] | S00355 | NO | [7 empty] | 3
380266490 | S01473 |  |  |  | BKSL/PCE/J00190/MBRMU1 | 300022739 | Existing | RYB |  |  | OPEN | CLOSED | LINK |  | 11 kV |  | 17/07/1997 |  |  |  |  | TAMCO |  |  | JKR LOW COST | Unknown | Unknown | NO | NONE | DISTRIBUTION | TNB | KUALA SELANGOR | NO | Unknown |  |  |  | NO | [8 empty] | S01473 | NO | [7 empty] | 3
380266612 | S05611 |  |  |  | BKSL/PCE/J00618/MBRMU1 | 300343328 | Existing | RYB |  | S05526 PE MAHKAMAH SYARIAH KUALA SEL | CLOSED | CLOSED | LINK |  | 11 kV |  | 14/11/1998 | [7 empty] | LKIM PASIR PENAMBANG | Unknown | Unknown | NO | NONE | DISTRIBUTION | TNB | KUALA SELANGOR | NO | Unknown |  |  |  | NO | [8 empty] | S05611 | NO | [7 empty] | 3
380266617 | S05613 |  |  |  | BKSL/PCE/J00618/MBRMU1 | 300343328 | Existing | RYB |  | S05657 PE GOLDPAGE NO.2 | CLOSED | CLOSED | LINK |  | 11 kV |  | 14/11/1998 | [7 empty] | LKIM PASIR PENAMBANG | Unknown | Unknown | NO | NONE | DISTRIBUTION | TNB | KUALA SELANGOR | NO | Unknown |  |  |  | NO | [8 empty] | S05613 | NO | [7 empty] | 3
380266772 | S00337 |  |  |  | BKSL/PCE/J00183/MBS00334 | 300022697 | Existing | RYB |  | S01466 PE BANJARAYA (C) | CLOSED | CLOSED | LINK |  | 11 kV |  | 27/11/1984 | [7 empty] | HOSPITAL TG KARANG | Unknown | Unknown | NO | NONE | DISTRIBUTION | TNB | KUALA SELANGOR | NO | Unknown |  |  |  | NO | [8 empty] | S00337 | NO | [7 empty] | 3
380266776 | S00334 |  |  |  | BKSL/PCE/J00183/MBS00334 | 300022697 | Existing | RYB |  | PPU TKMI: VCB4 | CLOSED | CLOSED | LINK |  | 11 kV |  | 27/11/1984 | [7 empty] | HOSPITAL TG KARANG | Unknown | Unknown | NO | NONE | DISTRIBUTION | TNB | KUALA SELANGOR | NO | Unknown |  |  |  | NO | [8 empty] | S00334 | NO | [7 empty] | 3
380266793 | S00334 |  |  |  | BKSL/PCE/J00183/MBS00334 | 300022697 | Existing | RYB |  | S05744 PE PASARAYA BILLION | OPEN | CLOSED | LINK |  | 11 kV |  | 27/11/1984 | [7 empty] | HOSPITAL TG KARANG | Unknown | Unknown | NO | NONE | DISTRIBUTION | TNB | KUALA SELANGOR | NO | Unknown |  |  |  | NO | [8 empty] | S00334 | NO | [7 empty] | 3
380266936 | S05635 | [5 empty] | Existing | RYB |  | S01646 PE TMN KHATIJAH | CLOSED | CLOSED | LINK |  | 11 kV | [9 empty] | KO SEGAR | Unknown | Unknown | NO | NONE | DISTRIBUTION | TNB | KUALA SELANGOR | NO | Unknown |  |  |  | NO | [8 empty] | S05635 | NO | [7 empty] | 3
380266941 | S05633 | [5 empty] | Existing | RYB |  | S05823 PE PT 1,L670 MARDI SG SIREH | CLOSED | CLOSED | LINK |  | 11 kV | [9 empty] | KO SEGAR | Unknown | Unknown | NO | NONE | DISTRIBUTION | TNB | KUALA SELANGOR | NO | Unknown |  |  |  | NO | [8 empty] | S05633 | NO | [7 empty] | 3
380267142 | S05943 |  |  |  | BKSL/PCE/J00430/MB1 | 310527934 | Existing | RYB |  | S05429 KLG PADI DATARAN PUSAKA | CLOSED | CLOSED | LINK |  | 11 kV | [9 empty] | TMN SERI MANIK | Unknown | Unknown | NO | NONE | DISTRIBUTION | TNB | KUALA SELANGOR | NO | Unknown |  |  |  | NO | [8 empty] | S05943 | NO | [7 empty] | 3
380267147 | S05945 |  |  |  | BKSL/PCE/J00430/MB1 | 310527934 | Existing | RYB |  | SPUR | OPEN | CLOSED | LINK |  | 11 kV | [9 empty] | TMN SERI MANIK | Unknown | Unknown | NO | NONE | DISTRIBUTION | TNB | KUALA SELANGOR | NO | Unknown |  |  |  | NO | [8 empty] | S05945 | NO | [7 empty] | 3
380267256 | S05931 | [5 empty] | Existing | RYB |  | S05913 PE TMN MAHSURI INDAH | CLOSED | CLOSED | LINK |  | 11 kV | [9 empty] | PUSAT LATIHAN PERTANIAN | Unknown | Unknown | NO | NONE | DISTRIBUTION | TNB | KUALA SELANGOR | NO | Unknown |  |  |  | NO | [8 empty] | S05931 | NO | [7 empty] | 3
380267261 | S05933 | [5 empty] | Existing | RYB |  |  | CLOSED | CLOSED | LINK |  | 11 kV | [9 empty] | PUSAT LATIHAN PERTANIAN | Unknown | Unknown | NO | NONE | DISTRIBUTION | TNB | KUALA SELANGOR | NO | Unknown |  |  |  | NO | [8 empty] | S05933 | NO | [7 empty] | 3
380267370 | S05913 | [5 empty] | Existing | RYB |  |  | CLOSED | CLOSED | LINK |  | 11 kV | [9 empty] | TMN MAHSURI INDAH | Unknown | Unknown | NO | NONE | DISTRIBUTION | TNB | KUALA SELANGOR | NO | Unknown |  |  |  | NO | [8 empty] | S05913 | NO | [7 empty] | 3
380267375 | S05915 | [5 empty] | Existing | RYB |  | S05931 PE PST LATIHAN PERTANIAN | CLOSED | CLOSED | LINK |  | 11 kV | [9 empty] | TMN MAHSURI INDAH | Unknown | Unknown | NO | NONE | DISTRIBUTION | TNB | KUALA SELANGOR | NO | Unknown |  |  |  | NO | [8 empty] | S05915 | NO | [7 empty] | 3
380267519 | S150515 | [5 empty] | Existing | RYB |  | S01701 PE TMN RIA MAS | CLOSED | CLOSED | LINK |  | 11 kV | [9 empty] | TMN RIA MAS NO.2 | Unknown | Unknown | NO | NONE | DISTRIBUTION | TNB | KUALA SELANGOR | NO | Unknown |  |  |  | NO | [8 empty] | S150515 | NO | [7 empty] | 3
380267524 | S150517 | [5 empty] | Existing | RYB |  | S05937 PE TMN RIA MAS NO. 3 | CLOSED | CLOSED | LINK |  | 11 kV | [9 empty] | TMN RIA MAS NO.2 | Unknown | Unknown | NO | NONE | DISTRIBUTION | TNB | KUALA SELANGOR | NO | Unknown |  |  |  | NO | [8 empty] | S150517 | NO | [7 empty] | 3
380267661 | S05644 |  |  |  | BKSL/PCE/J00855/MBRMU1 | 300497590 | Existing | RYB |  | S05495 PE BANYU EMAS (FIRMA RENA) | CLOSED | CLOSED | LINK |  | 11 kV | [9 empty] | PADAT TMN SAHABAT | Unknown | Unknown | NO | NONE | DISTRIBUTION | TNB | KUALA SELANGOR | NO | Unknown |  |  |  | NO | [8 empty] | S05644 | NO | [7 empty] | 3
380267666 | S05642 |  |  |  | BKSL/PCE/J00855/MBRMU1 | 300497590 | Existing | RYB |  | S01513 PE INDUSTRI BENG LEE | CLOSED | CLOSED | LINK |  | 11 kV | [9 empty] | PADAT TMN SAHABAT | Unknown | Unknown | NO | NONE | DISTRIBUTION | TNB | KUALA SELANGOR | NO | Unknown |  |  |  | NO | [8 empty] | S05642 | NO | [7 empty] | 3
380267800 | S05595 |  |  |  | BKSL/PCE/J00670/MBRMU | 300346291 | Existing | RYB |  | S05481 PE SG YU NO 1 | CLOSED | CLOSED | LINK |  | 11 kV |  | 1993-11-07 |  |  |  |  | TAMCO |  |  | KILANG IKAN KELI SG YU | Unknown | Unknown | NO | NONE | DISTRIBUTION | TNB | KUALA SELANGOR | NO | Unknown |  |  |  | NO | [8 empty] | S05595 | NO | [7 empty] | 3
380267805 | S05597 |  |  |  | BKSL/PCE/J00670/MBRMU | 300346291 | Existing | RYB |  | S00437 PE POULTRY FARM NO 1 | CLOSED | CLOSED | LINK |  | 11 kV |  | 1993-11-07 |  |  |  |  | TAMCO |  |  | KILANG IKAN KELI SG YU | Unknown | Unknown | NO | NONE | DISTRIBUTION | TNB | KUALA SELANGOR | NO | Unknown |  |  |  | NO | [8 empty] | S05597 | NO | [7 empty] | 3
380267950 | S01458 |  |  |  | BKSL/PCE/J00179/MBRMU1 | 300228849 | Existing | RYB |  | PPU TKMI: VCB 9 | CLOSED | CLOSED | LINK |  | 11 kV |  | 1990-11-10 |  |  |  |  | FALCON BETA |  |  | TMN MAKMUR KSL | Unknown | Unknown | NO | NONE | DISTRIBUTION | TNB | KUALA SELANGOR | NO | Unknown |  |  |  | NO | [8 empty] | S01458 | NO | [7 empty] | 3
380267955 | S01456 |  |  |  | BKSL/PCE/J00179/MBRMU1 | 300228849 | Existing | RYB |  | S00328 PE KIM LIAN HUAT | CLOSED | CLOSED | LINK |  | 11 kV |  | 1990-11-10 |  |  |  |  | FALCON BETA |  |  | TMN MAKMUR KSL | Unknown | Unknown | NO | NONE | DISTRIBUTION | TNB | KUALA SELANGOR | NO | Unknown |  |  |  | NO | [8 empty] | S01456 | NO | [7 empty] | 3
380521472 | R02751 |  |  |  | BKSL/PCE/J00638/MBRMU | 300345655 | Existing | RYB |  |  | CLOSED | CLOSED | LINK |  | 11 kV |  | 28/06/2006 |  |  |  |  | TAMCO |  |  | P/PENURUN BALAI POLIS BATU ARANG | Unknown | Unknown | NO | NONE | DISTRIBUTION | TNB | KUALA SELANGOR | NO | Unknown |  |  |  | NO | [8 empty] | R02751 | NO | [7 empty] | 3
380521476 | R02752 |  |  |  | BKSL/PCE/J00638/MBRMU | 300345655 | Existing | RYB |  |  | CLOSED | CLOSED | LINK |  | 11 kV |  | 28/06/2006 |  |  |  |  | TAMCO |  |  | P/PENURUN BALAI POLIS BATU ARANG | Unknown | Unknown | NO | NONE | DISTRIBUTION | TNB | KUALA SELANGOR | NO | Unknown |  |  |  | NO | [8 empty] | R02752 | NO | [7 empty] | 3
380521493 | R02753 |  |  |  | BKSL/PCE/J00638/MBRMU | 300345655 | Existing | RYB |  |  | CLOSED | CLOSED | LINK |  | 11 kV |  | 28/06/2006 |  |  |  |  | TAMCO |  |  | P/PENURUN BALAI POLIS BATU ARANG | Unknown | Unknown | NO | NONE | DISTRIBUTION | TNB | KUALA SELANGOR | NO | Unknown |  |  |  | NO | [8 empty] | R02753 | NO | [7 empty] | 3
380521591 | R02754 |  |  |  | BKSL/PCE/J00638/MBRMU | 300345655 | Existing | RYB |  | R07384 VHF BATU ARANG | CLOSED |  | LINK |  | 11 kV |  | 28/06/2006 |  |  |  |  | TAMCO |  |  | P/PENURUN BALAI POLIS BATU ARANG | Unknown | Unknown | Unknown | Unknown | DISTRIBUTION | TNB | KUALA SELANGOR | Unknown |  |  |  |  | Unknown | [8 empty] | R02754 | [8 empty] | 3
380521616 | R05974 |  |  |  | BKSL/PCE/J00640/MBRMU | 300345661 | Existing | RYB |  |  | CLOSED | CLOSED | LINK |  | 11 kV |  | 20/09/2006 |  |  |  |  | VEI |  |  | TENAGA KIMIA BT ARANG | Unknown | Unknown | NO | NONE | DISTRIBUTION | TNB | KUALA SELANGOR | NO | Unknown |  |  |  | NO | [8 empty] | R05974 | NO | [7 empty] | 3
380521621 | R05976 |  |  |  | BKSL/PCE/J00640/MBRMU | 300345661 | Existing | RYB |  |  | CLOSED | CLOSED | LINK |  | 11 kV |  | 20/09/2006 |  |  |  |  | VEI |  |  | TENAGA KIMIA BT ARANG | Unknown | Unknown | NO | NONE | DISTRIBUTION | TNB | KUALA SELANGOR | NO | Unknown |  |  |  | NO | [8 empty] | R05976 | NO | [7 empty] | 3
380522374 | R06231 |  |  |  | BKSL/PCE/J00632/MBRMU | 300313266 | Existing | RYB |  |  | CLOSED | CLOSED | LINK |  | 11 kV |  | 1987-11-10 |  |  |  |  | TAMCO |  |  | LIM & LIM HARDWARE | Unknown | Unknown | NO | NONE | DISTRIBUTION | TNB | KUALA SELANGOR | NO | Unknown |  |  |  | NO | [8 empty] | R06231 | NO | [7 empty] | 3
380522379 | R06229 |  |  |  | BKSL/PCE/J00632/MBRMU | 300313266 | Existing | RYB |  |  | CLOSED | CLOSED | LINK |  | 11 kV |  | 1987-11-10 |  |  |  |  | TAMCO |  |  | LIM & LIM HARDWARE | Unknown | Unknown | NO | NONE | DISTRIBUTION | TNB | KUALA SELANGOR | NO | Unknown |  |  |  | NO | [8 empty] | R06229 | NO | [7 empty] | 3
380522489 | R05445 |  |  |  | BKSL/PCE/J00654/MBRMU | 300348374 | Existing | RYB |  |  | CLOSED | CLOSED | LINK |  | 11 kV |  | 2008-10-10 |  |  |  |  | TAMCO |  |  | KOTA PUTERI PERSIARAN BT ARANG NO.1 | Unknown | Unknown | NO | NONE | DISTRIBUTION | TNB | KUALA SELANGOR | NO | Unknown |  |  |  | NO | [8 empty] | R05445 | NO | [7 empty] | 3
380522494 | R05444 |  |  |  | BKSL/PCE/J00654/MBRMU | 300348374 | Existing | RYB |  |  | CLOSED | CLOSED | LINK |  | 11 kV |  | 2008-10-10 |  |  |  |  | TAMCO |  |  | KOTA PUTERI PERSIARAN BT ARANG NO.1 | Unknown | Unknown | NO | NONE | DISTRIBUTION | TNB | KUALA SELANGOR | NO | Unknown |  |  |  | NO | [8 empty] | R05444 | NO | [7 empty] | 3
380522872 | R07552 | [5 empty] | Existing | Unknown |  |  | CLOSED | OPEN | BUSBAR SECTION |  | 11 kV | [9 empty] | PE SOO CHEW SHENG | Unknown | Unknown | NO | NONE | DISTRIBUTION | TNB | KUALA SELANGOR | NO | Unknown |  |  |  | NO | [8 empty] | R07552 | [8 empty] | 0
380534602 | S05855 |  |  |  | BKSL/PCE/J00874 | 300494296 | Existing | RYB |  |  | OPEN | CLOSED | LINK |  | 11 kV | [6 empty] | EPE |  |  | PUSAT NIAGA ASTANA ALAM 2 | Unknown | Unknown | NO | NONE | DISTRIBUTION | TNB | KUALA SELANGOR | NO | Unknown |  |  |  | NO | [8 empty] | S05855 | NO | [7 empty] | 3
380534619 | S05852 |  |  |  | BKSL/PCE/J00874 | 300494296 | Existing | RYB |  |  | CLOSED | CLOSED | LINK |  | 11 kV | [6 empty] | EPE |  |  | PUSAT NIAGA ASTANA ALAM 2 | Unknown | Unknown | NO | NONE | DISTRIBUTION | TNB | KUALA SELANGOR | NO | Unknown |  |  |  | NO | [8 empty] | S05852 | NO | [7 empty] | 3
380534857 | S05671 | [5 empty] | Existing | RYB |  |  | CLOSED | CLOSED | LINK |  | 11 kV | [9 empty] | R/KEDAI PH 3B JLN ASTANA C13/C | Unknown | Unknown | NO | NONE | DISTRIBUTION | TNB | KUALA SELANGOR | NO | Unknown |  |  |  | NO | [8 empty] | S05671 | NO | [7 empty] | 3
380534874 | S05668 | [5 empty] | Existing | RYB |  |  | CLOSED | CLOSED | LINK |  | 11 kV | [9 empty] | R/KEDAI PH 3B JLN ASTANA C13/C | Unknown | Unknown | NO | NONE | DISTRIBUTION | TNB | KUALA SELANGOR | NO | Unknown |  |  |  | NO | [8 empty] | S05668 | NO | [7 empty] | 3
380535384 | S01142 |  |  |  | BKSL/PCE/J00729/MBRMU | 300345920 | Existing | RYB |  |  | CLOSED | CLOSED | LINK |  | 11 kV |  | 2006-10-12 | [7 empty] | APARTMENT MELOR NO. 2 PUNCAK ALAM | Unknown | Unknown | NO | NONE | DISTRIBUTION | TNB | KUALA SELANGOR | NO | Unknown |  |  |  | NO | [8 empty] | S01142 | NO | [7 empty] | 3
380535389 | S01145 |  |  |  | BKSL/PCE/J00729/MBRMU | 300345920 | Existing | RYB |  |  | CLOSED | CLOSED | LINK |  | 11 kV |  | 2006-10-12 | [7 empty] | APARTMENT MELOR NO. 2 PUNCAK ALAM | Unknown | Unknown | NO | NONE | DISTRIBUTION | TNB | KUALA SELANGOR | NO | Unknown |  |  |  | NO | [8 empty] | S01145 | NO | [7 empty] | 3
380535615 | S00320 |  |  |  | BKSL/PCE/J00124/MB01 | 300022493 | Existing | RYB |  | S01453 PKNS PT MAHANG (TMN DESA MAHANG) | OPEN | CLOSED | LINK |  | 11 kV |  | 14/02/1976 |  |  |  |  | TAMCO |  |  | PT MAHANG NO 2 | Unknown | Unknown | NO | NONE | DISTRIBUTION | TNB | KUALA SELANGOR | NO | Unknown |  |  |  | NO | [8 empty] | S00320 | NO | [7 empty] | 3
380535620 | S01452 |  |  |  | BKSL/PCE/J00124/MB01 | 300022493 | Existing | RYB |  | S05600 PE REBAN AYAM HJ ISMAIL PT MAHANG | CLOSED | CLOSED | LINK |  | 11 kV |  | 14/02/1976 |  |  |  |  | TAMCO |  |  | PT MAHANG NO 2 | Unknown | Unknown | NO | NONE | DISTRIBUTION | TNB | KUALA SELANGOR | NO | Unknown |  |  |  | NO | [8 empty] | S01452 | NO | [7 empty] | 3
380564586 | S01316 |  |  |  | BKSL/PCE/J00064/MBRMU1 | 300228349 | Existing | RYB |  |  | CLOSED | CLOSED | LINK |  | 11 kV |  | 20/09/1992 |  |  |  |  | TOPRANK |  |  | TMN MALAWATI JAYA NO 1 | Unknown | Unknown | NO | NONE | DISTRIBUTION | TNB | KUALA SELANGOR | NO | Unknown |  |  |  | NO | [8 empty] | S01316 | NO | [7 empty] | 3
380564591 | S01318 |  |  |  | BKSL/PCE/J00064/MBRMU1 | 300228349 | Existing | RYB |  |  | CLOSED | CLOSED | LINK |  | 11 kV |  | 20/09/1992 |  |  |  |  | TOPRANK |  |  | TMN MALAWATI JAYA NO 1 | Unknown | Unknown | NO | NONE | DISTRIBUTION | TNB | KUALA SELANGOR | NO | Unknown |  |  |  | NO | [8 empty] | S01318 | NO | [7 empty] | 3
380564844 | S00278 |  |  |  | BKSL/PCE/J00109/MBRMU1 | 300022414 | Existing | RYB |  |  | CLOSED | CLOSED | LINK |  | 11 kV |  | 20/09/1980 |  |  |  |  | TAMCO |  |  | MONDAY CANE | Unknown | Unknown | NO | NONE | DISTRIBUTION | TNB | KUALA SELANGOR | NO | Unknown |  |  |  | NO | [8 empty] | S00278 | NO | [7 empty] | 3
380564861 | S00276 |  |  |  | BKSL/PCE/J00109/MBRMU1 | 300022414 | Existing | RYB |  |  | CLOSED | CLOSED | LINK |  | 11 kV |  | 20/09/1980 |  |  |  |  | TAMCO |  |  | MONDAY CANE | Unknown | Unknown | NO | NONE | DISTRIBUTION | TNB | KUALA SELANGOR | NO | Unknown |  |  |  | NO | [8 empty] | S00276 | NO | [7 empty] | 3
380565054 | S00280 |  |  |  | BKSL/PCE/J00112/MBRMU1 | 300022429 | Existing | RYB |  |  | CLOSED | CLOSED | LINK |  | 11 kV |  | 1999-10-10 |  |  |  |  | VEI |  |  | K/UDANG API-API NO 1 | Unknown | Unknown | NO | NONE | DISTRIBUTION | TNB | KUALA SELANGOR | NO | Unknown |  |  |  | NO | [8 empty] | S00280 | NO | [7 empty] | 3
380565059 | S00279 |  |  |  | BKSL/PCE/J00112/MBRMU1 | 300022429 | Existing | RYB |  |  | CLOSED | CLOSED | LINK |  | 11 kV |  | 1999-10-10 |  |  |  |  | VEI |  |  | K/UDANG API-API NO 1 | Unknown | Unknown | NO | NONE | DISTRIBUTION | TNB | KUALA SELANGOR | NO | Unknown |  |  |  | NO | [8 empty] | S00279 | NO | [7 empty] | 3
380565284 | S01328 |  |  |  | BKSL/PCE/J00132/MBRMU1 | 300242642 | Existing | RYB |  |  | CLOSED | CLOSED | LINK |  | 11 kV |  | 20/05/1997 |  |  |  |  | MERLIN GERIN |  |  | TMN IMPIAN (C) | Unknown | Unknown | NO | NONE | DISTRIBUTION | TNB | KUALA SELANGOR | NO | Unknown |  |  |  | NO | [8 empty] | S01328 | NO | [7 empty] | 3
380565289 | S01330 |  |  |  | BKSL/PCE/J00132/MBRMU1 | 300242642 | Existing | RYB |  |  | CLOSED | CLOSED | LINK |  | 11 kV |  | 20/05/1997 |  |  |  |  | MERLIN GERIN |  |  | TMN IMPIAN (C) | Unknown | Unknown | NO | NONE | DISTRIBUTION | TNB | KUALA SELANGOR | NO | Unknown |  |  |  | NO | [8 empty] | S01330 | NO | [7 empty] | 3
380565400 | S01327 |  |  |  | BKSL/PCE/J00131/MBRMU | 300345720 | Existing | RYB |  |  | CLOSED | CLOSED | LINK |  | 11 kV |  | 2006-11-10 |  |  |  |  | MERLIN GERIN |  |  | BAZAR SG BULOH | Unknown | Unknown | NO | NONE | DISTRIBUTION | TNB | KUALA SELANGOR | NO | Unknown |  |  |  | NO | [8 empty] | S01327 | NO | [7 empty] | 3
380565405 | S01325 |  |  |  | BKSL/PCE/J00131/MBRMU | 300345720 | Existing | RYB |  |  | CLOSED | CLOSED | LINK |  | 11 kV |  | 2006-11-10 |  |  |  |  | MERLIN GERIN |  |  | BAZAR SG BULOH | Unknown | Unknown | NO | NONE | DISTRIBUTION | TNB | KUALA SELANGOR | NO | Unknown |  |  |  | NO | [8 empty] | S01325 | NO | [7 empty] | 3
380565517 | S00288 |  |  |  | BKSL/PCE/J00114/MBRMU | 300345714 | Existing | RYB |  |  | CLOSED | CLOSED | LINK |  | 11 kV |  | 22/09/2006 |  |  |  |  | TAMCO |  |  | TMN SRI PERTAMA | Unknown | Unknown | NO | NONE | DISTRIBUTION | TNB | KUALA SELANGOR | NO | Unknown |  |  |  | NO | [8 empty] | S00288 | NO | [7 empty] | 3
380565521 | S00286 |  |  |  | BKSL/PCE/J00114/MBRMU | 300345714 | Existing | RYB |  |  | CLOSED | CLOSED | LINK |  | 11 kV |  | 22/09/2006 |  |  |  |  | TAMCO |  |  | TMN SRI PERTAMA | Unknown | Unknown | NO | NONE | DISTRIBUTION | TNB | KUALA SELANGOR | NO | Unknown |  |  |  | NO | [8 empty] | S00286 | NO | [7 empty] | 3
380565538 | S00285 |  |  |  | BKSL/PCE/J00114/MBRMU | 300345714 | Existing | RYB |  |  | OPEN | CLOSED | LINK |  | 11 kV |  | 22/09/2006 |  |  |  |  | TAMCO |  |  | TMN SRI PERTAMA | Unknown | Unknown | NO | NONE | DISTRIBUTION | TNB | KUALA SELANGOR | NO | Unknown |  |  |  | NO | [8 empty] | S00285 | NO | [7 empty] | 3
380565648 | S05436 |  |  |  | BKSL/PCE/J00574/MBRMU | 300313569 | Existing | RYB |  |  | CLOSED | CLOSED | LINK |  | 11 kV |  | 2008-10-12 |  |  |  |  | TAMCO |  |  | TESCO KUALA SELNGOR | Unknown | Unknown | NO | NONE | DISTRIBUTION | TNB | KUALA SELANGOR | NO | Unknown |  |  |  | NO | [8 empty] | S05436 | NO | [7 empty] | 3
380565654 | S05437 |  |  |  | BKSL/PCE/J00574/MBRMU | 300313569 | Existing | RYB |  |  | CLOSED | CLOSED | LINK |  | 11 kV |  | 2008-10-12 |  |  |  |  | TAMCO |  |  | TESCO KUALA SELNGOR | Unknown | Unknown | NO | NONE | DISTRIBUTION | TNB | KUALA SELANGOR | NO | Unknown |  |  |  | NO | [8 empty] | S05437 | NO | [7 empty] | 3
380565659 | S05438 |  |  |  | BKSL/PCE/J00574/MBRMU | 300313569 | Existing | RYB |  |  | CLOSED | CLOSED | LINK |  | 11 kV |  | 2008-10-12 |  |  |  |  | TAMCO |  |  | TESCO KUALA SELNGOR | Unknown | Unknown | NO | NONE | DISTRIBUTION | TNB | KUALA SELANGOR | NO | Unknown |  |  |  | NO | [8 empty] | S05438 | NO | [7 empty] | 3
380565667 | S00123 |  |  |  | BKSL/PCE/J00040/MBRMU | 300345766 | Existing | RYB |  |  | CLOSED | CLOSED | LINK |  | 11 kV |  | 18/08/2006 |  |  |  |  | TAMCO |  |  | BT 2 JLN KLANG | Unknown | Unknown | NO | NONE | DISTRIBUTION | TNB | KUALA SELANGOR | NO | Unknown |  |  |  | NO | [8 empty] | S00123 | NO | [7 empty] | 3
380565672 | S00121 |  |  |  | BKSL/PCE/J00040/MBRMU | 300345766 | Existing | RYB |  |  | CLOSED | CLOSED | LINK |  | 11 kV |  | 18/08/2006 |  |  |  |  | TAMCO |  |  | BT 2 JLN KLANG | Unknown | Unknown | NO | NONE | DISTRIBUTION | TNB | KUALA SELANGOR | NO | Unknown |  |  |  | NO | [8 empty] | S00121 | NO | [7 empty] | 3
380565922 | S00126 |  |  |  | BKSL/PCE/J00045/MBRMU | 300345760 | Existing | RYB |  |  | CLOSED | CLOSED | LINK |  | 11 kV |  | 2006-11-07 |  |  |  |  | MERLIN GERIN |  |  | TMN RHU | Unknown | Unknown | NO | NONE | DISTRIBUTION | TNB | KUALA SELANGOR | NO | Unknown |  |  |  | NO | [8 empty] | S00126 | NO | [7 empty] | 3
380565927 | S00124 |  |  |  | BKSL/PCE/J00045/MBRMU | 300345760 | Existing | RYB |  |  | CLOSED | CLOSED | LINK |  | 11 kV |  | 2006-11-07 |  |  |  |  | MERLIN GERIN |  |  | TMN RHU | Unknown | Unknown | NO | NONE | DISTRIBUTION | TNB | KUALA SELANGOR | NO | Unknown |  |  |  | NO | [8 empty] | S00124 | NO | [7 empty] | 3
380566038 | S05484 |  |  |  | BKSL/PCE/J00571/MBRMU | 300313571 | Existing | RYB |  |  | CLOSED | CLOSED | LINK |  | 11 kV |  | 14/02/2008 |  |  |  |  | TAMCO |  |  | TMN SERINDIT | Unknown | Unknown | NO | NONE | DISTRIBUTION | TNB | KUALA SELANGOR | NO | Unknown |  |  |  | NO | [8 empty] | S05484 | NO | [7 empty] | 3
380566043 | S05482 |  |  |  | BKSL/PCE/J00571/MBRMU | 300313571 | Existing | RYB |  |  | CLOSED | CLOSED | LINK |  | 11 kV |  | 14/02/2008 |  |  |  |  | TAMCO |  |  | TMN SERINDIT | Unknown | Unknown | NO | NONE | DISTRIBUTION | TNB | KUALA SELANGOR | NO | Unknown |  |  |  | NO | [8 empty] | S05482 | NO | [7 empty] | 3
380566152 | S01344 |  |  |  | BKSL/PCE/J00048/MBRMU | 300345743 | Existing | RYB |  |  | CLOSED | CLOSED | LINK |  | 11 kV |  | 28/06/2006 | [7 empty] | TMN ASSAM JAWA (C) | Unknown | Unknown | NO | NONE | DISTRIBUTION | TNB | KUALA SELANGOR | NO | Unknown |  |  |  | NO | [8 empty] | S01344 | NO | [7 empty] | 3
380566157 | S01343 |  |  |  | BKSL/PCE/J00048/MBRMU | 300345743 | Existing | RYB |  |  | CLOSED | CLOSED | LINK |  | 11 kV |  | 28/06/2006 | [7 empty] | TMN ASSAM JAWA (C) | Unknown | Unknown | NO | NONE | DISTRIBUTION | TNB | KUALA SELANGOR | NO | Unknown |  |  |  | NO | [8 empty] | S01343 | NO | [7 empty] | 3
380566269 | S00131 |  |  |  | BKSL/PCE/J00047/MBRMU | 300345742 | Existing | RYB |  |  | CLOSED | CLOSED | LINK |  | 11 kV |  | 19/04/2006 |  |  |  |  | VEI |  |  | PEKAN ASSAM JAWA | Unknown | Unknown | NO | NONE | DISTRIBUTION | TNB | KUALA SELANGOR | NO | Unknown |  |  |  | NO | [8 empty] | S00131 | NO | [7 empty] | 3
380566273 | S00130 |  |  |  | BKSL/PCE/J00047/MBRMU | 300345742 | Existing | RYB |  |  | CLOSED | CLOSED | LINK |  | 11 kV |  | 19/04/2006 |  |  |  |  | VEI |  |  | PEKAN ASSAM JAWA | Unknown | Unknown | NO | NONE | DISTRIBUTION | TNB | KUALA SELANGOR | NO | Unknown |  |  |  | NO | [8 empty] | S00130 | NO | [7 empty] | 3
380566290 | S00133 |  |  |  | BKSL/PCE/J00047/MBRMU | 300345742 | Existing | RYB |  |  | CLOSED | CLOSED | LINK |  | 11 kV |  | 19/04/2006 |  |  |  |  | VEI |  |  | PEKAN ASSAM JAWA | Unknown | Unknown | NO | NONE | DISTRIBUTION | TNB | KUALA SELANGOR | NO | Unknown |  |  |  | NO | [8 empty] | S00133 | NO | [7 empty] | 3
380566393 | S01346 |  |  |  | BKSL/PCE/J00049/MBRMU | 300345740 | Existing | RYB |  |  | CLOSED | CLOSED | LINK |  | 11 kV |  | 22/03/2006 |  |  |  |  | MERLIN GERIN |  |  | TMN MULIA | Unknown | Unknown | NO | NONE | DISTRIBUTION | TNB | KUALA SELANGOR | NO | Unknown |  |  |  | NO | [8 empty] | S01346 | NO | [7 empty] | 3
380566398 | S01348 |  |  |  | BKSL/PCE/J00049/MBRMU | 300345740 | Existing | RYB |  |  | CLOSED | CLOSED | LINK |  | 11 kV |  | 22/03/2006 |  |  |  |  | MERLIN GERIN |  |  | TMN MULIA | Unknown | Unknown | NO | NONE | DISTRIBUTION | TNB | KUALA SELANGOR | NO | Unknown |  |  |  | NO | [8 empty] | S01348 | NO | [7 empty] | 3
380566509 | S01349 |  |  |  | BKSL/PCE/J00285/MBRMU1 | 300242421 | Existing | RYB |  |  | CLOSED | CLOSED | LINK |  | 11 kV |  | 15/12/1990 |  |  |  |  | VEI |  |  | TMN SELESA API API | Unknown | Unknown | NO | NONE | DISTRIBUTION | TNB | KUALA SELANGOR | NO | Unknown |  |  |  | NO | [8 empty] | S01349 | NO | [7 empty] | 3
380566514 | S01351 |  |  |  | BKSL/PCE/J00285/MBRMU1 | 300242421 | Existing | RYB |  |  | CLOSED | CLOSED | LINK |  | 11 kV |  | 15/12/1990 |  |  |  |  | VEI |  |  | TMN SELESA API API | Unknown | Unknown | NO | NONE | DISTRIBUTION | TNB | KUALA SELANGOR | NO | Unknown |  |  |  | NO | [8 empty] | S01351 | NO | [7 empty] | 3
380566626 | S05856 |  |  |  | BKSL/PCE/J00616/MBRMU | 300313530 | Existing | RYB |  | PMU KSGR: VCB 12 | CLOSED | CLOSED | LINK |  | 11 kV |  | 2005-11-10 |  |  |  |  | TAMCO |  |  | TAMAN BELIBIS | Unknown | Unknown | NO | NONE | DISTRIBUTION | TNB | KUALA SELANGOR | NO | Unknown |  |  |  | NO | [8 empty] | S05856 | NO | [7 empty] | 3
380566630 | S05557 |  |  |  | BKSL/PCE/J00616/MBRMU | 300313530 | Existing | RYB |  | S00094 PE LDG KSL | CLOSED | CLOSED | LINK |  | 11 kV |  | 2005-11-10 |  |  |  |  | TAMCO |  |  | TAMAN BELIBIS | Unknown | Unknown | NO | NONE | DISTRIBUTION | TNB | KUALA SELANGOR | NO | Unknown |  |  |  | NO | [8 empty] | S05557 | NO | [7 empty] | 3
380566647 | S05555 |  |  |  | BKSL/PCE/J00616/MBRMU | 300313530 | Existing | RYB |  | S00133 PE PEKAN ASSAM JAWA | OPEN | CLOSED | LINK |  | 11 kV |  | 2005-11-10 |  |  |  |  | TAMCO |  |  | TAMAN BELIBIS | Unknown | Unknown | NO | NONE | DISTRIBUTION | TNB | KUALA SELANGOR | NO | Unknown |  |  |  | NO | [8 empty] | S05555 | NO | [7 empty] | 3
380566748 | S00094 |  |  |  | BKSL/PCE/J00029/MBRMU1 | 300022039 | Existing | RYB |  | S05557 PE TAMAN BELIBIS | CLOSED | CLOSED | LINK |  | 11 kV |  | 19/02/1986 |  |  |  |  | INDKOM |  |  | LDG KSL | Unknown | Unknown | NO | NONE | DISTRIBUTION | TNB | KUALA SELANGOR | NO | Unknown |  |  |  | NO | [8 empty] | S00094 | NO | [7 empty] | 3
380566753 | S00092 |  |  |  | BKSL/PCE/J00029/MBRMU1 | 300022039 | Existing | RYB |  | S00089 PE PKNS SIME DARBY (TMN RAJAWALI) | CLOSED | CLOSED | LINK |  | 11 kV |  | 19/02/1986 |  |  |  |  | INDKOM |  |  | LDG KSL | Unknown | Unknown | NO | NONE | DISTRIBUTION | TNB | KUALA SELANGOR | NO | Unknown |  |  |  | NO | [8 empty] | S00092 | NO | [7 empty] | 3
380566864 | S00089 |  |  |  | BKSL/PCE/J00028/MBRMU | 300343255 | Existing | RYB |  | S00092 PE LDG KSL | CLOSED | CLOSED | LINK |  | 11 kV |  | 19/04/2011 |  |  |  |  | TAMCO |  |  | PKNS SIME DARBY (TMN RAJAWALI) | Unknown | Unknown | NO | NONE | DISTRIBUTION | TNB | KUALA SELANGOR | NO | Unknown |  |  |  | NO | [8 empty] | S00089 | NO | [7 empty] | 3
380566869 | S00091 |  |  |  | BKSL/PCE/J00028/MBRMU | 300343255 | Existing | RYB |  | S00089 PE PEKAN BKT ROTAN | CLOSED | CLOSED | LINK |  | 11 kV |  | 19/04/2011 |  |  |  |  | TAMCO |  |  | PKNS SIME DARBY (TMN RAJAWALI) | Unknown | Unknown | NO | NONE | DISTRIBUTION | TNB | KUALA SELANGOR | NO | Unknown |  |  |  | NO | [8 empty] | S00091 | NO | [7 empty] | 3
380567217 | S00076 |  |  |  | BKSL/PCE/J00024/MBRMU1 | 300022012 | Existing | RYB |  | S01339 PKNS BKT ROTAN (TMN KASAWARI) | CLOSED | CLOSED | LINK |  | 11 kV |  | 1998-11-10 |  |  |  |  | TAMCO |  |  | PEKAN BKT ROTAN | Unknown | Unknown | NO | NONE | DISTRIBUTION | TNB | KUALA SELANGOR | NO | Unknown |  |  |  | NO | [8 empty] | S00076 | NO | [7 empty] | 3
380567224 | S05434 |  |  |  | BKSL/PCE/J00024/MBRMU | 300342912 | Existing | RYB |  |  | CLOSED | CLOSED | LINK |  | 11 kV |  | 18/03/2009 |  |  |  |  | TAMCO |  |  | PEKAN BKT ROTAN | Unknown | Unknown | NO | NONE | DISTRIBUTION | TNB | KUALA SELANGOR | NO | Unknown |  |  |  | NO | [8 empty] | S05434 | NO | [7 empty] | 3
380567254 | S00075 |  |  |  | BKSL/PCE/J00024/MBRMU | 300342912 | Existing | RYB |  | S00074 PE LADANG KG KUANTAN | CLOSED | CLOSED | LINK |  | 11 kV |  | 18/03/2009 |  |  |  |  | TAMCO |  |  | PEKAN BKT ROTAN | Unknown | Unknown | NO | NONE | DISTRIBUTION | TNB | KUALA SELANGOR | NO | Unknown |  |  |  | NO | [8 empty] | S00075 | NO | [7 empty] | 3
380567445 | S00078 |  |  |  | BKSL/PCE/J00024/MBRMU | 300342912 | Existing | RYB |  | S00091 PKNS SIME DARBY (TMN RAJAWALI) | CLOSED | CLOSED | LINK |  | 11 kV |  | 18/03/2009 |  |  |  |  | TAMCO |  |  | PEKAN BKT ROTAN | Unknown | Unknown | NO | NONE | DISTRIBUTION | TNB | KUALA SELANGOR | Unknown |  |  |  |  | NO | [8 empty] | S00078 | NO | [7 empty] | 3
380567457 | S05433 |  |  |  | BKSL/PCE/J00024/MBRMU1 | 300022012 | Existing | RYB |  |  | CLOSED |  | LINK |  | 11 kV |  | 1998-11-10 |  |  |  |  | TAMCO |  |  | PEKAN BKT ROTAN | Unknown | Unknown | Unknown | Unknown | DISTRIBUTION | TNB | KUALA SELANGOR | Unknown |  |  |  |  | Unknown | [8 empty] | S05433 | [8 empty] | 3
380567465 | S05281 |  |  |  | BKSL/PCE/J00548/MBRMU | 300313556 | Existing | RYB |  |  | CLOSED | CLOSED | LINK |  | 11 kV |  | 20/09/2009 |  |  |  |  | VEI |  |  | TMN BENDAHARA NO 4 | Unknown | Unknown | NO | NONE | DISTRIBUTION | TNB | KUALA SELANGOR | NO | Unknown |  |  |  | NO | [8 empty] | S05281 | NO | [7 empty] | 3
380567482 | S05284 |  |  |  | BKSL/PCE/J00548/MBRMU | 300313556 | Existing | RYB |  |  | CLOSED | CLOSED | LINK |  | 11 kV |  | 20/09/2009 |  |  |  |  | VEI |  |  | TMN BENDAHARA NO 4 | Unknown | Unknown | NO | NONE | DISTRIBUTION | TNB | KUALA SELANGOR | NO | Unknown |  |  |  | NO | [8 empty] | S05284 | NO | [7 empty] | 3
380585823 | S00326 |  |  |  | BKSL/PCE/J00181/MBRMU1 | 300228847 | Existing | RYB |  | S01459 PE BGN PASIR TG KARANG | CLOSED | CLOSED | LINK |  | 11 kV |  | 22/09/1983 |  |  |  |  | FALCON BETA |  |  | KIM LIAN HUAT | Unknown | Unknown | NO | NONE | DISTRIBUTION | TNB | KUALA SELANGOR | NO | Unknown |  |  |  | NO | [8 empty] | S00326 | NO | [7 empty] | 3
380585827 | S00328 |  |  |  | BKSL/PCE/J00181/MBRMU1 | 300228847 | Existing | RYB |  | S01456 PE TMN MAKMUR | CLOSED | CLOSED | LINK |  | 11 kV |  | 22/09/1983 |  |  |  |  | FALCON BETA |  |  | KIM LIAN HUAT | Unknown | Unknown | NO | NONE | DISTRIBUTION | TNB | KUALA SELANGOR | NO | Unknown |  |  |  | NO | [8 empty] | S00328 | NO | [7 empty] | 3
380585844 | S00325 |  |  |  | BKSL/PCE/J00181/MBRMU1 | 300228847 | Existing | RYB |  | S00333 PE TG KARANG DEVELOPMENT | CLOSED | CLOSED | LINK |  | 11 kV |  | 22/09/1983 |  |  |  |  | FALCON BETA |  |  | KIM LIAN HUAT | Unknown | Unknown | NO | NONE | DISTRIBUTION | TNB | KUALA SELANGOR | NO | Unknown |  |  |  | NO | [8 empty] | S00325 | NO | [7 empty] | 3
380585945 | S01459 |  |  |  | BKSL/PCE/J00457/MBRMU1 | 300228852 | Existing | RYB |  | S00326 PE KIM LIAN HUAT | CLOSED | CLOSED | LINK |  | 11 kV |  | 14/11/1999 |  |  |  |  | FALCON BETA |  |  | BGN PASIR TG KARANG | Unknown | Unknown | NO | NONE | DISTRIBUTION | TNB | KUALA SELANGOR | NO | Unknown |  |  |  | NO | [8 empty] | S01459 | NO | [7 empty] | 3
380585950 | S01461 |  |  |  | BKSL/PCE/J00457/MBRMU1 | 300228852 | Existing | RYB |  | SPUR | OPEN | CLOSED | LINK |  | 11 kV |  | 14/11/1999 |  |  |  |  | FALCON BETA |  |  | BGN PASIR TG KARANG | Unknown | Unknown | NO | NONE | DISTRIBUTION | TNB | KUALA SELANGOR | NO | Unknown |  |  |  | NO | [8 empty] | S01461 | NO | [7 empty] | 3
380586060 | S00333 |  |  |  | BKSL/PCE/J00182/MBS00331 | 300022692 | Existing | RYB |  | S00325 PE KIM LIAN HUAT | CLOSED | CLOSED | LINK |  | 11 kV |  | 1984-10-10 | [7 empty] | TG KARANG DEVELOPMENT | Unknown | Unknown | NO | NONE | DISTRIBUTION | TNB | KUALA SELANGOR | NO | Unknown |  |  |  | NO | [8 empty] | S00333 | NO | [7 empty] | 3
380586077 | S00331 |  |  |  | BKSL/PCE/J00182/MBS00331 | 300022692 | Existing | RYB |  | S01462 PE PKPS TG KARANG | CLOSED | CLOSED | LINK |  | 11 kV |  | 1984-10-10 | [7 empty] | TG KARANG DEVELOPMENT | Unknown | Unknown | NO | NONE | DISTRIBUTION | TNB | KUALA SELANGOR | NO | Unknown |  |  |  | NO | [8 empty] | S00331 | NO | [7 empty] | 3
380586275 | S01463 |  |  |  | BKSL/PCE/J00184/MBRMU1 | 300022706 | Existing | RYB |  | S00338 PE PASARAYA BILLION | CLOSED | CLOSED | LINK |  | 11 kV |  | 1975-10-12 |  |  |  |  | TAMCO |  |  | PKPS TG KARANG | Unknown | Unknown | NO | NONE | DISTRIBUTION | TNB | KUALA SELANGOR | NO | Unknown |  |  |  | NO | [8 empty] | S01463 | NO | [7 empty] | 3
380586280 | S01462 |  |  |  | BKSL/PCE/J00184/MBRMU1 | 300022706 | Existing | RYB |  | S00331 PE TG KARANG DEVELOPMENT | CLOSED | CLOSED | LINK |  | 11 kV |  | 1975-10-12 |  |  |  |  | TAMCO |  |  | PKPS TG KARANG | Unknown | Unknown | NO | NONE | DISTRIBUTION | TNB | KUALA SELANGOR | NO | Unknown |  |  |  | NO | [8 empty] | S01462 | NO | [7 empty] | 3
380586391 | S05744 |  |  |  | BKSL/PCE/J00185/MB01 | 300022709 | Existing | RYB |  | S00334 PE HOSPITAL TG KARANG | CLOSED | CLOSED | LINK |  | 11 kV |  | 14/02/1996 |  |  |  |  | FALCON BETA |  |  | PASARAYA BILLION | Unknown | Unknown | NO | NONE | DISTRIBUTION | TNB | KUALA SELANGOR | NO | Unknown |  |  |  | NO | [8 empty] | S05744 | NO | [7 empty] | 3
380586395 | S00340 |  |  |  | BKSL/PCE/J00185/MB01 | 300022709 | Existing | RYB |  | S00341 PE PEKAN TG KARANG (RIVER SIDE) | CLOSED | CLOSED | LINK |  | 11 kV |  | 14/02/1996 |  |  |  |  | FALCON BETA |  |  | PASARAYA BILLION | Unknown | Unknown | NO | NONE | DISTRIBUTION | TNB | KUALA SELANGOR | NO | Unknown |  |  |  | NO | [8 empty] | S00340 | NO | [7 empty] | 3
380586412 | S00338 |  |  |  | BKSL/PCE/J00185/MB01 | 300022709 | Existing | RYB |  | S01463 PE PKPS TG KARANG | CLOSED | CLOSED | LINK |  | 11 kV |  | 14/02/1996 |  |  |  |  | FALCON BETA |  |  | PASARAYA BILLION | Unknown | Unknown | NO | NONE | DISTRIBUTION | TNB | KUALA SELANGOR | NO | Unknown |  |  |  | NO | [8 empty] | S00338 | NO | [7 empty] | 3
380586599 | S01474 |  |  |  | BKSL/PCE/J00191/MB01 | 300022744 | Existing | RYB |  | S00355 PE JKR LOW COST | CLOSED | CLOSED | LINK |  | 11 kV |  | 18/08/1998 | [7 empty] | UKM | Unknown | Unknown | NO | NONE | DISTRIBUTION | TNB | KUALA SELANGOR | NO | Unknown |  |  |  | NO | [8 empty] | S01474 | NO | [7 empty] | 3
380586604 | S01476 |  |  |  | BKSL/PCE/J00191/MB01 | 300022744 | Existing | RYB |  | S01479 PE SG KAJANG | CLOSED | CLOSED | LINK |  | 11 kV |  | 18/08/1998 | [7 empty] | UKM | Unknown | Unknown | NO | NONE | DISTRIBUTION | TNB | KUALA SELANGOR | NO | Unknown |  |  |  | NO | [8 empty] | S01476 | NO | [7 empty] | 3
380586631 | S01479 |  |  |  | BKSL/PCE/J00192/MB01 | 300022750 | Existing | RYB |  | S01476 PE UKM | CLOSED | CLOSED | LINK |  | 11 kV |  | 22/09/2000 |  |  |  |  | FALCON BETA |  |  | SG KAJANG | Unknown | Unknown | NO | NONE | DISTRIBUTION | TNB | KUALA SELANGOR | NO | Unknown |  |  |  | NO | [8 empty] | S01479 | NO | [7 empty] | 3
380586636 | S01478 |  |  |  | BKSL/PCE/J00192/MB01 | 300022750 | Existing | RYB |  | S01480 PE PPRT SG KAJANG | CLOSED | CLOSED | LINK |  | 11 kV |  | 22/09/2000 |  |  |  |  | FALCON BETA |  |  | SG KAJANG | Unknown | Unknown | NO | NONE | DISTRIBUTION | TNB | KUALA SELANGOR | NO | Unknown |  |  |  | NO | [8 empty] | S01478 | NO | [7 empty] | 3
380586748 | S01480 |  |  |  | BKSL/PCE/J00193/MB01 | 300022756 | Existing | RYB |  | S01478 PE SG KAJANG | CLOSED | CLOSED | LINK |  | 11 kV |  | 2000-11-10 |  |  |  |  | FALCON BETA |  |  | PPRT SG KAJANG | Unknown | Unknown | NO | NONE | DISTRIBUTION | TNB | KUALA SELANGOR | NO | Unknown |  |  |  | NO | [8 empty] | S01480 | NO | [7 empty] | 3
380586752 | S05729 |  |  |  | BKSL/PCE/J00193/MB01 | 300022756 | Existing | RYB |  | S01490 PE TMN RADIN JAYA NO 2 | CLOSED | CLOSED | LINK |  | 11 kV |  | 2000-11-10 |  |  |  |  | FALCON BETA |  |  | PPRT SG KAJANG | Unknown | Unknown | NO | NONE | DISTRIBUTION | TNB | KUALA SELANGOR | NO | Unknown |  |  |  | NO | [8 empty] | S05729 | NO | [7 empty] | 3
380586769 | S01482 |  |  |  | BKSL/PCE/J00193/MB01 | 300022756 | Existing | RYB |  | S01483 PE BAGAN TANJUNG KARANG | CLOSED | CLOSED | LINK |  | 11 kV |  | 2000-11-10 |  |  |  |  | FALCON BETA |  |  | PPRT SG KAJANG | Unknown | Unknown | NO | NONE | DISTRIBUTION | TNB | KUALA SELANGOR | NO | Unknown |  |  |  | NO | [8 empty] | S01482 | NO | [7 empty] | 3
380586869 | S01483 |  |  |  | BKSL/PCE/J00194/MB01 | 300022762 | Existing | RYB |  | S01482 PE PPRT SG KAJANG | CLOSED | CLOSED | LINK |  | 11 kV |  | 14/11/1996 | [7 empty] | BGN SG KAJANG | Unknown | Unknown | NO | NONE | DISTRIBUTION | TNB | KUALA SELANGOR | NO | Unknown |  |  |  | NO | [8 empty] | S01483 | NO | [7 empty] | 3
380586874 | S01485 |  |  |  | BKSL/PCE/J00194/MB01 | 300022762 | Existing | RYB |  | SPUR | CLOSED | CLOSED | LINK |  | 11 kV |  | 14/11/1996 | [7 empty] | BGN SG KAJANG | Unknown | Unknown | NO | NONE | DISTRIBUTION | TNB | KUALA SELANGOR | NO | Unknown |  |  |  | NO | [8 empty] | S01485 | NO | [7 empty] | 3
380586895 | S01490 |  |  |  | BKSL/PCE/J00310/MBRMU1 | 300229318 | Existing | RYB |  | S05729 PE PPRT SG KAJANG | CLOSED | CLOSED | LINK |  | 11 kV |  | 22/03/1990 | [7 empty] | TMN RADIN JAYA NO 2 | Unknown | Unknown | NO | NONE | DISTRIBUTION | TNB | KUALA SELANGOR | NO | Unknown |  |  |  | NO | [8 empty] | S01490 | NO | [7 empty] | 3
380586900 | S01489 |  |  |  | BKSL/PCE/J00310/MBRMU1 | 300229318 | Existing | RYB |  | S01486 TMN RADIN JAYA NO 1 | CLOSED | CLOSED | LINK |  | 11 kV |  | 22/03/1990 | [7 empty] | TMN RADIN JAYA NO 2 | Unknown | Unknown | NO | NONE | DISTRIBUTION | TNB | KUALA SELANGOR | NO | Unknown |  |  |  | NO | [8 empty] | S01489 | NO | [7 empty] | 3
380587011 | S01486 |  |  |  | BKSL/PCE/J00254/MB01 | 300022965 | Existing | RYB |  | S01489 PE TMN RADIN JAYA NO 2 | CLOSED | CLOSED | LINK |  | 11 kV |  | 19/02/1990 | [7 empty] | TMN RADIN JAYA NO 1 | Unknown | Unknown | NO | NONE | DISTRIBUTION | TNB | KUALA SELANGOR | NO | Unknown |  |  |  | NO | [8 empty] | S01486 | NO | [7 empty] | 3
380587016 | S01488 |  |  |  | BKSL/PCE/J00254/MB01 | 300022965 | Existing | RYB |  | S05544 AADK TANJUNG KARANG | CLOSED | CLOSED | LINK |  | 11 kV |  | 19/02/1990 | [7 empty] | TMN RADIN JAYA NO 1 | Unknown | Unknown | NO | NONE | DISTRIBUTION | TNB | KUALA SELANGOR | NO | Unknown |  |  |  | NO | [8 empty] | S01488 | NO | [7 empty] | 3
380587133 | S05477 |  |  |  | BKSL/PCE/J00580/MBRMU | 300313440 | Existing | RYB |  | S00374 K/UDANG BGN TENGKORAK | OPEN | CLOSED | LINK |  | 11 kV |  | 18/03/2005 | [7 empty] | SEKOLAH PT 3 | Unknown | Unknown | NO | NONE | DISTRIBUTION | TNB | KUALA SELANGOR | NO | Unknown |  |  |  | NO | [8 empty] | S05477 | NO | [7 empty] | 3
380587138 | S05475 |  |  |  | BKSL/PCE/J00580/MBRMU | 300313440 | Existing | RYB |  | S00368 SW/STN BGN TENGKORAK | CLOSED | CLOSED | LINK |  | 11 kV |  | 18/03/2005 | [7 empty] | SEKOLAH PT 3 | Unknown | Unknown | NO | NONE | DISTRIBUTION | TNB | KUALA SELANGOR | NO | Unknown |  |  |  | NO | [8 empty] | S05475 | NO | [7 empty] | 3
380658827 | S00010 |  |  |  | BKSL/PCE/J00003/MBRMU1 | 300021920 | Existing | RYB |  |  | OPEN |  | LINK |  | 11 kV |  | 19/04/1999 |  |  |  |  | TAMCO |  |  | TLK PIAH | Unknown | Unknown | Unknown | Unknown | DISTRIBUTION | TNB | KUALA SELANGOR | Unknown |  |  |  |  | Unknown | [8 empty] | S00010 | [8 empty] | 3
380658840 | S05594 |  |  |  | BKSL/PCE/J00661/MBRMU | 300342896 | Existing | RYB |  |  | CLOSED | CLOSED | LINK |  | 11 kV |  | 2007-11-07 |  |  |  |  | TOPRANK |  |  | BANDAR BARU NO.5 | Unknown | Unknown | NO | NONE | DISTRIBUTION | TNB | KUALA SELANGOR | NO | Unknown |  |  |  | NO | [8 empty] | S05594 | NO | [7 empty] | 3
380658845 | S05592 |  |  |  | BKSL/PCE/J00661/MBRMU | 300342896 | Existing | RYB |  |  | CLOSED | CLOSED | LINK |  | 11 kV |  | 2007-11-07 |  |  |  |  | TOPRANK |  |  | BANDAR BARU NO.5 | Unknown | Unknown | NO | NONE | DISTRIBUTION | TNB | KUALA SELANGOR | NO | Unknown |  |  |  | NO | [8 empty] | S05592 | NO | [7 empty] | 3
380659035 | S01233 |  |  |  | BKSL/PCE/J00006/MBRMU1 | 300021935 | Existing | RYB |  |  | OPEN |  | LINK |  | 11 kV |  | 18/08/1985 |  |  |  |  | INDKOM |  |  | JLN KLINIK | Unknown | Unknown | Unknown | Unknown | DISTRIBUTION | TNB | KUALA SELANGOR | Unknown |  |  |  |  | Unknown | [8 empty] | S01233 | [8 empty] | 3
380659142 | S05653 | [5 empty] | Existing | RYB |  |  | CLOSED | CLOSED | LINK |  | 11 kV | [9 empty] | GIANT KSL | Unknown | Unknown | NO | NONE | DISTRIBUTION | TNB | KUALA SELANGOR | NO | Unknown |  |  |  | NO | [8 empty] | S05653 | NO | [7 empty] | 3
380659150 | S05652 | [5 empty] | Existing | RYB |  |  | CLOSED | CLOSED | LINK |  | 11 kV | [9 empty] | GIANT KSL | Unknown | Unknown | NO | NONE | DISTRIBUTION | TNB | KUALA SELANGOR | NO | Unknown |  |  |  | NO | [8 empty] | S05652 | NO | [7 empty] | 3
380659157 | S05649 | [5 empty] | Existing | RYB |  |  | CLOSED | CLOSED | LINK |  | 11 kV | [9 empty] | GIANT KSL | Unknown | Unknown | NO | NONE | DISTRIBUTION | TNB | KUALA SELANGOR | NO | Unknown |  |  |  | NO | [8 empty] | S05649 | NO | [7 empty] | 3
380659404 | S05672 |  |  |  | BKSL/PCE/J00368/MBRMU1 | 300540318 | Existing | RYB |  |  | CLOSED | CLOSED | LINK |  | 11 kV |  | 2015-01-01 |  |  |  |  | INDKOM |  |  | GOLDPAGE NO.3 | Unknown | Unknown | NO | NONE | DISTRIBUTION | TNB | KUALA SELANGOR | NO | Unknown |  |  |  | NO | [8 empty] | S05672 | NO | [7 empty] | 3
380659409 | S05674 |  |  |  | BKSL/PCE/J00368/MBRMU1 | 300540318 | Existing | RYB |  | S05695 STP PASIR PENAMBANG | CLOSED | CLOSED | LINK |  | 11 kV |  | 2015-01-01 |  |  |  |  | INDKOM |  |  | GOLDPAGE NO.3 | Unknown | Unknown | NO | NONE | DISTRIBUTION | TNB | KUALA SELANGOR | NO | Unknown |  |  |  | NO | [8 empty] | S05674 | NO | [7 empty] | 3
380659525 | S05768 |  |  |  | BKSL/PCE/J00841/MB1 | 300541048 | Existing | RYB |  |  | CLOSED | CLOSED | LINK |  | 11 kV |  | 2015-01-01 |  |  |  |  | INDKOM |  |  | PE TMN BOTANIK JLN 4 | Unknown | Unknown | NO | NONE | DISTRIBUTION | TNB | KUALA SELANGOR | NO | Unknown |  |  |  | NO | [8 empty] | S05768 | NO | [7 empty] | 3
380659542 | S05765 |  |  |  | BKSL/PCE/J00841/MB1 | 300541048 | Existing | RYB |  | S05697 STP PASIR PENAMBANG | CLOSED | CLOSED | LINK |  | 11 kV |  | 2015-01-01 |  |  |  |  | INDKOM |  |  | PE TMN BOTANIK JLN 4 | Unknown | Unknown | NO | NONE | DISTRIBUTION | TNB | KUALA SELANGOR | NO | Unknown |  |  |  | NO | [8 empty] | S05765 | NO | [7 empty] | 3
380671695 | S00100 |  |  |  | BKSL/PCE/J00093/MBRMU1 | 300022325 | Existing | RYB |  |  | CLOSED | CLOSED | LINK |  | 11 kV |  | 26/06/1994 |  |  |  |  | INDKOM |  |  | PKNS INDUSTRI (PERUSAHAAN RINGAN) | Unknown | Unknown | NO | NONE | DISTRIBUTION | TNB | KUALA SELANGOR | NO | Unknown |  |  |  | NO | [8 empty] | S00100 | NO | [7 empty] | 3
380671699 | S00098 |  |  |  | BKSL/PCE/J00093/MBRMU1 | 300022325 | Existing | RYB |  |  | CLOSED | CLOSED | LINK |  | 11 kV |  | 26/06/1994 |  |  |  |  | INDKOM |  |  | PKNS INDUSTRI (PERUSAHAAN RINGAN) | Unknown | Unknown | NO | NONE | DISTRIBUTION | TNB | KUALA SELANGOR | NO | Unknown |  |  |  | NO | [8 empty] | S00098 | NO | [7 empty] | 3
380671716 | S05694 |  |  |  | BKSL/PCE/J00093/MBRMU1 | 300022325 | Existing | RYB |  |  | OPEN | CLOSED | LINK |  | 11 kV |  | 26/06/1994 |  |  |  |  | INDKOM |  |  | PKNS INDUSTRI (PERUSAHAAN RINGAN) | Unknown | Unknown | NO | NONE | DISTRIBUTION | TNB | KUALA SELANGOR | NO | Unknown |  |  |  | NO | [8 empty] | S05694 | NO | [7 empty] | 3
380672012 | S09273 |  |  |  | BKSL/PCE/J00111/MBRMU | 300345710 | Existing | RYB |  |  | CLOSED | CLOSED | LINK |  | 11 kV |  | 26/06/2006 |  |  |  |  | TAMCO |  |  | BELB API-API | Unknown | Unknown | NO | NONE | DISTRIBUTION | TNB | KUALA SELANGOR | NO | Unknown |  |  |  | NO | [8 empty] | S09273 | NO | [7 empty] | 3
380672029 | S00275 |  |  |  | BKSL/PCE/J00111/MBRMU | 300345710 | Existing | RYB |  |  | CLOSED | CLOSED | LINK |  | 11 kV |  | 26/06/2006 |  |  |  |  | TAMCO |  |  | BELB API-API | Unknown | Unknown | NO | NONE | DISTRIBUTION | TNB | KUALA SELANGOR | NO | Unknown |  |  |  | NO | [8 empty] | S00275 | NO | [7 empty] | 3
380672462 | S05755 |  |  |  | BKSL/PCE/J00839/MBRMU | 300519500 | Existing | RYB |  |  | CLOSED | CLOSED | LINK |  | 11 kV |  | 2014-01-12 |  |  |  |  | TOPRANK |  |  | TMN MELAWATI CERGAS | Unknown | Unknown | NO | NONE | DISTRIBUTION | TNB | KUALA SELANGOR | NO | Unknown |  |  |  | NO | [8 empty] | S05755 | NO | [7 empty] | 3
380672470 | S05758 |  |  |  | BKSL/PCE/J00839/MBRMU | 300519500 | Existing | RYB |  |  | CLOSED | CLOSED | LINK |  | 11 kV |  | 2014-01-12 |  |  |  |  | TOPRANK |  |  | TMN MELAWATI CERGAS | Unknown | Unknown | NO | NONE | DISTRIBUTION | TNB | KUALA SELANGOR | NO | Unknown |  |  |  | NO | [8 empty] | S05758 | NO | [7 empty] | 3
380672477 | S05757 |  |  |  | BKSL/PCE/J00839/MBRMU | 300519500 | Existing | RYB |  |  | CLOSED | CLOSED | LINK |  | 11 kV |  | 2014-01-12 |  |  |  |  | TOPRANK |  |  | TMN MELAWATI CERGAS | Unknown | Unknown | NO | NONE | DISTRIBUTION | TNB | KUALA SELANGOR | NO | Unknown |  |  |  | NO | [8 empty] | S05757 | NO | [7 empty] | 3
380672701 | S00292 |  |  |  | BKSL/PCE/J00116/MBRMU1 | 300022450 | Existing | RYB |  |  | CLOSED | CLOSED | LINK |  | 11 kV |  | 27/11/1980 |  |  |  |  | TAMCO |  |  | BKT KUCING TAMBAHAN | Unknown | Unknown | NO | NONE | DISTRIBUTION | TNB | KUALA SELANGOR | NO | Unknown |  |  |  | NO | [8 empty] | S00292 | NO | [7 empty] | 3
380672706 | S00294 |  |  |  | BKSL/PCE/J00116/MBRMU1 | 300022450 | Existing | RYB |  |  | CLOSED | CLOSED | LINK |  | 11 kV |  | 27/11/1980 |  |  |  |  | TAMCO |  |  | BKT KUCING TAMBAHAN | Unknown | Unknown | NO | NONE | DISTRIBUTION | TNB | KUALA SELANGOR | NO | Unknown |  |  |  | NO | [8 empty] | S00294 | NO | [7 empty] | 3
380672821 | S05701 |  |  |  | BKSL/PCE/J00850/MBRMU1 | 300540500 | Existing | RYB |  |  | CLOSED | CLOSED | LINK |  | 11 kV |  | 2014-01-01 |  |  |  |  | ABB |  |  | TEXTILE CITY | Unknown | Unknown | NO | NONE | DISTRIBUTION | TNB | KUALA SELANGOR | NO | Unknown |  |  |  | NO | [8 empty] | S05701 | NO | [7 empty] | 3
380672838 | S05698 |  |  |  | BKSL/PCE/J00850/MBRMU1 | 300540500 | Existing | RYB |  |  | CLOSED | CLOSED | LINK |  | 11 kV |  | 2014-01-01 |  |  |  |  | ABB |  |  | TEXTILE CITY | Unknown | Unknown | NO | NONE | DISTRIBUTION | TNB | KUALA SELANGOR | NO | Unknown |  |  |  | NO | [8 empty] | S05698 | NO | [7 empty] | 3
380673053 | S05785 | [5 empty] | Existing | RYB |  |  | CLOSED | CLOSED | LINK |  | 11 kV | [9 empty] | TOYOTA SHOWROOM | Unknown | Unknown | NO | NONE | DISTRIBUTION | TNB | KUALA SELANGOR | NO | Unknown |  |  |  | NO | [8 empty] | S05785 | NO | [7 empty] | 3
380673058 | S05787 | [5 empty] | Existing | RYB |  |  | CLOSED | CLOSED | LINK |  | 11 kV | [9 empty] | TOYOTA SHOWROOM | Unknown | Unknown | NO | NONE | DISTRIBUTION | TNB | KUALA SELANGOR | NO | Unknown |  |  |  | NO | [8 empty] | S05787 | NO | [7 empty] | 3
380673188 | S05468 |  |  |  | BKSL/PCE/J00558/MBRMU | 300345771 | Existing | RYB |  |  | CLOSED | CLOSED | LINK |  | 11 kV |  | 20/09/2006 |  |  |  |  | VEI |  |  | MEDAN NIAGA KSL | Unknown | Unknown | NO | NONE | DISTRIBUTION | TNB | KUALA SELANGOR | NO | Unknown |  |  |  | NO | [8 empty] | S05468 | NO | [7 empty] | 3
380673205 | S05471 |  |  |  | BKSL/PCE/J00558/MBRMU | 300345771 | Existing | RYB |  |  | CLOSED | CLOSED | LINK |  | 11 kV |  | 20/09/2006 |  |  |  |  | VEI |  |  | MEDAN NIAGA KSL | Unknown | Unknown | NO | NONE | DISTRIBUTION | TNB | KUALA SELANGOR | NO | Unknown |  |  |  | NO | [8 empty] | S05471 | NO | [7 empty] | 3
380673452 | S05455 |  |  |  | BKSL/PCE/J00566/MBRMU | 300313526 | Existing | RYB |  |  | CLOSED | CLOSED | LINK |  | 11 kV |  | 22/09/2005 | [7 empty] | TMN MELAWATI UTAMA | Unknown | Unknown | NO | NONE | DISTRIBUTION | TNB | KUALA SELANGOR | NO | Unknown |  |  |  | NO | [8 empty] | S05455 | NO | [7 empty] | 3
380673469 | S05452 |  |  |  | BKSL/PCE/J00566/MBRMU | 300313526 | Existing | RYB |  |  | CLOSED | CLOSED | LINK |  | 11 kV |  | 22/09/2005 | [7 empty] | TMN MELAWATI UTAMA | Unknown | Unknown | NO | NONE | DISTRIBUTION | TNB | KUALA SELANGOR | NO | Unknown |  |  |  | NO | [8 empty] | S05452 | NO | [7 empty] | 3
380673668 | S01313 |  |  |  | BKSL/PCE/J00129/MB01 | 300022518 | Existing | RYB |  |  | CLOSED | CLOSED | LINK |  | 11 kV |  | 26/06/1992 | [7 empty] | IKS NO 4 | Unknown | Unknown | NO | NONE | DISTRIBUTION | TNB | KUALA SELANGOR | NO | Unknown |  |  |  | NO | [8 empty] | S01313 | NO | [7 empty] | 3
380673673 | S01315 |  |  |  | BKSL/PCE/J00129/MB01 | 300022518 | Existing | RYB |  |  | CLOSED | CLOSED | LINK |  | 11 kV |  | 26/06/1992 | [7 empty] | IKS NO 4 | Unknown | Unknown | NO | NONE | DISTRIBUTION | TNB | KUALA SELANGOR | NO | Unknown |  |  |  | NO | [8 empty] | S01315 | NO | [7 empty] | 3
380673904 | S01309 |  |  |  | BKSL/PCE/J00128/MB01 | 300022511 | Existing | RYB |  |  | CLOSED | CLOSED | LINK |  | 11 kV |  | 20/05/1992 |  |  |  |  | ABB |  |  | IKS NO 3 | Unknown | Unknown | NO | NONE | DISTRIBUTION | TNB | KUALA SELANGOR | NO | Unknown |  |  |  | NO | [8 empty] | S01309 | NO | [7 empty] | 3
380673921 | S01311 |  |  |  | BKSL/PCE/J00128/MB01 | 300022511 | Existing | RYB |  |  | CLOSED | CLOSED | LINK |  | 11 kV |  | 20/05/1992 |  |  |  |  | ABB |  |  | IKS NO 3 | Unknown | Unknown | NO | NONE | DISTRIBUTION | TNB | KUALA SELANGOR | NO | Unknown |  |  |  | NO | [8 empty] | S01311 | NO | [7 empty] | 3
380674119 | S05738 |  |  |  | BKSL/PCE/J00358/MBRMU1 | 300540322 | Existing | RYB |  |  | CLOSED | CLOSED | LINK |  | 11 kV | [6 empty] | INDKOM |  |  | MEDIDATA | Unknown | Unknown | NO | NONE | DISTRIBUTION | TNB | KUALA SELANGOR | NO | Unknown |  |  |  | NO | [8 empty] | S05738 | NO | [7 empty] | 3
380674136 | S05740 |  |  |  | BKSL/PCE/J00358/MBRMU1 | 300540322 | Existing | RYB |  |  | CLOSED | CLOSED | LINK |  | 11 kV | [6 empty] | INDKOM |  |  | MEDIDATA | Unknown | Unknown | NO | NONE | DISTRIBUTION | TNB | KUALA SELANGOR | NO | Unknown |  |  |  | NO | [8 empty] | S05740 | NO | [7 empty] | 3
380674331 | S01308 |  |  |  | BKSL/PCE/J00127/MB01 | 300022505 | Existing | RYB |  |  | CLOSED | CLOSED | LINK |  | 11 kV |  | 19/04/1988 | [7 empty] | IKS NO 2 | Unknown | Unknown | NO | NONE | DISTRIBUTION | TNB | KUALA SELANGOR | NO | Unknown |  |  |  | NO | [8 empty] | S01308 | NO | [7 empty] | 3
380674336 | S01306 |  |  |  | BKSL/PCE/J00127/MB01 | 300022505 | Existing | RYB |  |  | CLOSED | CLOSED | LINK |  | 11 kV |  | 19/04/1988 | [7 empty] | IKS NO 2 | Unknown | Unknown | NO | NONE | DISTRIBUTION | TNB | KUALA SELANGOR | NO | Unknown |  |  |  | NO | [8 empty] | S01306 | NO | [7 empty] | 3
380674451 | S01305 |  |  |  | BKSL/PCE/J00126/MBRMU1 | 300022502 | Existing | RYB |  |  | CLOSED | CLOSED | LINK |  | 11 kV |  | 18/03/1983 | [7 empty] | IKS NO 1 | Unknown | Unknown | NO | NONE | DISTRIBUTION | TNB | KUALA SELANGOR | NO | Unknown |  |  |  | NO | [8 empty] | S01305 | NO | [7 empty] | 3
380674456 | S01303 |  |  |  | BKSL/PCE/J00126/MBRMU1 | 300022502 | Existing | RYB |  |  | CLOSED | CLOSED | LINK |  | 11 kV |  | 18/03/1983 | [7 empty] | IKS NO 1 | Unknown | Unknown | NO | NONE | DISTRIBUTION | TNB | KUALA SELANGOR | NO | Unknown |  |  |  | NO | [8 empty] | S01303 | NO | [7 empty] | 3
380674568 | S05842 |  |  |  | BKSL/PCE/J00391/MB1 | 300520564 | Existing | RYB |  |  | CLOSED | CLOSED | LINK |  | 11 kV |  | 2015-01-01 | [7 empty] | MAJLIS AGAMA ISLAM SELANGOR (MAIS) | Unknown | Unknown | NO | NONE | DISTRIBUTION | TNB | KUALA SELANGOR | NO | Unknown |  |  |  | NO | [8 empty] | S05842 | NO | [7 empty] | 3
380674573 | S05844 |  |  |  | BKSL/PCE/J00391/MB1 | 300520564 | Existing | RYB |  |  | CLOSED | CLOSED | LINK |  | 11 kV |  | 2015-01-01 | [7 empty] | MAJLIS AGAMA ISLAM SELANGOR (MAIS) | Unknown | Unknown | NO | NONE | DISTRIBUTION | TNB | KUALA SELANGOR | NO | Unknown |  |  |  | NO | [8 empty] | S05844 | NO | [7 empty] | 3
380674687 | S05491 |  |  |  | BKSL/PCE/J00582/MBRMU | 300313540 | Existing | RYB |  |  | CLOSED | CLOSED | LINK |  | 11 kV |  | 14/11/2007 |  |  |  |  | TAMCO |  |  | TMN YAYASAN | Unknown | Unknown | NO | NONE | DISTRIBUTION | TNB | KUALA SELANGOR | NO | Unknown |  |  |  | NO | [8 empty] | S05491 | NO | [7 empty] | 3
380674692 | S05489 |  |  |  | BKSL/PCE/J00582/MBRMU | 300313540 | Existing | RYB |  |  | CLOSED | CLOSED | LINK |  | 11 kV |  | 14/11/2007 |  |  |  |  | TAMCO |  |  | TMN YAYASAN | Unknown | Unknown | NO | NONE | DISTRIBUTION | TNB | KUALA SELANGOR | NO | Unknown |  |  |  | NO | [8 empty] | S05489 | NO | [7 empty] | 3
380674950 | S01619 |  |  |  | BKSL/PCE/J00462/MBRMU | 300313542 | Existing | RYB |  |  | CLOSED | CLOSED | LINK |  | 11 kV |  | 15/12/2007 | [7 empty] | KOMPLEKS PERTANIAN | Unknown | Unknown | NO | NONE | DISTRIBUTION | TNB | KUALA SELANGOR | NO | Unknown |  |  |  | NO | [8 empty] | S01619 | NO | [7 empty] | 3
380674955 | S01620 |  |  |  | BKSL/PCE/J00462/MBRMU | 300313542 | Existing | RYB |  |  | CLOSED | CLOSED | LINK |  | 11 kV |  | 15/12/2007 | [7 empty] | KOMPLEKS PERTANIAN | Unknown | Unknown | NO | NONE | DISTRIBUTION | TNB | KUALA SELANGOR | NO | Unknown |  |  |  | NO | [8 empty] | S01620 | NO | [7 empty] | 3
380675065 | S05492 |  |  |  | BKSL/PCE/J00581/MBRMU | 300313544 | Existing | RYB |  |  | CLOSED | CLOSED | LINK |  | 11 kV |  | 22/03/2005 |  |  |  |  | TAMCO |  |  | TMN DESERAN MELAWATI NO 3 | Unknown | Unknown | NO | NONE | DISTRIBUTION | TNB | KUALA SELANGOR | NO | Unknown |  |  |  | NO | [8 empty] | S05492 | NO | [7 empty] | 3
380675070 | S05494 |  |  |  | BKSL/PCE/J00581/MBRMU | 300313544 | Existing | RYB |  |  | CLOSED | CLOSED | LINK |  | 11 kV |  | 22/03/2005 |  |  |  |  | TAMCO |  |  | TMN DESERAN MELAWATI NO 3 | Unknown | Unknown | NO | NONE | DISTRIBUTION | TNB | KUALA SELANGOR | NO | Unknown |  |  |  | NO | [8 empty] | S05494 | NO | [7 empty] | 3
380675182 | S05461 |  |  |  | BKSL/PCE/J00564/MBRMU | 300313546 | Existing | RYB |  |  | CLOSED | CLOSED | LINK |  | 11 kV |  | 19/04/2007 | [7 empty] | TMN BAYU PUTRA | Unknown | Unknown | NO | NONE | DISTRIBUTION | TNB | KUALA SELANGOR | NO | Unknown |  |  |  | NO | [8 empty] | S05461 | NO | [7 empty] | 3
380675187 | S05459 |  |  |  | BKSL/PCE/J00564/MBRMU | 300313546 | Existing | RYB |  |  | CLOSED | CLOSED | LINK |  | 11 kV |  | 19/04/2007 | [7 empty] | TMN BAYU PUTRA | Unknown | Unknown | NO | NONE | DISTRIBUTION | TNB | KUALA SELANGOR | NO | Unknown |  |  |  | NO | [8 empty] | S05459 | NO | [7 empty] | 3
380675299 | S01618 |  |  |  | BKSL/PCE/J00347/MBRMU1 | 300243125 | Existing | RYB |  |  | CLOSED | CLOSED | LINK |  | 11 kV |  | 28/06/1992 |  |  |  |  | TAMCO |  |  | TMN KOTA ALAM NO 2 | Unknown | Unknown | NO | NONE | DISTRIBUTION | TNB | KUALA SELANGOR | NO | Unknown |  |  |  | NO | [8 empty] | S01618 | NO | [7 empty] | 3
380675304 | S01617 |  |  |  | BKSL/PCE/J00347/MBRMU1 | 300243125 | Existing | RYB |  |  | CLOSED | CLOSED | LINK |  | 11 kV |  | 28/06/1992 |  |  |  |  | TAMCO |  |  | TMN KOTA ALAM NO 2 | Unknown | Unknown | NO | NONE | DISTRIBUTION | TNB | KUALA SELANGOR | NO | Unknown |  |  |  | NO | [8 empty] | S01617 | NO | [7 empty] | 3
380675415 | S01259 |  |  |  | BKSL/PCE/J00016/MBRMU1 | 300228340 | Existing | RYB |  |  | CLOSED | CLOSED | LINK |  | 11 kV |  | 18/08/1987 | [7 empty] | TMN KOTA ALAM | Unknown | Unknown | NO | NONE | DISTRIBUTION | TNB | KUALA SELANGOR | NO | Unknown |  |  |  | NO | [8 empty] | S01259 | NO | [7 empty] | 3
380675420 | S01257 |  |  |  | BKSL/PCE/J00016/MBRMU1 | 300228340 | Existing | RYB |  |  | CLOSED | CLOSED | LINK |  | 11 kV |  | 18/08/1987 | [7 empty] | TMN KOTA ALAM | Unknown | Unknown | NO | NONE | DISTRIBUTION | TNB | KUALA SELANGOR | NO | Unknown |  |  |  | NO | [8 empty] | S01257 | NO | [7 empty] | 3
380675531 | S01248 |  |  |  | BKSL/PCE/J00020/MBNN01 | 300021987 | Existing | RYB |  |  | CLOSED | CLOSED | LINK |  | 11 kV |  | 26/06/2003 | [7 empty] | KEMAS KSL | Unknown | Unknown | NO | NONE | DISTRIBUTION | TNB | KUALA SELANGOR | NO | Unknown |  |  |  | NO | [8 empty] | S01248 | NO | [7 empty] | 3
380675536 | S01249 |  |  |  | BKSL/PCE/J00020/MBNN01 | 300021987 | Existing | RYB |  |  | CLOSED | CLOSED | LINK |  | 11 kV |  | 26/06/2003 | [7 empty] | KEMAS KSL | Unknown | Unknown | NO | NONE | DISTRIBUTION | TNB | KUALA SELANGOR | NO | Unknown |  |  |  | NO | [8 empty] | S01249 | NO | [7 empty] | 3
380675647 | S01252 |  |  |  | BKSL/PCE/J00042/MBNN01 | 300022099 | Existing | RYB |  |  | CLOSED | CLOSED | LINK |  | 11 kV |  | 14/02/2002 | [7 empty] | PERPUSTAKAAN | Unknown | Unknown | NO | NONE | DISTRIBUTION | TNB | KUALA SELANGOR | NO | Unknown |  |  |  | NO | [8 empty] | S01252 | NO | [7 empty] | 3
380675652 | S01251 |  |  |  | BKSL/PCE/J00042/MBNN01 | 300022099 | Existing | RYB |  |  | CLOSED | CLOSED | LINK |  | 11 kV |  | 14/02/2002 | [7 empty] | PERPUSTAKAAN | Unknown | Unknown | NO | NONE | DISTRIBUTION | TNB | KUALA SELANGOR | NO | Unknown |  |  |  | NO | [8 empty] | S01251 | NO | [7 empty] | 3
380675763 | S01247 |  |  |  | BKSL/PCE/J00019/MBNN01 | 300021981 | Existing | RYB |  |  | CLOSED | CLOSED | LINK |  | 11 kV |  | 20/05/1980 |  |  |  |  | TAMCO |  |  | DEWAN SERBAGUNA (UMNO) | Unknown | Unknown | NO | NONE | DISTRIBUTION | TNB | KUALA SELANGOR | NO | Unknown |  |  |  | NO | [8 empty] | S01247 | NO | [7 empty] | 3
380675768 | S01245 |  |  |  | BKSL/PCE/J00019/MBNN01 | 300021981 | Existing | RYB |  |  | CLOSED | CLOSED | LINK |  | 11 kV |  | 20/05/1980 |  |  |  |  | TAMCO |  |  | DEWAN SERBAGUNA (UMNO) | Unknown | Unknown | NO | NONE | DISTRIBUTION | TNB | KUALA SELANGOR | NO | Unknown |  |  |  | NO | [8 empty] | S01245 | NO | [7 empty] | 3
380675877 | S05528 |  |  |  | BKSL/PCE/J00594/MBRMU | 300313551 | Existing | RYB |  |  | CLOSED | CLOSED | LINK |  | 11 kV |  | 2008-11-07 |  |  |  |  | VEI |  |  | MAHKAMAH SYARIAH KUALA SELANGOR | Unknown | Unknown | NO | NONE | DISTRIBUTION | TNB | KUALA SELANGOR | NO | Unknown |  |  |  | NO | [8 empty] | S05528 | NO | [7 empty] | 3
380675882 | S05526 |  |  |  | BKSL/PCE/J00594/MBRMU | 300313551 | Existing | RYB |  |  | OPEN | CLOSED | LINK |  | 11 kV |  | 2008-11-07 |  |  |  |  | VEI |  |  | MAHKAMAH SYARIAH KUALA SELANGOR | Unknown | Unknown | NO | NONE | DISTRIBUTION | TNB | KUALA SELANGOR | NO | Unknown |  |  |  | NO | [8 empty] | S05526 | NO | [7 empty] | 3
380675983 |  | KSGR-8(M) | 7028975 | 7029156 |  |  | Existing | RYB |  | S01313 IKS NO 4 | CLOSED | CLOSED | MAIN |  | Unknown | Unknown |  | 0 |  |  |  | Unknown |  |  | PMU KUALA SELANGOR 132/33/11kV | Unknown | Unknown | Unknown | Unknown | DISTRIBUTION | TNB | KUALA SELANGOR | Unknown |  |  |  |  | Unknown | [17 empty] | 3
380676201 | S00146 |  |  |  | BKSL/PCE/J00054/MBNN01 | 300022161 | Existing | RYB |  | S05441 PE TMN SIAKAP | CLOSED | CLOSED | LINK |  | 11 kV |  | 18/08/1990 |  |  |  |  | TAMCO |  |  | TMN SG BULOH | Unknown | Unknown | NO | NONE | DISTRIBUTION | TNB | KUALA SELANGOR | NO | Unknown |  |  |  | NO | [8 empty] | S00146 | NO | [7 empty] | 3
380676206 | S00148 |  |  |  | BKSL/PCE/J00054/MBNN01 | 300022161 | Existing | RYB |  | S01353 PE TMN BAWAL PUTIH | CLOSED | CLOSED | LINK |  | 11 kV |  | 18/08/1990 |  |  |  |  | TAMCO |  |  | TMN SG BULOH | Unknown | Unknown | NO | NONE | DISTRIBUTION | TNB | KUALA SELANGOR | NO | Unknown |  |  |  | NO | [8 empty] | S00148 | NO | [7 empty] | 3
380942226 | S00006 |  |  |  | BKSL/PCE/J00002/MBRMU1 | 300021914 | Existing | RYB |  |  | CLOSED | CLOSED | LINK |  | 11 kV |  | 22/03/1980 |  |  |  |  | TAMCO |  |  | BDR BARU NO 2 | Unknown | Unknown | NO | NONE | DISTRIBUTION | TNB | KUALA SELANGOR | NO | Unknown |  |  |  | NO | [8 empty] | S00006 | NO | [7 empty] | 3
380942231 | S00004 |  |  |  | BKSL/PCE/J00002/MBRMU1 | 300021914 | Existing | RYB |  |  | CLOSED | CLOSED | LINK |  | 11 kV |  | 22/03/1980 |  |  |  |  | TAMCO |  |  | BDR BARU NO 2 | Unknown | Unknown | NO | NONE | DISTRIBUTION | TNB | KUALA SELANGOR | NO | Unknown |  |  |  | NO | [8 empty] | S00004 | NO | [7 empty] | 3
380942348 | S01696 |  |  |  | BKSL/PCE/J00356/MBRMU1 | 300243253 | Existing | RYB |  |  | CLOSED | CLOSED | LINK |  | 11 kV |  | 18/08/1982 |  |  |  |  | VEI |  |  | TMN JAYA K.SEL | Unknown | Unknown | NO | NONE | DISTRIBUTION | TNB | KUALA SELANGOR | NO | Unknown |  |  |  | NO | [8 empty] | S01696 | NO | [7 empty] | 3
380942353 | S01697 |  |  |  | BKSL/PCE/J00356/MBRMU1 | 300243253 | Existing | RYB |  |  | CLOSED | CLOSED | LINK |  | 11 kV |  | 18/08/1982 |  |  |  |  | VEI |  |  | TMN JAYA K.SEL | Unknown | Unknown | NO | NONE | DISTRIBUTION | TNB | KUALA SELANGOR | NO | Unknown |  |  |  | NO | [8 empty] | S01697 | NO | [7 empty] | 3
380942475 | S00040 |  |  |  | BKSL/PCE/J00015/MBRMU1 | 300021966 | Existing | RYB |  |  | CLOSED | CLOSED | LINK |  | 11 kV |  | 14/02/1980 |  |  |  |  | INDKOM |  |  | TMN SIRAMBAI | Unknown | Unknown | NO | NONE | DISTRIBUTION | TNB | KUALA SELANGOR | NO | Unknown |  |  |  | NO | [8 empty] | S00040 | NO | [7 empty] | 3
380942480 | S00038 |  |  |  | BKSL/PCE/J00015/MBRMU1 | 300021966 | Existing | RYB |  |  | CLOSED | CLOSED | LINK |  | 11 kV |  | 14/02/1980 |  |  |  |  | INDKOM |  |  | TMN SIRAMBAI | Unknown | Unknown | NO | NONE | DISTRIBUTION | TNB | KUALA SELANGOR | NO | Unknown |  |  |  | NO | [8 empty] | S00038 | NO | [7 empty] | 3
380942599 | S01331 |  |  |  | BKSL/PCE/J00014/MBRMU1 | 300228334 | Existing | RYB |  |  | CLOSED | CLOSED | LINK |  | 11 kV |  | 1993-11-07 |  |  |  |  | TAMCO |  |  | TMN BENTARA | Unknown | Unknown | NO | NONE | DISTRIBUTION | TNB | KUALA SELANGOR | NO | Unknown |  |  |  | NO | [8 empty] | S01331 | NO | [7 empty] | 3
380942604 | S01332 |  |  |  | BKSL/PCE/J00014/MBRMU1 | 300228334 | Existing | RYB |  |  | CLOSED | CLOSED | LINK |  | 11 kV |  | 1993-11-07 |  |  |  |  | TAMCO |  |  | TMN BENTARA | Unknown | Unknown | NO | NONE | DISTRIBUTION | TNB | KUALA SELANGOR | NO | Unknown |  |  |  | NO | [8 empty] | S01332 | NO | [7 empty] | 3
380942722 | S05552 |  |  |  | BKSL/PCE/J00614/MBRMU | 300313492 | Existing | RYB |  |  | CLOSED | CLOSED | LINK |  | 11 kV |  | 20/09/2008 |  |  |  |  | INDKOM |  |  | SMK KUALA SELANGOR ( SI RAMBAI) | Unknown | Unknown | NO | NONE | DISTRIBUTION | TNB | KUALA SELANGOR | NO | Unknown |  |  |  | NO | [8 empty] | S05552 | NO | [7 empty] | 3
380942727 | S05554 |  |  |  | BKSL/PCE/J00614/MBRMU | 300313492 | Existing | RYB |  | S05730 TMN KSU FASA 5 NO.1 | CLOSED | CLOSED | LINK |  | 11 kV |  | 20/09/2008 |  |  |  |  | INDKOM |  |  | SMK KUALA SELANGOR ( SI RAMBAI) | Unknown | Unknown | NO | NONE | DISTRIBUTION | TNB | KUALA SELANGOR | NO | Unknown |  |  |  | NO | [8 empty] | S05554 | NO | [7 empty] | 3
380942958 | S05686 |  |  |  | BKSL/PCE/J00565/MBRMU | 300313481 | Existing | RYB |  | S05731 TMN KSU FASA 5 NO.1 | CLOSED | CLOSED | LINK |  | 11 kV |  | 19/04/2007 |  |  |  |  | TAMCO |  |  | TMN KUALA SELANGOR UTAMA | Unknown | Unknown | NO | NONE | DISTRIBUTION | TNB | KUALA SELANGOR | NO | Unknown |  |  |  | NO | [8 empty] | S05686 | NO | [7 empty] | 3
380942963 | S05688 |  |  |  | BKSL/PCE/J00565/MBRMU | 300313481 | Existing | RYB |  |  | CLOSED | CLOSED | LINK |  | 11 kV |  | 19/04/2007 |  |  |  |  | TAMCO |  |  | TMN KUALA SELANGOR UTAMA | Unknown | Unknown | NO | NONE | DISTRIBUTION | TNB | KUALA SELANGOR | NO | Unknown |  |  |  | NO | [8 empty] | S05688 | NO | [7 empty] | 3
380943086 | S00041 |  |  |  | BKSL/PCE/J00017/MBRMU1 | 300021969 | Existing | RYB |  |  | CLOSED | CLOSED | LINK |  | 11 kV |  | 18/03/2000 |  |  |  |  | TAMCO |  |  | TLK PENYAMUN | Unknown | Unknown | NO | NONE | DISTRIBUTION | TNB | KUALA SELANGOR | NO | Unknown |  |  |  | NO | [8 empty] | S00041 | NO | [7 empty] | 3
380943090 | S00044 |  |  |  | BKSL/PCE/J00017/MBRMU1 | 300021969 | Existing | RYB |  |  | CLOSED | CLOSED | LINK |  | 11 kV |  | 18/03/2000 |  |  |  |  | TAMCO |  |  | TLK PENYAMUN | Unknown | Unknown | NO | NONE | DISTRIBUTION | TNB | KUALA SELANGOR | NO | Unknown |  |  |  | NO | [8 empty] | S00044 | NO | [7 empty] | 3
380943107 | S00043 |  |  |  | BKSL/PCE/J00017/MBRMU1 | 300021969 | Existing | RYB |  |  | CLOSED | CLOSED | LINK |  | 11 kV |  | 18/03/2000 |  |  |  |  | TAMCO |  |  | TLK PENYAMUN | Unknown | Unknown | NO | NONE | DISTRIBUTION | TNB | KUALA SELANGOR | NO | Unknown |  |  |  | NO | [8 empty] | S00043 | NO | [7 empty] | 3
380943227 | S00045 |  |  |  | BKSL/PCE/J00018/MBRMU1 | 300021978 | Existing | RYB |  |  | CLOSED | CLOSED | LINK |  | 11 kV |  | 19/04/1980 |  |  |  |  | TAMCO |  |  | TLK PENYAMUN-Kg sepakat | Unknown | Unknown | NO | NONE | DISTRIBUTION | TNB | KUALA SELANGOR | NO | Unknown |  |  |  | NO | [8 empty] | S00045 | NO | [7 empty] | 3
380943232 | S00047 |  |  |  | BKSL/PCE/J00018/MBRMU1 | 300021978 | Existing | RYB |  |  | CLOSED | CLOSED | LINK |  | 11 kV |  | 19/04/1980 |  |  |  |  | TAMCO |  |  | TLK PENYAMUN-Kg sepakat | Unknown | Unknown | NO | NONE | DISTRIBUTION | TNB | KUALA SELANGOR | NO | Unknown |  |  |  | NO | [8 empty] | S00047 | NO | [7 empty] | 3
380943351 | S00048 |  |  |  | BKSL/PCE/J00021/MBRMU1 | 300021994 | Existing | RYB |  |  | CLOSED | CLOSED | LINK |  | 11 kV |  | 17/07/1992 |  |  |  |  | TAMCO |  |  | K/UDANG TLK PENYAMUN | Unknown | Unknown | NO | NONE | DISTRIBUTION | TNB | KUALA SELANGOR | NO | Unknown |  |  |  | NO | [8 empty] | S00048 | NO | [7 empty] | 3
380943356 | S01334 |  |  |  | BKSL/PCE/J00021/MBRMU1 | 300021994 | Existing | RYB |  |  | CLOSED | CLOSED | LINK |  | 11 kV |  | 17/07/1992 |  |  |  |  | TAMCO |  |  | K/UDANG TLK PENYAMUN | Unknown | Unknown | NO | NONE | DISTRIBUTION | TNB | KUALA SELANGOR | NO | Unknown |  |  |  | NO | [8 empty] | S01334 | NO | [7 empty] | 3
380943474 | S00052 |  |  |  | BKSL/PCE/J00022/MBRMU1 | 300021997 | Existing | RYB |  |  | CLOSED | CLOSED | LINK |  | 11 kV |  | 18/08/1996 | [7 empty] | KG KUANTAN | Unknown | Unknown | NO | NONE | DISTRIBUTION | TNB | KUALA SELANGOR | NO | Unknown |  |  |  | NO | [8 empty] | S00052 | NO | [7 empty] | 3
380943478 | S00055 |  |  |  | BKSL/PCE/J00022/MBRMU1 | 300021997 | Existing | RYB |  |  | CLOSED | CLOSED | LINK |  | 11 kV |  | 18/08/1996 | [7 empty] | KG KUANTAN | Unknown | Unknown | NO | NONE | DISTRIBUTION | TNB | KUALA SELANGOR | NO | Unknown |  |  |  | NO | [8 empty] | S00055 | NO | [7 empty] | 3
380943495 | S00053 |  |  |  | BKSL/PCE/J00022/MBRMU1 | 300021997 | Existing | RYB |  |  | OPEN | CLOSED | LINK |  | 11 kV |  | 18/08/1996 | [7 empty] | KG KUANTAN | Unknown | Unknown | NO | NONE | DISTRIBUTION | TNB | KUALA SELANGOR | NO | Unknown |  |  |  | NO | [8 empty] | S00053 | NO | [7 empty] | 3
380943606 | S00074 |  |  |  | BKSL/PCE/J00023/MBRMU1 | 300022005 | Existing | RYB |  |  | CLOSED | CLOSED | LINK |  | 11 kV |  | 22/09/1994 |  |  |  |  | INDKOM |  |  | LDG KG KUANTAN | Unknown | Unknown | NO | NONE | DISTRIBUTION | TNB | KUALA SELANGOR | NO | Unknown |  |  |  | NO | [8 empty] | S00074 | NO | [7 empty] | 3
380943611 | S00072 |  |  |  | BKSL/PCE/J00023/MBRMU1 | 300022005 | Existing | RYB |  |  | CLOSED | CLOSED | LINK |  | 11 kV |  | 22/09/1994 |  |  |  |  | INDKOM |  |  | LDG KG KUANTAN | Unknown | Unknown | NO | NONE | DISTRIBUTION | TNB | KUALA SELANGOR | NO | Unknown |  |  |  | NO | [8 empty] | S00072 | NO | [7 empty] | 3
380943728 | S05536 |  |  |  | BKSL/PCE/J00685/MBRMU2 | 300343371 | Existing | RYB |  |  | CLOSED | CLOSED | LINK |  | 11 kV |  | 2011-10-10 |  |  |  |  | TOPRANK |  |  | MEDAN NIAGA NO.2 | Unknown | Unknown | NO | NONE | DISTRIBUTION | TNB | KUALA SELANGOR | NO | Unknown |  |  |  | NO | [8 empty] | S05536 | NO | [7 empty] | 3
380943735 | S05538 |  |  |  | BKSL/PCE/J00685/MBRMU2 | 300343371 | Existing | RYB |  |  | CLOSED | CLOSED | LINK |  | 11 kV |  | 2011-10-10 |  |  |  |  | TOPRANK |  |  | MEDAN NIAGA NO.2 | Unknown | Unknown | NO | NONE | DISTRIBUTION | TNB | KUALA SELANGOR | NO | Unknown |  |  |  | NO | [8 empty] | S05538 | NO | [7 empty] | 3
380943739 | S05530 |  |  |  | BKSL/PCE/J00685/MBRMU | 300342907 | Existing | RYB |  |  | CLOSED | CLOSED | LINK |  | 11 kV |  | 27/11/2008 |  |  |  |  | TAMCO |  |  | MEDAN NIAGA NO.2 | Unknown | Unknown | NO | NONE | DISTRIBUTION | TNB | KUALA SELANGOR | NO | Unknown |  |  |  | NO | [8 empty] | S05530 | NO | [7 empty] | 3
380943765 | S05531 |  |  |  | BKSL/PCE/J00685/MBRMU | 300342907 | Existing | RYB |  |  | CLOSED | CLOSED | LINK |  | 11 kV |  | 27/11/2008 |  |  |  |  | TAMCO |  |  | MEDAN NIAGA NO.2 | Unknown | Unknown | NO | NONE | DISTRIBUTION | TNB | KUALA SELANGOR | NO | Unknown |  |  |  | NO | [8 empty] | S05531 | NO | [7 empty] | 3
380943965 | S05532 |  |  |  | BKSL/PCE/J00685/MBRMU | 300342907 | Existing | RYB |  |  | CLOSED |  | LINK |  | 11 kV |  | 27/11/2008 |  |  |  |  | TAMCO |  |  | MEDAN NIAGA NO.2 | Unknown | Unknown | Unknown | Unknown | DISTRIBUTION | TNB | KUALA SELANGOR | Unknown |  |  |  |  | Unknown | [8 empty] | S05532 | [8 empty] | 3
380943984 | S05741 |  |  |  | BKSL/PCE/J00851/MBRMU | 300515135 | Existing | RYB |  |  | CLOSED | CLOSED | LINK |  | 11 kV | [9 empty] | PADAT TAMAN SERI BENDAHARA | Unknown | Unknown | NO | NONE | DISTRIBUTION | TNB | KUALA SELANGOR | NO | Unknown |  |  |  | NO | [8 empty] | S05741 | NO | [7 empty] | 3
380943989 | S05743 |  |  |  | BKSL/PCE/J00851/MBRMU | 300515135 | Existing | RYB |  |  | CLOSED | CLOSED | LINK |  | 11 kV | [9 empty] | PADAT TAMAN SERI BENDAHARA | Unknown | Unknown | NO | NONE | DISTRIBUTION | TNB | KUALA SELANGOR | NO | Unknown |  |  |  | NO | [8 empty] | S05743 | NO | [7 empty] | 3
380944130 | S05751 | [5 empty] | Existing | RYB |  |  | CLOSED | CLOSED | LINK |  | 11 kV | [9 empty] | BNZ | Unknown | Unknown | NO | NONE | DISTRIBUTION | TNB | KUALA SELANGOR | NO | Unknown |  |  |  | NO | [8 empty] | S05751 | NO | [7 empty] | 3
380944137 | S00162 | [5 empty] | Existing | RYB |  |  | CLOSED | CLOSED | LINK |  | 11 kV | [9 empty] | BNZ | Unknown | Unknown | NO | NONE | DISTRIBUTION | TNB | KUALA SELANGOR | NO | Unknown |  |  |  | NO | [8 empty] | S00162 | NO | [7 empty] | 3
380944141 | S05750 |  |  |  | BKSL/PCE/J00102/MB01 | 300022368 | Existing | RYB |  |  | OPEN | CLOSED | LINK |  | 11 kV |  | 19/02/1997 |  |  |  |  | TAMCO |  |  | BNZ | Unknown | Unknown | NO | NONE | DISTRIBUTION | TNB | KUALA SELANGOR | NO | Unknown |  |  |  | NO | [8 empty] | S05750 | NO | [7 empty] | 3
380944167 | S00163 |  |  |  | BKSL/PCE/J00102/MB01 | 300022368 | Existing | RYB |  |  | CLOSED | CLOSED | LINK |  | 11 kV |  | 19/02/1997 |  |  |  |  | TAMCO |  |  | BNZ | Unknown | Unknown | NO | NONE | DISTRIBUTION | TNB | KUALA SELANGOR | NO | Unknown |  |  |  | NO | [8 empty] | S00163 | NO | [7 empty] | 3
380944736 | S05749 |  |  |  | BKSL/PCE/J00102/MB01 | 300022368 | Existing | RYB |  |  | CLOSED |  | LINK |  | 11 kV |  | 19/02/1997 |  |  |  |  | TAMCO |  |  | BNZ | Unknown | Unknown | Unknown | Unknown | DISTRIBUTION | TNB | KUALA SELANGOR | Unknown |  |  |  |  | Unknown | [8 empty] | S05749 | [8 empty] | 3
380944868 | S01272 |  |  |  | BKSL/PCE/J00106/MB01 | 300022397 | Existing | RYB |  |  | CLOSED | CLOSED | LINK |  | 11 kV |  | 1980-11-07 | [7 empty] | STADIUM NO 1 (TERBUKA) | Unknown | Unknown | NO | NONE | DISTRIBUTION | TNB | KUALA SELANGOR | NO | Unknown |  |  |  | NO | [8 empty] | S01272 | NO | [7 empty] | 3
380944873 | S01274 |  |  |  | BKSL/PCE/J00106/MB01 | 300022397 | Existing | RYB |  |  | CLOSED | CLOSED | LINK |  | 11 kV |  | 1980-11-07 | [7 empty] | STADIUM NO 1 (TERBUKA) | Unknown | Unknown | NO | NONE | DISTRIBUTION | TNB | KUALA SELANGOR | NO | Unknown |  |  |  | NO | [8 empty] | S01274 | NO | [7 empty] | 3
380972271 |  | KSGR-8(M) | 7028975 | 7029156 |  |  | Existing | RYB |  | S01313 IKS NO 4 | CLOSED | CLOSED | MAIN |  | Unknown | Unknown |  | 0 |  |  |  | Unknown |  |  | PMU KUALA SELANGOR 132/33/11kV | Unknown | Unknown | Unknown | Unknown | DISTRIBUTION | TNB | KUALA SELANGOR | Unknown |  |  |  |  | Unknown | [17 empty] | 3
380972340 | S00262 | [5 empty] | Existing | RYB |  |  | CLOSED | CLOSED | LINK |  | 11 kV | [9 empty] | BAGUS INDUSTRI | Unknown | Unknown | NO | NONE | DISTRIBUTION | TNB | KUALA SELANGOR | NO | Unknown |  |  |  | NO | [8 empty] | S00262 | NO | [7 empty] | 3
380972345 | S00260 | [5 empty] | Existing | RYB |  |  | CLOSED | CLOSED | LINK |  | 11 kV | [9 empty] | BAGUS INDUSTRI | Unknown | Unknown | NO | NONE | DISTRIBUTION | TNB | KUALA SELANGOR | NO | Unknown |  |  |  | NO | [8 empty] | S00260 | NO | [7 empty] | 3
380972467 | S00302 |  |  |  | BKSL/PCE/J00037/MBNN01 | 300022074 | Existing | RYB |  |  | CLOSED | CLOSED | LINK |  | 11 kV |  | 1979-10-10 | [7 empty] | KLG PLASTIK LIBEN LOT 1824 | Unknown | Unknown | NO | NONE | DISTRIBUTION | TNB | KUALA SELANGOR | NO | Unknown |  |  |  | NO | [8 empty] | S00302 | NO | [7 empty] | 3
380972472 | S00304 |  |  |  | BKSL/PCE/J00037/MBNN01 | 300022074 | Existing | RYB |  |  | CLOSED | CLOSED | LINK |  | 11 kV |  | 1979-10-10 | [7 empty] | KLG PLASTIK LIBEN LOT 1824 | Unknown | Unknown | NO | NONE | DISTRIBUTION | TNB | KUALA SELANGOR | NO | Unknown |  |  |  | NO | [8 empty] | S00304 | NO | [7 empty] | 3
380972593 | S01378 |  |  |  | BKSL/PCE/J00528/MBRMU | 300313512 | Existing | RYB |  |  | CLOSED | CLOSED | LINK |  | 11 kV |  | 20/05/2005 |  |  |  |  | VEI |  |  | LAY HONG NO 4 (SPG RAJA ABDULLAH) | Unknown | Unknown | NO | NONE | DISTRIBUTION | TNB | KUALA SELANGOR | NO | Unknown |  |  |  | NO | [8 empty] | S01378 | NO | [7 empty] | 3
380972598 | S01380 |  |  |  | BKSL/PCE/J00528/MBRMU | 300313512 | Existing | RYB |  |  | CLOSED | CLOSED | LINK |  | 11 kV |  | 20/05/2005 |  |  |  |  | VEI |  |  | LAY HONG NO 4 (SPG RAJA ABDULLAH) | Unknown | Unknown | NO | NONE | DISTRIBUTION | TNB | KUALA SELANGOR | NO | Unknown |  |  |  | NO | [8 empty] | S01380 | NO | [7 empty] | 3
380972721 | S01377 |  |  |  | BKSL/PCE/J00146/MBRMU1 | 300313588 | Existing | RYB |  |  | CLOSED | CLOSED | LINK |  | 11 kV |  | 15/12/2009 |  |  |  |  | TAMCO |  |  | LAY HONG (JLN RJ ABDULLAH)NO3 | Unknown | Unknown | NO | NONE | DISTRIBUTION | TNB | KUALA SELANGOR | NO | Unknown |  |  |  | NO | [8 empty] | S01377 | NO | [7 empty] | 3
380972726 | S01375 |  |  |  | BKSL/PCE/J00146/MBRMU1 | 300313588 | Existing | RYB |  |  | CLOSED | CLOSED | LINK |  | 11 kV |  | 15/12/2009 |  |  |  |  | TAMCO |  |  | LAY HONG (JLN RJ ABDULLAH)NO3 | Unknown | Unknown | NO | NONE | DISTRIBUTION | TNB | KUALA SELANGOR | NO | Unknown |  |  |  | NO | [8 empty] | S01375 | NO | [7 empty] | 3
380972848 | S00299 |  |  |  | BKSL/PCE/J00041/MBNN01 | 300022094 | Existing | RYB |  |  | CLOSED | CLOSED | LINK |  | 11 kV |  | 1990-10-12 |  |  |  |  | TAMCO |  |  | RAJA ABDULLAH | Unknown | Unknown | NO | NONE | DISTRIBUTION | TNB | KUALA SELANGOR | NO | Unknown |  |  |  | NO | [8 empty] | S00299 | NO | [7 empty] | 3
380972853 | S00301 |  |  |  | BKSL/PCE/J00041/MBNN01 | 300022094 | Existing | RYB |  |  | CLOSED | CLOSED | LINK |  | 11 kV |  | 1990-10-12 |  |  |  |  | TAMCO |  |  | RAJA ABDULLAH | Unknown | Unknown | NO | NONE | DISTRIBUTION | TNB | KUALA SELANGOR | NO | Unknown |  |  |  | NO | [8 empty] | S00301 | NO | [7 empty] | 3
380972974 | S05567 |  |  |  | BKSL/PCE/J00671/MBRMU1 | 300343323 | Existing | RYB |  |  | CLOSED | CLOSED | LINK |  | 11 kV |  | 2012-10-10 |  |  |  |  | VEI |  |  | CARPENWISE | Unknown | Unknown | NO | NONE | DISTRIBUTION | TNB | KUALA SELANGOR | NO | Unknown |  |  |  | NO | [8 empty] | S05567 | NO | [7 empty] | 3
380972979 | S05569 |  |  |  | BKSL/PCE/J00671/MBRMU1 | 300343323 | Existing | RYB |  |  | CLOSED | CLOSED | LINK |  | 11 kV |  | 2012-10-10 |  |  |  |  | VEI |  |  | CARPENWISE | Unknown | Unknown | NO | NONE | DISTRIBUTION | TNB | KUALA SELANGOR | NO | Unknown |  |  |  | NO | [8 empty] | S05569 | NO | [7 empty] | 3
380973122 | S05619 |  |  |  | BKSL/PCE/J00350/MBRMU1 | 300243152 | Existing | RYB |  |  | CLOSED | CLOSED | LINK |  | 11 kV |  | 20/09/1992 |  |  |  |  | INDKOM |  |  | MASJID PEKAN JERAM | Unknown | Unknown | NO | NONE | DISTRIBUTION | TNB | KUALA SELANGOR | NO | Unknown |  |  |  | NO | [8 empty] | S05619 | NO | [7 empty] | 3
380973127 | S05621 |  |  |  | BKSL/PCE/J00350/MBRMU1 | 300243152 | Existing | RYB |  |  | CLOSED | CLOSED | LINK |  | 11 kV |  | 20/09/1992 |  |  |  |  | INDKOM |  |  | MASJID PEKAN JERAM | Unknown | Unknown | NO | NONE | DISTRIBUTION | TNB | KUALA SELANGOR | NO | Unknown |  |  |  | NO | [8 empty] | S05621 | NO | [7 empty] | 3
380973277 | S01391 |  |  |  | BKSL/PCE/J00086/MBNN01 | 300022288 | Existing | RYB |  |  | CLOSED | CLOSED | LINK |  | 11 kV |  | 18/03/1997 |  |  |  |  | MERLIN GERIN |  |  | BALAI DAKWAH JERAM | Unknown | Unknown | NO | NONE | DISTRIBUTION | TNB | KUALA SELANGOR | NO | Unknown |  |  |  | NO | [8 empty] | S01391 | NO | [7 empty] | 3
380973282 | S01392 |  |  |  | BKSL/PCE/J00086/MBNN01 | 300022288 | Existing | RYB |  |  | CLOSED | CLOSED | LINK |  | 11 kV |  | 18/03/1997 |  |  |  |  | MERLIN GERIN |  |  | BALAI DAKWAH JERAM | Unknown | Unknown | NO | NONE | DISTRIBUTION | TNB | KUALA SELANGOR | NO | Unknown |  |  |  | NO | [8 empty] | S01392 | NO | [7 empty] | 3
380973491 | S01397 |  |  |  | BKSL/PCE/J00087/MBRMU1 | 300343325 | Existing | RYB |  |  | CLOSED | CLOSED | LINK |  | 11 kV |  | 22/09/1998 |  |  |  |  | TAMCO |  |  | HIRA' | Unknown | Unknown | NO | NONE | DISTRIBUTION | TNB | KUALA SELANGOR | NO | Unknown |  |  |  | NO | [8 empty] | S01397 | NO | [7 empty] | 3
380973496 | S01395 |  |  |  | BKSL/PCE/J00087/MBRMU1 | 300343325 | Existing | RYB |  |  | CLOSED | CLOSED | LINK |  | 11 kV |  | 22/09/1998 |  |  |  |  | TAMCO |  |  | HIRA' | Unknown | Unknown | NO | NONE | DISTRIBUTION | TNB | KUALA SELANGOR | NO | Unknown |  |  |  | NO | [8 empty] | S01395 | NO | [7 empty] | 3
380973615 | S00196 |  |  |  | BKSL/PCE/J00140/MBRMU1 | 300242532 | Existing | RYB |  |  | CLOSED | CLOSED | LINK |  | 11 kV |  | 19/04/2001 |  |  |  |  | TAMCO |  |  | MATAKKU | Unknown | Unknown | NO | NONE | DISTRIBUTION | TNB | KUALA SELANGOR | NO | Unknown |  |  |  | NO | [8 empty] | S00196 | NO | [7 empty] | 3
380973619 | S00198 |  |  |  | BKSL/PCE/J00140/MBRMU1 | 300242532 | Existing | RYB |  |  | CLOSED | CLOSED | LINK |  | 11 kV |  | 19/04/2001 |  |  |  |  | TAMCO |  |  | MATAKKU | Unknown | Unknown | NO | NONE | DISTRIBUTION | TNB | KUALA SELANGOR | NO | Unknown |  |  |  | NO | [8 empty] | S00198 | NO | [7 empty] | 3
380973636 | S00199 |  |  |  | BKSL/PCE/J00140/MBRMU1 | 300242532 | Existing | RYB |  |  | CLOSED | CLOSED | LINK |  | 11 kV |  | 19/04/2001 |  |  |  |  | TAMCO |  |  | MATAKKU | Unknown | Unknown | NO | NONE | DISTRIBUTION | TNB | KUALA SELANGOR | NO | Unknown |  |  |  | NO | [8 empty] | S00199 | NO | [7 empty] | 3
380973746 | S01398 |  |  |  | BKSL/PCE/J00311/MBRMU1 | 300241024 | Existing | RYB |  |  | CLOSED | CLOSED | LINK |  | 11 kV |  | 20/05/1993 |  |  |  |  | EPE |  |  | EYU BER EER NO 2 | Unknown | Unknown | NO | NONE | DISTRIBUTION | TNB | KUALA SELANGOR | NO | Unknown |  |  |  | NO | [8 empty] | S01398 | NO | [7 empty] | 3
380973751 | S01340 |  |  |  | BKSL/PCE/J00311/MBRMU1 | 300241024 | Existing | RYB |  |  | OPEN | CLOSED | LINK |  | 11 kV |  | 20/05/1993 |  |  |  |  | EPE |  |  | EYU BER EER NO 2 | Unknown | Unknown | NO | NONE | DISTRIBUTION | TNB | KUALA SELANGOR | NO | Unknown |  |  |  | NO | [8 empty] | S01340 | NO | [7 empty] | 3
380973880 | S05606 |  |  |  | BKSL/PCE/J00687/MBRMU | 300343265 | Existing | RYB |  |  | OPEN | CLOSED | LINK |  | 11 kV |  | 2012-10-10 |  |  |  |  | TAMCO |  |  | SMK BKT KUCHING TENGAH | Unknown | Unknown | NO | NONE | DISTRIBUTION | TNB | KUALA SELANGOR | NO | Unknown |  |  |  | NO | [8 empty] | S05606 | NO | [7 empty] | 3
380973885 | S05604 |  |  |  | BKSL/PCE/J00687/MBRMU | 300343265 | Existing | RYB |  |  | CLOSED | CLOSED | LINK |  | 11 kV |  | 2012-10-10 |  |  |  |  | TAMCO |  |  | SMK BKT KUCHING TENGAH | Unknown | Unknown | NO | NONE | DISTRIBUTION | TNB | KUALA SELANGOR | NO | Unknown |  |  |  | NO | [8 empty] | S05604 | NO | [7 empty] | 3
380980931 | S01339 |  |  |  | BKSL/PCE/J00025/MBNN01 | 300022015 | Existing | RYB |  | S00076 PE PEKAN BKT ROTAN | CLOSED | CLOSED | LINK |  | 11 kV |  | 14/11/2002 | [7 empty] | PKNS BKT ROTAN (TMN KASAWARI) | Unknown | Unknown | NO | NONE | DISTRIBUTION | TNB | KUALA SELANGOR | NO | Unknown |  |  |  | NO | [8 empty] | S01339 | NO | [7 empty] | 3
380980936 | S01340 |  |  |  | BKSL/PCE/J00025/MBNN01 | 300022015 | Existing | RYB |  | S00081 PE PETRONAS GAS | CLOSED | CLOSED | LINK |  | 11 kV |  | 14/11/2002 | [7 empty] | PKNS BKT ROTAN (TMN KASAWARI) | Unknown | Unknown | NO | NONE | DISTRIBUTION | TNB | KUALA SELANGOR | NO | Unknown |  |  |  | NO | [8 empty] | S01340 | NO | [7 empty] | 3
380981056 | S00081 |  |  |  | BKSL/PCE/J00027/MBRMU1 | 300022029 | Existing | RYB |  | S01340 PE PKNS BKT ROTAN (TMN KASAWARI) | CLOSED | CLOSED | LINK |  | 11 kV |  | 15/12/1994 |  |  |  |  | TAMCO |  |  | PETRONAS GAS | Unknown | Unknown | NO | NONE | DISTRIBUTION | TNB | KUALA SELANGOR | NO | Unknown |  |  |  | NO | [8 empty] | S00081 | NO | [7 empty] | 3
380981061 | S00083 |  |  |  | BKSL/PCE/J00027/MBRMU1 | 300022029 | Existing | RYB |  | S00084 PE LDG MONMOUTH | CLOSED | CLOSED | LINK |  | 11 kV |  | 15/12/1994 |  |  |  |  | TAMCO |  |  | PETRONAS GAS | Unknown | Unknown | NO | NONE | DISTRIBUTION | TNB | KUALA SELANGOR | NO | Unknown |  |  |  | NO | [8 empty] | S00083 | NO | [7 empty] | 3
380981174 | S00084 |  |  |  | BKSL/PCE/J00030/MBNN01 | 300022042 | Existing | RYB |  | S00083 PE PETRONAS GAS | CLOSED | CLOSED | LINK |  | 11 kV |  | 22/03/1980 |  |  |  |  | TAMCO |  |  | LDG MONMOUTH | Unknown | Unknown | NO | NONE | DISTRIBUTION | TNB | KUALA SELANGOR | NO | Unknown |  |  |  | NO | [8 empty] | S00084 | NO | [7 empty] | 3
380981179 | S00086 |  |  |  | BKSL/PCE/J00030/MBNN01 | 300022042 | Existing | RYB |  | S00088 PE LDG RAJAGIRI | CLOSED | CLOSED | LINK |  | 11 kV |  | 22/03/1980 |  |  |  |  | TAMCO |  |  | LDG MONMOUTH | Unknown | Unknown | NO | NONE | DISTRIBUTION | TNB | KUALA SELANGOR | NO | Unknown |  |  |  | NO | [8 empty] | S00086 | NO | [7 empty] | 3
380981300 | S00088 |  |  |  | BKSL/PCE/J00031/MBNN01 | 300022046 | Existing | RYB |  | S00086 PE LDG MONMOUTH | CLOSED | CLOSED | LINK |  | 11 kV |  | 19/04/1997 |  |  |  |  | TAMCO |  |  | LDG RAJAGIRI | Unknown | Unknown | NO | NONE | DISTRIBUTION | TNB | KUALA SELANGOR | NO | Unknown |  |  |  | NO | [8 empty] | S00088 | NO | [7 empty] | 3
380981304 | S00087 |  |  |  | BKSL/PCE/J00031/MBNN01 | 300022046 | Existing | RYB |  | S05546 PE PLAZA TOL LATAR (IJOK) | CLOSED | CLOSED | LINK |  | 11 kV |  | 19/04/1997 |  |  |  |  | TAMCO |  |  | LDG RAJAGIRI | Unknown | Unknown | NO | NONE | DISTRIBUTION | TNB | KUALA SELANGOR | NO | Unknown |  |  |  | NO | [8 empty] | S00087 | NO | [7 empty] | 3
380981321 | S05305 |  |  |  | BKSL/PCE/J00031/MBNN01 | 300022046 | Existing | RYB |  | R01804 PE TERNAKAN AYAM HING HONG | CLOSED | CLOSED | LINK |  | 11 kV |  | 19/04/1997 |  |  |  |  | TAMCO |  |  | LDG RAJAGIRI | Unknown | Unknown | NO | NONE | DISTRIBUTION | TNB | KUALA SELANGOR | NO | Unknown |  |  |  | NO | [8 empty] | S05305 | NO | [7 empty] | 3
380981431 | S05546 |  |  |  | BKSL/PCE/J00615/MBRMU | 300342911 | Existing | RYB |  | S00087 PE LDG RAJAGIRI | CLOSED | CLOSED | LINK |  | 11 kV |  | 14/02/2008 |  |  |  |  | TAMCO |  |  | PLAZA TOL LATAR (IJOK) | Unknown | Unknown | NO | NONE | DISTRIBUTION | TNB | KUALA SELANGOR | NO | Unknown |  |  |  | NO | [8 empty] | S05546 | NO | [7 empty] | 3
380981436 | S05548 |  |  |  | BKSL/PCE/J00615/MBRMU | 300342911 | Existing | RYB |  | S05598 PE REBAN AYAM HJ ISMAIL PT MAHANG | CLOSED | CLOSED | LINK |  | 11 kV |  | 14/02/2008 |  |  |  |  | TAMCO |  |  | PLAZA TOL LATAR (IJOK) | Unknown | Unknown | NO | NONE | DISTRIBUTION | TNB | KUALA SELANGOR | NO | Unknown |  |  |  | NO | [8 empty] | S05548 | NO | [7 empty] | 3
380981626 | S05598 |  |  |  | BKSL/PCE/J00660/MBRMU | 300342909 | Existing | RYB |  | S05548 PE PLAZA TOL LATAR (IJOK) | CLOSED | CLOSED | LINK |  | 11 kV |  | 2008-10-12 |  |  |  |  | TAMCO |  |  | REBAN AYAM HJ ISMAIL PT MAHANG | Unknown | Unknown | NO | NONE | DISTRIBUTION | TNB | KUALA SELANGOR | NO | Unknown |  |  |  | NO | [8 empty] | S05598 | NO | [7 empty] | 3
380981631 | S05600 |  |  |  | BKSL/PCE/J00660/MBRMU | 300342909 | Existing | RYB |  | S01452 PE PT MAHANG NO 2 | CLOSED | CLOSED | LINK |  | 11 kV |  | 2008-10-12 |  |  |  |  | TAMCO |  |  | REBAN AYAM HJ ISMAIL PT MAHANG | Unknown | Unknown | NO | NONE | DISTRIBUTION | TNB | KUALA SELANGOR | NO | Unknown |  |  |  | NO | [8 empty] | S05600 | NO | [7 empty] | 3
380998036 | S05735 |  |  |  | BKSL/PCE/J00550/MBRMU | 300313795 | Existing | RYB |  | S05405 PE PKNS TMN PEKERTI JERAM | CLOSED | CLOSED | LINK |  | 11 kV |  | 15/12/2011 |  |  |  |  | TAMCO |  |  | PUSAT PELUPUSAN SAMPAH JERAM | Unknown | Unknown | NO | NONE | DISTRIBUTION | TNB | KUALA SELANGOR | NO | Unknown |  |  |  | NO | [8 empty] | S05735 | NO | [7 empty] | 3
380998053 | S05734 |  |  |  | BKSL/PCE/J00550/MBRMU | 300313795 | Existing | RYB |  | S05609 KILANG SAWIT SIME DARBY | CLOSED | CLOSED | LINK |  | 11 kV |  | 15/12/2011 |  |  |  |  | TAMCO |  |  | PUSAT PELUPUSAN SAMPAH JERAM | Unknown | Unknown | NO | NONE | DISTRIBUTION | TNB | KUALA SELANGOR | NO | Unknown |  |  |  | NO | [8 empty] | S05734 | NO | [7 empty] | 3
380998261 | S05607 |  |  |  | BKSL/PCE/J00688/MBRMU | 300343263 | Existing | RYB |  | S05549 PE PADAT LDG TUAN MEE CHERAKAH | CLOSED | CLOSED | LINK |  | 11 kV |  | 2013-10-10 | [7 empty] | KILANG SAWIT SIME DARBY | Unknown | Unknown | NO | NONE | DISTRIBUTION | TNB | KUALA SELANGOR | NO | Unknown |  |  |  | NO | [8 empty] | S05607 | NO | [7 empty] | 3
380998266 | S05609 |  |  |  | BKSL/PCE/J00688/MBRMU | 300343263 | Existing | RYB |  |  | CLOSED | CLOSED | LINK |  | 11 kV |  | 2013-10-10 | [7 empty] | KILANG SAWIT SIME DARBY | Unknown | Unknown | NO | NONE | DISTRIBUTION | TNB | KUALA SELANGOR | NO | Unknown |  |  |  | NO | [8 empty] | S05609 | NO | [7 empty] | 3
380998394 | S00551 |  |  |  | BKSL/PCE/J00686/MBRMU | 300343256 | Existing | RYB |  | PMU BKPR 132/11 kV: CB14 | CLOSED | CLOSED | LINK |  | 11 kV |  | 2012-10-10 | [7 empty] | PADAT LDG TUAN MEE CHERAKAH | Unknown | Unknown | NO | NONE | DISTRIBUTION | TNB | KUALA SELANGOR | NO | Unknown |  |  |  | NO | [8 empty] | S00551 | NO | [7 empty] | 3
380998399 | S05549 |  |  |  | BKSL/PCE/J00686/MBRMU | 300343256 | Existing | RYB |  | S05607 PE KILANG SAWIT SIME DARBY | CLOSED | CLOSED | LINK |  | 11 kV |  | 2012-10-10 | [7 empty] | PADAT LDG TUAN MEE CHERAKAH | Unknown | Unknown | NO | NONE | DISTRIBUTION | TNB | KUALA SELANGOR | NO | Unknown |  |  |  | NO | [8 empty] | S05549 | NO | [7 empty] | 3
380998571 | S05520 |  |  |  | BKSL/PCE/J00592/MBRMU | 300313616 | Existing | RYB |  | S01443 PE QMAC REHON | CLOSED | CLOSED | LINK |  | 11 kV |  | 27/11/2008 |  |  |  |  | TAMCO |  |  | SOON LIEN FATT ENGINEERING | Unknown | Unknown | NO | NONE | DISTRIBUTION | TNB | KUALA SELANGOR | NO | Unknown |  |  |  | NO | [8 empty] | S05520 | NO | [7 empty] | 3
380998576 | S05522 |  |  |  | BKSL/PCE/J00592/MBRMU | 300313616 | Existing | RYB |  | S00251 PE WORLD STAR | CLOSED | CLOSED | LINK |  | 11 kV |  | 27/11/2008 |  |  |  |  | TAMCO |  |  | SOON LIEN FATT ENGINEERING | Unknown | Unknown | NO | NONE | DISTRIBUTION | TNB | KUALA SELANGOR | NO | Unknown |  |  |  | NO | [8 empty] | S05522 | NO | [7 empty] | 3
380998699 | S05927 |  |  |  | BKSL/PCE/J00431/MB1 | 310159661 | Existing | RYB |  | S05589 PE DETIK ATURAN | CLOSED | CLOSED | LINK |  | 11 kV | [9 empty] | KILANG PADI PUKAL | Unknown | Unknown | NO | NONE | DISTRIBUTION | TNB | KUALA SELANGOR | NO | Unknown |  |  |  | NO | [8 empty] | S05927 | NO | [7 empty] | 3
380998704 | S05929 |  |  |  | BKSL/PCE/J00431/MB1 | 310159661 | Existing | RYB |  | S05965 PE PDT JLN MAKMUR 4 | CLOSED | CLOSED | LINK |  | 11 kV | [9 empty] | KILANG PADI PUKAL | Unknown | Unknown | NO | NONE | DISTRIBUTION | TNB | KUALA SELANGOR | NO | Unknown |  |  |  | NO | [8 empty] | S05929 | NO | [7 empty] | 3
380998863 | S05588 |  |  |  | BKSL/PCE/J00662/MBVCB4 | 300346187 | Existing | Unknown |  |  | OPEN | OPEN | BUSBAR SECTION |  | 11 kV |  | 18/07/2011 |  |  |  |  | ITEM |  |  | DETIK ATURAN | Unknown | Unknown | NO | NONE | DISTRIBUTION | TNB | KUALA SELANGOR | NO | Unknown |  |  |  | NO | [8 empty] | S05588 | [8 empty] | 0
381002329 | S05819 |  |  |  | BKSL/PCE/J00379/MB1 | 300519858 | Existing | RYB |  |  | CLOSED | CLOSED | LINK |  | 11 kV | [9 empty] | KOLAM UDANG PARIT 3 | Unknown | Unknown | NO | NONE | DISTRIBUTION | TNB | KUALA SELANGOR | NO | Unknown |  |  |  | NO | [8 empty] | S05819 | NO | [7 empty] | 3
381002334 | S05818 |  |  |  | BKSL/PCE/J00379/MB1 | 300519858 | Existing | RYB |  |  | CLOSED | CLOSED | LINK |  | 11 kV | [9 empty] | KOLAM UDANG PARIT 3 | Unknown | Unknown | NO | NONE | DISTRIBUTION | TNB | KUALA SELANGOR | NO | Unknown |  |  |  | NO | [8 empty] | S05818 | NO | [7 empty] | 3
381002464 | S05790 | [5 empty] | Existing | RYB |  |  | CLOSED | CLOSED | LINK |  | 11 kV | [9 empty] | SITE A SEKINCHAN | Unknown | Unknown | NO | NONE | DISTRIBUTION | TNB | KUALA SELANGOR | NO | Unknown |  |  |  | NO | [8 empty] | S05790 | NO | [7 empty] | 3
381002469 | S05789 | [5 empty] | Existing | RYB |  |  | CLOSED | CLOSED | LINK |  | 11 kV | [9 empty] | SITE A SEKINCHAN | Unknown | Unknown | NO | NONE | DISTRIBUTION | TNB | KUALA SELANGOR | NO | Unknown |  |  |  | NO | [8 empty] | S05789 | NO | [7 empty] | 3
381002614 | S05676 | [5 empty] | Existing | RYB |  |  | CLOSED | CLOSED | LINK |  | 11 kV | [9 empty] | RUMAH KEDAI PUNCAK BISTARI | Unknown | Unknown | NO | NONE | DISTRIBUTION | TNB | KUALA SELANGOR | NO | Unknown |  |  |  | NO | [8 empty] | S05676 | NO | [7 empty] | 3
381002631 | S05673 | [5 empty] | Existing | RYB |  |  | CLOSED | CLOSED | LINK |  | 11 kV | [9 empty] | RUMAH KEDAI PUNCAK BISTARI | Unknown | Unknown | NO | NONE | DISTRIBUTION | TNB | KUALA SELANGOR | NO | Unknown |  |  |  | NO | [8 empty] | S05673 | NO | [7 empty] | 3
381015211 | R06151 |  |  |  | BKSL/PCE/J00774/MBRMU | 300344186 | Existing | RYB |  |  | CLOSED | CLOSED | LINK |  | 11 kV |  | 19/04/2004 |  |  |  |  | TAMCO |  |  | TS ENG WORK ALAM JAYA | Unknown | Unknown | NO | NONE | DISTRIBUTION | TNB | KUALA SELANGOR | NO | Unknown |  |  |  | NO | [8 empty] | R06151 | NO | [7 empty] | 3
381015216 | R06153 |  |  |  | BKSL/PCE/J00774/MBRMU | 300344186 | Existing | RYB |  |  | CLOSED | CLOSED | LINK |  | 11 kV |  | 19/04/2004 |  |  |  |  | TAMCO |  |  | TS ENG WORK ALAM JAYA | Unknown | Unknown | NO | NONE | DISTRIBUTION | TNB | KUALA SELANGOR | NO | Unknown |  |  |  | NO | [8 empty] | R06153 | NO | [7 empty] | 3
381015341 | R06931 |  |  |  | BKSL/PCE/J00879/MBRMU1 | 310526853 | Existing | RYB |  | R06930 IRON WORK 2/6 | CLOSED | CLOSED | LINK |  | 11 kV |  | 18/08/2006 |  |  |  |  | ITEM |  |  | YEAP JING FONG 2/6 | Unknown | Unknown | NO | NONE | DISTRIBUTION | TNB | KUALA SELANGOR | NO | Unknown |  |  |  | NO | [8 empty] | R06931 | NO | [7 empty] | 3
381015346 | R06933 |  |  |  | BKSL/PCE/J00879/MBRMU1 | 310526853 | Existing | RYB |  |  | CLOSED | CLOSED | LINK |  | 11 kV |  | 18/08/2006 |  |  |  |  | ITEM |  |  | YEAP JING FONG 2/6 | Unknown | Unknown | NO | NONE | DISTRIBUTION | TNB | KUALA SELANGOR | NO | Unknown |  |  |  | NO | [8 empty] | R06933 | NO | [7 empty] | 3
381015470 | R06522 |  |  |  | BKSL/PCE/J00828/MBRMU1 | 300431033 | Existing | RYB |  |  | CLOSED | CLOSED | LINK |  | 11 kV |  | 17/09/2013 |  |  |  |  | TAMCO |  |  | CHUA ENG PHUA | Unknown | Unknown | NO | NONE | DISTRIBUTION | TNB | KUALA SELANGOR | NO | Unknown |  |  |  | NO | [8 empty] | R06522 | NO | [7 empty] | 3
381015475 | R06524 |  |  |  | BKSL/PCE/J00828/MBRMU1 | 300431033 | Existing | RYB |  |  | CLOSED | CLOSED | LINK |  | 11 kV |  | 17/09/2013 |  |  |  |  | TAMCO |  |  | CHUA ENG PHUA | Unknown | Unknown | NO | NONE | DISTRIBUTION | TNB | KUALA SELANGOR | NO | Unknown |  |  |  | NO | [8 empty] | R06524 | NO | [7 empty] | 3
381015600 | R07574 | [5 empty] | Existing | RYB |  |  | CLOSED | CLOSED | LINK |  | 11 kV | [9 empty] | SANDARAN TIAJ 2/5 | Unknown | Unknown | NO | NONE | DISTRIBUTION | TNB | KUALA SELANGOR | NO | Unknown |  |  |  | NO | [8 empty] | R07574 | NO | [7 empty] | 3
381015605 | R07575 | [5 empty] | Existing | RYB |  |  | CLOSED | CLOSED | LINK |  | 11 kV | [9 empty] | SANDARAN TIAJ 2/5 | Unknown | Unknown | NO | NONE | DISTRIBUTION | TNB | KUALA SELANGOR | NO | Unknown |  |  |  | NO | [8 empty] | R07575 | NO | [7 empty] | 3
381015721 | R06359 |  |  |  | BKSL/PCE/J00786/MBRMU | 300344926 | Existing | RYB |  |  | CLOSED | CLOSED | LINK |  | 11 kV |  | 20/09/2006 |  |  |  |  | INDKOM |  |  | AIRSTATIC NO.1 POWDER COATING ENG | Unknown | Unknown | NO | NONE | DISTRIBUTION | TNB | KUALA SELANGOR | NO | Unknown |  |  |  | NO | [8 empty] | R06359 | NO | [7 empty] | 3
381015726 | R06361 |  |  |  | BKSL/PCE/J00786/MBRMU | 300344926 | Existing | RYB |  |  | CLOSED | CLOSED | LINK |  | 11 kV |  | 20/09/2006 |  |  |  |  | INDKOM |  |  | AIRSTATIC NO.1 POWDER COATING ENG | Unknown | Unknown | NO | NONE | DISTRIBUTION | TNB | KUALA SELANGOR | NO | Unknown |  |  |  | NO | [8 empty] | R06361 | NO | [7 empty] | 3
381015835 | R06356 |  |  |  | BKSL/PCE/J00787/MBRMU | 300344922 | Existing | RYB |  |  | CLOSED | CLOSED | LINK |  | 11 kV |  | 18/08/2006 |  |  |  |  | INDKOM |  |  | AIRSTATIC NO.2 POWDER COATING ENG | Unknown | Unknown | NO | NONE | DISTRIBUTION | TNB | KUALA SELANGOR | NO | Unknown |  |  |  | NO | [8 empty] | R06356 | NO | [7 empty] | 3
381015840 | R06358 |  |  |  | BKSL/PCE/J00787/MBRMU | 300344922 | Existing | RYB |  |  | CLOSED | CLOSED | LINK |  | 11 kV |  | 18/08/2006 |  |  |  |  | INDKOM |  |  | AIRSTATIC NO.2 POWDER COATING ENG | Unknown | Unknown | NO | NONE | DISTRIBUTION | TNB | KUALA SELANGOR | NO | Unknown |  |  |  | NO | [8 empty] | R06358 | NO | [7 empty] | 3
381015978 | R05349 |  |  |  | BKSL/PCE/J00663/MBRMU | 300345104 | Existing | RYB |  | R05348 LOJI AIR ALAM PERDANA P.ALAM | CLOSED | CLOSED | LINK |  | 11 kV |  | 18/03/2006 |  |  |  |  | VEI |  |  | RUMAH PANGSA ALAM PERDANA | Unknown | Unknown | NO | NONE | DISTRIBUTION | TNB | KUALA SELANGOR | NO | Unknown |  |  |  | NO | [8 empty] | R05349 | NO | [7 empty] | 3
381015983 | R05351 |  |  |  | BKSL/PCE/J00663/MBRMU | 300345104 | Existing | RYB |  | R06370 APARTMENT ALAM PERDANA 1 | CLOSED | CLOSED | LINK |  | 11 kV |  | 18/03/2006 |  |  |  |  | VEI |  |  | RUMAH PANGSA ALAM PERDANA | Unknown | Unknown | NO | NONE | DISTRIBUTION | TNB | KUALA SELANGOR | NO | Unknown |  |  |  | NO | [8 empty] | R05351 | NO | [7 empty] | 3
381016520 | S05858 |  |  |  | BKSL/PCE/J00872 | 300494297 | Existing | RYB |  | S05882 RUMAH BANGLO PUNCAK ALAM JAYA 2 | CLOSED | CLOSED | LINK |  | 11 kV | [6 empty] | EPE |  |  | RUMAH KEDAI PUNCAK ALAM JAYA | Unknown | Unknown | NO | NONE | DISTRIBUTION | TNB | KUALA SELANGOR | NO | Unknown |  |  |  | NO | [8 empty] | S05858 | NO | [7 empty] | 3
381016537 | S05859 |  |  |  | BKSL/PCE/J00872 | 300494297 | Existing | RYB |  |  | CLOSED | CLOSED | LINK |  | 11 kV | [6 empty] | EPE |  |  | RUMAH KEDAI PUNCAK ALAM JAYA | Unknown | Unknown | NO | NONE | DISTRIBUTION | TNB | KUALA SELANGOR | NO | Unknown |  |  |  | NO | [8 empty] | S05859 | NO | [7 empty] | 3
381198168 | 936 | [5 empty] | Existing | RYB |  |  | CLOSED |  | LOAD BREAK SWITCH |  | 33 kV | [9 empty] | KG.TALIAIR LAPAN, L936 | Unknown | Unknown | Unknown | Unknown | DISTRIBUTION | TNB | KUALA SELANGOR | Unknown |  |  |  |  | Unknown | [8 empty] | 936 | [8 empty] | 3
381198179 | N/A | [5 empty] | Existing | RYB |  |  | CLOSED | CLOSED | LOAD BREAK SWITCH |  | 33 kV | [9 empty] | KG.TALIAIR LAPAN, L936 | Unknown | Unknown | NO | NONE | DISTRIBUTION | TNB | KUALA SELANGOR | NO | Unknown |  |  |  | NO | [8 empty] | N/A | NO | [7 empty] | 3
381198303 | 673 | [5 empty] | Existing | RYB |  |  | CLOSED |  | LOAD BREAK SWITCH |  | 33 kV | [9 empty] | SG.LEMAN, L673 | Unknown | Unknown | Unknown | Unknown | DISTRIBUTION | TNB | KUALA SELANGOR | Unknown |  |  |  |  | Unknown | [8 empty] | 673 | [8 empty] | 3
381198314 | N/A | [5 empty] | Existing | RYB |  |  | CLOSED | CLOSED | LOAD BREAK SWITCH |  | 33 kV | [9 empty] | SG.LEMAN, L673 | Unknown | Unknown | NO | NONE | DISTRIBUTION | TNB | KUALA SELANGOR | NO | Unknown |  |  |  | NO | [8 empty] | N/A | NO | [7 empty] | 3
381199863 | [6 empty] | Existing | Unknown |  |  | CLOSED | CLOSED | MAIN |  | 33 kV | [9 empty] | PMU BATANG BERJUNTAI 132/33/6.6kV | Unknown | Unknown | NO | NONE | DISTRIBUTION | TNB | KUALA SELANGOR | Unknown |  |  |  |  | NO | [17 empty] | 0
381199865 | [6 empty] | Existing | Unknown |  |  | OPEN | CLOSED | MAIN |  | 33 kV | [9 empty] | PMU BATANG BERJUNTAI 132/33/6.6kV | Unknown | Unknown | NO | NONE | DISTRIBUTION | TNB | KUALA SELANGOR | NO | Unknown |  |  |  | NO | [17 empty] | 0
381199873 | [6 empty] | Existing | Unknown |  |  | CLOSED | OPEN | MAIN |  | 33 kV | [9 empty] | PMU BATANG BERJUNTAI 132/33/6.6kV | Unknown | Unknown | NO | NONE | DISTRIBUTION | TNB | KUALA SELANGOR | NO | Unknown |  |  |  | NO | [17 empty] | 0
381199874 | [6 empty] | Existing | Unknown |  |  | CLOSED | OPEN | RESERVE |  | 33 kV | [9 empty] | PMU BATANG BERJUNTAI 132/33/6.6kV | Unknown | Unknown | NO | NONE | DISTRIBUTION | TNB | KUALA SELANGOR | NO | Unknown |  |  |  | NO | [17 empty] | 0
381199882 | [6 empty] | Existing | Unknown |  |  | OPEN | CLOSED | MAIN |  | 33 kV | [9 empty] | PMU BATANG BERJUNTAI 132/33/6.6kV | Unknown | Unknown | NO | NONE | DISTRIBUTION | TNB | KUALA SELANGOR | NO | Unknown |  |  |  | NO | [17 empty] | 0
381199883 | [6 empty] | Existing | Unknown |  |  | OPEN | CLOSED | MAIN |  | 33 kV | [9 empty] | PMU BATANG BERJUNTAI 132/33/6.6kV | Unknown | Unknown | NO | NONE | DISTRIBUTION | TNB | KUALA SELANGOR | Unknown |  |  |  |  | NO | [17 empty] | 0
381199895 | [6 empty] | Existing | Unknown |  |  | CLOSED | OPEN | RESERVE |  | 33 kV | [9 empty] | PMU BATANG BERJUNTAI 132/33/6.6kV | Unknown | Unknown | NO | NONE | DISTRIBUTION | TNB | KUALA SELANGOR | NO | Unknown |  |  |  | NO | [17 empty] | 0
381199902 | [6 empty] | Existing | Unknown |  |  | OPEN | CLOSED | RESERVE |  | 33 kV | [9 empty] | PMU BATANG BERJUNTAI 132/33/6.6kV | Unknown | Unknown | NO | NONE | DISTRIBUTION | TNB | KUALA SELANGOR | NO | Unknown |  |  |  | NO | [17 empty] | 0
381199903 | [6 empty] | Existing | Unknown |  |  | OPEN | CLOSED | RESERVE |  | 33 kV | [9 empty] | PMU BATANG BERJUNTAI 132/33/6.6kV | Unknown | Unknown | NO | NONE | DISTRIBUTION | TNB | KUALA SELANGOR | Unknown |  |  |  |  | NO | [17 empty] | 0
381199912 | [6 empty] | Existing | Unknown |  |  | CLOSED | OPEN | MAIN |  | 33 kV | [9 empty] | PMU BATANG BERJUNTAI 132/33/6.6kV | Unknown | Unknown | NO | NONE | DISTRIBUTION | TNB | KUALA SELANGOR | NO | Unknown |  |  |  | NO | [17 empty] | 0
381199922 | [6 empty] | Existing | Unknown |  |  | OPEN | CLOSED | MAIN |  | 33 kV | [9 empty] | PMU BATANG BERJUNTAI 132/33/6.6kV | Unknown | Unknown | NO | NONE | DISTRIBUTION | TNB | KUALA SELANGOR | NO | Unknown |  |  |  | NO | [17 empty] | 0
381199950 | [6 empty] | Existing | Unknown |  |  | CLOSED | CLOSED | RESERVE |  | 33 kV | [9 empty] | PMU BATANG BERJUNTAI 132/33/6.6kV | Unknown | Unknown | NO | NONE | DISTRIBUTION | TNB | KUALA SELANGOR | Unknown |  |  |  |  | NO | [17 empty] | 0
381199956 | [6 empty] | Existing | Unknown |  |  | OPEN | OPEN | RESERVE |  | 33 kV | [9 empty] | PMU BATANG BERJUNTAI 132/33/6.6kV | Unknown | Unknown | NO | NONE | DISTRIBUTION | TNB | KUALA SELANGOR | Unknown |  |  |  |  | NO | [17 empty] | 0
381199979 | [6 empty] | Existing | Unknown |  |  | CLOSED | CLOSED | MAIN |  | 33 kV | [9 empty] | PMU BATANG BERJUNTAI 132/33/6.6kV | Unknown | Unknown | NO | NONE | DISTRIBUTION | TNB | KUALA SELANGOR | Unknown |  |  |  |  | NO | [17 empty] | 0
381199989 | [6 empty] | Existing | Unknown |  |  | OPEN | OPEN | RESERVE |  | 33 kV | [9 empty] | PMU BATANG BERJUNTAI 132/33/6.6kV | Unknown | Unknown | NO | NONE | DISTRIBUTION | TNB | KUALA SELANGOR | Unknown |  |  |  |  | NO | [17 empty] | 0
381199993 | [6 empty] | Existing | Unknown |  |  | OPEN | OPEN | MAIN |  | 33 kV | [9 empty] | PMU BATANG BERJUNTAI 132/33/6.6kV | Unknown | Unknown | NO | NONE | DISTRIBUTION | TNB | KUALA SELANGOR | Unknown |  |  |  |  | NO | [17 empty] | 0
381199995 | [6 empty] | Existing | Unknown |  |  | OPEN | CLOSED | RESERVE |  | 33 kV | [9 empty] | PMU BATANG BERJUNTAI 132/33/6.6kV | Unknown | Unknown | NO | NONE | DISTRIBUTION | TNB | KUALA SELANGOR | NO | Unknown |  |  |  | NO | [17 empty] | 0
381200025 | [6 empty] | Existing | Unknown |  |  | CLOSED | OPEN | RESERVE |  | 33 kV | [9 empty] | PMU BATANG BERJUNTAI 132/33/6.6kV | Unknown | Unknown | NO | NONE | DISTRIBUTION | TNB | KUALA SELANGOR | NO | Unknown |  |  |  | NO | [17 empty] | 0
381200037 | [6 empty] | Existing | Unknown |  |  | CLOSED | OPEN | MAIN |  | 33 kV | [9 empty] | PMU BATANG BERJUNTAI 132/33/6.6kV | Unknown | Unknown | NO | NONE | DISTRIBUTION | TNB | KUALA SELANGOR | Unknown |  |  |  |  | NO | [17 empty] | 0
381200045 | [6 empty] | Existing | Unknown |  |  | CLOSED | OPEN | RESERVE |  | 33 kV | [9 empty] | PMU BATANG BERJUNTAI 132/33/6.6kV | Unknown | Unknown | NO | NONE | DISTRIBUTION | TNB | KUALA SELANGOR | Unknown |  |  |  |  | NO | [17 empty] | 0
381201208 | 370 | [5 empty] | Existing | RYB |  |  | CLOSED |  | LOAD BREAK SWITCH |  | 33 kV | [9 empty] | TENNAMARAN ESTATE, L370 | Unknown | Unknown | Unknown | Unknown | DISTRIBUTION | TNB | KUALA SELANGOR | Unknown |  |  |  |  | Unknown | [8 empty] | 370 | [8 empty] | 3
381201219 | N/A | [5 empty] | Existing | RYB |  |  | CLOSED | CLOSED | LOAD BREAK SWITCH |  | 33 kV | [9 empty] | TENNAMARAN ESTATE, L370 | Unknown | Unknown | NO | NONE | DISTRIBUTION | TNB | KUALA SELANGOR | NO | Unknown |  |  |  | NO | [8 empty] | N/A | NO | [7 empty] | 3
381201341 | 287 | [5 empty] | Existing | RYB |  |  | CLOSED |  | LOAD BREAK SWITCH |  | 33/0.415 kV | [9 empty] | KLG PAPAN, L287 | Unknown | Unknown | Unknown | Unknown | DISTRIBUTION | TNB | KUALA SELANGOR | Unknown |  |  |  |  | Unknown | [8 empty] | 287 | [8 empty] | 3
381201352 | N/A | [5 empty] | Existing | RYB |  |  | CLOSED | CLOSED | LOAD BREAK SWITCH |  | 33 kV | [9 empty] | KLG PAPAN, L287 | Unknown | Unknown | NO | NONE | DISTRIBUTION | TNB | KUALA SELANGOR | NO | Unknown |  |  |  | NO | [8 empty] | N/A | NO | [7 empty] | 3
381201474 | N/A | [5 empty] | Existing | RYB |  |  | CLOSED | CLOSED | LOAD BREAK SWITCH |  | 33 kV | [9 empty] | SERI MAKMUR, L118 | Unknown | Unknown | NO | NONE | DISTRIBUTION | TNB | KUALA SELANGOR | NO | Unknown |  |  |  | NO | [8 empty] | N/A | NO | [7 empty] | 3
381201494 | 118 | [5 empty] | Existing | RYB |  |  | CLOSED |  | LOAD BREAK SWITCH |  | 33 kV | [9 empty] | SERI MAKMUR, L118 | Unknown | Unknown | Unknown | Unknown | DISTRIBUTION | TNB | KUALA SELANGOR | Unknown |  |  |  |  | Unknown | [8 empty] | 118 | [8 empty] | 3
381201606 | N/A | [5 empty] | Existing | RYB |  |  | CLOSED | CLOSED | LOAD BREAK SWITCH |  | 33 kV | [9 empty] | BT.11 JLN RAJA MUSA, L783 | Unknown | Unknown | NO | NONE | DISTRIBUTION | TNB | KUALA SELANGOR | NO | Unknown |  |  |  | NO | [8 empty] | N/A | NO | [7 empty] | 3
381201722 | 326 | [5 empty] | Existing | RYB |  |  | CLOSED |  | LOAD BREAK SWITCH |  | 33 kV | [9 empty] | KG RAJA MUSA, L326 | Unknown | Unknown | Unknown | Unknown | DISTRIBUTION | TNB | KUALA SELANGOR | Unknown |  |  |  |  | Unknown | [8 empty] | 326 | [8 empty] | 3
381201733 | ARJ121 (NOP TEMP) | [5 empty] | Existing | RYB |  |  | OPEN | CLOSED | LOAD BREAK SWITCH |  | 33 kV | [9 empty] | KG RAJA MUSA, L326 | Unknown | Unknown | NO | NONE | DISTRIBUTION | TNB | KUALA SELANGOR | NO | Unknown |  |  |  | NO | [8 empty] | ARJ121 (NOP TEMP) | NO | [7 empty] | 3
381201885 | 631 | [5 empty] | Existing | RYB |  |  | CLOSED | CLOSED | LINK |  | 33 kV | [9 empty] | SG. TINGGI ESTATE NO.1 - L631 | Unknown | Unknown | NO | NONE | DISTRIBUTION | TNB | KUALA SELANGOR | NO | Unknown |  |  |  | NO | [8 empty] | 631 | NO | [7 empty] | 3
381201905 | N/A | [5 empty] | Existing | RYB |  |  | CLOSED |  | LINK |  | 33 kV | [9 empty] | SG. TINGGI ESTATE NO.1 - L631 | Unknown | Unknown | Unknown | Unknown | DISTRIBUTION | TNB | KUALA SELANGOR | Unknown |  |  |  |  | Unknown | [8 empty] | N/A | [8 empty] | 3
381202012 | 601 | [5 empty] | Existing | RYB |  |  | CLOSED | CLOSED | LINK |  | 33 kV | [9 empty] | SG TINGGI ESTATE NO.2, L601 | Unknown | Unknown | NO | NONE | DISTRIBUTION | TNB | KUALA SELANGOR | NO | Unknown |  |  |  | NO | [8 empty] | 601 | NO | [7 empty] | 3
381202032 | N/A | [5 empty] | Existing | RYB |  |  | CLOSED |  | LINK |  | 33 kV | [9 empty] | SG TINGGI ESTATE NO.2, L601 | Unknown | Unknown | Unknown | Unknown | DISTRIBUTION | TNB | KUALA SELANGOR | Unknown |  |  |  |  | Unknown | [8 empty] | N/A | [8 empty] | 3
381202289 | 848 | [5 empty] | Existing | RYB |  |  | CLOSED | CLOSED | LINK |  | 11 kV | [9 empty] | MINYAK ESTATE, L848 | Unknown | Unknown | NO | NONE | DISTRIBUTION | TNB | KUALA SELANGOR | NO | Unknown |  |  |  | NO | [8 empty] | 848 | NO | [7 empty] | 3
381202309 | N/A | [5 empty] | Existing | RYB |  |  | CLOSED |  | LINK |  | 33 kV | [9 empty] | MINYAK ESTATE, L848 | Unknown | Unknown | Unknown | Unknown | DISTRIBUTION | TNB | KUALA SELANGOR | Unknown |  |  |  |  | Unknown | [8 empty] | N/A | [8 empty] | 3
381202424 | 847 | [5 empty] | Existing | RYB |  |  | CLOSED | CLOSED | LINK |  | 33 kV | [9 empty] | KLG MINYAK, L847 | Unknown | Unknown | NO | NONE | DISTRIBUTION | TNB | KUALA SELANGOR | NO | Unknown |  |  |  | NO | [8 empty] | 847 | NO | [7 empty] | 3
381202444 | N/A | [5 empty] | Existing | RYB |  |  | CLOSED |  | LINK |  | 33 kV | [9 empty] | KLG MINYAK, L847 | Unknown | Unknown | Unknown | Unknown | DISTRIBUTION | TNB | KUALA SELANGOR | Unknown |  |  |  |  | Unknown | [8 empty] | N/A | [8 empty] | 3
381202574 | 849 | [5 empty] | Existing | RYB |  |  | CLOSED | CLOSED | LINK |  | 11 kV | [9 empty] | MARRY ESTATE, L849 | Unknown | Unknown | NO | NONE | DISTRIBUTION | TNB | KUALA SELANGOR | NO | Unknown |  |  |  | NO | [8 empty] | 849 | NO | [7 empty] | 3
381202594 | N/A | [5 empty] | Existing | RYB |  |  | CLOSED |  | LINK |  | 11 kV | [9 empty] | MARRY ESTATE, L849 | Unknown | Unknown | Unknown | Unknown | DISTRIBUTION | TNB | KUALA SELANGOR | Unknown |  |  |  |  | Unknown | [8 empty] | N/A | [8 empty] | 3
381363036 | [6 empty] | Existing | RYB |  |  | CLOSED |  | LOAD BREAK SWITCH |  | 33 kV | [9 empty] | TG.KARANG LOCAL Tx, L681 | Unknown | Unknown | Unknown | Unknown | DISTRIBUTION | TNB | KUALA SELANGOR | Unknown |  |  |  |  | Unknown | [17 empty] | 3
381363047 | 681 | [5 empty] | Existing | RYB |  |  | CLOSED | CLOSED | LOAD BREAK SWITCH |  | 33 kV | [9 empty] | TG.KARANG LOCAL Tx, L681 | Unknown | Unknown | NO | NONE | DISTRIBUTION | TNB | KUALA SELANGOR | NO | Unknown |  |  |  | NO | [8 empty] | 681 | NO | [7 empty] | 3
381363178 | 637 | [5 empty] | Existing | RYB |  |  | CLOSED |  | LOAD BREAK SWITCH |  | 33 kV | [9 empty] | PT 2 BAN 1/2 L637 | Unknown | Unknown | Unknown | Unknown | DISTRIBUTION | TNB | KUALA SELANGOR | Unknown |  |  |  |  | Unknown | [8 empty] | 637 | [8 empty] | 3
381363189 | [6 empty] | Existing | RYB |  |  | CLOSED | CLOSED | LOAD BREAK SWITCH |  | 33 kV | [9 empty] | PT 2 BAN 1/2 L637 | Unknown | Unknown | NO | NONE | DISTRIBUTION | TNB | KUALA SELANGOR | NO | Unknown |  |  |  | NO | [9 empty] | NO | [7 empty] | 3
381363319 | ARJ122 (NOP TEMP) | [5 empty] | Existing | RYB |  |  | OPEN |  | LOAD BREAK SWITCH |  | 33 kV | [9 empty] | PT 4 BAN 1/2 L671 | Unknown | Unknown | Unknown | Unknown | DISTRIBUTION | TNB | KUALA SELANGOR | Unknown |  |  |  |  | Unknown | [8 empty] | ARJ122 (NOP TEMP) | [8 empty] | 3
381363330 | 671 | [5 empty] | Existing | RYB |  |  | CLOSED | CLOSED | LOAD BREAK SWITCH |  | 33 kV | [9 empty] | PT 4 BAN 1/2 L671 | Unknown | Unknown | NO | NONE | DISTRIBUTION | TNB | KUALA SELANGOR | NO | Unknown |  |  |  | NO | [8 empty] | 671 | NO | [7 empty] | 3
381363458 | N/A | [5 empty] | Existing | RYB |  |  | CLOSED |  | LOAD BREAK SWITCH |  | 33 kV | [9 empty] | T/A 3 BAN 2, L766 | Unknown | Unknown | Unknown | Unknown | DISTRIBUTION | TNB | KUALA SELANGOR | Unknown |  |  |  |  | Unknown | [8 empty] | N/A | [8 empty] | 3
381363469 | 766 | [5 empty] | Existing | RYB |  |  | CLOSED | CLOSED | LOAD BREAK SWITCH |  | 33 kV | [9 empty] | T/A 3 BAN 2, L766 | Unknown | Unknown | NO | NONE | DISTRIBUTION | TNB | KUALA SELANGOR | NO | Unknown |  |  |  | NO | [8 empty] | 766 | NO | [7 empty] | 3
381363596 | N/A | [5 empty] | Existing | RYB |  |  | CLOSED |  | LOAD BREAK SWITCH |  | 33 kV | [9 empty] | PT 4 BAN 2, L105 | Unknown | Unknown | Unknown | Unknown | DISTRIBUTION | TNB | KUALA SELANGOR | Unknown |  |  |  |  | Unknown | [8 empty] | N/A | [8 empty] | 3
381363607 | 105 | [5 empty] | Existing | RYB |  |  | CLOSED | CLOSED | LOAD BREAK SWITCH |  | 33 kV | [9 empty] | PT 4 BAN 2, L105 | Unknown | Unknown | NO | NONE | DISTRIBUTION | TNB | KUALA SELANGOR | NO | Unknown |  |  |  | NO | [8 empty] | 105 | NO | [7 empty] | 3
381363735 | N/A | [5 empty] | Existing | RYB |  |  | CLOSED |  | LOAD BREAK SWITCH |  | 33 kV | [9 empty] | T/A 2 BAN 2, L767 | Unknown | Unknown | Unknown | Unknown | DISTRIBUTION | TNB | KUALA SELANGOR | Unknown |  |  |  |  | Unknown | [8 empty] | N/A | [8 empty] | 3
381363746 | 767 | [5 empty] | Existing | RYB |  |  | CLOSED | CLOSED | LOAD BREAK SWITCH |  | 33 kV | [9 empty] | T/A 2 BAN 2, L767 | Unknown | Unknown | NO | NONE | DISTRIBUTION | TNB | KUALA SELANGOR | NO | Unknown |  |  |  | NO | [8 empty] | 767 | NO | [7 empty] | 3
381363865 | N/A | [5 empty] | Existing | RYB |  |  | CLOSED |  | LOAD BREAK SWITCH |  | 33 kV | [9 empty] | T/A 3 BAN.3, L768 | Unknown | Unknown | Unknown | Unknown | DISTRIBUTION | TNB | KUALA SELANGOR | Unknown |  |  |  |  | Unknown | [8 empty] | N/A | [8 empty] | 3
381363876 | 768 | [5 empty] | Existing | RYB |  |  | CLOSED | CLOSED | LOAD BREAK SWITCH |  | 33 kV | [9 empty] | T/A 3 BAN.3, L768 | Unknown | Unknown | NO | NONE | DISTRIBUTION | TNB | KUALA SELANGOR | NO | Unknown |  |  |  | NO | [8 empty] | 768 | NO | [7 empty] | 3
381363998 | N/A | [5 empty] | Existing | RYB |  |  | CLOSED |  | LOAD BREAK SWITCH |  | 33 kV | [9 empty] | SAWAH SEMPADAN, L353 | Unknown | Unknown | Unknown | Unknown | DISTRIBUTION | TNB | KUALA SELANGOR | Unknown |  |  |  |  | Unknown | [8 empty] | N/A | [8 empty] | 3
381364009 | 353 | [5 empty] | Existing | RYB |  |  | CLOSED | CLOSED | LOAD BREAK SWITCH |  | 33 kV | [9 empty] | SAWAH SEMPADAN, L353 | Unknown | Unknown | NO | NONE | DISTRIBUTION | TNB | KUALA SELANGOR | NO | Unknown |  |  |  | NO | [8 empty] | 353 | NO | [7 empty] | 3
381364129 | N/A | [5 empty] | Existing | RYB |  |  | CLOSED |  | LOAD BREAK SWITCH |  | 33 kV | [9 empty] | PT SERONG, L182-jln setanjung | Unknown | Unknown | Unknown | Unknown | DISTRIBUTION | TNB | KUALA SELANGOR | Unknown |  |  |  |  | Unknown | [8 empty] | N/A | [8 empty] | 3
381364140 | 182 | [5 empty] | Existing | RYB |  |  | CLOSED | CLOSED | LOAD BREAK SWITCH |  | 33 kV | [9 empty] | PT SERONG, L182-jln setanjung | Unknown | Unknown | NO | NONE | DISTRIBUTION | TNB | KUALA SELANGOR | NO | Unknown |  |  |  | NO | [8 empty] | 182 | NO | [7 empty] | 3
381364269 | N/A | [5 empty] | Existing | RYB |  |  | CLOSED |  | LOAD BREAK SWITCH |  | 33 kV | [9 empty] | LPN TG.KARANG, L184 | Unknown | Unknown | Unknown | Unknown | DISTRIBUTION | TNB | KUALA SELANGOR | Unknown |  |  |  |  | Unknown | [8 empty] | N/A | [8 empty] | 3
381364280 | 184 | [5 empty] | Existing | RYB |  |  | CLOSED | CLOSED | LOAD BREAK SWITCH |  | 33 kV | [9 empty] | LPN TG.KARANG, L184 | Unknown | Unknown | NO | NONE | DISTRIBUTION | TNB | KUALA SELANGOR | NO | Unknown |  |  |  | NO | [8 empty] | 184 | NO | [7 empty] | 3
382208948 | R01789 |  |  |  | BKSL/PCE/J00642/MBRMU | 300345817 | Existing | RYB |  |  | CLOSED | CLOSED | LINK |  | 11 kV |  | 22/09/2006 |  |  |  |  | EPE |  |  | MAKMAL PENYELIDIKAN PELURU | Unknown | Unknown | NO | NONE | DISTRIBUTION | TNB | KUALA SELANGOR | NO | Unknown |  |  |  | NO | [8 empty] | R01789 | NO | [7 empty] | 3
382208953 | R01617 |  |  |  | BKSL/PCE/J00642/MBRMU | 300345817 | Existing | RYB |  |  | CLOSED | CLOSED | LINK |  | 11 kV |  | 22/09/2006 |  |  |  |  | EPE |  |  | MAKMAL PENYELIDIKAN PELURU | Unknown | Unknown | NO | NONE | DISTRIBUTION | TNB | KUALA SELANGOR | NO | Unknown |  |  |  | NO | [8 empty] | R01617 | NO | [7 empty] | 3
382209072 | R04240 |  |  |  | BKSL/PCE/J00473/MBRMU | 300313321 | Existing | RYB |  |  | CLOSED | CLOSED | LINK |  | 11 kV |  | 1994-10-12 |  |  |  |  | INDKOM |  |  | FISH POND NO 1 | Unknown | Unknown | NO | NONE | DISTRIBUTION | TNB | KUALA SELANGOR | NO | Unknown |  |  |  | NO | [8 empty] | R04240 | NO | [7 empty] | 3
382209076 | R03841 |  |  |  | BKSL/PCE/J00473/MBRMU | 300313321 | Existing | RYB |  |  | CLOSED | CLOSED | LINK |  | 11 kV |  | 1994-10-12 |  |  |  |  | INDKOM |  |  | FISH POND NO 1 | Unknown | Unknown | NO | NONE | DISTRIBUTION | TNB | KUALA SELANGOR | NO | Unknown |  |  |  | NO | [8 empty] | R03841 | NO | [7 empty] | 3
382209093 | R03842 |  |  |  | BKSL/PCE/J00473/MBRMU | 300313321 | Existing | RYB |  |  | CLOSED | CLOSED | LINK |  | 11 kV |  | 1994-10-12 |  |  |  |  | INDKOM |  |  | FISH POND NO 1 | Unknown | Unknown | NO | NONE | DISTRIBUTION | TNB | KUALA SELANGOR | NO | Unknown |  |  |  | NO | [8 empty] | R03842 | NO | [7 empty] | 3
382209321 | S05869 | [5 empty] | Existing | Unknown |  |  | OPEN | OPEN | BUSBAR SECTION |  | 11 kV |  | 2015-01-01 |  |  |  |  | EPE |  |  | SSU TMN MAKMUR | Unknown | Unknown | NO | NONE | DISTRIBUTION | TNB | KUALA SELANGOR | NO | Unknown |  |  |  | NO | [8 empty] | S05869 | [8 empty] | 0
382209349 | S05815 | [5 empty] | Existing | RYB |  |  | CLOSED | CLOSED | LINK |  | 11 kV | [9 empty] | BOOSTER TG KARANG | Unknown | Unknown | NO | NONE | DISTRIBUTION | TNB | KUALA SELANGOR | NO | Unknown |  |  |  | NO | [8 empty] | S05815 | NO | [7 empty] | 3
382209354 | S05816 | [5 empty] | Existing | RYB |  |  | CLOSED | CLOSED | LINK |  | 11 kV | [9 empty] | BOOSTER TG KARANG | Unknown | Unknown | NO | NONE | DISTRIBUTION | TNB | KUALA SELANGOR | NO | Unknown |  |  |  | NO | [8 empty] | S05816 | NO | [7 empty] | 3
382273354 | S05826 |  |  |  | BKSL/PCE/J00369/MB1 | 300520552 | Existing | RYB |  |  | CLOSED | CLOSED | LINK |  | 11 kV |  | 2015-01-01 | [7 empty] | SG SIREH BAN 2 | Unknown | Unknown | NO | NONE | DISTRIBUTION | TNB | KUALA SELANGOR | NO | Unknown |  |  |  | NO | [8 empty] | S05826 | NO | [7 empty] | 3
382273358 | S05829 |  |  |  | BKSL/PCE/J00369/MB1 | 300520552 | Existing | RYB |  | S01249 PT 1 | CLOSED | CLOSED | LINK |  | 11 kV |  | 2015-01-01 | [7 empty] | SG SIREH BAN 2 | Unknown | Unknown | NO | NONE | DISTRIBUTION | TNB | KUALA SELANGOR | NO | Unknown |  |  |  | NO | [8 empty] | S05829 | NO | [7 empty] | 3
382273375 | S05827 |  |  |  | BKSL/PCE/J00369/MB1 | 300520552 | Existing | RYB |  | S05833 PE SG SIREH BAN 3 | CLOSED | CLOSED | LINK |  | 11 kV |  | 2015-01-01 | [7 empty] | SG SIREH BAN 2 | Unknown | Unknown | NO | NONE | DISTRIBUTION | TNB | KUALA SELANGOR | NO | Unknown |  |  |  | NO | [8 empty] | S05827 | NO | [7 empty] | 3
382359440 | N/A | [5 empty] | Existing | RYB |  |  | CLOSED |  | LOAD BREAK SWITCH |  | 33 kV | [9 empty] | TENAGA KIMIA, L414 | Unknown | Unknown | Unknown | Unknown | DISTRIBUTION | TNB | KUALA SELANGOR | Unknown |  |  |  |  | Unknown | [8 empty] | N/A | [8 empty] | 3
382359451 | 414 | [5 empty] | Existing | RYB |  |  | CLOSED | CLOSED | LOAD BREAK SWITCH |  | 33 kV | [9 empty] | TENAGA KIMIA, L414 | Unknown | Unknown | NO | NONE | DISTRIBUTION | TNB | KUALA SELANGOR | NO | Unknown |  |  |  | NO | [8 empty] | 414 | NO | [7 empty] | 3
382359575 | N/A | [5 empty] | Existing | RYB |  |  | CLOSED |  | LOAD BREAK SWITCH |  | 33 kV | [9 empty] | SYKT MALAYSIA EXPLOSIVE, L415 | Unknown | Unknown | Unknown | Unknown | DISTRIBUTION | TNB | KUALA SELANGOR | Unknown |  |  |  |  | Unknown | [8 empty] | N/A | [8 empty] | 3
382359586 | 415 | [5 empty] | Existing | RYB |  |  | CLOSED | CLOSED | LOAD BREAK SWITCH |  | 33 kV | [9 empty] | SYKT MALAYSIA EXPLOSIVE, L415 | Unknown | Unknown | NO | NONE | DISTRIBUTION | TNB | KUALA SELANGOR | NO | Unknown |  |  |  | NO | [8 empty] | 415 | NO | [7 empty] | 3
382359704 | N/A | [5 empty] | Existing | RYB |  |  | CLOSED |  | LOAD BREAK SWITCH |  | 33 kV | [9 empty] | KILANG PELURU, L410 | Unknown | Unknown | Unknown | Unknown | DISTRIBUTION | TNB | KUALA SELANGOR | Unknown |  |  |  |  | Unknown | [8 empty] | N/A | [8 empty] | 3
382359715 | 410 | [5 empty] | Existing | RYB |  |  | CLOSED | CLOSED | LOAD BREAK SWITCH |  | 33 kV | [9 empty] | KILANG PELURU, L410 | Unknown | Unknown | NO | NONE | DISTRIBUTION | TNB | KUALA SELANGOR | NO | Unknown |  |  |  | NO | [8 empty] | 410 | NO | [7 empty] | 3
382389291 | S05720 |  |  |  | BKSL/PCE/J00364/MBRMU1 | 300499996 | Existing | RYB |  | S05713 SHAH ALAM 2 NO.5B 7 | CLOSED | CLOSED | LINK |  | 11 kV | [6 empty] | TAMCO |  |  | LAUTAN SAMUDERA | Unknown | Unknown | NO | NONE | DISTRIBUTION | TNB | KUALA SELANGOR | NO | Unknown |  |  |  | NO | [8 empty] | S05720 | NO | [7 empty] | 3
382389296 | S05722 |  |  |  | BKSL/PCE/J00364/MBRMU1 | 300499996 | Existing | RYB |  | S05723 SS SEK 2 PHASE 1B P.ALAM | CLOSED | CLOSED | LINK |  | 11 kV | [6 empty] | TAMCO |  |  | LAUTAN SAMUDERA | Unknown | Unknown | NO | NONE | DISTRIBUTION | TNB | KUALA SELANGOR | NO | Unknown |  |  |  | NO | [8 empty] | S05722 | NO | [7 empty] | 3
382389418 | S05775 |  |  |  | BKSL/PCE/J00865/MBRMU | 300515393 | Existing | RYB |  | S05776 SHAH ALAM 2 5A6 NO 2 | CLOSED | CLOSED | LINK |  | 11 kV | [6 empty] | INDKOM |  |  | SHAH ALAM 2 FASA 5A6 NO.1 | Unknown | Unknown | NO | NONE | DISTRIBUTION | TNB | KUALA SELANGOR | NO | Unknown |  |  |  | NO | [8 empty] | S05775 | NO | [7 empty] | 3
382389423 | S05773 |  |  |  | BKSL/PCE/J00865/MBRMU | 300515393 | Existing | RYB |  | S05622 SHAH ALAM 2 FASA 5A5/1 | CLOSED | CLOSED | LINK |  | 11 kV | [6 empty] | INDKOM |  |  | SHAH ALAM 2 FASA 5A6 NO.1 | Unknown | Unknown | NO | NONE | DISTRIBUTION | TNB | KUALA SELANGOR | NO | Unknown |  |  |  | NO | [8 empty] | S05773 | NO | [7 empty] | 3
382389576 | S05778 |  |  |  | BKSL/PCE/J00362/MB1 | 300515484 | Existing | RYB |  | S05632 SHAH ALAM 2 FASA 5A5/2 | CLOSED | CLOSED | LINK |  | 11 kV | [6 empty] | INDKOM |  |  | SHAH ALAM 2 5A6 NO 2 | Unknown | Unknown | NO | NONE | DISTRIBUTION | TNB | KUALA SELANGOR | NO | Unknown |  |  |  | NO | [8 empty] | S05778 | NO | [7 empty] | 3
382389581 | S05776 |  |  |  | BKSL/PCE/J00362/MB1 | 300515484 | Existing | RYB |  | S05775 SHAH ALAM 2 FASA 5A6 NO.1 | CLOSED | CLOSED | LINK |  | 11 kV | [6 empty] | INDKOM |  |  | SHAH ALAM 2 5A6 NO 2 | Unknown | Unknown | NO | NONE | DISTRIBUTION | TNB | KUALA SELANGOR | NO | Unknown |  |  |  | NO | [8 empty] | S05776 | NO | [7 empty] | 3
382389698 | S05629 |  |  |  | BKSL/PCE/J00811/MBRMU | 300346012 | Existing | Unknown |  | S01688 SHAH ALAM 2 NO.5B 1 | CLOSED | CLOSED | LINK |  | 11 kV |  | 2006-11-07 |  |  |  |  | TAMCO |  |  | SHAH ALAM 2 FASA 5A5/2 | Unknown | Unknown | NO | NONE | DISTRIBUTION | TNB | KUALA SELANGOR | NO | Unknown |  |  |  | NO | [8 empty] | S05629 | NO | [7 empty] | 0
382389699 | S05630 |  |  |  | BKSL/PCE/J00811/MBRMU | 300346012 | Existing | Unknown |  | SPARE | OPEN | CLOSED | LINK |  | 11 kV |  | 2006-11-07 |  |  |  |  | TAMCO |  |  | SHAH ALAM 2 FASA 5A5/2 | Unknown | Unknown | NO | NONE | DISTRIBUTION | TNB | KUALA SELANGOR | NO | Unknown |  |  |  | NO | [8 empty] | S05630 | NO | [7 empty] | 0
382389713 | S05632 |  |  |  | BKSL/PCE/J00811/MBRMU | 300346012 | Existing | Unknown |  | S05778 SHAH ALAM 2 5A6 NO 2 | CLOSED | CLOSED | LINK |  | 11 kV |  | 2006-11-07 |  |  |  |  | TAMCO |  |  | SHAH ALAM 2 FASA 5A5/2 | Unknown | Unknown | NO | NONE | DISTRIBUTION | TNB | KUALA SELANGOR | NO | Unknown |  |  |  | NO | [8 empty] | S05632 | NO | [7 empty] | 0
382389831 | S05712 | [5 empty] | Existing | RYB |  | S05625 SHAH ALAM 2 FASA 5A5/1 | CLOSED | CLOSED | LINK |  | 11 kV | [9 empty] | SHAH ALAM 2 FASA 5A4 NO.1 | Unknown | Unknown | NO | NONE | DISTRIBUTION | TNB | KUALA SELANGOR | NO | Unknown |  |  |  | NO | [8 empty] | S05712 | NO | [7 empty] | 3
382389836 | S05710 | [5 empty] | Existing | RYB |  | S01074 SHAH ALAM 2 NO.3 PUNCAK ALAM | CLOSED | CLOSED | LINK |  | 11 kV | [9 empty] | SHAH ALAM 2 FASA 5A4 NO.1 | Unknown | Unknown | NO | NONE | DISTRIBUTION | TNB | KUALA SELANGOR | NO | Unknown |  |  |  | NO | [8 empty] | S05710 | NO | [7 empty] | 3
382389955 | S05801 | [5 empty] | Existing | Unknown |  | S05806 SHAH ALAM 2 5C 4 NO.2 | CLOSED | CLOSED | LINK |  | 11 kV | [9 empty] | SHAH ALAM 2 5C 4 NO.1 | Unknown | Unknown | NO | NONE | DISTRIBUTION | TNB | KUALA SELANGOR | NO | Unknown |  |  |  | NO | [8 empty] | S05801 | NO | [7 empty] | 0
382389956 | S05802 | [5 empty] | Existing | Unknown |  | S05514 BANDAR PUNCAK ALAM JAS | CLOSED | CLOSED | LINK |  | 11 kV | [9 empty] | SHAH ALAM 2 5C 4 NO.1 | Unknown | Unknown | NO | NONE | DISTRIBUTION | TNB | KUALA SELANGOR | NO | Unknown |  |  |  | NO | [8 empty] | S05802 | NO | [7 empty] | 0
382389970 | S05804 | [5 empty] | Existing | Unknown |  | SPARE | OPEN | CLOSED | LINK |  | 11 kV | [9 empty] | SHAH ALAM 2 5C 4 NO.1 | Unknown | Unknown | NO | NONE | DISTRIBUTION | TNB | KUALA SELANGOR | NO | Unknown |  |  |  | NO | [8 empty] | S05804 | NO | [7 empty] | 0
382390076 | S05805 |  |  |  | BKSL/PCE/J00417/MB1 | 300538310 | Existing | Unknown |  | S01073 SHAH ALAM 2 NO.2 | CLOSED | CLOSED | LINK |  | 11 kV | [6 empty] | INDKOM |  |  | SHAH ALAM 2 5C 4 NO.2 | Unknown | Unknown | NO | NONE | DISTRIBUTION | TNB | KUALA SELANGOR | NO | Unknown |  |  |  | NO | [8 empty] | S05805 | NO | [7 empty] | 0
382390077 | S05806 |  |  |  | BKSL/PCE/J00417/MB1 | 300538310 | Existing | Unknown |  | S05801 SHAH ALAM 2 5C 4 NO.1 | CLOSED | CLOSED | LINK |  | 11 kV | [6 empty] | INDKOM |  |  | SHAH ALAM 2 5C 4 NO.2 | Unknown | Unknown | NO | NONE | DISTRIBUTION | TNB | KUALA SELANGOR | NO | Unknown |  |  |  | NO | [8 empty] | S05806 | NO | [7 empty] | 0
382390091 | S05808 |  |  |  | BKSL/PCE/J00417/MB1 | 300538310 | Existing | Unknown |  | SPARE | OPEN | CLOSED | LINK |  | 11 kV | [6 empty] | INDKOM |  |  | SHAH ALAM 2 5C 4 NO.2 | Unknown | Unknown | NO | NONE | DISTRIBUTION | TNB | KUALA SELANGOR | NO | Unknown |  |  |  | NO | [8 empty] | S05808 | NO | [7 empty] | 0
382390213 | S05848 |  |  |  | BKSL/PCE/J00875 | 300494295 | Existing | Unknown |  | S01138 APRTMENT MELOR NO.1 PUNCAK ALAM | CLOSED | CLOSED | LINK |  | 11 kV | [6 empty] | INDKOM |  |  | APARTMENT WARNASARI 2 | Unknown | Unknown | NO | NONE | DISTRIBUTION | TNB | KUALA SELANGOR | NO | Unknown |  |  |  | NO | [8 empty] | S05848 | NO | [7 empty] | 0
382390227 | S05851 |  |  |  | BKSL/PCE/J00875 | 300494295 | Existing | RYB |  | S01088 RMH PAM AIR JBA PH3 PUNCAK ALAM | CLOSED | CLOSED | LINK |  | 11 kV | [6 empty] | INDKOM |  |  | APARTMENT WARNASARI 2 | Unknown | Unknown | NO | NONE | DISTRIBUTION | TNB | KUALA SELANGOR | NO | Unknown |  |  |  | NO | [8 empty] | S05851 | NO | [7 empty] | 3
382390424 | R06928 |  |  |  | BKSL/PCE/J00842/MBRMU | 300511620 | Existing | RYB |  | R06530 PE TOONG HENG LOONG | CLOSED | CLOSED | LINK |  | 11 kV |  | 2015-01-09 |  |  |  |  | INDKOM |  |  | IRON WORK 2/6 | Unknown | Unknown | NO | NONE | DISTRIBUTION | TNB | KUALA SELANGOR | NO | Unknown |  |  |  | NO | [8 empty] | R06928 | NO | [7 empty] | 3
382390429 | R06930 |  |  |  | BKSL/PCE/J00842/MBRMU | 300511620 | Existing | RYB |  | R06931 PE YEAP JING FONG 2/6 | CLOSED | CLOSED | LINK |  | 11 kV |  | 2015-01-09 |  |  |  |  | INDKOM |  |  | IRON WORK 2/6 | Unknown | Unknown | NO | NONE | DISTRIBUTION | TNB | KUALA SELANGOR | NO | Unknown |  |  |  | NO | [8 empty] | R06930 | NO | [7 empty] | 3
382390545 | S05877 |  |  |  | BKSL/PCE/J00398/MB1 | 300500906 | Existing | RYB |  | S00174 SPG RJ ABDULLAH | CLOSED | CLOSED | LINK |  | 11 kV | [6 empty] | INDKOM |  |  | TAMAN GELAMA | Unknown | Unknown | NO | NONE | DISTRIBUTION | TNB | KUALA SELANGOR | NO | Unknown |  |  |  | NO | [8 empty] | S05877 | NO | [7 empty] | 3
382390550 | S05879 |  |  |  | BKSL/PCE/J00398/MB1 | 300500906 | Existing | RYB |  | S00156 TALIKOM SG BULOH | CLOSED | CLOSED | LINK |  | 11 kV | [6 empty] | INDKOM |  |  | TAMAN GELAMA | Unknown | Unknown | NO | NONE | DISTRIBUTION | TNB | KUALA SELANGOR | NO | Unknown |  |  |  | NO | [8 empty] | S05879 | NO | [7 empty] | 3
382390670 | S05782 |  |  |  | BKSL/PCE/J00837/MBRMU | 310400139 | Existing | RYB |  | S00289 TMN SENANGIN SG.BULOH | CLOSED | CLOSED | LINK |  | 11 kV |  | 2014-01-02 | [7 empty] | PADAT RUMAH KEDAI SASARAN | Unknown | Unknown | NO | NONE | DISTRIBUTION | TNB | KUALA SELANGOR | NO | Unknown |  |  |  | NO | [8 empty] | S05782 | NO | [7 empty] | 3
382390675 | S05784 |  |  |  | BKSL/PCE/J00837/MBRMU | 310400139 | Existing | RYB |  | S01302 K/UDANG API-API NO 9 | CLOSED | CLOSED | LINK |  | 11 kV |  | 2014-01-02 | [7 empty] | PADAT RUMAH KEDAI SASARAN | Unknown | Unknown | NO | NONE | DISTRIBUTION | TNB | KUALA SELANGOR | NO | Unknown |  |  |  | NO | [8 empty] | S05784 | NO | [7 empty] | 3
382390796 | R0002 | [5 empty] | Existing | RYB |  | R01834 TERNAK LEMBU IJOK | CLOSED | CLOSED | LINK |  | 11 kV | [9 empty] | BEACON | Unknown | Unknown | NO | NONE | DISTRIBUTION | TNB | KUALA SELANGOR | NO | Unknown |  |  |  | NO | [8 empty] | R0002 | NO | [7 empty] | 3
382390944 | S05881 |  |  |  | BKSL/PCE/J00873/MBRMU | 300500901 | Existing | Unknown |  | S05702 FASA 3A1 PUNCAK ALAM | CLOSED | CLOSED | LINK |  | 11 kV | [6 empty] | INDKOM |  |  | RUMAH BANGLO PUNCAK ALAM JAYA 2 | Unknown | Unknown | NO | NONE | DISTRIBUTION | TNB | KUALA SELANGOR | NO | Unknown |  |  |  | NO | [8 empty] | S05881 | NO | [7 empty] | 0
382390945 | S05882 |  |  |  | BKSL/PCE/J00873/MBRMU | 300500901 | Existing | Unknown |  | S05858 RUMAH KEDAI PUNCAK ALAM JAYA | CLOSED | CLOSED | LINK |  | 11 kV | [6 empty] | INDKOM |  |  | RUMAH BANGLO PUNCAK ALAM JAYA 2 | Unknown | Unknown | NO | NONE | DISTRIBUTION | TNB | KUALA SELANGOR | NO | Unknown |  |  |  | NO | [8 empty] | S05882 | NO | [7 empty] | 0
382390959 | S05880 |  |  |  | BKSL/PCE/J00873/MBRMU | 300500901 | Existing | Unknown |  | SPARE | OPEN | CLOSED | LINK |  | 11 kV | [6 empty] | INDKOM |  |  | RUMAH BANGLO PUNCAK ALAM JAYA 2 | Unknown | Unknown | NO | NONE | DISTRIBUTION | TNB | KUALA SELANGOR | NO | Unknown |  |  |  | NO | [8 empty] | S05880 | NO | [7 empty] | 0
382391076 | R07384 | [5 empty] | Existing | RYB |  | R02754 P/PENURUN BALAI POLIS BATU ARANG | CLOSED | CLOSED | LINK |  | 11 kV | [9 empty] | VHF BATU ARANG | Unknown | Unknown | NO | NONE | DISTRIBUTION | TNB | KUALA SELANGOR | NO | Unknown |  |  |  | NO | [8 empty] | R07384 | NO | [7 empty] | 3
382391081 | R07386 | [5 empty] | Existing | RYB |  | R06741 KILANG PELURU (SME ORDINANCE) | CLOSED | CLOSED | LINK |  | 11 kV | [9 empty] | VHF BATU ARANG | Unknown | Unknown | NO | NONE | DISTRIBUTION | TNB | KUALA SELANGOR | NO | Unknown |  |  |  | NO | [8 empty] | R07386 | NO | [7 empty] | 3
382391202 | S05730 |  |  |  | BKSL/PCE/J00853/MBRMU | 300525029 | Existing | Unknown |  | S05554 SMK KUALA SELANGOR ( SI RAMBAI) | CLOSED | CLOSED | LINK |  | 11 kV | [6 empty] | INDKOM |  |  | TMN KSU FASA 5 NO.1 | Unknown | Unknown | NO | NONE | DISTRIBUTION | TNB | KUALA SELANGOR | NO | Unknown |  |  |  | NO | [8 empty] | S05730 | NO | [7 empty] | 0
382391203 | S05731 |  |  |  | BKSL/PCE/J00853/MBRMU | 300525029 | Existing | Unknown |  | S05686 TMN KUALA SELANGOR UTAMA | CLOSED | CLOSED | LINK |  | 11 kV | [6 empty] | INDKOM |  |  | TMN KSU FASA 5 NO.1 | Unknown | Unknown | NO | NONE | DISTRIBUTION | TNB | KUALA SELANGOR | NO | Unknown |  |  |  | NO | [8 empty] | S05731 | NO | [7 empty] | 0
382391217 | S05733 |  |  |  | BKSL/PCE/J00853/MBRMU | 300525029 | Existing | Unknown |  | SPARE | OPEN | CLOSED | LINK |  | 11 kV | [6 empty] | INDKOM |  |  | TMN KSU FASA 5 NO.1 | Unknown | Unknown | NO | NONE | DISTRIBUTION | TNB | KUALA SELANGOR | NO | Unknown |  |  |  | NO | [8 empty] | S05733 | NO | [7 empty] | 0
382391326 | S05695 | [5 empty] | Existing | RYB |  | S05674 GOLDPAGE NO.3 | CLOSED | CLOSED | LINK |  | 11 kV | [9 empty] | STP PASIR PENAMBANG | Unknown | Unknown | NO | NONE | DISTRIBUTION | TNB | KUALA SELANGOR | NO | Unknown |  |  |  | NO | [8 empty] | S05695 | NO | [7 empty] | 3
382391331 | S05697 | [5 empty] | Existing | RYB |  | S05765 PE TMN BOTANIK JLN 4 | CLOSED | CLOSED | LINK |  | 11 kV | [9 empty] | STP PASIR PENAMBANG | Unknown | Unknown | NO | NONE | DISTRIBUTION | TNB | KUALA SELANGOR | NO | Unknown |  |  |  | NO | [8 empty] | S05697 | NO | [7 empty] | 3
382391457 | S05832 |  |  |  | BKSL/PCE/J00373/MB1 | 300519856 | Existing | RYB |  | S01653 KONG LEE ENG FARM | CLOSED | CLOSED | LINK |  | 11 kV |  | 2015-01-01 | [7 empty] | PEWIRA RAYA | Unknown | Unknown | NO | NONE | DISTRIBUTION | TNB | KUALA SELANGOR | NO | Unknown |  |  |  | NO | [8 empty] | S05832 | NO | [7 empty] | 3
382391462 | S05830 |  |  |  | BKSL/PCE/J00373/MB1 | 300519856 | Existing | RYB |  | S01533 PADAT KEM CINA TIRAM BUROK | CLOSED | CLOSED | LINK |  | 11 kV |  | 2015-01-01 | [7 empty] | PEWIRA RAYA | Unknown | Unknown | NO | NONE | DISTRIBUTION | TNB | KUALA SELANGOR | NO | Unknown |  |  |  | NO | [8 empty] | S05830 | NO | [7 empty] | 3
382391707 | S05761 |  |  |  | BKSL/PCE/J00372/MB1 | 300519633 | Existing | RYB |  | S05792 SMK SERI TIRAM BUROK | CLOSED | CLOSED | LINK |  | 11 kV |  | 2015-01-01 | [7 empty] | JLN ANGGERIK TIRAM BUROK | Unknown | Unknown | NO | NONE | DISTRIBUTION | TNB | KUALA SELANGOR | NO | Unknown |  |  |  | NO | [8 empty] | S05761 | NO | [7 empty] | 3
382391712 | S05760 |  |  |  | BKSL/PCE/J00372/MB1 | 300519633 | Existing | RYB |  | S01535 PADAT KEM CINA TIRAM BUROK | CLOSED | CLOSED | LINK |  | 11 kV |  | 2015-01-01 | [7 empty] | JLN ANGGERIK TIRAM BUROK | Unknown | Unknown | NO | NONE | DISTRIBUTION | TNB | KUALA SELANGOR | NO | Unknown |  |  |  | NO | [8 empty] | S05760 | NO | [7 empty] | 3
382391833 | R07389 | [5 empty] | Existing | RYB |  | R05531 LDG MINYAK | CLOSED | CLOSED | LINK |  | 11 kV | [9 empty] | LADANG HOPEFUL | Unknown | Unknown | NO | NONE | DISTRIBUTION | TNB | KUALA SELANGOR | NO | Unknown |  |  |  | NO | [8 empty] | R07389 | NO | [7 empty] | 3
382391838 | R07387 | [5 empty] | Existing | RYB |  |  | CLOSED | CLOSED | LINK |  | 11 kV | [9 empty] | LADANG HOPEFUL | Unknown | Unknown | NO | NONE | DISTRIBUTION | TNB | KUALA SELANGOR | NO | Unknown |  |  |  | NO | [8 empty] | R07387 | NO | [7 empty] | 3
382391982 | S05772 |  |  |  | BKSL/PCE/J00357/MBRMU1 | 300541057 | Existing | RYB |  | S00586 TELEKOM SEKINCHAN | CLOSED | CLOSED | LINK |  | 11 kV |  | 2015-01-01 | [7 empty] | MAHSURI JLN PERDANA NO.1 | Unknown | Unknown | NO | NONE | DISTRIBUTION | TNB | KUALA SELANGOR | NO | Unknown |  |  |  | NO | [8 empty] | S05772 | NO | [7 empty] | 3
382391987 | S05770 |  |  |  | BKSL/PCE/J00357/MBRMU1 | 300541057 | Existing | RYB |  | S00577 SEAFOOD BGN SEKINCHAN | CLOSED | CLOSED | LINK |  | 11 kV |  | 2015-01-01 | [7 empty] | MAHSURI JLN PERDANA NO.1 | Unknown | Unknown | NO | NONE | DISTRIBUTION | TNB | KUALA SELANGOR | NO | Unknown |  |  |  | NO | [8 empty] | S05770 | NO | [7 empty] | 3
382392108 | S05845 |  |  |  | BKSL/PCE/J00361/MB1 | 300537932 | Existing | RYB |  | PPU SKCN M: CB1 | CLOSED | CLOSED | LINK |  | 11 kV |  | 28/07/2015 | [7 empty] | APARTMENT SEKINCHAN | Unknown | Unknown | NO | NONE | DISTRIBUTION | TNB | KUALA SELANGOR | NO | Unknown |  |  |  | NO | [8 empty] | S05845 | NO | [7 empty] | 3
382392113 | S05847 |  |  |  | BKSL/PCE/J00361/MB1 | 300537932 | Existing | RYB |  | S01624 QTRS MAJLIS DAERAH SEKINCHAN | CLOSED | CLOSED | LINK |  | 11 kV |  | 28/07/2015 | [7 empty] | APARTMENT SEKINCHAN | Unknown | Unknown | NO | NONE | DISTRIBUTION | TNB | KUALA SELANGOR | NO | Unknown |  |  |  | NO | [8 empty] | S05847 | NO | [7 empty] | 3
382392279 | R05308 |  |  |  | BKSL/PCE/J00601/MBRMU | 300346269 | Existing | Unknown |  | R00591 KG BARU IJOK | OPEN | CLOSED | LINK |  | 11 kV |  | 2009-11-10 |  |  |  |  | TAMCO |  |  | SW/STN KOTA PUTERI | Unknown | Unknown | NO | NONE | DISTRIBUTION | TNB | KUALA SELANGOR | NO | Unknown |  |  |  | NO | [8 empty] | R05308 | NO | [7 empty] | 0
382392282 | R05309 |  |  |  | BKSL/PCE/J00601/MBRMU | 300346269 | Existing | Unknown |  | PMU BARG 132/11 KV: CB 6 | CLOSED | CLOSED | LINK |  | 11 kV |  | 2009-11-10 |  |  |  |  | TAMCO |  |  | SW/STN KOTA PUTERI | Unknown | Unknown | NO | NONE | DISTRIBUTION | TNB | KUALA SELANGOR | NO | Unknown |  |  |  | NO | [8 empty] | R05309 | NO | [7 empty] | 0
382392284 | R05307 |  |  |  | BKSL/PCE/J00601/MBRMU | 300346269 | Existing | Unknown |  | R01783 UNITED PAPER BOARD | CLOSED | CLOSED | LINK |  | 11 kV |  | 2009-11-10 |  |  |  |  | TAMCO |  |  | SW/STN KOTA PUTERI | Unknown | Unknown | NO | NONE | DISTRIBUTION | TNB | KUALA SELANGOR | NO | Unknown |  |  |  | NO | [8 empty] | R05307 | NO | [7 empty] | 0
382392315 | R06385 |  |  |  | BKSL/PCE/J00354/MBRMU1 | 300243247 | Existing | RYB |  | R04455 STP PERDANA ALAM JAYA | OPEN | CLOSED | LINK |  | 11 kV |  | 26/06/1992 |  |  |  |  | INDKOM |  |  | APARTMENT ALAM PERDANA 4 | Unknown | Unknown | NO | NONE | DISTRIBUTION | TNB | KUALA SELANGOR | NO | Unknown |  |  |  | NO | [8 empty] | R06385 | NO | [7 empty] | 3
382392329 | R06382 |  |  |  | BKSL/PCE/J00354/MBRMU1 | 300243247 | Existing | RYB |  | R06382 APARTMENT ALAM PERDANA 4 | CLOSED | CLOSED | LINK |  | 11 kV |  | 26/06/1992 |  |  |  |  | INDKOM |  |  | APARTMENT ALAM PERDANA 4 | Unknown | Unknown | NO | NONE | DISTRIBUTION | TNB | KUALA SELANGOR | NO | Unknown |  |  |  | NO | [8 empty] | R06382 | NO | [7 empty] | 3
382392540 | R06381 |  |  |  | BKSL/PCE/J00353/MBRMU1 | 300243244 | Existing | Unknown |  | R06382 APARTMENT ALAM PERDANA 4 | CLOSED | CLOSED | LINK |  | 11 kV |  | 20/05/1982 |  |  |  |  | INDKOM |  |  | APARTMENT ALAM PERDANA 3 | Unknown | Unknown | NO | NONE | DISTRIBUTION | TNB | KUALA SELANGOR | NO | Unknown |  |  |  | NO | [8 empty] | R06381 | NO | [7 empty] | 0
382392554 | R06378 |  |  |  | BKSL/PCE/J00353/MBRMU1 | 300243244 | Existing | RYB |  | R06377 APARTMENT ALAM PERDANA 2 | CLOSED | CLOSED | LINK |  | 11 kV |  | 20/05/1982 |  |  |  |  | INDKOM |  |  | APARTMENT ALAM PERDANA 3 | Unknown | Unknown | NO | NONE | DISTRIBUTION | TNB | KUALA SELANGOR | NO | Unknown |  |  |  | NO | [8 empty] | R06378 | NO | [7 empty] | 3
382392780 | R06374 |  |  |  | BKSL/PCE/J00301/MBRMU1 | 300345116 | Existing | Unknown |  | R06373 APARTMENT ALAM PERDANA 1 | CLOSED | CLOSED | LINK |  | 11 kV |  | 20/05/2006 |  |  |  |  | TOPRANK |  |  | APARTMENT ALAM PERDANA 2 | Unknown | Unknown | NO | NONE | DISTRIBUTION | TNB | KUALA SELANGOR | NO | Unknown |  |  |  | NO | [8 empty] | R06374 | NO | [7 empty] | 0
382392794 | R06377 |  |  |  | BKSL/PCE/J00301/MBRMU1 | 300345116 | Existing | RYB |  | R06378 APARTMENT ALAM PERDANA 3 | CLOSED | CLOSED | LINK |  | 11 kV |  | 20/05/2006 |  |  |  |  | TOPRANK |  |  | APARTMENT ALAM PERDANA 2 | Unknown | Unknown | NO | NONE | DISTRIBUTION | TNB | KUALA SELANGOR | NO | Unknown |  |  |  | NO | [8 empty] | R06377 | NO | [7 empty] | 3
382393009 | R05346 |  |  |  | BKSL/PCE/J00664/MBRMU | 300344933 | Existing | RYB |  | R05340 PE IND ALAM JAYA NO 4 | CLOSED | CLOSED | LINK |  | 11 kV |  | 14/02/2006 |  |  |  |  | TAMCO |  |  | LOJI AIR ALAM PERDANA P.ALAM | Unknown | Unknown | NO | NONE | DISTRIBUTION | TNB | KUALA SELANGOR | NO | Unknown |  |  |  | NO | [8 empty] | R05346 | NO | [7 empty] | 3
382393014 | R05348 |  |  |  | BKSL/PCE/J00664/MBRMU | 300344933 | Existing | RYB |  | R05349 RUMAH PANGSA ALAM PERDANA | CLOSED | CLOSED | LINK |  | 11 kV |  | 14/02/2006 |  |  |  |  | TAMCO |  |  | LOJI AIR ALAM PERDANA P.ALAM | Unknown | Unknown | NO | NONE | DISTRIBUTION | TNB | KUALA SELANGOR | NO | Unknown |  |  |  | NO | [8 empty] | R05348 | NO | [7 empty] | 3
382393130 | R04455 |  |  |  | BKSL/PCE/J00659/MBRMU | 300345441 | Existing | RYB |  | R06385 APARTMENT ALAM PERDANA 4 | CLOSED | CLOSED | LINK |  | 11 kV |  | 14/11/2006 | [7 empty] | STP PERDANA ALAM JAYA | Unknown | Unknown | NO | NONE | DISTRIBUTION | TNB | KUALA SELANGOR | NO | Unknown |  |  |  | NO | [8 empty] | R04455 | NO | [7 empty] | 3
382393135 | R04456 |  |  |  | BKSL/PCE/J00659/MBRMU | 300345441 | Existing | RYB |  | R04454 PERDANA ALAM JAYA NO.1 | CLOSED | CLOSED | LINK |  | 11 kV |  | 14/11/2006 | [7 empty] | STP PERDANA ALAM JAYA | Unknown | Unknown | NO | NONE | DISTRIBUTION | TNB | KUALA SELANGOR | NO | Unknown |  |  |  | NO | [8 empty] | R04456 | NO | [7 empty] | 3
382393270 | R04454 |  |  |  | BKSL/PCE/J00658/MBRMU | 300345436 | Existing | RYB |  |  | CLOSED | CLOSED | LINK |  | 11 kV |  | 2006-11-10 |  |  |  |  | TAMCO |  |  | PERDANA ALAM JAYA NO.1 | Unknown | Unknown | NO | NONE | DISTRIBUTION | TNB | KUALA SELANGOR | NO | Unknown |  |  |  | NO | [8 empty] | R04454 | NO | [7 empty] | 3
382393284 | R04451 |  |  |  | BKSL/PCE/J00658/MBRMU | 300345436 | Existing | RYB |  | R04450 PERDANA ALAM JAYA NO.2 | CLOSED | CLOSED | LINK |  | 11 kV |  | 2006-11-10 |  |  |  |  | TAMCO |  |  | PERDANA ALAM JAYA NO.1 | Unknown | Unknown | NO | NONE | DISTRIBUTION | TNB | KUALA SELANGOR | NO | Unknown |  |  |  | NO | [8 empty] | R04451 | NO | [7 empty] | 3
382676989 | R03839 |  |  |  | BKSL/PCE/J00472/MBRMU | 300313317 | Existing | RYB |  |  | CLOSED |  | LINK |  | 33 kV |  | 1994-10-12 |  |  |  |  | TAMCO |  |  | S/DOWN 33/11KV FISH POUND | Unknown | Unknown | Unknown | Unknown | DISTRIBUTION | TNB | KUALA SELANGOR | Unknown |  |  |  |  | Unknown | [8 empty] | R03839 | [8 empty] | 3
382676993 | R03840 |  |  |  | BKSL/PCE/J00472/MBRMU | 300313317 | Existing | RYB |  |  | OPEN |  | LINK |  | 11 kV |  | 1994-10-12 |  |  |  |  | TAMCO |  |  | S/DOWN 33/11KV FISH POUND | Unknown | Unknown | Unknown | Unknown | DISTRIBUTION | TNB | KUALA SELANGOR | Unknown |  |  |  |  | Unknown | [8 empty] | R03840 | [8 empty] | 3
382676997 | R03838 |  |  |  | BKSL/PCE/J00472/MBRMU | 300313317 | Existing | RYB |  |  | OPEN |  | LINK |  | 11 kV |  | 1994-10-12 |  |  |  |  | TAMCO |  |  | S/DOWN 33/11KV FISH POUND | Unknown | Unknown | Unknown | Unknown | DISTRIBUTION | TNB | KUALA SELANGOR | Unknown |  |  |  |  | Unknown | [8 empty] | R03838 | [8 empty] | 3
382711341 | S05461 |  |  |  | BKSL/PCE/J00820/MBRMU | 300346281 | Existing | RYB |  | S01417 PE KOSSAN 1 | CLOSED | CLOSED | LINK |  | 11 kV |  | 22/03/2012 |  |  |  |  | TAMCO |  |  | LYWOOD SG SEMBILANG | Unknown | Unknown | NO | NONE | DISTRIBUTION | TNB | KUALA SELANGOR | NO | Unknown |  |  |  | NO | [8 empty] | S05461 | NO | [7 empty] | 3
382711346 | S05639 |  |  |  | BKSL/PCE/J00820/MBRMU | 300346281 | Existing | RYB |  | S01413 SW/STN TMN JATI | CLOSED | CLOSED | LINK |  | 11 kV |  | 22/03/2012 |  |  |  |  | TAMCO |  |  | LYWOOD SG SEMBILANG | Unknown | Unknown | NO | NONE | DISTRIBUTION | TNB | KUALA SELANGOR | NO | Unknown |  |  |  | NO | [8 empty] | S05639 | NO | [7 empty] | 3
382711466 | S05717 |  |  |  | BKSL/PCE/J00836/MBRMU | 300520561 | Existing | RYB |  | S05590 DETIK ATURAN | CLOSED | CLOSED | LINK |  | 11 kV |  | 2014-01-01 |  |  |  |  | INDKOM |  |  | ZON IKS SG GULANG-GULANG | Unknown | Unknown | NO | NONE | DISTRIBUTION | TNB | KUALA SELANGOR | NO | Unknown |  |  |  | NO | [8 empty] | S05717 | NO | [7 empty] | 3
382711471 | S05719 |  |  |  | BKSL/PCE/J00836/MBRMU | 300520561 | Existing | RYB |  | S00412 SG TUNGGUL | CLOSED | CLOSED | LINK |  | 11 kV |  | 2014-01-01 |  |  |  |  | INDKOM |  |  | ZON IKS SG GULANG-GULANG | Unknown | Unknown | NO | NONE | DISTRIBUTION | TNB | KUALA SELANGOR | NO | Unknown |  |  |  | NO | [8 empty] | S05719 | NO | [7 empty] | 3
382711591 | R05531 |  |  |  | BKSL/PCE/J00552/MBRMU1 | 300343340 | Existing | RYB |  | R07389 LADANG HOPEFUL | CLOSED | CLOSED | LINK |  | 11 kV |  | 18/08/1998 |  |  |  |  | MERLIN GERIN |  |  | LDG MINYAK | Unknown | Unknown | NO | NONE | DISTRIBUTION | TNB | KUALA SELANGOR | NO | Unknown |  |  |  | NO | [8 empty] | R05531 | NO | [7 empty] | 3
382711596 | R05533 |  |  |  | BKSL/PCE/J00552/MBRMU1 | 300343340 | Existing | RYB |  | R05058 BERJUNTAI BESTARI NO 2 | CLOSED | CLOSED | LINK |  | 11 kV |  | 18/08/1998 |  |  |  |  | MERLIN GERIN |  |  | LDG MINYAK | Unknown | Unknown | NO | NONE | DISTRIBUTION | TNB | KUALA SELANGOR | NO | Unknown |  |  |  | NO | [8 empty] | R05533 | NO | [7 empty] | 3
383385862 | R08043 |  |  |  | BKSL/PCE/J00436/MB1 | 310303687 | Existing | Unknown |  | R04383 OSCAR CANARY | CLOSED | CLOSED | LINK |  | 11 kV | [9 empty] | TYCOPLUS BT 22 IJOK | Unknown | Unknown | NO | NONE | DISTRIBUTION | TNB | KUALA SELANGOR | NO | Unknown |  |  |  | NO | [8 empty] | R08043 | NO | [7 empty] | 0
383385864 | R08045 |  |  |  | BKSL/PCE/J00436/MB1 | 310303687 | Existing | Unknown |  | R05851 GUARDIAN CAUCUS | CLOSED | CLOSED | LINK |  | 11 kV | [9 empty] | TYCOPLUS BT 22 IJOK | Unknown | Unknown | NO | NONE | DISTRIBUTION | TNB | KUALA SELANGOR | NO | Unknown |  |  |  | NO | [8 empty] | R08045 | NO | [7 empty] | 0
383510027 | [6 empty] | Existing | Unknown |  |  | CLOSED | OPEN | MAIN |  | 33 kV | [9 empty] | SSU HARTALEGA | Unknown | Unknown | NO | NONE | DISTRIBUTION | TNB | KUALA SELANGOR | Unknown |  |  |  |  | NO | [17 empty] | 0
383510037 | [6 empty] | Existing | Unknown |  |  | OPEN | OPEN | MAIN |  | 33 kV | [9 empty] | SSU HARTALEGA | Unknown | Unknown | NO | NONE | DISTRIBUTION | TNB | KUALA SELANGOR | NO | Unknown |  |  |  | NO | [17 empty] | 0
383510047 | [6 empty] | Existing | Unknown |  |  | OPEN | CLOSED | MAIN |  | 33 kV | [9 empty] | SSU HARTALEGA | Unknown | Unknown | NO | NONE | DISTRIBUTION | TNB | KUALA SELANGOR | Unknown |  |  |  |  | NO | [17 empty] | 0
383510065 | [6 empty] | Existing | Unknown |  |  | OPEN | CLOSED | MAIN |  | 33 kV | [9 empty] | SSU HARTALEGA | Unknown | Unknown | NO | NONE | DISTRIBUTION | TNB | KUALA SELANGOR | Unknown |  |  |  |  | NO | [17 empty] | 0
383510078 | [6 empty] | Existing | Unknown |  |  | OPEN | CLOSED | MAIN |  | 33 kV | [9 empty] | SSU HARTALEGA | Unknown | Unknown | NO | NONE | DISTRIBUTION | TNB | KUALA SELANGOR | Unknown |  |  |  |  | NO | [17 empty] | 0
383510086 | [6 empty] | Existing | Unknown |  |  | CLOSED | OPEN | MAIN |  | 33 kV | [9 empty] | SSU HARTALEGA | Unknown | Unknown | NO | NONE | DISTRIBUTION | TNB | KUALA SELANGOR | Unknown |  |  |  |  | NO | [17 empty] | 0
383510090 | [6 empty] | Existing | Unknown |  |  | OPEN | OPEN | MAIN |  | 33 kV | [9 empty] | SSU HARTALEGA | Unknown | Unknown | NO | NONE | DISTRIBUTION | TNB | KUALA SELANGOR | Unknown |  |  |  |  | NO | [17 empty] | 0
383510096 | [6 empty] | Existing | Unknown |  |  | OPEN | OPEN | MAIN |  | 33 kV | [9 empty] | SSU HARTALEGA | Unknown | Unknown | NO | NONE | DISTRIBUTION | TNB | KUALA SELANGOR | NO | Unknown |  |  |  | NO | [17 empty] | 0
383510106 | [6 empty] | Existing | Unknown |  |  | CLOSED | CLOSED | MAIN |  | 33 kV | [9 empty] | SSU HARTALEGA | Unknown | Unknown | NO | NONE | DISTRIBUTION | TNB | KUALA SELANGOR | NO | Unknown |  |  |  | NO | [17 empty] | 0
383510116 | [6 empty] | Existing | Unknown |  |  | CLOSED | CLOSED | MAIN |  | 33 kV | [9 empty] | SSU HARTALEGA | Unknown | Unknown | NO | NONE | DISTRIBUTION | TNB | KUALA SELANGOR | Unknown |  |  |  |  | NO | [17 empty] | 0
383510134 | [6 empty] | Existing | Unknown |  |  | CLOSED | CLOSED | MAIN |  | 33 kV | [9 empty] | SSU HARTALEGA | Unknown | Unknown | NO | NONE | DISTRIBUTION | TNB | KUALA SELANGOR | NO | Unknown |  |  |  | NO | [17 empty] | 0
383510160 | [6 empty] | Existing | Unknown |  |  | OPEN | OPEN | MAIN |  | 33 kV | [9 empty] | SSU HARTALEGA | Unknown | Unknown | NO | NONE | DISTRIBUTION | TNB | KUALA SELANGOR | Unknown |  |  |  |  | NO | [17 empty] | 0
383814900 | S05919 |  |  |  | BKSL/PCE/J00414/MB1 | 302869304 | Existing | Unknown |  |  | CLOSED | CLOSED | LINK |  | 11 kV | [6 empty] | INDKOM |  |  | PERUMAHAN FASA 4 PUNCAK BESTARI | Unknown | Unknown | NO | NONE | DISTRIBUTION | TNB | KUALA SELANGOR | NO | Unknown |  |  |  | NO | [8 empty] | S05919 | NO | [7 empty] | 0
383814914 | S05916 |  |  |  | BKSL/PCE/J00414/MB1 | 302869304 | Existing | Unknown |  |  | CLOSED | CLOSED | LINK |  | 11 kV | [6 empty] | INDKOM |  |  | PERUMAHAN FASA 4 PUNCAK BESTARI | Unknown | Unknown | NO | NONE | DISTRIBUTION | TNB | KUALA SELANGOR | NO | Unknown |  |  |  | NO | [8 empty] | S05916 | NO | [7 empty] | 0
383815126 | S05926 |  |  |  | BKSL/PCE/J00424/MB1 |  | Existing | Unknown |  |  | CLOSED | CLOSED | LINK |  | 11 kV | [9 empty] | REBAN AYAM BAIZILAH | Unknown | Unknown | NO | NONE | DISTRIBUTION | TNB | KUALA SELANGOR | NO | Unknown |  |  |  | NO | [8 empty] | S05926 | NO | [7 empty] | 0
383815128 | S05924 |  |  |  | BKSL/PCE/J00424/MB1 |  | Existing | Unknown |  |  | CLOSED | CLOSED | LINK |  | 11 kV | [9 empty] | REBAN AYAM BAIZILAH | Unknown | Unknown | NO | NONE | DISTRIBUTION | TNB | KUALA SELANGOR | NO | Unknown |  |  |  | NO | [8 empty] | S05924 | NO | [7 empty] | 0
383815243 | R08011 |  |  |  | BKSL/PCE/J00434/MB1 | 310158575 | Existing | Unknown |  |  | CLOSED | CLOSED | LINK |  | 11 kV | [9 empty] | Grp: Substation Comp. 1 | Unknown | Unknown | NO | NONE | DISTRIBUTION | TNB | KUALA SELANGOR | NO | Unknown |  |  |  | NO | [8 empty] | R08011 | NO | [7 empty] | 0
383815245 | R08009 |  |  |  | BKSL/PCE/J00434/MB1 | 310158575 | Existing | Unknown |  |  | CLOSED | CLOSED | LINK |  | 11 kV | [9 empty] | Grp: Substation Comp. 1 | Unknown | Unknown | NO | NONE | DISTRIBUTION | TNB | KUALA SELANGOR | NO | Unknown |  |  |  | NO | [8 empty] | R08009 | NO | [7 empty] | 0
383819193 | S05934 | [5 empty] | Existing | Unknown |  |  | CLOSED | CLOSED | LINK |  | 11 kV | [9 empty] | ONE SEKINCAN | Unknown | Unknown | NO | NONE | DISTRIBUTION | TNB | KUALA SELANGOR | NO | Unknown |  |  |  | NO | [8 empty] | S05934 | NO | [7 empty] | 0
383819195 | S05936 | [5 empty] | Existing | Unknown |  |  | CLOSED | CLOSED | LINK |  | 11 kV | [9 empty] | ONE SEKINCAN | Unknown | Unknown | NO | NONE | DISTRIBUTION | TNB | KUALA SELANGOR | NO | Unknown |  |  |  | NO | [8 empty] | S05936 | NO | [7 empty] | 0
383819307 | S05942 | [5 empty] | Existing | Unknown |  |  | CLOSED | CLOSED | LINK |  | 11 kV | [9 empty] | Grp: Substation Comp. 1 | Unknown | Unknown | NO | NONE | DISTRIBUTION | TNB | KUALA SELANGOR | NO | Unknown |  |  |  | NO | [8 empty] | S05942 | NO | [7 empty] | 0
383819309 | S05940 | [5 empty] | Existing | Unknown |  |  | CLOSED | CLOSED | LINK |  | 11 kV | [9 empty] | Grp: Substation Comp. 1 | Unknown | Unknown | NO | NONE | DISTRIBUTION | TNB | KUALA SELANGOR | NO | Unknown |  |  |  | NO | [8 empty] | S05940 | NO | [7 empty] | 0
383819421 | S05948 | [5 empty] | Existing | Unknown |  |  | CLOSED | CLOSED | LINK |  | 11 kV | [9 empty] | Grp: Substation Comp. 1 | Unknown | Unknown | NO | NONE | DISTRIBUTION | TNB | KUALA SELANGOR | NO | Unknown |  |  |  | NO | [8 empty] | S05948 | NO | [7 empty] | 0
383819423 | S05950 | [5 empty] | Existing | Unknown |  |  | CLOSED | CLOSED | LINK |  | 11 kV | [9 empty] | Grp: Substation Comp. 1 | Unknown | Unknown | NO | NONE | DISTRIBUTION | TNB | KUALA SELANGOR | NO | Unknown |  |  |  | NO | [8 empty] | S05950 | NO | [7 empty] | 0
384274360 | [6 empty] | Existing | RYB |  |  | CLOSED | CLOSED | MAIN |  | 11 kV | [9 empty] | PPU PLENTIFIELD 33/11kV | Unknown | Unknown | NO | NONE | DISTRIBUTION | TNB | KUALA SELANGOR | NO | Unknown |  |  |  | NO | [17 empty] | 3
384274397 | [6 empty] | Existing | RYB |  |  | CLOSED | CLOSED | MAIN |  | 33 kV | [9 empty] | PPU PLENTIFIELD 33/11kV | Unknown | Unknown | NO | NONE | DISTRIBUTION | TNB | KUALA SELANGOR | NO | Unknown |  |  |  | NO | [17 empty] | 3
384274406 | [6 empty] | Existing | RYB |  |  | CLOSED | CLOSED | MAIN |  | 11 kV | [9 empty] | PPU PLENTIFIELD 33/11kV | Unknown | Unknown | NO | NONE | DISTRIBUTION | TNB | KUALA SELANGOR | NO | Unknown |  |  |  | NO | [17 empty] | 3
384274415 | [6 empty] | Existing | RYB |  |  | CLOSED | CLOSED | MAIN |  | 11 kV | [9 empty] | PPU PLENTIFIELD 33/11kV | Unknown | Unknown | NO | NONE | DISTRIBUTION | TNB | KUALA SELANGOR | NO | Unknown |  |  |  | NO | [17 empty] | 3
384274445 | [6 empty] | Existing | RYB |  |  | CLOSED | CLOSED | MAIN |  | 11 kV | [9 empty] | PPU PLENTIFIELD 33/11kV | Unknown | Unknown | NO | NONE | DISTRIBUTION | TNB | KUALA SELANGOR | NO | Unknown |  |  |  | NO | [17 empty] | 3
384274465 | [6 empty] | Existing | RYB |  |  | CLOSED | CLOSED | MAIN |  | 33 kV | [9 empty] | PPU PLENTIFIELD 33/11kV | Unknown | Unknown | NO | NONE | DISTRIBUTION | TNB | KUALA SELANGOR | NO | Unknown |  |  |  | NO | [17 empty] | 3
384274491 | [6 empty] | Existing | RYB |  |  | CLOSED | CLOSED | MAIN |  | 11 kV | [9 empty] | PPU PLENTIFIELD 33/11kV | Unknown | Unknown | NO | NONE | DISTRIBUTION | TNB | KUALA SELANGOR | NO | Unknown |  |  |  | NO | [17 empty] | 3
384274509 | [6 empty] | Existing | RYB |  |  | CLOSED | CLOSED | MAIN |  | 33 kV | [9 empty] | PPU PLENTIFIELD 33/11kV | Unknown | Unknown | NO | NONE | DISTRIBUTION | TNB | KUALA SELANGOR | NO | Unknown |  |  |  | NO | [17 empty] | 3
384274516 | [6 empty] | Existing | RYB |  |  | CLOSED | CLOSED | MAIN |  | 11 kV | [9 empty] | PPU PLENTIFIELD 33/11kV | Unknown | Unknown | NO | NONE | DISTRIBUTION | TNB | KUALA SELANGOR | NO | Unknown |  |  |  | NO | [17 empty] | 3
384274521 | [6 empty] | Existing | RYB |  |  | CLOSED | CLOSED | MAIN |  | 11 kV | [9 empty] | PPU PLENTIFIELD 33/11kV | Unknown | Unknown | NO | NONE | DISTRIBUTION | TNB | KUALA SELANGOR | NO | Unknown |  |  |  | NO | [17 empty] | 3
384274531 | [6 empty] | Existing | RYB |  |  | CLOSED | CLOSED | MAIN |  | 11 kV | [9 empty] | PPU PLENTIFIELD 33/11kV | Unknown | Unknown | NO | NONE | DISTRIBUTION | TNB | KUALA SELANGOR | NO | Unknown |  |  |  | NO | [17 empty] | 3
384274535 | [6 empty] | Existing | RYB |  |  | CLOSED | CLOSED | MAIN |  | 33 kV | [9 empty] | PPU PLENTIFIELD 33/11kV | Unknown | Unknown | NO | NONE | DISTRIBUTION | TNB | KUALA SELANGOR | Unknown |  |  |  |  | NO | [17 empty] | 3
384274539 | [6 empty] | Existing | RYB |  |  | CLOSED | CLOSED | MAIN |  | 11 kV | [9 empty] | PPU PLENTIFIELD 33/11kV | Unknown | Unknown | NO | NONE | DISTRIBUTION | TNB | KUALA SELANGOR | NO | Unknown |  |  |  | NO | [17 empty] | 3
384274544 | [6 empty] | Existing | RYB |  |  | CLOSED | CLOSED | MAIN |  | 11 kV | [9 empty] | PPU PLENTIFIELD 33/11kV | Unknown | Unknown | NO | NONE | DISTRIBUTION | TNB | KUALA SELANGOR | NO | Unknown |  |  |  | NO | [17 empty] | 3
384274550 | [6 empty] | Existing | RYB |  |  | CLOSED | CLOSED | MAIN |  | 33 kV | [9 empty] | PPU PLENTIFIELD 33/11kV | Unknown | Unknown | NO | NONE | DISTRIBUTION | TNB | KUALA SELANGOR | Unknown |  |  |  |  | NO | [17 empty] | 3
384274578 | [6 empty] | Existing | RYB |  |  | CLOSED | CLOSED | MAIN |  | 11 kV | [9 empty] | PPU PLENTIFIELD 33/11kV | Unknown | Unknown | NO | NONE | DISTRIBUTION | TNB | KUALA SELANGOR | NO | Unknown |  |  |  | NO | [17 empty] | 3
384274583 | [6 empty] | Existing | RYB |  |  | CLOSED | CLOSED | MAIN |  | 33 kV | [9 empty] | PPU PLENTIFIELD 33/11kV | Unknown | Unknown | NO | NONE | DISTRIBUTION | TNB | KUALA SELANGOR | Unknown |  |  |  |  | NO | [17 empty] | 3
384274589 | [6 empty] | Existing | RYB |  |  | CLOSED | CLOSED | MAIN |  | 11 kV | [9 empty] | PPU PLENTIFIELD 33/11kV | Unknown | Unknown | NO | NONE | DISTRIBUTION | TNB | KUALA SELANGOR | NO | Unknown |  |  |  | NO | [17 empty] | 3
384274596 | [6 empty] | Existing | RYB |  |  | CLOSED | CLOSED | MAIN |  | 33 kV | [9 empty] | PPU PLENTIFIELD 33/11kV | Unknown | Unknown | NO | NONE | DISTRIBUTION | TNB | KUALA SELANGOR | Unknown |  |  |  |  | NO | [17 empty] | 3
384274626 | [6 empty] | Existing | RYB |  |  | CLOSED | CLOSED | MAIN |  | 11 kV | [9 empty] | PPU PLENTIFIELD 33/11kV | Unknown | Unknown | NO | NONE | DISTRIBUTION | TNB | KUALA SELANGOR | NO | Unknown |  |  |  | NO | [17 empty] | 3
384274647 | [6 empty] | Existing | RYB |  |  | OPEN |  | MAIN |  | 33 kV | [9 empty] | PPU PLENTIFIELD 33/11kV | Unknown | Unknown | Unknown | Unknown | DISTRIBUTION | TNB | KUALA SELANGOR | Unknown |  |  |  |  | Unknown | [17 empty] | 3
384274653 | [6 empty] | Existing | RYB |  |  | CLOSED | CLOSED | MAIN |  | 11 kV | [9 empty] | PPU PLENTIFIELD 33/11kV | Unknown | Unknown | NO | NONE | DISTRIBUTION | TNB | KUALA SELANGOR | NO | Unknown |  |  |  | NO | [17 empty] | 3
384274663 | [6 empty] | Existing | RYB |  |  | CLOSED | CLOSED | MAIN |  | 11 kV | [9 empty] | PPU PLENTIFIELD 33/11kV | Unknown | Unknown | NO | NONE | DISTRIBUTION | TNB | KUALA SELANGOR | NO | Unknown |  |  |  | NO | [17 empty] | 3
384274668 | [6 empty] | Existing | RYB |  |  | CLOSED | CLOSED | MAIN |  | 11 kV | [9 empty] | PPU PLENTIFIELD 33/11kV | Unknown | Unknown | NO | NONE | DISTRIBUTION | TNB | KUALA SELANGOR | NO | Unknown |  |  |  | NO | [17 empty] | 3
384274677 | [6 empty] | Existing | RYB |  |  | CLOSED |  | MAIN |  | 33 kV | [9 empty] | PPU PLENTIFIELD 33/11kV | Unknown | Unknown | Unknown | Unknown | DISTRIBUTION | TNB | KUALA SELANGOR | Unknown |  |  |  |  | Unknown | [17 empty] | 3
384274681 | [6 empty] | Existing | RYB |  |  | CLOSED | CLOSED | MAIN |  | 11 kV | [9 empty] | PPU PLENTIFIELD 33/11kV | Unknown | Unknown | NO | NONE | DISTRIBUTION | TNB | KUALA SELANGOR | NO | Unknown |  |  |  | NO | [17 empty] | 3
384274687 | [6 empty] | Existing | RYB |  |  | CLOSED |  | MAIN |  | 33 kV | [9 empty] | PPU PLENTIFIELD 33/11kV | Unknown | Unknown | Unknown | Unknown | DISTRIBUTION | TNB | KUALA SELANGOR | Unknown |  |  |  |  | Unknown | [17 empty] | 3
384274721 | [6 empty] | Existing | RYB |  |  | CLOSED | CLOSED | MAIN |  | 11 kV | [9 empty] | PPU PLENTIFIELD 33/11kV | Unknown | Unknown | NO | NONE | DISTRIBUTION | TNB | KUALA SELANGOR | NO | Unknown |  |  |  | NO | [17 empty] | 3
384274749 | [6 empty] | Existing | RYB |  |  | CLOSED | CLOSED | MAIN |  | 11 kV | [9 empty] | PPU PLENTIFIELD 33/11kV | Unknown | Unknown | NO | NONE | DISTRIBUTION | TNB | KUALA SELANGOR | Unknown |  |  |  |  | NO | [17 empty] | 3
384888529 | R08097 | [5 empty] | Existing | RYB |  |  | CLOSED | CLOSED | LINK |  | 11 kV | [9 empty] | D-KSL-C17-1624 | Unknown | Unknown | NO | NONE | DISTRIBUTION | TNB | KUALA SELANGOR | NO | Unknown |  |  |  | NO | [8 empty] | R08097 | NO | [7 empty] | 3
384888534 | R08099 | [5 empty] | Existing | RYB |  |  | CLOSED | CLOSED | LINK |  | 11 kV | [9 empty] | D-KSL-C17-1624 | Unknown | Unknown | NO | NONE | DISTRIBUTION | TNB | KUALA SELANGOR | NO | Unknown |  |  |  | NO | [8 empty] | R08099 | NO | [7 empty] | 3
384888685 | R08103 |  |  |  | BKSL/PCE/J00451/MB1 | 310576584 | Existing | RYB |  |  | CLOSED | CLOSED | LINK |  | 11 kV | [9 empty] | D-KSL-C17-1592 | Unknown | Unknown | NO | NONE | DISTRIBUTION | TNB | KUALA SELANGOR | NO | Unknown |  |  |  | NO | [8 empty] | R08103 | NO | [7 empty] | 3
384888690 | R08105 |  |  |  | BKSL/PCE/J00451/MB1 | 310576584 | Existing | RYB |  |  | CLOSED | CLOSED | LINK |  | 11 kV | [9 empty] | D-KSL-C17-1592 | Unknown | Unknown | NO | NONE | DISTRIBUTION | TNB | KUALA SELANGOR | NO | Unknown |  |  |  | NO | [8 empty] | R08105 | NO | [7 empty] | 3
384892855 | S05962 |  |  |  | BKSL/PCE/J00448/MB1 | 310555533 | Existing | RYB |  |  | CLOSED | CLOSED | LINK |  | 11 kV | [9 empty] | D-KSL-C17-1525 | Unknown | Unknown | NO | NONE | DISTRIBUTION | TNB | KUALA SELANGOR | NO | Unknown |  |  |  | NO | [8 empty] | S05962 | NO | [7 empty] | 3
384892860 | S05964 |  |  |  | BKSL/PCE/J00448/MB1 | 310555533 | Existing | RYB |  |  | CLOSED | CLOSED | LINK |  | 11 kV | [9 empty] | D-KSL-C17-1525 | Unknown | Unknown | NO | NONE | DISTRIBUTION | TNB | KUALA SELANGOR | NO | Unknown |  |  |  | NO | [8 empty] | S05964 | NO | [7 empty] | 3
384892998 | S05965 | [5 empty] | Existing | RYB |  | S05929 PE KILANG PADI PUKAL | CLOSED | CLOSED | LINK |  | 11 kV | [9 empty] | D-KSL-C17-1545 (tmn makmur) | Unknown | Unknown | NO | NONE | DISTRIBUTION | TNB | KUALA SELANGOR | NO | Unknown |  |  |  | NO | [8 empty] | S05965 | NO | [7 empty] | 3
384893003 | S05967 | [5 empty] | Existing | RYB |  |  | CLOSED | CLOSED | LINK |  | 11 kV | [9 empty] | D-KSL-C17-1545 (tmn makmur) | Unknown | Unknown | NO | NONE | DISTRIBUTION | TNB | KUALA SELANGOR | NO | Unknown |  |  |  | NO | [8 empty] | S05967 | NO | [7 empty] | 3
384893359 | S05958 |  |  |  | BKSL/PCE/J00442/MB1 | 310556333 | Existing | RYB |  |  | CLOSED | CLOSED | LINK |  | 11 kV | [6 empty] | TAMCO |  |  | D-KSL-C17-1380 | Unknown | Unknown | NO | NONE | DISTRIBUTION | TNB | KUALA SELANGOR | NO | Unknown |  |  |  | NO | [8 empty] | S05958 | NO | [7 empty] | 3
384893363 | S05960 |  |  |  | BKSL/PCE/J00442/MB1 | 310556333 | Existing | RYB |  |  | CLOSED | CLOSED | LINK |  | 11 kV | [6 empty] | TAMCO |  |  | D-KSL-C17-1380 | Unknown | Unknown | NO | NONE | DISTRIBUTION | TNB | KUALA SELANGOR | NO | Unknown |  |  |  | NO | [8 empty] | S05960 | NO | [7 empty] | 3
384893380 | S05961 |  |  |  | BKSL/PCE/J00442/MB1 | 310556333 | Existing | RYB |  |  | CLOSED | CLOSED | LINK |  | 11 kV | [6 empty] | TAMCO |  |  | D-KSL-C17-1380 | Unknown | Unknown | NO | NONE | DISTRIBUTION | TNB | KUALA SELANGOR | NO | Unknown |  |  |  | NO | [8 empty] | S05961 | NO | [7 empty] | 3
384893498 | S05955 |  |  |  | BKSL/PCE/J00444/MB1 | 310555534 | Existing | RYB |  |  | CLOSED | CLOSED | LINK |  | 11 kV | [9 empty] | D-KSL-C17-1607 | Unknown | Unknown | NO | NONE | DISTRIBUTION | TNB | KUALA SELANGOR | NO | Unknown |  |  |  | NO | [8 empty] | S05955 | NO | [7 empty] | 3
384893503 | S05957 |  |  |  | BKSL/PCE/J00444/MB1 | 310555534 | Existing | RYB |  |  | CLOSED | CLOSED | LINK |  | 11 kV | [9 empty] | D-KSL-C17-1607 | Unknown | Unknown | NO | NONE | DISTRIBUTION | TNB | KUALA SELANGOR | NO | Unknown |  |  |  | NO | [8 empty] | S05957 | NO | [7 empty] | 3
384965691 | R08134 | [5 empty] | Existing | RYB |  |  | CLOSED | CLOSED | LINK |  | 11 kV | [9 empty] | LOT 11311 TIAJ 2/5 | Unknown | Unknown | NO | NONE | DISTRIBUTION | TNB | KUALA SELANGOR | NO | Unknown |  |  |  | NO | [8 empty] | R08134 | NO | [7 empty] | 3
384965696 | R08136 | [5 empty] | Existing | RYB |  |  | CLOSED | CLOSED | LINK |  | 11 kV | [9 empty] | LOT 11311 TIAJ 2/5 | Unknown | Unknown | NO | NONE | DISTRIBUTION | TNB | KUALA SELANGOR | NO | Unknown |  |  |  | NO | [8 empty] | R08136 | NO | [7 empty] | 3
385030198 | R08146 | [5 empty] | Existing | RYB |  |  | CLOSED | CLOSED | LINK |  | 11 kV | [9 empty] | D-KSL-C17-1621 | Unknown | Unknown | NO | NONE | DISTRIBUTION | TNB | KUALA SELANGOR | NO | Unknown |  |  |  | NO | [8 empty] | R08146 | NO | [7 empty] | 3
385030203 | R08148 | [5 empty] | Existing | RYB |  |  | CLOSED | CLOSED | LINK |  | 11 kV | [9 empty] | D-KSL-C17-1621 | Unknown | Unknown | NO | NONE | DISTRIBUTION | TNB | KUALA SELANGOR | NO | Unknown |  |  |  | NO | [8 empty] | R08148 | NO | [7 empty] | 3
385502526 | R08209 |  |  |  | BKSL/PCE/J00882/MB1 | 310616250 | Existing | RYB |  | R08202 JLN HILLPARK 11/4A | CLOSED | CLOSED | LINK |  | 11 kV | [9 empty] | D-KSL-C17-1638 | Unknown | Unknown | NO | NONE | DISTRIBUTION | TNB | KUALA SELANGOR | NO | Unknown |  |  |  | NO | [8 empty] | R08209 | NO | [7 empty] | 3
385502543 | R08206 |  |  |  | BKSL/PCE/J00882/MB1 | 310616250 | Existing | RYB |  | PPU PAM1 F4 | CLOSED | CLOSED | LINK |  | 11 kV | [9 empty] | D-KSL-C17-1638 | Unknown | Unknown | NO | NONE | DISTRIBUTION | TNB | KUALA SELANGOR | NO | Unknown |  |  |  | NO | [8 empty] | R08206 | NO | [7 empty] | 3
385502757 | R087205 |  |  |  | BKSL/PCE/J00881/MB1 | 310615114 | Existing | RYB |  | R08198 JLN HILLPARK 11/2 | CLOSED | CLOSED | LINK |  | 11 kV | [9 empty] | D-KSL-C17-1497 | Unknown | Unknown | NO | NONE | DISTRIBUTION | TNB | KUALA SELANGOR | NO | Unknown |  |  |  | NO | [8 empty] | R087205 | NO | [7 empty] | 3
385502774 | R08202 |  |  |  | BKSL/PCE/J00881/MB1 | 310615114 | Existing | RYB |  | R08209 JLN HILLPAR 11/9 | CLOSED | CLOSED | LINK |  | 11 kV | [9 empty] | D-KSL-C17-1497 | Unknown | Unknown | NO | NONE | DISTRIBUTION | TNB | KUALA SELANGOR | NO | Unknown |  |  |  | NO | [8 empty] | R08202 | NO | [7 empty] | 3
385503198 | R08214 |  |  |  | BKSL/PCE/J00449/MB1 | 310447943 | Existing | RYB |  | R04689 LOJI RAWATAN | CLOSED | CLOSED | LINK |  | 11 kV | [9 empty] | D-KSL-C17-1588 | Unknown | Unknown | NO | NONE | DISTRIBUTION | TNB | KUALA SELANGOR | NO | Unknown |  |  |  | NO | [8 empty] | R08214 | NO | [7 empty] | 3
385503215 | R08216 |  |  |  | BKSL/PCE/J00449/MB1 | 310447943 | Existing | RYB |  | R07925 MAY POLYESTER | CLOSED | CLOSED | LINK |  | 11 kV | [9 empty] | D-KSL-C17-1588 | Unknown | Unknown | NO | NONE | DISTRIBUTION | TNB | KUALA SELANGOR | NO | Unknown |  |  |  | NO | [8 empty] | R08216 | NO | [7 empty] | 3
387817169 | R08317 |  |  |  | BKSL/PCE/J00898/MB1 | 310844396 | Existing | RYB |  | R07556 SSU JASA RINGGIT | CLOSED | CLOSED | LINK |  | 11 kV | [9 empty] | D-KSL-C18-1555 | Unknown | Unknown | NO | NONE | DISTRIBUTION | TNB | KUALA SELANGOR | NO | Unknown |  |  |  | NO | [8 empty] | R08317 | NO | [7 empty] | 3
387817174 | R08319 |  |  |  | BKSL/PCE/J00898/MB1 | 310844396 | Existing | RYB |  | R06008 SSU PPAJ NO.1 JLN PPAJ | CLOSED | CLOSED | LINK |  | 11 kV | [9 empty] | D-KSL-C18-1555 | Unknown | Unknown | NO | NONE | DISTRIBUTION | TNB | KUALA SELANGOR | NO | Unknown |  |  |  | NO | [8 empty] | R08319 | NO | [7 empty] | 3
387817338 | R08328 | [5 empty] | Existing | RYB |  |  | CLOSED | CLOSED | LINK |  | 11 kV | [10 empty] | Unknown | Unknown | NO | NONE | DISTRIBUTION | TNB | KUALA SELANGOR | NO | Unknown |  |  |  | NO | [8 empty] | R08328 | NO | [7 empty] | 3
387817355 | R08325 | [5 empty] | Existing | RYB |  | R08324 SSU IND JLN KP2 | CLOSED | CLOSED | LINK |  | 11 kV | [10 empty] | Unknown | Unknown | NO | NONE | DISTRIBUTION | TNB | KUALA SELANGOR | NO | Unknown |  |  |  | NO | [8 empty] | R08325 | NO | [7 empty] | 3
388117488 | S05906 | [5 empty] | Existing | RYB |  |  | CLOSED | CLOSED | LINK |  | 11 kV | [9 empty] | SHAH ALAM 2 5A7 | Unknown | Unknown | NO | NONE | DISTRIBUTION | TNB | KUALA SELANGOR | NO | Unknown |  |  |  | NO | [8 empty] | S05906 | NO | [7 empty] | 3
388117505 | S05904 | [5 empty] | Existing | RYB |  |  | CLOSED | CLOSED | LINK |  | 11 kV | [9 empty] | SHAH ALAM 2 5A7 | Unknown | Unknown | NO | NONE | DISTRIBUTION | TNB | KUALA SELANGOR | NO | Unknown |  |  |  | NO | [8 empty] | S05904 | NO | [7 empty] | 3
388856054 | R08074 |  |  |  | BKSL/PCE/J00773/MBRMU | 310526850 | Existing | RYB |  |  | CLOSED | CLOSED | LINK |  | 11 kV |  | 28/06/2006 |  |  |  |  | INDKOM |  |  | MULTI GUNA NO.3 | Unknown | Unknown | NO | NONE | DISTRIBUTION | TNB | KUALA SELANGOR | Unknown |  |  |  |  | NO | [8 empty] | R08074 | NO | [7 empty] | 3
388856216 | S05951 |  |  |  | BKSL/PCE/J00745/MBRMU | 300345916 | Existing | RYB |  | S05848 APARTMENT WARNASARI 2 | CLOSED | CLOSED | LINK |  | 11 kV |  | 27/11/2006 |  |  |  |  | INDKOM |  |  | APRTMENT MELOR NO.1 PUNCAK ALAM | Unknown | Unknown | NO | NONE | DISTRIBUTION | TNB | KUALA SELANGOR | Unknown |  |  |  |  | NO | [8 empty] | S05951 | NO | [7 empty] | 3
390513539 | R08231 |  |  |  | BKSL/PCE/J00886/MB1 | 310673619 | Existing | RYB |  |  | CLOSED | CLOSED | LINK |  | 11 kV | [9 empty] | D-KSL-C18-1627 | Unknown | Unknown | NO | NONE | DISTRIBUTION | TNB | KUALA SELANGOR | NO | Unknown |  |  |  | NO | [8 empty] | R08231 | NO | [7 empty] | 3
390513544 | R08229 |  |  |  | BKSL/PCE/J00886/MB1 | 310673619 | Existing | RYB |  |  | CLOSED | CLOSED | LINK |  | 11 kV | [9 empty] | D-KSL-C18-1627 | Unknown | Unknown | NO | NONE | DISTRIBUTION | TNB | KUALA SELANGOR | NO | Unknown |  |  |  | NO | [8 empty] | R08229 | NO | [7 empty] | 3
390513666 | S05977 | [5 empty] | Existing | RYB |  |  | CLOSED | CLOSED | LINK |  | 11 kV | [9 empty] | D-KSL-C18-1653 | Unknown | Unknown | NO | NONE | DISTRIBUTION | TNB | KUALA SELANGOR | NO | Unknown |  |  |  | NO | [8 empty] | S05977 | NO | [7 empty] | 3
390513671 | S05979 | [5 empty] | Existing | RYB |  |  | CLOSED | CLOSED | LINK |  | 11 kV | [9 empty] | D-KSL-C18-1653 | Unknown | Unknown | NO | NONE | DISTRIBUTION | TNB | KUALA SELANGOR | NO | Unknown |  |  |  | NO | [8 empty] | S05979 | NO | [7 empty] | 3
390513808 | S05981 | [5 empty] | Existing | RYB |  |  | CLOSED | CLOSED | LINK |  | 11 kV | [9 empty] | D-KSL-C19-1643 | Unknown | Unknown | NO | NONE | DISTRIBUTION | TNB | KUALA SELANGOR | NO | Unknown |  |  |  | NO | [8 empty] | S05981 | NO | [7 empty] | 3
390513813 | S05983 | [5 empty] | Existing | RYB |  |  | CLOSED | CLOSED | LINK |  | 11 kV | [9 empty] | D-KSL-C19-1643 | Unknown | Unknown | NO | NONE | DISTRIBUTION | TNB | KUALA SELANGOR | NO | Unknown |  |  |  | NO | [8 empty] | S05983 | NO | [7 empty] | 3
393786118 | R08339 |  |  |  | BKSL/PCE/J00906/MB1 | 310896073 | Existing | RYB |  |  | CLOSED | CLOSED | LINK |  | 11 kV | [9 empty] | D-KSL-C18-1668 | Unknown | Unknown | NO | NONE | DISTRIBUTION | TNB | KUALA SELANGOR | NO | Unknown |  |  |  | NO | [8 empty] | R08339 | NO | [7 empty] | 3
393786135 | R08341 |  |  |  | BKSL/PCE/J00906/MB1 | 310896073 | Existing | RYB |  |  | CLOSED | CLOSED | LINK |  | 11 kV | [9 empty] | D-KSL-C18-1668 | Unknown | Unknown | NO | NONE | DISTRIBUTION | TNB | KUALA SELANGOR | NO | Unknown |  |  |  | NO | [8 empty] | R08341 | NO | [7 empty] | 3
393786346 | S06003 | [5 empty] | Existing | RYB |  |  | CLOSED | CLOSED | LINK |  | 11 kV | [9 empty] | D-KSL-C18-1658 | Unknown | Unknown | NO | NONE | DISTRIBUTION | TNB | KUALA SELANGOR | NO | Unknown |  |  |  | NO | [8 empty] | S06003 | NO | [7 empty] | 3
393786351 | S06001 | [5 empty] | Existing | RYB |  |  | CLOSED | CLOSED | LINK |  | 11 kV | [9 empty] | D-KSL-C18-1658 | Unknown | Unknown | NO | NONE | DISTRIBUTION | TNB | KUALA SELANGOR | NO | Unknown |  |  |  | NO | [8 empty] | S06001 | NO | [7 empty] | 3
393786452 | R08344 | [5 empty] | Existing | RYB |  |  | CLOSED | CLOSED | LINK |  | 11 kV | [9 empty] | D-KSL-C18-1646 | Unknown | Unknown | NO | NONE | DISTRIBUTION | TNB | KUALA SELANGOR | NO | Unknown |  |  |  | NO | [8 empty] | R08344 | NO | [7 empty] | 3
393786457 | R08342 | [5 empty] | Existing | RYB |  |  | CLOSED | CLOSED | LINK |  | 11 kV | [9 empty] | D-KSL-C18-1646 | Unknown | Unknown | NO | NONE | DISTRIBUTION | TNB | KUALA SELANGOR | NO | Unknown |  |  |  | NO | [8 empty] | R08342 | NO | [7 empty] | 3

## Output
Id | Label | Feeder Label | Record ID | Father ID | ERMS Functional Location | ERMS Equipment No | Status | Phasing | Circuit ID | Feeder Direction | Normal Status | Operating Status | Class | Rated Voltage | Operating Voltage | Insulation Type | Date Commissioned | Year of Manufacturing | Serial Number | Mounting Type | Brand | Manufacturer _Old_ | Panel Serial No | Truck Sl.no | Substation Name | Interconnect Type | Operating Mechanism | Load Break Indicator | Ground Type | Owner Name | Owner Type | Operational Area | Mirrored | Dry impluse withstand voltage (KV) | Scada Control ID | Scada Monitor ID | Scada Type | Gang Operated Indicator | Country of Manufacture | Isolator Location | Rated Operating Motor Voltage | Power Frequency Withstand Voltage (KV) | Rated Continous Current | Breaking Current _kA_ | Making Current | Fault Level Current _kA_ | Switch Number | Defect Doc Available? | Bus Section | Net book value | Asset useful life | Contract No | Control State | Address | Remarks | Switch Bank Units | Check | Detail
35275878 | R | BBDG-7(R) | 7368286 | 7368462 |  |  | Existing | RYB |  | KG JAVA ESTATE | OPEN | OPEN | RESERVE |  | 11 kV | Unknown |  | 0 |  |  |  | Unknown |  |  |  | Unknown | Unknown | Unknown | Unknown | DISTRIBUTION | TNB | KUALA SELANGOR | Unknown | Unknown |  |  |  | Unknown | [17 empty] | 3 | Pass | null
35275928 | R | BBDG-4(R) | 7368083 | 7368329 |  |  | Existing | RYB |  | R05469 QUARTERS STP BKT BADON | OPEN | OPEN | RESERVE |  | 11 kV | Unknown |  | 0 |  |  |  | Unknown |  |  |  | Unknown | Unknown | Unknown | Unknown | DISTRIBUTION | TNB | KUALA SELANGOR | Unknown | Unknown |  |  |  | Unknown | [17 empty] | 3 | Pass | null
35275935 | M1 | BBDG-7(M) | 7368285 | 7368460 |  |  | Existing | RYB |  | KG JAVA ESTATE | CLOSED | CLOSED | MAIN |  | 11 kV | Unknown |  | 0 |  |  |  | Unknown |  |  |  | Unknown | Unknown | Unknown | Unknown | DISTRIBUTION | TNB | KUALA SELANGOR | Unknown | Unknown |  |  |  | Unknown | [17 empty] | 3 | Pass | null
35275972 | R | BBDG-3L5(R) | 7368221 | 7368364 |  |  | Existing | RYB |  | SSU BKT BADONG | OPEN | OPEN | RESERVE |  | Unknown | Unknown |  | 0 |  |  |  | Unknown |  |  |  | Unknown | Unknown | Unknown | Unknown | DISTRIBUTION | TNB | KUALA SELANGOR | Unknown | Unknown |  |  |  | Unknown | [17 empty] | 3 | Fail | Please check "Operating Voltage"
35276010 | M2 | BBDG-2L5(M) | 7368141 | 7368299 |  |  | Existing | RYB |  | LOGI INTAKE PUNCAK NIAGA (P5) | OPEN | OPEN | MAIN |  | Unknown | Unknown |  | 0 |  |  |  | Unknown |  |  |  | Unknown | Unknown | Unknown | Unknown | DISTRIBUTION | TNB | KUALA SELANGOR | Unknown | Unknown |  |  |  | Unknown | [17 empty] | 3 | Fail | Please check "Operating Voltage"
35276030 | R | BBDG-6L5(R) | 7368519 | 7368528 |  |  | Existing | RYB |  | O/H LINK 488 | CLOSED | CLOSED | RESERVE |  | Unknown | Unknown |  | 0 |  |  |  | Unknown |  |  |  | Unknown | Unknown | Unknown | Unknown | DISTRIBUTION | TNB | KUALA SELANGOR | Unknown | Unknown |  |  |  | Unknown | [17 empty] | 3 | Fail | Please check "Operating Voltage"
35276063 | M1 | BBDG-1(M) | 7368257 | 7368415 |  |  | Existing | RYB |  | UNITED PAPER BOARD | CLOSED | CLOSED | MAIN |  | 11 kV | Unknown |  | 0 |  |  |  | Unknown |  |  |  | Unknown | Unknown | Unknown | Unknown | DISTRIBUTION | TNB | KUALA SELANGOR | Unknown | Unknown |  |  |  | Unknown | [17 empty] | 3 | Pass | null
35276085 | M2 | BBDG-NA1(BBDG)(M) | 7368498 | 7368505 |  |  | Existing | RYB |  | DUMMY1 (BBDG) | OPEN | OPEN | MAIN |  | Unknown | Unknown |  | 0 |  |  |  | Unknown |  |  |  | Unknown | Unknown | Unknown | Unknown | DISTRIBUTION | TNB | KUALA SELANGOR | Unknown | Unknown |  |  |  | Unknown | [17 empty] | 3 | Fail | Please check "Operating Voltage"
35276092 | M1 | BBDG-1L5(M) | 7368207 | 7368381 |  |  | Existing | RYB |  | SSU RWPS | CLOSED | CLOSED | MAIN |  | Unknown | Unknown |  | 0 |  |  |  | Unknown |  |  |  | Unknown | Unknown | Unknown | Unknown | DISTRIBUTION | TNB | KUALA SELANGOR | Unknown | Unknown |  |  |  | Unknown | [17 empty] | 3 | Fail | Please check "Operating Voltage"
35276096 | R | BBDG-2(R) | 7368121 | 7368333 |  |  | Existing | RYB |  | R00592 KG BARU IJOK | OPEN | OPEN | RESERVE |  | 11 kV | Unknown |  | 0 |  |  |  | Unknown |  |  |  | Unknown | Unknown | Unknown | Unknown | DISTRIBUTION | TNB | KUALA SELANGOR | Unknown | Unknown |  |  |  | Unknown | [17 empty] | 3 | Pass | null
35276119 | M2 | BBDG-4L5(M) | 7368124 | 7368298 |  |  | Existing | RYB |  | SSU BKT BADANG 33KV (P3) | OPEN | OPEN | MAIN |  | Unknown | Unknown |  | 0 |  |  |  | Unknown |  |  |  | Unknown | Unknown | Unknown | Unknown | DISTRIBUTION | TNB | KUALA SELANGOR | Unknown | Unknown |  |  |  | Unknown | [17 empty] | 3 | Fail | Please check "Operating Voltage"
35276126 | N2 |  | 7368241 | 7368422 |  |  | Existing | RYB |  |  | CLOSED | CLOSED | NEUTRAL |  | Unknown | Unknown |  | 0 |  |  |  | Unknown |  |  |  | Unknown | Unknown | Unknown | Unknown | DISTRIBUTION | TNB | KUALA SELANGOR | Unknown | Unknown |  |  |  | Unknown | [17 empty] | 3 | Fail | Please check "Operating Voltage"
35276133 | R | BBDG-32(R) | 7368183 | 7368404 |  |  | Existing | RYB |  | 11KV BUSBAR | CLOSED | CLOSED | RESERVE |  | 11 kV | Unknown |  | 0 |  |  |  | Unknown |  |  |  | Unknown | Unknown | Unknown | Unknown | DISTRIBUTION | TNB | KUALA SELANGOR | Unknown | Unknown |  |  |  | Unknown | [17 empty] | 3 | Pass | null
35276143 | R | BBDG-1T0(R) | 7368162 | 7368384 |  |  | Existing | RYB |  | 33KV BUSBAR | OPEN | OPEN | RESERVE |  | 33 kV | Unknown |  | 0 |  |  |  | Unknown |  |  |  | Unknown | Unknown | Unknown | Unknown | DISTRIBUTION | TNB | KUALA SELANGOR | Unknown | Unknown |  |  |  | Unknown | [17 empty] | 3 | Pass | null
35276160 | R | BBDG-1L5(R) | 7368206 | 7368365 |  |  | Existing | RYB |  | SSU RWPS | OPEN | OPEN | RESERVE |  | Unknown | Unknown |  | 0 |  |  |  | Unknown |  |  |  | Unknown | Unknown | Unknown | Unknown | DISTRIBUTION | TNB | KUALA SELANGOR | Unknown | Unknown |  |  |  | Unknown | [17 empty] | 3 | Fail | Please check "Operating Voltage"
35276170 | BBDG-B/S-1SO | BBDG-B/S-1SO | 7368164 | 7368561 |  |  | Existing | RYB |  | 33KV BUSBAR | CLOSED | CLOSED | BUSBAR SECTION |  | Unknown | Unknown |  | 0 |  |  | TAMCO | Unknown | N/A | 920280 |  | Unknown | Unknown | Unknown | Unknown | DISTRIBUTION | TNB | KUALA SELANGOR | Unknown | Unknown |  |  |  | Unknown | [17 empty] | 3 | Fail | Please check "Operating Voltage"
35276188 | M2 | BBDG-4(M) | 7368082 | 7368327 |  |  | Existing | RYB |  | R05469 QUARTERS STP BKT BADON | CLOSED | CLOSED | MAIN |  | 11 kV | Unknown |  | 0 |  |  |  | Unknown |  |  |  | Unknown | Unknown | Unknown | Unknown | DISTRIBUTION | TNB | KUALA SELANGOR | Unknown | Unknown |  |  |  | Unknown | [17 empty] | 3 | Pass | null
35276204 | R | BBDG-5L5(R) | 7368488 | 7368495 |  |  | Existing | RYB |  | LOGI INTAKE PUNCAK NIAGA | OPEN | OPEN | RESERVE |  | Unknown | Unknown |  | 0 |  |  |  | Unknown |  |  |  | Unknown | Unknown | Unknown | Unknown | DISTRIBUTION | TNB | KUALA SELANGOR | Unknown | Unknown |  |  |  | Unknown | [17 empty] | 3 | Fail | Please check "Operating Voltage"
35276210 | R | BBDG-7L5(R) | 7368218 | 7368420 |  |  | Existing | RYB |  | SSU SSP TREATMENT PLANT | OPEN | OPEN | RESERVE |  | Unknown | Unknown |  | 0 |  |  |  | Unknown |  |  |  | Unknown | Unknown | Unknown | Unknown | DISTRIBUTION | TNB | KUALA SELANGOR | Unknown | Unknown |  |  |  | Unknown | [17 empty] | 3 | Fail | Please check "Operating Voltage"
35276220 | M2 | BBDG-10L5(M) | 7368540 | 7368544 |  |  | Existing | RYB |  | LINK SW A297 PPU BERJAYA CITY | CLOSED | CLOSED | MAIN |  | Unknown | Unknown |  | 0 |  |  |  | Unknown |  |  |  | Unknown | Unknown | Unknown | Unknown | DISTRIBUTION | TNB | KUALA SELANGOR | Unknown | Unknown |  |  |  | Unknown | [17 empty] | 3 | Fail | Please check "Operating Voltage"
35276228 | M2 | BBDG-6(M) | 7368085 | 7368332 |  |  | Existing | RYB |  | HARTA NO 2 | CLOSED | CLOSED | MAIN |  | 11 kV | Unknown |  | 0 |  |  |  | Unknown |  |  |  | Unknown | Unknown | Unknown | Unknown | DISTRIBUTION | TNB | KUALA SELANGOR | Unknown | Unknown |  |  |  | Unknown | [17 empty] | 3 | Pass | null
35276272 | R | BBDG-2L5(R) | 7368140 | 7368308 |  |  | Existing | RYB |  | LOGI INTAKE PUNCAK NIAGA (P5) | CLOSED | CLOSED | RESERVE |  | Unknown | Unknown |  | 0 |  |  |  | Unknown |  |  |  | Unknown | Unknown | Unknown | Unknown | DISTRIBUTION | TNB | KUALA SELANGOR | Unknown | Unknown |  |  |  | Unknown | [17 empty] | 3 | Fail | Please check "Operating Voltage"
35276286 | M2 | BBDG-32(M) | 7368181 | 7368413 |  |  | Existing | RYB |  | 11KV BUSBAR | CLOSED | CLOSED | MAIN |  | 11 kV | Unknown |  | 0 |  |  |  | Unknown |  |  |  | Unknown | Unknown | Unknown | Unknown | DISTRIBUTION | TNB | KUALA SELANGOR | Unknown | Unknown |  |  |  | Unknown | [17 empty] | 3 | Pass | null
35276295 | M1 | BBDG-5L5(M) | 7368490 | 7368496 |  |  | Existing | RYB |  | LOGI INTAKE PUNCAK NIAGA | CLOSED | CLOSED | MAIN |  | Unknown | Unknown |  | 0 |  |  |  | Unknown |  |  |  | Unknown | Unknown | Unknown | Unknown | DISTRIBUTION | TNB | KUALA SELANGOR | Unknown | Unknown |  |  |  | Unknown | [17 empty] | 3 | Fail | Please check "Operating Voltage"
35276317 | N4 |  | 7368239 | 7368426 |  |  | Existing | RYB |  |  | OPEN | OPEN | NEUTRAL |  | Unknown | Unknown |  | 0 |  |  |  | Unknown |  |  |  | Unknown | Unknown | Unknown | Unknown | DISTRIBUTION | TNB | KUALA SELANGOR | Unknown | Unknown |  |  |  | Unknown | [17 empty] | 3 | Fail | Please check "Operating Voltage"
35276323 | R | BBDG-NA1(BBDG)(R) | 7368499 | 7368504 |  |  | Existing | RYB |  | DUMMY1 (BBDG) | OPEN | OPEN | RESERVE |  | Unknown | Unknown |  | 0 |  |  |  | Unknown |  |  |  | Unknown | Unknown | Unknown | Unknown | DISTRIBUTION | TNB | KUALA SELANGOR | Unknown | Unknown |  |  |  | Unknown | [17 empty] | 3 | Fail | Please check "Operating Voltage"
35276337 | R | BBDG-6(R) | 7368084 | 7368330 |  |  | Existing | RYB |  | HARTA NO 2 | OPEN | OPEN | RESERVE |  | 11 kV | Unknown |  | 0 |  |  |  | Unknown |  |  |  | Unknown | Unknown | Unknown | Unknown | DISTRIBUTION | TNB | KUALA SELANGOR | Unknown | Unknown |  |  |  | Unknown | [17 empty] | 3 | Pass | null
35276349 | M2 | BBDG-6L5(M) | 7368513 | 7368531 |  |  | Existing | RYB |  | O/H LINK 488 | OPEN | OPEN | MAIN |  | Unknown | Unknown |  | 0 |  |  |  | Unknown |  |  |  | Unknown | Unknown | Unknown | Unknown | DISTRIBUTION | TNB | KUALA SELANGOR | Unknown | Unknown |  |  |  | Unknown | [17 empty] | 3 | Fail | Please check "Operating Voltage"
35276353 | N5 |  | 7368240 | 7368431 |  |  | Existing | RYB |  |  | CLOSED | CLOSED | NEUTRAL |  | Unknown | Unknown |  | 0 |  |  |  | Unknown |  |  |  | Unknown | Unknown | Unknown | Unknown | DISTRIBUTION | TNB | KUALA SELANGOR | Unknown | Unknown |  |  |  | Unknown | [17 empty] | 3 | Fail | Please check "Operating Voltage"
35276360 | M1 | BBDG-31(M) | 7368180 | 7368414 |  |  | Existing | RYB |  | 11KV BUSBAR | CLOSED | CLOSED | MAIN |  | 11 kV | Unknown |  | 0 |  |  |  | Unknown |  |  |  | Unknown | Unknown | Unknown | Unknown | DISTRIBUTION | TNB | KUALA SELANGOR | Unknown | Unknown |  |  |  | Unknown | [17 empty] | 3 | Pass | null
35276364 | M1 | BBDG-3L5(M) | 7368219 | 7368369 |  |  | Existing | RYB |  | SSU BKT BADONG | CLOSED | CLOSED | MAIN |  | Unknown | Unknown |  | 0 |  |  |  | Unknown |  |  |  | Unknown | Unknown | Unknown | Unknown | DISTRIBUTION | TNB | KUALA SELANGOR | Unknown | Unknown |  |  |  | Unknown | [17 empty] | 3 | Fail | Please check "Operating Voltage"
35276372 | R | BBDG-10L5(R) | 7368538 | 7368545 |  |  | Existing | RYB |  | LINK SW A297 PPU BERJAYA CITY | OPEN | OPEN | RESERVE |  | Unknown | Unknown |  | 0 |  |  |  | Unknown |  |  |  | Unknown | Unknown | Unknown | Unknown | DISTRIBUTION | TNB | KUALA SELANGOR | Unknown | Unknown |  |  |  | Unknown | [17 empty] | 3 | Fail | Please check "Operating Voltage"
35276376 | M1 | BBDG-NA2(BBDG)(M) | 7368552 | 7368557 |  |  | Existing | RYB |  | DUMMY2 (BBDG) | OPEN | OPEN | MAIN |  | Unknown | Unknown |  | 0 |  |  |  | Unknown |  |  |  | Unknown | Unknown | Unknown | Unknown | DISTRIBUTION | TNB | KUALA SELANGOR | Unknown | Unknown |  |  |  | Unknown | [17 empty] | 3 | Fail | Please check "Operating Voltage"
35276381 | BBDG-B/C-1WO | BBDG-B/C-1WO | 7368165 | 7368362 |  |  | Existing | RYB |  | 33KV BUSBAR | OPEN | OPEN | BUSBAR COUPLER |  | Unknown | Unknown |  | 0 |  |  | TAMCO | Unknown | N/A | 951503 |  | Unknown | Unknown | Unknown | Unknown | DISTRIBUTION | TNB | KUALA SELANGOR | Unknown | Unknown |  |  |  | Unknown | [17 empty] | 3 | Fail | Please check "Operating Voltage"
35276422 | M1 | BBDG-1H0(M) | 7368568 | 7368396 |  |  | Existing | RYB |  | 33KV BUSBAR | CLOSED | CLOSED | MAIN |  | 33 kV | Unknown |  | 0 |  |  |  | Unknown |  |  |  | Unknown | Unknown | Unknown | Unknown | DISTRIBUTION | TNB | KUALA SELANGOR | Unknown | Unknown |  |  |  | Unknown | [17 empty] | 3 | Pass | null
35276430 | M1 | BBDG-5(M) | 7368243 | 7368465 |  |  | Existing | RYB |  | R05471 QUARTERS STP BKT BADONG | CLOSED | CLOSED | MAIN |  | 11 kV | Unknown |  | 0 |  |  |  | Unknown |  |  |  | Unknown | Unknown | Unknown | Unknown | DISTRIBUTION | TNB | KUALA SELANGOR | Unknown | Unknown |  |  |  | Unknown | [17 empty] | 3 | Pass | null
35276442 | N1 |  | 7368259 | 7368389 |  |  | Existing | RYB |  |  | CLOSED | CLOSED | NEUTRAL |  | Unknown | Unknown |  | 0 |  |  |  | Unknown |  |  |  | Unknown | Unknown | Unknown | Unknown | DISTRIBUTION | TNB | KUALA SELANGOR | Unknown | Unknown |  |  |  | Unknown | [17 empty] | 3 | Fail | Please check "Operating Voltage"
35276448 | M1 | BBDG-1T0(M) | 7368163 | 7368383 |  |  | Existing | RYB |  | 33KV BUSBAR | CLOSED | CLOSED | MAIN |  | 33 kV | Unknown |  | 0 |  |  |  | Unknown |  |  |  | Unknown | Unknown | Unknown | Unknown | DISTRIBUTION | TNB | KUALA SELANGOR | Unknown | Unknown |  |  |  | Unknown | [17 empty] | 3 | Pass | null
35276453 | M2 | BBDG-2H0(M) | 7368570 | 7370967 |  |  | Existing | RYB |  | 33KV BUSBAR | OPEN | OPEN | MAIN |  | 33 kV | Unknown |  | 0 |  |  |  | Unknown |  |  |  | Unknown | Unknown | Unknown | Unknown | DISTRIBUTION | TNB | KUALA SELANGOR | Unknown | Unknown |  |  |  | Unknown | [17 empty] | 3 | Pass | null
35276458 | R | BBDG-2T0(R) | 7368138 | 7368350 |  |  | Existing | RYB |  | 33KV BUSBAR | CLOSED | CLOSED | RESERVE |  | 33 kV | Unknown |  | 0 |  |  |  | Unknown |  |  |  | Unknown | Unknown | Unknown | Unknown | DISTRIBUTION | TNB | KUALA SELANGOR | Unknown | Unknown |  |  |  | Unknown | [17 empty] | 3 | Pass | null
35276465 | R | BBDG-1H0(R) | 7368567 | 7368566 |  |  | Existing | RYB |  | 33KV BUSBAR | OPEN | OPEN | RESERVE |  | 33 kV | Unknown |  | 0 |  |  |  | Unknown |  |  |  | Unknown | Unknown | Unknown | Unknown | DISTRIBUTION | TNB | KUALA SELANGOR | Unknown | Unknown |  |  |  | Unknown | [17 empty] | 3 | Pass | null
35276489 | BBDG-B/S-30 | BBDG-B/S-30 | 7368184 | 7368417 |  |  | Existing | RYB |  | 11KV BUSBAR | CLOSED | CLOSED | BUSBAR SECTION |  | Unknown | Unknown |  | 0 |  |  | TAMCO | Unknown | N/A | N/A |  | Unknown | Unknown | Unknown | Unknown | DISTRIBUTION | TNB | KUALA SELANGOR | Unknown | Unknown |  |  |  | Unknown | [17 empty] | 3 | Fail | Please check "Operating Voltage"
35276493 | M1 | BBDG-3(M) | 7368245 | 7368468 |  |  | Existing | RYB |  | KG JAYA SETIA | CLOSED | CLOSED | MAIN |  | 11 kV | Unknown |  | 0 |  |  |  | Unknown |  |  |  | Unknown | Unknown | Unknown | Unknown | DISTRIBUTION | TNB | KUALA SELANGOR | Unknown | Unknown |  |  |  | Unknown | [17 empty] | 3 | Pass | null
35276508 | R | BBDG-31(R) | 7368182 | 7368395 |  |  | Existing | RYB |  | 11KV BUSBAR | CLOSED | CLOSED | RESERVE |  | 11 kV | Unknown |  | 0 |  |  |  | Unknown |  |  |  | Unknown | Unknown | Unknown | Unknown | DISTRIBUTION | TNB | KUALA SELANGOR | Unknown | Unknown |  |  |  | Unknown | [17 empty] | 3 | Pass | null
35276522 | R | BBDG-8L5(R) | 7368514 | 7368529 |  |  | Existing | RYB |  | SSU SSP3 TREATMENT PLANT | OPEN | OPEN | RESERVE |  | Unknown | Unknown |  | 0 |  |  |  | Unknown |  |  |  | Unknown | Unknown | Unknown | Unknown | DISTRIBUTION | TNB | KUALA SELANGOR | Unknown | Unknown |  |  |  | Unknown | [17 empty] | 3 | Fail | Please check "Operating Voltage"
35276535 | R | BBDG-4L5(R) | 7368126 | 7368304 |  |  | Existing | RYB |  | SSU BKT BADANG 33KV (P3) | CLOSED | CLOSED | RESERVE |  | Unknown | Unknown |  | 0 |  |  |  | Unknown |  |  |  | Unknown | Unknown | Unknown | Unknown | DISTRIBUTION | TNB | KUALA SELANGOR | Unknown | Unknown |  |  |  | Unknown | [17 empty] | 3 | Fail | Please check "Operating Voltage"
35276539 | R | BBDG-NA2(BBDG)(R) | 7368550 | 7368556 |  |  | Existing | RYB |  | DUMMY2 (BBDG) | OPEN | OPEN | RESERVE |  | Unknown | Unknown |  | 0 |  |  |  | Unknown |  |  |  | Unknown | Unknown | Unknown | Unknown | DISTRIBUTION | TNB | KUALA SELANGOR | Unknown | Unknown |  |  |  | Unknown | [17 empty] | 3 | Fail | Please check "Operating Voltage"
35276552 | BBDG-B/C-34 | BBDG-B/C-34 | 7368185 | 7368410 |  |  | Existing | RYB |  | 11KV BUSBAR | CLOSED | CLOSED | BUSBAR COUPLER |  | Unknown | Unknown |  | 0 |  |  | TAMCO | Unknown | N/A | N/A |  | Unknown | Unknown | Unknown | Unknown | DISTRIBUTION | TNB | KUALA SELANGOR | Unknown | Unknown |  |  |  | Unknown | [17 empty] | 3 | Fail | Please check "Operating Voltage"
35276563 | M2 | BBDG-8L5(M) | 7368512 | 7368532 |  |  | Existing | RYB |  | SSU SSP3 TREATMENT PLANT | CLOSED | CLOSED | MAIN |  | Unknown | Unknown |  | 0 |  |  |  | Unknown |  |  |  | Unknown | Unknown | Unknown | Unknown | DISTRIBUTION | TNB | KUALA SELANGOR | Unknown | Unknown |  |  |  | Unknown | [17 empty] | 3 | Fail | Please check "Operating Voltage"
35276573 | R | BBDG-5(R) | 7368242 | 7368464 |  |  | Existing | RYB |  | R05471 QUARTERS STP BKT BADONG | OPEN | OPEN | RESERVE |  | 11 kV | Unknown |  | 0 |  |  |  | Unknown |  |  |  | Unknown | Unknown | Unknown | Unknown | DISTRIBUTION | TNB | KUALA SELANGOR | Unknown | Unknown |  |  |  | Unknown | [17 empty] | 3 | Pass | null
35276591 | R | BBDG-3(R) | 7368244 | 7368467 |  |  | Existing | RYB |  | KG JAYA SETIA | OPEN | OPEN | RESERVE |  | 11 kV | Unknown |  | 0 |  |  |  | Unknown |  |  |  | Unknown | Unknown | Unknown | Unknown | DISTRIBUTION | TNB | KUALA SELANGOR | Unknown | Unknown |  |  |  | Unknown | [17 empty] | 3 | Pass | null
35276600 | R | BBDG-1(R) | 7368258 | 7368418 |  |  | Existing | RYB |  | UNITED PAPER BOARD | OPEN | OPEN | RESERVE |  | 11 kV | Unknown |  | 0 |  |  |  | Unknown |  |  |  | Unknown | Unknown | Unknown | Unknown | DISTRIBUTION | TNB | KUALA SELANGOR | Unknown | Unknown |  |  |  | Unknown | [17 empty] | 3 | Pass | null
35276607 | R | BBDG-2H0(R) | 7368569 | 7368565 |  |  | Existing | RYB |  | 33KV BUSBAR | CLOSED | CLOSED | RESERVE |  | 33 kV | Unknown |  | 0 |  |  |  | Unknown |  |  |  | Unknown | Unknown | Unknown | Unknown | DISTRIBUTION | TNB | KUALA SELANGOR | Unknown | Unknown |  |  |  | Unknown | [17 empty] | 3 | Pass | null
35276625 | M2 | BBDG-2(M) | 7368122 | 7368335 |  |  | Existing | RYB |  | R00592 KG BARU IJOK | CLOSED | CLOSED | MAIN |  | 11 kV | Unknown |  | 0 |  |  |  | Unknown |  |  |  | Unknown | Unknown | Unknown | Unknown | DISTRIBUTION | TNB | KUALA SELANGOR | Unknown | Unknown |  |  |  | Unknown | [17 empty] | 3 | Pass | null
35276633 | M2 | BBDG-2T0(M) | 7368139 | 7368351 |  |  | Existing | RYB |  | 33KV BUSBAR | OPEN | OPEN | MAIN |  | 33 kV | Unknown |  | 0 |  |  |  | Unknown |  |  |  | Unknown | Unknown | Unknown | Unknown | DISTRIBUTION | TNB | KUALA SELANGOR | Unknown | Unknown |  |  |  | Unknown | [17 empty] | 3 | Pass | null
35276641 | M1 | BBDG-7L5(M) | 7368220 | 7368441 |  |  | Existing | RYB |  | SSU SSP TREATMENT PLANT | CLOSED | CLOSED | MAIN |  | Unknown | Unknown |  | 0 |  |  |  | Unknown |  |  |  | Unknown | Unknown | Unknown | Unknown | DISTRIBUTION | TNB | KUALA SELANGOR | Unknown | Unknown |  |  |  | Unknown | [17 empty] | 3 | Fail | Please check "Operating Voltage"
257327024 | R01905 |  | 7036065 | 7036064 |  |  | Existing | RYB |  | R01902 SIME HYUNDAI | CLOSED | CLOSED | LINK | 12.000 kV | 11 kV | GAS |  | 1995 | B950396 |  | FALCON BETA | TAMCO |  |  | SW/STN SIME DARBY | Unknown | Unknown | Unknown | Unknown | DISTRIBUTION | TNB | KUALA SELANGOR | Unknown | Unknown |  |  |  | Unknown |  |  |  |  | 630.000 A | 20 | 20 | 20 | [6 empty] | 0 | SW/STN SIME DARBY |  | 3 | Pass | null
257327028 | R01906 |  | 7036071 | 7036070 |  |  | Existing | RYB |  | SDBY-9 | CLOSED | CLOSED | LINK | 12.000 kV | 11 kV | GAS |  | 1995 | B950396 |  | FALCON BETA | TAMCO |  |  | SW/STN SIME DARBY | Unknown | Unknown | Unknown | Unknown | DISTRIBUTION | TNB | KUALA SELANGOR | Unknown | Unknown |  |  |  | Unknown |  |  |  |  | 630.000 A | 20 | 20 | 20 | [6 empty] | 0 | SW/STN SIME DARBY |  | 3 | Pass | null
257327032 | R01904 |  | 7036081 | 7036080 |  |  | Existing | RYB |  | R01900 SIME INAX | CLOSED | CLOSED | LINK | 12.000 kV | 11 kV | GAS |  | 1995 | B950396 |  | FALCON BETA | TAMCO |  |  | SW/STN SIME DARBY | Unknown | Unknown | Unknown | Unknown | DISTRIBUTION | TNB | KUALA SELANGOR | Unknown | Unknown |  |  |  | Unknown |  |  |  |  | 630.000 A | 20 | 20 | 20 | [6 empty] | 0 | SW/STN SIME DARBY |  | 3 | Pass | null
257701796 |  | KSGR-1L5(M) | 7028893 | 7029130 |  |  | Existing | RYB |  | TKMI-A191 | CLOSED | CLOSED | MAIN |  | Unknown | Unknown |  | 0 |  |  |  | Unknown |  |  | PMU KUALA SELANGOR 132/33/11kV | Unknown | Unknown | Unknown | Unknown | DISTRIBUTION | TNB | KUALA SELANGOR | Unknown | Unknown |  |  |  | Unknown | [17 empty] | 3 | Fail | Please check "Operating Voltage"
257701800 |  | KSGR-3L5(M) | 7028895 | 7029210 |  |  | Existing | RYB |  | SPARE1(KSGR) | OPEN | OPEN | MAIN |  | Unknown | Unknown |  | 0 |  |  |  | Unknown |  |  | PMU KUALA SELANGOR 132/33/11kV | Unknown | Unknown | Unknown | Unknown | DISTRIBUTION | TNB | KUALA SELANGOR | Unknown | Unknown |  |  |  | Unknown | [17 empty] | 3 | Fail | Please check "Operating Voltage"
257701813 |  | KSGR-2T0(M) | 7028915 | 7029116 |  |  | Existing | RYB |  | 33KV BUSBAR | CLOSED | CLOSED | MAIN |  | 33 kV | Unknown |  | 0 |  |  |  | Unknown |  |  | PMU KUALA SELANGOR 132/33/11kV | Unknown | Unknown | Unknown | Unknown | DISTRIBUTION | TNB | KUALA SELANGOR | Unknown | Unknown |  |  |  | Unknown | [17 empty] | 3 | Pass | null
257701817 |  | KSGR-1T0(M) | 7028917 | 7029117 |  |  | Existing | RYB |  | 33KV BUSBAR | CLOSED | CLOSED | MAIN |  | Unknown | Unknown |  | 0 |  |  |  | Unknown |  |  | PMU KUALA SELANGOR 132/33/11kV | Unknown | Unknown | Unknown | Unknown | DISTRIBUTION | TNB | KUALA SELANGOR | Unknown | Unknown |  |  |  | Unknown | [17 empty] | 3 | Fail | Please check "Operating Voltage"
257701825 |  | KSGR-2L5(M) | 7028920 | 7029124 |  |  | Existing | RYB |  | SPARE2 (KSGR) | OPEN | OPEN | MAIN |  | Unknown | Unknown |  | 0 |  |  |  | Unknown |  |  | PMU KUALA SELANGOR 132/33/11kV | Unknown | Unknown | Unknown | Unknown | DISTRIBUTION | TNB | KUALA SELANGOR | Unknown | Unknown |  |  |  | Unknown | [17 empty] | 3 | Fail | Please check "Operating Voltage"
257701829 |  | KSGR-4L5(M) | 7028922 | 7029123 |  |  | Existing | RYB |  | SPARE3 (KSGR) | OPEN | OPEN | MAIN |  | Unknown | Unknown |  | 0 |  |  |  | Unknown |  |  | PMU KUALA SELANGOR 132/33/11kV | Unknown | Unknown | Unknown | Unknown | DISTRIBUTION | TNB | KUALA SELANGOR | Unknown | Unknown |  |  |  | Unknown | [17 empty] | 3 | Fail | Please check "Operating Voltage"
257701847 |  | N1 | 7028932 | 7029111 |  |  | Existing | RYB |  | N1 | CLOSED | CLOSED | NEUTRAL |  | Unknown | Unknown |  | 0 |  |  |  | Unknown |  |  | PMU KUALA SELANGOR 132/33/11kV | Unknown | Unknown | Unknown | Unknown | DISTRIBUTION | TNB | KUALA SELANGOR | Unknown | Unknown |  |  |  | Unknown | [17 empty] | 3 | Fail | Please check "Operating Voltage"
257701851 |  | N2 | 7028933 | 7029197 |  |  | Existing | RYB |  | N2 | CLOSED | CLOSED | NEUTRAL |  | Unknown | Unknown |  | 0 |  |  |  | Unknown |  |  | PMU KUALA SELANGOR 132/33/11kV | Unknown | Unknown | Unknown | Unknown | DISTRIBUTION | TNB | KUALA SELANGOR | Unknown | Unknown |  |  |  | Unknown | [17 empty] | 3 | Fail | Please check "Operating Voltage"
257701855 |  | N5 | 7028934 | 7029205 |  |  | Existing | RYB |  | N5 | CLOSED | CLOSED | NEUTRAL |  | Unknown | Unknown |  | 0 |  |  |  | Unknown |  |  | PMU KUALA SELANGOR 132/33/11kV | Unknown | Unknown | Unknown | Unknown | DISTRIBUTION | TNB | KUALA SELANGOR | Unknown | Unknown |  |  |  | Unknown | [17 empty] | 3 | Fail | Please check "Operating Voltage"
257701859 |  | N4 | 7028935 | 7029218 |  |  | Existing | RYB |  | N4 | OPEN | OPEN | NEUTRAL |  | Unknown | Unknown |  | 0 |  |  |  | Unknown |  |  | PMU KUALA SELANGOR 132/33/11kV | Unknown | Unknown | Unknown | Unknown | DISTRIBUTION | TNB | KUALA SELANGOR | Unknown | Unknown |  |  |  | Unknown | [17 empty] | 3 | Fail | Please check "Operating Voltage"
257701893 |  | KGSR-31(M) | 7028953 | 7029165 |  |  | Existing | RYB |  | 11KV BUSBAR | CLOSED | CLOSED | MAIN |  | 11 kV | Unknown |  | 0 |  |  |  | Unknown |  |  | PMU KUALA SELANGOR 132/33/11kV | Unknown | Unknown | Unknown | Unknown | DISTRIBUTION | TNB | KUALA SELANGOR | Unknown | Unknown |  |  |  | Unknown | [17 empty] | 3 | Pass | null
257701897 |  | KGSR-32(M) | 7028954 | 7029164 |  |  | Existing | RYB |  | 11KV BUSBAR | CLOSED | CLOSED | MAIN |  | Unknown | Unknown |  | 0 |  |  |  | Unknown |  |  | PMU KUALA SELANGOR 132/33/11kV | Unknown | Unknown | Unknown | Unknown | DISTRIBUTION | TNB | KUALA SELANGOR | Unknown | Unknown |  |  |  | Unknown | [17 empty] | 3 | Fail | Please check "Operating Voltage"
257701910 |  | KSGR-2(M) | 7028963 | 7029150 |  |  | Existing | RYB |  | SPARE(KSGR) | OPEN | OPEN | MAIN |  | 11 kV | Unknown |  | 0 |  |  |  | Unknown |  |  | PMU KUALA SELANGOR 132/33/11kV | Unknown | Unknown | Unknown | Unknown | DISTRIBUTION | TNB | KUALA SELANGOR | Unknown | Unknown |  |  |  | Unknown | [17 empty] | 3 | Pass | null
257701920 |  | KSGR-8(M) | 7028975 | 7029156 |  |  | Existing | RYB |  | S01313 IKS NO 4 | CLOSED | CLOSED | MAIN |  | Unknown | Unknown |  | 0 |  |  |  | Unknown |  |  | PMU KUALA SELANGOR 132/33/11kV | Unknown | Unknown | Unknown | Unknown | DISTRIBUTION | TNB | KUALA SELANGOR | Unknown | Unknown |  |  |  | Unknown | [17 empty] | 3 | Fail | Please check "Operating Voltage"
257701924 |  | KSGR-10(M) | 7028978 | 7029161 |  |  | Existing | RYB |  | S00119 OCEAN LAND | CLOSED | CLOSED | MAIN |  | Unknown | Unknown |  | 0 |  |  |  | Unknown |  |  | PMU KUALA SELANGOR 132/33/11kV | Unknown | Unknown | Unknown | Unknown | DISTRIBUTION | TNB | KUALA SELANGOR | Unknown | Unknown |  |  |  | Unknown | [17 empty] | 3 | Fail | Please check "Operating Voltage"
257701928 |  | KSGR-6(M) | 7028979 | 7029154 |  |  | Existing | RYB |  | S05299 TAMAN MERANTI | CLOSED | CLOSED | MAIN |  | 11 kV | Unknown |  | 0 |  |  |  | Unknown |  |  | PMU KUALA SELANGOR 132/33/11kV | Unknown | Unknown | Unknown | Unknown | DISTRIBUTION | TNB | KUALA SELANGOR | Unknown | Unknown |  |  |  | Unknown | [17 empty] | 3 | Pass | null
257701932 |  | KSGR-4(M) | 7028981 | 7029152 |  |  | Existing | RYB |  | S00097 BALAI POLIS | CLOSED | CLOSED | MAIN |  | Unknown | Unknown |  | 0 |  |  |  | Unknown |  |  | PMU KUALA SELANGOR 132/33/11kV | Unknown | Unknown | Unknown | Unknown | DISTRIBUTION | TNB | KUALA SELANGOR | Unknown | Unknown |  |  |  | Unknown | [17 empty] | 3 | Fail | Please check "Operating Voltage"
257701978 |  | KSGR-3(M) | 7029007 | 7029249 |  |  | Existing | RYB |  | S01665 TMN BENDAHARA NO 3 | CLOSED | CLOSED | MAIN |  | Unknown | Unknown |  | 0 |  |  |  | Unknown |  |  | PMU KUALA SELANGOR 132/33/11kV | Unknown | Unknown | Unknown | Unknown | DISTRIBUTION | TNB | KUALA SELANGOR | Unknown | Unknown |  |  |  | Unknown | [17 empty] | 3 | Fail | Please check "Operating Voltage"
257701982 |  | KSGR-5(M) | 7029008 | 7029252 |  |  | Existing | RYB |  | S01365 EMINENT FARM | CLOSED | CLOSED | MAIN |  | 11 kV | Unknown |  | 0 |  |  |  | Unknown |  |  | PMU KUALA SELANGOR 132/33/11kV | Unknown | Unknown | Unknown | Unknown | DISTRIBUTION | TNB | KUALA SELANGOR | Unknown | Unknown |  |  |  | Unknown | [17 empty] | 3 | Pass | null
257701986 |  | KSGR-7(M) | 7029009 | 7029255 |  |  | Existing | RYB |  | S00163 KILANG B PLASTIC | CLOSED | CLOSED | MAIN |  | 11 kV | Unknown |  | 0 |  |  |  | Unknown |  |  | PMU KUALA SELANGOR 132/33/11kV | Unknown | Unknown | Unknown | Unknown | DISTRIBUTION | TNB | KUALA SELANGOR | Unknown | Unknown |  |  |  | Unknown | [17 empty] | 3 | Pass | null
257701990 |  | KSGR-9 | 7029010 | 7029238 |  |  | Existing | RYB |  | S01695 TAMAN K.SELANGOR JAYA | CLOSED | CLOSED | MAIN |  | 11 kV | Unknown |  | 0 |  |  |  | Unknown |  |  | PMU KUALA SELANGOR 132/33/11kV | Unknown | Unknown | Unknown | Unknown | DISTRIBUTION | TNB | KUALA SELANGOR | Unknown | Unknown |  |  |  | Unknown | [17 empty] | 3 | Pass | null
257702001 |  | KSGR-1(M) | 7029021 | 7029222 |  |  | Existing | RYB |  | S01664 TMN BENDAHARA NO 2 | CLOSED | CLOSED | MAIN |  | 11 kV | Unknown |  | 0 |  |  |  | Unknown |  |  | PMU KUALA SELANGOR 132/33/11kV | Unknown | Unknown | Unknown | Unknown | DISTRIBUTION | TNB | KUALA SELANGOR | Unknown | Unknown |  |  |  | Unknown | [17 empty] | 3 | Pass | null
257931819 |  | TKMI-5 | 7032957 | 7033112 |  |  | Existing | RYB |  | JLN GAWAR-GAWAR | CLOSED | CLOSED | MAIN |  | 11 kV | Unknown |  | 0 |  |  |  | Unknown |  |  | PPU TANJUNG KARANG | Unknown | Unknown | Unknown | Unknown | DISTRIBUTION | TNB | KUALA SELANGOR | Unknown | Unknown |  |  |  | Unknown | [17 empty] | 3 | Pass | null
257931823 |  | TKMI-7 | 7032956 | 7033152 |  |  | Existing | RYB |  | LOCAL TRANS1(TKMI-7) | CLOSED | CLOSED | MAIN |  | 11 kV | Unknown |  | 0 |  |  |  | Unknown |  |  | PPU TANJUNG KARANG | Unknown | Unknown | Unknown | Unknown | DISTRIBUTION | TNB | KUALA SELANGOR | Unknown | Unknown |  |  |  | Unknown | [17 empty] | 3 | Pass | null
257931827 |  | TKMI-9 | 7032955 | 7033150 |  |  | Existing | RYB |  | TAMAN MAKMUR | CLOSED | CLOSED | MAIN |  | 11 kV | Unknown |  | 0 |  |  |  | Unknown |  |  | PPU TANJUNG KARANG | Unknown | Unknown | Unknown | Unknown | DISTRIBUTION | TNB | KUALA SELANGOR | Unknown | Unknown |  |  |  | Unknown | [17 empty] | 3 | Pass | null
257931831 |  | TKMI-1 | 7032889 | 7033067 |  |  | Existing | RYB |  | S00386 SG TENGI KANAN NO 2 | CLOSED | CLOSED | MAIN |  | Unknown | Unknown |  | 0 |  |  |  | Unknown |  |  | PPU TANJUNG KARANG | Unknown | Unknown | Unknown | Unknown | DISTRIBUTION | TNB | KUALA SELANGOR | Unknown | Unknown |  |  |  | Unknown | [17 empty] | 3 | Fail | Please check "Operating Voltage"
257931835 |  | TKMI-31 | 7032886 | 7033074 |  |  | Existing | RYB |  | 11KV BUSBAR | CLOSED | CLOSED | MAIN |  | 11 kV | Unknown |  | 0 |  |  |  | Unknown |  |  | PPU TANJUNG KARANG | Unknown | Unknown | Unknown | Unknown | DISTRIBUTION | TNB | KUALA SELANGOR | Unknown | Unknown |  |  |  | Unknown | [17 empty] | 3 | Pass | null
257931839 |  | TKMI-3 | 7032864 | 7033124 |  |  | Existing | RYB |  | PASAR TG KARANG | CLOSED | CLOSED | MAIN |  | 11 kV | Unknown |  | 0 |  |  |  | Unknown |  |  | PPU TANJUNG KARANG | Unknown | Unknown | Unknown | Unknown | DISTRIBUTION | TNB | KUALA SELANGOR | Unknown | Unknown |  |  |  | Unknown | [17 empty] | 3 | Pass | null
257931843 |  | TKMI-2 | 7032775 | 7033031 |  |  | Existing | RYB |  | SPARE1(TKMI-2) | CLOSED | OPEN | MAIN |  | 11 kV | Unknown |  | 0 |  |  |  | Unknown |  |  | PPU TANJUNG KARANG | Unknown | Unknown | Unknown | Unknown | DISTRIBUTION | TNB | KUALA SELANGOR | Unknown | Unknown |  |  |  | Unknown | [17 empty] | 3 | Pass | null
257931847 |  | TKMI-32 | 7032760 | 7033029 |  |  | Existing | RYB |  | 11KV BUSBAR | CLOSED | CLOSED | MAIN |  | 11 kV | Unknown |  | 0 |  |  |  | Unknown |  |  | PPU TANJUNG KARANG | Unknown | Unknown | Unknown | Unknown | DISTRIBUTION | TNB | KUALA SELANGOR | Unknown | Unknown |  |  |  | Unknown | [17 empty] | 3 | Pass | null
257931851 |  | TKMI-4 | 7032727 | 7033008 |  |  | Existing | RYB |  | HOSPITAL | CLOSED | CLOSED | MAIN |  | 11 kV | Unknown |  | 0 |  |  |  | Unknown |  |  | PPU TANJUNG KARANG | Unknown | Unknown | Unknown | Unknown | DISTRIBUTION | TNB | KUALA SELANGOR | Unknown | Unknown |  |  |  | Unknown | [17 empty] | 3 | Pass | null
257931855 |  | TKMI-6 | 7032725 | 7032984 |  |  | Existing | RYB |  | S01515 PADIN MAS | CLOSED | CLOSED | MAIN |  | 11 kV | Unknown |  | 0 |  |  |  | Unknown |  |  | PPU TANJUNG KARANG | Unknown | Unknown | Unknown | Unknown | DISTRIBUTION | TNB | KUALA SELANGOR | Unknown | Unknown |  |  |  | Unknown | [17 empty] | 3 | Pass | null
257931859 |  | TKMI-8 | 7032677 | 7032966 |  |  | Existing | RYB |  | KOKO FAMA | CLOSED | CLOSED | MAIN |  | 11 kV | Unknown |  | 0 |  |  |  | Unknown |  |  | PPU TANJUNG KARANG | Unknown | Unknown | Unknown | Unknown | DISTRIBUTION | TNB | KUALA SELANGOR | Unknown | Unknown |  |  |  | Unknown | [17 empty] | 3 | Pass | null
257932049 |  | N5 | 7032861 | 7033102 |  |  | Existing | RYB |  | N5 | CLOSED | CLOSED | NEUTRAL |  | Unknown | Unknown |  | 0 |  |  |  | Unknown |  |  | PPU TANJUNG KARANG | Unknown | Unknown | Unknown | Unknown | DISTRIBUTION | TNB | KUALA SELANGOR | Unknown | Unknown |  |  |  | Unknown | [17 empty] | 3 | Fail | Please check "Operating Voltage"
257932053 |  | N4 | 7032860 | 7033108 |  |  | Existing | RYB |  | N4 | OPEN | OPEN | NEUTRAL |  | Unknown | Unknown |  | 0 |  |  |  | Unknown |  |  | PPU TANJUNG KARANG | Unknown | Unknown | Unknown | Unknown | DISTRIBUTION | TNB | KUALA SELANGOR | Unknown | Unknown |  |  |  | Unknown | [17 empty] | 3 | Fail | Please check "Operating Voltage"
257932057 |  | N1 | 7032852 | 7033080 |  |  | Existing | RYB |  | N1 | CLOSED | CLOSED | NEUTRAL |  | Unknown | Unknown |  | 0 |  |  |  | Unknown |  |  | PPU TANJUNG KARANG | Unknown | Unknown | Unknown | Unknown | DISTRIBUTION | TNB | KUALA SELANGOR | Unknown | Unknown |  |  |  | Unknown | [17 empty] | 3 | Fail | Please check "Operating Voltage"
257932061 |  | N2 | 7032851 | 7033082 |  |  | Existing | RYB |  | N2 | CLOSED | CLOSED | NEUTRAL |  | Unknown | Unknown |  | 0 |  |  |  | Unknown |  |  | PPU TANJUNG KARANG | Unknown | Unknown | Unknown | Unknown | DISTRIBUTION | TNB | KUALA SELANGOR | Unknown | Unknown |  |  |  | Unknown | [17 empty] | 3 | Fail | Please check "Operating Voltage"
257932102 |  | TKMI-J78 | 7032844 | 7033092 |  |  | Existing | RYB |  | 33KV BUSBAR | CLOSED | CLOSED | MAIN |  | Unknown | Unknown |  | 0 |  |  |  | Unknown |  |  | PPU TANJUNG KARANG | Unknown | Unknown | Unknown | Unknown | DISTRIBUTION | TNB | KUALA SELANGOR | Unknown | Unknown |  |  |  | Unknown | [17 empty] | 3 | Fail | Please check "Operating Voltage"
257932106 |  | A189 | 7032824 | 7033065 |  |  | Existing | RYB |  | 33KV BUSBAR | CLOSED | CLOSED | MAIN |  | 33 kV | Unknown |  | 0 |  |  |  | Unknown |  |  | PPU TANJUNG KARANG | Unknown | Unknown | Unknown | Unknown | DISTRIBUTION | TNB | KUALA SELANGOR | Unknown | Unknown |  |  |  | Unknown | [17 empty] | 3 | Pass | null
257932110 |  | A227 | 7032737 | 7033006 |  |  | Existing | RYB |  | 33KV BUSBAR | CLOSED | CLOSED | MAIN |  | 33 kV | Unknown |  | 0 |  |  |  | Unknown |  |  | PPU TANJUNG KARANG | Unknown | Unknown | Unknown | Unknown | DISTRIBUTION | TNB | KUALA SELANGOR | Unknown | Unknown |  |  |  | Unknown | [17 empty] | 3 | Pass | null
257932114 |  | TKMI-A191 | 7032718 | 7032999 |  |  | Existing | RYB |  | 33KV BUSBAR | CLOSED | CLOSED | MAIN |  | Unknown | Unknown |  | 0 |  |  |  | Unknown |  |  | PPU TANJUNG KARANG | Unknown | Unknown | Unknown | Unknown | DISTRIBUTION | TNB | KUALA SELANGOR | Unknown | Unknown |  |  |  | Unknown | [17 empty] | 3 | Fail | Please check "Operating Voltage"
257950097 |  | N2 | 7026789 | 7027178 |  |  | Existing | RYB |  | N2 | CLOSED | CLOSED | NEUTRAL |  | Unknown | Unknown |  | 0 |  |  |  | Unknown |  |  | PPU SIME DARBY | Unknown | Unknown | Unknown | Unknown | DISTRIBUTION | TNB | KUALA SELANGOR | Unknown | Unknown |  |  |  | Unknown | [17 empty] | 3 | Fail | Please check "Operating Voltage"
257950101 |  | N4 | 7026788 | 7027204 |  |  | Existing | RYB |  | N4 | OPEN | OPEN | NEUTRAL |  | Unknown | Unknown |  | 0 |  |  |  | Unknown |  |  | PPU SIME DARBY | Unknown | Unknown | Unknown | Unknown | DISTRIBUTION | TNB | KUALA SELANGOR | Unknown | Unknown |  |  |  | Unknown | [17 empty] | 3 | Fail | Please check "Operating Voltage"
257950105 |  | N1 | 7026783 | 7027176 |  |  | Existing | RYB |  | N1 | CLOSED | CLOSED | NEUTRAL |  | Unknown | Unknown |  | 0 |  |  |  | Unknown |  |  | PPU SIME DARBY | Unknown | Unknown | Unknown | Unknown | DISTRIBUTION | TNB | KUALA SELANGOR | Unknown | Unknown |  |  |  | Unknown | [17 empty] | 3 | Fail | Please check "Operating Voltage"
257950109 |  | N5 | 7026782 | 7027198 |  |  | Existing | RYB |  | N5 | CLOSED | CLOSED | NEUTRAL |  | Unknown | Unknown |  | 0 |  |  |  | Unknown |  |  | PPU SIME DARBY | Unknown | Unknown | Unknown | Unknown | DISTRIBUTION | TNB | KUALA SELANGOR | Unknown | Unknown |  |  |  | Unknown | [17 empty] | 3 | Fail | Please check "Operating Voltage"
257950140 |  | SDBY-D95(M) | 7026823 | 7027117 |  |  | Existing | RYB |  | SSU PKPS | CLOSED | CLOSED | MAIN |  | Unknown | Unknown |  | 0 |  |  |  | Unknown |  |  | PPU SIME DARBY | Unknown | Unknown | Unknown | Unknown | DISTRIBUTION | TNB | KUALA SELANGOR | Unknown | Unknown |  |  |  | Unknown | [17 empty] | 3 | Fail | Please check "Operating Voltage"
257950144 |  | SDBY-TX2-2H0(M) | 7026801 | 7027102 |  |  | Existing | RYB |  | 33KV BUSBAR | CLOSED | CLOSED | MAIN |  | 33 kV | Unknown |  | 0 |  |  |  | Unknown |  |  | PPU SIME DARBY | Unknown | Unknown | Unknown | Unknown | DISTRIBUTION | TNB | KUALA SELANGOR | Unknown | Unknown |  |  |  | Unknown | [17 empty] | 3 | Pass | null
257950148 |  | SDBY-TX1-1H0(M) | 7026800 | 7027161 |  |  | Existing | RYB |  | 33KV BUSBAR | CLOSED | CLOSED | MAIN |  | 33 kV | Unknown |  | 0 |  |  |  | Unknown |  |  | PPU SIME DARBY | Unknown | Unknown | Unknown | Unknown | DISTRIBUTION | TNB | KUALA SELANGOR | Unknown | Unknown |  |  |  | Unknown | [17 empty] | 3 | Pass | null
257950152 |  | SDBY-D93(M) | 7026787 | 7027188 |  |  | Existing | RYB |  | BTAI-1L5 | CLOSED | CLOSED | MAIN |  | Unknown | Unknown |  | 0 |  |  |  | Unknown |  |  | PPU SIME DARBY | Unknown | Unknown | Unknown | Unknown | DISTRIBUTION | TNB | KUALA SELANGOR | Unknown | Unknown |  |  |  | Unknown | [17 empty] | 3 | Fail | Please check "Operating Voltage"
257950156 |  | SDBY-D94(M) | 7026784 | 7027194 |  |  | Existing | RYB |  | SPARE(SDBY) | OPEN | OPEN | MAIN |  | Unknown | Unknown |  | 0 |  |  |  | Unknown |  |  | PPU SIME DARBY | Unknown | Unknown | Unknown | Unknown | DISTRIBUTION | TNB | KUALA SELANGOR | Unknown | Unknown |  |  |  | Unknown | [17 empty] | 3 | Fail | Please check "Operating Voltage"
257950160 |  | SDBY-D95 | 7026824 | 7027119 |  |  | Existing | RYB |  | SSU PKPS | OPEN | OPEN | RESERVE |  | Unknown | Unknown |  | 0 |  |  |  | Unknown |  |  | PPU SIME DARBY | Unknown | Unknown | Unknown | Unknown | DISTRIBUTION | TNB | KUALA SELANGOR | Unknown | Unknown |  |  |  | Unknown | [17 empty] | 3 | Fail | Please check "Operating Voltage"
257950164 |  | SDBY-TX1-1H0(R) | 7026803 | 7027162 |  |  | Existing | RYB |  | 33KV BUSBAR | OPEN | OPEN | RESERVE |  | 33 kV | Unknown |  | 0 |  |  |  | Unknown |  |  | PPU SIME DARBY | Unknown | Unknown | Unknown | Unknown | DISTRIBUTION | TNB | KUALA SELANGOR | Unknown | Unknown |  |  |  | Unknown | [17 empty] | 3 | Pass | null
257950168 |  | SDBY-TX2-2H0(R) | 7026802 | 7027103 |  |  | Existing | RYB |  | 33KV BUSBAR | OPEN | OPEN | RESERVE |  | 33 kV | Unknown |  | 0 |  |  |  | Unknown |  |  | PPU SIME DARBY | Unknown | Unknown | Unknown | Unknown | DISTRIBUTION | TNB | KUALA SELANGOR | Unknown | Unknown |  |  |  | Unknown | [17 empty] | 3 | Pass | null
257950172 |  | SDBY-D93(R) | 7026786 | 7027189 |  |  | Existing | RYB |  | BTAI-1L5 | OPEN | OPEN | RESERVE |  | Unknown | Unknown |  | 0 |  |  |  | Unknown |  |  | PPU SIME DARBY | Unknown | Unknown | Unknown | Unknown | DISTRIBUTION | TNB | KUALA SELANGOR | Unknown | Unknown |  |  |  | Unknown | [17 empty] | 3 | Fail | Please check "Operating Voltage"
257950176 |  | SDBY-D94(R) | 7026785 | 7027184 |  |  | Existing | RYB |  | SPARE(SDBY) | OPEN | OPEN | RESERVE |  | 33 kV | Unknown |  | 0 |  |  |  | Unknown |  |  | PPU SIME DARBY | Unknown | Unknown | Unknown | Unknown | DISTRIBUTION | TNB | KUALA SELANGOR | Unknown | Unknown |  |  |  | Unknown | [17 empty] | 3 | Pass | null
257950209 |  | SDBY-2(M) | 7026923 | 7027127 |  |  | Existing | RYB |  | R04846 SSU PKPS | CLOSED | CLOSED | MAIN |  | 11 kV | Unknown |  | 0 |  |  |  | Unknown |  |  | PPU SIME DARBY | Unknown | Unknown | Unknown | Unknown | DISTRIBUTION | TNB | KUALA SELANGOR | Unknown | Unknown |  |  |  | Unknown | [17 empty] | 3 | Pass | null
257950213 |  | SDBY-8(M) | 7026917 | 7027093 |  |  | Existing | RYB |  | LOCAL TRANS(SDBY) | CLOSED | CLOSED | MAIN |  | Unknown | Unknown |  | 0 |  |  |  | Unknown |  |  | PPU SIME DARBY | Unknown | Unknown | Unknown | Unknown | DISTRIBUTION | TNB | KUALA SELANGOR | Unknown | Unknown |  |  |  | Unknown | [17 empty] | 3 | Fail | Please check "Operating Voltage"
257950217 |  | SDBY-6(M) | 7026915 | 7027080 |  |  | Existing | RYB |  | S01547 BATAMAS | CLOSED | CLOSED | MAIN |  | 11 kV | Unknown |  | 0 |  |  |  | Unknown |  |  | PPU SIME DARBY | Unknown | Unknown | Unknown | Unknown | DISTRIBUTION | TNB | KUALA SELANGOR | Unknown | Unknown |  |  |  | Unknown | [17 empty] | 3 | Pass | null
257950221 |  | SDBY-4(M) | 7026913 | 7027104 |  |  | Existing | RYB |  | R01898 PERUMAHAN TENNAMARAN | CLOSED | CLOSED | MAIN |  | 11 kV | Unknown |  | 0 |  |  |  | Unknown |  |  | PPU SIME DARBY | Unknown | Unknown | Unknown | Unknown | DISTRIBUTION | TNB | KUALA SELANGOR | Unknown | Unknown |  |  |  | Unknown | [17 empty] | 3 | Pass | null
257950225 |  | SDBY-32(M) | 7026890 | 7027125 |  |  | Existing | RYB |  | 11KV BUSBAR | CLOSED | CLOSED | MAIN |  | Unknown | Unknown |  | 0 |  |  |  | Unknown |  |  | PPU SIME DARBY | Unknown | Unknown | Unknown | Unknown | DISTRIBUTION | TNB | KUALA SELANGOR | Unknown | Unknown |  |  |  | Unknown | [17 empty] | 3 | Fail | Please check "Operating Voltage"
257950229 |  | SDBY-1(M) | 7026888 | 7027170 |  |  | Existing | RYB |  |  | CLOSED | CLOSED | MAIN |  | 11 kV | Unknown |  | 0 |  |  |  | Unknown |  |  | PPU SIME DARBY | Unknown | Unknown | Unknown | Unknown | DISTRIBUTION | TNB | KUALA SELANGOR | Unknown | Unknown |  |  |  | Unknown | [17 empty] | 3 | Pass | null
257950233 |  | SDBY-3(M) | 7026856 | 7027220 |  |  | Existing | RYB |  | R04822 SSU UNISEL | CLOSED | CLOSED | MAIN |  | 11 kV | Unknown |  | 0 |  |  |  | Unknown |  |  | PPU SIME DARBY | Unknown | Unknown | Unknown | Unknown | DISTRIBUTION | TNB | KUALA SELANGOR | Unknown | Unknown |  |  |  | Unknown | [17 empty] | 3 | Pass | null
257950237 |  | SDBY-5(M) | 7026855 | 7027222 |  |  | Existing | RYB |  | R05058 BERJUNTAI BESTARI NO 2 | CLOSED | CLOSED | MAIN |  | 11 kV | Unknown |  | 0 |  |  |  | Unknown |  |  | PPU SIME DARBY | Unknown | Unknown | Unknown | Unknown | DISTRIBUTION | TNB | KUALA SELANGOR | Unknown | Unknown |  |  |  | Unknown | [17 empty] | 3 | Pass | null
257950241 |  | SDBY-7(M) | 7026854 | 7027224 |  |  | Existing | RYB |  | H-POLE KG HANG TUAH | CLOSED | CLOSED | MAIN |  | 11 kV | Unknown |  | 0 |  |  |  | Unknown |  |  | PPU SIME DARBY | Unknown | Unknown | Unknown | Unknown | DISTRIBUTION | TNB | KUALA SELANGOR | Unknown | Unknown |  |  |  | Unknown | [17 empty] | 3 | Pass | null
257950245 |  | SDBY-9(M) | 7026852 | 7027226 |  |  | Existing | RYB |  | R01906 SW/STN(RMU) S/HYUNDAI S/INEX | CLOSED | CLOSED | MAIN |  | 11 kV | Unknown |  | 0 |  |  |  | Unknown |  |  | PPU SIME DARBY | Unknown | Unknown | Unknown | Unknown | DISTRIBUTION | TNB | KUALA SELANGOR | Unknown | Unknown |  |  |  | Unknown | [17 empty] | 3 | Pass | null
257950249 |  | SDBY-1(M) | 7026849 | 7027163 |  |  | Existing | RYB |  | R01856 HARTALEGA | CLOSED | CLOSED | MAIN |  | 11 kV | Unknown |  | 0 |  |  |  | Unknown |  |  | PPU SIME DARBY | Unknown | Unknown | Unknown | Unknown | DISTRIBUTION | TNB | KUALA SELANGOR | Unknown | Unknown |  |  |  | Unknown | [17 empty] | 3 | Pass | null
376751315 | [6 empty] | Existing | Unknown |  |  | OPEN | OPEN | RESERVE |  | 33 kV | [9 empty] | SSU RWPS | Unknown | Unknown | NO | NONE | DISTRIBUTION | TNB | KUALA SELANGOR | Unknown |  |  |  |  | NO | [17 empty] | 0 | Fail | Please check "Phasing"
376751325 | [6 empty] | Existing | Unknown |  |  | OPEN | OPEN | RESERVE |  | 33 kV | [9 empty] | SSU RWPS | Unknown | Unknown | NO | NONE | DISTRIBUTION | TNB | KUALA SELANGOR | NO | Unknown |  |  |  | NO | [17 empty] | 0 | Fail | Please check "Phasing"
376751330 | [6 empty] | Existing | Unknown |  |  | CLOSED | CLOSED | MAIN |  | 33 kV | [9 empty] | SSU RWPS | Unknown | Unknown | NO | NONE | DISTRIBUTION | TNB | KUALA SELANGOR | NO | Unknown |  |  |  | NO | [17 empty] | 0 | Fail | Please check "Phasing"
376751335 | [6 empty] | Existing | Unknown |  |  | CLOSED | CLOSED | MAIN |  | 33 kV | [9 empty] | SSU RWPS | Unknown | Unknown | NO | NONE | DISTRIBUTION | TNB | KUALA SELANGOR | Unknown |  |  |  |  | NO | [17 empty] | 0 | Fail | Please check "Phasing"
376751338 | [6 empty] | Existing | Unknown |  |  | CLOSED | CLOSED | MAIN |  | 33 kV | [9 empty] | SSU RWPS | Unknown | Unknown | NO | NONE | DISTRIBUTION | TNB | KUALA SELANGOR | Unknown |  |  |  |  | NO | [17 empty] | 0 | Fail | Please check "Phasing"
376751353 | [6 empty] | Existing | Unknown |  |  | CLOSED | CLOSED | MAIN |  | 33 kV | [9 empty] | SSU RWPS | Unknown | Unknown | NO | NONE | DISTRIBUTION | TNB | KUALA SELANGOR | Unknown |  |  |  |  | NO | [17 empty] | 0 | Fail | Please check "Phasing"
376751366 | [6 empty] | Existing | Unknown |  |  | CLOSED | CLOSED | MAIN |  | 33 kV | [9 empty] | SSU RWPS | Unknown | Unknown | NO | NONE | DISTRIBUTION | TNB | KUALA SELANGOR | Unknown |  |  |  |  | NO | [17 empty] | 0 | Fail | Please check "Phasing"
376751374 | [6 empty] | Existing | Unknown |  |  | OPEN | OPEN | RESERVE |  | 33 kV | [9 empty] | SSU RWPS | Unknown | Unknown | NO | NONE | DISTRIBUTION | TNB | KUALA SELANGOR | Unknown |  |  |  |  | NO | [17 empty] | 0 | Fail | Please check "Phasing"
376751376 | [6 empty] | Existing | Unknown |  |  | OPEN | OPEN | RESERVE |  | 33 kV | [9 empty] | SSU RWPS | Unknown | Unknown | NO | NONE | DISTRIBUTION | TNB | KUALA SELANGOR | NO | Unknown |  |  |  | NO | [17 empty] | 0 | Fail | Please check "Phasing"
376751378 | [6 empty] | Existing | Unknown |  |  | OPEN | OPEN | RESERVE |  | 33 kV | [9 empty] | SSU RWPS | Unknown | Unknown | NO | NONE | DISTRIBUTION | TNB | KUALA SELANGOR | Unknown |  |  |  |  | NO | [17 empty] | 0 | Fail | Please check "Phasing"
376751384 | [6 empty] | Existing | Unknown |  |  | OPEN | OPEN | RESERVE |  | 33 kV | [9 empty] | SSU RWPS | Unknown | Unknown | NO | NONE | DISTRIBUTION | TNB | KUALA SELANGOR | NO | Unknown |  |  |  | NO | [17 empty] | 0 | Fail | Please check "Phasing"
376751394 | [6 empty] | Existing | Unknown |  |  | CLOSED | CLOSED | MAIN |  | 33 kV | [9 empty] | SSU RWPS | Unknown | Unknown | NO | NONE | DISTRIBUTION | TNB | KUALA SELANGOR | NO | Unknown |  |  |  | NO | [17 empty] | 0 | Fail | Please check "Phasing"
376751404 | [6 empty] | Existing | Unknown |  |  | CLOSED | CLOSED | MAIN |  | 33 kV | [9 empty] | SSU RWPS | Unknown | Unknown | NO | NONE | DISTRIBUTION | TNB | KUALA SELANGOR | Unknown |  |  |  |  | NO | [17 empty] | 0 | Fail | Please check "Phasing"
376751422 | [6 empty] | Existing | Unknown |  |  | CLOSED | CLOSED | MAIN |  | 33 kV | [9 empty] | SSU RWPS | Unknown | Unknown | NO | NONE | DISTRIBUTION | TNB | KUALA SELANGOR | NO | Unknown |  |  |  | NO | [17 empty] | 0 | Fail | Please check "Phasing"
376751436 | [6 empty] | Existing | Unknown |  |  | OPEN | OPEN | RESERVE |  | 33 kV | [9 empty] | SSU RWPS | Unknown | Unknown | NO | NONE | DISTRIBUTION | TNB | KUALA SELANGOR | Unknown |  |  |  |  | NO | [17 empty] | 0 | Fail | Please check "Phasing"
376751448 | [6 empty] | Existing | Unknown |  |  | OPEN | OPEN | RESERVE |  | 33 kV | [9 empty] | SSU RWPS | Unknown | Unknown | NO | NONE | DISTRIBUTION | TNB | KUALA SELANGOR | Unknown |  |  |  |  | NO | [17 empty] | 0 | Fail | Please check "Phasing"
376751505 |  | TKMI-J78 | 7032844 | 7033092 |  |  | Existing | RYB |  | 33KV BUSBAR | CLOSED | CLOSED | MAIN |  | Unknown | Unknown |  | 0 |  |  |  | Unknown |  |  | PPU TANJUNG KARANG | Unknown | Unknown | Unknown | Unknown | DISTRIBUTION | TNB | KUALA SELANGOR | Unknown |  |  |  |  | Unknown | [17 empty] | 3 | Fail | Please check "Operating Voltage"
376751520 |  | TKMI-J78 | 7032844 | 7033092 |  |  | Existing | RYB |  | 33KV BUSBAR | CLOSED | CLOSED | MAIN |  | Unknown | Unknown |  | 0 |  |  |  | Unknown |  |  | PPU TANJUNG KARANG | Unknown | Unknown | Unknown | Unknown | DISTRIBUTION | TNB | KUALA SELANGOR | Unknown |  |  |  |  | Unknown | [17 empty] | 3 | Fail | Please check "Operating Voltage"
376751530 |  | TKMI-A191 | 7032718 | 7032999 |  |  | Existing | RYB |  | 33KV BUSBAR | CLOSED | CLOSED | MAIN |  | Unknown | Unknown |  | 0 |  |  |  | Unknown |  |  | PPU TANJUNG KARANG | Unknown | Unknown | Unknown | Unknown | DISTRIBUTION | TNB | KUALA SELANGOR | Unknown |  |  |  |  | Unknown | [17 empty] | 3 | Fail | Please check "Operating Voltage"
376751539 |  | TKMI-A191 | 7032718 | 7032999 |  |  | Existing | RYB |  | 33KV BUSBAR | CLOSED | CLOSED | MAIN |  | Unknown | Unknown |  | 0 |  |  |  | Unknown |  |  | PPU TANJUNG KARANG | Unknown | Unknown | Unknown | Unknown | DISTRIBUTION | TNB | KUALA SELANGOR | Unknown |  |  |  |  | Unknown | [17 empty] | 3 | Fail | Please check "Operating Voltage"
376961694 | R08066 |  |  |  | BKSL/PCE/J00438/MB1 | 310402688 | Existing | RYB |  |  | CLOSED | CLOSED | LINK |  | 11 kV | [9 empty] | EASTBAY ENG TIAJ 2/8 | Unknown | Unknown | NO | NONE | DISTRIBUTION | TNB | KUALA SELANGOR | NO | Unknown |  |  |  | NO | [8 empty] | R08066 | NO | [7 empty] | 3 | Pass | null
376961696 | R08064 |  |  |  | BKSL/PCE/J00438/MB1 | 310402688 | Existing | RYB |  |  | CLOSED | CLOSED | LINK |  | 11 kV | [9 empty] | EASTBAY ENG TIAJ 2/8 | Unknown | Unknown | NO | NONE | DISTRIBUTION | TNB | KUALA SELANGOR | NO | Unknown |  |  |  | NO | [8 empty] | R08064 | NO | [7 empty] | 3 | Pass | null
376961823 | [6 empty] | Existing | RYB |  |  | CLOSED | CLOSED | LINK |  | 11 kV | [9 empty] | TMN KELISA | Unknown | Unknown | NO | NONE | DISTRIBUTION | TNB | KUALA SELANGOR | NO | Unknown |  |  |  | NO | [9 empty] | NO | [7 empty] | 3 | Pass | null
376961825 | [6 empty] | Existing | RYB |  |  | CLOSED | CLOSED | LINK |  | 11 kV | [9 empty] | TMN KELISA | Unknown | Unknown | NO | NONE | DISTRIBUTION | TNB | KUALA SELANGOR | NO | Unknown |  |  |  | NO | [9 empty] | NO | [7 empty] | 3 | Pass | null
376961966 | S05795 |  |  |  | BKSL/PCE/J00371/MB1 | 300519640 | Existing | RYB |  |  | CLOSED | CLOSED | LINK |  | 11 kV |  | 20150101 | [7 empty] | KG SRI TIRAM BUROK | Unknown | Unknown | NO | NONE | DISTRIBUTION | TNB | KUALA SELANGOR | NO | Unknown |  |  |  | NO | [8 empty] | S05795 | NO | [7 empty] | 3 | Pass | null
376961968 | S05796 |  |  |  | BKSL/PCE/J00371/MB1 | 300519640 | Existing | RYB |  |  | OPEN | OPEN | LINK |  | 11 kV |  | 20150101 | [7 empty] | KG SRI TIRAM BUROK | Unknown | Unknown | NO | NONE | DISTRIBUTION | TNB | KUALA SELANGOR | NO | Unknown |  |  |  | NO | [8 empty] | S05796 | NO | [7 empty] | 3 | Pass | null
376962082 | S05794 |  |  |  | BKSL/PCE/J00370/MB1 | 300519647 | Existing | RYB |  |  | CLOSED | CLOSED | LINK |  | 11 kV |  | 20150304 |  |  |  |  | INDKOM |  |  | SMK SERI TIRAM BUROK | Unknown | Unknown | NO | NONE | DISTRIBUTION | TNB | KUALA SELANGOR | NO | Unknown |  |  |  | NO | [8 empty] | S05794 | NO | [7 empty] | 3 | Pass | null
376962083 | S05793 |  |  |  | BKSL/PCE/J00370/MB1 | 300519647 | Existing | RYB |  |  | CLOSED | CLOSED | LINK |  | 11 kV |  | 20150304 |  |  |  |  | INDKOM |  |  | SMK SERI TIRAM BUROK | Unknown | Unknown | NO | NONE | DISTRIBUTION | TNB | KUALA SELANGOR | NO | Unknown |  |  |  | NO | [8 empty] | S05793 | NO | [7 empty] | 3 | Pass | null
376962097 | S05792 |  |  |  | BKSL/PCE/J00370/MB1 | 300519647 | Existing | RYB |  |  | CLOSED | CLOSED | LINK |  | 11 kV |  | 20150304 |  |  |  |  | INDKOM |  |  | SMK SERI TIRAM BUROK | Unknown | Unknown | NO | NONE | DISTRIBUTION | TNB | KUALA SELANGOR | NO | Unknown |  |  |  | NO | [8 empty] | S05792 | NO | [7 empty] | 3 | Pass | null
377034952 | S05937 | [5 empty] | Existing | Unknown |  | S150517 PE TMN RIA MAS NO.2 | CLOSED | CLOSED | LINK |  | 11 kV | [9 empty] | D-KSL-C17-1510 | Unknown | Unknown | NO | NONE | DISTRIBUTION | TNB | KUALA SELANGOR | NO | Unknown |  |  |  | NO | [8 empty] | S05937 | NO | [7 empty] | 0 | Fail | Please check "Phasing"
377034954 | S05938 | [5 empty] | Existing | Unknown |  | S05626 PE RESTORAN MEWAH TG.KARANG | CLOSED | CLOSED | LINK |  | 11 kV | [9 empty] | D-KSL-C17-1510 | Unknown | Unknown | NO | NONE | DISTRIBUTION | TNB | KUALA SELANGOR | NO | Unknown |  |  |  | NO | [8 empty] | S05938 | NO | [7 empty] | 0 | Fail | Please check "Phasing"
377966607 | S05921 | [5 empty] | Existing | RYB |  | S00108 SK BDR BARU | CLOSED | CLOSED | LINK |  | 11 kV | [9 empty] | Grp: Substation Comp. 1 | Unknown | Unknown | NO | NONE | DISTRIBUTION | TNB | KUALA SELANGOR | NO | Unknown |  |  |  | NO | [8 empty] | S05921 | NO | [7 empty] | 3 | Pass | null
377966612 | S05923 | [5 empty] | Existing | RYB |  | S05535 TMN WARISAN | CLOSED | CLOSED | LINK |  | 11 kV | [9 empty] | Grp: Substation Comp. 1 | Unknown | Unknown | NO | NONE | DISTRIBUTION | TNB | KUALA SELANGOR | NO | Unknown |  |  |  | NO | [8 empty] | S05923 | NO | [7 empty] | 3 | Pass | null
377966877 | S05952 | [5 empty] | Existing | RYB |  |  | CLOSED | CLOSED | LINK |  | 11 kV | [9 empty] | SRJKC JLN SASARAN | Unknown | Unknown | NO | NONE | DISTRIBUTION | TNB | KUALA SELANGOR | NO | Unknown |  |  |  | NO | [8 empty] | S05952 | NO | [7 empty] | 3 | Pass | null
377966882 | S05954 | [5 empty] | Existing | RYB |  |  | CLOSED | CLOSED | LINK |  | 11 kV | [9 empty] | SRJKC JLN SASARAN | Unknown | Unknown | NO | NONE | DISTRIBUTION | TNB | KUALA SELANGOR | NO | Unknown |  |  |  | NO | [8 empty] | S05954 | NO | [7 empty] | 3 | Pass | null
379512312 | S05975 |  |  |  | BKSL/PCE/J00452/MB1 | 310576587 | Existing | RYB |  |  | CLOSED | CLOSED | LINK |  | 11 kV | [9 empty] | D-KSL-C17-1613 | Unknown | Unknown | NO | NONE | DISTRIBUTION | TNB | KUALA SELANGOR | NO | Unknown |  |  |  | NO | [8 empty] | S05975 | NO | [7 empty] | 3 | Pass | null
379512317 | S05973 |  |  |  | BKSL/PCE/J00452/MB1 | 310576587 | Existing | RYB |  |  | CLOSED | CLOSED | LINK |  | 11 kV | [9 empty] | D-KSL-C17-1613 | Unknown | Unknown | NO | NONE | DISTRIBUTION | TNB | KUALA SELANGOR | NO | Unknown |  |  |  | NO | [8 empty] | S05973 | NO | [7 empty] | 3 | Pass | null
379512443 | S05972 |  |  |  | BKSL/PCE/J00884/MB1 | 310636290 | Existing | RYB |  |  | CLOSED | CLOSED | LINK |  | 11 kV | [9 empty] | D-KSL-C17-1268 | Unknown | Unknown | NO | NONE | DISTRIBUTION | TNB | KUALA SELANGOR | NO | Unknown |  |  |  | NO | [8 empty] | S05972 | NO | [7 empty] | 3 | Pass | null
379512448 | S05970 |  |  |  | BKSL/PCE/J00884/MB1 | 310636290 | Existing | RYB |  |  | CLOSED | CLOSED | LINK |  | 11 kV | [9 empty] | D-KSL-C17-1268 | Unknown | Unknown | NO | NONE | DISTRIBUTION | TNB | KUALA SELANGOR | NO | Unknown |  |  |  | NO | [8 empty] | S05970 | NO | [7 empty] | 3 | Pass | null
379632586 | 30 |  |  |  | BKSL/PPU/G00002/NB30 | 300048803 | Existing | RYB |  | 11KV BUSBAR | OPEN |  | BUSBAR SECTION |  | Unknown |  | 19720106 |  |  |  |  | EPE |  |  | PPU TANJUNG KARANG | Unknown | Unknown | Unknown | Unknown | DISTRIBUTION | TNB | KUALA SELANGOR | Unknown |  |  |  |  | Unknown | [8 empty] | 30 | [8 empty] | 3 | Fail | Please check "Operating Voltage"
379692694 | [6 empty] | Existing | RYB |  |  | CLOSED | CLOSED | MAIN |  | 11 kV | [9 empty] | PMU BUKIT BADONG 132/33/11kV | Unknown | Unknown | NO | NONE | DISTRIBUTION | TNB | KUALA SELANGOR | NO | Unknown |  |  |  | NO | [17 empty] | 3 | Pass | null
379692769 | [6 empty] | Existing | RYB |  |  | CLOSED | CLOSED | MAIN |  | 33 kV | [9 empty] | PMU BUKIT BADONG 132/33/11kV | Unknown | Unknown | NO | NONE | DISTRIBUTION | TNB | KUALA SELANGOR | NO | Unknown |  |  |  | NO | [17 empty] | 3 | Pass | null
379692805 | [6 empty] | Existing | RYB |  |  | CLOSED | CLOSED | MAIN |  | 33 kV | [9 empty] | PMU BUKIT BADONG 132/33/11kV | Unknown | Unknown | NO | NONE | DISTRIBUTION | TNB | KUALA SELANGOR | NO | Unknown |  |  |  | NO | [17 empty] | 3 | Pass | null
379692903 | [6 empty] | Existing | RYB |  |  | OPEN | CLOSED | RESERVE |  | 11 kV | [9 empty] | PMU BUKIT BADONG 132/33/11kV | Unknown | Unknown | NO | NONE | DISTRIBUTION | TNB | KUALA SELANGOR | NO | Unknown |  |  |  | NO | [17 empty] | 3 | Pass | null
379693070 | [6 empty] | Existing | RYB |  |  | CLOSED | CLOSED | MAIN |  | 33 kV | [9 empty] | PMU BUKIT BADONG 132/33/11kV | Unknown | Unknown | NO | NONE | DISTRIBUTION | TNB | KUALA SELANGOR | NO | Unknown |  |  |  | NO | [17 empty] | 3 | Pass | null
379693095 | [6 empty] | Existing | RYB |  |  | OPEN | CLOSED | RESERVE |  | 33 kV | [9 empty] | PMU BUKIT BADONG 132/33/11kV | Unknown | Unknown | NO | NONE | DISTRIBUTION | TNB | KUALA SELANGOR | NO | Unknown |  |  |  | NO | [17 empty] | 3 | Pass | null
379693206 | [6 empty] | Existing | RYB |  |  | OPEN | CLOSED | RESERVE |  | 33 kV | [9 empty] | PMU BUKIT BADONG 132/33/11kV | Unknown | Unknown | NO | NONE | DISTRIBUTION | TNB | KUALA SELANGOR | NO | Unknown |  |  |  | NO | [17 empty] | 3 | Pass | null
379693217 | [6 empty] | Existing | RYB |  |  | OPEN | CLOSED | RESERVE |  | 33 kV | [9 empty] | PMU BUKIT BADONG 132/33/11kV | Unknown | Unknown | NO | NONE | DISTRIBUTION | TNB | KUALA SELANGOR | NO | Unknown |  |  |  | NO | [17 empty] | 3 | Pass | null
379693302 | [6 empty] | Existing | RYB |  |  | CLOSED | CLOSED | MAIN |  | 33 kV | [9 empty] | PMU BUKIT BADONG 132/33/11kV | Unknown | Unknown | NO | NONE | DISTRIBUTION | TNB | KUALA SELANGOR | NO | Unknown |  |  |  | NO | [17 empty] | 3 | Pass | null
379693348 | [6 empty] | Existing | RYB |  |  | CLOSED | CLOSED | MAIN |  | 33 kV | [9 empty] | PMU BUKIT BADONG 132/33/11kV | Unknown | Unknown | NO | NONE | DISTRIBUTION | TNB | KUALA SELANGOR | NO | Unknown |  |  |  | NO | [17 empty] | 3 | Pass | null
379693875 | [6 empty] | Existing | RYB |  |  | CLOSED | CLOSED | MAIN |  | 11 kV | [9 empty] | PMU BUKIT BADONG 132/33/11kV | Unknown | Unknown | NO | NONE | DISTRIBUTION | TNB | KUALA SELANGOR | NO | Unknown |  |  |  | NO | [17 empty] | 3 | Pass | null
379693917 | [6 empty] | Existing | RYB |  |  | CLOSED | CLOSED | MAIN |  | 33 kV | [9 empty] | PMU BUKIT BADONG 132/33/11kV | Unknown | Unknown | NO | NONE | DISTRIBUTION | TNB | KUALA SELANGOR | NO | Unknown |  |  |  | NO | [17 empty] | 3 | Pass | null
379693993 | [6 empty] | Existing | RYB |  |  | OPEN | CLOSED | RESERVE |  | 11 kV | [9 empty] | PMU BUKIT BADONG 132/33/11kV | Unknown | Unknown | NO | NONE | DISTRIBUTION | TNB | KUALA SELANGOR | NO | Unknown |  |  |  | NO | [17 empty] | 3 | Pass | null
379694099 | [6 empty] | Existing | RYB |  |  | CLOSED | CLOSED | MAIN |  | 33 kV | [9 empty] | PMU BUKIT BADONG 132/33/11kV | Unknown | Unknown | NO | NONE | DISTRIBUTION | TNB | KUALA SELANGOR | NO | Unknown |  |  |  | NO | [17 empty] | 3 | Pass | null
379694134 | [6 empty] | Existing | RYB |  |  | CLOSED | CLOSED | MAIN |  | 33 kV | [9 empty] | PMU BUKIT BADONG 132/33/11kV | Unknown | Unknown | NO | NONE | DISTRIBUTION | TNB | KUALA SELANGOR | NO | Unknown |  |  |  | NO | [17 empty] | 3 | Pass | null
379694162 | [6 empty] | Existing | RYB |  |  | OPEN | CLOSED | RESERVE |  | 33 kV | [9 empty] | PMU BUKIT BADONG 132/33/11kV | Unknown | Unknown | NO | NONE | DISTRIBUTION | TNB | KUALA SELANGOR | NO | Unknown |  |  |  | NO | [17 empty] | 3 | Pass | null
379694190 | [6 empty] | Existing | RYB |  |  | CLOSED | CLOSED | MAIN |  | 33 kV | [9 empty] | PMU BUKIT BADONG 132/33/11kV | Unknown | Unknown | NO | NONE | DISTRIBUTION | TNB | KUALA SELANGOR | Unknown |  |  |  |  | NO | [17 empty] | 3 | Pass | null
379694196 | [6 empty] | Existing | RYB |  |  | OPEN | CLOSED | RESERVE |  | 33 kV | [9 empty] | PMU BUKIT BADONG 132/33/11kV | Unknown | Unknown | NO | NONE | DISTRIBUTION | TNB | KUALA SELANGOR | Unknown |  |  |  |  | NO | [17 empty] | 3 | Pass | null
379694203 | [6 empty] | Existing | RYB |  |  | CLOSED | CLOSED | MAIN |  | 33 kV | [9 empty] | PMU BUKIT BADONG 132/33/11kV | Unknown | Unknown | NO | NONE | DISTRIBUTION | TNB | KUALA SELANGOR | Unknown |  |  |  |  | NO | [17 empty] | 3 | Pass | null
379694209 | [6 empty] | Existing | RYB |  |  | OPEN | CLOSED | RESERVE |  | 33 kV | [9 empty] | PMU BUKIT BADONG 132/33/11kV | Unknown | Unknown | NO | NONE | DISTRIBUTION | TNB | KUALA SELANGOR | Unknown |  |  |  |  | NO | [17 empty] | 3 | Pass | null
379694222 | [6 empty] | Existing | RYB |  |  | CLOSED | CLOSED | MAIN |  | 33 kV | [9 empty] | PMU BUKIT BADONG 132/33/11kV | Unknown | Unknown | NO | NONE | DISTRIBUTION | TNB | KUALA SELANGOR | Unknown |  |  |  |  | NO | [17 empty] | 3 | Pass | null
379694228 | [6 empty] | Existing | RYB |  |  | OPEN | CLOSED | RESERVE |  | 33 kV | [9 empty] | PMU BUKIT BADONG 132/33/11kV | Unknown | Unknown | NO | NONE | DISTRIBUTION | TNB | KUALA SELANGOR | Unknown |  |  |  |  | NO | [17 empty] | 3 | Pass | null
379694238 | [6 empty] | Existing | RYB |  |  | CLOSED | CLOSED | MAIN |  | 33 kV | [9 empty] | PMU BUKIT BADONG 132/33/11kV | Unknown | Unknown | NO | NONE | DISTRIBUTION | TNB | KUALA SELANGOR | Unknown |  |  |  |  | NO | [17 empty] | 3 | Pass | null
379694247 | [6 empty] | Existing | RYB |  |  | OPEN | CLOSED | RESERVE |  | 33 kV | [9 empty] | PMU BUKIT BADONG 132/33/11kV | Unknown | Unknown | NO | NONE | DISTRIBUTION | TNB | KUALA SELANGOR | Unknown |  |  |  |  | NO | [17 empty] | 3 | Pass | null
379694254 | [6 empty] | Existing | RYB |  |  | CLOSED |  | MAIN |  | 33 kV | [9 empty] | PMU BUKIT BADONG 132/33/11kV | Unknown | Unknown | Unknown | Unknown | DISTRIBUTION | TNB | KUALA SELANGOR | Unknown |  |  |  |  | Unknown | [17 empty] | 3 | Pass | null
379694258 | [6 empty] | Existing | RYB |  |  | OPEN |  | RESERVE |  | 33 kV | [9 empty] | PMU BUKIT BADONG 132/33/11kV | Unknown | Unknown | Unknown | Unknown | DISTRIBUTION | TNB | KUALA SELANGOR | Unknown |  |  |  |  | Unknown | [17 empty] | 3 | Pass | null
379694262 | [6 empty] | Existing | RYB |  |  | CLOSED |  | MAIN |  | 33 kV | [9 empty] | PMU BUKIT BADONG 132/33/11kV | Unknown | Unknown | Unknown | Unknown | DISTRIBUTION | TNB | KUALA SELANGOR | Unknown |  |  |  |  | Unknown | [17 empty] | 3 | Pass | null
379694266 | [6 empty] | Existing | RYB |  |  | OPEN |  | RESERVE |  | 33 kV | [9 empty] | PMU BUKIT BADONG 132/33/11kV | Unknown | Unknown | Unknown | Unknown | DISTRIBUTION | TNB | KUALA SELANGOR | Unknown |  |  |  |  | Unknown | [17 empty] | 3 | Pass | null
379694270 | [6 empty] | Existing | RYB |  |  | CLOSED |  | MAIN |  | 33 kV | [9 empty] | PMU BUKIT BADONG 132/33/11kV | Unknown | Unknown | Unknown | Unknown | DISTRIBUTION | TNB | KUALA SELANGOR | Unknown |  |  |  |  | Unknown | [17 empty] | 3 | Pass | null
379694274 | [6 empty] | Existing | RYB |  |  | OPEN |  | RESERVE |  | 33 kV | [9 empty] | PMU BUKIT BADONG 132/33/11kV | Unknown | Unknown | Unknown | Unknown | DISTRIBUTION | TNB | KUALA SELANGOR | Unknown |  |  |  |  | Unknown | [17 empty] | 3 | Pass | null
379694278 | [6 empty] | Existing | RYB |  |  | CLOSED |  | MAIN |  | 33 kV | [9 empty] | PMU BUKIT BADONG 132/33/11kV | Unknown | Unknown | Unknown | Unknown | DISTRIBUTION | TNB | KUALA SELANGOR | Unknown |  |  |  |  | Unknown | [17 empty] | 3 | Pass | null
379694282 | [6 empty] | Existing | RYB |  |  | OPEN |  | RESERVE |  | 33 kV | [9 empty] | PMU BUKIT BADONG 132/33/11kV | Unknown | Unknown | Unknown | Unknown | DISTRIBUTION | TNB | KUALA SELANGOR | Unknown |  |  |  |  | Unknown | [17 empty] | 3 | Pass | null
379694286 | [6 empty] | Existing | RYB |  |  | OPEN |  | RESERVE |  | 33 kV | [9 empty] | PMU BUKIT BADONG 132/33/11kV | Unknown | Unknown | Unknown | Unknown | DISTRIBUTION | TNB | KUALA SELANGOR | Unknown |  |  |  |  | Unknown | [17 empty] | 3 | Pass | null
379694290 | [6 empty] | Existing | RYB |  |  | CLOSED |  | MAIN |  | 33 kV | [9 empty] | PMU BUKIT BADONG 132/33/11kV | Unknown | Unknown | Unknown | Unknown | DISTRIBUTION | TNB | KUALA SELANGOR | Unknown |  |  |  |  | Unknown | [17 empty] | 3 | Pass | null
379694294 | [6 empty] | Existing | RYB |  |  | OPEN |  | RESERVE |  | 33 kV | [9 empty] | PMU BUKIT BADONG 132/33/11kV | Unknown | Unknown | Unknown | Unknown | DISTRIBUTION | TNB | KUALA SELANGOR | Unknown |  |  |  |  | Unknown | [17 empty] | 3 | Pass | null
379694298 | [6 empty] | Existing | RYB |  |  | CLOSED |  | MAIN |  | 33 kV | [9 empty] | PMU BUKIT BADONG 132/33/11kV | Unknown | Unknown | Unknown | Unknown | DISTRIBUTION | TNB | KUALA SELANGOR | Unknown |  |  |  |  | Unknown | [17 empty] | 3 | Pass | null
379694302 | [6 empty] | Existing | RYB |  |  | OPEN |  | RESERVE |  | 11 kV | [9 empty] | PMU BUKIT BADONG 132/33/11kV | Unknown | Unknown | Unknown | Unknown | DISTRIBUTION | TNB | KUALA SELANGOR | Unknown |  |  |  |  | Unknown | [17 empty] | 3 | Pass | null
379694306 | [6 empty] | Existing | RYB |  |  | CLOSED |  | MAIN |  | 11 kV | [9 empty] | PMU BUKIT BADONG 132/33/11kV | Unknown | Unknown | Unknown | Unknown | DISTRIBUTION | TNB | KUALA SELANGOR | Unknown |  |  |  |  | Unknown | [17 empty] | 3 | Pass | null
379694310 | [6 empty] | Existing | RYB |  |  | OPEN |  | RESERVE |  | 11 kV | [9 empty] | PMU BUKIT BADONG 132/33/11kV | Unknown | Unknown | Unknown | Unknown | DISTRIBUTION | TNB | KUALA SELANGOR | Unknown |  |  |  |  | Unknown | [17 empty] | 3 | Pass | null
379694314 | [6 empty] | Existing | RYB |  |  | CLOSED |  | MAIN |  | 11 kV | [9 empty] | PMU BUKIT BADONG 132/33/11kV | Unknown | Unknown | Unknown | Unknown | DISTRIBUTION | TNB | KUALA SELANGOR | Unknown |  |  |  |  | Unknown | [17 empty] | 3 | Pass | null
379694318 | [6 empty] | Existing | RYB |  |  | OPEN |  | RESERVE |  | 11 kV | [9 empty] | PMU BUKIT BADONG 132/33/11kV | Unknown | Unknown | Unknown | Unknown | DISTRIBUTION | TNB | KUALA SELANGOR | Unknown |  |  |  |  | Unknown | [17 empty] | 3 | Pass | null
379694322 | [6 empty] | Existing | RYB |  |  | CLOSED |  | MAIN |  | 11 kV | [9 empty] | PMU BUKIT BADONG 132/33/11kV | Unknown | Unknown | Unknown | Unknown | DISTRIBUTION | TNB | KUALA SELANGOR | Unknown |  |  |  |  | Unknown | [17 empty] | 3 | Pass | null
379694326 | [6 empty] | Existing | RYB |  |  | OPEN |  | RESERVE |  | 11 kV | [9 empty] | PMU BUKIT BADONG 132/33/11kV | Unknown | Unknown | Unknown | Unknown | DISTRIBUTION | TNB | KUALA SELANGOR | Unknown |  |  |  |  | Unknown | [17 empty] | 3 | Pass | null
379694330 | [6 empty] | Existing | RYB |  |  | CLOSED |  | MAIN |  | 11 kV | [9 empty] | PMU BUKIT BADONG 132/33/11kV | Unknown | Unknown | Unknown | Unknown | DISTRIBUTION | TNB | KUALA SELANGOR | Unknown |  |  |  |  | Unknown | [17 empty] | 3 | Pass | null
379694334 | [6 empty] | Existing | RYB |  |  | OPEN |  | RESERVE |  | 11 kV | [9 empty] | PMU BUKIT BADONG 132/33/11kV | Unknown | Unknown | Unknown | Unknown | DISTRIBUTION | TNB | KUALA SELANGOR | Unknown |  |  |  |  | Unknown | [17 empty] | 3 | Pass | null
379694338 | [6 empty] | Existing | RYB |  |  | CLOSED |  | MAIN |  | 11 kV | [9 empty] | PMU BUKIT BADONG 132/33/11kV | Unknown | Unknown | Unknown | Unknown | DISTRIBUTION | TNB | KUALA SELANGOR | Unknown |  |  |  |  | Unknown | [17 empty] | 3 | Pass | null
379694342 | [6 empty] | Existing | RYB |  |  | OPEN |  | RESERVE |  | 11 kV | [9 empty] | PMU BUKIT BADONG 132/33/11kV | Unknown | Unknown | Unknown | Unknown | DISTRIBUTION | TNB | KUALA SELANGOR | Unknown |  |  |  |  | Unknown | [17 empty] | 3 | Pass | null
379694346 | [6 empty] | Existing | RYB |  |  | CLOSED |  | MAIN |  | 11 kV | [9 empty] | PMU BUKIT BADONG 132/33/11kV | Unknown | Unknown | Unknown | Unknown | DISTRIBUTION | TNB | KUALA SELANGOR | Unknown |  |  |  |  | Unknown | [17 empty] | 3 | Pass | null
379694350 | [6 empty] | Existing | RYB |  |  | OPEN |  | RESERVE |  | 11 kV | [9 empty] | PMU BUKIT BADONG 132/33/11kV | Unknown | Unknown | Unknown | Unknown | DISTRIBUTION | TNB | KUALA SELANGOR | Unknown |  |  |  |  | Unknown | [17 empty] | 3 | Pass | null
379694354 | [6 empty] | Existing | RYB |  |  | CLOSED |  | MAIN |  | 11 kV | [9 empty] | PMU BUKIT BADONG 132/33/11kV | Unknown | Unknown | Unknown | Unknown | DISTRIBUTION | TNB | KUALA SELANGOR | Unknown |  |  |  |  | Unknown | [17 empty] | 3 | Pass | null
379694358 | [6 empty] | Existing | RYB |  |  | OPEN |  | RESERVE |  | 11 kV | [9 empty] | PMU BUKIT BADONG 132/33/11kV | Unknown | Unknown | Unknown | Unknown | DISTRIBUTION | TNB | KUALA SELANGOR | Unknown |  |  |  |  | Unknown | [17 empty] | 3 | Pass | null
379694362 | [6 empty] | Existing | RYB |  |  | CLOSED |  | MAIN |  | 11 kV | [9 empty] | PMU BUKIT BADONG 132/33/11kV | Unknown | Unknown | Unknown | Unknown | DISTRIBUTION | TNB | KUALA SELANGOR | Unknown |  |  |  |  | Unknown | [17 empty] | 3 | Pass | null
379694366 | [6 empty] | Existing | RYB |  |  | OPEN |  | RESERVE |  | 11 kV | [9 empty] | PMU BUKIT BADONG 132/33/11kV | Unknown | Unknown | Unknown | Unknown | DISTRIBUTION | TNB | KUALA SELANGOR | Unknown |  |  |  |  | Unknown | [17 empty] | 3 | Pass | null
379694370 | [6 empty] | Existing | RYB |  |  | CLOSED |  | MAIN |  | 11 kV | [9 empty] | PMU BUKIT BADONG 132/33/11kV | Unknown | Unknown | Unknown | Unknown | DISTRIBUTION | TNB | KUALA SELANGOR | Unknown |  |  |  |  | Unknown | [17 empty] | 3 | Pass | null
379739954 | 1SO |  |  |  | BKSL/PMU/G00001/MB1SO | 300048751 | Existing | RYB |  | 33KV BUSBAR | CLOSED |  | BUSBAR SECTION |  | Unknown |  | 19800103 |  |  |  |  | TAMCO |  |  | PMU KUALA SELANGOR 132/33/11kV | Unknown | Unknown | Unknown | Unknown | DISTRIBUTION | TNB | KUALA SELANGOR | Unknown |  |  |  |  | Unknown | [8 empty] | 1SO | [8 empty] | 3 | Fail | Please check "Operating Voltage"
379739958 | 30 |  |  |  | BKSL/PMU/G00001/NB30 | 300048762 | Existing | RYB |  | 33KV BUSBAR | CLOSED |  | BUSBAR SECTION |  | 11 kV |  | 19800103 |  |  |  |  | TAMCO |  |  | PMU KUALA SELANGOR 132/33/11kV | Unknown | Unknown | Unknown | Unknown | DISTRIBUTION | TNB | KUALA SELANGOR | Unknown |  |  |  |  | Unknown | [8 empty] | 30 | [8 empty] | 3 | Pass | null
379754503 | [6 empty] | Existing | RYB |  |  | OPEN | CLOSED | RESERVE |  | 33 kV | [9 empty] | PMU BATU ARANG 132/33kV | Unknown | Unknown | NO | NONE | DISTRIBUTION | TNB | KUALA SELANGOR | NO | Unknown |  |  |  | NO | [17 empty] | 3 | Pass | null
379754507 | [6 empty] | Existing | RYB |  |  | OPEN | CLOSED | RESERVE |  | 33 kV | [9 empty] | PMU BATU ARANG 132/33kV | Unknown | Unknown | NO | NONE | DISTRIBUTION | TNB | KUALA SELANGOR | NO | Unknown |  |  |  | NO | [17 empty] | 3 | Pass | null
379754517 | [6 empty] | Existing | RYB |  |  | OPEN | CLOSED | MAIN |  | 33 kV | [9 empty] | PMU BATU ARANG 132/33kV | Unknown | Unknown | NO | NONE | DISTRIBUTION | TNB | KUALA SELANGOR | NO | Unknown |  |  |  | NO | [17 empty] | 3 | Pass | null
379754520 | [6 empty] | Existing | RYB |  |  | OPEN | CLOSED | RESERVE |  | 33 kV | [9 empty] | PMU BATU ARANG 132/33kV | Unknown | Unknown | NO | NONE | DISTRIBUTION | TNB | KUALA SELANGOR | Unknown |  |  |  |  | NO | [17 empty] | 3 | Pass | null
379754522 | [6 empty] | Existing | RYB |  |  | OPEN | CLOSED | MAIN |  | 33 kV | [9 empty] | PMU BATU ARANG 132/33kV | Unknown | Unknown | NO | NONE | DISTRIBUTION | TNB | KUALA SELANGOR | NO | Unknown |  |  |  | NO | [17 empty] | 3 | Pass | null
379754531 | [6 empty] | Existing | RYB |  |  | OPEN | CLOSED | MAIN |  | 33 kV | [9 empty] | PMU BATU ARANG 132/33kV | Unknown | Unknown | NO | NONE | DISTRIBUTION | TNB | KUALA SELANGOR | Unknown |  |  |  |  | NO | [17 empty] | 3 | Pass | null
379754542 | [6 empty] | Existing | RYB |  |  | OPEN | CLOSED | RESERVE |  | 33 kV | [9 empty] | PMU BATU ARANG 132/33kV | Unknown | Unknown | NO | NONE | DISTRIBUTION | TNB | KUALA SELANGOR | Unknown |  |  |  |  | NO | [17 empty] | 3 | Pass | null
379754545 | [6 empty] | Existing | RYB |  |  | OPEN | CLOSED | RESERVE |  | 33 kV | [9 empty] | PMU BATU ARANG 132/33kV | Unknown | Unknown | NO | NONE | DISTRIBUTION | TNB | KUALA SELANGOR | Unknown |  |  |  |  | NO | [17 empty] | 3 | Pass | null
379754546 | [6 empty] | Existing | RYB |  |  | OPEN | CLOSED | MAIN |  | 33 kV | [9 empty] | PMU BATU ARANG 132/33kV | Unknown | Unknown | NO | NONE | DISTRIBUTION | TNB | KUALA SELANGOR | NO | Unknown |  |  |  | NO | [17 empty] | 3 | Pass | null
379754548 | [6 empty] | Existing | RYB |  |  | OPEN | CLOSED | MAIN |  | 33 kV | [9 empty] | PMU BATU ARANG 132/33kV | Unknown | Unknown | NO | NONE | DISTRIBUTION | TNB | KUALA SELANGOR | NO | Unknown |  |  |  | NO | [17 empty] | 3 | Pass | null
379754562 | [6 empty] | Existing | RYB |  |  | OPEN | CLOSED | RESERVE |  | 33 kV | [9 empty] | PMU BATU ARANG 132/33kV | Unknown | Unknown | NO | NONE | DISTRIBUTION | TNB | KUALA SELANGOR | NO | Unknown |  |  |  | NO | [17 empty] | 3 | Pass | null
379754563 | [6 empty] | Existing | RYB |  |  | OPEN | CLOSED | MAIN |  | 33 kV | [9 empty] | PMU BATU ARANG 132/33kV | Unknown | Unknown | NO | NONE | DISTRIBUTION | TNB | KUALA SELANGOR | Unknown |  |  |  |  | NO | [17 empty] | 3 | Pass | null
379754579 | [6 empty] | Existing | RYB |  |  | OPEN | CLOSED | MAIN |  | 33 kV | [9 empty] | PMU BATU ARANG 132/33kV | Unknown | Unknown | NO | NONE | DISTRIBUTION | TNB | KUALA SELANGOR | Unknown |  |  |  |  | NO | [17 empty] | 3 | Pass | null
379754582 | [6 empty] | Existing | RYB |  |  | OPEN | CLOSED | RESERVE |  | 33 kV | [9 empty] | PMU BATU ARANG 132/33kV | Unknown | Unknown | NO | NONE | DISTRIBUTION | TNB | KUALA SELANGOR | Unknown |  |  |  |  | NO | [17 empty] | 3 | Pass | null
379754584 | [6 empty] | Existing | RYB |  |  | OPEN | CLOSED | MAIN |  | 33 kV | [9 empty] | PMU BATU ARANG 132/33kV | Unknown | Unknown | NO | NONE | DISTRIBUTION | TNB | KUALA SELANGOR | NO | Unknown |  |  |  | NO | [17 empty] | 3 | Pass | null
379754590 | [6 empty] | Existing | RYB |  |  | OPEN | CLOSED | MAIN |  | 33 kV | [9 empty] | PMU BATU ARANG 132/33kV | Unknown | Unknown | NO | NONE | DISTRIBUTION | TNB | KUALA SELANGOR | Unknown |  |  |  |  | NO | [17 empty] | 3 | Pass | null
379754597 | [6 empty] | Existing | RYB |  |  | OPEN | CLOSED | RESERVE |  | 33 kV | [9 empty] | PMU BATU ARANG 132/33kV | Unknown | Unknown | NO | NONE | DISTRIBUTION | TNB | KUALA SELANGOR | NO | Unknown |  |  |  | NO | [17 empty] | 3 | Pass | null
379754617 | [6 empty] | Existing | RYB |  |  | OPEN | CLOSED | RESERVE |  | 33 kV | [9 empty] | PMU BATU ARANG 132/33kV | Unknown | Unknown | NO | NONE | DISTRIBUTION | TNB | KUALA SELANGOR | NO | Unknown |  |  |  | NO | [17 empty] | 3 | Pass | null
379754620 | [6 empty] | Existing | RYB |  |  | OPEN | CLOSED | RESERVE |  | 33 kV | [9 empty] | PMU BATU ARANG 132/33kV | Unknown | Unknown | NO | NONE | DISTRIBUTION | TNB | KUALA SELANGOR | Unknown |  |  |  |  | NO | [17 empty] | 3 | Pass | null
379754621 | [6 empty] | Existing | RYB |  |  | OPEN | CLOSED | MAIN |  | 33 kV | [9 empty] | PMU BATU ARANG 132/33kV | Unknown | Unknown | NO | NONE | DISTRIBUTION | TNB | KUALA SELANGOR | NO | Unknown |  |  |  | NO | [17 empty] | 3 | Pass | null
379754627 | [6 empty] | Existing | RYB |  |  | OPEN | CLOSED | MAIN |  | 33 kV | [9 empty] | PMU BATU ARANG 132/33kV | Unknown | Unknown | NO | NONE | DISTRIBUTION | TNB | KUALA SELANGOR | Unknown |  |  |  |  | NO | [17 empty] | 3 | Pass | null
379754654 | [6 empty] | Existing | RYB |  |  | OPEN | CLOSED | RESERVE |  | 33 kV | [9 empty] | PMU BATU ARANG 132/33kV | Unknown | Unknown | NO | NONE | DISTRIBUTION | TNB | KUALA SELANGOR | NO | Unknown |  |  |  | NO | [17 empty] | 3 | Pass | null
379754663 | [6 empty] | Existing | RYB |  |  | OPEN | CLOSED | MAIN |  | 33 kV | [9 empty] | PMU BATU ARANG 132/33kV | Unknown | Unknown | NO | NONE | DISTRIBUTION | TNB | KUALA SELANGOR | Unknown |  |  |  |  | NO | [17 empty] | 3 | Pass | null
379754670 | [6 empty] | Existing | RYB |  |  | OPEN | CLOSED | RESERVE |  | 33 kV | [9 empty] | PMU BATU ARANG 132/33kV | Unknown | Unknown | NO | NONE | DISTRIBUTION | TNB | KUALA SELANGOR | NO | Unknown |  |  |  | NO | [17 empty] | 3 | Pass | null
379754687 | [6 empty] | Existing | RYB |  |  | CLOSED | CLOSED | RESERVE |  | 33 kV | [9 empty] | PMU BATU ARANG 132/33kV | Unknown | Unknown | NO | NONE | DISTRIBUTION | TNB | KUALA SELANGOR | Unknown |  |  |  |  | NO | [17 empty] | 3 | Pass | null
379754691 | [6 empty] | Existing | RYB |  |  | OPEN | CLOSED | MAIN |  | 33 kV | [9 empty] | PMU BATU ARANG 132/33kV | Unknown | Unknown | NO | NONE | DISTRIBUTION | TNB | KUALA SELANGOR | Unknown |  |  |  |  | NO | [17 empty] | 3 | Pass | null
379754704 | [6 empty] | Existing | RYB |  |  | OPEN | CLOSED | RESERVE |  | 33 kV | [9 empty] | PMU BATU ARANG 132/33kV | Unknown | Unknown | NO | NONE | DISTRIBUTION | TNB | KUALA SELANGOR | Unknown |  |  |  |  | NO | [17 empty] | 3 | Pass | null
379754715 | [6 empty] | Existing | RYB |  |  | CLOSED | CLOSED | MAIN |  | 33 kV | [9 empty] | PMU BATU ARANG 132/33kV | Unknown | Unknown | Unknown | Unknown | DISTRIBUTION | TNB | KUALA SELANGOR | Unknown |  |  |  |  | Unknown | [17 empty] | 3 | Pass | null
379754812 | [6 empty] | Existing | RYB |  |  | CLOSED |  | MAIN |  | 11 kV | [9 empty] | PMU BATU ARANG 132/11kV | Unknown | Unknown | Unknown | Unknown | DISTRIBUTION | TNB | KUALA SELANGOR | Unknown |  |  |  |  | Unknown | [17 empty] | 3 | Pass | null
379754816 | [6 empty] | Existing | RYB |  |  | CLOSED |  | RESERVE |  | 11 kV | [9 empty] | PMU BATU ARANG 132/11kV | Unknown | Unknown | Unknown | Unknown | DISTRIBUTION | TNB | KUALA SELANGOR | Unknown |  |  |  |  | Unknown | [17 empty] | 3 | Pass | null
379754820 | [6 empty] | Existing | RYB |  |  | CLOSED |  | MAIN |  | 11 kV | [9 empty] | PMU BATU ARANG 132/11kV | Unknown | Unknown | Unknown | Unknown | DISTRIBUTION | TNB | KUALA SELANGOR | Unknown |  |  |  |  | Unknown | [17 empty] | 3 | Pass | null
379754824 | [6 empty] | Existing | RYB |  |  | CLOSED |  | MAIN |  | 11 kV | [9 empty] | PMU BATU ARANG 132/11kV | Unknown | Unknown | Unknown | Unknown | DISTRIBUTION | TNB | KUALA SELANGOR | Unknown |  |  |  |  | Unknown | [17 empty] | 3 | Pass | null
379754828 | [6 empty] | Existing | RYB |  |  | CLOSED |  | MAIN |  | 11 kV | [9 empty] | PMU BATU ARANG 132/11kV | Unknown | Unknown | Unknown | Unknown | DISTRIBUTION | TNB | KUALA SELANGOR | Unknown |  |  |  |  | Unknown | [17 empty] | 3 | Pass | null
379754832 | [6 empty] | Existing | RYB |  |  | CLOSED |  | MAIN |  | 11 kV | [9 empty] | PMU BATU ARANG 132/11kV | Unknown | Unknown | Unknown | Unknown | DISTRIBUTION | TNB | KUALA SELANGOR | Unknown |  |  |  |  | Unknown | [17 empty] | 3 | Pass | null
379754836 | [6 empty] | Existing | RYB |  |  | CLOSED |  | MAIN |  | 11 kV | [9 empty] | PMU BATU ARANG 132/11kV | Unknown | Unknown | Unknown | Unknown | DISTRIBUTION | TNB | KUALA SELANGOR | Unknown |  |  |  |  | Unknown | [17 empty] | 3 | Pass | null
379754840 | [6 empty] | Existing | RYB |  |  | CLOSED |  | RESERVE |  | 11 kV | [9 empty] | PMU BATU ARANG 132/11kV | Unknown | Unknown | Unknown | Unknown | DISTRIBUTION | TNB | KUALA SELANGOR | Unknown |  |  |  |  | Unknown | [17 empty] | 3 | Pass | null
379754844 | [6 empty] | Existing | RYB |  |  | CLOSED |  | RESERVE |  | 11 kV | [9 empty] | PMU BATU ARANG 132/11kV | Unknown | Unknown | Unknown | Unknown | DISTRIBUTION | TNB | KUALA SELANGOR | Unknown |  |  |  |  | Unknown | [17 empty] | 3 | Pass | null
379754848 | [6 empty] | Existing | RYB |  |  | CLOSED |  | RESERVE |  | 11 kV | [9 empty] | PMU BATU ARANG 132/11kV | Unknown | Unknown | Unknown | Unknown | DISTRIBUTION | TNB | KUALA SELANGOR | Unknown |  |  |  |  | Unknown | [17 empty] | 3 | Pass | null
379754852 | [6 empty] | Existing | RYB |  |  | CLOSED |  | RESERVE |  | 11 kV | [9 empty] | PMU BATU ARANG 132/11kV | Unknown | Unknown | Unknown | Unknown | DISTRIBUTION | TNB | KUALA SELANGOR | Unknown |  |  |  |  | Unknown | [17 empty] | 3 | Pass | null
379754856 | [6 empty] | Existing | RYB |  |  | CLOSED |  | RESERVE |  | 11 kV | [9 empty] | PMU BATU ARANG 132/11kV | Unknown | Unknown | Unknown | Unknown | DISTRIBUTION | TNB | KUALA SELANGOR | Unknown |  |  |  |  | Unknown | [17 empty] | 3 | Pass | null
379754860 | [6 empty] | Existing | RYB |  |  | CLOSED |  | RESERVE |  | 11 kV | [9 empty] | PMU BATU ARANG 132/11kV | Unknown | Unknown | Unknown | Unknown | DISTRIBUTION | TNB | KUALA SELANGOR | Unknown |  |  |  |  | Unknown | [17 empty] | 3 | Pass | null
379754864 | [6 empty] | Existing | RYB |  |  | CLOSED |  | MAIN |  | 11 kV | [9 empty] | PMU BATU ARANG 132/11kV | Unknown | Unknown | Unknown | Unknown | DISTRIBUTION | TNB | KUALA SELANGOR | Unknown |  |  |  |  | Unknown | [17 empty] | 3 | Pass | null
379754868 | [6 empty] | Existing | RYB |  |  | OPEN |  | RESERVE |  | 11 kV | [9 empty] | PMU BATU ARANG 132/11kV | Unknown | Unknown | Unknown | Unknown | DISTRIBUTION | TNB | KUALA SELANGOR | Unknown |  |  |  |  | Unknown | [17 empty] | 3 | Pass | null
379754872 | [6 empty] | Existing | RYB |  |  | OPEN |  | MAIN |  | 11 kV | [9 empty] | PMU BATU ARANG 132/11kV | Unknown | Unknown | Unknown | Unknown | DISTRIBUTION | TNB | KUALA SELANGOR | Unknown |  |  |  |  | Unknown | [17 empty] | 3 | Pass | null
379754876 | [6 empty] | Existing | RYB |  |  | OPEN |  | MAIN |  | 11 kV | [9 empty] | PMU BATU ARANG 132/11kV | Unknown | Unknown | Unknown | Unknown | DISTRIBUTION | TNB | KUALA SELANGOR | Unknown |  |  |  |  | Unknown | [17 empty] | 3 | Pass | null
379754880 | [6 empty] | Existing | RYB |  |  | OPEN |  | RESERVE |  | 11 kV | [9 empty] | PMU BATU ARANG 132/11kV | Unknown | Unknown | Unknown | Unknown | DISTRIBUTION | TNB | KUALA SELANGOR | Unknown |  |  |  |  | Unknown | [17 empty] | 3 | Pass | null
379754884 | [6 empty] | Existing | RYB |  |  | OPEN |  | MAIN |  | 11 kV | [9 empty] | PMU BATU ARANG 132/11kV | Unknown | Unknown | Unknown | Unknown | DISTRIBUTION | TNB | KUALA SELANGOR | Unknown |  |  |  |  | Unknown | [17 empty] | 3 | Pass | null
379754888 | [6 empty] | Existing | RYB |  |  | OPEN |  | RESERVE |  | 11 kV | [9 empty] | PMU BATU ARANG 132/11kV | Unknown | Unknown | Unknown | Unknown | DISTRIBUTION | TNB | KUALA SELANGOR | Unknown |  |  |  |  | Unknown | [17 empty] | 3 | Pass | null
379754892 | [6 empty] | Existing | RYB |  |  | OPEN |  | RESERVE |  | 11 kV | [9 empty] | PMU BATU ARANG 132/11kV | Unknown | Unknown | Unknown | Unknown | DISTRIBUTION | TNB | KUALA SELANGOR | Unknown |  |  |  |  | Unknown | [17 empty] | 3 | Pass | null
379754896 | [6 empty] | Existing | RYB |  |  | OPEN |  | RESERVE |  | 11 kV | [9 empty] | PMU BATU ARANG 132/11kV | Unknown | Unknown | Unknown | Unknown | DISTRIBUTION | TNB | KUALA SELANGOR | Unknown |  |  |  |  | Unknown | [17 empty] | 3 | Pass | null
379754900 | [6 empty] | Existing | RYB |  |  | OPEN |  | RESERVE |  | 11 kV | [9 empty] | PMU BATU ARANG 132/11kV | Unknown | Unknown | Unknown | Unknown | DISTRIBUTION | TNB | KUALA SELANGOR | Unknown |  |  |  |  | Unknown | [17 empty] | 3 | Pass | null
379754904 | [6 empty] | Existing | RYB |  |  | OPEN |  | RESERVE |  | 11 kV | [9 empty] | PMU BATU ARANG 132/11kV | Unknown | Unknown | Unknown | Unknown | DISTRIBUTION | TNB | KUALA SELANGOR | Unknown |  |  |  |  | Unknown | [17 empty] | 3 | Pass | null
379754908 | [6 empty] | Existing | RYB |  |  | OPEN |  | RESERVE |  | 11 kV | [9 empty] | PMU BATU ARANG 132/11kV | Unknown | Unknown | Unknown | Unknown | DISTRIBUTION | TNB | KUALA SELANGOR | Unknown |  |  |  |  | Unknown | [17 empty] | 3 | Pass | null
379754912 | [6 empty] | Existing | RYB |  |  | OPEN |  | MAIN |  | 11 kV | [9 empty] | PMU BATU ARANG 132/11kV | Unknown | Unknown | Unknown | Unknown | DISTRIBUTION | TNB | KUALA SELANGOR | Unknown |  |  |  |  | Unknown | [17 empty] | 3 | Pass | null
379754916 | [6 empty] | Existing | RYB |  |  | OPEN |  | MAIN |  | 11 kV | [9 empty] | PMU BATU ARANG 132/11kV | Unknown | Unknown | Unknown | Unknown | DISTRIBUTION | TNB | KUALA SELANGOR | Unknown |  |  |  |  | Unknown | [17 empty] | 3 | Pass | null
379754920 | [6 empty] | Existing | RYB |  |  | OPEN |  | MAIN |  | 11 kV | [9 empty] | PMU BATU ARANG 132/11kV | Unknown | Unknown | Unknown | Unknown | DISTRIBUTION | TNB | KUALA SELANGOR | Unknown |  |  |  |  | Unknown | [17 empty] | 3 | Pass | null
379754924 | [6 empty] | Existing | RYB |  |  | OPEN |  | MAIN |  | 11 kV | [9 empty] | PMU BATU ARANG 132/11kV | Unknown | Unknown | Unknown | Unknown | DISTRIBUTION | TNB | KUALA SELANGOR | Unknown |  |  |  |  | Unknown | [17 empty] | 3 | Pass | null
379754928 | [6 empty] | Existing | RYB |  |  | OPEN |  | MAIN |  | 11 kV | [9 empty] | PMU BATU ARANG 132/11kV | Unknown | Unknown | Unknown | Unknown | DISTRIBUTION | TNB | KUALA SELANGOR | Unknown |  |  |  |  | Unknown | [17 empty] | 3 | Pass | null
379754932 | [6 empty] | Existing | RYB |  |  | OPEN |  | MAIN |  | 11 kV | [9 empty] | PMU BATU ARANG 132/11kV | Unknown | Unknown | Unknown | Unknown | DISTRIBUTION | TNB | KUALA SELANGOR | Unknown |  |  |  |  | Unknown | [17 empty] | 3 | Pass | null
379754936 | [6 empty] | Existing | RYB |  |  | OPEN |  | RESERVE |  | 11 kV | [9 empty] | PMU BATU ARANG 132/11kV | Unknown | Unknown | Unknown | Unknown | DISTRIBUTION | TNB | KUALA SELANGOR | Unknown |  |  |  |  | Unknown | [17 empty] | 3 | Pass | null
379762947 | [6 empty] | Existing | RYB |  |  | CLOSED |  | MAIN |  | 11 kV | [9 empty] | PPU SEKINCHAN (M) | Unknown | Unknown | Unknown | Unknown | DISTRIBUTION | TNB | KUALA SELANGOR | Unknown |  |  |  |  | Unknown | [17 empty] | 3 | Pass | null
379762951 | [6 empty] | Existing | RYB |  |  | CLOSED |  | MAIN |  | 11 kV | [9 empty] | PPU SEKINCHAN (M) | Unknown | Unknown | Unknown | Unknown | DISTRIBUTION | TNB | KUALA SELANGOR | Unknown |  |  |  |  | Unknown | [17 empty] | 3 | Pass | null
379762955 | [6 empty] | Existing | RYB |  |  | CLOSED |  | MAIN |  | 11 kV | [9 empty] | PPU SEKINCHAN (M) | Unknown | Unknown | Unknown | Unknown | DISTRIBUTION | TNB | KUALA SELANGOR | Unknown |  |  |  |  | Unknown | [17 empty] | 3 | Pass | null
379762959 | [6 empty] | Existing | RYB |  |  | CLOSED |  | MAIN |  | 11 kV | [9 empty] | PPU SEKINCHAN (M) | Unknown | Unknown | Unknown | Unknown | DISTRIBUTION | TNB | KUALA SELANGOR | Unknown |  |  |  |  | Unknown | [17 empty] | 3 | Pass | null
379762963 | [6 empty] | Existing | RYB |  |  | CLOSED |  | MAIN |  | 11 kV | [9 empty] | PPU SEKINCHAN (M) | Unknown | Unknown | Unknown | Unknown | DISTRIBUTION | TNB | KUALA SELANGOR | Unknown |  |  |  |  | Unknown | [17 empty] | 3 | Pass | null
379762967 | [6 empty] | Existing | RYB |  |  | CLOSED |  | MAIN |  | 11 kV | [9 empty] | PPU SEKINCHAN (M) | Unknown | Unknown | Unknown | Unknown | DISTRIBUTION | TNB | KUALA SELANGOR | Unknown |  |  |  |  | Unknown | [17 empty] | 3 | Pass | null
379762971 | [6 empty] | Existing | RYB |  |  | CLOSED |  | MAIN |  | 11 kV | [9 empty] | PPU SEKINCHAN (M) | Unknown | Unknown | Unknown | Unknown | DISTRIBUTION | TNB | KUALA SELANGOR | Unknown |  |  |  |  | Unknown | [17 empty] | 3 | Pass | null
379762975 | [6 empty] | Existing | RYB |  |  | CLOSED |  | MAIN |  | 33 kV | [9 empty] | PPU SEKINCHAN (M) | Unknown | Unknown | Unknown | Unknown | DISTRIBUTION | TNB | KUALA SELANGOR | Unknown |  |  |  |  | Unknown | [17 empty] | 3 | Pass | null
379762979 | [6 empty] | Existing | RYB |  |  | CLOSED |  | MAIN |  | 33 kV | [9 empty] | PPU SEKINCHAN (M) | Unknown | Unknown | Unknown | Unknown | DISTRIBUTION | TNB | KUALA SELANGOR | Unknown |  |  |  |  | Unknown | [17 empty] | 3 | Pass | null
379762983 | [6 empty] | Existing | RYB |  |  | CLOSED |  | MAIN |  | 33 kV | [9 empty] | PPU SEKINCHAN (M) | Unknown | Unknown | Unknown | Unknown | DISTRIBUTION | TNB | KUALA SELANGOR | Unknown |  |  |  |  | Unknown | [17 empty] | 3 | Pass | null
379787349 | S05302 |  |  |  | BKSL/PCE/J00540/MBRMU | 300313603 | Existing | RYB |  |  | CLOSED | CLOSED | LINK |  | 11 kV |  | 28/06/2009 |  |  |  |  | TAMCO |  |  | KOSSAN RUBBER NO 6 | Unknown | Unknown | NO | NONE | DISTRIBUTION | TNB | KUALA SELANGOR | NO | Unknown |  |  |  | NO | [8 empty] | S05302 | NO | [7 empty] | 3 | Pass | null
379787355 | S05303 |  |  |  | BKSL/PCE/J00540/MBRMU | 300313603 | Existing | RYB |  |  | CLOSED | CLOSED | LINK |  | 11 kV |  | 28/06/2009 |  |  |  |  | TAMCO |  |  | KOSSAN RUBBER NO 6 | Unknown | Unknown | NO | NONE | DISTRIBUTION | TNB | KUALA SELANGOR | NO | Unknown |  |  |  | NO | [8 empty] | S05303 | NO | [7 empty] | 3 | Pass | null
379787360 | S05304 |  |  |  | BKSL/PCE/J00540/MBRMU | 300313603 | Existing | RYB |  |  | OPEN | CLOSED | LINK |  | 11 kV |  | 28/06/2009 |  |  |  |  | TAMCO |  |  | KOSSAN RUBBER NO 6 | Unknown | Unknown | NO | NONE | DISTRIBUTION | TNB | KUALA SELANGOR | NO | Unknown |  |  |  | NO | [8 empty] | S05304 | NO | [7 empty] | 3 | Pass | null
379787368 | S00214 |  |  |  | BKSL/PCE/J00531/MBRMU | 300313608 | Existing | RYB |  |  | CLOSED | CLOSED | LINK |  | 11 kV |  | 20071107 |  |  |  |  | TAMCO |  |  | KOSSAN RUBBER NO 5 | Unknown | Unknown | NO | NONE | DISTRIBUTION | TNB | KUALA SELANGOR | NO | Unknown |  |  |  | NO | [8 empty] | S00214 | NO | [7 empty] | 3 | Pass | null
379787373 | S00216 |  |  |  | BKSL/PCE/J00531/MBRMU | 300313608 | Existing | RYB |  |  | CLOSED | CLOSED | LINK |  | 11 kV |  | 20071107 |  |  |  |  | TAMCO |  |  | KOSSAN RUBBER NO 5 | Unknown | Unknown | NO | NONE | DISTRIBUTION | TNB | KUALA SELANGOR | NO | Unknown |  |  |  | NO | [8 empty] | S00216 | NO | [7 empty] | 3 | Pass | null
379787469 | S01405 |  |  |  | BKSL/PCE/J00072/MBRMU1 | 300242567 | Existing | RYB |  |  | CLOSED | CLOSED | LINK |  | 11 kV |  | 27/11/1993 |  |  |  |  | TAMCO |  |  | KOSSAN 3 | Unknown | Unknown | NO | NONE | DISTRIBUTION | TNB | KUALA SELANGOR | NO | Unknown |  |  |  | NO | [8 empty] | S01405 | NO | [7 empty] | 3 | Pass | null
379787475 | S01406 |  |  |  | BKSL/PCE/J00072/MBRMU1 | 300242567 | Existing | RYB |  |  | CLOSED | CLOSED | LINK |  | 11 kV |  | 27/11/1993 |  |  |  |  | TAMCO |  |  | KOSSAN 3 | Unknown | Unknown | NO | NONE | DISTRIBUTION | TNB | KUALA SELANGOR | NO | Unknown |  |  |  | NO | [8 empty] | S01406 | NO | [7 empty] | 3 | Pass | null
379787480 | S01407 |  |  |  | BKSL/PCE/J00072/MBRMU1 | 300242567 | Existing | RYB |  |  | CLOSED | CLOSED | LINK |  | 11 kV |  | 27/11/1993 |  |  |  |  | TAMCO |  |  | KOSSAN 3 | Unknown | Unknown | NO | NONE | DISTRIBUTION | TNB | KUALA SELANGOR | NO | Unknown |  |  |  | NO | [8 empty] | S01407 | NO | [7 empty] | 3 | Pass | null
379787488 | S00211 |  |  |  | BKSL/PCE/J00073/MBRMU | 300313609 | Existing | RYB |  |  | CLOSED | CLOSED | LINK |  | 11 kV |  | 18/08/2007 |  |  |  |  | MERLIN GERIN |  |  | SYNLE HART | Unknown | Unknown | NO | NONE | DISTRIBUTION | TNB | KUALA SELANGOR | NO | Unknown |  |  |  | NO | [8 empty] | S00211 | NO | [7 empty] | 3 | Pass | null
379787493 | S00213 |  |  |  | BKSL/PCE/J00073/MBRMU | 300313609 | Existing | RYB |  |  | CLOSED | CLOSED | LINK |  | 11 kV |  | 18/08/2007 |  |  |  |  | MERLIN GERIN |  |  | SYNLE HART | Unknown | Unknown | NO | NONE | DISTRIBUTION | TNB | KUALA SELANGOR | NO | Unknown |  |  |  | NO | [8 empty] | S00213 | NO | [7 empty] | 3 | Pass | null
379787582 | S01404 |  |  |  | BKSL/PCE/J00142/MBRMU | 300313610 | Existing | RYB |  |  | CLOSED | CLOSED | LINK |  | 11 kV |  | 20/09/2006 |  |  |  |  | INDKOM |  |  | KEM BINA INSAN SG SEMBILANG | Unknown | Unknown | NO | NONE | DISTRIBUTION | TNB | KUALA SELANGOR | NO | Unknown |  |  |  | NO | [8 empty] | S01404 | NO | [7 empty] | 3 | Pass | null
379787587 | S01402 |  |  |  | BKSL/PCE/J00142/MBRMU | 300313610 | Existing | RYB |  |  | CLOSED | CLOSED | LINK |  | 11 kV |  | 20/09/2006 |  |  |  |  | INDKOM |  |  | KEM BINA INSAN SG SEMBILANG | Unknown | Unknown | NO | NONE | DISTRIBUTION | TNB | KUALA SELANGOR | NO | Unknown |  |  |  | NO | [8 empty] | S01402 | NO | [7 empty] | 3 | Pass | null
379787678 | S01401 |  |  |  | BKSL/PCE/J00068/MB00201 | 300022231 | Existing | RYB |  |  | CLOSED | CLOSED | LINK |  | 11 kV |  | 20/09/1994 |  |  |  |  | FALCON BETA |  |  | PANTAI REMIS | Unknown | Unknown | NO | NONE | DISTRIBUTION | TNB | KUALA SELANGOR | NO | Unknown |  |  |  | NO | [8 empty] | S01401 | NO | [7 empty] | 3 | Pass | null
379787683 | S00201 |  |  |  | BKSL/PCE/J00068/MB00201 | 300022231 | Existing | RYB |  |  | OPEN | CLOSED | LINK |  | 11 kV |  | 20/09/1994 |  |  |  |  | FALCON BETA |  |  | PANTAI REMIS | Unknown | Unknown | NO | NONE | DISTRIBUTION | TNB | KUALA SELANGOR | NO | Unknown |  |  |  | NO | [8 empty] | S00201 | NO | [7 empty] | 3 | Pass | null
379787822 | S01411 |  |  |  | BKSL/PCE/J00141/MBVCB4 | 300313597 | Existing | Unknown |  |  | OPEN | OPEN | BUSBAR SECTION |  | 11 kV |  | 13/08/1998 |  |  |  |  | GEC |  |  | SW/STN TMN JATI | Unknown | Unknown | NO | NONE | DISTRIBUTION | TNB | KUALA SELANGOR | NO | Unknown |  |  |  | NO | [8 empty] | S01411 | [8 empty] | 0 | Fail | Please check "Phasing"
379791515 | S00572 |  |  |  | BKSL/PCE/J00160/MBNN01 | 300022619 | Existing | RYB |  |  | CLOSED | CLOSED | LINK |  | 11 kV |  | 19/02/1994 |  |  |  |  | TAMCO |  |  | TMN SRI SEKINCHAN NO 1 | Unknown | Unknown | NO | NONE | DISTRIBUTION | TNB | KUALA SELANGOR | NO | Unknown |  |  |  | NO | [8 empty] | S00572 | NO | [7 empty] | 3 | Pass | null
379791520 | S00574 |  |  |  | BKSL/PCE/J00160/MBNN01 | 300022619 | Existing | RYB |  |  | CLOSED | CLOSED | LINK |  | 11 kV |  | 19/02/1994 |  |  |  |  | TAMCO |  |  | TMN SRI SEKINCHAN NO 1 | Unknown | Unknown | NO | NONE | DISTRIBUTION | TNB | KUALA SELANGOR | NO | Unknown |  |  |  | NO | [8 empty] | S00574 | NO | [7 empty] | 3 | Pass | null
379791611 | S01594 |  |  |  | BKSL/PCE/J00313/MBRMU1 | 300232744 | Existing | RYB |  |  | CLOSED | CLOSED | LINK |  | 11 kV |  | 18/08/1993 | [7 empty] | TMN SRI SEKINCHAN NO 2 (C) | Unknown | Unknown | NO | NONE | DISTRIBUTION | TNB | KUALA SELANGOR | NO | Unknown |  |  |  | NO | [8 empty] | S01594 | NO | [7 empty] | 3 | Pass | null
379791616 | S01596 |  |  |  | BKSL/PCE/J00313/MBRMU1 | 300232744 | Existing | RYB |  |  | CLOSED | CLOSED | LINK |  | 11 kV |  | 18/08/1993 | [7 empty] | TMN SRI SEKINCHAN NO 2 (C) | Unknown | Unknown | NO | NONE | DISTRIBUTION | TNB | KUALA SELANGOR | NO | Unknown |  |  |  | NO | [8 empty] | S01596 | NO | [7 empty] | 3 | Pass | null
379791706 | S00575 |  |  |  | BKSL/PCE/J00161/MBRMU1 | 300022626 | Existing | RYB |  |  | CLOSED | CLOSED | LINK |  | 11 kV |  | 22/03/1998 |  |  |  |  | VEI |  |  | SEAFOOD BGN SEKINCHAN | Unknown | Unknown | NO | NONE | DISTRIBUTION | TNB | KUALA SELANGOR | NO | Unknown |  |  |  | NO | [8 empty] | S00575 | NO | [7 empty] | 3 | Pass | null
379791710 | S01625 |  |  |  | BKSL/PCE/J00161/MBRMU1 | 300022626 | Existing | RYB |  |  | OPEN | CLOSED | LINK |  | 11 kV |  | 22/03/1998 |  |  |  |  | VEI |  |  | SEAFOOD BGN SEKINCHAN | Unknown | Unknown | NO | NONE | DISTRIBUTION | TNB | KUALA SELANGOR | NO | Unknown |  |  |  | NO | [8 empty] | S01625 | NO | [7 empty] | 3 | Pass | null
379791727 | S00577 |  |  |  | BKSL/PCE/J00161/MBRMU1 | 300022626 | Existing | RYB |  | S05770 MAHSURI JLN PERDANA NO.1 | CLOSED | CLOSED | LINK |  | 11 kV |  | 22/03/1998 |  |  |  |  | VEI |  |  | SEAFOOD BGN SEKINCHAN | Unknown | Unknown | NO | NONE | DISTRIBUTION | TNB | KUALA SELANGOR | NO | Unknown |  |  |  | NO | [8 empty] | S00577 | NO | [7 empty] | 3 | Pass | null
379791808 | S00586 |  |  |  | BKSL/PCE/J00164/MBNN01 | 300022635 | Existing | RYB |  | S05772 MAHSURI JLN PERDANA NO.1 | CLOSED | CLOSED | LINK |  | 11 kV |  | 28/06/1992 |  |  |  |  | TAMCO |  |  | TELEKOM SEKINCHAN | Unknown | Unknown | NO | NONE | DISTRIBUTION | TNB | KUALA SELANGOR | NO | Unknown |  |  |  | NO | [8 empty] | S00586 | NO | [7 empty] | 3 | Pass | null
379791813 | S00584 |  |  |  | BKSL/PCE/J00164/MBNN01 | 300022635 | Existing | RYB |  |  | CLOSED | CLOSED | LINK |  | 11 kV |  | 28/06/1992 |  |  |  |  | TAMCO |  |  | TELEKOM SEKINCHAN | Unknown | Unknown | NO | NONE | DISTRIBUTION | TNB | KUALA SELANGOR | NO | Unknown |  |  |  | NO | [8 empty] | S00584 | NO | [7 empty] | 3 | Pass | null
379791929 | S05580 |  |  |  | BKSL/PCE/J00691/MBRMU | 300343242 | Existing | RYB |  |  | CLOSED | CLOSED | LINK |  | 11 kV |  | 22/03/2011 | [7 empty] | SURIA PRESS | Unknown | Unknown | NO | NONE | DISTRIBUTION | TNB | KUALA SELANGOR | NO | Unknown |  |  |  | NO | [8 empty] | S05580 | NO | [7 empty] | 3 | Pass | null
379791934 | S05582 |  |  |  | BKSL/PCE/J00691/MBRMU | 300343242 | Existing | RYB |  |  | CLOSED | CLOSED | LINK |  | 11 kV |  | 22/03/2011 | [7 empty] | SURIA PRESS | Unknown | Unknown | NO | NONE | DISTRIBUTION | TNB | KUALA SELANGOR | NO | Unknown |  |  |  | NO | [8 empty] | S05582 | NO | [7 empty] | 3 | Pass | null
379792023 | S01578 |  |  |  | BKSL/PCE/J00143/MBRMU | 300313457 | Existing | RYB |  |  | CLOSED | CLOSED | LINK |  | 11 kV |  | 22/09/2005 | [7 empty] | TMN RIA JAYA | Unknown | Unknown | NO | NONE | DISTRIBUTION | TNB | KUALA SELANGOR | NO | Unknown |  |  |  | NO | [8 empty] | S01578 | NO | [7 empty] | 3 | Pass | null
379792028 | S01579 |  |  |  | BKSL/PCE/J00143/MBRMU | 300313457 | Existing | RYB |  |  | CLOSED | CLOSED | LINK |  | 11 kV |  | 22/09/2005 | [7 empty] | TMN RIA JAYA | Unknown | Unknown | NO | NONE | DISTRIBUTION | TNB | KUALA SELANGOR | NO | Unknown |  |  |  | NO | [8 empty] | S01579 | NO | [7 empty] | 3 | Pass | null
379792119 | S00589 |  |  |  | BKSL/PCE/J00165/MBRMU1 | 300022640 | Existing | RYB |  |  | CLOSED | CLOSED | LINK |  | 11 kV |  | 20001107 |  |  |  |  | TAMCO |  |  | KEE HIN NO 1 | Unknown | Unknown | NO | NONE | DISTRIBUTION | TNB | KUALA SELANGOR | NO | Unknown |  |  |  | NO | [8 empty] | S00589 | NO | [7 empty] | 3 | Pass | null
379792124 | S00587 |  |  |  | BKSL/PCE/J00165/MBRMU1 | 300022640 | Existing | RYB |  |  | CLOSED | CLOSED | LINK |  | 11 kV |  | 20001107 |  |  |  |  | TAMCO |  |  | KEE HIN NO 1 | Unknown | Unknown | NO | NONE | DISTRIBUTION | TNB | KUALA SELANGOR | NO | Unknown |  |  |  | NO | [8 empty] | S00587 | NO | [7 empty] | 3 | Pass | null
379792215 | S00580 |  |  |  | BKSL/PCE/J00162/MBRMU1 | 300313493 | Existing | RYB |  |  | CLOSED | CLOSED | LINK |  | 11 kV |  | 20061010 |  |  |  |  | TAMCO |  |  | SEKINCHAN NO 2(DEPAN BALAI POLIS SKN) | Unknown | Unknown | NO | NONE | DISTRIBUTION | TNB | KUALA SELANGOR | NO | Unknown |  |  |  | NO | [8 empty] | S00580 | NO | [7 empty] | 3 | Pass | null
379792220 | S00581 |  |  |  | BKSL/PCE/J00162/MBRMU1 | 300313493 | Existing | RYB |  |  | CLOSED | CLOSED | LINK |  | 11 kV |  | 20061010 |  |  |  |  | TAMCO |  |  | SEKINCHAN NO 2(DEPAN BALAI POLIS SKN) | Unknown | Unknown | NO | NONE | DISTRIBUTION | TNB | KUALA SELANGOR | NO | Unknown |  |  |  | NO | [8 empty] | S00581 | NO | [7 empty] | 3 | Pass | null
379792311 | S00582 |  |  |  | BKSL/PCE/J00163/MBRMU1 | 300022632 | Existing | RYB |  |  | CLOSED | CLOSED | LINK |  | 11 kV |  | 19/04/1992 |  |  |  |  | TAMCO |  |  | BGN SEKINCHAN | Unknown | Unknown | NO | NONE | DISTRIBUTION | TNB | KUALA SELANGOR | NO | Unknown |  |  |  | NO | [8 empty] | S00582 | NO | [7 empty] | 3 | Pass | null
379792316 | S01597 |  |  |  | BKSL/PCE/J00163/MBRMU1 | 300022632 | Existing | RYB |  |  | CLOSED | CLOSED | LINK |  | 11 kV |  | 19/04/1992 |  |  |  |  | TAMCO |  |  | BGN SEKINCHAN | Unknown | Unknown | NO | NONE | DISTRIBUTION | TNB | KUALA SELANGOR | NO | Unknown |  |  |  | NO | [8 empty] | S01597 | NO | [7 empty] | 3 | Pass | null
379792405 | S05577 |  |  |  | BKSL/PCE/J00619/MBRMU1 | 300343337 | Existing | RYB |  | S00553 PE BERNAS (LPN) | CLOSED | CLOSED | LINK |  | 11 kV |  | 19981107 | [7 empty] | PANJI MUARA | Unknown | Unknown | NO | NONE | DISTRIBUTION | TNB | KUALA SELANGOR | NO | Unknown |  |  |  | NO | [8 empty] | S05577 | NO | [7 empty] | 3 | Pass | null
379792410 | S05579 |  |  |  | BKSL/PCE/J00619/MBRMU1 | 300343337 | Existing | RYB |  | S05449 PE ZHONG LEE FISHERY | CLOSED | CLOSED | LINK |  | 11 kV |  | 19981107 | [7 empty] | PANJI MUARA | Unknown | Unknown | NO | NONE | DISTRIBUTION | TNB | KUALA SELANGOR | NO | Unknown |  |  |  | NO | [8 empty] | S05579 | NO | [7 empty] | 3 | Pass | null
379792499 | S00591 |  |  |  | BKSL/PCE/J00166/MBRMU1 | 300313495 | Existing | RYB |  |  | CLOSED | CLOSED | LINK |  | 11 kV |  | 27/11/2006 |  |  |  |  | TAMCO |  |  | SITE C SEKINCHAN | Unknown | Unknown | NO | NONE | DISTRIBUTION | TNB | KUALA SELANGOR | NO | Unknown |  |  |  | NO | [8 empty] | S00591 | NO | [7 empty] | 3 | Pass | null
379792504 | S01598 |  |  |  | BKSL/PCE/J00166/MBRMU1 | 300313495 | Existing | RYB |  | S05523 SEK KEB SRI SEKINCAN | CLOSED | CLOSED | LINK |  | 11 kV |  | 27/11/2006 |  |  |  |  | TAMCO |  |  | SITE C SEKINCHAN | Unknown | Unknown | NO | NONE | DISTRIBUTION | TNB | KUALA SELANGOR | NO | Unknown |  |  |  | NO | [8 empty] | S01598 | NO | [7 empty] | 3 | Pass | null
379792595 | S01599 |  |  |  | BKSL/PCE/J00167/MBRMU1 | 300313446 | Existing | RYB |  | S05525 SEK KEB SRI SEKINCAN | CLOSED | CLOSED | LINK |  | 11 kV |  | 26/06/2003 |  |  |  |  | MERLIN GERIN |  |  | SELOKA GAGAH NO 1 | Unknown | Unknown | NO | NONE | DISTRIBUTION | TNB | KUALA SELANGOR | NO | Unknown |  |  |  | NO | [8 empty] | S01599 | NO | [7 empty] | 3 | Pass | null
379792600 | S01601 |  |  |  | BKSL/PCE/J00167/MBRMU1 | 300313446 | Existing | RYB |  |  | CLOSED | CLOSED | LINK |  | 11 kV |  | 26/06/2003 |  |  |  |  | MERLIN GERIN |  |  | SELOKA GAGAH NO 1 | Unknown | Unknown | NO | NONE | DISTRIBUTION | TNB | KUALA SELANGOR | NO | Unknown |  |  |  | NO | [8 empty] | S01601 | NO | [7 empty] | 3 | Pass | null
379792691 | S01602 |  |  |  | BKSL/PCE/J00176/MBRMU | 300313452 | Existing | RYB |  |  | CLOSED | CLOSED | LINK |  | 11 kV |  | 17/07/2002 |  |  |  |  | TAMCO |  |  | SELOKA GAGAH NO 2 | Unknown | Unknown | NO | NONE | DISTRIBUTION | TNB | KUALA SELANGOR | NO | Unknown |  |  |  | NO | [8 empty] | S01602 | NO | [7 empty] | 3 | Pass | null
379792696 | S01604 |  |  |  | BKSL/PCE/J00176/MBRMU | 300313452 | Existing | RYB |  |  | CLOSED | CLOSED | LINK |  | 11 kV |  | 17/07/2002 |  |  |  |  | TAMCO |  |  | SELOKA GAGAH NO 2 | Unknown | Unknown | NO | NONE | DISTRIBUTION | TNB | KUALA SELANGOR | NO | Unknown |  |  |  | NO | [8 empty] | S01604 | NO | [7 empty] | 3 | Pass | null
379792787 | S05523 |  |  |  | BKSL/PCE/J00589/MBRMU | 300342967 | Existing | RYB |  | S01598 SITE C SEKINCHAN | CLOSED | CLOSED | LINK |  | 11 kV |  | 26/06/2008 |  |  |  |  | MERLIN GERIN |  |  | SEK KEB SRI SEKINCAN | Unknown | Unknown | NO | NONE | DISTRIBUTION | TNB | KUALA SELANGOR | NO | Unknown |  |  |  | NO | [8 empty] | S05523 | NO | [7 empty] | 3 | Pass | null
379792792 | S05525 |  |  |  | BKSL/PCE/J00589/MBRMU | 300342967 | Existing | RYB |  | S01599 SELOKA GAGAH NO 1 | CLOSED | CLOSED | LINK |  | 11 kV |  | 26/06/2008 |  |  |  |  | MERLIN GERIN |  |  | SEK KEB SRI SEKINCAN | Unknown | Unknown | NO | NONE | DISTRIBUTION | TNB | KUALA SELANGOR | NO | Unknown |  |  |  | NO | [8 empty] | S05525 | NO | [7 empty] | 3 | Pass | null
379792891 | S05292 |  |  |  | BKSL/PCE/J00535/MBRMU | 300313444 | Existing | RYB |  |  | CLOSED | CLOSED | LINK |  | 11 kV |  | 19/04/2003 |  |  |  |  | TAMCO |  |  | ASIA AQUACULTURE BGN TENGKORAK | Unknown | Unknown | NO | NONE | DISTRIBUTION | TNB | KUALA SELANGOR | NO | Unknown |  |  |  | NO | [8 empty] | S05292 | NO | [7 empty] | 3 | Pass | null
379792896 | S05290 |  |  |  | BKSL/PCE/J00535/MBRMU | 300313444 | Existing | RYB |  |  | CLOSED | CLOSED | LINK |  | 11 kV |  | 19/04/2003 |  |  |  |  | TAMCO |  |  | ASIA AQUACULTURE BGN TENGKORAK | Unknown | Unknown | NO | NONE | DISTRIBUTION | TNB | KUALA SELANGOR | NO | Unknown |  |  |  | NO | [8 empty] | S05290 | NO | [7 empty] | 3 | Pass | null
379793088 | S00374 |  |  |  | BKSL/PCE/J00198/MB01 | 300022784 | Existing | RYB |  |  | CLOSED | CLOSED | LINK |  | 11 kV |  | 19/04/1983 |  |  |  |  | TAMCO |  |  | K/UDANG BGN TENGKORAK | Unknown | Unknown | NO | NONE | DISTRIBUTION | TNB | KUALA SELANGOR | NO | Unknown |  |  |  | NO | [8 empty] | S00374 | NO | [7 empty] | 3 | Pass | null
379793093 | S05289 |  |  |  | BKSL/PCE/J00198/MB01 | 300022784 | Existing | RYB |  |  | CLOSED | CLOSED | LINK |  | 11 kV |  | 19/04/1983 |  |  |  |  | TAMCO |  |  | K/UDANG BGN TENGKORAK | Unknown | Unknown | NO | NONE | DISTRIBUTION | TNB | KUALA SELANGOR | NO | Unknown |  |  |  | NO | [8 empty] | S05289 | NO | [7 empty] | 3 | Pass | null
379793182 | S00542 |  |  |  | BKSL/PCE/J00149/MBRMU | 300313469 | Existing | RYB |  |  | CLOSED | CLOSED | LINK |  | 11 kV |  | 15/12/2005 |  |  |  |  | EPE |  |  | KEE HIN NO 2 | Unknown | Unknown | NO | NONE | DISTRIBUTION | TNB | KUALA SELANGOR | NO | Unknown |  |  |  | NO | [8 empty] | S00542 | NO | [7 empty] | 3 | Pass | null
379793187 | S00544 |  |  |  | BKSL/PCE/J00149/MBRMU | 300313469 | Existing | RYB |  |  | CLOSED | CLOSED | LINK |  | 11 kV |  | 15/12/2005 |  |  |  |  | EPE |  |  | KEE HIN NO 2 | Unknown | Unknown | NO | NONE | DISTRIBUTION | TNB | KUALA SELANGOR | NO | Unknown |  |  |  | NO | [8 empty] | S00544 | NO | [7 empty] | 3 | Pass | null
379793328 | S00545 |  |  |  | BKSL/PCE/J00150/MBRMU | 300313470 | Existing | RYB |  |  | CLOSED | CLOSED | LINK |  | 11 kV |  | 19/02/2004 |  |  |  |  | TAMCO |  |  | GEMA JAYA | Unknown | Unknown | NO | NONE | DISTRIBUTION | TNB | KUALA SELANGOR | NO | Unknown |  |  |  | NO | [8 empty] | S00545 | NO | [7 empty] | 3 | Pass | null
379793333 | S00547 |  |  |  | BKSL/PCE/J00150/MBRMU | 300313470 | Existing | RYB |  |  | CLOSED | CLOSED | LINK |  | 11 kV |  | 19/02/2004 |  |  |  |  | TAMCO |  |  | GEMA JAYA | Unknown | Unknown | NO | NONE | DISTRIBUTION | TNB | KUALA SELANGOR | NO | Unknown |  |  |  | NO | [8 empty] | S00547 | NO | [7 empty] | 3 | Pass | null
379793424 | S00550 |  |  |  | BKSL/PCE/J00151/MBRMU1 | 300242545 | Existing | RYB |  |  | CLOSED | CLOSED | LINK |  | 11 kV |  | 18/08/1983 |  |  |  |  | MERLIN GERIN |  |  | JURU JAYA | Unknown | Unknown | NO | NONE | DISTRIBUTION | TNB | KUALA SELANGOR | NO | Unknown |  |  |  | NO | [8 empty] | S00550 | NO | [7 empty] | 3 | Pass | null
379793429 | S00548 |  |  |  | BKSL/PCE/J00151/MBRMU1 | 300242545 | Existing | RYB |  |  | CLOSED | CLOSED | LINK |  | 11 kV |  | 18/08/1983 |  |  |  |  | MERLIN GERIN |  |  | JURU JAYA | Unknown | Unknown | NO | NONE | DISTRIBUTION | TNB | KUALA SELANGOR | NO | Unknown |  |  |  | NO | [8 empty] | S00548 | NO | [7 empty] | 3 | Pass | null
379793519 | S01585 |  |  |  | BKSL/PCE/J00152/MBRMU | 300313473 | Existing | RYB |  |  | CLOSED | CLOSED | LINK |  | 11 kV |  | 22/03/2006 |  |  |  |  | VEI |  |  | SITE B SEKINCHAN | Unknown | Unknown | NO | NONE | DISTRIBUTION | TNB | KUALA SELANGOR | NO | Unknown |  |  |  | NO | [8 empty] | S01585 | NO | [7 empty] | 3 | Pass | null
379793536 | S01632 |  |  |  | BKSL/PCE/J00152/MBRMU | 300313473 | Existing | RYB |  |  | CLOSED | CLOSED | LINK |  | 11 kV |  | 22/03/2006 |  |  |  |  | VEI |  |  | SITE B SEKINCHAN | Unknown | Unknown | NO | NONE | DISTRIBUTION | TNB | KUALA SELANGOR | NO | Unknown |  |  |  | NO | [8 empty] | S01632 | NO | [7 empty] | 3 | Pass | null
379793690 | S01590 |  |  |  | BKSL/PCE/J00348/MBRMU1 | 300243128 | Existing | RYB |  |  | CLOSED | CLOSED | LINK |  | 11 kV |  | 19881107 |  |  |  |  | VEI |  |  | KLG SEMERAH PADI SITE A SEKINCHAN | Unknown | Unknown | NO | NONE | DISTRIBUTION | TNB | KUALA SELANGOR | NO | Unknown |  |  |  | NO | [8 empty] | S01590 | NO | [7 empty] | 3 | Pass | null
379793707 | S01588 |  |  |  | BKSL/PCE/J00348/MBRMU1 | 300243128 | Existing | RYB |  |  | CLOSED | CLOSED | LINK |  | 11 kV |  | 19881107 |  |  |  |  | VEI |  |  | KLG SEMERAH PADI SITE A SEKINCHAN | Unknown | Unknown | NO | NONE | DISTRIBUTION | TNB | KUALA SELANGOR | NO | Unknown |  |  |  | NO | [8 empty] | S01588 | NO | [7 empty] | 3 | Pass | null
379794087 | S05429 |  |  |  | BKSL/PCE/J00555/MBRMU1 | 300284515 | Existing | RYB |  | S05943 TMN SERI MANIK | CLOSED | CLOSED | LINK |  | 11 kV |  | 19/02/1982 |  |  |  |  | TAMCO |  |  | KLG PADI DATARAN PUSAKA | Unknown | Unknown | NO | NONE | DISTRIBUTION | TNB | KUALA SELANGOR | NO | Unknown |  |  |  | NO | [8 empty] | S05429 | NO | [7 empty] | 3 | Pass | null
379794104 | S05426 |  |  |  | BKSL/PCE/J00555/MBRMU1 | 300284515 | Existing | RYB |  |  | CLOSED | CLOSED | LINK |  | 11 kV |  | 19/02/1982 |  |  |  |  | TAMCO |  |  | KLG PADI DATARAN PUSAKA | Unknown | Unknown | NO | NONE | DISTRIBUTION | TNB | KUALA SELANGOR | NO | Unknown |  |  |  | NO | [8 empty] | S05426 | NO | [7 empty] | 3 | Pass | null
379794255 | S05746 | [5 empty] | Existing | RYB |  |  | OPEN | CLOSED | LINK |  | 11 kV | [9 empty] | BERNAS (LPN) | Unknown | Unknown | NO | NONE | DISTRIBUTION | TNB | KUALA SELANGOR | NO | Unknown |  |  |  | NO | [8 empty] | S05746 | NO | [7 empty] | 3 | Pass | null
379794262 | S05747 | [5 empty] | Existing | RYB |  |  | CLOSED | CLOSED | LINK |  | 11 kV | [9 empty] | BERNAS (LPN) | Unknown | Unknown | NO | NONE | DISTRIBUTION | TNB | KUALA SELANGOR | NO | Unknown |  |  |  | NO | [8 empty] | S05747 | NO | [7 empty] | 3 | Pass | null
379794266 | S05745 |  |  |  | BKSL/PCE/J00153/MBRMU | 300343240 | Existing | RYB |  |  | CLOSED | CLOSED | LINK |  | 11 kV |  | 19/02/2011 |  |  |  |  | TAMCO |  |  | BERNAS (LPN) | Unknown | Unknown | NO | NONE | DISTRIBUTION | TNB | KUALA SELANGOR | NO | Unknown |  |  |  | NO | [8 empty] | S05745 | NO | [7 empty] | 3 | Pass | null
379794292 | S05744 |  |  |  | BKSL/PCE/J00153/MBRMU | 300343240 | Existing | RYB |  |  | CLOSED | CLOSED | LINK |  | 11 kV |  | 19/02/2011 |  |  |  |  | TAMCO |  |  | BERNAS (LPN) | Unknown | Unknown | NO | NONE | DISTRIBUTION | TNB | KUALA SELANGOR | NO | Unknown |  |  |  | NO | [8 empty] | S05744 | NO | [7 empty] | 3 | Pass | null
379794446 | S05661 |  |  |  | BKSL/PCE/J00826/MBRMU | 300443241 | Existing | RYB |  |  | CLOSED | CLOSED | LINK |  | 11 kV | [9 empty] | TAMAN INDAH 2 | Unknown | Unknown | NO | NONE | DISTRIBUTION | TNB | KUALA SELANGOR | NO | Unknown |  |  |  | NO | [8 empty] | S05661 | NO | [7 empty] | 3 | Pass | null
379794463 | S05664 |  |  |  | BKSL/PCE/J00826/MBRMU | 300443241 | Existing | RYB |  |  | CLOSED | CLOSED | LINK |  | 11 kV | [9 empty] | TAMAN INDAH 2 | Unknown | Unknown | NO | NONE | DISTRIBUTION | TNB | KUALA SELANGOR | NO | Unknown |  |  |  | NO | [8 empty] | S05664 | NO | [7 empty] | 3 | Pass | null
379794617 | S01614 |  |  |  | BKSL/PCE/J00312/MBRMU | 300313482 | Existing | RYB |  |  | CLOSED | CLOSED | LINK |  | 11 kV |  | 28/06/2006 |  |  |  |  | VEI |  |  | BALAI BOMBA SEKINCHAN | Unknown | Unknown | NO | NONE | DISTRIBUTION | TNB | KUALA SELANGOR | NO | Unknown |  |  |  | NO | [8 empty] | S01614 | NO | [7 empty] | 3 | Pass | null
379794634 | S01615 |  |  |  | BKSL/PCE/J00312/MBRMU | 300313482 | Existing | RYB |  |  | CLOSED | CLOSED | LINK |  | 11 kV |  | 28/06/2006 |  |  |  |  | VEI |  |  | BALAI BOMBA SEKINCHAN | Unknown | Unknown | NO | NONE | DISTRIBUTION | TNB | KUALA SELANGOR | NO | Unknown |  |  |  | NO | [8 empty] | S01615 | NO | [7 empty] | 3 | Pass | null
379794792 | S00535 |  |  |  | BKSL/PCE/J00144/MBRMU | 300313461 | Existing | RYB |  |  | CLOSED | CLOSED | LINK |  | 11 kV |  | 14/11/2005 |  |  |  |  | TAMCO |  |  | HOTEL DELUXE | Unknown | Unknown | NO | NONE | DISTRIBUTION | TNB | KUALA SELANGOR | NO | Unknown |  |  |  | NO | [8 empty] | S00535 | NO | [7 empty] | 3 | Pass | null
379794809 | S01581 |  |  |  | BKSL/PCE/J00144/MBRMU | 300313461 | Existing | RYB |  |  | CLOSED | CLOSED | LINK |  | 11 kV |  | 14/11/2005 |  |  |  |  | TAMCO |  |  | HOTEL DELUXE | Unknown | Unknown | NO | NONE | DISTRIBUTION | TNB | KUALA SELANGOR | NO | Unknown |  |  |  | NO | [8 empty] | S01581 | NO | [7 empty] | 3 | Pass | null
379794962 | S01582 |  |  |  | BKSL/PCE/J00341/MBRMU1 | 300241021 | Existing | RYB |  |  | CLOSED | CLOSED | LINK |  | 11 kV |  | 19/04/1993 | [7 empty] | TOKONG BUDHA SEKINCHAN | Unknown | Unknown | NO | NONE | DISTRIBUTION | TNB | KUALA SELANGOR | NO | Unknown |  |  |  | NO | [8 empty] | S01582 | NO | [7 empty] | 3 | Pass | null
379794967 | S01583 |  |  |  | BKSL/PCE/J00341/MBRMU1 | 300241021 | Existing | RYB |  |  | CLOSED | CLOSED | LINK |  | 11 kV |  | 19/04/1993 | [7 empty] | TOKONG BUDHA SEKINCHAN | Unknown | Unknown | NO | NONE | DISTRIBUTION | TNB | KUALA SELANGOR | NO | Unknown |  |  |  | NO | [8 empty] | S01583 | NO | [7 empty] | 3 | Pass | null
379795056 | S05753 |  |  |  | BKSL/PCE/J00878/MBRMU1 | 310527932 | Existing | RYB |  |  | CLOSED | CLOSED | LINK |  | 11 kV | [9 empty] | L672 TOKONG CINA | Unknown | Unknown | NO | NONE | DISTRIBUTION | TNB | KUALA SELANGOR | NO | Unknown |  |  |  | NO | [8 empty] | S05753 | NO | [7 empty] | 3 | Pass | null
379795061 | S05754 |  |  |  | BKSL/PCE/J00878/MBRMU1 | 310527932 | Existing | RYB |  |  | CLOSED | CLOSED | LINK |  | 11 kV | [9 empty] | L672 TOKONG CINA | Unknown | Unknown | NO | NONE | DISTRIBUTION | TNB | KUALA SELANGOR | NO | Unknown |  |  |  | NO | [8 empty] | S05754 | NO | [7 empty] | 3 | Pass | null
379795152 | S00669 |  |  |  | BKSL/PCE/J00562/MBRMU | 300343224 | Existing | RYB |  |  | CLOSED | CLOSED | LINK |  | 11 kV |  | 17/07/2007 |  |  |  |  | TAMCO |  |  | T/A 6 BAN 2 | Unknown | Unknown | NO | NONE | DISTRIBUTION | TNB | KUALA SELANGOR | NO | Unknown |  |  |  | NO | [8 empty] | S00669 | NO | [7 empty] | 3 | Pass | null
379795157 | S00668 |  |  |  | BKSL/PCE/J00562/MBRMU | 300343224 | Existing | RYB |  |  | CLOSED | CLOSED | LINK |  | 11 kV |  | 17/07/2007 |  |  |  |  | TAMCO |  |  | T/A 6 BAN 2 | Unknown | Unknown | NO | NONE | DISTRIBUTION | TNB | KUALA SELANGOR | NO | Unknown |  |  |  | NO | [8 empty] | S00668 | NO | [7 empty] | 3 | Pass | null
379795246 | S05907 | [5 empty] | Existing | RYB |  |  | CLOSED | CLOSED | LINK |  | 11 kV | [9 empty] | CTS COOKIES PARIT 7 | Unknown | Unknown | NO | NONE | DISTRIBUTION | TNB | KUALA SELANGOR | NO | Unknown |  |  |  | NO | [8 empty] | S05907 | NO | [7 empty] | 3 | Pass | null
379795251 | S05909 | [5 empty] | Existing | RYB |  |  | CLOSED | CLOSED | LINK |  | 11 kV | [9 empty] | CTS COOKIES PARIT 7 | Unknown | Unknown | NO | NONE | DISTRIBUTION | TNB | KUALA SELANGOR | NO | Unknown |  |  |  | NO | [8 empty] | S05909 | NO | [7 empty] | 3 | Pass | null
379795340 | S00667 |  |  |  | BKSL/PCE/J00315/MBRMU | 300343226 | Existing | RYB |  |  | CLOSED | CLOSED | LINK |  | 11 kV |  | 18/08/2007 |  |  |  |  | TAMCO |  |  | PT 7 BAN 2 | Unknown | Unknown | NO | NONE | DISTRIBUTION | TNB | KUALA SELANGOR | NO | Unknown |  |  |  | NO | [8 empty] | S00667 | NO | [7 empty] | 3 | Pass | null
379795345 | S00665 |  |  |  | BKSL/PCE/J00315/MBRMU | 300343226 | Existing | RYB |  |  | CLOSED | CLOSED | LINK |  | 11 kV |  | 18/08/2007 |  |  |  |  | TAMCO |  |  | PT 7 BAN 2 | Unknown | Unknown | NO | NONE | DISTRIBUTION | TNB | KUALA SELANGOR | NO | Unknown |  |  |  | NO | [8 empty] | S00665 | NO | [7 empty] | 3 | Pass | null
379795434 | S00664 |  |  |  | BKSL/PCE/J00316/MBRMU | 300343227 | Existing | RYB |  |  | CLOSED | CLOSED | LINK |  | 11 kV |  | 22/09/2007 |  |  |  |  | TAMCO |  |  | PT 8 BAN 2 | Unknown | Unknown | NO | NONE | DISTRIBUTION | TNB | KUALA SELANGOR | NO | Unknown |  |  |  | NO | [8 empty] | S00664 | NO | [7 empty] | 3 | Pass | null
379795439 | S00662 |  |  |  | BKSL/PCE/J00316/MBRMU | 300343227 | Existing | RYB |  |  | CLOSED | CLOSED | LINK |  | 11 kV |  | 22/09/2007 |  |  |  |  | TAMCO |  |  | PT 8 BAN 2 | Unknown | Unknown | NO | NONE | DISTRIBUTION | TNB | KUALA SELANGOR | NO | Unknown |  |  |  | NO | [8 empty] | S00662 | NO | [7 empty] | 3 | Pass | null
379795528 | S01610 |  |  |  | BKSL/PCE/J00317/MBRMU | 300343228 | Existing | RYB |  |  | CLOSED | CLOSED | LINK |  | 11 kV |  | 20061110 |  |  |  |  | TAMCO |  |  | T/A 8 BAN 2 | Unknown | Unknown | NO | NONE | DISTRIBUTION | TNB | KUALA SELANGOR | NO | Unknown |  |  |  | NO | [8 empty] | S01610 | NO | [7 empty] | 3 | Pass | null
379795533 | S01608 |  |  |  | BKSL/PCE/J00317/MBRMU | 300343228 | Existing | RYB |  |  | CLOSED | CLOSED | LINK |  | 11 kV |  | 20061110 |  |  |  |  | TAMCO |  |  | T/A 8 BAN 2 | Unknown | Unknown | NO | NONE | DISTRIBUTION | TNB | KUALA SELANGOR | NO | Unknown |  |  |  | NO | [8 empty] | S01608 | NO | [7 empty] | 3 | Pass | null
379795622 | S00661 |  |  |  | BKSL/PCE/J00576/MBRMU | 300343232 | Existing | RYB |  |  | CLOSED | CLOSED | LINK |  | 11 kV |  | 14/11/2011 |  |  |  |  | TAMCO |  |  | PT 9 BAN 2 | Unknown | Unknown | NO | NONE | DISTRIBUTION | TNB | KUALA SELANGOR | NO | Unknown |  |  |  | NO | [8 empty] | S00661 | NO | [7 empty] | 3 | Pass | null
379795627 | S00659 |  |  |  | BKSL/PCE/J00576/MBRMU | 300343232 | Existing | RYB |  |  | CLOSED | CLOSED | LINK |  | 11 kV |  | 14/11/2011 |  |  |  |  | TAMCO |  |  | PT 9 BAN 2 | Unknown | Unknown | NO | NONE | DISTRIBUTION | TNB | KUALA SELANGOR | NO | Unknown |  |  |  | NO | [8 empty] | S00659 | NO | [7 empty] | 3 | Pass | null
379795722 | R06495 |  |  |  | BKSL/PCE/J00611/MBRMU | 300344179 | Existing | RYB |  |  | CLOSED | CLOSED | LINK |  | 11 kV |  | 18/08/2006 |  |  |  |  | ITEM |  |  | YEAP JING HONG | Unknown | Unknown | NO | NONE | DISTRIBUTION | TNB | KUALA SELANGOR | NO | Unknown |  |  |  | NO | [8 empty] | R06495 | NO | [7 empty] | 3 | Pass | null
379795728 | R06496 |  |  |  | BKSL/PCE/J00611/MBRMU | 300344179 | Existing | RYB |  |  | CLOSED | CLOSED | LINK |  | 11 kV |  | 18/08/2006 |  |  |  |  | ITEM |  |  | YEAP JING HONG | Unknown | Unknown | NO | NONE | DISTRIBUTION | TNB | KUALA SELANGOR | NO | Unknown |  |  |  | NO | [8 empty] | R06496 | NO | [7 empty] | 3 | Pass | null
379795733 | R06497 |  |  |  | BKSL/PCE/J00611/MBRMU | 300344179 | Existing | RYB |  |  | CLOSED | CLOSED | LINK |  | 11 kV |  | 18/08/2006 |  |  |  |  | ITEM |  |  | YEAP JING HONG | Unknown | Unknown | NO | NONE | DISTRIBUTION | TNB | KUALA SELANGOR | NO | Unknown |  |  |  | NO | [8 empty] | R06497 | NO | [7 empty] | 3 | Pass | null
379795741 | R05426 |  |  |  | BKSL/PCE/J00781/MBRMU | 300344180 | Existing | RYB |  |  | CLOSED | CLOSED | LINK |  | 11 kV |  | 22/09/2004 |  |  |  |  | TAMCO |  |  | GEMHARTA | Unknown | Unknown | NO | NONE | DISTRIBUTION | TNB | KUALA SELANGOR | NO | Unknown |  |  |  | NO | [8 empty] | R05426 | NO | [7 empty] | 3 | Pass | null
379795746 | R05428 |  |  |  | BKSL/PCE/J00781/MBRMU | 300344180 | Existing | RYB |  |  | CLOSED | CLOSED | LINK |  | 11 kV |  | 22/09/2004 |  |  |  |  | TAMCO |  |  | GEMHARTA | Unknown | Unknown | NO | NONE | DISTRIBUTION | TNB | KUALA SELANGOR | NO | Unknown |  |  |  | NO | [8 empty] | R05428 | NO | [7 empty] | 3 | Pass | null
379795835 | R05405 |  |  |  | BKSL/PCE/J00780/MBRMU | 300344181 | Existing | RYB |  |  | CLOSED | CLOSED | LINK |  | 11 kV |  | 20041110 |  |  |  |  | TAMCO |  |  | VPN MARKETING (M) | Unknown | Unknown | NO | NONE | DISTRIBUTION | TNB | KUALA SELANGOR | NO | Unknown |  |  |  | NO | [8 empty] | R05405 | NO | [7 empty] | 3 | Pass | null
379795840 | R05407 |  |  |  | BKSL/PCE/J00780/MBRMU | 300344181 | Existing | RYB |  |  | CLOSED | CLOSED | LINK |  | 11 kV |  | 20041110 |  |  |  |  | TAMCO |  |  | VPN MARKETING (M) | Unknown | Unknown | NO | NONE | DISTRIBUTION | TNB | KUALA SELANGOR | NO | Unknown |  |  |  | NO | [8 empty] | R05407 | NO | [7 empty] | 3 | Pass | null
379795929 | R05280 |  |  |  | BKSL/PCE/J00779/MBRMU | 300344182 | Existing | RYB |  |  | CLOSED | CLOSED | LINK |  | 11 kV |  | 14/11/2004 |  |  |  |  | VEI |  |  | KHUEN HING METAL SDN BHD | Unknown | Unknown | NO | NONE | DISTRIBUTION | TNB | KUALA SELANGOR | NO | Unknown |  |  |  | NO | [8 empty] | R05280 | NO | [7 empty] | 3 | Pass | null
379795934 | R05278 |  |  |  | BKSL/PCE/J00779/MBRMU | 300344182 | Existing | RYB |  |  | CLOSED | CLOSED | LINK |  | 11 kV |  | 14/11/2004 |  |  |  |  | VEI |  |  | KHUEN HING METAL SDN BHD | Unknown | Unknown | NO | NONE | DISTRIBUTION | TNB | KUALA SELANGOR | NO | Unknown |  |  |  | NO | [8 empty] | R05278 | NO | [7 empty] | 3 | Pass | null
379796023 | R05783 |  |  |  | BKSL/PCE/J00778/MBRMU | 300344183 | Existing | RYB |  |  | CLOSED | CLOSED | LINK |  | 11 kV |  | 15/12/2004 |  |  |  |  | TAMCO |  |  | HF MAROSHUMI ALAM JAYA | Unknown | Unknown | NO | NONE | DISTRIBUTION | TNB | KUALA SELANGOR | NO | Unknown |  |  |  | NO | [8 empty] | R05783 | NO | [7 empty] | 3 | Pass | null
379796028 | R05781 |  |  |  | BKSL/PCE/J00778/MBRMU | 300344183 | Existing | RYB |  |  | CLOSED | CLOSED | LINK |  | 11 kV |  | 15/12/2004 |  |  |  |  | TAMCO |  |  | HF MAROSHUMI ALAM JAYA | Unknown | Unknown | NO | NONE | DISTRIBUTION | TNB | KUALA SELANGOR | NO | Unknown |  |  |  | NO | [8 empty] | R05781 | NO | [7 empty] | 3 | Pass | null
379796117 | R05277 |  |  |  | BKSL/PCE/J00777/MBRMU1 | 300262124 | Existing | RYB |  |  | CLOSED | CLOSED | LINK |  | 11 kV |  | 15/12/1982 |  |  |  |  | VEI |  |  | KLG SANTEX | Unknown | Unknown | NO | NONE | DISTRIBUTION | TNB | KUALA SELANGOR | NO | Unknown |  |  |  | NO | [8 empty] | R05277 | NO | [7 empty] | 3 | Pass | null
379796122 | R05275 |  |  |  | BKSL/PCE/J00777/MBRMU1 | 300262124 | Existing | RYB |  |  | CLOSED | CLOSED | LINK |  | 11 kV |  | 15/12/1982 |  |  |  |  | VEI |  |  | KLG SANTEX | Unknown | Unknown | NO | NONE | DISTRIBUTION | TNB | KUALA SELANGOR | NO | Unknown |  |  |  | NO | [8 empty] | R05275 | NO | [7 empty] | 3 | Pass | null
379796211 | R05392 |  |  |  | BKSL/PCE/J00776/MBRMU | 300344184 | Existing | RYB |  |  | CLOSED | CLOSED | LINK |  | 11 kV |  | 19/02/2004 |  |  |  |  | TAMCO |  |  | MULTIGUNA NO.2 | Unknown | Unknown | NO | NONE | DISTRIBUTION | TNB | KUALA SELANGOR | NO | Unknown |  |  |  | NO | [8 empty] | R05392 | NO | [7 empty] | 3 | Pass | null
379796216 | R05394 |  |  |  | BKSL/PCE/J00776/MBRMU | 300344184 | Existing | RYB |  |  | CLOSED | CLOSED | LINK |  | 11 kV |  | 19/02/2004 |  |  |  |  | TAMCO |  |  | MULTIGUNA NO.2 | Unknown | Unknown | NO | NONE | DISTRIBUTION | TNB | KUALA SELANGOR | NO | Unknown |  |  |  | NO | [8 empty] | R05394 | NO | [7 empty] | 3 | Pass | null
379796305 | S05743 |  |  |  | BKSL/PCE/J00775/MBRMU | 300344185 | Existing | RYB |  |  | CLOSED | CLOSED | LINK |  | 11 kV |  | 22/03/2004 |  |  |  |  | ITEM |  |  | ADVANCE PRELUDE | Unknown | Unknown | NO | NONE | DISTRIBUTION | TNB | KUALA SELANGOR | NO | Unknown |  |  |  | NO | [8 empty] | S05743 | NO | [7 empty] | 3 | Pass | null
379796310 | S05745 |  |  |  | BKSL/PCE/J00775/MBRMU | 300344185 | Existing | RYB |  |  | CLOSED | CLOSED | LINK |  | 11 kV |  | 22/03/2004 |  |  |  |  | ITEM |  |  | ADVANCE PRELUDE | Unknown | Unknown | NO | NONE | DISTRIBUTION | TNB | KUALA SELANGOR | NO | Unknown |  |  |  | NO | [8 empty] | S05745 | NO | [7 empty] | 3 | Pass | null
379796506 | R06494 |  |  |  | BKSL/PCE/J00767/MBRMU | 300344219 | Existing | RYB |  |  | CLOSED | CLOSED | LINK |  | 11 kV |  | 19/04/2004 |  |  |  |  | INDKOM |  |  | MANETWTECH BELLE ALAM JAYA | Unknown | Unknown | NO | NONE | DISTRIBUTION | TNB | KUALA SELANGOR | NO | Unknown |  |  |  | NO | [8 empty] | R06494 | NO | [7 empty] | 3 | Pass | null
379796514 | R06321 |  |  |  | BKSL/PCE/J00767/MBRMU | 300344219 | Existing | RYB |  |  | CLOSED | CLOSED | LINK |  | 11 kV |  | 19/04/2004 |  |  |  |  | INDKOM |  |  | MANETWTECH BELLE ALAM JAYA | Unknown | Unknown | NO | NONE | DISTRIBUTION | TNB | KUALA SELANGOR | NO | Unknown |  |  |  | NO | [8 empty] | R06321 | NO | [7 empty] | 3 | Pass | null
379796521 | R06318 |  |  |  | BKSL/PCE/J00767/MBRMU | 300344219 | Existing | RYB |  |  | OPEN | CLOSED | LINK |  | 11 kV |  | 19/04/2004 |  |  |  |  | INDKOM |  |  | MANETWTECH BELLE ALAM JAYA | Unknown | Unknown | NO | NONE | DISTRIBUTION | TNB | KUALA SELANGOR | NO | Unknown |  |  |  | NO | [8 empty] | R06318 | NO | [7 empty] | 3 | Pass | null
379796776 | R06528 |  |  |  | BKSL/PCE/J00835/MBRMU | 300451517 | Existing | RYB |  |  | CLOSED | CLOSED | LINK |  | 11 kV |  | 28/03/2012 |  |  |  |  | INDKOM |  |  | TOONG HENG LONG | Unknown | Unknown | NO | NONE | DISTRIBUTION | TNB | KUALA SELANGOR | NO | Unknown |  |  |  | NO | [8 empty] | R06528 | NO | [7 empty] | 3 | Pass | null
379796781 | R06530 |  |  |  | BKSL/PCE/J00835/MBRMU | 300451517 | Existing | RYB |  |  | CLOSED | CLOSED | LINK |  | 11 kV |  | 28/03/2012 |  |  |  |  | INDKOM |  |  | TOONG HENG LONG | Unknown | Unknown | NO | NONE | DISTRIBUTION | TNB | KUALA SELANGOR | NO | Unknown |  |  |  | NO | [8 empty] | R06530 | NO | [7 empty] | 3 | Pass | null
379796870 | R04544 |  |  |  | BKSL/PCE/J00759/MBRMU | 300344218 | Existing | RYB |  |  | CLOSED | CLOSED | LINK |  | 11 kV |  | 18/03/2004 |  |  |  |  | VEI |  |  | OHTSUKI SEIKO | Unknown | Unknown | NO | NONE | DISTRIBUTION | TNB | KUALA SELANGOR | NO | Unknown |  |  |  | NO | [8 empty] | R04544 | NO | [7 empty] | 3 | Pass | null
379796875 | R04542 |  |  |  | BKSL/PCE/J00759/MBRMU | 300344218 | Existing | RYB |  |  | CLOSED | CLOSED | LINK |  | 11 kV |  | 18/03/2004 |  |  |  |  | VEI |  |  | OHTSUKI SEIKO | Unknown | Unknown | NO | NONE | DISTRIBUTION | TNB | KUALA SELANGOR | NO | Unknown |  |  |  | NO | [8 empty] | R04542 | NO | [7 empty] | 3 | Pass | null
379796964 | R05865 |  |  |  | BKSL/PCE/J00760/MBRMU | 300344217 | Existing | RYB |  |  | CLOSED | CLOSED | LINK |  | 11 kV |  | 14/02/2012 |  |  |  |  | TAMCO |  |  | LITEX METAL SDN BHD | Unknown | Unknown | NO | NONE | DISTRIBUTION | TNB | KUALA SELANGOR | NO | Unknown |  |  |  | NO | [8 empty] | R05865 | NO | [7 empty] | 3 | Pass | null
379796969 | R05863 |  |  |  | BKSL/PCE/J00760/MBRMU | 300344217 | Existing | RYB |  |  | CLOSED | CLOSED | LINK |  | 11 kV |  | 14/02/2012 |  |  |  |  | TAMCO |  |  | LITEX METAL SDN BHD | Unknown | Unknown | NO | NONE | DISTRIBUTION | TNB | KUALA SELANGOR | NO | Unknown |  |  |  | NO | [8 empty] | R05863 | NO | [7 empty] | 3 | Pass | null
379797058 | R05676 |  |  |  | BKSL/PCE/J00761/MBRMU | 300344215 | Existing | RYB |  |  | CLOSED | CLOSED | LINK |  | 11 kV |  | 20041012 |  |  |  |  | TAMCO |  |  | FUJI BAKERY P.ALAM | Unknown | Unknown | NO | NONE | DISTRIBUTION | TNB | KUALA SELANGOR | NO | Unknown |  |  |  | NO | [8 empty] | R05676 | NO | [7 empty] | 3 | Pass | null
379797063 | R05674 |  |  |  | BKSL/PCE/J00761/MBRMU | 300344215 | Existing | RYB |  |  | CLOSED | CLOSED | LINK |  | 11 kV |  | 20041012 |  |  |  |  | TAMCO |  |  | FUJI BAKERY P.ALAM | Unknown | Unknown | NO | NONE | DISTRIBUTION | TNB | KUALA SELANGOR | NO | Unknown |  |  |  | NO | [8 empty] | R05674 | NO | [7 empty] | 3 | Pass | null
379797152 | R05407 |  |  |  | BKSL/PCE/J00762/MBRMU | 300344197 | Existing | RYB |  |  | CLOSED | CLOSED | LINK |  | 11 kV |  | 27/11/2004 |  |  |  |  | TAMCO |  |  | PROGRESSIVE FOAM | Unknown | Unknown | NO | NONE | DISTRIBUTION | TNB | KUALA SELANGOR | NO | Unknown |  |  |  | NO | [8 empty] | R05407 | NO | [7 empty] | 3 | Pass | null
379797157 | R05409 |  |  |  | BKSL/PCE/J00762/MBRMU | 300344197 | Existing | RYB |  |  | CLOSED | CLOSED | LINK |  | 11 kV |  | 27/11/2004 |  |  |  |  | TAMCO |  |  | PROGRESSIVE FOAM | Unknown | Unknown | NO | NONE | DISTRIBUTION | TNB | KUALA SELANGOR | NO | Unknown |  |  |  | NO | [8 empty] | R05409 | NO | [7 empty] | 3 | Pass | null
379797246 | R05720 |  |  |  | BKSL/PCE/J00763/MBRMU | 300344196 | Existing | RYB |  |  | CLOSED | CLOSED | LINK |  | 11 kV |  | 20041010 |  |  |  |  | VEI |  |  | AGRO TECH ALAM JAYA | Unknown | Unknown | NO | NONE | DISTRIBUTION | TNB | KUALA SELANGOR | NO | Unknown |  |  |  | NO | [8 empty] | R05720 | NO | [7 empty] | 3 | Pass | null
379797251 | R05722 |  |  |  | BKSL/PCE/J00763/MBRMU | 300344196 | Existing | RYB |  |  | CLOSED | CLOSED | LINK |  | 11 kV |  | 20041010 |  |  |  |  | VEI |  |  | AGRO TECH ALAM JAYA | Unknown | Unknown | NO | NONE | DISTRIBUTION | TNB | KUALA SELANGOR | NO | Unknown |  |  |  | NO | [8 empty] | R05722 | NO | [7 empty] | 3 | Pass | null
379797341 | R04738 |  |  |  | BKSL/PCE/J00764/MBRMU | 300344193 | Existing | RYB |  |  | CLOSED | CLOSED | LINK |  | 11 kV |  | 20/09/2004 |  |  |  |  | VEI |  |  | INDUSTRI ALAM JAYA NO.7 | Unknown | Unknown | NO | NONE | DISTRIBUTION | TNB | KUALA SELANGOR | NO | Unknown |  |  |  | NO | [8 empty] | R04738 | NO | [7 empty] | 3 | Pass | null
379797358 | R04736 |  |  |  | BKSL/PCE/J00764/MBRMU | 300344193 | Existing | RYB |  |  | CLOSED | CLOSED | LINK |  | 11 kV |  | 20/09/2004 |  |  |  |  | VEI |  |  | INDUSTRI ALAM JAYA NO.7 | Unknown | Unknown | NO | NONE | DISTRIBUTION | TNB | KUALA SELANGOR | NO | Unknown |  |  |  | NO | [8 empty] | R04736 | NO | [7 empty] | 3 | Pass | null
379797511 | R05245 |  |  |  | BKSL/PCE/J00765/MBRMU | 300344191 | Existing | RYB |  |  | CLOSED | CLOSED | LINK |  | 11 kV |  | 18/08/2004 |  |  |  |  | TAMCO |  |  | SANON PRINTING | Unknown | Unknown | NO | NONE | DISTRIBUTION | TNB | KUALA SELANGOR | NO | Unknown |  |  |  | NO | [8 empty] | R05245 | NO | [7 empty] | 3 | Pass | null
379797516 | R05247 |  |  |  | BKSL/PCE/J00765/MBRMU | 300344191 | Existing | RYB |  |  | CLOSED | CLOSED | LINK |  | 11 kV |  | 18/08/2004 |  |  |  |  | TAMCO |  |  | SANON PRINTING | Unknown | Unknown | NO | NONE | DISTRIBUTION | TNB | KUALA SELANGOR | NO | Unknown |  |  |  | NO | [8 empty] | R05247 | NO | [7 empty] | 3 | Pass | null
379797605 | R05248 |  |  |  | BKSL/PCE/J00766/MBRMU | 300344190 | Existing | RYB |  |  | CLOSED | CLOSED | LINK |  | 11 kV |  | 20041107 |  |  |  |  | VEI |  |  | GIMATECH MALAYSIA | Unknown | Unknown | NO | NONE | DISTRIBUTION | TNB | KUALA SELANGOR | NO | Unknown |  |  |  | NO | [8 empty] | R05248 | NO | [7 empty] | 3 | Pass | null
379797610 | R05250 |  |  |  | BKSL/PCE/J00766/MBRMU | 300344190 | Existing | RYB |  |  | CLOSED | CLOSED | LINK |  | 11 kV |  | 20041107 |  |  |  |  | VEI |  |  | GIMATECH MALAYSIA | Unknown | Unknown | NO | NONE | DISTRIBUTION | TNB | KUALA SELANGOR | NO | Unknown |  |  |  | NO | [8 empty] | R05250 | NO | [7 empty] | 3 | Pass | null
379797699 | R06325 |  |  |  | BKSL/PCE/J00768/MBRMU | 300344916 | Existing | RYB |  |  | OPEN | CLOSED | LINK |  | 11 kV |  | 20061107 |  |  |  |  | INDKOM |  |  | MULTIGUNA TIAJ 2 /9 | Unknown | Unknown | NO | NONE | DISTRIBUTION | TNB | KUALA SELANGOR | NO | Unknown |  |  |  | NO | [8 empty] | R06325 | NO | [7 empty] | 3 | Pass | null
379797704 | R06327 |  |  |  | BKSL/PCE/J00768/MBRMU | 300344916 | Existing | RYB |  |  | CLOSED | CLOSED | LINK |  | 11 kV |  | 20061107 |  |  |  |  | INDKOM |  |  | MULTIGUNA TIAJ 2 /9 | Unknown | Unknown | NO | NONE | DISTRIBUTION | TNB | KUALA SELANGOR | NO | Unknown |  |  |  | NO | [8 empty] | R06327 | NO | [7 empty] | 3 | Pass | null
379797843 | R05787 |  |  |  | BKSL/PCE/J00741/MBVCB4 | 300344316 | Existing | Unknown |  |  | OPEN | OPEN | BUSBAR SECTION |  | 11 kV |  | 25/08/2011 |  |  |  |  | TAMCO |  |  | STN SUIS BASIC AVENUE ALAM JAYA | Unknown | Unknown | NO | NONE | DISTRIBUTION | TNB | KUALA SELANGOR | NO | Unknown |  |  |  | NO | [8 empty] | R05787 | [8 empty] | 0 | Fail | Please check "Phasing"
379797998 | R06009 |  |  |  | BKSL/PCE/J00806/MBVCB1 | 300344248 | Existing | RYB |  | BUSSECTION | OPEN | CLOSED | BUSBAR SECTION |  | 11 kV |  | 15/05/2009 |  |  |  |  | ITEM |  |  | SSU PPAJ NO.1 JLN PPAJ (CB10) | Unknown | Unknown | NO | NONE | DISTRIBUTION | TNB | KUALA SELANGOR | NO | Unknown |  |  |  | NO | [8 empty] | R06009 | [8 empty] | 3 | Pass | null
379798009 | R06040 |  |  |  | BKSL/PCE/J00807/MBRMU | 300344242 | Existing | RYB |  |  | CLOSED | CLOSED | LINK |  | 11 kV |  | 15/12/1990 |  |  |  |  | INDKOM |  |  | PPAJ NO.2 | Unknown | Unknown | NO | NONE | DISTRIBUTION | TNB | KUALA SELANGOR | NO | Unknown |  |  |  | NO | [8 empty] | R06040 | NO | [7 empty] | 3 | Pass | null
379798014 | R06042 |  |  |  | BKSL/PCE/J00807/MBRMU | 300344242 | Existing | RYB |  |  | CLOSED | CLOSED | LINK |  | 11 kV |  | 15/12/1990 |  |  |  |  | INDKOM |  |  | PPAJ NO.2 | Unknown | Unknown | NO | NONE | DISTRIBUTION | TNB | KUALA SELANGOR | NO | Unknown |  |  |  | NO | [8 empty] | R06042 | NO | [7 empty] | 3 | Pass | null
379798103 | R06039 |  |  |  | BKSL/PCE/J00808/MBRMU | 300344244 | Existing | RYB |  |  | CLOSED | CLOSED | LINK |  | 11 kV |  | 19/02/1990 |  |  |  |  | VEI |  |  | PASARAYA ECONSAVE ALAM JAYA | Unknown | Unknown | NO | NONE | DISTRIBUTION | TNB | KUALA SELANGOR | NO | Unknown |  |  |  | NO | [8 empty] | R06039 | NO | [7 empty] | 3 | Pass | null
379798108 | R06037 |  |  |  | BKSL/PCE/J00808/MBRMU | 300344244 | Existing | RYB |  |  | CLOSED | CLOSED | LINK |  | 11 kV |  | 19/02/1990 |  |  |  |  | VEI |  |  | PASARAYA ECONSAVE ALAM JAYA | Unknown | Unknown | NO | NONE | DISTRIBUTION | TNB | KUALA SELANGOR | NO | Unknown |  |  |  | NO | [8 empty] | R06037 | NO | [7 empty] | 3 | Pass | null
379798385 | S01105 |  |  |  | BKSL/PCE/J00819/MBRMU | 300346275 | Existing | RYB |  |  | CLOSED | CLOSED | LINK |  | 11 kV |  | 19/02/2011 |  |  |  |  | TAMCO |  |  | LOJI PEMBENTUNGAN (NO.2) FASA 3 | Unknown | Unknown | NO | NONE | DISTRIBUTION | TNB | KUALA SELANGOR | NO | Unknown |  |  |  | NO | [8 empty] | S01105 | NO | [7 empty] | 3 | Pass | null
379798390 | S01103 |  |  |  | BKSL/PCE/J00819/MBRMU | 300346275 | Existing | RYB |  |  | OPEN | CLOSED | LINK |  | 11 kV |  | 19/02/2011 |  |  |  |  | TAMCO |  |  | LOJI PEMBENTUNGAN (NO.2) FASA 3 | Unknown | Unknown | NO | NONE | DISTRIBUTION | TNB | KUALA SELANGOR | NO | Unknown |  |  |  | NO | [8 empty] | S01103 | NO | [7 empty] | 3 | Pass | null
379864420 | S00658 |  |  |  | BKSL/PCE/J00318/MBRMU | 300343234 | Existing | RYB |  |  | CLOSED | CLOSED | LINK |  | 11 kV |  | 15/12/2011 |  |  |  |  | TAMCO |  |  | TALIAIR 9 BAN 2 | Unknown | Unknown | NO | NONE | DISTRIBUTION | TNB | KUALA SELANGOR | NO | Unknown |  |  |  | NO | [8 empty] | S00658 | NO | [7 empty] | 3 | Pass | null
379864425 | S00656 |  |  |  | BKSL/PCE/J00318/MBRMU | 300343234 | Existing | RYB |  |  | CLOSED | CLOSED | LINK |  | 11 kV |  | 15/12/2011 |  |  |  |  | TAMCO |  |  | TALIAIR 9 BAN 2 | Unknown | Unknown | NO | NONE | DISTRIBUTION | TNB | KUALA SELANGOR | NO | Unknown |  |  |  | NO | [8 empty] | S00656 | NO | [7 empty] | 3 | Pass | null
379864513 | S00551 |  |  |  | BKSL/PCE/J00153/MBRMU | 300343240 | Existing | RYB |  |  | OPEN | CLOSED | LINK |  | 11 kV |  | 19/02/2011 |  |  |  |  | TAMCO |  |  | BERNAS (LPN) | Unknown | Unknown | NO | NONE | DISTRIBUTION | TNB | KUALA SELANGOR | Unknown |  |  |  |  | NO | [8 empty] | S00551 | NO | [7 empty] | 3 | Pass | null
379864522 | S00553 | [5 empty] | Existing | RYB |  |  | OPEN | CLOSED | LINK |  | 11 kV | [9 empty] | BERNAS (LPN) | Unknown | Unknown | NO | NONE | DISTRIBUTION | TNB | KUALA SELANGOR | Unknown |  |  |  |  | NO | [8 empty] | S00553 | NO | [7 empty] | 3 | Pass | null
379864637 | S01605 |  |  |  | BKSL/PCE/J00174/MBRMU | 300313488 | Existing | RYB |  |  | CLOSED | CLOSED | LINK |  | 11 kV |  | 20071107 |  |  |  |  | INDKOM |  |  | KLG PADI PT 8 | Unknown | Unknown | NO | NONE | DISTRIBUTION | TNB | KUALA SELANGOR | NO | Unknown |  |  |  | NO | [8 empty] | S01605 | NO | [7 empty] | 3 | Pass | null
379864641 | S01607 |  |  |  | BKSL/PCE/J00174/MBRMU | 300313488 | Existing | RYB |  |  | CLOSED | CLOSED | LINK |  | 11 kV |  | 20071107 |  |  |  |  | INDKOM |  |  | KLG PADI PT 8 | Unknown | Unknown | NO | NONE | DISTRIBUTION | TNB | KUALA SELANGOR | NO | Unknown |  |  |  | NO | [8 empty] | S01607 | NO | [7 empty] | 3 | Pass | null
379864658 | S01704 |  |  |  | BKSL/PCE/J00174/MBRMU | 300313488 | Existing | RYB |  |  | CLOSED | CLOSED | LINK |  | 11 kV |  | 20071107 |  |  |  |  | INDKOM |  |  | KLG PADI PT 8 | Unknown | Unknown | NO | NONE | DISTRIBUTION | TNB | KUALA SELANGOR | NO | Unknown |  |  |  | NO | [8 empty] | S01704 | NO | [7 empty] | 3 | Pass | null
379864739 | D00088 |  |  |  | BKSL/PCE/J00170/MBRMU1 | 300022655 | Existing | RYB |  |  | CLOSED | CLOSED | LINK |  | 11 kV |  | 18/08/1992 |  |  |  |  | TAMCO |  |  | PT 9 PASIR PANJANG | Unknown | Unknown | NO | NONE | DISTRIBUTION | TNB | KUALA SELANGOR | NO | Unknown |  |  |  | NO | [8 empty] | D00088 | NO | [7 empty] | 3 | Pass | null
379864744 | D00087 |  |  |  | BKSL/PCE/J00170/MBRMU1 | 300022655 | Existing | RYB |  |  | OPEN | CLOSED | LINK |  | 11 kV |  | 18/08/1992 |  |  |  |  | TAMCO |  |  | PT 9 PASIR PANJANG | Unknown | Unknown | NO | NONE | DISTRIBUTION | TNB | KUALA SELANGOR | NO | Unknown |  |  |  | NO | [8 empty] | D00087 | NO | [7 empty] | 3 | Pass | null
379864833 | S05574 |  |  |  | BKSL/PCE/J00265/MBRMU | 300343361 | Existing | RYB |  |  | CLOSED | CLOSED | LINK |  | 11 kV |  | 19981010 |  |  |  |  | MERLIN GERIN |  |  | MASRI PARIT 7 SG LEMAN | Unknown | Unknown | NO | NONE | DISTRIBUTION | TNB | KUALA SELANGOR | NO | Unknown |  |  |  | NO | [8 empty] | S05574 | NO | [7 empty] | 3 | Pass | null
379864838 | S05575 |  |  |  | BKSL/PCE/J00265/MBRMU | 300343361 | Existing | RYB |  |  | CLOSED | CLOSED | LINK |  | 11 kV |  | 19981010 |  |  |  |  | MERLIN GERIN |  |  | MASRI PARIT 7 SG LEMAN | Unknown | Unknown | NO | NONE | DISTRIBUTION | TNB | KUALA SELANGOR | NO | Unknown |  |  |  | NO | [8 empty] | S05575 | NO | [7 empty] | 3 | Pass | null
379868714 | S05665 |  |  |  | BKSL/PCE/J00085/MBRMU1 | 300228755 | Existing | RYB |  | PMU BKPR 132/11 kV : CB10 | CLOSED | CLOSED | LINK |  | 11 kV |  | 26/06/1990 |  |  |  |  | TAMCO |  |  | CHOP GUAN SENG | Unknown | Unknown | NO | NONE | DISTRIBUTION | TNB | KUALA SELANGOR | NO | Unknown |  |  |  | NO | [8 empty] | S05665 | NO | [7 empty] | 3 | Pass | null
379868718 | S00246 |  |  |  | BKSL/PCE/J00085/MBRMU1 | 300228755 | Existing | RYB |  | S05724 PE CHEW ER | CLOSED | CLOSED | LINK |  | 11 kV |  | 26/06/1990 |  |  |  |  | TAMCO |  |  | CHOP GUAN SENG | Unknown | Unknown | NO | NONE | DISTRIBUTION | TNB | KUALA SELANGOR | NO | Unknown |  |  |  | NO | [8 empty] | S00246 | NO | [7 empty] | 3 | Pass | null
379868735 | S00248 |  |  |  | BKSL/PCE/J00085/MBRMU1 | 300228755 | Existing | RYB |  | S00240 PE TAWEI SG SERDANG | CLOSED | CLOSED | LINK |  | 11 kV |  | 26/06/1990 |  |  |  |  | TAMCO |  |  | CHOP GUAN SENG | Unknown | Unknown | NO | NONE | DISTRIBUTION | TNB | KUALA SELANGOR | NO | Unknown |  |  |  | NO | [8 empty] | S00248 | NO | [7 empty] | 3 | Pass | null
379868876 | S05726 |  |  |  | BKSL/PCE/J00856/MBVCB5 | 300540498 | Existing | RYB |  | B/S | OPEN | CLOSED | BUSBAR SECTION |  | 11 kV |  | 20140101 | [7 empty] | CHEW ER | Unknown | Unknown | NO | NONE | DISTRIBUTION | TNB | KUALA SELANGOR | NO | Unknown |  |  |  | NO | [8 empty] | S05726 | [8 empty] | 3 | Pass | null
379868894 | S00240 |  |  |  | BKSL/PCE/J00083/MBRMU | 300343294 | Existing | RYB |  | S00248 PE CHOP GUAN SENG | CLOSED | CLOSED | LINK |  | 11 kV |  | 20/05/2011 |  |  |  |  | TAMCO |  |  | TAWEI SG SERDANG | Unknown | Unknown | NO | NONE | DISTRIBUTION | TNB | KUALA SELANGOR | NO | Unknown |  |  |  | NO | [8 empty] | S00240 | NO | [7 empty] | 3 | Pass | null
379869003 | S05420 |  |  |  | BKSL/PCE/J00551/MBRMU | 300313782 | Existing | RYB |  | S05725 PE CHEW ER | CLOSED | CLOSED | LINK |  | 11 kV |  | 17/07/2007 |  |  |  |  | TAMCO |  |  | GOOD NITE | Unknown | Unknown | NO | NONE | DISTRIBUTION | TNB | KUALA SELANGOR | NO | Unknown |  |  |  | NO | [8 empty] | S05420 | NO | [7 empty] | 3 | Pass | null
379869008 | S05422 |  |  |  | BKSL/PCE/J00551/MBRMU | 300313782 | Existing | RYB |  | S01424 PE KOSSAN 2 | CLOSED | CLOSED | LINK |  | 11 kV |  | 17/07/2007 |  |  |  |  | TAMCO |  |  | GOOD NITE | Unknown | Unknown | NO | NONE | DISTRIBUTION | TNB | KUALA SELANGOR | NO | Unknown |  |  |  | NO | [8 empty] | S05422 | NO | [7 empty] | 3 | Pass | null
379869203 | S01425 |  |  |  | BKSL/PCE/J00138/MBRMU1 | 300228813 | Existing | RYB |  | S05894 PE KOLAM UDANG SG JANGGUT | CLOSED | CLOSED | LINK |  | 11 kV |  | 18/08/1990 | [7 empty] | PANGSAPURI PANTAI INDAH | Unknown | Unknown | NO | NONE | DISTRIBUTION | TNB | KUALA SELANGOR | NO | Unknown |  |  |  | NO | [8 empty] | S01425 | NO | [7 empty] | 3 | Pass | null
379869208 | S01427 |  |  |  | BKSL/PCE/J00138/MBRMU1 | 300228813 | Existing | RYB |  | S01421 PE KOSSAN 2 | CLOSED | CLOSED | LINK |  | 11 kV |  | 18/08/1990 | [7 empty] | PANGSAPURI PANTAI INDAH | Unknown | Unknown | NO | NONE | DISTRIBUTION | TNB | KUALA SELANGOR | NO | Unknown |  |  |  | NO | [8 empty] | S01427 | NO | [7 empty] | 3 | Pass | null
379869229 | S05894 | [5 empty] | Existing | RYB |  | S01425 PE PANGSAPURI PANTAI INDAH | CLOSED | CLOSED | LINK |  | 11 kV | [9 empty] | KOLAM UDANG SG JANGGUT | Unknown | Unknown | NO | NONE | DISTRIBUTION | TNB | KUALA SELANGOR | NO | Unknown |  |  |  | NO | [8 empty] | S05894 | NO | [7 empty] | 3 | Pass | null
379869234 | S05896 | [5 empty] | Existing | RYB |  | S00220 PE PETRONAS SG SEMBILANG | CLOSED | CLOSED | LINK |  | 11 kV | [9 empty] | KOLAM UDANG SG JANGGUT | Unknown | Unknown | NO | NONE | DISTRIBUTION | TNB | KUALA SELANGOR | NO | Unknown |  |  |  | NO | [8 empty] | S05896 | NO | [7 empty] | 3 | Pass | null
379869330 | S00222 |  |  |  | BKSL/PCE/J00076/MBRMU | 300343295 | Existing | RYB |  | S00225 PE TMN SG SEMBILANG | CLOSED | CLOSED | LINK |  | 11 kV |  | 26/06/2008 |  |  |  |  | TAMCO |  |  | PETRONAS SG SEMBILANG | Unknown | Unknown | NO | NONE | DISTRIBUTION | TNB | KUALA SELANGOR | NO | Unknown |  |  |  | NO | [8 empty] | S00222 | NO | [7 empty] | 3 | Pass | null
379869335 | S00220 |  |  |  | BKSL/PCE/J00076/MBRMU | 300343295 | Existing | RYB |  | S05896 PE KOLAM UDANG SG JANGGUT | OPEN | CLOSED | LINK |  | 11 kV |  | 26/06/2008 |  |  |  |  | TAMCO |  |  | PETRONAS SG SEMBILANG | Unknown | Unknown | NO | NONE | DISTRIBUTION | TNB | KUALA SELANGOR | NO | Unknown |  |  |  | NO | [8 empty] | S00220 | NO | [7 empty] | 3 | Pass | null
379869420 | S01420 |  |  |  | BKSL/PCE/J00336/MBRMU1 | 300241513 | Existing | RYB |  | S01423 PE KOSSAN 2 | CLOSED | CLOSED | LINK |  | 11 kV |  | 22/09/1999 |  |  |  |  | VEI |  |  | KOSSAN 4 | Unknown | Unknown | NO | NONE | DISTRIBUTION | TNB | KUALA SELANGOR | NO | Unknown |  |  |  | NO | [8 empty] | S01420 | NO | [7 empty] | 3 | Pass | null
379869425 | S01418 |  |  |  | BKSL/PCE/J00336/MBRMU1 | 300241513 | Existing | RYB |  | S05304 PE KOSSAN RUBBER NO 6 | CLOSED | CLOSED | LINK |  | 11 kV |  | 22/09/1999 |  |  |  |  | VEI |  |  | KOSSAN 4 | Unknown | Unknown | NO | NONE | DISTRIBUTION | TNB | KUALA SELANGOR | NO | Unknown |  |  |  | NO | [8 empty] | S01418 | NO | [7 empty] | 3 | Pass | null
379869514 | S00254 |  |  |  | BKSL/PCE/J00334/MBRMU1 | 300228735 | Existing | RYB |  | S00255 PE LAY HONG NO 1 | CLOSED | CLOSED | LINK |  | 11 kV |  | 20/05/1997 |  |  |  |  | TAMCO |  |  | SW/STN LAY HONG | Unknown | Unknown | NO | NONE | DISTRIBUTION | TNB | KUALA SELANGOR | NO | Unknown |  |  |  | NO | [8 empty] | S00254 | NO | [7 empty] | 3 | Pass | null
379869520 | S00252 |  |  |  | BKSL/PCE/J00334/MBRMU1 | 300228735 | Existing | RYB |  |  | CLOSED | CLOSED | LINK |  | 11 kV |  | 20/05/1997 |  |  |  |  | TAMCO |  |  | SW/STN LAY HONG | Unknown | Unknown | NO | NONE | DISTRIBUTION | TNB | KUALA SELANGOR | NO | Unknown |  |  |  | NO | [8 empty] | S00252 | NO | [7 empty] | 3 | Pass | null
379869525 | S00253 |  |  |  | BKSL/PCE/J00334/MBRMU1 | 300228735 | Existing | RYB |  | PMU BKPR 132/11 kV: CB13 | CLOSED | CLOSED | LINK |  | 11 kV |  | 20/05/1997 |  |  |  |  | TAMCO |  |  | SW/STN LAY HONG | Unknown | Unknown | NO | NONE | DISTRIBUTION | TNB | KUALA SELANGOR | NO | Unknown |  |  |  | NO | [8 empty] | S00253 | NO | [7 empty] | 3 | Pass | null
379869554 | S00255 |  |  |  | BKSL/PCE/J00091/MBRMU | 300313602 | Existing | RYB |  | S00254 SW/STN LAY HONG | CLOSED | CLOSED | LINK |  | 11 kV |  | 19/04/2008 |  |  |  |  | TAMCO |  |  | LAY HONG (BT 14 SG SERDANG)NO 1 | Unknown | Unknown | NO | NONE | DISTRIBUTION | TNB | KUALA SELANGOR | NO | Unknown |  |  |  | NO | [8 empty] | S00255 | NO | [7 empty] | 3 | Pass | null
379869559 | S00256 |  |  |  | BKSL/PCE/J00091/MBRMU | 300313602 | Existing | RYB |  | S05570 PE SONG ENGINEERING | CLOSED | CLOSED | LINK |  | 11 kV |  | 19/04/2008 |  |  |  |  | TAMCO |  |  | LAY HONG (BT 14 SG SERDANG)NO 1 | Unknown | Unknown | NO | NONE | DISTRIBUTION | TNB | KUALA SELANGOR | NO | Unknown |  |  |  | NO | [8 empty] | S00256 | NO | [7 empty] | 3 | Pass | null
379869619 | S05570 |  |  |  | BKSL/PCE/J00689/MBRMU1 | 300343740 | Existing | RYB |  | S00256 PE LAY HONG NO 1 | CLOSED | CLOSED | LINK |  | 11 kV |  | 18/03/2000 |  |  |  |  | INDKOM |  |  | SONG ENGINEERING | Unknown | Unknown | NO | NONE | DISTRIBUTION | TNB | KUALA SELANGOR | NO | Unknown |  |  |  | NO | [8 empty] | S05570 | NO | [7 empty] | 3 | Pass | null
379869623 | S05865 |  |  |  | BKSL/PCE/J00689/MBRMU1 | 300343740 | Existing | RYB |  | S05865 PE KILANG ISI SAWIT | CLOSED | CLOSED | LINK |  | 11 kV |  | 18/03/2000 |  |  |  |  | INDKOM |  |  | SONG ENGINEERING | Unknown | Unknown | NO | NONE | DISTRIBUTION | TNB | KUALA SELANGOR | NO | Unknown |  |  |  | NO | [8 empty] | S05865 | NO | [7 empty] | 3 | Pass | null
379869640 | S05572 |  |  |  | BKSL/PCE/J00689/MBRMU1 | 300343740 | Existing | RYB |  | S01408 SW/STN TMN JATI | CLOSED | CLOSED | LINK |  | 11 kV |  | 18/03/2000 |  |  |  |  | INDKOM |  |  | SONG ENGINEERING | Unknown | Unknown | NO | NONE | DISTRIBUTION | TNB | KUALA SELANGOR | NO | Unknown |  |  |  | NO | [8 empty] | S05572 | NO | [7 empty] | 3 | Pass | null
379869732 | S05648 |  |  |  | BKSL/PCE/J00147/MBRMU1 | 300313696 | Existing | RYB |  | S01410 SW/STN TMN JATI | CLOSED | CLOSED | LINK |  | 11 kV |  | 14/02/2007 |  |  |  |  | TAMCO |  |  | TAMBAK JAWA | Unknown | Unknown | NO | NONE | DISTRIBUTION | TNB | KUALA SELANGOR | NO | Unknown |  |  |  | NO | [8 empty] | S05648 | NO | [7 empty] | 3 | Pass | null
379869736 | S00229 |  |  |  | BKSL/PCE/J00147/MBRMU1 | 300313696 | Existing | RYB |  | S00226 PE PADANG GAJAH | CLOSED | CLOSED | LINK |  | 11 kV |  | 14/02/2007 |  |  |  |  | TAMCO |  |  | TAMBAK JAWA | Unknown | Unknown | NO | NONE | DISTRIBUTION | TNB | KUALA SELANGOR | NO | Unknown |  |  |  | NO | [8 empty] | S00229 | NO | [7 empty] | 3 | Pass | null
379869753 | S00231 |  |  |  | BKSL/PCE/J00147/MBRMU1 | 300313696 | Existing | RYB |  | S00232 PE KAPAR COCONUT | OPEN | CLOSED | LINK |  | 11 kV |  | 14/02/2007 |  |  |  |  | TAMCO |  |  | TAMBAK JAWA | Unknown | Unknown | NO | NONE | DISTRIBUTION | TNB | KUALA SELANGOR | NO | Unknown |  |  |  | NO | [8 empty] | S00231 | NO | [7 empty] | 3 | Pass | null
379869842 | S00226 |  |  |  | BKSL/PCE/J00110/MBRMU | 300343415 | Existing | RYB |  | S00229 PE TAMBAK JAWA | CLOSED | CLOSED | LINK |  | 11 kV |  | 14/02/2000 |  |  |  |  | TAMCO |  |  | PADANG GAJAH | Unknown | Unknown | NO | NONE | DISTRIBUTION | TNB | KUALA SELANGOR | NO | Unknown |  |  |  | NO | [8 empty] | S00226 | NO | [7 empty] | 3 | Pass | null
379869847 | S00228 |  |  |  | BKSL/PCE/J00110/MBRMU | 300343415 | Existing | RYB |  | S05446 PE PUA YU NEN(FBK SYSTEM) | CLOSED | CLOSED | LINK |  | 11 kV |  | 14/02/2000 |  |  |  |  | TAMCO |  |  | PADANG GAJAH | Unknown | Unknown | NO | NONE | DISTRIBUTION | TNB | KUALA SELANGOR | NO | Unknown |  |  |  | NO | [8 empty] | S00228 | NO | [7 empty] | 3 | Pass | null
379869935 | S05446 |  |  |  | BKSL/PCE/J00585/MBRMU1 | 300344070 | Existing | RYB |  | S00228 PE PADANG GAJAH | CLOSED | CLOSED | LINK |  | 11 kV |  | 19/04/2000 |  |  |  |  | VEI |  |  | PUA YU NEN(FBK SYSTEM) | Unknown | Unknown | NO | NONE | DISTRIBUTION | TNB | KUALA SELANGOR | NO | Unknown |  |  |  | NO | [8 empty] | S05446 | NO | [7 empty] | 3 | Pass | null
379869940 | S05448 |  |  |  | BKSL/PCE/J00585/MBRMU1 | 300344070 | Existing | RYB |  | S01434 PE EYU TECK CHAI | CLOSED | CLOSED | LINK |  | 11 kV |  | 19/04/2000 |  |  |  |  | VEI |  |  | PUA YU NEN(FBK SYSTEM) | Unknown | Unknown | NO | NONE | DISTRIBUTION | TNB | KUALA SELANGOR | NO | Unknown |  |  |  | NO | [8 empty] | S05448 | NO | [7 empty] | 3 | Pass | null
379870034 | S01434 |  |  |  | BKSL/PCE/J00078/MBNN01 | 300022258 | Existing | RYB |  | S05448 PE PUA YU NEN(FBK SYSTEM) | CLOSED | CLOSED | LINK |  | 11 kV |  | 27/11/1956 | [7 empty] | EYU TECK CHAI | Unknown | Unknown | NO | NONE | DISTRIBUTION | TNB | KUALA SELANGOR | NO | Unknown |  |  |  | NO | [8 empty] | S01434 | NO | [7 empty] | 3 | Pass | null
379870039 | S01436 |  |  |  | BKSL/PCE/J00078/MBNN01 | 300022258 | Existing | RYB |  | S01437 PE EYU BER EER NO 1 | CLOSED | CLOSED | LINK |  | 11 kV |  | 27/11/1956 | [7 empty] | EYU TECK CHAI | Unknown | Unknown | NO | NONE | DISTRIBUTION | TNB | KUALA SELANGOR | NO | Unknown |  |  |  | NO | [8 empty] | S01436 | NO | [7 empty] | 3 | Pass | null
379870127 | S01437 |  |  |  | BKSL/PCE/J00088/MBNN01 | 300022298 | Existing | RYB |  | S01436 PE EYU TECK CHAI | CLOSED | CLOSED | LINK |  | 11 kV |  | 19/04/1991 |  |  |  |  | TAMCO |  |  | EYU BER EER NO 1 | Unknown | Unknown | NO | NONE | DISTRIBUTION | TNB | KUALA SELANGOR | NO | Unknown |  |  |  | NO | [8 empty] | S01437 | NO | [7 empty] | 3 | Pass | null
379870132 | S01439 |  |  |  | BKSL/PCE/J00088/MBNN01 | 300022298 | Existing | RYB |  | S01431 PE KIEN HUAT FURNITURE | CLOSED | CLOSED | LINK |  | 11 kV |  | 19/04/1991 |  |  |  |  | TAMCO |  |  | EYU BER EER NO 1 | Unknown | Unknown | NO | NONE | DISTRIBUTION | TNB | KUALA SELANGOR | NO | Unknown |  |  |  | NO | [8 empty] | S01439 | NO | [7 empty] | 3 | Pass | null
379870220 | S01431 |  |  |  | BKSL/PCE/J00044/MBNN01 | 300022109 | Existing | RYB |  | S01439 PE EYU BER EER NO 1 | CLOSED | CLOSED | LINK |  | 11 kV |  | 19/04/2004 | [7 empty] | KIEN HUAT FURNITURE | Unknown | Unknown | NO | NONE | DISTRIBUTION | TNB | KUALA SELANGOR | NO | Unknown |  |  |  | NO | [8 empty] | S01431 | NO | [7 empty] | 3 | Pass | null
379870225 | S01433 |  |  |  | BKSL/PCE/J00044/MBNN01 | 300022109 | Existing | RYB |  | S05501 PE TMN SETIA BUDI | CLOSED | CLOSED | LINK |  | 11 kV |  | 19/04/2004 | [7 empty] | KIEN HUAT FURNITURE | Unknown | Unknown | NO | NONE | DISTRIBUTION | TNB | KUALA SELANGOR | NO | Unknown |  |  |  | NO | [8 empty] | S01433 | NO | [7 empty] | 3 | Pass | null
379870322 | S05499 |  |  |  | BKSL/PCE/J00595/MBRMU | 300313587 | Existing | RYB |  | S05474 PE TMN SEJAHTERA | CLOSED | CLOSED | LINK |  | 11 kV |  | 14/11/2007 |  |  |  |  | INDKOM |  |  | TMN SETIA BUDI | Unknown | Unknown | NO | NONE | DISTRIBUTION | TNB | KUALA SELANGOR | NO | Unknown |  |  |  | NO | [8 empty] | S05499 | NO | [7 empty] | 3 | Pass | null
379870327 | S05501 |  |  |  | BKSL/PCE/J00595/MBRMU | 300313587 | Existing | RYB |  | S01433 PE KIEN HUAT FURNITURE | CLOSED | CLOSED | LINK |  | 11 kV |  | 14/11/2007 |  |  |  |  | INDKOM |  |  | TMN SETIA BUDI | Unknown | Unknown | NO | NONE | DISTRIBUTION | TNB | KUALA SELANGOR | NO | Unknown |  |  |  | NO | [8 empty] | S05501 | NO | [7 empty] | 3 | Pass | null
379870416 | S01430 |  |  |  | BKSL/PCE/J00304/MBNN01 | 300023060 | Existing | RYB |  | S05472 PE TMN SEJAHTERA | CLOSED | CLOSED | LINK |  | 11 kV |  | 19/04/1996 | [7 empty] | TMN KENARI | Unknown | Unknown | NO | NONE | DISTRIBUTION | TNB | KUALA SELANGOR | NO | Unknown |  |  |  | NO | [8 empty] | S01430 | NO | [7 empty] | 3 | Pass | null
379870421 | S01428 |  |  |  | BKSL/PCE/J00304/MBNN01 | 300023060 | Existing | RYB |  | S00223 PE TMN SG SEMBILANG | CLOSED | CLOSED | LINK |  | 11 kV |  | 19/04/1996 | [7 empty] | TMN KENARI | Unknown | Unknown | NO | NONE | DISTRIBUTION | TNB | KUALA SELANGOR | NO | Unknown |  |  |  | NO | [8 empty] | S01428 | NO | [7 empty] | 3 | Pass | null
379870507 | S05474 |  |  |  | BKSL/PCE/J00563/MBRMU | 300313596 | Existing | RYB |  | S05499 PE TMN SETIA BUDI | CLOSED | CLOSED | LINK |  | 11 kV |  | 22/03/2009 |  |  |  |  | TAMCO |  |  | TMN SEJAHTERA | Unknown | Unknown | NO | NONE | DISTRIBUTION | TNB | KUALA SELANGOR | NO | Unknown |  |  |  | NO | [8 empty] | S05474 | NO | [7 empty] | 3 | Pass | null
379870512 | S05472 |  |  |  | BKSL/PCE/J00563/MBRMU | 300313596 | Existing | RYB |  | S01430 PE TMN KENARI | CLOSED | CLOSED | LINK |  | 11 kV |  | 22/03/2009 |  |  |  |  | TAMCO |  |  | TMN SEJAHTERA | Unknown | Unknown | NO | NONE | DISTRIBUTION | TNB | KUALA SELANGOR | NO | Unknown |  |  |  | NO | [8 empty] | S05472 | NO | [7 empty] | 3 | Pass | null
379870609 | S00223 |  |  |  | BKSL/PCE/J00077/MBRMU1 | 300022254 | Existing | RYB |  | S01428 PE TMN KENARI | CLOSED | CLOSED | LINK |  | 11 kV |  | 19891010 |  |  |  |  | TAMCO |  |  | TMN SG SEMBILANG | Unknown | Unknown | NO | NONE | DISTRIBUTION | TNB | KUALA SELANGOR | NO | Unknown |  |  |  | NO | [8 empty] | S00223 | NO | [7 empty] | 3 | Pass | null
379870614 | S00225 |  |  |  | BKSL/PCE/J00077/MBRMU1 | 300022254 | Existing | RYB |  | S00222 PE PETRONAS SG SEMBILANG | CLOSED | CLOSED | LINK |  | 11 kV |  | 19891010 |  |  |  |  | TAMCO |  |  | TMN SG SEMBILANG | Unknown | Unknown | NO | NONE | DISTRIBUTION | TNB | KUALA SELANGOR | NO | Unknown |  |  |  | NO | [8 empty] | S00225 | NO | [7 empty] | 3 | Pass | null
379870704 | S00194 |  |  |  | BKSL/PCE/J00067/MB00194 | 300022226 | Existing | RYB |  | S00191 PE TAMAN PEKERTI | CLOSED | CLOSED | LINK |  | 11 kV |  | 18/08/1984 | [7 empty] | LDG BUKIT CERAKAH | Unknown | Unknown | NO | NONE | DISTRIBUTION | TNB | KUALA SELANGOR | NO | Unknown |  |  |  | NO | [8 empty] | S00194 | NO | [7 empty] | 3 | Pass | null
379870709 | SPARE |  |  |  | BKSL/PCE/J00067/MB00194 | 300022226 | Existing | RYB |  |  | OPEN | CLOSED | LINK |  | 11 kV |  | 18/08/1984 | [7 empty] | LDG BUKIT CERAKAH | Unknown | Unknown | NO | NONE | DISTRIBUTION | TNB | KUALA SELANGOR | NO | Unknown |  |  |  | NO | [8 empty] | SPARE | NO | [7 empty] | 3 | Pass | null
379870754 | S05405 |  |  |  | BKSL/PCE/J00066/MBNN01 | 300022221 | Existing | RYB |  | S05735 PE PUSAT PELUPUSAN SAMPAH JERAM | CLOSED | CLOSED | LINK |  | 11 kV |  | 19841107 |  |  |  |  | TAMCO |  |  | PKNS TMN PEKERTI JERAM | Unknown | Unknown | NO | NONE | DISTRIBUTION | TNB | KUALA SELANGOR | NO | Unknown |  |  |  | NO | [8 empty] | S05405 | NO | [7 empty] | 3 | Pass | null
379870758 | S00193 |  |  |  | BKSL/PCE/J00066/MBNN01 | 300022221 | Existing | RYB |  | S01390 PE PKNS TMN PERMAI JERAM | CLOSED | CLOSED | LINK |  | 11 kV |  | 19841107 |  |  |  |  | TAMCO |  |  | PKNS TMN PEKERTI JERAM | Unknown | Unknown | NO | NONE | DISTRIBUTION | TNB | KUALA SELANGOR | NO | Unknown |  |  |  | NO | [8 empty] | S00193 | NO | [7 empty] | 3 | Pass | null
379870775 | S00191 |  |  |  | BKSL/PCE/J00066/MBNN01 | 300022221 | Existing | RYB |  | S00194 PE LDG BUKIT CERAKAH | CLOSED | CLOSED | LINK |  | 11 kV |  | 19841107 |  |  |  |  | TAMCO |  |  | PKNS TMN PEKERTI JERAM | Unknown | Unknown | NO | NONE | DISTRIBUTION | TNB | KUALA SELANGOR | NO | Unknown |  |  |  | NO | [8 empty] | S00191 | NO | [7 empty] | 3 | Pass | null
379870856 | S01390 |  |  |  | BKSL/PCE/J00065/MBNN01 | 300022216 | Existing | RYB |  | S00193 PE PKNS TMN PEKERTI JERAM | CLOSED | CLOSED | LINK |  | 11 kV |  | 28/06/2002 |  |  |  |  | TAMCO |  |  | PKNS TMN PERMAI JERAM | Unknown | Unknown | NO | NONE | DISTRIBUTION | TNB | KUALA SELANGOR | NO | Unknown |  |  |  | NO | [8 empty] | S01390 | NO | [7 empty] | 3 | Pass | null
379870861 | S01388 |  |  |  | BKSL/PCE/J00065/MBNN01 | 300022216 | Existing | RYB |  | S00185 PE JERAM NO 2 | CLOSED | CLOSED | LINK |  | 11 kV |  | 28/06/2002 |  |  |  |  | TAMCO |  |  | PKNS TMN PERMAI JERAM | Unknown | Unknown | NO | NONE | DISTRIBUTION | TNB | KUALA SELANGOR | NO | Unknown |  |  |  | NO | [8 empty] | S01388 | NO | [7 empty] | 3 | Pass | null
379870953 | S00186 |  |  |  | BKSL/PCE/J00063/MBRMU | 300313575 | Existing | RYB |  | S05418 PE QUARTERS LDG BUKIT CERAKAH | CLOSED | CLOSED | LINK |  | 11 kV |  | 18/03/2008 |  |  |  |  | TAMCO |  |  | JERAM NO 2 | Unknown | Unknown | NO | NONE | DISTRIBUTION | TNB | KUALA SELANGOR | NO | Unknown |  |  |  | NO | [8 empty] | S00186 | NO | [7 empty] | 3 | Pass | null
379870958 | S00185 |  |  |  | BKSL/PCE/J00063/MBRMU | 300313575 | Existing | RYB |  | S01388 PE PKNS TMN PERMAI JERAM | CLOSED | CLOSED | LINK |  | 11 kV |  | 18/03/2008 |  |  |  |  | TAMCO |  |  | JERAM NO 2 | Unknown | Unknown | NO | NONE | DISTRIBUTION | TNB | KUALA SELANGOR | NO | Unknown |  |  |  | NO | [8 empty] | S00185 | NO | [7 empty] | 3 | Pass | null
379871046 | S00188 |  |  |  | BKSL/PCE/J00530/MBRMU | 300313580 | Existing | RYB |  |  | CLOSED | CLOSED | LINK |  | 11 kV |  | 20/05/2007 | [7 empty] | KENTUNE FURNITURE (SHE CHE SING) | Unknown | Unknown | NO | NONE | DISTRIBUTION | TNB | KUALA SELANGOR | NO | Unknown |  |  |  | NO | [8 empty] | S00188 | NO | [7 empty] | 3 | Pass | null
379871051 | S00190 |  |  |  | BKSL/PCE/J00530/MBRMU | 300313580 | Existing | RYB |  |  | CLOSED | CLOSED | LINK |  | 11 kV |  | 20/05/2007 | [7 empty] | KENTUNE FURNITURE (SHE CHE SING) | Unknown | Unknown | NO | NONE | DISTRIBUTION | TNB | KUALA SELANGOR | NO | Unknown |  |  |  | NO | [8 empty] | S00190 | NO | [7 empty] | 3 | Pass | null
379871098 | S05416 |  |  |  | BKSL/PCE/J00553/MBRMU | 300313577 | Existing | RYB |  |  | CLOSED | CLOSED | LINK |  | 11 kV |  | 19/04/2009 |  |  |  |  | MERLIN GERIN |  |  | QUARTERS LDG BUKIT CERAKAH | Unknown | Unknown | NO | NONE | DISTRIBUTION | TNB | KUALA SELANGOR | NO | Unknown |  |  |  | NO | [8 empty] | S05416 | NO | [7 empty] | 3 | Pass | null
379871103 | S05418 |  |  |  | BKSL/PCE/J00553/MBRMU | 300313577 | Existing | RYB |  | S00186 PE JERAM NO 2 | CLOSED | CLOSED | LINK |  | 11 kV |  | 19/04/2009 |  |  |  |  | MERLIN GERIN |  |  | QUARTERS LDG BUKIT CERAKAH | Unknown | Unknown | NO | NONE | DISTRIBUTION | TNB | KUALA SELANGOR | NO | Unknown |  |  |  | NO | [8 empty] | S05418 | NO | [7 empty] | 3 | Pass | null
379871204 | S01627 |  |  |  | BKSL/PCE/J00529/MBRMU | 300313581 | Existing | RYB |  | S05488 PE LAY HONG NO.6 | CLOSED | CLOSED | LINK |  | 11 kV |  | 26/06/2000 |  |  |  |  | TAMCO |  |  | LAY HONG NO 5(SPG 3 JERAM) | Unknown | Unknown | NO | NONE | DISTRIBUTION | TNB | KUALA SELANGOR | NO | Unknown |  |  |  | NO | [8 empty] | S01627 | NO | [7 empty] | 3 | Pass | null
379871209 | S01628 |  |  |  | BKSL/PCE/J00529/MBRMU | 300313581 | Existing | RYB |  | S00188 KENTUNE FURNITURE (SHE CHE SING) | CLOSED | CLOSED | LINK |  | 11 kV |  | 26/06/2000 |  |  |  |  | TAMCO |  |  | LAY HONG NO 5(SPG 3 JERAM) | Unknown | Unknown | NO | NONE | DISTRIBUTION | TNB | KUALA SELANGOR | NO | Unknown |  |  |  | NO | [8 empty] | S01628 | NO | [7 empty] | 3 | Pass | null
379871230 | S05486 |  |  |  | BKSL/PCE/J00588/MBRMU | 300313582 | Existing | RYB |  | S00184 PE JERAM NO 1 | CLOSED | CLOSED | LINK |  | 11 kV |  | 17/07/2008 |  |  |  |  | TAMCO |  |  | LAY HONG NO.6 | Unknown | Unknown | NO | NONE | DISTRIBUTION | TNB | KUALA SELANGOR | NO | Unknown |  |  |  | NO | [8 empty] | S05486 | NO | [7 empty] | 3 | Pass | null
379871235 | S05488 |  |  |  | BKSL/PCE/J00588/MBRMU | 300313582 | Existing | RYB |  | S01627 PE LAY HONG NO 5(SPG 3 JERAM) | CLOSED | CLOSED | LINK |  | 11 kV |  | 17/07/2008 |  |  |  |  | TAMCO |  |  | LAY HONG NO.6 | Unknown | Unknown | NO | NONE | DISTRIBUTION | TNB | KUALA SELANGOR | NO | Unknown |  |  |  | NO | [8 empty] | S05488 | NO | [7 empty] | 3 | Pass | null
379871334 | S00182 |  |  |  | BKSL/PCE/J00062/MB00182 | 300022205 | Existing | RYB |  | S01385 PE LAY HONG (SPG 3 JERAM) NO 2 | CLOSED | CLOSED | LINK |  | 11 kV |  | 19/04/1975 |  |  |  |  | TAMCO |  |  | JERAM NO 1 | Unknown | Unknown | NO | NONE | DISTRIBUTION | TNB | KUALA SELANGOR | NO | Unknown |  |  |  | NO | [8 empty] | S00182 | NO | [7 empty] | 3 | Pass | null
379871339 | S00184 |  |  |  | BKSL/PCE/J00062/MB00182 | 300022205 | Existing | RYB |  | S05486 PE LAY HONG NO.6 | CLOSED | CLOSED | LINK |  | 11 kV |  | 19/04/1975 |  |  |  |  | TAMCO |  |  | JERAM NO 1 | Unknown | Unknown | NO | NONE | DISTRIBUTION | TNB | KUALA SELANGOR | NO | Unknown |  |  |  | NO | [8 empty] | S00184 | NO | [7 empty] | 3 | Pass | null
379871557 | S00178 |  |  |  | BKSL/PCE/J00061/MBRMU | 300313584 | Existing | RYB |  | S01382 PE SEK. MEN. AGAMA JERAM | CLOSED | CLOSED | LINK |  | 11 kV |  | 18/08/2008 |  |  |  |  | TAMCO |  |  | BALAI POLIS JERAM | Unknown | Unknown | NO | NONE | DISTRIBUTION | TNB | KUALA SELANGOR | NO | Unknown |  |  |  | NO | [8 empty] | S00178 | NO | [7 empty] | 3 | Pass | null
379871561 | S00179 |  |  |  | BKSL/PCE/J00061/MBRMU | 300313584 | Existing | RYB |  | S05621 PE MASJID PEKAN JERAM | CLOSED | CLOSED | LINK |  | 11 kV |  | 18/08/2008 |  |  |  |  | TAMCO |  |  | BALAI POLIS JERAM | Unknown | Unknown | NO | NONE | DISTRIBUTION | TNB | KUALA SELANGOR | NO | Unknown |  |  |  | NO | [8 empty] | S00179 | NO | [7 empty] | 3 | Pass | null
379871578 | S00181 |  |  |  | BKSL/PCE/J00061/MBRMU | 300313584 | Existing | RYB |  | S01387 PE LAY HONG (SPG 3 JERAM) NO 2 | OPEN | CLOSED | LINK |  | 11 kV |  | 18/08/2008 |  |  |  |  | TAMCO |  |  | BALAI POLIS JERAM | Unknown | Unknown | NO | NONE | DISTRIBUTION | TNB | KUALA SELANGOR | NO | Unknown |  |  |  | NO | [8 empty] | S00181 | NO | [7 empty] | 3 | Pass | null
379873106 | S00251 |  |  |  | BKSL/PCE/J00089/MBRMU | 300343296 | Existing | RYB |  | S05522 PE SOON LIEN FATT ENG | CLOSED | CLOSED | LINK |  | 11 kV |  | 17/07/2010 |  |  |  |  | TAMCO |  |  | WORLD STAR | Unknown | Unknown | NO | NONE | DISTRIBUTION | TNB | KUALA SELANGOR | NO | Unknown |  |  |  | NO | [8 empty] | S00251 | NO | [7 empty] | 3 | Pass | null
379873290 | S01443 |  |  |  | BKSL/PCE/J00307/MBRMU1 | 300242544 | Existing | RYB |  | S05520 PE SOON LIEN FATT ENG | CLOSED | CLOSED | LINK |  | 11 kV |  | 19971107 |  |  |  |  | VEI |  |  | QMAC REHON (SG SERDANG) | Unknown | Unknown | NO | NONE | DISTRIBUTION | TNB | KUALA SELANGOR | NO | Unknown |  |  |  | NO | [8 empty] | S01443 | NO | [7 empty] | 3 | Pass | null
379873294 | SS05861 |  |  |  | BKSL/PCE/J00307/MBRMU1 | 300242544 | Existing | RYB |  | S05862 PE KILANG ISI SAWIT | CLOSED | CLOSED | LINK |  | 11 kV |  | 19971107 |  |  |  |  | VEI |  |  | QMAC REHON (SG SERDANG) | Unknown | Unknown | NO | NONE | DISTRIBUTION | TNB | KUALA SELANGOR | NO | Unknown |  |  |  | NO | [8 empty] | SS05861 | NO | [7 empty] | 3 | Pass | null
379890250 | R01614 |  |  |  | BKSL/PCE/J00617/MBRMU | 300345643 | Existing | RYB |  |  | CLOSED | CLOSED | LINK |  | 11 kV |  | 22/03/2006 | [7 empty] | KOLAM AIR BT ARANG | Unknown | Unknown | NO | NONE | DISTRIBUTION | TNB | KUALA SELANGOR | NO | Unknown |  |  |  | NO | [8 empty] | R01614 | NO | [7 empty] | 3 | Pass | null
379890267 | R01613 |  |  |  | BKSL/PCE/J00617/MBRMU | 300345643 | Existing | RYB |  |  | CLOSED | CLOSED | LINK |  | 11 kV |  | 22/03/2006 | [7 empty] | KOLAM AIR BT ARANG | Unknown | Unknown | NO | NONE | DISTRIBUTION | TNB | KUALA SELANGOR | NO | Unknown |  |  |  | NO | [8 empty] | R01613 | NO | [7 empty] | 3 | Pass | null
379890421 | R04531 | [5 empty] | Existing | RYB |  |  | CLOSED | CLOSED | LINK |  | 11 kV | [9 empty] | SEKSYEN 12 KOTA PUTERI BT ARANG | Unknown | Unknown | NO | NONE | DISTRIBUTION | TNB | KUALA SELANGOR | NO | Unknown |  |  |  | NO | [8 empty] | R04531 | NO | [7 empty] | 3 | Pass | null
379890438 | R04532 | [5 empty] | Existing | RYB |  |  | CLOSED | CLOSED | LINK |  | 11 kV | [9 empty] | SEKSYEN 12 KOTA PUTERI BT ARANG | Unknown | Unknown | NO | NONE | DISTRIBUTION | TNB | KUALA SELANGOR | NO | Unknown |  |  |  | NO | [8 empty] | R04532 | NO | [7 empty] | 3 | Pass | null
379890591 | R01594 |  |  |  | BKSL/PCE/J00637/MBRMU | 300345652 | Existing | RYB |  |  | CLOSED | CLOSED | LINK |  | 11 kV |  | 19/04/2006 |  |  |  |  | VEI |  |  | MALEX QTRS | Unknown | Unknown | NO | NONE | DISTRIBUTION | TNB | KUALA SELANGOR | NO | Unknown |  |  |  | NO | [8 empty] | R01594 | NO | [7 empty] | 3 | Pass | null
379890596 | R01592 |  |  |  | BKSL/PCE/J00637/MBRMU | 300345652 | Existing | RYB |  |  | CLOSED | CLOSED | LINK |  | 11 kV |  | 19/04/2006 |  |  |  |  | VEI |  |  | MALEX QTRS | Unknown | Unknown | NO | NONE | DISTRIBUTION | TNB | KUALA SELANGOR | NO | Unknown |  |  |  | NO | [8 empty] | R01592 | NO | [7 empty] | 3 | Pass | null
379890686 | R05265 |  |  |  | BKSL/PCE/J00641/MBRMU | 300345664 | Existing | RYB |  |  | CLOSED | CLOSED | LINK |  | 11 kV |  | 20061010 |  |  |  |  | TAMCO |  |  | KG MELAYU A/T | Unknown | Unknown | NO | NONE | DISTRIBUTION | TNB | KUALA SELANGOR | NO | Unknown |  |  |  | NO | [8 empty] | R05265 | NO | [7 empty] | 3 | Pass | null
379890690 | R01603 |  |  |  | BKSL/PCE/J00641/MBRMU | 300345664 | Existing | RYB |  |  | OPEN | CLOSED | LINK |  | 11 kV |  | 20061010 |  |  |  |  | TAMCO |  |  | KG MELAYU A/T | Unknown | Unknown | NO | NONE | DISTRIBUTION | TNB | KUALA SELANGOR | NO | Unknown |  |  |  | NO | [8 empty] | R01603 | NO | [7 empty] | 3 | Pass | null
379890707 | R05267 |  |  |  | BKSL/PCE/J00641/MBRMU | 300345664 | Existing | RYB |  |  | OPEN | CLOSED | LINK |  | 11 kV |  | 20061010 |  |  |  |  | TAMCO |  |  | KG MELAYU A/T | Unknown | Unknown | NO | NONE | DISTRIBUTION | TNB | KUALA SELANGOR | NO | Unknown |  |  |  | NO | [8 empty] | R05267 | NO | [7 empty] | 3 | Pass | null
379890838 | R06742 | [5 empty] | Existing | Unknown |  |  | OPEN | OPEN | BUSBAR SECTION |  | 11 kV | [9 empty] | KILANG PELURU (SME ORDINANCE) | Unknown | Unknown | NO | NONE | DISTRIBUTION | TNB | KUALA SELANGOR | NO | Unknown |  |  |  | NO | [8 empty] | R06742 | [8 empty] | 0 | Fail | Please check "Phasing"
379890849 | R04552 |  |  |  | BKSL/PCE/J00639/MBRMU | 300345658 | Existing | RYB |  |  | CLOSED | CLOSED | LINK |  | 11 kV |  | 18/08/2006 |  |  |  |  | MERLIN GERIN |  |  | AMMO DEPOT (LARGE AMUNITION) | Unknown | Unknown | NO | NONE | DISTRIBUTION | TNB | KUALA SELANGOR | NO | Unknown |  |  |  | NO | [8 empty] | R04552 | NO | [7 empty] | 3 | Pass | null
379890854 | R04550 |  |  |  | BKSL/PCE/J00639/MBRMU | 300345658 | Existing | RYB |  |  | CLOSED | CLOSED | LINK |  | 11 kV |  | 18/08/2006 |  |  |  |  | MERLIN GERIN |  |  | AMMO DEPOT (LARGE AMUNITION) | Unknown | Unknown | NO | NONE | DISTRIBUTION | TNB | KUALA SELANGOR | NO | Unknown |  |  |  | NO | [8 empty] | R04550 | NO | [7 empty] | 3 | Pass | null
379890944 | R07936 |  |  |  | BKSL/PCE/J00422/MB1 | 300555713 | Existing | RYB |  |  | CLOSED | CLOSED | LINK |  | 11 kV | [6 empty] | INDKOM |  |  | TOWNHOUSE KP5 | Unknown | Unknown | NO | NONE | DISTRIBUTION | TNB | KUALA SELANGOR | NO | Unknown |  |  |  | NO | [8 empty] | R07936 | NO | [7 empty] | 3 | Pass | null
379890961 | R07935 |  |  |  | BKSL/PCE/J00422/MB1 | 300555713 | Existing | RYB |  |  | CLOSED | CLOSED | LINK |  | 11 kV | [6 empty] | INDKOM |  |  | TOWNHOUSE KP5 | Unknown | Unknown | NO | NONE | DISTRIBUTION | TNB | KUALA SELANGOR | NO | Unknown |  |  |  | NO | [8 empty] | R07935 | NO | [7 empty] | 3 | Pass | null
379891286 | R04872 |  |  |  | BKSL/PCE/J00622/MBRMU | 300313766 | Existing | RYB |  |  | CLOSED | CLOSED | LINK |  | 11 kV |  | 20081012 |  |  |  |  | TAMCO |  |  | KOTA PUTERI NO.1 | Unknown | Unknown | NO | NONE | DISTRIBUTION | TNB | KUALA SELANGOR | NO | Unknown |  |  |  | NO | [8 empty] | R04872 | NO | [7 empty] | 3 | Pass | null
379891303 | R04874 |  |  |  | BKSL/PCE/J00622/MBRMU | 300313766 | Existing | RYB |  |  | CLOSED | CLOSED | LINK |  | 11 kV |  | 20081012 |  |  |  |  | TAMCO |  |  | KOTA PUTERI NO.1 | Unknown | Unknown | NO | NONE | DISTRIBUTION | TNB | KUALA SELANGOR | NO | Unknown |  |  |  | NO | [8 empty] | R04874 | NO | [7 empty] | 3 | Pass | null
379891554 | R02823 |  |  |  | BKSL/PCE/J00623/MBRMU | 300313121 | Existing | RYB |  |  | CLOSED | CLOSED | LINK |  | 11 kV |  | 19991010 |  |  |  |  | TAMCO |  |  | RESCUEVERS | Unknown | Unknown | NO | NONE | DISTRIBUTION | TNB | KUALA SELANGOR | NO | Unknown |  |  |  | NO | [8 empty] | R02823 | NO | [7 empty] | 3 | Pass | null
379891559 | R02822 |  |  |  | BKSL/PCE/J00623/MBRMU | 300313121 | Existing | RYB |  |  | CLOSED | CLOSED | LINK |  | 11 kV |  | 19991010 |  |  |  |  | TAMCO |  |  | RESCUEVERS | Unknown | Unknown | NO | NONE | DISTRIBUTION | TNB | KUALA SELANGOR | NO | Unknown |  |  |  | NO | [8 empty] | R02822 | NO | [7 empty] | 3 | Pass | null
379891648 | R03484 |  |  |  | BKSL/PCE/J00624/MBRMU | 300313141 | Existing | RYB |  |  | CLOSED | CLOSED | LINK |  | 11 kV |  | 19/02/1997 |  |  |  |  | TAMCO |  |  | HUP SENG SANITARY | Unknown | Unknown | NO | NONE | DISTRIBUTION | TNB | KUALA SELANGOR | NO | Unknown |  |  |  | NO | [8 empty] | R03484 | NO | [7 empty] | 3 | Pass | null
379891653 | R03482 |  |  |  | BKSL/PCE/J00624/MBRMU | 300313141 | Existing | RYB |  |  | CLOSED | CLOSED | LINK |  | 11 kV |  | 19/02/1997 |  |  |  |  | TAMCO |  |  | HUP SENG SANITARY | Unknown | Unknown | NO | NONE | DISTRIBUTION | TNB | KUALA SELANGOR | NO | Unknown |  |  |  | NO | [8 empty] | R03482 | NO | [7 empty] | 3 | Pass | null
379891742 | R04015 |  |  |  | BKSL/PCE/J00607/MBRMU | 300313745 | Existing | RYB |  |  | CLOSED | CLOSED | LINK |  | 11 kV |  | 19/04/2008 | [7 empty] | KUATERS LOJI PEMBERSIHAN AIR BKT BADONG | Unknown | Unknown | NO | NONE | DISTRIBUTION | TNB | KUALA SELANGOR | NO | Unknown |  |  |  | NO | [8 empty] | R04015 | NO | [7 empty] | 3 | Pass | null
379891747 | R04014 |  |  |  | BKSL/PCE/J00607/MBRMU | 300313745 | Existing | RYB |  |  | CLOSED | CLOSED | LINK |  | 11 kV |  | 19/04/2008 | [7 empty] | KUATERS LOJI PEMBERSIHAN AIR BKT BADONG | Unknown | Unknown | NO | NONE | DISTRIBUTION | TNB | KUALA SELANGOR | NO | Unknown |  |  |  | NO | [8 empty] | R04014 | NO | [7 empty] | 3 | Pass | null
379891836 | R04474 |  |  |  | BKSL/PCE/J00626/MBRMU | 300313172 | Existing | RYB |  |  | CLOSED | CLOSED | LINK |  | 11 kV |  | 28/06/1987 |  |  |  |  | TAMCO |  |  | ADVANCE INDUSTRIES SDN BHD | Unknown | Unknown | NO | NONE | DISTRIBUTION | TNB | KUALA SELANGOR | NO | Unknown |  |  |  | NO | [8 empty] | R04474 | NO | [7 empty] | 3 | Pass | null
379891841 | R04476 |  |  |  | BKSL/PCE/J00626/MBRMU | 300313172 | Existing | RYB |  |  | CLOSED | CLOSED | LINK |  | 11 kV |  | 28/06/1987 |  |  |  |  | TAMCO |  |  | ADVANCE INDUSTRIES SDN BHD | Unknown | Unknown | NO | NONE | DISTRIBUTION | TNB | KUALA SELANGOR | NO | Unknown |  |  |  | NO | [8 empty] | R04476 | NO | [7 empty] | 3 | Pass | null
379891930 | R05943 |  |  |  | BKSL/PCE/J00627/MBRMU | 300313193 | Existing | RYB |  |  | CLOSED | CLOSED | LINK |  | 11 kV |  | 20/09/1987 |  |  |  |  | INDKOM |  |  | CHANG SHI MINERAL SDN BHD | Unknown | Unknown | NO | NONE | DISTRIBUTION | TNB | KUALA SELANGOR | NO | Unknown |  |  |  | NO | [8 empty] | R05943 | NO | [7 empty] | 3 | Pass | null
379891935 | R05941 |  |  |  | BKSL/PCE/J00627/MBRMU | 300313193 | Existing | RYB |  |  | CLOSED | CLOSED | LINK |  | 11 kV |  | 20/09/1987 |  |  |  |  | INDKOM |  |  | CHANG SHI MINERAL SDN BHD | Unknown | Unknown | NO | NONE | DISTRIBUTION | TNB | KUALA SELANGOR | NO | Unknown |  |  |  | NO | [8 empty] | R05941 | NO | [7 empty] | 3 | Pass | null
379892024 | R05041 |  |  |  | BKSL/PCE/J00628/MBRMU | 300313200 | Existing | RYB |  |  | CLOSED | CLOSED | LINK |  | 11 kV |  | 27/11/1996 |  |  |  |  | TOPRANK |  |  | TAKE SIX | Unknown | Unknown | NO | NONE | DISTRIBUTION | TNB | KUALA SELANGOR | NO | Unknown |  |  |  | NO | [8 empty] | R05041 | NO | [7 empty] | 3 | Pass | null
379892029 | R05043 |  |  |  | BKSL/PCE/J00628/MBRMU | 300313200 | Existing | RYB |  |  | CLOSED | CLOSED | LINK |  | 11 kV |  | 27/11/1996 |  |  |  |  | TOPRANK |  |  | TAKE SIX | Unknown | Unknown | NO | NONE | DISTRIBUTION | TNB | KUALA SELANGOR | NO | Unknown |  |  |  | NO | [8 empty] | R05043 | NO | [7 empty] | 3 | Pass | null
379892461 | R01817 | [5 empty] | Existing | RYB |  |  | CLOSED | CLOSED | LINK |  | 11 kV | [9 empty] | KLG PAPAN SEKINCAN | Unknown | Unknown | NO | NONE | DISTRIBUTION | TNB | KUALA SELANGOR | NO | Unknown |  |  |  | NO | [8 empty] | R01817 | NO | [7 empty] | 3 | Pass | null
379892478 | R01818 | [5 empty] | Existing | RYB |  |  | CLOSED | CLOSED | LINK |  | 11 kV | [9 empty] | KLG PAPAN SEKINCAN | Unknown | Unknown | NO | NONE | DISTRIBUTION | TNB | KUALA SELANGOR | NO | Unknown |  |  |  | NO | [8 empty] | R01818 | NO | [7 empty] | 3 | Pass | null
379892631 | R06107 |  |  |  | BKSL/PCE/J00631/MBRMU | 300313250 | Existing | RYB |  |  | CLOSED | CLOSED | LINK |  | 11 kV |  | 18/08/2001 |  |  |  |  | TAMCO |  |  | KC PILE | Unknown | Unknown | NO | NONE | DISTRIBUTION | TNB | KUALA SELANGOR | NO | Unknown |  |  |  | NO | [8 empty] | R06107 | NO | [7 empty] | 3 | Pass | null
379892636 | R06105 |  |  |  | BKSL/PCE/J00631/MBRMU | 300313250 | Existing | RYB |  |  | CLOSED | CLOSED | LINK |  | 11 kV |  | 18/08/2001 |  |  |  |  | TAMCO |  |  | KC PILE | Unknown | Unknown | NO | NONE | DISTRIBUTION | TNB | KUALA SELANGOR | NO | Unknown |  |  |  | NO | [8 empty] | R06105 | NO | [7 empty] | 3 | Pass | null
379892725 | R06388 |  |  |  | BKSL/PCE/J00815/MBRMU | 300346255 | Existing | RYB |  |  | CLOSED | CLOSED | LINK |  | 11 kV |  | 18/08/2006 |  |  |  |  | TAMCO |  |  | NOTION VENTURE | Unknown | Unknown | NO | NONE | DISTRIBUTION | TNB | KUALA SELANGOR | NO | Unknown |  |  |  | NO | [8 empty] | R06388 | NO | [7 empty] | 3 | Pass | null
379892730 | R06386 |  |  |  | BKSL/PCE/J00815/MBRMU | 300346255 | Existing | RYB |  |  | CLOSED | CLOSED | LINK |  | 11 kV |  | 18/08/2006 |  |  |  |  | TAMCO |  |  | NOTION VENTURE | Unknown | Unknown | NO | NONE | DISTRIBUTION | TNB | KUALA SELANGOR | NO | Unknown |  |  |  | NO | [8 empty] | R06386 | NO | [7 empty] | 3 | Pass | null
379892963 | R04776 |  |  |  | BKSL/PCE/J00655/MBVCB3 | 300345824 | Existing | Unknown |  |  | CLOSED | OPEN | BUSBAR SECTION |  | 11 kV |  | 19901203 | [7 empty] | OSCAR CANARY | Unknown | Unknown | NO | NONE | DISTRIBUTION | TNB | KUALA SELANGOR | NO | Unknown |  |  |  | NO | [8 empty] | R04776 | [8 empty] | 0 | Fail | Please check "Phasing"
379892974 | R05851 |  |  |  | BKSL/PCE/J00667/MBRMU | 300345672 | Existing | RYB |  | R08043 TYCOPLAST | CLOSED | CLOSED | LINK |  | 11 kV |  | 20061012 |  |  |  |  | TAMCO |  |  | GUARDIAN CAUCUS | Unknown | Unknown | NO | NONE | DISTRIBUTION | TNB | KUALA SELANGOR | NO | Unknown |  |  |  | NO | [8 empty] | R05851 | NO | [7 empty] | 3 | Pass | null
379892979 | R05853 |  |  |  | BKSL/PCE/J00667/MBRMU | 300345672 | Existing | RYB |  |  | CLOSED | CLOSED | LINK |  | 11 kV |  | 20061012 |  |  |  |  | TAMCO |  |  | GUARDIAN CAUCUS | Unknown | Unknown | NO | NONE | DISTRIBUTION | TNB | KUALA SELANGOR | NO | Unknown |  |  |  | NO | [8 empty] | R05853 | NO | [7 empty] | 3 | Pass | null
379893068 | R04949 |  |  |  | BKSL/PCE/J00666/MBRMU | 300345674 | Existing | RYB |  |  | CLOSED | CLOSED | LINK |  | 11 kV |  | 14/02/2006 |  |  |  |  | TAMCO |  |  | WORK SHOP MAMECH | Unknown | Unknown | NO | NONE | DISTRIBUTION | TNB | KUALA SELANGOR | NO | Unknown |  |  |  | NO | [8 empty] | R04949 | NO | [7 empty] | 3 | Pass | null
379893073 | R04947 |  |  |  | BKSL/PCE/J00666/MBRMU | 300345674 | Existing | RYB |  |  | CLOSED | CLOSED | LINK |  | 11 kV |  | 14/02/2006 |  |  |  |  | TAMCO |  |  | WORK SHOP MAMECH | Unknown | Unknown | NO | NONE | DISTRIBUTION | TNB | KUALA SELANGOR | NO | Unknown |  |  |  | NO | [8 empty] | R04947 | NO | [7 empty] | 3 | Pass | null
379893162 | R05914 |  |  |  | BKSL/PCE/J00668/MBRMU | 300345805 | Existing | RYB |  |  | CLOSED | CLOSED | LINK |  | 11 kV |  | 18/03/2006 |  |  |  |  | VEI |  |  | INTERSIT INDUSTRIES IJOK | Unknown | Unknown | NO | NONE | DISTRIBUTION | TNB | KUALA SELANGOR | NO | Unknown |  |  |  | NO | [8 empty] | R05914 | NO | [7 empty] | 3 | Pass | null
379893167 | R05916 |  |  |  | BKSL/PCE/J00668/MBRMU | 300345805 | Existing | RYB |  |  | CLOSED | CLOSED | LINK |  | 11 kV |  | 18/03/2006 |  |  |  |  | VEI |  |  | INTERSIT INDUSTRIES IJOK | Unknown | Unknown | NO | NONE | DISTRIBUTION | TNB | KUALA SELANGOR | NO | Unknown |  |  |  | NO | [8 empty] | R05916 | NO | [7 empty] | 3 | Pass | null
379893256 | R05256 |  |  |  | BKSL/PCE/J00669/MBRMU | 300345806 | Existing | RYB |  |  | CLOSED | CLOSED | LINK |  | 11 kV |  | 19/04/2006 |  |  |  |  | VEI |  |  | WILLY STEEL | Unknown | Unknown | NO | NONE | DISTRIBUTION | TNB | KUALA SELANGOR | NO | Unknown |  |  |  | NO | [8 empty] | R05256 | NO | [7 empty] | 3 | Pass | null
379893261 | R05257 |  |  |  | BKSL/PCE/J00669/MBRMU | 300345806 | Existing | RYB |  |  | CLOSED | CLOSED | LINK |  | 11 kV |  | 19/04/2006 |  |  |  |  | VEI |  |  | WILLY STEEL | Unknown | Unknown | NO | NONE | DISTRIBUTION | TNB | KUALA SELANGOR | NO | Unknown |  |  |  | NO | [8 empty] | R05257 | NO | [7 empty] | 3 | Pass | null
379893351 | R04446 |  |  |  | BKSL/PCE/J00656/MBRMU | 300345423 | Existing | RYB |  | R04447 PERDANA ALAM JAYA NO.2 | CLOSED | CLOSED | LINK |  | 11 kV |  | 22/09/2006 |  |  |  |  | TAMCO |  |  | PERDANA ALAM JAYA NO.3 | Unknown | Unknown | NO | NONE | DISTRIBUTION | TNB | KUALA SELANGOR | NO | Unknown |  |  |  | NO | [8 empty] | R04446 | NO | [7 empty] | 3 | Pass | null
379893368 | R04443 |  |  |  | BKSL/PCE/J00656/MBRMU | 300345423 | Existing | RYB |  | R04777 OSCAR CANARY | CLOSED | CLOSED | LINK |  | 11 kV |  | 22/09/2006 |  |  |  |  | TAMCO |  |  | PERDANA ALAM JAYA NO.3 | Unknown | Unknown | NO | NONE | DISTRIBUTION | TNB | KUALA SELANGOR | NO | Unknown |  |  |  | NO | [8 empty] | R04443 | NO | [7 empty] | 3 | Pass | null
379893522 | R04450 |  |  |  | BKSL/PCE/J00657/MBRMU | 300345393 | Existing | RYB |  | R04451 PERDANA ALAM JAYA NO.1 | CLOSED | CLOSED | LINK |  | 11 kV |  | 18/08/2006 |  |  |  |  | ABB |  |  | PERDANA ALAM JAYA NO.2 | Unknown | Unknown | NO | NONE | DISTRIBUTION | TNB | KUALA SELANGOR | NO | Unknown |  |  |  | NO | [8 empty] | R04450 | NO | [7 empty] | 3 | Pass | null
379893539 | R04447 |  |  |  | BKSL/PCE/J00657/MBRMU | 300345393 | Existing | RYB |  | R04446 PERDANA ALAM JAYA NO.3 | CLOSED | CLOSED | LINK |  | 11 kV |  | 18/08/2006 |  |  |  |  | ABB |  |  | PERDANA ALAM JAYA NO.2 | Unknown | Unknown | NO | NONE | DISTRIBUTION | TNB | KUALA SELANGOR | NO | Unknown |  |  |  | NO | [8 empty] | R04447 | NO | [7 empty] | 3 | Pass | null
379893699 | R06397 | [5 empty] | Existing | RYB |  |  | CLOSED | CLOSED | LINK |  | 11 kV | [9 empty] | POLYMIX PLASTIC BT ARANG | Unknown | Unknown | NO | NONE | DISTRIBUTION | TNB | KUALA SELANGOR | NO | Unknown |  |  |  | NO | [8 empty] | R06397 | NO | [7 empty] | 3 | Pass | null
379893705 | R06396 | [5 empty] | Existing | RYB |  |  | CLOSED | CLOSED | LINK |  | 11 kV | [9 empty] | POLYMIX PLASTIC BT ARANG | Unknown | Unknown | NO | NONE | DISTRIBUTION | TNB | KUALA SELANGOR | NO | Unknown |  |  |  | NO | [8 empty] | R06396 | NO | [7 empty] | 3 | Pass | null
379893710 | R06398 | [5 empty] | Existing | RYB |  |  | CLOSED | CLOSED | LINK |  | 11 kV | [9 empty] | POLYMIX PLASTIC BT ARANG | Unknown | Unknown | NO | NONE | DISTRIBUTION | TNB | KUALA SELANGOR | NO | Unknown |  |  |  | NO | [8 empty] | R06398 | NO | [7 empty] | 3 | Pass | null
379893718 | R06527 |  |  |  | BKSL/PCE/J00645/MBRMU | 300345803 | Existing | RYB |  |  | CLOSED | CLOSED | LINK |  | 11 kV |  | 14/02/2006 |  |  |  |  | TAMCO |  |  | SOUTHPROP NO.1 | Unknown | Unknown | NO | NONE | DISTRIBUTION | TNB | KUALA SELANGOR | NO | Unknown |  |  |  | NO | [8 empty] | R06527 | NO | [7 empty] | 3 | Pass | null
379893723 | R06525 |  |  |  | BKSL/PCE/J00645/MBRMU | 300345803 | Existing | RYB |  |  | CLOSED | CLOSED | LINK |  | 11 kV |  | 14/02/2006 |  |  |  |  | TAMCO |  |  | SOUTHPROP NO.1 | Unknown | Unknown | NO | NONE | DISTRIBUTION | TNB | KUALA SELANGOR | NO | Unknown |  |  |  | NO | [8 empty] | R06525 | NO | [7 empty] | 3 | Pass | null
379893812 | R06577 |  |  |  | BKSL/PCE/J00817/MBRMU | 300346271 | Existing | RYB |  |  | CLOSED | CLOSED | LINK |  | 11 kV |  | 14/11/2009 | [7 empty] | KILANG MING ZHANG | Unknown | Unknown | NO | NONE | DISTRIBUTION | TNB | KUALA SELANGOR | NO | Unknown |  |  |  | NO | [8 empty] | R06577 | NO | [7 empty] | 3 | Pass | null
379893817 | R06579 |  |  |  | BKSL/PCE/J00817/MBRMU | 300346271 | Existing | RYB |  |  | CLOSED | CLOSED | LINK |  | 11 kV |  | 14/11/2009 | [7 empty] | KILANG MING ZHANG | Unknown | Unknown | NO | NONE | DISTRIBUTION | TNB | KUALA SELANGOR | NO | Unknown |  |  |  | NO | [8 empty] | R06579 | NO | [7 empty] | 3 | Pass | null
379893907 | R06797 |  |  |  | BKSL/PCE/J00635/MBRMU1 | 310527935 | Existing | RYB |  |  | CLOSED | CLOSED | LINK |  | 11 kV | [9 empty] | EVERFLOW | Unknown | Unknown | NO | NONE | DISTRIBUTION | TNB | KUALA SELANGOR | NO | Unknown |  |  |  | NO | [8 empty] | R06797 | NO | [7 empty] | 3 | Pass | null
379893924 | R06794 |  |  |  | BKSL/PCE/J00635/MBRMU1 | 310527935 | Existing | RYB |  |  | CLOSED | CLOSED | LINK |  | 11 kV | [9 empty] | EVERFLOW | Unknown | Unknown | NO | NONE | DISTRIBUTION | TNB | KUALA SELANGOR | NO | Unknown |  |  |  | NO | [8 empty] | R06794 | NO | [7 empty] | 3 | Pass | null
379894077 | R06788 |  |  |  | BKSL/PCE/J00834/MBRMU1 | 300443291 | Existing | RYB |  |  | CLOSED | CLOSED | LINK |  | 11 kV | [9 empty] | RUBPLAST JLN RUKUN | Unknown | Unknown | NO | NONE | DISTRIBUTION | TNB | KUALA SELANGOR | NO | Unknown |  |  |  | NO | [8 empty] | R06788 | NO | [7 empty] | 3 | Pass | null
379894082 | R06790 |  |  |  | BKSL/PCE/J00834/MBRMU1 | 300443291 | Existing | RYB |  |  | CLOSED | CLOSED | LINK |  | 11 kV | [9 empty] | RUBPLAST JLN RUKUN | Unknown | Unknown | NO | NONE | DISTRIBUTION | TNB | KUALA SELANGOR | NO | Unknown |  |  |  | NO | [8 empty] | R06790 | NO | [7 empty] | 3 | Pass | null
379894171 | R06519 |  |  |  | BKSL/PCE/J00482/MBRMU | 300345808 | Existing | RYB |  |  | CLOSED | CLOSED | LINK |  | 11 kV |  | 26/06/2006 |  |  |  |  | INDKOM |  |  | SOUTH PROP NO.2 | Unknown | Unknown | NO | NONE | DISTRIBUTION | TNB | KUALA SELANGOR | NO | Unknown |  |  |  | NO | [8 empty] | R06519 | NO | [7 empty] | 3 | Pass | null
379894176 | R06521 |  |  |  | BKSL/PCE/J00482/MBRMU | 300345808 | Existing | RYB |  |  | CLOSED | CLOSED | LINK |  | 11 kV |  | 26/06/2006 |  |  |  |  | INDKOM |  |  | SOUTH PROP NO.2 | Unknown | Unknown | NO | NONE | DISTRIBUTION | TNB | KUALA SELANGOR | NO | Unknown |  |  |  | NO | [8 empty] | R06521 | NO | [7 empty] | 3 | Pass | null
379894265 | R05126 |  |  |  | BKSL/PCE/J00646/MBRMU | 300345807 | Existing | RYB |  |  | CLOSED | CLOSED | LINK |  | 11 kV |  | 20/05/2006 |  |  |  |  | TAMCO |  |  | LBH BROTHERS | Unknown | Unknown | NO | NONE | DISTRIBUTION | TNB | KUALA SELANGOR | NO | Unknown |  |  |  | NO | [8 empty] | R05126 | NO | [7 empty] | 3 | Pass | null
379894270 | R05128 |  |  |  | BKSL/PCE/J00646/MBRMU | 300345807 | Existing | RYB |  |  | CLOSED | CLOSED | LINK |  | 11 kV |  | 20/05/2006 |  |  |  |  | TAMCO |  |  | LBH BROTHERS | Unknown | Unknown | NO | NONE | DISTRIBUTION | TNB | KUALA SELANGOR | NO | Unknown |  |  |  | NO | [8 empty] | R05128 | NO | [7 empty] | 3 | Pass | null
379894360 | R01773 |  |  |  | BKSL/PCE/J00647/MBRMU | 300345814 | Existing | RYB |  |  | CLOSED | CLOSED | LINK |  | 11 kV |  | 18/08/2006 |  |  |  |  | TAMCO |  |  | BE PILE | Unknown | Unknown | NO | NONE | DISTRIBUTION | TNB | KUALA SELANGOR | NO | Unknown |  |  |  | NO | [8 empty] | R01773 | NO | [7 empty] | 3 | Pass | null
379894377 | R01774 |  |  |  | BKSL/PCE/J00647/MBRMU | 300345814 | Existing | RYB |  |  | CLOSED | CLOSED | LINK |  | 11 kV |  | 18/08/2006 |  |  |  |  | TAMCO |  |  | BE PILE | Unknown | Unknown | NO | NONE | DISTRIBUTION | TNB | KUALA SELANGOR | NO | Unknown |  |  |  | NO | [8 empty] | R01774 | NO | [7 empty] | 3 | Pass | null
379894527 | R07580 | [5 empty] | Existing | Unknown |  |  | OPEN | OPEN | BUSBAR SECTION |  | 11 kV | [9 empty] | SSU INDUSTRI BUKIT BADONG | Unknown | Unknown | NO | NONE | DISTRIBUTION | TNB | KUALA SELANGOR | NO | Unknown |  |  |  | NO | [8 empty] | R07580 | [8 empty] | 0 | Fail | Please check "Phasing"
379894594 | R01782 |  |  |  | BKSL/PCE/J00113/MBVCB4 | 300345799 | Existing | Unknown |  |  | OPEN | OPEN | BUSBAR SECTION |  | 11 kV |  | 20021201 |  |  |  |  | ABB |  |  | UNITED PAPER BOARD | Unknown | Unknown | NO | NONE | DISTRIBUTION | TNB | KUALA SELANGOR | NO | Unknown |  |  |  | NO | [8 empty] | R01782 | [8 empty] | 0 | Fail | Please check "Phasing"
379894657 | R02748 |  |  |  | BKSL/PCE/J00600/MBRMU2 | 300342964 | Existing | RYB |  |  | CLOSED | CLOSED | LINK |  | 11 kV |  | 20/05/2008 |  |  |  |  | TAMCO |  |  | KG BARU IJOK | Unknown | Unknown | NO | NONE | DISTRIBUTION | TNB | KUALA SELANGOR | NO | Unknown |  |  |  | NO | [8 empty] | R02748 | NO | [7 empty] | 3 | Pass | null
379894664 | R00589 |  |  |  | BKSL/PCE/J00600/MBRMU2 | 300342964 | Existing | RYB |  |  | OPEN | CLOSED | LINK |  | 11 kV |  | 20/05/2008 |  |  |  |  | TAMCO |  |  | KG BARU IJOK | Unknown | Unknown | NO | NONE | DISTRIBUTION | TNB | KUALA SELANGOR | NO | Unknown |  |  |  | NO | [8 empty] | R00589 | NO | [7 empty] | 3 | Pass | null
379894668 | R00588 |  |  |  | BKSL/PCE/J00600/MBRMU | 300342963 | Existing | RYB |  |  | CLOSED | CLOSED | LINK |  | 11 kV |  | 19/04/2009 |  |  |  |  | TAMCO |  |  | KG BARU IJOK | Unknown | Unknown | NO | NONE | DISTRIBUTION | TNB | KUALA SELANGOR | NO | Unknown |  |  |  | NO | [8 empty] | R00588 | NO | [7 empty] | 3 | Pass | null
379894694 | R00590 |  |  |  | BKSL/PCE/J00600/MBRMU | 300342963 | Existing | RYB |  |  | CLOSED | CLOSED | LINK |  | 11 kV |  | 19/04/2009 |  |  |  |  | TAMCO |  |  | KG BARU IJOK | Unknown | Unknown | NO | NONE | DISTRIBUTION | TNB | KUALA SELANGOR | NO | Unknown |  |  |  | NO | [8 empty] | R00590 | NO | [7 empty] | 3 | Pass | null
379894844 | R00591 |  |  |  | BKSL/PCE/J00600/MBRMU2 | 300342964 | Existing | RYB |  | R05308 SW/STN KOTA PUTERI | CLOSED |  | LINK |  | 11 kV |  | 20/05/2008 |  |  |  |  | TAMCO |  |  | KG BARU IJOK | Unknown | Unknown | Unknown | Unknown | DISTRIBUTION | TNB | KUALA SELANGOR | Unknown |  |  |  |  | Unknown | [8 empty] | R00591 | [8 empty] | 3 | Pass | null
379894853 | R00592 |  |  |  | BKSL/PCE/J00600/MBRMU | 300342963 | Existing | RYB |  |  | CLOSED | CLOSED | LINK |  | 11 kV |  | 19/04/2009 |  |  |  |  | TAMCO |  |  | KG BARU IJOK | Unknown | Unknown | NO | NONE | DISTRIBUTION | TNB | KUALA SELANGOR | Unknown |  |  |  |  | NO | [8 empty] | R00592 | NO | [7 empty] | 3 | Pass | null
379894860 | R01809 |  |  |  | BKSL/PCE/J00599/MBRMU | 300313639 | Existing | RYB |  |  | CLOSED | CLOSED | LINK |  | 11 kV |  | 19/02/2007 |  |  |  |  | TAMCO |  |  | RUMAH PKNS IJOK | Unknown | Unknown | NO | NONE | DISTRIBUTION | TNB | KUALA SELANGOR | NO | Unknown |  |  |  | NO | [8 empty] | R01809 | NO | [7 empty] | 3 | Pass | null
379894865 | R03485 |  |  |  | BKSL/PCE/J00599/MBRMU | 300313639 | Existing | RYB |  |  | CLOSED | CLOSED | LINK |  | 11 kV |  | 19/02/2007 |  |  |  |  | TAMCO |  |  | RUMAH PKNS IJOK | Unknown | Unknown | NO | NONE | DISTRIBUTION | TNB | KUALA SELANGOR | NO | Unknown |  |  |  | NO | [8 empty] | R03485 | NO | [7 empty] | 3 | Pass | null
379894954 | R05726 |  |  |  | BKSL/PCE/J00674/MBRMU | 300313642 | Existing | RYB |  |  | CLOSED | CLOSED | LINK |  | 11 kV |  | 22/03/2006 |  |  |  |  | TAMCO |  |  | DURAFILL | Unknown | Unknown | NO | NONE | DISTRIBUTION | TNB | KUALA SELANGOR | NO | Unknown |  |  |  | NO | [8 empty] | R05726 | NO | [7 empty] | 3 | Pass | null
379894959 | R05728 |  |  |  | BKSL/PCE/J00674/MBRMU | 300313642 | Existing | RYB |  |  | CLOSED | CLOSED | LINK |  | 11 kV |  | 22/03/2006 |  |  |  |  | TAMCO |  |  | DURAFILL | Unknown | Unknown | NO | NONE | DISTRIBUTION | TNB | KUALA SELANGOR | NO | Unknown |  |  |  | NO | [8 empty] | R05728 | NO | [7 empty] | 3 | Pass | null
379895048 | R01826 |  |  |  | BKSL/PCE/J00672/MBRMU | 300313654 | Existing | RYB |  |  | CLOSED | CLOSED | LINK |  | 11 kV |  | 19/04/2007 |  |  |  |  | TAMCO |  |  | SOUTHERN FURNITURE | Unknown | Unknown | NO | NONE | DISTRIBUTION | TNB | KUALA SELANGOR | NO | Unknown |  |  |  | NO | [8 empty] | R01826 | NO | [7 empty] | 3 | Pass | null
379895053 | R01827 |  |  |  | BKSL/PCE/J00672/MBRMU | 300313654 | Existing | RYB |  |  | CLOSED | CLOSED | LINK |  | 11 kV |  | 19/04/2007 |  |  |  |  | TAMCO |  |  | SOUTHERN FURNITURE | Unknown | Unknown | NO | NONE | DISTRIBUTION | TNB | KUALA SELANGOR | NO | Unknown |  |  |  | NO | [8 empty] | R01827 | NO | [7 empty] | 3 | Pass | null
379895237 | R01792 |  |  |  | BKSL/PCE/J00625/MBRMU | 300313148 | Existing | RYB |  |  | CLOSED | CLOSED | LINK |  | 11 kV |  | 22/03/1984 | [7 empty] | LOJI AIR BKT BDG | Unknown | Unknown | NO | NONE | DISTRIBUTION | TNB | KUALA SELANGOR | NO | Unknown |  |  |  | NO | [8 empty] | R01792 | NO | [7 empty] | 3 | Pass | null
379895241 | R01790 |  |  |  | BKSL/PCE/J00625/MBRMU | 300313148 | Existing | RYB |  |  | CLOSED | CLOSED | LINK |  | 11 kV |  | 22/03/1984 | [7 empty] | LOJI AIR BKT BDG | Unknown | Unknown | NO | NONE | DISTRIBUTION | TNB | KUALA SELANGOR | NO | Unknown |  |  |  | NO | [8 empty] | R01790 | NO | [7 empty] | 3 | Pass | null
379895258 | R06828 |  |  |  | BKSL/PCE/J00625/MBRMU | 300313148 | Existing | RYB |  |  | CLOSED | CLOSED | LINK |  | 11 kV |  | 22/03/1984 | [7 empty] | LOJI AIR BKT BDG | Unknown | Unknown | NO | NONE | DISTRIBUTION | TNB | KUALA SELANGOR | NO | Unknown |  |  |  | NO | [8 empty] | R06828 | NO | [7 empty] | 3 | Pass | null
379895389 | R06876 | [5 empty] | Existing | Unknown |  |  | OPEN | OPEN | BUSBAR SECTION |  | 11 kV | [9 empty] | KILANG BESI BT 7 JALAN IJOK | Unknown | Unknown | NO | NONE | DISTRIBUTION | TNB | KUALA SELANGOR | NO | Unknown |  |  |  | NO | [8 empty] | R06876 | [8 empty] | 0 | Fail | Please check "Phasing"
379895450 | R06831 | [5 empty] | Existing | RYB |  |  | OPEN | OPEN | BUSBAR SECTION |  | 11 kV | [9 empty] | KILANG BESI BT 7 JALAN KANDAR | Unknown | Unknown | NO | NONE | DISTRIBUTION | TNB | KUALA SELANGOR | NO | Unknown |  |  |  | NO | [8 empty] | R06831 | [8 empty] | 3 | Pass | null
379895572 | R05470 | [5 empty] | Existing | Unknown |  |  | OPEN | OPEN | BUSBAR SECTION |  | 11 kV | [9 empty] | KUARTERS STP BKT BADONG | Unknown | Unknown | NO | NONE | DISTRIBUTION | TNB | KUALA SELANGOR | NO | Unknown |  |  |  | NO | [8 empty] | R05470 | [8 empty] | 0 | Fail | Please check "Phasing"
379895674 | R01806 | [5 empty] | Existing | Unknown |  |  | CLOSED | OPEN | BUSBAR SECTION |  | 11 kV | [9 empty] | BINAAN TEPAT IJOK 9 BUAH KILANG | Unknown | Unknown | NO | NONE | DISTRIBUTION | TNB | KUALA SELANGOR | NO | Unknown |  |  |  | NO | [8 empty] | R01806 | [8 empty] | 0 | Fail | Please check "Phasing"
379895784 | R03622 |  |  |  | BKSL/PCE/J00602/MBRMU | 300313679 | Existing | RYB |  |  | CLOSED | CLOSED | LINK |  | 11 kV |  | 20/09/1990 |  |  |  |  | MERLIN GERIN |  |  | PADAT BT. 7 IJOK | Unknown | Unknown | NO | NONE | DISTRIBUTION | TNB | KUALA SELANGOR | NO | Unknown |  |  |  | NO | [8 empty] | R03622 | NO | [7 empty] | 3 | Pass | null
379895789 | R03620 |  |  |  | BKSL/PCE/J00602/MBRMU | 300313679 | Existing | RYB |  |  | CLOSED | CLOSED | LINK |  | 11 kV |  | 20/09/1990 |  |  |  |  | MERLIN GERIN |  |  | PADAT BT. 7 IJOK | Unknown | Unknown | NO | NONE | DISTRIBUTION | TNB | KUALA SELANGOR | NO | Unknown |  |  |  | NO | [8 empty] | R03620 | NO | [7 empty] | 3 | Pass | null
379895880 | R01802 |  |  |  | BKSL/PCE/J00604/MBRMU | 300313682 | Existing | RYB |  |  | CLOSED | CLOSED | LINK |  | 11 kV |  | 20091010 |  |  |  |  | TAMCO |  |  | TERNAKAN AYAM HING HONG | Unknown | Unknown | NO | NONE | DISTRIBUTION | TNB | KUALA SELANGOR | NO | Unknown |  |  |  | NO | [8 empty] | R01802 | NO | [7 empty] | 3 | Pass | null
379895885 | R01804 |  |  |  | BKSL/PCE/J00604/MBRMU | 300313682 | Existing | RYB |  | S05305 PE LDG RAJAGIRI | OPEN | CLOSED | LINK |  | 11 kV |  | 20091010 |  |  |  |  | TAMCO |  |  | TERNAKAN AYAM HING HONG | Unknown | Unknown | NO | NONE | DISTRIBUTION | TNB | KUALA SELANGOR | NO | Unknown |  |  |  | NO | [8 empty] | R01804 | NO | [7 empty] | 3 | Pass | null
379895976 | R05017 |  |  |  | BKSL/PCE/J00608/MBRMU | 300313748 | Existing | RYB |  |  | CLOSED | CLOSED | LINK |  | 11 kV |  | 28/06/2009 |  |  |  |  | TAMCO |  |  | RUMAH PKNS BKT BADONG | Unknown | Unknown | NO | NONE | DISTRIBUTION | TNB | KUALA SELANGOR | NO | Unknown |  |  |  | NO | [8 empty] | R05017 | NO | [7 empty] | 3 | Pass | null
379895981 | R01798 |  |  |  | BKSL/PCE/J00608/MBRMU | 300313748 | Existing | RYB |  |  | CLOSED | CLOSED | LINK |  | 11 kV |  | 28/06/2009 |  |  |  |  | TAMCO |  |  | RUMAH PKNS BKT BADONG | Unknown | Unknown | NO | NONE | DISTRIBUTION | TNB | KUALA SELANGOR | NO | Unknown |  |  |  | NO | [8 empty] | R01798 | NO | [7 empty] | 3 | Pass | null
379896070 | R07564 | [5 empty] | Existing | RYB |  |  | CLOSED | CLOSED | LINK |  | 11 kV | [9 empty] | PADAT PUSAT NIAGA IJOK PERMAI | Unknown | Unknown | NO | NONE | DISTRIBUTION | TNB | KUALA SELANGOR | NO | Unknown |  |  |  | NO | [8 empty] | R07564 | NO | [7 empty] | 3 | Pass | null
379896075 | R07566 | [5 empty] | Existing | RYB |  |  | CLOSED | CLOSED | LINK |  | 11 kV | [9 empty] | PADAT PUSAT NIAGA IJOK PERMAI | Unknown | Unknown | NO | NONE | DISTRIBUTION | TNB | KUALA SELANGOR | NO | Unknown |  |  |  | NO | [8 empty] | R07566 | NO | [7 empty] | 3 | Pass | null
379896164 | R06834 |  |  |  | BKSL/PCE/J00832/MB | 300443416 | Existing | RYB |  |  | CLOSED | CLOSED | LINK |  | 11 kV | [9 empty] | MASJID IJOK | Unknown | Unknown | NO | NONE | DISTRIBUTION | TNB | KUALA SELANGOR | NO | Unknown |  |  |  | NO | [8 empty] | R06834 | NO | [7 empty] | 3 | Pass | null
379896169 | R06836 |  |  |  | BKSL/PCE/J00832/MB | 300443416 | Existing | RYB |  |  | CLOSED | CLOSED | LINK |  | 11 kV | [9 empty] | MASJID IJOK | Unknown | Unknown | NO | NONE | DISTRIBUTION | TNB | KUALA SELANGOR | NO | Unknown |  |  |  | NO | [8 empty] | R06836 | NO | [7 empty] | 3 | Pass | null
379896259 | R07560 |  |  |  | BKSL/PCE/J00394/MBRMU | 300525027 | Existing | RYB |  | R08310 PE GREAT ECO GLOVE | CLOSED | CLOSED | LINK |  | 11 kV |  | 20150608 |  |  |  |  | INDKOM |  |  | JLN MAKMUR BT 28 IJOK | Unknown | Unknown | NO | NONE | DISTRIBUTION | TNB | KUALA SELANGOR | NO | Unknown |  |  |  | NO | [8 empty] | R07560 | NO | [7 empty] | 3 | Pass | null
379896276 | R07563 |  |  |  | BKSL/PCE/J00394/MBRMU | 300525027 | Existing | RYB |  |  | CLOSED | CLOSED | LINK |  | 11 kV |  | 20150608 |  |  |  |  | INDKOM |  |  | JLN MAKMUR BT 28 IJOK | Unknown | Unknown | NO | NONE | DISTRIBUTION | TNB | KUALA SELANGOR | NO | Unknown |  |  |  | NO | [8 empty] | R07563 | NO | [7 empty] | 3 | Pass | null
379896429 | R06800 |  |  |  | BKSL/PCE/J00833/MBRMU1 | 300443358 | Existing | RYB |  | R06800 PE GREAT ECO GLOVE | CLOSED | CLOSED | LINK |  | 11 kV | [9 empty] | ASSOSIATED MANUFACTURE TRADER | Unknown | Unknown | NO | NONE | DISTRIBUTION | TNB | KUALA SELANGOR | NO | Unknown |  |  |  | NO | [8 empty] | R06800 | NO | [7 empty] | 3 | Pass | null
379896434 | R06798 |  |  |  | BKSL/PCE/J00833/MBRMU1 | 300443358 | Existing | RYB |  |  | CLOSED | CLOSED | LINK |  | 11 kV | [9 empty] | ASSOSIATED MANUFACTURE TRADER | Unknown | Unknown | NO | NONE | DISTRIBUTION | TNB | KUALA SELANGOR | NO | Unknown |  |  |  | NO | [8 empty] | R06798 | NO | [7 empty] | 3 | Pass | null
379896521 | R02742 |  |  |  | BKSL/PCE/J00609/MBRMU | 300313752 | Existing | RYB |  |  | CLOSED | CLOSED | LINK |  | 11 kV |  | 18/08/2008 |  |  |  |  | TAMCO |  |  | TERNAK LEMBU IJOK | Unknown | Unknown | NO | NONE | DISTRIBUTION | TNB | KUALA SELANGOR | NO | Unknown |  |  |  | NO | [8 empty] | R02742 | NO | [7 empty] | 3 | Pass | null
379896528 | R01829 |  |  |  | BKSL/PCE/J00609/MBRMU | 300313752 | Existing | RYB |  |  | CLOSED | CLOSED | LINK |  | 11 kV |  | 18/08/2008 |  |  |  |  | TAMCO |  |  | TERNAK LEMBU IJOK | Unknown | Unknown | NO | NONE | DISTRIBUTION | TNB | KUALA SELANGOR | NO | Unknown |  |  |  | NO | [8 empty] | R01829 | NO | [7 empty] | 3 | Pass | null
379896532 | R02741 | [5 empty] | Existing | RYB |  |  | CLOSED | CLOSED | LINK |  | 11 kV | [9 empty] | TERNAK LEMBU IJOK | Unknown | Unknown | NO | NONE | DISTRIBUTION | TNB | KUALA SELANGOR | NO | Unknown |  |  |  | NO | [8 empty] | R02741 | NO | [7 empty] | 3 | Pass | null
379896558 | R01834 | [5 empty] | Existing | RYB |  |  | CLOSED | CLOSED | LINK |  | 11 kV | [9 empty] | TERNAK LEMBU IJOK | Unknown | Unknown | NO | NONE | DISTRIBUTION | TNB | KUALA SELANGOR | NO | Unknown |  |  |  | NO | [8 empty] | R01834 | NO | [7 empty] | 3 | Pass | null
379896711 | R01831 |  |  |  | BKSL/PCE/J00609/MBRMU | 300313752 | Existing | RYB |  |  | CLOSED | CLOSED | LINK |  | 11 kV |  | 18/08/2008 |  |  |  |  | TAMCO |  |  | TERNAK LEMBU IJOK | Unknown | Unknown | NO | NONE | DISTRIBUTION | TNB | KUALA SELANGOR | Unknown |  |  |  |  | NO | [8 empty] | R01831 | NO | [7 empty] | 3 | Pass | null
379896718 | R01830 | [5 empty] | Existing | RYB |  |  | CLOSED | CLOSED | LINK |  | 11 kV | [9 empty] | TERNAK LEMBU IJOK | Unknown | Unknown | NO | NONE | DISTRIBUTION | TNB | KUALA SELANGOR | Unknown |  |  |  |  | NO | [8 empty] | R01830 | NO | [7 empty] | 3 | Pass | null
379896838 | R01836 |  |  |  | BKSL/PCE/J00610/MBRMU | 300313757 | Existing | RYB |  |  | CLOSED | CLOSED | LINK |  | 11 kV |  | 20/09/2008 | [7 empty] | LOJI AIR BKT MAYUNG | Unknown | Unknown | NO | NONE | DISTRIBUTION | TNB | KUALA SELANGOR | NO | Unknown |  |  |  | NO | [8 empty] | R01836 | NO | [7 empty] | 3 | Pass | null
379896843 | R01835 |  |  |  | BKSL/PCE/J00610/MBRMU | 300313757 | Existing | RYB |  |  | CLOSED | CLOSED | LINK |  | 11 kV |  | 20/09/2008 | [7 empty] | LOJI AIR BKT MAYUNG | Unknown | Unknown | NO | NONE | DISTRIBUTION | TNB | KUALA SELANGOR | NO | Unknown |  |  |  | NO | [8 empty] | R01835 | NO | [7 empty] | 3 | Pass | null
379896932 | R06870 |  |  |  | BKSL/PCE/J00425/MBRMU | 310526852 | Existing | RYB |  |  | CLOSED | CLOSED | LINK |  | 11 kV |  | 18/08/2008 |  |  |  |  | TAMCO |  |  | KOTA PUTERI 6(2) JALAN KP 2/2 | Unknown | Unknown | NO | NONE | DISTRIBUTION | TNB | KUALA SELANGOR | NO | Unknown |  |  |  | NO | [8 empty] | R06870 | NO | [7 empty] | 3 | Pass | null
379896937 | R06868 |  |  |  | BKSL/PCE/J00425/MBRMU | 310526852 | Existing | RYB |  |  | CLOSED | CLOSED | LINK |  | 11 kV |  | 18/08/2008 |  |  |  |  | TAMCO |  |  | KOTA PUTERI 6(2) JALAN KP 2/2 | Unknown | Unknown | NO | NONE | DISTRIBUTION | TNB | KUALA SELANGOR | NO | Unknown |  |  |  | NO | [8 empty] | R06868 | NO | [7 empty] | 3 | Pass | null
379897094 | R03225 |  |  |  | BKSL/PCE/J00480/MBRMU | 300313313 | Existing | RYB |  |  | CLOSED | CLOSED | LINK |  | 11 kV |  | 19961010 |  |  |  |  | TAMCO |  |  | VASATECH | Unknown | Unknown | NO | NONE | DISTRIBUTION | TNB | KUALA SELANGOR | NO | Unknown |  |  |  | NO | [8 empty] | R03225 | NO | [7 empty] | 3 | Pass | null
379897111 | R03228 |  |  |  | BKSL/PCE/J00480/MBRMU | 300313313 | Existing | RYB |  |  | CLOSED | CLOSED | LINK |  | 11 kV |  | 19961010 |  |  |  |  | TAMCO |  |  | VASATECH | Unknown | Unknown | NO | NONE | DISTRIBUTION | TNB | KUALA SELANGOR | NO | Unknown |  |  |  | NO | [8 empty] | R03228 | NO | [7 empty] | 3 | Pass | null
379897532 | R01846 |  |  |  | BKSL/PCE/J00478/MBRMU | 300313341 | Existing | RYB |  |  | CLOSED | CLOSED | LINK |  | 11 kV |  | 19/04/2002 |  |  |  |  | INDKOM |  |  | TMN SURIA | Unknown | Unknown | NO | NONE | DISTRIBUTION | TNB | KUALA SELANGOR | NO | Unknown |  |  |  | NO | [8 empty] | R01846 | NO | [7 empty] | 3 | Pass | null
379897536 | R01847 |  |  |  | BKSL/PCE/J00478/MBRMU | 300313341 | Existing | RYB |  |  | OPEN | CLOSED | LINK |  | 11 kV |  | 19/04/2002 |  |  |  |  | INDKOM |  |  | TMN SURIA | Unknown | Unknown | NO | NONE | DISTRIBUTION | TNB | KUALA SELANGOR | NO | Unknown |  |  |  | NO | [8 empty] | R01847 | NO | [7 empty] | 3 | Pass | null
379897553 | R01848 |  |  |  | BKSL/PCE/J00478/MBRMU | 300313341 | Existing | RYB |  |  | OPEN | CLOSED | LINK |  | 11 kV |  | 19/04/2002 |  |  |  |  | INDKOM |  |  | TMN SURIA | Unknown | Unknown | NO | NONE | DISTRIBUTION | TNB | KUALA SELANGOR | NO | Unknown |  |  |  | NO | [8 empty] | R01848 | NO | [7 empty] | 3 | Pass | null
379897637 | R06364 |  |  |  | BKSL/PCE/J00483/MBRMU | 300345587 | Existing | RYB |  |  | CLOSED | CLOSED | LINK |  | 11 kV |  | 19/02/2006 |  |  |  |  | VEI |  |  | STALHAEM NO.2 | Unknown | Unknown | NO | NONE | DISTRIBUTION | TNB | KUALA SELANGOR | NO | Unknown |  |  |  | NO | [8 empty] | R06364 | NO | [7 empty] | 3 | Pass | null
379897641 | R06362 |  |  |  | BKSL/PCE/J00483/MBRMU | 300345587 | Existing | RYB |  |  | CLOSED | CLOSED | LINK |  | 11 kV |  | 19/02/2006 |  |  |  |  | VEI |  |  | STALHAEM NO.2 | Unknown | Unknown | NO | NONE | DISTRIBUTION | TNB | KUALA SELANGOR | NO | Unknown |  |  |  | NO | [8 empty] | R06362 | NO | [7 empty] | 3 | Pass | null
379897658 | R07401 |  |  |  | BKSL/PCE/J00483/MBRMU | 300345587 | Existing | RYB |  |  | CLOSED | CLOSED | LINK |  | 11 kV |  | 19/02/2006 |  |  |  |  | VEI |  |  | STALHAEM NO.2 | Unknown | Unknown | NO | NONE | DISTRIBUTION | TNB | KUALA SELANGOR | NO | Unknown |  |  |  | NO | [8 empty] | R07401 | NO | [7 empty] | 3 | Pass | null
379897767 | R01876 |  |  |  | BKSL/PCE/J00500/MBRMU | 300313374 | Existing | RYB |  |  | CLOSED | CLOSED | LINK |  | 11 kV |  | 14/11/2004 |  |  |  |  | TAMCO |  |  | KG SG RAMBAI | Unknown | Unknown | NO | NONE | DISTRIBUTION | TNB | KUALA SELANGOR | NO | Unknown |  |  |  | NO | [8 empty] | R01876 | NO | [7 empty] | 3 | Pass | null
379897771 | R01874 |  |  |  | BKSL/PCE/J00500/MBRMU | 300313374 | Existing | RYB |  |  | CLOSED | CLOSED | LINK |  | 11 kV |  | 14/11/2004 |  |  |  |  | TAMCO |  |  | KG SG RAMBAI | Unknown | Unknown | NO | NONE | DISTRIBUTION | TNB | KUALA SELANGOR | NO | Unknown |  |  |  | NO | [8 empty] | R01874 | NO | [7 empty] | 3 | Pass | null
379897788 | R02756 |  |  |  | BKSL/PCE/J00500/MBRMU | 300313374 | Existing | RYB |  |  | CLOSED | CLOSED | LINK |  | 11 kV |  | 14/11/2004 |  |  |  |  | TAMCO |  |  | KG SG RAMBAI | Unknown | Unknown | NO | NONE | DISTRIBUTION | TNB | KUALA SELANGOR | NO | Unknown |  |  |  | NO | [8 empty] | R02756 | NO | [7 empty] | 3 | Pass | null
379897869 | R03148 |  |  |  | BKSL/PCE/J00493/MBRMU | 300313363 | Existing | RYB |  |  | CLOSED | CLOSED | LINK |  | 11 kV |  | 22/09/2004 |  |  |  |  | TAMCO |  |  | KG JAWA | Unknown | Unknown | NO | NONE | DISTRIBUTION | TNB | KUALA SELANGOR | NO | Unknown |  |  |  | NO | [8 empty] | R03148 | NO | [7 empty] | 3 | Pass | null
379897874 | R03150 |  |  |  | BKSL/PCE/J00493/MBRMU | 300313363 | Existing | RYB |  |  | CLOSED | CLOSED | LINK |  | 11 kV |  | 22/09/2004 |  |  |  |  | TAMCO |  |  | KG JAWA | Unknown | Unknown | NO | NONE | DISTRIBUTION | TNB | KUALA SELANGOR | NO | Unknown |  |  |  | NO | [8 empty] | R03150 | NO | [7 empty] | 3 | Pass | null
379897963 | R05411 |  |  |  | BKSL/PCE/J00501/MBRMU | 300313389 | Existing | RYB |  |  | CLOSED | CLOSED | LINK |  | 11 kV |  | 19/02/1997 |  |  |  |  | TAMCO |  |  | RESTORAN YU HEE SWALLOW | Unknown | Unknown | NO | NONE | DISTRIBUTION | TNB | KUALA SELANGOR | NO | Unknown |  |  |  | NO | [8 empty] | R05411 | NO | [7 empty] | 3 | Pass | null
379897968 | R05413 |  |  |  | BKSL/PCE/J00501/MBRMU | 300313389 | Existing | RYB |  |  | CLOSED | CLOSED | LINK |  | 11 kV |  | 19/02/1997 |  |  |  |  | TAMCO |  |  | RESTORAN YU HEE SWALLOW | Unknown | Unknown | NO | NONE | DISTRIBUTION | TNB | KUALA SELANGOR | NO | Unknown |  |  |  | NO | [8 empty] | R05413 | NO | [7 empty] | 3 | Pass | null
379898057 | R03916 |  |  |  | BKSL/PCE/J00499/MBRMU | 300313395 | Existing | RYB |  |  | CLOSED | CLOSED | LINK |  | 11 kV |  | 22/03/2005 |  |  |  |  | INDKOM |  |  | TMN KILAUAN | Unknown | Unknown | NO | NONE | DISTRIBUTION | TNB | KUALA SELANGOR | NO | Unknown |  |  |  | NO | [8 empty] | R03916 | NO | [7 empty] | 3 | Pass | null
379898062 | R03915 |  |  |  | BKSL/PCE/J00499/MBRMU | 300313395 | Existing | RYB |  |  | CLOSED | CLOSED | LINK |  | 11 kV |  | 22/03/2005 |  |  |  |  | INDKOM |  |  | TMN KILAUAN | Unknown | Unknown | NO | NONE | DISTRIBUTION | TNB | KUALA SELANGOR | NO | Unknown |  |  |  | NO | [8 empty] | R03915 | NO | [7 empty] | 3 | Pass | null
379898178 | R07391 | [5 empty] | Existing | RYB |  |  | CLOSED | CLOSED | LINK |  | 11 kV | [9 empty] | TAMAN RUI DEV | Unknown | Unknown | NO | NONE | DISTRIBUTION | TNB | KUALA SELANGOR | NO | Unknown |  |  |  | NO | [8 empty] | R07391 | NO | [7 empty] | 3 | Pass | null
379898183 | R07392 | [5 empty] | Existing | RYB |  |  | CLOSED | CLOSED | LINK |  | 11 kV | [9 empty] | TAMAN RUI DEV | Unknown | Unknown | NO | NONE | DISTRIBUTION | TNB | KUALA SELANGOR | NO | Unknown |  |  |  | NO | [8 empty] | R07392 | NO | [7 empty] | 3 | Pass | null
379898272 | R00475 |  |  |  | BKSL/PCE/J00498/MBRMU | 300313421 | Existing | RYB |  |  | CLOSED | CLOSED | LINK |  | 11 kV |  | 18/08/2003 |  |  |  |  | TAMCO |  |  | WATASEKO | Unknown | Unknown | NO | NONE | DISTRIBUTION | TNB | KUALA SELANGOR | NO | Unknown |  |  |  | NO | [8 empty] | R00475 | NO | [7 empty] | 3 | Pass | null
379898277 | R00477 |  |  |  | BKSL/PCE/J00498/MBRMU | 300313421 | Existing | RYB |  |  | CLOSED | CLOSED | LINK |  | 11 kV |  | 18/08/2003 |  |  |  |  | TAMCO |  |  | WATASEKO | Unknown | Unknown | NO | NONE | DISTRIBUTION | TNB | KUALA SELANGOR | NO | Unknown |  |  |  | NO | [8 empty] | R00477 | NO | [7 empty] | 3 | Pass | null
379898366 | R04162 |  |  |  | BKSL/PCE/J00497/MBRMU | 300313432 | Existing | RYB |  |  | CLOSED | CLOSED | LINK |  | 11 kV |  | 27/11/1997 | [7 empty] | TMN SRI CAHAYA(C/S) | Unknown | Unknown | NO | NONE | DISTRIBUTION | TNB | KUALA SELANGOR | NO | Unknown |  |  |  | NO | [8 empty] | R04162 | NO | [7 empty] | 3 | Pass | null
379898371 | R04164 |  |  |  | BKSL/PCE/J00497/MBRMU | 300313432 | Existing | RYB |  |  | CLOSED | CLOSED | LINK |  | 11 kV |  | 27/11/1997 | [7 empty] | TMN SRI CAHAYA(C/S) | Unknown | Unknown | NO | NONE | DISTRIBUTION | TNB | KUALA SELANGOR | NO | Unknown |  |  |  | NO | [8 empty] | R04164 | NO | [7 empty] | 3 | Pass | null
379898462 | R00478 |  |  |  | BKSL/PCE/J00495/MBRMU | 300313445 | Existing | RYB |  |  | CLOSED | CLOSED | LINK |  | 11 kV |  | 20/05/2004 |  |  |  |  | TAMCO |  |  | SM TEKNIK BATANG BERJUNTAI | Unknown | Unknown | NO | NONE | DISTRIBUTION | TNB | KUALA SELANGOR | NO | Unknown |  |  |  | NO | [8 empty] | R00478 | NO | [7 empty] | 3 | Pass | null
379898467 | R00480 |  |  |  | BKSL/PCE/J00495/MBRMU | 300313445 | Existing | RYB |  |  | CLOSED | CLOSED | LINK |  | 11 kV |  | 20/05/2004 |  |  |  |  | TAMCO |  |  | SM TEKNIK BATANG BERJUNTAI | Unknown | Unknown | NO | NONE | DISTRIBUTION | TNB | KUALA SELANGOR | NO | Unknown |  |  |  | NO | [8 empty] | R00480 | NO | [7 empty] | 3 | Pass | null
379898558 | R03820 |  |  |  | BKSL/PCE/J00494/MBRMU | 300313453 | Existing | RYB |  |  | CLOSED | CLOSED | LINK |  | 11 kV |  | 18/08/2003 | [7 empty] | SK BATANG BERJUNTAI | Unknown | Unknown | NO | NONE | DISTRIBUTION | TNB | KUALA SELANGOR | NO | Unknown |  |  |  | NO | [8 empty] | R03820 | NO | [7 empty] | 3 | Pass | null
379898563 | R03819 |  |  |  | BKSL/PCE/J00494/MBRMU | 300313453 | Existing | RYB |  |  | CLOSED | CLOSED | LINK |  | 11 kV |  | 18/08/2003 | [7 empty] | SK BATANG BERJUNTAI | Unknown | Unknown | NO | NONE | DISTRIBUTION | TNB | KUALA SELANGOR | NO | Unknown |  |  |  | NO | [8 empty] | R03819 | NO | [7 empty] | 3 | Pass | null
379898654 | R05515 |  |  |  | BKSL/PCE/J00568/MBRMU | 300313460 | Existing | RYB |  |  | CLOSED | CLOSED | LINK |  | 11 kV |  | 20041110 | [7 empty] | TMN PELANGI | Unknown | Unknown | NO | NONE | DISTRIBUTION | TNB | KUALA SELANGOR | NO | Unknown |  |  |  | NO | [8 empty] | R05515 | NO | [7 empty] | 3 | Pass | null
379898659 | R05513 |  |  |  | BKSL/PCE/J00568/MBRMU | 300313460 | Existing | RYB |  |  | CLOSED | CLOSED | LINK |  | 11 kV |  | 20041110 | [7 empty] | TMN PELANGI | Unknown | Unknown | NO | NONE | DISTRIBUTION | TNB | KUALA SELANGOR | NO | Unknown |  |  |  | NO | [8 empty] | R05513 | NO | [7 empty] | 3 | Pass | null
379898748 | S00068 |  |  |  | BKSL/PCE/J00035/MBRMU3 | 300443766 | Existing | RYB |  | TX | CLOSED | CLOSED | LINK |  | 11 kV |  | 18/08/1980 | [7 empty] | SG RAMBAI NO 1 | Unknown | Unknown | NO | NONE | DISTRIBUTION | TNB | KUALA SELANGOR | NO | Unknown |  |  |  | NO | [8 empty] | S00068 | NO | [7 empty] | 3 | Pass | null
379898753 | S00068 |  |  |  | BKSL/PCE/J00035/MBRMU3 | 300443766 | Existing | RYB |  | TX | CLOSED | CLOSED | LINK |  | 11 kV |  | 18/08/1980 | [7 empty] | SG RAMBAI NO 1 | Unknown | Unknown | NO | NONE | DISTRIBUTION | TNB | KUALA SELANGOR | NO | Unknown |  |  |  | NO | [8 empty] | S00068 | NO | [7 empty] | 3 | Pass | null
379916000 | R06198 |  |  |  | BKSL/PCE/J00586/MBRMU | 300346247 | Existing | RYB |  |  | CLOSED | CLOSED | LINK |  | 11 kV |  | 17/07/2003 |  |  |  |  | TAMCO |  |  | KLINIK KESIHATAN B/BERJUNTAI | Unknown | Unknown | NO | NONE | DISTRIBUTION | TNB | KUALA SELANGOR | NO | Unknown |  |  |  | NO | [8 empty] | R06198 | NO | [7 empty] | 3 | Pass | null
379916017 | R06201 |  |  |  | BKSL/PCE/J00586/MBRMU | 300346247 | Existing | RYB |  |  | CLOSED | CLOSED | LINK |  | 11 kV |  | 17/07/2003 |  |  |  |  | TAMCO |  |  | KLINIK KESIHATAN B/BERJUNTAI | Unknown | Unknown | NO | NONE | DISTRIBUTION | TNB | KUALA SELANGOR | NO | Unknown |  |  |  | NO | [8 empty] | R06201 | NO | [7 empty] | 3 | Pass | null
379916354 | R01902 |  |  |  | BKSL/PCE/J00504/MBRMU | 300313215 | Existing | RYB |  |  | CLOSED | CLOSED | LINK |  | 11 kV |  | 19/04/1987 |  |  |  |  | TAMCO |  |  | SIME HYUNDAI | Unknown | Unknown | NO | NONE | DISTRIBUTION | TNB | KUALA SELANGOR | NO | Unknown |  |  |  | NO | [8 empty] | R01902 | NO | [7 empty] | 3 | Pass | null
379916360 | R01903 |  |  |  | BKSL/PCE/J00504/MBRMU | 300313215 | Existing | RYB |  |  | CLOSED | CLOSED | LINK |  | 11 kV |  | 19/04/1987 |  |  |  |  | TAMCO |  |  | SIME HYUNDAI | Unknown | Unknown | NO | NONE | DISTRIBUTION | TNB | KUALA SELANGOR | NO | Unknown |  |  |  | NO | [8 empty] | R01903 | NO | [7 empty] | 3 | Pass | null
379916365 | R06915 |  |  |  | BKSL/PCE/J00504/MBRMU | 300313215 | Existing | RYB |  |  | CLOSED | CLOSED | LINK |  | 11 kV |  | 19/04/1987 |  |  |  |  | TAMCO |  |  | SIME HYUNDAI | Unknown | Unknown | NO | NONE | DISTRIBUTION | TNB | KUALA SELANGOR | NO | Unknown |  |  |  | NO | [8 empty] | R06915 | NO | [7 empty] | 3 | Pass | null
379916396 | R05958 |  |  |  | BKSL/PCE/J00557/MBRMU | 300313299 | Existing | RYB |  |  | CLOSED | CLOSED | LINK |  | 11 kV |  | 28/06/2003 |  |  |  |  | INDKOM |  |  | LOJI AIR RANTAU PANJANG | Unknown | Unknown | NO | NONE | DISTRIBUTION | TNB | KUALA SELANGOR | NO | Unknown |  |  |  | NO | [8 empty] | R05958 | NO | [7 empty] | 3 | Pass | null
379916401 | R05956 |  |  |  | BKSL/PCE/J00557/MBRMU | 300313299 | Existing | RYB |  |  | OPEN | CLOSED | LINK |  | 11 kV |  | 28/06/2003 |  |  |  |  | INDKOM |  |  | LOJI AIR RANTAU PANJANG | Unknown | Unknown | NO | NONE | DISTRIBUTION | TNB | KUALA SELANGOR | NO | Unknown |  |  |  | NO | [8 empty] | R05956 | NO | [7 empty] | 3 | Pass | null
379916584 | S05558 |  |  |  | BKSL/PCE/J00612/MBRMU | 300345364 | Existing | RYB |  |  | CLOSED | CLOSED | LINK |  | 11 kV |  | 26/06/2006 |  |  |  |  | TAMCO |  |  | TANAMARAN NO.1 | Unknown | Unknown | NO | NONE | DISTRIBUTION | TNB | KUALA SELANGOR | NO | Unknown |  |  |  | NO | [8 empty] | S05558 | NO | [7 empty] | 3 | Pass | null
379916589 | S05560 |  |  |  | BKSL/PCE/J00612/MBRMU | 300345364 | Existing | RYB |  |  | CLOSED | CLOSED | LINK |  | 11 kV |  | 26/06/2006 |  |  |  |  | TAMCO |  |  | TANAMARAN NO.1 | Unknown | Unknown | NO | NONE | DISTRIBUTION | TNB | KUALA SELANGOR | NO | Unknown |  |  |  | NO | [8 empty] | S05560 | NO | [7 empty] | 3 | Pass | null
379916682 | S00512 |  |  |  | BKSL/PCE/J00234/MBRMU | 300313399 | Existing | RYB |  |  | CLOSED | CLOSED | LINK |  | 11 kV |  | 28/06/1984 | [7 empty] | SW/STN BKT TALANG | Unknown | Unknown | NO | NONE | DISTRIBUTION | TNB | KUALA SELANGOR | NO | Unknown |  |  |  | NO | [8 empty] | S00512 | NO | [7 empty] | 3 | Pass | null
379916690 | S00513 |  |  |  | BKSL/PCE/J00234/MBRMU | 300313399 | Existing | RYB |  |  | CLOSED | CLOSED | LINK |  | 11 kV |  | 28/06/1984 | [7 empty] | SW/STN BKT TALANG | Unknown | Unknown | NO | NONE | DISTRIBUTION | TNB | KUALA SELANGOR | NO | Unknown |  |  |  | NO | [8 empty] | S00513 | NO | [7 empty] | 3 | Pass | null
379916697 | S00514 |  |  |  | BKSL/PCE/J00234/MBRMU | 300313399 | Existing | RYB |  |  | CLOSED | CLOSED | LINK |  | 11 kV |  | 28/06/1984 | [7 empty] | SW/STN BKT TALANG | Unknown | Unknown | NO | NONE | DISTRIBUTION | TNB | KUALA SELANGOR | NO | Unknown |  |  |  | NO | [8 empty] | S00514 | NO | [7 empty] | 3 | Pass | null
379916858 | R05331 |  |  |  | BKSL/PCE/J00477/MBRMU | 300346209 | Existing | RYB |  |  | CLOSED | CLOSED | LINK |  | 11 kV |  | 20/05/2008 | [7 empty] | HANG TUAH | Unknown | Unknown | NO | NONE | DISTRIBUTION | TNB | KUALA SELANGOR | NO | Unknown |  |  |  | NO | [8 empty] | R05331 | NO | [7 empty] | 3 | Pass | null
379916863 | R01895 |  |  |  | BKSL/PCE/J00477/MBRMU | 300346209 | Existing | RYB |  |  | CLOSED | CLOSED | LINK |  | 11 kV |  | 20/05/2008 | [7 empty] | HANG TUAH | Unknown | Unknown | NO | NONE | DISTRIBUTION | TNB | KUALA SELANGOR | NO | Unknown |  |  |  | NO | [8 empty] | R01895 | NO | [7 empty] | 3 | Pass | null
379917248 | R01858 |  |  |  | BKSL/PCE/J00479/MBRMU | 300313354 | Existing | RYB |  |  | CLOSED | CLOSED | LINK |  | 11 kV |  | 17/07/2004 |  |  |  |  | MERLIN GERIN |  |  | BALAI POLIS BATANG BEJUNTAI | Unknown | Unknown | NO | NONE | DISTRIBUTION | TNB | KUALA SELANGOR | NO | Unknown |  |  |  | NO | [8 empty] | R01858 | NO | [7 empty] | 3 | Pass | null
379917253 | R01859 |  |  |  | BKSL/PCE/J00479/MBRMU | 300313354 | Existing | RYB |  |  | CLOSED | CLOSED | LINK |  | 11 kV |  | 17/07/2004 |  |  |  |  | MERLIN GERIN |  |  | BALAI POLIS BATANG BEJUNTAI | Unknown | Unknown | NO | NONE | DISTRIBUTION | TNB | KUALA SELANGOR | NO | Unknown |  |  |  | NO | [8 empty] | R01859 | NO | [7 empty] | 3 | Pass | null
379917344 | R05366 |  |  |  | BKSL/PCE/J00570/MBRMU | 300313349 | Existing | RYB |  |  | CLOSED | CLOSED | LINK |  | 11 kV |  | 26/06/2002 |  |  |  |  | MERLIN GERIN |  |  | TMN SRI BISTARI | Unknown | Unknown | NO | NONE | DISTRIBUTION | TNB | KUALA SELANGOR | NO | Unknown |  |  |  | NO | [8 empty] | R05366 | NO | [7 empty] | 3 | Pass | null
379917349 | R05364 |  |  |  | BKSL/PCE/J00570/MBRMU | 300313349 | Existing | RYB |  |  | CLOSED | CLOSED | LINK |  | 11 kV |  | 26/06/2002 |  |  |  |  | MERLIN GERIN |  |  | TMN SRI BISTARI | Unknown | Unknown | NO | NONE | DISTRIBUTION | TNB | KUALA SELANGOR | NO | Unknown |  |  |  | NO | [8 empty] | R05364 | NO | [7 empty] | 3 | Pass | null
379917446 | R01868 |  |  |  | BKSL/PCE/J00471/MBRMU | 300313312 | Existing | RYB |  |  | CLOSED | CLOSED | LINK |  | 11 kV |  | 20/09/1996 |  |  |  |  | TAMCO |  |  | HWA TEH | Unknown | Unknown | NO | NONE | DISTRIBUTION | TNB | KUALA SELANGOR | NO | Unknown |  |  |  | NO | [8 empty] | R01868 | NO | [7 empty] | 3 | Pass | null
379917451 | R01866 |  |  |  | BKSL/PCE/J00471/MBRMU | 300313312 | Existing | RYB |  | R08091 BRIGHTWAY SG DARAH | CLOSED | CLOSED | LINK |  | 11 kV |  | 20/09/1996 |  |  |  |  | TAMCO |  |  | HWA TEH | Unknown | Unknown | NO | NONE | DISTRIBUTION | TNB | KUALA SELANGOR | NO | Unknown |  |  |  | NO | [8 empty] | R01866 | NO | [7 empty] | 3 | Pass | null
379917542 | R05047 |  |  |  | BKSL/PCE/J00469/MBRMU | 300313305 | Existing | RYB |  | R08093 BRIGHTWAY SG DARAH | CLOSED | CLOSED | LINK |  | 11 kV |  | 18/08/2004 |  |  |  |  | VEI |  |  | TMN SULUH BESTARI | Unknown | Unknown | NO | NONE | DISTRIBUTION | TNB | KUALA SELANGOR | NO | Unknown |  |  |  | NO | [8 empty] | R05047 | NO | [7 empty] | 3 | Pass | null
379917547 | R05049 |  |  |  | BKSL/PCE/J00469/MBRMU | 300313305 | Existing | RYB |  |  | CLOSED | CLOSED | LINK |  | 11 kV |  | 18/08/2004 |  |  |  |  | VEI |  |  | TMN SULUH BESTARI | Unknown | Unknown | NO | NONE | DISTRIBUTION | TNB | KUALA SELANGOR | NO | Unknown |  |  |  | NO | [8 empty] | R05049 | NO | [7 empty] | 3 | Pass | null
379917731 | R06002 |  |  |  | BKSL/PCE/J00470/MBRMU | 300313303 | Existing | RYB |  |  | CLOSED | CLOSED | LINK |  | 11 kV |  | 20031107 |  |  |  |  | INDKOM |  |  | FRUIT VALLEY | Unknown | Unknown | NO | NONE | DISTRIBUTION | TNB | KUALA SELANGOR | NO | Unknown |  |  |  | NO | [8 empty] | R06002 | NO | [7 empty] | 3 | Pass | null
379917748 | R05050 |  |  |  | BKSL/PCE/J00470/MBRMU | 300313303 | Existing | RYB |  |  | CLOSED | CLOSED | LINK |  | 11 kV |  | 20031107 |  |  |  |  | INDKOM |  |  | FRUIT VALLEY | Unknown | Unknown | NO | NONE | DISTRIBUTION | TNB | KUALA SELANGOR | NO | Unknown |  |  |  | NO | [8 empty] | R05050 | NO | [7 empty] | 3 | Pass | null
379917905 | R03845 |  |  |  | BKSL/PCE/J00474/MBRMU | 300313325 | Existing | RYB |  |  | CLOSED | CLOSED | LINK |  | 11 kV |  | 14/02/1989 |  |  |  |  | INDKOM |  |  | FISH POND NO 2 | Unknown | Unknown | NO | NONE | DISTRIBUTION | TNB | KUALA SELANGOR | NO | Unknown |  |  |  | NO | [8 empty] | R03845 | NO | [7 empty] | 3 | Pass | null
379917910 | R03844 |  |  |  | BKSL/PCE/J00474/MBRMU | 300313325 | Existing | RYB |  |  | CLOSED | CLOSED | LINK |  | 11 kV |  | 14/02/1989 |  |  |  |  | INDKOM |  |  | FISH POND NO 2 | Unknown | Unknown | NO | NONE | DISTRIBUTION | TNB | KUALA SELANGOR | NO | Unknown |  |  |  | NO | [8 empty] | R03844 | NO | [7 empty] | 3 | Pass | null
379917999 | S01544 |  |  |  | BKSL/PCE/J00227/MBRMU | 300313369 | Existing | RYB |  |  | CLOSED | CLOSED | LINK |  | 11 kV |  | 19871110 | [7 empty] | LDG TERNAK AYAM JLN RAJA MUSA | Unknown | Unknown | NO | NONE | DISTRIBUTION | TNB | KUALA SELANGOR | NO | Unknown |  |  |  | NO | [8 empty] | S01544 | NO | [7 empty] | 3 | Pass | null
379918004 | S01546 |  |  |  | BKSL/PCE/J00227/MBRMU | 300313369 | Existing | RYB |  |  | CLOSED | CLOSED | LINK |  | 11 kV |  | 19871110 | [7 empty] | LDG TERNAK AYAM JLN RAJA MUSA | Unknown | Unknown | NO | NONE | DISTRIBUTION | TNB | KUALA SELANGOR | NO | Unknown |  |  |  | NO | [8 empty] | S01546 | NO | [7 empty] | 3 | Pass | null
379918093 | S00519 |  |  |  | BKSL/PCE/J00226/MBRMU | 300343262 | Existing | RYB |  |  | CLOSED | CLOSED | LINK |  | 11 kV |  | 18/08/2010 |  |  |  |  | TAMCO |  |  | PERMATA CITRA | Unknown | Unknown | NO | NONE | DISTRIBUTION | TNB | KUALA SELANGOR | NO | Unknown |  |  |  | NO | [8 empty] | S00519 | NO | [7 empty] | 3 | Pass | null
379918098 | S00518 |  |  |  | BKSL/PCE/J00226/MBRMU | 300343262 | Existing | RYB |  |  | CLOSED | CLOSED | LINK |  | 11 kV |  | 18/08/2010 |  |  |  |  | TAMCO |  |  | PERMATA CITRA | Unknown | Unknown | NO | NONE | DISTRIBUTION | TNB | KUALA SELANGOR | NO | Unknown |  |  |  | NO | [8 empty] | S00518 | NO | [7 empty] | 3 | Pass | null
379918187 | S01539 |  |  |  | BKSL/PCE/J00281/MBRMU | 300313386 | Existing | RYB |  |  | CLOSED | CLOSED | LINK |  | 11 kV |  | 15/12/2004 |  |  |  |  | TAMCO |  |  | TMN AGROTEKNOLOGI | Unknown | Unknown | NO | NONE | DISTRIBUTION | TNB | KUALA SELANGOR | NO | Unknown |  |  |  | NO | [8 empty] | S01539 | NO | [7 empty] | 3 | Pass | null
379918192 | S01541 |  |  |  | BKSL/PCE/J00281/MBRMU | 300313386 | Existing | RYB |  |  | CLOSED | CLOSED | LINK |  | 11 kV |  | 15/12/2004 |  |  |  |  | TAMCO |  |  | TMN AGROTEKNOLOGI | Unknown | Unknown | NO | NONE | DISTRIBUTION | TNB | KUALA SELANGOR | NO | Unknown |  |  |  | NO | [8 empty] | S01541 | NO | [7 empty] | 3 | Pass | null
379918281 | S00516 |  |  |  | BKSL/PCE/J00225/MBRMU | 300313396 | Existing | RYB |  |  | CLOSED | CLOSED | LINK |  | 11 kV |  | 19/04/1991 | [7 empty] | LDG BKT TALANG | Unknown | Unknown | NO | NONE | DISTRIBUTION | TNB | KUALA SELANGOR | NO | Unknown |  |  |  | NO | [8 empty] | S00516 | NO | [7 empty] | 3 | Pass | null
379918286 | S00515 |  |  |  | BKSL/PCE/J00225/MBRMU | 300313396 | Existing | RYB |  |  | OPEN | CLOSED | LINK |  | 11 kV |  | 19/04/1991 | [7 empty] | LDG BKT TALANG | Unknown | Unknown | NO | NONE | DISTRIBUTION | TNB | KUALA SELANGOR | NO | Unknown |  |  |  | NO | [8 empty] | S00515 | NO | [7 empty] | 3 | Pass | null
379918472 | S01536 |  |  |  | BKSL/PCE/J00224/MBRMU | 300343266 | Existing | RYB |  |  | CLOSED | CLOSED | LINK |  | 11 kV |  | 27/11/2011 |  |  |  |  | TAMCO |  |  | PKNS RAJA MUSA (TMN RAJA MUSA) | Unknown | Unknown | NO | NONE | DISTRIBUTION | TNB | KUALA SELANGOR | NO | Unknown |  |  |  | NO | [8 empty] | S01536 | NO | [7 empty] | 3 | Pass | null
379918476 | S01538 |  |  |  | BKSL/PCE/J00224/MBRMU | 300343266 | Existing | RYB |  |  | CLOSED | CLOSED | LINK |  | 11 kV |  | 27/11/2011 |  |  |  |  | TAMCO |  |  | PKNS RAJA MUSA (TMN RAJA MUSA) | Unknown | Unknown | NO | NONE | DISTRIBUTION | TNB | KUALA SELANGOR | NO | Unknown |  |  |  | NO | [8 empty] | S01538 | NO | [7 empty] | 3 | Pass | null
379918493 | S05798 |  |  |  | BKSL/PCE/J00224/MBRMU | 300343266 | Existing | RYB |  |  | CLOSED | CLOSED | LINK |  | 11 kV |  | 27/11/2011 |  |  |  |  | TAMCO |  |  | PKNS RAJA MUSA (TMN RAJA MUSA) | Unknown | Unknown | NO | NONE | DISTRIBUTION | TNB | KUALA SELANGOR | NO | Unknown |  |  |  | NO | [8 empty] | S05798 | NO | [7 empty] | 3 | Pass | null
379918576 | S05402 |  |  |  | BKSL/PCE/J00541/MBRMU | 300313619 | Existing | RYB |  |  | CLOSED | CLOSED | LINK |  | 11 kV |  | 20081012 |  |  |  |  | MERLIN GERIN |  |  | LDG GUTHREY BKT TALANG | Unknown | Unknown | NO | NONE | DISTRIBUTION | TNB | KUALA SELANGOR | NO | Unknown |  |  |  | NO | [8 empty] | S05402 | NO | [7 empty] | 3 | Pass | null
379918581 | S05404 |  |  |  | BKSL/PCE/J00541/MBRMU | 300313619 | Existing | RYB |  |  | CLOSED | CLOSED | LINK |  | 11 kV |  | 20081012 |  |  |  |  | MERLIN GERIN |  |  | LDG GUTHREY BKT TALANG | Unknown | Unknown | NO | NONE | DISTRIBUTION | TNB | KUALA SELANGOR | NO | Unknown |  |  |  | NO | [8 empty] | S05404 | NO | [7 empty] | 3 | Pass | null
379918670 | S00511 |  |  |  | BKSL/PCE/J00223/MBRMU | 300343268 | Existing | RYB |  |  | CLOSED | CLOSED | LINK |  | 11 kV |  | 20111012 |  |  |  |  | TAMCO |  |  | RJ MUSA NO 2(ESTATE) | Unknown | Unknown | NO | NONE | DISTRIBUTION | TNB | KUALA SELANGOR | NO | Unknown |  |  |  | NO | [8 empty] | S00511 | NO | [7 empty] | 3 | Pass | null
379918675 | S00509 |  |  |  | BKSL/PCE/J00223/MBRMU | 300343268 | Existing | RYB |  |  | CLOSED | CLOSED | LINK |  | 11 kV |  | 20111012 |  |  |  |  | TAMCO |  |  | RJ MUSA NO 2(ESTATE) | Unknown | Unknown | NO | NONE | DISTRIBUTION | TNB | KUALA SELANGOR | NO | Unknown |  |  |  | NO | [8 empty] | S00509 | NO | [7 empty] | 3 | Pass | null
379918768 | S00506 |  |  |  | BKSL/PCE/J00222/MBRMU | 300343269 | Existing | RYB |  |  | CLOSED | CLOSED | LINK |  | 11 kV |  | 14/02/2010 | [7 empty] | RJ MUSA NO 1 (TMN MANICKAVASAGAM) | Unknown | Unknown | NO | NONE | DISTRIBUTION | TNB | KUALA SELANGOR | NO | Unknown |  |  |  | NO | [8 empty] | S00506 | NO | [7 empty] | 3 | Pass | null
379918776 | S00508 |  |  |  | BKSL/PCE/J00222/MBRMU | 300343269 | Existing | RYB |  |  | CLOSED | CLOSED | LINK |  | 11 kV |  | 14/02/2010 | [7 empty] | RJ MUSA NO 1 (TMN MANICKAVASAGAM) | Unknown | Unknown | NO | NONE | DISTRIBUTION | TNB | KUALA SELANGOR | NO | Unknown |  |  |  | NO | [8 empty] | S00508 | NO | [7 empty] | 3 | Pass | null
379918783 | S01641 |  |  |  | BKSL/PCE/J00222/MBRMU | 300343269 | Existing | RYB |  | S01652 KONG LEE ENG FARM | OPEN | CLOSED | LINK |  | 11 kV |  | 14/02/2010 | [7 empty] | RJ MUSA NO 1 (TMN MANICKAVASAGAM) | Unknown | Unknown | NO | NONE | DISTRIBUTION | TNB | KUALA SELANGOR | NO | Unknown |  |  |  | NO | [8 empty] | S01641 | NO | [7 empty] | 3 | Pass | null
379918949 | S00504 |  |  |  | BKSL/PCE/J00236/MBRMU1 | 300242571 | Existing | RYB |  |  | CLOSED | CLOSED | LINK |  | 11 kV |  | 14/02/1997 |  |  |  |  | VEI |  |  | SW/STN RJ MUSA | Unknown | Unknown | NO | NONE | DISTRIBUTION | TNB | KUALA SELANGOR | NO | Unknown |  |  |  | NO | [8 empty] | S00504 | NO | [7 empty] | 3 | Pass | null
379918953 | S00503 |  |  |  | BKSL/PCE/J00236/MBRMU1 | 300242571 | Existing | RYB |  |  | CLOSED | CLOSED | LINK |  | 11 kV |  | 14/02/1997 |  |  |  |  | VEI |  |  | SW/STN RJ MUSA | Unknown | Unknown | NO | NONE | DISTRIBUTION | TNB | KUALA SELANGOR | NO | Unknown |  |  |  | NO | [8 empty] | S00503 | NO | [7 empty] | 3 | Pass | null
379918970 | S01643 |  |  |  | BKSL/PCE/J00236/MBRMU1 | 300242571 | Existing | RYB |  |  | OPEN | CLOSED | LINK |  | 11 kV |  | 14/02/1997 |  |  |  |  | VEI |  |  | SW/STN RJ MUSA | Unknown | Unknown | NO | NONE | DISTRIBUTION | TNB | KUALA SELANGOR | NO | Unknown |  |  |  | NO | [8 empty] | S01643 | NO | [7 empty] | 3 | Pass | null
379919058 | R06099 |  |  |  | BKSL/PCE/J00583/MBRMU | 300313076 | Existing | RYB |  |  | CLOSED | CLOSED | LINK |  | 11 kV |  | 19761107 |  |  |  |  | TAMCO |  |  | SW/STN SIME DARBY NO 2 | Unknown | Unknown | NO | NONE | DISTRIBUTION | TNB | KUALA SELANGOR | NO | Unknown |  |  |  | NO | [8 empty] | R06099 | NO | [7 empty] | 3 | Pass | null
379919064 | R06101 |  |  |  | BKSL/PCE/J00583/MBRMU | 300313076 | Existing | RYB |  |  | CLOSED | CLOSED | LINK |  | 11 kV |  | 19761107 |  |  |  |  | TAMCO |  |  | SW/STN SIME DARBY NO 2 | Unknown | Unknown | NO | NONE | DISTRIBUTION | TNB | KUALA SELANGOR | NO | Unknown |  |  |  | NO | [8 empty] | R06101 | NO | [7 empty] | 3 | Pass | null
379919069 | R06100 |  |  |  | BKSL/PCE/J00583/MBRMU | 300313076 | Existing | RYB |  |  | CLOSED | CLOSED | LINK |  | 11 kV |  | 19761107 |  |  |  |  | TAMCO |  |  | SW/STN SIME DARBY NO 2 | Unknown | Unknown | NO | NONE | DISTRIBUTION | TNB | KUALA SELANGOR | NO | Unknown |  |  |  | NO | [8 empty] | R06100 | NO | [7 empty] | 3 | Pass | null
379919077 | S00505 |  |  |  | BKSL/PCE/J00236/MBRMU1 | 300242571 | Existing | RYB |  |  | CLOSED | CLOSED | LINK |  | 11 kV |  | 14/02/1997 |  |  |  |  | VEI |  |  | SW/STN RJ MUSA | Unknown | Unknown | NO | NONE | DISTRIBUTION | TNB | KUALA SELANGOR | Unknown |  |  |  |  | NO | [8 empty] | S00505 | NO | [7 empty] | 3 | Pass | null
379919181 | S00494 |  |  |  | BKSL/PCE/J00243/MBS00494 | 300022921 | Existing | RYB |  |  | CLOSED | CLOSED | LINK |  | 11 kV |  | 26/06/1966 |  |  |  |  | VEI |  |  | PKNS BKT BELIMBING (R/MURAH) | Unknown | Unknown | NO | NONE | DISTRIBUTION | TNB | KUALA SELANGOR | NO | Unknown |  |  |  | NO | [8 empty] | S00494 | NO | [7 empty] | 3 | Pass | null
379919202 | S00495 |  |  |  | BKSL/PCE/J00243/MBS00494 | 300022921 | Existing | RYB |  |  | CLOSED | CLOSED | LINK |  | 11 kV |  | 26/06/1966 |  |  |  |  | VEI |  |  | PKNS BKT BELIMBING (R/MURAH) | Unknown | Unknown | NO | NONE | DISTRIBUTION | TNB | KUALA SELANGOR | NO | Unknown |  |  |  | NO | [8 empty] | S00495 | NO | [7 empty] | 3 | Pass | null
379919283 | S00491 |  |  |  | BKSL/PCE/J00242/MBRMU | 300313624 | Existing | RYB |  |  | CLOSED | CLOSED | LINK |  | 11 kV |  | 26/06/2009 |  |  |  |  | TAMCO |  |  | TOK 4 MAJID | Unknown | Unknown | NO | NONE | DISTRIBUTION | TNB | KUALA SELANGOR | NO | Unknown |  |  |  | NO | [8 empty] | S00491 | NO | [7 empty] | 3 | Pass | null
379919288 | S00493 |  |  |  | BKSL/PCE/J00242/MBRMU | 300313624 | Existing | RYB |  |  | CLOSED | CLOSED | LINK |  | 11 kV |  | 26/06/2009 |  |  |  |  | TAMCO |  |  | TOK 4 MAJID | Unknown | Unknown | NO | NONE | DISTRIBUTION | TNB | KUALA SELANGOR | NO | Unknown |  |  |  | NO | [8 empty] | S00493 | NO | [7 empty] | 3 | Pass | null
379919377 | S00490 |  |  |  | BKSL/PCE/J00240/MB002 | 300022907 | Existing | RYB |  |  | CLOSED | CLOSED | LINK |  | 11 kV |  | 20/05/1984 |  |  |  |  | MERLIN GERIN |  |  | GOODWILL COCONUT | Unknown | Unknown | NO | NONE | DISTRIBUTION | TNB | KUALA SELANGOR | NO | Unknown |  |  |  | NO | [8 empty] | S00490 | NO | [7 empty] | 3 | Pass | null
379919382 | S00488 |  |  |  | BKSL/PCE/J00240/MB002 | 300022907 | Existing | RYB |  |  | CLOSED | CLOSED | LINK |  | 11 kV |  | 20/05/1984 |  |  |  |  | MERLIN GERIN |  |  | GOODWILL COCONUT | Unknown | Unknown | NO | NONE | DISTRIBUTION | TNB | KUALA SELANGOR | NO | Unknown |  |  |  | NO | [8 empty] | S00488 | NO | [7 empty] | 3 | Pass | null
379919471 | S05689 |  |  |  | BKSL/PCE/J00554/MBRMU1 | 300343345 | Existing | RYB |  |  | CLOSED | CLOSED | LINK |  | 11 kV |  | 20/09/1998 |  |  |  |  | TAMCO |  |  | FA HERB | Unknown | Unknown | NO | NONE | DISTRIBUTION | TNB | KUALA SELANGOR | NO | Unknown |  |  |  | NO | [8 empty] | S05689 | NO | [7 empty] | 3 | Pass | null
379919476 | S05691 |  |  |  | BKSL/PCE/J00554/MBRMU1 | 300343345 | Existing | RYB |  |  | CLOSED | CLOSED | LINK |  | 11 kV |  | 20/09/1998 |  |  |  |  | TAMCO |  |  | FA HERB | Unknown | Unknown | NO | NONE | DISTRIBUTION | TNB | KUALA SELANGOR | NO | Unknown |  |  |  | NO | [8 empty] | S05691 | NO | [7 empty] | 3 | Pass | null
379919565 | S01559 |  |  |  | BKSL/PCE/J00339/MBRMU1 | 300241018 | Existing | RYB |  |  | CLOSED | CLOSED | LINK |  | 11 kV |  | 18/03/1993 | [7 empty] | TMN MENGKUANG | Unknown | Unknown | NO | NONE | DISTRIBUTION | TNB | KUALA SELANGOR | NO | Unknown |  |  |  | NO | [8 empty] | S01559 | NO | [7 empty] | 3 | Pass | null
379919570 | S01558 |  |  |  | BKSL/PCE/J00339/MBRMU1 | 300241018 | Existing | RYB |  |  | CLOSED | CLOSED | LINK |  | 11 kV |  | 18/03/1993 | [7 empty] | TMN MENGKUANG | Unknown | Unknown | NO | NONE | DISTRIBUTION | TNB | KUALA SELANGOR | NO | Unknown |  |  |  | NO | [8 empty] | S01558 | NO | [7 empty] | 3 | Pass | null
379919662 | S00482 |  |  |  | BKSL/PCE/J00255/MBRMU | 300313628 | Existing | RYB |  |  | CLOSED | CLOSED | LINK |  | 11 kV |  | 20071110 |  |  |  |  | TAMCO |  |  | SW/STN BKT BELIMBING | Unknown | Unknown | NO | NONE | DISTRIBUTION | TNB | KUALA SELANGOR | NO | Unknown |  |  |  | NO | [8 empty] | S00482 | NO | [7 empty] | 3 | Pass | null
379919666 | S00483 |  |  |  | BKSL/PCE/J00255/MBRMU | 300313628 | Existing | RYB |  |  | CLOSED | CLOSED | LINK |  | 11 kV |  | 20071110 |  |  |  |  | TAMCO |  |  | SW/STN BKT BELIMBING | Unknown | Unknown | NO | NONE | DISTRIBUTION | TNB | KUALA SELANGOR | NO | Unknown |  |  |  | NO | [8 empty] | S00483 | NO | [7 empty] | 3 | Pass | null
379919683 | S00485 |  |  |  | BKSL/PCE/J00255/MBRMU | 300313628 | Existing | RYB |  |  | CLOSED | CLOSED | LINK |  | 11 kV |  | 20071110 |  |  |  |  | TAMCO |  |  | SW/STN BKT BELIMBING | Unknown | Unknown | NO | NONE | DISTRIBUTION | TNB | KUALA SELANGOR | NO | Unknown |  |  |  | NO | [8 empty] | S00485 | NO | [7 empty] | 3 | Pass | null
379919860 | S01566 |  |  |  | BKSL/PCE/J00245/MB01 | 300022933 | Existing | RYB |  |  | CLOSED | CLOSED | LINK |  | 11 kV |  | 18/08/2002 |  |  |  |  | TAMCO |  |  | KELIP-KELIP BKT BELIMBING | Unknown | Unknown | NO | NONE | DISTRIBUTION | TNB | KUALA SELANGOR | NO | Unknown |  |  |  | NO | [8 empty] | S01566 | NO | [7 empty] | 3 | Pass | null
379919865 | S01568 |  |  |  | BKSL/PCE/J00245/MB01 | 300022933 | Existing | RYB |  |  | CLOSED | CLOSED | LINK |  | 11 kV |  | 18/08/2002 |  |  |  |  | TAMCO |  |  | KELIP-KELIP BKT BELIMBING | Unknown | Unknown | NO | NONE | DISTRIBUTION | TNB | KUALA SELANGOR | NO | Unknown |  |  |  | NO | [8 empty] | S01568 | NO | [7 empty] | 3 | Pass | null
379919954 | S00498 |  |  |  | BKSL/PCE/J00246/MBRMU | 300313623 | Existing | RYB |  |  | CLOSED | CLOSED | LINK |  | 11 kV |  | 20/05/2008 |  |  |  |  | MERLIN GERIN |  |  | INNOBRIDE NO 6 | Unknown | Unknown | NO | NONE | DISTRIBUTION | TNB | KUALA SELANGOR | NO | Unknown |  |  |  | NO | [8 empty] | S00498 | NO | [7 empty] | 3 | Pass | null
379919959 | S00500 |  |  |  | BKSL/PCE/J00246/MBRMU | 300313623 | Existing | RYB |  |  | CLOSED | CLOSED | LINK |  | 11 kV |  | 20/05/2008 |  |  |  |  | MERLIN GERIN |  |  | INNOBRIDE NO 6 | Unknown | Unknown | NO | NONE | DISTRIBUTION | TNB | KUALA SELANGOR | NO | Unknown |  |  |  | NO | [8 empty] | S00500 | NO | [7 empty] | 3 | Pass | null
379920048 | S00501 | [5 empty] | Existing | RYB |  |  | CLOSED | CLOSED | LINK |  | 11 kV | [9 empty] | LUBOK PASANGAN | Unknown | Unknown | NO | NONE | DISTRIBUTION | TNB | KUALA SELANGOR | NO | Unknown |  |  |  | NO | [8 empty] | S00501 | NO | [7 empty] | 3 | Pass | null
379920053 | SPARE | [5 empty] | Existing | RYB |  |  | OPEN | CLOSED | LINK |  | 11 kV | [9 empty] | LUBOK PASANGAN | Unknown | Unknown | NO | NONE | DISTRIBUTION | TNB | KUALA SELANGOR | NO | Unknown |  |  |  | NO | [8 empty] | SPARE | NO | [7 empty] | 3 | Pass | null
379920142 | R01898 |  |  |  | BKSL/PCE/J00476/MBRMU | 300313100 | Existing | RYB |  |  | CLOSED | CLOSED | LINK |  | 11 kV |  | 14/02/1990 |  |  |  |  | TAMCO |  |  | QUARTERS TENNAMARAN | Unknown | Unknown | NO | NONE | DISTRIBUTION | TNB | KUALA SELANGOR | NO | Unknown |  |  |  | NO | [8 empty] | R01898 | NO | [7 empty] | 3 | Pass | null
379920147 | R01896 |  |  |  | BKSL/PCE/J00476/MBRMU | 300313100 | Existing | RYB |  |  | CLOSED | CLOSED | LINK |  | 11 kV |  | 14/02/1990 |  |  |  |  | TAMCO |  |  | QUARTERS TENNAMARAN | Unknown | Unknown | NO | NONE | DISTRIBUTION | TNB | KUALA SELANGOR | NO | Unknown |  |  |  | NO | [8 empty] | R01896 | NO | [7 empty] | 3 | Pass | null
379993239 | S01017 |  |  |  | BKSL/PCE/J00702/MBRMU | 300344569 | Existing | RYB |  |  | CLOSED | CLOSED | LINK |  | 11 kV |  | 19/04/2006 |  |  |  |  | TAMCO |  |  | PADAT RUMAH PAM JBA PUNCAK ALAM | Unknown | Unknown | NO | NONE | DISTRIBUTION | TNB | KUALA SELANGOR | NO | Unknown |  |  |  | NO | [8 empty] | S01017 | NO | [7 empty] | 3 | Pass | null
379993244 | S01015 |  |  |  | BKSL/PCE/J00702/MBRMU | 300344569 | Existing | RYB |  |  | CLOSED | CLOSED | LINK |  | 11 kV |  | 19/04/2006 |  |  |  |  | TAMCO |  |  | PADAT RUMAH PAM JBA PUNCAK ALAM | Unknown | Unknown | NO | NONE | DISTRIBUTION | TNB | KUALA SELANGOR | NO | Unknown |  |  |  | NO | [8 empty] | S01015 | NO | [7 empty] | 3 | Pass | null
379993343 | S01028 |  |  |  | BKSL/PCE/J00703/MBRMU | 300344572 | Existing | RYB |  |  | CLOSED | CLOSED | LINK |  | 11 kV |  | 26/06/2006 | [7 empty] | SEK REN KEB PUNCAK ALAM | Unknown | Unknown | NO | NONE | DISTRIBUTION | TNB | KUALA SELANGOR | NO | Unknown |  |  |  | NO | [8 empty] | S01028 | NO | [7 empty] | 3 | Pass | null
379993348 | S01639 |  |  |  | BKSL/PCE/J00703/MBRMU | 300344572 | Existing | RYB |  |  | CLOSED | CLOSED | LINK |  | 11 kV |  | 26/06/2006 | [7 empty] | SEK REN KEB PUNCAK ALAM | Unknown | Unknown | NO | NONE | DISTRIBUTION | TNB | KUALA SELANGOR | NO | Unknown |  |  |  | NO | [8 empty] | S01639 | NO | [7 empty] | 3 | Pass | null
379993437 | S01030 |  |  |  | BKSL/PCE/J00704/MBRMU | 300344571 | Existing | RYB |  |  | CLOSED | CLOSED | LINK |  | 11 kV |  | 20/05/2006 | [7 empty] | SEK MEN KEB PUNCAK ALAM | Unknown | Unknown | NO | NONE | DISTRIBUTION | TNB | KUALA SELANGOR | NO | Unknown |  |  |  | NO | [8 empty] | S01030 | NO | [7 empty] | 3 | Pass | null
379993442 | S01031 |  |  |  | BKSL/PCE/J00704/MBRMU | 300344571 | Existing | RYB |  |  | CLOSED | CLOSED | LINK |  | 11 kV |  | 20/05/2006 | [7 empty] | SEK MEN KEB PUNCAK ALAM | Unknown | Unknown | NO | NONE | DISTRIBUTION | TNB | KUALA SELANGOR | NO | Unknown |  |  |  | NO | [8 empty] | S01031 | NO | [7 empty] | 3 | Pass | null
379993531 | S01033 |  |  |  | BKSL/PCE/J00705/MBRMU | 300344584 | Existing | RYB |  |  | CLOSED | CLOSED | LINK |  | 11 kV |  | 20061110 | [7 empty] | ZON A1 FASA 2A PUNCAK ALAM | Unknown | Unknown | NO | NONE | DISTRIBUTION | TNB | KUALA SELANGOR | NO | Unknown |  |  |  | NO | [8 empty] | S01033 | NO | [7 empty] | 3 | Pass | null
379993536 | S01036 |  |  |  | BKSL/PCE/J00705/MBRMU | 300344584 | Existing | RYB |  |  | CLOSED | CLOSED | LINK |  | 11 kV |  | 20061110 | [7 empty] | ZON A1 FASA 2A PUNCAK ALAM | Unknown | Unknown | NO | NONE | DISTRIBUTION | TNB | KUALA SELANGOR | NO | Unknown |  |  |  | NO | [8 empty] | S01036 | NO | [7 empty] | 3 | Pass | null
379993626 | S01040 |  |  |  | BKSL/PCE/J00706/MBRMU | 300344586 | Existing | RYB |  |  | CLOSED | CLOSED | LINK |  | 11 kV |  | 14/11/2006 | [7 empty] | ZON A2 FASA 2A PUNCAK ALAM | Unknown | Unknown | NO | NONE | DISTRIBUTION | TNB | KUALA SELANGOR | NO | Unknown |  |  |  | NO | [8 empty] | S01040 | NO | [7 empty] | 3 | Pass | null
379993643 | S01037 |  |  |  | BKSL/PCE/J00706/MBRMU | 300344586 | Existing | RYB |  |  | CLOSED | CLOSED | LINK |  | 11 kV |  | 14/11/2006 | [7 empty] | ZON A2 FASA 2A PUNCAK ALAM | Unknown | Unknown | NO | NONE | DISTRIBUTION | TNB | KUALA SELANGOR | NO | Unknown |  |  |  | NO | [8 empty] | S01037 | NO | [7 empty] | 3 | Pass | null
379993797 | S01041 |  |  |  | BKSL/PCE/J00707/MBRMU | 300344577 | Existing | RYB |  |  | CLOSED | CLOSED | LINK |  | 11 kV |  | 22/09/2006 | [7 empty] | ZON B FASA 2A PUNCAK ALAM | Unknown | Unknown | NO | NONE | DISTRIBUTION | TNB | KUALA SELANGOR | NO | Unknown |  |  |  | NO | [8 empty] | S01041 | NO | [7 empty] | 3 | Pass | null
379993814 | S01044 |  |  |  | BKSL/PCE/J00707/MBRMU | 300344577 | Existing | RYB |  |  | CLOSED | CLOSED | LINK |  | 11 kV |  | 22/09/2006 | [7 empty] | ZON B FASA 2A PUNCAK ALAM | Unknown | Unknown | NO | NONE | DISTRIBUTION | TNB | KUALA SELANGOR | NO | Unknown |  |  |  | NO | [8 empty] | S01044 | NO | [7 empty] | 3 | Pass | null
379993967 | S01047 |  |  |  | BKSL/PCE/J00708/MBRMU | 300346117 | Existing | RYB |  |  | CLOSED | CLOSED | LINK |  | 11 kV |  | 19/04/2006 |  |  |  |  | TAMCO |  |  | SEK REN KEB PUNCAK ALAM FASA 2 | Unknown | Unknown | NO | NONE | DISTRIBUTION | TNB | KUALA SELANGOR | NO | Unknown |  |  |  | NO | [8 empty] | S01047 | NO | [7 empty] | 3 | Pass | null
379993972 | S01045 |  |  |  | BKSL/PCE/J00708/MBRMU | 300346117 | Existing | RYB |  |  | CLOSED | CLOSED | LINK |  | 11 kV |  | 19/04/2006 |  |  |  |  | TAMCO |  |  | SEK REN KEB PUNCAK ALAM FASA 2 | Unknown | Unknown | NO | NONE | DISTRIBUTION | TNB | KUALA SELANGOR | NO | Unknown |  |  |  | NO | [8 empty] | S01045 | NO | [7 empty] | 3 | Pass | null
379994062 | S01051 |  |  |  | BKSL/PCE/J00710/MBRMU | 300346119 | Existing | RYB |  |  | CLOSED | CLOSED | LINK |  | 11 kV |  | 28/06/2006 | [7 empty] | ZON E FASA 2A PUNCAK ALAM | Unknown | Unknown | NO | NONE | DISTRIBUTION | TNB | KUALA SELANGOR | NO | Unknown |  |  |  | NO | [8 empty] | S01051 | NO | [7 empty] | 3 | Pass | null
379994079 | S01048 |  |  |  | BKSL/PCE/J00710/MBRMU | 300346119 | Existing | RYB |  |  | CLOSED | CLOSED | LINK |  | 11 kV |  | 28/06/2006 | [7 empty] | ZON E FASA 2A PUNCAK ALAM | Unknown | Unknown | NO | NONE | DISTRIBUTION | TNB | KUALA SELANGOR | NO | Unknown |  |  |  | NO | [8 empty] | S01048 | NO | [7 empty] | 3 | Pass | null
379994233 | S01055 |  |  |  | BKSL/PCE/J00709/MBRMU | 300346121 | Existing | RYB |  |  | CLOSED | CLOSED | LINK |  | 11 kV |  | 20061107 | [7 empty] | ZON C FASA 2A PUNCAK ALAM | Unknown | Unknown | NO | NONE | DISTRIBUTION | TNB | KUALA SELANGOR | NO | Unknown |  |  |  | NO | [8 empty] | S01055 | NO | [7 empty] | 3 | Pass | null
379994250 | S01052 |  |  |  | BKSL/PCE/J00709/MBRMU | 300346121 | Existing | RYB |  |  | CLOSED | CLOSED | LINK |  | 11 kV |  | 20061107 | [7 empty] | ZON C FASA 2A PUNCAK ALAM | Unknown | Unknown | NO | NONE | DISTRIBUTION | TNB | KUALA SELANGOR | NO | Unknown |  |  |  | NO | [8 empty] | S01052 | NO | [7 empty] | 3 | Pass | null
379994404 | S01087 |  |  |  | BKSL/PCE/J00711/MBRMU | 300346124 | Existing | RYB |  |  | CLOSED | CLOSED | LINK |  | 11 kV |  | 18/08/2006 |  |  |  |  | TAMCO |  |  | SHAH ALAM 2 NO.4 PUNCAK ALAM | Unknown | Unknown | NO | NONE | DISTRIBUTION | TNB | KUALA SELANGOR | NO | Unknown |  |  |  | NO | [8 empty] | S01087 | NO | [7 empty] | 3 | Pass | null
379994421 | S01084 |  |  |  | BKSL/PCE/J00711/MBRMU | 300346124 | Existing | RYB |  |  | CLOSED | CLOSED | LINK |  | 11 kV |  | 18/08/2006 |  |  |  |  | TAMCO |  |  | SHAH ALAM 2 NO.4 PUNCAK ALAM | Unknown | Unknown | NO | NONE | DISTRIBUTION | TNB | KUALA SELANGOR | NO | Unknown |  |  |  | NO | [8 empty] | S01084 | NO | [7 empty] | 3 | Pass | null
379994575 | S01080 |  |  |  | BKSL/PCE/J00713/MBRMU | 300346126 | Existing | RYB |  |  | CLOSED | CLOSED | LINK |  | 11 kV |  | 20/09/2006 |  |  |  |  | VEI |  |  | SHAH ALAM 2 NO.6 PUNCAK ALAM | Unknown | Unknown | NO | NONE | DISTRIBUTION | TNB | KUALA SELANGOR | NO | Unknown |  |  |  | NO | [8 empty] | S01080 | NO | [7 empty] | 3 | Pass | null
379994592 | S01078 |  |  |  | BKSL/PCE/J00713/MBRMU | 300346126 | Existing | RYB |  |  | CLOSED | CLOSED | LINK |  | 11 kV |  | 20/09/2006 |  |  |  |  | VEI |  |  | SHAH ALAM 2 NO.6 PUNCAK ALAM | Unknown | Unknown | NO | NONE | DISTRIBUTION | TNB | KUALA SELANGOR | NO | Unknown |  |  |  | NO | [8 empty] | S01078 | NO | [7 empty] | 3 | Pass | null
379994745 | S01081 |  |  |  | BKSL/PCE/J00712/MBRMU | 300346129 | Existing | RYB |  |  | CLOSED | CLOSED | LINK |  | 11 kV |  | 20111010 |  |  |  |  | TAMCO |  |  | SHAH ALAM 2 NO.5 PUNCAK ALAM | Unknown | Unknown | NO | NONE | DISTRIBUTION | TNB | KUALA SELANGOR | NO | Unknown |  |  |  | NO | [8 empty] | S01081 | NO | [7 empty] | 3 | Pass | null
379994750 | S01083 |  |  |  | BKSL/PCE/J00712/MBRMU | 300346129 | Existing | RYB |  |  | CLOSED | CLOSED | LINK |  | 11 kV |  | 20111010 |  |  |  |  | TAMCO |  |  | SHAH ALAM 2 NO.5 PUNCAK ALAM | Unknown | Unknown | NO | NONE | DISTRIBUTION | TNB | KUALA SELANGOR | NO | Unknown |  |  |  | NO | [8 empty] | S01083 | NO | [7 empty] | 3 | Pass | null
379994839 | S01680 |  |  |  | BKSL/PCE/J00714/MBRMU | 300346131 | Existing | RYB |  |  | CLOSED | CLOSED | LINK |  | 11 kV |  | 27/11/2010 |  |  |  |  | TOPRANK |  |  | SHAH ALAM 2 NO.7 PUNCAK ALAM | Unknown | Unknown | NO | NONE | DISTRIBUTION | TNB | KUALA SELANGOR | NO | Unknown |  |  |  | NO | [8 empty] | S01680 | NO | [7 empty] | 3 | Pass | null
379994844 | S01678 |  |  |  | BKSL/PCE/J00714/MBRMU | 300346131 | Existing | RYB |  |  | CLOSED | CLOSED | LINK |  | 11 kV |  | 27/11/2010 |  |  |  |  | TOPRANK |  |  | SHAH ALAM 2 NO.7 PUNCAK ALAM | Unknown | Unknown | NO | NONE | DISTRIBUTION | TNB | KUALA SELANGOR | NO | Unknown |  |  |  | NO | [8 empty] | S01678 | NO | [7 empty] | 3 | Pass | null
379994933 | S01074 |  |  |  | BKSL/PCE/J00715/MBRMU | 300346134 | Existing | RYB |  | S05710 SHAH ALAM 2 FASA 5A4 NO.2 | OPEN | CLOSED | LINK |  | 11 kV |  | 20111012 |  |  |  |  | TAMCO |  |  | SHAH ALAM 2 NO.3 PUNCAK ALAM | Unknown | Unknown | NO | NONE | DISTRIBUTION | TNB | KUALA SELANGOR | NO | Unknown |  |  |  | NO | [8 empty] | S01074 | NO | [7 empty] | 3 | Pass | null
379994938 | S01077 |  |  |  | BKSL/PCE/J00715/MBRMU | 300346134 | Existing | RYB |  |  | CLOSED | CLOSED | LINK |  | 11 kV |  | 20111012 |  |  |  |  | TAMCO |  |  | SHAH ALAM 2 NO.3 PUNCAK ALAM | Unknown | Unknown | NO | NONE | DISTRIBUTION | TNB | KUALA SELANGOR | NO | Unknown |  |  |  | NO | [8 empty] | S01077 | NO | [7 empty] | 3 | Pass | null
379995028 | S01059 |  |  |  | BKSL/PCE/J00730/MBRMU | 300345970 | Existing | RYB |  |  | CLOSED | CLOSED | LINK |  | 11 kV |  | 26/06/2006 | [7 empty] | ZON D FASA 2A PUNCAK ALAM | Unknown | Unknown | NO | NONE | DISTRIBUTION | TNB | KUALA SELANGOR | NO | Unknown |  |  |  | NO | [8 empty] | S01059 | NO | [7 empty] | 3 | Pass | null
379995045 | S01056 |  |  |  | BKSL/PCE/J00730/MBRMU | 300345970 | Existing | RYB |  |  | CLOSED | CLOSED | LINK |  | 11 kV |  | 26/06/2006 | [7 empty] | ZON D FASA 2A PUNCAK ALAM | Unknown | Unknown | NO | NONE | DISTRIBUTION | TNB | KUALA SELANGOR | NO | Unknown |  |  |  | NO | [8 empty] | S01056 | NO | [7 empty] | 3 | Pass | null
379995199 | S01062 |  |  |  | BKSL/PCE/J00731/MBRMU | 300345973 | Existing | RYB |  |  | CLOSED | CLOSED | LINK |  | 11 kV |  | 17/07/2006 |  |  |  |  | TAMCO |  |  | LAVENDER VILLA | Unknown | Unknown | NO | NONE | DISTRIBUTION | TNB | KUALA SELANGOR | NO | Unknown |  |  |  | NO | [8 empty] | S01062 | NO | [7 empty] | 3 | Pass | null
379995203 | S01060 |  |  |  | BKSL/PCE/J00731/MBRMU | 300345973 | Existing | RYB |  |  | CLOSED | CLOSED | LINK |  | 11 kV |  | 17/07/2006 |  |  |  |  | TAMCO |  |  | LAVENDER VILLA | Unknown | Unknown | NO | NONE | DISTRIBUTION | TNB | KUALA SELANGOR | NO | Unknown |  |  |  | NO | [8 empty] | S01060 | NO | [7 empty] | 3 | Pass | null
379995220 | S05667 |  |  |  | BKSL/PCE/J00731/MBRMU | 300345973 | Existing | RYB |  |  | OPEN | CLOSED | LINK |  | 11 kV |  | 17/07/2006 |  |  |  |  | TAMCO |  |  | LAVENDER VILLA | Unknown | Unknown | NO | NONE | DISTRIBUTION | TNB | KUALA SELANGOR | NO | Unknown |  |  |  | NO | [8 empty] | S05667 | NO | [7 empty] | 3 | Pass | null
379995301 | S01063 |  |  |  | BKSL/PCE/J00732/MBRMU | 300345975 | Existing | RYB |  |  | CLOSED | CLOSED | LINK |  | 11 kV |  | 18/08/2006 | [7 empty] | ZON A3 FASA 2A PUNCAK ALAM | Unknown | Unknown | NO | NONE | DISTRIBUTION | TNB | KUALA SELANGOR | NO | Unknown |  |  |  | NO | [8 empty] | S01063 | NO | [7 empty] | 3 | Pass | null
379995306 | S01065 |  |  |  | BKSL/PCE/J00732/MBRMU | 300345975 | Existing | RYB |  |  | CLOSED | CLOSED | LINK |  | 11 kV |  | 18/08/2006 | [7 empty] | ZON A3 FASA 2A PUNCAK ALAM | Unknown | Unknown | NO | NONE | DISTRIBUTION | TNB | KUALA SELANGOR | NO | Unknown |  |  |  | NO | [8 empty] | S01065 | NO | [7 empty] | 3 | Pass | null
379995396 | S01066 |  |  |  | BKSL/PCE/J00733/MBRMU | 300345981 | Existing | RYB |  |  | CLOSED | CLOSED | LINK |  | 11 kV |  | 22/09/2006 |  |  |  |  | TAMCO |  |  | SHAH ALAM 2 NO.1 | Unknown | Unknown | NO | NONE | DISTRIBUTION | TNB | KUALA SELANGOR | NO | Unknown |  |  |  | NO | [8 empty] | S01066 | NO | [7 empty] | 3 | Pass | null
379995413 | S01069 |  |  |  | BKSL/PCE/J00733/MBRMU | 300345981 | Existing | RYB |  |  | CLOSED | CLOSED | LINK |  | 11 kV |  | 22/09/2006 |  |  |  |  | TAMCO |  |  | SHAH ALAM 2 NO.1 | Unknown | Unknown | NO | NONE | DISTRIBUTION | TNB | KUALA SELANGOR | NO | Unknown |  |  |  | NO | [8 empty] | S01069 | NO | [7 empty] | 3 | Pass | null
379995567 | S01073 |  |  |  | BKSL/PCE/J00734/MBRMU | 300345985 | Existing | RYB |  | S05805 SHAH ALAM 2 5C 4 NO.2 | CLOSED | CLOSED | LINK |  | 11 kV |  | 20061110 |  |  |  |  | TAMCO |  |  | SHAH ALAM 2 NO.2 | Unknown | Unknown | NO | NONE | DISTRIBUTION | TNB | KUALA SELANGOR | NO | Unknown |  |  |  | NO | [8 empty] | S01073 | NO | [7 empty] | 3 | Pass | null
379995584 | S01070 |  |  |  | BKSL/PCE/J00734/MBRMU | 300345985 | Existing | RYB |  |  | CLOSED | CLOSED | LINK |  | 11 kV |  | 20061110 |  |  |  |  | TAMCO |  |  | SHAH ALAM 2 NO.2 | Unknown | Unknown | NO | NONE | DISTRIBUTION | TNB | KUALA SELANGOR | NO | Unknown |  |  |  | NO | [8 empty] | S01070 | NO | [7 empty] | 3 | Pass | null
379995738 | S05514 |  |  |  | BKSL/PCE/J00039/MBRMU | 300346284 | Existing | RYB |  | S05802 SHAH ALAM 2 5C 4 NO.1 | CLOSED | CLOSED | LINK |  | 11 kV |  | 19/04/2012 |  |  |  |  | TOPRANK |  |  | BANDAR PUNCAK ALAM JAS | Unknown | Unknown | NO | NONE | DISTRIBUTION | TNB | KUALA SELANGOR | NO | Unknown |  |  |  | NO | [8 empty] | S05514 | NO | [7 empty] | 3 | Pass | null
379995755 | S05516 |  |  |  | BKSL/PCE/J00039/MBRMU | 300346284 | Existing | RYB |  |  | CLOSED | CLOSED | LINK |  | 11 kV |  | 19/04/2012 |  |  |  |  | TOPRANK |  |  | BANDAR PUNCAK ALAM JAS | Unknown | Unknown | NO | NONE | DISTRIBUTION | TNB | KUALA SELANGOR | NO | Unknown |  |  |  | NO | [8 empty] | S05516 | NO | [7 empty] | 3 | Pass | null
379995909 | S05408 |  |  |  | BKSL/PCE/J00736/MBRMU | 300345989 | Existing | RYB |  |  | CLOSED | CLOSED | LINK |  | 11 kV |  | 14/11/2006 |  |  |  |  | VEI |  |  | SHAH ALAM 2 NO.8 | Unknown | Unknown | NO | NONE | DISTRIBUTION | TNB | KUALA SELANGOR | NO | Unknown |  |  |  | NO | [8 empty] | S05408 | NO | [7 empty] | 3 | Pass | null
379995926 | S05406 |  |  |  | BKSL/PCE/J00736/MBRMU | 300345989 | Existing | RYB |  |  | CLOSED | CLOSED | LINK |  | 11 kV |  | 14/11/2006 |  |  |  |  | VEI |  |  | SHAH ALAM 2 NO.8 | Unknown | Unknown | NO | NONE | DISTRIBUTION | TNB | KUALA SELANGOR | NO | Unknown |  |  |  | NO | [8 empty] | S05406 | NO | [7 empty] | 3 | Pass | null
379996079 | S05708 | [5 empty] | Existing | RYB |  |  | CLOSED | CLOSED | LINK |  | 11 kV | [9 empty] | SHAH ALAM 2 FASA 5A4 NO.2 | Unknown | Unknown | NO | NONE | DISTRIBUTION | TNB | KUALA SELANGOR | NO | Unknown |  |  |  | NO | [8 empty] | S05708 | NO | [7 empty] | 3 | Pass | null
379996084 | S05706 | [5 empty] | Existing | RYB |  |  | CLOSED | CLOSED | LINK |  | 11 kV | [9 empty] | SHAH ALAM 2 FASA 5A4 NO.2 | Unknown | Unknown | NO | NONE | DISTRIBUTION | TNB | KUALA SELANGOR | NO | Unknown |  |  |  | NO | [8 empty] | S05706 | NO | [7 empty] | 3 | Pass | null
379996174 | S05445 |  |  |  | BKSL/PCE/J00737/MBRMU | 300345993 | Existing | RYB |  |  | CLOSED | CLOSED | LINK |  | 11 kV |  | 15/12/2006 |  |  |  |  | TAMCO |  |  | BANDAR PUNCAK ALAM JLN ALAM SURIA 16/20 | Unknown | Unknown | NO | NONE | DISTRIBUTION | TNB | KUALA SELANGOR | NO | Unknown |  |  |  | NO | [8 empty] | S05445 | NO | [7 empty] | 3 | Pass | null
379996191 | S05442 |  |  |  | BKSL/PCE/J00737/MBRMU | 300345993 | Existing | RYB |  |  | CLOSED | CLOSED | LINK |  | 11 kV |  | 15/12/2006 |  |  |  |  | TAMCO |  |  | BANDAR PUNCAK ALAM JLN ALAM SURIA 16/20 | Unknown | Unknown | NO | NONE | DISTRIBUTION | TNB | KUALA SELANGOR | NO | Unknown |  |  |  | NO | [8 empty] | S05442 | NO | [7 empty] | 3 | Pass | null
379996344 | S01687 |  |  |  | BKSL/PCE/J00738/MBRMU | 300345996 | Existing | RYB |  |  | CLOSED | CLOSED | LINK |  | 11 kV |  | 19/02/2006 |  |  |  |  | VEI |  |  | SHAH ALAM 2 FASA 5B 3 | Unknown | Unknown | NO | NONE | DISTRIBUTION | TNB | KUALA SELANGOR | NO | Unknown |  |  |  | NO | [8 empty] | S01687 | NO | [7 empty] | 3 | Pass | null
379996349 | S01685 |  |  |  | BKSL/PCE/J00738/MBRMU | 300345996 | Existing | RYB |  |  | CLOSED | CLOSED | LINK |  | 11 kV |  | 19/02/2006 |  |  |  |  | VEI |  |  | SHAH ALAM 2 FASA 5B 3 | Unknown | Unknown | NO | NONE | DISTRIBUTION | TNB | KUALA SELANGOR | NO | Unknown |  |  |  | NO | [8 empty] | S01685 | NO | [7 empty] | 3 | Pass | null
379996439 | S05680 | [5 empty] | Existing | RYB |  |  | CLOSED | CLOSED | LINK |  | 11 kV | [9 empty] | PERUMAHAN FASA 1 PUNCAK BISTARI | Unknown | Unknown | NO | NONE | DISTRIBUTION | TNB | KUALA SELANGOR | NO | Unknown |  |  |  | NO | [8 empty] | S05680 | NO | [7 empty] | 3 | Pass | null
379996456 | S05677 | [5 empty] | Existing | RYB |  |  | CLOSED | CLOSED | LINK |  | 11 kV | [9 empty] | PERUMAHAN FASA 1 PUNCAK BISTARI | Unknown | Unknown | NO | NONE | DISTRIBUTION | TNB | KUALA SELANGOR | NO | Unknown |  |  |  | NO | [8 empty] | S05677 | NO | [7 empty] | 3 | Pass | null
379996613 | S01106 |  |  |  | BKSL/PCE/J00742/MBRMU | 300345929 | Existing | RYB |  |  | CLOSED | CLOSED | LINK |  | 11 kV |  | 20/05/2006 | [7 empty] | FASA 3A6 PUNCAK ALAM | Unknown | Unknown | NO | NONE | DISTRIBUTION | TNB | KUALA SELANGOR | NO | Unknown |  |  |  | NO | [8 empty] | S01106 | NO | [7 empty] | 3 | Pass | null
379996621 | S01109 |  |  |  | BKSL/PCE/J00742/MBRMU | 300345929 | Existing | RYB |  |  | CLOSED | CLOSED | LINK |  | 11 kV |  | 20/05/2006 | [7 empty] | FASA 3A6 PUNCAK ALAM | Unknown | Unknown | NO | NONE | DISTRIBUTION | TNB | KUALA SELANGOR | NO | Unknown |  |  |  | NO | [8 empty] | S01109 | NO | [7 empty] | 3 | Pass | null
379996628 | S05666 |  |  |  | BKSL/PCE/J00742/MBRMU | 300345929 | Existing | RYB |  |  | CLOSED | CLOSED | LINK |  | 11 kV |  | 20/05/2006 | [7 empty] | FASA 3A6 PUNCAK ALAM | Unknown | Unknown | NO | NONE | DISTRIBUTION | TNB | KUALA SELANGOR | NO | Unknown |  |  |  | NO | [8 empty] | S05666 | NO | [7 empty] | 3 | Pass | null
379996790 | S01650 |  |  |  | BKSL/PCE/J00744/MBRMU | 300345730 | Existing | RYB |  |  | CLOSED | CLOSED | LINK |  | 11 kV |  | 19/02/2006 |  |  |  |  | TAMCO |  |  | APRTMENT MELATI NO.2 PUNCAK ALAM | Unknown | Unknown | NO | NONE | DISTRIBUTION | TNB | KUALA SELANGOR | NO | Unknown |  |  |  | NO | [8 empty] | S01650 | NO | [7 empty] | 3 | Pass | null
379996807 | S01647 |  |  |  | BKSL/PCE/J00744/MBRMU | 300345730 | Existing | RYB |  |  | CLOSED | CLOSED | LINK |  | 11 kV |  | 19/02/2006 |  |  |  |  | TAMCO |  |  | APRTMENT MELATI NO.2 PUNCAK ALAM | Unknown | Unknown | NO | NONE | DISTRIBUTION | TNB | KUALA SELANGOR | NO | Unknown |  |  |  | NO | [8 empty] | S01647 | NO | [7 empty] | 3 | Pass | null
379996961 | S01146 |  |  |  | BKSL/PCE/J00743/MBRMU | 300345723 | Existing | RYB |  |  | CLOSED | CLOSED | LINK |  | 11 kV |  | 15/12/2006 |  |  |  |  | TAMCO |  |  | APRTMENT MELATI NO.1 PUNCAK ALAM | Unknown | Unknown | NO | NONE | DISTRIBUTION | TNB | KUALA SELANGOR | NO | Unknown |  |  |  | NO | [8 empty] | S01146 | NO | [7 empty] | 3 | Pass | null
379996978 | S01149 |  |  |  | BKSL/PCE/J00743/MBRMU | 300345723 | Existing | RYB |  |  | CLOSED | CLOSED | LINK |  | 11 kV |  | 15/12/2006 |  |  |  |  | TAMCO |  |  | APRTMENT MELATI NO.1 PUNCAK ALAM | Unknown | Unknown | NO | NONE | DISTRIBUTION | TNB | KUALA SELANGOR | NO | Unknown |  |  |  | NO | [8 empty] | S01149 | NO | [7 empty] | 3 | Pass | null
379997131 | R04718 |  |  |  | BKSL/PCE/J00746/MBRMU | 300346067 | Existing | RYB |  |  | CLOSED | CLOSED | LINK |  | 11 kV |  | 20061010 |  |  |  |  | VEI |  |  | INDUSTRI ALAM JAYA NO.1 | Unknown | Unknown | NO | NONE | DISTRIBUTION | TNB | KUALA SELANGOR | NO | Unknown |  |  |  | NO | [8 empty] | R04718 | NO | [7 empty] | 3 | Pass | null
379997136 | R04717 |  |  |  | BKSL/PCE/J00746/MBRMU | 300346067 | Existing | RYB |  |  | CLOSED | CLOSED | LINK |  | 11 kV |  | 20061010 |  |  |  |  | VEI |  |  | INDUSTRI ALAM JAYA NO.1 | Unknown | Unknown | NO | NONE | DISTRIBUTION | TNB | KUALA SELANGOR | NO | Unknown |  |  |  | NO | [8 empty] | R04717 | NO | [7 empty] | 3 | Pass | null
379997225 | R04719 |  |  |  | BKSL/PCE/J00748/MBRMU | 300346063 | Existing | RYB |  |  | CLOSED | CLOSED | LINK |  | 11 kV |  | 20/09/2006 |  |  |  |  | VEI |  |  | INDUSTRI ALAM JAYA NO.2 | Unknown | Unknown | NO | NONE | DISTRIBUTION | TNB | KUALA SELANGOR | NO | Unknown |  |  |  | NO | [8 empty] | R04719 | NO | [7 empty] | 3 | Pass | null
379997230 | R04720 |  |  |  | BKSL/PCE/J00748/MBRMU | 300346063 | Existing | RYB |  |  | CLOSED | CLOSED | LINK |  | 11 kV |  | 20/09/2006 |  |  |  |  | VEI |  |  | INDUSTRI ALAM JAYA NO.2 | Unknown | Unknown | NO | NONE | DISTRIBUTION | TNB | KUALA SELANGOR | NO | Unknown |  |  |  | NO | [8 empty] | R04720 | NO | [7 empty] | 3 | Pass | null
379997319 | R06500 |  |  |  | BKSL/PCE/J00818/MBRMU | 300346273 | Existing | RYB |  |  | CLOSED | CLOSED | LINK |  | 11 kV |  | 15/12/2009 |  |  |  |  | INDKOM |  |  | CK CHEONG SDN BHD | Unknown | Unknown | NO | NONE | DISTRIBUTION | TNB | KUALA SELANGOR | NO | Unknown |  |  |  | NO | [8 empty] | R06500 | NO | [7 empty] | 3 | Pass | null
379997324 | R06498 |  |  |  | BKSL/PCE/J00818/MBRMU | 300346273 | Existing | RYB |  |  | CLOSED | CLOSED | LINK |  | 11 kV |  | 15/12/2009 |  |  |  |  | INDKOM |  |  | CK CHEONG SDN BHD | Unknown | Unknown | NO | NONE | DISTRIBUTION | TNB | KUALA SELANGOR | NO | Unknown |  |  |  | NO | [8 empty] | R06498 | NO | [7 empty] | 3 | Pass | null
379997413 | R05458 |  |  |  | BKSL/PCE/J00749/MBRMU | 300346096 | Existing | RYB |  |  | CLOSED | CLOSED | LINK |  | 11 kV |  | 18/08/2006 | [7 empty] | GUPPY PLASTIC ALAM JAYA | Unknown | Unknown | NO | NONE | DISTRIBUTION | TNB | KUALA SELANGOR | NO | Unknown |  |  |  | NO | [8 empty] | R05458 | NO | [7 empty] | 3 | Pass | null
379997418 | R05456 |  |  |  | BKSL/PCE/J00749/MBRMU | 300346096 | Existing | RYB |  |  | CLOSED | CLOSED | LINK |  | 11 kV |  | 18/08/2006 | [7 empty] | GUPPY PLASTIC ALAM JAYA | Unknown | Unknown | NO | NONE | DISTRIBUTION | TNB | KUALA SELANGOR | NO | Unknown |  |  |  | NO | [8 empty] | R05456 | NO | [7 empty] | 3 | Pass | null
379997507 | R06282 |  |  |  | BKSL/PCE/J00750/MBRMU | 300346077 | Existing | RYB |  |  | CLOSED | CLOSED | LINK |  | 11 kV |  | 20061012 |  |  |  |  | SCHNEIDER |  |  | PADAT MULTI GUNA TMN ALAM JAYA 2/1 | Unknown | Unknown | NO | NONE | DISTRIBUTION | TNB | KUALA SELANGOR | NO | Unknown |  |  |  | NO | [8 empty] | R06282 | NO | [7 empty] | 3 | Pass | null
379997512 | R06280 |  |  |  | BKSL/PCE/J00750/MBRMU | 300346077 | Existing | RYB |  |  | CLOSED | CLOSED | LINK |  | 11 kV |  | 20061012 |  |  |  |  | SCHNEIDER |  |  | PADAT MULTI GUNA TMN ALAM JAYA 2/1 | Unknown | Unknown | NO | NONE | DISTRIBUTION | TNB | KUALA SELANGOR | NO | Unknown |  |  |  | NO | [8 empty] | R06280 | NO | [7 empty] | 3 | Pass | null
379997615 | S01624 |  |  |  | BKSL/PCE/J00355/MBRMU1 | 300243250 | Existing | RYB |  | S05847 APARTMENT SEKINCHAN | CLOSED | CLOSED | LINK |  | 11 kV |  | 17/07/1984 |  |  |  |  | VEI |  |  | QTRS MAJLIS DAERAH SEKINCHAN | Unknown | Unknown | NO | NONE | DISTRIBUTION | TNB | KUALA SELANGOR | NO | Unknown |  |  |  | NO | [8 empty] | S01624 | NO | [7 empty] | 3 | Pass | null
379997620 | S01623 |  |  |  | BKSL/PCE/J00355/MBRMU1 | 300243250 | Existing | RYB |  |  | CLOSED | CLOSED | LINK |  | 11 kV |  | 17/07/1984 |  |  |  |  | VEI |  |  | QTRS MAJLIS DAERAH SEKINCHAN | Unknown | Unknown | NO | NONE | DISTRIBUTION | TNB | KUALA SELANGOR | NO | Unknown |  |  |  | NO | [8 empty] | S01623 | NO | [7 empty] | 3 | Pass | null
379997765 | S01637 |  |  |  | BKSL/PCE/J00539/MBRMU | 300313489 | Existing | RYB |  |  | CLOSED | CLOSED | LINK |  | 11 kV |  | 18/08/2008 |  |  |  |  | TOPRANK |  |  | PUAS SEKINCHAN | Unknown | Unknown | NO | NONE | DISTRIBUTION | TNB | KUALA SELANGOR | NO | Unknown |  |  |  | NO | [8 empty] | S01637 | NO | [7 empty] | 3 | Pass | null
379997770 | S01638 |  |  |  | BKSL/PCE/J00539/MBRMU | 300313489 | Existing | RYB |  |  | CLOSED | CLOSED | LINK |  | 11 kV |  | 18/08/2008 |  |  |  |  | TOPRANK |  |  | PUAS SEKINCHAN | Unknown | Unknown | NO | NONE | DISTRIBUTION | TNB | KUALA SELANGOR | NO | Unknown |  |  |  | NO | [8 empty] | S01638 | NO | [7 empty] | 3 | Pass | null
380040477 | S00386 |  |  |  | BKSL/PCE/J00201/MBNN01 | 300022802 | Existing | RYB |  | PPU TKMI: VCB 1 | CLOSED | CLOSED | LINK |  | 11 kV |  | 18/08/1988 |  |  |  |  | TAMCO |  |  | SG TENGI KANAN NO 2 | Unknown | Unknown | NO | NONE | DISTRIBUTION | TNB | KUALA SELANGOR | NO | Unknown |  |  |  | NO | [8 empty] | S00386 | NO | [7 empty] | 3 | Pass | null
380040481 | S01506 |  |  |  | BKSL/PCE/J00201/MBNN01 | 300022802 | Existing | RYB |  | S00432 PE PT SERONG | CLOSED | CLOSED | LINK |  | 11 kV |  | 18/08/1988 |  |  |  |  | TAMCO |  |  | SG TENGI KANAN NO 2 | Unknown | Unknown | NO | NONE | DISTRIBUTION | TNB | KUALA SELANGOR | NO | Unknown |  |  |  | NO | [8 empty] | S01506 | NO | [7 empty] | 3 | Pass | null
380040498 | S00388 |  |  |  | BKSL/PCE/J00201/MBNN01 | 300022802 | Existing | RYB |  | S00383 PE SG TENGI KANAN NO 1 | OPEN | CLOSED | LINK |  | 11 kV |  | 18/08/1988 |  |  |  |  | TAMCO |  |  | SG TENGI KANAN NO 2 | Unknown | Unknown | NO | NONE | DISTRIBUTION | TNB | KUALA SELANGOR | NO | Unknown |  |  |  | NO | [8 empty] | S00388 | NO | [7 empty] | 3 | Pass | null
380040581 | S00432 |  |  |  | BKSL/PCE/J00220/MB01 | 300022832 | Existing | RYB |  | S01506 PE SG TENGI KANAN NO 2 | CLOSED | CLOSED | LINK |  | 11 kV |  | 19961010 | [7 empty] | PT SERONG | Unknown | Unknown | NO | NONE | DISTRIBUTION | TNB | KUALA SELANGOR | NO | Unknown |  |  |  | NO | [8 empty] | S00432 | NO | [7 empty] | 3 | Pass | null
380040585 | S01532 |  |  |  | BKSL/PCE/J00220/MB01 | 300022832 | Existing | RYB |  | S05793 SMK SERI TIRAM BUROK | CLOSED | CLOSED | LINK |  | 11 kV |  | 19961010 | [7 empty] | PT SERONG | Unknown | Unknown | NO | NONE | DISTRIBUTION | TNB | KUALA SELANGOR | NO | Unknown |  |  |  | NO | [8 empty] | S01532 | NO | [7 empty] | 3 | Pass | null
380040602 | S00434 |  |  |  | BKSL/PCE/J00220/MB01 | 300022832 | Existing | RYB |  | SPARE | OPEN | CLOSED | LINK |  | 11 kV |  | 19961010 | [7 empty] | PT SERONG | Unknown | Unknown | NO | NONE | DISTRIBUTION | TNB | KUALA SELANGOR | NO | Unknown |  |  |  | NO | [8 empty] | S00434 | NO | [7 empty] | 3 | Pass | null
380040787 | S01533 |  |  |  | BKSL/PCE/J00314/MBRMU | 300343364 | Existing | RYB |  | S01533 PADAT KEM CINA TIRAM BUROK | CLOSED | CLOSED | LINK |  | 11 kV |  | 20011010 |  |  |  |  | MERLIN GERIN |  |  | PADAT KEM CINA TIRAM BUROK | Unknown | Unknown | NO | NONE | DISTRIBUTION | TNB | KUALA SELANGOR | NO | Unknown |  |  |  | NO | [8 empty] | S01533 | NO | [7 empty] | 3 | Pass | null
380040792 | S01535 |  |  |  | BKSL/PCE/J00314/MBRMU | 300343364 | Existing | RYB |  | S05760 JLN ANGGERIK TIRAM BUROK | CLOSED | CLOSED | LINK |  | 11 kV |  | 20011010 |  |  |  |  | MERLIN GERIN |  |  | PADAT KEM CINA TIRAM BUROK | Unknown | Unknown | NO | NONE | DISTRIBUTION | TNB | KUALA SELANGOR | NO | Unknown |  |  |  | NO | [8 empty] | S01535 | NO | [7 empty] | 3 | Pass | null
380040890 | S01653 |  |  |  | BKSL/PCE/J00537/MBRMU | 300313726 | Existing | RYB |  | S05832 PEWIRA RAYA | CLOSED | CLOSED | LINK |  | 11 kV |  | 14/11/2006 |  |  |  |  | TAMCO |  |  | KONG LEE ENG FARM | Unknown | Unknown | NO | NONE | DISTRIBUTION | TNB | KUALA SELANGOR | NO | Unknown |  |  |  | NO | [8 empty] | S01653 | NO | [7 empty] | 3 | Pass | null
380040895 | S01652 |  |  |  | BKSL/PCE/J00537/MBRMU | 300313726 | Existing | RYB |  | S01641 RJ MUSA NO 1 (TMN MANICKAVASAGAM) | CLOSED | CLOSED | LINK |  | 11 kV |  | 14/11/2006 |  |  |  |  | TAMCO |  |  | KONG LEE ENG FARM | Unknown | Unknown | NO | NONE | DISTRIBUTION | TNB | KUALA SELANGOR | NO | Unknown |  |  |  | NO | [8 empty] | S01652 | NO | [7 empty] | 3 | Pass | null
380041013 | S00358 |  |  |  | BKSL/PCE/J00195/MB01 | 300022766 | Existing | RYB |  | S01492 PE S.AGAMA TG KARANG | CLOSED | CLOSED | LINK |  | 11 kV |  | 15/12/1990 |  |  |  |  | FALCON BETA |  |  | TMN DESA JAYA | Unknown | Unknown | NO | NONE | DISTRIBUTION | TNB | KUALA SELANGOR | NO | Unknown |  |  |  | NO | [8 empty] | S00358 | NO | [7 empty] | 3 | Pass | null
380041017 | S00356 |  |  |  | BKSL/PCE/J00195/MB01 | 300022766 | Existing | RYB |  |  | OPEN | CLOSED | LINK |  | 11 kV |  | 15/12/1990 |  |  |  |  | FALCON BETA |  |  | TMN DESA JAYA | Unknown | Unknown | NO | NONE | DISTRIBUTION | TNB | KUALA SELANGOR | NO | Unknown |  |  |  | NO | [8 empty] | S00356 | NO | [7 empty] | 3 | Pass | null
380041034 | S01639 |  |  |  | BKSL/PCE/J00195/MB01 | 300022766 | Existing | RYB |  | PPU TKMI: VCB 2 | CLOSED | CLOSED | LINK |  | 11 kV |  | 15/12/1990 |  |  |  |  | FALCON BETA |  |  | TMN DESA JAYA | Unknown | Unknown | NO | NONE | DISTRIBUTION | TNB | KUALA SELANGOR | NO | Unknown |  |  |  | NO | [8 empty] | S01639 | NO | [7 empty] | 3 | Pass | null
380041051 | S05544 |  |  |  | BKSL/PCE/J00587/MBRMU | 300313797 | Existing | RYB |  | S01488 TMN RADIN JAYA NO 1 | CLOSED | CLOSED | LINK |  | 11 kV |  | 22/03/2011 |  |  |  |  | TAMCO |  |  | AADK TANJUNG KARANG | Unknown | Unknown | NO | NONE | DISTRIBUTION | TNB | KUALA SELANGOR | NO | Unknown |  |  |  | NO | [8 empty] | S05544 | NO | [7 empty] | 3 | Pass | null
380041056 | S05542 |  |  |  | BKSL/PCE/J00587/MBRMU | 300313797 | Existing | RYB |  | S00356 TMN DESA JAYA | CLOSED | CLOSED | LINK |  | 11 kV |  | 22/03/2011 |  |  |  |  | TAMCO |  |  | AADK TANJUNG KARANG | Unknown | Unknown | NO | NONE | DISTRIBUTION | TNB | KUALA SELANGOR | NO | Unknown |  |  |  | NO | [8 empty] | S05542 | NO | [7 empty] | 3 | Pass | null
380041196 | S05413 |  |  |  | BKSL/PCE/J00538/MBRMU | 300313418 | Existing | RYB |  | S01493 PE S.AGAMA TG KARANG | CLOSED | CLOSED | LINK |  | 11 kV |  | 19841107 |  |  |  |  | MERLIN GERIN |  |  | TMN MAYANG(C/S) | Unknown | Unknown | NO | NONE | DISTRIBUTION | TNB | KUALA SELANGOR | NO | Unknown |  |  |  | NO | [8 empty] | S05413 | NO | [7 empty] | 3 | Pass | null
380041201 | S05415 |  |  |  | BKSL/PCE/J00538/MBRMU | 300313418 | Existing | RYB |  | S01496 PE K/UDANG SRI FUMA NO 2 | CLOSED | CLOSED | LINK |  | 11 kV |  | 19841107 |  |  |  |  | MERLIN GERIN |  |  | TMN MAYANG(C/S) | Unknown | Unknown | NO | NONE | DISTRIBUTION | TNB | KUALA SELANGOR | NO | Unknown |  |  |  | NO | [8 empty] | S05415 | NO | [7 empty] | 3 | Pass | null
380041294 | S01496 |  |  |  | BKSL/PCE/J00343/MBRMU1 | 300241444 | Existing | RYB |  | S05415 PE TMN MAYANG(C/S) | CLOSED | CLOSED | LINK |  | 11 kV |  | 26/06/1993 |  |  |  |  | VEI |  |  | K/UDANG SRI FUMA NO 2 | Unknown | Unknown | NO | NONE | DISTRIBUTION | TNB | KUALA SELANGOR | NO | Unknown |  |  |  | NO | [8 empty] | S01496 | NO | [7 empty] | 3 | Pass | null
380041299 | S01498 |  |  |  | BKSL/PCE/J00343/MBRMU1 | 300241444 | Existing | RYB |  | S00362 SW/STN SRI FUMA | CLOSED | CLOSED | LINK |  | 11 kV |  | 26/06/1993 |  |  |  |  | VEI |  |  | K/UDANG SRI FUMA NO 2 | Unknown | Unknown | NO | NONE | DISTRIBUTION | TNB | KUALA SELANGOR | NO | Unknown |  |  |  | NO | [8 empty] | S01498 | NO | [7 empty] | 3 | Pass | null
380041318 | S00360 |  |  |  | BKSL/PCE/J00332/MBRMU | 300313424 | Existing | RYB |  | S00367 PE TENGKORAK INDUSTRIES | CLOSED | CLOSED | LINK |  | 11 kV |  | 20/09/1983 | [7 empty] | SW/STN SRI FUMA | Unknown | Unknown | NO | NONE | DISTRIBUTION | TNB | KUALA SELANGOR | NO | Unknown |  |  |  | NO | [8 empty] | S00360 | NO | [7 empty] | 3 | Pass | null
380041322 | S00361 |  |  |  | BKSL/PCE/J00332/MBRMU | 300313424 | Existing | RYB |  | S00363 PE K/UDANG SRI FUMA | CLOSED | CLOSED | LINK |  | 11 kV |  | 20/09/1983 | [7 empty] | SW/STN SRI FUMA | Unknown | Unknown | NO | NONE | DISTRIBUTION | TNB | KUALA SELANGOR | NO | Unknown |  |  |  | NO | [8 empty] | S00361 | NO | [7 empty] | 3 | Pass | null
380041339 | S00362 |  |  |  | BKSL/PCE/J00332/MBRMU | 300313424 | Existing | RYB |  | S01498 PE K/UDANG SRI FUMA NO 2 | CLOSED | CLOSED | LINK |  | 11 kV |  | 20/09/1983 | [7 empty] | SW/STN SRI FUMA | Unknown | Unknown | NO | NONE | DISTRIBUTION | TNB | KUALA SELANGOR | NO | Unknown |  |  |  | NO | [8 empty] | S00362 | NO | [7 empty] | 3 | Pass | null
380041423 | S00362 |  |  |  | BKSL/PCE/J00196/MB01 | 300022772 | Existing | RYB |  | SPARE | OPEN | CLOSED | LINK |  | 11 kV |  | 19/02/1991 |  |  |  |  | TAMCO |  |  | K/UDANG SRI FUMA | Unknown | Unknown | NO | NONE | DISTRIBUTION | TNB | KUALA SELANGOR | NO | Unknown |  |  |  | NO | [8 empty] | S00362 | NO | [7 empty] | 3 | Pass | null
380041428 | S00363 |  |  |  | BKSL/PCE/J00196/MB01 | 300022772 | Existing | RYB |  | S00361 SW/STN SRI FUMA | CLOSED | CLOSED | LINK |  | 11 kV |  | 19/02/1991 |  |  |  |  | TAMCO |  |  | K/UDANG SRI FUMA | Unknown | Unknown | NO | NONE | DISTRIBUTION | TNB | KUALA SELANGOR | NO | Unknown |  |  |  | NO | [8 empty] | S00363 | NO | [7 empty] | 3 | Pass | null
380041449 | S00367 |  |  |  | BKSL/PCE/J00197/MB01 | 300022778 | Existing | RYB |  | S00360 SW/STN SRI FUMA | CLOSED | CLOSED | LINK |  | 11 kV |  | 22/03/1999 |  |  |  |  | TAMCO |  |  | TENGKORAK INDUSTRIES | Unknown | Unknown | NO | NONE | DISTRIBUTION | TNB | KUALA SELANGOR | NO | Unknown |  |  |  | NO | [8 empty] | S00367 | NO | [7 empty] | 3 | Pass | null
380041454 | S00365 |  |  |  | BKSL/PCE/J00197/MB01 | 300022778 | Existing | RYB |  | S00371 SW/STN BGN TENGKORAK | CLOSED | CLOSED | LINK |  | 11 kV |  | 22/03/1999 |  |  |  |  | TAMCO |  |  | TENGKORAK INDUSTRIES | Unknown | Unknown | NO | NONE | DISTRIBUTION | TNB | KUALA SELANGOR | NO | Unknown |  |  |  | NO | [8 empty] | S00365 | NO | [7 empty] | 3 | Pass | null
380041476 | S00369 |  |  |  | BKSL/PCE/J00333/MBRMU | 300313428 | Existing | RYB |  | S00372 PE BGN TENGKORAK TG KARANG | CLOSED | CLOSED | LINK |  | 11 kV |  | 19951010 |  |  |  |  | TAMCO |  |  | SW/STN BGN TENGKORAK | Unknown | Unknown | NO | NONE | DISTRIBUTION | TNB | KUALA SELANGOR | NO | Unknown |  |  |  | NO | [8 empty] | S00369 | NO | [7 empty] | 3 | Pass | null
380041480 | S00368 |  |  |  | BKSL/PCE/J00333/MBRMU | 300313428 | Existing | RYB |  | S05475 PE SEKOLAH PT 3 | CLOSED | CLOSED | LINK |  | 11 kV |  | 19951010 |  |  |  |  | TAMCO |  |  | SW/STN BGN TENGKORAK | Unknown | Unknown | NO | NONE | DISTRIBUTION | TNB | KUALA SELANGOR | NO | Unknown |  |  |  | NO | [8 empty] | S00368 | NO | [7 empty] | 3 | Pass | null
380041497 | S00370 |  |  |  | BKSL/PCE/J00333/MBRMU | 300313428 | Existing | RYB |  | S01501 PE INNOBRIDE BAGAN TENGKORAK(A) | CLOSED | CLOSED | LINK |  | 11 kV |  | 19951010 |  |  |  |  | TAMCO |  |  | SW/STN BGN TENGKORAK | Unknown | Unknown | NO | NONE | DISTRIBUTION | TNB | KUALA SELANGOR | NO | Unknown |  |  |  | NO | [8 empty] | S00370 | NO | [7 empty] | 3 | Pass | null
380041504 | S00371 |  |  |  | BKSL/PCE/J00333/MBRMU | 300313428 | Existing | RYB |  | S00365 PE TENGKORAK INDUSTRIES | CLOSED |  | LINK |  | 11 kV |  | 19951010 |  |  |  |  | TAMCO |  |  | SW/STN BGN TENGKORAK | Unknown | Unknown | Unknown | Unknown | DISTRIBUTION | TNB | KUALA SELANGOR | Unknown |  |  |  |  | Unknown | [8 empty] | S00371 | [8 empty] | 3 | Pass | null
380041511 | SPARE | [5 empty] | Existing | RYB |  | SPARE | OPEN | CLOSED | LINK |  | 11 kV | [9 empty] | BGN TENGKORAK TG KARANG | Unknown | Unknown | NO | NONE | DISTRIBUTION | TNB | KUALA SELANGOR | NO | Unknown |  |  |  | NO | [8 empty] | SPARE | NO | [7 empty] | 3 | Pass | null
380041516 | S00372 | [5 empty] | Existing | RYB |  | S00369 SW/STN BGN TENGKORAK | CLOSED | CLOSED | LINK |  | 11 kV | [9 empty] | BGN TENGKORAK TG KARANG | Unknown | Unknown | NO | NONE | DISTRIBUTION | TNB | KUALA SELANGOR | NO | Unknown |  |  |  | NO | [8 empty] | S00372 | NO | [7 empty] | 3 | Pass | null
380041643 | S01499 |  |  |  | BKSL/PCE/J00534/MBRMU | 300313434 | Existing | RYB |  | S01700 PE INNOBRIDE BGN TENGKORAK(B) | CLOSED | CLOSED | LINK |  | 11 kV |  | 20031012 | [7 empty] | INNOBRIDE BAGAN TENGKORAK(A) | Unknown | Unknown | NO | NONE | DISTRIBUTION | TNB | KUALA SELANGOR | NO | Unknown |  |  |  | NO | [8 empty] | S01499 | NO | [7 empty] | 3 | Pass | null
380041648 | S01501 |  |  |  | BKSL/PCE/J00534/MBRMU | 300313434 | Existing | RYB |  | S00370 SW/STN BGN TENGKORAK | CLOSED | CLOSED | LINK |  | 11 kV |  | 20031012 | [7 empty] | INNOBRIDE BAGAN TENGKORAK(A) | Unknown | Unknown | NO | NONE | DISTRIBUTION | TNB | KUALA SELANGOR | NO | Unknown |  |  |  | NO | [8 empty] | S01501 | NO | [7 empty] | 3 | Pass | null
380041676 | S01698 |  |  |  | BKSL/PCE/J00251/MBRMU 1 | 300313437 | Existing | RYB |  | S01593 PE PT 1 | CLOSED | CLOSED | LINK |  | 11 kV |  | 14/02/2004 |  |  |  |  | TAMCO |  |  | INNOBRIDE BGN TENGKORAK(B) | Unknown | Unknown | NO | NONE | DISTRIBUTION | TNB | KUALA SELANGOR | NO | Unknown |  |  |  | NO | [8 empty] | S01698 | NO | [7 empty] | 3 | Pass | null
380041682 | S01700 |  |  |  | BKSL/PCE/J00251/MBRMU 1 | 300313437 | Existing | RYB |  | S01499 PE INNOBRIDE BAGAN TENGKORAK(A) | CLOSED | CLOSED | LINK |  | 11 kV |  | 14/02/2004 |  |  |  |  | TAMCO |  |  | INNOBRIDE BGN TENGKORAK(B) | Unknown | Unknown | NO | NONE | DISTRIBUTION | TNB | KUALA SELANGOR | NO | Unknown |  |  |  | NO | [8 empty] | S01700 | NO | [7 empty] | 3 | Pass | null
380041687 | S01699 |  |  |  | BKSL/PCE/J00251/MBRMU 1 | 300313437 | Existing | RYB |  | PENGGUNA HT | CLOSED | CLOSED | LINK |  | 11 kV |  | 14/02/2004 |  |  |  |  | TAMCO |  |  | INNOBRIDE BGN TENGKORAK(B) | Unknown | Unknown | NO | NONE | DISTRIBUTION | TNB | KUALA SELANGOR | NO | Unknown |  |  |  | NO | [8 empty] | S01699 | NO | [7 empty] | 3 | Pass | null
380041696 | S00569 |  |  |  | BKSL/PCE/J00159/MBRMU1 | 300022616 | Existing | RYB |  | S00566 PE PT 2 | CLOSED | CLOSED | LINK |  | 11 kV |  | 15/12/2000 |  |  |  |  | TAMCO |  |  | PT 1 | Unknown | Unknown | NO | NONE | DISTRIBUTION | TNB | KUALA SELANGOR | NO | Unknown |  |  |  | NO | [8 empty] | S00569 | NO | [7 empty] | 3 | Pass | null
380041700 | S01593 |  |  |  | BKSL/PCE/J00159/MBRMU1 | 300022616 | Existing | RYB |  | S01698 PE INNOBRIDE BGN TENGKORAK(B) | OPEN | CLOSED | LINK |  | 11 kV |  | 15/12/2000 |  |  |  |  | TAMCO |  |  | PT 1 | Unknown | Unknown | NO | NONE | DISTRIBUTION | TNB | KUALA SELANGOR | NO | Unknown |  |  |  | NO | [8 empty] | S01593 | NO | [7 empty] | 3 | Pass | null
380041717 | S01249 |  |  |  | BKSL/PCE/J00159/MBRMU1 | 300022616 | Existing | RYB |  | S05829 SG SIREH BAN 2 | CLOSED | CLOSED | LINK |  | 11 kV |  | 15/12/2000 |  |  |  |  | TAMCO |  |  | PT 1 | Unknown | Unknown | NO | NONE | DISTRIBUTION | TNB | KUALA SELANGOR | NO | Unknown |  |  |  | NO | [8 empty] | S01249 | NO | [7 empty] | 3 | Pass | null
380041793 | S00440 |  |  |  | BKSL/PCE/J00228/MBRMU1 | 300022864 | Existing | RYB |  | PPU TKMI: VCB 3 | CLOSED | CLOSED | LINK |  | 11 kV |  | 27/11/1982 |  |  |  |  | TAMCO |  |  | KOKO FAMA | Unknown | Unknown | NO | NONE | DISTRIBUTION | TNB | KUALA SELANGOR | NO | Unknown |  |  |  | NO | [8 empty] | S00440 | NO | [7 empty] | 3 | Pass | null
380041798 | S00442 |  |  |  | BKSL/PCE/J00228/MBRMU1 | 300022864 | Existing | RYB |  | S00443 PE SG TERAP | CLOSED | CLOSED | LINK |  | 11 kV |  | 27/11/1982 |  |  |  |  | TAMCO |  |  | KOKO FAMA | Unknown | Unknown | NO | NONE | DISTRIBUTION | TNB | KUALA SELANGOR | NO | Unknown |  |  |  | NO | [8 empty] | S00442 | NO | [7 empty] | 3 | Pass | null
380041821 | S00443 |  |  |  | BKSL/PCE/J00229/MB00440 | 300022867 | Existing | RYB |  | S00442 PE KOKO FAMA | CLOSED | CLOSED | LINK |  | 11 kV |  | 19931012 | [7 empty] | SG TERAP | Unknown | Unknown | NO | NONE | DISTRIBUTION | TNB | KUALA SELANGOR | NO | Unknown |  |  |  | NO | [8 empty] | S00443 | NO | [7 empty] | 3 | Pass | null
380041825 | S00444 |  |  |  | BKSL/PCE/J00229/MB00440 | 300022867 | Existing | RYB |  | S05296 PE TMN NILAM | CLOSED | CLOSED | LINK |  | 11 kV |  | 19931012 | [7 empty] | SG TERAP | Unknown | Unknown | NO | NONE | DISTRIBUTION | TNB | KUALA SELANGOR | NO | Unknown |  |  |  | NO | [8 empty] | S00444 | NO | [7 empty] | 3 | Pass | null
380041842 | S00446 |  |  |  | BKSL/PCE/J00229/MB00440 | 300022867 | Existing | RYB |  | S01552 PE MASJID SG TERAP | OPEN | CLOSED | LINK |  | 11 kV |  | 19931012 | [7 empty] | SG TERAP | Unknown | Unknown | NO | NONE | DISTRIBUTION | TNB | KUALA SELANGOR | NO | Unknown |  |  |  | NO | [8 empty] | S00446 | NO | [7 empty] | 3 | Pass | null
380041939 | S05296 |  |  |  | BKSL/PCE/J00567/MBRMU | 300313751 | Existing | RYB |  | S00444 PE SG TERAP | CLOSED | CLOSED | LINK |  | 11 kV |  | 20081107 |  |  |  |  | TAMCO |  |  | TMN NILAM | Unknown | Unknown | NO | NONE | DISTRIBUTION | TNB | KUALA SELANGOR | NO | Unknown |  |  |  | NO | [8 empty] | S05296 | NO | [7 empty] | 3 | Pass | null
380041944 | S05298 |  |  |  | BKSL/PCE/J00567/MBRMU | 300313751 | Existing | RYB |  | S05603 PE TAMAN NILAM NO 2 | CLOSED | CLOSED | LINK |  | 11 kV |  | 20081107 |  |  |  |  | TAMCO |  |  | TMN NILAM | Unknown | Unknown | NO | NONE | DISTRIBUTION | TNB | KUALA SELANGOR | NO | Unknown |  |  |  | NO | [8 empty] | S05298 | NO | [7 empty] | 3 | Pass | null
380042158 | S00458 |  |  |  | BKSL/PCE/J00237/MB00458 | 300022891 | Existing | RYB |  | S05601 PE TAMAN NILAM NO 2 | CLOSED | CLOSED | LINK |  | 11 kV |  | 18/03/1992 |  |  |  |  | TAMCO |  |  | YUSRI | Unknown | Unknown | NO | NONE | DISTRIBUTION | TNB | KUALA SELANGOR | NO | Unknown |  |  |  | NO | [8 empty] | S00458 | NO | [7 empty] | 3 | Pass | null
380042163 | S00460 |  |  |  | BKSL/PCE/J00237/MB00458 | 300022891 | Existing | RYB |  | S00464 PE LPN BATU 2 | CLOSED | CLOSED | LINK |  | 11 kV |  | 18/03/1992 |  |  |  |  | TAMCO |  |  | YUSRI | Unknown | Unknown | NO | NONE | DISTRIBUTION | TNB | KUALA SELANGOR | NO | Unknown |  |  |  | NO | [8 empty] | S00460 | NO | [7 empty] | 3 | Pass | null
380042342 | S00461 |  |  |  | BKSL/PCE/J00238/MB00461 | 300022897 | Existing | RYB |  | S00485 PE SW STN BKT BELIMBING | OPEN | CLOSED | LINK |  | 11 kV |  | 19/04/1981 |  |  |  |  | TAMCO |  |  | LPN BATU 2 | Unknown | Unknown | NO | NONE | DISTRIBUTION | TNB | KUALA SELANGOR | NO | Unknown |  |  |  | NO | [8 empty] | S00461 | NO | [7 empty] | 3 | Pass | null
380042346 | S00464 |  |  |  | BKSL/PCE/J00238/MB00461 | 300022897 | Existing | RYB |  | S00460 PE YUSRI | CLOSED | CLOSED | LINK |  | 11 kV |  | 19/04/1981 |  |  |  |  | TAMCO |  |  | LPN BATU 2 | Unknown | Unknown | NO | NONE | DISTRIBUTION | TNB | KUALA SELANGOR | NO | Unknown |  |  |  | NO | [8 empty] | S00464 | NO | [7 empty] | 3 | Pass | null
380042363 | S00462 |  |  |  | BKSL/PCE/J00238/MB00461 | 300022897 | Existing | RYB |  | S00467 PE COLD ROOM | CLOSED | CLOSED | LINK |  | 11 kV |  | 19/04/1981 |  |  |  |  | TAMCO |  |  | LPN BATU 2 | Unknown | Unknown | NO | NONE | DISTRIBUTION | TNB | KUALA SELANGOR | NO | Unknown |  |  |  | NO | [8 empty] | S00462 | NO | [7 empty] | 3 | Pass | null
380042390 | S01569 |  |  |  | BKSL/PCE/J00248/MBRMU2 | 300443791 | Existing | RYB |  | SEK MEN AGAMA PASIR PENAMBANG | CLOSED | CLOSED | LINK |  | 11 kV |  | 19/02/2011 |  |  |  |  | TAMCO |  |  | COLD ROOM | Unknown | Unknown | NO | NONE | DISTRIBUTION | TNB | KUALA SELANGOR | NO | Unknown |  |  |  | NO | [8 empty] | S01569 | NO | [7 empty] | 3 | Pass | null
380042394 | S01569 |  |  |  | BKSL/PCE/J00248/MBRMU2 | 300443791 | Existing | RYB |  | SEK MEN AGAMA PASIR PENAMBANG | CLOSED | CLOSED | LINK |  | 11 kV |  | 19/02/2011 |  |  |  |  | TAMCO |  |  | COLD ROOM | Unknown | Unknown | NO | NONE | DISTRIBUTION | TNB | KUALA SELANGOR | NO | Unknown |  |  |  | NO | [8 empty] | S01569 | NO | [7 empty] | 3 | Pass | null
380042411 | S01569 |  |  |  | BKSL/PCE/J00248/MBRMU2 | 300443791 | Existing | RYB |  | SEK MEN AGAMA PASIR PENAMBANG | CLOSED | CLOSED | LINK |  | 11 kV |  | 19/02/2011 |  |  |  |  | TAMCO |  |  | COLD ROOM | Unknown | Unknown | NO | NONE | DISTRIBUTION | TNB | KUALA SELANGOR | NO | Unknown |  |  |  | NO | [8 empty] | S01569 | NO | [7 empty] | 3 | Pass | null
380042429 | S00468 |  |  |  | BKSL/PCE/J00249/MB01 | 300022938 | Existing | RYB |  | S01569 PE COLD ROOM | CLOSED | CLOSED | LINK |  | 11 kV |  | 22/09/2000 |  |  |  |  | TAMCO |  |  | S.AGAMA KSL (P/PENAMBANG) | Unknown | Unknown | NO | NONE | DISTRIBUTION | TNB | KUALA SELANGOR | NO | Unknown |  |  |  | NO | [8 empty] | S00468 | NO | [7 empty] | 3 | Pass | null
380042434 | S01570 |  |  |  | BKSL/PCE/J00249/MB01 | 300022938 | Existing | RYB |  |  | OPEN | CLOSED | LINK |  | 11 kV |  | 22/09/2000 |  |  |  |  | TAMCO |  |  | S.AGAMA KSL (P/PENAMBANG) | Unknown | Unknown | NO | NONE | DISTRIBUTION | TNB | KUALA SELANGOR | NO | Unknown |  |  |  | NO | [8 empty] | S01570 | NO | [7 empty] | 3 | Pass | null
380042520 | S05891 | [5 empty] | Existing | RYB |  | S00465 PE COLD ROOM | CLOSED | CLOSED | LINK |  | 11 kV | [9 empty] | TMN DELIMA | Unknown | Unknown | NO | NONE | DISTRIBUTION | TNB | KUALA SELANGOR | NO | Unknown |  |  |  | NO | [8 empty] | S05891 | NO | [7 empty] | 3 | Pass | null
380042525 | S05893 | [5 empty] | Existing | RYB |  | S01573 PE QTRS GURU P/PERMATANG | CLOSED | CLOSED | LINK |  | 11 kV | [9 empty] | TMN DELIMA | Unknown | Unknown | NO | NONE | DISTRIBUTION | TNB | KUALA SELANGOR | NO | Unknown |  |  |  | NO | [8 empty] | S05893 | NO | [7 empty] | 3 | Pass | null
380042621 | S01571 |  |  |  | BKSL/PCE/J00258/MBRMU | 300313631 | Existing | RYB |  | S00470 PE BGN SUNGAI YU | CLOSED | CLOSED | LINK |  | 11 kV |  | 15/12/2007 |  |  |  |  | TAMCO |  |  | QTRS GURU P/PERMATANG | Unknown | Unknown | NO | NONE | DISTRIBUTION | TNB | KUALA SELANGOR | NO | Unknown |  |  |  | NO | [8 empty] | S01571 | NO | [7 empty] | 3 | Pass | null
380042626 | S01573 |  |  |  | BKSL/PCE/J00258/MBRMU | 300313631 | Existing | RYB |  | S05893 PE TAMAN DELIMA | CLOSED | CLOSED | LINK |  | 11 kV |  | 15/12/2007 |  |  |  |  | TAMCO |  |  | QTRS GURU P/PERMATANG | Unknown | Unknown | NO | NONE | DISTRIBUTION | TNB | KUALA SELANGOR | NO | Unknown |  |  |  | NO | [8 empty] | S01573 | NO | [7 empty] | 3 | Pass | null
380042723 | S00471 |  |  |  | BKSL/PCE/J00250/MBNN01 | 300022943 | Existing | RYB |  | S00474 PE TMN BAYU P/PENAMBANG | CLOSED | CLOSED | LINK |  | 11 kV |  | 20001110 | [7 empty] | BGN SUNGAI YU | Unknown | Unknown | NO | NONE | DISTRIBUTION | TNB | KUALA SELANGOR | NO | Unknown |  |  |  | NO | [8 empty] | S00471 | NO | [7 empty] | 3 | Pass | null
380042727 | S00473 |  |  |  | BKSL/PCE/J00250/MBNN01 | 300022943 | Existing | RYB |  | S01575 PE TMN SRI PENAMBANG | CLOSED | CLOSED | LINK |  | 11 kV |  | 20001110 | [7 empty] | BGN SUNGAI YU | Unknown | Unknown | NO | NONE | DISTRIBUTION | TNB | KUALA SELANGOR | NO | Unknown |  |  |  | NO | [8 empty] | S00473 | NO | [7 empty] | 3 | Pass | null
380042744 | S00470 |  |  |  | BKSL/PCE/J00250/MBNN01 | 300022943 | Existing | RYB |  | S01571 PE QTRS GURU P/PERMATANG | CLOSED | CLOSED | LINK |  | 11 kV |  | 20001110 | [7 empty] | BGN SUNGAI YU | Unknown | Unknown | NO | NONE | DISTRIBUTION | TNB | KUALA SELANGOR | NO | Unknown |  |  |  | NO | [8 empty] | S00470 | NO | [7 empty] | 3 | Pass | null
380042835 | S00474 |  |  |  | BKSL/PCE/J00139/MBRMU1 | 300343326 | Existing | RYB |  | S00471 PE BGN SUNGAI YU | CLOSED | CLOSED | LINK |  | 11 kV |  | 19981110 | [7 empty] | TMN BAYU P/PENAMBANG | Unknown | Unknown | NO | NONE | DISTRIBUTION | TNB | KUALA SELANGOR | NO | Unknown |  |  |  | NO | [8 empty] | S00474 | NO | [7 empty] | 3 | Pass | null
380042840 | S01574 |  |  |  | BKSL/PCE/J00139/MBRMU1 | 300343326 | Existing | RYB |  | S05958 PE JLN PENINSULA LILI 2 | CLOSED | CLOSED | LINK |  | 11 kV |  | 19981110 | [7 empty] | TMN BAYU P/PENAMBANG | Unknown | Unknown | NO | NONE | DISTRIBUTION | TNB | KUALA SELANGOR | NO | Unknown |  |  |  | NO | [8 empty] | S01574 | NO | [7 empty] | 3 | Pass | null
380042933 | S01575 |  |  |  | BKSL/PCE/J00340/MBRMU1 | 300241013 | Existing | RYB |  | S00473 PE BGN SUNGAI YU | CLOSED | CLOSED | LINK |  | 11 kV |  | 19931012 |  |  |  |  | VEI |  |  | TMN SRI PENAMBANG | Unknown | Unknown | NO | NONE | DISTRIBUTION | TNB | KUALA SELANGOR | NO | Unknown |  |  |  | NO | [8 empty] | S01575 | NO | [7 empty] | 3 | Pass | null
380042938 | S01577 |  |  |  | BKSL/PCE/J00340/MBRMU1 | 300241013 | Existing | RYB |  | S00476 PE PEKAN P/PENAMBANG | CLOSED | CLOSED | LINK |  | 11 kV |  | 19931012 |  |  |  |  | VEI |  |  | TMN SRI PENAMBANG | Unknown | Unknown | NO | NONE | DISTRIBUTION | TNB | KUALA SELANGOR | NO | Unknown |  |  |  | NO | [8 empty] | S01577 | NO | [7 empty] | 3 | Pass | null
380043026 | S00478 |  |  |  | BKSL/PCE/J00252/MB00476 | 300022954 | Existing | RYB |  |  | CLOSED | CLOSED | LINK |  | 11 kV |  | 14/11/2001 |  |  |  |  | FALCON BETA |  |  | PEKAN P/PENAMBANG | Unknown | Unknown | NO | NONE | DISTRIBUTION | TNB | KUALA SELANGOR | NO | Unknown |  |  |  | NO | [8 empty] | S00478 | NO | [7 empty] | 3 | Pass | null
380043031 | S00476 |  |  |  | BKSL/PCE/J00252/MB00476 | 300022954 | Existing | RYB |  | S01577 PE TMN SRI PENAMBANG | CLOSED | CLOSED | LINK |  | 11 kV |  | 14/11/2001 |  |  |  |  | FALCON BETA |  |  | PEKAN P/PENAMBANG | Unknown | Unknown | NO | NONE | DISTRIBUTION | TNB | KUALA SELANGOR | NO | Unknown |  |  |  | NO | [8 empty] | S00476 | NO | [7 empty] | 3 | Pass | null
380043125 | S00479 |  |  |  | BKSL/PCE/J00253/MB01 | 300022959 | Existing | RYB |  | S00478 PE PEKAN P/PENAMBANG | CLOSED | CLOSED | LINK |  | 11 kV |  | 15/12/2001 | [7 empty] | JPJ P/PENAMBANG | Unknown | Unknown | NO | NONE | DISTRIBUTION | TNB | KUALA SELANGOR | NO | Unknown |  |  |  | NO | [8 empty] | S00479 | NO | [7 empty] | 3 | Pass | null
380043130 | S00481 |  |  |  | BKSL/PCE/J00253/MB01 | 300022959 | Existing | RYB |  | S05656 PE GOLDPAGE NO.1 | CLOSED | CLOSED | LINK |  | 11 kV |  | 15/12/2001 | [7 empty] | JPJ P/PENAMBANG | Unknown | Unknown | NO | NONE | DISTRIBUTION | TNB | KUALA SELANGOR | NO | Unknown |  |  |  | NO | [8 empty] | S00481 | NO | [7 empty] | 3 | Pass | null
380043227 | S05657 |  |  |  | BKSL/PCE/J00829/MBRMU1 | 300431103 | Existing | RYB |  | S05613 PE LKIM PASIR PENAMBANG | CLOSED | CLOSED | LINK |  | 11 kV |  | 18/09/2013 |  |  |  |  | TAMCO |  |  | GOLDPAGE NO.2 | Unknown | Unknown | NO | NONE | DISTRIBUTION | TNB | KUALA SELANGOR | NO | Unknown |  |  |  | NO | [8 empty] | S05657 | NO | [7 empty] | 3 | Pass | null
380043244 | S05660 |  |  |  | BKSL/PCE/J00829/MBRMU1 | 300431103 | Existing | RYB |  | S05654 PE GOLDPAGE NO.1 | CLOSED | CLOSED | LINK |  | 11 kV |  | 18/09/2013 |  |  |  |  | TAMCO |  |  | GOLDPAGE NO.2 | Unknown | Unknown | NO | NONE | DISTRIBUTION | TNB | KUALA SELANGOR | NO | Unknown |  |  |  | NO | [8 empty] | S05660 | NO | [7 empty] | 3 | Pass | null
380043397 | S05656 |  |  |  | BKSL/PCE/J00789/MBRMU1 | 300431015 | Existing | RYB |  | S00481 PE JPJ P/PENAMBANG | CLOSED | CLOSED | LINK |  | 11 kV |  | 13/09/2013 |  |  |  |  | INDKOM |  |  | GOLDPAGE NO.1 | Unknown | Unknown | NO | NONE | DISTRIBUTION | TNB | KUALA SELANGOR | NO | Unknown |  |  |  | NO | [8 empty] | S05656 | NO | [7 empty] | 3 | Pass | null
380043402 | S05654 |  |  |  | BKSL/PCE/J00789/MBRMU1 | 300431015 | Existing | RYB |  | S05660 PE GOLDPAGE NO.2 | CLOSED | CLOSED | LINK |  | 11 kV |  | 13/09/2013 |  |  |  |  | INDKOM |  |  | GOLDPAGE NO.1 | Unknown | Unknown | NO | NONE | DISTRIBUTION | TNB | KUALA SELANGOR | NO | Unknown |  |  |  | NO | [8 empty] | S05654 | NO | [7 empty] | 3 | Pass | null
380043607 | S01466 |  |  |  | BKSL/PCE/J00286/MBRMU1 | 300242568 | Existing | RYB |  | S00337 PE HOSPITAL TG KARANG | CLOSED | CLOSED | LINK |  | 11 kV |  | 19951012 |  |  |  |  | TAMCO |  |  | BANJARAYA (C) | Unknown | Unknown | NO | NONE | DISTRIBUTION | TNB | KUALA SELANGOR | NO | Unknown |  |  |  | NO | [8 empty] | S01466 | NO | [7 empty] | 3 | Pass | null
380043612 | S01468 |  |  |  | BKSL/PCE/J00286/MBRMU1 | 300242568 | Existing | RYB |  | S05458 PE TMN RIAMIN | CLOSED | CLOSED | LINK |  | 11 kV |  | 19951012 |  |  |  |  | TAMCO |  |  | BANJARAYA (C) | Unknown | Unknown | NO | NONE | DISTRIBUTION | TNB | KUALA SELANGOR | NO | Unknown |  |  |  | NO | [8 empty] | S01468 | NO | [7 empty] | 3 | Pass | null
380043739 | S05458 |  |  |  | BKSL/PCE/J00569/MBRMU | 300313740 | Existing | RYB |  | S01468 PE BANJARAYA (C) | CLOSED | CLOSED | LINK |  | 11 kV |  | 22/03/2008 | [7 empty] | TMN RIAMIN | Unknown | Unknown | NO | NONE | DISTRIBUTION | TNB | KUALA SELANGOR | NO | Unknown |  |  |  | NO | [8 empty] | S05458 | NO | [7 empty] | 3 | Pass | null
380043744 | S05456 |  |  |  | BKSL/PCE/J00569/MBRMU | 300313740 | Existing | RYB |  | S05820 PE KG HAJI RAZALI | CLOSED | CLOSED | LINK |  | 11 kV |  | 22/03/2008 | [7 empty] | TMN RIAMIN | Unknown | Unknown | NO | NONE | DISTRIBUTION | TNB | KUALA SELANGOR | NO | Unknown |  |  |  | NO | [8 empty] | S05456 | NO | [7 empty] | 3 | Pass | null
380043853 | S05820 |  |  |  | BKSL/PCE/J00387/MB1 | 300515990 | Existing | RYB |  | S05456 PE TMN RIAMIN | CLOSED | CLOSED | LINK |  | 11 kV | [9 empty] | KG HAJI RAZALI | Unknown | Unknown | NO | NONE | DISTRIBUTION | TNB | KUALA SELANGOR | NO | Unknown |  |  |  | NO | [8 empty] | S05820 | NO | [7 empty] | 3 | Pass | null
380043858 | S05822 |  |  |  | BKSL/PCE/J00387/MB1 | 300515990 | Existing | RYB |  | S00348 PE TMN MASRIA | CLOSED | CLOSED | LINK |  | 11 kV | [9 empty] | KG HAJI RAZALI | Unknown | Unknown | NO | NONE | DISTRIBUTION | TNB | KUALA SELANGOR | NO | Unknown |  |  |  | NO | [8 empty] | S05822 | NO | [7 empty] | 3 | Pass | null
380043967 | S00348 |  |  |  | BKSL/PCE/J00188/MB01 | 300022727 | Existing | RYB |  | S05822 PE KG HAJI RAZALI | CLOSED | CLOSED | LINK |  | 11 kV |  | 20/05/2002 |  |  |  |  | TAMCO |  |  | MASRIA | Unknown | Unknown | NO | NONE | DISTRIBUTION | TNB | KUALA SELANGOR | NO | Unknown |  |  |  | NO | [8 empty] | S00348 | NO | [7 empty] | 3 | Pass | null
380043972 | S01469 |  |  |  | BKSL/PCE/J00188/MB01 | 300022727 | Existing | RYB |  | S01470 PE TMN WAWASAN | CLOSED | CLOSED | LINK |  | 11 kV |  | 20/05/2002 |  |  |  |  | TAMCO |  |  | MASRIA | Unknown | Unknown | NO | NONE | DISTRIBUTION | TNB | KUALA SELANGOR | NO | Unknown |  |  |  | NO | [8 empty] | S01469 | NO | [7 empty] | 3 | Pass | null
380044083 | S01470 |  |  |  | BKSL/PCE/J00283/MBRMU | 300313759 | Existing | RYB |  | S01469 PE TMN MASRIA | CLOSED | CLOSED | LINK |  | 11 kV |  | 20111010 |  |  |  |  | TAMCO |  |  | TMN WAWASAN | Unknown | Unknown | NO | NONE | DISTRIBUTION | TNB | KUALA SELANGOR | NO | Unknown |  |  |  | NO | [8 empty] | S01470 | NO | [7 empty] | 3 | Pass | null
380044088 | S01472 |  |  |  | BKSL/PCE/J00283/MBRMU | 300313759 | Existing | RYB |  | S01644 PE TMN KHATIJAH | CLOSED | CLOSED | LINK |  | 11 kV |  | 20111010 |  |  |  |  | TAMCO |  |  | TMN WAWASAN | Unknown | Unknown | NO | NONE | DISTRIBUTION | TNB | KUALA SELANGOR | NO | Unknown |  |  |  | NO | [8 empty] | S01472 | NO | [7 empty] | 3 | Pass | null
380044199 | S01644 |  |  |  | BKSL/PCE/J00533/MBRMU | 300313776 | Existing | RYB |  | S01472 PE TMN WAWASAN | CLOSED | CLOSED | LINK |  | 11 kV |  | 26/06/2007 |  |  |  |  | TAMCO |  |  | TMN KHATIJAH | Unknown | Unknown | NO | NONE | DISTRIBUTION | TNB | KUALA SELANGOR | NO | Unknown |  |  |  | NO | [8 empty] | S01644 | NO | [7 empty] | 3 | Pass | null
380044204 | S01646 |  |  |  | BKSL/PCE/J00533/MBRMU | 300313776 | Existing | RYB |  | S05635 PE KO SEGAR | CLOSED | CLOSED | LINK |  | 11 kV |  | 26/06/2007 |  |  |  |  | TAMCO |  |  | TMN KHATIJAH | Unknown | Unknown | NO | NONE | DISTRIBUTION | TNB | KUALA SELANGOR | NO | Unknown |  |  |  | NO | [8 empty] | S01646 | NO | [7 empty] | 3 | Pass | null
380044427 | S05823 |  |  |  | BKSL/PCE/J00386/MB1 | 310526851 | Existing | RYB |  | S05633 PE KO SEGAR | CLOSED | CLOSED | LINK |  | 11 kV |  | 18/08/2006 |  |  |  |  | INDKOM |  |  | MARDI SG SIREH | Unknown | Unknown | NO | NONE | DISTRIBUTION | TNB | KUALA SELANGOR | NO | Unknown |  |  |  | NO | [8 empty] | S05823 | NO | [7 empty] | 3 | Pass | null
380044432 | S05825 |  |  |  | BKSL/PCE/J00386/MB1 | 310526851 | Existing | RYB |  |  | CLOSED | CLOSED | LINK |  | 11 kV |  | 18/08/2006 |  |  |  |  | INDKOM |  |  | MARDI SG SIREH | Unknown | Unknown | NO | NONE | DISTRIBUTION | TNB | KUALA SELANGOR | NO | Unknown |  |  |  | NO | [8 empty] | S05825 | NO | [7 empty] | 3 | Pass | null
380079142 | R05500 |  |  |  | BKSL/PCE/J00579/MBRMU | 300313107 | Existing | RYB |  |  | CLOSED | CLOSED | LINK |  | 11 kV |  | 19/04/1990 |  |  |  |  | TAMCO |  |  | SIME PLANTATION B.BERJUNTAI | Unknown | Unknown | NO | NONE | DISTRIBUTION | TNB | KUALA SELANGOR | NO | Unknown |  |  |  | NO | [8 empty] | R05500 | NO | [7 empty] | 3 | Pass | null
380079159 | R05498 |  |  |  | BKSL/PCE/J00579/MBRMU | 300313107 | Existing | RYB |  |  | CLOSED | CLOSED | LINK |  | 11 kV |  | 19/04/1990 |  |  |  |  | TAMCO |  |  | SIME PLANTATION B.BERJUNTAI | Unknown | Unknown | NO | NONE | DISTRIBUTION | TNB | KUALA SELANGOR | NO | Unknown |  |  |  | NO | [8 empty] | R05498 | NO | [7 empty] | 3 | Pass | null
380079487 | R03863 |  |  |  | BKSL/PCE/J00486/MBRMU | 300313109 | Existing | RYB |  |  | CLOSED | CLOSED | LINK |  | 11 kV |  | 20/05/1988 |  |  |  |  | MERLIN GERIN |  |  | BERJUNTAI MAJU(C/S) | Unknown | Unknown | NO | NONE | DISTRIBUTION | TNB | KUALA SELANGOR | NO | Unknown |  |  |  | NO | [8 empty] | R03863 | NO | [7 empty] | 3 | Pass | null
380079492 | R03865 |  |  |  | BKSL/PCE/J00486/MBRMU | 300313109 | Existing | RYB |  |  | CLOSED | CLOSED | LINK |  | 11 kV |  | 20/05/1988 |  |  |  |  | MERLIN GERIN |  |  | BERJUNTAI MAJU(C/S) | Unknown | Unknown | NO | NONE | DISTRIBUTION | TNB | KUALA SELANGOR | NO | Unknown |  |  |  | NO | [8 empty] | R03865 | NO | [7 empty] | 3 | Pass | null
380079584 | R03869 |  |  |  | BKSL/PCE/J00487/MBRMU | 300313114 | Existing | RYB |  |  | CLOSED | CLOSED | LINK |  | 11 kV |  | 26/06/2000 |  |  |  |  | TAMCO |  |  | BERJUNTAI MAJU BTG BERJUNTAI | Unknown | Unknown | NO | NONE | DISTRIBUTION | TNB | KUALA SELANGOR | NO | Unknown |  |  |  | NO | [8 empty] | R03869 | NO | [7 empty] | 3 | Pass | null
380079601 | R03866 |  |  |  | BKSL/PCE/J00487/MBRMU | 300313114 | Existing | RYB |  |  | CLOSED | CLOSED | LINK |  | 11 kV |  | 26/06/2000 |  |  |  |  | TAMCO |  |  | BERJUNTAI MAJU BTG BERJUNTAI | Unknown | Unknown | NO | NONE | DISTRIBUTION | TNB | KUALA SELANGOR | NO | Unknown |  |  |  | NO | [8 empty] | R03866 | NO | [7 empty] | 3 | Pass | null
380079854 | R01890 |  |  |  | BKSL/PCE/J00489/MBRMU | 300313123 | Existing | RYB |  |  | CLOSED | CLOSED | LINK |  | 11 kV |  | 18/08/2010 |  |  |  |  | MERLIN GERIN |  |  | TELEKOM B/BEJUNTAI | Unknown | Unknown | NO | NONE | DISTRIBUTION | TNB | KUALA SELANGOR | NO | Unknown |  |  |  | NO | [8 empty] | R01890 | NO | [7 empty] | 3 | Pass | null
380079859 | R01889 |  |  |  | BKSL/PCE/J00489/MBRMU | 300313123 | Existing | RYB |  |  | CLOSED | CLOSED | LINK |  | 11 kV |  | 18/08/2010 |  |  |  |  | MERLIN GERIN |  |  | TELEKOM B/BEJUNTAI | Unknown | Unknown | NO | NONE | DISTRIBUTION | TNB | KUALA SELANGOR | NO | Unknown |  |  |  | NO | [8 empty] | R01889 | NO | [7 empty] | 3 | Pass | null
380079950 | R01886 |  |  |  | BKSL/PCE/J00490/MBRMU | 300313126 | Existing | RYB |  | KLINIK KESIHATAN B.BERJUNTAI | CLOSED | CLOSED | LINK |  | 11 kV |  | 22/09/1988 | [7 empty] | TMN SENTOSA | Unknown | Unknown | NO | NONE | DISTRIBUTION | TNB | KUALA SELANGOR | NO | Unknown |  |  |  | NO | [8 empty] | R01886 | NO | [7 empty] | 3 | Pass | null
380079955 | R01886 |  |  |  | BKSL/PCE/J00490/MBRMU | 300313126 | Existing | RYB |  | KLINIK KESIHATAN B.BERJUNTAI | CLOSED | CLOSED | LINK |  | 11 kV |  | 22/09/1988 | [7 empty] | TMN SENTOSA | Unknown | Unknown | NO | NONE | DISTRIBUTION | TNB | KUALA SELANGOR | NO | Unknown |  |  |  | NO | [8 empty] | R01886 | NO | [7 empty] | 3 | Pass | null
380080046 | R01883 |  |  |  | BKSL/PCE/J00491/MBRMU | 300313128 | Existing | RYB |  |  | CLOSED | CLOSED | LINK |  | 11 kV |  | 19941110 |  |  |  |  | TAMCO |  |  | PEKAN BATANG BEJUNTAI | Unknown | Unknown | NO | NONE | DISTRIBUTION | TNB | KUALA SELANGOR | NO | Unknown |  |  |  | NO | [8 empty] | R01883 | NO | [7 empty] | 3 | Pass | null
380080051 | R01885 |  |  |  | BKSL/PCE/J00491/MBRMU | 300313128 | Existing | RYB |  |  | CLOSED | CLOSED | LINK |  | 11 kV |  | 19941110 |  |  |  |  | TAMCO |  |  | PEKAN BATANG BEJUNTAI | Unknown | Unknown | NO | NONE | DISTRIBUTION | TNB | KUALA SELANGOR | NO | Unknown |  |  |  | NO | [8 empty] | R01885 | NO | [7 empty] | 3 | Pass | null
380080142 | R01880 |  |  |  | BKSL/PCE/J00492/MBRMU | 300313130 | Existing | RYB |  |  | CLOSED | CLOSED | LINK |  | 11 kV |  | 14/11/1991 |  |  |  |  | TAMCO |  |  | BINTANG JELITA | Unknown | Unknown | NO | NONE | DISTRIBUTION | TNB | KUALA SELANGOR | NO | Unknown |  |  |  | NO | [8 empty] | R01880 | NO | [7 empty] | 3 | Pass | null
380080147 | R01882 |  |  |  | BKSL/PCE/J00492/MBRMU | 300313130 | Existing | RYB |  |  | CLOSED | CLOSED | LINK |  | 11 kV |  | 14/11/1991 |  |  |  |  | TAMCO |  |  | BINTANG JELITA | Unknown | Unknown | NO | NONE | DISTRIBUTION | TNB | KUALA SELANGOR | NO | Unknown |  |  |  | NO | [8 empty] | R01882 | NO | [7 empty] | 3 | Pass | null
380080290 | R01877 |  |  |  | BKSL/PCE/J00496/MBRMU | 300345585 | Existing | RYB |  |  | CLOSED | CLOSED | LINK |  | 11 kV |  | 15/12/2006 |  |  |  |  | TAMCO |  |  | PKNS TAMAN SRI INDAH | Unknown | Unknown | NO | NONE | DISTRIBUTION | TNB | KUALA SELANGOR | NO | Unknown |  |  |  | NO | [8 empty] | R01877 | NO | [7 empty] | 3 | Pass | null
380080295 | R01879 |  |  |  | BKSL/PCE/J00496/MBRMU | 300345585 | Existing | RYB |  |  | OPEN | CLOSED | LINK |  | 11 kV |  | 15/12/2006 |  |  |  |  | TAMCO |  |  | PKNS TAMAN SRI INDAH | Unknown | Unknown | NO | NONE | DISTRIBUTION | TNB | KUALA SELANGOR | NO | Unknown |  |  |  | NO | [8 empty] | R01879 | NO | [7 empty] | 3 | Pass | null
380080387 | R04846 |  |  |  | BKSL/PCE/J00506/MBRMU | 300313077 | Existing | RYB |  |  | CLOSED | CLOSED | LINK |  | 11 kV |  | 18/08/1997 |  |  |  |  | TAMCO |  |  | SSU PKPS | Unknown | Unknown | NO | NONE | DISTRIBUTION | TNB | KUALA SELANGOR | NO | Unknown |  |  |  | NO | [8 empty] | R04846 | NO | [7 empty] | 3 | Pass | null
380080391 | R04847 |  |  |  | BKSL/PCE/J00506/MBRMU | 300313077 | Existing | RYB |  |  | CLOSED | CLOSED | LINK |  | 11 kV |  | 18/08/1997 |  |  |  |  | TAMCO |  |  | SSU PKPS | Unknown | Unknown | NO | NONE | DISTRIBUTION | TNB | KUALA SELANGOR | NO | Unknown |  |  |  | NO | [8 empty] | R04847 | NO | [7 empty] | 3 | Pass | null
380080408 | R04848 |  |  |  | BKSL/PCE/J00506/MBRMU | 300313077 | Existing | RYB |  |  | CLOSED | CLOSED | LINK |  | 11 kV |  | 18/08/1997 |  |  |  |  | TAMCO |  |  | SSU PKPS | Unknown | Unknown | NO | NONE | DISTRIBUTION | TNB | KUALA SELANGOR | NO | Unknown |  |  |  | NO | [8 empty] | R04848 | NO | [7 empty] | 3 | Pass | null
380080489 | R05070 |  |  |  | BKSL/PCE/J00507/MBRMU | 300313078 | Existing | RYB |  |  | CLOSED | CLOSED | LINK |  | 11 kV |  | 20/09/1984 | [7 empty] | PUSAT PENYEMBELIHAN PKPS | Unknown | Unknown | NO | NONE | DISTRIBUTION | TNB | KUALA SELANGOR | NO | Unknown |  |  |  | NO | [8 empty] | R05070 | NO | [7 empty] | 3 | Pass | null
380080494 | R05068 |  |  |  | BKSL/PCE/J00507/MBRMU | 300313078 | Existing | RYB |  |  | OPEN | CLOSED | LINK |  | 11 kV |  | 20/09/1984 | [7 empty] | PUSAT PENYEMBELIHAN PKPS | Unknown | Unknown | NO | NONE | DISTRIBUTION | TNB | KUALA SELANGOR | NO | Unknown |  |  |  | NO | [8 empty] | R05068 | NO | [7 empty] | 3 | Pass | null
380080584 | R04839 |  |  |  | BKSL/PCE/J00509/MBRMU | 300313092 | Existing | RYB |  |  | CLOSED | CLOSED | LINK |  | 11 kV |  | 19821010 | [7 empty] | STP UNISEL | Unknown | Unknown | NO | NONE | DISTRIBUTION | TNB | KUALA SELANGOR | NO | Unknown |  |  |  | NO | [8 empty] | R04839 | NO | [7 empty] | 3 | Pass | null
380080588 | R04836 |  |  |  | BKSL/PCE/J00509/MBRMU | 300313092 | Existing | RYB |  |  | CLOSED | CLOSED | LINK |  | 11 kV |  | 19821010 | [7 empty] | STP UNISEL | Unknown | Unknown | NO | NONE | DISTRIBUTION | TNB | KUALA SELANGOR | NO | Unknown |  |  |  | NO | [8 empty] | R04836 | NO | [7 empty] | 3 | Pass | null
380080605 | R04837 |  |  |  | BKSL/PCE/J00509/MBRMU | 300313092 | Existing | RYB |  |  | OPEN | CLOSED | LINK |  | 11 kV |  | 19821010 | [7 empty] | STP UNISEL | Unknown | Unknown | NO | NONE | DISTRIBUTION | TNB | KUALA SELANGOR | NO | Unknown |  |  |  | NO | [8 empty] | R04837 | NO | [7 empty] | 3 | Pass | null
380080686 | R04834 |  |  |  | BKSL/PCE/J00508/MBRMU | 300313095 | Existing | RYB |  |  | CLOSED | CLOSED | LINK |  | 11 kV |  | 27/11/1980 | [7 empty] | RUMAH KAKITANGAN UNISEL | Unknown | Unknown | NO | NONE | DISTRIBUTION | TNB | KUALA SELANGOR | NO | Unknown |  |  |  | NO | [8 empty] | R04834 | NO | [7 empty] | 3 | Pass | null
380080691 | R04833 |  |  |  | BKSL/PCE/J00508/MBRMU | 300313095 | Existing | RYB |  |  | CLOSED | CLOSED | LINK |  | 11 kV |  | 27/11/1980 | [7 empty] | RUMAH KAKITANGAN UNISEL | Unknown | Unknown | NO | NONE | DISTRIBUTION | TNB | KUALA SELANGOR | NO | Unknown |  |  |  | NO | [8 empty] | R04833 | NO | [7 empty] | 3 | Pass | null
380080781 | R04830 |  |  |  | BKSL/PCE/J00510/MBRMU | 300343259 | Existing | RYB |  |  | OPEN | CLOSED | LINK |  | 11 kV |  | 20031010 |  |  |  |  | TAMCO |  |  | ASRAMA PUTERI UNISEL | Unknown | Unknown | NO | NONE | DISTRIBUTION | TNB | KUALA SELANGOR | NO | Unknown |  |  |  | NO | [8 empty] | R04830 | NO | [7 empty] | 3 | Pass | null
380080798 | R04831 |  |  |  | BKSL/PCE/J00510/MBRMU | 300343259 | Existing | RYB |  |  | CLOSED | CLOSED | LINK |  | 11 kV |  | 20031010 |  |  |  |  | TAMCO |  |  | ASRAMA PUTERI UNISEL | Unknown | Unknown | NO | NONE | DISTRIBUTION | TNB | KUALA SELANGOR | NO | Unknown |  |  |  | NO | [8 empty] | R04831 | NO | [7 empty] | 3 | Pass | null
380080962 | R04822 |  |  |  | BKSL/PCE/J00512/MBRMU | 300313099 | Existing | RYB |  |  | CLOSED | CLOSED | LINK |  | 11 kV |  | 19781012 |  |  |  |  | TAMCO |  |  | SSU UNISEL | Unknown | Unknown | NO | NONE | DISTRIBUTION | TNB | KUALA SELANGOR | NO | Unknown |  |  |  | NO | [8 empty] | R04822 | NO | [7 empty] | 3 | Pass | null
380080968 | R04823 |  |  |  | BKSL/PCE/J00512/MBRMU | 300313099 | Existing | RYB |  |  | CLOSED | CLOSED | LINK |  | 11 kV |  | 19781012 |  |  |  |  | TAMCO |  |  | SSU UNISEL | Unknown | Unknown | NO | NONE | DISTRIBUTION | TNB | KUALA SELANGOR | NO | Unknown |  |  |  | NO | [8 empty] | R04823 | NO | [7 empty] | 3 | Pass | null
380080973 | R04824 |  |  |  | BKSL/PCE/J00512/MBRMU | 300313099 | Existing | RYB |  |  | CLOSED | CLOSED | LINK |  | 11 kV |  | 19781012 |  |  |  |  | TAMCO |  |  | SSU UNISEL | Unknown | Unknown | NO | NONE | DISTRIBUTION | TNB | KUALA SELANGOR | NO | Unknown |  |  |  | NO | [8 empty] | R04824 | NO | [7 empty] | 3 | Pass | null
380080982 | R04827 |  |  |  | BKSL/PCE/J00511/MBRMU | 300343271 | Existing | RYB |  |  | CLOSED | CLOSED | LINK |  | 11 kV |  | 20031010 |  |  |  |  | TAMCO |  |  | ASRAMA PUTERA UNISEL | Unknown | Unknown | NO | NONE | DISTRIBUTION | TNB | KUALA SELANGOR | NO | Unknown |  |  |  | NO | [8 empty] | R04827 | NO | [7 empty] | 3 | Pass | null
380080999 | R04826 |  |  |  | BKSL/PCE/J00511/MBRMU | 300343271 | Existing | RYB |  |  | CLOSED | CLOSED | LINK |  | 11 kV |  | 20031010 |  |  |  |  | TAMCO |  |  | ASRAMA PUTERA UNISEL | Unknown | Unknown | NO | NONE | DISTRIBUTION | TNB | KUALA SELANGOR | NO | Unknown |  |  |  | NO | [8 empty] | R04826 | NO | [7 empty] | 3 | Pass | null
380081156 | R01901 |  |  |  | BKSL/PCE/J00505/MBRMU | 300313218 | Existing | RYB |  |  | CLOSED | CLOSED | LINK |  | 11 kV |  | 20/05/1996 | [7 empty] | SIME INAX | Unknown | Unknown | NO | NONE | DISTRIBUTION | TNB | KUALA SELANGOR | NO | Unknown |  |  |  | NO | [8 empty] | R01901 | NO | [7 empty] | 3 | Pass | null
380081161 | R01900 |  |  |  | BKSL/PCE/J00505/MBRMU | 300313218 | Existing | RYB |  |  | CLOSED | CLOSED | LINK |  | 11 kV |  | 20/05/1996 | [7 empty] | SIME INAX | Unknown | Unknown | NO | NONE | DISTRIBUTION | TNB | KUALA SELANGOR | NO | Unknown |  |  |  | NO | [8 empty] | R01900 | NO | [7 empty] | 3 | Pass | null
380081630 | R03182 |  |  |  | BKSL/PCE/J00466/MBRMU | 300313263 | Existing | RYB |  |  | CLOSED | CLOSED | LINK |  | 11 kV |  | 22/09/1993 |  |  |  |  | VEI |  |  | TECHNOPARK NO 3 | Unknown | Unknown | NO | NONE | DISTRIBUTION | TNB | KUALA SELANGOR | NO | Unknown |  |  |  | NO | [8 empty] | R03182 | NO | [7 empty] | 3 | Pass | null
380081647 | R03183 |  |  |  | BKSL/PCE/J00466/MBRMU | 300313263 | Existing | RYB |  |  | CLOSED | CLOSED | LINK |  | 11 kV |  | 22/09/1993 |  |  |  |  | VEI |  |  | TECHNOPARK NO 3 | Unknown | Unknown | NO | NONE | DISTRIBUTION | TNB | KUALA SELANGOR | NO | Unknown |  |  |  | NO | [8 empty] | R03183 | NO | [7 empty] | 3 | Pass | null
380081801 | R03186 |  |  |  | BKSL/PCE/J00467/MBRMU | 300313278 | Existing | RYB |  |  | CLOSED | CLOSED | LINK |  | 11 kV |  | 14/11/1988 |  |  |  |  | TAMCO |  |  | TECHNOPARK NO 4 | Unknown | Unknown | NO | NONE | DISTRIBUTION | TNB | KUALA SELANGOR | NO | Unknown |  |  |  | NO | [8 empty] | R03186 | NO | [7 empty] | 3 | Pass | null
380081818 | R03187 |  |  |  | BKSL/PCE/J00467/MBRMU | 300313278 | Existing | RYB |  |  | CLOSED | CLOSED | LINK |  | 11 kV |  | 14/11/1988 |  |  |  |  | TAMCO |  |  | TECHNOPARK NO 4 | Unknown | Unknown | NO | NONE | DISTRIBUTION | TNB | KUALA SELANGOR | NO | Unknown |  |  |  | NO | [8 empty] | R03187 | NO | [7 empty] | 3 | Pass | null
380081971 | R02743 |  |  |  | BKSL/PCE/J00468/MBRMU | 300313291 | Existing | RYB |  |  | CLOSED | CLOSED | LINK |  | 11 kV |  | 19/02/1999 |  |  |  |  | TAMCO |  |  | PKNS RANTAU PANJANG | Unknown | Unknown | NO | NONE | DISTRIBUTION | TNB | KUALA SELANGOR | NO | Unknown |  |  |  | NO | [8 empty] | R02743 | NO | [7 empty] | 3 | Pass | null
380081976 | R01869 |  |  |  | BKSL/PCE/J00468/MBRMU | 300313291 | Existing | RYB |  |  | CLOSED | CLOSED | LINK |  | 11 kV |  | 19/02/1999 |  |  |  |  | TAMCO |  |  | PKNS RANTAU PANJANG | Unknown | Unknown | NO | NONE | DISTRIBUTION | TNB | KUALA SELANGOR | NO | Unknown |  |  |  | NO | [8 empty] | R01869 | NO | [7 empty] | 3 | Pass | null
380082072 | R05753 |  |  |  | BKSL/PCE/J00561/MBRMU | 300313294 | Existing | RYB |  |  | CLOSED | CLOSED | LINK |  | 11 kV |  | 22/03/2002 |  |  |  |  | TAMCO |  |  | SYABAS RANTAU PANJANG | Unknown | Unknown | NO | NONE | DISTRIBUTION | TNB | KUALA SELANGOR | NO | Unknown |  |  |  | NO | [8 empty] | R05753 | NO | [7 empty] | 3 | Pass | null
380082078 | R05754 |  |  |  | BKSL/PCE/J00561/MBRMU | 300313294 | Existing | RYB |  |  | CLOSED | CLOSED | LINK |  | 11 kV |  | 22/03/2002 |  |  |  |  | TAMCO |  |  | SYABAS RANTAU PANJANG | Unknown | Unknown | NO | NONE | DISTRIBUTION | TNB | KUALA SELANGOR | NO | Unknown |  |  |  | NO | [8 empty] | R05754 | NO | [7 empty] | 3 | Pass | null
380082083 | R05752 |  |  |  | BKSL/PCE/J00561/MBRMU | 300313294 | Existing | RYB |  |  | CLOSED | CLOSED | LINK |  | 11 kV |  | 22/03/2002 |  |  |  |  | TAMCO |  |  | SYABAS RANTAU PANJANG | Unknown | Unknown | NO | NONE | DISTRIBUTION | TNB | KUALA SELANGOR | NO | Unknown |  |  |  | NO | [8 empty] | R05752 | NO | [7 empty] | 3 | Pass | null
380082091 | R05058 |  |  |  | BKSL/PCE/J00516/MBRMU | 300313132 | Existing | RYB |  | R05533 LDG MINYAK | CLOSED | CLOSED | LINK |  | 11 kV |  | 15/12/1983 |  |  |  |  | TAMCO |  |  | BERJUNTAI BESTARI NO 2 | Unknown | Unknown | NO | NONE | DISTRIBUTION | TNB | KUALA SELANGOR | NO | Unknown |  |  |  | NO | [8 empty] | R05058 | NO | [7 empty] | 3 | Pass | null
380082096 | R05056 |  |  |  | BKSL/PCE/J00516/MBRMU | 300313132 | Existing | RYB |  |  | CLOSED | CLOSED | LINK |  | 11 kV |  | 15/12/1983 |  |  |  |  | TAMCO |  |  | BERJUNTAI BESTARI NO 2 | Unknown | Unknown | NO | NONE | DISTRIBUTION | TNB | KUALA SELANGOR | NO | Unknown |  |  |  | NO | [8 empty] | R05056 | NO | [7 empty] | 3 | Pass | null
380082187 | R05055 |  |  |  | BKSL/PCE/J00515/MBRMU | 300313170 | Existing | RYB |  |  | CLOSED | CLOSED | LINK |  | 11 kV |  | 19/04/1993 |  |  |  |  | TAMCO |  |  | BERJUNTAI BESTARI NO 1 | Unknown | Unknown | NO | NONE | DISTRIBUTION | TNB | KUALA SELANGOR | NO | Unknown |  |  |  | NO | [8 empty] | R05055 | NO | [7 empty] | 3 | Pass | null
380082192 | R05053 |  |  |  | BKSL/PCE/J00515/MBRMU | 300313170 | Existing | RYB |  |  | CLOSED | CLOSED | LINK |  | 11 kV |  | 19/04/1993 |  |  |  |  | TAMCO |  |  | BERJUNTAI BESTARI NO 1 | Unknown | Unknown | NO | NONE | DISTRIBUTION | TNB | KUALA SELANGOR | NO | Unknown |  |  |  | NO | [8 empty] | R05053 | NO | [7 empty] | 3 | Pass | null
380082281 | R05378 |  |  |  | BKSL/PCE/J00514/MBRMU | 300313182 | Existing | RYB |  |  | CLOSED | CLOSED | LINK |  | 11 kV |  | 19871107 |  |  |  |  | VEI |  |  | ANGGERIK LAKSAMANA | Unknown | Unknown | NO | NONE | DISTRIBUTION | TNB | KUALA SELANGOR | NO | Unknown |  |  |  | NO | [8 empty] | R05378 | NO | [7 empty] | 3 | Pass | null
380082286 | R05377 |  |  |  | BKSL/PCE/J00514/MBRMU | 300313182 | Existing | RYB |  |  | CLOSED | CLOSED | LINK |  | 11 kV |  | 19871107 |  |  |  |  | VEI |  |  | ANGGERIK LAKSAMANA | Unknown | Unknown | NO | NONE | DISTRIBUTION | TNB | KUALA SELANGOR | NO | Unknown |  |  |  | NO | [8 empty] | R05377 | NO | [7 empty] | 3 | Pass | null
380082382 | R04996 |  |  |  | BKSL/PCE/J00513/MBRMU | 300313186 | Existing | RYB |  |  | CLOSED | CLOSED | LINK |  | 11 kV |  | 18/08/1987 |  |  |  |  | MERLIN GERIN |  |  | SEGINIAGA | Unknown | Unknown | NO | NONE | DISTRIBUTION | TNB | KUALA SELANGOR | NO | Unknown |  |  |  | NO | [8 empty] | R04996 | NO | [7 empty] | 3 | Pass | null
380082388 | R04995 |  |  |  | BKSL/PCE/J00513/MBRMU | 300313186 | Existing | RYB |  |  | CLOSED | CLOSED | LINK |  | 11 kV |  | 18/08/1987 |  |  |  |  | MERLIN GERIN |  |  | SEGINIAGA | Unknown | Unknown | NO | NONE | DISTRIBUTION | TNB | KUALA SELANGOR | NO | Unknown |  |  |  | NO | [8 empty] | R04995 | NO | [7 empty] | 3 | Pass | null
380082393 | R04994 |  |  |  | BKSL/PCE/J00513/MBRMU | 300313186 | Existing | RYB |  |  | CLOSED | CLOSED | LINK |  | 11 kV |  | 18/08/1987 |  |  |  |  | MERLIN GERIN |  |  | SEGINIAGA | Unknown | Unknown | NO | NONE | DISTRIBUTION | TNB | KUALA SELANGOR | NO | Unknown |  |  |  | NO | [8 empty] | R04994 | NO | [7 empty] | 3 | Pass | null
380082401 | R05839 |  |  |  | BKSL/PCE/J00577/MBRMU | 300313194 | Existing | RYB |  |  | CLOSED | CLOSED | LINK |  | 11 kV |  | 19871010 |  |  |  |  | TAMCO |  |  | TMN ILMU BISTARI | Unknown | Unknown | NO | NONE | DISTRIBUTION | TNB | KUALA SELANGOR | NO | Unknown |  |  |  | NO | [8 empty] | R05839 | NO | [7 empty] | 3 | Pass | null
380082406 | R05837 |  |  |  | BKSL/PCE/J00577/MBRMU | 300313194 | Existing | RYB |  |  | CLOSED | CLOSED | LINK |  | 11 kV |  | 19871010 |  |  |  |  | TAMCO |  |  | TMN ILMU BISTARI | Unknown | Unknown | NO | NONE | DISTRIBUTION | TNB | KUALA SELANGOR | NO | Unknown |  |  |  | NO | [8 empty] | R05837 | NO | [7 empty] | 3 | Pass | null
380083457 | R06706 |  |  |  | BKSL/PCE/J00827/MBRMU | 300443147 | Existing | RYB |  |  | CLOSED | CLOSED | LINK |  | 11 kV | [6 empty] | MTM |  |  | FORWARD SCOPE | Unknown | Unknown | NO | NONE | DISTRIBUTION | TNB | KUALA SELANGOR | NO | Unknown |  |  |  | NO | [8 empty] | R06706 | NO | [7 empty] | 3 | Pass | null
380083462 | R06704 |  |  |  | BKSL/PCE/J00827/MBRMU | 300443147 | Existing | RYB |  |  | CLOSED | CLOSED | LINK |  | 11 kV | [6 empty] | MTM |  |  | FORWARD SCOPE | Unknown | Unknown | NO | NONE | DISTRIBUTION | TNB | KUALA SELANGOR | NO | Unknown |  |  |  | NO | [8 empty] | R06704 | NO | [7 empty] | 3 | Pass | null
380083761 | R07570 |  |  |  | BKSL/PCE/J00409/MB1 | 300511622 | Existing | RYB |  |  | CLOSED | CLOSED | LINK |  | 11 kV |  | 20150110 |  |  |  |  | TOSHIBA |  |  | ASSIGN PRECISION | Unknown | Unknown | NO | NONE | DISTRIBUTION | TNB | KUALA SELANGOR | NO | Unknown |  |  |  | NO | [8 empty] | R07570 | NO | [7 empty] | 3 | Pass | null
380083766 | R07572 |  |  |  | BKSL/PCE/J00409/MB1 | 300511622 | Existing | RYB |  |  | CLOSED | CLOSED | LINK |  | 11 kV |  | 20150110 |  |  |  |  | TOSHIBA |  |  | ASSIGN PRECISION | Unknown | Unknown | NO | NONE | DISTRIBUTION | TNB | KUALA SELANGOR | NO | Unknown |  |  |  | NO | [8 empty] | R07572 | NO | [7 empty] | 3 | Pass | null
380083906 | R06825 |  |  |  | BKSL/PCE/J00809/MBRMU | 300344245 | Existing | RYB |  |  | CLOSED | CLOSED | LINK |  | 11 kV |  | 22/03/1990 |  |  |  |  | INDKOM |  |  | PPAJ NO.4 | Unknown | Unknown | NO | NONE | DISTRIBUTION | TNB | KUALA SELANGOR | NO | Unknown |  |  |  | NO | [8 empty] | R06825 | NO | [7 empty] | 3 | Pass | null
380083913 | R06826 |  |  |  | BKSL/PCE/J00809/MBRMU | 300344245 | Existing | RYB |  |  | CLOSED | CLOSED | LINK |  | 11 kV |  | 22/03/1990 |  |  |  |  | INDKOM |  |  | PPAJ NO.4 | Unknown | Unknown | NO | NONE | DISTRIBUTION | TNB | KUALA SELANGOR | NO | Unknown |  |  |  | NO | [8 empty] | R06826 | NO | [7 empty] | 3 | Pass | null
380083917 | R06036 | [5 empty] | Existing | RYB |  |  | CLOSED | CLOSED | LINK |  | 11 kV | [9 empty] | PPAJ NO.4 | Unknown | Unknown | NO | NONE | DISTRIBUTION | TNB | KUALA SELANGOR | NO | Unknown |  |  |  | NO | [8 empty] | R06036 | NO | [7 empty] | 3 | Pass | null
380083943 | R06034 | [5 empty] | Existing | RYB |  |  | CLOSED | CLOSED | LINK |  | 11 kV | [9 empty] | PPAJ NO.4 | Unknown | Unknown | NO | NONE | DISTRIBUTION | TNB | KUALA SELANGOR | NO | Unknown |  |  |  | NO | [8 empty] | R06034 | NO | [7 empty] | 3 | Pass | null
380084093 | R06827 |  |  |  | BKSL/PCE/J00809/MBRMU | 300344245 | Existing | RYB |  |  | CLOSED |  | LINK |  | 11 kV |  | 22/03/1990 |  |  |  |  | INDKOM |  |  | PPAJ NO.4 | Unknown | Unknown | Unknown | Unknown | DISTRIBUTION | TNB | KUALA SELANGOR | Unknown |  |  |  |  | Unknown | [8 empty] | R06827 | [8 empty] | 3 | Pass | null
380084117 | R06033 |  |  |  | BKSL/PCE/J00805/MBRMU | 300344239 | Existing | RYB |  |  | CLOSED | CLOSED | LINK |  | 11 kV |  | 14/11/1990 |  |  |  |  | INDKOM |  |  | PPAJ NO.3 | Unknown | Unknown | NO | NONE | DISTRIBUTION | TNB | KUALA SELANGOR | NO | Unknown |  |  |  | NO | [8 empty] | R06033 | NO | [7 empty] | 3 | Pass | null
380084122 | R06031 |  |  |  | BKSL/PCE/J00805/MBRMU | 300344239 | Existing | RYB |  |  | CLOSED | CLOSED | LINK |  | 11 kV |  | 14/11/1990 |  |  |  |  | INDKOM |  |  | PPAJ NO.3 | Unknown | Unknown | NO | NONE | DISTRIBUTION | TNB | KUALA SELANGOR | NO | Unknown |  |  |  | NO | [8 empty] | R06031 | NO | [7 empty] | 3 | Pass | null
380084216 | R06030 |  |  |  | BKSL/PCE/J00804/MBRMU | 300344187 | Existing | RYB |  |  | CLOSED | CLOSED | LINK |  | 11 kV |  | 28/06/2004 |  |  |  |  | VEI |  |  | PPAJ NO.6 | Unknown | Unknown | NO | NONE | DISTRIBUTION | TNB | KUALA SELANGOR | NO | Unknown |  |  |  | NO | [8 empty] | R06030 | NO | [7 empty] | 3 | Pass | null
380084221 | R06028 |  |  |  | BKSL/PCE/J00804/MBRMU | 300344187 | Existing | RYB |  |  | OPEN | CLOSED | LINK |  | 11 kV |  | 28/06/2004 |  |  |  |  | VEI |  |  | PPAJ NO.6 | Unknown | Unknown | NO | NONE | DISTRIBUTION | TNB | KUALA SELANGOR | NO | Unknown |  |  |  | NO | [8 empty] | R06028 | NO | [7 empty] | 3 | Pass | null
380084320 | R06391 | [5 empty] | Existing | RYB |  |  | CLOSED | CLOSED | LINK |  | 11 kV | [9 empty] | PADAT BAN GUAT HUAT TAJ JLN 2/6 | Unknown | Unknown | NO | NONE | DISTRIBUTION | TNB | KUALA SELANGOR | NO | Unknown |  |  |  | NO | [8 empty] | R06391 | NO | [7 empty] | 3 | Pass | null
380084325 | R06389 | [5 empty] | Existing | RYB |  |  | CLOSED | CLOSED | LINK |  | 11 kV | [9 empty] | PADAT BAN GUAT HUAT TAJ JLN 2/6 | Unknown | Unknown | NO | NONE | DISTRIBUTION | TNB | KUALA SELANGOR | NO | Unknown |  |  |  | NO | [8 empty] | R06389 | NO | [7 empty] | 3 | Pass | null
380084459 | R05251 | [5 empty] | Existing | RYB |  |  | CLOSED | CLOSED | LINK |  | 11 kV | [9 empty] | RUMAH PANGSA INDUSTRI ALAM JAYA NO.9 | Unknown | Unknown | NO | NONE | DISTRIBUTION | TNB | KUALA SELANGOR | NO | Unknown |  |  |  | NO | [8 empty] | R05251 | NO | [7 empty] | 3 | Pass | null
380084476 | R05254 | [5 empty] | Existing | RYB |  |  | CLOSED | CLOSED | LINK |  | 11 kV | [9 empty] | RUMAH PANGSA INDUSTRI ALAM JAYA NO.9 | Unknown | Unknown | NO | NONE | DISTRIBUTION | TNB | KUALA SELANGOR | NO | Unknown |  |  |  | NO | [8 empty] | R05254 | NO | [7 empty] | 3 | Pass | null
380084677 | R04742 | [5 empty] | Existing | RYB |  |  | CLOSED | CLOSED | LINK |  | 11 kV | [9 empty] | INDUSTRI ALAM JAYA NO.6 | Unknown | Unknown | NO | NONE | DISTRIBUTION | TNB | KUALA SELANGOR | NO | Unknown |  |  |  | NO | [8 empty] | R04742 | NO | [7 empty] | 3 | Pass | null
380084682 | R04739 | [5 empty] | Existing | RYB |  |  | CLOSED | CLOSED | LINK |  | 11 kV | [9 empty] | INDUSTRI ALAM JAYA NO.6 | Unknown | Unknown | NO | NONE | DISTRIBUTION | TNB | KUALA SELANGOR | NO | Unknown |  |  |  | NO | [8 empty] | R04739 | NO | [7 empty] | 3 | Pass | null
380084802 | R05274 | [5 empty] | Existing | RYB |  |  | CLOSED | CLOSED | LINK |  | 11 kV | [9 empty] | INDUSTRI ALAM JAYA NO.8 | Unknown | Unknown | NO | NONE | DISTRIBUTION | TNB | KUALA SELANGOR | NO | Unknown |  |  |  | NO | [8 empty] | R05274 | NO | [7 empty] | 3 | Pass | null
380084819 | R05271 | [5 empty] | Existing | RYB |  |  | CLOSED | CLOSED | LINK |  | 11 kV | [9 empty] | INDUSTRI ALAM JAYA NO.8 | Unknown | Unknown | NO | NONE | DISTRIBUTION | TNB | KUALA SELANGOR | NO | Unknown |  |  |  | NO | [8 empty] | R05271 | NO | [7 empty] | 3 | Pass | null
380085015 | R06703 | [5 empty] | Existing | RYB |  |  | CLOSED | CLOSED | LINK |  | 11 kV | [9 empty] | GREAT MARKETING | Unknown | Unknown | NO | NONE | DISTRIBUTION | TNB | KUALA SELANGOR | NO | Unknown |  |  |  | NO | [8 empty] | R06703 | NO | [7 empty] | 3 | Pass | null
380085020 | R06701 | [5 empty] | Existing | RYB |  | R06401 JS CONSC | CLOSED | CLOSED | LINK |  | 11 kV | [9 empty] | GREAT MARKETING | Unknown | Unknown | NO | NONE | DISTRIBUTION | TNB | KUALA SELANGOR | NO | Unknown |  |  |  | NO | [8 empty] | R06701 | NO | [7 empty] | 3 | Pass | null
380085158 | R06399 | [5 empty] | Existing | RYB |  |  | CLOSED | CLOSED | LINK |  | 11 kV | [9 empty] | JS CONSC TRUCTION & DEV SDN BHD LOT106 | Unknown | Unknown | NO | NONE | DISTRIBUTION | TNB | KUALA SELANGOR | NO | Unknown |  |  |  | NO | [8 empty] | R06399 | NO | [7 empty] | 3 | Pass | null
380085163 | R06401 | [5 empty] | Existing | RYB |  |  | CLOSED | CLOSED | LINK |  | 11 kV | [9 empty] | JS CONSC TRUCTION & DEV SDN BHD LOT106 | Unknown | Unknown | NO | NONE | DISTRIBUTION | TNB | KUALA SELANGOR | NO | Unknown |  |  |  | NO | [8 empty] | R06401 | NO | [7 empty] | 3 | Pass | null
380085273 | R05894 |  |  |  | BKSL/PCE/J00773/MBRMU | 310526850 | Existing | RYB |  |  | CLOSED | CLOSED | LINK |  | 11 kV |  | 28/06/2006 |  |  |  |  | INDKOM |  |  | MULTI GUNA NO.3 | Unknown | Unknown | NO | NONE | DISTRIBUTION | TNB | KUALA SELANGOR | NO | Unknown |  |  |  | NO | [8 empty] | R05894 | NO | [7 empty] | 3 | Pass | null
380085278 | R05896 |  |  |  | BKSL/PCE/J00773/MBRMU | 310526850 | Existing | RYB |  |  | CLOSED | CLOSED | LINK |  | 11 kV |  | 28/06/2006 |  |  |  |  | INDKOM |  |  | MULTI GUNA NO.3 | Unknown | Unknown | NO | NONE | DISTRIBUTION | TNB | KUALA SELANGOR | NO | Unknown |  |  |  | NO | [8 empty] | R05896 | NO | [7 empty] | 3 | Pass | null
380085571 | R07922 | [5 empty] | Existing | RYB |  |  | CLOSED | CLOSED | LINK |  | 11 kV | [9 empty] | RGB INDUSTRIES 2/5 | Unknown | Unknown | NO | NONE | DISTRIBUTION | TNB | KUALA SELANGOR | NO | Unknown |  |  |  | NO | [8 empty] | R07922 | NO | [7 empty] | 3 | Pass | null
380085576 | R07923 | [5 empty] | Existing | RYB |  |  | CLOSED | CLOSED | LINK |  | 11 kV | [9 empty] | RGB INDUSTRIES 2/5 | Unknown | Unknown | NO | NONE | DISTRIBUTION | TNB | KUALA SELANGOR | NO | Unknown |  |  |  | NO | [8 empty] | R07923 | NO | [7 empty] | 3 | Pass | null
380085690 | R06489 |  |  |  | BKSL/PCE/J00757/MBRMU | 300344234 | Existing | RYB |  |  | CLOSED | CLOSED | LINK |  | 11 kV |  | 19901110 |  |  |  |  | TOPRANK |  |  | EXTRO GREAT | Unknown | Unknown | NO | NONE | DISTRIBUTION | TNB | KUALA SELANGOR | NO | Unknown |  |  |  | NO | [8 empty] | R06489 | NO | [7 empty] | 3 | Pass | null
380085707 | R06492 |  |  |  | BKSL/PCE/J00757/MBRMU | 300344234 | Existing | RYB |  |  | CLOSED | CLOSED | LINK |  | 11 kV |  | 19901110 |  |  |  |  | TOPRANK |  |  | EXTRO GREAT | Unknown | Unknown | NO | NONE | DISTRIBUTION | TNB | KUALA SELANGOR | NO | Unknown |  |  |  | NO | [8 empty] | R06492 | NO | [7 empty] | 3 | Pass | null
380085906 | R07567 |  |  |  | BKSL/PCE/J00844/MBRMU | 300526589 | Existing | RYB |  |  | CLOSED | CLOSED | LINK |  | 11 kV |  | 21/09/2015 | [7 empty] | R&S PETROLEUM TIAJ 2/4 | Unknown | Unknown | NO | NONE | DISTRIBUTION | TNB | KUALA SELANGOR | NO | Unknown |  |  |  | NO | [8 empty] | R07567 | NO | [7 empty] | 3 | Pass | null
380085911 | R07568 |  |  |  | BKSL/PCE/J00844/MBRMU | 300526589 | Existing | RYB |  |  | CLOSED | CLOSED | LINK |  | 11 kV |  | 21/09/2015 | [7 empty] | R&S PETROLEUM TIAJ 2/4 | Unknown | Unknown | NO | NONE | DISTRIBUTION | TNB | KUALA SELANGOR | NO | Unknown |  |  |  | NO | [8 empty] | R07568 | NO | [7 empty] | 3 | Pass | null
380086025 | R05231 |  |  |  | BKSL/PCE/J00785/MBRMU | 300344928 | Existing | RYB |  |  | CLOSED | CLOSED | LINK |  | 11 kV |  | 20061010 |  |  |  |  | INDKOM |  |  | KLG LOT 7 ALAM JAYA | Unknown | Unknown | NO | NONE | DISTRIBUTION | TNB | KUALA SELANGOR | NO | Unknown |  |  |  | NO | [8 empty] | R05231 | NO | [7 empty] | 3 | Pass | null
380086030 | R05229 |  |  |  | BKSL/PCE/J00785/MBRMU | 300344928 | Existing | RYB |  |  | CLOSED | CLOSED | LINK |  | 11 kV |  | 20061010 |  |  |  |  | INDKOM |  |  | KLG LOT 7 ALAM JAYA | Unknown | Unknown | NO | NONE | DISTRIBUTION | TNB | KUALA SELANGOR | NO | Unknown |  |  |  | NO | [8 empty] | R05229 | NO | [7 empty] | 3 | Pass | null
380086144 | R05234 |  |  |  | BKSL/PCE/J00784/MBRMU | 300344930 | Existing | RYB |  |  | CLOSED | CLOSED | LINK |  | 11 kV |  | 27/11/2006 |  |  |  |  | VEI |  |  | KLG LOT 8 ALAM JAYA | Unknown | Unknown | NO | NONE | DISTRIBUTION | TNB | KUALA SELANGOR | NO | Unknown |  |  |  | NO | [8 empty] | R05234 | NO | [7 empty] | 3 | Pass | null
380086149 | R05232 |  |  |  | BKSL/PCE/J00784/MBRMU | 300344930 | Existing | RYB |  |  | CLOSED | CLOSED | LINK |  | 11 kV |  | 27/11/2006 |  |  |  |  | VEI |  |  | KLG LOT 8 ALAM JAYA | Unknown | Unknown | NO | NONE | DISTRIBUTION | TNB | KUALA SELANGOR | NO | Unknown |  |  |  | NO | [8 empty] | R05232 | NO | [7 empty] | 3 | Pass | null
380086377 | R05526 |  |  |  | BKSL/PCE/J00782/MBRMU | 300344931 | Existing | RYB |  |  | CLOSED | CLOSED | LINK |  | 11 kV |  | 20061012 | [7 empty] | KLG LOT 9 ALAM JAYA | Unknown | Unknown | NO | NONE | DISTRIBUTION | TNB | KUALA SELANGOR | NO | Unknown |  |  |  | NO | [8 empty] | R05526 | NO | [7 empty] | 3 | Pass | null
380086381 | R04594 |  |  |  | BKSL/PCE/J00782/MBRMU | 300344931 | Existing | RYB |  |  | CLOSED | CLOSED | LINK |  | 11 kV |  | 20061012 | [7 empty] | KLG LOT 9 ALAM JAYA | Unknown | Unknown | NO | NONE | DISTRIBUTION | TNB | KUALA SELANGOR | NO | Unknown |  |  |  | NO | [8 empty] | R04594 | NO | [7 empty] | 3 | Pass | null
380086398 | R04592 |  |  |  | BKSL/PCE/J00782/MBRMU | 300344931 | Existing | RYB |  |  | CLOSED | CLOSED | LINK |  | 11 kV |  | 20061012 | [7 empty] | KLG LOT 9 ALAM JAYA | Unknown | Unknown | NO | NONE | DISTRIBUTION | TNB | KUALA SELANGOR | NO | Unknown |  |  |  | NO | [8 empty] | R04592 | NO | [7 empty] | 3 | Pass | null
380086505 | R05793 |  |  |  | BKSL/PCE/J00783/MBRMU | 300344932 | Existing | RYB |  |  | CLOSED | CLOSED | LINK |  | 11 kV | [9 empty] | YL TRADING | Unknown | Unknown | NO | NONE | DISTRIBUTION | TNB | KUALA SELANGOR | NO | Unknown |  |  |  | NO | [8 empty] | R05793 | NO | [7 empty] | 3 | Pass | null
380086510 | R05791 |  |  |  | BKSL/PCE/J00783/MBRMU | 300344932 | Existing | RYB |  |  | CLOSED | CLOSED | LINK |  | 11 kV | [9 empty] | YL TRADING | Unknown | Unknown | NO | NONE | DISTRIBUTION | TNB | KUALA SELANGOR | NO | Unknown |  |  |  | NO | [8 empty] | R05791 | NO | [7 empty] | 3 | Pass | null
380086623 | R05342 |  |  |  | BKSL/PCE/J00665/MBRMU | 300344311 | Existing | RYB |  |  | CLOSED | CLOSED | LINK |  | 11 kV |  | 27/11/2011 |  |  |  |  | TAMCO |  |  | INDUSTRI ALAM JAYA NO.4 | Unknown | Unknown | NO | NONE | DISTRIBUTION | TNB | KUALA SELANGOR | NO | Unknown |  |  |  | NO | [8 empty] | R05342 | NO | [7 empty] | 3 | Pass | null
380086628 | R05340 |  |  |  | BKSL/PCE/J00665/MBRMU | 300344311 | Existing | RYB |  | R05346 LOJI AIR ALAM PERDANA P.ALAM | CLOSED | CLOSED | LINK |  | 11 kV |  | 27/11/2011 |  |  |  |  | TAMCO |  |  | INDUSTRI ALAM JAYA NO.4 | Unknown | Unknown | NO | NONE | DISTRIBUTION | TNB | KUALA SELANGOR | NO | Unknown |  |  |  | NO | [8 empty] | R05340 | NO | [7 empty] | 3 | Pass | null
380086737 | R06370 |  |  |  | BKSL/PCE/J00298/MBRMU1 | 300345108 | Existing | RYB |  | R05351 RUMAH PANGSA ALAM PERDANA | CLOSED | CLOSED | LINK |  | 11 kV |  | 19/04/2006 |  |  |  |  | TOPRANK |  |  | APARTMENT ALAM PERDANA 1 | Unknown | Unknown | NO | NONE | DISTRIBUTION | TNB | KUALA SELANGOR | NO | Unknown |  |  |  | NO | [8 empty] | R06370 | NO | [7 empty] | 3 | Pass | null
380086754 | R06373 |  |  |  | BKSL/PCE/J00298/MBRMU1 | 300345108 | Existing | RYB |  | R06374 APARTMENT ALAM PERDANA 2 | CLOSED | CLOSED | LINK |  | 11 kV |  | 19/04/2006 |  |  |  |  | TOPRANK |  |  | APARTMENT ALAM PERDANA 1 | Unknown | Unknown | NO | NONE | DISTRIBUTION | TNB | KUALA SELANGOR | NO | Unknown |  |  |  | NO | [8 empty] | R06373 | NO | [7 empty] | 3 | Pass | null
380092055 | R04992 |  |  |  | BKSL/PCE/J00648/MBRMU | 300345812 | Existing | RYB |  |  | CLOSED | CLOSED | LINK |  | 11 kV |  | 17/07/2006 |  |  |  |  | VEI |  |  | SON STAR | Unknown | Unknown | NO | NONE | DISTRIBUTION | TNB | KUALA SELANGOR | NO | Unknown |  |  |  | NO | [8 empty] | R04992 | NO | [7 empty] | 3 | Pass | null
380092072 | R04993 |  |  |  | BKSL/PCE/J00648/MBRMU | 300345812 | Existing | RYB |  |  | CLOSED | CLOSED | LINK |  | 11 kV |  | 17/07/2006 |  |  |  |  | VEI |  |  | SON STAR | Unknown | Unknown | NO | NONE | DISTRIBUTION | TNB | KUALA SELANGOR | NO | Unknown |  |  |  | NO | [8 empty] | R04993 | NO | [7 empty] | 3 | Pass | null
380092275 | R07557 | [5 empty] | Existing | Unknown |  |  | OPEN | OPEN | BUSBAR SECTION |  | 11 kV | [9 empty] | SSU JASA RINGGIT | Unknown | Unknown | NO | NONE | DISTRIBUTION | TNB | KUALA SELANGOR | NO | Unknown |  |  |  | NO | [8 empty] | R07557 | [8 empty] | 0 | Fail | Please check "Phasing"
380092336 | R05880 |  |  |  | BKSL/PCE/J00692/MBVCB4 | 300346141 | Existing | RYB |  | BUS SECTION | OPEN | OPEN | BUSBAR SECTION |  | 11 kV |  | 20061102 |  |  |  |  | TAMCO |  |  | SSU KOTA PUTERI (CB9) | Unknown | Unknown | NO | NONE | DISTRIBUTION | TNB | KUALA SELANGOR | NO | Unknown |  |  |  | NO | [8 empty] | R05880 | [8 empty] | 3 | Pass | null
380092347 | R01776 |  |  |  | BKSL/PCE/J00821/MBRMU | 300346288 | Existing | RYB |  |  | CLOSED | CLOSED | LINK |  | 11 kV |  | 28/06/2012 | [7 empty] | LOT 256 SOUTH PROP HOLDING | Unknown | Unknown | NO | NONE | DISTRIBUTION | TNB | KUALA SELANGOR | NO | Unknown |  |  |  | NO | [8 empty] | R01776 | NO | [7 empty] | 3 | Pass | null
380092352 | R01777 |  |  |  | BKSL/PCE/J00821/MBRMU | 300346288 | Existing | RYB |  |  | CLOSED | CLOSED | LINK |  | 11 kV |  | 28/06/2012 | [7 empty] | LOT 256 SOUTH PROP HOLDING | Unknown | Unknown | NO | NONE | DISTRIBUTION | TNB | KUALA SELANGOR | NO | Unknown |  |  |  | NO | [8 empty] | R01777 | NO | [7 empty] | 3 | Pass | null
380092666 | R06070 |  |  |  | BKSL/PCE/J00696/MBRMU | 300345927 | Existing | RYB |  |  | CLOSED | CLOSED | LINK |  | 11 kV |  | 19/04/2006 |  |  |  |  | VEI |  |  | KOTA PUTERI NO.5 JLN KP 5/13 | Unknown | Unknown | NO | NONE | DISTRIBUTION | TNB | KUALA SELANGOR | NO | Unknown |  |  |  | NO | [8 empty] | R06070 | NO | [7 empty] | 3 | Pass | null
380092671 | R06072 |  |  |  | BKSL/PCE/J00696/MBRMU | 300345927 | Existing | RYB |  |  | CLOSED | CLOSED | LINK |  | 11 kV |  | 19/04/2006 |  |  |  |  | VEI |  |  | KOTA PUTERI NO.5 JLN KP 5/13 | Unknown | Unknown | NO | NONE | DISTRIBUTION | TNB | KUALA SELANGOR | NO | Unknown |  |  |  | NO | [8 empty] | R06072 | NO | [7 empty] | 3 | Pass | null
380092760 | R05886 |  |  |  | BKSL/PCE/J00694/MBRMU | 300345922 | Existing | RYB |  |  | CLOSED | CLOSED | LINK |  | 11 kV |  | 14/02/2006 |  |  |  |  | TAMCO |  |  | JLN KOTA PUTERI 5/14B | Unknown | Unknown | NO | NONE | DISTRIBUTION | TNB | KUALA SELANGOR | NO | Unknown |  |  |  | NO | [8 empty] | R05886 | NO | [7 empty] | 3 | Pass | null
380092765 | R05884 |  |  |  | BKSL/PCE/J00694/MBRMU | 300345922 | Existing | RYB |  |  | CLOSED | CLOSED | LINK |  | 11 kV |  | 14/02/2006 |  |  |  |  | TAMCO |  |  | JLN KOTA PUTERI 5/14B | Unknown | Unknown | NO | NONE | DISTRIBUTION | TNB | KUALA SELANGOR | NO | Unknown |  |  |  | NO | [8 empty] | R05884 | NO | [7 empty] | 3 | Pass | null
380092854 | R05889 |  |  |  | BKSL/PCE/J00695/MBRMU | 300345924 | Existing | RYB |  |  | CLOSED | CLOSED | LINK |  | 11 kV |  | 18/03/2006 |  |  |  |  | TAMCO |  |  | KOTA PUTERI PERSIARAN BT ARANG NO.4 | Unknown | Unknown | NO | NONE | DISTRIBUTION | TNB | KUALA SELANGOR | NO | Unknown |  |  |  | NO | [8 empty] | R05889 | NO | [7 empty] | 3 | Pass | null
380092859 | R05887 |  |  |  | BKSL/PCE/J00695/MBRMU | 300345924 | Existing | RYB |  |  | CLOSED | CLOSED | LINK |  | 11 kV |  | 18/03/2006 |  |  |  |  | TAMCO |  |  | KOTA PUTERI PERSIARAN BT ARANG NO.4 | Unknown | Unknown | NO | NONE | DISTRIBUTION | TNB | KUALA SELANGOR | NO | Unknown |  |  |  | NO | [8 empty] | R05887 | NO | [7 empty] | 3 | Pass | null
380093143 | R04999 | [5 empty] | Existing | RYB |  |  | CLOSED | CLOSED | LINK |  | 11 kV | [9 empty] | SANGKI KIGYO NO 2 | Unknown | Unknown | NO | NONE | DISTRIBUTION | TNB | KUALA SELANGOR | NO | Unknown |  |  |  | NO | [8 empty] | R04999 | NO | [7 empty] | 3 | Pass | null
380094065 | R05065 |  |  |  | BKSL/PCE/J00653/MBRMU2 | 300345676 | Existing | RYB |  |  | CLOSED | CLOSED | LINK |  | 11 kV |  | 19/04/2006 |  |  |  |  | ABB |  |  | SSU UNITED PAPER BOARD | Unknown | Unknown | NO | NONE | DISTRIBUTION | TNB | KUALA SELANGOR | NO | Unknown |  |  |  | NO | [8 empty] | R05065 | NO | [7 empty] | 3 | Pass | null
380094072 | R05062 |  |  |  | BKSL/PCE/J00653/MBRMU2 | 300345676 | Existing | RYB |  |  | CLOSED | CLOSED | LINK |  | 11 kV |  | 19/04/2006 |  |  |  |  | ABB |  |  | SSU UNITED PAPER BOARD | Unknown | Unknown | NO | NONE | DISTRIBUTION | TNB | KUALA SELANGOR | NO | Unknown |  |  |  | NO | [8 empty] | R05062 | NO | [7 empty] | 3 | Pass | null
380094076 | R05063 |  |  |  | BKSL/PCE/J00653/MBRMU | 300345675 | Existing | RYB |  |  | CLOSED | CLOSED | LINK |  | 11 kV |  | 18/03/2006 |  |  |  |  | ABB |  |  | SSU UNITED PAPER BOARD | Unknown | Unknown | NO | NONE | DISTRIBUTION | TNB | KUALA SELANGOR | NO | Unknown |  |  |  | NO | [8 empty] | R05063 | NO | [7 empty] | 3 | Pass | null
380094102 | R05066 |  |  |  | BKSL/PCE/J00653/MBRMU | 300345675 | Existing | RYB |  |  | CLOSED | CLOSED | LINK |  | 11 kV |  | 18/03/2006 |  |  |  |  | ABB |  |  | SSU UNITED PAPER BOARD | Unknown | Unknown | NO | NONE | DISTRIBUTION | TNB | KUALA SELANGOR | NO | Unknown |  |  |  | NO | [8 empty] | R05066 | NO | [7 empty] | 3 | Pass | null
380094256 | R05067 |  |  |  | BKSL/PCE/J00653/MBRMU2 | 300345676 | Existing | RYB |  |  | CLOSED | CLOSED | LINK |  | 11 kV |  | 19/04/2006 |  |  |  |  | ABB |  |  | SSU UNITED PAPER BOARD | Unknown | Unknown | NO | NONE | DISTRIBUTION | TNB | KUALA SELANGOR | Unknown |  |  |  |  | NO | [8 empty] | R05067 | NO | [7 empty] | 3 | Pass | null
380094260 | R05064 |  |  |  | BKSL/PCE/J00653/MBRMU | 300345675 | Existing | RYB |  |  | OPEN |  | LINK |  | 11 kV |  | 18/03/2006 |  |  |  |  | ABB |  |  | SSU UNITED PAPER BOARD | Unknown | Unknown | Unknown | Unknown | DISTRIBUTION | TNB | KUALA SELANGOR | Unknown |  |  |  |  | Unknown | [8 empty] | R05064 | [8 empty] | 3 | Pass | null
380100663 | S01338 |  |  |  | BKSL/PCE/J00133/MBRMU1 | 300344398 | Existing | RYB |  |  | CLOSED | CLOSED | LINK |  | 11 kV |  | 14/02/2005 |  |  |  |  | TAMCO |  |  | SW/STN SG RAMBAI ESTET | Unknown | Unknown | NO | NONE | DISTRIBUTION | TNB | KUALA SELANGOR | NO | Unknown |  |  |  | NO | [8 empty] | S01338 | NO | [7 empty] | 3 | Pass | null
380100667 | S00065 |  |  |  | BKSL/PCE/J00133/MBRMU1 | 300344398 | Existing | RYB |  |  | CLOSED | CLOSED | LINK |  | 11 kV |  | 14/02/2005 |  |  |  |  | TAMCO |  |  | SW/STN SG RAMBAI ESTET | Unknown | Unknown | NO | NONE | DISTRIBUTION | TNB | KUALA SELANGOR | NO | Unknown |  |  |  | NO | [8 empty] | S00065 | NO | [7 empty] | 3 | Pass | null
380100684 | S00066 |  |  |  | BKSL/PCE/J00133/MBRMU1 | 300344398 | Existing | RYB |  |  | CLOSED | CLOSED | LINK |  | 11 kV |  | 14/02/2005 |  |  |  |  | TAMCO |  |  | SW/STN SG RAMBAI ESTET | Unknown | Unknown | NO | NONE | DISTRIBUTION | TNB | KUALA SELANGOR | NO | Unknown |  |  |  | NO | [8 empty] | S00066 | NO | [7 empty] | 3 | Pass | null
380100765 | S00070 |  |  |  | BKSL/PCE/J00036/MBRMU1 | 300022071 | Existing | RYB |  |  | CLOSED | CLOSED | LINK |  | 11 kV |  | 20/09/1994 |  |  |  |  | TAMCO |  |  | SG RAMBAI NO 2 | Unknown | Unknown | NO | NONE | DISTRIBUTION | TNB | KUALA SELANGOR | NO | Unknown |  |  |  | NO | [8 empty] | S00070 | NO | [7 empty] | 3 | Pass | null
380100770 | SPARE |  |  |  | BKSL/PCE/J00036/MBRMU1 | 300022071 | Existing | RYB |  |  | CLOSED | CLOSED | LINK |  | 11 kV |  | 20/09/1994 |  |  |  |  | TAMCO |  |  | SG RAMBAI NO 2 | Unknown | Unknown | NO | NONE | DISTRIBUTION | TNB | KUALA SELANGOR | NO | Unknown |  |  |  | NO | [8 empty] | SPARE | NO | [7 empty] | 3 | Pass | null
380100861 | S01337 |  |  |  | BKSL/PCE/J00136/MBRMU1 | 300239557 | Existing | RYB |  |  | CLOSED | CLOSED | LINK |  | 11 kV |  | 20/09/1993 |  |  |  |  | TAMCO |  |  | R/PAM AIR JPS KG ASAHAN | Unknown | Unknown | NO | NONE | DISTRIBUTION | TNB | KUALA SELANGOR | NO | Unknown |  |  |  | NO | [8 empty] | S01337 | NO | [7 empty] | 3 | Pass | null
380100866 | S01335 |  |  |  | BKSL/PCE/J00136/MBRMU1 | 300239557 | Existing | RYB |  |  | CLOSED | CLOSED | LINK |  | 11 kV |  | 20/09/1993 |  |  |  |  | TAMCO |  |  | R/PAM AIR JPS KG ASAHAN | Unknown | Unknown | NO | NONE | DISTRIBUTION | TNB | KUALA SELANGOR | NO | Unknown |  |  |  | NO | [8 empty] | S01335 | NO | [7 empty] | 3 | Pass | null
380101049 | S00061 |  |  |  | BKSL/PCE/J00033/MBRMU1 | 300022057 | Existing | RYB |  |  | CLOSED | CLOSED | LINK |  | 11 kV |  | 19811107 |  |  |  |  | TAMCO |  |  | LDG SEL RIVER SIDE | Unknown | Unknown | NO | NONE | DISTRIBUTION | TNB | KUALA SELANGOR | NO | Unknown |  |  |  | NO | [8 empty] | S00061 | NO | [7 empty] | 3 | Pass | null
380101054 | S00059 |  |  |  | BKSL/PCE/J00033/MBRMU1 | 300022057 | Existing | RYB |  |  | CLOSED | CLOSED | LINK |  | 11 kV |  | 19811107 |  |  |  |  | TAMCO |  |  | LDG SEL RIVER SIDE | Unknown | Unknown | NO | NONE | DISTRIBUTION | TNB | KUALA SELANGOR | NO | Unknown |  |  |  | NO | [8 empty] | S00059 | NO | [7 empty] | 3 | Pass | null
380101143 | S00058 |  |  |  | BKSL/PCE/J00032/MBRMU1 | 300022052 | Existing | RYB |  |  | CLOSED | CLOSED | LINK |  | 11 kV |  | 28/06/2001 | [7 empty] | PKNS KG KUANTAN | Unknown | Unknown | NO | NONE | DISTRIBUTION | TNB | KUALA SELANGOR | NO | Unknown |  |  |  | NO | [8 empty] | S00058 | NO | [7 empty] | 3 | Pass | null
380101148 | S00056 |  |  |  | BKSL/PCE/J00032/MBRMU1 | 300022052 | Existing | RYB |  |  | CLOSED | CLOSED | LINK |  | 11 kV |  | 28/06/2001 | [7 empty] | PKNS KG KUANTAN | Unknown | Unknown | NO | NONE | DISTRIBUTION | TNB | KUALA SELANGOR | NO | Unknown |  |  |  | NO | [8 empty] | S00056 | NO | [7 empty] | 3 | Pass | null
380101237 | R00557 |  |  |  | BKSL/PCE/J00484/MBRMU2 | 300313074 | Existing | RYB |  | BUSTIE | CLOSED | CLOSED | LINK |  | 11 kV |  | 28/06/1996 |  |  |  |  | TAMCO |  |  | KG JAYA SETIA | Unknown | Unknown | NO | NONE | DISTRIBUTION | TNB | KUALA SELANGOR | NO | Unknown |  |  |  | NO | [8 empty] | R00557 | NO | [7 empty] | 3 | Pass | null
380101244 | R00554 |  |  |  | BKSL/PCE/J00484/MBRMU2 | 300313074 | Existing | RYB |  | R06759 AMAN SURIA | OPEN | CLOSED | LINK |  | 11 kV |  | 28/06/1996 |  |  |  |  | TAMCO |  |  | KG JAYA SETIA | Unknown | Unknown | NO | NONE | DISTRIBUTION | TNB | KUALA SELANGOR | NO | Unknown |  |  |  | NO | [8 empty] | R00554 | NO | [7 empty] | 3 | Pass | null
380101248 | R00558 |  |  |  | BKSL/PCE/J00484/MBRMU1 | 300313073 | Existing | RYB |  | BUSTIE | CLOSED | CLOSED | LINK |  | 11 kV |  | 19/04/1997 |  |  |  |  | TAMCO |  |  | KG JAYA SETIA | Unknown | Unknown | NO | NONE | DISTRIBUTION | TNB | KUALA SELANGOR | NO | Unknown |  |  |  | NO | [8 empty] | R00558 | NO | [7 empty] | 3 | Pass | null
380101274 | R00556 |  |  |  | BKSL/PCE/J00484/MBRMU1 | 300313073 | Existing | RYB |  | R01790 LOJI AIR BKT BDG | OPEN | CLOSED | LINK |  | 11 kV |  | 19/04/1997 |  |  |  |  | TAMCO |  |  | KG JAYA SETIA | Unknown | Unknown | NO | NONE | DISTRIBUTION | TNB | KUALA SELANGOR | NO | Unknown |  |  |  | NO | [8 empty] | R00556 | NO | [7 empty] | 3 | Pass | null
380101425 | R00555 |  |  |  | BKSL/PCE/J00484/MBRMU2 | 300313074 | Existing | RYB |  | JAYA SETIA A/T: N/A | CLOSED | CLOSED | LINK |  | 11 kV |  | 28/06/1996 |  |  |  |  | TAMCO |  |  | KG JAYA SETIA | Unknown | Unknown | NO | NONE | DISTRIBUTION | TNB | KUALA SELANGOR | Unknown |  |  |  |  | NO | [8 empty] | R00555 | NO | [7 empty] | 3 | Pass | null
380101433 | R07573 |  |  |  | BKSL/PCE/J00484/MBRMU2 | 300313074 | Existing | RYB |  | R07579 SSU IND B.BADONG | CLOSED | CLOSED | LINK |  | 11 kV |  | 28/06/1996 |  |  |  |  | TAMCO |  |  | KG JAYA SETIA | Unknown | Unknown | NO | NONE | DISTRIBUTION | TNB | KUALA SELANGOR | Unknown |  |  |  |  | NO | [8 empty] | R07573 | NO | [7 empty] | 3 | Pass | null
380101444 | R06885 |  |  |  | BKSL/PCE/J00484/MBRMU2 | 300313074 | Existing | RYB |  | PMU BBDG Fdr8 | CLOSED | CLOSED | LINK |  | 11 kV |  | 28/06/1996 |  |  |  |  | TAMCO |  |  | KG JAYA SETIA | Unknown | Unknown | NO | NONE | DISTRIBUTION | TNB | KUALA SELANGOR | Unknown |  |  |  |  | NO | [8 empty] | R06885 | NO | [7 empty] | 3 | Pass | null
380101461 | N/A | [5 empty] | Existing | RYB |  | R00555 KG JAYA SETIA | CLOSED | CLOSED | LINK |  | 11 kV | [9 empty] | JAYA SETIA A/T | Unknown | Unknown | NO | NONE | DISTRIBUTION | TNB | KUALA SELANGOR | NO | Unknown |  |  |  | NO | [8 empty] | N/A | NO | [7 empty] | 3 | Pass | null
380101466 | N/A | [5 empty] | Existing | RYB |  |  | CLOSED | CLOSED | LINK |  | 11 kV | [9 empty] | JAYA SETIA A/T | Unknown | Unknown | NO | NONE | DISTRIBUTION | TNB | KUALA SELANGOR | NO | Unknown |  |  |  | NO | [8 empty] | N/A | NO | [7 empty] | 3 | Pass | null
380101556 | R07588 | [5 empty] | Existing | RYB |  |  | CLOSED | CLOSED | LINK |  | 11 kV | [9 empty] | INDUSTRI BUKIT BADONG B | Unknown | Unknown | NO | NONE | DISTRIBUTION | TNB | KUALA SELANGOR | NO | Unknown |  |  |  | NO | [8 empty] | R07588 | NO | [7 empty] | 3 | Pass | null
380101573 | R07585 | [5 empty] | Existing | RYB |  |  | CLOSED | CLOSED | LINK |  | 11 kV | [9 empty] | INDUSTRI BUKIT BADONG B | Unknown | Unknown | NO | NONE | DISTRIBUTION | TNB | KUALA SELANGOR | NO | Unknown |  |  |  | NO | [8 empty] | R07585 | NO | [7 empty] | 3 | Pass | null
380101727 | R07592 |  |  |  | BKSL/PCE/J00406/MB1 | 300509260 | Existing | RYB |  |  | CLOSED | CLOSED | LINK |  | 11 kV | [6 empty] | INDKOM |  |  | INDUSTRI BUKIT BADONG A | Unknown | Unknown | NO | NONE | DISTRIBUTION | TNB | KUALA SELANGOR | NO | Unknown |  |  |  | NO | [8 empty] | R07592 | NO | [7 empty] | 3 | Pass | null
380101744 | R07589 |  |  |  | BKSL/PCE/J00406/MB1 | 300509260 | Existing | RYB |  |  | CLOSED | CLOSED | LINK |  | 11 kV | [6 empty] | INDKOM |  |  | INDUSTRI BUKIT BADONG A | Unknown | Unknown | NO | NONE | DISTRIBUTION | TNB | KUALA SELANGOR | NO | Unknown |  |  |  | NO | [8 empty] | R07589 | NO | [7 empty] | 3 | Pass | null
380101898 | R06600 |  |  |  | BKSL/PCE/J00633/MBRMU | 300313279 | Existing | RYB |  |  | CLOSED | CLOSED | LINK |  | 11 kV |  | 15/12/2002 |  |  |  |  | INDKOM |  |  | TAMAN HARMONI | Unknown | Unknown | NO | NONE | DISTRIBUTION | TNB | KUALA SELANGOR | NO | Unknown |  |  |  | NO | [8 empty] | R06600 | NO | [7 empty] | 3 | Pass | null
380101902 | R05151 |  |  |  | BKSL/PCE/J00633/MBRMU | 300313279 | Existing | RYB |  |  | OPEN | CLOSED | LINK |  | 11 kV |  | 15/12/2002 |  |  |  |  | INDKOM |  |  | TAMAN HARMONI | Unknown | Unknown | NO | NONE | DISTRIBUTION | TNB | KUALA SELANGOR | NO | Unknown |  |  |  | NO | [8 empty] | R05151 | NO | [7 empty] | 3 | Pass | null
380101919 | R05150 |  |  |  | BKSL/PCE/J00633/MBRMU | 300313279 | Existing | RYB |  |  | CLOSED | CLOSED | LINK |  | 11 kV |  | 15/12/2002 |  |  |  |  | INDKOM |  |  | TAMAN HARMONI | Unknown | Unknown | NO | NONE | DISTRIBUTION | TNB | KUALA SELANGOR | NO | Unknown |  |  |  | NO | [8 empty] | R05150 | NO | [7 empty] | 3 | Pass | null
380102002 | R06128 |  |  |  | BKSL/PCE/J00634/MBRMU | 300313297 | Existing | RYB |  |  | CLOSED | CLOSED | LINK |  | 11 kV |  | 19/04/1994 |  |  |  |  | TAMCO |  |  | RUMAH KEDAI IJOK | Unknown | Unknown | NO | NONE | DISTRIBUTION | TNB | KUALA SELANGOR | NO | Unknown |  |  |  | NO | [8 empty] | R06128 | NO | [7 empty] | 3 | Pass | null
380102007 | R06130 |  |  |  | BKSL/PCE/J00634/MBRMU | 300313297 | Existing | RYB |  |  | CLOSED | CLOSED | LINK |  | 11 kV |  | 19/04/1994 |  |  |  |  | TAMCO |  |  | RUMAH KEDAI IJOK | Unknown | Unknown | NO | NONE | DISTRIBUTION | TNB | KUALA SELANGOR | NO | Unknown |  |  |  | NO | [8 empty] | R06130 | NO | [7 empty] | 3 | Pass | null
380102096 | R06943 | [5 empty] | Existing | RYB |  |  | CLOSED | CLOSED | LINK |  | 11 kV | [9 empty] | TAMAN DAMAI IJOK | Unknown | Unknown | NO | NONE | DISTRIBUTION | TNB | KUALA SELANGOR | NO | Unknown |  |  |  | NO | [8 empty] | R06943 | NO | [7 empty] | 3 | Pass | null
380102101 | R06947 | [5 empty] | Existing | RYB |  |  | CLOSED | CLOSED | LINK |  | 11 kV | [9 empty] | TAMAN DAMAI IJOK | Unknown | Unknown | NO | NONE | DISTRIBUTION | TNB | KUALA SELANGOR | NO | Unknown |  |  |  | NO | [8 empty] | R06947 | NO | [7 empty] | 3 | Pass | null
380102190 | R03466 |  |  |  | BKSL/PCE/J00684/MBRMU | 300313731 | Existing | RYB |  |  | CLOSED | CLOSED | LINK |  | 11 kV |  | 19/02/2008 |  |  |  |  | SCHNEIDER |  |  | PADAT JLN BKT ROBINSON | Unknown | Unknown | NO | NONE | DISTRIBUTION | TNB | KUALA SELANGOR | NO | Unknown |  |  |  | NO | [8 empty] | R03466 | NO | [7 empty] | 3 | Pass | null
380102195 | R03468 |  |  |  | BKSL/PCE/J00684/MBRMU | 300313731 | Existing | RYB |  |  | CLOSED | CLOSED | LINK |  | 11 kV |  | 19/02/2008 |  |  |  |  | SCHNEIDER |  |  | PADAT JLN BKT ROBINSON | Unknown | Unknown | NO | NONE | DISTRIBUTION | TNB | KUALA SELANGOR | NO | Unknown |  |  |  | NO | [8 empty] | R03468 | NO | [7 empty] | 3 | Pass | null
380102360 | R05180 |  |  |  | BKSL/PCE/J00683/MBRMU | 300313728 | Existing | RYB |  |  | CLOSED | CLOSED | LINK |  | 11 kV |  | 15/12/2007 |  |  |  |  | TAMCO |  |  | LEE LEE KONG | Unknown | Unknown | NO | NONE | DISTRIBUTION | TNB | KUALA SELANGOR | NO | Unknown |  |  |  | NO | [8 empty] | R05180 | NO | [7 empty] | 3 | Pass | null
380102365 | R05182 |  |  |  | BKSL/PCE/J00683/MBRMU | 300313728 | Existing | RYB |  |  | CLOSED | CLOSED | LINK |  | 11 kV |  | 15/12/2007 |  |  |  |  | TAMCO |  |  | LEE LEE KONG | Unknown | Unknown | NO | NONE | DISTRIBUTION | TNB | KUALA SELANGOR | NO | Unknown |  |  |  | NO | [8 empty] | R05182 | NO | [7 empty] | 3 | Pass | null
380102457 | R05362 |  |  |  | BKSL/PCE/J00682/MBRMU | 300313718 | Existing | RYB |  |  | CLOSED | CLOSED | LINK |  | 11 kV |  | 20071110 |  |  |  |  | VEI |  |  | TMN IJOK UTAMA | Unknown | Unknown | NO | NONE | DISTRIBUTION | TNB | KUALA SELANGOR | NO | Unknown |  |  |  | NO | [8 empty] | R05362 | NO | [7 empty] | 3 | Pass | null
380102474 | R05361 |  |  |  | BKSL/PCE/J00682/MBRMU | 300313718 | Existing | RYB |  |  | CLOSED | CLOSED | LINK |  | 11 kV |  | 20071110 |  |  |  |  | VEI |  |  | TMN IJOK UTAMA | Unknown | Unknown | NO | NONE | DISTRIBUTION | TNB | KUALA SELANGOR | NO | Unknown |  |  |  | NO | [8 empty] | R05361 | NO | [7 empty] | 3 | Pass | null
380102816 | R06710 |  |  |  | BKSL/PCE/J00825/MBRMU | 300443277 | Existing | RYB |  |  | CLOSED | CLOSED | LINK |  | 11 kV | [6 empty] | TAMCO |  |  | TAMAN SEJATI JALAN 9 | Unknown | Unknown | NO | NONE | DISTRIBUTION | TNB | KUALA SELANGOR | NO | Unknown |  |  |  | NO | [8 empty] | R06710 | NO | [7 empty] | 3 | Pass | null
380102824 | R06709 |  |  |  | BKSL/PCE/J00825/MBRMU | 300443277 | Existing | RYB |  |  | OPEN | CLOSED | LINK |  | 11 kV | [6 empty] | TAMCO |  |  | TAMAN SEJATI JALAN 9 | Unknown | Unknown | NO | NONE | DISTRIBUTION | TNB | KUALA SELANGOR | NO | Unknown |  |  |  | NO | [8 empty] | R06709 | NO | [7 empty] | 3 | Pass | null
380102831 | R06707 |  |  |  | BKSL/PCE/J00825/MBRMU | 300443277 | Existing | RYB |  |  | CLOSED | CLOSED | LINK |  | 11 kV | [6 empty] | TAMCO |  |  | TAMAN SEJATI JALAN 9 | Unknown | Unknown | NO | NONE | DISTRIBUTION | TNB | KUALA SELANGOR | NO | Unknown |  |  |  | NO | [8 empty] | R06707 | NO | [7 empty] | 3 | Pass | null
380102993 | R07399 | [5 empty] | Existing | RYB |  |  | CLOSED | CLOSED | LINK |  | 11 kV | [9 empty] | TMN IJOK UTAMA NO 2 | Unknown | Unknown | NO | NONE | DISTRIBUTION | TNB | KUALA SELANGOR | NO | Unknown |  |  |  | NO | [8 empty] | R07399 | NO | [7 empty] | 3 | Pass | null
380103010 | R07397 | [5 empty] | Existing | RYB |  |  | CLOSED | CLOSED | LINK |  | 11 kV | [9 empty] | TMN IJOK UTAMA NO 2 | Unknown | Unknown | NO | NONE | DISTRIBUTION | TNB | KUALA SELANGOR | NO | Unknown |  |  |  | NO | [8 empty] | R07397 | NO | [7 empty] | 3 | Pass | null
380103163 | R05984 |  |  |  | BKSL/PCE/J00680/MBRMU | 300313710 | Existing | RYB |  |  | CLOSED | CLOSED | LINK |  | 11 kV |  | 17/07/2009 |  |  |  |  | VEI |  |  | TMN SRI IJOK | Unknown | Unknown | NO | NONE | DISTRIBUTION | TNB | KUALA SELANGOR | NO | Unknown |  |  |  | NO | [8 empty] | R05984 | NO | [7 empty] | 3 | Pass | null
380103168 | R05986 |  |  |  | BKSL/PCE/J00680/MBRMU | 300313710 | Existing | RYB |  |  | CLOSED | CLOSED | LINK |  | 11 kV |  | 17/07/2009 |  |  |  |  | VEI |  |  | TMN SRI IJOK | Unknown | Unknown | NO | NONE | DISTRIBUTION | TNB | KUALA SELANGOR | NO | Unknown |  |  |  | NO | [8 empty] | R05986 | NO | [7 empty] | 3 | Pass | null
380103257 | R04252 |  |  |  | BKSL/PCE/J00679/MBRMU | 300313706 | Existing | RYB |  |  | CLOSED | CLOSED | LINK |  | 11 kV |  | 26/06/2008 |  |  |  |  | TAMCO |  |  | TMN KOPERASI BENA IJOK | Unknown | Unknown | NO | NONE | DISTRIBUTION | TNB | KUALA SELANGOR | NO | Unknown |  |  |  | NO | [8 empty] | R04252 | NO | [7 empty] | 3 | Pass | null
380103262 | R04254 |  |  |  | BKSL/PCE/J00679/MBRMU | 300313706 | Existing | RYB |  |  | CLOSED | CLOSED | LINK |  | 11 kV |  | 26/06/2008 |  |  |  |  | TAMCO |  |  | TMN KOPERASI BENA IJOK | Unknown | Unknown | NO | NONE | DISTRIBUTION | TNB | KUALA SELANGOR | NO | Unknown |  |  |  | NO | [8 empty] | R04254 | NO | [7 empty] | 3 | Pass | null
380103353 | R03623 |  |  |  | BKSL/PCE/J00678/MBRMU | 300313702 | Existing | RYB |  |  | CLOSED | CLOSED | LINK |  | 11 kV |  | 19/04/2007 |  |  |  |  | TAMCO |  |  | PADAT BT. 8 IJOK | Unknown | Unknown | NO | NONE | DISTRIBUTION | TNB | KUALA SELANGOR | NO | Unknown |  |  |  | NO | [8 empty] | R03623 | NO | [7 empty] | 3 | Pass | null
380103358 | R03625 |  |  |  | BKSL/PCE/J00678/MBRMU | 300313702 | Existing | RYB |  |  | CLOSED | CLOSED | LINK |  | 11 kV |  | 19/04/2007 |  |  |  |  | TAMCO |  |  | PADAT BT. 8 IJOK | Unknown | Unknown | NO | NONE | DISTRIBUTION | TNB | KUALA SELANGOR | NO | Unknown |  |  |  | NO | [8 empty] | R03625 | NO | [7 empty] | 3 | Pass | null
380103459 | R03934 |  |  |  | BKSL/PCE/J00677/MBRMU | 300313699 | Existing | RYB |  |  | CLOSED | CLOSED | LINK |  | 11 kV |  | 18/03/2008 |  |  |  |  | TAMCO |  |  | KG BKT BADONG NO 2 A/T | Unknown | Unknown | NO | NONE | DISTRIBUTION | TNB | KUALA SELANGOR | NO | Unknown |  |  |  | NO | [8 empty] | R03934 | NO | [7 empty] | 3 | Pass | null
380103464 | R03936 |  |  |  | BKSL/PCE/J00677/MBRMU | 300313699 | Existing | RYB |  |  | CLOSED | CLOSED | LINK |  | 11 kV |  | 18/03/2008 |  |  |  |  | TAMCO |  |  | KG BKT BADONG NO 2 A/T | Unknown | Unknown | NO | NONE | DISTRIBUTION | TNB | KUALA SELANGOR | NO | Unknown |  |  |  | NO | [8 empty] | R03936 | NO | [7 empty] | 3 | Pass | null
380103553 | R03442 |  |  |  | BKSL/PCE/J00676/MBRMU | 300313695 | Existing | RYB |  |  | CLOSED | CLOSED | LINK |  | 11 kV |  | 20071012 |  |  |  |  | TAMCO |  |  | KG BKT BADONG NO 1 A/T | Unknown | Unknown | NO | NONE | DISTRIBUTION | TNB | KUALA SELANGOR | NO | Unknown |  |  |  | NO | [8 empty] | R03442 | NO | [7 empty] | 3 | Pass | null
380103558 | R01800 |  |  |  | BKSL/PCE/J00676/MBRMU | 300313695 | Existing | RYB |  |  | CLOSED | CLOSED | LINK |  | 11 kV |  | 20071012 |  |  |  |  | TAMCO |  |  | KG BKT BADONG NO 1 A/T | Unknown | Unknown | NO | NONE | DISTRIBUTION | TNB | KUALA SELANGOR | NO | Unknown |  |  |  | NO | [8 empty] | R01800 | NO | [7 empty] | 3 | Pass | null
380103651 | R01794 |  |  |  | BKSL/PCE/J00675/MBRMU | 300313692 | Existing | RYB |  |  | CLOSED | CLOSED | LINK |  | 11 kV |  | 27/11/2008 |  |  |  |  | TAMCO |  |  | KG BKT BADONG | Unknown | Unknown | NO | NONE | DISTRIBUTION | TNB | KUALA SELANGOR | NO | Unknown |  |  |  | NO | [8 empty] | R01794 | NO | [7 empty] | 3 | Pass | null
380103659 | R01796 |  |  |  | BKSL/PCE/J00675/MBRMU | 300313692 | Existing | RYB |  |  | OPEN | CLOSED | LINK |  | 11 kV |  | 27/11/2008 |  |  |  |  | TAMCO |  |  | KG BKT BADONG | Unknown | Unknown | NO | NONE | DISTRIBUTION | TNB | KUALA SELANGOR | NO | Unknown |  |  |  | NO | [8 empty] | R01796 | NO | [7 empty] | 3 | Pass | null
380103666 | R01795 |  |  |  | BKSL/PCE/J00675/MBRMU | 300313692 | Existing | RYB |  |  | CLOSED | CLOSED | LINK |  | 11 kV |  | 27/11/2008 |  |  |  |  | TAMCO |  |  | KG BKT BADONG | Unknown | Unknown | NO | NONE | DISTRIBUTION | TNB | KUALA SELANGOR | NO | Unknown |  |  |  | NO | [8 empty] | R01795 | NO | [7 empty] | 3 | Pass | null
380104048 | R01797 |  |  |  | BKSL/PCE/J00675/MBRMU | 300313692 | Existing | RYB |  |  | OPEN |  | LINK |  | 11 kV |  | 27/11/2008 |  |  |  |  | TAMCO |  |  | KG BKT BADONG | Unknown | Unknown | Unknown | Unknown | DISTRIBUTION | TNB | KUALA SELANGOR | Unknown |  |  |  |  | Unknown | [8 empty] | R01797 | [8 empty] | 3 | Pass | null
380104055 | R01824 |  |  |  | BKSL/PCE/J00598/MBRMU | 300313659 | Existing | RYB |  |  | CLOSED | CLOSED | LINK |  | 11 kV |  | 28/06/2008 |  |  |  |  | TAMCO |  |  | IBU SAWAT TELEKOM IJOK | Unknown | Unknown | NO | NONE | DISTRIBUTION | TNB | KUALA SELANGOR | NO | Unknown |  |  |  | NO | [8 empty] | R01824 | NO | [7 empty] | 3 | Pass | null
380104060 | R01825 |  |  |  | BKSL/PCE/J00598/MBRMU | 300313659 | Existing | RYB |  |  | OPEN | CLOSED | LINK |  | 11 kV |  | 28/06/2008 |  |  |  |  | TAMCO |  |  | IBU SAWAT TELEKOM IJOK | Unknown | Unknown | NO | NONE | DISTRIBUTION | TNB | KUALA SELANGOR | NO | Unknown |  |  |  | NO | [8 empty] | R01825 | NO | [7 empty] | 3 | Pass | null
380104961 | R05670 |  |  |  | BKSL/PCE/J00751/MBRMU | 300346070 | Existing | RYB |  |  | CLOSED | CLOSED | LINK |  | 11 kV |  | 27/11/2006 |  |  |  |  | VEI |  |  | GUPPY PLASTIC NO.2 ALAM JAYA | Unknown | Unknown | NO | NONE | DISTRIBUTION | TNB | KUALA SELANGOR | NO | Unknown |  |  |  | NO | [8 empty] | R05670 | NO | [7 empty] | 3 | Pass | null
380104966 | R05668 |  |  |  | BKSL/PCE/J00751/MBRMU | 300346070 | Existing | RYB |  |  | CLOSED | CLOSED | LINK |  | 11 kV |  | 27/11/2006 |  |  |  |  | VEI |  |  | GUPPY PLASTIC NO.2 ALAM JAYA | Unknown | Unknown | NO | NONE | DISTRIBUTION | TNB | KUALA SELANGOR | NO | Unknown |  |  |  | NO | [8 empty] | R05668 | NO | [7 empty] | 3 | Pass | null
380105055 | R05673 |  |  |  | BKSL/PCE/J00752/MBRMU | 300346097 | Existing | RYB |  |  | CLOSED | CLOSED | LINK |  | 11 kV |  | 22/09/2006 |  |  |  |  | VEI |  |  | GUPPY PLASTIC NO.3 ALAM JAYA | Unknown | Unknown | NO | NONE | DISTRIBUTION | TNB | KUALA SELANGOR | NO | Unknown |  |  |  | NO | [8 empty] | R05673 | NO | [7 empty] | 3 | Pass | null
380105060 | R05671 |  |  |  | BKSL/PCE/J00752/MBRMU | 300346097 | Existing | RYB |  |  | CLOSED | CLOSED | LINK |  | 11 kV |  | 22/09/2006 |  |  |  |  | VEI |  |  | GUPPY PLASTIC NO.3 ALAM JAYA | Unknown | Unknown | NO | NONE | DISTRIBUTION | TNB | KUALA SELANGOR | NO | Unknown |  |  |  | NO | [8 empty] | R05671 | NO | [7 empty] | 3 | Pass | null
380105187 | R07281 |  |  |  | BKSL/PCE/J00870/MBRMU1 | 300541059 | Existing | RYB |  |  | CLOSED | CLOSED | LINK |  | 11 kV | [9 empty] | HLCT LAND TIAJ 2/1 | Unknown | Unknown | NO | NONE | DISTRIBUTION | TNB | KUALA SELANGOR | NO | Unknown |  |  |  | NO | [8 empty] | R07281 | NO | [7 empty] | 3 | Pass | null
380105191 | R07278 |  |  |  | BKSL/PCE/J00870/MBRMU1 | 300541059 | Existing | RYB |  |  | CLOSED | CLOSED | LINK |  | 11 kV | [9 empty] | HLCT LAND TIAJ 2/1 | Unknown | Unknown | NO | NONE | DISTRIBUTION | TNB | KUALA SELANGOR | NO | Unknown |  |  |  | NO | [8 empty] | R07278 | NO | [7 empty] | 3 | Pass | null
380105208 | R07280 |  |  |  | BKSL/PCE/J00870/MBRMU1 | 300541059 | Existing | RYB |  |  | CLOSED | CLOSED | LINK |  | 11 kV | [9 empty] | HLCT LAND TIAJ 2/1 | Unknown | Unknown | NO | NONE | DISTRIBUTION | TNB | KUALA SELANGOR | NO | Unknown |  |  |  | NO | [8 empty] | R07280 | NO | [7 empty] | 3 | Pass | null
380105290 | R04337 |  |  |  | BKSL/PCE/J00753/MBRMU | 300346112 | Existing | RYB |  |  | CLOSED | CLOSED | LINK |  | 11 kV |  | 19/02/2006 | [7 empty] | PLANTFIELD NO.1 | Unknown | Unknown | NO | NONE | DISTRIBUTION | TNB | KUALA SELANGOR | NO | Unknown |  |  |  | NO | [8 empty] | R04337 | NO | [7 empty] | 3 | Pass | null
380105307 | R04336 |  |  |  | BKSL/PCE/J00753/MBRMU | 300346112 | Existing | RYB |  |  | OPEN | CLOSED | LINK |  | 11 kV |  | 19/02/2006 | [7 empty] | PLANTFIELD NO.1 | Unknown | Unknown | NO | NONE | DISTRIBUTION | TNB | KUALA SELANGOR | NO | Unknown |  |  |  | NO | [8 empty] | R04336 | NO | [7 empty] | 3 | Pass | null
380105461 | R05398 |  |  |  | BKSL/PCE/J00754/MBRMU | 300344230 | Existing | RYB |  |  | CLOSED | CLOSED | LINK |  | 11 kV |  | 17/07/1990 |  |  |  |  | VEI |  |  | PLANTFIELD NO.2 | Unknown | Unknown | NO | NONE | DISTRIBUTION | TNB | KUALA SELANGOR | NO | Unknown |  |  |  | NO | [8 empty] | R05398 | NO | [7 empty] | 3 | Pass | null
380105478 | R05395 |  |  |  | BKSL/PCE/J00754/MBRMU | 300344230 | Existing | RYB |  |  | CLOSED | CLOSED | LINK |  | 11 kV |  | 17/07/1990 |  |  |  |  | VEI |  |  | PLANTFIELD NO.2 | Unknown | Unknown | NO | NONE | DISTRIBUTION | TNB | KUALA SELANGOR | NO | Unknown |  |  |  | NO | [8 empty] | R05395 | NO | [7 empty] | 3 | Pass | null
380105631 | R06275 |  |  |  | BKSL/PCE/J00795/MBRMU | 300344606 | Existing | RYB |  |  | CLOSED | CLOSED | LINK |  | 11 kV |  | 28/06/2006 |  |  |  |  | INDKOM |  |  | MULTIGUNA CONSTRUCTION & DEV JLN 2/6 AL | Unknown | Unknown | NO | NONE | DISTRIBUTION | TNB | KUALA SELANGOR | NO | Unknown |  |  |  | NO | [8 empty] | R06275 | NO | [7 empty] | 3 | Pass | null
380105636 | R06273 |  |  |  | BKSL/PCE/J00795/MBRMU | 300344606 | Existing | RYB |  |  | CLOSED | CLOSED | LINK |  | 11 kV |  | 28/06/2006 |  |  |  |  | INDKOM |  |  | MULTIGUNA CONSTRUCTION & DEV JLN 2/6 AL | Unknown | Unknown | NO | NONE | DISTRIBUTION | TNB | KUALA SELANGOR | NO | Unknown |  |  |  | NO | [8 empty] | R06273 | NO | [7 empty] | 3 | Pass | null
380105725 | R06849 |  |  |  | BKSL/PCE/J00869/MBRMU1 | 300541050 | Existing | RYB |  |  | CLOSED | CLOSED | LINK |  | 11 kV |  | 20130402 |  |  |  |  | INDKOM |  |  | MACHMAR INDS NO.2 | Unknown | Unknown | NO | NONE | DISTRIBUTION | TNB | KUALA SELANGOR | NO | Unknown |  |  |  | NO | [8 empty] | R06849 | NO | [7 empty] | 3 | Pass | null
380105730 | R06851 |  |  |  | BKSL/PCE/J00869/MBRMU1 | 300541050 | Existing | RYB |  |  | CLOSED | CLOSED | LINK |  | 11 kV |  | 20130402 |  |  |  |  | INDKOM |  |  | MACHMAR INDS NO.2 | Unknown | Unknown | NO | NONE | DISTRIBUTION | TNB | KUALA SELANGOR | NO | Unknown |  |  |  | NO | [8 empty] | R06851 | NO | [7 empty] | 3 | Pass | null
380105819 | R05402 |  |  |  | BKSL/PCE/J00758/MBRMU | 300344233 | Existing | RYB |  |  | CLOSED | CLOSED | LINK |  | 11 kV |  | 22/09/1990 |  |  |  |  | TAMCO |  |  | MARKLON INDS | Unknown | Unknown | NO | NONE | DISTRIBUTION | TNB | KUALA SELANGOR | NO | Unknown |  |  |  | NO | [8 empty] | R05402 | NO | [7 empty] | 3 | Pass | null
380105824 | R05404 |  |  |  | BKSL/PCE/J00758/MBRMU | 300344233 | Existing | RYB |  |  | CLOSED | CLOSED | LINK |  | 11 kV |  | 22/09/1990 |  |  |  |  | TAMCO |  |  | MARKLON INDS | Unknown | Unknown | NO | NONE | DISTRIBUTION | TNB | KUALA SELANGOR | NO | Unknown |  |  |  | NO | [8 empty] | R05404 | NO | [7 empty] | 3 | Pass | null
380105913 | R05401 |  |  |  | BKSL/PCE/J00756/MBRMU | 300344232 | Existing | RYB |  |  | CLOSED | CLOSED | LINK |  | 11 kV |  | 18/08/1990 |  |  |  |  | TAMCO |  |  | MACHMAR INDS | Unknown | Unknown | NO | NONE | DISTRIBUTION | TNB | KUALA SELANGOR | NO | Unknown |  |  |  | NO | [8 empty] | R05401 | NO | [7 empty] | 3 | Pass | null
380105918 | R05399 |  |  |  | BKSL/PCE/J00756/MBRMU | 300344232 | Existing | RYB |  |  | CLOSED | CLOSED | LINK |  | 11 kV |  | 18/08/1990 |  |  |  |  | TAMCO |  |  | MACHMAR INDS | Unknown | Unknown | NO | NONE | DISTRIBUTION | TNB | KUALA SELANGOR | NO | Unknown |  |  |  | NO | [8 empty] | R05399 | NO | [7 empty] | 3 | Pass | null
380106008 | S01097 |  |  |  | BKSL/PCE/J00719/MBRMU | 300345842 | Existing | RYB |  |  | CLOSED | CLOSED | LINK |  | 11 kV |  | 15/12/2011 |  |  |  |  | TAMCO |  |  | FASA 3A 2 PUNCAK ALAM | Unknown | Unknown | NO | NONE | DISTRIBUTION | TNB | KUALA SELANGOR | NO | Unknown |  |  |  | NO | [8 empty] | S01097 | NO | [7 empty] | 3 | Pass | null
380106025 | S01094 |  |  |  | BKSL/PCE/J00719/MBRMU | 300345842 | Existing | RYB |  |  | CLOSED | CLOSED | LINK |  | 11 kV |  | 15/12/2011 |  |  |  |  | TAMCO |  |  | FASA 3A 2 PUNCAK ALAM | Unknown | Unknown | NO | NONE | DISTRIBUTION | TNB | KUALA SELANGOR | NO | Unknown |  |  |  | NO | [8 empty] | S01094 | NO | [7 empty] | 3 | Pass | null
380106179 | S01122 |  |  |  | BKSL/PCE/J00720/MBRMU | 300345846 | Existing | RYB |  |  | CLOSED | CLOSED | LINK |  | 11 kV |  | 19/02/2006 | [7 empty] | APRT NO.4 PUNCAK ALAM | Unknown | Unknown | NO | NONE | DISTRIBUTION | TNB | KUALA SELANGOR | NO | Unknown |  |  |  | NO | [8 empty] | S01122 | NO | [7 empty] | 3 | Pass | null
380106196 | S01125 |  |  |  | BKSL/PCE/J00720/MBRMU | 300345846 | Existing | RYB |  |  | CLOSED | CLOSED | LINK |  | 11 kV |  | 19/02/2006 | [7 empty] | APRT NO.4 PUNCAK ALAM | Unknown | Unknown | NO | NONE | DISTRIBUTION | TNB | KUALA SELANGOR | NO | Unknown |  |  |  | NO | [8 empty] | S01125 | NO | [7 empty] | 3 | Pass | null
380106350 | S01118 |  |  |  | BKSL/PCE/J00721/MBRMU | 300345886 | Existing | RYB |  |  | CLOSED | CLOSED | LINK |  | 11 kV |  | 22/03/2006 | [7 empty] | APRT NO.3 PUNCAK ALAM | Unknown | Unknown | NO | NONE | DISTRIBUTION | TNB | KUALA SELANGOR | NO | Unknown |  |  |  | NO | [8 empty] | S01118 | NO | [7 empty] | 3 | Pass | null
380106367 | S01121 |  |  |  | BKSL/PCE/J00721/MBRMU | 300345886 | Existing | RYB |  |  | CLOSED | CLOSED | LINK |  | 11 kV |  | 22/03/2006 | [7 empty] | APRT NO.3 PUNCAK ALAM | Unknown | Unknown | NO | NONE | DISTRIBUTION | TNB | KUALA SELANGOR | NO | Unknown |  |  |  | NO | [8 empty] | S01121 | NO | [7 empty] | 3 | Pass | null
380106521 | S01114 |  |  |  | BKSL/PCE/J00722/MBRMU | 300345890 | Existing | RYB |  |  | CLOSED | CLOSED | LINK |  | 11 kV |  | 19/04/2006 | [7 empty] | APRT NO.2 PUNCAK ALAM | Unknown | Unknown | NO | NONE | DISTRIBUTION | TNB | KUALA SELANGOR | NO | Unknown |  |  |  | NO | [8 empty] | S01114 | NO | [7 empty] | 3 | Pass | null
380106538 | S01117 |  |  |  | BKSL/PCE/J00722/MBRMU | 300345890 | Existing | RYB |  |  | CLOSED | CLOSED | LINK |  | 11 kV |  | 19/04/2006 | [7 empty] | APRT NO.2 PUNCAK ALAM | Unknown | Unknown | NO | NONE | DISTRIBUTION | TNB | KUALA SELANGOR | NO | Unknown |  |  |  | NO | [8 empty] | S01117 | NO | [7 empty] | 3 | Pass | null
380106692 | S01110 |  |  |  | BKSL/PCE/J00723/MBRMU | 300345894 | Existing | RYB |  |  | CLOSED | CLOSED | LINK |  | 11 kV |  | 28/06/2006 | [7 empty] | APRT NO.1 PUNCAK ALAM | Unknown | Unknown | NO | NONE | DISTRIBUTION | TNB | KUALA SELANGOR | NO | Unknown |  |  |  | NO | [8 empty] | S01110 | NO | [7 empty] | 3 | Pass | null
380106709 | S01113 |  |  |  | BKSL/PCE/J00723/MBRMU | 300345894 | Existing | RYB |  |  | CLOSED | CLOSED | LINK |  | 11 kV |  | 28/06/2006 | [7 empty] | APRT NO.1 PUNCAK ALAM | Unknown | Unknown | NO | NONE | DISTRIBUTION | TNB | KUALA SELANGOR | NO | Unknown |  |  |  | NO | [8 empty] | S01113 | NO | [7 empty] | 3 | Pass | null
380106863 | S01130 |  |  |  | BKSL/PCE/J00725/MBRMU | 300345901 | Existing | RYB |  |  | CLOSED | CLOSED | LINK |  | 11 kV |  | 18/08/2006 |  |  |  |  | TAMCO |  |  | JUWITA FASA 3 C NO 2 | Unknown | Unknown | NO | NONE | DISTRIBUTION | TNB | KUALA SELANGOR | NO | Unknown |  |  |  | NO | [8 empty] | S01130 | NO | [7 empty] | 3 | Pass | null
380106880 | S01133 |  |  |  | BKSL/PCE/J00725/MBRMU | 300345901 | Existing | RYB |  |  | CLOSED | CLOSED | LINK |  | 11 kV |  | 18/08/2006 |  |  |  |  | TAMCO |  |  | JUWITA FASA 3 C NO 2 | Unknown | Unknown | NO | NONE | DISTRIBUTION | TNB | KUALA SELANGOR | NO | Unknown |  |  |  | NO | [8 empty] | S01133 | NO | [7 empty] | 3 | Pass | null
380107033 | S05505 |  |  |  | BKSL/PCE/J00727/MBRMU | 300345913 | Existing | RYB |  |  | CLOSED | CLOSED | LINK |  | 11 kV |  | 20061010 |  |  |  |  | TAMCO |  |  | SEK KEB P/ALAM 3 | Unknown | Unknown | NO | NONE | DISTRIBUTION | TNB | KUALA SELANGOR | NO | Unknown |  |  |  | NO | [8 empty] | S05505 | NO | [7 empty] | 3 | Pass | null
380107038 | S05507 |  |  |  | BKSL/PCE/J00727/MBRMU | 300345913 | Existing | RYB |  |  | CLOSED | CLOSED | LINK |  | 11 kV |  | 20061010 |  |  |  |  | TAMCO |  |  | SEK KEB P/ALAM 3 | Unknown | Unknown | NO | NONE | DISTRIBUTION | TNB | KUALA SELANGOR | NO | Unknown |  |  |  | NO | [8 empty] | S05507 | NO | [7 empty] | 3 | Pass | null
380107127 | S01090 |  |  |  | BKSL/PCE/J00728/MBRMU | 300346079 | Existing | RYB |  |  | CLOSED | CLOSED | LINK |  | 11 kV |  | 14/02/2006 |  |  |  |  | INDKOM |  |  | RMH PAM AIR JBA PH3 PUNCAK ALAM | Unknown | Unknown | NO | NONE | DISTRIBUTION | TNB | KUALA SELANGOR | NO | Unknown |  |  |  | NO | [8 empty] | S01090 | NO | [7 empty] | 3 | Pass | null
380107132 | S01088 |  |  |  | BKSL/PCE/J00728/MBRMU | 300346079 | Existing | RYB |  | S05851 APARTMENT WARNASARI 2 | CLOSED | CLOSED | LINK |  | 11 kV |  | 14/02/2006 |  |  |  |  | INDKOM |  |  | RMH PAM AIR JBA PH3 PUNCAK ALAM | Unknown | Unknown | NO | NONE | DISTRIBUTION | TNB | KUALA SELANGOR | NO | Unknown |  |  |  | NO | [8 empty] | S01088 | NO | [7 empty] | 3 | Pass | null
380107222 | S01141 |  |  |  | BKSL/PCE/J00745/MBRMU | 300345916 | Existing | RYB |  |  | OPEN | CLOSED | LINK |  | 11 kV |  | 27/11/2006 |  |  |  |  | INDKOM |  |  | APRTMENT MELOR NO.1 PUNCAK ALAM | Unknown | Unknown | NO | NONE | DISTRIBUTION | TNB | KUALA SELANGOR | NO | Unknown |  |  |  | NO | [8 empty] | S01141 | NO | [7 empty] | 3 | Pass | null
380107239 | S01138 |  |  |  | BKSL/PCE/J00745/MBRMU | 300345916 | Existing | RYB |  | S05848 APARTMENT WARNASARI 2 | CLOSED | CLOSED | LINK |  | 11 kV |  | 27/11/2006 |  |  |  |  | INDKOM |  |  | APRTMENT MELOR NO.1 PUNCAK ALAM | Unknown | Unknown | NO | NONE | DISTRIBUTION | TNB | KUALA SELANGOR | NO | Unknown |  |  |  | NO | [8 empty] | S01138 | NO | [7 empty] | 3 | Pass | null
380107393 | S01019 |  |  |  | BKSL/PCE/J00717/MBRMU | 300344590 | Existing | RYB |  |  | CLOSED | CLOSED | LINK |  | 11 kV |  | 19/02/2006 | [7 empty] | STP 1 PHASE 1 PUNCAK ALAM | Unknown | Unknown | NO | NONE | DISTRIBUTION | TNB | KUALA SELANGOR | NO | Unknown |  |  |  | NO | [8 empty] | S01019 | NO | [7 empty] | 3 | Pass | null
380107397 | S01018 |  |  |  | BKSL/PCE/J00717/MBRMU | 300344590 | Existing | RYB |  |  | CLOSED | CLOSED | LINK |  | 11 kV |  | 19/02/2006 | [7 empty] | STP 1 PHASE 1 PUNCAK ALAM | Unknown | Unknown | NO | NONE | DISTRIBUTION | TNB | KUALA SELANGOR | NO | Unknown |  |  |  | NO | [8 empty] | S01018 | NO | [7 empty] | 3 | Pass | null
380107414 | S01020 |  |  |  | BKSL/PCE/J00717/MBRMU | 300344590 | Existing | RYB |  |  | CLOSED | CLOSED | LINK |  | 11 kV |  | 19/02/2006 | [7 empty] | STP 1 PHASE 1 PUNCAK ALAM | Unknown | Unknown | NO | NONE | DISTRIBUTION | TNB | KUALA SELANGOR | NO | Unknown |  |  |  | NO | [8 empty] | S01020 | NO | [7 empty] | 3 | Pass | null
380107496 | S01011 |  |  |  | BKSL/PCE/J00698/MBRMU | 300344592 | Existing | RYB |  |  | CLOSED | CLOSED | LINK |  | 11 kV |  | 22/03/2006 | [7 empty] | SEKSYEN 3 PHASE 1B PUNCAK ALAM | Unknown | Unknown | NO | NONE | DISTRIBUTION | TNB | KUALA SELANGOR | NO | Unknown |  |  |  | NO | [8 empty] | S01011 | NO | [7 empty] | 3 | Pass | null
380107513 | S01012 |  |  |  | BKSL/PCE/J00698/MBRMU | 300344592 | Existing | RYB |  |  | CLOSED | CLOSED | LINK |  | 11 kV |  | 22/03/2006 | [7 empty] | SEKSYEN 3 PHASE 1B PUNCAK ALAM | Unknown | Unknown | NO | NONE | DISTRIBUTION | TNB | KUALA SELANGOR | NO | Unknown |  |  |  | NO | [8 empty] | S01012 | NO | [7 empty] | 3 | Pass | null
380107666 | S05683 |  |  |  | BKSL/PCE/J00700/MBRMU | 300344605 | Existing | RYB |  |  | CLOSED | CLOSED | LINK |  | 11 kV |  | 19/04/2006 |  |  |  |  | TAMCO |  |  | STP UITM | Unknown | Unknown | NO | NONE | DISTRIBUTION | TNB | KUALA SELANGOR | NO | Unknown |  |  |  | NO | [8 empty] | S05683 | NO | [7 empty] | 3 | Pass | null
380107671 | S05685 |  |  |  | BKSL/PCE/J00700/MBRMU | 300344605 | Existing | RYB |  |  | CLOSED | CLOSED | LINK |  | 11 kV |  | 19/04/2006 |  |  |  |  | TAMCO |  |  | STP UITM | Unknown | Unknown | NO | NONE | DISTRIBUTION | TNB | KUALA SELANGOR | NO | Unknown |  |  |  | NO | [8 empty] | S05685 | NO | [7 empty] | 3 | Pass | null
380107760 | S01150 |  |  |  | BKSL/PCE/J00701/MBRMU | 300344589 | Existing | RYB |  |  | CLOSED | CLOSED | LINK |  | 11 kV |  | 15/12/2006 |  |  |  |  | TAMCO |  |  | UITM 1 | Unknown | Unknown | NO | NONE | DISTRIBUTION | TNB | KUALA SELANGOR | NO | Unknown |  |  |  | NO | [8 empty] | S01150 | NO | [7 empty] | 3 | Pass | null
380107765 | S01152 |  |  |  | BKSL/PCE/J00701/MBRMU | 300344589 | Existing | RYB |  |  | OPEN | CLOSED | LINK |  | 11 kV |  | 15/12/2006 |  |  |  |  | TAMCO |  |  | UITM 1 | Unknown | Unknown | NO | NONE | DISTRIBUTION | TNB | KUALA SELANGOR | NO | Unknown |  |  |  | NO | [8 empty] | S01152 | NO | [7 empty] | 3 | Pass | null
380108163 | S05485 |  |  |  | BKSL/PCE/J00121/MBRMU | 300346087 | Existing | RYB |  |  | CLOSED | CLOSED | LINK |  | 11 kV |  | 20/05/2006 |  |  |  |  | INDKOM |  |  | BKT HIJAU NO 2 | Unknown | Unknown | NO | NONE | DISTRIBUTION | TNB | KUALA SELANGOR | NO | Unknown |  |  |  | NO | [8 empty] | S05485 | NO | [7 empty] | 3 | Pass | null
380108167 | S00312 |  |  |  | BKSL/PCE/J00121/MBRMU | 300346087 | Existing | RYB |  |  | CLOSED | CLOSED | LINK |  | 11 kV |  | 20/05/2006 |  |  |  |  | INDKOM |  |  | BKT HIJAU NO 2 | Unknown | Unknown | NO | NONE | DISTRIBUTION | TNB | KUALA SELANGOR | NO | Unknown |  |  |  | NO | [8 empty] | S00312 | NO | [7 empty] | 3 | Pass | null
380108184 | S00314 |  |  |  | BKSL/PCE/J00121/MBRMU | 300346087 | Existing | RYB |  |  | CLOSED | CLOSED | LINK |  | 11 kV |  | 20/05/2006 |  |  |  |  | INDKOM |  |  | BKT HIJAU NO 2 | Unknown | Unknown | NO | NONE | DISTRIBUTION | TNB | KUALA SELANGOR | NO | Unknown |  |  |  | NO | [8 empty] | S00314 | NO | [7 empty] | 3 | Pass | null
380108265 | S00315 |  |  |  | BKSL/PCE/J00120/MBRMU | 300346085 | Existing | RYB |  |  | CLOSED | CLOSED | LINK |  | 11 kV |  | 18/03/2006 |  |  |  |  | TAMCO |  |  | BKT HIJAU NO 1 | Unknown | Unknown | NO | NONE | DISTRIBUTION | TNB | KUALA SELANGOR | NO | Unknown |  |  |  | NO | [8 empty] | S00315 | NO | [7 empty] | 3 | Pass | null
380108270 | S01448 |  |  |  | BKSL/PCE/J00120/MBRMU | 300346085 | Existing | RYB |  | S00309 SW/STN BKT HIJAU | CLOSED | CLOSED | LINK |  | 11 kV |  | 18/03/2006 |  |  |  |  | TAMCO |  |  | BKT HIJAU NO 1 | Unknown | Unknown | NO | NONE | DISTRIBUTION | TNB | KUALA SELANGOR | NO | Unknown |  |  |  | NO | [8 empty] | S01448 | NO | [7 empty] | 3 | Pass | null
380108359 | S00309 |  |  |  | BKSL/PCE/J00119/MBRMU1 | 300022467 | Existing | RYB |  |  | CLOSED | CLOSED | LINK |  | 11 kV |  | 19761012 |  |  |  |  | TAMCO |  |  | SW/STN BKT HIJAU | Unknown | Unknown | NO | NONE | DISTRIBUTION | TNB | KUALA SELANGOR | NO | Unknown |  |  |  | NO | [8 empty] | S00309 | NO | [7 empty] | 3 | Pass | null
380108364 | S00311 |  |  |  | BKSL/PCE/J00119/MBRMU1 | 300022467 | Existing | RYB |  |  | CLOSED | CLOSED | LINK |  | 11 kV |  | 19761012 |  |  |  |  | TAMCO |  |  | SW/STN BKT HIJAU | Unknown | Unknown | NO | NONE | DISTRIBUTION | TNB | KUALA SELANGOR | NO | Unknown |  |  |  | NO | [8 empty] | S00311 | NO | [7 empty] | 3 | Pass | null
380108453 | S00307 |  |  |  | BKSL/PCE/J00118/MBRMU | 300346086 | Existing | RYB |  |  | CLOSED | CLOSED | LINK |  | 11 kV |  | 19/04/2006 |  |  |  |  | TAMCO |  |  | REZAB ZAZULI | Unknown | Unknown | NO | NONE | DISTRIBUTION | TNB | KUALA SELANGOR | NO | Unknown |  |  |  | NO | [8 empty] | S00307 | NO | [7 empty] | 3 | Pass | null
380108458 | S00305 |  |  |  | BKSL/PCE/J00118/MBRMU | 300346086 | Existing | RYB |  |  | CLOSED | CLOSED | LINK |  | 11 kV |  | 19/04/2006 |  |  |  |  | TAMCO |  |  | REZAB ZAZULI | Unknown | Unknown | NO | NONE | DISTRIBUTION | TNB | KUALA SELANGOR | NO | Unknown |  |  |  | NO | [8 empty] | S00305 | NO | [7 empty] | 3 | Pass | null
380108547 | S05464 |  |  |  | BKSL/PCE/J00560/MBRMU | 300345721 | Existing | RYB |  |  | CLOSED | CLOSED | LINK |  | 11 kV |  | 14/11/2006 |  |  |  |  | TAMCO |  |  | REBAN AYAM BKT HIJAU | Unknown | Unknown | NO | NONE | DISTRIBUTION | TNB | KUALA SELANGOR | NO | Unknown |  |  |  | NO | [8 empty] | S05464 | NO | [7 empty] | 3 | Pass | null
380108552 | S05462 |  |  |  | BKSL/PCE/J00560/MBRMU | 300345721 | Existing | RYB |  |  | CLOSED | CLOSED | LINK |  | 11 kV |  | 14/11/2006 |  |  |  |  | TAMCO |  |  | REBAN AYAM BKT HIJAU | Unknown | Unknown | NO | NONE | DISTRIBUTION | TNB | KUALA SELANGOR | NO | Unknown |  |  |  | NO | [8 empty] | S05462 | NO | [7 empty] | 3 | Pass | null
380108641 | S01449 |  |  |  | BKSL/PCE/J00122/MBRMU | 300346094 | Existing | RYB |  |  | CLOSED | CLOSED | LINK |  | 11 kV |  | 26/06/2006 |  |  |  |  | INDKOM |  |  | SOUTHERN REALTY | Unknown | Unknown | NO | NONE | DISTRIBUTION | TNB | KUALA SELANGOR | NO | Unknown |  |  |  | NO | [8 empty] | S01449 | NO | [7 empty] | 3 | Pass | null
380108646 | S01451 |  |  |  | BKSL/PCE/J00122/MBRMU | 300346094 | Existing | RYB |  |  | CLOSED | CLOSED | LINK |  | 11 kV |  | 26/06/2006 |  |  |  |  | INDKOM |  |  | SOUTHERN REALTY | Unknown | Unknown | NO | NONE | DISTRIBUTION | TNB | KUALA SELANGOR | NO | Unknown |  |  |  | NO | [8 empty] | S01451 | NO | [7 empty] | 3 | Pass | null
380108735 | S00317 |  |  |  | BKSL/PCE/J00123/MBRMU | 300346095 | Existing | RYB |  |  | CLOSED | CLOSED | LINK |  | 11 kV |  | 17/07/2006 |  |  |  |  | TAMCO |  |  | PT MAHANG NO 1 | Unknown | Unknown | NO | NONE | DISTRIBUTION | TNB | KUALA SELANGOR | NO | Unknown |  |  |  | NO | [8 empty] | S00317 | NO | [7 empty] | 3 | Pass | null
380108740 | S00319 |  |  |  | BKSL/PCE/J00123/MBRMU | 300346095 | Existing | RYB |  |  | CLOSED | CLOSED | LINK |  | 11 kV |  | 17/07/2006 |  |  |  |  | TAMCO |  |  | PT MAHANG NO 1 | Unknown | Unknown | NO | NONE | DISTRIBUTION | TNB | KUALA SELANGOR | NO | Unknown |  |  |  | NO | [8 empty] | S00319 | NO | [7 empty] | 3 | Pass | null
380108829 | S01453 |  |  |  | BKSL/PCE/J00130/MB01 | 300022524 | Existing | RYB |  |  | CLOSED | CLOSED | LINK |  | 11 kV |  | 17/07/1997 |  |  |  |  | MERLIN GERIN |  |  | PKNS PT MAHANG (TMN DESA MAHANG) | Unknown | Unknown | NO | NONE | DISTRIBUTION | TNB | KUALA SELANGOR | NO | Unknown |  |  |  | NO | [8 empty] | S01453 | NO | [7 empty] | 3 | Pass | null
380108834 | S01455 |  |  |  | BKSL/PCE/J00130/MB01 | 300022524 | Existing | RYB |  |  | CLOSED | CLOSED | LINK |  | 11 kV |  | 17/07/1997 |  |  |  |  | MERLIN GERIN |  |  | PKNS PT MAHANG (TMN DESA MAHANG) | Unknown | Unknown | NO | NONE | DISTRIBUTION | TNB | KUALA SELANGOR | NO | Unknown |  |  |  | NO | [8 empty] | S01455 | NO | [7 empty] | 3 | Pass | null
380109177 | S01664 |  |  |  | BKSL/PCE/J00543/MBRMU | 300313554 | Existing | RYB |  |  | CLOSED | CLOSED | LINK |  | 11 kV |  | 18/08/2009 |  |  |  |  | TAMCO |  |  | TMN BENDAHARA NO 2 | Unknown | Unknown | NO | NONE | DISTRIBUTION | TNB | KUALA SELANGOR | NO | Unknown |  |  |  | NO | [8 empty] | S01664 | NO | [7 empty] | 3 | Pass | null
380109182 | S01662 |  |  |  | BKSL/PCE/J00543/MBRMU | 300313554 | Existing | RYB |  |  | CLOSED | CLOSED | LINK |  | 11 kV |  | 18/08/2009 |  |  |  |  | TAMCO |  |  | TMN BENDAHARA NO 2 | Unknown | Unknown | NO | NONE | DISTRIBUTION | TNB | KUALA SELANGOR | NO | Unknown |  |  |  | NO | [8 empty] | S01662 | NO | [7 empty] | 3 | Pass | null
380109274 | S01226 |  |  |  | BKSL/PCE/J00012/MBRMU1 | 300228314 | Existing | RYB |  |  | CLOSED | CLOSED | LINK |  | 11 kV |  | 28/06/1982 |  |  |  |  | TAMCO |  |  | TMN BENDAHARA NO 1 | Unknown | Unknown | NO | NONE | DISTRIBUTION | TNB | KUALA SELANGOR | NO | Unknown |  |  |  | NO | [8 empty] | S01226 | NO | [7 empty] | 3 | Pass | null
380109291 | S01229 |  |  |  | BKSL/PCE/J00012/MBRMU1 | 300228314 | Existing | RYB |  |  | CLOSED | CLOSED | LINK |  | 11 kV |  | 28/06/1982 |  |  |  |  | TAMCO |  |  | TMN BENDAHARA NO 1 | Unknown | Unknown | NO | NONE | DISTRIBUTION | TNB | KUALA SELANGOR | NO | Unknown |  |  |  | NO | [8 empty] | S01229 | NO | [7 empty] | 3 | Pass | null
380109444 | S00003 |  |  |  | BKSL/PCE/J00001/MB2001 | 300021906 | Existing | RYB |  |  | CLOSED | CLOSED | LINK |  | 11 kV |  | 19/02/1980 | [7 empty] | TMN PENGGAWA | Unknown | Unknown | NO | NONE | DISTRIBUTION | TNB | KUALA SELANGOR | NO | Unknown |  |  |  | NO | [8 empty] | S00003 | NO | [7 empty] | 3 | Pass | null
380109449 | S00001 |  |  |  | BKSL/PCE/J00001/MB2001 | 300021906 | Existing | RYB |  |  | CLOSED | CLOSED | LINK |  | 11 kV |  | 19/02/1980 | [7 empty] | TMN PENGGAWA | Unknown | Unknown | NO | NONE | DISTRIBUTION | TNB | KUALA SELANGOR | NO | Unknown |  |  |  | NO | [8 empty] | S00001 | NO | [7 empty] | 3 | Pass | null
380109539 | S00008 |  |  |  | BKSL/PCE/J00003/MBRMU1 | 300021920 | Existing | RYB |  |  | CLOSED | CLOSED | LINK |  | 11 kV |  | 19/04/1999 |  |  |  |  | TAMCO |  |  | TLK PIAH | Unknown | Unknown | NO | NONE | DISTRIBUTION | TNB | KUALA SELANGOR | NO | Unknown |  |  |  | NO | [8 empty] | S00008 | NO | [7 empty] | 3 | Pass | null
380109556 | S00007 |  |  |  | BKSL/PCE/J00003/MBRMU1 | 300021920 | Existing | RYB |  |  | CLOSED | CLOSED | LINK |  | 11 kV |  | 19/04/1999 |  |  |  |  | TAMCO |  |  | TLK PIAH | Unknown | Unknown | NO | NONE | DISTRIBUTION | TNB | KUALA SELANGOR | NO | Unknown |  |  |  | NO | [8 empty] | S00007 | NO | [7 empty] | 3 | Pass | null
380109775 | S01230 |  |  |  | BKSL/PCE/J00004/MB03 | 300021922 | Existing | RYB |  |  | CLOSED | CLOSED | LINK |  | 11 kV |  | 28/06/1999 |  |  |  |  | MERLIN GERIN |  |  | BDR MELAWATI (C) | Unknown | Unknown | NO | NONE | DISTRIBUTION | TNB | KUALA SELANGOR | NO | Unknown |  |  |  | NO | [8 empty] | S01230 | NO | [7 empty] | 3 | Pass | null
380109780 | S01231 |  |  |  | BKSL/PCE/J00004/MB03 | 300021922 | Existing | RYB |  |  | CLOSED | CLOSED | LINK |  | 11 kV |  | 28/06/1999 |  |  |  |  | MERLIN GERIN |  |  | BDR MELAWATI (C) | Unknown | Unknown | NO | NONE | DISTRIBUTION | TNB | KUALA SELANGOR | NO | Unknown |  |  |  | NO | [8 empty] | S01231 | NO | [7 empty] | 3 | Pass | null
380109879 | S00011 |  |  |  | BKSL/PCE/J00005/MB02 | 300021927 | Existing | RYB |  | BANDAR BARU MELAWATI | CLOSED | CLOSED | LINK |  | 11 kV |  | 19901107 | [7 empty] | PEJABAT DAERAH | Unknown | Unknown | NO | NONE | DISTRIBUTION | TNB | KUALA SELANGOR | NO | Unknown |  |  |  | NO | [8 empty] | S00011 | NO | [7 empty] | 3 | Pass | null
380109884 | S00011 |  |  |  | BKSL/PCE/J00005/MB02 | 300021927 | Existing | RYB |  | BANDAR BARU MELAWATI | CLOSED | CLOSED | LINK |  | 11 kV |  | 19901107 | [7 empty] | PEJABAT DAERAH | Unknown | Unknown | NO | NONE | DISTRIBUTION | TNB | KUALA SELANGOR | NO | Unknown |  |  |  | NO | [8 empty] | S00011 | NO | [7 empty] | 3 | Pass | null
380109973 | S05519 |  |  |  | BKSL/PCE/J00591/MBRMU | 300342898 | Existing | RYB |  |  | CLOSED | CLOSED | LINK |  | 11 kV |  | 18/08/2008 |  |  |  |  | TAMCO |  |  | KOMPLEKS PEJABAT BARAT LAUT | Unknown | Unknown | NO | NONE | DISTRIBUTION | TNB | KUALA SELANGOR | NO | Unknown |  |  |  | NO | [8 empty] | S05519 | NO | [7 empty] | 3 | Pass | null
380109978 | S05517 |  |  |  | BKSL/PCE/J00591/MBRMU | 300342898 | Existing | RYB |  |  | CLOSED | CLOSED | LINK |  | 11 kV |  | 18/08/2008 |  |  |  |  | TAMCO |  |  | KOMPLEKS PEJABAT BARAT LAUT | Unknown | Unknown | NO | NONE | DISTRIBUTION | TNB | KUALA SELANGOR | NO | Unknown |  |  |  | NO | [8 empty] | S05517 | NO | [7 empty] | 3 | Pass | null
380110068 | S00016 |  |  |  | BKSL/PCE/J00006/MBRMU1 | 300021935 | Existing | RYB |  |  | CLOSED | CLOSED | LINK |  | 11 kV |  | 18/08/1985 |  |  |  |  | INDKOM |  |  | JLN KLINIK | Unknown | Unknown | NO | NONE | DISTRIBUTION | TNB | KUALA SELANGOR | NO | Unknown |  |  |  | NO | [8 empty] | S00016 | NO | [7 empty] | 3 | Pass | null
380110085 | S00014 |  |  |  | BKSL/PCE/J00006/MBRMU1 | 300021935 | Existing | RYB |  |  | CLOSED | CLOSED | LINK |  | 11 kV |  | 18/08/1985 |  |  |  |  | INDKOM |  |  | JLN KLINIK | Unknown | Unknown | NO | NONE | DISTRIBUTION | TNB | KUALA SELANGOR | NO | Unknown |  |  |  | NO | [8 empty] | S00014 | NO | [7 empty] | 3 | Pass | null
380110239 | S01236 |  |  |  | BKSL/PCE/J00544/MBRMU | 300313561 | Existing | RYB |  |  | CLOSED | CLOSED | LINK |  | 11 kV |  | 20091010 |  |  |  |  | TAMCO |  |  | BAZAR PEKAN K/SELANGOR | Unknown | Unknown | NO | NONE | DISTRIBUTION | TNB | KUALA SELANGOR | NO | Unknown |  |  |  | NO | [8 empty] | S01236 | NO | [7 empty] | 3 | Pass | null
380110256 | S01234 |  |  |  | BKSL/PCE/J00544/MBRMU | 300313561 | Existing | RYB |  |  | CLOSED | CLOSED | LINK |  | 11 kV |  | 20091010 |  |  |  |  | TAMCO |  |  | BAZAR PEKAN K/SELANGOR | Unknown | Unknown | NO | NONE | DISTRIBUTION | TNB | KUALA SELANGOR | NO | Unknown |  |  |  | NO | [8 empty] | S01234 | NO | [7 empty] | 3 | Pass | null
380110409 | S01237 |  |  |  | BKSL/PCE/J00043/MBNN01 | 300022104 | Existing | RYB |  |  | CLOSED | CLOSED | LINK |  | 11 kV |  | 18/03/1984 | [7 empty] | PANGSAPURI KSL | Unknown | Unknown | NO | NONE | DISTRIBUTION | TNB | KUALA SELANGOR | NO | Unknown |  |  |  | NO | [8 empty] | S01237 | NO | [7 empty] | 3 | Pass | null
380110414 | S01238 |  |  |  | BKSL/PCE/J00043/MBNN01 | 300022104 | Existing | RYB |  |  | CLOSED | CLOSED | LINK |  | 11 kV |  | 18/03/1984 | [7 empty] | PANGSAPURI KSL | Unknown | Unknown | NO | NONE | DISTRIBUTION | TNB | KUALA SELANGOR | NO | Unknown |  |  |  | NO | [8 empty] | S01238 | NO | [7 empty] | 3 | Pass | null
380110503 | S00021 |  |  |  | BKSL/PCE/J00007/MBRMU1 | 300021940 | Existing | RYB |  |  | CLOSED | CLOSED | LINK |  | 11 kV |  | 20/09/1992 |  |  |  |  | TAMCO |  |  | VIP KSL | Unknown | Unknown | NO | NONE | DISTRIBUTION | TNB | KUALA SELANGOR | NO | Unknown |  |  |  | NO | [8 empty] | S00021 | NO | [7 empty] | 3 | Pass | null
380110508 | S00023 |  |  |  | BKSL/PCE/J00007/MBRMU1 | 300021940 | Existing | RYB |  |  | CLOSED | CLOSED | LINK |  | 11 kV |  | 20/09/1992 |  |  |  |  | TAMCO |  |  | VIP KSL | Unknown | Unknown | NO | NONE | DISTRIBUTION | TNB | KUALA SELANGOR | NO | Unknown |  |  |  | NO | [8 empty] | S00023 | NO | [7 empty] | 3 | Pass | null
380110597 | S00024 |  |  |  | BKSL/PCE/J00008/MBRMU1 | 300021945 | Existing | RYB |  |  | CLOSED | CLOSED | LINK |  | 11 kV |  | 19951010 |  |  |  |  | TAMCO |  |  | TG KERAMAT | Unknown | Unknown | NO | NONE | DISTRIBUTION | TNB | KUALA SELANGOR | NO | Unknown |  |  |  | NO | [8 empty] | S00024 | NO | [7 empty] | 3 | Pass | null
380110602 | S00026 |  |  |  | BKSL/PCE/J00008/MBRMU1 | 300021945 | Existing | RYB |  |  | CLOSED | CLOSED | LINK |  | 11 kV |  | 19951010 |  |  |  |  | TAMCO |  |  | TG KERAMAT | Unknown | Unknown | NO | NONE | DISTRIBUTION | TNB | KUALA SELANGOR | NO | Unknown |  |  |  | NO | [8 empty] | S00026 | NO | [7 empty] | 3 | Pass | null
380110747 | S05564 |  |  |  | BKSL/PCE/J00810/MBRMU | 300342900 | Existing | RYB |  |  | CLOSED | CLOSED | LINK |  | 11 kV |  | 20081010 |  |  |  |  | MERLIN GERIN |  |  | SRJK AIK THEE | Unknown | Unknown | NO | NONE | DISTRIBUTION | TNB | KUALA SELANGOR | NO | Unknown |  |  |  | NO | [8 empty] | S05564 | NO | [7 empty] | 3 | Pass | null
380110752 | S05566 |  |  |  | BKSL/PCE/J00810/MBRMU | 300342900 | Existing | RYB |  |  | CLOSED | CLOSED | LINK |  | 11 kV |  | 20081010 |  |  |  |  | MERLIN GERIN |  |  | SRJK AIK THEE | Unknown | Unknown | NO | NONE | DISTRIBUTION | TNB | KUALA SELANGOR | NO | Unknown |  |  |  | NO | [8 empty] | S05566 | NO | [7 empty] | 3 | Pass | null
380110841 | S00027 |  |  |  | BKSL/PCE/J00010/MBRMU | 300313568 | Existing | RYB |  |  | CLOSED | CLOSED | LINK |  | 11 kV |  | 27/11/2009 | [7 empty] | HOTEL D'PALMA | Unknown | Unknown | NO | NONE | DISTRIBUTION | TNB | KUALA SELANGOR | NO | Unknown |  |  |  | NO | [8 empty] | S00027 | NO | [7 empty] | 3 | Pass | null
380110846 | S01243 |  |  |  | BKSL/PCE/J00010/MBRMU | 300313568 | Existing | RYB |  |  | OPEN | CLOSED | LINK |  | 11 kV |  | 27/11/2009 | [7 empty] | HOTEL D'PALMA | Unknown | Unknown | NO | NONE | DISTRIBUTION | TNB | KUALA SELANGOR | NO | Unknown |  |  |  | NO | [8 empty] | S01243 | NO | [7 empty] | 3 | Pass | null
380110935 | S05308 |  |  |  | BKSL/PCE/J00556/MBRMU | 300284519 | Existing | RYB |  |  | CLOSED | CLOSED | LINK |  | 11 kV |  | 22/03/1996 |  |  |  |  | MERLIN GERIN |  |  | DEWAN BANQUIT D-PALMA | Unknown | Unknown | NO | NONE | DISTRIBUTION | TNB | KUALA SELANGOR | NO | Unknown |  |  |  | NO | [8 empty] | S05308 | NO | [7 empty] | 3 | Pass | null
380110940 | S05306 |  |  |  | BKSL/PCE/J00556/MBRMU | 300284519 | Existing | RYB |  |  | CLOSED | CLOSED | LINK |  | 11 kV |  | 22/03/1996 |  |  |  |  | MERLIN GERIN |  |  | DEWAN BANQUIT D-PALMA | Unknown | Unknown | NO | NONE | DISTRIBUTION | TNB | KUALA SELANGOR | NO | Unknown |  |  |  | NO | [8 empty] | S05306 | NO | [7 empty] | 3 | Pass | null
380111055 | S05614 |  |  |  | BKSL/PCE/J00013/MBRMU1 | 300243610 | Existing | RYB |  |  | CLOSED | CLOSED | LINK |  | 11 kV |  | 14/11/1982 |  |  |  |  | INDKOM |  |  | PEKAN KSL (TNB) | Unknown | Unknown | NO | NONE | DISTRIBUTION | TNB | KUALA SELANGOR | NO | Unknown |  |  |  | NO | [8 empty] | S05614 | NO | [7 empty] | 3 | Pass | null
380111060 | S00017 |  |  |  | BKSL/PCE/J00013/MBRMU1 | 300243610 | Existing | RYB |  |  | CLOSED | CLOSED | LINK |  | 11 kV |  | 14/11/1982 |  |  |  |  | INDKOM |  |  | PEKAN KSL (TNB) | Unknown | Unknown | NO | NONE | DISTRIBUTION | TNB | KUALA SELANGOR | NO | Unknown |  |  |  | NO | [8 empty] | S00017 | NO | [7 empty] | 3 | Pass | null
380111150 | S00029 |  |  |  | BKSL/PCE/J00011/MB01 | 300021953 | Existing | RYB |  |  | CLOSED | CLOSED | LINK |  | 11 kV |  | 19961012 |  |  |  |  | TAMCO |  |  | KAKI BKT MELAWATI | Unknown | Unknown | NO | NONE | DISTRIBUTION | TNB | KUALA SELANGOR | NO | Unknown |  |  |  | NO | [8 empty] | S00029 | NO | [7 empty] | 3 | Pass | null
380111154 | S00031 |  |  |  | BKSL/PCE/J00011/MB01 | 300021953 | Existing | RYB |  |  | CLOSED | CLOSED | LINK |  | 11 kV |  | 19961012 |  |  |  |  | TAMCO |  |  | KAKI BKT MELAWATI | Unknown | Unknown | NO | NONE | DISTRIBUTION | TNB | KUALA SELANGOR | NO | Unknown |  |  |  | NO | [8 empty] | S00031 | NO | [7 empty] | 3 | Pass | null
380111171 | S01244 |  |  |  | BKSL/PCE/J00011/MB01 | 300021953 | Existing | RYB |  |  | OPEN | CLOSED | LINK |  | 11 kV |  | 19961012 |  |  |  |  | TAMCO |  |  | KAKI BKT MELAWATI | Unknown | Unknown | NO | NONE | DISTRIBUTION | TNB | KUALA SELANGOR | NO | Unknown |  |  |  | NO | [8 empty] | S01244 | NO | [7 empty] | 3 | Pass | null
380111254 | S01242 |  |  |  | BKSL/PCE/J00009/MBNN01 | 300021948 | Existing | RYB |  |  | CLOSED | CLOSED | LINK |  | 11 kV |  | 27/11/2002 | [7 empty] | PEJABAT HAIWAN | Unknown | Unknown | NO | NONE | DISTRIBUTION | TNB | KUALA SELANGOR | NO | Unknown |  |  |  | NO | [8 empty] | S01242 | NO | [7 empty] | 3 | Pass | null
380111259 | S01240 |  |  |  | BKSL/PCE/J00009/MBNN01 | 300021948 | Existing | RYB |  |  | CLOSED | CLOSED | LINK |  | 11 kV |  | 27/11/2002 | [7 empty] | PEJABAT HAIWAN | Unknown | Unknown | NO | NONE | DISTRIBUTION | TNB | KUALA SELANGOR | NO | Unknown |  |  |  | NO | [8 empty] | S01240 | NO | [7 empty] | 3 | Pass | null
380111391 | S05293 |  |  |  | BKSL/PCE/J00546/MBRMU | 300345830 | Existing | RYB |  |  | CLOSED | CLOSED | LINK |  | 11 kV |  | 20061110 |  |  |  |  | TAMCO |  |  | OCEAN LAND NO 2 | Unknown | Unknown | NO | NONE | DISTRIBUTION | TNB | KUALA SELANGOR | NO | Unknown |  |  |  | NO | [8 empty] | S05293 | NO | [7 empty] | 3 | Pass | null
380111396 | S05295 |  |  |  | BKSL/PCE/J00546/MBRMU | 300345830 | Existing | RYB |  |  | CLOSED | CLOSED | LINK |  | 11 kV |  | 20061110 |  |  |  |  | TAMCO |  |  | OCEAN LAND NO 2 | Unknown | Unknown | NO | NONE | DISTRIBUTION | TNB | KUALA SELANGOR | NO | Unknown |  |  |  | NO | [8 empty] | S05295 | NO | [7 empty] | 3 | Pass | null
380111486 | S01280 |  |  |  | BKSL/PCE/J00338/MBRMU1 | 300240549 | Existing | RYB |  |  | CLOSED | CLOSED | LINK |  | 11 kV |  | 27/11/1993 |  |  |  |  | TAMCO |  |  | QTRS MDKS K.SEL | Unknown | Unknown | NO | NONE | DISTRIBUTION | TNB | KUALA SELANGOR | NO | Unknown |  |  |  | NO | [8 empty] | S01280 | NO | [7 empty] | 3 | Pass | null
380111490 | S05709 |  |  |  | BKSL/PCE/J00338/MBRMU1 | 300240549 | Existing | RYB |  |  | CLOSED | CLOSED | LINK |  | 11 kV |  | 27/11/1993 |  |  |  |  | TAMCO |  |  | QTRS MDKS K.SEL | Unknown | Unknown | NO | NONE | DISTRIBUTION | TNB | KUALA SELANGOR | NO | Unknown |  |  |  | NO | [8 empty] | S05709 | NO | [7 empty] | 3 | Pass | null
380111507 | S01281 |  |  |  | BKSL/PCE/J00338/MBRMU1 | 300240549 | Existing | RYB |  |  | CLOSED | CLOSED | LINK |  | 11 kV |  | 27/11/1993 |  |  |  |  | TAMCO |  |  | QTRS MDKS K.SEL | Unknown | Unknown | NO | NONE | DISTRIBUTION | TNB | KUALA SELANGOR | NO | Unknown |  |  |  | NO | [8 empty] | S01281 | NO | [7 empty] | 3 | Pass | null
380111590 | S01282 |  |  |  | BKSL/PCE/J00519/MBRMU | 300345779 | Existing | RYB |  |  | CLOSED | CLOSED | LINK |  | 11 kV |  | 20061010 |  |  |  |  | INDKOM |  |  | K/UDANG API-API NO 3 | Unknown | Unknown | NO | NONE | DISTRIBUTION | TNB | KUALA SELANGOR | NO | Unknown |  |  |  | NO | [8 empty] | S01282 | NO | [7 empty] | 3 | Pass | null
380111595 | S01284 |  |  |  | BKSL/PCE/J00519/MBRMU | 300345779 | Existing | RYB |  |  | CLOSED | CLOSED | LINK |  | 11 kV |  | 20061010 |  |  |  |  | INDKOM |  |  | K/UDANG API-API NO 3 | Unknown | Unknown | NO | NONE | DISTRIBUTION | TNB | KUALA SELANGOR | NO | Unknown |  |  |  | NO | [8 empty] | S01284 | NO | [7 empty] | 3 | Pass | null
380111686 | S01285 |  |  |  | BKSL/PCE/J00521/MBRMU | 300345781 | Existing | RYB |  |  | CLOSED | CLOSED | LINK |  | 11 kV |  | 27/11/2006 |  |  |  |  | INDKOM |  |  | K/UDANG API-API NO 4 | Unknown | Unknown | NO | NONE | DISTRIBUTION | TNB | KUALA SELANGOR | NO | Unknown |  |  |  | NO | [8 empty] | S01285 | NO | [7 empty] | 3 | Pass | null
380111691 | S01287 |  |  |  | BKSL/PCE/J00521/MBRMU | 300345781 | Existing | RYB |  |  | CLOSED | CLOSED | LINK |  | 11 kV |  | 27/11/2006 |  |  |  |  | INDKOM |  |  | K/UDANG API-API NO 4 | Unknown | Unknown | NO | NONE | DISTRIBUTION | TNB | KUALA SELANGOR | NO | Unknown |  |  |  | NO | [8 empty] | S01287 | NO | [7 empty] | 3 | Pass | null
380111780 | S01323 |  |  |  | BKSL/PCE/J00135/MBRMU1 | 300242543 | Existing | RYB |  |  | CLOSED | CLOSED | LINK |  | 11 kV |  | 28/06/2000 |  |  |  |  | TAMCO |  |  | K/UDANG API-API NO 2 | Unknown | Unknown | NO | NONE | DISTRIBUTION | TNB | KUALA SELANGOR | NO | Unknown |  |  |  | NO | [8 empty] | S01323 | NO | [7 empty] | 3 | Pass | null
380111785 | S01324 |  |  |  | BKSL/PCE/J00135/MBRMU1 | 300242543 | Existing | RYB |  |  | CLOSED | CLOSED | LINK |  | 11 kV |  | 28/06/2000 |  |  |  |  | TAMCO |  |  | K/UDANG API-API NO 2 | Unknown | Unknown | NO | NONE | DISTRIBUTION | TNB | KUALA SELANGOR | NO | Unknown |  |  |  | NO | [8 empty] | S01324 | NO | [7 empty] | 3 | Pass | null
380111874 | S01288 |  |  |  | BKSL/PCE/J00522/MBRMU | 300345783 | Existing | RYB |  |  | CLOSED | CLOSED | LINK |  | 11 kV |  | 20061012 |  |  |  |  | TAMCO |  |  | K/UDANG API-API NO 5 | Unknown | Unknown | NO | NONE | DISTRIBUTION | TNB | KUALA SELANGOR | NO | Unknown |  |  |  | NO | [8 empty] | S01288 | NO | [7 empty] | 3 | Pass | null
380111879 | S01290 |  |  |  | BKSL/PCE/J00522/MBRMU | 300345783 | Existing | RYB |  |  | CLOSED | CLOSED | LINK |  | 11 kV |  | 20061012 |  |  |  |  | TAMCO |  |  | K/UDANG API-API NO 5 | Unknown | Unknown | NO | NONE | DISTRIBUTION | TNB | KUALA SELANGOR | NO | Unknown |  |  |  | NO | [8 empty] | S01290 | NO | [7 empty] | 3 | Pass | null
380111968 | S01291 |  |  |  | BKSL/PCE/J00523/MBRMU | 300313507 | Existing | RYB |  |  | CLOSED | CLOSED | LINK |  | 11 kV |  | 20091012 |  |  |  |  | INDKOM |  |  | K/UDANG API-API NO 6 | Unknown | Unknown | NO | NONE | DISTRIBUTION | TNB | KUALA SELANGOR | NO | Unknown |  |  |  | NO | [8 empty] | S01291 | NO | [7 empty] | 3 | Pass | null
380111973 | S01293 |  |  |  | BKSL/PCE/J00523/MBRMU | 300313507 | Existing | RYB |  |  | CLOSED | CLOSED | LINK |  | 11 kV |  | 20091012 |  |  |  |  | INDKOM |  |  | K/UDANG API-API NO 6 | Unknown | Unknown | NO | NONE | DISTRIBUTION | TNB | KUALA SELANGOR | NO | Unknown |  |  |  | NO | [8 empty] | S01293 | NO | [7 empty] | 3 | Pass | null
380112062 | S01294 |  |  |  | BKSL/PCE/J00524/MBRMU | 300313508 | Existing | RYB |  |  | CLOSED | CLOSED | LINK |  | 11 kV |  | 14/02/2007 |  |  |  |  | TAMCO |  |  | K/UDANG API-API NO 7 | Unknown | Unknown | NO | NONE | DISTRIBUTION | TNB | KUALA SELANGOR | NO | Unknown |  |  |  | NO | [8 empty] | S01294 | NO | [7 empty] | 3 | Pass | null
380112067 | S01296 |  |  |  | BKSL/PCE/J00524/MBRMU | 300313508 | Existing | RYB |  |  | CLOSED | CLOSED | LINK |  | 11 kV |  | 14/02/2007 |  |  |  |  | TAMCO |  |  | K/UDANG API-API NO 7 | Unknown | Unknown | NO | NONE | DISTRIBUTION | TNB | KUALA SELANGOR | NO | Unknown |  |  |  | NO | [8 empty] | S01296 | NO | [7 empty] | 3 | Pass | null
380112156 | S01297 |  |  |  | BKSL/PCE/J00525/MBRMU | 300313510 | Existing | RYB |  |  | CLOSED | CLOSED | LINK |  | 11 kV |  | 18/03/2008 |  |  |  |  | INDKOM |  |  | K/UDANG API-API NO 8 | Unknown | Unknown | NO | NONE | DISTRIBUTION | TNB | KUALA SELANGOR | NO | Unknown |  |  |  | NO | [8 empty] | S01297 | NO | [7 empty] | 3 | Pass | null
380112161 | S01299 |  |  |  | BKSL/PCE/J00525/MBRMU | 300313510 | Existing | RYB |  |  | CLOSED | CLOSED | LINK |  | 11 kV |  | 18/03/2008 |  |  |  |  | INDKOM |  |  | K/UDANG API-API NO 8 | Unknown | Unknown | NO | NONE | DISTRIBUTION | TNB | KUALA SELANGOR | NO | Unknown |  |  |  | NO | [8 empty] | S01299 | NO | [7 empty] | 3 | Pass | null
380112250 | S01300 |  |  |  | BKSL/PCE/J00526/MBRMU | 300313511 | Existing | RYB |  |  | CLOSED | CLOSED | LINK |  | 11 kV |  | 19/04/2008 |  |  |  |  | INDKOM |  |  | K/UDANG API-API NO 9 | Unknown | Unknown | NO | NONE | DISTRIBUTION | TNB | KUALA SELANGOR | NO | Unknown |  |  |  | NO | [8 empty] | S01300 | NO | [7 empty] | 3 | Pass | null
380112255 | S01302 |  |  |  | BKSL/PCE/J00526/MBRMU | 300313511 | Existing | RYB |  | S05784 PADAT RUMAH KEDAI SASARAN | CLOSED | CLOSED | LINK |  | 11 kV |  | 19/04/2008 |  |  |  |  | INDKOM |  |  | K/UDANG API-API NO 9 | Unknown | Unknown | NO | NONE | DISTRIBUTION | TNB | KUALA SELANGOR | NO | Unknown |  |  |  | NO | [8 empty] | S01302 | NO | [7 empty] | 3 | Pass | null
380112344 | S00289 |  |  |  | BKSL/PCE/J00115/MBRMU | 300345713 | Existing | RYB |  | S05782 PADAT RUMAH KEDAI SASARAN | CLOSED | CLOSED | LINK |  | 11 kV |  | 18/08/2006 |  |  |  |  | TAMCO |  |  | TMN SENANGIN SG.BULOH | Unknown | Unknown | NO | NONE | DISTRIBUTION | TNB | KUALA SELANGOR | NO | Unknown |  |  |  | NO | [8 empty] | S00289 | NO | [7 empty] | 3 | Pass | null
380112349 | S00291 |  |  |  | BKSL/PCE/J00115/MBRMU | 300345713 | Existing | RYB |  |  | CLOSED | CLOSED | LINK |  | 11 kV |  | 18/08/2006 |  |  |  |  | TAMCO |  |  | TMN SENANGIN SG.BULOH | Unknown | Unknown | NO | NONE | DISTRIBUTION | TNB | KUALA SELANGOR | NO | Unknown |  |  |  | NO | [8 empty] | S00291 | NO | [7 empty] | 3 | Pass | null
380112440 | S01365 |  |  |  | BKSL/PCE/J00335/MBRMU1 | 300241512 | Existing | RYB |  | PMU KSGR: VCB 5 | CLOSED | CLOSED | LINK |  | 11 kV |  | 18/08/1990 |  |  |  |  | VEI |  |  | EMINEM FARM | Unknown | Unknown | NO | NONE | DISTRIBUTION | TNB | KUALA SELANGOR | NO | Unknown |  |  |  | NO | [8 empty] | S01365 | NO | [7 empty] | 3 | Pass | null
380112445 | S01363 |  |  |  | BKSL/PCE/J00335/MBRMU1 | 300241512 | Existing | RYB |  | S05684 PE EXCEL GROWTECH | CLOSED | CLOSED | LINK |  | 11 kV |  | 18/08/1990 |  |  |  |  | VEI |  |  | EMINEM FARM | Unknown | Unknown | NO | NONE | DISTRIBUTION | TNB | KUALA SELANGOR | NO | Unknown |  |  |  | NO | [8 empty] | S01363 | NO | [7 empty] | 3 | Pass | null
380112534 | S05684 | [5 empty] | Existing | RYB |  | S01363 PE EMINEM FARM | CLOSED | CLOSED | LINK |  | 11 kV | [9 empty] | EXCEL GROWTECH | Unknown | Unknown | NO | NONE | DISTRIBUTION | TNB | KUALA SELANGOR | NO | Unknown |  |  |  | NO | [8 empty] | S05684 | NO | [7 empty] | 3 | Pass | null
380112539 | S05686 | [5 empty] | Existing | RYB |  | S01368 PE MUARA NO 1 | CLOSED | CLOSED | LINK |  | 11 kV | [9 empty] | EXCEL GROWTECH | Unknown | Unknown | NO | NONE | DISTRIBUTION | TNB | KUALA SELANGOR | NO | Unknown |  |  |  | NO | [8 empty] | S05686 | NO | [7 empty] | 3 | Pass | null
380112629 | S01368 |  |  |  | BKSL/PCE/J00071/MBRMU1 | 300228383 | Existing | RYB |  | S05686 PE EXCEL GROWTECH | CLOSED | CLOSED | LINK |  | 11 kV |  | 27/11/1984 |  |  |  |  | ABB |  |  | MUARA NO 1 | Unknown | Unknown | NO | NONE | DISTRIBUTION | TNB | KUALA SELANGOR | NO | Unknown |  |  |  | NO | [8 empty] | S01368 | NO | [7 empty] | 3 | Pass | null
380112633 | S01366 |  |  |  | BKSL/PCE/J00071/MBRMU1 | 300228383 | Existing | RYB |  | S01370 PE MUARA NO 2 | CLOSED | CLOSED | LINK |  | 11 kV |  | 27/11/1984 |  |  |  |  | ABB |  |  | MUARA NO 1 | Unknown | Unknown | NO | NONE | DISTRIBUTION | TNB | KUALA SELANGOR | NO | Unknown |  |  |  | NO | [8 empty] | S01366 | NO | [7 empty] | 3 | Pass | null
380112650 | S01630 |  |  |  | BKSL/PCE/J00071/MBRMU1 | 300228383 | Existing | RYB |  |  | CLOSED | CLOSED | LINK |  | 11 kV |  | 27/11/1984 |  |  |  |  | ABB |  |  | MUARA NO 1 | Unknown | Unknown | NO | NONE | DISTRIBUTION | TNB | KUALA SELANGOR | NO | Unknown |  |  |  | NO | [8 empty] | S01630 | NO | [7 empty] | 3 | Pass | null
380112733 | S01370 |  |  |  | BKSL/PCE/J00079/MBRMU1 | 300228389 | Existing | RYB |  | S01366 PE MUARA NO 1 | CLOSED | CLOSED | LINK |  | 11 kV |  | 19841012 |  |  |  |  | TAMCO |  |  | MUARA NO 2 | Unknown | Unknown | NO | NONE | DISTRIBUTION | TNB | KUALA SELANGOR | NO | Unknown |  |  |  | NO | [8 empty] | S01370 | NO | [7 empty] | 3 | Pass | null
380112738 | S01369 |  |  |  | BKSL/PCE/J00079/MBRMU1 | 300228389 | Existing | RYB |  | S01372 PE JLN JATI SG BULOH | CLOSED | CLOSED | LINK |  | 11 kV |  | 19841012 |  |  |  |  | TAMCO |  |  | MUARA NO 2 | Unknown | Unknown | NO | NONE | DISTRIBUTION | TNB | KUALA SELANGOR | NO | Unknown |  |  |  | NO | [8 empty] | S01369 | NO | [7 empty] | 3 | Pass | null
380112829 | S01372 |  |  |  | BKSL/PCE/J00059/MBRMU1 | 300022187 | Existing | RYB |  | S01369 PE MUARA NO 2 | CLOSED | CLOSED | LINK |  | 11 kV |  | 19/02/1990 | [7 empty] | JLN JATI SG BULOH | Unknown | Unknown | NO | NONE | DISTRIBUTION | TNB | KUALA SELANGOR | NO | Unknown |  |  |  | NO | [8 empty] | S01372 | NO | [7 empty] | 3 | Pass | null
380112834 | S01374 |  |  |  | BKSL/PCE/J00059/MBRMU1 | 300022187 | Existing | RYB |  | S00173 PE SPG RJ ABDULLAH | CLOSED | CLOSED | LINK |  | 11 kV |  | 19/02/1990 | [7 empty] | JLN JATI SG BULOH | Unknown | Unknown | NO | NONE | DISTRIBUTION | TNB | KUALA SELANGOR | NO | Unknown |  |  |  | NO | [8 empty] | S01374 | NO | [7 empty] | 3 | Pass | null
380112946 | S00173 |  |  |  | BKSL/PCE/J00060/MBRMU1 | 300022196 | Existing | RYB |  | S01374 PE JLN JATI SG BULOH | CLOSED | CLOSED | LINK |  | 11 kV |  | 22/03/1994 |  |  |  |  | TAMCO |  |  | SPG RJ ABDULLAH | Unknown | Unknown | NO | NONE | DISTRIBUTION | TNB | KUALA SELANGOR | NO | Unknown |  |  |  | NO | [8 empty] | S00173 | NO | [7 empty] | 3 | Pass | null
380112950 | S00174 |  |  |  | BKSL/PCE/J00060/MBRMU1 | 300022196 | Existing | RYB |  | S05877 PE TAMAN GELAMA | CLOSED | CLOSED | LINK |  | 11 kV |  | 22/03/1994 |  |  |  |  | TAMCO |  |  | SPG RJ ABDULLAH | Unknown | Unknown | NO | NONE | DISTRIBUTION | TNB | KUALA SELANGOR | NO | Unknown |  |  |  | NO | [8 empty] | S00174 | NO | [7 empty] | 3 | Pass | null
380112967 | S00175 |  |  |  | BKSL/PCE/J00060/MBRMU1 | 300022196 | Existing | RYB |  | S01381 PE SM AGAMA JERAM | CLOSED | CLOSED | LINK |  | 11 kV |  | 22/03/1994 |  |  |  |  | TAMCO |  |  | SPG RJ ABDULLAH | Unknown | Unknown | NO | NONE | DISTRIBUTION | TNB | KUALA SELANGOR | NO | Unknown |  |  |  | NO | [8 empty] | S00175 | NO | [7 empty] | 3 | Pass | null
380113075 | S00156 |  |  |  | BKSL/PCE/J00058/MBNN01 | 300022182 | Existing | RYB |  | S05879 PE TAMAN GELAMA | CLOSED | CLOSED | LINK |  | 11 kV |  | 15/12/2000 |  |  |  |  | TAMCO |  |  | TALIKOM SG BULOH | Unknown | Unknown | NO | NONE | DISTRIBUTION | TNB | KUALA SELANGOR | NO | Unknown |  |  |  | NO | [8 empty] | S00156 | NO | [7 empty] | 3 | Pass | null
380113080 | S00158 |  |  |  | BKSL/PCE/J00058/MBNN01 | 300022182 | Existing | RYB |  | S01360 PE WISMA PELADANG SG BULOH | CLOSED | CLOSED | LINK |  | 11 kV |  | 15/12/2000 |  |  |  |  | TAMCO |  |  | TALIKOM SG BULOH | Unknown | Unknown | NO | NONE | DISTRIBUTION | TNB | KUALA SELANGOR | NO | Unknown |  |  |  | NO | [8 empty] | S00158 | NO | [7 empty] | 3 | Pass | null
380113191 | S01360 |  |  |  | BKSL/PCE/J00057/MBRMU1 | 300022179 | Existing | RYB |  | S00158 PE TALIKOM SG BULOH | CLOSED | CLOSED | LINK |  | 11 kV |  | 14/11/1996 |  |  |  |  | INDKOM |  |  | WISMA PELADANG SG BULOH | Unknown | Unknown | NO | NONE | DISTRIBUTION | TNB | KUALA SELANGOR | NO | Unknown |  |  |  | NO | [8 empty] | S01360 | NO | [7 empty] | 3 | Pass | null
380113196 | S01362 |  |  |  | BKSL/PCE/J00057/MBRMU1 | 300022179 | Existing | RYB |  | S00153 PE PEKAN SG BULOH | CLOSED | CLOSED | LINK |  | 11 kV |  | 14/11/1996 |  |  |  |  | INDKOM |  |  | WISMA PELADANG SG BULOH | Unknown | Unknown | NO | NONE | DISTRIBUTION | TNB | KUALA SELANGOR | NO | Unknown |  |  |  | NO | [8 empty] | S01362 | NO | [7 empty] | 3 | Pass | null
380113308 | S00153 |  |  |  | BKSL/PCE/J00056/MBNN01 | 300022171 | Existing | RYB |  | S01362 PE WISMA PELADANG SG BULOH | CLOSED | CLOSED | LINK |  | 11 kV |  | 19911110 |  |  |  |  | TAMCO |  |  | PEKAN SG BULOH | Unknown | Unknown | NO | NONE | DISTRIBUTION | TNB | KUALA SELANGOR | NO | Unknown |  |  |  | NO | [8 empty] | S00153 | NO | [7 empty] | 3 | Pass | null
380113312 | S00152 |  |  |  | BKSL/PCE/J00056/MBNN01 | 300022171 | Existing | RYB |  | S00151 PE KEMAYAN | CLOSED | CLOSED | LINK |  | 11 kV |  | 19911110 |  |  |  |  | TAMCO |  |  | PEKAN SG BULOH | Unknown | Unknown | NO | NONE | DISTRIBUTION | TNB | KUALA SELANGOR | NO | Unknown |  |  |  | NO | [8 empty] | S00152 | NO | [7 empty] | 3 | Pass | null
380113329 | S00155 |  |  |  | BKSL/PCE/J00056/MBNN01 | 300022171 | Existing | RYB |  | SPARE | OPEN | CLOSED | LINK |  | 11 kV |  | 19911110 |  |  |  |  | TAMCO |  |  | PEKAN SG BULOH | Unknown | Unknown | NO | NONE | DISTRIBUTION | TNB | KUALA SELANGOR | NO | Unknown |  |  |  | NO | [8 empty] | S00155 | NO | [7 empty] | 3 | Pass | null
380117794 | R06757 |  |  |  | BKSL/PCE/J00831/MB | 300452590 | Existing | RYB |  |  | CLOSED | CLOSED | LINK |  | 11 kV |  | 17/05/2013 |  |  |  |  | INDKOM |  |  | AMAN SURIA | Unknown | Unknown | NO | NONE | DISTRIBUTION | TNB | KUALA SELANGOR | NO | Unknown |  |  |  | NO | [8 empty] | R06757 | NO | [7 empty] | 3 | Pass | null
380117799 | R06759 |  |  |  | BKSL/PCE/J00831/MB | 300452590 | Existing | RYB |  |  | CLOSED | CLOSED | LINK |  | 11 kV |  | 17/05/2013 |  |  |  |  | INDKOM |  |  | AMAN SURIA | Unknown | Unknown | NO | NONE | DISTRIBUTION | TNB | KUALA SELANGOR | NO | Unknown |  |  |  | NO | [8 empty] | R06759 | NO | [7 empty] | 3 | Pass | null
380117924 | R03179 |  |  |  | BKSL/PCE/J00465/MBRMU | 300313249 | Existing | RYB |  |  | CLOSED | CLOSED | LINK |  | 11 kV |  | 17/07/2002 |  |  |  |  | INDKOM |  |  | TECHNOPARK NO 2 | Unknown | Unknown | NO | NONE | DISTRIBUTION | TNB | KUALA SELANGOR | NO | Unknown |  |  |  | NO | [8 empty] | R03179 | NO | [7 empty] | 3 | Pass | null
380117941 | R03178 |  |  |  | BKSL/PCE/J00465/MBRMU | 300313249 | Existing | RYB |  |  | CLOSED | CLOSED | LINK |  | 11 kV |  | 17/07/2002 |  |  |  |  | INDKOM |  |  | TECHNOPARK NO 2 | Unknown | Unknown | NO | NONE | DISTRIBUTION | TNB | KUALA SELANGOR | NO | Unknown |  |  |  | NO | [8 empty] | R03178 | NO | [7 empty] | 3 | Pass | null
380118160 | R06648 | [5 empty] | Existing | Unknown |  |  | OPEN | OPEN | BUSBAR SECTION |  | 11 kV | [9 empty] | SPECIAL MADE IRON &STEEL | Unknown | Unknown | NO | NONE | DISTRIBUTION | TNB | KUALA SELANGOR | NO | Unknown |  |  |  | NO | [8 empty] | R06648 | [8 empty] | 0 | Fail | Please check "Phasing"
380118192 | R01861 |  |  |  | BKSL/PCE/J00463/MBRMU | 300313205 | Existing | RYB |  |  | CLOSED | CLOSED | LINK |  | 11 kV |  | 19961012 |  |  |  |  | TAMCO |  |  | TMN MUHIBBAH | Unknown | Unknown | NO | NONE | DISTRIBUTION | TNB | KUALA SELANGOR | NO | Unknown |  |  |  | NO | [8 empty] | R01861 | NO | [7 empty] | 3 | Pass | null
380118196 | R01864 |  |  |  | BKSL/PCE/J00463/MBRMU | 300313205 | Existing | RYB |  |  | CLOSED | CLOSED | LINK |  | 11 kV |  | 19961012 |  |  |  |  | TAMCO |  |  | TMN MUHIBBAH | Unknown | Unknown | NO | NONE | DISTRIBUTION | TNB | KUALA SELANGOR | NO | Unknown |  |  |  | NO | [8 empty] | R01864 | NO | [7 empty] | 3 | Pass | null
380118213 | R01863 |  |  |  | BKSL/PCE/J00463/MBRMU | 300313205 | Existing | RYB |  |  | CLOSED | CLOSED | LINK |  | 11 kV |  | 19961012 |  |  |  |  | TAMCO |  |  | TMN MUHIBBAH | Unknown | Unknown | NO | NONE | DISTRIBUTION | TNB | KUALA SELANGOR | NO | Unknown |  |  |  | NO | [8 empty] | R01863 | NO | [7 empty] | 3 | Pass | null
380118321 | R06134 |  |  |  | BKSL/PCE/J00584/MBRMU | 300313346 | Existing | RYB |  |  | CLOSED | CLOSED | LINK |  | 11 kV |  | 20/05/2002 |  |  |  |  | VEI |  |  | TMN SURIA BESTARI | Unknown | Unknown | NO | NONE | DISTRIBUTION | TNB | KUALA SELANGOR | NO | Unknown |  |  |  | NO | [8 empty] | R06134 | NO | [7 empty] | 3 | Pass | null
380118326 | R06136 |  |  |  | BKSL/PCE/J00584/MBRMU | 300313346 | Existing | RYB |  |  | CLOSED | CLOSED | LINK |  | 11 kV |  | 20/05/2002 |  |  |  |  | VEI |  |  | TMN SURIA BESTARI | Unknown | Unknown | NO | NONE | DISTRIBUTION | TNB | KUALA SELANGOR | NO | Unknown |  |  |  | NO | [8 empty] | R06136 | NO | [7 empty] | 3 | Pass | null
380118452 | S05561 |  |  |  | BKSL/PCE/J00613/MBRMU | 300345366 | Existing | RYB |  |  | CLOSED | CLOSED | LINK |  | 11 kV |  | 17/07/2006 |  |  |  |  | TAMCO |  |  | TANAMARAN NO.2 | Unknown | Unknown | NO | NONE | DISTRIBUTION | TNB | KUALA SELANGOR | NO | Unknown |  |  |  | NO | [8 empty] | S05561 | NO | [7 empty] | 3 | Pass | null
380118457 | S05563 |  |  |  | BKSL/PCE/J00613/MBRMU | 300345366 | Existing | RYB |  |  | CLOSED | CLOSED | LINK |  | 11 kV |  | 17/07/2006 |  |  |  |  | TAMCO |  |  | TANAMARAN NO.2 | Unknown | Unknown | NO | NONE | DISTRIBUTION | TNB | KUALA SELANGOR | NO | Unknown |  |  |  | NO | [8 empty] | S05563 | NO | [7 empty] | 3 | Pass | null
380118602 | S01565 |  |  |  | BKSL/PCE/J00349/MBRMU1 | 300243131 | Existing | RYB |  |  | CLOSED | CLOSED | LINK |  | 11 kV |  | 18/08/1993 |  |  |  |  | VEI |  |  | QTRS LADANG BKT TALANG NO 2 | Unknown | Unknown | NO | NONE | DISTRIBUTION | TNB | KUALA SELANGOR | NO | Unknown |  |  |  | NO | [8 empty] | S01565 | NO | [7 empty] | 3 | Pass | null
380118607 | S01564 |  |  |  | BKSL/PCE/J00349/MBRMU1 | 300243131 | Existing | RYB |  |  | CLOSED | CLOSED | LINK |  | 11 kV |  | 18/08/1993 |  |  |  |  | VEI |  |  | QTRS LADANG BKT TALANG NO 2 | Unknown | Unknown | NO | NONE | DISTRIBUTION | TNB | KUALA SELANGOR | NO | Unknown |  |  |  | NO | [8 empty] | S01564 | NO | [7 empty] | 3 | Pass | null
380118783 | S00486 |  |  |  | BKSL/PCE/J00239/MBRMU | 300313630 | Existing | RYB |  |  | CLOSED | CLOSED | LINK |  | 11 kV |  | 14/11/2007 |  |  |  |  | TAMCO |  |  | UJONG PERMATANG | Unknown | Unknown | NO | NONE | DISTRIBUTION | TNB | KUALA SELANGOR | NO | Unknown |  |  |  | NO | [8 empty] | S00486 | NO | [7 empty] | 3 | Pass | null
380118788 | S01556 |  |  |  | BKSL/PCE/J00239/MBRMU | 300313630 | Existing | RYB |  |  | CLOSED | CLOSED | LINK |  | 11 kV |  | 14/11/2007 |  |  |  |  | TAMCO |  |  | UJONG PERMATANG | Unknown | Unknown | NO | NONE | DISTRIBUTION | TNB | KUALA SELANGOR | NO | Unknown |  |  |  | NO | [8 empty] | S01556 | NO | [7 empty] | 3 | Pass | null
380134952 | S01688 |  |  |  | BKSL/PCE/J00740/MBRMU | 300346004 | Existing | RYB |  | S05629 SHAH ALAM 2 FASA 5A5/2 | CLOSED | CLOSED | LINK |  | 11 kV |  | 19/04/2006 |  |  |  |  | VEI |  |  | SHAH ALAM 2 NO.5B 1 | Unknown | Unknown | NO | NONE | DISTRIBUTION | TNB | KUALA SELANGOR | NO | Unknown |  |  |  | NO | [8 empty] | S01688 | NO | [7 empty] | 3 | Pass | null
380134957 | S01690 |  |  |  | BKSL/PCE/J00740/MBRMU | 300346004 | Existing | RYB |  |  | CLOSED | CLOSED | LINK |  | 11 kV |  | 19/04/2006 |  |  |  |  | VEI |  |  | SHAH ALAM 2 NO.5B 1 | Unknown | Unknown | NO | NONE | DISTRIBUTION | TNB | KUALA SELANGOR | NO | Unknown |  |  |  | NO | [8 empty] | S01690 | NO | [7 empty] | 3 | Pass | null
380135047 | S05625 |  |  |  | BKSL/PCE/J00735/MBRMU | 300346008 | Existing | RYB |  | S05712 SHAH ALAM 2 FASA 5A4 NO.2 | CLOSED | CLOSED | LINK |  | 11 kV |  | 28/06/2006 |  |  |  |  | INDKOM |  |  | SHAH ALAM 2 FASA 5A5/1 | Unknown | Unknown | NO | NONE | DISTRIBUTION | TNB | KUALA SELANGOR | NO | Unknown |  |  |  | NO | [8 empty] | S05625 | NO | [7 empty] | 3 | Pass | null
380135064 | S05622 |  |  |  | BKSL/PCE/J00735/MBRMU | 300346008 | Existing | RYB |  | S05773 SHAH ALAM 2 FASA 5A6 NO.1 | CLOSED | CLOSED | LINK |  | 11 kV |  | 28/06/2006 |  |  |  |  | INDKOM |  |  | SHAH ALAM 2 FASA 5A5/1 | Unknown | Unknown | NO | NONE | DISTRIBUTION | TNB | KUALA SELANGOR | NO | Unknown |  |  |  | NO | [8 empty] | S05622 | NO | [7 empty] | 3 | Pass | null
380135206 | R04745 |  |  |  | BKSL/PCE/J00790/MBRMU | 300344308 | Existing | RYB |  |  | CLOSED | CLOSED | LINK |  | 11 kV |  | 20051010 |  |  |  |  | VEI |  |  | INDS ALAM JAYA NO.5 | Unknown | Unknown | NO | NONE | DISTRIBUTION | TNB | KUALA SELANGOR | NO | Unknown |  |  |  | NO | [8 empty] | R04745 | NO | [7 empty] | 3 | Pass | null
380135223 | R04743 |  |  |  | BKSL/PCE/J00790/MBRMU | 300344308 | Existing | RYB |  |  | CLOSED | CLOSED | LINK |  | 11 kV |  | 20051010 |  |  |  |  | VEI |  |  | INDS ALAM JAYA NO.5 | Unknown | Unknown | NO | NONE | DISTRIBUTION | TNB | KUALA SELANGOR | NO | Unknown |  |  |  | NO | [8 empty] | R04743 | NO | [7 empty] | 3 | Pass | null
380135376 | R04541 |  |  |  | BKSL/PCE/J00791/MBRMU | 300346115 | Existing | RYB |  |  | CLOSED | CLOSED | LINK |  | 11 kV |  | 22/03/2006 |  |  |  |  | TOPRANK |  |  | PERDANA PARK NO.1 | Unknown | Unknown | NO | NONE | DISTRIBUTION | TNB | KUALA SELANGOR | NO | Unknown |  |  |  | NO | [8 empty] | R04541 | NO | [7 empty] | 3 | Pass | null
380135381 | R04538 |  |  |  | BKSL/PCE/J00791/MBRMU | 300346115 | Existing | RYB |  |  | CLOSED | CLOSED | LINK |  | 11 kV |  | 22/03/2006 |  |  |  |  | TOPRANK |  |  | PERDANA PARK NO.1 | Unknown | Unknown | NO | NONE | DISTRIBUTION | TNB | KUALA SELANGOR | NO | Unknown |  |  |  | NO | [8 empty] | R04538 | NO | [7 empty] | 3 | Pass | null
380135470 | R04595 |  |  |  | BKSL/PCE/J00792/MBRMU | 300344575 | Existing | RYB |  |  | CLOSED | CLOSED | LINK |  | 11 kV |  | 18/08/2006 |  |  |  |  | TAMCO |  |  | KLG LOT 63 UNICAN ALAM JAYA | Unknown | Unknown | NO | NONE | DISTRIBUTION | TNB | KUALA SELANGOR | NO | Unknown |  |  |  | NO | [8 empty] | R04595 | NO | [7 empty] | 3 | Pass | null
380135475 | R04597 |  |  |  | BKSL/PCE/J00792/MBRMU | 300344575 | Existing | RYB |  |  | CLOSED | CLOSED | LINK |  | 11 kV |  | 18/08/2006 |  |  |  |  | TAMCO |  |  | KLG LOT 63 UNICAN ALAM JAYA | Unknown | Unknown | NO | NONE | DISTRIBUTION | TNB | KUALA SELANGOR | NO | Unknown |  |  |  | NO | [8 empty] | R04597 | NO | [7 empty] | 3 | Pass | null
380135564 | R04598 |  |  |  | BKSL/PCE/J00793/MBRMU | 300344574 | Existing | RYB |  |  | CLOSED | CLOSED | LINK |  | 11 kV |  | 17/07/2006 |  |  |  |  | TAMCO |  |  | KLG LOT 62 ALAM JAYA | Unknown | Unknown | NO | NONE | DISTRIBUTION | TNB | KUALA SELANGOR | NO | Unknown |  |  |  | NO | [8 empty] | R04598 | NO | [7 empty] | 3 | Pass | null
380135569 | R04600 |  |  |  | BKSL/PCE/J00793/MBRMU | 300344574 | Existing | RYB |  |  | CLOSED | CLOSED | LINK |  | 11 kV |  | 17/07/2006 |  |  |  |  | TAMCO |  |  | KLG LOT 62 ALAM JAYA | Unknown | Unknown | NO | NONE | DISTRIBUTION | TNB | KUALA SELANGOR | NO | Unknown |  |  |  | NO | [8 empty] | R04600 | NO | [7 empty] | 3 | Pass | null
380135658 | R06590 |  |  |  | BKSL/PCE/J00823/MBRMU | 300443560 | Existing | RYB |  |  | CLOSED | CLOSED | LINK |  | 11 kV | [9 empty] | GUDANG BESI JLN 2/6 | Unknown | Unknown | NO | NONE | DISTRIBUTION | TNB | KUALA SELANGOR | NO | Unknown |  |  |  | NO | [8 empty] | R06590 | NO | [7 empty] | 3 | Pass | null
380135663 | R06588 |  |  |  | BKSL/PCE/J00823/MBRMU | 300443560 | Existing | RYB |  |  | CLOSED | CLOSED | LINK |  | 11 kV | [9 empty] | GUDANG BESI JLN 2/6 | Unknown | Unknown | NO | NONE | DISTRIBUTION | TNB | KUALA SELANGOR | NO | Unknown |  |  |  | NO | [8 empty] | R06588 | NO | [7 empty] | 3 | Pass | null
380135752 | R05677 |  |  |  | BKSL/PCE/J00796/MBRMU | 300346109 | Existing | RYB |  |  | CLOSED | CLOSED | LINK |  | 11 kV |  | 15/12/2006 |  |  |  |  | TAMCO |  |  | LOT 65 JS CON ALAM JAYA | Unknown | Unknown | NO | NONE | DISTRIBUTION | TNB | KUALA SELANGOR | NO | Unknown |  |  |  | NO | [8 empty] | R05677 | NO | [7 empty] | 3 | Pass | null
380135757 | R05679 |  |  |  | BKSL/PCE/J00796/MBRMU | 300346109 | Existing | RYB |  |  | CLOSED | CLOSED | LINK |  | 11 kV |  | 15/12/2006 |  |  |  |  | TAMCO |  |  | LOT 65 JS CON ALAM JAYA | Unknown | Unknown | NO | NONE | DISTRIBUTION | TNB | KUALA SELANGOR | NO | Unknown |  |  |  | NO | [8 empty] | R05679 | NO | [7 empty] | 3 | Pass | null
380135846 | R06250 |  |  |  | BKSL/PCE/J00816/MBRMU | 300346268 | Existing | RYB |  |  | CLOSED | CLOSED | LINK |  | 11 kV |  | 22/09/2009 |  |  |  |  | TAMCO |  |  | KILANG LOT 11273 JLN 2/6 | Unknown | Unknown | NO | NONE | DISTRIBUTION | TNB | KUALA SELANGOR | NO | Unknown |  |  |  | NO | [8 empty] | R06250 | NO | [7 empty] | 3 | Pass | null
380135851 | R06248 |  |  |  | BKSL/PCE/J00816/MBRMU | 300346268 | Existing | RYB |  |  | CLOSED | CLOSED | LINK |  | 11 kV |  | 22/09/2009 |  |  |  |  | TAMCO |  |  | KILANG LOT 11273 JLN 2/6 | Unknown | Unknown | NO | NONE | DISTRIBUTION | TNB | KUALA SELANGOR | NO | Unknown |  |  |  | NO | [8 empty] | R06248 | NO | [7 empty] | 3 | Pass | null
380136041 | R04536 |  |  |  | BKSL/PCE/J00794/MBRMU | 300346062 | Existing | RYB |  |  | CLOSED | CLOSED | LINK |  | 11 kV |  | 18/08/2006 |  |  |  |  | ABB |  |  | ICECLUB ALAM JAYA | Unknown | Unknown | NO | NONE | DISTRIBUTION | TNB | KUALA SELANGOR | NO | Unknown |  |  |  | NO | [8 empty] | R04536 | NO | [7 empty] | 3 | Pass | null
380136047 | R04535 |  |  |  | BKSL/PCE/J00794/MBRMU | 300346062 | Existing | RYB |  |  | CLOSED | CLOSED | LINK |  | 11 kV |  | 18/08/2006 |  |  |  |  | ABB |  |  | ICECLUB ALAM JAYA | Unknown | Unknown | NO | NONE | DISTRIBUTION | TNB | KUALA SELANGOR | NO | Unknown |  |  |  | NO | [8 empty] | R04535 | NO | [7 empty] | 3 | Pass | null
380136052 | R04537 |  |  |  | BKSL/PCE/J00794/MBRMU | 300346062 | Existing | RYB |  |  | CLOSED | CLOSED | LINK |  | 11 kV |  | 18/08/2006 |  |  |  |  | ABB |  |  | ICECLUB ALAM JAYA | Unknown | Unknown | NO | NONE | DISTRIBUTION | TNB | KUALA SELANGOR | NO | Unknown |  |  |  | NO | [8 empty] | R04537 | NO | [7 empty] | 3 | Pass | null
380136060 | R05503 |  |  |  | BKSL/PCE/J00755/MBRMU | 300344228 | Existing | RYB |  |  | CLOSED | CLOSED | LINK |  | 11 kV |  | 26/06/1990 |  |  |  |  | TAMCO |  |  | MULTIGUNA CON & DEV | Unknown | Unknown | NO | NONE | DISTRIBUTION | TNB | KUALA SELANGOR | NO | Unknown |  |  |  | NO | [8 empty] | R05503 | NO | [7 empty] | 3 | Pass | null
380136065 | R05501 |  |  |  | BKSL/PCE/J00755/MBRMU | 300344228 | Existing | RYB |  |  | CLOSED | CLOSED | LINK |  | 11 kV |  | 26/06/1990 |  |  |  |  | TAMCO |  |  | MULTIGUNA CON & DEV | Unknown | Unknown | NO | NONE | DISTRIBUTION | TNB | KUALA SELANGOR | NO | Unknown |  |  |  | NO | [8 empty] | R05501 | NO | [7 empty] | 3 | Pass | null
380136154 | R04589 |  |  |  | BKSL/PCE/J00799/MBRMU | 300346107 | Existing | RYB |  |  | CLOSED | CLOSED | LINK |  | 11 kV |  | 20061110 |  |  |  |  | TAMCO |  |  | KLG LOT 58 ALAM JAYA | Unknown | Unknown | NO | NONE | DISTRIBUTION | TNB | KUALA SELANGOR | NO | Unknown |  |  |  | NO | [8 empty] | R04589 | NO | [7 empty] | 3 | Pass | null
380136159 | R04591 |  |  |  | BKSL/PCE/J00799/MBRMU | 300346107 | Existing | RYB |  |  | CLOSED | CLOSED | LINK |  | 11 kV |  | 20061110 |  |  |  |  | TAMCO |  |  | KLG LOT 58 ALAM JAYA | Unknown | Unknown | NO | NONE | DISTRIBUTION | TNB | KUALA SELANGOR | NO | Unknown |  |  |  | NO | [8 empty] | R04591 | NO | [7 empty] | 3 | Pass | null
380136248 | R05361 |  |  |  | BKSL/PCE/J00797/MBRMU | 300346108 | Existing | RYB |  |  | CLOSED | CLOSED | LINK |  | 11 kV |  | 14/11/2006 |  |  |  |  | MERLIN GERIN |  |  | KYODO STEEL | Unknown | Unknown | NO | NONE | DISTRIBUTION | TNB | KUALA SELANGOR | NO | Unknown |  |  |  | NO | [8 empty] | R05361 | NO | [7 empty] | 3 | Pass | null
380136253 | R05363 |  |  |  | BKSL/PCE/J00797/MBRMU | 300346108 | Existing | RYB |  |  | CLOSED | CLOSED | LINK |  | 11 kV |  | 14/11/2006 |  |  |  |  | MERLIN GERIN |  |  | KYODO STEEL | Unknown | Unknown | NO | NONE | DISTRIBUTION | TNB | KUALA SELANGOR | NO | Unknown |  |  |  | NO | [8 empty] | R05363 | NO | [7 empty] | 3 | Pass | null
380136368 | R05226 |  |  |  | BKSL/PCE/J00800/MBRMU | 300344305 | Existing | RYB |  |  | CLOSED | CLOSED | LINK |  | 11 kV |  | 18/08/2005 |  |  |  |  | MERLIN GERIN |  |  | KLG KAYU PAPAN & LOGAM BERJAYA | Unknown | Unknown | NO | NONE | DISTRIBUTION | TNB | KUALA SELANGOR | NO | Unknown |  |  |  | NO | [8 empty] | R05226 | NO | [7 empty] | 3 | Pass | null
380136373 | R05228 |  |  |  | BKSL/PCE/J00800/MBRMU | 300344305 | Existing | RYB |  |  | CLOSED | CLOSED | LINK |  | 11 kV |  | 18/08/2005 |  |  |  |  | MERLIN GERIN |  |  | KLG KAYU PAPAN & LOGAM BERJAYA | Unknown | Unknown | NO | NONE | DISTRIBUTION | TNB | KUALA SELANGOR | NO | Unknown |  |  |  | NO | [8 empty] | R05228 | NO | [7 empty] | 3 | Pass | null
380136462 | R05324 |  |  |  | BKSL/PCE/J00801/MBRMU | 300344306 | Existing | RYB |  |  | CLOSED | CLOSED | LINK |  | 11 kV |  | 20/09/2005 | [7 empty] | KWAN SENS WARE | Unknown | Unknown | NO | NONE | DISTRIBUTION | TNB | KUALA SELANGOR | NO | Unknown |  |  |  | NO | [8 empty] | R05324 | NO | [7 empty] | 3 | Pass | null
380136467 | R05326 |  |  |  | BKSL/PCE/J00801/MBRMU | 300344306 | Existing | RYB |  |  | CLOSED | CLOSED | LINK |  | 11 kV |  | 20/09/2005 | [7 empty] | KWAN SENS WARE | Unknown | Unknown | NO | NONE | DISTRIBUTION | TNB | KUALA SELANGOR | NO | Unknown |  |  |  | NO | [8 empty] | R05326 | NO | [7 empty] | 3 | Pass | null
380136556 | R05570 |  |  |  | BKSL/PCE/J00802/MBRMU | 300344304 | Existing | RYB |  |  | CLOSED | CLOSED | LINK |  | 11 kV |  | 19901107 |  |  |  |  | TAMCO |  |  | NATURE LEADER | Unknown | Unknown | NO | NONE | DISTRIBUTION | TNB | KUALA SELANGOR | NO | Unknown |  |  |  | NO | [8 empty] | R05570 | NO | [7 empty] | 3 | Pass | null
380136561 | R05572 |  |  |  | BKSL/PCE/J00802/MBRMU | 300344304 | Existing | RYB |  |  | CLOSED | CLOSED | LINK |  | 11 kV |  | 19901107 |  |  |  |  | TAMCO |  |  | NATURE LEADER | Unknown | Unknown | NO | NONE | DISTRIBUTION | TNB | KUALA SELANGOR | NO | Unknown |  |  |  | NO | [8 empty] | R05572 | NO | [7 empty] | 3 | Pass | null
380136744 | R06299 |  |  |  | BKSL/PCE/J00788/MBRMU | 300344302 | Existing | RYB |  |  | CLOSED | CLOSED | LINK |  | 11 kV |  | 28/06/1990 | [7 empty] | PADAT MULTIGUNA TMN ALAM JAYA 2/5 | Unknown | Unknown | NO | NONE | DISTRIBUTION | TNB | KUALA SELANGOR | NO | Unknown |  |  |  | NO | [8 empty] | R06299 | NO | [7 empty] | 3 | Pass | null
380136749 | R06301 |  |  |  | BKSL/PCE/J00788/MBRMU | 300344302 | Existing | RYB |  |  | CLOSED | CLOSED | LINK |  | 11 kV |  | 28/06/1990 | [7 empty] | PADAT MULTIGUNA TMN ALAM JAYA 2/5 | Unknown | Unknown | NO | NONE | DISTRIBUTION | TNB | KUALA SELANGOR | NO | Unknown |  |  |  | NO | [8 empty] | R06301 | NO | [7 empty] | 3 | Pass | null
380136898 | 30 | [5 empty] | Existing | Unknown |  |  | OPEN | OPEN | BUSBAR SECTION |  | 11 kV |  | 20061106 | [7 empty] | STESEN SUIS SECTION 2 PHASE 1B P.ALAM | Unknown | Unknown | NO | NONE | DISTRIBUTION | TNB | KUALA SELANGOR | NO | Unknown |  |  |  | NO | [8 empty] | 30 | [8 empty] | 0 | Fail | Please check "Phasing"
380137324 | S05702 |  |  |  | BKSL/PCE/J00718/MBRMU | 300345838 | Existing | RYB |  | S05881 RUMAH BANGLO PUNCAK ALAM JAYA 2 | CLOSED | CLOSED | LINK |  | 11 kV |  | 14/11/2006 | [7 empty] | FASA 3A1 PUNCAK ALAM | Unknown | Unknown | NO | NONE | DISTRIBUTION | TNB | KUALA SELANGOR | NO | Unknown |  |  |  | NO | [8 empty] | S05702 | NO | [7 empty] | 3 | Pass | null
380137341 | S01091 |  |  |  | BKSL/PCE/J00718/MBRMU | 300345838 | Existing | RYB |  |  | CLOSED | CLOSED | LINK |  | 11 kV |  | 14/11/2006 | [7 empty] | FASA 3A1 PUNCAK ALAM | Unknown | Unknown | NO | NONE | DISTRIBUTION | TNB | KUALA SELANGOR | NO | Unknown |  |  |  | NO | [8 empty] | S01091 | NO | [7 empty] | 3 | Pass | null
380137561 | S05645 | [5 empty] | Existing | RYB |  |  | CLOSED | CLOSED | LINK |  | 11 kV | [9 empty] | SMK PUNCAK ALAM FASA 3 | Unknown | Unknown | NO | NONE | DISTRIBUTION | TNB | KUALA SELANGOR | NO | Unknown |  |  |  | NO | [8 empty] | S05645 | NO | [7 empty] | 3 | Pass | null
380137566 | S05647 | [5 empty] | Existing | RYB |  |  | CLOSED | CLOSED | LINK |  | 11 kV | [9 empty] | SMK PUNCAK ALAM FASA 3 | Unknown | Unknown | NO | NONE | DISTRIBUTION | TNB | KUALA SELANGOR | NO | Unknown |  |  |  | NO | [8 empty] | S05647 | NO | [7 empty] | 3 | Pass | null
380137676 | S01134 |  |  |  | BKSL/PCE/J00724/MBRMU | 300345897 | Existing | RYB |  |  | CLOSED | CLOSED | LINK |  | 11 kV |  | 20061107 |  |  |  |  | TAMCO |  |  | JUWITA FASA 3 C NO 3 | Unknown | Unknown | NO | NONE | DISTRIBUTION | TNB | KUALA SELANGOR | NO | Unknown |  |  |  | NO | [8 empty] | S01134 | NO | [7 empty] | 3 | Pass | null
380137693 | S01137 |  |  |  | BKSL/PCE/J00724/MBRMU | 300345897 | Existing | RYB |  |  | CLOSED | CLOSED | LINK |  | 11 kV |  | 20061107 |  |  |  |  | TAMCO |  |  | JUWITA FASA 3 C NO 3 | Unknown | Unknown | NO | NONE | DISTRIBUTION | TNB | KUALA SELANGOR | NO | Unknown |  |  |  | NO | [8 empty] | S01137 | NO | [7 empty] | 3 | Pass | null
380137887 | S01126 |  |  |  | BKSL/PCE/J00726/MBRMU | 300345910 | Existing | RYB |  |  | CLOSED | CLOSED | LINK |  | 11 kV |  | 20/09/2006 |  |  |  |  | TAMCO |  |  | JUWITA FASA 3 C NO 1 | Unknown | Unknown | NO | NONE | DISTRIBUTION | TNB | KUALA SELANGOR | NO | Unknown |  |  |  | NO | [8 empty] | S01126 | NO | [7 empty] | 3 | Pass | null
380137904 | S01129 |  |  |  | BKSL/PCE/J00726/MBRMU | 300345910 | Existing | RYB |  |  | CLOSED | CLOSED | LINK |  | 11 kV |  | 20/09/2006 |  |  |  |  | TAMCO |  |  | JUWITA FASA 3 C NO 1 | Unknown | Unknown | NO | NONE | DISTRIBUTION | TNB | KUALA SELANGOR | NO | Unknown |  |  |  | NO | [8 empty] | S01129 | NO | [7 empty] | 3 | Pass | null
380138165 | S05690 | [5 empty] | Existing | RYB |  |  | CLOSED | CLOSED | LINK |  | 11 kV | [9 empty] | RUMAH PAM PUNCAK BESTARI | Unknown | Unknown | NO | NONE | DISTRIBUTION | TNB | KUALA SELANGOR | NO | Unknown |  |  |  | NO | [8 empty] | S05690 | NO | [7 empty] | 3 | Pass | null
380138182 | S05687 | [5 empty] | Existing | RYB |  |  | CLOSED | CLOSED | LINK |  | 11 kV | [9 empty] | RUMAH PAM PUNCAK BESTARI | Unknown | Unknown | NO | NONE | DISTRIBUTION | TNB | KUALA SELANGOR | NO | Unknown |  |  |  | NO | [8 empty] | S05687 | NO | [7 empty] | 3 | Pass | null
380138375 | S05693 |  |  |  | BKSL/PCE/J00863/MBRMU | 300515336 | Existing | RYB |  |  | CLOSED | CLOSED | LINK |  | 11 kV | [6 empty] | INDKOM |  |  | MASJID BARU PUNCAK ALAM | Unknown | Unknown | NO | NONE | DISTRIBUTION | TNB | KUALA SELANGOR | NO | Unknown |  |  |  | NO | [8 empty] | S05693 | NO | [7 empty] | 3 | Pass | null
380138380 | S05691 |  |  |  | BKSL/PCE/J00863/MBRMU | 300515336 | Existing | RYB |  |  | CLOSED | CLOSED | LINK |  | 11 kV | [6 empty] | INDKOM |  |  | MASJID BARU PUNCAK ALAM | Unknown | Unknown | NO | NONE | DISTRIBUTION | TNB | KUALA SELANGOR | NO | Unknown |  |  |  | NO | [8 empty] | S05691 | NO | [7 empty] | 3 | Pass | null
380138490 | S00296 |  |  |  | BKSL/PCE/J00117/MBRMU | 300345712 | Existing | RYB |  |  | CLOSED | CLOSED | LINK |  | 11 kV |  | 17/07/2006 |  |  |  |  | TAMCO |  |  | BKT KUCING KLINIK | Unknown | Unknown | NO | NONE | DISTRIBUTION | TNB | KUALA SELANGOR | NO | Unknown |  |  |  | NO | [8 empty] | S00296 | NO | [7 empty] | 3 | Pass | null
380138494 | S00295 |  |  |  | BKSL/PCE/J00117/MBRMU | 300345712 | Existing | RYB |  |  | CLOSED | CLOSED | LINK |  | 11 kV |  | 17/07/2006 |  |  |  |  | TAMCO |  |  | BKT KUCING KLINIK | Unknown | Unknown | NO | NONE | DISTRIBUTION | TNB | KUALA SELANGOR | NO | Unknown |  |  |  | NO | [8 empty] | S00295 | NO | [7 empty] | 3 | Pass | null
380138511 | S00298 |  |  |  | BKSL/PCE/J00117/MBRMU | 300345712 | Existing | RYB |  |  | OPEN | CLOSED | LINK |  | 11 kV |  | 17/07/2006 |  |  |  |  | TAMCO |  |  | BKT KUCING KLINIK | Unknown | Unknown | NO | NONE | DISTRIBUTION | TNB | KUALA SELANGOR | NO | Unknown |  |  |  | NO | [8 empty] | S00298 | NO | [7 empty] | 3 | Pass | null
380138613 | R07613 |  |  |  | BKSL/PCE/J00352/MBRMU | 300344567 | Existing | RYB |  |  | CLOSED | CLOSED | LINK |  | 11 kV |  | 18/03/2006 |  |  |  |  | INDKOM |  |  | TAMAN ALAM SUTERA ALAM JAYA | Unknown | Unknown | NO | NONE | DISTRIBUTION | TNB | KUALA SELANGOR | NO | Unknown |  |  |  | NO | [8 empty] | R07613 | NO | [7 empty] | 3 | Pass | null
380138630 | R07611 |  |  |  | BKSL/PCE/J00352/MBRMU | 300344567 | Existing | RYB |  |  | CLOSED | CLOSED | LINK |  | 11 kV |  | 18/03/2006 |  |  |  |  | INDKOM |  |  | TAMAN ALAM SUTERA ALAM JAYA | Unknown | Unknown | NO | NONE | DISTRIBUTION | TNB | KUALA SELANGOR | NO | Unknown |  |  |  | NO | [8 empty] | R07611 | NO | [7 empty] | 3 | Pass | null
380152244 | S05833 |  |  |  | BKSL/PCE/J00388/MB1 | 300520550 | Existing | RYB |  | S05827 SG SIREH BAN 2 | CLOSED | CLOSED | LINK |  | 11 kV |  | 20150101 | [7 empty] | SG SIREH BAN 3 | Unknown | Unknown | NO | NONE | DISTRIBUTION | TNB | KUALA SELANGOR | NO | Unknown |  |  |  | NO | [8 empty] | S05833 | NO | [7 empty] | 3 | Pass | null
380152249 | S05835 |  |  |  | BKSL/PCE/J00388/MB1 | 300520550 | Existing | RYB |  | S05836 PE SG SIREH BAN 4 | CLOSED | CLOSED | LINK |  | 11 kV |  | 20150101 | [7 empty] | SG SIREH BAN 3 | Unknown | Unknown | NO | NONE | DISTRIBUTION | TNB | KUALA SELANGOR | NO | Unknown |  |  |  | NO | [8 empty] | S05835 | NO | [7 empty] | 3 | Pass | null
380152358 | S05836 |  |  |  | BKSL/PCE/J00857/MBRMU | 300515523 | Existing | RYB |  | S05835 PE SG SIREH BAN 3 | CLOSED | CLOSED | LINK |  | 11 kV | [9 empty] | SG SIREH BAN 4 | Unknown | Unknown | NO | NONE | DISTRIBUTION | TNB | KUALA SELANGOR | NO | Unknown |  |  |  | NO | [8 empty] | S05836 | NO | [7 empty] | 3 | Pass | null
380152363 | S05838 |  |  |  | BKSL/PCE/J00857/MBRMU | 300515523 | Existing | RYB |  | S05839 PE LOJI AIR SG SIREH, L807 | CLOSED | CLOSED | LINK |  | 11 kV | [9 empty] | SG SIREH BAN 4 | Unknown | Unknown | NO | NONE | DISTRIBUTION | TNB | KUALA SELANGOR | NO | Unknown |  |  |  | NO | [8 empty] | S05838 | NO | [7 empty] | 3 | Pass | null
380152472 | S05839 |  |  |  | BKSL/PCE/J00871/MBRMU1 | 300515675 | Existing | RYB |  | S05838 PE SG SIREH BAN 4 | CLOSED | CLOSED | LINK |  | 11 kV |  | 20150101 | [7 empty] | LOJI AIR SG SIREH | Unknown | Unknown | NO | NONE | DISTRIBUTION | TNB | KUALA SELANGOR | NO | Unknown |  |  |  | NO | [8 empty] | S05839 | NO | [7 empty] | 3 | Pass | null
380152477 | S05841 |  |  |  | BKSL/PCE/J00871/MBRMU1 | 300515675 | Existing | RYB |  | SPARE | OPEN | CLOSED | LINK |  | 11 kV |  | 20150101 | [7 empty] | LOJI AIR SG SIREH | Unknown | Unknown | NO | NONE | DISTRIBUTION | TNB | KUALA SELANGOR | NO | Unknown |  |  |  | NO | [8 empty] | S05841 | NO | [7 empty] | 3 | Pass | null
380152586 | S00566 |  |  |  | BKSL/PCE/J00158/MBNN01 | 300022608 | Existing | RYB |  | S00569 PE PT 1 | CLOSED | CLOSED | LINK |  | 11 kV |  | 14/11/1999 |  |  |  |  | TAMCO |  |  | PT 2 | Unknown | Unknown | NO | NONE | DISTRIBUTION | TNB | KUALA SELANGOR | NO | Unknown |  |  |  | NO | [8 empty] | S00566 | NO | [7 empty] | 3 | Pass | null
380152591 | S00568 |  |  |  | BKSL/PCE/J00158/MBNN01 | 300022608 | Existing | RYB |  | S00563 PE KLG BIJI BENIH T/AIR 2 | CLOSED | CLOSED | LINK |  | 11 kV |  | 14/11/1999 |  |  |  |  | TAMCO |  |  | PT 2 | Unknown | Unknown | NO | NONE | DISTRIBUTION | TNB | KUALA SELANGOR | NO | Unknown |  |  |  | NO | [8 empty] | S00568 | NO | [7 empty] | 3 | Pass | null
380152700 | S00565 |  |  |  | BKSL/PCE/J00157/MBNN01 | 300022603 | Existing | RYB |  | S00562 PE PT 3 | CLOSED | CLOSED | LINK |  | 11 kV |  | 19961110 | [7 empty] | KLG BIJI BENIH T/AIR 2 | Unknown | Unknown | NO | NONE | DISTRIBUTION | TNB | KUALA SELANGOR | NO | Unknown |  |  |  | NO | [8 empty] | S00565 | NO | [7 empty] | 3 | Pass | null
380152705 | S00563 |  |  |  | BKSL/PCE/J00157/MBNN01 | 300022603 | Existing | RYB |  | S00568 PE PT 2 | CLOSED | CLOSED | LINK |  | 11 kV |  | 19961110 | [7 empty] | KLG BIJI BENIH T/AIR 2 | Unknown | Unknown | NO | NONE | DISTRIBUTION | TNB | KUALA SELANGOR | NO | Unknown |  |  |  | NO | [8 empty] | S00563 | NO | [7 empty] | 3 | Pass | null
380152814 | S00560 |  |  |  | BKSL/PCE/J00156/MBNN01 | 300022598 | Existing | RYB |  | S00559 PE PT 4 | CLOSED | CLOSED | LINK |  | 11 kV |  | 22/09/2001 |  |  |  |  | TAMCO |  |  | PT 3 | Unknown | Unknown | NO | NONE | DISTRIBUTION | TNB | KUALA SELANGOR | NO | Unknown |  |  |  | NO | [8 empty] | S00560 | NO | [7 empty] | 3 | Pass | null
380152819 | S00562 |  |  |  | BKSL/PCE/J00156/MBNN01 | 300022598 | Existing | RYB |  | S00565 PE KLG BIJI BENIH T/AIR 2 | CLOSED | CLOSED | LINK |  | 11 kV |  | 22/09/2001 |  |  |  |  | TAMCO |  |  | PT 3 | Unknown | Unknown | NO | NONE | DISTRIBUTION | TNB | KUALA SELANGOR | NO | Unknown |  |  |  | NO | [8 empty] | S00562 | NO | [7 empty] | 3 | Pass | null
380152928 | S00559 |  |  |  | BKSL/PCE/J00155/MBNN01 | 300022593 | Existing | RYB |  | S00560 PE PT 3 | CLOSED | CLOSED | LINK |  | 11 kV |  | 18/08/1991 |  |  |  |  | TAMCO |  |  | PT 4 | Unknown | Unknown | NO | NONE | DISTRIBUTION | TNB | KUALA SELANGOR | NO | Unknown |  |  |  | NO | [8 empty] | S00559 | NO | [7 empty] | 3 | Pass | null
380152933 | S00557 |  |  |  | BKSL/PCE/J00155/MBNN01 | 300022593 | Existing | RYB |  | S05451 PE ZHONG LEE FISHERY | CLOSED | CLOSED | LINK |  | 11 kV |  | 18/08/1991 |  |  |  |  | TAMCO |  |  | PT 4 | Unknown | Unknown | NO | NONE | DISTRIBUTION | TNB | KUALA SELANGOR | NO | Unknown |  |  |  | NO | [8 empty] | S00557 | NO | [7 empty] | 3 | Pass | null
380153044 | S05451 |  |  |  | BKSL/PCE/J00575/MBRMU | 300313786 | Existing | RYB |  | S00557 PE PT 4 | CLOSED | CLOSED | LINK |  | 11 kV |  | 22/09/2007 |  |  |  |  | TAMCO |  |  | ZHONG LEE FISHERY | Unknown | Unknown | NO | NONE | DISTRIBUTION | TNB | KUALA SELANGOR | NO | Unknown |  |  |  | NO | [8 empty] | S05451 | NO | [7 empty] | 3 | Pass | null
380153049 | S05449 |  |  |  | BKSL/PCE/J00575/MBRMU | 300313786 | Existing | RYB |  | S05579 PE PANJI MUARA | CLOSED | CLOSED | LINK |  | 11 kV |  | 22/09/2007 |  |  |  |  | TAMCO |  |  | ZHONG LEE FISHERY | Unknown | Unknown | NO | NONE | DISTRIBUTION | TNB | KUALA SELANGOR | NO | Unknown |  |  |  | NO | [8 empty] | S05449 | NO | [7 empty] | 3 | Pass | null
380153158 | S01508 |  |  |  | BKSL/PCE/J00208/MBRMU1 | 300242564 | Existing | RYB |  |  | CLOSED | CLOSED | LINK |  | 11 kV |  | 19991010 | [7 empty] | GAWAR-GAWAR (JENTAYU TUAH) | Unknown | Unknown | NO | NONE | DISTRIBUTION | TNB | KUALA SELANGOR | NO | Unknown |  |  |  | NO | [8 empty] | S01508 | NO | [7 empty] | 3 | Pass | null
380153163 | S01510 |  |  |  | BKSL/PCE/J00208/MBRMU1 | 300242564 | Existing | RYB |  | S00408 PE SG GULANG-GULANG | CLOSED | CLOSED | LINK |  | 11 kV |  | 19991010 | [7 empty] | GAWAR-GAWAR (JENTAYU TUAH) | Unknown | Unknown | NO | NONE | DISTRIBUTION | TNB | KUALA SELANGOR | NO | Unknown |  |  |  | NO | [8 empty] | S01510 | NO | [7 empty] | 3 | Pass | null
380153272 | S00408 |  |  |  | BKSL/PCE/J00210/MBRMU1 | 300344086 | Existing | RYB |  | S01510 PE GAWAR-GAWAR (JENTAYU TUAH) | CLOSED | CLOSED | LINK |  | 11 kV | [6 empty] | TAMCO |  |  | SG GULANG-GULANG | Unknown | Unknown | NO | NONE | DISTRIBUTION | TNB | KUALA SELANGOR | NO | Unknown |  |  |  | NO | [8 empty] | S00408 | NO | [7 empty] | 3 | Pass | null
380153277 | S00406 |  |  |  | BKSL/PCE/J00210/MBRMU1 | 300344086 | Existing | RYB |  | S05591 PE DETIK ATURAN | CLOSED | CLOSED | LINK |  | 11 kV | [6 empty] | TAMCO |  |  | SG GULANG-GULANG | Unknown | Unknown | NO | NONE | DISTRIBUTION | TNB | KUALA SELANGOR | NO | Unknown |  |  |  | NO | [8 empty] | S00406 | NO | [7 empty] | 3 | Pass | null
380153564 | S00412 |  |  |  | BKSL/PCE/J00212/MBRMU1 | 300022824 | Existing | RYB |  | S00412 PE SG TUNGGUL | CLOSED | CLOSED | LINK |  | 11 kV |  | 20/09/2000 |  |  |  |  | INDKOM |  |  | SG TUNGGUL | Unknown | Unknown | NO | NONE | DISTRIBUTION | TNB | KUALA SELANGOR | NO | Unknown |  |  |  | NO | [8 empty] | S00412 | NO | [7 empty] | 3 | Pass | null
380153568 | S00414 |  |  |  | BKSL/PCE/J00212/MBRMU1 | 300022824 | Existing | RYB |  | S00417 PE INNOBRIDE NO 1 | CLOSED | CLOSED | LINK |  | 11 kV |  | 20/09/2000 |  |  |  |  | INDKOM |  |  | SG TUNGGUL | Unknown | Unknown | NO | NONE | DISTRIBUTION | TNB | KUALA SELANGOR | NO | Unknown |  |  |  | NO | [8 empty] | S00414 | NO | [7 empty] | 3 | Pass | null
380153585 | S00416 |  |  |  | BKSL/PCE/J00212/MBRMU1 | 300022824 | Existing | RYB |  | SPARE | OPEN | CLOSED | LINK |  | 11 kV |  | 20/09/2000 |  |  |  |  | INDKOM |  |  | SG TUNGGUL | Unknown | Unknown | NO | NONE | DISTRIBUTION | TNB | KUALA SELANGOR | NO | Unknown |  |  |  | NO | [8 empty] | S00416 | NO | [7 empty] | 3 | Pass | null
380153686 | S00417 |  |  |  | BKSL/PCE/J00216/MBRMU1 | 300242595 | Existing | RYB |  | S00414 PE SG TUNGGUL | CLOSED | CLOSED | LINK |  | 11 kV |  | 19/04/1959 |  |  |  |  | TAMCO |  |  | INNOBRIDE NO 1 | Unknown | Unknown | NO | NONE | DISTRIBUTION | TNB | KUALA SELANGOR | NO | Unknown |  |  |  | NO | [8 empty] | S00417 | NO | [7 empty] | 3 | Pass | null
380153691 | S00419 |  |  |  | BKSL/PCE/J00216/MBRMU1 | 300242595 | Existing | RYB |  | S00420 PE INNOBRIDE NO 2 | CLOSED | CLOSED | LINK |  | 11 kV |  | 19/04/1959 |  |  |  |  | TAMCO |  |  | INNOBRIDE NO 1 | Unknown | Unknown | NO | NONE | DISTRIBUTION | TNB | KUALA SELANGOR | NO | Unknown |  |  |  | NO | [8 empty] | S00419 | NO | [7 empty] | 3 | Pass | null
380153800 | S00420 |  |  |  | BKSL/PCE/J00217/MBRMU1 | 300344091 | Existing | RYB |  | S00419 PE INNOBRIDE NO 1 | CLOSED | CLOSED | LINK |  | 11 kV |  | 17/07/1990 |  |  |  |  | TAMCO |  |  | INNOBRIDE NO 2 | Unknown | Unknown | NO | NONE | DISTRIBUTION | TNB | KUALA SELANGOR | NO | Unknown |  |  |  | NO | [8 empty] | S00420 | NO | [7 empty] | 3 | Pass | null
380153805 | S00422 |  |  |  | BKSL/PCE/J00217/MBRMU1 | 300344091 | Existing | RYB |  | S00423 PE INNOBRIDE NO 3 | CLOSED | CLOSED | LINK |  | 11 kV |  | 17/07/1990 |  |  |  |  | TAMCO |  |  | INNOBRIDE NO 2 | Unknown | Unknown | NO | NONE | DISTRIBUTION | TNB | KUALA SELANGOR | NO | Unknown |  |  |  | NO | [8 empty] | S00422 | NO | [7 empty] | 3 | Pass | null
380153914 | S00423 |  |  |  | BKSL/PCE/J00218/MBRMU | 300313625 | Existing | RYB |  | S00422 PE INNOBRIDE NO 2 | CLOSED | CLOSED | LINK |  | 11 kV |  | 17/07/2009 |  |  |  |  | TAMCO |  |  | INNOBRIDE NO 3 | Unknown | Unknown | NO | NONE | DISTRIBUTION | TNB | KUALA SELANGOR | NO | Unknown |  |  |  | NO | [8 empty] | S00423 | NO | [7 empty] | 3 | Pass | null
380153919 | S00425 |  |  |  | BKSL/PCE/J00218/MBRMU | 300313625 | Existing | RYB |  | S00428 PE INNOBRIDE NO 4 | CLOSED | CLOSED | LINK |  | 11 kV |  | 17/07/2009 |  |  |  |  | TAMCO |  |  | INNOBRIDE NO 3 | Unknown | Unknown | NO | NONE | DISTRIBUTION | TNB | KUALA SELANGOR | NO | Unknown |  |  |  | NO | [8 empty] | S00425 | NO | [7 empty] | 3 | Pass | null
380154028 | S00428 |  |  |  | BKSL/PCE/J00219/MBRMU | 300313627 | Existing | RYB |  | S00425 PE INNOBRIDE NO 3 | CLOSED | CLOSED | LINK |  | 11 kV |  | 22/09/2008 |  |  |  |  | TAMCO |  |  | INNOBRIDE NO 4 | Unknown | Unknown | NO | NONE | DISTRIBUTION | TNB | KUALA SELANGOR | NO | Unknown |  |  |  | NO | [8 empty] | S00428 | NO | [7 empty] | 3 | Pass | null
380154033 | S00426 |  |  |  | BKSL/PCE/J00219/MBRMU | 300313627 | Existing | RYB |  | S00429 PE INNOBRIDE NO 5 | CLOSED | CLOSED | LINK |  | 11 kV |  | 22/09/2008 |  |  |  |  | TAMCO |  |  | INNOBRIDE NO 4 | Unknown | Unknown | NO | NONE | DISTRIBUTION | TNB | KUALA SELANGOR | NO | Unknown |  |  |  | NO | [8 empty] | S00426 | NO | [7 empty] | 3 | Pass | null
380154142 | S00431 |  |  |  | BKSL/PCE/J00215/MBRMU1 | 300242600 | Existing | RYB |  | S02588 PE SAWAH SEMPADAN NO 6 | OPEN | CLOSED | LINK |  | 11 kV | [9 empty] | INNOBRIDE NO 5 | Unknown | Unknown | NO | NONE | DISTRIBUTION | TNB | KUALA SELANGOR | NO | Unknown |  |  |  | NO | [8 empty] | S00431 | NO | [7 empty] | 3 | Pass | null
380154147 | S00429 |  |  |  | BKSL/PCE/J00215/MBRMU1 | 300242600 | Existing | RYB |  | S00426 PE INNOBRIDE NO 4 | CLOSED | CLOSED | LINK |  | 11 kV | [9 empty] | INNOBRIDE NO 5 | Unknown | Unknown | NO | NONE | DISTRIBUTION | TNB | KUALA SELANGOR | NO | Unknown |  |  |  | NO | [8 empty] | S00429 | NO | [7 empty] | 3 | Pass | null
380154256 | S01515 |  |  |  | BKSL/PCE/J00177/MBRMU | 300313806 | Existing | RYB |  | PPU TKMI: VCB 6 | CLOSED | CLOSED | LINK |  | 11 kV |  | 28/06/2009 |  |  |  |  | TAMCO |  |  | TMN RADEN MAS | Unknown | Unknown | NO | NONE | DISTRIBUTION | TNB | KUALA SELANGOR | NO | Unknown |  |  |  | NO | [8 empty] | S01515 | NO | [7 empty] | 3 | Pass | null
380154261 | S01517 |  |  |  | BKSL/PCE/J00177/MBRMU | 300313806 | Existing | RYB |  | S01700 PE TMN RIA MAS | CLOSED | CLOSED | LINK |  | 11 kV |  | 28/06/2009 |  |  |  |  | TAMCO |  |  | TMN RADEN MAS | Unknown | Unknown | NO | NONE | DISTRIBUTION | TNB | KUALA SELANGOR | NO | Unknown |  |  |  | NO | [8 empty] | S01517 | NO | [7 empty] | 3 | Pass | null
380154372 | S01700 |  |  |  | BKSL/PCE/J00536/MBRMU | 300313803 | Existing | RYB |  | S01517 PE TMN RADEN MAS | CLOSED | CLOSED | LINK |  | 11 kV |  | 19/04/2011 |  |  |  |  | VEI |  |  | TMN RIA MAS | Unknown | Unknown | NO | NONE | DISTRIBUTION | TNB | KUALA SELANGOR | NO | Unknown |  |  |  | NO | [8 empty] | S01700 | NO | [7 empty] | 3 | Pass | null
380154377 | S01701 |  |  |  | BKSL/PCE/J00536/MBRMU | 300313803 | Existing | RYB |  | S150515 PE TMN RIA MAS 2 | CLOSED | CLOSED | LINK |  | 11 kV |  | 19/04/2011 |  |  |  |  | VEI |  |  | TMN RIA MAS | Unknown | Unknown | NO | NONE | DISTRIBUTION | TNB | KUALA SELANGOR | NO | Unknown |  |  |  | NO | [8 empty] | S01701 | NO | [7 empty] | 3 | Pass | null
380154488 | S05626 |  |  |  | BKSL/PCE/J00813/MBRMU | 300344321 | Existing | RYB |  | S05938 PE TMN RIA MAS NO. 3 | CLOSED | CLOSED | LINK |  | 11 kV |  | 20051012 |  |  |  |  | INDKOM |  |  | RESTORAN MEWAH TG.KARANG | Unknown | Unknown | NO | NONE | DISTRIBUTION | TNB | KUALA SELANGOR | NO | Unknown |  |  |  | NO | [8 empty] | S05626 | NO | [7 empty] | 3 | Pass | null
380154493 | S05628 |  |  |  | BKSL/PCE/J00813/MBRMU | 300344321 | Existing | RYB |  | S01518 PE SURIA INDAH | CLOSED | CLOSED | LINK |  | 11 kV |  | 20051012 |  |  |  |  | INDKOM |  |  | RESTORAN MEWAH TG.KARANG | Unknown | Unknown | NO | NONE | DISTRIBUTION | TNB | KUALA SELANGOR | NO | Unknown |  |  |  | NO | [8 empty] | S05628 | NO | [7 empty] | 3 | Pass | null
380154719 | S01520 |  |  |  | BKSL/PCE/J00173/MBRMU1 | 300344087 | Existing | RYB |  | S01511 PE INDUSTRI BENG LEE | CLOSED | CLOSED | LINK |  | 11 kV |  | 20/05/2000 |  |  |  |  | VEI |  |  | SURIA INDAH | Unknown | Unknown | NO | NONE | DISTRIBUTION | TNB | KUALA SELANGOR | NO | Unknown |  |  |  | NO | [8 empty] | S01520 | NO | [7 empty] | 3 | Pass | null
380154736 | S01518 |  |  |  | BKSL/PCE/J00173/MBRMU1 | 300344087 | Existing | RYB |  | S05628 PE RESTORAN MEWAH TG.KARANG | CLOSED | CLOSED | LINK |  | 11 kV |  | 20/05/2000 |  |  |  |  | VEI |  |  | SURIA INDAH | Unknown | Unknown | NO | NONE | DISTRIBUTION | TNB | KUALA SELANGOR | NO | Unknown |  |  |  | NO | [8 empty] | S01518 | NO | [7 empty] | 3 | Pass | null
380154930 | S01511 |  |  |  | BKSL/PCE/J00209/MBRMU1 | 300344090 | Existing | RYB |  | S01520 PE SURIA INDAH | CLOSED | CLOSED | LINK |  | 11 kV |  | 26/06/2011 | [7 empty] | INDUSTRI BENG LEE | Unknown | Unknown | NO | NONE | DISTRIBUTION | TNB | KUALA SELANGOR | NO | Unknown |  |  |  | NO | [8 empty] | S01511 | NO | [7 empty] | 3 | Pass | null
380154935 | S01513 |  |  |  | BKSL/PCE/J00209/MBRMU1 | 300344090 | Existing | RYB |  | S05642 PE PADAT TMN SAHABAT | CLOSED | CLOSED | LINK |  | 11 kV |  | 26/06/2011 | [7 empty] | INDUSTRI BENG LEE | Unknown | Unknown | NO | NONE | DISTRIBUTION | TNB | KUALA SELANGOR | NO | Unknown |  |  |  | NO | [8 empty] | S01513 | NO | [7 empty] | 3 | Pass | null
380155496 | S05498 |  |  |  | BKSL/PCE/J00211/MBRMU1 | 300313787 | Existing | RYB |  | BUSTIE 1 | CLOSED | CLOSED | LINK |  | 11 kV |  | 20081110 |  |  |  |  | TAMCO |  |  | BANYU EMAS (FIRMA RENA) | Unknown | Unknown | NO | NONE | DISTRIBUTION | TNB | KUALA SELANGOR | NO | Unknown |  |  |  | NO | [8 empty] | S05498 | NO | [7 empty] | 3 | Pass | null
380155503 | S05495 |  |  |  | BKSL/PCE/J00211/MBRMU1 | 300313787 | Existing | RYB |  | S05644 PE PADAT TMN SAHABAT | CLOSED | CLOSED | LINK |  | 11 kV |  | 20081110 |  |  |  |  | TAMCO |  |  | BANYU EMAS (FIRMA RENA) | Unknown | Unknown | NO | NONE | DISTRIBUTION | TNB | KUALA SELANGOR | NO | Unknown |  |  |  | NO | [8 empty] | S05495 | NO | [7 empty] | 3 | Pass | null
380155533 | S00409 |  |  |  | BKSL/PCE/J00211/MBRMU2 | 300313790 | Existing | RYB |  | BUSTIE 2 | CLOSED | CLOSED | LINK |  | 11 kV |  | 14/11/2008 |  |  |  |  | TAMCO |  |  | BANYU EMAS (FIRMA RENA) | Unknown | Unknown | NO | NONE | DISTRIBUTION | TNB | KUALA SELANGOR | NO | Unknown |  |  |  | NO | [8 empty] | S00409 | NO | [7 empty] | 3 | Pass | null
380155724 | S00410 |  |  |  | BKSL/PCE/J00211/MBRMU2 | 300313790 | Existing | RYB |  | S05585 PE DETIK ATURAN | CLOSED | CLOSED | LINK |  | 11 kV |  | 14/11/2008 |  |  |  |  | TAMCO |  |  | BANYU EMAS (FIRMA RENA) | Unknown | Unknown | NO | NONE | DISTRIBUTION | TNB | KUALA SELANGOR | Unknown |  |  |  |  | NO | [8 empty] | S00410 | NO | [7 empty] | 3 | Pass | null
380155997 | S01531 |  |  |  | BKSL/PCE/J00137/MBRMU1 | 300232740 | Existing | RYB |  | S01527 PE DESA MAWAR N0 1 | CLOSED | CLOSED | LINK |  | 11 kV |  | 19941107 |  |  |  |  | TAMCO |  |  | DESA MAWAR N0 2 | Unknown | Unknown | NO | NONE | DISTRIBUTION | TNB | KUALA SELANGOR | NO | Unknown |  |  |  | NO | [8 empty] | S01531 | NO | [7 empty] | 3 | Pass | null
380156014 | S01528 |  |  |  | BKSL/PCE/J00137/MBRMU1 | 300232740 | Existing | RYB |  | S05586 PE DETIK ATURAN | CLOSED | CLOSED | LINK |  | 11 kV |  | 19941107 |  |  |  |  | TAMCO |  |  | DESA MAWAR N0 2 | Unknown | Unknown | NO | NONE | DISTRIBUTION | TNB | KUALA SELANGOR | NO | Unknown |  |  |  | NO | [8 empty] | S01528 | NO | [7 empty] | 3 | Pass | null
380156212 | S01524 |  |  |  | BKSL/PCE/J00259/MBRMU1 | 300232735 | Existing | RYB |  | S01514 PE POULTRY FARM NO 2 | CLOSED | CLOSED | LINK |  | 11 kV |  | 28/06/1994 |  |  |  |  | INDKOM |  |  | DESA MAWAR N0 1 | Unknown | Unknown | NO | NONE | DISTRIBUTION | TNB | KUALA SELANGOR | NO | Unknown |  |  |  | NO | [8 empty] | S01524 | NO | [7 empty] | 3 | Pass | null
380156229 | S01527 |  |  |  | BKSL/PCE/J00259/MBRMU1 | 300232735 | Existing | RYB |  | S01531 PE DESA MAWAR N0 2 | CLOSED | CLOSED | LINK |  | 11 kV |  | 28/06/1994 |  |  |  |  | INDKOM |  |  | DESA MAWAR N0 1 | Unknown | Unknown | NO | NONE | DISTRIBUTION | TNB | KUALA SELANGOR | NO | Unknown |  |  |  | NO | [8 empty] | S01527 | NO | [7 empty] | 3 | Pass | null
380225548 | R04688 |  |  |  | BKSL/PCE/J00621/MBRMU | 300313761 | Existing | RYB |  |  | CLOSED | CLOSED | LINK |  | 11 kV |  | 27/11/2009 |  |  |  |  | VEI |  |  | STP KOTA PUTERI | Unknown | Unknown | NO | NONE | DISTRIBUTION | TNB | KUALA SELANGOR | NO | Unknown |  |  |  | NO | [8 empty] | R04688 | NO | [7 empty] | 3 | Pass | null
380225552 | R05672 |  |  |  | BKSL/PCE/J00621/MBRMU | 300313761 | Existing | RYB |  |  | CLOSED | CLOSED | LINK |  | 11 kV |  | 27/11/2009 |  |  |  |  | VEI |  |  | STP KOTA PUTERI | Unknown | Unknown | NO | NONE | DISTRIBUTION | TNB | KUALA SELANGOR | NO | Unknown |  |  |  | NO | [8 empty] | R05672 | NO | [7 empty] | 3 | Pass | null
380225569 | R04689 |  |  |  | BKSL/PCE/J00621/MBRMU | 300313761 | Existing | RYB |  |  | OPEN | CLOSED | LINK |  | 11 kV |  | 27/11/2009 |  |  |  |  | VEI |  |  | STP KOTA PUTERI | Unknown | Unknown | NO | NONE | DISTRIBUTION | TNB | KUALA SELANGOR | NO | Unknown |  |  |  | NO | [8 empty] | R04689 | NO | [7 empty] | 3 | Pass | null
380225876 | S00064 |  |  |  | BKSL/PCE/J00034/MBRMU1 | 300240276 | Existing | RYB |  |  | CLOSED | CLOSED | LINK |  | 11 kV |  | 19931010 |  |  |  |  | TAMCO |  |  | KG ASAHAN | Unknown | Unknown | NO | NONE | DISTRIBUTION | TNB | KUALA SELANGOR | NO | Unknown |  |  |  | NO | [8 empty] | S00064 | NO | [7 empty] | 3 | Pass | null
380225881 | S00062 |  |  |  | BKSL/PCE/J00034/MBRMU1 | 300240276 | Existing | RYB |  |  | CLOSED | CLOSED | LINK |  | 11 kV |  | 19931010 |  |  |  |  | TAMCO |  |  | KG ASAHAN | Unknown | Unknown | NO | NONE | DISTRIBUTION | TNB | KUALA SELANGOR | NO | Unknown |  |  |  | NO | [8 empty] | S00062 | NO | [7 empty] | 3 | Pass | null
380226127 | R04175 |  |  |  | BKSL/PCE/J00681/MBRMU | 300313713 | Existing | RYB |  |  | CLOSED | CLOSED | LINK |  | 11 kV |  | 18/08/2007 | [7 empty] | TAMAN SEJATI | Unknown | Unknown | NO | NONE | DISTRIBUTION | TNB | KUALA SELANGOR | NO | Unknown |  |  |  | NO | [8 empty] | R04175 | NO | [7 empty] | 3 | Pass | null
380226144 | R04174 |  |  |  | BKSL/PCE/J00681/MBRMU | 300313713 | Existing | RYB |  |  | CLOSED | CLOSED | LINK |  | 11 kV |  | 18/08/2007 | [7 empty] | TAMAN SEJATI | Unknown | Unknown | NO | NONE | DISTRIBUTION | TNB | KUALA SELANGOR | NO | Unknown |  |  |  | NO | [8 empty] | R04174 | NO | [7 empty] | 3 | Pass | null
380259545 | S00151 |  |  |  | BKSL/PCE/J00055/MBRMU1 | 300022168 | Existing | RYB |  | S00152 PE PEKAN SG BULOH | CLOSED | CLOSED | LINK |  | 11 kV |  | 22/09/1992 |  |  |  |  | TAMCO |  |  | KEMAYAN | Unknown | Unknown | NO | NONE | DISTRIBUTION | TNB | KUALA SELANGOR | NO | Unknown |  |  |  | NO | [8 empty] | S00151 | NO | [7 empty] | 3 | Pass | null
380259549 | S00149 |  |  |  | BKSL/PCE/J00055/MBRMU1 | 300022168 | Existing | RYB |  | S01356 PE TMN SOLOMON | CLOSED | CLOSED | LINK |  | 11 kV |  | 22/09/1992 |  |  |  |  | TAMCO |  |  | KEMAYAN | Unknown | Unknown | NO | NONE | DISTRIBUTION | TNB | KUALA SELANGOR | NO | Unknown |  |  |  | NO | [8 empty] | S00149 | NO | [7 empty] | 3 | Pass | null
380259566 | S01359 |  |  |  | BKSL/PCE/J00055/MBRMU1 | 300022168 | Existing | RYB |  |  | CLOSED | CLOSED | LINK |  | 11 kV |  | 22/09/1992 |  |  |  |  | TAMCO |  |  | KEMAYAN | Unknown | Unknown | NO | NONE | DISTRIBUTION | TNB | KUALA SELANGOR | NO | Unknown |  |  |  | NO | [8 empty] | S01359 | NO | [7 empty] | 3 | Pass | null
380259810 | S05616 |  |  |  | BKSL/PCE/J00351/MBRMU1 | 300243155 | Existing | RYB |  | S01358 PE TMN SOLOMON | CLOSED | CLOSED | LINK |  | 11 kV |  | 20121010 |  |  |  |  | INDKOM |  |  | TMN PARI | Unknown | Unknown | NO | NONE | DISTRIBUTION | TNB | KUALA SELANGOR | NO | Unknown |  |  |  | NO | [8 empty] | S05616 | NO | [7 empty] | 3 | Pass | null
380259815 | S05618 |  |  |  | BKSL/PCE/J00351/MBRMU1 | 300243155 | Existing | RYB |  | S05480 PE TMN YU | CLOSED | CLOSED | LINK |  | 11 kV |  | 20121010 |  |  |  |  | INDKOM |  |  | TMN PARI | Unknown | Unknown | NO | NONE | DISTRIBUTION | TNB | KUALA SELANGOR | NO | Unknown |  |  |  | NO | [8 empty] | S05618 | NO | [7 empty] | 3 | Pass | null
380259924 | S05480 |  |  |  | BKSL/PCE/J00573/MBRMU | 300313519 | Existing | RYB |  | S05618 PE TMN PARI | CLOSED | CLOSED | LINK |  | 11 kV |  | 17/07/2005 |  |  |  |  | VEI |  |  | TMN YU | Unknown | Unknown | NO | NONE | DISTRIBUTION | TNB | KUALA SELANGOR | NO | Unknown |  |  |  | NO | [8 empty] | S05480 | NO | [7 empty] | 3 | Pass | null
380259929 | S05478 |  |  |  | BKSL/PCE/J00573/MBRMU | 300313519 | Existing | RYB |  | S05439 PE TMN SIAKAP | CLOSED | CLOSED | LINK |  | 11 kV |  | 17/07/2005 |  |  |  |  | VEI |  |  | TMN YU | Unknown | Unknown | NO | NONE | DISTRIBUTION | TNB | KUALA SELANGOR | NO | Unknown |  |  |  | NO | [8 empty] | S05478 | NO | [7 empty] | 3 | Pass | null
380260038 | S05439 |  |  |  | BKSL/PCE/J00572/MBRMU | 300313517 | Existing | RYB |  | S05478 PE TMN YU | CLOSED | CLOSED | LINK |  | 11 kV |  | 26/06/2004 |  |  |  |  | TAMCO |  |  | TMN SIAKAP | Unknown | Unknown | NO | NONE | DISTRIBUTION | TNB | KUALA SELANGOR | NO | Unknown |  |  |  | NO | [8 empty] | S05439 | NO | [7 empty] | 3 | Pass | null
380260043 | S05441 |  |  |  | BKSL/PCE/J00572/MBRMU | 300313517 | Existing | RYB |  | S00146 PE TMN SG BULOH | CLOSED | CLOSED | LINK |  | 11 kV |  | 26/06/2004 |  |  |  |  | TAMCO |  |  | TMN SIAKAP | Unknown | Unknown | NO | NONE | DISTRIBUTION | TNB | KUALA SELANGOR | NO | Unknown |  |  |  | NO | [8 empty] | S05441 | NO | [7 empty] | 3 | Pass | null
380260270 | S01353 |  |  |  | BKSL/PCE/J00101/MBRMU1 | 300228395 | Existing | RYB |  | S00148 PE TMN SG BULOH | CLOSED | CLOSED | LINK |  | 11 kV |  | 14/02/1997 |  |  |  |  | INDKOM |  |  | TMN BAWAL PUTIH | Unknown | Unknown | NO | NONE | DISTRIBUTION | TNB | KUALA SELANGOR | NO | Unknown |  |  |  | NO | [8 empty] | S01353 | NO | [7 empty] | 3 | Pass | null
380260275 | S01354 |  |  |  | BKSL/PCE/J00101/MBRMU1 | 300228395 | Existing | RYB |  | S00145 PE KLG EKZOS | CLOSED | CLOSED | LINK |  | 11 kV |  | 14/02/1997 |  |  |  |  | INDKOM |  |  | TMN BAWAL PUTIH | Unknown | Unknown | NO | NONE | DISTRIBUTION | TNB | KUALA SELANGOR | NO | Unknown |  |  |  | NO | [8 empty] | S01354 | NO | [7 empty] | 3 | Pass | null
380260386 | S00143 |  |  |  | BKSL/PCE/J00053/MBNN01 | 300022156 | Existing | RYB |  | EDAR BERAS | CLOSED | CLOSED | LINK |  | 11 kV |  | 17/07/1997 |  |  |  |  | TAMCO |  |  | KLG EKZOS (UNITED EVERCO) | Unknown | Unknown | NO | NONE | DISTRIBUTION | TNB | KUALA SELANGOR | NO | Unknown |  |  |  | NO | [8 empty] | S00143 | NO | [7 empty] | 3 | Pass | null
380260391 | S00143 |  |  |  | BKSL/PCE/J00053/MBNN01 | 300022156 | Existing | RYB |  | EDAR BERAS | CLOSED | CLOSED | LINK |  | 11 kV |  | 17/07/1997 |  |  |  |  | TAMCO |  |  | KLG EKZOS (UNITED EVERCO) | Unknown | Unknown | NO | NONE | DISTRIBUTION | TNB | KUALA SELANGOR | NO | Unknown |  |  |  | NO | [8 empty] | S00143 | NO | [7 empty] | 3 | Pass | null
380260500 | S00140 |  |  |  | BKSL/PCE/J00052/MBRMU | 300313626 | Existing | RYB |  | S00143 PE KLG EKZOS | CLOSED | CLOSED | LINK |  | 11 kV |  | 18/08/2008 |  |  |  |  | TAMCO |  |  | EDAR BERAS | Unknown | Unknown | NO | NONE | DISTRIBUTION | TNB | KUALA SELANGOR | NO | Unknown |  |  |  | NO | [8 empty] | S00140 | NO | [7 empty] | 3 | Pass | null
380260505 | S00142 |  |  |  | BKSL/PCE/J00052/MBRMU | 300313626 | Existing | RYB |  | S01352 PE KLG BATU-BATA | CLOSED | CLOSED | LINK |  | 11 kV |  | 18/08/2008 |  |  |  |  | TAMCO |  |  | EDAR BERAS | Unknown | Unknown | NO | NONE | DISTRIBUTION | TNB | KUALA SELANGOR | NO | Unknown |  |  |  | NO | [8 empty] | S00142 | NO | [7 empty] | 3 | Pass | null
380260616 | S01352 |  |  |  | BKSL/PCE/J00051/MBNN01 | 300022146 | Existing | RYB |  | S00142 PE EDAR BERAS | CLOSED | CLOSED | LINK |  | 11 kV |  | 26/06/1997 |  |  |  |  | MERLIN GERIN |  |  | KLG BATU-BATA | Unknown | Unknown | NO | NONE | DISTRIBUTION | TNB | KUALA SELANGOR | NO | Unknown |  |  |  | NO | [8 empty] | S01352 | NO | [7 empty] | 3 | Pass | null
380260621 | S00138 |  |  |  | BKSL/PCE/J00051/MBNN01 | 300022146 | Existing | RYB |  | S00134 PE KG API API | CLOSED | CLOSED | LINK |  | 11 kV |  | 26/06/1997 |  |  |  |  | MERLIN GERIN |  |  | KLG BATU-BATA | Unknown | Unknown | NO | NONE | DISTRIBUTION | TNB | KUALA SELANGOR | NO | Unknown |  |  |  | NO | [8 empty] | S00138 | NO | [7 empty] | 3 | Pass | null
380260730 | S00134 |  |  |  | BKSL/PCE/J00050/MBNN01 | 300022140 | Existing | RYB |  | S00138 PE KLG BATU-BATA | OPEN | CLOSED | LINK |  | 11 kV |  | 20/05/1988 |  |  |  |  | TAMCO |  |  | KG API API | Unknown | Unknown | NO | NONE | DISTRIBUTION | TNB | KUALA SELANGOR | NO | Unknown |  |  |  | NO | [8 empty] | S00134 | NO | [7 empty] | 3 | Pass | null
380260735 | S00137 |  |  |  | BKSL/PCE/J00050/MBNN01 | 300022140 | Existing | RYB |  | S01351 PE TMN SELESA API API | CLOSED | CLOSED | LINK |  | 11 kV |  | 20/05/1988 |  |  |  |  | TAMCO |  |  | KG API API | Unknown | Unknown | NO | NONE | DISTRIBUTION | TNB | KUALA SELANGOR | NO | Unknown |  |  |  | NO | [8 empty] | S00137 | NO | [7 empty] | 3 | Pass | null
380260844 | S00097 |  |  |  | BKSL/PCE/J00092/MB00095 | 300022318 | Existing | RYB |  |  | CLOSED | CLOSED | LINK |  | 11 kV |  | 20/05/1997 |  |  |  |  | VEI |  |  | BALAI POLIS KSL | Unknown | Unknown | NO | NONE | DISTRIBUTION | TNB | KUALA SELANGOR | NO | Unknown |  |  |  | NO | [8 empty] | S00097 | NO | [7 empty] | 3 | Pass | null
380260849 | S00095 |  |  |  | BKSL/PCE/J00092/MB00095 | 300022318 | Existing | RYB |  |  | CLOSED | CLOSED | LINK |  | 11 kV |  | 20/05/1997 |  |  |  |  | VEI |  |  | BALAI POLIS KSL | Unknown | Unknown | NO | NONE | DISTRIBUTION | TNB | KUALA SELANGOR | NO | Unknown |  |  |  | NO | [8 empty] | S00095 | NO | [7 empty] | 3 | Pass | null
380260960 | S00101 |  |  |  | BKSL/PCE/J00094/MBRMU1 | 300022330 | Existing | RYB |  |  | CLOSED | CLOSED | LINK |  | 11 kV |  | 17/07/1992 | [7 empty] | TALIKOM KSL | Unknown | Unknown | NO | NONE | DISTRIBUTION | TNB | KUALA SELANGOR | NO | Unknown |  |  |  | NO | [8 empty] | S00101 | NO | [7 empty] | 3 | Pass | null
380260965 | S00103 |  |  |  | BKSL/PCE/J00094/MBRMU1 | 300022330 | Existing | RYB |  |  | CLOSED | CLOSED | LINK |  | 11 kV |  | 17/07/1992 | [7 empty] | TALIKOM KSL | Unknown | Unknown | NO | NONE | DISTRIBUTION | TNB | KUALA SELANGOR | NO | Unknown |  |  |  | NO | [8 empty] | S00103 | NO | [7 empty] | 3 | Pass | null
380261075 | S00104 |  |  |  | BKSL/PCE/J00095/MB00104 | 300022333 | Existing | RYB |  |  | CLOSED | CLOSED | LINK |  | 11 kV |  | 18/08/1996 | [7 empty] | BDR BARU NO 1 | Unknown | Unknown | NO | NONE | DISTRIBUTION | TNB | KUALA SELANGOR | NO | Unknown |  |  |  | NO | [8 empty] | S00104 | NO | [7 empty] | 3 | Pass | null
380261079 | S00107 |  |  |  | BKSL/PCE/J00095/MB00104 | 300022333 | Existing | RYB |  |  | CLOSED | CLOSED | LINK |  | 11 kV |  | 18/08/1996 | [7 empty] | BDR BARU NO 1 | Unknown | Unknown | NO | NONE | DISTRIBUTION | TNB | KUALA SELANGOR | NO | Unknown |  |  |  | NO | [8 empty] | S00107 | NO | [7 empty] | 3 | Pass | null
380261096 | S00105 |  |  |  | BKSL/PCE/J00095/MB00104 | 300022333 | Existing | RYB |  |  | CLOSED | CLOSED | LINK |  | 11 kV |  | 18/08/1996 | [7 empty] | BDR BARU NO 1 | Unknown | Unknown | NO | NONE | DISTRIBUTION | TNB | KUALA SELANGOR | NO | Unknown |  |  |  | NO | [8 empty] | S00105 | NO | [7 empty] | 3 | Pass | null
380261199 | S00110 |  |  |  | BKSL/PCE/J00096/MBRMU1 | 300022341 | Existing | RYB |  |  | CLOSED | CLOSED | LINK |  | 11 kV |  | 22/09/1995 |  |  |  |  | FALCON BETA |  |  | SK BDR BARU | Unknown | Unknown | NO | NONE | DISTRIBUTION | TNB | KUALA SELANGOR | NO | Unknown |  |  |  | NO | [8 empty] | S00110 | NO | [7 empty] | 3 | Pass | null
380261204 | S00108 |  |  |  | BKSL/PCE/J00096/MBRMU1 | 300022341 | Existing | RYB |  | S05921 TAMAN WAWASAN | CLOSED | CLOSED | LINK |  | 11 kV |  | 22/09/1995 |  |  |  |  | FALCON BETA |  |  | SK BDR BARU | Unknown | Unknown | NO | NONE | DISTRIBUTION | TNB | KUALA SELANGOR | NO | Unknown |  |  |  | NO | [8 empty] | S00108 | NO | [7 empty] | 3 | Pass | null
380261365 | S01261 |  |  |  | BKSL/PCE/J00337/MBRMU1 | 300241016 | Existing | RYB |  |  | CLOSED | CLOSED | LINK |  | 11 kV |  | 14/02/1993 |  |  |  |  | VEI |  |  | KOMPLEKS MAHKAMAH | Unknown | Unknown | NO | NONE | DISTRIBUTION | TNB | KUALA SELANGOR | NO | Unknown |  |  |  | NO | [8 empty] | S01261 | NO | [7 empty] | 3 | Pass | null
380261370 | S01262 |  |  |  | BKSL/PCE/J00337/MBRMU1 | 300241016 | Existing | RYB |  |  | CLOSED | CLOSED | LINK |  | 11 kV |  | 14/02/1993 |  |  |  |  | VEI |  |  | KOMPLEKS MAHKAMAH | Unknown | Unknown | NO | NONE | DISTRIBUTION | TNB | KUALA SELANGOR | NO | Unknown |  |  |  | NO | [8 empty] | S01262 | NO | [7 empty] | 3 | Pass | null
380261595 | S05535 |  |  |  | BKSL/PCE/J00596/MBRMU | 300342899 | Existing | RYB |  | S05923 TAMAN WAWASAN | CLOSED | CLOSED | LINK |  | 11 kV |  | 20/09/2008 |  |  |  |  | INDKOM |  |  | TMN WARISAN | Unknown | Unknown | NO | NONE | DISTRIBUTION | TNB | KUALA SELANGOR | NO | Unknown |  |  |  | NO | [8 empty] | S05535 | NO | [7 empty] | 3 | Pass | null
380261600 | S05533 |  |  |  | BKSL/PCE/J00596/MBRMU | 300342899 | Existing | RYB |  |  | CLOSED | CLOSED | LINK |  | 11 kV |  | 20/09/2008 |  |  |  |  | INDKOM |  |  | TMN WARISAN | Unknown | Unknown | NO | NONE | DISTRIBUTION | TNB | KUALA SELANGOR | NO | Unknown |  |  |  | NO | [8 empty] | S05533 | NO | [7 empty] | 3 | Pass | null
380261709 | S00113 |  |  |  | BKSL/PCE/J00097/MB00111 | 300022344 | Existing | RYB |  |  | CLOSED | CLOSED | LINK |  | 11 kV |  | 19831110 | [7 empty] | BDR BARU NO 3 | Unknown | Unknown | NO | NONE | DISTRIBUTION | TNB | KUALA SELANGOR | NO | Unknown |  |  |  | NO | [8 empty] | S00113 | NO | [7 empty] | 3 | Pass | null
380261714 | S00111 |  |  |  | BKSL/PCE/J00097/MB00111 | 300022344 | Existing | RYB |  |  | CLOSED | CLOSED | LINK |  | 11 kV |  | 19831110 | [7 empty] | BDR BARU NO 3 | Unknown | Unknown | NO | NONE | DISTRIBUTION | TNB | KUALA SELANGOR | NO | Unknown |  |  |  | NO | [8 empty] | S00111 | NO | [7 empty] | 3 | Pass | null
380261824 | S00114 |  |  |  | BKSL/PCE/J00098/MB01 | 300022350 | Existing | RYB |  |  | CLOSED | CLOSED | LINK |  | 11 kV |  | 14/11/1991 | [7 empty] | BDR BARU NO 4 | Unknown | Unknown | NO | NONE | DISTRIBUTION | TNB | KUALA SELANGOR | NO | Unknown |  |  |  | NO | [8 empty] | S00114 | NO | [7 empty] | 3 | Pass | null
380261828 | S00116 |  |  |  | BKSL/PCE/J00098/MB01 | 300022350 | Existing | RYB |  |  | CLOSED | CLOSED | LINK |  | 11 kV |  | 14/11/1991 | [7 empty] | BDR BARU NO 4 | Unknown | Unknown | NO | NONE | DISTRIBUTION | TNB | KUALA SELANGOR | NO | Unknown |  |  |  | NO | [8 empty] | S00116 | NO | [7 empty] | 3 | Pass | null
380261845 | S01263 |  |  |  | BKSL/PCE/J00098/MB01 | 300022350 | Existing | RYB |  |  | CLOSED | CLOSED | LINK |  | 11 kV |  | 14/11/1991 | [7 empty] | BDR BARU NO 4 | Unknown | Unknown | NO | NONE | DISTRIBUTION | TNB | KUALA SELANGOR | NO | Unknown |  |  |  | NO | [8 empty] | S01263 | NO | [7 empty] | 3 | Pass | null
380261948 | S00117 |  |  |  | BKSL/PCE/J00099/MB00117 | 300022356 | Existing | RYB |  |  | CLOSED | CLOSED | LINK |  | 11 kV |  | 15/12/1983 | [7 empty] | SM SAINS KSL | Unknown | Unknown | NO | NONE | DISTRIBUTION | TNB | KUALA SELANGOR | NO | Unknown |  |  |  | NO | [8 empty] | S00117 | NO | [7 empty] | 3 | Pass | null
380261953 | S01264 |  |  |  | BKSL/PCE/J00099/MB00117 | 300022356 | Existing | RYB |  |  | CLOSED | CLOSED | LINK |  | 11 kV |  | 15/12/1983 | [7 empty] | SM SAINS KSL | Unknown | Unknown | NO | NONE | DISTRIBUTION | TNB | KUALA SELANGOR | NO | Unknown |  |  |  | NO | [8 empty] | S01264 | NO | [7 empty] | 3 | Pass | null
380262062 | S01266 |  |  |  | BKSL/PCE/J00070/MBRMU1 | 300228368 | Existing | RYB |  |  | CLOSED | CLOSED | LINK |  | 11 kV |  | 19811010 |  |  |  |  | FALCON BETA |  |  | QTRS GURU SM SAINS KSL | Unknown | Unknown | NO | NONE | DISTRIBUTION | TNB | KUALA SELANGOR | NO | Unknown |  |  |  | NO | [8 empty] | S01266 | NO | [7 empty] | 3 | Pass | null
380262067 | S01267 |  |  |  | BKSL/PCE/J00070/MBRMU1 | 300228368 | Existing | RYB |  |  | CLOSED | CLOSED | LINK |  | 11 kV |  | 19811010 |  |  |  |  | FALCON BETA |  |  | QTRS GURU SM SAINS KSL | Unknown | Unknown | NO | NONE | DISTRIBUTION | TNB | KUALA SELANGOR | NO | Unknown |  |  |  | NO | [8 empty] | S01267 | NO | [7 empty] | 3 | Pass | null
380262178 | S01276 |  |  |  | BKSL/PCE/J00107/MB01 | 300022402 | Existing | RYB |  |  | CLOSED | CLOSED | LINK |  | 11 kV |  | 18/08/1980 | [7 empty] | STADIUM NO 2 (TERTUTUP) | Unknown | Unknown | NO | NONE | DISTRIBUTION | TNB | KUALA SELANGOR | NO | Unknown |  |  |  | NO | [8 empty] | S01276 | NO | [7 empty] | 3 | Pass | null
380262183 | S01275 |  |  |  | BKSL/PCE/J00107/MB01 | 300022402 | Existing | RYB |  |  | CLOSED | CLOSED | LINK |  | 11 kV |  | 18/08/1980 | [7 empty] | STADIUM NO 2 (TERTUTUP) | Unknown | Unknown | NO | NONE | DISTRIBUTION | TNB | KUALA SELANGOR | NO | Unknown |  |  |  | NO | [8 empty] | S01275 | NO | [7 empty] | 3 | Pass | null
380262456 | S05541 |  |  |  | BKSL/PCE/J00597/MBRMU | 300313525 | Existing | RYB |  |  | CLOSED | CLOSED | LINK |  | 11 kV |  | 18/08/2006 |  |  |  |  | TAMCO |  |  | JABATAN PENGALIRAN DAN SALIRAN | Unknown | Unknown | NO | NONE | DISTRIBUTION | TNB | KUALA SELANGOR | NO | Unknown |  |  |  | NO | [8 empty] | S05541 | NO | [7 empty] | 3 | Pass | null
380262461 | S05539 |  |  |  | BKSL/PCE/J00597/MBRMU | 300313525 | Existing | RYB |  |  | CLOSED | CLOSED | LINK |  | 11 kV |  | 18/08/2006 |  |  |  |  | TAMCO |  |  | JABATAN PENGALIRAN DAN SALIRAN | Unknown | Unknown | NO | NONE | DISTRIBUTION | TNB | KUALA SELANGOR | NO | Unknown |  |  |  | NO | [8 empty] | S05539 | NO | [7 empty] | 3 | Pass | null
380262685 | S00169 |  |  |  | BKSL/PCE/J00105/MBRMU1 | 300022393 | Existing | RYB |  |  | CLOSED | CLOSED | LINK |  | 11 kV |  | 28/06/1998 |  |  |  |  | TAMCO |  |  | SCHULTZ | Unknown | Unknown | NO | NONE | DISTRIBUTION | TNB | KUALA SELANGOR | NO | Unknown |  |  |  | NO | [8 empty] | S00169 | NO | [7 empty] | 3 | Pass | null
380262702 | S00170 |  |  |  | BKSL/PCE/J00105/MBRMU1 | 300022393 | Existing | RYB |  |  | CLOSED | CLOSED | LINK |  | 11 kV |  | 28/06/1998 |  |  |  |  | TAMCO |  |  | SCHULTZ | Unknown | Unknown | NO | NONE | DISTRIBUTION | TNB | KUALA SELANGOR | NO | Unknown |  |  |  | NO | [8 empty] | S00170 | NO | [7 empty] | 3 | Pass | null
380262895 | S00166 |  |  |  | BKSL/PCE/J00104/MB01 | 300022383 | Existing | RYB |  |  | CLOSED | CLOSED | LINK |  | 11 kV |  | 19/04/1997 | [7 empty] | D'PALWA (KRISTALINA) | Unknown | Unknown | NO | NONE | DISTRIBUTION | TNB | KUALA SELANGOR | NO | Unknown |  |  |  | NO | [8 empty] | S00166 | NO | [7 empty] | 3 | Pass | null
380262900 | S00168 |  |  |  | BKSL/PCE/J00104/MB01 | 300022383 | Existing | RYB |  |  | CLOSED | CLOSED | LINK |  | 11 kV |  | 19/04/1997 | [7 empty] | D'PALWA (KRISTALINA) | Unknown | Unknown | NO | NONE | DISTRIBUTION | TNB | KUALA SELANGOR | NO | Unknown |  |  |  | NO | [8 empty] | S00168 | NO | [7 empty] | 3 | Pass | null
380263012 | S01271 |  |  |  | BKSL/PCE/J00103/MB01 | 300022376 | Existing | RYB |  |  | CLOSED | CLOSED | LINK |  | 11 kV |  | 22/03/1983 |  |  |  |  | TAMCO |  |  | KOMPLEKS PKNS KSL | Unknown | Unknown | NO | NONE | DISTRIBUTION | TNB | KUALA SELANGOR | NO | Unknown |  |  |  | NO | [8 empty] | S01271 | NO | [7 empty] | 3 | Pass | null
380263029 | S01268 |  |  |  | BKSL/PCE/J00103/MB01 | 300022376 | Existing | RYB |  |  | OPEN | CLOSED | LINK |  | 11 kV |  | 22/03/1983 |  |  |  |  | TAMCO |  |  | KOMPLEKS PKNS KSL | Unknown | Unknown | NO | NONE | DISTRIBUTION | TNB | KUALA SELANGOR | NO | Unknown |  |  |  | NO | [8 empty] | S01268 | NO | [7 empty] | 3 | Pass | null
380263313 | S05510 |  |  |  | BKSL/PCE/J00590/MBVCB4 | 300345788 | Existing | Unknown |  |  | OPEN | OPEN | BUSBAR SECTION |  | 11 kV |  | 27/03/2011 | [7 empty] | ONE PLAZA | Unknown | Unknown | NO | NONE | DISTRIBUTION | TNB | KUALA SELANGOR | NO | Unknown |  |  |  | NO | [8 empty] | S05510 | [8 empty] | 0 | Fail | Please check "Phasing"
380263324 | S05465 |  |  |  | BKSL/PCE/J00559/MBRMU | 300313543 | Existing | RYB |  |  | OPEN | CLOSED | LINK |  | 11 kV |  | 19/02/2005 |  |  |  |  | VEI |  |  | NTS | Unknown | Unknown | NO | NONE | DISTRIBUTION | TNB | KUALA SELANGOR | NO | Unknown |  |  |  | NO | [8 empty] | S05465 | NO | [7 empty] | 3 | Pass | null
380263329 | S05467 |  |  |  | BKSL/PCE/J00559/MBRMU | 300313543 | Existing | RYB |  |  | CLOSED | CLOSED | LINK |  | 11 kV |  | 19/02/2005 |  |  |  |  | VEI |  |  | NTS | Unknown | Unknown | NO | NONE | DISTRIBUTION | TNB | KUALA SELANGOR | NO | Unknown |  |  |  | NO | [8 empty] | S05467 | NO | [7 empty] | 3 | Pass | null
380263439 | S01667 |  |  |  | BKSL/PCE/J00547/MBRMU | 300313550 | Existing | RYB |  |  | CLOSED | CLOSED | LINK |  | 11 kV |  | 28/06/2007 |  |  |  |  | MERLIN GERIN |  |  | TMN BENDAHARA NO 3 | Unknown | Unknown | NO | NONE | DISTRIBUTION | TNB | KUALA SELANGOR | NO | Unknown |  |  |  | NO | [8 empty] | S01667 | NO | [7 empty] | 3 | Pass | null
380263443 | S01665 |  |  |  | BKSL/PCE/J00547/MBRMU | 300313550 | Existing | RYB |  |  | CLOSED | CLOSED | LINK |  | 11 kV |  | 28/06/2007 |  |  |  |  | MERLIN GERIN |  |  | TMN BENDAHARA NO 3 | Unknown | Unknown | NO | NONE | DISTRIBUTION | TNB | KUALA SELANGOR | NO | Unknown |  |  |  | NO | [8 empty] | S01665 | NO | [7 empty] | 3 | Pass | null
380263460 | S00094 |  |  |  | BKSL/PCE/J00547/MBRMU | 300313550 | Existing | RYB |  |  | CLOSED | CLOSED | LINK |  | 11 kV |  | 28/06/2007 |  |  |  |  | MERLIN GERIN |  |  | TMN BENDAHARA NO 3 | Unknown | Unknown | NO | NONE | DISTRIBUTION | TNB | KUALA SELANGOR | NO | Unknown |  |  |  | NO | [8 empty] | S00094 | NO | [7 empty] | 3 | Pass | null
380263563 | S05299 |  |  |  | BKSL/PCE/J00527/MBRMU | 300345703 | Existing | RYB |  |  | CLOSED | CLOSED | LINK |  | 11 kV |  | 20/05/2006 |  |  |  |  | TAMCO |  |  | TMN MERANTI | Unknown | Unknown | NO | NONE | DISTRIBUTION | TNB | KUALA SELANGOR | NO | Unknown |  |  |  | NO | [8 empty] | S05299 | NO | [7 empty] | 3 | Pass | null
380263568 | S05301 |  |  |  | BKSL/PCE/J00527/MBRMU | 300345703 | Existing | RYB |  |  | CLOSED | CLOSED | LINK |  | 11 kV |  | 20/05/2006 |  |  |  |  | TAMCO |  |  | TMN MERANTI | Unknown | Unknown | NO | NONE | DISTRIBUTION | TNB | KUALA SELANGOR | NO | Unknown |  |  |  | NO | [8 empty] | S05301 | NO | [7 empty] | 3 | Pass | null
380263776 | S01514 |  |  |  | BKSL/PCE/J00214/MBRMU | 300313771 | Existing | RYB |  | S01524 PE DESA MAWAR N0 1 | CLOSED | CLOSED | LINK |  | 11 kV |  | 18/03/2007 |  |  |  |  | TAMCO |  |  | POULTRY FARM NO 2 | Unknown | Unknown | NO | NONE | DISTRIBUTION | TNB | KUALA SELANGOR | NO | Unknown |  |  |  | NO | [8 empty] | S01514 | NO | [7 empty] | 3 | Pass | null
380263781 | S00438 |  |  |  | BKSL/PCE/J00214/MBRMU | 300313771 | Existing | RYB |  | S00435 PE POULTRY FARM NO 1 | CLOSED | CLOSED | LINK |  | 11 kV |  | 18/03/2007 |  |  |  |  | TAMCO |  |  | POULTRY FARM NO 2 | Unknown | Unknown | NO | NONE | DISTRIBUTION | TNB | KUALA SELANGOR | NO | Unknown |  |  |  | NO | [8 empty] | S00438 | NO | [7 empty] | 3 | Pass | null
380263890 | S00435 |  |  |  | BKSL/PCE/J00213/MBRMU | 300313770 | Existing | RYB |  | S00438 PE POULTRY FARM NO 2 | CLOSED | CLOSED | LINK |  | 11 kV |  | 14/02/2008 |  |  |  |  | TAMCO |  |  | POULTRY FARM NO 1 | Unknown | Unknown | NO | NONE | DISTRIBUTION | TNB | KUALA SELANGOR | NO | Unknown |  |  |  | NO | [8 empty] | S00435 | NO | [7 empty] | 3 | Pass | null
380263895 | S00437 |  |  |  | BKSL/PCE/J00213/MBRMU | 300313770 | Existing | RYB |  | S05597 PE KILANG IKAN KELI SG YU | CLOSED | CLOSED | LINK |  | 11 kV |  | 14/02/2008 |  |  |  |  | TAMCO |  |  | POULTRY FARM NO 1 | Unknown | Unknown | NO | NONE | DISTRIBUTION | TNB | KUALA SELANGOR | NO | Unknown |  |  |  | NO | [8 empty] | S00437 | NO | [7 empty] | 3 | Pass | null
380264118 | S05481 |  |  |  | BKSL/PCE/J00231/MBRMU1 | 300022880 | Existing | RYB |  | S05595 PE KILANG IKAN KELI SG YU | CLOSED | CLOSED | LINK |  | 11 kV |  | 14/02/1987 |  |  |  |  | INDKOM |  |  | SG YU NO 1 | Unknown | Unknown | NO | NONE | DISTRIBUTION | TNB | KUALA SELANGOR | NO | Unknown |  |  |  | NO | [8 empty] | S05481 | NO | [7 empty] | 3 | Pass | null
380264123 | S00452 |  |  |  | BKSL/PCE/J00231/MBRMU1 | 300022880 | Existing | RYB |  | S00447 PE KG SG YU | CLOSED | CLOSED | LINK |  | 11 kV |  | 14/02/1987 |  |  |  |  | INDKOM |  |  | SG YU NO 1 | Unknown | Unknown | NO | NONE | DISTRIBUTION | TNB | KUALA SELANGOR | NO | Unknown |  |  |  | NO | [8 empty] | S00452 | NO | [7 empty] | 3 | Pass | null
380264233 | S00448 |  |  |  | BKSL/PCE/J00230/MBRMU | 300346179 | Existing | RYB |  | S00454 PE SG YU NO 2 | CLOSED | CLOSED | LINK |  | 11 kV |  | 14/02/2012 |  |  |  |  | INDKOM |  |  | KG SG YU | Unknown | Unknown | NO | NONE | DISTRIBUTION | TNB | KUALA SELANGOR | NO | Unknown |  |  |  | NO | [8 empty] | S00448 | NO | [7 empty] | 3 | Pass | null
380264237 | S00449 |  |  |  | BKSL/PCE/J00230/MBRMU | 300346179 | Existing | RYB |  | SPARE | OPEN | CLOSED | LINK |  | 11 kV |  | 14/02/2012 |  |  |  |  | INDKOM |  |  | KG SG YU | Unknown | Unknown | NO | NONE | DISTRIBUTION | TNB | KUALA SELANGOR | NO | Unknown |  |  |  | NO | [8 empty] | S00449 | NO | [7 empty] | 3 | Pass | null
380264254 | S00451 |  |  |  | BKSL/PCE/J00230/MBRMU | 300346179 | Existing | RYB |  | SPARE | OPEN | CLOSED | LINK |  | 11 kV |  | 14/02/2012 |  |  |  |  | INDKOM |  |  | KG SG YU | Unknown | Unknown | NO | NONE | DISTRIBUTION | TNB | KUALA SELANGOR | NO | Unknown |  |  |  | NO | [8 empty] | S00451 | NO | [7 empty] | 3 | Pass | null
380264353 | S00447 |  |  |  | BKSL/PCE/J00230/MBRMU | 300346179 | Existing | RYB |  | S00452 PE SG YU NO 1 | CLOSED | CLOSED | LINK |  | 11 kV |  | 14/02/2012 |  |  |  |  | INDKOM |  |  | KG SG YU | Unknown | Unknown | NO | NONE | DISTRIBUTION | TNB | KUALA SELANGOR | Unknown |  |  |  |  | NO | [8 empty] | S00447 | NO | [7 empty] | 3 | Pass | null
380264364 | S00454 |  |  |  | BKSL/PCE/J00232/MBPAT | 300346180 | Existing | RYB |  | S00448 PE KG SG YU | CLOSED | CLOSED | LINK |  | 11 kV |  | 18/03/2004 | [7 empty] | SG YU NO 2 | Unknown | Unknown | NO | NONE | DISTRIBUTION | TNB | KUALA SELANGOR | NO | Unknown |  |  |  | NO | [8 empty] | S00454 | NO | [7 empty] | 3 | Pass | null
380264369 | S01554 |  |  |  | BKSL/PCE/J00232/MBPAT | 300346180 | Existing | RYB |  |  | CLOSED | CLOSED | LINK |  | 11 kV |  | 18/03/2004 | [7 empty] | SG YU NO 2 | Unknown | Unknown | NO | NONE | DISTRIBUTION | TNB | KUALA SELANGOR | NO | Unknown |  |  |  | NO | [8 empty] | S01554 | NO | [7 empty] | 3 | Pass | null
380264478 | S01555 |  |  |  | BKSL/PCE/J00233/MBPAT | 300346181 | Existing | RYB |  |  | CLOSED | CLOSED | LINK |  | 11 kV |  | 19/04/2006 | [7 empty] | SG YU NO 3 | Unknown | Unknown | NO | NONE | DISTRIBUTION | TNB | KUALA SELANGOR | NO | Unknown |  |  |  | NO | [8 empty] | S01555 | NO | [7 empty] | 3 | Pass | null
380264483 | S00456 |  |  |  | BKSL/PCE/J00233/MBPAT | 300346181 | Existing | RYB |  | S01550 PE MASJID SG TERAP | CLOSED | CLOSED | LINK |  | 11 kV |  | 19/04/2006 | [7 empty] | SG YU NO 3 | Unknown | Unknown | NO | NONE | DISTRIBUTION | TNB | KUALA SELANGOR | NO | Unknown |  |  |  | NO | [8 empty] | S00456 | NO | [7 empty] | 3 | Pass | null
380264592 | S01550 |  |  |  | BKSL/PCE/J00180/MBRMU | 300313772 | Existing | RYB |  | S00456 PE SG YU NO 3 | CLOSED | CLOSED | LINK |  | 11 kV |  | 19/04/2007 |  |  |  |  | MERLIN GERIN |  |  | MASJID SG TERAP | Unknown | Unknown | NO | NONE | DISTRIBUTION | TNB | KUALA SELANGOR | NO | Unknown |  |  |  | NO | [8 empty] | S01550 | NO | [7 empty] | 3 | Pass | null
380264597 | S01552 |  |  |  | BKSL/PCE/J00180/MBRMU | 300313772 | Existing | RYB |  | S00446 PE SG TERAP | CLOSED | CLOSED | LINK |  | 11 kV |  | 19/04/2007 |  |  |  |  | MERLIN GERIN |  |  | MASJID SG TERAP | Unknown | Unknown | NO | NONE | DISTRIBUTION | TNB | KUALA SELANGOR | NO | Unknown |  |  |  | NO | [8 empty] | S01552 | NO | [7 empty] | 3 | Pass | null
380264736 | S01505 |  |  |  | BKSL/PCE/J00168/MBRMU1 | 300228855 | Existing | RYB |  | S00376 PE PADAT TOK ADAM | CLOSED | CLOSED | LINK |  | 11 kV |  | 15/12/1997 | [7 empty] | PASAR TG KARANG | Unknown | Unknown | NO | NONE | DISTRIBUTION | TNB | KUALA SELANGOR | NO | Unknown |  |  |  | NO | [8 empty] | S01505 | NO | [7 empty] | 3 | Pass | null
380264753 | S01502 |  |  |  | BKSL/PCE/J00168/MBRMU1 | 300228855 | Existing | RYB |  | S05816 PE BOOSTER TG. KARANG | CLOSED | CLOSED | LINK |  | 11 kV |  | 15/12/1997 | [7 empty] | PASAR TG KARANG | Unknown | Unknown | NO | NONE | DISTRIBUTION | TNB | KUALA SELANGOR | NO | Unknown |  |  |  | NO | [8 empty] | S01502 | NO | [7 empty] | 3 | Pass | null
380264946 | S00376 |  |  |  | BKSL/PCE/J00199/MB01 | 300022790 | Existing | RYB |  | S01505 PE PASAR TG KARANG | CLOSED | CLOSED | LINK |  | 11 kV |  | 28/06/1994 |  |  |  |  | MERLIN GERIN |  |  | TOK ADAM | Unknown | Unknown | NO | NONE | DISTRIBUTION | TNB | KUALA SELANGOR | NO | Unknown |  |  |  | NO | [8 empty] | S00376 | NO | [7 empty] | 3 | Pass | null
380264951 | S00378 |  |  |  | BKSL/PCE/J00199/MB01 | 300022790 | Existing | RYB |  | S00380 PE SG TENGI KANAN NO 1 | CLOSED | CLOSED | LINK |  | 11 kV |  | 28/06/1994 |  |  |  |  | MERLIN GERIN |  |  | TOK ADAM | Unknown | Unknown | NO | NONE | DISTRIBUTION | TNB | KUALA SELANGOR | NO | Unknown |  |  |  | NO | [8 empty] | S00378 | NO | [7 empty] | 3 | Pass | null
380265063 | S00380 |  |  |  | BKSL/PCE/J00200/MBS00380 | 300022796 | Existing | RYB |  | S00378 PE PADAT TOK ADAM | CLOSED | CLOSED | LINK |  | 11 kV |  | 20021107 | [7 empty] | SG TENGI KANAN NO 1 | Unknown | Unknown | NO | NONE | DISTRIBUTION | TNB | KUALA SELANGOR | NO | Unknown |  |  |  | NO | [8 empty] | S00380 | NO | [7 empty] | 3 | Pass | null
380265067 | S00381 |  |  |  | BKSL/PCE/J00200/MBS00380 | 300022796 | Existing | RYB |  | S00384 PE SG TENGI KANAN NO 3 | CLOSED | CLOSED | LINK |  | 11 kV |  | 20021107 | [7 empty] | SG TENGI KANAN NO 1 | Unknown | Unknown | NO | NONE | DISTRIBUTION | TNB | KUALA SELANGOR | NO | Unknown |  |  |  | NO | [8 empty] | S00381 | NO | [7 empty] | 3 | Pass | null
380265084 | S00383 |  |  |  | BKSL/PCE/J00200/MBS00380 | 300022796 | Existing | RYB |  | S00388 PE SG TENGI KANAN NO 2 | CLOSED | CLOSED | LINK |  | 11 kV |  | 20021107 | [7 empty] | SG TENGI KANAN NO 1 | Unknown | Unknown | NO | NONE | DISTRIBUTION | TNB | KUALA SELANGOR | NO | Unknown |  |  |  | NO | [8 empty] | S00383 | NO | [7 empty] | 3 | Pass | null
380265185 | S00384 |  |  |  | BKSL/PCE/J00178/MBNN01 | 300022680 | Existing | RYB |  | S00381 PE SG TENGI KANAN NO 1 | CLOSED | CLOSED | LINK |  | 11 kV |  | 20/09/1965 |  |  |  |  | TAMCO |  |  | SG TENGI KANAN NO 3 | Unknown | Unknown | NO | NONE | DISTRIBUTION | TNB | KUALA SELANGOR | NO | Unknown |  |  |  | NO | [8 empty] | S00384 | NO | [7 empty] | 3 | Pass | null
380265190 | S01507 |  |  |  | BKSL/PCE/J00178/MBNN01 | 300022680 | Existing | RYB |  |  | CLOSED | CLOSED | LINK |  | 11 kV |  | 20/09/1965 |  |  |  |  | TAMCO |  |  | SG TENGI KANAN NO 3 | Unknown | Unknown | NO | NONE | DISTRIBUTION | TNB | KUALA SELANGOR | NO | Unknown |  |  |  | NO | [8 empty] | S01507 | NO | [7 empty] | 3 | Pass | null
380265300 | S00389 |  |  |  | BKSL/PCE/J00202/MBRMU1 | 300343330 | Existing | RYB |  | S01507 PE SG TENGI KANAN NO 3 | CLOSED | CLOSED | LINK |  | 11 kV |  | 15/12/1998 |  |  |  |  | TAMCO |  |  | SAWAH SEMP NO 1 | Unknown | Unknown | NO | NONE | DISTRIBUTION | TNB | KUALA SELANGOR | NO | Unknown |  |  |  | NO | [8 empty] | S00389 | NO | [7 empty] | 3 | Pass | null
380265304 | S00392 |  |  |  | BKSL/PCE/J00202/MBRMU1 | 300343330 | Existing | RYB |  | S00393 PE SAWAH SEMPADAN NO 2 | CLOSED | CLOSED | LINK |  | 11 kV |  | 15/12/1998 |  |  |  |  | TAMCO |  |  | SAWAH SEMP NO 1 | Unknown | Unknown | NO | NONE | DISTRIBUTION | TNB | KUALA SELANGOR | NO | Unknown |  |  |  | NO | [8 empty] | S00392 | NO | [7 empty] | 3 | Pass | null
380265321 | R00390 |  |  |  | BKSL/PCE/J00202/MBRMU1 | 300343330 | Existing | RYB |  | S00395 PE SAWAH SEMPADAN NO 3 | CLOSED | CLOSED | LINK |  | 11 kV |  | 15/12/1998 |  |  |  |  | TAMCO |  |  | SAWAH SEMP NO 1 | Unknown | Unknown | NO | NONE | DISTRIBUTION | TNB | KUALA SELANGOR | NO | Unknown |  |  |  | NO | [8 empty] | R00390 | NO | [7 empty] | 3 | Pass | null
380265422 | S00393 |  |  |  | BKSL/PCE/J00203/MBRMU1 | 300343331 | Existing | RYB |  | S00392 PE SAWAH SEMPADAN NO 1 | CLOSED | CLOSED | LINK |  | 11 kV |  | 19/02/1998 |  |  |  |  | TAMCO |  |  | SAWAH SEMP NO 2 | Unknown | Unknown | NO | NONE | DISTRIBUTION | TNB | KUALA SELANGOR | NO | Unknown |  |  |  | NO | [8 empty] | S00393 | NO | [7 empty] | 3 | Pass | null
380265427 | S00390 |  |  |  | BKSL/PCE/J00203/MBRMU1 | 300343331 | Existing | RYB |  | SPUR | OPEN | CLOSED | LINK |  | 11 kV |  | 19/02/1998 |  |  |  |  | TAMCO |  |  | SAWAH SEMP NO 2 | Unknown | Unknown | NO | NONE | DISTRIBUTION | TNB | KUALA SELANGOR | NO | Unknown |  |  |  | NO | [8 empty] | S00390 | NO | [7 empty] | 3 | Pass | null
380265537 | S00395 |  |  |  | BKSL/PCE/J00204/MBRMU1 | 300242593 | Existing | RYB |  |  | CLOSED | CLOSED | LINK |  | 11 kV |  | 18/03/1983 | [7 empty] | SAWAH SEMP NO 3 | Unknown | Unknown | NO | NONE | DISTRIBUTION | TNB | KUALA SELANGOR | NO | Unknown |  |  |  | NO | [8 empty] | S00395 | NO | [7 empty] | 3 | Pass | null
380265541 | S00398 |  |  |  | BKSL/PCE/J00204/MBRMU1 | 300242593 | Existing | RYB |  | S00399 PE SAWAH SEMPADAN NO 4 | CLOSED | CLOSED | LINK |  | 11 kV |  | 18/03/1983 | [7 empty] | SAWAH SEMP NO 3 | Unknown | Unknown | NO | NONE | DISTRIBUTION | TNB | KUALA SELANGOR | NO | Unknown |  |  |  | NO | [8 empty] | S00398 | NO | [7 empty] | 3 | Pass | null
380265558 | S00396 |  |  |  | BKSL/PCE/J00204/MBRMU1 | 300242593 | Existing | RYB |  | S00402 PE SAWAH SEMPADAN NO 5 | CLOSED | CLOSED | LINK |  | 11 kV |  | 18/03/1983 | [7 empty] | SAWAH SEMP NO 3 | Unknown | Unknown | NO | NONE | DISTRIBUTION | TNB | KUALA SELANGOR | NO | Unknown |  |  |  | NO | [8 empty] | S00396 | NO | [7 empty] | 3 | Pass | null
380265659 | S00399 |  |  |  | BKSL/PCE/J00207/MBRMU1 | 300343332 | Existing | RYB |  | S00398 PE SAWAH SEMPADAN NO 3 | CLOSED | CLOSED | LINK |  | 11 kV |  | 22/03/1998 |  |  |  |  | TAMCO |  |  | SAWAH SEMP NO 4 | Unknown | Unknown | NO | NONE | DISTRIBUTION | TNB | KUALA SELANGOR | NO | Unknown |  |  |  | NO | [8 empty] | S00399 | NO | [7 empty] | 3 | Pass | null
380265664 | SPARE |  |  |  | BKSL/PCE/J00207/MBRMU1 | 300343332 | Existing | RYB |  | SPUR | OPEN | CLOSED | LINK |  | 11 kV |  | 22/03/1998 |  |  |  |  | TAMCO |  |  | SAWAH SEMP NO 4 | Unknown | Unknown | NO | NONE | DISTRIBUTION | TNB | KUALA SELANGOR | NO | Unknown |  |  |  | NO | [8 empty] | SPARE | NO | [7 empty] | 3 | Pass | null
380265773 | S00402 |  |  |  | BKSL/PCE/J00205/MBRMU1 | 300343334 | Existing | RYB |  | S00396 PE SAWAH SEMPADAN NO 3 | CLOSED | CLOSED | LINK |  | 11 kV |  | 19/04/1998 |  |  |  |  | TAMCO |  |  | SAWAH SEMP NO 5 | Unknown | Unknown | NO | NONE | DISTRIBUTION | TNB | KUALA SELANGOR | NO | Unknown |  |  |  | NO | [8 empty] | S00402 | NO | [7 empty] | 3 | Pass | null
380265778 | S00401 |  |  |  | BKSL/PCE/J00205/MBRMU1 | 300343334 | Existing | RYB |  | S00404 PE SAWAH SEMPADAN NO 6 | CLOSED | CLOSED | LINK |  | 11 kV |  | 19/04/1998 |  |  |  |  | TAMCO |  |  | SAWAH SEMP NO 5 | Unknown | Unknown | NO | NONE | DISTRIBUTION | TNB | KUALA SELANGOR | NO | Unknown |  |  |  | NO | [8 empty] | S00401 | NO | [7 empty] | 3 | Pass | null
380265887 | S00404 |  |  |  | BKSL/PCE/J00206/MBRMU1 | 300343335 | Existing | RYB |  | S00401 PE SAWAH SEMPADAN NO 5 | CLOSED | CLOSED | LINK |  | 11 kV |  | 28/06/1998 |  |  |  |  | TAMCO |  |  | SAWAH SEMP NO 6 | Unknown | Unknown | NO | NONE | DISTRIBUTION | TNB | KUALA SELANGOR | NO | Unknown |  |  |  | NO | [8 empty] | S00404 | NO | [7 empty] | 3 | Pass | null
380265892 | S02588 |  |  |  | BKSL/PCE/J00206/MBRMU1 | 300343335 | Existing | RYB |  |  | CLOSED | CLOSED | LINK |  | 11 kV |  | 28/06/1998 |  |  |  |  | TAMCO |  |  | SAWAH SEMP NO 6 | Unknown | Unknown | NO | NONE | DISTRIBUTION | TNB | KUALA SELANGOR | NO | Unknown |  |  |  | NO | [8 empty] | S02588 | NO | [7 empty] | 3 | Pass | null
380266115 | S05809 |  |  |  | BKSL/PCE/J00186/MB01 | 300022715 | Existing | RYB |  |  | CLOSED | CLOSED | LINK |  | 11 kV |  | 18/03/1998 |  |  |  |  | FALCON BETA |  |  | PEKAN TG KARANG (RIVER SIDE) | Unknown | Unknown | NO | NONE | DISTRIBUTION | TNB | KUALA SELANGOR | NO | Unknown |  |  |  | NO | [8 empty] | S05809 | NO | [7 empty] | 3 | Pass | null
380266119 | S00343 |  |  |  | BKSL/PCE/J00186/MB01 | 300022715 | Existing | RYB |  | S00345 PE TMN SRI TANJUNG (LOT 1970) | CLOSED | CLOSED | LINK |  | 11 kV |  | 18/03/1998 |  |  |  |  | FALCON BETA |  |  | PEKAN TG KARANG (RIVER SIDE) | Unknown | Unknown | NO | NONE | DISTRIBUTION | TNB | KUALA SELANGOR | NO | Unknown |  |  |  | NO | [8 empty] | S00343 | NO | [7 empty] | 3 | Pass | null
380266136 | S00341 |  |  |  | BKSL/PCE/J00186/MB01 | 300022715 | Existing | RYB |  | S00340 PE PASARAYA BILLION | OPEN | CLOSED | LINK |  | 11 kV |  | 18/03/1998 |  |  |  |  | FALCON BETA |  |  | PEKAN TG KARANG (RIVER SIDE) | Unknown | Unknown | NO | NONE | DISTRIBUTION | TNB | KUALA SELANGOR | NO | Unknown |  |  |  | NO | [8 empty] | S00341 | NO | [7 empty] | 3 | Pass | null
380266236 | S00345 |  |  |  | BKSL/PCE/J00187/MBS00344 | 300022721 | Existing | RYB |  | S00343 PE PEKAN TG KARANG (RIVER SIDE) | CLOSED | CLOSED | LINK |  | 11 kV |  | 19/04/1996 |  |  |  |  | INDKOM |  |  | TMN SRI TANJUNG (LOT 1970) | Unknown | Unknown | NO | NONE | DISTRIBUTION | TNB | KUALA SELANGOR | NO | Unknown |  |  |  | NO | [8 empty] | S00345 | NO | [7 empty] | 3 | Pass | null
380266241 | S00344 |  |  |  | BKSL/PCE/J00187/MBS00344 | 300022721 | Existing | RYB |  | S00352 PE BALAI POLIS TG KARANG | CLOSED | CLOSED | LINK |  | 11 kV |  | 19/04/1996 |  |  |  |  | INDKOM |  |  | TMN SRI TANJUNG (LOT 1970) | Unknown | Unknown | NO | NONE | DISTRIBUTION | TNB | KUALA SELANGOR | NO | Unknown |  |  |  | NO | [8 empty] | S00344 | NO | [7 empty] | 3 | Pass | null
380266352 | S00352 |  |  |  | BKSL/PCE/J00189/MBS00350 | 300022733 | Existing | RYB |  | LOT 1970 TMN SRI TANJONG | CLOSED | CLOSED | LINK |  | 11 kV |  | 26/06/1997 |  |  |  |  | TAMCO |  |  | BALAI POLIS TG KARANG | Unknown | Unknown | NO | NONE | DISTRIBUTION | TNB | KUALA SELANGOR | NO | Unknown |  |  |  | NO | [8 empty] | S00352 | NO | [7 empty] | 3 | Pass | null
380266357 | S00352 |  |  |  | BKSL/PCE/J00189/MBS00350 | 300022733 | Existing | RYB |  | LOT 1970 TMN SRI TANJONG | CLOSED | CLOSED | LINK |  | 11 kV |  | 26/06/1997 |  |  |  |  | TAMCO |  |  | BALAI POLIS TG KARANG | Unknown | Unknown | NO | NONE | DISTRIBUTION | TNB | KUALA SELANGOR | NO | Unknown |  |  |  | NO | [8 empty] | S00352 | NO | [7 empty] | 3 | Pass | null
380266469 | S00353 |  |  |  | BKSL/PCE/J00190/MBRMU1 | 300022739 | Existing | RYB |  | S00350 PE BALAI POLIS TG KARANG | CLOSED | CLOSED | LINK |  | 11 kV |  | 17/07/1997 |  |  |  |  | TAMCO |  |  | JKR LOW COST | Unknown | Unknown | NO | NONE | DISTRIBUTION | TNB | KUALA SELANGOR | NO | Unknown |  |  |  | NO | [8 empty] | S00353 | NO | [7 empty] | 3 | Pass | null
380266473 | S00355 |  |  |  | BKSL/PCE/J00190/MBRMU1 | 300022739 | Existing | RYB |  | S01474 PE UKM | CLOSED | CLOSED | LINK |  | 11 kV |  | 17/07/1997 |  |  |  |  | TAMCO |  |  | JKR LOW COST | Unknown | Unknown | NO | NONE | DISTRIBUTION | TNB | KUALA SELANGOR | NO | Unknown |  |  |  | NO | [8 empty] | S00355 | NO | [7 empty] | 3 | Pass | null
380266490 | S01473 |  |  |  | BKSL/PCE/J00190/MBRMU1 | 300022739 | Existing | RYB |  |  | OPEN | CLOSED | LINK |  | 11 kV |  | 17/07/1997 |  |  |  |  | TAMCO |  |  | JKR LOW COST | Unknown | Unknown | NO | NONE | DISTRIBUTION | TNB | KUALA SELANGOR | NO | Unknown |  |  |  | NO | [8 empty] | S01473 | NO | [7 empty] | 3 | Pass | null
380266612 | S05611 |  |  |  | BKSL/PCE/J00618/MBRMU1 | 300343328 | Existing | RYB |  | S05526 PE MAHKAMAH SYARIAH KUALA SEL | CLOSED | CLOSED | LINK |  | 11 kV |  | 14/11/1998 | [7 empty] | LKIM PASIR PENAMBANG | Unknown | Unknown | NO | NONE | DISTRIBUTION | TNB | KUALA SELANGOR | NO | Unknown |  |  |  | NO | [8 empty] | S05611 | NO | [7 empty] | 3 | Pass | null
380266617 | S05613 |  |  |  | BKSL/PCE/J00618/MBRMU1 | 300343328 | Existing | RYB |  | S05657 PE GOLDPAGE NO.2 | CLOSED | CLOSED | LINK |  | 11 kV |  | 14/11/1998 | [7 empty] | LKIM PASIR PENAMBANG | Unknown | Unknown | NO | NONE | DISTRIBUTION | TNB | KUALA SELANGOR | NO | Unknown |  |  |  | NO | [8 empty] | S05613 | NO | [7 empty] | 3 | Pass | null
380266772 | S00337 |  |  |  | BKSL/PCE/J00183/MBS00334 | 300022697 | Existing | RYB |  | S01466 PE BANJARAYA (C) | CLOSED | CLOSED | LINK |  | 11 kV |  | 27/11/1984 | [7 empty] | HOSPITAL TG KARANG | Unknown | Unknown | NO | NONE | DISTRIBUTION | TNB | KUALA SELANGOR | NO | Unknown |  |  |  | NO | [8 empty] | S00337 | NO | [7 empty] | 3 | Pass | null
380266776 | S00334 |  |  |  | BKSL/PCE/J00183/MBS00334 | 300022697 | Existing | RYB |  | PPU TKMI: VCB4 | CLOSED | CLOSED | LINK |  | 11 kV |  | 27/11/1984 | [7 empty] | HOSPITAL TG KARANG | Unknown | Unknown | NO | NONE | DISTRIBUTION | TNB | KUALA SELANGOR | NO | Unknown |  |  |  | NO | [8 empty] | S00334 | NO | [7 empty] | 3 | Pass | null
380266793 | S00334 |  |  |  | BKSL/PCE/J00183/MBS00334 | 300022697 | Existing | RYB |  | S05744 PE PASARAYA BILLION | OPEN | CLOSED | LINK |  | 11 kV |  | 27/11/1984 | [7 empty] | HOSPITAL TG KARANG | Unknown | Unknown | NO | NONE | DISTRIBUTION | TNB | KUALA SELANGOR | NO | Unknown |  |  |  | NO | [8 empty] | S00334 | NO | [7 empty] | 3 | Pass | null
380266936 | S05635 | [5 empty] | Existing | RYB |  | S01646 PE TMN KHATIJAH | CLOSED | CLOSED | LINK |  | 11 kV | [9 empty] | KO SEGAR | Unknown | Unknown | NO | NONE | DISTRIBUTION | TNB | KUALA SELANGOR | NO | Unknown |  |  |  | NO | [8 empty] | S05635 | NO | [7 empty] | 3 | Pass | null
380266941 | S05633 | [5 empty] | Existing | RYB |  | S05823 PE PT 1,L670 MARDI SG SIREH | CLOSED | CLOSED | LINK |  | 11 kV | [9 empty] | KO SEGAR | Unknown | Unknown | NO | NONE | DISTRIBUTION | TNB | KUALA SELANGOR | NO | Unknown |  |  |  | NO | [8 empty] | S05633 | NO | [7 empty] | 3 | Pass | null
380267142 | S05943 |  |  |  | BKSL/PCE/J00430/MB1 | 310527934 | Existing | RYB |  | S05429 KLG PADI DATARAN PUSAKA | CLOSED | CLOSED | LINK |  | 11 kV | [9 empty] | TMN SERI MANIK | Unknown | Unknown | NO | NONE | DISTRIBUTION | TNB | KUALA SELANGOR | NO | Unknown |  |  |  | NO | [8 empty] | S05943 | NO | [7 empty] | 3 | Pass | null
380267147 | S05945 |  |  |  | BKSL/PCE/J00430/MB1 | 310527934 | Existing | RYB |  | SPUR | OPEN | CLOSED | LINK |  | 11 kV | [9 empty] | TMN SERI MANIK | Unknown | Unknown | NO | NONE | DISTRIBUTION | TNB | KUALA SELANGOR | NO | Unknown |  |  |  | NO | [8 empty] | S05945 | NO | [7 empty] | 3 | Pass | null
380267256 | S05931 | [5 empty] | Existing | RYB |  | S05913 PE TMN MAHSURI INDAH | CLOSED | CLOSED | LINK |  | 11 kV | [9 empty] | PUSAT LATIHAN PERTANIAN | Unknown | Unknown | NO | NONE | DISTRIBUTION | TNB | KUALA SELANGOR | NO | Unknown |  |  |  | NO | [8 empty] | S05931 | NO | [7 empty] | 3 | Pass | null
380267261 | S05933 | [5 empty] | Existing | RYB |  |  | CLOSED | CLOSED | LINK |  | 11 kV | [9 empty] | PUSAT LATIHAN PERTANIAN | Unknown | Unknown | NO | NONE | DISTRIBUTION | TNB | KUALA SELANGOR | NO | Unknown |  |  |  | NO | [8 empty] | S05933 | NO | [7 empty] | 3 | Pass | null
380267370 | S05913 | [5 empty] | Existing | RYB |  |  | CLOSED | CLOSED | LINK |  | 11 kV | [9 empty] | TMN MAHSURI INDAH | Unknown | Unknown | NO | NONE | DISTRIBUTION | TNB | KUALA SELANGOR | NO | Unknown |  |  |  | NO | [8 empty] | S05913 | NO | [7 empty] | 3 | Pass | null
380267375 | S05915 | [5 empty] | Existing | RYB |  | S05931 PE PST LATIHAN PERTANIAN | CLOSED | CLOSED | LINK |  | 11 kV | [9 empty] | TMN MAHSURI INDAH | Unknown | Unknown | NO | NONE | DISTRIBUTION | TNB | KUALA SELANGOR | NO | Unknown |  |  |  | NO | [8 empty] | S05915 | NO | [7 empty] | 3 | Pass | null
380267519 | S150515 | [5 empty] | Existing | RYB |  | S01701 PE TMN RIA MAS | CLOSED | CLOSED | LINK |  | 11 kV | [9 empty] | TMN RIA MAS NO.2 | Unknown | Unknown | NO | NONE | DISTRIBUTION | TNB | KUALA SELANGOR | NO | Unknown |  |  |  | NO | [8 empty] | S150515 | NO | [7 empty] | 3 | Pass | null
380267524 | S150517 | [5 empty] | Existing | RYB |  | S05937 PE TMN RIA MAS NO. 3 | CLOSED | CLOSED | LINK |  | 11 kV | [9 empty] | TMN RIA MAS NO.2 | Unknown | Unknown | NO | NONE | DISTRIBUTION | TNB | KUALA SELANGOR | NO | Unknown |  |  |  | NO | [8 empty] | S150517 | NO | [7 empty] | 3 | Pass | null
380267661 | S05644 |  |  |  | BKSL/PCE/J00855/MBRMU1 | 300497590 | Existing | RYB |  | S05495 PE BANYU EMAS (FIRMA RENA) | CLOSED | CLOSED | LINK |  | 11 kV | [9 empty] | PADAT TMN SAHABAT | Unknown | Unknown | NO | NONE | DISTRIBUTION | TNB | KUALA SELANGOR | NO | Unknown |  |  |  | NO | [8 empty] | S05644 | NO | [7 empty] | 3 | Pass | null
380267666 | S05642 |  |  |  | BKSL/PCE/J00855/MBRMU1 | 300497590 | Existing | RYB |  | S01513 PE INDUSTRI BENG LEE | CLOSED | CLOSED | LINK |  | 11 kV | [9 empty] | PADAT TMN SAHABAT | Unknown | Unknown | NO | NONE | DISTRIBUTION | TNB | KUALA SELANGOR | NO | Unknown |  |  |  | NO | [8 empty] | S05642 | NO | [7 empty] | 3 | Pass | null
380267800 | S05595 |  |  |  | BKSL/PCE/J00670/MBRMU | 300346291 | Existing | RYB |  | S05481 PE SG YU NO 1 | CLOSED | CLOSED | LINK |  | 11 kV |  | 19931107 |  |  |  |  | TAMCO |  |  | KILANG IKAN KELI SG YU | Unknown | Unknown | NO | NONE | DISTRIBUTION | TNB | KUALA SELANGOR | NO | Unknown |  |  |  | NO | [8 empty] | S05595 | NO | [7 empty] | 3 | Pass | null
380267805 | S05597 |  |  |  | BKSL/PCE/J00670/MBRMU | 300346291 | Existing | RYB |  | S00437 PE POULTRY FARM NO 1 | CLOSED | CLOSED | LINK |  | 11 kV |  | 19931107 |  |  |  |  | TAMCO |  |  | KILANG IKAN KELI SG YU | Unknown | Unknown | NO | NONE | DISTRIBUTION | TNB | KUALA SELANGOR | NO | Unknown |  |  |  | NO | [8 empty] | S05597 | NO | [7 empty] | 3 | Pass | null
380267950 | S01458 |  |  |  | BKSL/PCE/J00179/MBRMU1 | 300228849 | Existing | RYB |  | PPU TKMI: VCB 9 | CLOSED | CLOSED | LINK |  | 11 kV |  | 19901110 |  |  |  |  | FALCON BETA |  |  | TMN MAKMUR KSL | Unknown | Unknown | NO | NONE | DISTRIBUTION | TNB | KUALA SELANGOR | NO | Unknown |  |  |  | NO | [8 empty] | S01458 | NO | [7 empty] | 3 | Pass | null
380267955 | S01456 |  |  |  | BKSL/PCE/J00179/MBRMU1 | 300228849 | Existing | RYB |  | S00328 PE KIM LIAN HUAT | CLOSED | CLOSED | LINK |  | 11 kV |  | 19901110 |  |  |  |  | FALCON BETA |  |  | TMN MAKMUR KSL | Unknown | Unknown | NO | NONE | DISTRIBUTION | TNB | KUALA SELANGOR | NO | Unknown |  |  |  | NO | [8 empty] | S01456 | NO | [7 empty] | 3 | Pass | null
380521472 | R02751 |  |  |  | BKSL/PCE/J00638/MBRMU | 300345655 | Existing | RYB |  |  | CLOSED | CLOSED | LINK |  | 11 kV |  | 28/06/2006 |  |  |  |  | TAMCO |  |  | P/PENURUN BALAI POLIS BATU ARANG | Unknown | Unknown | NO | NONE | DISTRIBUTION | TNB | KUALA SELANGOR | NO | Unknown |  |  |  | NO | [8 empty] | R02751 | NO | [7 empty] | 3 | Pass | null
380521476 | R02752 |  |  |  | BKSL/PCE/J00638/MBRMU | 300345655 | Existing | RYB |  |  | CLOSED | CLOSED | LINK |  | 11 kV |  | 28/06/2006 |  |  |  |  | TAMCO |  |  | P/PENURUN BALAI POLIS BATU ARANG | Unknown | Unknown | NO | NONE | DISTRIBUTION | TNB | KUALA SELANGOR | NO | Unknown |  |  |  | NO | [8 empty] | R02752 | NO | [7 empty] | 3 | Pass | null
380521493 | R02753 |  |  |  | BKSL/PCE/J00638/MBRMU | 300345655 | Existing | RYB |  |  | CLOSED | CLOSED | LINK |  | 11 kV |  | 28/06/2006 |  |  |  |  | TAMCO |  |  | P/PENURUN BALAI POLIS BATU ARANG | Unknown | Unknown | NO | NONE | DISTRIBUTION | TNB | KUALA SELANGOR | NO | Unknown |  |  |  | NO | [8 empty] | R02753 | NO | [7 empty] | 3 | Pass | null
380521591 | R02754 |  |  |  | BKSL/PCE/J00638/MBRMU | 300345655 | Existing | RYB |  | R07384 VHF BATU ARANG | CLOSED |  | LINK |  | 11 kV |  | 28/06/2006 |  |  |  |  | TAMCO |  |  | P/PENURUN BALAI POLIS BATU ARANG | Unknown | Unknown | Unknown | Unknown | DISTRIBUTION | TNB | KUALA SELANGOR | Unknown |  |  |  |  | Unknown | [8 empty] | R02754 | [8 empty] | 3 | Pass | null
380521616 | R05974 |  |  |  | BKSL/PCE/J00640/MBRMU | 300345661 | Existing | RYB |  |  | CLOSED | CLOSED | LINK |  | 11 kV |  | 20/09/2006 |  |  |  |  | VEI |  |  | TENAGA KIMIA BT ARANG | Unknown | Unknown | NO | NONE | DISTRIBUTION | TNB | KUALA SELANGOR | NO | Unknown |  |  |  | NO | [8 empty] | R05974 | NO | [7 empty] | 3 | Pass | null
380521621 | R05976 |  |  |  | BKSL/PCE/J00640/MBRMU | 300345661 | Existing | RYB |  |  | CLOSED | CLOSED | LINK |  | 11 kV |  | 20/09/2006 |  |  |  |  | VEI |  |  | TENAGA KIMIA BT ARANG | Unknown | Unknown | NO | NONE | DISTRIBUTION | TNB | KUALA SELANGOR | NO | Unknown |  |  |  | NO | [8 empty] | R05976 | NO | [7 empty] | 3 | Pass | null
380522374 | R06231 |  |  |  | BKSL/PCE/J00632/MBRMU | 300313266 | Existing | RYB |  |  | CLOSED | CLOSED | LINK |  | 11 kV |  | 19871110 |  |  |  |  | TAMCO |  |  | LIM & LIM HARDWARE | Unknown | Unknown | NO | NONE | DISTRIBUTION | TNB | KUALA SELANGOR | NO | Unknown |  |  |  | NO | [8 empty] | R06231 | NO | [7 empty] | 3 | Pass | null
380522379 | R06229 |  |  |  | BKSL/PCE/J00632/MBRMU | 300313266 | Existing | RYB |  |  | CLOSED | CLOSED | LINK |  | 11 kV |  | 19871110 |  |  |  |  | TAMCO |  |  | LIM & LIM HARDWARE | Unknown | Unknown | NO | NONE | DISTRIBUTION | TNB | KUALA SELANGOR | NO | Unknown |  |  |  | NO | [8 empty] | R06229 | NO | [7 empty] | 3 | Pass | null
380522489 | R05445 |  |  |  | BKSL/PCE/J00654/MBRMU | 300348374 | Existing | RYB |  |  | CLOSED | CLOSED | LINK |  | 11 kV |  | 20081010 |  |  |  |  | TAMCO |  |  | KOTA PUTERI PERSIARAN BT ARANG NO.1 | Unknown | Unknown | NO | NONE | DISTRIBUTION | TNB | KUALA SELANGOR | NO | Unknown |  |  |  | NO | [8 empty] | R05445 | NO | [7 empty] | 3 | Pass | null
380522494 | R05444 |  |  |  | BKSL/PCE/J00654/MBRMU | 300348374 | Existing | RYB |  |  | CLOSED | CLOSED | LINK |  | 11 kV |  | 20081010 |  |  |  |  | TAMCO |  |  | KOTA PUTERI PERSIARAN BT ARANG NO.1 | Unknown | Unknown | NO | NONE | DISTRIBUTION | TNB | KUALA SELANGOR | NO | Unknown |  |  |  | NO | [8 empty] | R05444 | NO | [7 empty] | 3 | Pass | null
380522872 | R07552 | [5 empty] | Existing | Unknown |  |  | CLOSED | OPEN | BUSBAR SECTION |  | 11 kV | [9 empty] | PE SOO CHEW SHENG | Unknown | Unknown | NO | NONE | DISTRIBUTION | TNB | KUALA SELANGOR | NO | Unknown |  |  |  | NO | [8 empty] | R07552 | [8 empty] | 0 | Fail | Please check "Phasing"
380534602 | S05855 |  |  |  | BKSL/PCE/J00874 | 300494296 | Existing | RYB |  |  | OPEN | CLOSED | LINK |  | 11 kV | [6 empty] | EPE |  |  | PUSAT NIAGA ASTANA ALAM 2 | Unknown | Unknown | NO | NONE | DISTRIBUTION | TNB | KUALA SELANGOR | NO | Unknown |  |  |  | NO | [8 empty] | S05855 | NO | [7 empty] | 3 | Pass | null
380534619 | S05852 |  |  |  | BKSL/PCE/J00874 | 300494296 | Existing | RYB |  |  | CLOSED | CLOSED | LINK |  | 11 kV | [6 empty] | EPE |  |  | PUSAT NIAGA ASTANA ALAM 2 | Unknown | Unknown | NO | NONE | DISTRIBUTION | TNB | KUALA SELANGOR | NO | Unknown |  |  |  | NO | [8 empty] | S05852 | NO | [7 empty] | 3 | Pass | null
380534857 | S05671 | [5 empty] | Existing | RYB |  |  | CLOSED | CLOSED | LINK |  | 11 kV | [9 empty] | R/KEDAI PH 3B JLN ASTANA C13/C | Unknown | Unknown | NO | NONE | DISTRIBUTION | TNB | KUALA SELANGOR | NO | Unknown |  |  |  | NO | [8 empty] | S05671 | NO | [7 empty] | 3 | Pass | null
380534874 | S05668 | [5 empty] | Existing | RYB |  |  | CLOSED | CLOSED | LINK |  | 11 kV | [9 empty] | R/KEDAI PH 3B JLN ASTANA C13/C | Unknown | Unknown | NO | NONE | DISTRIBUTION | TNB | KUALA SELANGOR | NO | Unknown |  |  |  | NO | [8 empty] | S05668 | NO | [7 empty] | 3 | Pass | null
380535384 | S01142 |  |  |  | BKSL/PCE/J00729/MBRMU | 300345920 | Existing | RYB |  |  | CLOSED | CLOSED | LINK |  | 11 kV |  | 20061012 | [7 empty] | APARTMENT MELOR NO. 2 PUNCAK ALAM | Unknown | Unknown | NO | NONE | DISTRIBUTION | TNB | KUALA SELANGOR | NO | Unknown |  |  |  | NO | [8 empty] | S01142 | NO | [7 empty] | 3 | Pass | null
380535389 | S01145 |  |  |  | BKSL/PCE/J00729/MBRMU | 300345920 | Existing | RYB |  |  | CLOSED | CLOSED | LINK |  | 11 kV |  | 20061012 | [7 empty] | APARTMENT MELOR NO. 2 PUNCAK ALAM | Unknown | Unknown | NO | NONE | DISTRIBUTION | TNB | KUALA SELANGOR | NO | Unknown |  |  |  | NO | [8 empty] | S01145 | NO | [7 empty] | 3 | Pass | null
380535615 | S00320 |  |  |  | BKSL/PCE/J00124/MB01 | 300022493 | Existing | RYB |  | S01453 PKNS PT MAHANG (TMN DESA MAHANG) | OPEN | CLOSED | LINK |  | 11 kV |  | 14/02/1976 |  |  |  |  | TAMCO |  |  | PT MAHANG NO 2 | Unknown | Unknown | NO | NONE | DISTRIBUTION | TNB | KUALA SELANGOR | NO | Unknown |  |  |  | NO | [8 empty] | S00320 | NO | [7 empty] | 3 | Pass | null
380535620 | S01452 |  |  |  | BKSL/PCE/J00124/MB01 | 300022493 | Existing | RYB |  | S05600 PE REBAN AYAM HJ ISMAIL PT MAHANG | CLOSED | CLOSED | LINK |  | 11 kV |  | 14/02/1976 |  |  |  |  | TAMCO |  |  | PT MAHANG NO 2 | Unknown | Unknown | NO | NONE | DISTRIBUTION | TNB | KUALA SELANGOR | NO | Unknown |  |  |  | NO | [8 empty] | S01452 | NO | [7 empty] | 3 | Pass | null
380564586 | S01316 |  |  |  | BKSL/PCE/J00064/MBRMU1 | 300228349 | Existing | RYB |  |  | CLOSED | CLOSED | LINK |  | 11 kV |  | 20/09/1992 |  |  |  |  | TOPRANK |  |  | TMN MALAWATI JAYA NO 1 | Unknown | Unknown | NO | NONE | DISTRIBUTION | TNB | KUALA SELANGOR | NO | Unknown |  |  |  | NO | [8 empty] | S01316 | NO | [7 empty] | 3 | Pass | null
380564591 | S01318 |  |  |  | BKSL/PCE/J00064/MBRMU1 | 300228349 | Existing | RYB |  |  | CLOSED | CLOSED | LINK |  | 11 kV |  | 20/09/1992 |  |  |  |  | TOPRANK |  |  | TMN MALAWATI JAYA NO 1 | Unknown | Unknown | NO | NONE | DISTRIBUTION | TNB | KUALA SELANGOR | NO | Unknown |  |  |  | NO | [8 empty] | S01318 | NO | [7 empty] | 3 | Pass | null
380564844 | S00278 |  |  |  | BKSL/PCE/J00109/MBRMU1 | 300022414 | Existing | RYB |  |  | CLOSED | CLOSED | LINK |  | 11 kV |  | 20/09/1980 |  |  |  |  | TAMCO |  |  | MONDAY CANE | Unknown | Unknown | NO | NONE | DISTRIBUTION | TNB | KUALA SELANGOR | NO | Unknown |  |  |  | NO | [8 empty] | S00278 | NO | [7 empty] | 3 | Pass | null
380564861 | S00276 |  |  |  | BKSL/PCE/J00109/MBRMU1 | 300022414 | Existing | RYB |  |  | CLOSED | CLOSED | LINK |  | 11 kV |  | 20/09/1980 |  |  |  |  | TAMCO |  |  | MONDAY CANE | Unknown | Unknown | NO | NONE | DISTRIBUTION | TNB | KUALA SELANGOR | NO | Unknown |  |  |  | NO | [8 empty] | S00276 | NO | [7 empty] | 3 | Pass | null
380565054 | S00280 |  |  |  | BKSL/PCE/J00112/MBRMU1 | 300022429 | Existing | RYB |  |  | CLOSED | CLOSED | LINK |  | 11 kV |  | 19991010 |  |  |  |  | VEI |  |  | K/UDANG API-API NO 1 | Unknown | Unknown | NO | NONE | DISTRIBUTION | TNB | KUALA SELANGOR | NO | Unknown |  |  |  | NO | [8 empty] | S00280 | NO | [7 empty] | 3 | Pass | null
380565059 | S00279 |  |  |  | BKSL/PCE/J00112/MBRMU1 | 300022429 | Existing | RYB |  |  | CLOSED | CLOSED | LINK |  | 11 kV |  | 19991010 |  |  |  |  | VEI |  |  | K/UDANG API-API NO 1 | Unknown | Unknown | NO | NONE | DISTRIBUTION | TNB | KUALA SELANGOR | NO | Unknown |  |  |  | NO | [8 empty] | S00279 | NO | [7 empty] | 3 | Pass | null
380565284 | S01328 |  |  |  | BKSL/PCE/J00132/MBRMU1 | 300242642 | Existing | RYB |  |  | CLOSED | CLOSED | LINK |  | 11 kV |  | 20/05/1997 |  |  |  |  | MERLIN GERIN |  |  | TMN IMPIAN (C) | Unknown | Unknown | NO | NONE | DISTRIBUTION | TNB | KUALA SELANGOR | NO | Unknown |  |  |  | NO | [8 empty] | S01328 | NO | [7 empty] | 3 | Pass | null
380565289 | S01330 |  |  |  | BKSL/PCE/J00132/MBRMU1 | 300242642 | Existing | RYB |  |  | CLOSED | CLOSED | LINK |  | 11 kV |  | 20/05/1997 |  |  |  |  | MERLIN GERIN |  |  | TMN IMPIAN (C) | Unknown | Unknown | NO | NONE | DISTRIBUTION | TNB | KUALA SELANGOR | NO | Unknown |  |  |  | NO | [8 empty] | S01330 | NO | [7 empty] | 3 | Pass | null
380565400 | S01327 |  |  |  | BKSL/PCE/J00131/MBRMU | 300345720 | Existing | RYB |  |  | CLOSED | CLOSED | LINK |  | 11 kV |  | 20061110 |  |  |  |  | MERLIN GERIN |  |  | BAZAR SG BULOH | Unknown | Unknown | NO | NONE | DISTRIBUTION | TNB | KUALA SELANGOR | NO | Unknown |  |  |  | NO | [8 empty] | S01327 | NO | [7 empty] | 3 | Pass | null
380565405 | S01325 |  |  |  | BKSL/PCE/J00131/MBRMU | 300345720 | Existing | RYB |  |  | CLOSED | CLOSED | LINK |  | 11 kV |  | 20061110 |  |  |  |  | MERLIN GERIN |  |  | BAZAR SG BULOH | Unknown | Unknown | NO | NONE | DISTRIBUTION | TNB | KUALA SELANGOR | NO | Unknown |  |  |  | NO | [8 empty] | S01325 | NO | [7 empty] | 3 | Pass | null
380565517 | S00288 |  |  |  | BKSL/PCE/J00114/MBRMU | 300345714 | Existing | RYB |  |  | CLOSED | CLOSED | LINK |  | 11 kV |  | 22/09/2006 |  |  |  |  | TAMCO |  |  | TMN SRI PERTAMA | Unknown | Unknown | NO | NONE | DISTRIBUTION | TNB | KUALA SELANGOR | NO | Unknown |  |  |  | NO | [8 empty] | S00288 | NO | [7 empty] | 3 | Pass | null
380565521 | S00286 |  |  |  | BKSL/PCE/J00114/MBRMU | 300345714 | Existing | RYB |  |  | CLOSED | CLOSED | LINK |  | 11 kV |  | 22/09/2006 |  |  |  |  | TAMCO |  |  | TMN SRI PERTAMA | Unknown | Unknown | NO | NONE | DISTRIBUTION | TNB | KUALA SELANGOR | NO | Unknown |  |  |  | NO | [8 empty] | S00286 | NO | [7 empty] | 3 | Pass | null
380565538 | S00285 |  |  |  | BKSL/PCE/J00114/MBRMU | 300345714 | Existing | RYB |  |  | OPEN | CLOSED | LINK |  | 11 kV |  | 22/09/2006 |  |  |  |  | TAMCO |  |  | TMN SRI PERTAMA | Unknown | Unknown | NO | NONE | DISTRIBUTION | TNB | KUALA SELANGOR | NO | Unknown |  |  |  | NO | [8 empty] | S00285 | NO | [7 empty] | 3 | Pass | null
380565648 | S05436 |  |  |  | BKSL/PCE/J00574/MBRMU | 300313569 | Existing | RYB |  |  | CLOSED | CLOSED | LINK |  | 11 kV |  | 20081012 |  |  |  |  | TAMCO |  |  | TESCO KUALA SELNGOR | Unknown | Unknown | NO | NONE | DISTRIBUTION | TNB | KUALA SELANGOR | NO | Unknown |  |  |  | NO | [8 empty] | S05436 | NO | [7 empty] | 3 | Pass | null
380565654 | S05437 |  |  |  | BKSL/PCE/J00574/MBRMU | 300313569 | Existing | RYB |  |  | CLOSED | CLOSED | LINK |  | 11 kV |  | 20081012 |  |  |  |  | TAMCO |  |  | TESCO KUALA SELNGOR | Unknown | Unknown | NO | NONE | DISTRIBUTION | TNB | KUALA SELANGOR | NO | Unknown |  |  |  | NO | [8 empty] | S05437 | NO | [7 empty] | 3 | Pass | null
380565659 | S05438 |  |  |  | BKSL/PCE/J00574/MBRMU | 300313569 | Existing | RYB |  |  | CLOSED | CLOSED | LINK |  | 11 kV |  | 20081012 |  |  |  |  | TAMCO |  |  | TESCO KUALA SELNGOR | Unknown | Unknown | NO | NONE | DISTRIBUTION | TNB | KUALA SELANGOR | NO | Unknown |  |  |  | NO | [8 empty] | S05438 | NO | [7 empty] | 3 | Pass | null
380565667 | S00123 |  |  |  | BKSL/PCE/J00040/MBRMU | 300345766 | Existing | RYB |  |  | CLOSED | CLOSED | LINK |  | 11 kV |  | 18/08/2006 |  |  |  |  | TAMCO |  |  | BT 2 JLN KLANG | Unknown | Unknown | NO | NONE | DISTRIBUTION | TNB | KUALA SELANGOR | NO | Unknown |  |  |  | NO | [8 empty] | S00123 | NO | [7 empty] | 3 | Pass | null
380565672 | S00121 |  |  |  | BKSL/PCE/J00040/MBRMU | 300345766 | Existing | RYB |  |  | CLOSED | CLOSED | LINK |  | 11 kV |  | 18/08/2006 |  |  |  |  | TAMCO |  |  | BT 2 JLN KLANG | Unknown | Unknown | NO | NONE | DISTRIBUTION | TNB | KUALA SELANGOR | NO | Unknown |  |  |  | NO | [8 empty] | S00121 | NO | [7 empty] | 3 | Pass | null
380565922 | S00126 |  |  |  | BKSL/PCE/J00045/MBRMU | 300345760 | Existing | RYB |  |  | CLOSED | CLOSED | LINK |  | 11 kV |  | 20061107 |  |  |  |  | MERLIN GERIN |  |  | TMN RHU | Unknown | Unknown | NO | NONE | DISTRIBUTION | TNB | KUALA SELANGOR | NO | Unknown |  |  |  | NO | [8 empty] | S00126 | NO | [7 empty] | 3 | Pass | null
380565927 | S00124 |  |  |  | BKSL/PCE/J00045/MBRMU | 300345760 | Existing | RYB |  |  | CLOSED | CLOSED | LINK |  | 11 kV |  | 20061107 |  |  |  |  | MERLIN GERIN |  |  | TMN RHU | Unknown | Unknown | NO | NONE | DISTRIBUTION | TNB | KUALA SELANGOR | NO | Unknown |  |  |  | NO | [8 empty] | S00124 | NO | [7 empty] | 3 | Pass | null
380566038 | S05484 |  |  |  | BKSL/PCE/J00571/MBRMU | 300313571 | Existing | RYB |  |  | CLOSED | CLOSED | LINK |  | 11 kV |  | 14/02/2008 |  |  |  |  | TAMCO |  |  | TMN SERINDIT | Unknown | Unknown | NO | NONE | DISTRIBUTION | TNB | KUALA SELANGOR | NO | Unknown |  |  |  | NO | [8 empty] | S05484 | NO | [7 empty] | 3 | Pass | null
380566043 | S05482 |  |  |  | BKSL/PCE/J00571/MBRMU | 300313571 | Existing | RYB |  |  | CLOSED | CLOSED | LINK |  | 11 kV |  | 14/02/2008 |  |  |  |  | TAMCO |  |  | TMN SERINDIT | Unknown | Unknown | NO | NONE | DISTRIBUTION | TNB | KUALA SELANGOR | NO | Unknown |  |  |  | NO | [8 empty] | S05482 | NO | [7 empty] | 3 | Pass | null
380566152 | S01344 |  |  |  | BKSL/PCE/J00048/MBRMU | 300345743 | Existing | RYB |  |  | CLOSED | CLOSED | LINK |  | 11 kV |  | 28/06/2006 | [7 empty] | TMN ASSAM JAWA (C) | Unknown | Unknown | NO | NONE | DISTRIBUTION | TNB | KUALA SELANGOR | NO | Unknown |  |  |  | NO | [8 empty] | S01344 | NO | [7 empty] | 3 | Pass | null
380566157 | S01343 |  |  |  | BKSL/PCE/J00048/MBRMU | 300345743 | Existing | RYB |  |  | CLOSED | CLOSED | LINK |  | 11 kV |  | 28/06/2006 | [7 empty] | TMN ASSAM JAWA (C) | Unknown | Unknown | NO | NONE | DISTRIBUTION | TNB | KUALA SELANGOR | NO | Unknown |  |  |  | NO | [8 empty] | S01343 | NO | [7 empty] | 3 | Pass | null
380566269 | S00131 |  |  |  | BKSL/PCE/J00047/MBRMU | 300345742 | Existing | RYB |  |  | CLOSED | CLOSED | LINK |  | 11 kV |  | 19/04/2006 |  |  |  |  | VEI |  |  | PEKAN ASSAM JAWA | Unknown | Unknown | NO | NONE | DISTRIBUTION | TNB | KUALA SELANGOR | NO | Unknown |  |  |  | NO | [8 empty] | S00131 | NO | [7 empty] | 3 | Pass | null
380566273 | S00130 |  |  |  | BKSL/PCE/J00047/MBRMU | 300345742 | Existing | RYB |  |  | CLOSED | CLOSED | LINK |  | 11 kV |  | 19/04/2006 |  |  |  |  | VEI |  |  | PEKAN ASSAM JAWA | Unknown | Unknown | NO | NONE | DISTRIBUTION | TNB | KUALA SELANGOR | NO | Unknown |  |  |  | NO | [8 empty] | S00130 | NO | [7 empty] | 3 | Pass | null
380566290 | S00133 |  |  |  | BKSL/PCE/J00047/MBRMU | 300345742 | Existing | RYB |  |  | CLOSED | CLOSED | LINK |  | 11 kV |  | 19/04/2006 |  |  |  |  | VEI |  |  | PEKAN ASSAM JAWA | Unknown | Unknown | NO | NONE | DISTRIBUTION | TNB | KUALA SELANGOR | NO | Unknown |  |  |  | NO | [8 empty] | S00133 | NO | [7 empty] | 3 | Pass | null
380566393 | S01346 |  |  |  | BKSL/PCE/J00049/MBRMU | 300345740 | Existing | RYB |  |  | CLOSED | CLOSED | LINK |  | 11 kV |  | 22/03/2006 |  |  |  |  | MERLIN GERIN |  |  | TMN MULIA | Unknown | Unknown | NO | NONE | DISTRIBUTION | TNB | KUALA SELANGOR | NO | Unknown |  |  |  | NO | [8 empty] | S01346 | NO | [7 empty] | 3 | Pass | null
380566398 | S01348 |  |  |  | BKSL/PCE/J00049/MBRMU | 300345740 | Existing | RYB |  |  | CLOSED | CLOSED | LINK |  | 11 kV |  | 22/03/2006 |  |  |  |  | MERLIN GERIN |  |  | TMN MULIA | Unknown | Unknown | NO | NONE | DISTRIBUTION | TNB | KUALA SELANGOR | NO | Unknown |  |  |  | NO | [8 empty] | S01348 | NO | [7 empty] | 3 | Pass | null
380566509 | S01349 |  |  |  | BKSL/PCE/J00285/MBRMU1 | 300242421 | Existing | RYB |  |  | CLOSED | CLOSED | LINK |  | 11 kV |  | 15/12/1990 |  |  |  |  | VEI |  |  | TMN SELESA API API | Unknown | Unknown | NO | NONE | DISTRIBUTION | TNB | KUALA SELANGOR | NO | Unknown |  |  |  | NO | [8 empty] | S01349 | NO | [7 empty] | 3 | Pass | null
380566514 | S01351 |  |  |  | BKSL/PCE/J00285/MBRMU1 | 300242421 | Existing | RYB |  |  | CLOSED | CLOSED | LINK |  | 11 kV |  | 15/12/1990 |  |  |  |  | VEI |  |  | TMN SELESA API API | Unknown | Unknown | NO | NONE | DISTRIBUTION | TNB | KUALA SELANGOR | NO | Unknown |  |  |  | NO | [8 empty] | S01351 | NO | [7 empty] | 3 | Pass | null
380566626 | S05856 |  |  |  | BKSL/PCE/J00616/MBRMU | 300313530 | Existing | RYB |  | PMU KSGR: VCB 12 | CLOSED | CLOSED | LINK |  | 11 kV |  | 20051110 |  |  |  |  | TAMCO |  |  | TAMAN BELIBIS | Unknown | Unknown | NO | NONE | DISTRIBUTION | TNB | KUALA SELANGOR | NO | Unknown |  |  |  | NO | [8 empty] | S05856 | NO | [7 empty] | 3 | Pass | null
380566630 | S05557 |  |  |  | BKSL/PCE/J00616/MBRMU | 300313530 | Existing | RYB |  | S00094 PE LDG KSL | CLOSED | CLOSED | LINK |  | 11 kV |  | 20051110 |  |  |  |  | TAMCO |  |  | TAMAN BELIBIS | Unknown | Unknown | NO | NONE | DISTRIBUTION | TNB | KUALA SELANGOR | NO | Unknown |  |  |  | NO | [8 empty] | S05557 | NO | [7 empty] | 3 | Pass | null
380566647 | S05555 |  |  |  | BKSL/PCE/J00616/MBRMU | 300313530 | Existing | RYB |  | S00133 PE PEKAN ASSAM JAWA | OPEN | CLOSED | LINK |  | 11 kV |  | 20051110 |  |  |  |  | TAMCO |  |  | TAMAN BELIBIS | Unknown | Unknown | NO | NONE | DISTRIBUTION | TNB | KUALA SELANGOR | NO | Unknown |  |  |  | NO | [8 empty] | S05555 | NO | [7 empty] | 3 | Pass | null
380566748 | S00094 |  |  |  | BKSL/PCE/J00029/MBRMU1 | 300022039 | Existing | RYB |  | S05557 PE TAMAN BELIBIS | CLOSED | CLOSED | LINK |  | 11 kV |  | 19/02/1986 |  |  |  |  | INDKOM |  |  | LDG KSL | Unknown | Unknown | NO | NONE | DISTRIBUTION | TNB | KUALA SELANGOR | NO | Unknown |  |  |  | NO | [8 empty] | S00094 | NO | [7 empty] | 3 | Pass | null
380566753 | S00092 |  |  |  | BKSL/PCE/J00029/MBRMU1 | 300022039 | Existing | RYB |  | S00089 PE PKNS SIME DARBY (TMN RAJAWALI) | CLOSED | CLOSED | LINK |  | 11 kV |  | 19/02/1986 |  |  |  |  | INDKOM |  |  | LDG KSL | Unknown | Unknown | NO | NONE | DISTRIBUTION | TNB | KUALA SELANGOR | NO | Unknown |  |  |  | NO | [8 empty] | S00092 | NO | [7 empty] | 3 | Pass | null
380566864 | S00089 |  |  |  | BKSL/PCE/J00028/MBRMU | 300343255 | Existing | RYB |  | S00092 PE LDG KSL | CLOSED | CLOSED | LINK |  | 11 kV |  | 19/04/2011 |  |  |  |  | TAMCO |  |  | PKNS SIME DARBY (TMN RAJAWALI) | Unknown | Unknown | NO | NONE | DISTRIBUTION | TNB | KUALA SELANGOR | NO | Unknown |  |  |  | NO | [8 empty] | S00089 | NO | [7 empty] | 3 | Pass | null
380566869 | S00091 |  |  |  | BKSL/PCE/J00028/MBRMU | 300343255 | Existing | RYB |  | S00089 PE PEKAN BKT ROTAN | CLOSED | CLOSED | LINK |  | 11 kV |  | 19/04/2011 |  |  |  |  | TAMCO |  |  | PKNS SIME DARBY (TMN RAJAWALI) | Unknown | Unknown | NO | NONE | DISTRIBUTION | TNB | KUALA SELANGOR | NO | Unknown |  |  |  | NO | [8 empty] | S00091 | NO | [7 empty] | 3 | Pass | null
380567217 | S00076 |  |  |  | BKSL/PCE/J00024/MBRMU1 | 300022012 | Existing | RYB |  | S01339 PKNS BKT ROTAN (TMN KASAWARI) | CLOSED | CLOSED | LINK |  | 11 kV |  | 19981110 |  |  |  |  | TAMCO |  |  | PEKAN BKT ROTAN | Unknown | Unknown | NO | NONE | DISTRIBUTION | TNB | KUALA SELANGOR | NO | Unknown |  |  |  | NO | [8 empty] | S00076 | NO | [7 empty] | 3 | Pass | null
380567224 | S05434 |  |  |  | BKSL/PCE/J00024/MBRMU | 300342912 | Existing | RYB |  |  | CLOSED | CLOSED | LINK |  | 11 kV |  | 18/03/2009 |  |  |  |  | TAMCO |  |  | PEKAN BKT ROTAN | Unknown | Unknown | NO | NONE | DISTRIBUTION | TNB | KUALA SELANGOR | NO | Unknown |  |  |  | NO | [8 empty] | S05434 | NO | [7 empty] | 3 | Pass | null
380567254 | S00075 |  |  |  | BKSL/PCE/J00024/MBRMU | 300342912 | Existing | RYB |  | S00074 PE LADANG KG KUANTAN | CLOSED | CLOSED | LINK |  | 11 kV |  | 18/03/2009 |  |  |  |  | TAMCO |  |  | PEKAN BKT ROTAN | Unknown | Unknown | NO | NONE | DISTRIBUTION | TNB | KUALA SELANGOR | NO | Unknown |  |  |  | NO | [8 empty] | S00075 | NO | [7 empty] | 3 | Pass | null
380567445 | S00078 |  |  |  | BKSL/PCE/J00024/MBRMU | 300342912 | Existing | RYB |  | S00091 PKNS SIME DARBY (TMN RAJAWALI) | CLOSED | CLOSED | LINK |  | 11 kV |  | 18/03/2009 |  |  |  |  | TAMCO |  |  | PEKAN BKT ROTAN | Unknown | Unknown | NO | NONE | DISTRIBUTION | TNB | KUALA SELANGOR | Unknown |  |  |  |  | NO | [8 empty] | S00078 | NO | [7 empty] | 3 | Pass | null
380567457 | S05433 |  |  |  | BKSL/PCE/J00024/MBRMU1 | 300022012 | Existing | RYB |  |  | CLOSED |  | LINK |  | 11 kV |  | 19981110 |  |  |  |  | TAMCO |  |  | PEKAN BKT ROTAN | Unknown | Unknown | Unknown | Unknown | DISTRIBUTION | TNB | KUALA SELANGOR | Unknown |  |  |  |  | Unknown | [8 empty] | S05433 | [8 empty] | 3 | Pass | null
380567465 | S05281 |  |  |  | BKSL/PCE/J00548/MBRMU | 300313556 | Existing | RYB |  |  | CLOSED | CLOSED | LINK |  | 11 kV |  | 20/09/2009 |  |  |  |  | VEI |  |  | TMN BENDAHARA NO 4 | Unknown | Unknown | NO | NONE | DISTRIBUTION | TNB | KUALA SELANGOR | NO | Unknown |  |  |  | NO | [8 empty] | S05281 | NO | [7 empty] | 3 | Pass | null
380567482 | S05284 |  |  |  | BKSL/PCE/J00548/MBRMU | 300313556 | Existing | RYB |  |  | CLOSED | CLOSED | LINK |  | 11 kV |  | 20/09/2009 |  |  |  |  | VEI |  |  | TMN BENDAHARA NO 4 | Unknown | Unknown | NO | NONE | DISTRIBUTION | TNB | KUALA SELANGOR | NO | Unknown |  |  |  | NO | [8 empty] | S05284 | NO | [7 empty] | 3 | Pass | null
380585823 | S00326 |  |  |  | BKSL/PCE/J00181/MBRMU1 | 300228847 | Existing | RYB |  | S01459 PE BGN PASIR TG KARANG | CLOSED | CLOSED | LINK |  | 11 kV |  | 22/09/1983 |  |  |  |  | FALCON BETA |  |  | KIM LIAN HUAT | Unknown | Unknown | NO | NONE | DISTRIBUTION | TNB | KUALA SELANGOR | NO | Unknown |  |  |  | NO | [8 empty] | S00326 | NO | [7 empty] | 3 | Pass | null
380585827 | S00328 |  |  |  | BKSL/PCE/J00181/MBRMU1 | 300228847 | Existing | RYB |  | S01456 PE TMN MAKMUR | CLOSED | CLOSED | LINK |  | 11 kV |  | 22/09/1983 |  |  |  |  | FALCON BETA |  |  | KIM LIAN HUAT | Unknown | Unknown | NO | NONE | DISTRIBUTION | TNB | KUALA SELANGOR | NO | Unknown |  |  |  | NO | [8 empty] | S00328 | NO | [7 empty] | 3 | Pass | null
380585844 | S00325 |  |  |  | BKSL/PCE/J00181/MBRMU1 | 300228847 | Existing | RYB |  | S00333 PE TG KARANG DEVELOPMENT | CLOSED | CLOSED | LINK |  | 11 kV |  | 22/09/1983 |  |  |  |  | FALCON BETA |  |  | KIM LIAN HUAT | Unknown | Unknown | NO | NONE | DISTRIBUTION | TNB | KUALA SELANGOR | NO | Unknown |  |  |  | NO | [8 empty] | S00325 | NO | [7 empty] | 3 | Pass | null
380585945 | S01459 |  |  |  | BKSL/PCE/J00457/MBRMU1 | 300228852 | Existing | RYB |  | S00326 PE KIM LIAN HUAT | CLOSED | CLOSED | LINK |  | 11 kV |  | 14/11/1999 |  |  |  |  | FALCON BETA |  |  | BGN PASIR TG KARANG | Unknown | Unknown | NO | NONE | DISTRIBUTION | TNB | KUALA SELANGOR | NO | Unknown |  |  |  | NO | [8 empty] | S01459 | NO | [7 empty] | 3 | Pass | null
380585950 | S01461 |  |  |  | BKSL/PCE/J00457/MBRMU1 | 300228852 | Existing | RYB |  | SPUR | OPEN | CLOSED | LINK |  | 11 kV |  | 14/11/1999 |  |  |  |  | FALCON BETA |  |  | BGN PASIR TG KARANG | Unknown | Unknown | NO | NONE | DISTRIBUTION | TNB | KUALA SELANGOR | NO | Unknown |  |  |  | NO | [8 empty] | S01461 | NO | [7 empty] | 3 | Pass | null
380586060 | S00333 |  |  |  | BKSL/PCE/J00182/MBS00331 | 300022692 | Existing | RYB |  | S00325 PE KIM LIAN HUAT | CLOSED | CLOSED | LINK |  | 11 kV |  | 19841010 | [7 empty] | TG KARANG DEVELOPMENT | Unknown | Unknown | NO | NONE | DISTRIBUTION | TNB | KUALA SELANGOR | NO | Unknown |  |  |  | NO | [8 empty] | S00333 | NO | [7 empty] | 3 | Pass | null
380586077 | S00331 |  |  |  | BKSL/PCE/J00182/MBS00331 | 300022692 | Existing | RYB |  | S01462 PE PKPS TG KARANG | CLOSED | CLOSED | LINK |  | 11 kV |  | 19841010 | [7 empty] | TG KARANG DEVELOPMENT | Unknown | Unknown | NO | NONE | DISTRIBUTION | TNB | KUALA SELANGOR | NO | Unknown |  |  |  | NO | [8 empty] | S00331 | NO | [7 empty] | 3 | Pass | null
380586275 | S01463 |  |  |  | BKSL/PCE/J00184/MBRMU1 | 300022706 | Existing | RYB |  | S00338 PE PASARAYA BILLION | CLOSED | CLOSED | LINK |  | 11 kV |  | 19751012 |  |  |  |  | TAMCO |  |  | PKPS TG KARANG | Unknown | Unknown | NO | NONE | DISTRIBUTION | TNB | KUALA SELANGOR | NO | Unknown |  |  |  | NO | [8 empty] | S01463 | NO | [7 empty] | 3 | Pass | null
380586280 | S01462 |  |  |  | BKSL/PCE/J00184/MBRMU1 | 300022706 | Existing | RYB |  | S00331 PE TG KARANG DEVELOPMENT | CLOSED | CLOSED | LINK |  | 11 kV |  | 19751012 |  |  |  |  | TAMCO |  |  | PKPS TG KARANG | Unknown | Unknown | NO | NONE | DISTRIBUTION | TNB | KUALA SELANGOR | NO | Unknown |  |  |  | NO | [8 empty] | S01462 | NO | [7 empty] | 3 | Pass | null
380586391 | S05744 |  |  |  | BKSL/PCE/J00185/MB01 | 300022709 | Existing | RYB |  | S00334 PE HOSPITAL TG KARANG | CLOSED | CLOSED | LINK |  | 11 kV |  | 14/02/1996 |  |  |  |  | FALCON BETA |  |  | PASARAYA BILLION | Unknown | Unknown | NO | NONE | DISTRIBUTION | TNB | KUALA SELANGOR | NO | Unknown |  |  |  | NO | [8 empty] | S05744 | NO | [7 empty] | 3 | Pass | null
380586395 | S00340 |  |  |  | BKSL/PCE/J00185/MB01 | 300022709 | Existing | RYB |  | S00341 PE PEKAN TG KARANG (RIVER SIDE) | CLOSED | CLOSED | LINK |  | 11 kV |  | 14/02/1996 |  |  |  |  | FALCON BETA |  |  | PASARAYA BILLION | Unknown | Unknown | NO | NONE | DISTRIBUTION | TNB | KUALA SELANGOR | NO | Unknown |  |  |  | NO | [8 empty] | S00340 | NO | [7 empty] | 3 | Pass | null
380586412 | S00338 |  |  |  | BKSL/PCE/J00185/MB01 | 300022709 | Existing | RYB |  | S01463 PE PKPS TG KARANG | CLOSED | CLOSED | LINK |  | 11 kV |  | 14/02/1996 |  |  |  |  | FALCON BETA |  |  | PASARAYA BILLION | Unknown | Unknown | NO | NONE | DISTRIBUTION | TNB | KUALA SELANGOR | NO | Unknown |  |  |  | NO | [8 empty] | S00338 | NO | [7 empty] | 3 | Pass | null
380586599 | S01474 |  |  |  | BKSL/PCE/J00191/MB01 | 300022744 | Existing | RYB |  | S00355 PE JKR LOW COST | CLOSED | CLOSED | LINK |  | 11 kV |  | 18/08/1998 | [7 empty] | UKM | Unknown | Unknown | NO | NONE | DISTRIBUTION | TNB | KUALA SELANGOR | NO | Unknown |  |  |  | NO | [8 empty] | S01474 | NO | [7 empty] | 3 | Pass | null
380586604 | S01476 |  |  |  | BKSL/PCE/J00191/MB01 | 300022744 | Existing | RYB |  | S01479 PE SG KAJANG | CLOSED | CLOSED | LINK |  | 11 kV |  | 18/08/1998 | [7 empty] | UKM | Unknown | Unknown | NO | NONE | DISTRIBUTION | TNB | KUALA SELANGOR | NO | Unknown |  |  |  | NO | [8 empty] | S01476 | NO | [7 empty] | 3 | Pass | null
380586631 | S01479 |  |  |  | BKSL/PCE/J00192/MB01 | 300022750 | Existing | RYB |  | S01476 PE UKM | CLOSED | CLOSED | LINK |  | 11 kV |  | 22/09/2000 |  |  |  |  | FALCON BETA |  |  | SG KAJANG | Unknown | Unknown | NO | NONE | DISTRIBUTION | TNB | KUALA SELANGOR | NO | Unknown |  |  |  | NO | [8 empty] | S01479 | NO | [7 empty] | 3 | Pass | null
380586636 | S01478 |  |  |  | BKSL/PCE/J00192/MB01 | 300022750 | Existing | RYB |  | S01480 PE PPRT SG KAJANG | CLOSED | CLOSED | LINK |  | 11 kV |  | 22/09/2000 |  |  |  |  | FALCON BETA |  |  | SG KAJANG | Unknown | Unknown | NO | NONE | DISTRIBUTION | TNB | KUALA SELANGOR | NO | Unknown |  |  |  | NO | [8 empty] | S01478 | NO | [7 empty] | 3 | Pass | null
380586748 | S01480 |  |  |  | BKSL/PCE/J00193/MB01 | 300022756 | Existing | RYB |  | S01478 PE SG KAJANG | CLOSED | CLOSED | LINK |  | 11 kV |  | 20001110 |  |  |  |  | FALCON BETA |  |  | PPRT SG KAJANG | Unknown | Unknown | NO | NONE | DISTRIBUTION | TNB | KUALA SELANGOR | NO | Unknown |  |  |  | NO | [8 empty] | S01480 | NO | [7 empty] | 3 | Pass | null
380586752 | S05729 |  |  |  | BKSL/PCE/J00193/MB01 | 300022756 | Existing | RYB |  | S01490 PE TMN RADIN JAYA NO 2 | CLOSED | CLOSED | LINK |  | 11 kV |  | 20001110 |  |  |  |  | FALCON BETA |  |  | PPRT SG KAJANG | Unknown | Unknown | NO | NONE | DISTRIBUTION | TNB | KUALA SELANGOR | NO | Unknown |  |  |  | NO | [8 empty] | S05729 | NO | [7 empty] | 3 | Pass | null
380586769 | S01482 |  |  |  | BKSL/PCE/J00193/MB01 | 300022756 | Existing | RYB |  | S01483 PE BAGAN TANJUNG KARANG | CLOSED | CLOSED | LINK |  | 11 kV |  | 20001110 |  |  |  |  | FALCON BETA |  |  | PPRT SG KAJANG | Unknown | Unknown | NO | NONE | DISTRIBUTION | TNB | KUALA SELANGOR | NO | Unknown |  |  |  | NO | [8 empty] | S01482 | NO | [7 empty] | 3 | Pass | null
380586869 | S01483 |  |  |  | BKSL/PCE/J00194/MB01 | 300022762 | Existing | RYB |  | S01482 PE PPRT SG KAJANG | CLOSED | CLOSED | LINK |  | 11 kV |  | 14/11/1996 | [7 empty] | BGN SG KAJANG | Unknown | Unknown | NO | NONE | DISTRIBUTION | TNB | KUALA SELANGOR | NO | Unknown |  |  |  | NO | [8 empty] | S01483 | NO | [7 empty] | 3 | Pass | null
380586874 | S01485 |  |  |  | BKSL/PCE/J00194/MB01 | 300022762 | Existing | RYB |  | SPUR | CLOSED | CLOSED | LINK |  | 11 kV |  | 14/11/1996 | [7 empty] | BGN SG KAJANG | Unknown | Unknown | NO | NONE | DISTRIBUTION | TNB | KUALA SELANGOR | NO | Unknown |  |  |  | NO | [8 empty] | S01485 | NO | [7 empty] | 3 | Pass | null
380586895 | S01490 |  |  |  | BKSL/PCE/J00310/MBRMU1 | 300229318 | Existing | RYB |  | S05729 PE PPRT SG KAJANG | CLOSED | CLOSED | LINK |  | 11 kV |  | 22/03/1990 | [7 empty] | TMN RADIN JAYA NO 2 | Unknown | Unknown | NO | NONE | DISTRIBUTION | TNB | KUALA SELANGOR | NO | Unknown |  |  |  | NO | [8 empty] | S01490 | NO | [7 empty] | 3 | Pass | null
380586900 | S01489 |  |  |  | BKSL/PCE/J00310/MBRMU1 | 300229318 | Existing | RYB |  | S01486 TMN RADIN JAYA NO 1 | CLOSED | CLOSED | LINK |  | 11 kV |  | 22/03/1990 | [7 empty] | TMN RADIN JAYA NO 2 | Unknown | Unknown | NO | NONE | DISTRIBUTION | TNB | KUALA SELANGOR | NO | Unknown |  |  |  | NO | [8 empty] | S01489 | NO | [7 empty] | 3 | Pass | null
380587011 | S01486 |  |  |  | BKSL/PCE/J00254/MB01 | 300022965 | Existing | RYB |  | S01489 PE TMN RADIN JAYA NO 2 | CLOSED | CLOSED | LINK |  | 11 kV |  | 19/02/1990 | [7 empty] | TMN RADIN JAYA NO 1 | Unknown | Unknown | NO | NONE | DISTRIBUTION | TNB | KUALA SELANGOR | NO | Unknown |  |  |  | NO | [8 empty] | S01486 | NO | [7 empty] | 3 | Pass | null
380587016 | S01488 |  |  |  | BKSL/PCE/J00254/MB01 | 300022965 | Existing | RYB |  | S05544 AADK TANJUNG KARANG | CLOSED | CLOSED | LINK |  | 11 kV |  | 19/02/1990 | [7 empty] | TMN RADIN JAYA NO 1 | Unknown | Unknown | NO | NONE | DISTRIBUTION | TNB | KUALA SELANGOR | NO | Unknown |  |  |  | NO | [8 empty] | S01488 | NO | [7 empty] | 3 | Pass | null
380587133 | S05477 |  |  |  | BKSL/PCE/J00580/MBRMU | 300313440 | Existing | RYB |  | S00374 K/UDANG BGN TENGKORAK | OPEN | CLOSED | LINK |  | 11 kV |  | 18/03/2005 | [7 empty] | SEKOLAH PT 3 | Unknown | Unknown | NO | NONE | DISTRIBUTION | TNB | KUALA SELANGOR | NO | Unknown |  |  |  | NO | [8 empty] | S05477 | NO | [7 empty] | 3 | Pass | null
380587138 | S05475 |  |  |  | BKSL/PCE/J00580/MBRMU | 300313440 | Existing | RYB |  | S00368 SW/STN BGN TENGKORAK | CLOSED | CLOSED | LINK |  | 11 kV |  | 18/03/2005 | [7 empty] | SEKOLAH PT 3 | Unknown | Unknown | NO | NONE | DISTRIBUTION | TNB | KUALA SELANGOR | NO | Unknown |  |  |  | NO | [8 empty] | S05475 | NO | [7 empty] | 3 | Pass | null
380658827 | S00010 |  |  |  | BKSL/PCE/J00003/MBRMU1 | 300021920 | Existing | RYB |  |  | OPEN |  | LINK |  | 11 kV |  | 19/04/1999 |  |  |  |  | TAMCO |  |  | TLK PIAH | Unknown | Unknown | Unknown | Unknown | DISTRIBUTION | TNB | KUALA SELANGOR | Unknown |  |  |  |  | Unknown | [8 empty] | S00010 | [8 empty] | 3 | Pass | null
380658840 | S05594 |  |  |  | BKSL/PCE/J00661/MBRMU | 300342896 | Existing | RYB |  |  | CLOSED | CLOSED | LINK |  | 11 kV |  | 20071107 |  |  |  |  | TOPRANK |  |  | BANDAR BARU NO.5 | Unknown | Unknown | NO | NONE | DISTRIBUTION | TNB | KUALA SELANGOR | NO | Unknown |  |  |  | NO | [8 empty] | S05594 | NO | [7 empty] | 3 | Pass | null
380658845 | S05592 |  |  |  | BKSL/PCE/J00661/MBRMU | 300342896 | Existing | RYB |  |  | CLOSED | CLOSED | LINK |  | 11 kV |  | 20071107 |  |  |  |  | TOPRANK |  |  | BANDAR BARU NO.5 | Unknown | Unknown | NO | NONE | DISTRIBUTION | TNB | KUALA SELANGOR | NO | Unknown |  |  |  | NO | [8 empty] | S05592 | NO | [7 empty] | 3 | Pass | null
380659035 | S01233 |  |  |  | BKSL/PCE/J00006/MBRMU1 | 300021935 | Existing | RYB |  |  | OPEN |  | LINK |  | 11 kV |  | 18/08/1985 |  |  |  |  | INDKOM |  |  | JLN KLINIK | Unknown | Unknown | Unknown | Unknown | DISTRIBUTION | TNB | KUALA SELANGOR | Unknown |  |  |  |  | Unknown | [8 empty] | S01233 | [8 empty] | 3 | Pass | null
380659142 | S05653 | [5 empty] | Existing | RYB |  |  | CLOSED | CLOSED | LINK |  | 11 kV | [9 empty] | GIANT KSL | Unknown | Unknown | NO | NONE | DISTRIBUTION | TNB | KUALA SELANGOR | NO | Unknown |  |  |  | NO | [8 empty] | S05653 | NO | [7 empty] | 3 | Pass | null
380659150 | S05652 | [5 empty] | Existing | RYB |  |  | CLOSED | CLOSED | LINK |  | 11 kV | [9 empty] | GIANT KSL | Unknown | Unknown | NO | NONE | DISTRIBUTION | TNB | KUALA SELANGOR | NO | Unknown |  |  |  | NO | [8 empty] | S05652 | NO | [7 empty] | 3 | Pass | null
380659157 | S05649 | [5 empty] | Existing | RYB |  |  | CLOSED | CLOSED | LINK |  | 11 kV | [9 empty] | GIANT KSL | Unknown | Unknown | NO | NONE | DISTRIBUTION | TNB | KUALA SELANGOR | NO | Unknown |  |  |  | NO | [8 empty] | S05649 | NO | [7 empty] | 3 | Pass | null
380659404 | S05672 |  |  |  | BKSL/PCE/J00368/MBRMU1 | 300540318 | Existing | RYB |  |  | CLOSED | CLOSED | LINK |  | 11 kV |  | 20150101 |  |  |  |  | INDKOM |  |  | GOLDPAGE NO.3 | Unknown | Unknown | NO | NONE | DISTRIBUTION | TNB | KUALA SELANGOR | NO | Unknown |  |  |  | NO | [8 empty] | S05672 | NO | [7 empty] | 3 | Pass | null
380659409 | S05674 |  |  |  | BKSL/PCE/J00368/MBRMU1 | 300540318 | Existing | RYB |  | S05695 STP PASIR PENAMBANG | CLOSED | CLOSED | LINK |  | 11 kV |  | 20150101 |  |  |  |  | INDKOM |  |  | GOLDPAGE NO.3 | Unknown | Unknown | NO | NONE | DISTRIBUTION | TNB | KUALA SELANGOR | NO | Unknown |  |  |  | NO | [8 empty] | S05674 | NO | [7 empty] | 3 | Pass | null
380659525 | S05768 |  |  |  | BKSL/PCE/J00841/MB1 | 300541048 | Existing | RYB |  |  | CLOSED | CLOSED | LINK |  | 11 kV |  | 20150101 |  |  |  |  | INDKOM |  |  | PE TMN BOTANIK JLN 4 | Unknown | Unknown | NO | NONE | DISTRIBUTION | TNB | KUALA SELANGOR | NO | Unknown |  |  |  | NO | [8 empty] | S05768 | NO | [7 empty] | 3 | Pass | null
380659542 | S05765 |  |  |  | BKSL/PCE/J00841/MB1 | 300541048 | Existing | RYB |  | S05697 STP PASIR PENAMBANG | CLOSED | CLOSED | LINK |  | 11 kV |  | 20150101 |  |  |  |  | INDKOM |  |  | PE TMN BOTANIK JLN 4 | Unknown | Unknown | NO | NONE | DISTRIBUTION | TNB | KUALA SELANGOR | NO | Unknown |  |  |  | NO | [8 empty] | S05765 | NO | [7 empty] | 3 | Pass | null
380671695 | S00100 |  |  |  | BKSL/PCE/J00093/MBRMU1 | 300022325 | Existing | RYB |  |  | CLOSED | CLOSED | LINK |  | 11 kV |  | 26/06/1994 |  |  |  |  | INDKOM |  |  | PKNS INDUSTRI (PERUSAHAAN RINGAN) | Unknown | Unknown | NO | NONE | DISTRIBUTION | TNB | KUALA SELANGOR | NO | Unknown |  |  |  | NO | [8 empty] | S00100 | NO | [7 empty] | 3 | Pass | null
380671699 | S00098 |  |  |  | BKSL/PCE/J00093/MBRMU1 | 300022325 | Existing | RYB |  |  | CLOSED | CLOSED | LINK |  | 11 kV |  | 26/06/1994 |  |  |  |  | INDKOM |  |  | PKNS INDUSTRI (PERUSAHAAN RINGAN) | Unknown | Unknown | NO | NONE | DISTRIBUTION | TNB | KUALA SELANGOR | NO | Unknown |  |  |  | NO | [8 empty] | S00098 | NO | [7 empty] | 3 | Pass | null
380671716 | S05694 |  |  |  | BKSL/PCE/J00093/MBRMU1 | 300022325 | Existing | RYB |  |  | OPEN | CLOSED | LINK |  | 11 kV |  | 26/06/1994 |  |  |  |  | INDKOM |  |  | PKNS INDUSTRI (PERUSAHAAN RINGAN) | Unknown | Unknown | NO | NONE | DISTRIBUTION | TNB | KUALA SELANGOR | NO | Unknown |  |  |  | NO | [8 empty] | S05694 | NO | [7 empty] | 3 | Pass | null
380672012 | S09273 |  |  |  | BKSL/PCE/J00111/MBRMU | 300345710 | Existing | RYB |  |  | CLOSED | CLOSED | LINK |  | 11 kV |  | 26/06/2006 |  |  |  |  | TAMCO |  |  | BELB API-API | Unknown | Unknown | NO | NONE | DISTRIBUTION | TNB | KUALA SELANGOR | NO | Unknown |  |  |  | NO | [8 empty] | S09273 | NO | [7 empty] | 3 | Pass | null
380672029 | S00275 |  |  |  | BKSL/PCE/J00111/MBRMU | 300345710 | Existing | RYB |  |  | CLOSED | CLOSED | LINK |  | 11 kV |  | 26/06/2006 |  |  |  |  | TAMCO |  |  | BELB API-API | Unknown | Unknown | NO | NONE | DISTRIBUTION | TNB | KUALA SELANGOR | NO | Unknown |  |  |  | NO | [8 empty] | S00275 | NO | [7 empty] | 3 | Pass | null
380672462 | S05755 |  |  |  | BKSL/PCE/J00839/MBRMU | 300519500 | Existing | RYB |  |  | CLOSED | CLOSED | LINK |  | 11 kV |  | 20140112 |  |  |  |  | TOPRANK |  |  | TMN MELAWATI CERGAS | Unknown | Unknown | NO | NONE | DISTRIBUTION | TNB | KUALA SELANGOR | NO | Unknown |  |  |  | NO | [8 empty] | S05755 | NO | [7 empty] | 3 | Pass | null
380672470 | S05758 |  |  |  | BKSL/PCE/J00839/MBRMU | 300519500 | Existing | RYB |  |  | CLOSED | CLOSED | LINK |  | 11 kV |  | 20140112 |  |  |  |  | TOPRANK |  |  | TMN MELAWATI CERGAS | Unknown | Unknown | NO | NONE | DISTRIBUTION | TNB | KUALA SELANGOR | NO | Unknown |  |  |  | NO | [8 empty] | S05758 | NO | [7 empty] | 3 | Pass | null
380672477 | S05757 |  |  |  | BKSL/PCE/J00839/MBRMU | 300519500 | Existing | RYB |  |  | CLOSED | CLOSED | LINK |  | 11 kV |  | 20140112 |  |  |  |  | TOPRANK |  |  | TMN MELAWATI CERGAS | Unknown | Unknown | NO | NONE | DISTRIBUTION | TNB | KUALA SELANGOR | NO | Unknown |  |  |  | NO | [8 empty] | S05757 | NO | [7 empty] | 3 | Pass | null
380672701 | S00292 |  |  |  | BKSL/PCE/J00116/MBRMU1 | 300022450 | Existing | RYB |  |  | CLOSED | CLOSED | LINK |  | 11 kV |  | 27/11/1980 |  |  |  |  | TAMCO |  |  | BKT KUCING TAMBAHAN | Unknown | Unknown | NO | NONE | DISTRIBUTION | TNB | KUALA SELANGOR | NO | Unknown |  |  |  | NO | [8 empty] | S00292 | NO | [7 empty] | 3 | Pass | null
380672706 | S00294 |  |  |  | BKSL/PCE/J00116/MBRMU1 | 300022450 | Existing | RYB |  |  | CLOSED | CLOSED | LINK |  | 11 kV |  | 27/11/1980 |  |  |  |  | TAMCO |  |  | BKT KUCING TAMBAHAN | Unknown | Unknown | NO | NONE | DISTRIBUTION | TNB | KUALA SELANGOR | NO | Unknown |  |  |  | NO | [8 empty] | S00294 | NO | [7 empty] | 3 | Pass | null
380672821 | S05701 |  |  |  | BKSL/PCE/J00850/MBRMU1 | 300540500 | Existing | RYB |  |  | CLOSED | CLOSED | LINK |  | 11 kV |  | 20140101 |  |  |  |  | ABB |  |  | TEXTILE CITY | Unknown | Unknown | NO | NONE | DISTRIBUTION | TNB | KUALA SELANGOR | NO | Unknown |  |  |  | NO | [8 empty] | S05701 | NO | [7 empty] | 3 | Pass | null
380672838 | S05698 |  |  |  | BKSL/PCE/J00850/MBRMU1 | 300540500 | Existing | RYB |  |  | CLOSED | CLOSED | LINK |  | 11 kV |  | 20140101 |  |  |  |  | ABB |  |  | TEXTILE CITY | Unknown | Unknown | NO | NONE | DISTRIBUTION | TNB | KUALA SELANGOR | NO | Unknown |  |  |  | NO | [8 empty] | S05698 | NO | [7 empty] | 3 | Pass | null
380673053 | S05785 | [5 empty] | Existing | RYB |  |  | CLOSED | CLOSED | LINK |  | 11 kV | [9 empty] | TOYOTA SHOWROOM | Unknown | Unknown | NO | NONE | DISTRIBUTION | TNB | KUALA SELANGOR | NO | Unknown |  |  |  | NO | [8 empty] | S05785 | NO | [7 empty] | 3 | Pass | null
380673058 | S05787 | [5 empty] | Existing | RYB |  |  | CLOSED | CLOSED | LINK |  | 11 kV | [9 empty] | TOYOTA SHOWROOM | Unknown | Unknown | NO | NONE | DISTRIBUTION | TNB | KUALA SELANGOR | NO | Unknown |  |  |  | NO | [8 empty] | S05787 | NO | [7 empty] | 3 | Pass | null
380673188 | S05468 |  |  |  | BKSL/PCE/J00558/MBRMU | 300345771 | Existing | RYB |  |  | CLOSED | CLOSED | LINK |  | 11 kV |  | 20/09/2006 |  |  |  |  | VEI |  |  | MEDAN NIAGA KSL | Unknown | Unknown | NO | NONE | DISTRIBUTION | TNB | KUALA SELANGOR | NO | Unknown |  |  |  | NO | [8 empty] | S05468 | NO | [7 empty] | 3 | Pass | null
380673205 | S05471 |  |  |  | BKSL/PCE/J00558/MBRMU | 300345771 | Existing | RYB |  |  | CLOSED | CLOSED | LINK |  | 11 kV |  | 20/09/2006 |  |  |  |  | VEI |  |  | MEDAN NIAGA KSL | Unknown | Unknown | NO | NONE | DISTRIBUTION | TNB | KUALA SELANGOR | NO | Unknown |  |  |  | NO | [8 empty] | S05471 | NO | [7 empty] | 3 | Pass | null
380673452 | S05455 |  |  |  | BKSL/PCE/J00566/MBRMU | 300313526 | Existing | RYB |  |  | CLOSED | CLOSED | LINK |  | 11 kV |  | 22/09/2005 | [7 empty] | TMN MELAWATI UTAMA | Unknown | Unknown | NO | NONE | DISTRIBUTION | TNB | KUALA SELANGOR | NO | Unknown |  |  |  | NO | [8 empty] | S05455 | NO | [7 empty] | 3 | Pass | null
380673469 | S05452 |  |  |  | BKSL/PCE/J00566/MBRMU | 300313526 | Existing | RYB |  |  | CLOSED | CLOSED | LINK |  | 11 kV |  | 22/09/2005 | [7 empty] | TMN MELAWATI UTAMA | Unknown | Unknown | NO | NONE | DISTRIBUTION | TNB | KUALA SELANGOR | NO | Unknown |  |  |  | NO | [8 empty] | S05452 | NO | [7 empty] | 3 | Pass | null
380673668 | S01313 |  |  |  | BKSL/PCE/J00129/MB01 | 300022518 | Existing | RYB |  |  | CLOSED | CLOSED | LINK |  | 11 kV |  | 26/06/1992 | [7 empty] | IKS NO 4 | Unknown | Unknown | NO | NONE | DISTRIBUTION | TNB | KUALA SELANGOR | NO | Unknown |  |  |  | NO | [8 empty] | S01313 | NO | [7 empty] | 3 | Pass | null
380673673 | S01315 |  |  |  | BKSL/PCE/J00129/MB01 | 300022518 | Existing | RYB |  |  | CLOSED | CLOSED | LINK |  | 11 kV |  | 26/06/1992 | [7 empty] | IKS NO 4 | Unknown | Unknown | NO | NONE | DISTRIBUTION | TNB | KUALA SELANGOR | NO | Unknown |  |  |  | NO | [8 empty] | S01315 | NO | [7 empty] | 3 | Pass | null
380673904 | S01309 |  |  |  | BKSL/PCE/J00128/MB01 | 300022511 | Existing | RYB |  |  | CLOSED | CLOSED | LINK |  | 11 kV |  | 20/05/1992 |  |  |  |  | ABB |  |  | IKS NO 3 | Unknown | Unknown | NO | NONE | DISTRIBUTION | TNB | KUALA SELANGOR | NO | Unknown |  |  |  | NO | [8 empty] | S01309 | NO | [7 empty] | 3 | Pass | null
380673921 | S01311 |  |  |  | BKSL/PCE/J00128/MB01 | 300022511 | Existing | RYB |  |  | CLOSED | CLOSED | LINK |  | 11 kV |  | 20/05/1992 |  |  |  |  | ABB |  |  | IKS NO 3 | Unknown | Unknown | NO | NONE | DISTRIBUTION | TNB | KUALA SELANGOR | NO | Unknown |  |  |  | NO | [8 empty] | S01311 | NO | [7 empty] | 3 | Pass | null
380674119 | S05738 |  |  |  | BKSL/PCE/J00358/MBRMU1 | 300540322 | Existing | RYB |  |  | CLOSED | CLOSED | LINK |  | 11 kV | [6 empty] | INDKOM |  |  | MEDIDATA | Unknown | Unknown | NO | NONE | DISTRIBUTION | TNB | KUALA SELANGOR | NO | Unknown |  |  |  | NO | [8 empty] | S05738 | NO | [7 empty] | 3 | Pass | null
380674136 | S05740 |  |  |  | BKSL/PCE/J00358/MBRMU1 | 300540322 | Existing | RYB |  |  | CLOSED | CLOSED | LINK |  | 11 kV | [6 empty] | INDKOM |  |  | MEDIDATA | Unknown | Unknown | NO | NONE | DISTRIBUTION | TNB | KUALA SELANGOR | NO | Unknown |  |  |  | NO | [8 empty] | S05740 | NO | [7 empty] | 3 | Pass | null
380674331 | S01308 |  |  |  | BKSL/PCE/J00127/MB01 | 300022505 | Existing | RYB |  |  | CLOSED | CLOSED | LINK |  | 11 kV |  | 19/04/1988 | [7 empty] | IKS NO 2 | Unknown | Unknown | NO | NONE | DISTRIBUTION | TNB | KUALA SELANGOR | NO | Unknown |  |  |  | NO | [8 empty] | S01308 | NO | [7 empty] | 3 | Pass | null
380674336 | S01306 |  |  |  | BKSL/PCE/J00127/MB01 | 300022505 | Existing | RYB |  |  | CLOSED | CLOSED | LINK |  | 11 kV |  | 19/04/1988 | [7 empty] | IKS NO 2 | Unknown | Unknown | NO | NONE | DISTRIBUTION | TNB | KUALA SELANGOR | NO | Unknown |  |  |  | NO | [8 empty] | S01306 | NO | [7 empty] | 3 | Pass | null
380674451 | S01305 |  |  |  | BKSL/PCE/J00126/MBRMU1 | 300022502 | Existing | RYB |  |  | CLOSED | CLOSED | LINK |  | 11 kV |  | 18/03/1983 | [7 empty] | IKS NO 1 | Unknown | Unknown | NO | NONE | DISTRIBUTION | TNB | KUALA SELANGOR | NO | Unknown |  |  |  | NO | [8 empty] | S01305 | NO | [7 empty] | 3 | Pass | null
380674456 | S01303 |  |  |  | BKSL/PCE/J00126/MBRMU1 | 300022502 | Existing | RYB |  |  | CLOSED | CLOSED | LINK |  | 11 kV |  | 18/03/1983 | [7 empty] | IKS NO 1 | Unknown | Unknown | NO | NONE | DISTRIBUTION | TNB | KUALA SELANGOR | NO | Unknown |  |  |  | NO | [8 empty] | S01303 | NO | [7 empty] | 3 | Pass | null
380674568 | S05842 |  |  |  | BKSL/PCE/J00391/MB1 | 300520564 | Existing | RYB |  |  | CLOSED | CLOSED | LINK |  | 11 kV |  | 20150101 | [7 empty] | MAJLIS AGAMA ISLAM SELANGOR (MAIS) | Unknown | Unknown | NO | NONE | DISTRIBUTION | TNB | KUALA SELANGOR | NO | Unknown |  |  |  | NO | [8 empty] | S05842 | NO | [7 empty] | 3 | Pass | null
380674573 | S05844 |  |  |  | BKSL/PCE/J00391/MB1 | 300520564 | Existing | RYB |  |  | CLOSED | CLOSED | LINK |  | 11 kV |  | 20150101 | [7 empty] | MAJLIS AGAMA ISLAM SELANGOR (MAIS) | Unknown | Unknown | NO | NONE | DISTRIBUTION | TNB | KUALA SELANGOR | NO | Unknown |  |  |  | NO | [8 empty] | S05844 | NO | [7 empty] | 3 | Pass | null
380674687 | S05491 |  |  |  | BKSL/PCE/J00582/MBRMU | 300313540 | Existing | RYB |  |  | CLOSED | CLOSED | LINK |  | 11 kV |  | 14/11/2007 |  |  |  |  | TAMCO |  |  | TMN YAYASAN | Unknown | Unknown | NO | NONE | DISTRIBUTION | TNB | KUALA SELANGOR | NO | Unknown |  |  |  | NO | [8 empty] | S05491 | NO | [7 empty] | 3 | Pass | null
380674692 | S05489 |  |  |  | BKSL/PCE/J00582/MBRMU | 300313540 | Existing | RYB |  |  | CLOSED | CLOSED | LINK |  | 11 kV |  | 14/11/2007 |  |  |  |  | TAMCO |  |  | TMN YAYASAN | Unknown | Unknown | NO | NONE | DISTRIBUTION | TNB | KUALA SELANGOR | NO | Unknown |  |  |  | NO | [8 empty] | S05489 | NO | [7 empty] | 3 | Pass | null
380674950 | S01619 |  |  |  | BKSL/PCE/J00462/MBRMU | 300313542 | Existing | RYB |  |  | CLOSED | CLOSED | LINK |  | 11 kV |  | 15/12/2007 | [7 empty] | KOMPLEKS PERTANIAN | Unknown | Unknown | NO | NONE | DISTRIBUTION | TNB | KUALA SELANGOR | NO | Unknown |  |  |  | NO | [8 empty] | S01619 | NO | [7 empty] | 3 | Pass | null
380674955 | S01620 |  |  |  | BKSL/PCE/J00462/MBRMU | 300313542 | Existing | RYB |  |  | CLOSED | CLOSED | LINK |  | 11 kV |  | 15/12/2007 | [7 empty] | KOMPLEKS PERTANIAN | Unknown | Unknown | NO | NONE | DISTRIBUTION | TNB | KUALA SELANGOR | NO | Unknown |  |  |  | NO | [8 empty] | S01620 | NO | [7 empty] | 3 | Pass | null
380675065 | S05492 |  |  |  | BKSL/PCE/J00581/MBRMU | 300313544 | Existing | RYB |  |  | CLOSED | CLOSED | LINK |  | 11 kV |  | 22/03/2005 |  |  |  |  | TAMCO |  |  | TMN DESERAN MELAWATI NO 3 | Unknown | Unknown | NO | NONE | DISTRIBUTION | TNB | KUALA SELANGOR | NO | Unknown |  |  |  | NO | [8 empty] | S05492 | NO | [7 empty] | 3 | Pass | null
380675070 | S05494 |  |  |  | BKSL/PCE/J00581/MBRMU | 300313544 | Existing | RYB |  |  | CLOSED | CLOSED | LINK |  | 11 kV |  | 22/03/2005 |  |  |  |  | TAMCO |  |  | TMN DESERAN MELAWATI NO 3 | Unknown | Unknown | NO | NONE | DISTRIBUTION | TNB | KUALA SELANGOR | NO | Unknown |  |  |  | NO | [8 empty] | S05494 | NO | [7 empty] | 3 | Pass | null
380675182 | S05461 |  |  |  | BKSL/PCE/J00564/MBRMU | 300313546 | Existing | RYB |  |  | CLOSED | CLOSED | LINK |  | 11 kV |  | 19/04/2007 | [7 empty] | TMN BAYU PUTRA | Unknown | Unknown | NO | NONE | DISTRIBUTION | TNB | KUALA SELANGOR | NO | Unknown |  |  |  | NO | [8 empty] | S05461 | NO | [7 empty] | 3 | Pass | null
380675187 | S05459 |  |  |  | BKSL/PCE/J00564/MBRMU | 300313546 | Existing | RYB |  |  | CLOSED | CLOSED | LINK |  | 11 kV |  | 19/04/2007 | [7 empty] | TMN BAYU PUTRA | Unknown | Unknown | NO | NONE | DISTRIBUTION | TNB | KUALA SELANGOR | NO | Unknown |  |  |  | NO | [8 empty] | S05459 | NO | [7 empty] | 3 | Pass | null
380675299 | S01618 |  |  |  | BKSL/PCE/J00347/MBRMU1 | 300243125 | Existing | RYB |  |  | CLOSED | CLOSED | LINK |  | 11 kV |  | 28/06/1992 |  |  |  |  | TAMCO |  |  | TMN KOTA ALAM NO 2 | Unknown | Unknown | NO | NONE | DISTRIBUTION | TNB | KUALA SELANGOR | NO | Unknown |  |  |  | NO | [8 empty] | S01618 | NO | [7 empty] | 3 | Pass | null
380675304 | S01617 |  |  |  | BKSL/PCE/J00347/MBRMU1 | 300243125 | Existing | RYB |  |  | CLOSED | CLOSED | LINK |  | 11 kV |  | 28/06/1992 |  |  |  |  | TAMCO |  |  | TMN KOTA ALAM NO 2 | Unknown | Unknown | NO | NONE | DISTRIBUTION | TNB | KUALA SELANGOR | NO | Unknown |  |  |  | NO | [8 empty] | S01617 | NO | [7 empty] | 3 | Pass | null
380675415 | S01259 |  |  |  | BKSL/PCE/J00016/MBRMU1 | 300228340 | Existing | RYB |  |  | CLOSED | CLOSED | LINK |  | 11 kV |  | 18/08/1987 | [7 empty] | TMN KOTA ALAM | Unknown | Unknown | NO | NONE | DISTRIBUTION | TNB | KUALA SELANGOR | NO | Unknown |  |  |  | NO | [8 empty] | S01259 | NO | [7 empty] | 3 | Pass | null
380675420 | S01257 |  |  |  | BKSL/PCE/J00016/MBRMU1 | 300228340 | Existing | RYB |  |  | CLOSED | CLOSED | LINK |  | 11 kV |  | 18/08/1987 | [7 empty] | TMN KOTA ALAM | Unknown | Unknown | NO | NONE | DISTRIBUTION | TNB | KUALA SELANGOR | NO | Unknown |  |  |  | NO | [8 empty] | S01257 | NO | [7 empty] | 3 | Pass | null
380675531 | S01248 |  |  |  | BKSL/PCE/J00020/MBNN01 | 300021987 | Existing | RYB |  |  | CLOSED | CLOSED | LINK |  | 11 kV |  | 26/06/2003 | [7 empty] | KEMAS KSL | Unknown | Unknown | NO | NONE | DISTRIBUTION | TNB | KUALA SELANGOR | NO | Unknown |  |  |  | NO | [8 empty] | S01248 | NO | [7 empty] | 3 | Pass | null
380675536 | S01249 |  |  |  | BKSL/PCE/J00020/MBNN01 | 300021987 | Existing | RYB |  |  | CLOSED | CLOSED | LINK |  | 11 kV |  | 26/06/2003 | [7 empty] | KEMAS KSL | Unknown | Unknown | NO | NONE | DISTRIBUTION | TNB | KUALA SELANGOR | NO | Unknown |  |  |  | NO | [8 empty] | S01249 | NO | [7 empty] | 3 | Pass | null
380675647 | S01252 |  |  |  | BKSL/PCE/J00042/MBNN01 | 300022099 | Existing | RYB |  |  | CLOSED | CLOSED | LINK |  | 11 kV |  | 14/02/2002 | [7 empty] | PERPUSTAKAAN | Unknown | Unknown | NO | NONE | DISTRIBUTION | TNB | KUALA SELANGOR | NO | Unknown |  |  |  | NO | [8 empty] | S01252 | NO | [7 empty] | 3 | Pass | null
380675652 | S01251 |  |  |  | BKSL/PCE/J00042/MBNN01 | 300022099 | Existing | RYB |  |  | CLOSED | CLOSED | LINK |  | 11 kV |  | 14/02/2002 | [7 empty] | PERPUSTAKAAN | Unknown | Unknown | NO | NONE | DISTRIBUTION | TNB | KUALA SELANGOR | NO | Unknown |  |  |  | NO | [8 empty] | S01251 | NO | [7 empty] | 3 | Pass | null
380675763 | S01247 |  |  |  | BKSL/PCE/J00019/MBNN01 | 300021981 | Existing | RYB |  |  | CLOSED | CLOSED | LINK |  | 11 kV |  | 20/05/1980 |  |  |  |  | TAMCO |  |  | DEWAN SERBAGUNA (UMNO) | Unknown | Unknown | NO | NONE | DISTRIBUTION | TNB | KUALA SELANGOR | NO | Unknown |  |  |  | NO | [8 empty] | S01247 | NO | [7 empty] | 3 | Pass | null
380675768 | S01245 |  |  |  | BKSL/PCE/J00019/MBNN01 | 300021981 | Existing | RYB |  |  | CLOSED | CLOSED | LINK |  | 11 kV |  | 20/05/1980 |  |  |  |  | TAMCO |  |  | DEWAN SERBAGUNA (UMNO) | Unknown | Unknown | NO | NONE | DISTRIBUTION | TNB | KUALA SELANGOR | NO | Unknown |  |  |  | NO | [8 empty] | S01245 | NO | [7 empty] | 3 | Pass | null
380675877 | S05528 |  |  |  | BKSL/PCE/J00594/MBRMU | 300313551 | Existing | RYB |  |  | CLOSED | CLOSED | LINK |  | 11 kV |  | 20081107 |  |  |  |  | VEI |  |  | MAHKAMAH SYARIAH KUALA SELANGOR | Unknown | Unknown | NO | NONE | DISTRIBUTION | TNB | KUALA SELANGOR | NO | Unknown |  |  |  | NO | [8 empty] | S05528 | NO | [7 empty] | 3 | Pass | null
380675882 | S05526 |  |  |  | BKSL/PCE/J00594/MBRMU | 300313551 | Existing | RYB |  |  | OPEN | CLOSED | LINK |  | 11 kV |  | 20081107 |  |  |  |  | VEI |  |  | MAHKAMAH SYARIAH KUALA SELANGOR | Unknown | Unknown | NO | NONE | DISTRIBUTION | TNB | KUALA SELANGOR | NO | Unknown |  |  |  | NO | [8 empty] | S05526 | NO | [7 empty] | 3 | Pass | null
380675983 |  | KSGR-8(M) | 7028975 | 7029156 |  |  | Existing | RYB |  | S01313 IKS NO 4 | CLOSED | CLOSED | MAIN |  | Unknown | Unknown |  | 0 |  |  |  | Unknown |  |  | PMU KUALA SELANGOR 132/33/11kV | Unknown | Unknown | Unknown | Unknown | DISTRIBUTION | TNB | KUALA SELANGOR | Unknown |  |  |  |  | Unknown | [17 empty] | 3 | Fail | Please check "Operating Voltage"
380676201 | S00146 |  |  |  | BKSL/PCE/J00054/MBNN01 | 300022161 | Existing | RYB |  | S05441 PE TMN SIAKAP | CLOSED | CLOSED | LINK |  | 11 kV |  | 18/08/1990 |  |  |  |  | TAMCO |  |  | TMN SG BULOH | Unknown | Unknown | NO | NONE | DISTRIBUTION | TNB | KUALA SELANGOR | NO | Unknown |  |  |  | NO | [8 empty] | S00146 | NO | [7 empty] | 3 | Pass | null
380676206 | S00148 |  |  |  | BKSL/PCE/J00054/MBNN01 | 300022161 | Existing | RYB |  | S01353 PE TMN BAWAL PUTIH | CLOSED | CLOSED | LINK |  | 11 kV |  | 18/08/1990 |  |  |  |  | TAMCO |  |  | TMN SG BULOH | Unknown | Unknown | NO | NONE | DISTRIBUTION | TNB | KUALA SELANGOR | NO | Unknown |  |  |  | NO | [8 empty] | S00148 | NO | [7 empty] | 3 | Pass | null
380942226 | S00006 |  |  |  | BKSL/PCE/J00002/MBRMU1 | 300021914 | Existing | RYB |  |  | CLOSED | CLOSED | LINK |  | 11 kV |  | 22/03/1980 |  |  |  |  | TAMCO |  |  | BDR BARU NO 2 | Unknown | Unknown | NO | NONE | DISTRIBUTION | TNB | KUALA SELANGOR | NO | Unknown |  |  |  | NO | [8 empty] | S00006 | NO | [7 empty] | 3 | Pass | null
380942231 | S00004 |  |  |  | BKSL/PCE/J00002/MBRMU1 | 300021914 | Existing | RYB |  |  | CLOSED | CLOSED | LINK |  | 11 kV |  | 22/03/1980 |  |  |  |  | TAMCO |  |  | BDR BARU NO 2 | Unknown | Unknown | NO | NONE | DISTRIBUTION | TNB | KUALA SELANGOR | NO | Unknown |  |  |  | NO | [8 empty] | S00004 | NO | [7 empty] | 3 | Pass | null
380942348 | S01696 |  |  |  | BKSL/PCE/J00356/MBRMU1 | 300243253 | Existing | RYB |  |  | CLOSED | CLOSED | LINK |  | 11 kV |  | 18/08/1982 |  |  |  |  | VEI |  |  | TMN JAYA K.SEL | Unknown | Unknown | NO | NONE | DISTRIBUTION | TNB | KUALA SELANGOR | NO | Unknown |  |  |  | NO | [8 empty] | S01696 | NO | [7 empty] | 3 | Pass | null
380942353 | S01697 |  |  |  | BKSL/PCE/J00356/MBRMU1 | 300243253 | Existing | RYB |  |  | CLOSED | CLOSED | LINK |  | 11 kV |  | 18/08/1982 |  |  |  |  | VEI |  |  | TMN JAYA K.SEL | Unknown | Unknown | NO | NONE | DISTRIBUTION | TNB | KUALA SELANGOR | NO | Unknown |  |  |  | NO | [8 empty] | S01697 | NO | [7 empty] | 3 | Pass | null
380942475 | S00040 |  |  |  | BKSL/PCE/J00015/MBRMU1 | 300021966 | Existing | RYB |  |  | CLOSED | CLOSED | LINK |  | 11 kV |  | 14/02/1980 |  |  |  |  | INDKOM |  |  | TMN SIRAMBAI | Unknown | Unknown | NO | NONE | DISTRIBUTION | TNB | KUALA SELANGOR | NO | Unknown |  |  |  | NO | [8 empty] | S00040 | NO | [7 empty] | 3 | Pass | null
380942480 | S00038 |  |  |  | BKSL/PCE/J00015/MBRMU1 | 300021966 | Existing | RYB |  |  | CLOSED | CLOSED | LINK |  | 11 kV |  | 14/02/1980 |  |  |  |  | INDKOM |  |  | TMN SIRAMBAI | Unknown | Unknown | NO | NONE | DISTRIBUTION | TNB | KUALA SELANGOR | NO | Unknown |  |  |  | NO | [8 empty] | S00038 | NO | [7 empty] | 3 | Pass | null
380942599 | S01331 |  |  |  | BKSL/PCE/J00014/MBRMU1 | 300228334 | Existing | RYB |  |  | CLOSED | CLOSED | LINK |  | 11 kV |  | 19931107 |  |  |  |  | TAMCO |  |  | TMN BENTARA | Unknown | Unknown | NO | NONE | DISTRIBUTION | TNB | KUALA SELANGOR | NO | Unknown |  |  |  | NO | [8 empty] | S01331 | NO | [7 empty] | 3 | Pass | null
380942604 | S01332 |  |  |  | BKSL/PCE/J00014/MBRMU1 | 300228334 | Existing | RYB |  |  | CLOSED | CLOSED | LINK |  | 11 kV |  | 19931107 |  |  |  |  | TAMCO |  |  | TMN BENTARA | Unknown | Unknown | NO | NONE | DISTRIBUTION | TNB | KUALA SELANGOR | NO | Unknown |  |  |  | NO | [8 empty] | S01332 | NO | [7 empty] | 3 | Pass | null
380942722 | S05552 |  |  |  | BKSL/PCE/J00614/MBRMU | 300313492 | Existing | RYB |  |  | CLOSED | CLOSED | LINK |  | 11 kV |  | 20/09/2008 |  |  |  |  | INDKOM |  |  | SMK KUALA SELANGOR ( SI RAMBAI) | Unknown | Unknown | NO | NONE | DISTRIBUTION | TNB | KUALA SELANGOR | NO | Unknown |  |  |  | NO | [8 empty] | S05552 | NO | [7 empty] | 3 | Pass | null
380942727 | S05554 |  |  |  | BKSL/PCE/J00614/MBRMU | 300313492 | Existing | RYB |  | S05730 TMN KSU FASA 5 NO.1 | CLOSED | CLOSED | LINK |  | 11 kV |  | 20/09/2008 |  |  |  |  | INDKOM |  |  | SMK KUALA SELANGOR ( SI RAMBAI) | Unknown | Unknown | NO | NONE | DISTRIBUTION | TNB | KUALA SELANGOR | NO | Unknown |  |  |  | NO | [8 empty] | S05554 | NO | [7 empty] | 3 | Pass | null
380942958 | S05686 |  |  |  | BKSL/PCE/J00565/MBRMU | 300313481 | Existing | RYB |  | S05731 TMN KSU FASA 5 NO.1 | CLOSED | CLOSED | LINK |  | 11 kV |  | 19/04/2007 |  |  |  |  | TAMCO |  |  | TMN KUALA SELANGOR UTAMA | Unknown | Unknown | NO | NONE | DISTRIBUTION | TNB | KUALA SELANGOR | NO | Unknown |  |  |  | NO | [8 empty] | S05686 | NO | [7 empty] | 3 | Pass | null
380942963 | S05688 |  |  |  | BKSL/PCE/J00565/MBRMU | 300313481 | Existing | RYB |  |  | CLOSED | CLOSED | LINK |  | 11 kV |  | 19/04/2007 |  |  |  |  | TAMCO |  |  | TMN KUALA SELANGOR UTAMA | Unknown | Unknown | NO | NONE | DISTRIBUTION | TNB | KUALA SELANGOR | NO | Unknown |  |  |  | NO | [8 empty] | S05688 | NO | [7 empty] | 3 | Pass | null
380943086 | S00041 |  |  |  | BKSL/PCE/J00017/MBRMU1 | 300021969 | Existing | RYB |  |  | CLOSED | CLOSED | LINK |  | 11 kV |  | 18/03/2000 |  |  |  |  | TAMCO |  |  | TLK PENYAMUN | Unknown | Unknown | NO | NONE | DISTRIBUTION | TNB | KUALA SELANGOR | NO | Unknown |  |  |  | NO | [8 empty] | S00041 | NO | [7 empty] | 3 | Pass | null
380943090 | S00044 |  |  |  | BKSL/PCE/J00017/MBRMU1 | 300021969 | Existing | RYB |  |  | CLOSED | CLOSED | LINK |  | 11 kV |  | 18/03/2000 |  |  |  |  | TAMCO |  |  | TLK PENYAMUN | Unknown | Unknown | NO | NONE | DISTRIBUTION | TNB | KUALA SELANGOR | NO | Unknown |  |  |  | NO | [8 empty] | S00044 | NO | [7 empty] | 3 | Pass | null
380943107 | S00043 |  |  |  | BKSL/PCE/J00017/MBRMU1 | 300021969 | Existing | RYB |  |  | CLOSED | CLOSED | LINK |  | 11 kV |  | 18/03/2000 |  |  |  |  | TAMCO |  |  | TLK PENYAMUN | Unknown | Unknown | NO | NONE | DISTRIBUTION | TNB | KUALA SELANGOR | NO | Unknown |  |  |  | NO | [8 empty] | S00043 | NO | [7 empty] | 3 | Pass | null
380943227 | S00045 |  |  |  | BKSL/PCE/J00018/MBRMU1 | 300021978 | Existing | RYB |  |  | CLOSED | CLOSED | LINK |  | 11 kV |  | 19/04/1980 |  |  |  |  | TAMCO |  |  | TLK PENYAMUN-Kg sepakat | Unknown | Unknown | NO | NONE | DISTRIBUTION | TNB | KUALA SELANGOR | NO | Unknown |  |  |  | NO | [8 empty] | S00045 | NO | [7 empty] | 3 | Pass | null
380943232 | S00047 |  |  |  | BKSL/PCE/J00018/MBRMU1 | 300021978 | Existing | RYB |  |  | CLOSED | CLOSED | LINK |  | 11 kV |  | 19/04/1980 |  |  |  |  | TAMCO |  |  | TLK PENYAMUN-Kg sepakat | Unknown | Unknown | NO | NONE | DISTRIBUTION | TNB | KUALA SELANGOR | NO | Unknown |  |  |  | NO | [8 empty] | S00047 | NO | [7 empty] | 3 | Pass | null
380943351 | S00048 |  |  |  | BKSL/PCE/J00021/MBRMU1 | 300021994 | Existing | RYB |  |  | CLOSED | CLOSED | LINK |  | 11 kV |  | 17/07/1992 |  |  |  |  | TAMCO |  |  | K/UDANG TLK PENYAMUN | Unknown | Unknown | NO | NONE | DISTRIBUTION | TNB | KUALA SELANGOR | NO | Unknown |  |  |  | NO | [8 empty] | S00048 | NO | [7 empty] | 3 | Pass | null
380943356 | S01334 |  |  |  | BKSL/PCE/J00021/MBRMU1 | 300021994 | Existing | RYB |  |  | CLOSED | CLOSED | LINK |  | 11 kV |  | 17/07/1992 |  |  |  |  | TAMCO |  |  | K/UDANG TLK PENYAMUN | Unknown | Unknown | NO | NONE | DISTRIBUTION | TNB | KUALA SELANGOR | NO | Unknown |  |  |  | NO | [8 empty] | S01334 | NO | [7 empty] | 3 | Pass | null
380943474 | S00052 |  |  |  | BKSL/PCE/J00022/MBRMU1 | 300021997 | Existing | RYB |  |  | CLOSED | CLOSED | LINK |  | 11 kV |  | 18/08/1996 | [7 empty] | KG KUANTAN | Unknown | Unknown | NO | NONE | DISTRIBUTION | TNB | KUALA SELANGOR | NO | Unknown |  |  |  | NO | [8 empty] | S00052 | NO | [7 empty] | 3 | Pass | null
380943478 | S00055 |  |  |  | BKSL/PCE/J00022/MBRMU1 | 300021997 | Existing | RYB |  |  | CLOSED | CLOSED | LINK |  | 11 kV |  | 18/08/1996 | [7 empty] | KG KUANTAN | Unknown | Unknown | NO | NONE | DISTRIBUTION | TNB | KUALA SELANGOR | NO | Unknown |  |  |  | NO | [8 empty] | S00055 | NO | [7 empty] | 3 | Pass | null
380943495 | S00053 |  |  |  | BKSL/PCE/J00022/MBRMU1 | 300021997 | Existing | RYB |  |  | OPEN | CLOSED | LINK |  | 11 kV |  | 18/08/1996 | [7 empty] | KG KUANTAN | Unknown | Unknown | NO | NONE | DISTRIBUTION | TNB | KUALA SELANGOR | NO | Unknown |  |  |  | NO | [8 empty] | S00053 | NO | [7 empty] | 3 | Pass | null
380943606 | S00074 |  |  |  | BKSL/PCE/J00023/MBRMU1 | 300022005 | Existing | RYB |  |  | CLOSED | CLOSED | LINK |  | 11 kV |  | 22/09/1994 |  |  |  |  | INDKOM |  |  | LDG KG KUANTAN | Unknown | Unknown | NO | NONE | DISTRIBUTION | TNB | KUALA SELANGOR | NO | Unknown |  |  |  | NO | [8 empty] | S00074 | NO | [7 empty] | 3 | Pass | null
380943611 | S00072 |  |  |  | BKSL/PCE/J00023/MBRMU1 | 300022005 | Existing | RYB |  |  | CLOSED | CLOSED | LINK |  | 11 kV |  | 22/09/1994 |  |  |  |  | INDKOM |  |  | LDG KG KUANTAN | Unknown | Unknown | NO | NONE | DISTRIBUTION | TNB | KUALA SELANGOR | NO | Unknown |  |  |  | NO | [8 empty] | S00072 | NO | [7 empty] | 3 | Pass | null
380943728 | S05536 |  |  |  | BKSL/PCE/J00685/MBRMU2 | 300343371 | Existing | RYB |  |  | CLOSED | CLOSED | LINK |  | 11 kV |  | 20111010 |  |  |  |  | TOPRANK |  |  | MEDAN NIAGA NO.2 | Unknown | Unknown | NO | NONE | DISTRIBUTION | TNB | KUALA SELANGOR | NO | Unknown |  |  |  | NO | [8 empty] | S05536 | NO | [7 empty] | 3 | Pass | null
380943735 | S05538 |  |  |  | BKSL/PCE/J00685/MBRMU2 | 300343371 | Existing | RYB |  |  | CLOSED | CLOSED | LINK |  | 11 kV |  | 20111010 |  |  |  |  | TOPRANK |  |  | MEDAN NIAGA NO.2 | Unknown | Unknown | NO | NONE | DISTRIBUTION | TNB | KUALA SELANGOR | NO | Unknown |  |  |  | NO | [8 empty] | S05538 | NO | [7 empty] | 3 | Pass | null
380943739 | S05530 |  |  |  | BKSL/PCE/J00685/MBRMU | 300342907 | Existing | RYB |  |  | CLOSED | CLOSED | LINK |  | 11 kV |  | 27/11/2008 |  |  |  |  | TAMCO |  |  | MEDAN NIAGA NO.2 | Unknown | Unknown | NO | NONE | DISTRIBUTION | TNB | KUALA SELANGOR | NO | Unknown |  |  |  | NO | [8 empty] | S05530 | NO | [7 empty] | 3 | Pass | null
380943765 | S05531 |  |  |  | BKSL/PCE/J00685/MBRMU | 300342907 | Existing | RYB |  |  | CLOSED | CLOSED | LINK |  | 11 kV |  | 27/11/2008 |  |  |  |  | TAMCO |  |  | MEDAN NIAGA NO.2 | Unknown | Unknown | NO | NONE | DISTRIBUTION | TNB | KUALA SELANGOR | NO | Unknown |  |  |  | NO | [8 empty] | S05531 | NO | [7 empty] | 3 | Pass | null
380943965 | S05532 |  |  |  | BKSL/PCE/J00685/MBRMU | 300342907 | Existing | RYB |  |  | CLOSED |  | LINK |  | 11 kV |  | 27/11/2008 |  |  |  |  | TAMCO |  |  | MEDAN NIAGA NO.2 | Unknown | Unknown | Unknown | Unknown | DISTRIBUTION | TNB | KUALA SELANGOR | Unknown |  |  |  |  | Unknown | [8 empty] | S05532 | [8 empty] | 3 | Pass | null
380943984 | S05741 |  |  |  | BKSL/PCE/J00851/MBRMU | 300515135 | Existing | RYB |  |  | CLOSED | CLOSED | LINK |  | 11 kV | [9 empty] | PADAT TAMAN SERI BENDAHARA | Unknown | Unknown | NO | NONE | DISTRIBUTION | TNB | KUALA SELANGOR | NO | Unknown |  |  |  | NO | [8 empty] | S05741 | NO | [7 empty] | 3 | Pass | null
380943989 | S05743 |  |  |  | BKSL/PCE/J00851/MBRMU | 300515135 | Existing | RYB |  |  | CLOSED | CLOSED | LINK |  | 11 kV | [9 empty] | PADAT TAMAN SERI BENDAHARA | Unknown | Unknown | NO | NONE | DISTRIBUTION | TNB | KUALA SELANGOR | NO | Unknown |  |  |  | NO | [8 empty] | S05743 | NO | [7 empty] | 3 | Pass | null
380944130 | S05751 | [5 empty] | Existing | RYB |  |  | CLOSED | CLOSED | LINK |  | 11 kV | [9 empty] | BNZ | Unknown | Unknown | NO | NONE | DISTRIBUTION | TNB | KUALA SELANGOR | NO | Unknown |  |  |  | NO | [8 empty] | S05751 | NO | [7 empty] | 3 | Pass | null
380944137 | S00162 | [5 empty] | Existing | RYB |  |  | CLOSED | CLOSED | LINK |  | 11 kV | [9 empty] | BNZ | Unknown | Unknown | NO | NONE | DISTRIBUTION | TNB | KUALA SELANGOR | NO | Unknown |  |  |  | NO | [8 empty] | S00162 | NO | [7 empty] | 3 | Pass | null
380944141 | S05750 |  |  |  | BKSL/PCE/J00102/MB01 | 300022368 | Existing | RYB |  |  | OPEN | CLOSED | LINK |  | 11 kV |  | 19/02/1997 |  |  |  |  | TAMCO |  |  | BNZ | Unknown | Unknown | NO | NONE | DISTRIBUTION | TNB | KUALA SELANGOR | NO | Unknown |  |  |  | NO | [8 empty] | S05750 | NO | [7 empty] | 3 | Pass | null
380944167 | S00163 |  |  |  | BKSL/PCE/J00102/MB01 | 300022368 | Existing | RYB |  |  | CLOSED | CLOSED | LINK |  | 11 kV |  | 19/02/1997 |  |  |  |  | TAMCO |  |  | BNZ | Unknown | Unknown | NO | NONE | DISTRIBUTION | TNB | KUALA SELANGOR | NO | Unknown |  |  |  | NO | [8 empty] | S00163 | NO | [7 empty] | 3 | Pass | null
380944736 | S05749 |  |  |  | BKSL/PCE/J00102/MB01 | 300022368 | Existing | RYB |  |  | CLOSED |  | LINK |  | 11 kV |  | 19/02/1997 |  |  |  |  | TAMCO |  |  | BNZ | Unknown | Unknown | Unknown | Unknown | DISTRIBUTION | TNB | KUALA SELANGOR | Unknown |  |  |  |  | Unknown | [8 empty] | S05749 | [8 empty] | 3 | Pass | null
380944868 | S01272 |  |  |  | BKSL/PCE/J00106/MB01 | 300022397 | Existing | RYB |  |  | CLOSED | CLOSED | LINK |  | 11 kV |  | 19801107 | [7 empty] | STADIUM NO 1 (TERBUKA) | Unknown | Unknown | NO | NONE | DISTRIBUTION | TNB | KUALA SELANGOR | NO | Unknown |  |  |  | NO | [8 empty] | S01272 | NO | [7 empty] | 3 | Pass | null
380944873 | S01274 |  |  |  | BKSL/PCE/J00106/MB01 | 300022397 | Existing | RYB |  |  | CLOSED | CLOSED | LINK |  | 11 kV |  | 19801107 | [7 empty] | STADIUM NO 1 (TERBUKA) | Unknown | Unknown | NO | NONE | DISTRIBUTION | TNB | KUALA SELANGOR | NO | Unknown |  |  |  | NO | [8 empty] | S01274 | NO | [7 empty] | 3 | Pass | null
380972271 |  | KSGR-8(M) | 7028975 | 7029156 |  |  | Existing | RYB |  | S01313 IKS NO 4 | CLOSED | CLOSED | MAIN |  | Unknown | Unknown |  | 0 |  |  |  | Unknown |  |  | PMU KUALA SELANGOR 132/33/11kV | Unknown | Unknown | Unknown | Unknown | DISTRIBUTION | TNB | KUALA SELANGOR | Unknown |  |  |  |  | Unknown | [17 empty] | 3 | Fail | Please check "Operating Voltage"
380972340 | S00262 | [5 empty] | Existing | RYB |  |  | CLOSED | CLOSED | LINK |  | 11 kV | [9 empty] | BAGUS INDUSTRI | Unknown | Unknown | NO | NONE | DISTRIBUTION | TNB | KUALA SELANGOR | NO | Unknown |  |  |  | NO | [8 empty] | S00262 | NO | [7 empty] | 3 | Pass | null
380972345 | S00260 | [5 empty] | Existing | RYB |  |  | CLOSED | CLOSED | LINK |  | 11 kV | [9 empty] | BAGUS INDUSTRI | Unknown | Unknown | NO | NONE | DISTRIBUTION | TNB | KUALA SELANGOR | NO | Unknown |  |  |  | NO | [8 empty] | S00260 | NO | [7 empty] | 3 | Pass | null
380972467 | S00302 |  |  |  | BKSL/PCE/J00037/MBNN01 | 300022074 | Existing | RYB |  |  | CLOSED | CLOSED | LINK |  | 11 kV |  | 19791010 | [7 empty] | KLG PLASTIK LIBEN LOT 1824 | Unknown | Unknown | NO | NONE | DISTRIBUTION | TNB | KUALA SELANGOR | NO | Unknown |  |  |  | NO | [8 empty] | S00302 | NO | [7 empty] | 3 | Pass | null
380972472 | S00304 |  |  |  | BKSL/PCE/J00037/MBNN01 | 300022074 | Existing | RYB |  |  | CLOSED | CLOSED | LINK |  | 11 kV |  | 19791010 | [7 empty] | KLG PLASTIK LIBEN LOT 1824 | Unknown | Unknown | NO | NONE | DISTRIBUTION | TNB | KUALA SELANGOR | NO | Unknown |  |  |  | NO | [8 empty] | S00304 | NO | [7 empty] | 3 | Pass | null
380972593 | S01378 |  |  |  | BKSL/PCE/J00528/MBRMU | 300313512 | Existing | RYB |  |  | CLOSED | CLOSED | LINK |  | 11 kV |  | 20/05/2005 |  |  |  |  | VEI |  |  | LAY HONG NO 4 (SPG RAJA ABDULLAH) | Unknown | Unknown | NO | NONE | DISTRIBUTION | TNB | KUALA SELANGOR | NO | Unknown |  |  |  | NO | [8 empty] | S01378 | NO | [7 empty] | 3 | Pass | null
380972598 | S01380 |  |  |  | BKSL/PCE/J00528/MBRMU | 300313512 | Existing | RYB |  |  | CLOSED | CLOSED | LINK |  | 11 kV |  | 20/05/2005 |  |  |  |  | VEI |  |  | LAY HONG NO 4 (SPG RAJA ABDULLAH) | Unknown | Unknown | NO | NONE | DISTRIBUTION | TNB | KUALA SELANGOR | NO | Unknown |  |  |  | NO | [8 empty] | S01380 | NO | [7 empty] | 3 | Pass | null
380972721 | S01377 |  |  |  | BKSL/PCE/J00146/MBRMU1 | 300313588 | Existing | RYB |  |  | CLOSED | CLOSED | LINK |  | 11 kV |  | 15/12/2009 |  |  |  |  | TAMCO |  |  | LAY HONG (JLN RJ ABDULLAH)NO3 | Unknown | Unknown | NO | NONE | DISTRIBUTION | TNB | KUALA SELANGOR | NO | Unknown |  |  |  | NO | [8 empty] | S01377 | NO | [7 empty] | 3 | Pass | null
380972726 | S01375 |  |  |  | BKSL/PCE/J00146/MBRMU1 | 300313588 | Existing | RYB |  |  | CLOSED | CLOSED | LINK |  | 11 kV |  | 15/12/2009 |  |  |  |  | TAMCO |  |  | LAY HONG (JLN RJ ABDULLAH)NO3 | Unknown | Unknown | NO | NONE | DISTRIBUTION | TNB | KUALA SELANGOR | NO | Unknown |  |  |  | NO | [8 empty] | S01375 | NO | [7 empty] | 3 | Pass | null
380972848 | S00299 |  |  |  | BKSL/PCE/J00041/MBNN01 | 300022094 | Existing | RYB |  |  | CLOSED | CLOSED | LINK |  | 11 kV |  | 19901012 |  |  |  |  | TAMCO |  |  | RAJA ABDULLAH | Unknown | Unknown | NO | NONE | DISTRIBUTION | TNB | KUALA SELANGOR | NO | Unknown |  |  |  | NO | [8 empty] | S00299 | NO | [7 empty] | 3 | Pass | null
380972853 | S00301 |  |  |  | BKSL/PCE/J00041/MBNN01 | 300022094 | Existing | RYB |  |  | CLOSED | CLOSED | LINK |  | 11 kV |  | 19901012 |  |  |  |  | TAMCO |  |  | RAJA ABDULLAH | Unknown | Unknown | NO | NONE | DISTRIBUTION | TNB | KUALA SELANGOR | NO | Unknown |  |  |  | NO | [8 empty] | S00301 | NO | [7 empty] | 3 | Pass | null
380972974 | S05567 |  |  |  | BKSL/PCE/J00671/MBRMU1 | 300343323 | Existing | RYB |  |  | CLOSED | CLOSED | LINK |  | 11 kV |  | 20121010 |  |  |  |  | VEI |  |  | CARPENWISE | Unknown | Unknown | NO | NONE | DISTRIBUTION | TNB | KUALA SELANGOR | NO | Unknown |  |  |  | NO | [8 empty] | S05567 | NO | [7 empty] | 3 | Pass | null
380972979 | S05569 |  |  |  | BKSL/PCE/J00671/MBRMU1 | 300343323 | Existing | RYB |  |  | CLOSED | CLOSED | LINK |  | 11 kV |  | 20121010 |  |  |  |  | VEI |  |  | CARPENWISE | Unknown | Unknown | NO | NONE | DISTRIBUTION | TNB | KUALA SELANGOR | NO | Unknown |  |  |  | NO | [8 empty] | S05569 | NO | [7 empty] | 3 | Pass | null
380973122 | S05619 |  |  |  | BKSL/PCE/J00350/MBRMU1 | 300243152 | Existing | RYB |  |  | CLOSED | CLOSED | LINK |  | 11 kV |  | 20/09/1992 |  |  |  |  | INDKOM |  |  | MASJID PEKAN JERAM | Unknown | Unknown | NO | NONE | DISTRIBUTION | TNB | KUALA SELANGOR | NO | Unknown |  |  |  | NO | [8 empty] | S05619 | NO | [7 empty] | 3 | Pass | null
380973127 | S05621 |  |  |  | BKSL/PCE/J00350/MBRMU1 | 300243152 | Existing | RYB |  |  | CLOSED | CLOSED | LINK |  | 11 kV |  | 20/09/1992 |  |  |  |  | INDKOM |  |  | MASJID PEKAN JERAM | Unknown | Unknown | NO | NONE | DISTRIBUTION | TNB | KUALA SELANGOR | NO | Unknown |  |  |  | NO | [8 empty] | S05621 | NO | [7 empty] | 3 | Pass | null
380973277 | S01391 |  |  |  | BKSL/PCE/J00086/MBNN01 | 300022288 | Existing | RYB |  |  | CLOSED | CLOSED | LINK |  | 11 kV |  | 18/03/1997 |  |  |  |  | MERLIN GERIN |  |  | BALAI DAKWAH JERAM | Unknown | Unknown | NO | NONE | DISTRIBUTION | TNB | KUALA SELANGOR | NO | Unknown |  |  |  | NO | [8 empty] | S01391 | NO | [7 empty] | 3 | Pass | null
380973282 | S01392 |  |  |  | BKSL/PCE/J00086/MBNN01 | 300022288 | Existing | RYB |  |  | CLOSED | CLOSED | LINK |  | 11 kV |  | 18/03/1997 |  |  |  |  | MERLIN GERIN |  |  | BALAI DAKWAH JERAM | Unknown | Unknown | NO | NONE | DISTRIBUTION | TNB | KUALA SELANGOR | NO | Unknown |  |  |  | NO | [8 empty] | S01392 | NO | [7 empty] | 3 | Pass | null
380973491 | S01397 |  |  |  | BKSL/PCE/J00087/MBRMU1 | 300343325 | Existing | RYB |  |  | CLOSED | CLOSED | LINK |  | 11 kV |  | 22/09/1998 |  |  |  |  | TAMCO |  |  | HIRA' | Unknown | Unknown | NO | NONE | DISTRIBUTION | TNB | KUALA SELANGOR | NO | Unknown |  |  |  | NO | [8 empty] | S01397 | NO | [7 empty] | 3 | Pass | null
380973496 | S01395 |  |  |  | BKSL/PCE/J00087/MBRMU1 | 300343325 | Existing | RYB |  |  | CLOSED | CLOSED | LINK |  | 11 kV |  | 22/09/1998 |  |  |  |  | TAMCO |  |  | HIRA' | Unknown | Unknown | NO | NONE | DISTRIBUTION | TNB | KUALA SELANGOR | NO | Unknown |  |  |  | NO | [8 empty] | S01395 | NO | [7 empty] | 3 | Pass | null
380973615 | S00196 |  |  |  | BKSL/PCE/J00140/MBRMU1 | 300242532 | Existing | RYB |  |  | CLOSED | CLOSED | LINK |  | 11 kV |  | 19/04/2001 |  |  |  |  | TAMCO |  |  | MATAKKU | Unknown | Unknown | NO | NONE | DISTRIBUTION | TNB | KUALA SELANGOR | NO | Unknown |  |  |  | NO | [8 empty] | S00196 | NO | [7 empty] | 3 | Pass | null
380973619 | S00198 |  |  |  | BKSL/PCE/J00140/MBRMU1 | 300242532 | Existing | RYB |  |  | CLOSED | CLOSED | LINK |  | 11 kV |  | 19/04/2001 |  |  |  |  | TAMCO |  |  | MATAKKU | Unknown | Unknown | NO | NONE | DISTRIBUTION | TNB | KUALA SELANGOR | NO | Unknown |  |  |  | NO | [8 empty] | S00198 | NO | [7 empty] | 3 | Pass | null
380973636 | S00199 |  |  |  | BKSL/PCE/J00140/MBRMU1 | 300242532 | Existing | RYB |  |  | CLOSED | CLOSED | LINK |  | 11 kV |  | 19/04/2001 |  |  |  |  | TAMCO |  |  | MATAKKU | Unknown | Unknown | NO | NONE | DISTRIBUTION | TNB | KUALA SELANGOR | NO | Unknown |  |  |  | NO | [8 empty] | S00199 | NO | [7 empty] | 3 | Pass | null
380973746 | S01398 |  |  |  | BKSL/PCE/J00311/MBRMU1 | 300241024 | Existing | RYB |  |  | CLOSED | CLOSED | LINK |  | 11 kV |  | 20/05/1993 |  |  |  |  | EPE |  |  | EYU BER EER NO 2 | Unknown | Unknown | NO | NONE | DISTRIBUTION | TNB | KUALA SELANGOR | NO | Unknown |  |  |  | NO | [8 empty] | S01398 | NO | [7 empty] | 3 | Pass | null
380973751 | S01340 |  |  |  | BKSL/PCE/J00311/MBRMU1 | 300241024 | Existing | RYB |  |  | OPEN | CLOSED | LINK |  | 11 kV |  | 20/05/1993 |  |  |  |  | EPE |  |  | EYU BER EER NO 2 | Unknown | Unknown | NO | NONE | DISTRIBUTION | TNB | KUALA SELANGOR | NO | Unknown |  |  |  | NO | [8 empty] | S01340 | NO | [7 empty] | 3 | Pass | null
380973880 | S05606 |  |  |  | BKSL/PCE/J00687/MBRMU | 300343265 | Existing | RYB |  |  | OPEN | CLOSED | LINK |  | 11 kV |  | 20121010 |  |  |  |  | TAMCO |  |  | SMK BKT KUCHING TENGAH | Unknown | Unknown | NO | NONE | DISTRIBUTION | TNB | KUALA SELANGOR | NO | Unknown |  |  |  | NO | [8 empty] | S05606 | NO | [7 empty] | 3 | Pass | null
380973885 | S05604 |  |  |  | BKSL/PCE/J00687/MBRMU | 300343265 | Existing | RYB |  |  | CLOSED | CLOSED | LINK |  | 11 kV |  | 20121010 |  |  |  |  | TAMCO |  |  | SMK BKT KUCHING TENGAH | Unknown | Unknown | NO | NONE | DISTRIBUTION | TNB | KUALA SELANGOR | NO | Unknown |  |  |  | NO | [8 empty] | S05604 | NO | [7 empty] | 3 | Pass | null
380980931 | S01339 |  |  |  | BKSL/PCE/J00025/MBNN01 | 300022015 | Existing | RYB |  | S00076 PE PEKAN BKT ROTAN | CLOSED | CLOSED | LINK |  | 11 kV |  | 14/11/2002 | [7 empty] | PKNS BKT ROTAN (TMN KASAWARI) | Unknown | Unknown | NO | NONE | DISTRIBUTION | TNB | KUALA SELANGOR | NO | Unknown |  |  |  | NO | [8 empty] | S01339 | NO | [7 empty] | 3 | Pass | null
380980936 | S01340 |  |  |  | BKSL/PCE/J00025/MBNN01 | 300022015 | Existing | RYB |  | S00081 PE PETRONAS GAS | CLOSED | CLOSED | LINK |  | 11 kV |  | 14/11/2002 | [7 empty] | PKNS BKT ROTAN (TMN KASAWARI) | Unknown | Unknown | NO | NONE | DISTRIBUTION | TNB | KUALA SELANGOR | NO | Unknown |  |  |  | NO | [8 empty] | S01340 | NO | [7 empty] | 3 | Pass | null
380981056 | S00081 |  |  |  | BKSL/PCE/J00027/MBRMU1 | 300022029 | Existing | RYB |  | S01340 PE PKNS BKT ROTAN (TMN KASAWARI) | CLOSED | CLOSED | LINK |  | 11 kV |  | 15/12/1994 |  |  |  |  | TAMCO |  |  | PETRONAS GAS | Unknown | Unknown | NO | NONE | DISTRIBUTION | TNB | KUALA SELANGOR | NO | Unknown |  |  |  | NO | [8 empty] | S00081 | NO | [7 empty] | 3 | Pass | null
380981061 | S00083 |  |  |  | BKSL/PCE/J00027/MBRMU1 | 300022029 | Existing | RYB |  | S00084 PE LDG MONMOUTH | CLOSED | CLOSED | LINK |  | 11 kV |  | 15/12/1994 |  |  |  |  | TAMCO |  |  | PETRONAS GAS | Unknown | Unknown | NO | NONE | DISTRIBUTION | TNB | KUALA SELANGOR | NO | Unknown |  |  |  | NO | [8 empty] | S00083 | NO | [7 empty] | 3 | Pass | null
380981174 | S00084 |  |  |  | BKSL/PCE/J00030/MBNN01 | 300022042 | Existing | RYB |  | S00083 PE PETRONAS GAS | CLOSED | CLOSED | LINK |  | 11 kV |  | 22/03/1980 |  |  |  |  | TAMCO |  |  | LDG MONMOUTH | Unknown | Unknown | NO | NONE | DISTRIBUTION | TNB | KUALA SELANGOR | NO | Unknown |  |  |  | NO | [8 empty] | S00084 | NO | [7 empty] | 3 | Pass | null
380981179 | S00086 |  |  |  | BKSL/PCE/J00030/MBNN01 | 300022042 | Existing | RYB |  | S00088 PE LDG RAJAGIRI | CLOSED | CLOSED | LINK |  | 11 kV |  | 22/03/1980 |  |  |  |  | TAMCO |  |  | LDG MONMOUTH | Unknown | Unknown | NO | NONE | DISTRIBUTION | TNB | KUALA SELANGOR | NO | Unknown |  |  |  | NO | [8 empty] | S00086 | NO | [7 empty] | 3 | Pass | null
380981300 | S00088 |  |  |  | BKSL/PCE/J00031/MBNN01 | 300022046 | Existing | RYB |  | S00086 PE LDG MONMOUTH | CLOSED | CLOSED | LINK |  | 11 kV |  | 19/04/1997 |  |  |  |  | TAMCO |  |  | LDG RAJAGIRI | Unknown | Unknown | NO | NONE | DISTRIBUTION | TNB | KUALA SELANGOR | NO | Unknown |  |  |  | NO | [8 empty] | S00088 | NO | [7 empty] | 3 | Pass | null
380981304 | S00087 |  |  |  | BKSL/PCE/J00031/MBNN01 | 300022046 | Existing | RYB |  | S05546 PE PLAZA TOL LATAR (IJOK) | CLOSED | CLOSED | LINK |  | 11 kV |  | 19/04/1997 |  |  |  |  | TAMCO |  |  | LDG RAJAGIRI | Unknown | Unknown | NO | NONE | DISTRIBUTION | TNB | KUALA SELANGOR | NO | Unknown |  |  |  | NO | [8 empty] | S00087 | NO | [7 empty] | 3 | Pass | null
380981321 | S05305 |  |  |  | BKSL/PCE/J00031/MBNN01 | 300022046 | Existing | RYB |  | R01804 PE TERNAKAN AYAM HING HONG | CLOSED | CLOSED | LINK |  | 11 kV |  | 19/04/1997 |  |  |  |  | TAMCO |  |  | LDG RAJAGIRI | Unknown | Unknown | NO | NONE | DISTRIBUTION | TNB | KUALA SELANGOR | NO | Unknown |  |  |  | NO | [8 empty] | S05305 | NO | [7 empty] | 3 | Pass | null
380981431 | S05546 |  |  |  | BKSL/PCE/J00615/MBRMU | 300342911 | Existing | RYB |  | S00087 PE LDG RAJAGIRI | CLOSED | CLOSED | LINK |  | 11 kV |  | 14/02/2008 |  |  |  |  | TAMCO |  |  | PLAZA TOL LATAR (IJOK) | Unknown | Unknown | NO | NONE | DISTRIBUTION | TNB | KUALA SELANGOR | NO | Unknown |  |  |  | NO | [8 empty] | S05546 | NO | [7 empty] | 3 | Pass | null
380981436 | S05548 |  |  |  | BKSL/PCE/J00615/MBRMU | 300342911 | Existing | RYB |  | S05598 PE REBAN AYAM HJ ISMAIL PT MAHANG | CLOSED | CLOSED | LINK |  | 11 kV |  | 14/02/2008 |  |  |  |  | TAMCO |  |  | PLAZA TOL LATAR (IJOK) | Unknown | Unknown | NO | NONE | DISTRIBUTION | TNB | KUALA SELANGOR | NO | Unknown |  |  |  | NO | [8 empty] | S05548 | NO | [7 empty] | 3 | Pass | null
380981626 | S05598 |  |  |  | BKSL/PCE/J00660/MBRMU | 300342909 | Existing | RYB |  | S05548 PE PLAZA TOL LATAR (IJOK) | CLOSED | CLOSED | LINK |  | 11 kV |  | 20081012 |  |  |  |  | TAMCO |  |  | REBAN AYAM HJ ISMAIL PT MAHANG | Unknown | Unknown | NO | NONE | DISTRIBUTION | TNB | KUALA SELANGOR | NO | Unknown |  |  |  | NO | [8 empty] | S05598 | NO | [7 empty] | 3 | Pass | null
380981631 | S05600 |  |  |  | BKSL/PCE/J00660/MBRMU | 300342909 | Existing | RYB |  | S01452 PE PT MAHANG NO 2 | CLOSED | CLOSED | LINK |  | 11 kV |  | 20081012 |  |  |  |  | TAMCO |  |  | REBAN AYAM HJ ISMAIL PT MAHANG | Unknown | Unknown | NO | NONE | DISTRIBUTION | TNB | KUALA SELANGOR | NO | Unknown |  |  |  | NO | [8 empty] | S05600 | NO | [7 empty] | 3 | Pass | null
380998036 | S05735 |  |  |  | BKSL/PCE/J00550/MBRMU | 300313795 | Existing | RYB |  | S05405 PE PKNS TMN PEKERTI JERAM | CLOSED | CLOSED | LINK |  | 11 kV |  | 15/12/2011 |  |  |  |  | TAMCO |  |  | PUSAT PELUPUSAN SAMPAH JERAM | Unknown | Unknown | NO | NONE | DISTRIBUTION | TNB | KUALA SELANGOR | NO | Unknown |  |  |  | NO | [8 empty] | S05735 | NO | [7 empty] | 3 | Pass | null
380998053 | S05734 |  |  |  | BKSL/PCE/J00550/MBRMU | 300313795 | Existing | RYB |  | S05609 KILANG SAWIT SIME DARBY | CLOSED | CLOSED | LINK |  | 11 kV |  | 15/12/2011 |  |  |  |  | TAMCO |  |  | PUSAT PELUPUSAN SAMPAH JERAM | Unknown | Unknown | NO | NONE | DISTRIBUTION | TNB | KUALA SELANGOR | NO | Unknown |  |  |  | NO | [8 empty] | S05734 | NO | [7 empty] | 3 | Pass | null
380998261 | S05607 |  |  |  | BKSL/PCE/J00688/MBRMU | 300343263 | Existing | RYB |  | S05549 PE PADAT LDG TUAN MEE CHERAKAH | CLOSED | CLOSED | LINK |  | 11 kV |  | 20131010 | [7 empty] | KILANG SAWIT SIME DARBY | Unknown | Unknown | NO | NONE | DISTRIBUTION | TNB | KUALA SELANGOR | NO | Unknown |  |  |  | NO | [8 empty] | S05607 | NO | [7 empty] | 3 | Pass | null
380998266 | S05609 |  |  |  | BKSL/PCE/J00688/MBRMU | 300343263 | Existing | RYB |  |  | CLOSED | CLOSED | LINK |  | 11 kV |  | 20131010 | [7 empty] | KILANG SAWIT SIME DARBY | Unknown | Unknown | NO | NONE | DISTRIBUTION | TNB | KUALA SELANGOR | NO | Unknown |  |  |  | NO | [8 empty] | S05609 | NO | [7 empty] | 3 | Pass | null
380998394 | S00551 |  |  |  | BKSL/PCE/J00686/MBRMU | 300343256 | Existing | RYB |  | PMU BKPR 132/11 kV: CB14 | CLOSED | CLOSED | LINK |  | 11 kV |  | 20121010 | [7 empty] | PADAT LDG TUAN MEE CHERAKAH | Unknown | Unknown | NO | NONE | DISTRIBUTION | TNB | KUALA SELANGOR | NO | Unknown |  |  |  | NO | [8 empty] | S00551 | NO | [7 empty] | 3 | Pass | null
380998399 | S05549 |  |  |  | BKSL/PCE/J00686/MBRMU | 300343256 | Existing | RYB |  | S05607 PE KILANG SAWIT SIME DARBY | CLOSED | CLOSED | LINK |  | 11 kV |  | 20121010 | [7 empty] | PADAT LDG TUAN MEE CHERAKAH | Unknown | Unknown | NO | NONE | DISTRIBUTION | TNB | KUALA SELANGOR | NO | Unknown |  |  |  | NO | [8 empty] | S05549 | NO | [7 empty] | 3 | Pass | null
380998571 | S05520 |  |  |  | BKSL/PCE/J00592/MBRMU | 300313616 | Existing | RYB |  | S01443 PE QMAC REHON | CLOSED | CLOSED | LINK |  | 11 kV |  | 27/11/2008 |  |  |  |  | TAMCO |  |  | SOON LIEN FATT ENGINEERING | Unknown | Unknown | NO | NONE | DISTRIBUTION | TNB | KUALA SELANGOR | NO | Unknown |  |  |  | NO | [8 empty] | S05520 | NO | [7 empty] | 3 | Pass | null
380998576 | S05522 |  |  |  | BKSL/PCE/J00592/MBRMU | 300313616 | Existing | RYB |  | S00251 PE WORLD STAR | CLOSED | CLOSED | LINK |  | 11 kV |  | 27/11/2008 |  |  |  |  | TAMCO |  |  | SOON LIEN FATT ENGINEERING | Unknown | Unknown | NO | NONE | DISTRIBUTION | TNB | KUALA SELANGOR | NO | Unknown |  |  |  | NO | [8 empty] | S05522 | NO | [7 empty] | 3 | Pass | null
380998699 | S05927 |  |  |  | BKSL/PCE/J00431/MB1 | 310159661 | Existing | RYB |  | S05589 PE DETIK ATURAN | CLOSED | CLOSED | LINK |  | 11 kV | [9 empty] | KILANG PADI PUKAL | Unknown | Unknown | NO | NONE | DISTRIBUTION | TNB | KUALA SELANGOR | NO | Unknown |  |  |  | NO | [8 empty] | S05927 | NO | [7 empty] | 3 | Pass | null
380998704 | S05929 |  |  |  | BKSL/PCE/J00431/MB1 | 310159661 | Existing | RYB |  | S05965 PE PDT JLN MAKMUR 4 | CLOSED | CLOSED | LINK |  | 11 kV | [9 empty] | KILANG PADI PUKAL | Unknown | Unknown | NO | NONE | DISTRIBUTION | TNB | KUALA SELANGOR | NO | Unknown |  |  |  | NO | [8 empty] | S05929 | NO | [7 empty] | 3 | Pass | null
380998863 | S05588 |  |  |  | BKSL/PCE/J00662/MBVCB4 | 300346187 | Existing | Unknown |  |  | OPEN | OPEN | BUSBAR SECTION |  | 11 kV |  | 18/07/2011 |  |  |  |  | ITEM |  |  | DETIK ATURAN | Unknown | Unknown | NO | NONE | DISTRIBUTION | TNB | KUALA SELANGOR | NO | Unknown |  |  |  | NO | [8 empty] | S05588 | [8 empty] | 0 | Fail | Please check "Phasing"
381002329 | S05819 |  |  |  | BKSL/PCE/J00379/MB1 | 300519858 | Existing | RYB |  |  | CLOSED | CLOSED | LINK |  | 11 kV | [9 empty] | KOLAM UDANG PARIT 3 | Unknown | Unknown | NO | NONE | DISTRIBUTION | TNB | KUALA SELANGOR | NO | Unknown |  |  |  | NO | [8 empty] | S05819 | NO | [7 empty] | 3 | Pass | null
381002334 | S05818 |  |  |  | BKSL/PCE/J00379/MB1 | 300519858 | Existing | RYB |  |  | CLOSED | CLOSED | LINK |  | 11 kV | [9 empty] | KOLAM UDANG PARIT 3 | Unknown | Unknown | NO | NONE | DISTRIBUTION | TNB | KUALA SELANGOR | NO | Unknown |  |  |  | NO | [8 empty] | S05818 | NO | [7 empty] | 3 | Pass | null
381002464 | S05790 | [5 empty] | Existing | RYB |  |  | CLOSED | CLOSED | LINK |  | 11 kV | [9 empty] | SITE A SEKINCHAN | Unknown | Unknown | NO | NONE | DISTRIBUTION | TNB | KUALA SELANGOR | NO | Unknown |  |  |  | NO | [8 empty] | S05790 | NO | [7 empty] | 3 | Pass | null
381002469 | S05789 | [5 empty] | Existing | RYB |  |  | CLOSED | CLOSED | LINK |  | 11 kV | [9 empty] | SITE A SEKINCHAN | Unknown | Unknown | NO | NONE | DISTRIBUTION | TNB | KUALA SELANGOR | NO | Unknown |  |  |  | NO | [8 empty] | S05789 | NO | [7 empty] | 3 | Pass | null
381002614 | S05676 | [5 empty] | Existing | RYB |  |  | CLOSED | CLOSED | LINK |  | 11 kV | [9 empty] | RUMAH KEDAI PUNCAK BISTARI | Unknown | Unknown | NO | NONE | DISTRIBUTION | TNB | KUALA SELANGOR | NO | Unknown |  |  |  | NO | [8 empty] | S05676 | NO | [7 empty] | 3 | Pass | null
381002631 | S05673 | [5 empty] | Existing | RYB |  |  | CLOSED | CLOSED | LINK |  | 11 kV | [9 empty] | RUMAH KEDAI PUNCAK BISTARI | Unknown | Unknown | NO | NONE | DISTRIBUTION | TNB | KUALA SELANGOR | NO | Unknown |  |  |  | NO | [8 empty] | S05673 | NO | [7 empty] | 3 | Pass | null
381015211 | R06151 |  |  |  | BKSL/PCE/J00774/MBRMU | 300344186 | Existing | RYB |  |  | CLOSED | CLOSED | LINK |  | 11 kV |  | 19/04/2004 |  |  |  |  | TAMCO |  |  | TS ENG WORK ALAM JAYA | Unknown | Unknown | NO | NONE | DISTRIBUTION | TNB | KUALA SELANGOR | NO | Unknown |  |  |  | NO | [8 empty] | R06151 | NO | [7 empty] | 3 | Pass | null
381015216 | R06153 |  |  |  | BKSL/PCE/J00774/MBRMU | 300344186 | Existing | RYB |  |  | CLOSED | CLOSED | LINK |  | 11 kV |  | 19/04/2004 |  |  |  |  | TAMCO |  |  | TS ENG WORK ALAM JAYA | Unknown | Unknown | NO | NONE | DISTRIBUTION | TNB | KUALA SELANGOR | NO | Unknown |  |  |  | NO | [8 empty] | R06153 | NO | [7 empty] | 3 | Pass | null
381015341 | R06931 |  |  |  | BKSL/PCE/J00879/MBRMU1 | 310526853 | Existing | RYB |  | R06930 IRON WORK 2/6 | CLOSED | CLOSED | LINK |  | 11 kV |  | 18/08/2006 |  |  |  |  | ITEM |  |  | YEAP JING FONG 2/6 | Unknown | Unknown | NO | NONE | DISTRIBUTION | TNB | KUALA SELANGOR | NO | Unknown |  |  |  | NO | [8 empty] | R06931 | NO | [7 empty] | 3 | Pass | null
381015346 | R06933 |  |  |  | BKSL/PCE/J00879/MBRMU1 | 310526853 | Existing | RYB |  |  | CLOSED | CLOSED | LINK |  | 11 kV |  | 18/08/2006 |  |  |  |  | ITEM |  |  | YEAP JING FONG 2/6 | Unknown | Unknown | NO | NONE | DISTRIBUTION | TNB | KUALA SELANGOR | NO | Unknown |  |  |  | NO | [8 empty] | R06933 | NO | [7 empty] | 3 | Pass | null
381015470 | R06522 |  |  |  | BKSL/PCE/J00828/MBRMU1 | 300431033 | Existing | RYB |  |  | CLOSED | CLOSED | LINK |  | 11 kV |  | 17/09/2013 |  |  |  |  | TAMCO |  |  | CHUA ENG PHUA | Unknown | Unknown | NO | NONE | DISTRIBUTION | TNB | KUALA SELANGOR | NO | Unknown |  |  |  | NO | [8 empty] | R06522 | NO | [7 empty] | 3 | Pass | null
381015475 | R06524 |  |  |  | BKSL/PCE/J00828/MBRMU1 | 300431033 | Existing | RYB |  |  | CLOSED | CLOSED | LINK |  | 11 kV |  | 17/09/2013 |  |  |  |  | TAMCO |  |  | CHUA ENG PHUA | Unknown | Unknown | NO | NONE | DISTRIBUTION | TNB | KUALA SELANGOR | NO | Unknown |  |  |  | NO | [8 empty] | R06524 | NO | [7 empty] | 3 | Pass | null
381015600 | R07574 | [5 empty] | Existing | RYB |  |  | CLOSED | CLOSED | LINK |  | 11 kV | [9 empty] | SANDARAN TIAJ 2/5 | Unknown | Unknown | NO | NONE | DISTRIBUTION | TNB | KUALA SELANGOR | NO | Unknown |  |  |  | NO | [8 empty] | R07574 | NO | [7 empty] | 3 | Pass | null
381015605 | R07575 | [5 empty] | Existing | RYB |  |  | CLOSED | CLOSED | LINK |  | 11 kV | [9 empty] | SANDARAN TIAJ 2/5 | Unknown | Unknown | NO | NONE | DISTRIBUTION | TNB | KUALA SELANGOR | NO | Unknown |  |  |  | NO | [8 empty] | R07575 | NO | [7 empty] | 3 | Pass | null
381015721 | R06359 |  |  |  | BKSL/PCE/J00786/MBRMU | 300344926 | Existing | RYB |  |  | CLOSED | CLOSED | LINK |  | 11 kV |  | 20/09/2006 |  |  |  |  | INDKOM |  |  | AIRSTATIC NO.1 POWDER COATING ENG | Unknown | Unknown | NO | NONE | DISTRIBUTION | TNB | KUALA SELANGOR | NO | Unknown |  |  |  | NO | [8 empty] | R06359 | NO | [7 empty] | 3 | Pass | null
381015726 | R06361 |  |  |  | BKSL/PCE/J00786/MBRMU | 300344926 | Existing | RYB |  |  | CLOSED | CLOSED | LINK |  | 11 kV |  | 20/09/2006 |  |  |  |  | INDKOM |  |  | AIRSTATIC NO.1 POWDER COATING ENG | Unknown | Unknown | NO | NONE | DISTRIBUTION | TNB | KUALA SELANGOR | NO | Unknown |  |  |  | NO | [8 empty] | R06361 | NO | [7 empty] | 3 | Pass | null
381015835 | R06356 |  |  |  | BKSL/PCE/J00787/MBRMU | 300344922 | Existing | RYB |  |  | CLOSED | CLOSED | LINK |  | 11 kV |  | 18/08/2006 |  |  |  |  | INDKOM |  |  | AIRSTATIC NO.2 POWDER COATING ENG | Unknown | Unknown | NO | NONE | DISTRIBUTION | TNB | KUALA SELANGOR | NO | Unknown |  |  |  | NO | [8 empty] | R06356 | NO | [7 empty] | 3 | Pass | null
381015840 | R06358 |  |  |  | BKSL/PCE/J00787/MBRMU | 300344922 | Existing | RYB |  |  | CLOSED | CLOSED | LINK |  | 11 kV |  | 18/08/2006 |  |  |  |  | INDKOM |  |  | AIRSTATIC NO.2 POWDER COATING ENG | Unknown | Unknown | NO | NONE | DISTRIBUTION | TNB | KUALA SELANGOR | NO | Unknown |  |  |  | NO | [8 empty] | R06358 | NO | [7 empty] | 3 | Pass | null
381015978 | R05349 |  |  |  | BKSL/PCE/J00663/MBRMU | 300345104 | Existing | RYB |  | R05348 LOJI AIR ALAM PERDANA P.ALAM | CLOSED | CLOSED | LINK |  | 11 kV |  | 18/03/2006 |  |  |  |  | VEI |  |  | RUMAH PANGSA ALAM PERDANA | Unknown | Unknown | NO | NONE | DISTRIBUTION | TNB | KUALA SELANGOR | NO | Unknown |  |  |  | NO | [8 empty] | R05349 | NO | [7 empty] | 3 | Pass | null
381015983 | R05351 |  |  |  | BKSL/PCE/J00663/MBRMU | 300345104 | Existing | RYB |  | R06370 APARTMENT ALAM PERDANA 1 | CLOSED | CLOSED | LINK |  | 11 kV |  | 18/03/2006 |  |  |  |  | VEI |  |  | RUMAH PANGSA ALAM PERDANA | Unknown | Unknown | NO | NONE | DISTRIBUTION | TNB | KUALA SELANGOR | NO | Unknown |  |  |  | NO | [8 empty] | R05351 | NO | [7 empty] | 3 | Pass | null
381016520 | S05858 |  |  |  | BKSL/PCE/J00872 | 300494297 | Existing | RYB |  | S05882 RUMAH BANGLO PUNCAK ALAM JAYA 2 | CLOSED | CLOSED | LINK |  | 11 kV | [6 empty] | EPE |  |  | RUMAH KEDAI PUNCAK ALAM JAYA | Unknown | Unknown | NO | NONE | DISTRIBUTION | TNB | KUALA SELANGOR | NO | Unknown |  |  |  | NO | [8 empty] | S05858 | NO | [7 empty] | 3 | Pass | null
381016537 | S05859 |  |  |  | BKSL/PCE/J00872 | 300494297 | Existing | RYB |  |  | CLOSED | CLOSED | LINK |  | 11 kV | [6 empty] | EPE |  |  | RUMAH KEDAI PUNCAK ALAM JAYA | Unknown | Unknown | NO | NONE | DISTRIBUTION | TNB | KUALA SELANGOR | NO | Unknown |  |  |  | NO | [8 empty] | S05859 | NO | [7 empty] | 3 | Pass | null
381198168 | 936 | [5 empty] | Existing | RYB |  |  | CLOSED |  | LOAD BREAK SWITCH |  | 33 kV | [9 empty] | KG.TALIAIR LAPAN, L936 | Unknown | Unknown | Unknown | Unknown | DISTRIBUTION | TNB | KUALA SELANGOR | Unknown |  |  |  |  | Unknown | [8 empty] | 936 | [8 empty] | 3 | Fail | Please check "Class"
381198179 | N/A | [5 empty] | Existing | RYB |  |  | CLOSED | CLOSED | LOAD BREAK SWITCH |  | 33 kV | [9 empty] | KG.TALIAIR LAPAN, L936 | Unknown | Unknown | NO | NONE | DISTRIBUTION | TNB | KUALA SELANGOR | NO | Unknown |  |  |  | NO | [8 empty] | N/A | NO | [7 empty] | 3 | Fail | Please check "Class"
381198303 | 673 | [5 empty] | Existing | RYB |  |  | CLOSED |  | LOAD BREAK SWITCH |  | 33 kV | [9 empty] | SG.LEMAN, L673 | Unknown | Unknown | Unknown | Unknown | DISTRIBUTION | TNB | KUALA SELANGOR | Unknown |  |  |  |  | Unknown | [8 empty] | 673 | [8 empty] | 3 | Fail | Please check "Class"
381198314 | N/A | [5 empty] | Existing | RYB |  |  | CLOSED | CLOSED | LOAD BREAK SWITCH |  | 33 kV | [9 empty] | SG.LEMAN, L673 | Unknown | Unknown | NO | NONE | DISTRIBUTION | TNB | KUALA SELANGOR | NO | Unknown |  |  |  | NO | [8 empty] | N/A | NO | [7 empty] | 3 | Fail | Please check "Class"
381199863 | [6 empty] | Existing | Unknown |  |  | CLOSED | CLOSED | MAIN |  | 33 kV | [9 empty] | PMU BATANG BERJUNTAI 132/33/6.6kV | Unknown | Unknown | NO | NONE | DISTRIBUTION | TNB | KUALA SELANGOR | Unknown |  |  |  |  | NO | [17 empty] | 0 | Fail | Please check "Phasing"
381199865 | [6 empty] | Existing | Unknown |  |  | OPEN | CLOSED | MAIN |  | 33 kV | [9 empty] | PMU BATANG BERJUNTAI 132/33/6.6kV | Unknown | Unknown | NO | NONE | DISTRIBUTION | TNB | KUALA SELANGOR | NO | Unknown |  |  |  | NO | [17 empty] | 0 | Fail | Please check "Phasing"
381199873 | [6 empty] | Existing | Unknown |  |  | CLOSED | OPEN | MAIN |  | 33 kV | [9 empty] | PMU BATANG BERJUNTAI 132/33/6.6kV | Unknown | Unknown | NO | NONE | DISTRIBUTION | TNB | KUALA SELANGOR | NO | Unknown |  |  |  | NO | [17 empty] | 0 | Fail | Please check "Phasing"
381199874 | [6 empty] | Existing | Unknown |  |  | CLOSED | OPEN | RESERVE |  | 33 kV | [9 empty] | PMU BATANG BERJUNTAI 132/33/6.6kV | Unknown | Unknown | NO | NONE | DISTRIBUTION | TNB | KUALA SELANGOR | NO | Unknown |  |  |  | NO | [17 empty] | 0 | Fail | Please check "Phasing"
381199882 | [6 empty] | Existing | Unknown |  |  | OPEN | CLOSED | MAIN |  | 33 kV | [9 empty] | PMU BATANG BERJUNTAI 132/33/6.6kV | Unknown | Unknown | NO | NONE | DISTRIBUTION | TNB | KUALA SELANGOR | NO | Unknown |  |  |  | NO | [17 empty] | 0 | Fail | Please check "Phasing"
381199883 | [6 empty] | Existing | Unknown |  |  | OPEN | CLOSED | MAIN |  | 33 kV | [9 empty] | PMU BATANG BERJUNTAI 132/33/6.6kV | Unknown | Unknown | NO | NONE | DISTRIBUTION | TNB | KUALA SELANGOR | Unknown |  |  |  |  | NO | [17 empty] | 0 | Fail | Please check "Phasing"
381199895 | [6 empty] | Existing | Unknown |  |  | CLOSED | OPEN | RESERVE |  | 33 kV | [9 empty] | PMU BATANG BERJUNTAI 132/33/6.6kV | Unknown | Unknown | NO | NONE | DISTRIBUTION | TNB | KUALA SELANGOR | NO | Unknown |  |  |  | NO | [17 empty] | 0 | Fail | Please check "Phasing"
381199902 | [6 empty] | Existing | Unknown |  |  | OPEN | CLOSED | RESERVE |  | 33 kV | [9 empty] | PMU BATANG BERJUNTAI 132/33/6.6kV | Unknown | Unknown | NO | NONE | DISTRIBUTION | TNB | KUALA SELANGOR | NO | Unknown |  |  |  | NO | [17 empty] | 0 | Fail | Please check "Phasing"
381199903 | [6 empty] | Existing | Unknown |  |  | OPEN | CLOSED | RESERVE |  | 33 kV | [9 empty] | PMU BATANG BERJUNTAI 132/33/6.6kV | Unknown | Unknown | NO | NONE | DISTRIBUTION | TNB | KUALA SELANGOR | Unknown |  |  |  |  | NO | [17 empty] | 0 | Fail | Please check "Phasing"
381199912 | [6 empty] | Existing | Unknown |  |  | CLOSED | OPEN | MAIN |  | 33 kV | [9 empty] | PMU BATANG BERJUNTAI 132/33/6.6kV | Unknown | Unknown | NO | NONE | DISTRIBUTION | TNB | KUALA SELANGOR | NO | Unknown |  |  |  | NO | [17 empty] | 0 | Fail | Please check "Phasing"
381199922 | [6 empty] | Existing | Unknown |  |  | OPEN | CLOSED | MAIN |  | 33 kV | [9 empty] | PMU BATANG BERJUNTAI 132/33/6.6kV | Unknown | Unknown | NO | NONE | DISTRIBUTION | TNB | KUALA SELANGOR | NO | Unknown |  |  |  | NO | [17 empty] | 0 | Fail | Please check "Phasing"
381199950 | [6 empty] | Existing | Unknown |  |  | CLOSED | CLOSED | RESERVE |  | 33 kV | [9 empty] | PMU BATANG BERJUNTAI 132/33/6.6kV | Unknown | Unknown | NO | NONE | DISTRIBUTION | TNB | KUALA SELANGOR | Unknown |  |  |  |  | NO | [17 empty] | 0 | Fail | Please check "Phasing"
381199956 | [6 empty] | Existing | Unknown |  |  | OPEN | OPEN | RESERVE |  | 33 kV | [9 empty] | PMU BATANG BERJUNTAI 132/33/6.6kV | Unknown | Unknown | NO | NONE | DISTRIBUTION | TNB | KUALA SELANGOR | Unknown |  |  |  |  | NO | [17 empty] | 0 | Fail | Please check "Phasing"
381199979 | [6 empty] | Existing | Unknown |  |  | CLOSED | CLOSED | MAIN |  | 33 kV | [9 empty] | PMU BATANG BERJUNTAI 132/33/6.6kV | Unknown | Unknown | NO | NONE | DISTRIBUTION | TNB | KUALA SELANGOR | Unknown |  |  |  |  | NO | [17 empty] | 0 | Fail | Please check "Phasing"
381199989 | [6 empty] | Existing | Unknown |  |  | OPEN | OPEN | RESERVE |  | 33 kV | [9 empty] | PMU BATANG BERJUNTAI 132/33/6.6kV | Unknown | Unknown | NO | NONE | DISTRIBUTION | TNB | KUALA SELANGOR | Unknown |  |  |  |  | NO | [17 empty] | 0 | Fail | Please check "Phasing"
381199993 | [6 empty] | Existing | Unknown |  |  | OPEN | OPEN | MAIN |  | 33 kV | [9 empty] | PMU BATANG BERJUNTAI 132/33/6.6kV | Unknown | Unknown | NO | NONE | DISTRIBUTION | TNB | KUALA SELANGOR | Unknown |  |  |  |  | NO | [17 empty] | 0 | Fail | Please check "Phasing"
381199995 | [6 empty] | Existing | Unknown |  |  | OPEN | CLOSED | RESERVE |  | 33 kV | [9 empty] | PMU BATANG BERJUNTAI 132/33/6.6kV | Unknown | Unknown | NO | NONE | DISTRIBUTION | TNB | KUALA SELANGOR | NO | Unknown |  |  |  | NO | [17 empty] | 0 | Fail | Please check "Phasing"
381200025 | [6 empty] | Existing | Unknown |  |  | CLOSED | OPEN | RESERVE |  | 33 kV | [9 empty] | PMU BATANG BERJUNTAI 132/33/6.6kV | Unknown | Unknown | NO | NONE | DISTRIBUTION | TNB | KUALA SELANGOR | NO | Unknown |  |  |  | NO | [17 empty] | 0 | Fail | Please check "Phasing"
381200037 | [6 empty] | Existing | Unknown |  |  | CLOSED | OPEN | MAIN |  | 33 kV | [9 empty] | PMU BATANG BERJUNTAI 132/33/6.6kV | Unknown | Unknown | NO | NONE | DISTRIBUTION | TNB | KUALA SELANGOR | Unknown |  |  |  |  | NO | [17 empty] | 0 | Fail | Please check "Phasing"
381200045 | [6 empty] | Existing | Unknown |  |  | CLOSED | OPEN | RESERVE |  | 33 kV | [9 empty] | PMU BATANG BERJUNTAI 132/33/6.6kV | Unknown | Unknown | NO | NONE | DISTRIBUTION | TNB | KUALA SELANGOR | Unknown |  |  |  |  | NO | [17 empty] | 0 | Fail | Please check "Phasing"
381201208 | 370 | [5 empty] | Existing | RYB |  |  | CLOSED |  | LOAD BREAK SWITCH |  | 33 kV | [9 empty] | TENNAMARAN ESTATE, L370 | Unknown | Unknown | Unknown | Unknown | DISTRIBUTION | TNB | KUALA SELANGOR | Unknown |  |  |  |  | Unknown | [8 empty] | 370 | [8 empty] | 3 | Fail | Please check "Class"
381201219 | N/A | [5 empty] | Existing | RYB |  |  | CLOSED | CLOSED | LOAD BREAK SWITCH |  | 33 kV | [9 empty] | TENNAMARAN ESTATE, L370 | Unknown | Unknown | NO | NONE | DISTRIBUTION | TNB | KUALA SELANGOR | NO | Unknown |  |  |  | NO | [8 empty] | N/A | NO | [7 empty] | 3 | Fail | Please check "Class"
381201341 | 287 | [5 empty] | Existing | RYB |  |  | CLOSED |  | LOAD BREAK SWITCH |  | 33/0.415 kV | [9 empty] | KLG PAPAN, L287 | Unknown | Unknown | Unknown | Unknown | DISTRIBUTION | TNB | KUALA SELANGOR | Unknown |  |  |  |  | Unknown | [8 empty] | 287 | [8 empty] | 3 | Fail | Please check "Operating Voltage"
381201352 | N/A | [5 empty] | Existing | RYB |  |  | CLOSED | CLOSED | LOAD BREAK SWITCH |  | 33 kV | [9 empty] | KLG PAPAN, L287 | Unknown | Unknown | NO | NONE | DISTRIBUTION | TNB | KUALA SELANGOR | NO | Unknown |  |  |  | NO | [8 empty] | N/A | NO | [7 empty] | 3 | Fail | Please check "Class"
381201474 | N/A | [5 empty] | Existing | RYB |  |  | CLOSED | CLOSED | LOAD BREAK SWITCH |  | 33 kV | [9 empty] | SERI MAKMUR, L118 | Unknown | Unknown | NO | NONE | DISTRIBUTION | TNB | KUALA SELANGOR | NO | Unknown |  |  |  | NO | [8 empty] | N/A | NO | [7 empty] | 3 | Fail | Please check "Class"
381201494 | 118 | [5 empty] | Existing | RYB |  |  | CLOSED |  | LOAD BREAK SWITCH |  | 33 kV | [9 empty] | SERI MAKMUR, L118 | Unknown | Unknown | Unknown | Unknown | DISTRIBUTION | TNB | KUALA SELANGOR | Unknown |  |  |  |  | Unknown | [8 empty] | 118 | [8 empty] | 3 | Fail | Please check "Class"
381201606 | N/A | [5 empty] | Existing | RYB |  |  | CLOSED | CLOSED | LOAD BREAK SWITCH |  | 33 kV | [9 empty] | BT.11 JLN RAJA MUSA, L783 | Unknown | Unknown | NO | NONE | DISTRIBUTION | TNB | KUALA SELANGOR | NO | Unknown |  |  |  | NO | [8 empty] | N/A | NO | [7 empty] | 3 | Fail | Please check "Class"
381201722 | 326 | [5 empty] | Existing | RYB |  |  | CLOSED |  | LOAD BREAK SWITCH |  | 33 kV | [9 empty] | KG RAJA MUSA, L326 | Unknown | Unknown | Unknown | Unknown | DISTRIBUTION | TNB | KUALA SELANGOR | Unknown |  |  |  |  | Unknown | [8 empty] | 326 | [8 empty] | 3 | Fail | Please check "Class"
381201733 | ARJ121 (NOP TEMP) | [5 empty] | Existing | RYB |  |  | OPEN | CLOSED | LOAD BREAK SWITCH |  | 33 kV | [9 empty] | KG RAJA MUSA, L326 | Unknown | Unknown | NO | NONE | DISTRIBUTION | TNB | KUALA SELANGOR | NO | Unknown |  |  |  | NO | [8 empty] | ARJ121 (NOP TEMP) | NO | [7 empty] | 3 | Fail | Please check "Class"
381201885 | 631 | [5 empty] | Existing | RYB |  |  | CLOSED | CLOSED | LINK |  | 33 kV | [9 empty] | SG. TINGGI ESTATE NO.1 - L631 | Unknown | Unknown | NO | NONE | DISTRIBUTION | TNB | KUALA SELANGOR | NO | Unknown |  |  |  | NO | [8 empty] | 631 | NO | [7 empty] | 3 | Pass | null
381201905 | N/A | [5 empty] | Existing | RYB |  |  | CLOSED |  | LINK |  | 33 kV | [9 empty] | SG. TINGGI ESTATE NO.1 - L631 | Unknown | Unknown | Unknown | Unknown | DISTRIBUTION | TNB | KUALA SELANGOR | Unknown |  |  |  |  | Unknown | [8 empty] | N/A | [8 empty] | 3 | Pass | null
381202012 | 601 | [5 empty] | Existing | RYB |  |  | CLOSED | CLOSED | LINK |  | 33 kV | [9 empty] | SG TINGGI ESTATE NO.2, L601 | Unknown | Unknown | NO | NONE | DISTRIBUTION | TNB | KUALA SELANGOR | NO | Unknown |  |  |  | NO | [8 empty] | 601 | NO | [7 empty] | 3 | Pass | null
381202032 | N/A | [5 empty] | Existing | RYB |  |  | CLOSED |  | LINK |  | 33 kV | [9 empty] | SG TINGGI ESTATE NO.2, L601 | Unknown | Unknown | Unknown | Unknown | DISTRIBUTION | TNB | KUALA SELANGOR | Unknown |  |  |  |  | Unknown | [8 empty] | N/A | [8 empty] | 3 | Pass | null
381202289 | 848 | [5 empty] | Existing | RYB |  |  | CLOSED | CLOSED | LINK |  | 11 kV | [9 empty] | MINYAK ESTATE, L848 | Unknown | Unknown | NO | NONE | DISTRIBUTION | TNB | KUALA SELANGOR | NO | Unknown |  |  |  | NO | [8 empty] | 848 | NO | [7 empty] | 3 | Pass | null
381202309 | N/A | [5 empty] | Existing | RYB |  |  | CLOSED |  | LINK |  | 33 kV | [9 empty] | MINYAK ESTATE, L848 | Unknown | Unknown | Unknown | Unknown | DISTRIBUTION | TNB | KUALA SELANGOR | Unknown |  |  |  |  | Unknown | [8 empty] | N/A | [8 empty] | 3 | Pass | null
381202424 | 847 | [5 empty] | Existing | RYB |  |  | CLOSED | CLOSED | LINK |  | 33 kV | [9 empty] | KLG MINYAK, L847 | Unknown | Unknown | NO | NONE | DISTRIBUTION | TNB | KUALA SELANGOR | NO | Unknown |  |  |  | NO | [8 empty] | 847 | NO | [7 empty] | 3 | Pass | null
381202444 | N/A | [5 empty] | Existing | RYB |  |  | CLOSED |  | LINK |  | 33 kV | [9 empty] | KLG MINYAK, L847 | Unknown | Unknown | Unknown | Unknown | DISTRIBUTION | TNB | KUALA SELANGOR | Unknown |  |  |  |  | Unknown | [8 empty] | N/A | [8 empty] | 3 | Pass | null
381202574 | 849 | [5 empty] | Existing | RYB |  |  | CLOSED | CLOSED | LINK |  | 11 kV | [9 empty] | MARRY ESTATE, L849 | Unknown | Unknown | NO | NONE | DISTRIBUTION | TNB | KUALA SELANGOR | NO | Unknown |  |  |  | NO | [8 empty] | 849 | NO | [7 empty] | 3 | Pass | null
381202594 | N/A | [5 empty] | Existing | RYB |  |  | CLOSED |  | LINK |  | 11 kV | [9 empty] | MARRY ESTATE, L849 | Unknown | Unknown | Unknown | Unknown | DISTRIBUTION | TNB | KUALA SELANGOR | Unknown |  |  |  |  | Unknown | [8 empty] | N/A | [8 empty] | 3 | Pass | null
381363036 | [6 empty] | Existing | RYB |  |  | CLOSED |  | LOAD BREAK SWITCH |  | 33 kV | [9 empty] | TG.KARANG LOCAL Tx, L681 | Unknown | Unknown | Unknown | Unknown | DISTRIBUTION | TNB | KUALA SELANGOR | Unknown |  |  |  |  | Unknown | [17 empty] | 3 | Fail | Please check "Class"
381363047 | 681 | [5 empty] | Existing | RYB |  |  | CLOSED | CLOSED | LOAD BREAK SWITCH |  | 33 kV | [9 empty] | TG.KARANG LOCAL Tx, L681 | Unknown | Unknown | NO | NONE | DISTRIBUTION | TNB | KUALA SELANGOR | NO | Unknown |  |  |  | NO | [8 empty] | 681 | NO | [7 empty] | 3 | Fail | Please check "Class"
381363178 | 637 | [5 empty] | Existing | RYB |  |  | CLOSED |  | LOAD BREAK SWITCH |  | 33 kV | [9 empty] | PT 2 BAN 1/2 L637 | Unknown | Unknown | Unknown | Unknown | DISTRIBUTION | TNB | KUALA SELANGOR | Unknown |  |  |  |  | Unknown | [8 empty] | 637 | [8 empty] | 3 | Fail | Please check "Class"
381363189 | [6 empty] | Existing | RYB |  |  | CLOSED | CLOSED | LOAD BREAK SWITCH |  | 33 kV | [9 empty] | PT 2 BAN 1/2 L637 | Unknown | Unknown | NO | NONE | DISTRIBUTION | TNB | KUALA SELANGOR | NO | Unknown |  |  |  | NO | [9 empty] | NO | [7 empty] | 3 | Fail | Please check "Class"
381363319 | ARJ122 (NOP TEMP) | [5 empty] | Existing | RYB |  |  | OPEN |  | LOAD BREAK SWITCH |  | 33 kV | [9 empty] | PT 4 BAN 1/2 L671 | Unknown | Unknown | Unknown | Unknown | DISTRIBUTION | TNB | KUALA SELANGOR | Unknown |  |  |  |  | Unknown | [8 empty] | ARJ122 (NOP TEMP) | [8 empty] | 3 | Fail | Please check "Class"
381363330 | 671 | [5 empty] | Existing | RYB |  |  | CLOSED | CLOSED | LOAD BREAK SWITCH |  | 33 kV | [9 empty] | PT 4 BAN 1/2 L671 | Unknown | Unknown | NO | NONE | DISTRIBUTION | TNB | KUALA SELANGOR | NO | Unknown |  |  |  | NO | [8 empty] | 671 | NO | [7 empty] | 3 | Fail | Please check "Class"
381363458 | N/A | [5 empty] | Existing | RYB |  |  | CLOSED |  | LOAD BREAK SWITCH |  | 33 kV | [9 empty] | T/A 3 BAN 2, L766 | Unknown | Unknown | Unknown | Unknown | DISTRIBUTION | TNB | KUALA SELANGOR | Unknown |  |  |  |  | Unknown | [8 empty] | N/A | [8 empty] | 3 | Fail | Please check "Class"
381363469 | 766 | [5 empty] | Existing | RYB |  |  | CLOSED | CLOSED | LOAD BREAK SWITCH |  | 33 kV | [9 empty] | T/A 3 BAN 2, L766 | Unknown | Unknown | NO | NONE | DISTRIBUTION | TNB | KUALA SELANGOR | NO | Unknown |  |  |  | NO | [8 empty] | 766 | NO | [7 empty] | 3 | Fail | Please check "Class"
381363596 | N/A | [5 empty] | Existing | RYB |  |  | CLOSED |  | LOAD BREAK SWITCH |  | 33 kV | [9 empty] | PT 4 BAN 2, L105 | Unknown | Unknown | Unknown | Unknown | DISTRIBUTION | TNB | KUALA SELANGOR | Unknown |  |  |  |  | Unknown | [8 empty] | N/A | [8 empty] | 3 | Fail | Please check "Class"
381363607 | 105 | [5 empty] | Existing | RYB |  |  | CLOSED | CLOSED | LOAD BREAK SWITCH |  | 33 kV | [9 empty] | PT 4 BAN 2, L105 | Unknown | Unknown | NO | NONE | DISTRIBUTION | TNB | KUALA SELANGOR | NO | Unknown |  |  |  | NO | [8 empty] | 105 | NO | [7 empty] | 3 | Fail | Please check "Class"
381363735 | N/A | [5 empty] | Existing | RYB |  |  | CLOSED |  | LOAD BREAK SWITCH |  | 33 kV | [9 empty] | T/A 2 BAN 2, L767 | Unknown | Unknown | Unknown | Unknown | DISTRIBUTION | TNB | KUALA SELANGOR | Unknown |  |  |  |  | Unknown | [8 empty] | N/A | [8 empty] | 3 | Fail | Please check "Class"
381363746 | 767 | [5 empty] | Existing | RYB |  |  | CLOSED | CLOSED | LOAD BREAK SWITCH |  | 33 kV | [9 empty] | T/A 2 BAN 2, L767 | Unknown | Unknown | NO | NONE | DISTRIBUTION | TNB | KUALA SELANGOR | NO | Unknown |  |  |  | NO | [8 empty] | 767 | NO | [7 empty] | 3 | Fail | Please check "Class"
381363865 | N/A | [5 empty] | Existing | RYB |  |  | CLOSED |  | LOAD BREAK SWITCH |  | 33 kV | [9 empty] | T/A 3 BAN.3, L768 | Unknown | Unknown | Unknown | Unknown | DISTRIBUTION | TNB | KUALA SELANGOR | Unknown |  |  |  |  | Unknown | [8 empty] | N/A | [8 empty] | 3 | Fail | Please check "Class"
381363876 | 768 | [5 empty] | Existing | RYB |  |  | CLOSED | CLOSED | LOAD BREAK SWITCH |  | 33 kV | [9 empty] | T/A 3 BAN.3, L768 | Unknown | Unknown | NO | NONE | DISTRIBUTION | TNB | KUALA SELANGOR | NO | Unknown |  |  |  | NO | [8 empty] | 768 | NO | [7 empty] | 3 | Fail | Please check "Class"
381363998 | N/A | [5 empty] | Existing | RYB |  |  | CLOSED |  | LOAD BREAK SWITCH |  | 33 kV | [9 empty] | SAWAH SEMPADAN, L353 | Unknown | Unknown | Unknown | Unknown | DISTRIBUTION | TNB | KUALA SELANGOR | Unknown |  |  |  |  | Unknown | [8 empty] | N/A | [8 empty] | 3 | Fail | Please check "Class"
381364009 | 353 | [5 empty] | Existing | RYB |  |  | CLOSED | CLOSED | LOAD BREAK SWITCH |  | 33 kV | [9 empty] | SAWAH SEMPADAN, L353 | Unknown | Unknown | NO | NONE | DISTRIBUTION | TNB | KUALA SELANGOR | NO | Unknown |  |  |  | NO | [8 empty] | 353 | NO | [7 empty] | 3 | Fail | Please check "Class"
381364129 | N/A | [5 empty] | Existing | RYB |  |  | CLOSED |  | LOAD BREAK SWITCH |  | 33 kV | [9 empty] | PT SERONG, L182-jln setanjung | Unknown | Unknown | Unknown | Unknown | DISTRIBUTION | TNB | KUALA SELANGOR | Unknown |  |  |  |  | Unknown | [8 empty] | N/A | [8 empty] | 3 | Fail | Please check "Class"
381364140 | 182 | [5 empty] | Existing | RYB |  |  | CLOSED | CLOSED | LOAD BREAK SWITCH |  | 33 kV | [9 empty] | PT SERONG, L182-jln setanjung | Unknown | Unknown | NO | NONE | DISTRIBUTION | TNB | KUALA SELANGOR | NO | Unknown |  |  |  | NO | [8 empty] | 182 | NO | [7 empty] | 3 | Fail | Please check "Class"
381364269 | N/A | [5 empty] | Existing | RYB |  |  | CLOSED |  | LOAD BREAK SWITCH |  | 33 kV | [9 empty] | LPN TG.KARANG, L184 | Unknown | Unknown | Unknown | Unknown | DISTRIBUTION | TNB | KUALA SELANGOR | Unknown |  |  |  |  | Unknown | [8 empty] | N/A | [8 empty] | 3 | Fail | Please check "Class"
381364280 | 184 | [5 empty] | Existing | RYB |  |  | CLOSED | CLOSED | LOAD BREAK SWITCH |  | 33 kV | [9 empty] | LPN TG.KARANG, L184 | Unknown | Unknown | NO | NONE | DISTRIBUTION | TNB | KUALA SELANGOR | NO | Unknown |  |  |  | NO | [8 empty] | 184 | NO | [7 empty] | 3 | Fail | Please check "Class"
382208948 | R01789 |  |  |  | BKSL/PCE/J00642/MBRMU | 300345817 | Existing | RYB |  |  | CLOSED | CLOSED | LINK |  | 11 kV |  | 22/09/2006 |  |  |  |  | EPE |  |  | MAKMAL PENYELIDIKAN PELURU | Unknown | Unknown | NO | NONE | DISTRIBUTION | TNB | KUALA SELANGOR | NO | Unknown |  |  |  | NO | [8 empty] | R01789 | NO | [7 empty] | 3 | Pass | null
382208953 | R01617 |  |  |  | BKSL/PCE/J00642/MBRMU | 300345817 | Existing | RYB |  |  | CLOSED | CLOSED | LINK |  | 11 kV |  | 22/09/2006 |  |  |  |  | EPE |  |  | MAKMAL PENYELIDIKAN PELURU | Unknown | Unknown | NO | NONE | DISTRIBUTION | TNB | KUALA SELANGOR | NO | Unknown |  |  |  | NO | [8 empty] | R01617 | NO | [7 empty] | 3 | Pass | null
382209072 | R04240 |  |  |  | BKSL/PCE/J00473/MBRMU | 300313321 | Existing | RYB |  |  | CLOSED | CLOSED | LINK |  | 11 kV |  | 19941012 |  |  |  |  | INDKOM |  |  | FISH POND NO 1 | Unknown | Unknown | NO | NONE | DISTRIBUTION | TNB | KUALA SELANGOR | NO | Unknown |  |  |  | NO | [8 empty] | R04240 | NO | [7 empty] | 3 | Pass | null
382209076 | R03841 |  |  |  | BKSL/PCE/J00473/MBRMU | 300313321 | Existing | RYB |  |  | CLOSED | CLOSED | LINK |  | 11 kV |  | 19941012 |  |  |  |  | INDKOM |  |  | FISH POND NO 1 | Unknown | Unknown | NO | NONE | DISTRIBUTION | TNB | KUALA SELANGOR | NO | Unknown |  |  |  | NO | [8 empty] | R03841 | NO | [7 empty] | 3 | Pass | null
382209093 | R03842 |  |  |  | BKSL/PCE/J00473/MBRMU | 300313321 | Existing | RYB |  |  | CLOSED | CLOSED | LINK |  | 11 kV |  | 19941012 |  |  |  |  | INDKOM |  |  | FISH POND NO 1 | Unknown | Unknown | NO | NONE | DISTRIBUTION | TNB | KUALA SELANGOR | NO | Unknown |  |  |  | NO | [8 empty] | R03842 | NO | [7 empty] | 3 | Pass | null
382209321 | S05869 | [5 empty] | Existing | Unknown |  |  | OPEN | OPEN | BUSBAR SECTION |  | 11 kV |  | 20150101 |  |  |  |  | EPE |  |  | SSU TMN MAKMUR | Unknown | Unknown | NO | NONE | DISTRIBUTION | TNB | KUALA SELANGOR | NO | Unknown |  |  |  | NO | [8 empty] | S05869 | [8 empty] | 0 | Fail | Please check "Phasing"
382209349 | S05815 | [5 empty] | Existing | RYB |  |  | CLOSED | CLOSED | LINK |  | 11 kV | [9 empty] | BOOSTER TG KARANG | Unknown | Unknown | NO | NONE | DISTRIBUTION | TNB | KUALA SELANGOR | NO | Unknown |  |  |  | NO | [8 empty] | S05815 | NO | [7 empty] | 3 | Pass | null
382209354 | S05816 | [5 empty] | Existing | RYB |  |  | CLOSED | CLOSED | LINK |  | 11 kV | [9 empty] | BOOSTER TG KARANG | Unknown | Unknown | NO | NONE | DISTRIBUTION | TNB | KUALA SELANGOR | NO | Unknown |  |  |  | NO | [8 empty] | S05816 | NO | [7 empty] | 3 | Pass | null
382273354 | S05826 |  |  |  | BKSL/PCE/J00369/MB1 | 300520552 | Existing | RYB |  |  | CLOSED | CLOSED | LINK |  | 11 kV |  | 20150101 | [7 empty] | SG SIREH BAN 2 | Unknown | Unknown | NO | NONE | DISTRIBUTION | TNB | KUALA SELANGOR | NO | Unknown |  |  |  | NO | [8 empty] | S05826 | NO | [7 empty] | 3 | Pass | null
382273358 | S05829 |  |  |  | BKSL/PCE/J00369/MB1 | 300520552 | Existing | RYB |  | S01249 PT 1 | CLOSED | CLOSED | LINK |  | 11 kV |  | 20150101 | [7 empty] | SG SIREH BAN 2 | Unknown | Unknown | NO | NONE | DISTRIBUTION | TNB | KUALA SELANGOR | NO | Unknown |  |  |  | NO | [8 empty] | S05829 | NO | [7 empty] | 3 | Pass | null
382273375 | S05827 |  |  |  | BKSL/PCE/J00369/MB1 | 300520552 | Existing | RYB |  | S05833 PE SG SIREH BAN 3 | CLOSED | CLOSED | LINK |  | 11 kV |  | 20150101 | [7 empty] | SG SIREH BAN 2 | Unknown | Unknown | NO | NONE | DISTRIBUTION | TNB | KUALA SELANGOR | NO | Unknown |  |  |  | NO | [8 empty] | S05827 | NO | [7 empty] | 3 | Pass | null
382359440 | N/A | [5 empty] | Existing | RYB |  |  | CLOSED |  | LOAD BREAK SWITCH |  | 33 kV | [9 empty] | TENAGA KIMIA, L414 | Unknown | Unknown | Unknown | Unknown | DISTRIBUTION | TNB | KUALA SELANGOR | Unknown |  |  |  |  | Unknown | [8 empty] | N/A | [8 empty] | 3 | Fail | Please check "Class"
382359451 | 414 | [5 empty] | Existing | RYB |  |  | CLOSED | CLOSED | LOAD BREAK SWITCH |  | 33 kV | [9 empty] | TENAGA KIMIA, L414 | Unknown | Unknown | NO | NONE | DISTRIBUTION | TNB | KUALA SELANGOR | NO | Unknown |  |  |  | NO | [8 empty] | 414 | NO | [7 empty] | 3 | Fail | Please check "Class"
382359575 | N/A | [5 empty] | Existing | RYB |  |  | CLOSED |  | LOAD BREAK SWITCH |  | 33 kV | [9 empty] | SYKT MALAYSIA EXPLOSIVE, L415 | Unknown | Unknown | Unknown | Unknown | DISTRIBUTION | TNB | KUALA SELANGOR | Unknown |  |  |  |  | Unknown | [8 empty] | N/A | [8 empty] | 3 | Fail | Please check "Class"
382359586 | 415 | [5 empty] | Existing | RYB |  |  | CLOSED | CLOSED | LOAD BREAK SWITCH |  | 33 kV | [9 empty] | SYKT MALAYSIA EXPLOSIVE, L415 | Unknown | Unknown | NO | NONE | DISTRIBUTION | TNB | KUALA SELANGOR | NO | Unknown |  |  |  | NO | [8 empty] | 415 | NO | [7 empty] | 3 | Fail | Please check "Class"
382359704 | N/A | [5 empty] | Existing | RYB |  |  | CLOSED |  | LOAD BREAK SWITCH |  | 33 kV | [9 empty] | KILANG PELURU, L410 | Unknown | Unknown | Unknown | Unknown | DISTRIBUTION | TNB | KUALA SELANGOR | Unknown |  |  |  |  | Unknown | [8 empty] | N/A | [8 empty] | 3 | Fail | Please check "Class"
382359715 | 410 | [5 empty] | Existing | RYB |  |  | CLOSED | CLOSED | LOAD BREAK SWITCH |  | 33 kV | [9 empty] | KILANG PELURU, L410 | Unknown | Unknown | NO | NONE | DISTRIBUTION | TNB | KUALA SELANGOR | NO | Unknown |  |  |  | NO | [8 empty] | 410 | NO | [7 empty] | 3 | Fail | Please check "Class"
382389291 | S05720 |  |  |  | BKSL/PCE/J00364/MBRMU1 | 300499996 | Existing | RYB |  | S05713 SHAH ALAM 2 NO.5B 7 | CLOSED | CLOSED | LINK |  | 11 kV | [6 empty] | TAMCO |  |  | LAUTAN SAMUDERA | Unknown | Unknown | NO | NONE | DISTRIBUTION | TNB | KUALA SELANGOR | NO | Unknown |  |  |  | NO | [8 empty] | S05720 | NO | [7 empty] | 3 | Pass | null
382389296 | S05722 |  |  |  | BKSL/PCE/J00364/MBRMU1 | 300499996 | Existing | RYB |  | S05723 SS SEK 2 PHASE 1B P.ALAM | CLOSED | CLOSED | LINK |  | 11 kV | [6 empty] | TAMCO |  |  | LAUTAN SAMUDERA | Unknown | Unknown | NO | NONE | DISTRIBUTION | TNB | KUALA SELANGOR | NO | Unknown |  |  |  | NO | [8 empty] | S05722 | NO | [7 empty] | 3 | Pass | null
382389418 | S05775 |  |  |  | BKSL/PCE/J00865/MBRMU | 300515393 | Existing | RYB |  | S05776 SHAH ALAM 2 5A6 NO 2 | CLOSED | CLOSED | LINK |  | 11 kV | [6 empty] | INDKOM |  |  | SHAH ALAM 2 FASA 5A6 NO.1 | Unknown | Unknown | NO | NONE | DISTRIBUTION | TNB | KUALA SELANGOR | NO | Unknown |  |  |  | NO | [8 empty] | S05775 | NO | [7 empty] | 3 | Pass | null
382389423 | S05773 |  |  |  | BKSL/PCE/J00865/MBRMU | 300515393 | Existing | RYB |  | S05622 SHAH ALAM 2 FASA 5A5/1 | CLOSED | CLOSED | LINK |  | 11 kV | [6 empty] | INDKOM |  |  | SHAH ALAM 2 FASA 5A6 NO.1 | Unknown | Unknown | NO | NONE | DISTRIBUTION | TNB | KUALA SELANGOR | NO | Unknown |  |  |  | NO | [8 empty] | S05773 | NO | [7 empty] | 3 | Pass | null
382389576 | S05778 |  |  |  | BKSL/PCE/J00362/MB1 | 300515484 | Existing | RYB |  | S05632 SHAH ALAM 2 FASA 5A5/2 | CLOSED | CLOSED | LINK |  | 11 kV | [6 empty] | INDKOM |  |  | SHAH ALAM 2 5A6 NO 2 | Unknown | Unknown | NO | NONE | DISTRIBUTION | TNB | KUALA SELANGOR | NO | Unknown |  |  |  | NO | [8 empty] | S05778 | NO | [7 empty] | 3 | Pass | null
382389581 | S05776 |  |  |  | BKSL/PCE/J00362/MB1 | 300515484 | Existing | RYB |  | S05775 SHAH ALAM 2 FASA 5A6 NO.1 | CLOSED | CLOSED | LINK |  | 11 kV | [6 empty] | INDKOM |  |  | SHAH ALAM 2 5A6 NO 2 | Unknown | Unknown | NO | NONE | DISTRIBUTION | TNB | KUALA SELANGOR | NO | Unknown |  |  |  | NO | [8 empty] | S05776 | NO | [7 empty] | 3 | Pass | null
382389698 | S05629 |  |  |  | BKSL/PCE/J00811/MBRMU | 300346012 | Existing | Unknown |  | S01688 SHAH ALAM 2 NO.5B 1 | CLOSED | CLOSED | LINK |  | 11 kV |  | 20061107 |  |  |  |  | TAMCO |  |  | SHAH ALAM 2 FASA 5A5/2 | Unknown | Unknown | NO | NONE | DISTRIBUTION | TNB | KUALA SELANGOR | NO | Unknown |  |  |  | NO | [8 empty] | S05629 | NO | [7 empty] | 0 | Fail | Please check "Phasing"
382389699 | S05630 |  |  |  | BKSL/PCE/J00811/MBRMU | 300346012 | Existing | Unknown |  | SPARE | OPEN | CLOSED | LINK |  | 11 kV |  | 20061107 |  |  |  |  | TAMCO |  |  | SHAH ALAM 2 FASA 5A5/2 | Unknown | Unknown | NO | NONE | DISTRIBUTION | TNB | KUALA SELANGOR | NO | Unknown |  |  |  | NO | [8 empty] | S05630 | NO | [7 empty] | 0 | Fail | Please check "Phasing"
382389713 | S05632 |  |  |  | BKSL/PCE/J00811/MBRMU | 300346012 | Existing | Unknown |  | S05778 SHAH ALAM 2 5A6 NO 2 | CLOSED | CLOSED | LINK |  | 11 kV |  | 20061107 |  |  |  |  | TAMCO |  |  | SHAH ALAM 2 FASA 5A5/2 | Unknown | Unknown | NO | NONE | DISTRIBUTION | TNB | KUALA SELANGOR | NO | Unknown |  |  |  | NO | [8 empty] | S05632 | NO | [7 empty] | 0 | Fail | Please check "Phasing"
382389831 | S05712 | [5 empty] | Existing | RYB |  | S05625 SHAH ALAM 2 FASA 5A5/1 | CLOSED | CLOSED | LINK |  | 11 kV | [9 empty] | SHAH ALAM 2 FASA 5A4 NO.1 | Unknown | Unknown | NO | NONE | DISTRIBUTION | TNB | KUALA SELANGOR | NO | Unknown |  |  |  | NO | [8 empty] | S05712 | NO | [7 empty] | 3 | Pass | null
382389836 | S05710 | [5 empty] | Existing | RYB |  | S01074 SHAH ALAM 2 NO.3 PUNCAK ALAM | CLOSED | CLOSED | LINK |  | 11 kV | [9 empty] | SHAH ALAM 2 FASA 5A4 NO.1 | Unknown | Unknown | NO | NONE | DISTRIBUTION | TNB | KUALA SELANGOR | NO | Unknown |  |  |  | NO | [8 empty] | S05710 | NO | [7 empty] | 3 | Pass | null
382389955 | S05801 | [5 empty] | Existing | Unknown |  | S05806 SHAH ALAM 2 5C 4 NO.2 | CLOSED | CLOSED | LINK |  | 11 kV | [9 empty] | SHAH ALAM 2 5C 4 NO.1 | Unknown | Unknown | NO | NONE | DISTRIBUTION | TNB | KUALA SELANGOR | NO | Unknown |  |  |  | NO | [8 empty] | S05801 | NO | [7 empty] | 0 | Fail | Please check "Phasing"
382389956 | S05802 | [5 empty] | Existing | Unknown |  | S05514 BANDAR PUNCAK ALAM JAS | CLOSED | CLOSED | LINK |  | 11 kV | [9 empty] | SHAH ALAM 2 5C 4 NO.1 | Unknown | Unknown | NO | NONE | DISTRIBUTION | TNB | KUALA SELANGOR | NO | Unknown |  |  |  | NO | [8 empty] | S05802 | NO | [7 empty] | 0 | Fail | Please check "Phasing"
382389970 | S05804 | [5 empty] | Existing | Unknown |  | SPARE | OPEN | CLOSED | LINK |  | 11 kV | [9 empty] | SHAH ALAM 2 5C 4 NO.1 | Unknown | Unknown | NO | NONE | DISTRIBUTION | TNB | KUALA SELANGOR | NO | Unknown |  |  |  | NO | [8 empty] | S05804 | NO | [7 empty] | 0 | Fail | Please check "Phasing"
382390076 | S05805 |  |  |  | BKSL/PCE/J00417/MB1 | 300538310 | Existing | Unknown |  | S01073 SHAH ALAM 2 NO.2 | CLOSED | CLOSED | LINK |  | 11 kV | [6 empty] | INDKOM |  |  | SHAH ALAM 2 5C 4 NO.2 | Unknown | Unknown | NO | NONE | DISTRIBUTION | TNB | KUALA SELANGOR | NO | Unknown |  |  |  | NO | [8 empty] | S05805 | NO | [7 empty] | 0 | Fail | Please check "Phasing"
382390077 | S05806 |  |  |  | BKSL/PCE/J00417/MB1 | 300538310 | Existing | Unknown |  | S05801 SHAH ALAM 2 5C 4 NO.1 | CLOSED | CLOSED | LINK |  | 11 kV | [6 empty] | INDKOM |  |  | SHAH ALAM 2 5C 4 NO.2 | Unknown | Unknown | NO | NONE | DISTRIBUTION | TNB | KUALA SELANGOR | NO | Unknown |  |  |  | NO | [8 empty] | S05806 | NO | [7 empty] | 0 | Fail | Please check "Phasing"
382390091 | S05808 |  |  |  | BKSL/PCE/J00417/MB1 | 300538310 | Existing | Unknown |  | SPARE | OPEN | CLOSED | LINK |  | 11 kV | [6 empty] | INDKOM |  |  | SHAH ALAM 2 5C 4 NO.2 | Unknown | Unknown | NO | NONE | DISTRIBUTION | TNB | KUALA SELANGOR | NO | Unknown |  |  |  | NO | [8 empty] | S05808 | NO | [7 empty] | 0 | Fail | Please check "Phasing"
382390213 | S05848 |  |  |  | BKSL/PCE/J00875 | 300494295 | Existing | Unknown |  | S01138 APRTMENT MELOR NO.1 PUNCAK ALAM | CLOSED | CLOSED | LINK |  | 11 kV | [6 empty] | INDKOM |  |  | APARTMENT WARNASARI 2 | Unknown | Unknown | NO | NONE | DISTRIBUTION | TNB | KUALA SELANGOR | NO | Unknown |  |  |  | NO | [8 empty] | S05848 | NO | [7 empty] | 0 | Fail | Please check "Phasing"
382390227 | S05851 |  |  |  | BKSL/PCE/J00875 | 300494295 | Existing | RYB |  | S01088 RMH PAM AIR JBA PH3 PUNCAK ALAM | CLOSED | CLOSED | LINK |  | 11 kV | [6 empty] | INDKOM |  |  | APARTMENT WARNASARI 2 | Unknown | Unknown | NO | NONE | DISTRIBUTION | TNB | KUALA SELANGOR | NO | Unknown |  |  |  | NO | [8 empty] | S05851 | NO | [7 empty] | 3 | Pass | null
382390424 | R06928 |  |  |  | BKSL/PCE/J00842/MBRMU | 300511620 | Existing | RYB |  | R06530 PE TOONG HENG LOONG | CLOSED | CLOSED | LINK |  | 11 kV |  | 20150109 |  |  |  |  | INDKOM |  |  | IRON WORK 2/6 | Unknown | Unknown | NO | NONE | DISTRIBUTION | TNB | KUALA SELANGOR | NO | Unknown |  |  |  | NO | [8 empty] | R06928 | NO | [7 empty] | 3 | Pass | null
382390429 | R06930 |  |  |  | BKSL/PCE/J00842/MBRMU | 300511620 | Existing | RYB |  | R06931 PE YEAP JING FONG 2/6 | CLOSED | CLOSED | LINK |  | 11 kV |  | 20150109 |  |  |  |  | INDKOM |  |  | IRON WORK 2/6 | Unknown | Unknown | NO | NONE | DISTRIBUTION | TNB | KUALA SELANGOR | NO | Unknown |  |  |  | NO | [8 empty] | R06930 | NO | [7 empty] | 3 | Pass | null
382390545 | S05877 |  |  |  | BKSL/PCE/J00398/MB1 | 300500906 | Existing | RYB |  | S00174 SPG RJ ABDULLAH | CLOSED | CLOSED | LINK |  | 11 kV | [6 empty] | INDKOM |  |  | TAMAN GELAMA | Unknown | Unknown | NO | NONE | DISTRIBUTION | TNB | KUALA SELANGOR | NO | Unknown |  |  |  | NO | [8 empty] | S05877 | NO | [7 empty] | 3 | Pass | null
382390550 | S05879 |  |  |  | BKSL/PCE/J00398/MB1 | 300500906 | Existing | RYB |  | S00156 TALIKOM SG BULOH | CLOSED | CLOSED | LINK |  | 11 kV | [6 empty] | INDKOM |  |  | TAMAN GELAMA | Unknown | Unknown | NO | NONE | DISTRIBUTION | TNB | KUALA SELANGOR | NO | Unknown |  |  |  | NO | [8 empty] | S05879 | NO | [7 empty] | 3 | Pass | null
382390670 | S05782 |  |  |  | BKSL/PCE/J00837/MBRMU | 310400139 | Existing | RYB |  | S00289 TMN SENANGIN SG.BULOH | CLOSED | CLOSED | LINK |  | 11 kV |  | 20140102 | [7 empty] | PADAT RUMAH KEDAI SASARAN | Unknown | Unknown | NO | NONE | DISTRIBUTION | TNB | KUALA SELANGOR | NO | Unknown |  |  |  | NO | [8 empty] | S05782 | NO | [7 empty] | 3 | Pass | null
382390675 | S05784 |  |  |  | BKSL/PCE/J00837/MBRMU | 310400139 | Existing | RYB |  | S01302 K/UDANG API-API NO 9 | CLOSED | CLOSED | LINK |  | 11 kV |  | 20140102 | [7 empty] | PADAT RUMAH KEDAI SASARAN | Unknown | Unknown | NO | NONE | DISTRIBUTION | TNB | KUALA SELANGOR | NO | Unknown |  |  |  | NO | [8 empty] | S05784 | NO | [7 empty] | 3 | Pass | null
382390796 | R0002 | [5 empty] | Existing | RYB |  | R01834 TERNAK LEMBU IJOK | CLOSED | CLOSED | LINK |  | 11 kV | [9 empty] | BEACON | Unknown | Unknown | NO | NONE | DISTRIBUTION | TNB | KUALA SELANGOR | NO | Unknown |  |  |  | NO | [8 empty] | R0002 | NO | [7 empty] | 3 | Pass | null
382390944 | S05881 |  |  |  | BKSL/PCE/J00873/MBRMU | 300500901 | Existing | Unknown |  | S05702 FASA 3A1 PUNCAK ALAM | CLOSED | CLOSED | LINK |  | 11 kV | [6 empty] | INDKOM |  |  | RUMAH BANGLO PUNCAK ALAM JAYA 2 | Unknown | Unknown | NO | NONE | DISTRIBUTION | TNB | KUALA SELANGOR | NO | Unknown |  |  |  | NO | [8 empty] | S05881 | NO | [7 empty] | 0 | Fail | Please check "Phasing"
382390945 | S05882 |  |  |  | BKSL/PCE/J00873/MBRMU | 300500901 | Existing | Unknown |  | S05858 RUMAH KEDAI PUNCAK ALAM JAYA | CLOSED | CLOSED | LINK |  | 11 kV | [6 empty] | INDKOM |  |  | RUMAH BANGLO PUNCAK ALAM JAYA 2 | Unknown | Unknown | NO | NONE | DISTRIBUTION | TNB | KUALA SELANGOR | NO | Unknown |  |  |  | NO | [8 empty] | S05882 | NO | [7 empty] | 0 | Fail | Please check "Phasing"
382390959 | S05880 |  |  |  | BKSL/PCE/J00873/MBRMU | 300500901 | Existing | Unknown |  | SPARE | OPEN | CLOSED | LINK |  | 11 kV | [6 empty] | INDKOM |  |  | RUMAH BANGLO PUNCAK ALAM JAYA 2 | Unknown | Unknown | NO | NONE | DISTRIBUTION | TNB | KUALA SELANGOR | NO | Unknown |  |  |  | NO | [8 empty] | S05880 | NO | [7 empty] | 0 | Fail | Please check "Phasing"
382391076 | R07384 | [5 empty] | Existing | RYB |  | R02754 P/PENURUN BALAI POLIS BATU ARANG | CLOSED | CLOSED | LINK |  | 11 kV | [9 empty] | VHF BATU ARANG | Unknown | Unknown | NO | NONE | DISTRIBUTION | TNB | KUALA SELANGOR | NO | Unknown |  |  |  | NO | [8 empty] | R07384 | NO | [7 empty] | 3 | Pass | null
382391081 | R07386 | [5 empty] | Existing | RYB |  | R06741 KILANG PELURU (SME ORDINANCE) | CLOSED | CLOSED | LINK |  | 11 kV | [9 empty] | VHF BATU ARANG | Unknown | Unknown | NO | NONE | DISTRIBUTION | TNB | KUALA SELANGOR | NO | Unknown |  |  |  | NO | [8 empty] | R07386 | NO | [7 empty] | 3 | Pass | null
382391202 | S05730 |  |  |  | BKSL/PCE/J00853/MBRMU | 300525029 | Existing | Unknown |  | S05554 SMK KUALA SELANGOR ( SI RAMBAI) | CLOSED | CLOSED | LINK |  | 11 kV | [6 empty] | INDKOM |  |  | TMN KSU FASA 5 NO.1 | Unknown | Unknown | NO | NONE | DISTRIBUTION | TNB | KUALA SELANGOR | NO | Unknown |  |  |  | NO | [8 empty] | S05730 | NO | [7 empty] | 0 | Fail | Please check "Phasing"
382391203 | S05731 |  |  |  | BKSL/PCE/J00853/MBRMU | 300525029 | Existing | Unknown |  | S05686 TMN KUALA SELANGOR UTAMA | CLOSED | CLOSED | LINK |  | 11 kV | [6 empty] | INDKOM |  |  | TMN KSU FASA 5 NO.1 | Unknown | Unknown | NO | NONE | DISTRIBUTION | TNB | KUALA SELANGOR | NO | Unknown |  |  |  | NO | [8 empty] | S05731 | NO | [7 empty] | 0 | Fail | Please check "Phasing"
382391217 | S05733 |  |  |  | BKSL/PCE/J00853/MBRMU | 300525029 | Existing | Unknown |  | SPARE | OPEN | CLOSED | LINK |  | 11 kV | [6 empty] | INDKOM |  |  | TMN KSU FASA 5 NO.1 | Unknown | Unknown | NO | NONE | DISTRIBUTION | TNB | KUALA SELANGOR | NO | Unknown |  |  |  | NO | [8 empty] | S05733 | NO | [7 empty] | 0 | Fail | Please check "Phasing"
382391326 | S05695 | [5 empty] | Existing | RYB |  | S05674 GOLDPAGE NO.3 | CLOSED | CLOSED | LINK |  | 11 kV | [9 empty] | STP PASIR PENAMBANG | Unknown | Unknown | NO | NONE | DISTRIBUTION | TNB | KUALA SELANGOR | NO | Unknown |  |  |  | NO | [8 empty] | S05695 | NO | [7 empty] | 3 | Pass | null
382391331 | S05697 | [5 empty] | Existing | RYB |  | S05765 PE TMN BOTANIK JLN 4 | CLOSED | CLOSED | LINK |  | 11 kV | [9 empty] | STP PASIR PENAMBANG | Unknown | Unknown | NO | NONE | DISTRIBUTION | TNB | KUALA SELANGOR | NO | Unknown |  |  |  | NO | [8 empty] | S05697 | NO | [7 empty] | 3 | Pass | null
382391457 | S05832 |  |  |  | BKSL/PCE/J00373/MB1 | 300519856 | Existing | RYB |  | S01653 KONG LEE ENG FARM | CLOSED | CLOSED | LINK |  | 11 kV |  | 20150101 | [7 empty] | PEWIRA RAYA | Unknown | Unknown | NO | NONE | DISTRIBUTION | TNB | KUALA SELANGOR | NO | Unknown |  |  |  | NO | [8 empty] | S05832 | NO | [7 empty] | 3 | Pass | null
382391462 | S05830 |  |  |  | BKSL/PCE/J00373/MB1 | 300519856 | Existing | RYB |  | S01533 PADAT KEM CINA TIRAM BUROK | CLOSED | CLOSED | LINK |  | 11 kV |  | 20150101 | [7 empty] | PEWIRA RAYA | Unknown | Unknown | NO | NONE | DISTRIBUTION | TNB | KUALA SELANGOR | NO | Unknown |  |  |  | NO | [8 empty] | S05830 | NO | [7 empty] | 3 | Pass | null
382391707 | S05761 |  |  |  | BKSL/PCE/J00372/MB1 | 300519633 | Existing | RYB |  | S05792 SMK SERI TIRAM BUROK | CLOSED | CLOSED | LINK |  | 11 kV |  | 20150101 | [7 empty] | JLN ANGGERIK TIRAM BUROK | Unknown | Unknown | NO | NONE | DISTRIBUTION | TNB | KUALA SELANGOR | NO | Unknown |  |  |  | NO | [8 empty] | S05761 | NO | [7 empty] | 3 | Pass | null
382391712 | S05760 |  |  |  | BKSL/PCE/J00372/MB1 | 300519633 | Existing | RYB |  | S01535 PADAT KEM CINA TIRAM BUROK | CLOSED | CLOSED | LINK |  | 11 kV |  | 20150101 | [7 empty] | JLN ANGGERIK TIRAM BUROK | Unknown | Unknown | NO | NONE | DISTRIBUTION | TNB | KUALA SELANGOR | NO | Unknown |  |  |  | NO | [8 empty] | S05760 | NO | [7 empty] | 3 | Pass | null
382391833 | R07389 | [5 empty] | Existing | RYB |  | R05531 LDG MINYAK | CLOSED | CLOSED | LINK |  | 11 kV | [9 empty] | LADANG HOPEFUL | Unknown | Unknown | NO | NONE | DISTRIBUTION | TNB | KUALA SELANGOR | NO | Unknown |  |  |  | NO | [8 empty] | R07389 | NO | [7 empty] | 3 | Pass | null
382391838 | R07387 | [5 empty] | Existing | RYB |  |  | CLOSED | CLOSED | LINK |  | 11 kV | [9 empty] | LADANG HOPEFUL | Unknown | Unknown | NO | NONE | DISTRIBUTION | TNB | KUALA SELANGOR | NO | Unknown |  |  |  | NO | [8 empty] | R07387 | NO | [7 empty] | 3 | Pass | null
382391982 | S05772 |  |  |  | BKSL/PCE/J00357/MBRMU1 | 300541057 | Existing | RYB |  | S00586 TELEKOM SEKINCHAN | CLOSED | CLOSED | LINK |  | 11 kV |  | 20150101 | [7 empty] | MAHSURI JLN PERDANA NO.1 | Unknown | Unknown | NO | NONE | DISTRIBUTION | TNB | KUALA SELANGOR | NO | Unknown |  |  |  | NO | [8 empty] | S05772 | NO | [7 empty] | 3 | Pass | null
382391987 | S05770 |  |  |  | BKSL/PCE/J00357/MBRMU1 | 300541057 | Existing | RYB |  | S00577 SEAFOOD BGN SEKINCHAN | CLOSED | CLOSED | LINK |  | 11 kV |  | 20150101 | [7 empty] | MAHSURI JLN PERDANA NO.1 | Unknown | Unknown | NO | NONE | DISTRIBUTION | TNB | KUALA SELANGOR | NO | Unknown |  |  |  | NO | [8 empty] | S05770 | NO | [7 empty] | 3 | Pass | null
382392108 | S05845 |  |  |  | BKSL/PCE/J00361/MB1 | 300537932 | Existing | RYB |  | PPU SKCN M: CB1 | CLOSED | CLOSED | LINK |  | 11 kV |  | 28/07/2015 | [7 empty] | APARTMENT SEKINCHAN | Unknown | Unknown | NO | NONE | DISTRIBUTION | TNB | KUALA SELANGOR | NO | Unknown |  |  |  | NO | [8 empty] | S05845 | NO | [7 empty] | 3 | Pass | null
382392113 | S05847 |  |  |  | BKSL/PCE/J00361/MB1 | 300537932 | Existing | RYB |  | S01624 QTRS MAJLIS DAERAH SEKINCHAN | CLOSED | CLOSED | LINK |  | 11 kV |  | 28/07/2015 | [7 empty] | APARTMENT SEKINCHAN | Unknown | Unknown | NO | NONE | DISTRIBUTION | TNB | KUALA SELANGOR | NO | Unknown |  |  |  | NO | [8 empty] | S05847 | NO | [7 empty] | 3 | Pass | null
382392279 | R05308 |  |  |  | BKSL/PCE/J00601/MBRMU | 300346269 | Existing | Unknown |  | R00591 KG BARU IJOK | OPEN | CLOSED | LINK |  | 11 kV |  | 20091110 |  |  |  |  | TAMCO |  |  | SW/STN KOTA PUTERI | Unknown | Unknown | NO | NONE | DISTRIBUTION | TNB | KUALA SELANGOR | NO | Unknown |  |  |  | NO | [8 empty] | R05308 | NO | [7 empty] | 0 | Fail | Please check "Phasing"
382392282 | R05309 |  |  |  | BKSL/PCE/J00601/MBRMU | 300346269 | Existing | Unknown |  | PMU BARG 132/11 KV: CB 6 | CLOSED | CLOSED | LINK |  | 11 kV |  | 20091110 |  |  |  |  | TAMCO |  |  | SW/STN KOTA PUTERI | Unknown | Unknown | NO | NONE | DISTRIBUTION | TNB | KUALA SELANGOR | NO | Unknown |  |  |  | NO | [8 empty] | R05309 | NO | [7 empty] | 0 | Fail | Please check "Phasing"
382392284 | R05307 |  |  |  | BKSL/PCE/J00601/MBRMU | 300346269 | Existing | Unknown |  | R01783 UNITED PAPER BOARD | CLOSED | CLOSED | LINK |  | 11 kV |  | 20091110 |  |  |  |  | TAMCO |  |  | SW/STN KOTA PUTERI | Unknown | Unknown | NO | NONE | DISTRIBUTION | TNB | KUALA SELANGOR | NO | Unknown |  |  |  | NO | [8 empty] | R05307 | NO | [7 empty] | 0 | Fail | Please check "Phasing"
382392315 | R06385 |  |  |  | BKSL/PCE/J00354/MBRMU1 | 300243247 | Existing | RYB |  | R04455 STP PERDANA ALAM JAYA | OPEN | CLOSED | LINK |  | 11 kV |  | 26/06/1992 |  |  |  |  | INDKOM |  |  | APARTMENT ALAM PERDANA 4 | Unknown | Unknown | NO | NONE | DISTRIBUTION | TNB | KUALA SELANGOR | NO | Unknown |  |  |  | NO | [8 empty] | R06385 | NO | [7 empty] | 3 | Pass | null
382392329 | R06382 |  |  |  | BKSL/PCE/J00354/MBRMU1 | 300243247 | Existing | RYB |  | R06382 APARTMENT ALAM PERDANA 4 | CLOSED | CLOSED | LINK |  | 11 kV |  | 26/06/1992 |  |  |  |  | INDKOM |  |  | APARTMENT ALAM PERDANA 4 | Unknown | Unknown | NO | NONE | DISTRIBUTION | TNB | KUALA SELANGOR | NO | Unknown |  |  |  | NO | [8 empty] | R06382 | NO | [7 empty] | 3 | Pass | null
382392540 | R06381 |  |  |  | BKSL/PCE/J00353/MBRMU1 | 300243244 | Existing | Unknown |  | R06382 APARTMENT ALAM PERDANA 4 | CLOSED | CLOSED | LINK |  | 11 kV |  | 20/05/1982 |  |  |  |  | INDKOM |  |  | APARTMENT ALAM PERDANA 3 | Unknown | Unknown | NO | NONE | DISTRIBUTION | TNB | KUALA SELANGOR | NO | Unknown |  |  |  | NO | [8 empty] | R06381 | NO | [7 empty] | 0 | Fail | Please check "Phasing"
382392554 | R06378 |  |  |  | BKSL/PCE/J00353/MBRMU1 | 300243244 | Existing | RYB |  | R06377 APARTMENT ALAM PERDANA 2 | CLOSED | CLOSED | LINK |  | 11 kV |  | 20/05/1982 |  |  |  |  | INDKOM |  |  | APARTMENT ALAM PERDANA 3 | Unknown | Unknown | NO | NONE | DISTRIBUTION | TNB | KUALA SELANGOR | NO | Unknown |  |  |  | NO | [8 empty] | R06378 | NO | [7 empty] | 3 | Pass | null
382392780 | R06374 |  |  |  | BKSL/PCE/J00301/MBRMU1 | 300345116 | Existing | Unknown |  | R06373 APARTMENT ALAM PERDANA 1 | CLOSED | CLOSED | LINK |  | 11 kV |  | 20/05/2006 |  |  |  |  | TOPRANK |  |  | APARTMENT ALAM PERDANA 2 | Unknown | Unknown | NO | NONE | DISTRIBUTION | TNB | KUALA SELANGOR | NO | Unknown |  |  |  | NO | [8 empty] | R06374 | NO | [7 empty] | 0 | Fail | Please check "Phasing"
382392794 | R06377 |  |  |  | BKSL/PCE/J00301/MBRMU1 | 300345116 | Existing | RYB |  | R06378 APARTMENT ALAM PERDANA 3 | CLOSED | CLOSED | LINK |  | 11 kV |  | 20/05/2006 |  |  |  |  | TOPRANK |  |  | APARTMENT ALAM PERDANA 2 | Unknown | Unknown | NO | NONE | DISTRIBUTION | TNB | KUALA SELANGOR | NO | Unknown |  |  |  | NO | [8 empty] | R06377 | NO | [7 empty] | 3 | Pass | null
382393009 | R05346 |  |  |  | BKSL/PCE/J00664/MBRMU | 300344933 | Existing | RYB |  | R05340 PE IND ALAM JAYA NO 4 | CLOSED | CLOSED | LINK |  | 11 kV |  | 14/02/2006 |  |  |  |  | TAMCO |  |  | LOJI AIR ALAM PERDANA P.ALAM | Unknown | Unknown | NO | NONE | DISTRIBUTION | TNB | KUALA SELANGOR | NO | Unknown |  |  |  | NO | [8 empty] | R05346 | NO | [7 empty] | 3 | Pass | null
382393014 | R05348 |  |  |  | BKSL/PCE/J00664/MBRMU | 300344933 | Existing | RYB |  | R05349 RUMAH PANGSA ALAM PERDANA | CLOSED | CLOSED | LINK |  | 11 kV |  | 14/02/2006 |  |  |  |  | TAMCO |  |  | LOJI AIR ALAM PERDANA P.ALAM | Unknown | Unknown | NO | NONE | DISTRIBUTION | TNB | KUALA SELANGOR | NO | Unknown |  |  |  | NO | [8 empty] | R05348 | NO | [7 empty] | 3 | Pass | null
382393130 | R04455 |  |  |  | BKSL/PCE/J00659/MBRMU | 300345441 | Existing | RYB |  | R06385 APARTMENT ALAM PERDANA 4 | CLOSED | CLOSED | LINK |  | 11 kV |  | 14/11/2006 | [7 empty] | STP PERDANA ALAM JAYA | Unknown | Unknown | NO | NONE | DISTRIBUTION | TNB | KUALA SELANGOR | NO | Unknown |  |  |  | NO | [8 empty] | R04455 | NO | [7 empty] | 3 | Pass | null
382393135 | R04456 |  |  |  | BKSL/PCE/J00659/MBRMU | 300345441 | Existing | RYB |  | R04454 PERDANA ALAM JAYA NO.1 | CLOSED | CLOSED | LINK |  | 11 kV |  | 14/11/2006 | [7 empty] | STP PERDANA ALAM JAYA | Unknown | Unknown | NO | NONE | DISTRIBUTION | TNB | KUALA SELANGOR | NO | Unknown |  |  |  | NO | [8 empty] | R04456 | NO | [7 empty] | 3 | Pass | null
382393270 | R04454 |  |  |  | BKSL/PCE/J00658/MBRMU | 300345436 | Existing | RYB |  |  | CLOSED | CLOSED | LINK |  | 11 kV |  | 20061110 |  |  |  |  | TAMCO |  |  | PERDANA ALAM JAYA NO.1 | Unknown | Unknown | NO | NONE | DISTRIBUTION | TNB | KUALA SELANGOR | NO | Unknown |  |  |  | NO | [8 empty] | R04454 | NO | [7 empty] | 3 | Pass | null
382393284 | R04451 |  |  |  | BKSL/PCE/J00658/MBRMU | 300345436 | Existing | RYB |  | R04450 PERDANA ALAM JAYA NO.2 | CLOSED | CLOSED | LINK |  | 11 kV |  | 20061110 |  |  |  |  | TAMCO |  |  | PERDANA ALAM JAYA NO.1 | Unknown | Unknown | NO | NONE | DISTRIBUTION | TNB | KUALA SELANGOR | NO | Unknown |  |  |  | NO | [8 empty] | R04451 | NO | [7 empty] | 3 | Pass | null
382676989 | R03839 |  |  |  | BKSL/PCE/J00472/MBRMU | 300313317 | Existing | RYB |  |  | CLOSED |  | LINK |  | 33 kV |  | 19941012 |  |  |  |  | TAMCO |  |  | S/DOWN 33/11KV FISH POUND | Unknown | Unknown | Unknown | Unknown | DISTRIBUTION | TNB | KUALA SELANGOR | Unknown |  |  |  |  | Unknown | [8 empty] | R03839 | [8 empty] | 3 | Pass | null
382676993 | R03840 |  |  |  | BKSL/PCE/J00472/MBRMU | 300313317 | Existing | RYB |  |  | OPEN |  | LINK |  | 11 kV |  | 19941012 |  |  |  |  | TAMCO |  |  | S/DOWN 33/11KV FISH POUND | Unknown | Unknown | Unknown | Unknown | DISTRIBUTION | TNB | KUALA SELANGOR | Unknown |  |  |  |  | Unknown | [8 empty] | R03840 | [8 empty] | 3 | Pass | null
382676997 | R03838 |  |  |  | BKSL/PCE/J00472/MBRMU | 300313317 | Existing | RYB |  |  | OPEN |  | LINK |  | 11 kV |  | 19941012 |  |  |  |  | TAMCO |  |  | S/DOWN 33/11KV FISH POUND | Unknown | Unknown | Unknown | Unknown | DISTRIBUTION | TNB | KUALA SELANGOR | Unknown |  |  |  |  | Unknown | [8 empty] | R03838 | [8 empty] | 3 | Pass | null
382711341 | S05461 |  |  |  | BKSL/PCE/J00820/MBRMU | 300346281 | Existing | RYB |  | S01417 PE KOSSAN 1 | CLOSED | CLOSED | LINK |  | 11 kV |  | 22/03/2012 |  |  |  |  | TAMCO |  |  | LYWOOD SG SEMBILANG | Unknown | Unknown | NO | NONE | DISTRIBUTION | TNB | KUALA SELANGOR | NO | Unknown |  |  |  | NO | [8 empty] | S05461 | NO | [7 empty] | 3 | Pass | null
382711346 | S05639 |  |  |  | BKSL/PCE/J00820/MBRMU | 300346281 | Existing | RYB |  | S01413 SW/STN TMN JATI | CLOSED | CLOSED | LINK |  | 11 kV |  | 22/03/2012 |  |  |  |  | TAMCO |  |  | LYWOOD SG SEMBILANG | Unknown | Unknown | NO | NONE | DISTRIBUTION | TNB | KUALA SELANGOR | NO | Unknown |  |  |  | NO | [8 empty] | S05639 | NO | [7 empty] | 3 | Pass | null
382711466 | S05717 |  |  |  | BKSL/PCE/J00836/MBRMU | 300520561 | Existing | RYB |  | S05590 DETIK ATURAN | CLOSED | CLOSED | LINK |  | 11 kV |  | 20140101 |  |  |  |  | INDKOM |  |  | ZON IKS SG GULANG-GULANG | Unknown | Unknown | NO | NONE | DISTRIBUTION | TNB | KUALA SELANGOR | NO | Unknown |  |  |  | NO | [8 empty] | S05717 | NO | [7 empty] | 3 | Pass | null
382711471 | S05719 |  |  |  | BKSL/PCE/J00836/MBRMU | 300520561 | Existing | RYB |  | S00412 SG TUNGGUL | CLOSED | CLOSED | LINK |  | 11 kV |  | 20140101 |  |  |  |  | INDKOM |  |  | ZON IKS SG GULANG-GULANG | Unknown | Unknown | NO | NONE | DISTRIBUTION | TNB | KUALA SELANGOR | NO | Unknown |  |  |  | NO | [8 empty] | S05719 | NO | [7 empty] | 3 | Pass | null
382711591 | R05531 |  |  |  | BKSL/PCE/J00552/MBRMU1 | 300343340 | Existing | RYB |  | R07389 LADANG HOPEFUL | CLOSED | CLOSED | LINK |  | 11 kV |  | 18/08/1998 |  |  |  |  | MERLIN GERIN |  |  | LDG MINYAK | Unknown | Unknown | NO | NONE | DISTRIBUTION | TNB | KUALA SELANGOR | NO | Unknown |  |  |  | NO | [8 empty] | R05531 | NO | [7 empty] | 3 | Pass | null
382711596 | R05533 |  |  |  | BKSL/PCE/J00552/MBRMU1 | 300343340 | Existing | RYB |  | R05058 BERJUNTAI BESTARI NO 2 | CLOSED | CLOSED | LINK |  | 11 kV |  | 18/08/1998 |  |  |  |  | MERLIN GERIN |  |  | LDG MINYAK | Unknown | Unknown | NO | NONE | DISTRIBUTION | TNB | KUALA SELANGOR | NO | Unknown |  |  |  | NO | [8 empty] | R05533 | NO | [7 empty] | 3 | Pass | null
383385862 | R08043 |  |  |  | BKSL/PCE/J00436/MB1 | 310303687 | Existing | Unknown |  | R04383 OSCAR CANARY | CLOSED | CLOSED | LINK |  | 11 kV | [9 empty] | TYCOPLUS BT 22 IJOK | Unknown | Unknown | NO | NONE | DISTRIBUTION | TNB | KUALA SELANGOR | NO | Unknown |  |  |  | NO | [8 empty] | R08043 | NO | [7 empty] | 0 | Fail | Please check "Phasing"
383385864 | R08045 |  |  |  | BKSL/PCE/J00436/MB1 | 310303687 | Existing | Unknown |  | R05851 GUARDIAN CAUCUS | CLOSED | CLOSED | LINK |  | 11 kV | [9 empty] | TYCOPLUS BT 22 IJOK | Unknown | Unknown | NO | NONE | DISTRIBUTION | TNB | KUALA SELANGOR | NO | Unknown |  |  |  | NO | [8 empty] | R08045 | NO | [7 empty] | 0 | Fail | Please check "Phasing"
383510027 | [6 empty] | Existing | Unknown |  |  | CLOSED | OPEN | MAIN |  | 33 kV | [9 empty] | SSU HARTALEGA | Unknown | Unknown | NO | NONE | DISTRIBUTION | TNB | KUALA SELANGOR | Unknown |  |  |  |  | NO | [17 empty] | 0 | Fail | Please check "Phasing"
383510037 | [6 empty] | Existing | Unknown |  |  | OPEN | OPEN | MAIN |  | 33 kV | [9 empty] | SSU HARTALEGA | Unknown | Unknown | NO | NONE | DISTRIBUTION | TNB | KUALA SELANGOR | NO | Unknown |  |  |  | NO | [17 empty] | 0 | Fail | Please check "Phasing"
383510047 | [6 empty] | Existing | Unknown |  |  | OPEN | CLOSED | MAIN |  | 33 kV | [9 empty] | SSU HARTALEGA | Unknown | Unknown | NO | NONE | DISTRIBUTION | TNB | KUALA SELANGOR | Unknown |  |  |  |  | NO | [17 empty] | 0 | Fail | Please check "Phasing"
383510065 | [6 empty] | Existing | Unknown |  |  | OPEN | CLOSED | MAIN |  | 33 kV | [9 empty] | SSU HARTALEGA | Unknown | Unknown | NO | NONE | DISTRIBUTION | TNB | KUALA SELANGOR | Unknown |  |  |  |  | NO | [17 empty] | 0 | Fail | Please check "Phasing"
383510078 | [6 empty] | Existing | Unknown |  |  | OPEN | CLOSED | MAIN |  | 33 kV | [9 empty] | SSU HARTALEGA | Unknown | Unknown | NO | NONE | DISTRIBUTION | TNB | KUALA SELANGOR | Unknown |  |  |  |  | NO | [17 empty] | 0 | Fail | Please check "Phasing"
383510086 | [6 empty] | Existing | Unknown |  |  | CLOSED | OPEN | MAIN |  | 33 kV | [9 empty] | SSU HARTALEGA | Unknown | Unknown | NO | NONE | DISTRIBUTION | TNB | KUALA SELANGOR | Unknown |  |  |  |  | NO | [17 empty] | 0 | Fail | Please check "Phasing"
383510090 | [6 empty] | Existing | Unknown |  |  | OPEN | OPEN | MAIN |  | 33 kV | [9 empty] | SSU HARTALEGA | Unknown | Unknown | NO | NONE | DISTRIBUTION | TNB | KUALA SELANGOR | Unknown |  |  |  |  | NO | [17 empty] | 0 | Fail | Please check "Phasing"
383510096 | [6 empty] | Existing | Unknown |  |  | OPEN | OPEN | MAIN |  | 33 kV | [9 empty] | SSU HARTALEGA | Unknown | Unknown | NO | NONE | DISTRIBUTION | TNB | KUALA SELANGOR | NO | Unknown |  |  |  | NO | [17 empty] | 0 | Fail | Please check "Phasing"
383510106 | [6 empty] | Existing | Unknown |  |  | CLOSED | CLOSED | MAIN |  | 33 kV | [9 empty] | SSU HARTALEGA | Unknown | Unknown | NO | NONE | DISTRIBUTION | TNB | KUALA SELANGOR | NO | Unknown |  |  |  | NO | [17 empty] | 0 | Fail | Please check "Phasing"
383510116 | [6 empty] | Existing | Unknown |  |  | CLOSED | CLOSED | MAIN |  | 33 kV | [9 empty] | SSU HARTALEGA | Unknown | Unknown | NO | NONE | DISTRIBUTION | TNB | KUALA SELANGOR | Unknown |  |  |  |  | NO | [17 empty] | 0 | Fail | Please check "Phasing"
383510134 | [6 empty] | Existing | Unknown |  |  | CLOSED | CLOSED | MAIN |  | 33 kV | [9 empty] | SSU HARTALEGA | Unknown | Unknown | NO | NONE | DISTRIBUTION | TNB | KUALA SELANGOR | NO | Unknown |  |  |  | NO | [17 empty] | 0 | Fail | Please check "Phasing"
383510160 | [6 empty] | Existing | Unknown |  |  | OPEN | OPEN | MAIN |  | 33 kV | [9 empty] | SSU HARTALEGA | Unknown | Unknown | NO | NONE | DISTRIBUTION | TNB | KUALA SELANGOR | Unknown |  |  |  |  | NO | [17 empty] | 0 | Fail | Please check "Phasing"
383814900 | S05919 |  |  |  | BKSL/PCE/J00414/MB1 | 302869304 | Existing | Unknown |  |  | CLOSED | CLOSED | LINK |  | 11 kV | [6 empty] | INDKOM |  |  | PERUMAHAN FASA 4 PUNCAK BESTARI | Unknown | Unknown | NO | NONE | DISTRIBUTION | TNB | KUALA SELANGOR | NO | Unknown |  |  |  | NO | [8 empty] | S05919 | NO | [7 empty] | 0 | Fail | Please check "Phasing"
383814914 | S05916 |  |  |  | BKSL/PCE/J00414/MB1 | 302869304 | Existing | Unknown |  |  | CLOSED | CLOSED | LINK |  | 11 kV | [6 empty] | INDKOM |  |  | PERUMAHAN FASA 4 PUNCAK BESTARI | Unknown | Unknown | NO | NONE | DISTRIBUTION | TNB | KUALA SELANGOR | NO | Unknown |  |  |  | NO | [8 empty] | S05916 | NO | [7 empty] | 0 | Fail | Please check "Phasing"
383815126 | S05926 |  |  |  | BKSL/PCE/J00424/MB1 |  | Existing | Unknown |  |  | CLOSED | CLOSED | LINK |  | 11 kV | [9 empty] | REBAN AYAM BAIZILAH | Unknown | Unknown | NO | NONE | DISTRIBUTION | TNB | KUALA SELANGOR | NO | Unknown |  |  |  | NO | [8 empty] | S05926 | NO | [7 empty] | 0 | Fail | Please check "Phasing"
383815128 | S05924 |  |  |  | BKSL/PCE/J00424/MB1 |  | Existing | Unknown |  |  | CLOSED | CLOSED | LINK |  | 11 kV | [9 empty] | REBAN AYAM BAIZILAH | Unknown | Unknown | NO | NONE | DISTRIBUTION | TNB | KUALA SELANGOR | NO | Unknown |  |  |  | NO | [8 empty] | S05924 | NO | [7 empty] | 0 | Fail | Please check "Phasing"
383815243 | R08011 |  |  |  | BKSL/PCE/J00434/MB1 | 310158575 | Existing | Unknown |  |  | CLOSED | CLOSED | LINK |  | 11 kV | [9 empty] | Grp: Substation Comp. 1 | Unknown | Unknown | NO | NONE | DISTRIBUTION | TNB | KUALA SELANGOR | NO | Unknown |  |  |  | NO | [8 empty] | R08011 | NO | [7 empty] | 0 | Fail | Please check "Phasing"
383815245 | R08009 |  |  |  | BKSL/PCE/J00434/MB1 | 310158575 | Existing | Unknown |  |  | CLOSED | CLOSED | LINK |  | 11 kV | [9 empty] | Grp: Substation Comp. 1 | Unknown | Unknown | NO | NONE | DISTRIBUTION | TNB | KUALA SELANGOR | NO | Unknown |  |  |  | NO | [8 empty] | R08009 | NO | [7 empty] | 0 | Fail | Please check "Phasing"
383819193 | S05934 | [5 empty] | Existing | Unknown |  |  | CLOSED | CLOSED | LINK |  | 11 kV | [9 empty] | ONE SEKINCAN | Unknown | Unknown | NO | NONE | DISTRIBUTION | TNB | KUALA SELANGOR | NO | Unknown |  |  |  | NO | [8 empty] | S05934 | NO | [7 empty] | 0 | Fail | Please check "Phasing"
383819195 | S05936 | [5 empty] | Existing | Unknown |  |  | CLOSED | CLOSED | LINK |  | 11 kV | [9 empty] | ONE SEKINCAN | Unknown | Unknown | NO | NONE | DISTRIBUTION | TNB | KUALA SELANGOR | NO | Unknown |  |  |  | NO | [8 empty] | S05936 | NO | [7 empty] | 0 | Fail | Please check "Phasing"
383819307 | S05942 | [5 empty] | Existing | Unknown |  |  | CLOSED | CLOSED | LINK |  | 11 kV | [9 empty] | Grp: Substation Comp. 1 | Unknown | Unknown | NO | NONE | DISTRIBUTION | TNB | KUALA SELANGOR | NO | Unknown |  |  |  | NO | [8 empty] | S05942 | NO | [7 empty] | 0 | Fail | Please check "Phasing"
383819309 | S05940 | [5 empty] | Existing | Unknown |  |  | CLOSED | CLOSED | LINK |  | 11 kV | [9 empty] | Grp: Substation Comp. 1 | Unknown | Unknown | NO | NONE | DISTRIBUTION | TNB | KUALA SELANGOR | NO | Unknown |  |  |  | NO | [8 empty] | S05940 | NO | [7 empty] | 0 | Fail | Please check "Phasing"
383819421 | S05948 | [5 empty] | Existing | Unknown |  |  | CLOSED | CLOSED | LINK |  | 11 kV | [9 empty] | Grp: Substation Comp. 1 | Unknown | Unknown | NO | NONE | DISTRIBUTION | TNB | KUALA SELANGOR | NO | Unknown |  |  |  | NO | [8 empty] | S05948 | NO | [7 empty] | 0 | Fail | Please check "Phasing"
383819423 | S05950 | [5 empty] | Existing | Unknown |  |  | CLOSED | CLOSED | LINK |  | 11 kV | [9 empty] | Grp: Substation Comp. 1 | Unknown | Unknown | NO | NONE | DISTRIBUTION | TNB | KUALA SELANGOR | NO | Unknown |  |  |  | NO | [8 empty] | S05950 | NO | [7 empty] | 0 | Fail | Please check "Phasing"
384274360 | [6 empty] | Existing | RYB |  |  | CLOSED | CLOSED | MAIN |  | 11 kV | [9 empty] | PPU PLENTIFIELD 33/11kV | Unknown | Unknown | NO | NONE | DISTRIBUTION | TNB | KUALA SELANGOR | NO | Unknown |  |  |  | NO | [17 empty] | 3 | Pass | null
384274397 | [6 empty] | Existing | RYB |  |  | CLOSED | CLOSED | MAIN |  | 33 kV | [9 empty] | PPU PLENTIFIELD 33/11kV | Unknown | Unknown | NO | NONE | DISTRIBUTION | TNB | KUALA SELANGOR | NO | Unknown |  |  |  | NO | [17 empty] | 3 | Pass | null
384274406 | [6 empty] | Existing | RYB |  |  | CLOSED | CLOSED | MAIN |  | 11 kV | [9 empty] | PPU PLENTIFIELD 33/11kV | Unknown | Unknown | NO | NONE | DISTRIBUTION | TNB | KUALA SELANGOR | NO | Unknown |  |  |  | NO | [17 empty] | 3 | Pass | null
384274415 | [6 empty] | Existing | RYB |  |  | CLOSED | CLOSED | MAIN |  | 11 kV | [9 empty] | PPU PLENTIFIELD 33/11kV | Unknown | Unknown | NO | NONE | DISTRIBUTION | TNB | KUALA SELANGOR | NO | Unknown |  |  |  | NO | [17 empty] | 3 | Pass | null
384274445 | [6 empty] | Existing | RYB |  |  | CLOSED | CLOSED | MAIN |  | 11 kV | [9 empty] | PPU PLENTIFIELD 33/11kV | Unknown | Unknown | NO | NONE | DISTRIBUTION | TNB | KUALA SELANGOR | NO | Unknown |  |  |  | NO | [17 empty] | 3 | Pass | null
384274465 | [6 empty] | Existing | RYB |  |  | CLOSED | CLOSED | MAIN |  | 33 kV | [9 empty] | PPU PLENTIFIELD 33/11kV | Unknown | Unknown | NO | NONE | DISTRIBUTION | TNB | KUALA SELANGOR | NO | Unknown |  |  |  | NO | [17 empty] | 3 | Pass | null
384274491 | [6 empty] | Existing | RYB |  |  | CLOSED | CLOSED | MAIN |  | 11 kV | [9 empty] | PPU PLENTIFIELD 33/11kV | Unknown | Unknown | NO | NONE | DISTRIBUTION | TNB | KUALA SELANGOR | NO | Unknown |  |  |  | NO | [17 empty] | 3 | Pass | null
384274509 | [6 empty] | Existing | RYB |  |  | CLOSED | CLOSED | MAIN |  | 33 kV | [9 empty] | PPU PLENTIFIELD 33/11kV | Unknown | Unknown | NO | NONE | DISTRIBUTION | TNB | KUALA SELANGOR | NO | Unknown |  |  |  | NO | [17 empty] | 3 | Pass | null
384274516 | [6 empty] | Existing | RYB |  |  | CLOSED | CLOSED | MAIN |  | 11 kV | [9 empty] | PPU PLENTIFIELD 33/11kV | Unknown | Unknown | NO | NONE | DISTRIBUTION | TNB | KUALA SELANGOR | NO | Unknown |  |  |  | NO | [17 empty] | 3 | Pass | null
384274521 | [6 empty] | Existing | RYB |  |  | CLOSED | CLOSED | MAIN |  | 11 kV | [9 empty] | PPU PLENTIFIELD 33/11kV | Unknown | Unknown | NO | NONE | DISTRIBUTION | TNB | KUALA SELANGOR | NO | Unknown |  |  |  | NO | [17 empty] | 3 | Pass | null
384274531 | [6 empty] | Existing | RYB |  |  | CLOSED | CLOSED | MAIN |  | 11 kV | [9 empty] | PPU PLENTIFIELD 33/11kV | Unknown | Unknown | NO | NONE | DISTRIBUTION | TNB | KUALA SELANGOR | NO | Unknown |  |  |  | NO | [17 empty] | 3 | Pass | null
384274535 | [6 empty] | Existing | RYB |  |  | CLOSED | CLOSED | MAIN |  | 33 kV | [9 empty] | PPU PLENTIFIELD 33/11kV | Unknown | Unknown | NO | NONE | DISTRIBUTION | TNB | KUALA SELANGOR | Unknown |  |  |  |  | NO | [17 empty] | 3 | Pass | null
384274539 | [6 empty] | Existing | RYB |  |  | CLOSED | CLOSED | MAIN |  | 11 kV | [9 empty] | PPU PLENTIFIELD 33/11kV | Unknown | Unknown | NO | NONE | DISTRIBUTION | TNB | KUALA SELANGOR | NO | Unknown |  |  |  | NO | [17 empty] | 3 | Pass | null
384274544 | [6 empty] | Existing | RYB |  |  | CLOSED | CLOSED | MAIN |  | 11 kV | [9 empty] | PPU PLENTIFIELD 33/11kV | Unknown | Unknown | NO | NONE | DISTRIBUTION | TNB | KUALA SELANGOR | NO | Unknown |  |  |  | NO | [17 empty] | 3 | Pass | null
384274550 | [6 empty] | Existing | RYB |  |  | CLOSED | CLOSED | MAIN |  | 33 kV | [9 empty] | PPU PLENTIFIELD 33/11kV | Unknown | Unknown | NO | NONE | DISTRIBUTION | TNB | KUALA SELANGOR | Unknown |  |  |  |  | NO | [17 empty] | 3 | Pass | null
384274578 | [6 empty] | Existing | RYB |  |  | CLOSED | CLOSED | MAIN |  | 11 kV | [9 empty] | PPU PLENTIFIELD 33/11kV | Unknown | Unknown | NO | NONE | DISTRIBUTION | TNB | KUALA SELANGOR | NO | Unknown |  |  |  | NO | [17 empty] | 3 | Pass | null
384274583 | [6 empty] | Existing | RYB |  |  | CLOSED | CLOSED | MAIN |  | 33 kV | [9 empty] | PPU PLENTIFIELD 33/11kV | Unknown | Unknown | NO | NONE | DISTRIBUTION | TNB | KUALA SELANGOR | Unknown |  |  |  |  | NO | [17 empty] | 3 | Pass | null
384274589 | [6 empty] | Existing | RYB |  |  | CLOSED | CLOSED | MAIN |  | 11 kV | [9 empty] | PPU PLENTIFIELD 33/11kV | Unknown | Unknown | NO | NONE | DISTRIBUTION | TNB | KUALA SELANGOR | NO | Unknown |  |  |  | NO | [17 empty] | 3 | Pass | null
384274596 | [6 empty] | Existing | RYB |  |  | CLOSED | CLOSED | MAIN |  | 33 kV | [9 empty] | PPU PLENTIFIELD 33/11kV | Unknown | Unknown | NO | NONE | DISTRIBUTION | TNB | KUALA SELANGOR | Unknown |  |  |  |  | NO | [17 empty] | 3 | Pass | null
384274626 | [6 empty] | Existing | RYB |  |  | CLOSED | CLOSED | MAIN |  | 11 kV | [9 empty] | PPU PLENTIFIELD 33/11kV | Unknown | Unknown | NO | NONE | DISTRIBUTION | TNB | KUALA SELANGOR | NO | Unknown |  |  |  | NO | [17 empty] | 3 | Pass | null
384274647 | [6 empty] | Existing | RYB |  |  | OPEN |  | MAIN |  | 33 kV | [9 empty] | PPU PLENTIFIELD 33/11kV | Unknown | Unknown | Unknown | Unknown | DISTRIBUTION | TNB | KUALA SELANGOR | Unknown |  |  |  |  | Unknown | [17 empty] | 3 | Pass | null
384274653 | [6 empty] | Existing | RYB |  |  | CLOSED | CLOSED | MAIN |  | 11 kV | [9 empty] | PPU PLENTIFIELD 33/11kV | Unknown | Unknown | NO | NONE | DISTRIBUTION | TNB | KUALA SELANGOR | NO | Unknown |  |  |  | NO | [17 empty] | 3 | Pass | null
384274663 | [6 empty] | Existing | RYB |  |  | CLOSED | CLOSED | MAIN |  | 11 kV | [9 empty] | PPU PLENTIFIELD 33/11kV | Unknown | Unknown | NO | NONE | DISTRIBUTION | TNB | KUALA SELANGOR | NO | Unknown |  |  |  | NO | [17 empty] | 3 | Pass | null
384274668 | [6 empty] | Existing | RYB |  |  | CLOSED | CLOSED | MAIN |  | 11 kV | [9 empty] | PPU PLENTIFIELD 33/11kV | Unknown | Unknown | NO | NONE | DISTRIBUTION | TNB | KUALA SELANGOR | NO | Unknown |  |  |  | NO | [17 empty] | 3 | Pass | null
384274677 | [6 empty] | Existing | RYB |  |  | CLOSED |  | MAIN |  | 33 kV | [9 empty] | PPU PLENTIFIELD 33/11kV | Unknown | Unknown | Unknown | Unknown | DISTRIBUTION | TNB | KUALA SELANGOR | Unknown |  |  |  |  | Unknown | [17 empty] | 3 | Pass | null
384274681 | [6 empty] | Existing | RYB |  |  | CLOSED | CLOSED | MAIN |  | 11 kV | [9 empty] | PPU PLENTIFIELD 33/11kV | Unknown | Unknown | NO | NONE | DISTRIBUTION | TNB | KUALA SELANGOR | NO | Unknown |  |  |  | NO | [17 empty] | 3 | Pass | null
384274687 | [6 empty] | Existing | RYB |  |  | CLOSED |  | MAIN |  | 33 kV | [9 empty] | PPU PLENTIFIELD 33/11kV | Unknown | Unknown | Unknown | Unknown | DISTRIBUTION | TNB | KUALA SELANGOR | Unknown |  |  |  |  | Unknown | [17 empty] | 3 | Pass | null
384274721 | [6 empty] | Existing | RYB |  |  | CLOSED | CLOSED | MAIN |  | 11 kV | [9 empty] | PPU PLENTIFIELD 33/11kV | Unknown | Unknown | NO | NONE | DISTRIBUTION | TNB | KUALA SELANGOR | NO | Unknown |  |  |  | NO | [17 empty] | 3 | Pass | null
384274749 | [6 empty] | Existing | RYB |  |  | CLOSED | CLOSED | MAIN |  | 11 kV | [9 empty] | PPU PLENTIFIELD 33/11kV | Unknown | Unknown | NO | NONE | DISTRIBUTION | TNB | KUALA SELANGOR | Unknown |  |  |  |  | NO | [17 empty] | 3 | Pass | null
384888529 | R08097 | [5 empty] | Existing | RYB |  |  | CLOSED | CLOSED | LINK |  | 11 kV | [9 empty] | D-KSL-C17-1624 | Unknown | Unknown | NO | NONE | DISTRIBUTION | TNB | KUALA SELANGOR | NO | Unknown |  |  |  | NO | [8 empty] | R08097 | NO | [7 empty] | 3 | Pass | null
384888534 | R08099 | [5 empty] | Existing | RYB |  |  | CLOSED | CLOSED | LINK |  | 11 kV | [9 empty] | D-KSL-C17-1624 | Unknown | Unknown | NO | NONE | DISTRIBUTION | TNB | KUALA SELANGOR | NO | Unknown |  |  |  | NO | [8 empty] | R08099 | NO | [7 empty] | 3 | Pass | null
384888685 | R08103 |  |  |  | BKSL/PCE/J00451/MB1 | 310576584 | Existing | RYB |  |  | CLOSED | CLOSED | LINK |  | 11 kV | [9 empty] | D-KSL-C17-1592 | Unknown | Unknown | NO | NONE | DISTRIBUTION | TNB | KUALA SELANGOR | NO | Unknown |  |  |  | NO | [8 empty] | R08103 | NO | [7 empty] | 3 | Pass | null
384888690 | R08105 |  |  |  | BKSL/PCE/J00451/MB1 | 310576584 | Existing | RYB |  |  | CLOSED | CLOSED | LINK |  | 11 kV | [9 empty] | D-KSL-C17-1592 | Unknown | Unknown | NO | NONE | DISTRIBUTION | TNB | KUALA SELANGOR | NO | Unknown |  |  |  | NO | [8 empty] | R08105 | NO | [7 empty] | 3 | Pass | null
384892855 | S05962 |  |  |  | BKSL/PCE/J00448/MB1 | 310555533 | Existing | RYB |  |  | CLOSED | CLOSED | LINK |  | 11 kV | [9 empty] | D-KSL-C17-1525 | Unknown | Unknown | NO | NONE | DISTRIBUTION | TNB | KUALA SELANGOR | NO | Unknown |  |  |  | NO | [8 empty] | S05962 | NO | [7 empty] | 3 | Pass | null
384892860 | S05964 |  |  |  | BKSL/PCE/J00448/MB1 | 310555533 | Existing | RYB |  |  | CLOSED | CLOSED | LINK |  | 11 kV | [9 empty] | D-KSL-C17-1525 | Unknown | Unknown | NO | NONE | DISTRIBUTION | TNB | KUALA SELANGOR | NO | Unknown |  |  |  | NO | [8 empty] | S05964 | NO | [7 empty] | 3 | Pass | null
384892998 | S05965 | [5 empty] | Existing | RYB |  | S05929 PE KILANG PADI PUKAL | CLOSED | CLOSED | LINK |  | 11 kV | [9 empty] | D-KSL-C17-1545 (tmn makmur) | Unknown | Unknown | NO | NONE | DISTRIBUTION | TNB | KUALA SELANGOR | NO | Unknown |  |  |  | NO | [8 empty] | S05965 | NO | [7 empty] | 3 | Pass | null
384893003 | S05967 | [5 empty] | Existing | RYB |  |  | CLOSED | CLOSED | LINK |  | 11 kV | [9 empty] | D-KSL-C17-1545 (tmn makmur) | Unknown | Unknown | NO | NONE | DISTRIBUTION | TNB | KUALA SELANGOR | NO | Unknown |  |  |  | NO | [8 empty] | S05967 | NO | [7 empty] | 3 | Pass | null
384893359 | S05958 |  |  |  | BKSL/PCE/J00442/MB1 | 310556333 | Existing | RYB |  |  | CLOSED | CLOSED | LINK |  | 11 kV | [6 empty] | TAMCO |  |  | D-KSL-C17-1380 | Unknown | Unknown | NO | NONE | DISTRIBUTION | TNB | KUALA SELANGOR | NO | Unknown |  |  |  | NO | [8 empty] | S05958 | NO | [7 empty] | 3 | Pass | null
384893363 | S05960 |  |  |  | BKSL/PCE/J00442/MB1 | 310556333 | Existing | RYB |  |  | CLOSED | CLOSED | LINK |  | 11 kV | [6 empty] | TAMCO |  |  | D-KSL-C17-1380 | Unknown | Unknown | NO | NONE | DISTRIBUTION | TNB | KUALA SELANGOR | NO | Unknown |  |  |  | NO | [8 empty] | S05960 | NO | [7 empty] | 3 | Pass | null
384893380 | S05961 |  |  |  | BKSL/PCE/J00442/MB1 | 310556333 | Existing | RYB |  |  | CLOSED | CLOSED | LINK |  | 11 kV | [6 empty] | TAMCO |  |  | D-KSL-C17-1380 | Unknown | Unknown | NO | NONE | DISTRIBUTION | TNB | KUALA SELANGOR | NO | Unknown |  |  |  | NO | [8 empty] | S05961 | NO | [7 empty] | 3 | Pass | null
384893498 | S05955 |  |  |  | BKSL/PCE/J00444/MB1 | 310555534 | Existing | RYB |  |  | CLOSED | CLOSED | LINK |  | 11 kV | [9 empty] | D-KSL-C17-1607 | Unknown | Unknown | NO | NONE | DISTRIBUTION | TNB | KUALA SELANGOR | NO | Unknown |  |  |  | NO | [8 empty] | S05955 | NO | [7 empty] | 3 | Pass | null
384893503 | S05957 |  |  |  | BKSL/PCE/J00444/MB1 | 310555534 | Existing | RYB |  |  | CLOSED | CLOSED | LINK |  | 11 kV | [9 empty] | D-KSL-C17-1607 | Unknown | Unknown | NO | NONE | DISTRIBUTION | TNB | KUALA SELANGOR | NO | Unknown |  |  |  | NO | [8 empty] | S05957 | NO | [7 empty] | 3 | Pass | null
384965691 | R08134 | [5 empty] | Existing | RYB |  |  | CLOSED | CLOSED | LINK |  | 11 kV | [9 empty] | LOT 11311 TIAJ 2/5 | Unknown | Unknown | NO | NONE | DISTRIBUTION | TNB | KUALA SELANGOR | NO | Unknown |  |  |  | NO | [8 empty] | R08134 | NO | [7 empty] | 3 | Pass | null
384965696 | R08136 | [5 empty] | Existing | RYB |  |  | CLOSED | CLOSED | LINK |  | 11 kV | [9 empty] | LOT 11311 TIAJ 2/5 | Unknown | Unknown | NO | NONE | DISTRIBUTION | TNB | KUALA SELANGOR | NO | Unknown |  |  |  | NO | [8 empty] | R08136 | NO | [7 empty] | 3 | Pass | null
385030198 | R08146 | [5 empty] | Existing | RYB |  |  | CLOSED | CLOSED | LINK |  | 11 kV | [9 empty] | D-KSL-C17-1621 | Unknown | Unknown | NO | NONE | DISTRIBUTION | TNB | KUALA SELANGOR | NO | Unknown |  |  |  | NO | [8 empty] | R08146 | NO | [7 empty] | 3 | Pass | null
385030203 | R08148 | [5 empty] | Existing | RYB |  |  | CLOSED | CLOSED | LINK |  | 11 kV | [9 empty] | D-KSL-C17-1621 | Unknown | Unknown | NO | NONE | DISTRIBUTION | TNB | KUALA SELANGOR | NO | Unknown |  |  |  | NO | [8 empty] | R08148 | NO | [7 empty] | 3 | Pass | null
385502526 | R08209 |  |  |  | BKSL/PCE/J00882/MB1 | 310616250 | Existing | RYB |  | R08202 JLN HILLPARK 11/4A | CLOSED | CLOSED | LINK |  | 11 kV | [9 empty] | D-KSL-C17-1638 | Unknown | Unknown | NO | NONE | DISTRIBUTION | TNB | KUALA SELANGOR | NO | Unknown |  |  |  | NO | [8 empty] | R08209 | NO | [7 empty] | 3 | Pass | null
385502543 | R08206 |  |  |  | BKSL/PCE/J00882/MB1 | 310616250 | Existing | RYB |  | PPU PAM1 F4 | CLOSED | CLOSED | LINK |  | 11 kV | [9 empty] | D-KSL-C17-1638 | Unknown | Unknown | NO | NONE | DISTRIBUTION | TNB | KUALA SELANGOR | NO | Unknown |  |  |  | NO | [8 empty] | R08206 | NO | [7 empty] | 3 | Pass | null
385502757 | R087205 |  |  |  | BKSL/PCE/J00881/MB1 | 310615114 | Existing | RYB |  | R08198 JLN HILLPARK 11/2 | CLOSED | CLOSED | LINK |  | 11 kV | [9 empty] | D-KSL-C17-1497 | Unknown | Unknown | NO | NONE | DISTRIBUTION | TNB | KUALA SELANGOR | NO | Unknown |  |  |  | NO | [8 empty] | R087205 | NO | [7 empty] | 3 | Pass | null
385502774 | R08202 |  |  |  | BKSL/PCE/J00881/MB1 | 310615114 | Existing | RYB |  | R08209 JLN HILLPAR 11/9 | CLOSED | CLOSED | LINK |  | 11 kV | [9 empty] | D-KSL-C17-1497 | Unknown | Unknown | NO | NONE | DISTRIBUTION | TNB | KUALA SELANGOR | NO | Unknown |  |  |  | NO | [8 empty] | R08202 | NO | [7 empty] | 3 | Pass | null
385503198 | R08214 |  |  |  | BKSL/PCE/J00449/MB1 | 310447943 | Existing | RYB |  | R04689 LOJI RAWATAN | CLOSED | CLOSED | LINK |  | 11 kV | [9 empty] | D-KSL-C17-1588 | Unknown | Unknown | NO | NONE | DISTRIBUTION | TNB | KUALA SELANGOR | NO | Unknown |  |  |  | NO | [8 empty] | R08214 | NO | [7 empty] | 3 | Pass | null
385503215 | R08216 |  |  |  | BKSL/PCE/J00449/MB1 | 310447943 | Existing | RYB |  | R07925 MAY POLYESTER | CLOSED | CLOSED | LINK |  | 11 kV | [9 empty] | D-KSL-C17-1588 | Unknown | Unknown | NO | NONE | DISTRIBUTION | TNB | KUALA SELANGOR | NO | Unknown |  |  |  | NO | [8 empty] | R08216 | NO | [7 empty] | 3 | Pass | null
387817169 | R08317 |  |  |  | BKSL/PCE/J00898/MB1 | 310844396 | Existing | RYB |  | R07556 SSU JASA RINGGIT | CLOSED | CLOSED | LINK |  | 11 kV | [9 empty] | D-KSL-C18-1555 | Unknown | Unknown | NO | NONE | DISTRIBUTION | TNB | KUALA SELANGOR | NO | Unknown |  |  |  | NO | [8 empty] | R08317 | NO | [7 empty] | 3 | Pass | null
387817174 | R08319 |  |  |  | BKSL/PCE/J00898/MB1 | 310844396 | Existing | RYB |  | R06008 SSU PPAJ NO.1 JLN PPAJ | CLOSED | CLOSED | LINK |  | 11 kV | [9 empty] | D-KSL-C18-1555 | Unknown | Unknown | NO | NONE | DISTRIBUTION | TNB | KUALA SELANGOR | NO | Unknown |  |  |  | NO | [8 empty] | R08319 | NO | [7 empty] | 3 | Pass | null
387817338 | R08328 | [5 empty] | Existing | RYB |  |  | CLOSED | CLOSED | LINK |  | 11 kV | [10 empty] | Unknown | Unknown | NO | NONE | DISTRIBUTION | TNB | KUALA SELANGOR | NO | Unknown |  |  |  | NO | [8 empty] | R08328 | NO | [7 empty] | 3 | Pass | null
387817355 | R08325 | [5 empty] | Existing | RYB |  | R08324 SSU IND JLN KP2 | CLOSED | CLOSED | LINK |  | 11 kV | [10 empty] | Unknown | Unknown | NO | NONE | DISTRIBUTION | TNB | KUALA SELANGOR | NO | Unknown |  |  |  | NO | [8 empty] | R08325 | NO | [7 empty] | 3 | Pass | null
388117488 | S05906 | [5 empty] | Existing | RYB |  |  | CLOSED | CLOSED | LINK |  | 11 kV | [9 empty] | SHAH ALAM 2 5A7 | Unknown | Unknown | NO | NONE | DISTRIBUTION | TNB | KUALA SELANGOR | NO | Unknown |  |  |  | NO | [8 empty] | S05906 | NO | [7 empty] | 3 | Pass | null
388117505 | S05904 | [5 empty] | Existing | RYB |  |  | CLOSED | CLOSED | LINK |  | 11 kV | [9 empty] | SHAH ALAM 2 5A7 | Unknown | Unknown | NO | NONE | DISTRIBUTION | TNB | KUALA SELANGOR | NO | Unknown |  |  |  | NO | [8 empty] | S05904 | NO | [7 empty] | 3 | Pass | null
388856054 | R08074 |  |  |  | BKSL/PCE/J00773/MBRMU | 310526850 | Existing | RYB |  |  | CLOSED | CLOSED | LINK |  | 11 kV |  | 28/06/2006 |  |  |  |  | INDKOM |  |  | MULTI GUNA NO.3 | Unknown | Unknown | NO | NONE | DISTRIBUTION | TNB | KUALA SELANGOR | Unknown |  |  |  |  | NO | [8 empty] | R08074 | NO | [7 empty] | 3 | Pass | null
388856216 | S05951 |  |  |  | BKSL/PCE/J00745/MBRMU | 300345916 | Existing | RYB |  | S05848 APARTMENT WARNASARI 2 | CLOSED | CLOSED | LINK |  | 11 kV |  | 27/11/2006 |  |  |  |  | INDKOM |  |  | APRTMENT MELOR NO.1 PUNCAK ALAM | Unknown | Unknown | NO | NONE | DISTRIBUTION | TNB | KUALA SELANGOR | Unknown |  |  |  |  | NO | [8 empty] | S05951 | NO | [7 empty] | 3 | Pass | null
390513539 | R08231 |  |  |  | BKSL/PCE/J00886/MB1 | 310673619 | Existing | RYB |  |  | CLOSED | CLOSED | LINK |  | 11 kV | [9 empty] | D-KSL-C18-1627 | Unknown | Unknown | NO | NONE | DISTRIBUTION | TNB | KUALA SELANGOR | NO | Unknown |  |  |  | NO | [8 empty] | R08231 | NO | [7 empty] | 3 | Pass | null
390513544 | R08229 |  |  |  | BKSL/PCE/J00886/MB1 | 310673619 | Existing | RYB |  |  | CLOSED | CLOSED | LINK |  | 11 kV | [9 empty] | D-KSL-C18-1627 | Unknown | Unknown | NO | NONE | DISTRIBUTION | TNB | KUALA SELANGOR | NO | Unknown |  |  |  | NO | [8 empty] | R08229 | NO | [7 empty] | 3 | Pass | null
390513666 | S05977 | [5 empty] | Existing | RYB |  |  | CLOSED | CLOSED | LINK |  | 11 kV | [9 empty] | D-KSL-C18-1653 | Unknown | Unknown | NO | NONE | DISTRIBUTION | TNB | KUALA SELANGOR | NO | Unknown |  |  |  | NO | [8 empty] | S05977 | NO | [7 empty] | 3 | Pass | null
390513671 | S05979 | [5 empty] | Existing | RYB |  |  | CLOSED | CLOSED | LINK |  | 11 kV | [9 empty] | D-KSL-C18-1653 | Unknown | Unknown | NO | NONE | DISTRIBUTION | TNB | KUALA SELANGOR | NO | Unknown |  |  |  | NO | [8 empty] | S05979 | NO | [7 empty] | 3 | Pass | null
390513808 | S05981 | [5 empty] | Existing | RYB |  |  | CLOSED | CLOSED | LINK |  | 11 kV | [9 empty] | D-KSL-C19-1643 | Unknown | Unknown | NO | NONE | DISTRIBUTION | TNB | KUALA SELANGOR | NO | Unknown |  |  |  | NO | [8 empty] | S05981 | NO | [7 empty] | 3 | Pass | null
390513813 | S05983 | [5 empty] | Existing | RYB |  |  | CLOSED | CLOSED | LINK |  | 11 kV | [9 empty] | D-KSL-C19-1643 | Unknown | Unknown | NO | NONE | DISTRIBUTION | TNB | KUALA SELANGOR | NO | Unknown |  |  |  | NO | [8 empty] | S05983 | NO | [7 empty] | 3 | Pass | null
393786118 | R08339 |  |  |  | BKSL/PCE/J00906/MB1 | 310896073 | Existing | RYB |  |  | CLOSED | CLOSED | LINK |  | 11 kV | [9 empty] | D-KSL-C18-1668 | Unknown | Unknown | NO | NONE | DISTRIBUTION | TNB | KUALA SELANGOR | NO | Unknown |  |  |  | NO | [8 empty] | R08339 | NO | [7 empty] | 3 | Pass | null
393786135 | R08341 |  |  |  | BKSL/PCE/J00906/MB1 | 310896073 | Existing | RYB |  |  | CLOSED | CLOSED | LINK |  | 11 kV | [9 empty] | D-KSL-C18-1668 | Unknown | Unknown | NO | NONE | DISTRIBUTION | TNB | KUALA SELANGOR | NO | Unknown |  |  |  | NO | [8 empty] | R08341 | NO | [7 empty] | 3 | Pass | null
393786346 | S06003 | [5 empty] | Existing | RYB |  |  | CLOSED | CLOSED | LINK |  | 11 kV | [9 empty] | D-KSL-C18-1658 | Unknown | Unknown | NO | NONE | DISTRIBUTION | TNB | KUALA SELANGOR | NO | Unknown |  |  |  | NO | [8 empty] | S06003 | NO | [7 empty] | 3 | Pass | null
393786351 | S06001 | [5 empty] | Existing | RYB |  |  | CLOSED | CLOSED | LINK |  | 11 kV | [9 empty] | D-KSL-C18-1658 | Unknown | Unknown | NO | NONE | DISTRIBUTION | TNB | KUALA SELANGOR | NO | Unknown |  |  |  | NO | [8 empty] | S06001 | NO | [7 empty] | 3 | Pass | null
393786452 | R08344 | [5 empty] | Existing | RYB |  |  | CLOSED | CLOSED | LINK |  | 11 kV | [9 empty] | D-KSL-C18-1646 | Unknown | Unknown | NO | NONE | DISTRIBUTION | TNB | KUALA SELANGOR | NO | Unknown |  |  |  | NO | [8 empty] | R08344 | NO | [7 empty] | 3 | Pass | null
393786457 | R08342 | [5 empty] | Existing | RYB |  |  | CLOSED | CLOSED | LINK |  | 11 kV | [9 empty] | D-KSL-C18-1646 | Unknown | Unknown | NO | NONE | DISTRIBUTION | TNB | KUALA SELANGOR | NO | Unknown |  |  |  | NO | [8 empty] | R08342 | NO | [7 empty] | 3 | Pass | null