## MV UG Conductor
Id | Owner Type | Owner Name | Operational Area | Status | Phasing | Nominal Voltage | Assumed? | Data Quality Class | ERMS Functional Location | ERMS Equipment No | Label | From | To | Actual Length | Calculated Length | ERMS System Status | ERMS User Status | Remarks | MV UG Cables | MV UG Annotations
3856068 | TNB | DISTRIBUTION | KUALA SELANGOR | Existing | RYB | 11 kV |  |  |  |  | 240_3C_AL_XLPE | KLG PAPAN SEKINCAN: R01817 | KC PILE: R06107 |  | 262.787 m |  |  |  | 3 | 0
6556970 | TNB | DISTRIBUTION | KUALA SELANGOR | Existing | RYB | 11 kV |  |  |  |  | 240_3C_AL_XLPE | KOMPLEKS PERTANIAN: S01620 | TMN DESERAN MELAWATI NO 3: S05492 |  | 377.062 m |  |  |  | 3 | 0
6556981 | TNB | DISTRIBUTION | KUALA SELANGOR | Existing | RYB | 11 kV |  |  |  |  | 240_3C_AL_XLPE | TMN DESERAN MELAWATI NO 3: S05494 | TMN BAYU PUTRA: S05461 |  | 741.223 m |  |  |  | 3 | 0
9318004 | TNB | DISTRIBUTION | KUALA SELANGOR | Existing | RYB | 11 kV |  |  |  |  | 240_3C_AL_XLPE | TMN WARISAN: S05533 | BDR BARU NO 3: S00111 |  | 374.118 m |  |  |  | 3 | 1
22238630 | TNB | DISTRIBUTION | KUALA SELANGOR | Existing | RYB | 11 kV |  |  |  |  | 240_3C_AL_XLPE | KOMPLEKS MAHKAMAH: S01262 | SK BDR BARU: S00110 |  | 43.196 m |  |  |  | 3 | 1
22238631 | TNB | DISTRIBUTION | KUALA SELANGOR | Existing | RYB | 11 kV |  |  |  |  | 240_3C_AL_XLPE | BDR BARU NO 1: S00107 | KOMPLEKS MAHKAMAH: S01261 |  | 40.791 m |  |  |  | 3 | 1
22242940 | TNB | DISTRIBUTION | KUALA SELANGOR | Existing | RYB | 11 kV | YES | Class D |  |  | 240_3C_AL_XLPE | PMU KSGR: 4 | D-KSL-C19-1643: S05981 |  | 325.900 m |  |  | FDR4 | 3 | 0
22247231 | TNB | DISTRIBUTION | KUALA SELANGOR | Existing | RYB | 11 kV |  |  |  |  | 240_3C_AL_XLPE | GOOD NITE: S05422 | KOSSAN 2: S01424 |  | 23.867 m |  |  |  | 3 | 1
22247234 | TNB | DISTRIBUTION | KUALA SELANGOR | Existing | RYB | 11 kV |  |  |  |  | 240_3C_AL_XLPE | BALAI POLIS JERAM: S00179 | MASJID PEKAN JERAM: S05619 |  | 33.361 m |  |  |  | 3 | 0
22247237 | TNB | DISTRIBUTION | KUALA SELANGOR | Existing | RYB | 11 kV |  |  |  |  | 240_3C_AL_XLPE | WISMA PELADANG SG BULOH: S01362 | PEKAN SG BULOH: S00153 |  | 11.005 m |  |  |  | 3 | 0
22247238 | TNB | DISTRIBUTION | KUALA SELANGOR | Existing | RYB | 11 kV |  |  |  |  | 240_3C_AL_XLPE | WISMA PELADANG SG BULOH: S01362 | PEKAN SG BULOH: S00153 |  | 64.709 m |  |  |  | 3 | 0
22251603 | TNB | DISTRIBUTION | KUALA SELANGOR | Existing | RYB | 11 kV |  |  |  |  | 240_3C_AL_XLPE | LAY HONG NO 5(SPG 3 JERAM): S01627 | LAY HONG NO.6: S05488 |  | 20.597 m |  |  |  | 3 | 1
22251604 | TNB | DISTRIBUTION | KUALA SELANGOR | Existing | RYB | 11 kV |  |  |  |  | 240_3C_AL_XLPE | LAY HONG NO.6: S05486 | JERAM NO 1: S00184 |  | 21.737 m |  |  |  | 3 | 1
22251605 | TNB | DISTRIBUTION | KUALA SELANGOR | Existing | RYB | 11 kV |  |  |  |  | 240_3C_AL_XLPE | QUARTERS LDG BUKIT CERAKAH: S05416 |  |  | 32.941 m |  |  |  | 3 | 1
22251606 | TNB | DISTRIBUTION | KUALA SELANGOR | Existing | RYB | 11 kV |  |  |  |  | 240_3C_AL_XLPE |  | QUARTERS LDG BUKIT CERAKAH: S05418 |  | 34.136 m |  |  |  | 3 | 1
22251608 | TNB | DISTRIBUTION | KUALA SELANGOR | Existing | RYB | 11 kV |  |  |  |  | 240_3C_AL_XLPE | JERAM NO 2: S00186 |  |  | 17.787 m |  |  |  | 3 | 1
22251610 | TNB | DISTRIBUTION | KUALA SELANGOR | Existing | RYB | 11 kV |  |  |  |  | 240_3C_AL_XLPE | PUSAT PELUPUSAN SAMPAH JERAM: S05735 | PKNS TMN PEKERTI JERAM: S05405 |  | 48.308 m |  |  |  | 3 | 1
22251611 | TNB | DISTRIBUTION | KUALA SELANGOR | Existing | RYB | 11 kV |  |  |  |  | 240_3C_AL_XLPE |  | BKT HIJAU NO 2: S05485 |  | 19.676 m |  |  |  | 3 | 1
22251612 | TNB | DISTRIBUTION | KUALA SELANGOR | Existing | RYB | 11 kV |  |  |  |  | 240_3C_AL_XLPE | SHAH ALAM 2 NO.5B 7: S05584 |  |  | 40.810 m |  |  |  | 3 | 0
22264478 | TNB | DISTRIBUTION | KUALA SELANGOR | Existing | RYB | 11 kV |  |  |  |  | 240_3C_AL_XLPE | TELEKOM SEKINCHAN: S00584 | SURIA PRESS: S05580 |  | 32.899 m |  |  |  | 3 | 0
22264486 | TNB | DISTRIBUTION | KUALA SELANGOR | Existing | RYB | 11 kV |  |  |  |  | 240_3C_AL_XLPE | BGN SEKINCHAN: S01597 | BERNAS (LPN): S05747 |  | 2199.096 m |  |  |  | 3 | 0
22264503 | TNB | DISTRIBUTION | KUALA SELANGOR | Existing | RYB | 11 kV |  |  |  |  | 240_3C_AL_XLPE | TELEKOM SEKINCHAN: S00584 | SURIA PRESS: S05580 |  | 10.187 m |  |  |  | 3 | 0
22268776 | TNB | DISTRIBUTION | KUALA SELANGOR | Existing | RYB | 11 kV |  |  |  |  | 240_3C_AL_XLPE | SG SIREH BAN 2: S05827 | SG SIREH BAN 3: S05833 |  | 24.880 m |  |  |  | 3 | 1
22268790 | TNB | DISTRIBUTION | KUALA SELANGOR | Existing | RYB | 11 kV |  |  |  |  | 240_1C_AL_XLPE | PT 1: S00569 | PT 2: S00566 |  | 60.369 m |  |  |  | 3 | 1
22268791 | TNB | DISTRIBUTION | KUALA SELANGOR | Existing | RYB | 11 kV |  |  |  |  | 240_3C_AL_XLPE | PT 2: S00568 | KLG BIJI BENIH T/AIR 2: S00563 |  | 58.534 m |  |  |  | 3 | 1
22268792 | TNB | DISTRIBUTION | KUALA SELANGOR | Existing | RYB | 11 kV |  |  |  |  | 240_3C_AL_XLPE | PT 2: S00568 | KLG BIJI BENIH T/AIR 2: S00563 |  | 150.434 m |  |  |  | 3 | 1
22268793 | TNB | DISTRIBUTION | KUALA SELANGOR | Existing | RYB | 11 kV |  |  |  |  | 240_3C_AL_XLPE | KLG BIJI BENIH T/AIR 2: S00565 | PT 3: S00562 |  | 183.578 m |  |  |  | 3 | 1
22268794 | TNB | DISTRIBUTION | KUALA SELANGOR | Existing | RYB | 11 kV |  |  |  |  | 240_3C_AL_XLPE | KLG BIJI BENIH T/AIR 2: S00565 | PT 3: S00562 |  | 72.977 m |  |  |  | 3 | 1
22268795 | TNB | DISTRIBUTION | KUALA SELANGOR | Existing | RYB | 11 kV |  |  |  |  | 240_3C_AL_XLPE | PT 3: S00560 | PT 4: S00559 |  | 71.876 m |  |  |  | 3 | 1
22273150 | TNB | DISTRIBUTION | KUALA SELANGOR | Existing | RYB | 11 kV |  |  |  |  | 150_3C_AL_XLPE | SAWAH SEMP NO 6: S02588 | INNOBRIDE NO 5: S00431 [OFF] |  | 29.134 m |  |  | UG | 3 | 1
22273160 | TNB | DISTRIBUTION | KUALA SELANGOR | Existing | RYB | 11 kV |  |  |  |  | 150_3C_AL_XLPE | GAWAR-GAWAR (JENTAYU TUAH): S01510 | SG GULANG-GULANG: S00408 |  | 40.954 m |  |  |  | 3 | 1
22273161 | TNB | DISTRIBUTION | KUALA SELANGOR | Existing | RYB | 11 kV |  |  |  |  | 150_3C_AL_XLPE | SG GULANG-GULANG: S00406 | DETIK ATURAN: S05591 |  | 26.222 m |  |  |  | 3 | 1
22273167 | TNB | DISTRIBUTION | KUALA SELANGOR | Existing | RYB | 11 kV |  |  |  |  | 240_3C_AL_XLPE |  |  |  | 8.254 m |  |  |  | 3 | 1
22273168 | TNB | DISTRIBUTION | KUALA SELANGOR | Existing | RYB | 11 kV |  |  |  |  | 240_3C_AL_XLPE |  |  |  | 24.469 m |  |  |  | 3 | 1
22273169 | TNB | DISTRIBUTION | KUALA SELANGOR | Existing | RYB | 11 kV |  |  |  |  | 150_3C_AL_XLPE | SAWAH SEMP NO 5: S00401 | SAWAH SEMP NO 6: S00404 |  | 42.013 m |  |  |  | 3 | 1
22273170 | TNB | DISTRIBUTION | KUALA SELANGOR | Existing | RYB | 11 kV |  |  |  |  | 150_3C_AL_XLPE | SAWAH SEMP NO 6: S02588 | INNOBRIDE NO 5: S00431 [OFF] |  | 29.614 m |  |  |  | 3 | 1
22277340 | TNB | DISTRIBUTION | KUALA SELANGOR | Existing | RYB | 33 kV |  |  |  |  | 240_3C_AL_XLPE |  |  |  | 146.955 m |  |  |  | 3 | 2
22277342 | TNB | DISTRIBUTION | KUALA SELANGOR | Existing | RYB | 11 kV |  |  |  |  | 240_3C_AL_XLPE | K/UDANG API-API NO 9: S01302 | PADAT RUMAH KEDAI SASARAN: S05784 |  | 101.902 m |  |  |  | 3 | 2
22277343 | TNB | DISTRIBUTION | KUALA SELANGOR | Existing | RYB | 11 kV |  |  |  |  | 240_3C_AL_XLPE | K/UDANG API-API NO 8: S01299 | K/UDANG API-API NO 9: S01300 |  | 125.149 m |  |  |  | 3 | 2
22277344 | TNB | DISTRIBUTION | KUALA SELANGOR | Existing | RYB | 11 kV |  |  |  |  | 240_3C_AL_XLPE | K/UDANG API-API NO 8: S01299 | K/UDANG API-API NO 9: S01300 |  | 87.944 m |  |  |  | 3 | 2
22277345 | TNB | DISTRIBUTION | KUALA SELANGOR | Existing | RYB | 11 kV |  |  |  |  | 240_3C_AL_XLPE | K/UDANG API-API NO 7: S01296 | K/UDANG API-API NO 8: S01297 |  | 119.286 m |  |  |  | 3 | 2
22277346 | TNB | DISTRIBUTION | KUALA SELANGOR | Existing | RYB | 11 kV |  |  |  |  | 240_3C_AL_XLPE | K/UDANG API-API NO 7: S01296 | K/UDANG API-API NO 8: S01297 |  | 138.421 m |  |  |  | 3 | 2
22277347 | TNB | DISTRIBUTION | KUALA SELANGOR | Existing | RYB | 11 kV |  |  |  |  | 240_3C_AL_XLPE | K/UDANG API-API NO 6: S01293 | K/UDANG API-API NO 7: S01294 |  | 175.552 m |  |  |  | 3 | 2
22277348 | TNB | DISTRIBUTION | KUALA SELANGOR | Existing | RYB | 11 kV |  |  |  |  | 240_3C_AL_XLPE | K/UDANG API-API NO 6: S01293 | K/UDANG API-API NO 7: S01294 |  | 58.683 m |  |  |  | 3 | 2
22277349 | TNB | DISTRIBUTION | KUALA SELANGOR | Existing | RYB | 11 kV |  |  |  |  | 240_3C_AL_XLPE | K/UDANG API-API NO 5: S01290 | K/UDANG API-API NO 6: S01291 |  | 71.906 m |  |  |  | 3 | 2
22277350 | TNB | DISTRIBUTION | KUALA SELANGOR | Existing | RYB | 11 kV |  |  |  |  | 240_3C_AL_XLPE | K/UDANG API-API NO 5: S01290 | K/UDANG API-API NO 6: S01291 |  | 131.243 m |  |  |  | 3 | 2
22277351 | TNB | DISTRIBUTION | KUALA SELANGOR | Existing | RYB | 11 kV |  |  |  |  | 240_3C_AL_XLPE | K/UDANG API-API NO 2: S01324 | K/UDANG API-API NO 5: S01288 |  | 162.513 m |  |  |  | 3 | 2
22277352 | TNB | DISTRIBUTION | KUALA SELANGOR | Existing | RYB | 11 kV |  |  |  |  | 240_3C_AL_XLPE | K/UDANG API-API NO 4: S01287 | K/UDANG API-API NO 2: S01323 |  | 298.991 m |  |  |  | 3 | 2
22277354 | TNB | DISTRIBUTION | KUALA SELANGOR | Existing | RYB | 11 kV |  |  |  |  | 240_3C_AL_XLPE | TMN SOLOMON: S01357 | TMN PARI: S05616 |  | 393.307 m |  |  |  | 3 | 2
22277355 | TNB | DISTRIBUTION | KUALA SELANGOR | Existing | RYB | 11 kV |  |  |  |  | 240_3C_AL_XLPE | KEMAYAN: S00149 | TMN SOLOMON: S01356 |  | 398.884 m |  |  |  | 3 | 2
22277356 | TNB | DISTRIBUTION | KUALA SELANGOR | Existing | RYB | 11 kV |  |  |  |  | 240_3C_AL_XLPE | TMN YU: S05478 | TMN SIAKAP: S05439 |  | 217.100 m |  |  |  | 3 | 2
22277357 | TNB | DISTRIBUTION | KUALA SELANGOR | Existing | RYB | 11 kV |  |  |  |  | 240_3C_AL_XLPE | TMN SIAKAP: S05441 | TMN SG BULOH: S00146 |  | 396.473 m |  |  |  | 3 | 2
22281592 | TNB | DISTRIBUTION | KUALA SELANGOR | Existing | RYB | 11 kV |  |  |  |  | 240_3C_AL_XLPE |  |  |  | 23.958 m |  |  |  | 3 | 0
22281593 | TNB | DISTRIBUTION | KUALA SELANGOR | Existing | RYB | 11 kV |  |  |  |  | 240_3C_AL_XLPE |  |  |  | 23.404 m |  |  |  | 3 | 0
22281594 | TNB | DISTRIBUTION | KUALA SELANGOR | Existing | RYB | 11 kV |  |  |  |  | 240_3C_AL_XLPE |  |  |  | 23.347 m |  |  |  | 3 | 0
22281595 | TNB | DISTRIBUTION | KUALA SELANGOR | Existing | RYB | 11 kV |  |  |  |  | 240_3C_AL_XLPE |  |  |  | 24.304 m |  |  |  | 3 | 0
22307433 | TNB | DISTRIBUTION | KUALA SELANGOR | Existing | RYB | 11 kV |  |  |  |  | 150_3C_AL_XLPE |  |  |  | 5.332 m |  |  |  | 3 | 0
22307437 | TNB | DISTRIBUTION | KUALA SELANGOR | Existing | RYB | 11 kV |  |  |  |  | 150_3C_AL_XLPE |  |  |  | 3.881 m |  |  |  | 3 | 0
22307438 | TNB | DISTRIBUTION | KUALA SELANGOR | Existing | RYB | 11 kV |  |  |  |  | 150_3C_AL_XLPE |  |  |  | 8.333 m |  |  |  | 3 | 0
22307440 | TNB | DISTRIBUTION | KUALA SELANGOR | Existing | RYB | 11 kV |  |  |  |  | 150_3C_AL_XLPE |  |  |  | 60.893 m |  |  |  | 3 | 0
22307443 | TNB | DISTRIBUTION | KUALA SELANGOR | Existing | RYB | 11 kV |  |  |  |  | 150_3C_AL_XLPE |  |  |  | 7.050 m |  |  |  | 3 | 0
22307444 | TNB | DISTRIBUTION | KUALA SELANGOR | Existing | RYB | 11 kV |  |  |  |  | 150_3C_AL_XLPE |  |  |  | 3.036 m |  |  |  | 3 | 0
22307445 | TNB | DISTRIBUTION | KUALA SELANGOR | Existing | RYB | 11 kV |  |  |  |  | 150_3C_AL_XLPE |  |  |  | 3.762 m |  |  |  | 3 | 0
22307446 | TNB | DISTRIBUTION | KUALA SELANGOR | Existing | RYB | 11 kV |  |  |  |  | 150_3C_AL_XLPE |  |  |  | 5.856 m |  |  |  | 3 | 0
22307447 | TNB | DISTRIBUTION | KUALA SELANGOR | Existing | RYB | 11 kV |  |  |  |  | 150_3C_AL_XLPE |  |  |  | 25.139 m |  |  |  | 3 | 0
22307448 | TNB | DISTRIBUTION | KUALA SELANGOR | Existing | RYB | 11 kV |  |  |  |  | 150_3C_AL_XLPE | PPU CLFD: | YEAP JING HONG: R06495 |  | 50.397 m |  |  |  | 3 | 0
22307454 | TNB | DISTRIBUTION | KUALA SELANGOR | Existing | RYB | 11 kV |  |  |  |  | 150_3C_AL_XLPE |  |  |  | 10.462 m |  |  |  | 3 | 0
22311661 | TNB | DISTRIBUTION | KUALA SELANGOR | Existing | RYB | 11 kV |  |  |  |  | 240_3C_AL_XLPE | LDG RAJAGIRI: S00087 | PLAZA TOL LATAR (IJOK): S05546 |  | 12.443 m |  |  |  | 3 | 1
22311662 | TNB | DISTRIBUTION | KUALA SELANGOR | Existing | RYB | 11 kV |  |  |  |  | 240_3C_AL_XLPE | D-KSL-C18-1658: S06001 | PT MAHANG NO 2: S01452 |  | 63.862 m |  |  |  | 3 | 0
22311663 | TNB | DISTRIBUTION | KUALA SELANGOR | Existing | RYB | 11 kV | YES | Class D |  |  | 240_3C_AL_XLPE | D-KSL-C18-1658: S06001 | PT MAHANG NO 2: S01452 |  | 301.333 m |  |  |  | 3 | 0
22316448 | TNB | DISTRIBUTION | KUALA SELANGOR | Existing | RYB | 11 kV |  |  |  |  | 240_3C_AL_XLPE | TAKE SIX: R05043 | RHONG KHEN INDUSTRI: R01840 |  | 192.665 m |  |  |  | 3 | 1
22316456 | TNB | DISTRIBUTION | KUALA SELANGOR | Existing | RYB | 11 kV |  |  |  |  | 240_3C_AL_XLPE | TAMAN DAMAI IJOK: R06947 | LEE LEE KONG: R05180 |  | 29.903 m |  |  |  | 3 | 0
22316457 | TNB | DISTRIBUTION | KUALA SELANGOR | Existing | RYB | 11 kV |  |  |  |  | 240_3C_AL_XLPE | LEE LEE KONG: R05182 | TMN IJOK UTAMA: R05361 |  | 27.755 m |  |  |  | 3 | 0
22316462 | TNB | DISTRIBUTION | KUALA SELANGOR | Existing | RYB | 11 kV |  |  |  |  | 240_3C_AL_XLPE | BINAAN TEPAT IJOK 9 BUAH KILANG: | KG BARU IJOK: R00589 [OFF] |  | 26.359 m |  |  |  | 3 | 0
22316465 | TNB | DISTRIBUTION | KUALA SELANGOR | Existing | RYB | 11 kV |  |  |  |  | 240_3C_AL_XLPE | TMN KOPERASI BENA IJOK: R04254 | PADAT BT. 8 IJOK: R03623 |  | 10.545 m |  |  |  | 3 | 0
22316467 | TNB | DISTRIBUTION | KUALA SELANGOR | Existing | RYB | 11 kV |  |  |  |  | 240_3C_AL_XLPE | TMN SRI IJOK: R05986 | TMN KOPERASI BENA IJOK: R04252 |  | 159.651 m |  |  |  | 3 | 0
22316471 | TNB | DISTRIBUTION | KUALA SELANGOR | Existing | RYB | 11 kV |  |  |  |  | 240_3C_AL_XLPE | BINAAN TEPAT IJOK 9 BUAH KILANG: | KG BARU IJOK: R00589 [OFF] |  | 22.099 m |  |  |  | 3 | 0
22337394 | TNB | DISTRIBUTION | KUALA SELANGOR | Existing | RYB | 11 kV |  |  |  |  | 150_3C_AL_XLPE |  |  |  | 193.118 m |  |  |  | 3 | 2
22345979 | TNB | DISTRIBUTION | KUALA SELANGOR | Existing | RYB | 11 kV |  |  |  |  | 150_3C_AL_XLPE |  |  |  | 5.380 m |  |  |  | 3 | 1
22345980 | TNB | DISTRIBUTION | KUALA SELANGOR | Existing | RYB | 11 kV |  |  |  |  | 150_3C_AL_XLPE |  |  |  | 3.095 m |  |  |  | 3 | 1
22345981 | TNB | DISTRIBUTION | KUALA SELANGOR | Existing | RYB | 11 kV |  |  |  |  | 150_3C_AL_XLPE | POULTRY FARM NO 1: S00437 | KILANG IKAN KELI SG YU: S05597 |  | 27.755 m |  |  |  | 3 | 0
22350687 | TNB | DISTRIBUTION | KUALA SELANGOR | Existing | RYB | 11 kV |  |  |  |  | 240_3C_AL_XLPE | YUSRI: S00460 | LPN BATU 2: S00464 |  | 19.721 m |  |  |  | 3 | 1
22350704 | TNB | DISTRIBUTION | KUALA SELANGOR | Existing | RYB | 11 kV | YES | Class D |  |  | 150_3C_AL_XLPE | PKNS BKT BELIMBING (R/MURAH): S00495 | TOK 4 MAJID: S00491 |  | 23.898 m |  |  |  | 3 | 1
22380332 | TNB | DISTRIBUTION | KUALA SELANGOR | Existing | RYB | 11 kV |  |  |  |  | 240_3C_AL_XLPE | ZON C FASA 2A PUNCAK ALAM: S01055 | SHAH ALAM 2 NO.4 PUNCAK ALAM: S01087 |  | 1670.622 m |  |  |  | 3 | 6
22380364 | TNB | DISTRIBUTION | KUALA SELANGOR | Existing | RYB | 11 kV |  |  |  |  | 240_3C_AL_XLPE | BKT HIJAU NO 1: S01448 | SW/STN BKT HIJAU: S00309 |  | 2107.997 m |  |  |  | 3 | 6
22380369 | TNB | DISTRIBUTION | KUALA SELANGOR | Existing | RYB | 11 kV |  |  |  |  | 240_3C_AL_XLPE | TMN SRI PERTAMA: S00286 | BKT KUCING TAMBAHAN: S00292 |  | 3552.394 m |  |  |  | 3 | 4
22393218 | TNB | DISTRIBUTION | KUALA SELANGOR | Existing | RYB | 11 kV |  |  |  |  | 240_3C_AL_XLPE | PMU BARG 132/11 KV: | SSU KOTA PUTERI (CB9): R05882 |  | 3308.210 m |  |  |  | 3 | 4
22393250 | TNB | DISTRIBUTION | KUALA SELANGOR | Existing | RYB | 11 kV | YES | Class D |  |  | 240_3C_AL_XLPE | SUBANG VENTURE: | KLG KAYU PAPAN & LOGAM BERJAYA: R05226 |  | 437.819 m |  |  |  | 3 | 3
22393282 | TNB | DISTRIBUTION | KUALA SELANGOR | Existing | RYB | 11 kV | YES | Class D |  |  | 240_3C_AL_XLPE | SUBANG VENTURE: | KYODO STEEL: R05363 |  | 145.727 m |  |  |  | 3 | 2
22393370 | TNB | DISTRIBUTION | KUALA SELANGOR | Existing | RYB | 11 kV |  |  |  |  | 240_3C_AL_XLPE | INTERSIT INDUSTRIES IJOK: R05916 | WILLY STEEL: R05256 |  | 285.698 m |  |  |  | 3 | 1
22393378 | TNB | DISTRIBUTION | KUALA SELANGOR | Existing | RYB | 11 kV |  |  |  |  | 240_3C_AL_XLPE | WILLY STEEL: R05257 | SSU UNITED PAPER BOARD: R05066 |  | 511.550 m |  |  |  | 3 | 2
22393422 | TNB | DISTRIBUTION | KUALA SELANGOR | Existing | RYB | 11 kV |  |  |  |  | 240_3C_AL_XLPE | LBH BROTHERS: R05128 | BE PILE: R01774 |  | 687.981 m |  |  |  | 3 | 2
22393552 | TNB | DISTRIBUTION | KUALA SELANGOR | Existing | RYB | 11 kV | YES | Class D |  |  | 240_3C_AL_XLPE | GREAT MARKETING: R06703 | INDUSTRI ALAM JAYA NO.8: R05274 |  | 721.536 m |  |  |  | 3 | 2
22393589 | TNB | DISTRIBUTION | KUALA SELANGOR | Existing | RYB | 11 kV |  |  |  |  | 240_3C_AL_XLPE | GEMHARTA: R05428 | VPN MARKETING (M): R05405 |  | 161.349 m |  |  |  | 3 | 2
22393652 | TNB | DISTRIBUTION | KUALA SELANGOR | Existing | RYB | 11 kV |  |  |  |  | 240_3C_AL_XLPE | KHUEN HING METAL SDN BHD: R05278 | HF MAROSHUMI ALAM JAYA: R05783 |  | 107.806 m |  |  |  | 3 | 2
22393721 | TNB | DISTRIBUTION | KUALA SELANGOR | Existing | RYB | 11 kV |  |  |  |  | 240_3C_AL_XLPE | PROGRESSIVE FOAM: R05409 | AGRO TECH ALAM JAYA: R05720 |  | 168.008 m |  |  |  | 3 | 2
22393753 | TNB | DISTRIBUTION | KUALA SELANGOR | Existing | RYB | 11 kV |  |  |  |  | 240_3C_AL_XLPE | FUJI BAKERY P.ALAM: R05674 | PROGRESSIVE FOAM: R05407 |  | 229.570 m |  |  |  | 3 | 2
22393780 | TNB | DISTRIBUTION | KUALA SELANGOR | Existing | RYB | 11 kV |  |  |  |  | 240_3C_AL_XLPE | LITEX METAL SDN BHD: R05863 | FUJI BAKERY P.ALAM: R05676 |  | 90.098 m |  |  |  | 3 | 1
22393804 | TNB | DISTRIBUTION | KUALA SELANGOR | Existing | RYB | 11 kV | YES | Class D |  |  | 240_3C_AL_XLPE | KYODO STEEL: R05361 | KLG LOT 58 ALAM JAYA: R04591 |  | 68.266 m |  |  |  | 3 | 2
22397552 | TNB | DISTRIBUTION | KUALA SELANGOR | Existing | RYB | 11 kV |  |  |  |  | 240_3C_AL_XLPE | INNOBRIDE BGN TENGKORAK(B): S01698 | PT 1: S01593 [OFF] |  | 1996.782 m |  |  |  | 3 | 3
22397568 | TNB | DISTRIBUTION | KUALA SELANGOR | Existing | RYB | 11 kV |  |  |  |  | 240_3C_AL_XLPE | SW/STN SRI FUMA: S00361 | K/UDANG SRI FUMA: S00363 |  | 1179.355 m |  |  |  | 3 | 6
22406120 | TNB | DISTRIBUTION | KUALA SELANGOR | Existing | RYB | 11 kV |  |  |  |  | 150_3C_AL_XLPE | KONG LEE ENG FARM: S01652 | RJ MUSA NO 1 (TMN MANICKAVASAGAM): S01641 [OFF] |  | 34.869 m |  |  |  | 3 | 0
22406123 | TNB | DISTRIBUTION | KUALA SELANGOR | Existing | RYB | 11 kV |  |  |  |  | 150_3C_AL_XLPE | SW/STN RJ MUSA: S00504 | QTRS LADANG BKT TALANG NO 2: S01565 |  | 11.519 m |  |  |  | 3 | 0
22406124 | TNB | DISTRIBUTION | KUALA SELANGOR | Existing | RYB | 11 kV |  |  |  |  | 150_3C_AL_XLPE | SW/STN RJ MUSA: S00504 | QTRS LADANG BKT TALANG NO 2: S01565 |  | 36.974 m |  |  |  | 3 | 0
22406125 | TNB | DISTRIBUTION | KUALA SELANGOR | Existing | RYB | 11 kV |  |  |  |  | 150_3C_AL_XLPE | LDG GUTHREY BKT TALANG: S05404 | RJ MUSA NO 2(ESTATE): S00511 |  | 12.511 m |  |  |  | 3 | 0
22406126 | TNB | DISTRIBUTION | KUALA SELANGOR | Existing | RYB | 11 kV |  |  |  |  | 150_3C_AL_XLPE | PKNS RAJA MUSA (TMN RAJA MUSA): S01538 | LDG GUTHREY BKT TALANG: S05402 |  | 10.703 m |  |  |  | 3 | 0
22406129 | TNB | DISTRIBUTION | KUALA SELANGOR | Existing | RYB | 33 kV | YES |  |  |  | 630_1C_AL_XLPE | PPU BCBT: | PMU BBDG: 10L5 [OFF] |  | 71.416 m |  |  |  | 3 | 0
22406133 | TNB | DISTRIBUTION | KUALA SELANGOR | Existing | RYB | 33 kV | YES |  |  |  | 630_1C_AL_XLPE | PPU BCBT: | PMU BBDG: 10L5 [OFF] |  | 85.684 m |  |  |  | 3 | 0
22406138 | TNB | DISTRIBUTION | KUALA SELANGOR | Existing | RYB | 33 kV | YES |  |  |  | 630_1C_AL_XLPE | PPU BCBT: | PMU BBDG: 10L5 [OFF] |  | 149.824 m |  |  |  | 3 | 0
22406139 | TNB | DISTRIBUTION | KUALA SELANGOR | Existing | RYB | 33 kV |  |  |  |  | 240_3C_AL_XLPE | PMU BTAI: 3L5 |  |  | 29.913 m |  |  |  | 3 | 2
22410390 | TNB | DISTRIBUTION | KUALA SELANGOR | Existing | RYB | 11 kV |  |  |  |  | 240_3C_AL_XLPE | JLN ANGGERIK TIRAM BUROK: S05760 | PADAT KEM CINA TIRAM BUROK: S01535 |  | 690.330 m |  |  |  | 3 | 1
22410431 | TNB | DISTRIBUTION | KUALA SELANGOR | Existing | RYB | 11 kV |  |  |  |  | 240_3C_AL_XLPE | PASARAYA BILLION: S00340 | PEKAN TG KARANG (RIVER SIDE): S00341 [OFF] |  | 405.784 m |  |  |  | 3 | 3
22410439 | TNB | DISTRIBUTION | KUALA SELANGOR | Existing | RYB | 11 kV |  |  |  |  | 240_3C_AL_XLPE | S.AGAMA TG KARANG: | TMN MAYANG(C/S): S05413 |  | 851.915 m |  |  |  | 3 | 4
22440444 | TNB | DISTRIBUTION | KUALA SELANGOR | Existing | RYB | 11 kV |  |  |  |  | 240_3C_AL_XLPE | PEKAN SG BULOH: S00152 | KEMAYAN: S00151 |  | 602.873 m |  |  |  | 3 | 4
22440452 | TNB | DISTRIBUTION | KUALA SELANGOR | Existing | RYB | 11 kV |  |  |  |  | 240_3C_AL_XLPE | JLN JATI SG BULOH: S01374 | SPG RJ ABDULLAH: S00173 |  | 2400.842 m |  |  |  | 3 | 4
22440484 | TNB | DISTRIBUTION | KUALA SELANGOR | Existing | RYB | 11 kV |  |  |  |  | 240_3C_AL_XLPE | LDG KSL: S00092 | PKNS SIME DARBY (TMN RAJAWALI): S00089 |  | 834.841 m |  |  |  | 3 | 3
22440492 | TNB | DISTRIBUTION | KUALA SELANGOR | Existing | RYB | 11 kV | YES | Class D |  |  | 240_3C_AL_XLPE | D-KSL-C19-1643: S05983 | EMINEM FARM: S01365 |  | 4594.974 m |  |  |  | 3 | 1
22440516 | TNB | DISTRIBUTION | KUALA SELANGOR | Existing | RYB | 11 kV |  |  |  |  | 240_3C_AL_XLPE | PEKAN ASSAM JAWA: S00130 | TMN MULIA: S01346 |  | 913.270 m |  |  |  | 3 | 3
22440524 | TNB | DISTRIBUTION | KUALA SELANGOR | Existing | RYB | 11 kV |  |  |  |  | 240_3C_AL_XLPE | TMN RHU: S00124 | TMN SERINDIT: S05484 |  | 1098.331 m |  |  |  | 3 | 2
22440566 | TNB | DISTRIBUTION | KUALA SELANGOR | Existing | RYB | 11 kV |  |  |  |  | 240_3C_AL_XLPE | BELB API-API: S09273 | TMN MALAWATI JAYA NO 1: S01316 |  | 925.587 m |  |  |  | 3 | 5
22440590 | TNB | DISTRIBUTION | KUALA SELANGOR | Existing | RYB | 11 kV |  |  |  |  | 185_3C_AL_PILC | K/UDANG API-API NO 1: S00279 | TMN IMPIAN (C): S01328 |  | 1850.575 m |  |  |  | 3 | 2
22440604 | TNB | DISTRIBUTION | KUALA SELANGOR | Existing | RYB | 11 kV |  |  |  |  | 240_3C_AL_XLPE | KLG EKZOS (UNITED EVERCO): S00143 | EDAR BERAS: S00140 |  | 589.790 m |  |  |  | 3 | 1
22440616 | TNB | DISTRIBUTION | KUALA SELANGOR | Existing | RYB | 11 kV |  |  |  |  | 240_3C_AL_XLPE | EXCEL GROWTECH: S05686 | MUARA NO 1: S01368 |  | 4163.112 m |  |  |  | 3 | 1
22466264 | TNB | DISTRIBUTION | KUALA SELANGOR | Existing | RYB | 11 kV |  |  |  |  | 240_3C_AL_XLPE | SEK REN KEB PUNCAK ALAM FASA 2: S01045 | ZON E FASA 2A PUNCAK ALAM: S01048 |  | 842.627 m |  |  |  | 3 | 5
22479182 | TNB | DISTRIBUTION | KUALA SELANGOR | Existing | RYB | 11 kV |  |  |  |  | 150_3C_AL_XLPE | PPU SDBY: 2 | SW/STN SIME DARBY NO 2: R06099 |  | 34.819 m |  |  | FDR2 | 3 | 1
22479183 | TNB | DISTRIBUTION | KUALA SELANGOR | Existing | RYB | 11 kV |  |  |  |  | 150_3C_AL_XLPE | PPU SDBY: 3 | SSU UNISEL: R04822 |  | 143.282 m |  |  | FDR3 | 3 | 1
22479185 | TNB | DISTRIBUTION | KUALA SELANGOR | Existing | RYB | 11 kV |  |  |  |  | 150_3C_AL_XLPE | SW/STN SIME DARBY NO 2: R06101 | SSU PKPS: R04846 |  | 41.617 m |  |  |  | 3 | 1
22479186 | TNB | DISTRIBUTION | KUALA SELANGOR | Existing | RYB | 11 kV |  |  |  |  | 150_3C_AL_XLPE | SSU PKPS: R04847 | STP UNISEL: R04839 |  | 41.780 m |  |  |  | 3 | 1
22479187 | TNB | DISTRIBUTION | KUALA SELANGOR | Existing | RYB | 11 kV |  |  |  |  | 150_3C_AL_XLPE | SSU PKPS: R04848 | PUSAT PENYEMBELIHAN PKPS: R05070 |  | 87.993 m |  |  |  | 3 | 2
22479188 | TNB | DISTRIBUTION | KUALA SELANGOR | Existing | RYB | 11 kV |  |  |  |  | 150_3C_AL_XLPE | SSU PKPS: R04848 | PUSAT PENYEMBELIHAN PKPS: R05070 |  | 83.371 m |  |  |  | 3 | 2
22479189 | TNB | DISTRIBUTION | KUALA SELANGOR | Existing | RYB | 11 kV |  |  |  |  | 240_3C_AL_XLPE | SSU PKPS: R04847 | STP UNISEL: R04839 |  | 1941.825 m |  |  |  | 3 | 1
22479190 | TNB | DISTRIBUTION | KUALA SELANGOR | Existing | RYB | 11 kV |  |  |  |  | 150_3C_AL_XLPE | PPU SDBY: 3 | SSU UNISEL: R04822 |  | 525.096 m |  |  |  | 3 | 2
22479194 | TNB | DISTRIBUTION | KUALA SELANGOR | Existing | RYB | 11 kV |  |  |  |  | 150_3C_AL_XLPE | PPU SDBY: 3 | SSU UNISEL: R04822 |  | 86.654 m |  |  |  | 3 | 2
22479196 | TNB | DISTRIBUTION | KUALA SELANGOR | Existing | RYB | 11 kV |  |  |  |  | 150_3C_AL_XLPE | PPU SDBY: 5 | LADANG HOPEFUL: R07387 |  | 39.189 m |  |  |  | 3 | 1
22479200 | TNB | DISTRIBUTION | KUALA SELANGOR | Existing | RYB | 11 kV |  |  |  |  | 150_3C_AL_XLPE | SSU PKPS: R04847 | STP UNISEL: R04839 |  | 28.281 m |  |  |  | 3 | 1
22479201 | TNB | DISTRIBUTION | KUALA SELANGOR | Existing | RYB | 11 kV |  |  |  |  | 150_3C_AL_XLPE | TMN ILMU BISTARI: R05837 | STP UNISEL: R04837 [OFF] |  | 47.512 m |  |  |  | 3 | 1
22479202 | TNB | DISTRIBUTION | KUALA SELANGOR | Existing | RYB | 11 kV |  |  |  |  | 150_3C_AL_XLPE | TMN ILMU BISTARI: R05837 | STP UNISEL: R04837 [OFF] |  | 15.596 m |  |  |  | 3 | 1
22479203 | TNB | DISTRIBUTION | KUALA SELANGOR | Existing | RYB | 11 kV |  |  |  |  | 150_3C_AL_XLPE | PKNS RANTAU PANJANG: R01869 | SYABAS RANTAU PANJANG: R05753 |  | 36.193 m |  |  |  | 3 | 1
22479204 | TNB | DISTRIBUTION | KUALA SELANGOR | Existing | RYB | 11 kV |  |  |  |  | 150_3C_AL_XLPE | SYABAS RANTAU PANJANG: R05752 | LOJI AIR RANTAU PANJANG: R05958 |  | 37.773 m |  |  |  | 3 | 1
22479207 | TNB | DISTRIBUTION | KUALA SELANGOR | Existing | RYB | 11 kV |  |  |  |  | 150_3C_AL_XLPE | SYABAS RANTAU PANJANG: R05752 | LOJI AIR RANTAU PANJANG: R05958 |  | 22.102 m |  |  |  | 3 | 1
22479209 | TNB | DISTRIBUTION | KUALA SELANGOR | Existing | RYB | 11 kV |  |  |  |  | 150_3C_AL_XLPE | TMN SULUH BESTARI: R05049 | FRUIT VALLEY: R05050 |  | 33.465 m |  |  |  | 3 | 1
22479212 | TNB | DISTRIBUTION | KUALA SELANGOR | Existing | RYB | 11 kV |  |  |  |  | 150_3C_AL_XLPE | TMN SULUH BESTARI: R05049 | FRUIT VALLEY: R05050 |  | 659.368 m |  |  |  | 3 | 2
22479213 | TNB | DISTRIBUTION | KUALA SELANGOR | Existing | RYB | 11 kV |  |  |  |  | 150_3C_AL_XLPE | FRUIT VALLEY: R06002 | FISH POND NO 2: R03845 |  | 29.586 m |  |  |  | 3 | 1
22479214 | TNB | DISTRIBUTION | KUALA SELANGOR | Existing | RYB | 11 kV |  |  |  |  | 150_3C_AL_XLPE | FRUIT VALLEY: R06002 | FISH POND NO 2: R03845 |  | 82.143 m |  |  |  | 3 | 2
22479216 | TNB | DISTRIBUTION | KUALA SELANGOR | Existing | RYB | 11 kV |  |  |  |  | 150_3C_AL_XLPE | FRUIT VALLEY: R06002 | FISH POND NO 2: R03845 |  | 626.050 m |  |  |  | 3 | 2
22822618 | TNB | DISTRIBUTION | KUALA SELANGOR | Existing | RYB | 11 kV |  |  |  |  | 240_3C_AL_XLPE | KG KUANTAN: S00055 | LDG KG KUANTAN: S00072 |  | 2683.053 m |  |  |  | 3 | 0
22822634 | TNB | DISTRIBUTION | KUALA SELANGOR | Existing | RYB | 11 kV |  |  |  |  | 240_3C_AL_XLPE | TMN SIRAMBAI: S00038 | TMN BENTARA: S01331 |  | 477.187 m |  |  |  | 3 | 3
22822642 | TNB | DISTRIBUTION | KUALA SELANGOR | Existing | RYB | 11 kV |  |  |  |  | 240_3C_AL_XLPE | TMN BENTARA: S01332 | SMK KUALA SELANGOR ( SI RAMBAI): S05552 |  | 631.309 m |  |  |  | 3 | 3
22822650 | TNB | DISTRIBUTION | KUALA SELANGOR | Existing | RYB | 11 kV |  |  |  |  | 240_3C_AL_XLPE | TMN JAYA K.SEL: S01697 | TMN SIRAMBAI: S00040 |  | 609.841 m |  |  |  | 3 | 3
22822658 | TNB | DISTRIBUTION | KUALA SELANGOR | Existing | RYB | 11 kV |  |  |  |  | 150_3C_AL_XLPE | PMU KSGR: | BDR BARU NO 2: S00006 |  | 1091.601 m |  |  | FDR9 | 3 | 0
22822698 | TNB | DISTRIBUTION | KUALA SELANGOR | Existing | RYB | 11 kV |  |  |  |  | 185_3C_AL_PILC | PMU KSGR: 5 | BALAI POLIS KSL: S00097 |  | 314.477 m |  |  | FDR5 | 3 | 0
22822756 | TNB | DISTRIBUTION | KUALA SELANGOR | Existing | RYB | 11 kV |  |  |  |  | 240_3C_AL_XLPE | IKS NO 3: S01309 | MEDIDATA: S05740 |  | 66.921 m |  |  |  | 3 | 2
22822878 | TNB | DISTRIBUTION | KUALA SELANGOR | Existing | RYB | 11 kV |  |  |  |  | 240_3C_AL_XLPE | PMU KSGR: 6 | TMN MERANTI: S05299 |  | 458.549 m |  |  | FDR6 | 3 | 0
22822910 | TNB | DISTRIBUTION | KUALA SELANGOR | Existing | RYB | 11 kV |  |  |  |  | 240_3C_AL_XLPE | PMU KSGR: | ONE PLAZA: S05509 |  | 1191.295 m |  |  | FDR7 | 3 | 0
23286386 | TNB | DISTRIBUTION | KUALA SELANGOR | Existing | RYB | 11 kV |  |  |  |  | 240_3C_AL_XLPE | HUP SENG SANITARY: R03482 | KUATERS LOJI PEMBERSIHAN AIR BKT BADONG: R04015 |  | 2779.990 m |  |  |  | 3 | 4
23286418 | TNB | DISTRIBUTION | KUALA SELANGOR | Existing | RYB | 11 kV |  |  |  |  | 500_1C_AL_XLPE | PMU BBDG: 2 | KG BARU IJOK: R00592 |  | 6494.693 m |  |  |  | 3 | 0
24063665 | TNB | DISTRIBUTION | KUALA SELANGOR | Existing | RYB | 11 kV |  |  |  |  | 240_3C_AL_XLPE | PMU BARG 132/11 KV: | KOTA PUTERI PERSIARAN BT ARANG NO.1: R05445 |  | 5013.069 m |  |  |  | 3 | 5
24072164 | TNB | DISTRIBUTION | KUALA SELANGOR | Existing | RYB | 11 kV |  |  |  |  | 185_3C_AL_PILC | SG TUNGGUL: S00414 | INNOBRIDE NO 1: S00417 |  | 2160.907 m |  |  |  | 3 | 4
24072190 | TNB | DISTRIBUTION | KUALA SELANGOR | Existing | RYB | 11 kV |  |  |  |  | 70_3C_AL_PILC | SG YU NO 3: S00456 | MASJID SG TERAP: S01550 |  | 3966.890 m |  |  |  | 3 | 4
24102289 | TNB | DISTRIBUTION | KUALA SELANGOR | Existing | RYB | 11 kV |  |  |  |  | 240_3C_AL_XLPE | TMN MUHIBBAH: R01864 | BALAI POLIS BATANG BEJUNTAI: R01858 |  | 1063.955 m |  |  |  | 3 | 4
24102385 | TNB | DISTRIBUTION | KUALA SELANGOR | Existing | RYB | 11 kV |  |  |  |  | 240_3C_AL_XLPE | SIME HYUNDAI: R06915 | TECHNOPARK NO 1: R03155 |  | 4791.699 m |  |  |  | 3 | 8
24102409 | TNB | DISTRIBUTION | KUALA SELANGOR | Existing | RYB | 11 kV |  |  |  |  | 240_3C_AL_XLPE | LDG KG KUANTAN: S00074 | PEKAN BKT ROTAN: S00075 |  | 3419.633 m |  |  |  | 3 | 2
24102458 | TNB | DISTRIBUTION | KUALA SELANGOR | Existing | RYB | 11 kV |  |  |  |  | 240_3C_AL_XLPE | PEWIRA RAYA: S05832 | KONG LEE ENG FARM: S01653 |  | 3603.369 m |  |  |  | 3 | 1
24102474 | TNB | DISTRIBUTION | KUALA SELANGOR | Existing | RYB | 11 kV |  |  |  |  | 240_3C_AL_XLPE | RJ MUSA NO 2(ESTATE): S00509 | RJ MUSA NO 1 (TMN MANICKAVASAGAM): S00506 |  | 498.949 m |  |  |  | 3 | 2
24102496 | TNB | DISTRIBUTION | KUALA SELANGOR | Existing | RYB | 11 kV |  |  |  |  | 240_3C_AL_XLPE | KONG LEE ENG FARM: S01652 | RJ MUSA NO 1 (TMN MANICKAVASAGAM): S01641 [OFF] |  | 4381.333 m |  |  |  | 3 | 1
24102508 | TNB | DISTRIBUTION | KUALA SELANGOR | Existing | RYB | 11 kV |  |  |  |  | 240_3C_AL_XLPE | LDG GUTHREY BKT TALANG: S05404 | RJ MUSA NO 2(ESTATE): S00511 |  | 3107.095 m |  |  |  | 3 | 2
24102622 | TNB | DISTRIBUTION | KUALA SELANGOR | Existing | RYB | 11 kV |  |  |  |  | 240_3C_AL_XLPE | TMN MUHIBBAH: R01863 | HWA TEH: R01868 |  | 2220.600 m |  |  |  | 3 | 4
24102630 | TNB | DISTRIBUTION | KUALA SELANGOR | Existing | RYB | 11 kV |  |  |  |  | 240_3C_AL_XLPE | HANG TUAH: R01895 | TMN MUHIBBAH: R01861 |  | 1250.809 m |  |  |  | 3 | 4
24102821 | TNB | DISTRIBUTION | KUALA SELANGOR | Existing | RYB | 11 kV | YES | Class D |  |  | 240_3C_AL_XLPE | SW/STN RJ MUSA: S00503 | TMN BKT BELIMBING INDAH: |  | 793.366 m |  |  |  | 3 | 2
24102859 | TNB | DISTRIBUTION | KUALA SELANGOR | Existing | RYB | 11 kV |  |  |  |  | 240_3C_AL_XLPE | INNOBRIDE NO 4: S00426 | INNOBRIDE NO 5: S00429 |  | 935.622 m |  |  |  | 3 | 2
24102867 | TNB | DISTRIBUTION | KUALA SELANGOR | Existing | RYB | 11 kV |  |  |  |  | 185_3C_AL_PILC | INNOBRIDE NO 3: S00425 | INNOBRIDE NO 4: S00428 |  | 1291.611 m |  |  |  | 3 | 2
24102899 | TNB | DISTRIBUTION | KUALA SELANGOR | Existing | RYB | 11 kV |  |  |  |  | 185_3C_AL_PILC | INNOBRIDE NO 1: S00419 | INNOBRIDE NO 2: S00420 |  | 554.201 m |  |  |  | 3 | 2
24231138 | TNB | DISTRIBUTION | KUALA SELANGOR | Existing | RYB | 11 kV |  |  |  |  | 240_3C_AL_XLPE | STESEN SUIS SECTION 2 PHASE 1B P.ALAM: S01025 | UITM 1: S01150 |  | 3917.036 m |  |  |  | 3 | 3
24608986 | TNB | DISTRIBUTION | KUALA SELANGOR | Existing | RYB | 33 kV | YES |  |  |  | 630_1C_AL_XLPE | PPU BCBT: | PMU BBDG: 10L5 [OFF] |  | 84.778 m |  |  |  | 3 | 0
24608990 | TNB | DISTRIBUTION | KUALA SELANGOR | Existing | RYB | 33 kV | YES |  |  |  | 630_1C_AL_XLPE | PPU BCBT: | PMU BBDG: 10L5 [OFF] |  | 103.695 m |  |  |  | 3 | 0
24608993 | TNB | DISTRIBUTION | KUALA SELANGOR | Existing | RYB | 11 kV |  |  |  |  | 240_3C_AL_XLPE |  |  |  | 98.503 m |  |  |  | 3 | 1
24608994 | TNB | DISTRIBUTION | KUALA SELANGOR | Existing | RYB | 11 kV |  |  |  |  | 240_3C_AL_XLPE |  |  |  | 99.385 m |  |  |  | 3 | 1
26090473 | TNB | DISTRIBUTION | KUALA SELANGOR | Existing | RYB | 11 kV |  |  |  |  | 240_3C_AL_XLPE | PPU TPMU: 7 | SW/STN TMN JATI: S01412 |  | 157.373 m |  |  |  | 3 | 0
26090475 | TNB | DISTRIBUTION | KUALA SELANGOR | Existing | RYB | 11 kV |  |  |  |  | 240_3C_AL_XLPE | PPU TPMU: 7 | SW/STN TMN JATI: S01412 |  | 65.387 m |  |  |  | 3 | 0
26103292 | TNB | DISTRIBUTION | KUALA SELANGOR | Existing | RYB | 11 kV |  |  |  |  | 240_3C_AL_XLPE | PMU BKPR 132/11 kV: |  |  | 126.472 m |  |  |  | 3 | 1
26103294 | TNB | DISTRIBUTION | KUALA SELANGOR | Existing | RYB | 11 kV |  |  |  |  | 240_3C_AL_XLPE | PMU BKPR 132/11 kV: | PADAT LDG TUAN MEE CHERAKAH: S00551 |  | 139.652 m |  |  | CB14 | 3 | 1
26657168 | TNB | DISTRIBUTION | KUALA SELANGOR | Existing | RYB | 11 kV |  |  |  |  | 240_3C_AL_XLPE | SW/STN LAY HONG: S00254 | LAY HONG (BT 14 SG SERDANG)NO 1: S00255 |  | 1250.578 m |  |  |  | 3 | 5
26670317 | TNB | DISTRIBUTION | KUALA SELANGOR | Existing | RYB | 11 kV |  |  |  |  | 150_3C_AL_XLPE | PMU BKPR 132/11 kV: | PADAT LDG TUAN MEE CHERAKAH: S00551 |  | 26.355 m |  |  |  | 3 | 1
26670318 | TNB | DISTRIBUTION | KUALA SELANGOR | Existing | RYB | 11 kV |  |  |  |  | 240_3C_AL_XLPE | PADAT LDG TUAN MEE CHERAKAH: S05549 | KILANG SAWIT SIME DARBY: S05607 |  | 25.088 m |  |  |  | 3 | 1
26670320 | TNB | DISTRIBUTION | KUALA SELANGOR | Existing | RYB | 11 kV |  |  |  |  | 150_3C_AL_XLPE | SONG ENGINEERING: S05572 | SW/STN TMN JATI: S01408 |  | 24.028 m |  |  |  | 3 | 1
26670322 | TNB | DISTRIBUTION | KUALA SELANGOR | Existing | RYB | 11 kV |  |  |  |  | 150_3C_AL_XLPE | GOOD NITE: S05422 | KOSSAN 2: S01424 |  | 203.197 m |  |  |  | 3 | 2
26670324 | TNB | DISTRIBUTION | KUALA SELANGOR | Existing | RYB | 11 kV |  |  |  |  | 240_3C_AL_XLPE | PPU TPMU: 7 | SW/STN TMN JATI: S01412 |  | 23.242 m |  |  |  | 3 | 0
26670325 | TNB | DISTRIBUTION | KUALA SELANGOR | Existing | RYB | 11 kV |  |  |  |  | 240_3C_AL_XLPE | PPU TPMU: 7 | SW/STN TMN JATI: S01412 |  | 156.462 m |  |  |  | 3 | 0
27125238 | TNB | DISTRIBUTION | KUALA SELANGOR | Existing | RYB | 11 kV |  |  |  |  | 240_3C_AL_XLPE | PMU BARG 132/11 KV: | KOLAM AIR BT ARANG: R01613 |  | 71.302 m |  |  |  | 3 | 1
27125239 | TNB | DISTRIBUTION | KUALA SELANGOR | Existing | RYB | 11 kV |  |  |  |  | 240_3C_AL_XLPE | PMU BARG 132/11 KV: | KOLAM AIR BT ARANG: R01613 |  | 20.877 m |  |  |  | 3 | 1
27979743 | TNB | DISTRIBUTION | KUALA SELANGOR | Existing | RYB | 11 kV |  |  |  |  | 240_3C_AL_XLPE | TERNAKAN AYAM HUP KEE, L752: R01604 | KG MELAYU A/T: R05267 [OFF] |  | 8636.303 m |  |  |  | 3 | 5
35275862 | TNB | DISTRIBUTION | KUALA SELANGOR | Existing | RYB | 11 kV |  |  |  |  | 185_3C_AL_PILC | PMU KSGR: 114 [OFF] | PMU KSGR: 1T0 |  | 74.315 m |  |  |  | 3 | 0
35275863 | TNB | DISTRIBUTION | KUALA SELANGOR | Existing | RYB | 11 kV |  |  |  |  | 185_3C_AL_PILC | PMU KSGR: 214 [OFF] | PMU KSGR: 2T0 |  | 102.272 m |  |  |  | 3 | 0
35276646 | TNB | DISTRIBUTION | KUALA SELANGOR | Existing | RYB | 11 kV |  |  |  |  | 240_3C_AL_XLPE | PMU BBDG: 110 [OFF] | PMU BBDG: 1T0 |  | 42.426 m |  |  |  | 3 | 0
35276647 | TNB | DISTRIBUTION | KUALA SELANGOR | Existing | RYB | 11 kV |  |  |  |  | 240_3C_AL_XLPE | PMU BBDG: 214 [OFF] | PMU BBDG: 2T0 |  | 42.043 m |  |  |  | 3 | 0
252067583 | TNB | DISTRIBUTION | KUALA SELANGOR | Existing | RYB | 11 kV |  |  |  |  | 240_3C_AL_XLPE | TECHNOPARK NO 3: R03182 | TECHNOPARK NO 4: R03187 |  | 233.219 m |  |  |  | 3 | 2
252067617 | TNB | DISTRIBUTION | KUALA SELANGOR | Existing | RYB | 11 kV |  |  |  |  | 185_3C_AL_PILC | SW/STN BKT TALANG: S00514 | LDG BKT TALANG: S00516 |  | 3572.758 m |  |  |  | 3 | 2
252067628 | TNB | DISTRIBUTION | KUALA SELANGOR | Existing | RYB | 11 kV |  |  |  |  | 240_3C_AL_XLPE | CHOP GUAN SENG: S00246 | CHEW ER: S05724 |  | 33.251 m |  |  |  | 3 | 2
252067652 | TNB | DISTRIBUTION | KUALA SELANGOR | Existing | RYB | 11 kV |  |  |  |  | 240_3C_AL_XLPE | KLG PADI PT 8: S01704 | MASRI PARIT 7 SG LEMAN: S05574 |  | 294.621 m |  |  |  | 3 | 0
252067656 | TNB | DISTRIBUTION | KUALA SELANGOR | Existing | RYB | 11 kV |  |  |  |  | 240_3C_AL_XLPE | TMN KHATIJAH: S01646 | KO SEGAR: S05635 |  | 69.577 m |  |  |  | 3 | 1
252067672 | TNB | DISTRIBUTION | KUALA SELANGOR | Existing | RYB | 11 kV |  |  |  |  | 120_3C_AL_PILC | SKCN: 4 |  |  | 36.813 m |  |  |  | 3 | 1
252067676 | TNB | DISTRIBUTION | KUALA SELANGOR | Existing | RYB | 11 kV |  |  |  |  | 240_3C_AL_XLPE | PPU TKMI: 7 |  |  | 18.155 m |  |  | FDR7 | 3 | 0
252067690 | TNB | DISTRIBUTION | KUALA SELANGOR | Existing | RYB | 11 kV |  |  |  |  | 240_3C_AL_XLPE | PMU KSGR: 6 | TMN MERANTI: S05299 |  | 227.888 m |  |  |  | 3 | 2
252067699 | TNB | DISTRIBUTION | KUALA SELANGOR | Existing | RYB | 11 kV |  |  |  |  | 240_3C_AL_XLPE | IKS NO 4: S01315 | IKS NO 3: S01311 |  | 361.208 m |  |  |  | 3 | 2
252067705 | TNB | DISTRIBUTION | KUALA SELANGOR | Existing | RYB | 11 kV |  |  |  |  | 240_3C_AL_XLPE | INNOBRIDE BAGAN TENGKORAK(A): S01499 | INNOBRIDE BGN TENGKORAK(B): S01700 |  | 199.422 m |  |  |  | 3 | 2
252067731 | TNB | DISTRIBUTION | KUALA SELANGOR | Existing | RYB | 11 kV |  |  |  |  | 240_3C_AL_XLPE | K/UDANG API-API NO 2: S01324 | K/UDANG API-API NO 5: S01288 |  | 106.574 m |  |  |  | 3 | 2
252067737 | TNB | DISTRIBUTION | KUALA SELANGOR | Existing | RYB | 11 kV |  |  |  |  | 240_3C_AL_XLPE | QTRS MDKS K.SEL: S01281 | K/UDANG API-API NO 3: S01282 |  | 94.254 m |  |  |  | 3 | 2
252067787 | TNB | DISTRIBUTION | KUALA SELANGOR | Existing | RYB | 11 kV |  |  |  |  | 240_3C_AL_XLPE | TMN MERANTI: S05301 | BELB API-API: S00275 |  | 208.542 m |  |  |  | 3 | 2
252067802 | TNB | DISTRIBUTION | KUALA SELANGOR | Existing | RYB | 11 kV |  |  |  |  | 240_3C_AL_XLPE | K/UDANG API-API NO 3: S01284 | K/UDANG API-API NO 4: S01285 |  | 42.880 m |  |  |  | 3 | 1
252067831 | TNB | DISTRIBUTION | KUALA SELANGOR | Existing | RYB | 11 kV |  |  |  |  | 240_3C_AL_XLPE | TMN SG SEMBILANG: S00225 | PETRONAS SG SEMBILANG: S00222 |  | 421.907 m |  |  |  | 3 | 1
252067856 | TNB | DISTRIBUTION | KUALA SELANGOR | Existing | RYB | 11 kV |  |  |  |  | 185_3C_AL_PILC | TLK PENYAMUN-Kg sepakat: S00045 | K/UDANG TLK PENYAMUN: S00048 |  | 1678.456 m |  |  |  | 3 | 4
252067861 | TNB | DISTRIBUTION | KUALA SELANGOR | Existing | RYB | 11 kV |  |  |  |  | 240_3C_AL_XLPE | KLG BATU-BATA: S00138 | KG API API: S00134 [OFF] |  | 671.278 m |  |  |  | 3 | 1
252067879 | TNB | DISTRIBUTION | KUALA SELANGOR | Existing | RYB | 11 kV |  |  |  |  | 240_3C_AL_XLPE | STADIUM NO 2 (TERTUTUP): S01275 | STADIUM NO 1 (TERBUKA): S01274 |  | 239.801 m |  |  |  | 3 | 2
252067928 | TNB | DISTRIBUTION | KUALA SELANGOR | Existing | RYB | 11 kV |  |  |  |  | 240_3C_AL_XLPE | BGN SUNGAI YU: S00473 | TMN SRI PENAMBANG: S01575 |  | 188.058 m |  |  |  | 3 | 1
252067994 | TNB | DISTRIBUTION | KUALA SELANGOR | Existing | RYB | 11 kV |  |  |  |  | 240_3C_AL_XLPE | BALAI POLIS BATANG BEJUNTAI: R01859 | TMN SRI BISTARI: R05366 |  | 242.882 m |  |  |  | 3 | 0
252068378 | TNB | DISTRIBUTION | KUALA SELANGOR | Existing | RYB | 11 kV |  |  |  |  | 70_1C_AL_XLPE |  |  |  | 19.871 m |  |  |  | 3 | 1
252068749 | TNB | DISTRIBUTION | KUALA SELANGOR | Existing | RYB | 11 kV |  |  |  |  | 240_3C_AL_XLPE | SHAH ALAM 2 NO.5 PUNCAK ALAM: S01083 | SHAH ALAM 2 NO.7 PUNCAK ALAM: S01680 |  | 311.161 m |  |  |  | 3 | 1
252068766 | TNB | DISTRIBUTION | KUALA SELANGOR | Existing | RYB | 11 kV |  |  |  |  | 240_3C_AL_XLPE | SHAH ALAM 2 NO.1: S01066 | SHAH ALAM 2 NO.2: S01070 |  | 481.034 m |  |  |  | 3 | 2
252068784 | TNB | DISTRIBUTION | KUALA SELANGOR | Existing | RYB | 11 kV |  |  |  |  | 240_3C_AL_XLPE | RUMAH KEDAI PUNCAK BISTARI: S05676 | PERUMAHAN FASA 1 PUNCAK BISTARI: S05677 |  | 416.575 m |  |  |  | 3 | 0
252068826 | TNB | DISTRIBUTION | KUALA SELANGOR | Existing | RYB | 11 kV |  |  |  |  | 240_3C_AL_XLPE | TERNAK LEMBU IJOK: R01830 | LOJI AIR BKT MAYUNG: R01836 |  | 5092.970 m |  |  |  | 3 | 3
252068855 | TNB | DISTRIBUTION | KUALA SELANGOR | Existing | RYB | 11 kV |  |  |  |  | 240_3C_AL_XLPE | APRT NO.4 PUNCAK ALAM: S01122 | APRT NO.3 PUNCAK ALAM: S01121 |  | 81.030 m |  |  |  | 3 | 2
252068860 | TNB | DISTRIBUTION | KUALA SELANGOR | Existing | RYB | 11 kV |  |  |  |  | 240_3C_AL_XLPE | APRT NO.2 PUNCAK ALAM: S01114 | APRT NO.1 PUNCAK ALAM: S01113 |  | 71.753 m |  |  |  | 3 | 2
252068923 | TNB | DISTRIBUTION | KUALA SELANGOR | Existing | RYB | 11 kV |  |  |  |  | 240_3C_AL_XLPE | KOTA PUTERI PERSIARAN BT ARANG NO.1: R05444 | OSCAR CANARY: R04778 |  | 5091.649 m |  |  |  | 3 | 2
252069019 | TNB | DISTRIBUTION | KUALA SELANGOR | Existing | RYB | 11 kV |  |  |  |  | 240_3C_AL_XLPE | PPU PAM1: 9 | INDUSTRI ALAM JAYA NO.1: R04718 |  | 7093.693 m |  |  | FDR9 | 3 | 0
252070173 | TNB | DISTRIBUTION | KUALA SELANGOR | Existing | RYB | 11 kV |  |  |  |  | 240_3C_AL_XLPE | PPU PAM1: 5 | STESEN SUIS FASA 3A PUNCAK ALAM: S01098 |  | 5311.718 m |  |  | FDR5 | 3 | 0
252070322 | TNB | DISTRIBUTION | KUALA SELANGOR | Existing | RYB | 11 kV |  |  |  |  | 240_3C_AL_XLPE | HF MAROSHUMI ALAM JAYA: R05781 | KLG SANTEX: R05277 |  | 103.528 m |  |  |  | 3 | 2
252073884 | TNB | DISTRIBUTION | KUALA SELANGOR | Existing | RYB | 11 kV |  |  |  |  | 240_3C_AL_XLPE | SSU UNISEL: R04824 | ASRAMA PUTERA UNISEL: R04826 |  | 184.323 m |  |  |  | 3 | 2
252074966 | TNB | DISTRIBUTION | KUALA SELANGOR | Existing | RYB | 11 kV |  |  |  |  | 240_3C_AL_XLPE | GAWAR-GAWAR (JENTAYU TUAH): S01510 | SG GULANG-GULANG: S00408 |  | 284.579 m |  |  |  | 3 | 2
252075512 | TNB | DISTRIBUTION | KUALA SELANGOR | Existing | RYB | 11 kV |  |  |  |  | 240_3C_AL_XLPE | KOMPLEKS MAHKAMAH: S01262 | SK BDR BARU: S00110 |  | 926.219 m |  |  |  | 3 | 1
252075725 | TNB | DISTRIBUTION | KUALA SELANGOR | Existing | RYB | 11 kV |  |  |  |  | 240_3C_AL_XLPE | QTRS MDKS K.SEL: S01281 | K/UDANG API-API NO 3: S01282 |  | 72.004 m |  |  |  | 3 | 2
252075785 | TNB | DISTRIBUTION | KUALA SELANGOR | Existing | RYB | 11 kV |  |  |  |  | 240_3C_AL_XLPE | SCHULTZ: S00169 | D'PALWA (KRISTALINA): S00166 |  | 53.924 m |  |  |  | 3 | 2
252075848 | TNB | DISTRIBUTION | KUALA SELANGOR | Existing | RYB | 11 kV |  |  |  |  | 240_3C_AL_XLPE | REZAB ZAZULI: S00305 | BKT KUCING KLINIK: S00296 |  | 1401.332 m |  |  |  | 3 | 2
252076114 | TNB | DISTRIBUTION | KUALA SELANGOR | Existing | RYB | 11 kV |  |  |  |  | 240_3C_AL_XLPE | PMU BARG 132/11 KV: | JASA RINGGIT HOLDINGS: |  | 10682.823 m |  |  |  | 3 | 5
252076168 | TNB | DISTRIBUTION | KUALA SELANGOR | Existing | RYB | 11 kV |  |  |  |  | UNK_11KV_U/G_CABLE |  |  |  | 0.149 m |  |  |  | 3 | 0
252076274 | TNB | DISTRIBUTION | KUALA SELANGOR | Existing | RYB | 11 kV |  |  |  |  | 240_3C_AL_XLPE | SAWAH SEMP NO 6: S02588 | INNOBRIDE NO 5: S00431 [OFF] |  | 3264.692 m |  |  |  | 3 | 2
252076355 | TNB | DISTRIBUTION | KUALA SELANGOR | Existing | RYB | 11 kV |  |  |  |  | 185_3C_AL_PILC | TMN SRI SEKINCHAN NO 1: S00574 |  |  | 88.586 m |  |  |  | 3 | 1
252077029 | TNB | DISTRIBUTION | KUALA SELANGOR | Existing | RYB | 11 kV |  |  |  |  | 240_3C_AL_XLPE | QUARTERS TENNAMARAN: R01896 | SIME PLANTATION B.BERJUNTAI: R05498 |  | 1081.410 m |  |  |  | 3 | 4
252077035 | TNB | DISTRIBUTION | KUALA SELANGOR | Existing | RYB | 11 kV |  |  |  |  | 70_3C_AL_PILC | PEKAN BATANG BEJUNTAI: R01885 | BINTANG JELITA: R01880 |  | 785.303 m |  |  |  | 3 | 3
252077045 | TNB | DISTRIBUTION | KUALA SELANGOR | Existing | RYB | 11 kV |  |  |  |  | 240_3C_AL_XLPE | ZON B FASA 2A PUNCAK ALAM: S01041 | SEK REN KEB PUNCAK ALAM FASA 2: S01047 |  | 448.596 m |  |  |  | 3 | 2
252078083 | TNB | DISTRIBUTION | KUALA SELANGOR | Existing | RYB | 11 kV |  |  |  |  | 240_3C_AL_XLPE | SG TENGI KANAN NO 1: S00381 | SG TENGI KANAN NO 3: S00384 |  | 21.897 m |  |  |  | 3 | 1
252078321 | TNB | DISTRIBUTION | KUALA SELANGOR | Existing | RYB | 11 kV |  |  |  |  | 185_3C_AL_PILC | INNOBRIDE NO 2: S00422 | INNOBRIDE NO 3: S00423 |  | 476.629 m |  |  |  | 3 | 2
252078365 | TNB | DISTRIBUTION | KUALA SELANGOR | Existing | RYB | 11 kV | YES | Class D |  |  | 240_3C_AL_XLPE | GIMATECH MALAYSIA: R05250 | MULTIGUNA TIAJ 2 /9: R06325 [OFF] |  | 103.849 m |  |  |  | 3 | 2
252078438 | TNB | DISTRIBUTION | KUALA SELANGOR | Existing | RYB | 11 kV |  | Class D |  |  | 240_3C_AL_XLPE | KLG LOT 9 ALAM JAYA: R04594 | YL TRADING: R05793 |  | 138.416 m |  |  |  | 3 | 2
252079114 | TNB | DISTRIBUTION | KUALA SELANGOR | Existing | RYB | 11 kV |  |  |  |  | 240_3C_AL_XLPE | FISH POND NO 1: R03841 | PENURUN FISH POND: R03840 [OFF] |  | 701.891 m |  |  |  | 3 | 0
252079144 | TNB | DISTRIBUTION | KUALA SELANGOR | Existing | RYB | 11 kV |  |  |  |  | 240_3C_AL_XLPE | PADAT TMN SAHABAT: S05644 | BANYU EMAS (FIRMA RENA): S05495 |  | 1389.851 m |  |  |  | 3 | 1
252079386 | TNB | DISTRIBUTION | KUALA SELANGOR | Existing | RYB | 11 kV |  |  |  |  | 240_3C_AL_XLPE | SOUTHERN FURNITURE: R01827 | IBU SAWAT TELEKOM IJOK: R01825 [OFF] |  | 856.682 m |  |  |  | 3 | 0
252079517 | TNB | DISTRIBUTION | KUALA SELANGOR | Existing | RYB | 11 kV |  |  |  |  | 240_3C_AL_XLPE | SW/STN SG RAMBAI ESTET: S00065 | SG RAMBAI NO 1: S00068 |  | 2038.779 m |  |  |  | 3 | 3
252079918 | TNB | DISTRIBUTION | KUALA SELANGOR | Existing | RYB | 11 kV |  |  |  |  | 240_3C_AL_XLPE | PKNS BKT ROTAN (TMN KASAWARI): S01340 | PETRONAS GAS: S00081 |  | 3610.252 m |  |  |  | 3 | 1
252080367 | TNB | DISTRIBUTION | KUALA SELANGOR | Existing | RYB | 11 kV |  |  |  |  | 240_3C_AL_XLPE | LDG MINYAK: R05533 | BERJUNTAI BESTARI NO 2: R05058 |  | 1617.286 m |  |  | FDR5 | 3 | 1
252085749 | TNB | DISTRIBUTION | KUALA SELANGOR | Existing | RYB | 11 kV |  |  |  |  | 240_3C_AL_XLPE | K/UDANG SRI FUMA NO 2: S01498 | SW/STN SRI FUMA: S00362 |  | 234.756 m |  |  |  | 3 | 2
252085760 | TNB | DISTRIBUTION | KUALA SELANGOR | Existing | RYB | 11 kV |  |  |  |  | 240_3C_AL_XLPE | PASAR TG KARANG: S01505 | TOK ADAM: S00376 |  | 566.603 m |  |  |  | 3 | 2
252086116 | TNB | DISTRIBUTION | KUALA SELANGOR | Existing | RYB | 11 kV |  |  |  |  | 240_3C_AL_XLPE | TAMAN NILAM NO 2: S05601 | YUSRI: S00458 |  | 727.911 m |  |  |  | 3 | 1
252086933 | TNB | DISTRIBUTION | KUALA SELANGOR | Existing | RYB | 11 kV |  |  |  |  | 70_1C_AL_XLPE |  |  |  | 19.414 m |  |  | FDR8 | 3 | 1
252086942 | TNB | DISTRIBUTION | KUALA SELANGOR | Existing | RYB | 11 kV |  |  |  |  | 240_3C_AL_XLPE | PPU SKCN M: | BALAI BOMBA SEKINCHAN: S01615 |  | 163.272 m |  |  |  | 3 | 0
252086963 | TNB | DISTRIBUTION | KUALA SELANGOR | Existing | RYB | 11 kV |  |  |  |  | 240_3C_AL_XLPE | ASRAMA PUTERA UNISEL: R04827 | ASRAMA PUTERI UNISEL: R04830 [OFF] |  | 789.200 m |  |  |  | 3 | 2
252087070 | TNB | DISTRIBUTION | KUALA SELANGOR | Existing | RYB | 11 kV |  |  |  |  | 240_3C_AL_XLPE | STP UNISEL: R04836 | RUMAH KAKITANGAN UNISEL: R04834 |  | 1678.575 m |  |  |  | 3 | 2
252087103 | TNB | DISTRIBUTION | KUALA SELANGOR | Existing | RYB | 11 kV |  |  |  |  | 240_3C_AL_XLPE | UKM: S01476 | SG KAJANG: S01479 |  | 767.492 m |  |  |  | 3 | 2
252087119 | TNB | DISTRIBUTION | KUALA SELANGOR | Existing | RYB | 11 kV |  |  |  |  | 240_3C_AL_XLPE | SOUTHERN REALTY: S01449 | PT MAHANG NO 1: S00317 |  | 5125.544 m |  |  |  | 3 | 2
252087134 | TNB | DISTRIBUTION | KUALA SELANGOR | Existing | RYB | 11 kV |  |  |  |  | 240_3C_AL_XLPE | K/UDANG API-API NO 3: S01284 | K/UDANG API-API NO 4: S01285 |  | 111.380 m |  |  |  | 3 | 2
252088210 | TNB | DISTRIBUTION | KUALA SELANGOR | Existing | RYB | 11 kV |  |  |  |  | 240_3C_AL_XLPE | SW/STN BKT BELIMBING: S00485 | LPN BATU 2: S00461 [OFF] |  | 1013.647 m |  |  |  | 3 | 2
252088220 | TNB | DISTRIBUTION | KUALA SELANGOR | Existing | RYB | 11 kV |  |  |  |  | 185_3C_AL_PILC | TALIKOM SG BULOH: S00158 | WISMA PELADANG SG BULOH: S01360 |  | 558.338 m |  |  |  | 3 | 2
252088247 | TNB | DISTRIBUTION | KUALA SELANGOR | Existing | RYB | 11 kV |  |  |  |  | 240_3C_AL_XLPE | TANAMARAN NO.2: S05563 | LDG TERNAK AYAM JLN RAJA MUSA: S01544 |  | 10357.471 m |  |  |  | 3 | 0
252088253 | TNB | DISTRIBUTION | KUALA SELANGOR | Existing | RYB | 11 kV |  |  |  |  | 240_3C_AL_XLPE | DESA MAWAR N0 1: S01524 | POULTRY FARM NO 2: S01514 |  | 1101.415 m |  |  |  | 3 | 2
252088257 | TNB | DISTRIBUTION | KUALA SELANGOR | Existing | RYB | 11 kV |  |  |  |  | 70_3C_AL_PILC | KG SG YU: S00448 | SG YU NO 2: S00454 |  | 1772.153 m |  |  |  | 3 | 2
252088312 | TNB | DISTRIBUTION | KUALA SELANGOR | Existing | RYB | 11 kV |  |  |  |  | 240_3C_AL_XLPE | STESEN SUIS FASA 3A PUNCAK ALAM: S01102 | FASA 3A 2 PUNCAK ALAM: S01094 |  | 345.767 m |  |  |  | 3 | 2
252088534 | TNB | DISTRIBUTION | KUALA SELANGOR | Existing | RYB | 11 kV |  |  |  |  | 240_3C_AL_XLPE | JABATAN PENGALIRAN DAN SALIRAN: S05539 | SCHULTZ: S00170 |  | 1233.448 m |  |  |  | 3 | 2
252089401 | TNB | DISTRIBUTION | KUALA SELANGOR | Existing | RYB | 11 kV |  |  |  |  | 240_3C_AL_XLPE | TMN SRI SEKINCHAN NO 2 (C): S01594 | SEAFOOD BGN SEKINCHAN: S00575 |  | 487.933 m |  |  |  | 3 | 0
252089757 | TNB | DISTRIBUTION | KUALA SELANGOR | Existing | RYB | 11 kV |  |  |  |  | 240_3C_AL_XLPE | SG TENGI KANAN NO 3: S01507 | SAWAH SEMP NO 1: S00389 |  | 37.665 m |  |  |  | 3 | 1
252089773 | TNB | DISTRIBUTION | KUALA SELANGOR | Existing | RYB | 11 kV |  |  |  |  | 240_3C_AL_XLPE | QTRS GURU SM SAINS KSL: S01267 | STADIUM NO 2 (TERTUTUP): S01276 |  | 939.930 m |  |  |  | 3 | 2
252089806 | TNB | DISTRIBUTION | KUALA SELANGOR | Existing | RYB | 11 kV |  |  |  |  | 240_3C_AL_XLPE | TMN DESA JAYA: S00358 | S.AGAMA TG KARANG: |  | 340.882 m |  |  |  | 3 | 2
252089811 | TNB | DISTRIBUTION | KUALA SELANGOR | Existing | RYB | 11 kV |  |  |  |  | 240_3C_AL_XLPE | TMN BENDAHARA NO 4: S05281 | TMN BENDAHARA NO 3: S01667 |  | 678.545 m |  |  |  | 3 | 2
252090274 | TNB | DISTRIBUTION | KUALA SELANGOR | Existing | RYB | 11 kV |  |  |  |  | 185_3C_AL_PILC | TELEKOM B/BEJUNTAI: R01889 | KLINIK KESIHATAN B/BERJUNTAI: R06201 |  | 573.625 m |  |  |  | 3 | 2
252090735 | TNB | DISTRIBUTION | KUALA SELANGOR | Existing | RYB | 11 kV |  |  |  |  | 240_3C_AL_XLPE | LAVENDER VILLA: S01062 | ZON A3 FASA 2A PUNCAK ALAM: S01063 |  | 454.752 m |  |  |  | 3 | 2
252090972 | TNB | DISTRIBUTION | KUALA SELANGOR | Existing | RYB | 11 kV |  |  |  |  | 240_3C_AL_XLPE | SHAH ALAM 2 FASA 5B 3: S01687 | SHAH ALAM 2 NO.5B 7: [OFF] |  | 1744.460 m |  |  |  | 3 | 2
252090998 | TNB | DISTRIBUTION | KUALA SELANGOR | Existing | RYB | 11 kV | YES | Class D |  |  | 240_3C_AL_XLPE | JUWITA FASA 3 C NO 2: S01133 | JUWITA FASA 3 C NO 3: S01134 |  | 118.476 m |  |  |  | 3 | 2
252091010 | TNB | DISTRIBUTION | KUALA SELANGOR | Existing | RYB | 11 kV | YES | Class D |  |  | 240_3C_AL_XLPE | JUWITA FASA 3 C NO 1: S01129 | JUWITA FASA 3 C NO 2: S01130 |  | 256.385 m |  |  |  | 3 | 2
252091016 | TNB | DISTRIBUTION | KUALA SELANGOR | Existing | RYB | 11 kV |  |  |  |  | 240_3C_AL_XLPE | APRT NO.3 PUNCAK ALAM: S01118 | APRT NO.2 PUNCAK ALAM: S01117 |  | 98.066 m |  |  |  | 3 | 2
252091038 | TNB | DISTRIBUTION | KUALA SELANGOR | Existing | RYB | 11 kV |  |  |  |  | 240_3C_AL_XLPE | PMU BARG 132/11 KV: | SSU KOTA PUTERI (CB9): R05879 |  | 3297.921 m |  |  |  | 3 | 5
252091236 | TNB | DISTRIBUTION | KUALA SELANGOR | Existing | RYB | 11 kV |  |  |  |  | 240_3C_AL_XLPE | POULTRY FARM NO 1: S00437 | KILANG IKAN KELI SG YU: S05597 |  | 377.254 m |  |  |  | 3 | 4
252091929 | TNB | DISTRIBUTION | KUALA SELANGOR | Existing | RYB | 11 kV | YES |  |  |  | 240_3C_AL_XLPE | JURU JAYA: S00548 | SITE B SEKINCHAN: S01632 |  | 1016.286 m |  |  |  | 3 | 0
252091958 | TNB | DISTRIBUTION | KUALA SELANGOR | Existing | RYB | 11 kV |  |  |  |  | 240_3C_AL_XLPE | STESEN SUIS SECTION 2 PHASE 1B P.ALAM: S01022 | SEKSYEN 3 PHASE 1B PUNCAK ALAM: S01012 |  | 1644.304 m |  |  |  | 3 | 2
252092406 | TNB | DISTRIBUTION | KUALA SELANGOR | Existing | RYB | 11 kV |  |  |  |  | 240_3C_AL_XLPE | SW/STN BGN TENGKORAK: S00370 | INNOBRIDE BAGAN TENGKORAK(A): S01501 |  | 301.058 m |  |  |  | 3 | 2
252092705 | TNB | DISTRIBUTION | KUALA SELANGOR | Existing | RYB | 11 kV |  |  |  |  | 240_3C_AL_XLPE | KEM BINA INSAN SG SEMBILANG: S01402 | PANTAI REMIS: S01401 |  | 539.487 m |  |  |  | 3 | 0
252092711 | TNB | DISTRIBUTION | KUALA SELANGOR | Existing | RYB | 11 kV |  |  |  |  | 240_3C_AL_XLPE | MASJID SG TERAP: S01552 | SG TERAP: S00446 [OFF] |  | 146.786 m |  |  |  | 3 | 2
252092946 | TNB | DISTRIBUTION | KUALA SELANGOR | Existing | RYB | 11 kV |  |  |  |  | 240_3C_AL_XLPE | PMU BBDG: 3 | LOJI AIR BKT BDG: R01792 |  | 1610.216 m |  |  |  | 3 | 0
252094118 | TNB | DISTRIBUTION | KUALA SELANGOR | Existing | RYB | 11 kV | Unknown |  |  |  | 120_3C_AL_PILC | BGN SUNGAI YU: S00471 | TMN BAYU P/PENAMBANG: S00474 |  | 558.658 m |  |  |  | 3 | 2
252094124 | TNB | DISTRIBUTION | KUALA SELANGOR | Existing | RYB | 11 kV |  |  |  |  | 185_3C_AL_PILC | TMN SENTOSA: R01886 | PEKAN BATANG BEJUNTAI: R01883 |  | 724.901 m |  |  |  | 3 | 2
252094407 | TNB | DISTRIBUTION | KUALA SELANGOR | Existing | RYB | 11 kV |  |  |  |  | 240_3C_AL_XLPE | PEKAN BKT ROTAN: S00076 | PKNS BKT ROTAN (TMN KASAWARI): S01339 |  | 331.857 m |  |  |  | 3 | 1
252095535 | TNB | DISTRIBUTION | KUALA SELANGOR | Existing | RYB | 11 kV |  |  |  |  | 240_3C_AL_XLPE | SHAH ALAM 2 NO.4 PUNCAK ALAM: S01084 | SHAH ALAM 2 NO.6 PUNCAK ALAM: S01078 |  | 751.216 m |  |  |  | 3 | 2
252096071 | TNB | DISTRIBUTION | KUALA SELANGOR | Existing | RYB | 11 kV |  |  |  |  | 240_3C_AL_XLPE | SW/STN BKT HIJAU: S00311 | REZAB ZAZULI: S00307 |  | 1016.598 m |  |  |  | 3 | 2
252096430 | TNB | DISTRIBUTION | KUALA SELANGOR | Existing | RYB | 11 kV |  |  |  |  | 240_3C_AL_XLPE | SSU TMN MAKMUR: S05867 | GAWAR-GAWAR (JENTAYU TUAH): S01508 |  | 284.276 m |  |  |  | 3 | 2
252096986 | TNB | DISTRIBUTION | KUALA SELANGOR | Existing | RYB | 11 kV |  |  |  |  | 240_3C_AL_XLPE | FISH POND NO 2: R03844 | TIP TOP MEAT: |  | 1299.035 m |  |  |  | 3 | 0
252097165 | TNB | DISTRIBUTION | KUALA SELANGOR | Existing | RYB | 11 kV |  |  |  |  | 240_3C_AL_XLPE | SG TENGI KANAN NO 1: S00383 | SG TENGI KANAN NO 2: S00388 [OFF] |  | 1156.560 m |  |  |  | 3 | 2
252097186 | TNB | DISTRIBUTION | KUALA SELANGOR | Existing | RYB | 11 kV |  |  |  |  | 240_3C_AL_XLPE | Grp: Substation Comp. 1: S05923 | TMN WARISAN: S05535 |  | 437.329 m |  |  |  | 3 | 0
252098284 | TNB | DISTRIBUTION | KUALA SELANGOR | Existing | RYB | 11 kV |  |  |  |  | 240_3C_AL_XLPE | KILANG MING ZHANG: R06579 | ADVANCE INDUSTRIES SDN BHD: R04474 |  | 557.936 m |  |  |  | 3 | 1
252098290 | TNB | DISTRIBUTION | KUALA SELANGOR | Existing | RYB | 11 kV |  | Class D |  |  | 240_3C_AL_XLPE | KLG LOT 8 ALAM JAYA: R05234 | KLG LOT 9 ALAM JAYA: R04592 |  | 25.453 m |  |  |  | 3 | 2
252098709 | TNB | DISTRIBUTION | KUALA SELANGOR | Existing | RYB | 11 kV |  |  |  |  | 240_3C_AL_XLPE | PPU SDBY: 6 | TANAMARAN NO.1: S05558 |  | 1685.965 m |  |  | FDR6 | 3 | 0
252098715 | TNB | DISTRIBUTION | KUALA SELANGOR | Existing | RYB | 11 kV |  |  |  |  | 185_3C_AL_PILC | PPU SDBY: 9 | SPECIAL MADE IRON &STEEL: |  | 1027.319 m |  |  | FDR9 | 3 | 2
252098729 | TNB | DISTRIBUTION | KUALA SELANGOR | Existing | RYB | 11 kV |  |  |  |  | 240_3C_AL_XLPE | RUMAH KAKITANGAN UNISEL: R04833 | ASRAMA PUTERI UNISEL: R04831 |  | 687.270 m |  |  |  | 3 | 2
252098850 | TNB | DISTRIBUTION | KUALA SELANGOR | Existing | RYB | 11 kV | YES | Class D |  |  | 240_3C_AL_XLPE | PLANTFIELD NO.2: R05395 | PLANTFIELD NO.1: R04337 |  | 278.168 m |  |  |  | 3 | 1
252098938 | TNB | DISTRIBUTION | KUALA SELANGOR | Existing | RYB | 11 kV |  |  |  |  | 240_3C_AL_XLPE | PPU SKCN M: | TMN RIA JAYA: S01578 |  | 547.993 m |  |  |  | 3 | 0
252099112 | TNB | DISTRIBUTION | KUALA SELANGOR | Existing | RYB | 11 kV |  |  |  |  | 240_3C_AL_XLPE | SANON PRINTING: R05247 | GIMATECH MALAYSIA: R05248 |  | 210.396 m |  |  |  | 3 | 2
252099176 | TNB | DISTRIBUTION | KUALA SELANGOR | Existing | RYB | 11 kV |  |  |  |  | 240_3C_AL_XLPE | TMN ASSAM JAWA (C): S01343 | PEKAN ASSAM JAWA: S00131 |  | 208.991 m |  |  |  | 3 | 2
252099376 | TNB | DISTRIBUTION | KUALA SELANGOR | Existing | RYB | 11 kV |  |  |  |  | 240_3C_AL_XLPE | ONE PLAZA: S05508 | TESCO KUALA SELNGOR: S05436 |  | 363.690 m |  |  |  | 3 | 1
252099389 | TNB | DISTRIBUTION | KUALA SELANGOR | Existing | RYB | 11 kV |  |  |  |  | 240_3C_AL_XLPE | TOK ADAM: S00378 | SG TENGI KANAN NO 1: S00380 |  | 1870.873 m |  |  |  | 3 | 1
252099413 | TNB | DISTRIBUTION | KUALA SELANGOR | Existing | RYB | 11 kV |  |  |  |  | 240_3C_AL_XLPE | KOSSAN 3: S01407 | SYNLE HART: S00211 |  | 371.314 m |  |  |  | 3 | 0
252103967 | TNB | DISTRIBUTION | KUALA SELANGOR | Existing | RYB | 11 kV |  |  |  |  | 240_3C_AL_XLPE | TMN KENARI: S01428 | TMN SG SEMBILANG: S00223 |  | 439.925 m |  |  |  | 3 | 1
252103972 | TNB | DISTRIBUTION | KUALA SELANGOR | Existing | RYB | 11 kV |  |  |  |  | 240_3C_AL_XLPE | PKPS TG KARANG: S01463 | PASARAYA BILLION: S00338 |  | 299.056 m |  |  |  | 3 | 3
252104206 | TNB | DISTRIBUTION | KUALA SELANGOR | Existing | RYB | 11 kV |  |  |  |  | 185_3C_AL_PILC | TMN SENANGIN SG.BULOH: S00291 | TMN SRI PERTAMA: S00285 [OFF] |  | 742.859 m |  |  |  | 3 | 2
252106887 | TNB | DISTRIBUTION | KUALA SELANGOR | Existing | RYB | 11 kV |  |  |  |  | 240_3C_AL_XLPE | IKK: | KOMPLEKS PERTANIAN: S01619 |  | 773.564 m |  |  |  | 3 | 2
252107405 | TNB | DISTRIBUTION | KUALA SELANGOR | Existing | RYB | 11 kV |  |  |  |  | 185_3C_AL_PILC | BKT KUCING TAMBAHAN: S00294 | BKT KUCING KLINIK: S00298 [OFF] |  | 1361.580 m |  |  |  | 3 | 2
252107411 | TNB | DISTRIBUTION | KUALA SELANGOR | Existing | RYB | 11 kV |  |  |  |  | 240_3C_AL_XLPE | PKNS SIME DARBY (TMN RAJAWALI): S00091 | PEKAN BKT ROTAN: S00078 |  | 997.161 m |  |  |  | 3 | 2
252107606 | TNB | DISTRIBUTION | KUALA SELANGOR | Existing | RYB | 11 kV |  |  |  |  | 185_3C_AL_PILC | TG KARANG DEVELOPMENT: S00331 | PKPS TG KARANG: S01462 |  | 532.158 m |  |  |  | 3 | 4
252107612 | TNB | DISTRIBUTION | KUALA SELANGOR | Existing | RYB | 11 kV |  |  |  |  | 185_3C_AL_PILC | SW/STN BKT BELIMBING: S00483 | UJONG PERMATANG: S00486 |  | 1006.310 m |  |  |  | 3 | 2
252107685 | TNB | DISTRIBUTION | KUALA SELANGOR | Existing | RYB | 11 kV |  |  |  |  | 240_3C_AL_XLPE | LDG MONMOUTH: S00086 | LDG RAJAGIRI: S00088 |  | 1279.908 m |  |  |  | 3 | 2
252108041 | TNB | DISTRIBUTION | KUALA SELANGOR | Existing | RYB | 11 kV |  |  |  |  | 240_3C_AL_XLPE | TMN BAYU PUTRA: S05459 | TMN KOTA ALAM NO 2: S01618 |  | 1361.081 m |  |  |  | 3 | 2
252108256 | TNB | DISTRIBUTION | KUALA SELANGOR | Existing | RYB | 11 kV |  |  |  |  | 240_3C_AL_XLPE | TMN RHU PERMAI: S05401 | TMN RHU: S00126 |  | 485.631 m |  |  |  | 3 | 3
252108268 | TNB | DISTRIBUTION | KUALA SELANGOR | Existing | RYB | 11 kV |  |  |  |  | 240_3C_AL_XLPE | PKNS TMN PERMAI JERAM: S01388 | JERAM NO 2: S00185 |  | 1023.973 m |  |  |  | 3 | 2
252108274 | TNB | DISTRIBUTION | KUALA SELANGOR | Existing | RYB | 11 kV |  |  |  |  | 185_3C_AL_PILC | PKNS PT MAHANG (TMN DESA MAHANG): S01453 | PT MAHANG NO 2: S00320 [OFF] |  | 1082.444 m |  |  |  | 3 | 2
252108316 | TNB | DISTRIBUTION | KUALA SELANGOR | Existing | RYB | 11 kV |  |  |  |  | 240_3C_AL_XLPE | PANGSAPURI KSL: S01238 | VIP KSL: S00021 |  | 94.525 m |  |  |  | 3 | 0
252108322 | TNB | DISTRIBUTION | KUALA SELANGOR | Existing | RYB | 11 kV |  |  |  |  | 240_3C_AL_XLPE | MALEX QTRS: R01592 | P/PENURUN BALAI POLIS BATU ARANG: R02751 |  | 785.383 m |  |  |  | 3 | 2
252108460 | TNB | DISTRIBUTION | KUALA SELANGOR | Existing | RYB | 11 kV |  |  |  |  | 240_3C_AL_XLPE | DESA MAWAR N0 2: S01531 | DESA MAWAR N0 1: S01527 |  | 1281.851 m |  |  |  | 3 | 2
252110225 | TNB | DISTRIBUTION | KUALA SELANGOR | Existing | RYB | 11 kV | YES | Class D |  |  | 240_3C_AL_XLPE | INDUSTRI ALAM JAYA NO.8: R05271 | INDUSTRI ALAM JAYA NO.6: R04739 |  | 162.564 m |  |  |  | 3 | 2
252110230 | TNB | DISTRIBUTION | KUALA SELANGOR | Existing | RYB | 11 kV |  |  |  |  | 240_3C_AL_XLPE | RUMAH PANGSA ALAM PERDANA: R05351 | APARTMENT ALAM PERDANA 1: R06370 |  | 544.519 m |  |  |  | 3 | 0
252110395 | TNB | DISTRIBUTION | KUALA SELANGOR | Existing | RYB | 11 kV |  |  |  |  | 240_3C_AL_XLPE | PPRT SG KAJANG: S01482 | BGN SG KAJANG: S01483 |  | 1706.326 m |  |  |  | 3 | 2
252110634 | TNB | DISTRIBUTION | KUALA SELANGOR | Existing | RYB | 11 kV |  |  |  |  | 240_3C_AL_XLPE | BERJUNTAI BESTARI NO 2: R05056 | BERJUNTAI BESTARI NO 1: R05055 |  | 504.670 m |  |  |  | 3 | 2
252110666 | TNB | DISTRIBUTION | KUALA SELANGOR | Existing | RYB | 11 kV | YES | Class D |  |  | 240_3C_AL_XLPE | MACHMAR INDS: R05399 | MACHMAR INDS NO.2: R06849 |  | 252.127 m |  |  |  | 3 | 1
252110972 | TNB | DISTRIBUTION | KUALA SELANGOR | Existing | RYB | 11 kV |  |  |  |  | 240_3C_AL_XLPE | ADVANCE INDUSTRIES SDN BHD: R04476 | CHANG SHI MINERAL SDN BHD: R05943 |  | 1245.959 m |  |  |  | 3 | 3
252111066 | TNB | DISTRIBUTION | KUALA SELANGOR | Existing | RYB | 11 kV |  |  |  |  | 240_3C_AL_XLPE | KAKI BKT MELAWATI: S00031 | PEJABAT HAIWAN: S01242 |  | 928.289 m |  |  |  | 3 | 0
252111523 | TNB | DISTRIBUTION | KUALA SELANGOR | Existing | RYB | 11 kV |  |  |  |  | 240_3C_AL_XLPE | TMN MAKMUR KSL: S01456 | KIM LIAN HUAT: S00328 |  | 587.262 m |  |  |  | 3 | 2
252115677 | TNB | DISTRIBUTION | KUALA SELANGOR | Existing | RYB | 11 kV |  |  |  |  | 240_3C_AL_XLPE | ZON D FASA 2A PUNCAK ALAM: S01059 | LAVENDER VILLA: S01060 |  | 795.150 m |  |  |  | 3 | 2
252115938 | TNB | DISTRIBUTION | KUALA SELANGOR | Existing | RYB | 11 kV |  |  |  |  | 240_3C_AL_XLPE | RHONG KHEN INDUSTRI: R01841 | KLG PAPAN SEKINCAN: R01818 |  | 1344.367 m |  |  |  | 3 | 2
252116980 | TNB | DISTRIBUTION | KUALA SELANGOR | Existing | RYB | 11 kV |  |  |  |  | 240_3C_AL_XLPE | CHOP GUAN SENG: S00248 | TAWEI SG SERDANG: S00240 |  | 671.613 m |  |  |  | 3 | 2
252117261 | TNB | DISTRIBUTION | KUALA SELANGOR | Existing | RYB | 11 kV |  |  |  |  | 240_3C_AL_XLPE | SONG ENGINEERING: S05572 | SW/STN TMN JATI: S01408 |  | 1769.354 m |  |  |  | 3 | 0
252117484 | TNB | DISTRIBUTION | KUALA SELANGOR | Existing | RYB | 11 kV |  |  |  |  | 240_3C_AL_XLPE | KOSSAN RUBBER NO 5: S00216 | KOSSAN 3: S01405 |  | 755.020 m |  |  |  | 3 | 0
252117494 | TNB | DISTRIBUTION | KUALA SELANGOR | Existing | RYB | 11 kV |  |  |  |  | 240_3C_AL_XLPE | PETRONAS GAS: S00083 | LDG MONMOUTH: S00084 |  | 1013.307 m |  |  |  | 3 | 1
252117786 | TNB | DISTRIBUTION | KUALA SELANGOR | Existing | RYB | 11 kV |  |  |  |  | 240_3C_AL_XLPE | PMU KSGR: 1 | TMN BENDAHARA NO 2: S01664 |  | 1135.762 m |  |  |  | 3 | 0
252117798 | TNB | DISTRIBUTION | KUALA SELANGOR | Existing | RYB | 11 kV |  |  |  |  | 240_3C_AL_XLPE | SW/STN BGN TENGKORAK: S00369 | BGN TENGKORAK TG KARANG: S00372 |  | 614.734 m |  |  |  | 3 | 2
252118036 | TNB | DISTRIBUTION | KUALA SELANGOR | Existing | RYB | 11 kV |  |  |  |  | 240_3C_AL_XLPE | DETIK ATURAN: S05586 | DESA MAWAR N0 2: S01528 |  | 1852.700 m |  |  |  | 3 | 1
252119670 | TNB | DISTRIBUTION | KUALA SELANGOR | Existing | RYB | 11 kV |  |  |  |  | 240_3C_AL_XLPE | EDAR BERAS: S00142 | KLG BATU-BATA: S01352 |  | 926.690 m |  |  |  | 3 | 2
252119981 | TNB | DISTRIBUTION | KUALA SELANGOR | Existing | RYB | 11 kV | YES | Class D |  |  | 240_3C_AL_XLPE | D-KSL-C17-1588: R08214 | STP KOTA PUTERI: R04689 [OFF] |  | 1835.487 m |  |  |  | 3 | 0
252120236 | TNB | DISTRIBUTION | KUALA SELANGOR | Existing | RYB | 11 kV |  |  |  |  | 240_3C_AL_XLPE | FASA 3A 2 PUNCAK ALAM: S01097 | APRT NO.4 PUNCAK ALAM: S01125 |  | 1535.894 m |  |  |  | 3 | 2
252120758 | TNB | DISTRIBUTION | KUALA SELANGOR | Existing | RYB | 11 kV |  |  |  |  | 240_3C_AL_XLPE | TAMBAK JAWA: S00229 | PADANG GAJAH: S00226 |  | 478.007 m |  |  |  | 3 | 2
252120770 | TNB | DISTRIBUTION | KUALA SELANGOR | Existing | RYB | 11 kV |  |  |  |  | 240_3C_AL_XLPE | PKNS KG KUANTAN: S00056 | KG KUANTAN: S00053 [OFF] |  | 955.415 m |  |  |  | 3 | 0
252120775 | TNB | DISTRIBUTION | KUALA SELANGOR | Existing | RYB | 11 kV |  |  |  |  | 240_3C_AL_XLPE | SPG RJ ABDULLAH: S00175 | SM AGAMA JERAM: S01381 [OFF] |  | 605.135 m |  |  |  | 3 | 2
252121148 | TNB | DISTRIBUTION | KUALA SELANGOR | Existing | RYB | 11 kV |  |  |  |  | 240_3C_AL_XLPE | STP UITM: S05683 | UITM 1: S01152 [OFF] |  | 408.919 m |  |  |  | 3 | 2
252121300 | TNB | DISTRIBUTION | KUALA SELANGOR | Existing | RYB | 11 kV |  |  |  |  | 185_3C_AL_PILC | TALIKOM KSL: S00103 | BDR BARU NO 1: S00104 |  | 216.945 m |  |  |  | 3 | 2
252121615 | TNB | DISTRIBUTION | KUALA SELANGOR | Existing | RYB | 11 kV |  |  |  |  | 240_3C_AL_XLPE | IKS NO 2: S01306 | IKS NO 1: S01305 |  | 772.967 m |  |  |  | 3 | 2
252121650 | TNB | DISTRIBUTION | KUALA SELANGOR | Existing | RYB | 11 kV |  |  |  |  | 240_3C_AL_XLPE | TECHNOPARK NO 2: R03179 | TECHNOPARK NO 3: R03183 |  | 260.756 m |  |  |  | 3 | 2
252121858 | TNB | DISTRIBUTION | KUALA SELANGOR | Existing | RYB | 11 kV |  |  |  |  | 240_3C_AL_XLPE | CK CHEONG SDN BHD: R06498 | GUPPY PLASTIC ALAM JAYA: R05456 |  | 163.419 m |  |  |  | 3 | 1
252122108 | TNB | DISTRIBUTION | KUALA SELANGOR | Existing | RYB | 11 kV |  |  |  |  | 240_3C_AL_XLPE | TMN SELESA API API: S01351 | KG API API: S00137 |  | 262.898 m |  |  |  | 3 | 2
252122120 | TNB | DISTRIBUTION | KUALA SELANGOR | Existing | RYB | 11 kV |  |  |  |  | 240_3C_AL_XLPE | TMN IMPIAN (C): S01330 | BAZAR SG BULOH: S01327 |  | 2111.809 m |  |  |  | 3 | 2
252122568 | TNB | DISTRIBUTION | KUALA SELANGOR | Existing | RYB | 11 kV |  |  |  |  | 240_3C_AL_XLPE | KEMAS KSL: S01249 | PERPUSTAKAAN: S01252 |  | 920.598 m |  |  |  | 3 | 2
252122739 | TNB | DISTRIBUTION | KUALA SELANGOR | Existing | RYB | 11 kV |  |  |  |  | 240_3C_AL_XLPE | PPU SKCN M: | SITE C SEKINCHAN: S00591 |  | 66.421 m |  |  |  | 3 | 0
252122982 | TNB | DISTRIBUTION | KUALA SELANGOR | Existing | RYB | 11 kV |  |  |  |  | 240_3C_AL_XLPE | MASRI PARIT 7 SG LEMAN: S05575 | PUAS SEKINCHAN: S01637 |  | 122.365 m |  |  |  | 3 | 0
252123765 | TNB | DISTRIBUTION | KUALA SELANGOR | Existing | RYB | 11 kV |  |  |  |  | 240_3C_AL_XLPE | TMN SG BULOH: S00148 | TMN BAWAL PUTIH: S01353 |  | 145.448 m |  |  |  | 3 | 2
252124194 | TNB | DISTRIBUTION | KUALA SELANGOR | Existing | RYB | 11 kV |  |  |  |  | 70_3C_AL_PILC | REBAN AYAM BAIZILAH: S05926 | SG YU NO 3: S01555 |  | 448.990 m |  |  |  | 3 | 1
252124411 | TNB | DISTRIBUTION | KUALA SELANGOR | Existing | RYB | 11 kV |  |  |  |  | 240_3C_AL_XLPE | PKNS TMN PEKERTI JERAM: S00193 | PKNS TMN PERMAI JERAM: S01390 |  | 765.485 m |  |  |  | 3 | 2
252124617 | TNB | DISTRIBUTION | KUALA SELANGOR | Existing | RYB | 11 kV |  |  |  |  | 240_3C_AL_XLPE | ZON A3 FASA 2A PUNCAK ALAM: S01065 | SHAH ALAM 2 NO.1: S01069 |  | 1112.323 m |  |  |  | 3 | 2
252124885 | TNB | DISTRIBUTION | KUALA SELANGOR | Existing | RYB | 11 kV |  |  |  |  | 240_3C_AL_XLPE | TMN SRI PENAMBANG: S01577 | PEKAN P/PENAMBANG: S00476 |  | 220.928 m |  |  |  | 3 | 1
252124918 | TNB | DISTRIBUTION | KUALA SELANGOR | Existing | RYB | 11 kV |  |  |  |  | 240_3C_AL_XLPE | MAKMAL PENYELIDIKAN PELURU: R01617 | KG MELAYU A/T: R01603 [OFF] |  | 1700.729 m |  |  |  | 3 | 2
252125147 | TNB | DISTRIBUTION | KUALA SELANGOR | Existing | RYB | 11 kV |  |  |  |  | 240_3C_AL_XLPE | SSU TMN MAKMUR: S05867 | GAWAR-GAWAR (JENTAYU TUAH): S01508 |  | 309.079 m |  |  |  | 3 | 0
252125403 | TNB | DISTRIBUTION | KUALA SELANGOR | Existing | RYB | 11 kV |  |  |  |  | 240_3C_AL_XLPE | ZON E FASA 2A PUNCAK ALAM: S01051 | ZON C FASA 2A PUNCAK ALAM: S01052 |  | 914.160 m |  |  |  | 3 | 7
252126465 | TNB | DISTRIBUTION | KUALA SELANGOR | Existing | RYB | 11 kV |  |  |  |  | 240_3C_AL_XLPE | PPU PAM1: 2 | STESEN SUIS SECTION 2 PHASE 1B P.ALAM: S01027 |  | 2845.473 m |  |  | FDR2 | 3 | 0
252127040 | TNB | DISTRIBUTION | KUALA SELANGOR | Existing | RYB | 11 kV |  |  |  |  | 240_3C_AL_XLPE | Grp: Substation Comp. 1: | TMN SULUH BESTARI: R05047 |  | 1938.466 m |  |  |  | 3 | 2
252127051 | TNB | DISTRIBUTION | KUALA SELANGOR | Existing | RYB | 11 kV |  |  |  |  | 240_3C_AL_XLPE |  | KENTUNE FURNITURE (SHE CHE SING): S00190 |  | 799.273 m |  |  |  | 3 | 2
252127082 | TNB | DISTRIBUTION | KUALA SELANGOR | Existing | RYB | 11 kV |  |  |  |  | 240_3C_AL_XLPE | JASA RINGGIT HOLDINGS: | SOUTHPROP NO.1: R06527 |  | 1815.670 m |  |  |  | 3 | 4
252127256 | TNB | DISTRIBUTION | KUALA SELANGOR | Existing | RYB | 11 kV |  |  |  |  | 240_3C_AL_XLPE | OCEAN LAND NO 2: S05295 | QTRS MDKS K.SEL: S01280 |  | 1626.691 m |  |  |  | 3 | 2
252127285 | TNB | DISTRIBUTION | KUALA SELANGOR | Existing | RYB | 11 kV |  |  |  |  | 240_3C_AL_XLPE | KOSSAN 2: S01423 | KOSSAN 4: S01420 |  | 609.550 m |  |  |  | 3 | 2
252127497 | TNB | DISTRIBUTION | KUALA SELANGOR | Existing | RYB | 11 kV | Unknown |  |  |  | 240_3C_AL_XLPE | D-KSL-C17-1607: S05957 | EYU TECK CHAI: S01434 |  | 664.731 m |  |  |  | 3 | 1
252127508 | TNB | DISTRIBUTION | KUALA SELANGOR | Existing | RYB | 11 kV |  |  |  |  | 240_3C_AL_XLPE | PEJABAT HAIWAN: S01240 | DEWAN BANQUIT D-PALMA: S05308 |  | 1147.583 m |  |  |  | 3 | 0
252127514 | TNB | DISTRIBUTION | KUALA SELANGOR | Existing | RYB | 11 kV |  |  |  |  | 240_3C_AL_XLPE | SRJK AIK THEE: S05564 | HOTEL D'PALMA: S00027 |  | 921.997 m |  |  |  | 3 | 0
252127792 | TNB | DISTRIBUTION | KUALA SELANGOR | Existing | RYB | 11 kV |  |  |  |  | 240_3C_AL_XLPE | IKS NO 1: S01303 | PKNS INDUSTRI (PERUSAHAAN RINGAN): S00100 |  | 298.474 m |  |  |  | 3 | 4
252127798 | TNB | DISTRIBUTION | KUALA SELANGOR | Existing | RYB | 11 kV |  |  |  |  | 240_3C_AL_XLPE | PKNS RANTAU PANJANG: R01869 | SYABAS RANTAU PANJANG: R05753 |  | 1581.691 m |  |  |  | 3 | 2
252130130 | TNB | DISTRIBUTION | KUALA SELANGOR | Existing | RYB | 11 kV |  |  |  |  | 240_3C_AL_XLPE | SELOKA GAGAH NO 1: S01601 | SELOKA GAGAH NO 2: S01602 |  | 118.000 m |  |  |  | 3 | 0
252130376 | TNB | DISTRIBUTION | KUALA SELANGOR | Existing | RYB | 11 kV |  |  |  |  | 240_3C_AL_XLPE | PT 3: S00560 | PT 4: S00559 |  | 173.431 m |  |  |  | 3 | 1
252130403 | TNB | DISTRIBUTION | KUALA SELANGOR | Existing | RYB | 11 kV |  |  |  |  | 240_3C_AL_XLPE | SG YU NO 1: S00452 | KG SG YU: S00447 |  | 2580.165 m |  |  |  | 3 | 2
252130417 | TNB | DISTRIBUTION | KUALA SELANGOR | Existing | RYB | 11 kV |  |  |  |  | 240_3C_AL_XLPE | FORWARD SCOPE: R06704 | KHUEN HING METAL SDN BHD: R05280 |  | 196.850 m |  |  |  | 3 | 1
252130624 | TNB | DISTRIBUTION | KUALA SELANGOR | Existing | RYB | 11 kV |  |  |  |  | 240_3C_AL_XLPE | K/UDANG SRI FUMA NO 2: S01498 | SW/STN SRI FUMA: S00362 |  | 3008.823 m |  |  |  | 3 | 5
252130689 | TNB | DISTRIBUTION | KUALA SELANGOR | Existing | RYB | 11 kV |  |  |  |  | 240_3C_AL_XLPE | PERDANA ALAM JAYA NO.2: R04450 | PERDANA ALAM JAYA NO.1: R04451 |  | 249.282 m |  |  |  | 3 | 2
252130891 | TNB | DISTRIBUTION | KUALA SELANGOR | Existing | RYB | 11 kV |  |  |  |  | 240_3C_AL_XLPE | KLG LOT 7 ALAM JAYA: R05231 | KLG LOT 8 ALAM JAYA: R05232 |  | 119.524 m |  |  |  | 3 | 2
252131644 | TNB | DISTRIBUTION | KUALA SELANGOR | Existing | RYB | 11 kV |  |  |  |  | 240_3C_AL_XLPE | APRTMENT MELATI NO.1 PUNCAK ALAM: S01146 | APARTMENT MELOR NO. 2 PUNCAK ALAM: S01145 |  | 59.491 m |  |  |  | 3 | 1
252132193 | TNB | DISTRIBUTION | KUALA SELANGOR | Existing | RYB | 11 kV | YES | Class D |  |  | 240_3C_AL_XLPE | MULTIGUNA CONSTRUCTION & DEV JLN 2/6 AL: R06275 | ICECLUB ALAM JAYA: R04537 |  | 100.162 m |  |  |  | 3 | 2
252132972 | TNB | DISTRIBUTION | KUALA SELANGOR | Existing | RYB | 11 kV |  |  |  |  | 185_3C_AL_PILC | SIME INAX: R01900 | SIME HYUNDAI: R01902 |  | 538.509 m |  |  |  | 3 | 3
252133012 | TNB | DISTRIBUTION | KUALA SELANGOR | Existing | RYB | 11 kV |  |  |  |  | 240_3C_AL_XLPE | SYNLE HART: S00213 | KEM BINA INSAN SG SEMBILANG: S01404 |  | 2203.507 m |  |  |  | 3 | 0
252133208 | TNB | DISTRIBUTION | KUALA SELANGOR | Existing | RYB | 11 kV |  |  |  |  | 240_3C_AL_XLPE | SURIA INDAH: S01520 | INDUSTRI BENG LEE: S01511 |  | 807.477 m |  |  |  | 3 | 2
252135734 | TNB | DISTRIBUTION | KUALA SELANGOR | Existing | RYB | 11 kV |  |  |  |  | 240_3C_AL_XLPE | ZON A1 FASA 2A PUNCAK ALAM: S01036 | ZON A2 FASA 2A PUNCAK ALAM: S01037 |  | 833.029 m |  |  |  | 3 | 3
252135786 | TNB | DISTRIBUTION | KUALA SELANGOR | Existing | RYB | 11 kV |  |  |  |  | 240_3C_AL_XLPE | FASA 3A6 PUNCAK ALAM: S05666 | APRTMENT MELATI NO.2 PUNCAK ALAM: S01647 |  | 1700.384 m |  |  |  | 3 | 1
252137222 | TNB | DISTRIBUTION | KUALA SELANGOR | Existing | RYB | 11 kV |  |  |  |  | 240_3C_AL_XLPE | PKNS TMN PEKERTI JERAM: S00191 | LDG BUKIT CERAKAH: S00194 |  | 912.532 m |  |  |  | 3 | 2
252137522 | TNB | DISTRIBUTION | KUALA SELANGOR | Existing | RYB | 11 kV |  |  |  |  | 240_3C_AL_XLPE | BERJUNTAI BESTARI NO 1: R05053 | ANGGERIK LAKSAMANA: R05378 |  | 359.112 m |  |  |  | 3 | 2
252137573 | TNB | DISTRIBUTION | KUALA SELANGOR | Existing | RYB | 11 kV |  |  |  |  | 240_3C_AL_XLPE | TMN IJOK UTAMA: R05362 | TAMAN SEJATI: R04174 |  | 686.349 m |  |  |  | 3 | 0
252137592 | TNB | DISTRIBUTION | KUALA SELANGOR | Existing | RYB | 11 kV |  |  |  |  | 240_3C_AL_XLPE | FASA 3A1 PUNCAK ALAM: S05702 | RUMAH BANGLO PUNCAK ALAM JAYA 2: S05881 |  | 1244.771 m |  |  |  | 3 | 3
252137598 | TNB | DISTRIBUTION | KUALA SELANGOR | Existing | RYB | 11 kV |  |  |  |  | 240_3C_AL_XLPE | SEK REN KEB PUNCAK ALAM: S01028 | SEK MEN KEB PUNCAK ALAM: S01030 |  | 306.409 m |  |  |  | 3 | 2
252137620 | TNB | DISTRIBUTION | KUALA SELANGOR | Existing | RYB | 11 kV |  |  |  |  | 240_3C_AL_XLPE | TMN MALAWATI JAYA NO 1: S01318 | TMN MELAWATI CERGAS: S05755 |  | 881.411 m |  |  |  | 3 | 2
252137691 | TNB | DISTRIBUTION | KUALA SELANGOR | Existing | RYB | 11 kV |  |  |  |  | 240_3C_AL_XLPE | TMN KOTA ALAM: S01257 | KEMAS KSL: S01248 |  | 740.405 m |  |  |  | 3 | 2
252137697 | TNB | DISTRIBUTION | KUALA SELANGOR | Existing | RYB | 11 kV |  |  |  |  | 240_3C_AL_XLPE | BERJUNTAI MAJU(C/S): R03865 | BERJUNTAI MAJU BTG BERJUNTAI: R03866 |  | 49.958 m |  |  |  | 3 | 2
252137794 | TNB | DISTRIBUTION | KUALA SELANGOR | Existing | RYB | 11 kV |  |  |  |  | 240_3C_AL_XLPE | SM AGAMA JERAM: S01382 | BALAI POLIS JERAM: S00178 |  | 1713.897 m |  |  |  | 3 | 2
252137816 | TNB | DISTRIBUTION | KUALA SELANGOR | Existing | RYB | 11 kV |  |  |  |  | 240_3C_AL_XLPE | BNZ: S00162 | KOMPLEKS PKNS KSL: S01271 |  | 294.260 m |  |  |  | 3 | 2
252137850 | TNB | DISTRIBUTION | KUALA SELANGOR | Existing | RYB | 11 kV |  |  |  |  | 240_3C_AL_XLPE | ANGGERIK LAKSAMANA: R05377 | SEGINIAGA: R04996 |  | 104.154 m |  |  |  | 3 | 2
252137855 | TNB | DISTRIBUTION | KUALA SELANGOR | Existing | RYB | 11 kV |  |  |  |  | 240_3C_AL_XLPE | SEK KEB SRI SEKINCAN: S05525 | SELOKA GAGAH NO 1: S01599 |  | 660.287 m |  |  |  | 3 | 0
252138028 | TNB | DISTRIBUTION | KUALA SELANGOR | Existing | RYB | 11 kV |  |  |  |  | 240_3C_AL_XLPE | KOSSAN 1: S01414 | KOSSAN RUBBER NO 6: S05302 |  | 28.270 m |  |  |  | 3 | 0
252140333 | TNB | DISTRIBUTION | KUALA SELANGOR | Existing | RYB | 11 kV |  |  |  |  | 240_3C_AL_XLPE | RJ MUSA NO 1 (TMN MANICKAVASAGAM): S00508 | SW/STN RJ MUSA: S00505 |  | 1535.028 m |  |  |  | 3 | 2
252140630 | TNB | DISTRIBUTION | KUALA SELANGOR | Existing | RYB | 11 kV |  |  |  |  | 240_3C_AL_XLPE | TMN MULIA: S01348 | TMN SELESA API API: S01349 |  | 1365.063 m |  |  |  | 3 | 2
252140878 | TNB | DISTRIBUTION | KUALA SELANGOR | Existing | RYB | 11 kV |  |  |  |  | 240_3C_AL_XLPE | APRTMENT MELATI NO.2 PUNCAK ALAM: S01650 | APRTMENT MELATI NO.1 PUNCAK ALAM: S01149 |  | 279.133 m |  |  |  | 3 | 2
252140925 | TNB | DISTRIBUTION | KUALA SELANGOR | Existing | RYB | 11 kV |  |  |  |  | 240_3C_AL_XLPE | COLD ROOM: S01569 | TMN DELIMA: S05891 |  | 101.249 m |  |  |  | 3 | 0
252141126 | TNB | DISTRIBUTION | KUALA SELANGOR | Existing | RYB | 11 kV |  |  |  |  | 240_3C_AL_XLPE | MASRIA: S01469 | TMN WAWASAN: S01470 |  | 314.631 m |  |  |  | 3 | 2
252141177 | TNB | DISTRIBUTION | KUALA SELANGOR | Existing | RYB | 11 kV |  |  |  |  | 240_3C_AL_XLPE | K/UDANG API-API NO 1: S00279 | TMN IMPIAN (C): S01328 |  | 1350.018 m |  |  |  | 3 | 1
252141350 | TNB | DISTRIBUTION | KUALA SELANGOR | Existing | RYB | 11 kV |  |  |  |  | 240_3C_AL_XLPE | SM SAINS KSL: S01264 | QTRS GURU SM SAINS KSL: S01266 |  | 941.325 m |  |  |  | 3 | 2
252142207 | TNB | DISTRIBUTION | KUALA SELANGOR | Existing | RYB | 11 kV |  |  |  |  | 240_3C_AL_XLPE | STP 1 PHASE 1 PUNCAK ALAM: S01018 | STP UITM: S05685 |  | 3349.012 m |  |  |  | 3 | 6
252142216 | TNB | DISTRIBUTION | KUALA SELANGOR | Existing | RYB | 11 kV |  |  |  |  | 240_3C_AL_XLPE | LIM & LIM HARDWARE: R06229 | TAMAN HARMONI: R05151 [OFF] |  | 952.318 m |  |  |  | 3 | 2
252142753 | TNB | DISTRIBUTION | KUALA SELANGOR | Existing | RYB | 11 kV |  |  |  |  | 240_3C_AL_XLPE | DEWAN BANQUIT D-PALMA: S05306 | HOTEL D'PALMA: S01243 [OFF] |  | 186.599 m |  |  |  | 3 | 0
252142998 | TNB | DISTRIBUTION | KUALA SELANGOR | Existing | RYB | 11 kV |  |  |  |  | 240_3C_AL_XLPE | BERJUNTAI MAJU BTG BERJUNTAI: R03869 | TELEKOM B/BEJUNTAI: R01890 |  | 569.521 m |  |  |  | 3 | 2
252143422 | TNB | DISTRIBUTION | KUALA SELANGOR | Existing | RYB | 11 kV | YES | Class D |  |  | 240_3C_AL_XLPE | MARKLON INDS: R05402 | MACHMAR INDS: R05401 |  | 128.514 m |  |  |  | 3 | 2
252144157 | TNB | DISTRIBUTION | KUALA SELANGOR | Existing | RYB | 11 kV |  |  |  |  | 240_3C_AL_XLPE | POULTRY FARM NO 2: S00438 | POULTRY FARM NO 1: S00435 |  | 1482.944 m |  |  |  | 3 | 2
252144243 | TNB | DISTRIBUTION | KUALA SELANGOR | Existing | RYB | 11 kV |  |  |  |  | 240_3C_AL_XLPE | KOSSAN 4: S01418 | KOSSAN RUBBER NO 6: S05304 [OFF] |  | 179.531 m |  |  |  | 3 | 0
252144491 | TNB | DISTRIBUTION | KUALA SELANGOR | Existing | RYB | 11 kV |  |  |  |  | 240_3C_AL_XLPE | SRJKC JLN SASARAN: S05952 | TMN SRI PERTAMA: S00288 |  | 347.996 m |  |  |  | 3 | 1
252144497 | TNB | DISTRIBUTION | KUALA SELANGOR | Existing | RYB | 11 kV | YES | Class D |  |  | 240_3C_AL_XLPE | KELIP-KELIP BKT BELIMBING: S01568 | INNOBRIDE NO 6: S00498 |  | 8.884 m |  |  |  | 3 | 1
252144502 | TNB | DISTRIBUTION | KUALA SELANGOR | Existing | RYB | 11 kV |  |  |  |  | 240_3C_AL_XLPE | K/UDANG API-API NO 4: S01287 | K/UDANG API-API NO 2: S01323 |  | 106.375 m |  |  |  | 3 | 5
252144508 | TNB | DISTRIBUTION | KUALA SELANGOR | Existing | RYB | 11 kV |  |  |  |  | 240_3C_AL_XLPE | LDG TERNAK AYAM JLN RAJA MUSA: S01546 | PERMATA CITRA: S00519 |  | 2215.357 m |  |  |  | 3 | 1
252144519 | TNB | DISTRIBUTION | KUALA SELANGOR | Existing | RYB | 11 kV |  |  |  |  | 240_3C_AL_XLPE | TMN AGROTEKNOLOGI: S01541 | SW/STN BKT TALANG: S00512 |  | 1281.469 m |  |  |  | 3 | 2
252144788 | TNB | DISTRIBUTION | KUALA SELANGOR | Existing | RYB | 11 kV |  | Class D |  |  | 240_3C_AL_XLPE | D-KSL-C18-1653: S05979 | TMN NILAM: S05296 |  | 552.052 m |  |  |  | 3 | 0
252145087 | TNB | DISTRIBUTION | KUALA SELANGOR | Existing | RYB | 11 kV |  |  |  |  | 185_3C_AL_PILC | PEKAN TG KARANG (RIVER SIDE): S00343 | TMN SRI TANJUNG (LOT 1970): S00345 |  | 661.255 m |  |  |  | 3 | 4
252145093 | TNB | DISTRIBUTION | KUALA SELANGOR | Existing | RYB | 11 kV |  |  |  |  | 240_3C_AL_XLPE | REBAN AYAM BKT HIJAU: S05462 | SOUTHERN REALTY: S01451 |  | 3058.012 m |  |  |  | 3 | 3
252145375 | TNB | DISTRIBUTION | KUALA SELANGOR | Existing | RYB | 11 kV |  |  |  |  | 185_3C_AL_PILC | BDR BARU NO 3: S00113 | BDR BARU NO 4: S00114 |  | 375.678 m |  |  |  | 3 | 2
252145559 | TNB | DISTRIBUTION | KUALA SELANGOR | Existing | RYB | 11 kV |  |  |  |  | 240_3C_AL_XLPE | PPU TKMI: 3 | KOKO FAMA: S00440 |  | 3790.498 m |  |  | FDR3 | 3 | 0
252145563 | TNB | DISTRIBUTION | KUALA SELANGOR | Existing | RYB | 11 kV |  |  |  |  | 240_3C_AL_XLPE | SEGINIAGA: R04994 | TMN ILMU BISTARI: R05839 |  | 684.189 m |  |  |  | 3 | 2
252145780 | TNB | DISTRIBUTION | KUALA SELANGOR | Existing | RYB | 11 kV |  |  |  |  | 240_3C_AL_XLPE | PPU SDBY: 1 | QUARTERS TENNAMARAN: R01898 |  | 899.589 m |  |  | FDR4 | 3 | 3
252145786 | TNB | DISTRIBUTION | KUALA SELANGOR | Existing | RYB | 11 kV |  |  |  |  | 185_3C_AL_PILC | KIM LIAN HUAT: S00325 | TG KARANG DEVELOPMENT: S00333 |  | 845.480 m |  |  |  | 3 | 2
252145796 | TNB | DISTRIBUTION | KUALA SELANGOR | Existing | RYB | 11 kV |  |  |  |  | 240_3C_AL_XLPE | TMN WAWASAN: S01472 | TMN KHATIJAH: S01644 |  | 47.588 m |  |  |  | 3 | 1
252145801 | TNB | DISTRIBUTION | KUALA SELANGOR | Existing | RYB | 11 kV |  |  |  |  | 185_3C_AL_PILC | BALAI POLIS TG KARANG: S00352 | JKR LOW COST: S00353 |  | 452.353 m |  |  |  | 3 | 2
252145834 | TNB | DISTRIBUTION | KUALA SELANGOR | Existing | RYB | 11 kV |  |  |  |  | 240_3C_AL_XLPE | RESCUEVERS: R02822 | HUP SENG SANITARY: R03484 |  | 644.403 m |  |  |  | 3 | 2
252145843 | TNB | DISTRIBUTION | KUALA SELANGOR | Existing | RYB | 11 kV |  |  |  |  | 240_3C_AL_XLPE | BDR BARU NO 1: S00107 | KOMPLEKS MAHKAMAH: S01261 |  | 302.927 m |  |  |  | 3 | 1
252146096 | TNB | DISTRIBUTION | KUALA SELANGOR | Existing | RYB | 11 kV |  |  |  |  | 240_3C_AL_XLPE | TMN SRI SEKINCHAN NO 1: S00574 | TMN SRI SEKINCHAN NO 2 (C): S01596 |  | 311.434 m |  |  |  | 3 | 0
252146111 | TNB | DISTRIBUTION | KUALA SELANGOR | Existing | RYB | 11 kV |  |  |  |  | 185_3C_AL_PILC | BALAI POLIS KSL: S00095 | TALIKOM KSL: S00101 |  | 1001.418 m |  |  |  | 3 | 3
252146117 | TNB | DISTRIBUTION | KUALA SELANGOR | Existing | RYB | 11 kV |  |  |  |  | 240_3C_AL_XLPE | TMN RADIN JAYA NO 1: S01488 | AADK TANJUNG KARANG: S05544 |  | 278.303 m |  |  |  | 3 | 2
252146123 | TNB | DISTRIBUTION | KUALA SELANGOR | Existing | RYB | 11 kV |  |  |  |  | 185_3C_AL_PILC | TMN SRI TANJUNG (LOT 1970): S00344 | BALAI POLIS TG KARANG: S00352 |  | 668.396 m |  |  |  | 3 | 2
252146393 | TNB | DISTRIBUTION | KUALA SELANGOR | Existing | RYB | 11 kV |  |  |  |  | 185_3C_AL_PILC | TENGKORAK INDUSTRIES: S00365 | SW/STN BGN TENGKORAK: S00371 |  | 668.285 m |  |  |  | 3 | 2
252146804 | TNB | DISTRIBUTION | KUALA SELANGOR | Existing | RYB | 11 kV |  |  |  |  | 185_3C_AL_PILC | PPRT SG KAJANG: S05729 | TMN RADIN JAYA NO 2: S01490 |  | 2316.412 m |  |  |  | 3 | 1
252147046 | TNB | DISTRIBUTION | KUALA SELANGOR | Existing | RYB | 11 kV |  |  |  |  | 240_3C_AL_XLPE | D'PALWA (KRISTALINA): S00168 | KOMPLEKS PKNS KSL: S01268 [OFF] |  | 696.484 m |  |  |  | 3 | 3
252147319 | TNB | DISTRIBUTION | KUALA SELANGOR | Existing | RYB | 11 kV |  |  |  |  | 240_3C_AL_XLPE | SG TENGI KANAN NO 2: S01506 | PT SERONG: S00432 |  | 5283.436 m |  |  |  | 3 | 2
252147570 | TNB | DISTRIBUTION | KUALA SELANGOR | Existing | RYB | 11 kV |  |  |  |  | 240_3C_AL_XLPE | TMN SRI BISTARI: R05364 | TMN SURIA BESTARI: R06134 |  | 581.301 m |  |  |  | 3 | 0
252147586 | TNB | DISTRIBUTION | KUALA SELANGOR | Existing | RYB | 11 kV |  |  |  |  | 240_3C_AL_XLPE | TENAGA KIMIA BT ARANG: R05976 | KG MELAYU A/T: R05265 |  | 2685.506 m |  |  |  | 3 | 1
252148368 | TNB | DISTRIBUTION | KUALA SELANGOR | Existing | RYB | 11 kV |  |  |  |  | 240_3C_AL_XLPE | ZHONG LEE FISHERY: S05449 | PANJI MUARA: S05579 |  | 32.283 m |  |  |  | 3 | 0
252148527 | TNB | DISTRIBUTION | KUALA SELANGOR | Existing | RYB | 11 kV |  |  |  |  | 240_3C_AL_XLPE | SEK MEN KEB PUNCAK ALAM: S01031 | ZON A1 FASA 2A PUNCAK ALAM: S01033 |  | 2323.404 m |  |  |  | 3 | 2
252148561 | TNB | DISTRIBUTION | KUALA SELANGOR | Existing | RYB | 11 kV |  |  |  |  | 240_3C_AL_XLPE | PPU PAM1: 6 | ZON D FASA 2A PUNCAK ALAM: S01056 |  | 5681.155 m |  |  | FDR6 | 3 | 0
252148722 | TNB | DISTRIBUTION | KUALA SELANGOR | Existing | RYB | 11 kV |  |  |  |  | 240_3C_AL_XLPE | SPECIAL MADE IRON &STEEL: | SIME INAX: R01901 |  | 2290.103 m |  |  |  | 3 | 3
252148729 | TNB | DISTRIBUTION | KUALA SELANGOR | Existing | RYB | 11 kV |  |  |  |  | 70_3C_AL_PILC | KIM LIAN HUAT: S00326 | BGN PASIR TG KARANG: S01459 |  | 2558.362 m |  |  |  | 3 | 2
252148735 | TNB | DISTRIBUTION | KUALA SELANGOR | Existing | RYB | 11 kV |  |  |  |  | 240_3C_AL_XLPE | HOSPITAL TG KARANG: S00337 | BANJARAYA (C): S01466 |  | 837.729 m |  |  |  | 3 | 8
252148827 | TNB | DISTRIBUTION | KUALA SELANGOR | Existing | RYB | 11 kV |  |  |  |  | 240_3C_AL_XLPE | KOTA PUTERI NO.1: R04872 | RESCUEVERS: R02823 |  | 1603.121 m |  |  |  | 3 | 2
252148855 | TNB | DISTRIBUTION | KUALA SELANGOR | Existing | RYB | 11 kV |  |  |  |  | 240_3C_AL_XLPE | EYU BER EER NO 1: S01439 | KIEN HUAT FURNITURE: S01431 |  | 1378.729 m |  |  |  | 3 | 4
252148861 | TNB | DISTRIBUTION | KUALA SELANGOR | Existing | RYB | 11 kV |  |  |  |  | 240_3C_AL_XLPE | EYU TECK CHAI: S01436 | EYU BER EER NO 1: S01437 |  | 244.567 m |  |  |  | 3 | 2
252149144 | TNB | DISTRIBUTION | KUALA SELANGOR | Existing | RYB | 11 kV |  |  |  |  | 185_3C_AL_PILC | PMU KSGR: 3 | OCEAN LAND NO.1: S00119 |  | 471.991 m |  |  | FDR10 | 3 | 0
252149150 | TNB | DISTRIBUTION | KUALA SELANGOR | Existing | RYB | 11 kV |  |  |  |  | 240_3C_AL_XLPE | KIEN HUAT FURNITURE: S01433 | TMN SETIA BUDI: S05501 |  | 156.775 m |  |  |  | 3 | 2
252149227 | TNB | DISTRIBUTION | KUALA SELANGOR | Existing | RYB | 11 kV |  |  |  |  | 240_3C_AL_XLPE | SG KAJANG: S01478 | PPRT SG KAJANG: S01480 |  | 995.637 m |  |  |  | 3 | 2
252149316 | TNB | DISTRIBUTION | KUALA SELANGOR | Existing | RYB | 11 kV |  |  |  |  | 240_3C_AL_XLPE | TMN RADEN MAS: S01517 | TMN RIA MAS: S01700 |  | 213.155 m |  |  |  | 3 | 2
252149381 | TNB | DISTRIBUTION | KUALA SELANGOR | Existing | RYB | 11 kV |  |  |  |  | 240_3C_AL_XLPE | MATAKKU: S00198 | PANTAI REMIS: S00201 [OFF] |  | 753.513 m |  |  |  | 3 | 0
252149496 | TNB | DISTRIBUTION | KUALA SELANGOR | Existing | RYB | 11 kV |  |  |  |  | 240_3C_AL_XLPE | TMN SULUH BESTARI: R05049 | FRUIT VALLEY: R05050 |  | 254.936 m |  |  |  | 3 | 1
252149501 | TNB | DISTRIBUTION | KUALA SELANGOR | Existing | RYB | 11 kV |  |  |  |  | 240_3C_AL_XLPE | BT 2 JLN KLANG: S00121 | TMN RHU PERMAI: S05309 |  | 336.550 m |  |  |  | 3 | 2
252149507 | TNB | DISTRIBUTION | KUALA SELANGOR | Existing | RYB | 11 kV |  |  |  |  | 240_3C_AL_XLPE | SW/STN SRI FUMA: S00360 | TENGKORAK INDUSTRIES: S00367 |  | 570.893 m |  |  |  | 3 | 3
252149513 | TNB | DISTRIBUTION | KUALA SELANGOR | Existing | RYB | 11 kV |  |  |  |  | 240_3C_AL_XLPE | PADAT TAMAN SERI BENDAHARA: S05743 | NTS: S05465 [OFF] |  | 746.451 m |  |  |  | 3 | 0
252149699 | TNB | DISTRIBUTION | KUALA SELANGOR | Existing | RYB | 11 kV |  |  |  |  | 240_3C_AL_XLPE | BANDAR PUNCAK ALAM JAS: S05516 | SHAH ALAM 2 NO.8: S05406 |  | 981.232 m |  |  |  | 3 | 1
252149818 | TNB | DISTRIBUTION | KUALA SELANGOR | Existing | RYB | 11 kV |  |  |  |  | 240_3C_AL_XLPE | COLD ROOM: S01569 | S.AGAMA KSL (P/PENAMBANG): S00468 |  | 1303.433 m |  |  |  | 3 | 2
252149822 | TNB | DISTRIBUTION | KUALA SELANGOR | Existing | RYB | 11 kV |  |  |  |  | 240_3C_AL_XLPE | TECHNOPARK NO 4: R03186 | PKNS RANTAU PANJANG: R02743 |  | 1309.102 m |  |  |  | 3 | 2
252149850 | TNB | DISTRIBUTION | KUALA SELANGOR | Existing | RYB | 11 kV |  |  |  |  | 240_3C_AL_XLPE | TLK PENYAMUN: S00043 | KG KUANTAN: S00052 |  | 3148.891 m |  |  |  | 3 | 2
252149861 | TNB | DISTRIBUTION | KUALA SELANGOR | Existing | RYB | 11 kV |  |  |  |  | 240_3C_AL_XLPE | TECHNOPARK NO 1: R03176 | TECHNOPARK NO 2: R03178 |  | 266.423 m |  |  |  | 3 | 2
252150097 | TNB | DISTRIBUTION | KUALA SELANGOR | Existing | RYB | 11 kV |  |  |  |  | 150_3C_AL_XLPE | KG JAYA SETIA: R00555 | JAYA SETIA A/T: N/A |  | 47.651 m |  |  |  | 3 | 1
252150152 | TNB | DISTRIBUTION | KUALA SELANGOR | Existing | RYB | 11 kV |  |  |  |  | 240_3C_AL_XLPE | ZON A2 FASA 2A PUNCAK ALAM: S01040 | ZON B FASA 2A PUNCAK ALAM: S01044 |  | 691.277 m |  |  |  | 3 | 3
252150546 | TNB | DISTRIBUTION | KUALA SELANGOR | Existing | RYB | 11 kV |  |  |  |  | 240_3C_AL_XLPE | L672 TOKONG CINA: S05754 | TOKONG BUDHA SEKINCHAN: S01582 |  | 77.698 m |  |  |  | 3 | 0
252151676 | TNB | DISTRIBUTION | KUALA SELANGOR | Existing | RYB | 11 kV |  |  |  |  | 240_3C_AL_XLPE | TAKE SIX: R05043 | RHONG KHEN INDUSTRI: R01840 |  | 42.438 m |  |  |  | 3 | 1
252152164 | TNB | DISTRIBUTION | KUALA SELANGOR | Existing | RYB | 11 kV |  |  |  |  | 240_3C_AL_XLPE | TMN WAWASAN: S01472 | TMN KHATIJAH: S01644 |  | 2763.538 m |  |  |  | 3 | 2
252152201 | TNB | DISTRIBUTION | KUALA SELANGOR | Existing | RYB | 11 kV | YES |  |  |  | 240_3C_AL_XLPE | D-KSL-C17-1624: R08097 | PERDANA ALAM JAYA NO.3: R04443 |  | 1655.277 m |  |  |  | 3 | 0
252152447 | TNB | DISTRIBUTION | KUALA SELANGOR | Existing | RYB | 11 kV |  |  |  |  | 240_3C_AL_XLPE | ISITO: R00516 | IBU SAWAT TELEKOM IJOK: R01824 |  | 367.405 m |  |  |  | 3 | 0
252155444 | TNB | DISTRIBUTION | KUALA SELANGOR | Existing | RYB | 11 kV |  |  |  |  | 240_3C_AL_XLPE | PPU PAM1: 1 | STESEN SUIS SECTION 2 PHASE 1B P.ALAM: S01026 |  | 2850.243 m |  |  | FDR1 | 3 | 0
252155506 | TNB | DISTRIBUTION | KUALA SELANGOR | Existing | RYB | 11 kV |  |  |  |  | 240_3C_AL_XLPE | LAY HONG (SPG 3 JERAM) NO 2: | BALAI POLIS JERAM: S00181 [OFF] |  | 2739.054 m |  |  |  | 3 | 4
252155512 | TNB | DISTRIBUTION | KUALA SELANGOR | Existing | RYB | 11 kV |  |  |  |  | 240_3C_AL_XLPE | KOSSAN 2: S01421 | PANGSAPURI PANTAI INDAH: S01427 |  | 1217.645 m |  |  |  | 3 | 2
252155756 | TNB | DISTRIBUTION | KUALA SELANGOR | Existing | RYB | 11 kV |  |  |  |  | 240_3C_AL_XLPE | KOLAM UDANG SG JANGGUT: S05896 | PETRONAS SG SEMBILANG: S00220 [OFF] |  | 836.707 m |  |  |  | 3 | 1
252155851 | TNB | DISTRIBUTION | KUALA SELANGOR | Existing | RYB | 11 kV | YES | Class D |  |  | 240_3C_AL_XLPE | KLG LOT 62 ALAM JAYA: R04598 | KLG LOT 63 UNICAN ALAM JAYA: R04597 |  | 83.562 m |  |  |  | 3 | 3
252155863 | TNB | DISTRIBUTION | KUALA SELANGOR | Existing | RYB | 11 kV | YES | Class D |  |  | 240_3C_AL_XLPE | RUMAH PKNS IJOK: R03485 | D-KSL-C18-1646: R08342 |  | 969.845 m |  |  |  | 3 | 0
252156111 | TNB | DISTRIBUTION | KUALA SELANGOR | Existing | RYB | 11 kV |  |  |  |  | 240_3C_AL_XLPE | TAMAN SEJATI: R04175 | TAMAN SEJATI JALAN 9: R06710 |  | 297.115 m |  |  |  | 3 | 0
252156250 | TNB | DISTRIBUTION | KUALA SELANGOR | Existing | RYB | 11 kV |  |  |  |  | 240_3C_AL_XLPE | MUARA NO 1: S01366 | MUARA NO 2: S01370 |  | 390.829 m |  |  |  | 3 | 2
252156455 | TNB | DISTRIBUTION | KUALA SELANGOR | Existing | RYB | 11 kV |  |  |  |  | 240_3C_AL_XLPE | MUARA NO 2: S01369 | JLN JATI SG BULOH: S01372 |  | 165.147 m |  |  |  | 3 | 2
252156467 | TNB | DISTRIBUTION | KUALA SELANGOR | Existing | RYB | 11 kV |  |  |  |  | 240_3C_AL_XLPE | KOSSAN 1: S01416 | KOSSAN RUBBER NO 5: S00214 |  | 970.740 m |  |  |  | 3 | 0
252159115 | TNB | DISTRIBUTION | KUALA SELANGOR | Existing | RYB | 11 kV |  |  |  |  | 240_3C_AL_XLPE | GUARDIAN CAUCUS: R05853 | WORK SHOP MAMECH: R04947 |  | 144.713 m |  |  |  | 3 | 1
252163850 | TNB | DISTRIBUTION | KUALA SELANGOR | Existing | RYB | 11 kV |  |  |  |  | 240_3C_AL_XLPE | AGRO TECH ALAM JAYA: R05722 | INDUSTRI ALAM JAYA NO.7: R04736 |  | 290.608 m |  |  |  | 3 | 2
252164346 | TNB | DISTRIBUTION | KUALA SELANGOR | Existing | RYB | 11 kV |  |  |  |  | 240_3C_AL_XLPE | INDUSTRI ALAM JAYA NO.7: R04738 | SANON PRINTING: R05245 |  | 116.173 m |  |  |  | 3 | 2
252166054 | TNB | DISTRIBUTION | KUALA SELANGOR | Existing | RYB | 11 kV |  |  |  |  | 240_3C_AL_XLPE | STP KOTA PUTERI: R04688 | KOTA PUTERI NO.1: R04874 |  | 482.101 m |  |  |  | 3 | 2
252166774 | TNB | DISTRIBUTION | KUALA SELANGOR | Existing | RYB | 11 kV |  |  |  |  | 240_3C_AL_XLPE | LDG RAJAGIRI: S00087 | PLAZA TOL LATAR (IJOK): S05546 |  | 3923.938 m |  |  |  | 3 | 2
252166829 | TNB | DISTRIBUTION | KUALA SELANGOR | Existing | RYB | 11 kV |  |  |  |  | 185_3C_AL_PILC | PERMATA CITRA: S00518 | TMN AGROTEKNOLOGI: S01539 |  | 3546.186 m |  |  |  | 3 | 1
252167259 | TNB | DISTRIBUTION | KUALA SELANGOR | Existing | RYB | 11 kV |  |  |  |  | 240_3C_AL_XLPE | JERAM NO 1: S00182 | LAY HONG (SPG 3 JERAM) NO 2: |  | 2710.279 m |  |  |  | 3 | 2
252167265 | TNB | DISTRIBUTION | KUALA SELANGOR | Existing | RYB | 11 kV |  |  |  |  | 240_3C_AL_XLPE | TAMAN GELAMA: S05879 | TALIKOM SG BULOH: S00156 |  | 941.888 m |  |  |  | 3 | 0
252169837 | TNB | DISTRIBUTION | KUALA SELANGOR | Existing | RYB | 11 kV |  |  |  |  | 240_3C_AL_XLPE | LAY HONG NO.6: S05486 | JERAM NO 1: S00184 |  | 695.855 m |  |  |  | 3 | 2
252170027 | TNB | DISTRIBUTION | KUALA SELANGOR | Existing | RYB | 11 kV |  |  |  |  | 240_3C_AL_XLPE | KENTUNE FURNITURE (SHE CHE SING): S00188 | LAY HONG NO 5(SPG 3 JERAM): S01628 |  | 2447.791 m |  |  |  | 3 | 2
252170033 | TNB | DISTRIBUTION | KUALA SELANGOR | Existing | RYB | 11 kV |  |  |  |  | 185_3C_AL_PILC | OCEAN LAND NO.1: S00120 | OCEAN LAND NO 2: S05293 |  | 131.977 m |  |  |  | 3 | 2
252170569 | TNB | DISTRIBUTION | KUALA SELANGOR | Existing | RYB | 11 kV | YES | Class D |  |  | 240_3C_AL_XLPE | KLG KAYU PAPAN & LOGAM BERJAYA: R05228 | KWAN SENS WARE: R05324 |  | 179.068 m |  |  |  | 3 | 2
252172039 | TNB | DISTRIBUTION | KUALA SELANGOR | Existing | RYB | 11 kV |  |  |  |  | 240_3C_AL_XLPE | DURAFILL: R05728 | SOUTHERN FURNITURE: R01826 |  | 90.407 m |  |  |  | 3 | 0
252172195 | TNB | DISTRIBUTION | KUALA SELANGOR | Existing | RYB | 11 kV |  |  |  |  | 240_3C_AL_XLPE | SIME PLANTATION B.BERJUNTAI: R05500 | BERJUNTAI MAJU(C/S): R03863 |  | 3123.029 m |  |  |  | 3 | 4
252172618 | TNB | DISTRIBUTION | KUALA SELANGOR | Existing | RYB | 11 kV |  |  |  |  | 240_3C_AL_XLPE | PPU TKMI: 1 | SG TENGI KANAN NO 2: S00386 |  | 2895.963 m |  |  | FDR1 | 3 | 0
252172874 | TNB | DISTRIBUTION | KUALA SELANGOR | Existing | RYB | 11 kV |  |  |  |  | 240_3C_AL_XLPE | PADAT RUMAH PAM JBA PUNCAK ALAM: S01015 | SEK REN KEB PUNCAK ALAM: S01639 |  | 704.689 m |  |  |  | 3 | 2
252173107 | TNB | DISTRIBUTION | KUALA SELANGOR | Existing | RYB | 11 kV | YES | Class D |  |  | 240_3C_AL_XLPE | KWAN SENS WARE: R05326 | NATURE LEADER: R05570 |  | 171.239 m |  |  |  | 3 | 2
252173655 | TNB | DISTRIBUTION | KUALA SELANGOR | Existing | RYB | 11 kV | YES | Class D |  |  | 240_3C_AL_XLPE | TLK PENYAMUN: S00044 | TLK PENYAMUN-Kg sepakat: S00047 |  | 13.865 m |  |  |  | 3 | 1
252173751 | TNB | DISTRIBUTION | KUALA SELANGOR | Existing | RYB | 11 kV |  |  |  |  | 240_3C_AL_XLPE | YL TRADING: R05791 | INDUSTRI ALAM JAYA NO.4: R05342 |  | 895.244 m |  |  |  | 3 | 1
252174203 | TNB | DISTRIBUTION | KUALA SELANGOR | Existing | RYB | 11 kV |  |  |  |  | 240_3C_AL_XLPE |  | K/UDANG SRI FUMA NO 2: S01496 |  | 237.295 m |  |  |  | 3 | 2
252174341 | TNB | DISTRIBUTION | KUALA SELANGOR | Existing | RYB | 11 kV |  |  |  |  | 240_3C_AL_XLPE | BE PILE: R01773 | SON STAR: R04993 |  | 13.394 m |  |  |  | 3 | 2
252174438 | TNB | DISTRIBUTION | KUALA SELANGOR | Existing | RYB | 11 kV |  |  |  |  | 240_3C_AL_XLPE | K/UDANG API-API NO 4: S01287 | K/UDANG API-API NO 2: S01323 |  | 43.211 m |  |  |  | 3 | 1
252175204 | TNB | DISTRIBUTION | KUALA SELANGOR | Existing | RYB | 11 kV |  |  |  |  | 240_3C_AL_XLPE | PADAT BT. 7 IJOK: R03622 | TERNAKAN AYAM HING HONG: R01802 |  | 1678.491 m |  |  |  | 3 | 0
252175658 | TNB | DISTRIBUTION | KUALA SELANGOR | Existing | RYB | 11 kV |  |  |  |  | 240_3C_AL_XLPE | LEE LEE KONG: R05182 | TMN IJOK UTAMA: R05361 |  | 843.712 m |  |  |  | 3 | 0
252176232 | TNB | DISTRIBUTION | KUALA SELANGOR | Existing | RYB | 11 kV | YES | Class D |  |  | 240_3C_AL_XLPE | INDUSTRI ALAM JAYA NO.6: R04742 | RUMAH PANGSA INDUSTRI ALAM JAYA NO.9: R05254 |  | 439.937 m |  |  |  | 3 | 2
252176889 | TNB | DISTRIBUTION | KUALA SELANGOR | Existing | RYB | 11 kV |  |  |  |  | 240_3C_AL_XLPE | PPU PAM1: 3 | PADAT RUMAH PAM JBA PUNCAK ALAM: S01017 |  | 586.946 m |  |  | FDR3 | 3 | 0
252177331 | TNB | DISTRIBUTION | KUALA SELANGOR | Existing | RYB | 11 kV |  |  |  |  | 240_3C_AL_XLPE | TMN RADIN JAYA NO 2: S01489 | TMN RADIN JAYA NO 1: S01486 |  | 311.135 m |  |  |  | 3 | 2
252177407 | TNB | DISTRIBUTION | KUALA SELANGOR | Existing | RYB | 11 kV |  |  |  |  | 240_3C_AL_XLPE | BKT HIJAU NO 2: S00312 | BKT HIJAU NO 1: S00315 |  | 1502.534 m |  |  |  | 3 | 2
252177526 | TNB | DISTRIBUTION | KUALA SELANGOR | Existing | RYB | 11 kV |  |  |  |  | 240_3C_AL_XLPE | INDUSTRI ALAM JAYA NO.1: R04717 | TAMAN ALAM SUTERA ALAM JAYA: R07611 |  | 341.814 m |  |  |  | 3 | 2
252177649 | TNB | DISTRIBUTION | KUALA SELANGOR | Existing | RYB | 11 kV |  |  |  |  | 240_3C_AL_XLPE | MONDAY CANE: S00278 | K/UDANG API-API NO 1: S00280 |  | 2460.427 m |  |  |  | 3 | 2
252177697 | TNB | DISTRIBUTION | KUALA SELANGOR | Existing | RYB | 11 kV |  |  |  |  | 240_3C_AL_XLPE | BDR BARU NO 4: S00116 | SM SAINS KSL: S00117 |  | 1074.010 m |  |  |  | 3 | 2
252177831 | TNB | DISTRIBUTION | KUALA SELANGOR | Existing | RYB | 11 kV |  |  |  |  | 240_3C_AL_XLPE | PT 4: S00557 | ZHONG LEE FISHERY: S05451 |  | 101.197 m |  |  |  | 3 | 1
252178650 | TNB | DISTRIBUTION | KUALA SELANGOR | Existing | RYB | 11 kV |  |  |  |  | 240_3C_AL_XLPE | JKR LOW COST: S00355 | UKM: S01474 |  | 814.062 m |  |  |  | 3 | 2
252178823 | TNB | DISTRIBUTION | KUALA SELANGOR | Existing | RYB | 11 kV |  |  |  |  | 240_3C_AL_XLPE | PKNS RAJA MUSA (TMN RAJA MUSA): S01538 | LDG GUTHREY BKT TALANG: S05402 |  | 827.612 m |  |  |  | 3 | 2
252178995 | TNB | DISTRIBUTION | KUALA SELANGOR | Existing | RYB | 11 kV |  |  |  |  | 240_3C_AL_XLPE | KG BARU IJOK: R00590 | RUMAH PKNS IJOK: R01809 |  | 589.464 m |  |  |  | 3 | 0
252179004 | TNB | DISTRIBUTION | KUALA SELANGOR | Existing | RYB | 11 kV |  |  |  |  | 240_3C_AL_XLPE | TMN MAYANG(C/S): S05415 |  |  | 681.218 m |  |  |  | 3 | 2
252179080 | TNB | DISTRIBUTION | KUALA SELANGOR | Existing | RYB | 11 kV |  |  |  |  | 240_3C_AL_XLPE | LAY HONG NO 5(SPG 3 JERAM): S01627 | LAY HONG NO.6: S05488 |  | 17.046 m |  |  |  | 3 | 1
252179426 | TNB | DISTRIBUTION | KUALA SELANGOR | Existing | RYB | 11 kV |  |  |  |  | 240_3C_AL_XLPE | KENTUNE FURNITURE (SHE CHE SING): S00188 | LAY HONG NO 5(SPG 3 JERAM): S01628 |  | 16.738 m |  |  |  | 3 | 1
252179495 | TNB | DISTRIBUTION | KUALA SELANGOR | Existing | RYB | 11 kV |  |  |  |  | 240_3C_AL_XLPE | KLG SANTEX: R05275 | MULTIGUNA NO.2: R05392 |  | 76.701 m |  |  |  | 3 | 2
252179553 | TNB | DISTRIBUTION | KUALA SELANGOR | Existing | RYB | 11 kV |  |  |  |  | 240_3C_AL_XLPE | PT MAHANG NO 1: S00319 | PKNS PT MAHANG (TMN DESA MAHANG): S01455 |  | 575.918 m |  |  |  | 3 | 2
252179578 | TNB | DISTRIBUTION | KUALA SELANGOR | Existing | RYB | 11 kV |  |  |  |  | 240_3C_AL_XLPE | TMN MERANTI: S05301 | BELB API-API: S00275 |  | 426.594 m |  |  |  | 3 | 2
252179604 | TNB | DISTRIBUTION | KUALA SELANGOR | Existing | RYB | 11 kV |  |  |  |  | 240_3C_AL_XLPE | SOUTH PROP NO.2: R06521 | LBH BROTHERS: R05126 |  | 219.278 m |  |  |  | 3 | 1
252179947 | TNB | DISTRIBUTION | KUALA SELANGOR | Existing | RYB | 11 kV |  |  |  |  | 240_3C_AL_XLPE | RUBPLAST JLN RUKUN: R06790 | TAKE SIX: R05041 |  | 39.033 m |  |  |  | 3 | 1
252180345 | TNB | DISTRIBUTION | KUALA SELANGOR | Existing | RYB | 11 kV |  |  |  |  | 240_3C_AL_XLPE | TMN KOTA ALAM NO 2: S01617 | TMN KOTA ALAM: S01259 |  | 450.420 m |  |  |  | 3 | 2
252180875 | TNB | DISTRIBUTION | KUALA SELANGOR | Existing | RYB | 11 kV |  |  |  |  | 240_3C_AL_XLPE | PERPUSTAKAAN: S01251 | DEWAN SERBAGUNA (UMNO): S01247 |  | 536.716 m |  |  |  | 3 | 2
253919412 | TNB | DISTRIBUTION | KUALA SELANGOR | Existing | RYB | 11 kV |  |  |  |  | 240_3C_AL_XLPE |  |  |  | 153.239 m |  |  |  | 3 | 0
253924508 | TNB | DISTRIBUTION | KUALA SELANGOR | Existing | RYB | 11 kV |  |  |  |  | 240_3C_AL_XLPE |  |  |  | 71.222 m |  |  |  | 3 | 0
253926256 | TNB | DISTRIBUTION | KUALA SELANGOR | Existing | RYB | 11 kV |  |  |  |  | 240_3C_AL_XLPE |  |  |  | 132.923 m |  |  |  | 3 | 0
253926260 | TNB | DISTRIBUTION | KUALA SELANGOR | Existing | RYB | 11 kV |  |  |  |  | 240_3C_AL_XLPE |  |  |  | 156.814 m |  |  |  | 3 | 0
253926264 | TNB | DISTRIBUTION | KUALA SELANGOR | Existing | RYB | 11 kV |  |  |  |  | 240_3C_AL_XLPE |  |  |  | 82.264 m |  |  |  | 3 | 0
253926268 | TNB | DISTRIBUTION | KUALA SELANGOR | Existing | RYB | 11 kV |  |  |  |  | 240_3C_AL_XLPE |  |  |  | 113.512 m |  |  |  | 3 | 0
253926272 | TNB | DISTRIBUTION | KUALA SELANGOR | Existing | RYB | 11 kV |  |  |  |  | 240_3C_AL_XLPE |  |  |  | 151.780 m |  |  |  | 3 | 0
253926380 | TNB | DISTRIBUTION | KUALA SELANGOR | Existing | RYB | 11 kV |  |  |  |  | 240_3C_AL_XLPE |  |  |  | 120.541 m |  |  |  | 3 | 0
253931714 | TNB | DISTRIBUTION | KUALA SELANGOR | Existing | RYB | 11 kV |  |  |  |  | 240_3C_AL_XLPE |  |  |  | 5.322 m |  |  |  | 3 | 0
253931752 | TNB | DISTRIBUTION | KUALA SELANGOR | Existing | RYB | 11 kV | YES | Class D |  |  | 240_3C_AL_XLPE | NATURE LEADER: R05572 | PADAT MULTIGUNA TMN ALAM JAYA 2/5: R06299 |  | 92.047 m |  |  |  | 3 | 1
253931772 | TNB | DISTRIBUTION | KUALA SELANGOR | Existing | RYB | 11 kV |  |  |  |  | 240_3C_AL_XLPE |  |  |  | 202.306 m |  |  |  | 3 | 0
253934079 | TNB | DISTRIBUTION | KUALA SELANGOR | Existing | RYB | 11 kV |  |  |  |  | 240_3C_AL_XLPE |  |  |  | 103.155 m |  |  |  | 3 | 0
253934203 | TNB | DISTRIBUTION | KUALA SELANGOR | Existing | RYB | 11 kV |  |  |  |  | 240_3C_AL_XLPE |  |  |  | 104.103 m |  |  |  | 3 | 0
253935117 | TNB | DISTRIBUTION | KUALA SELANGOR | Existing | RYB | 11 kV |  |  |  |  | 240_3C_AL_XLPE |  |  |  | 100.383 m |  |  |  | 3 | 0
253935728 | TNB | DISTRIBUTION | KUALA SELANGOR | Existing | RYB | 11 kV |  |  |  |  | 240_3C_AL_XLPE |  |  |  | 88.279 m |  |  |  | 3 | 0
253935732 | TNB | DISTRIBUTION | KUALA SELANGOR | Existing | RYB | 11 kV |  |  |  |  | 240_3C_AL_XLPE |  |  |  | 110.334 m |  |  |  | 3 | 0
253935869 | TNB | DISTRIBUTION | KUALA SELANGOR | Existing | RYB | 11 kV | YES | Class D |  |  | 240_3C_AL_XLPE | SSU PPAJ NO.1 JLN PPAJ (CB10): R06012 | LOT 11311 TIAJ 2/5: R08134 |  | 545.064 m |  |  |  | 3 | 0
253938052 | TNB | DISTRIBUTION | KUALA SELANGOR | Existing | RYB | 11 kV |  |  |  |  | 240_3C_AL_XLPE | TESCO KUALA SELNGOR: S05438 | TEXTILE CITY: S05698 |  | 686.618 m |  |  |  | 3 | 1
253939728 | TNB | DISTRIBUTION | KUALA SELANGOR | Existing | RYB | 11 kV |  |  |  |  | 240_3C_AL_XLPE |  |  |  | 169.931 m |  |  |  | 3 | 0
253942636 | TNB | DISTRIBUTION | KUALA SELANGOR | Existing | RYB | 11 kV |  |  |  |  | 240_3C_AL_XLPE |  |  |  | 8.741 m |  |  |  | 3 | 0
253943920 | TNB | DISTRIBUTION | KUALA SELANGOR | Existing | RYB | 11 kV |  |  |  |  | 240_3C_AL_XLPE |  |  |  | 178.515 m |  |  |  | 3 | 0
253945003 | TNB | DISTRIBUTION | KUALA SELANGOR | Existing | RYB | 11 kV |  |  |  |  | 240_3C_AL_XLPE |  |  |  | 163.785 m |  |  |  | 3 | 0
254439158 | TNB | DISTRIBUTION | KUALA SELANGOR | Existing | RYB | 11 kV | NO | Class C |  |  | 7X_300_1C_AL_PVC/PVC |  |  |  | 1.193 m |  |  |  | 7 | 0
254441226 | TNB | DISTRIBUTION | KUALA SELANGOR | Existing | RYB | 11 kV |  |  |  |  | 70_1C_AL_XLPE |  |  |  | 0.133 m |  |  |  | 3 | 0
254442534 | TNB | DISTRIBUTION | KUALA SELANGOR | Existing | RYB | 11 kV |  |  |  |  | 150_3C_AL_XLPE |  |  |  | 0.891 m |  |  |  | 3 | 0
254442538 | TNB | DISTRIBUTION | KUALA SELANGOR | Existing | RYB | 11 kV |  |  |  |  | 240_3C_AL_XLPE |  |  |  | 1.077 m |  |  |  | 3 | 0
254442542 | TNB | DISTRIBUTION | KUALA SELANGOR | Existing | RYB | 11 kV |  |  |  |  | 240_3C_AL_XLPE |  |  |  | 1.144 m |  |  |  | 3 | 0
254443214 | TNB | DISTRIBUTION | KUALA SELANGOR | Existing | RYB | 11 kV |  |  |  |  | 7X_300_1C_AL_PVC/PVC |  |  |  | 1.317 m |  |  |  | 7 | 0
254443438 | TNB | DISTRIBUTION | KUALA SELANGOR | Existing | RYB | 11 kV |  |  |  |  | 7X_500_1C_AL_PVC/PVC |  |  |  | 1.082 m |  |  |  | 7 | 0
254443442 | TNB | DISTRIBUTION | KUALA SELANGOR | Existing | RYB | 11 kV |  |  |  |  | 7X_300_1C_AL_PVC/PVC |  |  |  | 1.011 m |  |  |  | 7 | 0
254443446 | TNB | DISTRIBUTION | KUALA SELANGOR | Existing | RYB | 11 kV |  |  |  |  | 240_3C_AL_XLPE |  |  |  | 1.407 m |  |  |  | 3 | 0
254443462 | TNB | DISTRIBUTION | KUALA SELANGOR | Existing | RYB | 11 kV |  |  |  |  | 7X_300_1C_AL_PVC/PVC |  |  |  | 1.120 m |  |  |  | 7 | 0
254443466 | TNB | DISTRIBUTION | KUALA SELANGOR | Existing | RYB | 11 kV |  |  |  |  | 7X_300_1C_AL_PVC/PVC |  |  |  | 1.187 m |  |  |  | 7 | 0
254443470 | TNB | DISTRIBUTION | KUALA SELANGOR | Existing | RYB | 11 kV |  |  |  |  | 7X_300_1C_AL_PVC/PVC |  |  |  | 1.340 m |  |  |  | 7 | 0
254443806 | TNB | DISTRIBUTION | KUALA SELANGOR | Existing | RYB | 11 kV |  |  |  |  | 7X_300_1C_AL_PVC/PVC |  |  |  | 1.170 m |  |  |  | 7 | 0
254443894 | TNB | DISTRIBUTION | KUALA SELANGOR | Existing | RYB | 11 kV |  |  |  |  | 7X_300_1C_AL_PVC/PVC |  |  |  | 1.285 m |  |  |  | 7 | 0
254444270 | TNB | DISTRIBUTION | KUALA SELANGOR | Existing | RYB | 11 kV |  |  |  |  | 4X_300_1C_AL_PVC/PVC |  |  |  | 0.941 m |  |  |  | 4 | 0
254444282 | TNB | DISTRIBUTION | KUALA SELANGOR | Existing | RYB | 11 kV |  |  |  |  | 7X_300_1C_AL_PVC/PVC |  |  |  | 1.008 m |  |  |  | 7 | 0
254444326 | TNB | DISTRIBUTION | KUALA SELANGOR | Existing | RYB | 11 kV |  |  |  |  | 7X_500_1C_CU_PVC/PVC |  |  |  | 1.028 m |  |  |  | 7 | 0
254444714 | TNB | DISTRIBUTION | KUALA SELANGOR | Existing | RYB | 11 kV |  |  |  |  | 7X_300_1C_AL_PVC/PVC |  |  |  | 1.122 m |  |  |  | 7 | 0
254444794 | TNB | DISTRIBUTION | KUALA SELANGOR | Existing | RYB | 11 kV |  |  |  |  | 7X_500_1C_CU_PVC/PVC |  |  |  | 1.577 m |  |  |  | 7 | 0
254444798 | TNB | DISTRIBUTION | KUALA SELANGOR | Existing | RYB | 11 kV |  |  |  |  | 7X_300_1C_AL_PVC/PVC |  |  |  | 1.030 m |  |  |  | 7 | 0
254444802 | TNB | DISTRIBUTION | KUALA SELANGOR | Existing | RYB | 11 kV |  |  |  |  | 7X_500_1C_CU_PVC/PVC |  |  |  | 1.227 m |  |  |  | 7 | 0
254445154 | TNB | DISTRIBUTION | KUALA SELANGOR | Existing | RYB | 11 kV |  |  |  |  | 7X_500_1C_CU_PVC/PVC |  |  |  | 1.154 m |  |  |  | 7 | 0
254445158 | TNB | DISTRIBUTION | KUALA SELANGOR | Existing | RYB | 11 kV |  |  |  |  | 7X_500_1C_CU_PVC/PVC |  |  |  | 1.020 m |  |  |  | 7 | 0
254445166 | TNB | DISTRIBUTION | KUALA SELANGOR | Existing | RYB | 11 kV |  |  |  |  | 7X_300_1C_AL_PVC/PVC |  |  |  | 0.997 m |  |  |  | 7 | 0
254445170 | TNB | DISTRIBUTION | KUALA SELANGOR | Existing | RYB | 11 kV |  |  |  |  | 7X_500_1C_AL_PVC/PVC |  |  |  | 1.173 m |  |  |  | 7 | 0
254446134 | TNB | DISTRIBUTION | KUALA SELANGOR | Existing | RYB | 11 kV |  |  |  |  | 7X_500_1C_AL_PVC/PVC |  |  |  | 1.074 m |  |  |  | 7 | 0
254448194 | TNB | DISTRIBUTION | KUALA SELANGOR | Existing | RYB | 11 kV |  |  |  |  | 70_1C_AL_XLPE |  |  |  | 0.024 m |  |  |  | 3 | 0
254449394 | TNB | DISTRIBUTION | KUALA SELANGOR | Existing | RYB | 11 kV |  |  |  |  | 7X_500_1C_CU_PVC/PVC |  |  |  | 0.964 m |  |  |  | 7 | 0
254449398 | TNB | DISTRIBUTION | KUALA SELANGOR | Existing | RYB | 11 kV |  |  |  |  | 7X_300_1C_AL_PVC/PVC |  |  |  | 1.047 m |  |  |  | 7 | 0
254449402 | TNB | DISTRIBUTION | KUALA SELANGOR | Existing | RYB | 11 kV |  |  |  |  | 7X_300_1C_AL_PVC/PVC |  |  |  | 1.038 m |  |  |  | 7 | 0
254449426 | TNB | DISTRIBUTION | KUALA SELANGOR | Existing | RYB | 11 kV |  |  |  |  | 7X_500_1C_AL_PVC/PVC |  |  |  | 0.910 m |  |  |  | 7 | 0
254449434 | TNB | DISTRIBUTION | KUALA SELANGOR | Existing | RYB | 11 kV |  |  |  |  | 7X_300_1C_AL_PVC/PVC |  |  |  | 1.048 m |  |  |  | 7 | 0
254449870 | TNB | DISTRIBUTION | KUALA SELANGOR | Existing | RYB | 11 kV |  |  |  |  | 7X_300_1C_AL_PVC/PVC |  |  |  | 1.008 m |  |  |  | 7 | 0
254449874 | TNB | DISTRIBUTION | KUALA SELANGOR | Existing | RYB | 11 kV |  |  |  |  | 7X_300_1C_AL_PVC/PVC |  |  |  | 0.957 m |  |  |  | 7 | 0
254449878 | TNB | DISTRIBUTION | KUALA SELANGOR | Existing | RYB | 11 kV |  |  |  |  | 7X_500_1C_AL_PVC/PVC |  |  |  | 1.163 m |  |  |  | 7 | 0
254449882 | TNB | DISTRIBUTION | KUALA SELANGOR | Existing | RYB | 11 kV |  |  |  |  | 7X_500_1C_CU_PVC/PVC |  |  |  | 1.478 m |  |  |  | 7 | 0
254450194 | TNB | DISTRIBUTION | KUALA SELANGOR | Existing | RYB | 11 kV |  |  |  |  | 7X_500_1C_CU_PVC/PVC |  |  |  | 1.188 m |  |  |  | 7 | 0
254452118 | TNB | DISTRIBUTION | KUALA SELANGOR | Existing | RYB | 11 kV |  |  |  |  | 7X_300_1C_AL_PVC/PVC |  |  |  | 1.817 m |  |  |  | 7 | 0
254452122 | TNB | DISTRIBUTION | KUALA SELANGOR | Existing | RYB | 11 kV |  |  |  |  | 7X_500_1C_CU_PVC/PVC |  |  |  | 0.859 m |  |  |  | 7 | 0
254452126 | TNB | DISTRIBUTION | KUALA SELANGOR | Existing | RYB | 11 kV |  |  |  |  | 7X_300_1C_AL_PVC/PVC |  |  |  | 1.349 m |  |  |  | 7 | 0
254452130 | TNB | DISTRIBUTION | KUALA SELANGOR | Existing | RYB | 11 kV |  |  |  |  | 7X_500_1C_CU_PVC/PVC |  |  |  | 1.492 m |  |  |  | 7 | 0
254453522 | TNB | DISTRIBUTION | KUALA SELANGOR | Existing | RYB | 11 kV |  |  |  |  | 7X_500_1C_CU_PVC/PVC |  |  |  | 0.862 m |  |  |  | 7 | 0
254453546 | TNB | DISTRIBUTION | KUALA SELANGOR | Existing | RYB | 11 kV |  |  |  |  | 7X_500_1C_AL_PVC/PVC |  |  |  | 1.351 m |  |  |  | 7 | 0
254454274 | TNB | DISTRIBUTION | KUALA SELANGOR | Existing | RYB | 11 kV |  |  |  |  | 7X_300_1C_AL_PVC/PVC |  |  |  | 0.995 m |  |  |  | 7 | 0
254468746 | TNB | DISTRIBUTION | KUALA SELANGOR | Existing | RYB | 11 kV |  |  |  |  | 240_3C_AL_XLPE |  |  |  | 1.071 m |  |  |  | 3 | 0
254501924 | TNB | DISTRIBUTION | KUALA SELANGOR | Existing | RYB | 11 kV |  |  |  |  | 240_3C_AL_XLPE |  |  |  | 1.621 m |  |  |  | 3 | 0
254501936 | TNB | DISTRIBUTION | KUALA SELANGOR | Existing | RYB | 11 kV |  |  |  |  | 150_3C_AL_XLPE |  |  |  | 0.978 m |  |  |  | 3 | 0
254504544 | TNB | DISTRIBUTION | KUALA SELANGOR | Existing | RYB | 11 kV |  |  |  |  | 7X_500_1C_AL_PVC/PVC |  |  |  | 0.921 m |  |  |  | 7 | 0
254504548 | TNB | DISTRIBUTION | KUALA SELANGOR | Existing | RYB | 11 kV |  |  |  |  | 7X_500_1C_CU_PVC/PVC |  |  |  | 0.891 m |  |  |  | 7 | 0
254504584 | TNB | DISTRIBUTION | KUALA SELANGOR | Existing | RYB | 11 kV |  |  |  |  | 7X_300_1C_AL_PVC/PVC |  |  |  | 1.763 m |  |  |  | 7 | 0
254507332 | TNB | DISTRIBUTION | KUALA SELANGOR | Existing | RYB | 11 kV |  |  |  |  | 7X_500_1C_CU_PVC/PVC |  |  |  | 1.088 m |  |  |  | 7 | 0
254510716 | TNB | DISTRIBUTION | KUALA SELANGOR | Existing | RYB | 11 kV |  |  |  |  | 70_1C_AL_XLPE |  |  |  | 0.028 m |  |  |  | 3 | 0
254523768 | TNB | DISTRIBUTION | KUALA SELANGOR | Existing | RYB | 11 kV |  |  |  |  | 7X_300_1C_AL_PVC/PVC |  |  |  | 1.298 m |  |  |  | 7 | 0
254537121 | TNB | DISTRIBUTION | KUALA SELANGOR | Existing | RYB | 11 kV |  |  |  |  | 70_1C_AL_XLPE |  |  |  | 0.028 m |  |  |  | 3 | 0
254540393 | TNB | DISTRIBUTION | KUALA SELANGOR | Existing | RYB | 11 kV |  |  |  |  | 240_3C_AL_XLPE |  |  |  | 1.228 m |  |  |  | 3 | 0
254545337 | TNB | DISTRIBUTION | KUALA SELANGOR | Existing | RYB | 11 kV |  |  |  |  | 7X_500_1C_CU_PVC/PVC |  |  |  | 1.147 m |  |  |  | 7 | 0
254546057 | TNB | DISTRIBUTION | KUALA SELANGOR | Existing | RYB | 11 kV |  |  |  |  | 7X_500_1C_CU_PVC/PVC |  |  |  | 0.947 m |  |  |  | 7 | 0
254546065 | TNB | DISTRIBUTION | KUALA SELANGOR | Existing | RYB | 11 kV |  |  |  |  | 7X_300_1C_AL_PVC/PVC |  |  |  | 0.906 m |  |  |  | 7 | 0
254546069 | TNB | DISTRIBUTION | KUALA SELANGOR | Existing | RYB | 11 kV |  |  |  |  | 7X_500_1C_CU_PVC/PVC |  |  |  | 1.085 m |  |  |  | 7 | 0
254547505 | TNB | DISTRIBUTION | KUALA SELANGOR | Existing | RYB | 11 kV |  |  |  |  | 7X_300_1C_AL_PVC/PVC |  |  |  | 1.352 m |  |  |  | 7 | 0
254547529 | TNB | DISTRIBUTION | KUALA SELANGOR | Existing | RYB | 11 kV |  |  |  |  | 7X_300_1C_AL_PVC/PVC |  |  |  | 1.275 m |  |  |  | 7 | 0
254552185 | TNB | DISTRIBUTION | KUALA SELANGOR | Existing | RYB | 11 kV |  |  |  |  | 7X_500_1C_CU_PVC/PVC |  |  |  | 1.045 m |  |  |  | 7 | 0
254552241 | TNB | DISTRIBUTION | KUALA SELANGOR | Existing | RYB | 11 kV |  |  |  |  | 7X_500_1C_CU_PVC/PVC |  |  |  | 1.433 m |  |  |  | 7 | 0
254552245 | TNB | DISTRIBUTION | KUALA SELANGOR | Existing | RYB | 11 kV |  |  |  |  | 7X_300_1C_AL_PVC/PVC |  |  |  | 1.152 m |  |  |  | 7 | 0
254557750 | TNB | DISTRIBUTION | KUALA SELANGOR | Existing | RYB | 11 kV |  |  |  |  | 70_1C_AL_XLPE |  |  |  | 0.028 m |  |  |  | 3 | 0
254567287 | TNB | DISTRIBUTION | KUALA SELANGOR | Existing | RYB | 11 kV |  |  |  |  | 7X_500_1C_CU_PVC/PVC |  |  |  | 1.248 m |  |  |  | 7 | 0
254569263 | TNB | DISTRIBUTION | KUALA SELANGOR | Existing | RYB | 11 kV |  |  |  |  | PE |  |  |  | 0.051 m |  |  |  | 3 | 0
254569919 | TNB | DISTRIBUTION | KUALA SELANGOR | Existing | RYB | 11 kV |  |  |  |  | 7X_500_1C_CU_PVC/PVC |  |  |  | 1.101 m |  |  |  | 7 | 0
254570263 | TNB | DISTRIBUTION | KUALA SELANGOR | Existing | RYB | 11 kV |  |  |  |  | 7X_500_1C_CU_PVC/PVC |  |  |  | 0.934 m |  |  |  | 7 | 0
254570891 | TNB | DISTRIBUTION | KUALA SELANGOR | Existing | RYB | 11 kV |  |  |  |  | 7X_300_1C_AL_PVC/PVC |  |  |  | 1.048 m |  |  |  | 7 | 0
254573511 | TNB | DISTRIBUTION | KUALA SELANGOR | Existing | RYB | 11 kV |  |  |  |  | 7X_300_1C_AL_PVC/PVC |  |  |  | 1.326 m |  |  |  | 7 | 0
376751461 | TNB | DISTRIBUTION | KUALA SELANGOR | Existing | RYB | 33 kV |  |  |  |  | 630_1C_AL_XLPE | SSU RWPS: C34 | SSU HARTALEGA: [OFF] |  | 2609.557 m |  |  |  | 3 | 0
376751469 | TNB | DISTRIBUTION | KUALA SELANGOR | Existing | RYB | 33 kV |  |  |  |  | 630_1C_AL_XLPE | PMU BBDG: 1L5 | SSU RWPS: C35 |  | 8353.286 m |  |  |  | 3 | 0
376751477 | TNB | DISTRIBUTION | KUALA SELANGOR | Existing | RYB | 33 kV |  |  |  |  | 240_1C_AL_XLPE |  |  |  | 8.772 m |  |  |  | 3 | 0
376751484 | TNB | DISTRIBUTION | KUALA SELANGOR | Existing | RYB | 33 kV |  |  |  |  | 240_1C_AL_XLPE |  |  |  | 11.554 m |  |  |  | 3 | 0
376751488 | TNB | DISTRIBUTION | KUALA SELANGOR | Existing | RYB | 33 kV |  |  |  |  | 240_1C_AL_XLPE |  |  |  | 11.057 m |  |  |  | 3 | 0
376751492 | TNB | DISTRIBUTION | KUALA SELANGOR | Existing | RYB | 33 kV |  |  |  |  | 240_1C_AL_XLPE |  |  |  | 12.618 m |  |  |  | 3 | 0
376751496 | TNB | DISTRIBUTION | KUALA SELANGOR | Existing | RYB | 33 kV |  |  |  |  | 240_1C_AL_XLPE |  |  |  | 13.441 m |  |  |  | 3 | 0
376751500 | TNB | DISTRIBUTION | KUALA SELANGOR | Existing | RYB | 33 kV |  |  |  |  | 240_1C_AL_XLPE |  |  |  | 13.127 m |  |  |  | 3 | 0
376751548 | TNB | DISTRIBUTION | KUALA SELANGOR | Existing | RYB | 33 kV |  |  |  |  | 630_1C_AL_XLPE | PPU TKMI: | PPU TKMI: |  | 3.799 m |  |  |  | 3 | 0
376961708 | TNB | DISTRIBUTION | KUALA SELANGOR | Existing | RYB | 11 kV | NO | Class C |  |  | 7X_300_1C_AL_PVC/PVC |  |  |  | 1.102 m |  |  |  | 7 | 0
376961806 | TNB | DISTRIBUTION | KUALA SELANGOR | Existing | RYB | 11 kV | YES | Class D |  |  | 240_3C_AL_XLPE | MULTI GUNA NO.3: R05896 | EASTBAY ENG TIAJ 2/8: R08064 |  | 48.593 m |  |  |  | 3 | 0
376961944 | TNB | DISTRIBUTION | KUALA SELANGOR | Existing | RYB | 11 kV |  |  |  |  | 240_3C_AL_XLPE | PADAT RUMAH KEDAI SASARAN: S05782 | TMN KELISA: |  | 318.801 m |  |  |  | 3 | 0
376961948 | TNB | DISTRIBUTION | KUALA SELANGOR | Existing | RYB | 11 kV |  |  |  |  | 240_3C_AL_XLPE | TMN KELISA: | TMN SENANGIN SG.BULOH: S00289 |  | 972.023 m |  |  |  | 3 | 0
376962103 | TNB | DISTRIBUTION | KUALA SELANGOR | Existing | RYB | 11 kV |  |  |  |  | 240_3C_AL_XLPE | SMK SERI TIRAM BUROK: S05794 | KG SRI TIRAM BUROK: S05795 |  | 1167.185 m |  |  |  | 3 | 0
377035057 | TNB | DISTRIBUTION | KUALA SELANGOR | Existing | RYB | 11 kV |  |  |  |  | 240_3C_AL_XLPE | TMN RIA MAS NO.2: S150517 | D-KSL-C17-1510: S05937 |  | 61.446 m |  |  |  | 3 | 0
377966718 | TNB | DISTRIBUTION | KUALA SELANGOR | Existing | RYB | 11 kV |  |  |  |  | 240_3C_AL_XLPE | SK BDR BARU: S00108 | Grp: Substation Comp. 1: S05921 |  | 790.707 m |  |  |  | 3 | 1
377966869 | TNB | DISTRIBUTION | KUALA SELANGOR | Existing | RYB | 11 kV |  |  |  |  | 240_3C_AL_XLPE | HWA TEH: R01866 | Grp: Substation Comp. 1: |  | 153.626 m |  |  |  | 3 | 0
377966988 | TNB | DISTRIBUTION | KUALA SELANGOR | Existing | RYB | 11 kV |  |  |  |  | 240_3C_AL_XLPE | BAZAR SG BULOH: S01325 | SRJKC JLN SASARAN: S05954 |  | 718.951 m |  |  |  | 3 | 1
379512430 | TNB | DISTRIBUTION | KUALA SELANGOR | Existing | RYB | 11 kV |  |  |  |  | 240_3C_AL_XLPE | D-KSL-C17-1613: S05975 | PKNS RAJA MUSA (TMN RAJA MUSA): S01536 |  | 1603.430 m |  |  |  | 3 | 0
379512561 | TNB | DISTRIBUTION | KUALA SELANGOR | Existing | RYB | 11 kV |  |  |  |  | 240_3C_AL_XLPE | SW/STN BKT TALANG: S00513 | D-KSL-C17-1613: S05973 |  | 4550.273 m |  |  |  | 3 | 1
379512568 | TNB | DISTRIBUTION | KUALA SELANGOR | Existing | RYB | 11 kV |  |  |  |  | 240_3C_AL_XLPE | D-KSL-C17-1268: S05970 | JPJ P/PENAMBANG: S00479 |  | 28.809 m |  |  |  | 3 | 0
379615401 | TNB | DISTRIBUTION | KUALA SELANGOR | Existing | RYB | 11 kV |  |  |  |  | 240_3C_AL_XLPE | PPU SDBY: 7 | HANG TUAH: R05331 |  | 2286.194 m |  |  | FDR7 | 3 | 1
379632548 | TNB | DISTRIBUTION | KUALA SELANGOR | Existing | RYB | 11 kV |  |  |  |  | 240_3C_AL_XLPE | PPU TKMI: 4 | HOSPITAL TG KARANG: S00334 |  | 1554.271 m |  |  | FDR4 | 3 | 0
379632558 | TNB | DISTRIBUTION | KUALA SELANGOR | Existing | RYB | 11 kV |  |  |  |  | 240_3C_AL_XLPE | PPU TKMI: 9 | TMN MAKMUR KSL: S01458 |  | 411.500 m |  |  | FDR9 | 3 | 0
379632562 | TNB | DISTRIBUTION | KUALA SELANGOR | Existing | RYB | 33 kV |  |  |  |  | 630_1C_AL_XLPE | PMU KSGR: 1L5 | PPU TKMI: |  | 15541.450 m |  |  | 1L5 | 3 | 0
379632566 | TNB | DISTRIBUTION | KUALA SELANGOR | Existing | RYB | 11 kV |  |  |  |  | 240_3C_AL_XLPE | PPU TKMI: 6 | TMN RADEN MAS: S01515 |  | 605.334 m |  |  | FDR6 | 3 | 0
379739962 | TNB | DISTRIBUTION | KUALA SELANGOR | Existing | RYB | 11 kV |  |  |  |  | 240_3C_AL_XLPE | TMN BENDAHARA NO 3: S01665 | NTS: S05467 |  | 320.382 m |  |  | FDR3 | 3 | 0
379793544 | TNB | DISTRIBUTION | KUALA SELANGOR | Existing | RYB | 11 kV | YES |  |  |  | 70_1C_AL_XLPE |  |  |  | 1.140 m |  |  |  | 3 | 0
379797719 | TNB | DISTRIBUTION | KUALA SELANGOR | Existing | RYB | 11 kV | NO | Class C |  |  | 7X_300_1C_AL_PVC/PVC |  |  |  | 1.735 m |  |  |  | 7 | 0
379856299 | TNB | DISTRIBUTION | KUALA SELANGOR | Existing | RYB | 11 kV |  |  |  |  | 240_3C_AL_XLPE | P/E LOJI TAKUNGAN IADA: D06773 | P/E PEKET 60 CONVERT 33: D06783 |  | 4349.729 m |  |  |  | 3 | 0
379856484 | TNB | DISTRIBUTION | KUALA SELANGOR | Existing | RYB | 11 kV |  |  |  |  | 240_3C_AL_XLPE | P/E PEKET 60 CONVERT 33: D06785 | PEKET 100 SPG 5 SAWAH: D06755 |  | 2112.940 m |  |  |  | 3 | 0
379860123 | TNB | DISTRIBUTION | KUALA SELANGOR | Existing | RYB | 11 kV |  |  |  |  | 240_3C_AL_XLPE | PPU TPMU: 7 | SW/STN TMN JATI: S01412 |  | 5029.847 m |  |  | CB7 | 3 | 0
379860145 | TNB | DISTRIBUTION | KUALA SELANGOR | Existing | RYB | 11 kV |  |  |  |  | 240_3C_AL_XLPE | LYWOOD SG SEMBILANG: S05461 | KOSSAN 1: S01417 |  | 907.193 m |  |  |  | 3 | 0
379864530 | TNB | DISTRIBUTION | KUALA SELANGOR | Existing | RYB | 11 kV |  |  |  |  | 240_3C_AL_XLPE | BERNAS (LPN): S05745 | BERNAS (LPN): S05746 [OFF] |  | 1.557 m |  |  |  | 3 | 0
379868808 | TNB | DISTRIBUTION | KUALA SELANGOR | Existing | RYB | 11 kV |  |  |  |  | 240_3C_AL_XLPE | PMU BKPR 132/11 kV: | CHOP GUAN SENG: S05665 |  | 9707.562 m |  |  | CB10 | 3 | 0
379869096 | TNB | DISTRIBUTION | KUALA SELANGOR | Existing | RYB | 11 kV |  |  |  |  | 240_3C_AL_XLPE | CHEW ER: S05725 | GOOD NITE: S05420 |  | 74.280 m |  |  |  | 3 | 0
379869179 | TNB | DISTRIBUTION | KUALA SELANGOR | Existing | RYB | 11 kV |  |  |  |  | 240_3C_AL_XLPE | CHEW ER: S05725 | GOOD NITE: S05420 |  | 15.675 m |  |  |  | 3 | 0
379869191 | TNB | DISTRIBUTION | KUALA SELANGOR | Existing | RYB | 11 kV |  |  |  |  | 240_3C_AL_XLPE | CHOP GUAN SENG: S00246 | CHEW ER: S05724 |  | 11.956 m |  |  |  | 3 | 0
379869320 | TNB | DISTRIBUTION | KUALA SELANGOR | Existing | RYB | 11 kV |  |  |  |  | 240_3C_AL_XLPE | PANGSAPURI PANTAI INDAH: S01425 | KOLAM UDANG SG JANGGUT: S05894 |  | 200.122 m |  |  |  | 3 | 0
379869534 | TNB | DISTRIBUTION | KUALA SELANGOR | Existing | RYB | 11 kV |  |  |  |  | 240_3C_AL_XLPE | PMU BKPR 132/11 kV: | SW/STN LAY HONG: S00253 |  | 8696.616 m |  |  | CB13 | 3 | 0
379869718 | TNB | DISTRIBUTION | KUALA SELANGOR | Existing | RYB | 11 kV |  |  |  |  | 240_3C_AL_XLPE | LAY HONG (BT 14 SG SERDANG)NO 1: S00256 | SONG ENGINEERING: S05570 |  | 1399.024 m |  |  |  | 3 | 5
379869832 | TNB | DISTRIBUTION | KUALA SELANGOR | Existing | RYB | 11 kV |  |  |  |  | 240_3C_AL_XLPE | SW/STN TMN JATI: S01410 | TAMBAK JAWA: S05648 |  | 513.642 m |  |  |  | 3 | 0
379870023 | TNB | DISTRIBUTION | KUALA SELANGOR | Existing | RYB | 11 kV |  |  |  |  | 240_3C_AL_XLPE | PADANG GAJAH: S00228 | PUA YU NEN(FBK SYSTEM): S05446 |  | 600.209 m |  |  |  | 3 | 1
379870314 | TNB | DISTRIBUTION | KUALA SELANGOR | Existing | RYB | 11 kV |  |  |  |  | 240_3C_AL_XLPE | TMN SEJAHTERA: S05472 | TMN KENARI: S01430 |  | 571.249 m |  |  |  | 3 | 0
379870598 | TNB | DISTRIBUTION | KUALA SELANGOR | Existing | RYB | 11 kV |  |  |  |  | 240_3C_AL_XLPE | TMN SETIA BUDI: S05499 | TMN SEJAHTERA: S05474 |  | 1051.598 m |  |  |  | 3 | 0
379871656 | TNB | DISTRIBUTION | KUALA SELANGOR | Existing | RYB | 11 kV |  |  |  |  | 240_3C_AL_XLPE | PMU PKLG: | CHEW ER: S05727 |  | 9361.054 m |  |  |  | 3 | 0
379895682 | TNB | DISTRIBUTION | KUALA SELANGOR | Existing | RYB | 11 kV |  |  |  |  | 7X_500_1C_CU_PVC/PVC |  |  |  | 1.154 m |  |  |  | 7 | 0
379896567 | TNB | DISTRIBUTION | KUALA SELANGOR | Existing | RYB | 11 kV |  |  |  |  | 7X_300_1C_AL_PVC/PVC |  |  |  | 1.276 m |  |  |  | 7 | 0
379896737 | TNB | DISTRIBUTION | KUALA SELANGOR | Existing | RYB | 11 kV |  |  |  |  | 240_3C_AL_XLPE | TERNAK LEMBU IJOK: R02742 | TERNAK LEMBU IJOK: R02741 |  | 2.047 m |  |  |  | 3 | 0
379919974 | TNB | DISTRIBUTION | KUALA SELANGOR | Existing | RYB | 11 kV | NO | Class D |  |  | 7X_500_1C_CU_PVC/PVC |  |  |  | 1.296 m |  |  |  | 7 | 0
379920068 | TNB | DISTRIBUTION | KUALA SELANGOR | Existing | RYB | 11 kV | NO | Class D |  |  | 4X_300_1C_AL_PVC/PVC |  |  |  | 1.184 m |  |  |  | 4 | 0
379950301 | TNB | DISTRIBUTION | KUALA SELANGOR | Existing | RYB | 11 kV |  |  |  |  | 240_3C_AL_XLPE | SOON LIEN FATT ENGINEERING: S05520 | QMAC REHON (SG SERDANG): S01443 |  | 243.041 m |  |  |  | 3 | 0
379997538 | TNB | DISTRIBUTION | KUALA SELANGOR | Existing | RYB | 11 kV |  |  |  |  | 240_3C_AL_XLPE | Grp: Substation Comp. 1: S05942 | TAMAN INDAH 2: S05664 |  | 640.453 m |  |  |  | 3 | 0
379997546 | TNB | DISTRIBUTION | KUALA SELANGOR | Existing | RYB | 11 kV |  |  |  |  | 240_3C_AL_XLPE | BALAI BOMBA SEKINCHAN: S01614 | HOTEL DELUXE: S01581 |  | 1660.887 m |  |  |  | 3 | 0
379997556 | TNB | DISTRIBUTION | KUALA SELANGOR | Existing | RYB | 11 kV |  |  |  |  | 240_3C_AL_XLPE | TAMAN INDAH 2: S05661 | KEE HIN NO 1: S00589 |  | 469.256 m |  |  |  | 3 | 0
379997569 | TNB | DISTRIBUTION | KUALA SELANGOR | Existing | RYB | 11 kV |  |  |  |  | 240_3C_AL_XLPE | SEKINCHAN NO 2(DEPAN BALAI POLIS SKN): S00581 | BGN SEKINCHAN: S00582 |  | 861.213 m |  |  |  | 3 | 0
379997584 | TNB | DISTRIBUTION | KUALA SELANGOR | Existing | RYB | 11 kV |  |  |  |  | 240_3C_AL_XLPE | KEE HIN NO 1: S00587 | SEKINCHAN NO 2(DEPAN BALAI POLIS SKN): S00580 |  | 975.638 m |  |  |  | 3 | 0
379997598 | TNB | DISTRIBUTION | KUALA SELANGOR | Existing | RYB | 11 kV |  |  |  |  | 240_3C_AL_XLPE | SURIA PRESS: S05582 | BERNAS (LPN): S05744 |  | 1554.116 m |  |  |  | 3 | 0
379997730 | TNB | DISTRIBUTION | KUALA SELANGOR | Existing | RYB | 11 kV |  |  |  |  | 240_3C_AL_XLPE | QTRS MAJLIS DAERAH SEKINCHAN: S01623 | TMN SRI SEKINCHAN NO 1: S00572 |  | 391.851 m |  |  |  | 3 | 0
379997743 | TNB | DISTRIBUTION | KUALA SELANGOR | Existing | RYB | 11 kV |  |  |  |  | 240_3C_AL_XLPE | PUAS SEKINCHAN: S01638 | SEAFOOD BGN SEKINCHAN: S01625 [OFF] |  | 883.541 m |  |  |  | 3 | 0
379997752 | TNB | DISTRIBUTION | KUALA SELANGOR | Existing | RYB | 11 kV |  |  |  |  | 240_3C_AL_XLPE | MAHSURI JLN PERDANA NO.1: S05772 | TELEKOM SEKINCHAN: S00586 |  | 832.604 m |  |  |  | 3 | 0
379997857 | TNB | DISTRIBUTION | KUALA SELANGOR | Existing | RYB | 11 kV |  |  |  |  | 240_3C_AL_XLPE | KLG PADI PT 8: S01704 | MASRI PARIT 7 SG LEMAN: S05574 |  | 46.555 m |  |  |  | 3 | 0
379997862 | TNB | DISTRIBUTION | KUALA SELANGOR | Existing | RYB | 11 kV |  |  |  |  | 240_3C_AL_XLPE | MASRI PARIT 7 SG LEMAN: S05575 | PUAS SEKINCHAN: S01637 |  | 48.917 m |  |  |  | 3 | 0
379997962 | TNB | DISTRIBUTION | KUALA SELANGOR | Existing | RYB | 11 kV |  |  |  |  | 240_3C_AL_XLPE | KLG PADI PT 8: S01607 | PT 9 PASIR PANJANG: D00088 |  | 6.788 m |  |  |  | 3 | 0
379997970 | TNB | DISTRIBUTION | KUALA SELANGOR | Existing | RYB | 11 kV |  |  |  |  | 240_3C_AL_XLPE | KLG PADI PT 8: S01607 | PT 9 PASIR PANJANG: D00088 |  | 93.592 m |  |  |  | 3 | 0
379997974 | TNB | DISTRIBUTION | KUALA SELANGOR | Existing | RYB | 11 kV |  |  |  |  | 240_3C_AL_XLPE | PPU SKCN M: | KLG PADI PT 8: S01605 |  | 91.593 m |  |  |  | 3 | 0
379997978 | TNB | DISTRIBUTION | KUALA SELANGOR | Existing | RYB | 11 kV |  |  |  |  | 240_3C_AL_XLPE | PPU SKCN M: | KLG PADI PT 8: S01605 |  | 59.689 m |  |  |  | 3 | 0
379998016 | TNB | DISTRIBUTION | KUALA SELANGOR | Existing | RYB | 11 kV |  |  |  |  | 240_3C_AL_XLPE | ASIA AQUACULTURE BGN TENGKORAK: S05290 | K/UDANG BGN TENGKORAK: S05289 |  | 183.817 m |  |  |  | 3 | 0
379998158 | TNB | DISTRIBUTION | KUALA SELANGOR | Existing | RYB | 11 kV |  |  |  |  | 240_3C_AL_XLPE | K/UDANG BGN TENGKORAK: S00374 | SEKOLAH PT 3: S05477 [OFF] |  | 2373.049 m |  |  |  | 3 | 0
379998170 | TNB | DISTRIBUTION | KUALA SELANGOR | Existing | RYB | 11 kV |  |  |  |  | 240_3C_AL_XLPE | HOTEL DELUXE: S00535 | L672 TOKONG CINA: S05753 |  | 415.793 m |  |  |  | 3 | 0
379998190 | TNB | DISTRIBUTION | KUALA SELANGOR | Existing | RYB | 11 kV |  |  |  |  | 240_3C_AL_XLPE | TOKONG BUDHA SEKINCHAN: S01583 | T/A 6 BAN 2: S00669 |  | 4346.577 m |  |  |  | 3 | 0
379998195 | TNB | DISTRIBUTION | KUALA SELANGOR | Existing | RYB | 11 kV |  |  |  |  | 240_3C_AL_XLPE | T/A 6 BAN 2: S00668 | CTS COOKIES PARIT 7: S05907 |  | 24.679 m |  |  |  | 3 | 0
379998200 | TNB | DISTRIBUTION | KUALA SELANGOR | Existing | RYB | 11 kV |  |  |  |  | 240_3C_AL_XLPE | T/A 6 BAN 2: S00668 | CTS COOKIES PARIT 7: S05907 |  | 1736.800 m |  |  |  | 3 | 0
379998208 | TNB | DISTRIBUTION | KUALA SELANGOR | Existing | RYB | 11 kV |  |  |  |  | 240_3C_AL_XLPE | CTS COOKIES PARIT 7: S05909 | PT 7 BAN 2: S00667 |  | 1745.835 m |  |  |  | 3 | 0
379998214 | TNB | DISTRIBUTION | KUALA SELANGOR | Existing | RYB | 11 kV |  |  |  |  | 240_3C_AL_XLPE | CTS COOKIES PARIT 7: S05909 | PT 7 BAN 2: S00667 |  | 19.749 m |  |  |  | 3 | 0
379998219 | TNB | DISTRIBUTION | KUALA SELANGOR | Existing | RYB | 11 kV |  |  |  |  | 240_3C_AL_XLPE | PT 7 BAN 2: S00665 | PT 8 BAN 2: S00664 |  | 27.300 m |  |  |  | 3 | 0
379998225 | TNB | DISTRIBUTION | KUALA SELANGOR | Existing | RYB | 11 kV |  |  |  |  | 240_3C_AL_XLPE | PT 7 BAN 2: S00665 | PT 8 BAN 2: S00664 |  | 41.694 m |  |  |  | 3 | 0
379998229 | TNB | DISTRIBUTION | KUALA SELANGOR | Existing | RYB | 11 kV |  |  |  |  | 240_3C_AL_XLPE | PT 8 BAN 2: S00662 | T/A 8 BAN 2: S01610 |  | 23.638 m |  |  |  | 3 | 0
379998234 | TNB | DISTRIBUTION | KUALA SELANGOR | Existing | RYB | 11 kV |  |  |  |  | 240_3C_AL_XLPE | PT 8 BAN 2: S00662 | T/A 8 BAN 2: S01610 |  | 23.166 m |  |  |  | 3 | 0
379998238 | TNB | DISTRIBUTION | KUALA SELANGOR | Existing | RYB | 11 kV |  |  |  |  | 240_3C_AL_XLPE | T/A 8 BAN 2: S01608 | PT 9 BAN 2: S00661 |  | 53.358 m |  |  |  | 3 | 0
379998247 | TNB | DISTRIBUTION | KUALA SELANGOR | Existing | RYB | 11 kV |  |  |  |  | 240_3C_AL_XLPE | PPU SKCN M: | KEE HIN NO 2: S00542 |  | 1959.163 m |  |  |  | 3 | 0
379998251 | TNB | DISTRIBUTION | KUALA SELANGOR | Existing | RYB | 11 kV |  |  |  |  | 240_3C_AL_XLPE | T/A 8 BAN 2: S01608 | PT 9 BAN 2: S00661 |  | 13.358 m |  |  |  | 3 | 0
379998255 | TNB | DISTRIBUTION | KUALA SELANGOR | Existing | RYB | 11 kV |  |  |  |  | 240_3C_AL_XLPE | PT 9 BAN 2: S00659 | TALIAIR 9 BAN 2: S00658 |  | 14.583 m |  |  |  | 3 | 0
379998284 | TNB | DISTRIBUTION | KUALA SELANGOR | Existing | RYB | 11 kV |  |  |  |  | 240_3C_AL_XLPE | PT 9 BAN 2: S00659 | TALIAIR 9 BAN 2: S00658 |  | 4.991 m |  |  |  | 3 | 0
379998288 | TNB | DISTRIBUTION | KUALA SELANGOR | Existing | RYB | 11 kV |  |  |  |  | 240_3C_AL_XLPE | TALIAIR 9 BAN 2: S00656 | T/AIR 11 BAN 2 SG NIBONG: D00604 [OFF] |  | 12.498 m |  |  |  | 3 | 0
379998301 | TNB | DISTRIBUTION | KUALA SELANGOR | Existing | RYB | 11 kV |  |  |  |  | 240_3C_AL_XLPE | KEE HIN NO 2: S00544 | GEMA JAYA: S00545 |  | 334.682 m |  |  |  | 3 | 0
379998307 | TNB | DISTRIBUTION | KUALA SELANGOR | Existing | RYB | 11 kV |  |  |  |  | 240_3C_AL_XLPE | GEMA JAYA: S00547 | JURU JAYA: S00550 |  | 560.591 m |  |  |  | 3 | 0
379998348 | TNB | DISTRIBUTION | KUALA SELANGOR | Existing | RYB | 11 kV | YES |  |  |  | 240_3C_AL_XLPE | SITE B SEKINCHAN: S01585 | KLG SEMERAH PADI SITE A SEKINCHAN: S01588 |  | 93.130 m |  |  |  | 3 | 0
379998353 | TNB | DISTRIBUTION | KUALA SELANGOR | Existing | RYB | 11 kV |  |  |  |  | 240_3C_AL_XLPE | SITE B SEKINCHAN: S01585 | KLG SEMERAH PADI SITE A SEKINCHAN: S01588 |  | 8.686 m |  |  |  | 3 | 0
379998359 | TNB | DISTRIBUTION | KUALA SELANGOR | Existing | RYB | 11 kV |  |  |  |  | 240_3C_AL_XLPE | KLG SEMERAH PADI SITE A SEKINCHAN: S01590 | SITE A SEKINCHAN: S05790 |  | 15.067 m |  |  |  | 3 | 0
379998367 | TNB | DISTRIBUTION | KUALA SELANGOR | Existing | RYB | 11 kV |  |  |  |  | 240_3C_AL_XLPE | SITE A SEKINCHAN: S05789 | JALAN PARIT 5 SAI KIM: S05887 |  | 29.574 m |  |  |  | 3 | 0
379998371 | TNB | DISTRIBUTION | KUALA SELANGOR | Existing | RYB | 11 kV |  |  |  |  | 240_3C_AL_XLPE | JALAN PARIT 5 SAI KIM: S05890 | KLG PADI DATARAN PUSAKA: S05426 |  | 37.724 m |  |  |  | 3 | 0
379998379 | TNB | DISTRIBUTION | KUALA SELANGOR | Existing | RYB | 11 kV |  |  |  |  | 240_3C_AL_XLPE | JALAN PARIT 5 SAI KIM: S05890 | KLG PADI DATARAN PUSAKA: S05426 |  | 40.094 m |  |  |  | 3 | 0
379998383 | TNB | DISTRIBUTION | KUALA SELANGOR | Existing | RYB | 11 kV |  |  |  |  | 240_3C_AL_XLPE | KLG PADI DATARAN PUSAKA: S05429 | TMN SERI MANIK: S05943 |  | 38.363 m |  |  |  | 3 | 0
379998390 | TNB | DISTRIBUTION | KUALA SELANGOR | Existing | RYB | 11 kV |  |  |  |  | 240_3C_AL_XLPE | PANJI MUARA: S05577 | BERNAS (LPN): S00553 [OFF] |  | 326.026 m |  |  |  | 3 | 0
380040913 | TNB | DISTRIBUTION | KUALA SELANGOR | Existing | RYB | 11 kV |  |  |  |  | 240_3C_AL_XLPE | KONG LEE ENG FARM: S01652 | RJ MUSA NO 1 (TMN MANICKAVASAGAM): S01641 [OFF] |  | 23.104 m |  |  |  | 3 | 0
380041043 | TNB | DISTRIBUTION | KUALA SELANGOR | Existing | RYB | 11 kV |  |  |  |  | 240_3C_AL_XLPE | PPU TKMI: 2 | TMN DESA JAYA: S01639 |  | 3901.787 m |  |  |  | 3 | 0
380041537 | TNB | DISTRIBUTION | KUALA SELANGOR | Existing | RYB | 11 kV |  |  |  |  | 240_3C_AL_XLPE | SW/STN BGN TENGKORAK: S00368 | SEKOLAH PT 3: S05475 |  | 959.119 m |  |  |  | 3 | 0
380041849 | TNB | DISTRIBUTION | KUALA SELANGOR | Existing | RYB | 11 kV |  |  |  |  | 240_3C_AL_XLPE | KOKO FAMA: S00442 | SG TERAP: S00443 |  | 29.909 m |  |  | FDR3 | 3 | 0
380041921 | TNB | DISTRIBUTION | KUALA SELANGOR | Existing | RYB | 11 kV |  |  |  |  | 240_3C_AL_XLPE | KOKO FAMA: S00442 | SG TERAP: S00443 |  | 13.339 m |  |  |  | 3 | 0
380041928 | TNB | DISTRIBUTION | KUALA SELANGOR | Existing | RYB | 11 kV |  |  |  |  | 240_3C_AL_XLPE | SG TERAP: S00444 | D-KSL-C18-1653: S05977 |  | 8.805 m |  |  |  | 3 | 0
380042148 | TNB | DISTRIBUTION | KUALA SELANGOR | Existing | RYB | 11 kV |  |  |  |  | 240_3C_AL_XLPE | TMN NILAM: S05298 | TAMAN NILAM NO 2: S05603 |  | 324.094 m |  |  |  | 3 | 0
380042376 | TNB | DISTRIBUTION | KUALA SELANGOR | Existing | RYB | 11 kV |  |  |  |  | 240_3C_AL_XLPE | YUSRI: S00460 | LPN BATU 2: S00464 |  | 23.536 m |  |  |  | 3 | 0
380042381 | TNB | DISTRIBUTION | KUALA SELANGOR | Existing | RYB | 11 kV |  |  |  |  | 240_3C_AL_XLPE | LPN BATU 2: S00462 | COLD ROOM: S01569 |  | 27.021 m |  |  |  | 3 | 0
380042421 | TNB | DISTRIBUTION | KUALA SELANGOR | Existing | RYB | 11 kV |  |  |  |  | 240_3C_AL_XLPE | LPN BATU 2: S00462 | COLD ROOM: S01569 |  | 10.441 m |  |  |  | 3 | 0
380042612 | TNB | DISTRIBUTION | KUALA SELANGOR | Existing | RYB | 11 kV |  |  |  |  | 240_3C_AL_XLPE | TMN DELIMA: S05893 | QTRS GURU P/PERMATANG: S01573 |  | 16.243 m |  |  |  | 3 | 0
380042709 | TNB | DISTRIBUTION | KUALA SELANGOR | Existing | RYB | 11 kV |  |  |  |  | 240_3C_AL_XLPE | TMN DELIMA: S05893 | QTRS GURU P/PERMATANG: S01573 |  | 33.496 m |  |  |  | 3 | 0
380042714 | TNB | DISTRIBUTION | KUALA SELANGOR | Existing | RYB | 11 kV |  |  |  |  | 240_3C_AL_XLPE | QTRS GURU P/PERMATANG: S01571 | BGN SUNGAI YU: S00470 |  | 35.589 m |  |  |  | 3 | 0
380042817 | TNB | DISTRIBUTION | KUALA SELANGOR | Existing | RYB | 11 kV |  |  |  |  | 240_3C_AL_XLPE | QTRS GURU P/PERMATANG: S01571 | BGN SUNGAI YU: S00470 |  | 24.205 m |  |  |  | 3 | 0
380042826 | TNB | DISTRIBUTION | KUALA SELANGOR | Existing | RYB | 11 kV |  |  |  |  | 120_3C_AL_PILC | BGN SUNGAI YU: S00473 | TMN SRI PENAMBANG: S01575 |  | 20.711 m |  |  |  | 3 | 0
380043112 | TNB | DISTRIBUTION | KUALA SELANGOR | Existing | RYB | 11 kV |  |  |  |  | 240_3C_AL_XLPE | TMN SRI PENAMBANG: S01577 | PEKAN P/PENAMBANG: S00476 |  | 23.204 m |  |  |  | 3 | 0
380043117 | TNB | DISTRIBUTION | KUALA SELANGOR | Existing | RYB | 11 kV |  |  |  |  | 240_3C_AL_XLPE | PEKAN P/PENAMBANG: S00478 | D-KSL-C17-1268: S05972 |  | 58.955 m |  |  |  | 3 | 0
380043213 | TNB | DISTRIBUTION | KUALA SELANGOR | Existing | RYB | 11 kV |  |  |  |  | 240_3C_AL_XLPE | D-KSL-C17-1268: S05970 | JPJ P/PENAMBANG: S00479 |  | 31.583 m |  |  |  | 3 | 0
380043218 | TNB | DISTRIBUTION | KUALA SELANGOR | Existing | RYB | 11 kV |  |  |  |  | 240_3C_AL_XLPE | JPJ P/PENAMBANG: S00481 | GOLDPAGE NO.1: S05656 |  | 32.784 m |  |  |  | 3 | 0
380083410 | TNB | DISTRIBUTION | KUALA SELANGOR | Existing | RYB | 11 kV |  |  |  |  | 240_3C_AL_XLPE | PPU CLFD: | YEAP JING HONG: R06495 |  | 313.788 m |  |  |  | 3 | 0
380083422 | TNB | DISTRIBUTION | KUALA SELANGOR | Existing | RYB | 11 kV |  |  |  |  | 240_3C_AL_XLPE | PPU CLFD: | MANETWTECH BELLE ALAM JAYA: R06494 |  | 221.090 m |  |  |  | 3 | 0
380083432 | TNB | DISTRIBUTION | KUALA SELANGOR | Existing | RYB | 11 kV | YES | Class D |  |  | 240_3C_AL_XLPE | PPU CLFD: | SSU PPAJ NO.1 JLN PPAJ (CB10): R06010 |  | 20.955 m |  |  |  | 3 | 0
380083444 | TNB | DISTRIBUTION | KUALA SELANGOR | Existing | RYB | 11 kV |  |  |  |  | 240_3C_AL_XLPE | YEAP JING HONG: R06497 | GEMHARTA: R05426 |  | 185.361 m |  |  |  | 3 | 0
380083548 | TNB | DISTRIBUTION | KUALA SELANGOR | Existing | RYB | 11 kV |  |  |  |  | 240_3C_AL_XLPE | VPN MARKETING (M): R05407 | FORWARD SCOPE: R06706 |  | 177.409 m |  |  |  | 3 | 1
380083560 | TNB | DISTRIBUTION | KUALA SELANGOR | Existing | RYB | 11 kV |  |  |  |  | 240_3C_AL_XLPE | MULTIGUNA NO.2: R05394 | ADVANCE PRELUDE: S05743 |  | 154.770 m |  |  |  | 3 | 0
380083566 | TNB | DISTRIBUTION | KUALA SELANGOR | Existing | RYB | 11 kV |  |  |  |  | 240_3C_AL_XLPE | MANETWTECH BELLE ALAM JAYA: R06321 | TOONG HENG LONG: R06528 |  | 143.641 m |  |  |  | 3 | 0
380083858 | TNB | DISTRIBUTION | KUALA SELANGOR | Existing | RYB | 11 kV |  |  |  |  | 240_3C_AL_XLPE | OHTSUKI SEIKO: R04542 | ASSIGN PRECISION: R07570 |  | 139.325 m |  |  |  | 3 | 1
380083863 | TNB | DISTRIBUTION | KUALA SELANGOR | Existing | RYB | 11 kV |  |  |  |  | 240_3C_AL_XLPE | ASSIGN PRECISION: R07572 | LITEX METAL SDN BHD: R05865 |  | 181.254 m |  |  |  | 3 | 0
380083885 | TNB | DISTRIBUTION | KUALA SELANGOR | Existing | RYB | 11 kV | YES | Class D |  |  | 240_3C_AL_XLPE | SSU PPAJ NO.1 JLN PPAJ (CB10): R06011 | PPAJ NO.2: R06040 |  | 235.149 m |  |  |  | 3 | 0
380083890 | TNB | DISTRIBUTION | KUALA SELANGOR | Existing | RYB | 11 kV |  |  |  |  | 240_3C_AL_XLPE | PPAJ NO.2: R06042 | PASARAYA ECONSAVE ALAM JAYA: R06039 |  | 748.499 m |  |  |  | 3 | 0
380083895 | TNB | DISTRIBUTION | KUALA SELANGOR | Existing | RYB | 11 kV |  |  |  |  | 240_3C_AL_XLPE | PASARAYA ECONSAVE ALAM JAYA: R06037 | PPAJ NO.4: R06826 |  | 519.775 m |  |  |  | 3 | 0
380084099 | TNB | DISTRIBUTION | KUALA SELANGOR | Existing | RYB | 11 kV |  |  |  |  | 240_3C_AL_XLPE | PPAJ NO.4: R06825 | PPAJ NO.4: R06036 |  | 2.829 m |  |  |  | 3 | 0
380084110 | TNB | DISTRIBUTION | KUALA SELANGOR | Existing | RYB | 11 kV |  |  |  |  | 240_3C_AL_XLPE | PPAJ NO.4: R06827 | LOJI PEMBENTUNGAN (NO.2) FASA 3: S01105 |  | 1670.630 m |  |  |  | 3 | 0
380084208 | TNB | DISTRIBUTION | KUALA SELANGOR | Existing | RYB | 11 kV |  |  |  |  | 240_3C_AL_XLPE | PPAJ NO.4: R06034 | PPAJ NO.3: R06033 |  | 77.832 m |  |  |  | 3 | 0
380084307 | TNB | DISTRIBUTION | KUALA SELANGOR | Existing | RYB | 11 kV |  |  |  |  | 240_3C_AL_XLPE | PPAJ NO.3: R06031 | PPAJ NO.6: R06030 |  | 285.379 m |  |  |  | 3 | 0
380084312 | TNB | DISTRIBUTION | KUALA SELANGOR | Existing | RYB | 11 kV |  |  |  |  | 240_3C_AL_XLPE | TS ENG WORK ALAM JAYA: R06153 | PPAJ NO.6: R06028 [OFF] |  | 1287.300 m |  |  |  | 3 | 0
380084340 | TNB | DISTRIBUTION | KUALA SELANGOR | Existing | RYB | 11 kV | NO | Class C |  |  | 7X_300_1C_AL_PVC/PVC |  |  |  | 1.224 m |  |  |  | 7 | 0
380084449 | TNB | DISTRIBUTION | KUALA SELANGOR | Existing | RYB | 11 kV | YES | Class D |  |  | 240_3C_AL_XLPE | PADAT BAN GUAT HUAT TAJ JLN 2/6: R06391 | MULTIGUNA TIAJ 2 /9: R06327 |  | 106.266 m |  |  |  | 3 | 0
380084484 | TNB | DISTRIBUTION | KUALA SELANGOR | Existing | RYB | 11 kV | NO | Class C |  |  | 7X_500_1C_CU_PVC/PVC |  |  |  | 1.249 m |  |  |  | 7 | 0
380084485 | TNB | DISTRIBUTION | KUALA SELANGOR | Existing | RYB | 11 kV | NO | Class C |  |  | 7X_300_1C_AL_PVC/PVC |  |  |  | 1.250 m |  |  |  | 7 | 0
380084666 | TNB | DISTRIBUTION | KUALA SELANGOR | Existing | RYB | 11 kV | YES | Class D |  |  | 240_3C_AL_XLPE | RUMAH PANGSA INDUSTRI ALAM JAYA NO.9: R05251 | PADAT BAN GUAT HUAT TAJ JLN 2/6: R06389 |  | 679.671 m |  |  |  | 3 | 0
380084699 | TNB | DISTRIBUTION | KUALA SELANGOR | Existing | RYB | 11 kV | NO | Class C |  |  | 7X_300_1C_AL_PVC/PVC |  |  |  | 0.998 m |  |  |  | 7 | 0
380084832 | TNB | DISTRIBUTION | KUALA SELANGOR | Existing | RYB | 11 kV | NO | Class C |  |  | 70_1C_AL_XLPE |  |  |  | 1.193 m |  |  |  | 3 | 0
380085035 | TNB | DISTRIBUTION | KUALA SELANGOR | Existing | RYB | 11 kV | NO | Class C |  |  | 7X_300_1C_AL_PVC/PVC |  |  |  | 1.329 m |  |  |  | 7 | 0
380085127 | TNB | DISTRIBUTION | KUALA SELANGOR | Existing | RYB | 11 kV | YES | Class D |  |  | 240_3C_AL_XLPE | JS CONSC TRUCTION & DEV SDN BHD LOT106: R06401 | GREAT MARKETING: R06701 |  | 100.442 m |  |  |  | 3 | 0
380085178 | TNB | DISTRIBUTION | KUALA SELANGOR | Existing | RYB | 11 kV | NO | Class C |  |  | 7X_300_1C_AL_PVC/PVC |  |  |  | 1.252 m |  |  |  | 7 | 0
380085293 | TNB | DISTRIBUTION | KUALA SELANGOR | Existing | RYB | 11 kV | NO | Class C |  |  | 7X_300_1C_AL_PVC/PVC |  |  |  | 1.362 m |  |  |  | 7 | 0
380085384 | TNB | DISTRIBUTION | KUALA SELANGOR | Existing | RYB | 11 kV | YES | Class D |  |  | 240_3C_AL_XLPE | EASTBAY ENG TIAJ 2/8: R08066 | JS CONSC TRUCTION & DEV SDN BHD LOT106: R06399 |  | 139.055 m |  |  |  | 3 | 0
380085389 | TNB | DISTRIBUTION | KUALA SELANGOR | Existing | RYB | 11 kV | YES | Class D |  |  | 240_3C_AL_XLPE | MULTI GUNA NO.3: R05894 | CHUA ENG PHUA: R06524 |  | 306.837 m |  |  |  | 3 | 0
380085434 | TNB | DISTRIBUTION | KUALA SELANGOR | Existing | RYB | 11 kV | YES | Class D |  |  | 240_3C_AL_XLPE | SSU PPAJ NO.1 JLN PPAJ (CB10): R06012 | LOT 11311 TIAJ 2/5: R08134 |  | 19.386 m |  |  |  | 3 | 0
380085682 | TNB | DISTRIBUTION | KUALA SELANGOR | Existing | RYB | 11 kV |  |  |  |  | 240_3C_AL_XLPE | SANDARAN TIAJ 2/5: R07575 | RGB INDUSTRIES 2/5: R07922 |  | 125.566 m |  |  |  | 3 | 0
380085898 | TNB | DISTRIBUTION | KUALA SELANGOR | Existing | RYB | 11 kV |  |  |  |  | 240_3C_AL_XLPE | RGB INDUSTRIES 2/5: R07923 | EXTRO GREAT: R06492 |  | 447.402 m |  |  |  | 3 | 0
380086017 | TNB | DISTRIBUTION | KUALA SELANGOR | Existing | RYB | 11 kV |  |  |  |  | 240_3C_AL_XLPE | EXTRO GREAT: R06489 | R&S PETROLEUM TIAJ 2/4: R07567 |  | 76.625 m |  |  |  | 3 | 0
380086136 | TNB | DISTRIBUTION | KUALA SELANGOR | Existing | RYB | 11 kV |  |  |  |  | 240_3C_AL_XLPE | AIRSTATIC NO.1 POWDER COATING ENG: R06361 | KLG LOT 7 ALAM JAYA: R05229 |  | 655.149 m |  |  |  | 3 | 0
380086405 | TNB | DISTRIBUTION | KUALA SELANGOR | Existing | RYB | 11 kV |  | Class C |  |  | 7X_300_1C_AL_PVC/PVC |  |  |  | 1.578 m |  |  |  | 7 | 0
380101450 | TNB | DISTRIBUTION | KUALA SELANGOR | Existing | RYB | 11 kV |  |  |  |  | 240_3C_AL_XLPE | KG JAYA SETIA: R00557 | KG JAYA SETIA: R00558 |  | 1.949 m |  |  |  | 3 | 0
380105315 | TNB | DISTRIBUTION | KUALA SELANGOR | Existing | RYB | 11 kV | NO | Class C |  |  | 7X_500_1C_CU_PVC/PVC |  |  |  | 0.967 m |  |  |  | 7 | 0
380105316 | TNB | DISTRIBUTION | KUALA SELANGOR | Existing | RYB | 11 kV | NO | Class C |  |  | 7X_300_1C_AL_PVC/PVC |  |  |  | 0.973 m |  |  |  | 7 | 0
380105486 | TNB | DISTRIBUTION | KUALA SELANGOR | Existing | RYB | 11 kV | NO | Class C |  |  | 7X_300_1C_AL_PVC/PVC |  |  |  | 0.989 m |  |  |  | 7 | 0
380105487 | TNB | DISTRIBUTION | KUALA SELANGOR | Existing | RYB | 11 kV | NO | Class C |  |  | 7X_300_1C_AL_PVC/PVC |  |  |  | 0.998 m |  |  |  | 7 | 0
380105651 | TNB | DISTRIBUTION | KUALA SELANGOR | Existing | RYB | 11 kV | NO | Class C |  |  | 7X_300_1C_AL_PVC/PVC |  |  |  | 1.006 m |  |  |  | 7 | 0
380105745 | TNB | DISTRIBUTION | KUALA SELANGOR | Existing | RYB | 11 kV | NO | Class C |  |  | 7X_300_1C_AL_PVC/PVC |  |  |  | 0.974 m |  |  |  | 7 | 0
380105839 | TNB | DISTRIBUTION | KUALA SELANGOR | Existing | RYB | 11 kV | NO | Class C |  |  | 7X_500_1C_CU_PVC/PVC |  |  |  | 1.018 m |  |  |  | 7 | 0
380105933 | TNB | DISTRIBUTION | KUALA SELANGOR | Existing | RYB | 11 kV | NO | Class C |  |  | 7X_500_1C_CU_PVC/PVC |  |  |  | 0.970 m |  |  |  | 7 | 0
380106717 | TNB | DISTRIBUTION | KUALA SELANGOR | Existing | RYB | 11 kV | NO | Class C |  |  | 7X_500_1C_CU_PVC/PVC |  |  |  | 1.049 m |  |  |  | 7 | 0
380106718 | TNB | DISTRIBUTION | KUALA SELANGOR | Existing | RYB | 11 kV | NO | Class C |  |  | 7X_500_1C_CU_PVC/PVC |  |  |  | 1.041 m |  |  |  | 7 | 0
380106888 | TNB | DISTRIBUTION | KUALA SELANGOR | Existing | RYB | 11 kV | NO | Class C |  |  | 70_1C_AL_XLPE |  |  |  | 1.109 m |  |  |  | 3 | 0
380106889 | TNB | DISTRIBUTION | KUALA SELANGOR | Existing | RYB | 11 kV | NO | Class C |  |  | 7X_500_1C_CU_PVC/PVC |  |  |  | 1.103 m |  |  |  | 7 | 0
380107053 | TNB | DISTRIBUTION | KUALA SELANGOR | Existing | RYB | 11 kV | NO | Class C |  |  | 7X_300_1C_AL_PVC/PVC |  |  |  | 1.027 m |  |  |  | 7 | 0
380107147 | TNB | DISTRIBUTION | KUALA SELANGOR | Existing | RYB | 11 kV | NO | Class C |  |  | 7X_500_1C_CU_PVC/PVC |  |  |  | 1.036 m |  |  |  | 7 | 0
380107247 | TNB | DISTRIBUTION | KUALA SELANGOR | Existing | RYB | 11 kV | NO | Class C |  |  | 7X_500_1C_CU_PVC/PVC |  |  |  | 1.034 m |  |  |  | 7 | 0
380107248 | TNB | DISTRIBUTION | KUALA SELANGOR | Existing | RYB | 11 kV | NO | Class C |  |  | 7X_500_1C_CU_PVC/PVC |  |  |  | 1.033 m |  |  |  | 7 | 0
380117779 | TNB | DISTRIBUTION | KUALA SELANGOR | Existing | RYB | 11 kV |  |  |  |  | 185_3C_AL_PILC | KLINIK KESIHATAN B/BERJUNTAI: R06198 | TMN SENTOSA: R01886 |  | 576.678 m |  |  |  | 3 | 0
380117885 | TNB | DISTRIBUTION | KUALA SELANGOR | Existing | RYB | 11 kV |  |  |  |  | 150_3C_AL_XLPE | SW/STN SIME DARBY NO 2: R06100 | AMAN SURIA: R06757 |  | 1248.664 m |  |  | FDR2 | 3 | 0
380117890 | TNB | DISTRIBUTION | KUALA SELANGOR | Existing | RYB | 11 kV |  |  |  |  | 150_3C_AL_XLPE | SW/STN SIME DARBY NO 2: R06101 | SSU PKPS: R04846 |  | 168.811 m |  |  | FDR2 | 3 | 0
380118180 | TNB | DISTRIBUTION | KUALA SELANGOR | Existing | RYB | 11 kV |  |  |  |  | 150_3C_AL_XLPE | SEGINIAGA: R04994 | TMN ILMU BISTARI: R05839 |  | 15.674 m |  |  |  | 3 | 0
380118433 | TNB | DISTRIBUTION | KUALA SELANGOR | Existing | RYB | 11 kV |  |  |  |  | 240_3C_AL_XLPE | TMN SURIA BESTARI: R06136 | TMN SURIA: R01847 [OFF] |  | 382.323 m |  |  |  | 3 | 0
380118563 | TNB | DISTRIBUTION | KUALA SELANGOR | Existing | RYB | 11 kV |  |  |  |  | 240_3C_AL_XLPE | TANAMARAN NO.1: S05560 | TANAMARAN NO.2: S05561 |  | 679.808 m |  |  |  | 3 | 0
380118729 | TNB | DISTRIBUTION | KUALA SELANGOR | Existing | RYB | 11 kV |  |  |  |  | 150_3C_AL_XLPE | PKNS BKT BELIMBING (R/MURAH): S00495 | TOK 4 MAJID: S00491 |  | 21.670 m |  |  |  | 3 | 0
380118734 | TNB | DISTRIBUTION | KUALA SELANGOR | Existing | RYB | 11 kV |  |  |  |  | 150_3C_AL_XLPE | TOK 4 MAJID: S00493 | GOODWILL COCONUT: S00490 |  | 23.814 m |  |  |  | 3 | 0
380118743 | TNB | DISTRIBUTION | KUALA SELANGOR | Existing | RYB | 11 kV |  |  |  |  | 150_3C_AL_XLPE | TOK 4 MAJID: S00493 | GOODWILL COCONUT: S00490 |  | 15.575 m |  |  |  | 3 | 0
380118748 | TNB | DISTRIBUTION | KUALA SELANGOR | Existing | RYB | 11 kV |  |  |  |  | 150_3C_AL_XLPE | GOODWILL COCONUT: S00488 | FA HERB: S05689 |  | 20.296 m |  |  |  | 3 | 0
380118753 | TNB | DISTRIBUTION | KUALA SELANGOR | Existing | RYB | 11 kV |  |  |  |  | 150_3C_AL_XLPE | GOODWILL COCONUT: S00488 | FA HERB: S05689 |  | 14.581 m |  |  |  | 3 | 0
380118758 | TNB | DISTRIBUTION | KUALA SELANGOR | Existing | RYB | 11 kV |  |  |  |  | 150_3C_AL_XLPE | FA HERB: S05691 | TMN MENGKUANG: S01559 |  | 14.404 m |  |  |  | 3 | 0
380118763 | TNB | DISTRIBUTION | KUALA SELANGOR | Existing | RYB | 11 kV |  |  |  |  | 150_3C_AL_XLPE | FA HERB: S05691 | TMN MENGKUANG: S01559 |  | 90.877 m |  |  |  | 3 | 0
380118768 | TNB | DISTRIBUTION | KUALA SELANGOR | Existing | RYB | 11 kV |  |  |  |  | 150_3C_AL_XLPE | TMN MENGKUANG: S01558 | SW/STN BKT BELIMBING: S00482 |  | 103.248 m |  |  |  | 3 | 0
380118900 | TNB | DISTRIBUTION | KUALA SELANGOR | Existing | RYB | 11 kV |  |  |  |  | 240_3C_AL_XLPE | PPU SDBY: 4 | SPECIAL MADE IRON &STEEL: |  | 1034.296 m |  |  |  | 3 | 0
380118904 | TNB | DISTRIBUTION | KUALA SELANGOR | Existing | RYB | 11 kV |  |  |  |  | 150_3C_AL_XLPE | AMAN SURIA: R06759 | KG JAYA SETIA: R00554 [OFF] |  | 4597.664 m |  |  | FDR2 | 3 | 0
380135231 | TNB | DISTRIBUTION | KUALA SELANGOR | Existing | RYB | 11 kV | NO | Class C |  |  | 7X_500_1C_AL_PVC/PVC |  |  |  | 1.074 m |  |  |  | 7 | 0
380135232 | TNB | DISTRIBUTION | KUALA SELANGOR | Existing | RYB | 11 kV | NO | Class C |  |  | 70_1C_AL_XLPE |  |  |  | 1.067 m |  |  |  | 3 | 0
380135490 | TNB | DISTRIBUTION | KUALA SELANGOR | Existing | RYB | 11 kV | NO | Class C |  |  | 7X_300_1C_AL_PVC/PVC |  |  |  | 1.027 m |  |  |  | 7 | 0
380135584 | TNB | DISTRIBUTION | KUALA SELANGOR | Existing | RYB | 11 kV | NO | Class C |  |  | 7X_500_1C_AL_PVC/PVC |  |  |  | 0.949 m |  |  |  | 7 | 0
380135678 | TNB | DISTRIBUTION | KUALA SELANGOR | Existing | RYB | 11 kV | NO | Class C |  |  | 7X_500_1C_AL_PVC/PVC |  |  |  | 0.941 m |  |  |  | 7 | 0
380135772 | TNB | DISTRIBUTION | KUALA SELANGOR | Existing | RYB | 11 kV | NO | Class C |  |  | 7X_300_1C_AL_PVC/PVC |  |  |  | 0.935 m |  |  |  | 7 | 0
380135866 | TNB | DISTRIBUTION | KUALA SELANGOR | Existing | RYB | 11 kV | NO | Class C |  |  | 7X_300_1C_AL_PVC/PVC |  |  |  | 1.005 m |  |  |  | 7 | 0
380136080 | TNB | DISTRIBUTION | KUALA SELANGOR | Existing | RYB | 11 kV | NO | Class C |  |  | 7X_300_1C_AL_PVC/PVC |  |  |  | 1.009 m |  |  |  | 7 | 0
380136174 | TNB | DISTRIBUTION | KUALA SELANGOR | Existing | RYB | 11 kV | NO | Class C |  |  | 7X_300_1C_AL_PVC/PVC |  |  |  | 0.991 m |  |  |  | 7 | 0
380136268 | TNB | DISTRIBUTION | KUALA SELANGOR | Existing | RYB | 11 kV | NO | Class C |  |  | 7X_500_1C_CU_PVC/PVC |  |  |  | 1.027 m |  |  |  | 7 | 0
380136388 | TNB | DISTRIBUTION | KUALA SELANGOR | Existing | RYB | 11 kV | NO | Class C |  |  | 7X_300_1C_AL_PVC/PVC |  |  |  | 1.026 m |  |  |  | 7 | 0
380136482 | TNB | DISTRIBUTION | KUALA SELANGOR | Existing | RYB | 11 kV | NO | Class C |  |  | 7X_500_1C_AL_PVC/PVC |  |  |  | 0.999 m |  |  |  | 7 | 0
380136576 | TNB | DISTRIBUTION | KUALA SELANGOR | Existing | RYB | 11 kV | NO | Class C |  |  | 7X_500_1C_CU_PVC/PVC |  |  |  | 1.004 m |  |  |  | 7 | 0
380136764 | TNB | DISTRIBUTION | KUALA SELANGOR | Existing | RYB | 11 kV | NO | Class C |  |  | 7X_300_1C_AL_PVC/PVC |  |  |  | 0.962 m |  |  |  | 7 | 0
380137581 | TNB | DISTRIBUTION | KUALA SELANGOR | Existing | RYB | 11 kV | NO | Class C |  |  | 7X_500_1C_CU_PVC/PVC |  |  |  | 1.012 m |  |  |  | 7 | 0
380137701 | TNB | DISTRIBUTION | KUALA SELANGOR | Existing | RYB | 11 kV | NO | Class C |  |  | 7X_500_1C_CU_PVC/PVC |  |  |  | 1.094 m |  |  |  | 7 | 0
380137702 | TNB | DISTRIBUTION | KUALA SELANGOR | Existing | RYB | 11 kV | NO | Class C |  |  | 7X_500_1C_CU_PVC/PVC |  |  |  | 1.063 m |  |  |  | 7 | 0
380137912 | TNB | DISTRIBUTION | KUALA SELANGOR | Existing | RYB | 11 kV | NO | Class C |  |  | 7X_500_1C_CU_PVC/PVC |  |  |  | 1.046 m |  |  |  | 7 | 0
380137913 | TNB | DISTRIBUTION | KUALA SELANGOR | Existing | RYB | 11 kV | NO | Class C |  |  | 7X_500_1C_CU_PVC/PVC |  |  |  | 1.045 m |  |  |  | 7 | 0
380155985 | TNB | DISTRIBUTION | KUALA SELANGOR | Existing | RYB | 11 kV |  |  |  |  | 240_3C_AL_XLPE | BANYU EMAS (FIRMA RENA): S05498 | BANYU EMAS (FIRMA RENA): S00409 |  | 2.352 m |  |  |  | 3 | 0
380225124 | TNB | DISTRIBUTION | KUALA SELANGOR | Existing | RYB | 11 kV |  |  |  |  | 240_3C_AL_XLPE | KG BARU IJOK: R00588 | KG BARU IJOK: R02748 |  | 2.195 m |  |  |  | 3 | 0
380225351 | TNB | DISTRIBUTION | KUALA SELANGOR | Existing | RYB | 11 kV |  |  |  |  | 240_3C_AL_XLPE | PMU BBDG: 1 | SSU INDUSTRI BUKIT BADONG: |  | 6029.828 m |  |  |  | 3 | 0
380225366 | TNB | DISTRIBUTION | KUALA SELANGOR | Existing | RYB | 11 kV |  |  |  |  | 240_3C_AL_XLPE | KILANG BESI BT 7 JALAN IJOK: | KILANG BESI BT 7 JALAN KANDAR: |  | 1370.173 m |  |  |  | 3 | 0
380225370 | TNB | DISTRIBUTION | KUALA SELANGOR | Existing | RYB | 11 kV |  |  |  |  | 240_3C_AL_XLPE | PMU BBDG: 4 | KUARTERS STP BKT BADONG: R05469 |  | 745.399 m |  |  |  | 3 | 0
380225374 | TNB | DISTRIBUTION | KUALA SELANGOR | Existing | RYB | 11 kV |  |  |  |  | 240_3C_AL_XLPE | LOJI AIR BKT BDG: R06828 | KILANG BESI BT 7 JALAN IJOK: |  | 7687.489 m |  |  |  | 3 | 0
380225460 | TNB | DISTRIBUTION | KUALA SELANGOR | Existing | RYB | 11 kV |  |  |  |  | 240_3C_AL_XLPE | KUARTERS STP BKT BADONG: R05468 | ENG TEX METAL BOX: R04602 |  | 9450.282 m |  |  |  | 3 | 0
380225465 | TNB | DISTRIBUTION | KUALA SELANGOR | Existing | RYB | 11 kV |  |  |  |  | 240_3C_AL_XLPE | ENG TEX METAL BOX: R04603 | KILANG BESI BT 7 JALAN KANDAR: |  | 147.868 m |  |  |  | 3 | 0
380225469 | TNB | DISTRIBUTION | KUALA SELANGOR | Existing | RYB | 11 kV |  |  |  |  | 240_3C_AL_XLPE | KILANG BESI BT 7 JALAN KANDAR: | BINAAN TEPAT IJOK 9 BUAH KILANG: |  | 456.683 m |  |  |  | 3 | 0
380225477 | TNB | DISTRIBUTION | KUALA SELANGOR | Existing | RYB | 11 kV |  |  |  |  | 240_3C_AL_XLPE | BINAAN TEPAT IJOK 9 BUAH KILANG: | KG BARU IJOK: R00589 [OFF] |  | 44.441 m |  |  |  | 3 | 0
380225481 | TNB | DISTRIBUTION | KUALA SELANGOR | Existing | RYB | 11 kV |  |  |  |  | 240_3C_AL_XLPE | BINAAN TEPAT IJOK 9 BUAH KILANG: | KILANG BESI BT 7 JALAN IJOK: |  | 1367.305 m |  |  |  | 3 | 0
380225485 | TNB | DISTRIBUTION | KUALA SELANGOR | Existing | RYB | 11 kV |  |  |  |  | 240_3C_AL_XLPE | KILANG BESI BT 7 JALAN IJOK: | PADAT BT. 7 IJOK: R03620 |  | 1492.879 m |  |  |  | 3 | 0
380225495 | TNB | DISTRIBUTION | KUALA SELANGOR | Existing | RYB | 11 kV |  |  |  |  | 240_3C_AL_XLPE | LDG RAJAGIRI: S05305 | TERNAKAN AYAM HING HONG: R01804 [OFF] |  | 16.361 m |  |  |  | 3 | 0
380225500 | TNB | DISTRIBUTION | KUALA SELANGOR | Existing | RYB | 11 kV |  |  |  |  | 240_3C_AL_XLPE | PMU BBDG: | KUARTERS STP BKT BADONG: R05471 |  | 738.310 m |  |  |  | 3 | 0
380225508 | TNB | DISTRIBUTION | KUALA SELANGOR | Existing | RYB | 11 kV |  |  |  |  | 240_3C_AL_XLPE | KUARTERS STP BKT BADONG: R05472 | RUMAH PKNS BKT BADONG: R05017 |  | 3083.638 m |  |  |  | 3 | 0
380225514 | TNB | DISTRIBUTION | KUALA SELANGOR | Existing | RYB | 11 kV |  |  |  |  | 240_3C_AL_XLPE | RUMAH PKNS BKT BADONG: R01798 | PADAT PUSAT NIAGA IJOK PERMAI: R07564 |  | 3548.717 m |  |  |  | 3 | 0
380225520 | TNB | DISTRIBUTION | KUALA SELANGOR | Existing | RYB | 11 kV |  |  |  |  | 240_3C_AL_XLPE | PADAT PUSAT NIAGA IJOK PERMAI: R07566 | MASJID IJOK: R06834 |  | 1328.563 m |  |  |  | 3 | 0
380225524 | TNB | DISTRIBUTION | KUALA SELANGOR | Existing | RYB | 11 kV | YES | Class D |  |  | 240_3C_AL_XLPE | MASJID IJOK: R06836 | JLN MAKMUR BT 28 IJOK: R07563 |  | 485.508 m |  |  |  | 3 | 0
380225528 | TNB | DISTRIBUTION | KUALA SELANGOR | Existing | RYB | 11 kV | YES | Class D |  |  | 240_3C_AL_XLPE | D-KSL-C18-1522: | ASSOSIATED MANUFACTURE TRADER: R06800 |  | 826.217 m |  |  |  | 3 | 0
380225533 | TNB | DISTRIBUTION | KUALA SELANGOR | Existing | RYB | 11 kV |  |  |  |  | 240_3C_AL_XLPE | Grp: Substation Comp. 1: R08011 | TERNAK LEMBU IJOK: R01829 |  | 1599.077 m |  |  |  | 3 | 0
380225672 | TNB | DISTRIBUTION | KUALA SELANGOR | Existing | RYB | 11 kV |  |  |  |  | 240_3C_AL_XLPE | TERNAK LEMBU IJOK: R01831 | KOTA PUTERI 6(2) JALAN KP 2/2: R06870 |  | 1565.814 m |  |  |  | 3 | 0
380225676 | TNB | DISTRIBUTION | KUALA SELANGOR | Existing | RYB | 11 kV |  |  |  |  | 240_3C_AL_XLPE | KOTA PUTERI 6(2) JALAN KP 2/2: R06868 | MAY POLYESTER: |  | 1740.897 m |  |  |  | 3 | 0
380225716 | TNB | DISTRIBUTION | KUALA SELANGOR | Existing | RYB | 11 kV |  |  |  |  | 240_3C_AL_XLPE | PMU BBDG: | KG JAWA: R03148 |  | 8741.571 m |  |  |  | 3 | 0
380225725 | TNB | DISTRIBUTION | KUALA SELANGOR | Existing | RYB | 11 kV |  |  |  |  | 240_3C_AL_XLPE | KG JAWA: R03150 | KG SG RAMBAI: R01876 |  | 3447.258 m |  |  |  | 3 | 0
380225737 | TNB | DISTRIBUTION | KUALA SELANGOR | Existing | RYB | 11 kV |  |  |  |  | 240_3C_AL_XLPE | KG SG RAMBAI: R02756 | SW/STN SG RAMBAI ESTET: S01338 |  | 3293.139 m |  |  |  | 3 | 0
380225742 | TNB | DISTRIBUTION | KUALA SELANGOR | Existing | RYB | 11 kV |  |  |  |  | 240_3C_AL_XLPE | KG SG RAMBAI: R01874 | RESTORAN YU HEE SWALLOW: R05411 |  | 2383.217 m |  |  |  | 3 | 0
380225767 | TNB | DISTRIBUTION | KUALA SELANGOR | Existing | RYB | 11 kV |  |  |  |  | 240_3C_AL_XLPE | TMN KILAUAN: R03915 | TAMAN RUI DEV: R07391 |  | 146.516 m |  |  |  | 3 | 0
380225772 | TNB | DISTRIBUTION | KUALA SELANGOR | Existing | RYB | 11 kV |  |  |  |  | 240_3C_AL_XLPE | RESTORAN YU HEE SWALLOW: R05413 | TMN KILAUAN: R03916 |  | 3204.507 m |  |  |  | 3 | 0
380225784 | TNB | DISTRIBUTION | KUALA SELANGOR | Existing | RYB | 11 kV |  |  |  |  | 240_3C_AL_XLPE | TAMAN RUI DEV: R07392 | WATASEKO: R00475 |  | 1209.528 m |  |  |  | 3 | 0
380225801 | TNB | DISTRIBUTION | KUALA SELANGOR | Existing | RYB | 11 kV | YES |  |  |  | 240_3C_AL_XLPE | D-KSL-C17-1621: R08148 | TMN SRI CAHAYA(C/S): R04162 |  | 1453.095 m |  |  |  | 3 | 0
380225815 | TNB | DISTRIBUTION | KUALA SELANGOR | Existing | RYB | 11 kV |  |  |  |  | 240_3C_AL_XLPE | TMN SRI CAHAYA(C/S): R04164 | SM TEKNIK BATANG BERJUNTAI: R00478 |  | 1270.392 m |  |  |  | 3 | 0
380225820 | TNB | DISTRIBUTION | KUALA SELANGOR | Existing | RYB | 11 kV |  |  |  |  | 240_3C_AL_XLPE | SM TEKNIK BATANG BERJUNTAI: R00480 | SK BATANG BERJUNTAI: R03820 |  | 403.521 m |  |  |  | 3 | 0
380225830 | TNB | DISTRIBUTION | KUALA SELANGOR | Existing | RYB | 11 kV |  |  |  |  | 240_3C_AL_XLPE | SK BATANG BERJUNTAI: R03819 | TMN PELANGI: R05515 |  | 845.574 m |  |  |  | 3 | 0
380225840 | TNB | DISTRIBUTION | KUALA SELANGOR | Existing | RYB | 11 kV |  |  |  |  | 240_3C_AL_XLPE | TMN PELANGI: R05513 | PKNS TAMAN SRI INDAH: R01879 [OFF] |  | 269.260 m |  |  |  | 3 | 0
380225850 | TNB | DISTRIBUTION | KUALA SELANGOR | Existing | RYB | 11 kV |  |  |  |  | 240_3C_AL_XLPE | SG RAMBAI NO 1: S00068 | SG RAMBAI NO 2: S00070 |  | 6590.761 m |  |  |  | 3 | 0
380225856 | TNB | DISTRIBUTION | KUALA SELANGOR | Existing | RYB | 11 kV |  |  |  |  | 240_3C_AL_XLPE | SW/STN SG RAMBAI ESTET: S00066 | R/PAM AIR JPS KG ASAHAN: S01337 |  | 578.184 m |  |  |  | 3 | 0
380225861 | TNB | DISTRIBUTION | KUALA SELANGOR | Existing | RYB | 11 kV |  |  |  |  | 240_3C_AL_XLPE | R/PAM AIR JPS KG ASAHAN: S01335 | KG ASAHAN: S00062 |  | 3046.285 m |  |  |  | 3 | 0
380225988 | TNB | DISTRIBUTION | KUALA SELANGOR | Existing | RYB | 11 kV |  |  |  |  | 240_3C_AL_XLPE | KG ASAHAN: S00064 | LDG SEL RIVER SIDE: S00061 |  | 1368.747 m |  |  |  | 3 | 0
380225994 | TNB | DISTRIBUTION | KUALA SELANGOR | Existing | RYB | 11 kV |  |  |  |  | 240_3C_AL_XLPE | LDG SEL RIVER SIDE: S00059 | PKNS KG KUANTAN: S00058 |  | 2758.462 m |  |  |  | 3 | 0
380226035 | TNB | DISTRIBUTION | KUALA SELANGOR | Existing | RYB | 11 kV |  |  |  |  | 240_3C_AL_XLPE | PMU BBDG: | KG JAYA SETIA: R06885 |  | 4987.805 m |  |  |  | 3 | 0
380226039 | TNB | DISTRIBUTION | KUALA SELANGOR | Existing | RYB | 11 kV |  |  |  |  | 240_3C_AL_XLPE | LOJI AIR BKT BDG: R01790 | KG JAYA SETIA: R00556 [OFF] |  | 3789.487 m |  |  |  | 3 | 0
380226066 | TNB | DISTRIBUTION | KUALA SELANGOR | Existing | RYB | 11 kV |  |  |  |  | 240_3C_AL_XLPE | PMU BBDG: 9 | TAMAN HARMONI: R06600 |  | 7135.138 m |  |  |  | 3 | 0
380226071 | TNB | DISTRIBUTION | KUALA SELANGOR | Existing | RYB | 11 kV |  |  |  |  | 240_3C_AL_XLPE | TAMAN HARMONI: R05150 | RUMAH KEDAI IJOK: R06128 |  | 410.030 m |  |  |  | 3 | 0
380226077 | TNB | DISTRIBUTION | KUALA SELANGOR | Existing | RYB | 11 kV |  |  |  |  | 240_3C_AL_XLPE | RUMAH KEDAI IJOK: R06130 | PADAT JLN BKT ROBINSON: R03466 |  | 643.845 m |  |  |  | 3 | 0
380226086 | TNB | DISTRIBUTION | KUALA SELANGOR | Existing | RYB | 11 kV |  |  |  |  | 240_3C_AL_XLPE | PADAT JLN BKT ROBINSON: R03468 | TAMAN DAMAI IJOK: R06943 |  | 17.467 m |  |  |  | 3 | 0
380226090 | TNB | DISTRIBUTION | KUALA SELANGOR | Existing | RYB | 11 kV |  |  |  |  | 240_3C_AL_XLPE | PADAT JLN BKT ROBINSON: R03468 | TAMAN DAMAI IJOK: R06943 |  | 38.789 m |  |  |  | 3 | 0
380226096 | TNB | DISTRIBUTION | KUALA SELANGOR | Existing | RYB | 11 kV |  |  |  |  | 240_3C_AL_XLPE | TAMAN DAMAI IJOK: R06947 | LEE LEE KONG: R05180 |  | 25.478 m |  |  |  | 3 | 0
380226340 | TNB | DISTRIBUTION | KUALA SELANGOR | Existing | RYB | 11 kV |  |  |  |  | 240_3C_AL_XLPE | TAMAN SEJATI JALAN 9: R06707 | TMN IJOK UTAMA NO 2: R07397 |  | 383.215 m |  |  |  | 3 | 0
380226346 | TNB | DISTRIBUTION | KUALA SELANGOR | Existing | RYB | 11 kV |  |  |  |  | 240_3C_AL_XLPE | TMN IJOK UTAMA NO 2: R07399 | TMN SRI IJOK: R05984 |  | 509.769 m |  |  |  | 3 | 0
380226358 | TNB | DISTRIBUTION | KUALA SELANGOR | Existing | RYB | 11 kV |  |  |  |  | 240_3C_AL_XLPE | TMN SRI IJOK: R05986 | TMN KOPERASI BENA IJOK: R04252 |  | 284.408 m |  |  |  | 3 | 0
380226366 | TNB | DISTRIBUTION | KUALA SELANGOR | Existing | RYB | 11 kV |  |  |  |  | 240_3C_AL_XLPE | TMN KOPERASI BENA IJOK: R04254 | PADAT BT. 8 IJOK: R03623 |  | 168.231 m |  |  |  | 3 | 0
380226390 | TNB | DISTRIBUTION | KUALA SELANGOR | Existing | RYB | 11 kV |  |  |  |  | 240_3C_AL_XLPE | PADAT BT. 8 IJOK: R03625 | KG BKT BADONG NO 2 A/T: R03936 |  | 1727.080 m |  |  |  | 3 | 0
380226408 | TNB | DISTRIBUTION | KUALA SELANGOR | Existing | RYB | 11 kV |  |  |  |  | 240_3C_AL_XLPE | KG BKT BADONG NO 2 A/T: R03934 | KG BKT BADONG NO 1 A/T: R03442 |  | 1240.611 m |  |  |  | 3 | 0
380226426 | TNB | DISTRIBUTION | KUALA SELANGOR | Existing | RYB | 11 kV |  |  |  |  | 240_3C_AL_XLPE | KG BKT BADONG NO 1 A/T: R01800 | KG BKT BADONG: R01795 |  | 1653.162 m |  |  |  | 3 | 0
380226439 | TNB | DISTRIBUTION | KUALA SELANGOR | Existing | RYB | 11 kV |  |  |  |  | 240_3C_AL_XLPE | KG BKT BADONG: R01794 | ISITO: R00512 |  | 2786.149 m |  |  |  | 3 | 0
380226512 | TNB | DISTRIBUTION | KUALA SELANGOR | Existing | RYB | 11 kV |  |  |  |  | 240_3C_AL_XLPE | PMU BBDG: | VASATECH: R03228 |  | 558.860 m |  |  |  | 3 | 0
380226524 | TNB | DISTRIBUTION | KUALA SELANGOR | Existing | RYB | 11 kV |  |  |  |  | 240_3C_AL_XLPE | VASATECH: R03225 | STALHAEM NO.2: R06364 |  | 335.264 m |  |  |  | 3 | 0
380226528 | TNB | DISTRIBUTION | KUALA SELANGOR | Existing | RYB | 11 kV |  |  |  |  | 240_3C_AL_XLPE | STALHAEM NO.2: R06362 | TMN SURIA: R01846 |  | 735.343 m |  |  |  | 3 | 0
380226548 | TNB | DISTRIBUTION | KUALA SELANGOR | Existing | RYB | 11 kV |  |  |  |  | 240_3C_AL_XLPE | BINTANG JELITA: R01882 | PKNS TAMAN SRI INDAH: R01877 |  | 1128.140 m |  |  |  | 3 | 0
380266594 | TNB | DISTRIBUTION | KUALA SELANGOR | Existing | RYB | 11 kV |  |  |  |  | 240_3C_AL_XLPE | JPJ P/PENAMBANG: S00481 | GOLDPAGE NO.1: S05656 |  | 25.888 m |  |  |  | 3 | 0
380266599 | TNB | DISTRIBUTION | KUALA SELANGOR | Existing | RYB | 11 kV |  |  |  |  | 240_3C_AL_XLPE | GOLDPAGE NO.1: S05654 | GOLDPAGE NO.2: S05660 |  | 373.539 m |  |  |  | 3 | 0
380266605 | TNB | DISTRIBUTION | KUALA SELANGOR | Existing | RYB | 11 kV |  |  |  |  | 240_3C_AL_XLPE | GOLDPAGE NO.2: S05657 | LKIM PASIR PENAMBANG: S05613 |  | 644.666 m |  |  |  | 3 | 0
380266723 | TNB | DISTRIBUTION | KUALA SELANGOR | Existing | RYB | 11 kV |  |  |  |  | 240_3C_AL_XLPE | GOLDPAGE NO.2: S05657 | LKIM PASIR PENAMBANG: S05613 |  | 35.457 m |  |  |  | 3 | 0
380266727 | TNB | DISTRIBUTION | KUALA SELANGOR | Existing | RYB | 11 kV |  |  |  |  | 240_3C_AL_XLPE | LKIM PASIR PENAMBANG: S05611 | MAHKAMAH SYARIAH KUALA SELANGOR: S05526 [OFF] |  | 36.785 m |  |  |  | 3 | 0
380266732 | TNB | DISTRIBUTION | KUALA SELANGOR | Existing | RYB | 11 kV |  |  |  |  | 240_3C_AL_XLPE | LKIM PASIR PENAMBANG: S05611 | MAHKAMAH SYARIAH KUALA SELANGOR: S05526 [OFF] |  | 1756.832 m |  |  |  | 3 | 0
380266895 | TNB | DISTRIBUTION | KUALA SELANGOR | Existing | RYB | 11 kV |  |  |  |  | 240_3C_AL_XLPE | BANJARAYA (C): S01468 | TMN RIAMIN: S05458 |  | 573.975 m |  |  |  | 3 | 0
380266899 | TNB | DISTRIBUTION | KUALA SELANGOR | Existing | RYB | 11 kV |  |  |  |  | 240_3C_AL_XLPE | TMN RIAMIN: S05456 | KG HAJI RAZALI: S05820 |  | 1586.377 m |  |  |  | 3 | 0
380266904 | TNB | DISTRIBUTION | KUALA SELANGOR | Existing | RYB | 11 kV |  |  |  |  | 240_3C_AL_XLPE | KG HAJI RAZALI: S05822 | MASRIA: S00348 |  | 1806.560 m |  |  |  | 3 | 0
380267047 | TNB | DISTRIBUTION | KUALA SELANGOR | Existing | RYB | 11 kV |  |  |  |  | 240_3C_AL_XLPE | TMN KHATIJAH: S01646 | KO SEGAR: S05635 |  | 32.952 m |  |  |  | 3 | 0
380267051 | TNB | DISTRIBUTION | KUALA SELANGOR | Existing | RYB | 11 kV |  |  |  |  | 240_3C_AL_XLPE | KO SEGAR: S05633 | MARDI SG SIREH: S05823 |  | 36.215 m |  |  |  | 3 | 0
380267064 | TNB | DISTRIBUTION | KUALA SELANGOR | Existing | RYB | 11 kV |  |  |  |  | 240_3C_AL_XLPE | KO SEGAR: S05633 | MARDI SG SIREH: S05823 |  | 61.112 m |  |  |  | 3 | 0
380267069 | TNB | DISTRIBUTION | KUALA SELANGOR | Existing | RYB | 11 kV |  |  |  |  | 240_3C_AL_XLPE | MARDI SG SIREH: S05825 | SG SIREH BAN 2: S05826 |  | 18.748 m |  |  |  | 3 | 0
380267080 | TNB | DISTRIBUTION | KUALA SELANGOR | Existing | RYB | 11 kV |  |  |  |  | 240_3C_AL_XLPE | PT 1: S00569 | PT 2: S00566 |  | 25.119 m |  |  |  | 3 | 0
380267093 | TNB | DISTRIBUTION | KUALA SELANGOR | Existing | RYB | 11 kV |  |  |  |  | 240_3C_AL_XLPE | PT 4: S00557 | ZHONG LEE FISHERY: S05451 |  | 16.557 m |  |  |  | 3 | 0
380267099 | TNB | DISTRIBUTION | KUALA SELANGOR | Existing | RYB | 11 kV |  |  |  |  | 240_3C_AL_XLPE | ZHONG LEE FISHERY: S05449 | PANJI MUARA: S05579 |  | 221.514 m |  |  |  | 3 | 0
380267113 | TNB | DISTRIBUTION | KUALA SELANGOR | Existing | RYB | 11 kV |  |  |  |  | 240_3C_AL_XLPE | SG SIREH BAN 3: S05835 | SG SIREH BAN 4: S05836 |  | 23.897 m |  |  |  | 3 | 0
380267118 | TNB | DISTRIBUTION | KUALA SELANGOR | Existing | RYB | 11 kV |  |  |  |  | 240_3C_AL_XLPE | SG SIREH BAN 3: S05835 | SG SIREH BAN 4: S05836 |  | 20.131 m |  |  |  | 3 | 0
380267122 | TNB | DISTRIBUTION | KUALA SELANGOR | Existing | RYB | 11 kV |  |  |  |  | 240_3C_AL_XLPE | SG SIREH BAN 4: S05838 | LOJI AIR SG SIREH: S05839 |  | 20.042 m |  |  |  | 3 | 0
380267135 | TNB | DISTRIBUTION | KUALA SELANGOR | Existing | RYB | 11 kV |  |  |  |  | 240_3C_AL_XLPE | SG SIREH BAN 4: S05838 | LOJI AIR SG SIREH: S05839 |  | 21.297 m |  |  |  | 3 | 0
380267481 | TNB | DISTRIBUTION | KUALA SELANGOR | Existing | RYB | 11 kV |  |  |  |  | 240_3C_AL_XLPE | TMN MAHSURI INDAH: S05915 | PUSAT LATIHAN PERTANIAN: S05931 |  | 1595.843 m |  |  |  | 3 | 0
380267486 | TNB | DISTRIBUTION | KUALA SELANGOR | Existing | RYB | 11 kV | YES |  |  |  | 240_3C_AL_XLPE | D-KSL-C17-1525: S05962 | TMN SERI MANIK: S05945 [OFF] |  | 631.109 m |  |  |  | 3 | 0
380267630 | TNB | DISTRIBUTION | KUALA SELANGOR | Existing | RYB | 11 kV |  |  |  |  | 240_3C_AL_XLPE | TMN RIA MAS: S01701 | TMN RIA MAS NO.2: S150515 |  | 79.703 m |  |  |  | 3 | 1
380267634 | TNB | DISTRIBUTION | KUALA SELANGOR | Existing | RYB | 11 kV |  |  |  |  | 240_3C_AL_XLPE | RESTORAN MEWAH TG.KARANG: S05628 | SURIA INDAH: S01518 |  | 946.818 m |  |  |  | 3 | 0
380267638 | TNB | DISTRIBUTION | KUALA SELANGOR | Existing | RYB | 11 kV |  |  |  |  | 240_3C_AL_XLPE | D-KSL-C17-1510: S05938 | RESTORAN MEWAH TG.KARANG: S05626 |  | 603.059 m |  |  |  | 3 | 0
380267772 | TNB | DISTRIBUTION | KUALA SELANGOR | Existing | RYB | 11 kV |  |  |  |  | 240_3C_AL_XLPE | INDUSTRI BENG LEE: S01513 | PADAT TMN SAHABAT: S05642 |  | 378.294 m |  |  |  | 3 | 1
380267917 | TNB | DISTRIBUTION | KUALA SELANGOR | Existing | RYB | 11 kV |  |  |  |  | 150_3C_AL_XLPE | KILANG IKAN KELI SG YU: S05595 | SG YU NO 1: S05481 |  | 25.036 m |  |  |  | 3 | 0
380267923 | TNB | DISTRIBUTION | KUALA SELANGOR | Existing | RYB | 11 kV |  |  |  |  | 240_3C_AL_XLPE | KILANG IKAN KELI SG YU: S05595 | SG YU NO 1: S05481 |  | 9.851 m |  |  |  | 3 | 0
380521444 | TNB | DISTRIBUTION | KUALA SELANGOR | Existing | RYB | 11 kV |  |  |  |  | 240_3C_AL_XLPE | KOLAM AIR BT ARANG: R01614 | SEKSYEN 12 KOTA PUTERI BT ARANG: R04532 |  | 20.937 m |  |  |  | 3 | 0
380521450 | TNB | DISTRIBUTION | KUALA SELANGOR | Existing | RYB | 11 kV |  |  |  |  | 240_3C_AL_XLPE | KOLAM AIR BT ARANG: R01614 | SEKSYEN 12 KOTA PUTERI BT ARANG: R04532 |  | 10.216 m |  |  |  | 3 | 0
380521457 | TNB | DISTRIBUTION | KUALA SELANGOR | Existing | RYB | 11 kV |  |  |  |  | 240_3C_AL_XLPE | SEKSYEN 12 KOTA PUTERI BT ARANG: R04531 | MALEX QTRS: R01594 |  | 2624.872 m |  |  |  | 3 | 0
380521595 | TNB | DISTRIBUTION | KUALA SELANGOR | Existing | RYB | 11 kV |  |  |  |  | 240_3C_AL_XLPE | VHF BATU ARANG: R07386 | KILANG PELURU (SME ORDINANCE): |  | 1267.314 m |  |  |  | 3 | 0
380521602 | TNB | DISTRIBUTION | KUALA SELANGOR | Existing | RYB | 11 kV |  |  |  |  | 240_3C_AL_XLPE | KILANG PELURU (SME ORDINANCE): | AMMO DEPOT (LARGE AMUNITION): R04552 |  | 1567.782 m |  |  |  | 3 | 0
380521609 | TNB | DISTRIBUTION | KUALA SELANGOR | Existing | RYB | 11 kV |  |  |  |  | 240_3C_AL_XLPE | AMMO DEPOT (LARGE AMUNITION): R04550 | TENAGA KIMIA BT ARANG: R05974 |  | 3150.910 m |  |  |  | 3 | 0
380522026 | TNB | DISTRIBUTION | KUALA SELANGOR | Existing | RYB | 11 kV |  |  |  |  | 240_3C_AL_XLPE | PMU BARG 132/11 KV: | PERUMAHAN OC 8 BT ARANG: R01600 |  | 1942.163 m |  |  |  | 3 | 0
380522043 | TNB | DISTRIBUTION | KUALA SELANGOR | Existing | RYB | 11 kV |  |  |  |  | 240_3C_AL_XLPE | SSU KOTA PUTERI (CB9): R05881 | KOTA PUTERI PERSIARAN BT ARANG NO.4: R05889 |  | 873.746 m |  |  |  | 3 | 0
380522047 | TNB | DISTRIBUTION | KUALA SELANGOR | Existing | RYB | 11 kV |  |  |  |  | 240_3C_AL_XLPE | KOTA PUTERI PERSIARAN BT ARANG NO.4: R05887 | JLN KOTA PUTERI 5/14B: R05886 |  | 251.821 m |  |  |  | 3 | 0
380522052 | TNB | DISTRIBUTION | KUALA SELANGOR | Existing | RYB | 11 kV |  |  |  |  | 240_3C_AL_XLPE | JLN KOTA PUTERI 5/14B: R05884 | KOTA PUTERI NO.5 JLN KP 5/13: R06070 |  | 541.585 m |  |  |  | 3 | 0
380522061 | TNB | DISTRIBUTION | KUALA SELANGOR | Existing | RYB | 11 kV |  |  |  |  | 240_3C_AL_XLPE | PMU BARG 132/11 KV: | TOWNHOUSE KP5: R07935 |  | 3534.010 m |  |  |  | 3 | 0
380522070 | TNB | DISTRIBUTION | KUALA SELANGOR | Existing | RYB | 11 kV |  |  |  |  | 240_3C_AL_XLPE | TOWNHOUSE KP5: R07936 | STP KOTA PUTERI: R05672 |  | 3283.348 m |  |  |  | 3 | 0
380522085 | TNB | DISTRIBUTION | KUALA SELANGOR | Existing | RYB | 11 kV | YES | Class D |  |  | 240_3C_AL_XLPE | CHANG SHI MINERAL SDN BHD: R05941 | EVERFLOW: R06794 |  | 1136.920 m |  |  |  | 3 | 0
380522091 | TNB | DISTRIBUTION | KUALA SELANGOR | Existing | RYB | 11 kV | YES | Class D |  |  | 240_3C_AL_XLPE | D-KSL-C18-1668: R08339 | RUBPLAST JLN RUKUN: R06788 |  | 488.611 m |  |  |  | 3 | 0
380522095 | TNB | DISTRIBUTION | KUALA SELANGOR | Existing | RYB | 11 kV |  |  |  |  | 240_3C_AL_XLPE | RUBPLAST JLN RUKUN: R06790 | TAKE SIX: R05041 |  | 1003.236 m |  |  |  | 3 | 0
380522358 | TNB | DISTRIBUTION | KUALA SELANGOR | Existing | RYB | 11 kV |  |  |  |  | 240_3C_AL_XLPE | KC PILE: R06105 | NOTION VENTURE: R06388 |  | 115.143 m |  |  |  | 3 | 0
380522364 | TNB | DISTRIBUTION | KUALA SELANGOR | Existing | RYB | 11 kV |  |  |  |  | 240_3C_AL_XLPE | NOTION VENTURE: R06386 | LIM & LIM HARDWARE: R06231 |  | 46.003 m |  |  |  | 3 | 0
380522602 | TNB | DISTRIBUTION | KUALA SELANGOR | Existing | RYB | 11 kV |  |  |  |  | 240_3C_AL_XLPE | TYCOPLUS BT 22 IJOK: R08045 | GUARDIAN CAUCUS: R05851 |  | 166.739 m |  |  |  | 3 | 0
380522610 | TNB | DISTRIBUTION | KUALA SELANGOR | Existing | RYB | 11 kV |  |  |  |  | 240_3C_AL_XLPE | WORK SHOP MAMECH: R04949 | INTERSIT INDUSTRIES IJOK: R05914 |  | 925.090 m |  |  |  | 3 | 2
380522617 | TNB | DISTRIBUTION | KUALA SELANGOR | Existing | RYB | 11 kV |  |  |  |  | 240_3C_AL_XLPE | SSU UNITED PAPER BOARD: R05063 | UNITED PAPER BOARD: R01784 [OFF] |  | 14.815 m |  |  |  | 3 | 0
380522621 | TNB | DISTRIBUTION | KUALA SELANGOR | Existing | RYB | 11 kV |  |  |  |  | 240_3C_AL_XLPE | SSU UNITED PAPER BOARD: R05065 | SSU UNITED PAPER BOARD: R05064 [OFF] |  | 3.709 m |  |  |  | 3 | 0
380522631 | TNB | DISTRIBUTION | KUALA SELANGOR | Existing | RYB | 11 kV |  |  |  |  | 240_3C_AL_XLPE | PMU BARG 132/11 KV: | KILANG PELURU (SME ORDINANCE): |  | 2333.352 m |  |  |  | 3 | 0
380522815 | TNB | DISTRIBUTION | KUALA SELANGOR | Existing | RYB | 11 kV |  |  |  |  | 240_3C_AL_XLPE | SOUTHPROP NO.1: R06525 | PE SOO CHEW SHENG: |  | 229.443 m |  |  |  | 3 | 0
380522996 | TNB | DISTRIBUTION | KUALA SELANGOR | Existing | RYB | 11 kV |  |  |  |  | 240_3C_AL_XLPE | PE SOO CHEW SHENG: | SSU UNITED PAPER BOARD: R05062 |  | 221.257 m |  |  |  | 3 | 0
380523000 | TNB | DISTRIBUTION | KUALA SELANGOR | Existing | RYB | 11 kV |  |  |  |  | 240_3C_AL_XLPE | PMU BARG 132/11 KV: | POLYMIX PLASTIC BT ARANG: R06397 |  | 10848.432 m |  |  |  | 3 | 0
380523004 | TNB | DISTRIBUTION | KUALA SELANGOR | Existing | RYB | 11 kV |  |  |  |  | 240_3C_AL_XLPE | POLYMIX PLASTIC BT ARANG: R06398 | LOT 256 SOUTH PROP HOLDING: R01776 |  | 1330.770 m |  |  |  | 3 | 0
380523010 | TNB | DISTRIBUTION | KUALA SELANGOR | Existing | RYB | 11 kV |  |  |  |  | 240_3C_AL_XLPE | LOT 256 SOUTH PROP HOLDING: R01777 | SOUTH PROP NO.2: R06519 |  | 221.213 m |  |  |  | 3 | 1
380523022 | TNB | DISTRIBUTION | KUALA SELANGOR | Existing | RYB | 11 kV | YES | Class D |  |  | 240_3C_AL_XLPE | SON STAR: R04992 | SSU JASA RINGGIT: |  | 966.167 m |  |  |  | 3 | 0
380523147 | TNB | DISTRIBUTION | KUALA SELANGOR | Existing | RYB | 11 kV |  |  |  |  | 240_3C_AL_XLPE | SSU UNITED PAPER BOARD: R05067 | UNITED PAPER BOARD: R01780 [OFF] |  | 20.021 m |  |  |  | 3 | 0
380523184 | TNB | DISTRIBUTION | KUALA SELANGOR | Existing | RYB | 11 kV |  |  |  |  | 240_3C_AL_XLPE | KUATERS LOJI PEMBERSIHAN AIR BKT BADONG: R04014 | KILANG MING ZHANG: R06577 |  | 1284.611 m |  |  |  | 3 | 1
380534327 | TNB | DISTRIBUTION | KUALA SELANGOR | Existing | RYB | 11 kV |  |  |  |  | 240_3C_AL_XLPE | SHAH ALAM 2 NO.6 PUNCAK ALAM: S01080 | SHAH ALAM 2 NO.5 PUNCAK ALAM: S01081 |  | 153.930 m |  |  |  | 3 | 0
380534345 | TNB | DISTRIBUTION | KUALA SELANGOR | Existing | RYB | 11 kV |  |  |  |  | 240_3C_AL_XLPE | SHAH ALAM 2 NO.7 PUNCAK ALAM: S01678 | SHAH ALAM 2 NO.3 PUNCAK ALAM: S01077 |  | 465.177 m |  |  |  | 3 | 0
380534351 | TNB | DISTRIBUTION | KUALA SELANGOR | Existing | RYB | 11 kV |  |  |  |  | 240_3C_AL_XLPE | SHAH ALAM 2 FASA 5A4 NO.1: S05710 | SHAH ALAM 2 NO.3 PUNCAK ALAM: S01074 [OFF] |  | 1802.287 m |  |  |  | 3 | 0
380534364 | TNB | DISTRIBUTION | KUALA SELANGOR | Existing | RYB | 11 kV |  |  |  |  | 240_3C_AL_XLPE | STESEN SUIS FASA 3A PUNCAK ALAM: S01101 | FASA 3A1 PUNCAK ALAM: S01091 |  | 378.941 m |  |  |  | 3 | 0
380534627 | TNB | DISTRIBUTION | KUALA SELANGOR | Existing | RYB | 11 kV | NO | Class C |  |  | 7X_500_1C_CU_PVC/PVC |  |  |  | 1.069 m |  |  |  | 7 | 0
380534628 | TNB | DISTRIBUTION | KUALA SELANGOR | Existing | RYB | 11 kV | NO | Class C |  |  | 7X_500_1C_CU_PVC/PVC |  |  |  | 1.057 m |  |  |  | 7 | 0
380534813 | TNB | DISTRIBUTION | KUALA SELANGOR | Existing | RYB | 11 kV | YES | Class D |  |  | 240_3C_AL_XLPE | APRT NO.1 PUNCAK ALAM: S01110 | PUSAT NIAGA ASTANA ALAM 2: S05855 [OFF] |  | 553.394 m |  |  |  | 3 | 1
380534819 | TNB | DISTRIBUTION | KUALA SELANGOR | Existing | RYB | 11 kV | YES | Class D |  |  | 240_3C_AL_XLPE | SMK PUNCAK ALAM FASA 3: S05645 | PUSAT NIAGA ASTANA ALAM 2: S05852 |  | 703.624 m |  |  |  | 3 | 0
380534831 | TNB | DISTRIBUTION | KUALA SELANGOR | Existing | RYB | 11 kV | YES | Class D |  |  | 240_3C_AL_XLPE | JUWITA FASA 3 C NO 3: S01137 | SMK PUNCAK ALAM FASA 3: S05647 |  | 116.278 m |  |  |  | 3 | 0
380534848 | TNB | DISTRIBUTION | KUALA SELANGOR | Existing | RYB | 11 kV | YES | Class D |  |  | 240_3C_AL_XLPE | SEK KEB P/ALAM 3: S05505 | JUWITA FASA 3 C NO 1: S01126 |  | 111.713 m |  |  |  | 3 | 0
380534883 | TNB | DISTRIBUTION | KUALA SELANGOR | Existing | RYB | 11 kV | NO | Class C |  |  | 7X_500_1C_CU_PVC/PVC |  |  |  | 1.069 m |  |  |  | 7 | 0
380535064 | TNB | DISTRIBUTION | KUALA SELANGOR | Existing | RYB | 11 kV | YES | Class D |  |  | 240_3C_AL_XLPE | R/KEDAI PH 3B JLN ASTANA C13/C: S05668 | SEK KEB P/ALAM 3: S05507 |  | 347.059 m |  |  |  | 3 | 0
380535071 | TNB | DISTRIBUTION | KUALA SELANGOR | Existing | RYB | 11 kV | YES | Class D |  |  | 240_3C_AL_XLPE | RMH PAM AIR JBA PH3 PUNCAK ALAM: S01090 | R/KEDAI PH 3B JLN ASTANA C13/C: S05671 |  | 148.992 m |  |  |  | 3 | 0
380535077 | TNB | DISTRIBUTION | KUALA SELANGOR | Existing | RYB | 11 kV | YES | Class D |  |  | 240_3C_AL_XLPE | APRTMENT MELOR NO.1 PUNCAK ALAM: S01138 | APARTMENT WARNASARI 2: S05848 |  | 231.029 m |  |  |  | 3 | 0
380535089 | TNB | DISTRIBUTION | KUALA SELANGOR | Existing | RYB | 11 kV | YES | Class D |  |  | 240_3C_AL_XLPE | INDS ALAM JAYA NO.5: R04743 | STN SUIS BASIC AVENUE ALAM JAYA: R05789 |  | 813.503 m |  |  |  | 3 | 0
380535119 | TNB | DISTRIBUTION | KUALA SELANGOR | Existing | RYB | 11 kV | YES | Class D |  |  | 240_3C_AL_XLPE | LOT 65 JS CON ALAM JAYA: R05677 | GUDANG BESI JLN 2/6: R06588 |  | 171.747 m |  |  |  | 3 | 0
380535126 | TNB | DISTRIBUTION | KUALA SELANGOR | Existing | RYB | 11 kV | YES | Class D |  |  | 240_3C_AL_XLPE | KILANG LOT 11273 JLN 2/6: R06250 | LOT 65 JS CON ALAM JAYA: R05679 |  | 129.028 m |  |  |  | 3 | 0
380535132 | TNB | DISTRIBUTION | KUALA SELANGOR | Existing | RYB | 11 kV | YES | Class D |  |  | 240_3C_AL_XLPE | KLG LOT 58 ALAM JAYA: R04589 | MULTIGUNA CONSTRUCTION & DEV JLN 2/6 AL: R06273 |  | 96.674 m |  |  |  | 3 | 0
380535142 | TNB | DISTRIBUTION | KUALA SELANGOR | Existing | RYB | 11 kV | YES | Class D |  |  | 240_3C_AL_XLPE | ICECLUB ALAM JAYA: R04536 | KILANG LOT 11273 JLN 2/6: R06248 |  | 76.267 m |  |  |  | 3 | 0
380535151 | TNB | DISTRIBUTION | KUALA SELANGOR | Existing | RYB | 11 kV | YES | Class D |  |  | 240_3C_AL_XLPE | PADAT MULTIGUNA TMN ALAM JAYA 2/5: R06301 | TMT INDUSTRI: R06485 [OFF] |  | 75.614 m |  |  |  | 3 | 0
380535161 | TNB | DISTRIBUTION | KUALA SELANGOR | Existing | RYB | 11 kV |  |  |  |  | 240_3C_AL_XLPE | TAMAN ALAM SUTERA ALAM JAYA: R07613 | INDUSTRI ALAM JAYA NO.2: R04719 |  | 152.356 m |  |  |  | 3 | 0
380535172 | TNB | DISTRIBUTION | KUALA SELANGOR | Existing | RYB | 11 kV |  |  |  |  | 240_3C_AL_XLPE | INDUSTRI ALAM JAYA NO.2: R04720 | CK CHEONG SDN BHD: R06500 |  | 439.197 m |  |  |  | 3 | 1
380535180 | TNB | DISTRIBUTION | KUALA SELANGOR | Existing | RYB | 11 kV |  |  |  |  | 240_3C_AL_XLPE | GUPPY PLASTIC ALAM JAYA: R05458 | PADAT MULTI GUNA TMN ALAM JAYA 2/1: R06282 |  | 78.390 m |  |  |  | 3 | 1
380535191 | TNB | DISTRIBUTION | KUALA SELANGOR | Existing | RYB | 11 kV |  |  |  |  | 240_3C_AL_XLPE | PADAT MULTI GUNA TMN ALAM JAYA 2/1: R06280 | GUPPY PLASTIC NO.2 ALAM JAYA: R05670 |  | 115.360 m |  |  |  | 3 | 0
380535197 | TNB | DISTRIBUTION | KUALA SELANGOR | Existing | RYB | 11 kV |  |  |  |  | 240_3C_AL_XLPE | GUPPY PLASTIC NO.2 ALAM JAYA: R05668 | GUPPY PLASTIC NO.3 ALAM JAYA: R05673 |  | 95.204 m |  |  |  | 3 | 0
380535202 | TNB | DISTRIBUTION | KUALA SELANGOR | Existing | RYB | 11 kV | YES | Class D |  |  | 240_3C_AL_XLPE | HLCT LAND TIAJ 2/1: R07278 | PLANTFIELD NO.1: R04336 [OFF] |  | 267.798 m |  |  |  | 3 | 0
380535207 | TNB | DISTRIBUTION | KUALA SELANGOR | Existing | RYB | 11 kV |  |  |  |  | 240_3C_AL_XLPE | GUPPY PLASTIC NO.3 ALAM JAYA: R05671 | HLCT LAND TIAJ 2/1: R07281 |  | 139.355 m |  |  |  | 3 | 0
380535224 | TNB | DISTRIBUTION | KUALA SELANGOR | Existing | RYB | 11 kV | YES | Class D |  |  | 240_3C_AL_XLPE | MULTIGUNA CON & DEV: R05501 | PLANTFIELD NO.2: R05398 |  | 261.694 m |  |  |  | 3 | 1
380535243 | TNB | DISTRIBUTION | KUALA SELANGOR | Existing | RYB | 11 kV | YES | Class D |  |  | 240_3C_AL_XLPE | MACHMAR INDS NO.2: R06851 | MULTIGUNA CON & DEV: R05503 |  | 83.354 m |  |  |  | 3 | 1
380535267 | TNB | DISTRIBUTION | KUALA SELANGOR | Existing | RYB | 11 kV |  |  |  |  | 240_3C_AL_XLPE | SHAH ALAM 2 5C 4 NO.1: S05802 | BANDAR PUNCAK ALAM JAS: S05514 |  | 521.298 m |  |  |  | 3 | 0
380535320 | TNB | DISTRIBUTION | KUALA SELANGOR | Existing | RYB | 11 kV |  |  |  |  | 240_3C_AL_XLPE | MASJID BARU PUNCAK ALAM: S05691 | LAVENDER VILLA: S05667 [OFF] |  | 343.931 m |  |  |  | 3 | 0
380535331 | TNB | DISTRIBUTION | KUALA SELANGOR | Existing | RYB | 11 kV |  |  |  |  | 240_3C_AL_XLPE | PERUMAHAN FASA 4 PUNCAK BESTARI: S05919 | RUMAH PAM PUNCAK BESTARI: S05687 |  | 562.973 m |  |  | FDR8 | 3 | 0
380535347 | TNB | DISTRIBUTION | KUALA SELANGOR | Existing | RYB | 11 kV |  |  |  |  | 240_3C_AL_XLPE | RUMAH PAM PUNCAK BESTARI: S05690 | TESCO PUNCAK ALAM: S05681 |  | 846.295 m |  |  | FDR8 | 3 | 0
380535502 | TNB | DISTRIBUTION | KUALA SELANGOR | Existing | RYB | 11 kV | YES | Class D |  |  | 240_3C_AL_XLPE | APARTMENT MELOR NO. 2 PUNCAK ALAM: S01142 | APRTMENT MELOR NO.1 PUNCAK ALAM: S01141 [OFF] |  | 324.222 m |  |  |  | 3 | 0
380535514 | TNB | DISTRIBUTION | KUALA SELANGOR | Existing | RYB | 11 kV |  |  |  |  | 240_3C_AL_XLPE | TESCO PUNCAK ALAM: S05683 | FASA 3A6 PUNCAK ALAM: S01106 |  | 972.196 m |  |  |  | 3 | 0
380535526 | TNB | DISTRIBUTION | KUALA SELANGOR | Existing | RYB | 11 kV |  |  |  |  | 240_3C_AL_XLPE | FASA 3A6 PUNCAK ALAM: S01109 | MASJID BARU PUNCAK ALAM: S05693 |  | 990.013 m |  |  | FDR5 | 3 | 0
380535545 | TNB | DISTRIBUTION | KUALA SELANGOR | Existing | RYB | 11 kV |  |  |  |  | 240_3C_AL_XLPE | SHAH ALAM 2 NO.5B 1: S01688 | SHAH ALAM 2 FASA 5A5/2: S05629 |  | 559.124 m |  |  |  | 3 | 0
380535585 | TNB | DISTRIBUTION | KUALA SELANGOR | Existing | RYB | 11 kV |  |  |  |  | 240_3C_AL_XLPE | BKT HIJAU NO 2: S00314 | REBAN AYAM BKT HIJAU: S05464 |  | 1878.668 m |  |  |  | 3 | 1
380535738 | TNB | DISTRIBUTION | KUALA SELANGOR | Existing | RYB | 11 kV |  |  |  |  | 240_3C_AL_XLPE | SHAH ALAM 2 NO.5B 7: | SHAH ALAM 2 NO.5B 1: S01690 |  | 1618.820 m |  |  |  | 3 | 1
380535743 | TNB | DISTRIBUTION | KUALA SELANGOR | Existing | RYB | 11 kV |  |  |  |  | 240_3C_AL_XLPE | SHAH ALAM 2 FASA 5A4 NO.2: S05708 | BANDAR PUNCAK ALAM JLN ALAM SURIA 16/20: S05442 |  | 168.083 m |  |  |  | 3 | 0
380535747 | TNB | DISTRIBUTION | KUALA SELANGOR | Existing | RYB | 11 kV |  |  |  |  | 240_3C_AL_XLPE | BANDAR PUNCAK ALAM JLN ALAM SURIA 16/20: S05445 | SHAH ALAM 2 FASA 5B 3: S01685 |  | 1172.317 m |  |  |  | 3 | 0
380535751 | TNB | DISTRIBUTION | KUALA SELANGOR | Existing | RYB | 11 kV |  |  |  |  | 240_3C_AL_XLPE | SHAH ALAM 2 NO.8: S05408 | SHAH ALAM 2 FASA 5A4 NO.2: S05706 |  | 1099.057 m |  |  |  | 3 | 0
380586090 | TNB | DISTRIBUTION | KUALA SELANGOR | Existing | RYB | 11 kV |  |  |  |  | 70_1C_AL_XLPE |  |  |  | 1.078 m |  |  |  | 3 | 0
380586518 | TNB | DISTRIBUTION | KUALA SELANGOR | Existing | RYB | 11 kV |  |  |  |  | 240_3C_AL_XLPE | PASARAYA BILLION: S05744 | HOSPITAL TG KARANG: S00334 [OFF] |  | 363.519 m |  |  |  | 3 | 0
380586533 | TNB | DISTRIBUTION | KUALA SELANGOR | Existing | RYB | 11 kV |  |  |  |  | 240_3C_AL_XLPE | SG TENGI KANAN NO 1: S00381 | SG TENGI KANAN NO 3: S00384 |  | 20.415 m |  |  |  | 3 | 0
380586540 | TNB | DISTRIBUTION | KUALA SELANGOR | Existing | RYB | 11 kV |  |  |  |  | 240_3C_AL_XLPE | SG TENGI KANAN NO 3: S01507 | SAWAH SEMP NO 1: S00389 |  | 19.188 m |  |  |  | 3 | 0
380586544 | TNB | DISTRIBUTION | KUALA SELANGOR | Existing | RYB | 11 kV |  |  |  |  | 240_3C_AL_XLPE | SAWAH SEMP NO 1: S00392 | SAWAH SEMP NO 2: S00393 |  | 19.846 m |  |  |  | 3 | 0
380586549 | TNB | DISTRIBUTION | KUALA SELANGOR | Existing | RYB | 11 kV |  |  |  |  | 240_3C_AL_XLPE | SAWAH SEMP NO 1: R00390 | SAWAH SEMP NO 3: S00395 |  | 14.571 m |  |  |  | 3 | 0
380586554 | TNB | DISTRIBUTION | KUALA SELANGOR | Existing | RYB | 11 kV |  |  |  |  | 240_3C_AL_XLPE | SAWAH SEMP NO 1: S00392 | SAWAH SEMP NO 2: S00393 |  | 22.993 m |  |  |  | 3 | 0
380586558 | TNB | DISTRIBUTION | KUALA SELANGOR | Existing | RYB | 11 kV |  |  |  |  | 240_3C_AL_XLPE | SAWAH SEMP NO 1: R00390 | SAWAH SEMP NO 3: S00395 |  | 17.804 m |  |  |  | 3 | 0
380586563 | TNB | DISTRIBUTION | KUALA SELANGOR | Existing | RYB | 11 kV |  |  |  |  | 240_3C_AL_XLPE | SAWAH SEMP NO 3: S00398 | SAWAH SEMP NO 4: S00399 |  | 15.950 m |  |  |  | 3 | 0
380586568 | TNB | DISTRIBUTION | KUALA SELANGOR | Existing | RYB | 11 kV |  |  |  |  | 240_3C_AL_XLPE | SAWAH SEMP NO 3: S00396 | SAWAH SEMP NO 5: S00402 |  | 11.452 m |  |  |  | 3 | 0
380586574 | TNB | DISTRIBUTION | KUALA SELANGOR | Existing | RYB | 11 kV |  |  |  |  | 240_3C_AL_XLPE | SAWAH SEMP NO 3: S00398 | SAWAH SEMP NO 4: S00399 |  | 21.034 m |  |  |  | 3 | 0
380586578 | TNB | DISTRIBUTION | KUALA SELANGOR | Existing | RYB | 11 kV |  |  |  |  | 240_3C_AL_XLPE | SAWAH SEMP NO 3: S00396 | SAWAH SEMP NO 5: S00402 |  | 26.642 m |  |  |  | 3 | 0
380586582 | TNB | DISTRIBUTION | KUALA SELANGOR | Existing | RYB | 11 kV |  |  |  |  | 240_3C_AL_XLPE | SAWAH SEMP NO 5: S00401 | SAWAH SEMP NO 6: S00404 |  | 24.064 m |  |  |  | 3 | 0
380587124 | TNB | DISTRIBUTION | KUALA SELANGOR | Existing | RYB | 11 kV |  |  |  |  | 240_3C_AL_XLPE | AADK TANJUNG KARANG: S05542 | TMN DESA JAYA: S00356 [OFF] |  | 111.223 m |  |  |  | 3 | 0
380587273 | TNB | DISTRIBUTION | KUALA SELANGOR | Existing | RYB | 11 kV |  |  |  |  | 185_3C_AL_PILC | TMN MENGKUANG: S01558 | SW/STN BKT BELIMBING: S00482 |  | 40.125 m |  |  |  | 3 | 0
380658807 | TNB | DISTRIBUTION | KUALA SELANGOR | Existing | RYB | 11 kV |  |  |  |  | 240_3C_AL_XLPE | TMN BENDAHARA NO 2: S01662 | TMN BENDAHARA NO 1: S01229 |  | 426.997 m |  |  |  | 3 | 0
380658814 | TNB | DISTRIBUTION | KUALA SELANGOR | Existing | RYB | 11 kV |  |  |  |  | 240_3C_AL_XLPE | TMN BENDAHARA NO 1: S01226 | TMN PENGGAWA: S00003 |  | 276.232 m |  |  |  | 3 | 0
380658821 | TNB | DISTRIBUTION | KUALA SELANGOR | Existing | RYB | 11 kV |  |  |  |  | 240_3C_AL_XLPE | TMN PENGGAWA: S00001 | TLK PIAH: S00007 |  | 954.283 m |  |  |  | 3 | 0
380658955 | TNB | DISTRIBUTION | KUALA SELANGOR | Existing | RYB | 11 kV |  |  |  |  | 240_3C_AL_XLPE | BANDAR BARU NO.5: S05592 | BDR MELAWATI (C): S01230 |  | 349.385 m |  |  |  | 3 | 0
380658959 | TNB | DISTRIBUTION | KUALA SELANGOR | Existing | RYB | 11 kV |  |  |  |  | 240_3C_AL_XLPE | TLK PIAH: S00008 | BANDAR BARU NO.5: S05594 |  | 951.790 m |  |  |  | 3 | 0
380658964 | TNB | DISTRIBUTION | KUALA SELANGOR | Existing | RYB | 11 kV |  |  |  |  | 240_3C_AL_XLPE | BDR MELAWATI (C): S01231 | PEJABAT DAERAH: S00011 |  | 272.583 m |  |  |  | 3 | 0
380658970 | TNB | DISTRIBUTION | KUALA SELANGOR | Existing | RYB | 11 kV |  |  |  |  | 240_3C_AL_XLPE | PEJABAT DAERAH: S00011 | KOMPLEKS PEJABAT BARAT LAUT: S05519 |  | 559.803 m |  |  |  | 3 | 0
380659039 | TNB | DISTRIBUTION | KUALA SELANGOR | Existing | RYB | 11 kV |  |  |  |  | 240_3C_AL_XLPE | KOMPLEKS PEJABAT BARAT LAUT: S05517 | JLN KLINIK: S00014 |  | 228.459 m |  |  |  | 3 | 0
380659044 | TNB | DISTRIBUTION | KUALA SELANGOR | Existing | RYB | 11 kV |  |  |  |  | 240_3C_AL_XLPE | JLN KLINIK: S00016 | BAZAR PEKAN K/SELANGOR: S01234 |  | 1214.141 m |  |  |  | 3 | 0
380659052 | TNB | DISTRIBUTION | KUALA SELANGOR | Existing | RYB | 11 kV |  |  |  |  | 240_3C_AL_XLPE | BAZAR PEKAN K/SELANGOR: S01236 | PANGSAPURI KSL: S01237 |  | 166.829 m |  |  |  | 3 | 0
380659113 | TNB | DISTRIBUTION | KUALA SELANGOR | Existing | RYB | 11 kV |  |  |  |  | 240_3C_AL_XLPE | TG KERAMAT: S00024 | SRJK AIK THEE: S05566 |  | 1097.807 m |  |  |  | 3 | 0
380659355 | TNB | DISTRIBUTION | KUALA SELANGOR | Existing | RYB | 11 kV |  |  |  |  | 240_3C_AL_XLPE | PMU KSGR: 2 | GIANT KSL: S05653 |  | 4291.586 m |  |  |  | 3 | 0
380659361 | TNB | DISTRIBUTION | KUALA SELANGOR | Existing | RYB | 11 kV |  |  |  |  | 240_3C_AL_XLPE | GIANT KSL: S05652 | PEKAN KSL (TNB): S05614 |  | 1380.442 m |  |  |  | 3 | 0
380659373 | TNB | DISTRIBUTION | KUALA SELANGOR | Existing | RYB | 11 kV |  |  |  |  | 240_3C_AL_XLPE | PEKAN KSL (TNB): S00017 | KAKI BKT MELAWATI: S00029 |  | 447.863 m |  |  |  | 3 | 0
380659397 | TNB | DISTRIBUTION | KUALA SELANGOR | Existing | RYB | 11 kV |  |  |  |  | 240_3C_AL_XLPE | GIANT KSL: S05649 | GOLDPAGE NO.3: S05672 |  | 43.532 m |  |  |  | 3 | 0
380659517 | TNB | DISTRIBUTION | KUALA SELANGOR | Existing | RYB | 11 kV |  |  |  |  | 240_3C_AL_XLPE | GIANT KSL: S05649 | GOLDPAGE NO.3: S05672 |  | 33.708 m |  |  |  | 3 | 0
380659739 | TNB | DISTRIBUTION | KUALA SELANGOR | Existing | RYB | 11 kV |  |  |  |  | 240_3C_AL_XLPE | STP PASIR PENAMBANG: S05697 | PE TMN BOTANIK JLN 4: S05765 |  | 999.647 m |  |  |  | 3 | 0
380659744 | TNB | DISTRIBUTION | KUALA SELANGOR | Existing | RYB | 11 kV |  |  |  |  | 240_3C_AL_XLPE | PE TMN BOTANIK JLN 4: S05768 | S.AGAMA KSL (P/PENAMBANG): S01570 [OFF] |  | 1875.781 m |  |  |  | 3 | 0
380671815 | TNB | DISTRIBUTION | KUALA SELANGOR | Existing | RYB | 11 kV |  |  |  |  | 240_3C_AL_XLPE | QTRS MDKS K.SEL: S05709 | PKNS INDUSTRI (PERUSAHAAN RINGAN): S05694 [OFF] |  | 972.231 m |  |  |  | 3 | 0
380672677 | TNB | DISTRIBUTION | KUALA SELANGOR | Existing | RYB | 11 kV |  |  |  |  | 240_3C_AL_XLPE | TMN MELAWATI CERGAS: S05757 | TMN MALAWATI JAYA NO 2: S01319 |  | 664.254 m |  |  |  | 3 | 0
380672682 | TNB | DISTRIBUTION | KUALA SELANGOR | Existing | RYB | 11 kV |  |  |  |  | 240_3C_AL_XLPE | TMN MALAWATI JAYA NO 2: S01321 | MONDAY CANE: S00276 |  | 3051.348 m |  |  |  | 3 | 0
380673041 | TNB | DISTRIBUTION | KUALA SELANGOR | Existing | RYB | 11 kV |  |  |  |  | 240_3C_AL_XLPE | TEXTILE CITY: S05701 | BT 2 JLN KLANG: S00123 |  | 169.630 m |  |  |  | 3 | 0
380673165 | TNB | DISTRIBUTION | KUALA SELANGOR | Existing | RYB | 11 kV |  |  |  |  | 240_3C_AL_XLPE | TMN SERINDIT: S05482 | TOYOTA SHOWROOM: S05785 |  | 750.595 m |  |  |  | 3 | 0
380673170 | TNB | DISTRIBUTION | KUALA SELANGOR | Existing | RYB | 11 kV |  |  |  |  | 240_3C_AL_XLPE | TOYOTA SHOWROOM: S05787 | TMN ASSAM JAWA (C): S01344 |  | 890.365 m |  |  |  | 3 | 0
380673395 | TNB | DISTRIBUTION | KUALA SELANGOR | Existing | RYB | 11 kV |  |  |  |  | 240_3C_AL_XLPE | ONE PLAZA: S05507 | MEDAN NIAGA KSL: S05471 |  | 235.852 m |  |  |  | 3 | 0
380673409 | TNB | DISTRIBUTION | KUALA SELANGOR | Existing | RYB | 11 kV |  |  |  |  | 240_3C_AL_XLPE | MEDAN NIAGA KSL: S05468 | TMN BENDAHARA NO 4: S05284 |  | 578.742 m |  |  |  | 3 | 0
380673659 | TNB | DISTRIBUTION | KUALA SELANGOR | Existing | RYB | 11 kV |  |  |  |  | 240_3C_AL_XLPE | PMU KSGR: 8 | TMN MELAWATI UTAMA: S05452 |  | 780.180 m |  |  | FDR6 | 3 | 0
380673780 | TNB | DISTRIBUTION | KUALA SELANGOR | Existing | RYB | 11 kV |  |  |  |  | 240_3C_AL_XLPE | TMN MELAWATI UTAMA: S05455 | IKS NO 4: S01313 |  | 409.229 m |  |  |  | 3 | 0
380674442 | TNB | DISTRIBUTION | KUALA SELANGOR | Existing | RYB | 11 kV |  |  |  |  | 240_3C_AL_XLPE | MEDIDATA: S05738 | IKS NO 2: S01308 |  | 445.135 m |  |  |  | 3 | 0
380674679 | TNB | DISTRIBUTION | KUALA SELANGOR | Existing | RYB | 11 kV |  |  |  |  | 240_3C_AL_XLPE | PKNS INDUSTRI (PERUSAHAAN RINGAN): S00098 | MAJLIS AGAMA ISLAM SELANGOR (MAIS): S05842 |  | 1750.209 m |  |  |  | 3 | 0
380674798 | TNB | DISTRIBUTION | KUALA SELANGOR | Existing | RYB | 11 kV |  |  |  |  | 240_3C_AL_XLPE | MAJLIS AGAMA ISLAM SELANGOR (MAIS): S05844 | TMN YAYASAN: S05491 |  | 1249.699 m |  |  |  | 3 | 0
380674943 | TNB | DISTRIBUTION | KUALA SELANGOR | Existing | RYB | 11 kV |  |  |  |  | 240_3C_AL_XLPE | TMN YAYASAN: S05489 | IKK: |  | 1055.073 m |  |  |  | 3 | 0
380675992 | TNB | DISTRIBUTION | KUALA SELANGOR | Existing | RYB | 11 kV | YES | Class D |  |  | 240_3C_AL_XLPE | D-KSL-C19-1643: S05983 | EMINEM FARM: S01365 |  | 33.526 m |  |  |  | 3 | 0
380675998 | TNB | DISTRIBUTION | KUALA SELANGOR | Existing | RYB | 11 kV | YES | Class D |  |  | 240_3C_AL_XLPE | EMINEM FARM: S01363 | EXCEL GROWTECH: S05684 |  | 914.882 m |  |  |  | 3 | 0
380676171 | TNB | DISTRIBUTION | KUALA SELANGOR | Existing | RYB | 11 kV |  |  |  |  | 240_3C_AL_XLPE | KEMAYAN: S00149 | TMN SOLOMON: S01356 |  | 152.954 m |  |  |  | 3 | 0
380676179 | TNB | DISTRIBUTION | KUALA SELANGOR | Existing | RYB | 11 kV |  |  |  |  | 240_3C_AL_XLPE | TMN SOLOMON: S01357 | TMN PARI: S05616 |  | 313.611 m |  |  |  | 3 | 0
380676183 | TNB | DISTRIBUTION | KUALA SELANGOR | Existing | RYB | 11 kV |  |  |  |  | 240_3C_AL_XLPE | TMN PARI: S05618 | TMN YU: S05480 |  | 745.020 m |  |  |  | 3 | 0
380676312 | TNB | DISTRIBUTION | KUALA SELANGOR | Existing | RYB | 11 kV |  |  |  |  | 240_3C_AL_XLPE | TMN SIAKAP: S05441 | TMN SG BULOH: S00146 |  | 24.613 m |  |  |  | 3 | 0
380676320 | TNB | DISTRIBUTION | KUALA SELANGOR | Existing | RYB | 11 kV |  |  |  |  | 240_3C_AL_XLPE | TMN BAWAL PUTIH: S01354 | KLG EKZOS (UNITED EVERCO): S00143 |  | 125.722 m |  |  |  | 3 | 0
380676329 | TNB | DISTRIBUTION | KUALA SELANGOR | Existing | RYB | 11 kV |  |  |  |  | 240_3C_AL_XLPE | TMN BAWAL PUTIH: S01354 | KLG EKZOS (UNITED EVERCO): S00143 |  | 113.984 m |  |  |  | 3 | 0
380942217 | TNB | DISTRIBUTION | KUALA SELANGOR | Existing | RYB | 11 kV |  |  |  |  | 240_3C_AL_XLPE | DEWAN SERBAGUNA (UMNO): S01245 | MAHKAMAH SYARIAH KUALA SELANGOR: S05528 |  | 381.566 m |  |  |  | 3 | 0
380942466 | TNB | DISTRIBUTION | KUALA SELANGOR | Existing | RYB | 11 kV |  |  |  |  | 150_3C_AL_XLPE | BDR BARU NO 2: S00004 | TMN JAYA K.SEL: S01696 |  | 1092.674 m |  |  | FDR9 | 3 | 0
380943076 | TNB | DISTRIBUTION | KUALA SELANGOR | Existing | RYB | 11 kV |  |  |  |  | 240_3C_AL_XLPE | TMN KSU FASA 5 NO.1: S05731 | TMN KUALA SELANGOR UTAMA: S05686 |  | 1034.411 m |  |  |  | 3 | 0
380943214 | TNB | DISTRIBUTION | KUALA SELANGOR | Existing | RYB | 11 kV |  |  |  |  | 240_3C_AL_XLPE | TMN KUALA SELANGOR UTAMA: S05688 | TLK PENYAMUN: S00041 |  | 1532.736 m |  |  |  | 3 | 0
380943723 | TNB | DISTRIBUTION | KUALA SELANGOR | Existing | RYB | 11 kV |  |  |  |  | 240_3C_AL_XLPE | PMU KSGR: 10 | ONE PLAZA: S05511 |  | 1157.144 m |  |  |  | 3 | 0
380944095 | TNB | DISTRIBUTION | KUALA SELANGOR | Existing | RYB | 11 kV |  |  |  |  | 240_3C_AL_XLPE | ONE PLAZA: S05512 | MEDAN NIAGA NO.2: S05531 |  | 122.193 m |  |  | FDR7 | 3 | 0
380944100 | TNB | DISTRIBUTION | KUALA SELANGOR | Existing | RYB | 11 kV |  |  |  |  | 240_3C_AL_XLPE | MEDAN NIAGA NO.2: S05530 | PADAT TAMAN SERI BENDAHARA: S05741 |  | 658.652 m |  |  | FDR7 | 3 | 0
380944740 | TNB | DISTRIBUTION | KUALA SELANGOR | Existing | RYB | 11 kV |  |  |  |  | 240_3C_AL_XLPE | MEDAN NIAGA NO.2: S05538 | BNZ: S00163 |  | 1578.697 m |  |  | FDR7 | 3 | 0
380944998 | TNB | DISTRIBUTION | KUALA SELANGOR | Existing | RYB | 11 kV |  |  |  |  | 240_3C_AL_XLPE | STADIUM NO 1 (TERBUKA): S01272 | JABATAN PENGALIRAN DAN SALIRAN: S05541 |  | 721.187 m |  |  |  | 3 | 0
380945035 | TNB | DISTRIBUTION | KUALA SELANGOR | Existing | RYB | 11 kV |  |  |  |  | 240_3C_AL_XLPE | PEKAN ASSAM JAWA: S00133 | TAMAN BELIBIS: S05555 [OFF] |  | 564.473 m |  |  |  | 3 | 0
380945039 | TNB | DISTRIBUTION | KUALA SELANGOR | Existing | RYB | 11 kV |  |  |  |  | 240_3C_AL_XLPE | PMU KSGR: | SM AGAMA JERAM: |  | 11332.928 m |  |  |  | 3 | 0
380972330 | TNB | DISTRIBUTION | KUALA SELANGOR | Existing | RYB | 11 kV |  |  |  |  | 240_3C_AL_XLPE | SM AGAMA JERAM: | BAGUS INDUSTRI: S00262 |  | 1712.043 m |  |  |  | 3 | 0
380972459 | TNB | DISTRIBUTION | KUALA SELANGOR | Existing | RYB | 11 kV |  |  |  |  | 240_3C_AL_XLPE | BAGUS INDUSTRI: S00260 | KLG PLASTIK LIBEN LOT 1824: S00302 |  | 1437.431 m |  |  |  | 3 | 0
380972586 | TNB | DISTRIBUTION | KUALA SELANGOR | Existing | RYB | 11 kV |  |  |  |  | 240_3C_AL_XLPE | KLG PLASTIK LIBEN LOT 1824: S00304 | LAY HONG NO 4 (SPG RAJA ABDULLAH): S01378 |  | 1085.330 m |  |  |  | 3 | 0
380972712 | TNB | DISTRIBUTION | KUALA SELANGOR | Existing | RYB | 11 kV |  |  |  |  | 240_3C_AL_XLPE | LAY HONG NO 4 (SPG RAJA ABDULLAH): S01380 | LAY HONG (JLN RJ ABDULLAH)NO3: S01377 |  | 527.010 m |  |  |  | 3 | 0
380972840 | TNB | DISTRIBUTION | KUALA SELANGOR | Existing | RYB | 11 kV |  |  |  |  | 240_3C_AL_XLPE | LAY HONG (JLN RJ ABDULLAH)NO3: S01375 | RAJA ABDULLAH: S00299 |  | 1865.254 m |  |  |  | 3 | 0
380972967 | TNB | DISTRIBUTION | KUALA SELANGOR | Existing | RYB | 11 kV |  |  |  |  | 240_3C_AL_XLPE | RAJA ABDULLAH: S00301 | CARPENWISE: S05567 |  | 38.142 m |  |  |  | 3 | 0
380973092 | TNB | DISTRIBUTION | KUALA SELANGOR | Existing | RYB | 11 kV |  |  |  |  | 240_3C_AL_XLPE | RAJA ABDULLAH: S00301 | CARPENWISE: S05567 |  | 42.346 m |  |  |  | 3 | 0
380973096 | TNB | DISTRIBUTION | KUALA SELANGOR | Existing | RYB | 11 kV |  |  |  |  | 240_3C_AL_XLPE | CARPENWISE: S05569 | SMK BKT KUCHING TENGAH: S05606 [OFF] |  | 29.802 m |  |  |  | 3 | 0
380973101 | TNB | DISTRIBUTION | KUALA SELANGOR | Existing | RYB | 11 kV |  |  |  |  | 240_3C_AL_XLPE | CARPENWISE: S05569 | SMK BKT KUCHING TENGAH: S05606 [OFF] |  | 312.443 m |  |  |  | 3 | 0
380973264 | TNB | DISTRIBUTION | KUALA SELANGOR | Existing | RYB | 11 kV |  |  |  |  | 240_3C_AL_XLPE | BALAI POLIS JERAM: S00179 | MASJID PEKAN JERAM: S05619 |  | 38.346 m |  |  |  | 3 | 0
380973269 | TNB | DISTRIBUTION | KUALA SELANGOR | Existing | RYB | 11 kV |  |  |  |  | 240_3C_AL_XLPE | MASJID PEKAN JERAM: S05621 | BALAI DAKWAH JERAM: S01392 |  | 37.208 m |  |  |  | 3 | 0
380973471 | TNB | DISTRIBUTION | KUALA SELANGOR | Existing | RYB | 11 kV |  |  |  |  | 240_3C_AL_XLPE | MASJID PEKAN JERAM: S05621 | BALAI DAKWAH JERAM: S01392 |  | 29.272 m |  |  |  | 3 | 0
380973476 | TNB | DISTRIBUTION | KUALA SELANGOR | Existing | RYB | 11 kV |  |  |  |  | 240_3C_AL_XLPE | HIRA': S01395 | MATAKKU: S00196 |  | 1236.762 m |  |  |  | 3 | 0
380973484 | TNB | DISTRIBUTION | KUALA SELANGOR | Existing | RYB | 11 kV |  |  |  |  | 240_3C_AL_XLPE | BALAI DAKWAH JERAM: S01391 | HIRA': S01397 |  | 1653.700 m |  |  |  | 3 | 0
380973864 | TNB | DISTRIBUTION | KUALA SELANGOR | Existing | RYB | 11 kV |  |  |  |  | 240_3C_AL_XLPE | MATAKKU: S00199 | EYU BER EER NO 2: S01398 |  | 10.450 m |  |  |  | 3 | 0
380973868 | TNB | DISTRIBUTION | KUALA SELANGOR | Existing | RYB | 11 kV |  |  |  |  | 240_3C_AL_XLPE | MATAKKU: S00199 | EYU BER EER NO 2: S01398 |  | 30.125 m |  |  |  | 3 | 0
380973998 | TNB | DISTRIBUTION | KUALA SELANGOR | Existing | RYB | 11 kV |  |  |  |  | 240_3C_AL_XLPE | CARPENWISE: S05569 | SMK BKT KUCHING TENGAH: S05606 [OFF] |  | 32.627 m |  |  |  | 3 | 0
380974002 | TNB | DISTRIBUTION | KUALA SELANGOR | Existing | RYB | 11 kV |  |  |  |  | 240_3C_AL_XLPE | BKT KUCING KLINIK: S00295 | SMK BKT KUCHING TENGAH: S05604 |  | 36.740 m |  |  |  | 3 | 0
380974007 | TNB | DISTRIBUTION | KUALA SELANGOR | Existing | RYB | 11 kV |  |  |  |  | 240_3C_AL_XLPE | BKT KUCING KLINIK: S00295 | SMK BKT KUCHING TENGAH: S05604 |  | 49.870 m |  |  |  | 3 | 0
380980863 | TNB | DISTRIBUTION | KUALA SELANGOR | Existing | RYB | 11 kV |  |  |  |  | 240_3C_AL_XLPE | PMU KSGR: | TAMAN BELIBIS: S05856 |  | 4269.936 m |  |  |  | 3 | 0
380980868 | TNB | DISTRIBUTION | KUALA SELANGOR | Existing | RYB | 11 kV |  |  |  |  | 240_3C_AL_XLPE | TAMAN BELIBIS: S05557 | LDG KSL: S00094 |  | 1549.142 m |  |  |  | 3 | 0
380980910 | TNB | DISTRIBUTION | KUALA SELANGOR | Existing | RYB | 11 kV |  |  |  |  | 240_3C_AL_XLPE | PEKAN BKT ROTAN: S05434 | PEKAN BKT ROTAN: S05433 |  | 2.842 m |  |  |  | 3 | 0
380981422 | TNB | DISTRIBUTION | KUALA SELANGOR | Existing | RYB | 11 kV |  |  |  |  | 240_3C_AL_XLPE | LDG RAJAGIRI: S05305 | TERNAKAN AYAM HING HONG: R01804 [OFF] |  | 6.028 m |  |  |  | 3 | 0
380981745 | TNB | DISTRIBUTION | KUALA SELANGOR | Existing | RYB | 11 kV |  |  |  |  | 240_3C_AL_XLPE | PLAZA TOL LATAR (IJOK): S05548 | REBAN AYAM HJ ISMAIL PT MAHANG: S05598 |  | 35.830 m |  |  |  | 3 | 0
380981750 | TNB | DISTRIBUTION | KUALA SELANGOR | Existing | RYB | 11 kV |  |  |  |  | 240_3C_AL_XLPE | PLAZA TOL LATAR (IJOK): S05548 | REBAN AYAM HJ ISMAIL PT MAHANG: S05598 |  | 11.438 m |  |  |  | 3 | 0
380998250 | TNB | DISTRIBUTION | KUALA SELANGOR | Existing | RYB | 11 kV |  |  |  |  | 240_3C_AL_XLPE | PUSAT PELUPUSAN SAMPAH JERAM: S05735 | PKNS TMN PEKERTI JERAM: S05405 |  | 985.856 m |  |  |  | 3 | 0
380998379 | TNB | DISTRIBUTION | KUALA SELANGOR | Existing | RYB | 11 kV |  |  |  |  | 240_3C_AL_XLPE | KILANG SAWIT SIME DARBY: S05609 | PUSAT PELUPUSAN SAMPAH JERAM: S05734 |  | 2084.507 m |  |  |  | 3 | 0
380998385 | TNB | DISTRIBUTION | KUALA SELANGOR | Existing | RYB | 11 kV |  |  |  |  | 240_3C_AL_XLPE | PADAT LDG TUAN MEE CHERAKAH: S05549 | KILANG SAWIT SIME DARBY: S05607 |  | 818.076 m |  |  |  | 3 | 0
380998560 | TNB | DISTRIBUTION | KUALA SELANGOR | Existing | RYB | 11 kV |  |  |  |  | 240_3C_AL_XLPE | QMAC REHON (SG SERDANG): SS05861 | KILANG ISI SAWIT: |  | 662.918 m |  |  |  | 3 | 0
380998564 | TNB | DISTRIBUTION | KUALA SELANGOR | Existing | RYB | 11 kV |  |  |  |  | 240_3C_AL_XLPE | SONG ENGINEERING: S05865 | KILANG ISI SAWIT: [OFF] |  | 1322.474 m |  |  |  | 3 | 0
380998689 | TNB | DISTRIBUTION | KUALA SELANGOR | Existing | RYB | 11 kV |  |  |  |  | 240_3C_AL_XLPE | WORLD STAR: S00251 | SOON LIEN FATT ENGINEERING: S05522 |  | 157.067 m |  |  |  | 3 | 0
380998871 | TNB | DISTRIBUTION | KUALA SELANGOR | Existing | RYB | 11 kV |  |  |  |  | 240_3C_AL_XLPE | DETIK ATURAN: S05589 | KILANG PADI PUKAL: S05927 |  | 802.254 m |  |  |  | 3 | 0
380998876 | TNB | DISTRIBUTION | KUALA SELANGOR | Existing | RYB | 11 kV |  |  |  |  | 240_3C_AL_XLPE | ZON IKS SG GULANG-GULANG: S05719 | SG TUNGGUL: S00412 |  | 1177.929 m |  |  |  | 3 | 0
380998880 | TNB | DISTRIBUTION | KUALA SELANGOR | Existing | RYB | 11 kV |  |  |  |  | 240_3C_AL_XLPE | SG GULANG-GULANG: S00406 | DETIK ATURAN: S05591 |  | 1564.446 m |  |  |  | 3 | 0
380998884 | TNB | DISTRIBUTION | KUALA SELANGOR | Existing | RYB | 11 kV |  |  |  |  | 240_3C_AL_XLPE | BANYU EMAS (FIRMA RENA): S00410 | DETIK ATURAN: S05585 |  | 685.254 m |  |  |  | 3 | 1
381002447 | TNB | DISTRIBUTION | KUALA SELANGOR | Existing | RYB | 11 kV |  |  |  |  | 240_3C_AL_XLPE | KOLAM UDANG PARIT 3: S05818 | ASIA AQUACULTURE BGN TENGKORAK: S05292 |  | 3077.151 m |  |  |  | 3 | 0
381002455 | TNB | DISTRIBUTION | KUALA SELANGOR | Existing | RYB | 11 kV |  |  |  |  | 240_3C_AL_XLPE | ONE SEKINCAN: S05936 | KOLAM UDANG PARIT 3: S05819 |  | 7200.504 m |  |  |  | 3 | 0
381002575 | TNB | DISTRIBUTION | KUALA SELANGOR | Existing | RYB | 11 kV |  |  |  |  | 240_3C_AL_XLPE | SITE A SEKINCHAN: S05789 | JALAN PARIT 5 SAI KIM: S05887 |  | 770.875 m |  |  |  | 3 | 0
381002579 | TNB | DISTRIBUTION | KUALA SELANGOR | Existing | RYB | 11 kV |  |  |  |  | 240_3C_AL_XLPE | KLG SEMERAH PADI SITE A SEKINCHAN: S01590 | SITE A SEKINCHAN: S05790 |  | 770.985 m |  |  |  | 3 | 0
381002835 | TNB | DISTRIBUTION | KUALA SELANGOR | Existing | RYB | 11 kV |  |  |  |  | 240_3C_AL_XLPE | PPU PAM1: 8 | RUMAH KEDAI PUNCAK BISTARI: S05673 |  | 4998.293 m |  |  | FDR8 | 3 | 0
381002843 | TNB | DISTRIBUTION | KUALA SELANGOR | Existing | RYB | 11 kV |  |  |  |  | 240_3C_AL_XLPE | SHAH ALAM 2 NO.5B 7: S05583 | SHAH ALAM 2 NO.5B 7: |  | 0.999 m |  |  |  | 3 | 0
381015322 | TNB | DISTRIBUTION | KUALA SELANGOR | Existing | RYB | 11 kV |  |  |  |  | 240_3C_AL_XLPE | ADVANCE PRELUDE: S05745 | TS ENG WORK ALAM JAYA: R06151 |  | 162.588 m |  |  |  | 3 | 0
381015459 | TNB | DISTRIBUTION | KUALA SELANGOR | Existing | RYB | 11 kV |  |  |  |  | 240_3C_AL_XLPE | IRON WORK 2/6: R06930 | YEAP JING FONG 2/6: R06931 |  | 62.352 m |  |  |  | 3 | 0
381015490 | TNB | DISTRIBUTION | KUALA SELANGOR | Existing | RYB | 11 kV | NO | Class C |  |  | 7X_300_1C_AL_PVC/PVC |  |  |  | 1.196 m |  |  |  | 7 | 0
381015588 | TNB | DISTRIBUTION | KUALA SELANGOR | Existing | RYB | 11 kV | YES | Class D |  |  | 240_3C_AL_XLPE | CHUA ENG PHUA: R06522 | SSU PPAJ NO.1 JLN PPAJ (CB10): |  | 978.831 m |  |  |  | 3 | 0
381015711 | TNB | DISTRIBUTION | KUALA SELANGOR | Existing | RYB | 11 kV | YES | Class D |  |  | 240_3C_AL_XLPE | TMT INDUSTRI: R06488 | SANDARAN TIAJ 2/5: R07574 |  | 198.691 m |  |  |  | 3 | 0
381015949 | TNB | DISTRIBUTION | KUALA SELANGOR | Existing | RYB | 11 kV |  |  |  |  | 240_3C_AL_XLPE | R&S PETROLEUM TIAJ 2/4: R07568 | AIRSTATIC NO.2 POWDER COATING ENG: R06356 |  | 220.512 m |  |  |  | 3 | 0
381015954 | TNB | DISTRIBUTION | KUALA SELANGOR | Existing | RYB | 11 kV |  |  |  |  | 240_3C_AL_XLPE | AIRSTATIC NO.2 POWDER COATING ENG: R06358 | AIRSTATIC NO.1 POWDER COATING ENG: R06359 |  | 125.935 m |  |  |  | 3 | 0
381016734 | TNB | DISTRIBUTION | KUALA SELANGOR | Existing | RYB | 11 kV |  |  |  |  | 240_3C_AL_XLPE | RUMAH KEDAI PUNCAK ALAM JAYA: S05859 | LOJI PEMBENTUNGAN (NO.2) FASA 3: S01103 [OFF] |  | 471.761 m |  |  |  | 3 | 0
381016758 | TNB | DISTRIBUTION | KUALA SELANGOR | Existing | RYB | 11 kV |  |  |  |  | 240_3C_AL_XLPE | YEAP JING FONG 2/6: R06933 | OHTSUKI SEIKO: R04544 |  | 366.323 m |  |  |  | 3 | 0
381198430 | TNB | DISTRIBUTION | KUALA SELANGOR | Existing | RYB | 33 kV | YES |  |  |  | 240_3C_AL_XLPE | PMU SBSR 132/33 kV: 8L5 | PPU SKCN M: |  | 59.294 m |  |  |  | 3 | 0
381201169 | TNB | DISTRIBUTION | KUALA SELANGOR | Existing | RYB | 33 kV |  |  |  |  | 630_1C_AL_XLPE | PMU BTAI: 2L5 | PPU BCBT: |  | 54.242 m |  |  |  | 3 | 0
381201192 | TNB | DISTRIBUTION | KUALA SELANGOR | Existing | RYB | 33 kV |  |  |  |  | 240_3C_AL_TRIPLEX | PMU BTAI: 2L5 | PPU BCBT: |  | 90.606 m |  |  |  | 3 | 0
381201200 | TNB | DISTRIBUTION | KUALA SELANGOR | Existing | RYB | 33 kV |  |  |  |  | 630_1C_AL_XLPE | PMU BTAI: 4L5 | PPU SDBY: [OFF] |  | 630.656 m |  |  |  | 3 | 0
381201204 | TNB | DISTRIBUTION | KUALA SELANGOR | Existing | RYB | 33 kV |  |  |  |  | 240_3C_AL_TRIPLEX | PMU BTAI: 1L5 |  |  | 38.978 m |  |  |  | 3 | 0
381352812 | TNB | DISTRIBUTION | KUALA SELANGOR | Existing | RYB | 11 kV |  |  |  |  | 240_3C_AL_XLPE |  |  |  | 20.835 m |  |  |  | 3 | 0
381353277 | TNB | DISTRIBUTION | KUALA SELANGOR | Existing | RYB | 11 kV |  |  |  |  | 240_3C_AL_XLPE |  |  |  | 5.146 m |  |  |  | 3 | 0
381353434 | TNB | DISTRIBUTION | KUALA SELANGOR | Existing | RYB | 11 kV |  |  |  |  | 185_3C_AL_PILC |  |  |  | 39.171 m |  |  |  | 3 | 0
381353509 | TNB | DISTRIBUTION | KUALA SELANGOR | Existing | RYB | 11 kV |  |  |  |  | 150_3C_AL_XLPE |  |  |  | 8.467 m |  |  |  | 3 | 0
381363032 | TNB | DISTRIBUTION | KUALA SELANGOR | Existing | RYB | 33 kV |  |  |  |  | 630_1C_AL_XLPE | PPU TKMI: |  |  | 78.330 m |  |  |  | 3 | 0
381363729 | TNB | DISTRIBUTION | KUALA SELANGOR | Existing | RYB | 33 kV |  |  |  |  | 630_1C_AL_XLPE |  | PT 4 BAN 2, L105: 105 |  | 10.256 m |  |  |  | 3 | 0
381482539 | TNB | DISTRIBUTION | KUALA SELANGOR | Existing | RYB | 11 kV |  |  |  |  | 150_3C_AL_XLPE | KG JAYA SETIA: R00555 | JAYA SETIA A/T: N/A |  | 39.012 m |  |  |  | 3 | 0
381842902 | TNB | DISTRIBUTION | KUALA SELANGOR | Existing | RYB | 11 kV |  |  |  |  | 240_3C_AL_XLPE | SITE C SEKINCHAN: S01598 | SEK KEB SRI SEKINCAN: S05523 |  | 898.528 m |  |  |  | 3 | 0
382208941 | TNB | DISTRIBUTION | KUALA SELANGOR | Existing | RYB | 11 kV |  |  |  |  | 240_3C_AL_XLPE | KOTA PUTERI NO.5 JLN KP 5/13: R06072 | MAKMAL PENYELIDIKAN PELURU: R01789 |  | 6383.750 m |  |  |  | 3 | 0
382209233 | TNB | DISTRIBUTION | KUALA SELANGOR | Existing | RYB | 11 kV |  |  |  |  | 240_3C_AL_XLPE | TIP TOP MEAT: | TIP TOP MEAT: R04241 |  | 2.513 m |  |  |  | 3 | 0
382209237 | TNB | DISTRIBUTION | KUALA SELANGOR | Existing | RYB | 11 kV |  |  |  |  | 240_3C_AL_XLPE | TIP TOP MEAT: | FISH POND NO 1: R04240 |  | 869.117 m |  |  |  | 3 | 0
382209249 | TNB | DISTRIBUTION | KUALA SELANGOR | Existing | RYB | 11 kV |  |  |  |  | 150_3C_AL_XLPE | FISH POND NO 1: R03842 | LOJI AIR RANTAU PANJANG: R05956 [OFF] |  | 92.885 m |  |  |  | 3 | 0
382209253 | TNB | DISTRIBUTION | KUALA SELANGOR | Existing | RYB | 11 kV |  |  |  |  | 150_3C_AL_XLPE | FISH POND NO 1: R03842 | LOJI AIR RANTAU PANJANG: R05956 [OFF] |  | 659.982 m |  |  |  | 3 | 0
382209269 | TNB | DISTRIBUTION | KUALA SELANGOR | Existing | RYB | 11 kV |  |  |  |  | 150_3C_AL_XLPE | FISH POND NO 1: R03842 | LOJI AIR RANTAU PANJANG: R05956 [OFF] |  | 81.780 m |  |  |  | 3 | 0
382209277 | TNB | DISTRIBUTION | KUALA SELANGOR | Existing | RYB | 11 kV |  |  |  |  | 240_3C_AL_XLPE | FISH POND NO 1: R03842 | LOJI AIR RANTAU PANJANG: R05956 [OFF] |  | 592.434 m |  |  |  | 3 | 0
382209331 | TNB | DISTRIBUTION | KUALA SELANGOR | Existing | RYB | 11 kV |  |  |  |  | 240_3C_AL_XLPE | PPU TKMI: 5 | SSU TMN MAKMUR: S05868 |  | 429.921 m |  |  | FDR5 | 3 | 0
382209337 | TNB | DISTRIBUTION | KUALA SELANGOR | Existing | RYB | 11 kV |  |  |  |  | 240_3C_AL_XLPE | PPU TKMI: | SSU TMN MAKMUR: S05870 |  | 429.989 m |  |  | FDR8 | 3 | 0
382209342 | TNB | DISTRIBUTION | KUALA SELANGOR | Existing | RYB | 11 kV |  |  |  |  | 240_3C_AL_XLPE | SSU TMN MAKMUR: S05871 | BOOSTER TG KARANG: S05815 |  | 2076.948 m |  |  |  | 3 | 0
382209481 | TNB | DISTRIBUTION | KUALA SELANGOR | Existing | RYB | 11 kV |  |  |  |  | 240_3C_AL_XLPE | BOOSTER TG KARANG: S05816 | PASAR TG KARANG: S01502 |  | 3745.584 m |  |  |  | 3 | 0
382209486 | TNB | DISTRIBUTION | KUALA SELANGOR | Existing | RYB | 11 kV |  |  |  |  | 240_3C_AL_XLPE | SSU TMN MAKMUR: S05872 | PEKAN TG KARANG (RIVER SIDE): S05809 |  | 2077.787 m |  |  |  | 3 | 0
382209491 | TNB | DISTRIBUTION | KUALA SELANGOR | Existing | RYB | 11 kV |  |  |  |  | 240_3C_AL_XLPE | SSU TMN MAKMUR: S05866 | TMN MAHSURI INDAH: S05913 |  | 2192.225 m |  |  |  | 3 | 0
382260551 | TNB | DISTRIBUTION | KUALA SELANGOR | Existing | RYB | 11 kV |  |  |  |  | 240_3C_AL_XLPE | KG JAYA SETIA: R07573 | SSU INDUSTRI BUKIT BADONG: |  | 5189.908 m |  |  |  | 3 | 0
382260567 | TNB | DISTRIBUTION | KUALA SELANGOR | Existing | RYB | 11 kV |  |  |  |  | 240_3C_AL_XLPE | SSU INDUSTRI BUKIT BADONG: | INDUSTRI BUKIT BADONG B: R07585 |  | 806.898 m |  |  |  | 3 | 0
382260572 | TNB | DISTRIBUTION | KUALA SELANGOR | Existing | RYB | 11 kV |  |  |  |  | 240_3C_AL_XLPE | INDUSTRI BUKIT BADONG A: R07592 | SSU INDUSTRI BUKIT BADONG: [OFF] |  | 780.626 m |  |  |  | 3 | 0
382260577 | TNB | DISTRIBUTION | KUALA SELANGOR | Existing | RYB | 11 kV |  |  |  |  | 240_3C_AL_XLPE | INDUSTRI BUKIT BADONG B: R07588 | INDUSTRI BUKIT BADONG A: R07589 |  | 31.007 m |  |  |  | 3 | 0
382260583 | TNB | DISTRIBUTION | KUALA SELANGOR | Existing | RYB | 11 kV |  |  |  |  | 240_3C_AL_XLPE | SSU INDUSTRI BUKIT BADONG: | UNITED PAPER BOARD: R01781 |  | 8911.922 m |  |  |  | 3 | 0
382273484 | TNB | DISTRIBUTION | KUALA SELANGOR | Existing | RYB | 11 kV |  |  |  |  | 240_3C_AL_XLPE | MARDI SG SIREH: S05825 | SG SIREH BAN 2: S05826 |  | 19.037 m |  |  |  | 3 | 0
382273488 | TNB | DISTRIBUTION | KUALA SELANGOR | Existing | RYB | 11 kV |  |  |  |  | 240_3C_AL_XLPE | SG SIREH BAN 2: S05827 | SG SIREH BAN 3: S05833 |  | 26.780 m |  |  |  | 3 | 0
382273493 | TNB | DISTRIBUTION | KUALA SELANGOR | Existing | RYB | 11 kV |  |  |  |  | 240_3C_AL_XLPE | SG SIREH BAN 2: S05829 | PT 1: S01249 |  | 3581.614 m |  |  |  | 3 | 0
382359284 | TNB | DISTRIBUTION | KUALA SELANGOR | Existing | RYB | 33 kV |  |  |  |  | 630_1C_AL_XLPE | PMU BBDG: 6L5 |  |  | 261.779 m |  |  |  | 3 | 0
382359355 | TNB | DISTRIBUTION | KUALA SELANGOR | Existing | RYB | 33 kV | YES |  |  |  | 630_1C_AL_XLPE | PPU BCBT: | PMU BBDG: 10L5 [OFF] |  | 40.154 m |  |  |  | 3 | 0
382359359 | TNB | DISTRIBUTION | KUALA SELANGOR | Existing | RYB | 33 kV |  |  |  |  | 630_1C_AL_XLPE | PMU BTAI: 2L5 | PPU BCBT: |  | 228.008 m |  |  |  | 3 | 0
382359371 | TNB | DISTRIBUTION | KUALA SELANGOR | Existing | RYB | 33 kV |  |  |  |  | 630_1C_AL_XLPE | PPU BCBT: | PMU BBDG: 10L5 [OFF] |  | 92.945 m |  |  |  | 3 | 0
382389409 | TNB | DISTRIBUTION | KUALA SELANGOR | Existing | RYB | 11 kV |  |  |  |  | 240_3C_AL_XLPE | STESEN SUIS SECTION 2 PHASE 1B P.ALAM: S01023 | LAUTAN SAMUDERA: S05722 |  | 3854.331 m |  |  |  | 3 | 0
382389815 | TNB | DISTRIBUTION | KUALA SELANGOR | Existing | RYB | 11 kV |  |  |  |  | 240_3C_AL_XLPE | SHAH ALAM 2 FASA 5A5/2: S05632 | SHAH ALAM 2 5A6 NO 2: S05778 |  | 546.003 m |  |  |  | 3 | 0
382389820 | TNB | DISTRIBUTION | KUALA SELANGOR | Existing | RYB | 11 kV |  |  |  |  | 240_3C_AL_XLPE | SHAH ALAM 2 5A6 NO 2: S05776 | SHAH ALAM 2 FASA 5A6 NO.1: S05775 |  | 474.476 m |  |  |  | 3 | 0
382389824 | TNB | DISTRIBUTION | KUALA SELANGOR | Existing | RYB | 11 kV |  |  |  |  | 240_3C_AL_XLPE | SHAH ALAM 2 FASA 5A6 NO.1: S05773 | SHAH ALAM 2 FASA 5A5/1: S05622 |  | 1465.652 m |  |  |  | 3 | 0
382389942 | TNB | DISTRIBUTION | KUALA SELANGOR | Existing | RYB | 11 kV |  |  |  |  | 240_3C_AL_XLPE | SHAH ALAM 2 FASA 5A5/1: S05625 | SHAH ALAM 2 FASA 5A4 NO.1: S05712 |  | 1852.720 m |  |  |  | 3 | 0
382389946 | TNB | DISTRIBUTION | KUALA SELANGOR | Existing | RYB | 11 kV |  |  |  |  | 240_3C_AL_XLPE | LAUTAN SAMUDERA: S05720 | SHAH ALAM 2 NO.5B 7: |  | 4040.017 m |  |  |  | 3 | 0
382390193 | TNB | DISTRIBUTION | KUALA SELANGOR | Existing | RYB | 11 kV |  |  |  |  | 240_3C_AL_XLPE | SHAH ALAM 2 NO.2: S01073 | SHAH ALAM 2 5C 4 NO.2: S05805 |  | 459.993 m |  |  |  | 3 | 1
382390197 | TNB | DISTRIBUTION | KUALA SELANGOR | Existing | RYB | 11 kV |  |  |  |  | 240_3C_AL_XLPE | SHAH ALAM 2 5C 4 NO.2: S05806 | SHAH ALAM 2 5C 4 NO.1: S05801 |  | 194.778 m |  |  |  | 3 | 0
382390235 | TNB | DISTRIBUTION | KUALA SELANGOR | Existing | RYB | 11 kV | NO | Class C |  |  | 7X_500_1C_AL_PVC/PVC |  |  |  | 0.839 m |  |  |  | 7 | 0
382390236 | TNB | DISTRIBUTION | KUALA SELANGOR | Existing | RYB | 11 kV | NO | Class C |  |  | 7X_500_1C_AL_PVC/PVC |  |  |  | 0.854 m |  |  |  | 7 | 0
382390417 | TNB | DISTRIBUTION | KUALA SELANGOR | Existing | RYB | 11 kV | YES | Class D |  |  | 240_3C_AL_XLPE | APARTMENT WARNASARI 2: S05851 | RMH PAM AIR JBA PH3 PUNCAK ALAM: S01088 |  | 296.658 m |  |  |  | 3 | 0
382390535 | TNB | DISTRIBUTION | KUALA SELANGOR | Existing | RYB | 11 kV |  |  |  |  | 240_3C_AL_XLPE | TOONG HENG LONG: R06530 | IRON WORK 2/6: R06928 |  | 274.700 m |  |  |  | 3 | 0
382390663 | TNB | DISTRIBUTION | KUALA SELANGOR | Existing | RYB | 11 kV |  |  |  |  | 240_3C_AL_XLPE | SPG RJ ABDULLAH: S00174 | TAMAN GELAMA: S05877 |  | 1132.937 m |  |  |  | 3 | 1
382390788 | TNB | DISTRIBUTION | KUALA SELANGOR | Existing | RYB | 11 kV |  |  |  |  | 240_3C_AL_XLPE | K/UDANG API-API NO 9: S01302 | PADAT RUMAH KEDAI SASARAN: S05784 |  | 720.112 m |  |  |  | 3 | 0
382390908 | TNB | DISTRIBUTION | KUALA SELANGOR | Existing | RYB | 11 kV |  |  |  |  | 240_3C_AL_XLPE | TERNAK LEMBU IJOK: R01834 | BEACON: R0002 |  | 2035.346 m |  |  |  | 3 | 0
382391065 | TNB | DISTRIBUTION | KUALA SELANGOR | Existing | RYB | 11 kV |  |  |  |  | 240_3C_AL_XLPE | RUMAH BANGLO PUNCAK ALAM JAYA 2: S05882 | RUMAH KEDAI PUNCAK ALAM JAYA: S05858 |  | 477.199 m |  |  |  | 3 | 0
382391194 | TNB | DISTRIBUTION | KUALA SELANGOR | Existing | RYB | 11 kV |  |  |  |  | 240_3C_AL_XLPE | P/PENURUN BALAI POLIS BATU ARANG: R02754 | VHF BATU ARANG: R07384 |  | 2164.831 m |  |  |  | 3 | 1
382391319 | TNB | DISTRIBUTION | KUALA SELANGOR | Existing | RYB | 11 kV |  |  |  |  | 240_3C_AL_XLPE | SMK KUALA SELANGOR ( SI RAMBAI): S05554 | TMN KSU FASA 5 NO.1: S05730 |  | 766.416 m |  |  |  | 3 | 0
382391441 | TNB | DISTRIBUTION | KUALA SELANGOR | Existing | RYB | 11 kV |  |  |  |  | 240_3C_AL_XLPE | GOLDPAGE NO.3: S05674 | STP PASIR PENAMBANG: S05695 |  | 35.093 m |  |  |  | 3 | 0
382391449 | TNB | DISTRIBUTION | KUALA SELANGOR | Existing | RYB | 11 kV |  |  |  |  | 240_3C_AL_XLPE | GOLDPAGE NO.3: S05674 | STP PASIR PENAMBANG: S05695 |  | 250.165 m |  |  |  | 3 | 0
382391575 | TNB | DISTRIBUTION | KUALA SELANGOR | Existing | RYB | 11 kV |  |  |  |  | 240_3C_AL_XLPE | PADAT KEM CINA TIRAM BUROK: S01533 | PEWIRA RAYA: S05830 |  | 1421.542 m |  |  |  | 3 | 1
382391700 | TNB | DISTRIBUTION | KUALA SELANGOR | Existing | RYB | 11 kV |  |  |  |  | 240_3C_AL_XLPE | PT SERONG: S01532 | SMK SERI TIRAM BUROK: S05793 |  | 2557.455 m |  |  |  | 3 | 1
382391825 | TNB | DISTRIBUTION | KUALA SELANGOR | Existing | RYB | 11 kV |  |  |  |  | 240_3C_AL_XLPE | SMK SERI TIRAM BUROK: S05792 | JLN ANGGERIK TIRAM BUROK: S05761 |  | 1830.102 m |  |  |  | 3 | 1
382391966 | TNB | DISTRIBUTION | KUALA SELANGOR | Existing | RYB | 11 kV |  |  |  |  | 240_3C_AL_XLPE | PPU SDBY: 5 | LADANG HOPEFUL: R07387 |  | 133.497 m |  |  | FDR5 | 3 | 2
382391970 | TNB | DISTRIBUTION | KUALA SELANGOR | Existing | RYB | 11 kV |  |  |  |  | 240_3C_AL_XLPE | PPU SDBY: 5 | LADANG HOPEFUL: R07387 |  | 839.025 m |  |  |  | 3 | 0
382391974 | TNB | DISTRIBUTION | KUALA SELANGOR | Existing | RYB | 11 kV |  |  |  |  | 240_3C_AL_XLPE | LADANG HOPEFUL: R07389 | LDG MINYAK: R05531 |  | 838.483 m |  |  |  | 3 | 0
382392100 | TNB | DISTRIBUTION | KUALA SELANGOR | Existing | RYB | 11 kV |  |  |  |  | 240_3C_AL_XLPE | SEAFOOD BGN SEKINCHAN: S00577 | MAHSURI JLN PERDANA NO.1: S05770 |  | 1247.316 m |  |  |  | 3 | 0
382392230 | TNB | DISTRIBUTION | KUALA SELANGOR | Existing | RYB | 11 kV |  |  |  |  | 240_3C_AL_XLPE | PPU SKCN M: | APARTMENT SEKINCHAN: S05845 |  | 1411.635 m |  |  |  | 3 | 0
382392236 | TNB | DISTRIBUTION | KUALA SELANGOR | Existing | RYB | 11 kV |  |  |  |  | 240_3C_AL_XLPE | APARTMENT SEKINCHAN: S05847 | QTRS MAJLIS DAERAH SEKINCHAN: S01624 |  | 250.072 m |  |  |  | 3 | 0
382392290 | TNB | DISTRIBUTION | KUALA SELANGOR | Existing | RYB | 11 kV |  |  |  |  | 240_3C_AL_XLPE | KG BARU IJOK: R00591 | SW/STN KOTA PUTERI: R05308 [OFF] |  | 3227.773 m |  |  |  | 3 | 0
382392299 | TNB | DISTRIBUTION | KUALA SELANGOR | Existing | RYB | 11 kV |  |  |  |  | 240_3C_AL_XLPE | SW/STN KOTA PUTERI: R05307 | UNITED PAPER BOARD: R01783 |  | 5488.508 m |  |  |  | 3 | 0
382392307 | TNB | DISTRIBUTION | KUALA SELANGOR | Existing | RYB | 11 kV |  |  |  |  | 240_3C_AL_XLPE | PMU BARG 132/11 KV: | SW/STN KOTA PUTERI: R05309 |  | 5067.404 m |  |  |  | 3 | 0
382392772 | TNB | DISTRIBUTION | KUALA SELANGOR | Existing | RYB | 11 kV |  |  |  |  | 240_3C_AL_XLPE | APARTMENT ALAM PERDANA 3: R06381 | APARTMENT ALAM PERDANA 4: R06382 |  | 361.956 m |  |  |  | 3 | 0
382392998 | TNB | DISTRIBUTION | KUALA SELANGOR | Existing | RYB | 11 kV |  |  |  |  | 240_3C_AL_XLPE | APARTMENT ALAM PERDANA 1: R06373 | APARTMENT ALAM PERDANA 2: R06374 |  | 439.457 m |  |  |  | 3 | 0
382393002 | TNB | DISTRIBUTION | KUALA SELANGOR | Existing | RYB | 11 kV |  |  |  |  | 240_3C_AL_XLPE | APARTMENT ALAM PERDANA 2: R06377 | APARTMENT ALAM PERDANA 3: R06378 |  | 365.333 m |  |  |  | 3 | 0
382393252 | TNB | DISTRIBUTION | KUALA SELANGOR | Existing | RYB | 11 kV |  |  |  |  | 240_3C_AL_XLPE | LOJI AIR ALAM PERDANA P.ALAM: R05348 | RUMAH PANGSA ALAM PERDANA: R05349 |  | 368.703 m |  |  |  | 3 | 0
382393256 | TNB | DISTRIBUTION | KUALA SELANGOR | Existing | RYB | 11 kV |  |  |  |  | 240_3C_AL_XLPE | INDUSTRI ALAM JAYA NO.4: R05340 | LOJI AIR ALAM PERDANA P.ALAM: R05346 |  | 1406.784 m |  |  |  | 3 | 0
382393262 | TNB | DISTRIBUTION | KUALA SELANGOR | Existing | RYB | 11 kV |  |  |  |  | 240_3C_AL_XLPE | STP PERDANA ALAM JAYA: R04455 | APARTMENT ALAM PERDANA 4: R06385 [OFF] |  | 2192.945 m |  |  |  | 3 | 0
382393509 | TNB | DISTRIBUTION | KUALA SELANGOR | Existing | RYB | 11 kV |  |  |  |  | 240_3C_AL_XLPE | PERDANA ALAM JAYA NO.3: R04446 | PERDANA ALAM JAYA NO.2: R04447 |  | 413.109 m |  |  |  | 3 | 0
382393517 | TNB | DISTRIBUTION | KUALA SELANGOR | Existing | RYB | 11 kV |  |  |  |  | 240_3C_AL_XLPE | PERDANA ALAM JAYA NO.1: R04454 | STP PERDANA ALAM JAYA: R04456 |  | 1683.780 m |  |  |  | 3 | 0
382561061 | TNB | DISTRIBUTION | KUALA SELANGOR | Existing | RYB | 11 kV |  |  |  |  | 240_3C_AL_XLPE | VIP KSL: S00023 | TG KERAMAT: S00026 |  | 707.844 m |  |  |  | 3 | 0
382711459 | TNB | DISTRIBUTION | KUALA SELANGOR | Existing | RYB | 11 kV |  |  |  |  | 240_3C_AL_XLPE | SW/STN TMN JATI: S01413 | LYWOOD SG SEMBILANG: S05639 |  | 2022.518 m |  |  |  | 3 | 0
382711584 | TNB | DISTRIBUTION | KUALA SELANGOR | Existing | RYB | 11 kV |  |  |  |  | 240_3C_AL_XLPE | DETIK ATURAN: S05590 | ZON IKS SG GULANG-GULANG: S05717 |  | 1568.301 m |  |  |  | 3 | 0
382711715 | TNB | DISTRIBUTION | KUALA SELANGOR | Existing | RYB | 11 kV |  |  |  |  | 240_3C_AL_XLPE | LDG MINYAK: R05533 | BERJUNTAI BESTARI NO 2: R05058 |  | 186.192 m |  |  |  | 3 | 0
382711719 | TNB | DISTRIBUTION | KUALA SELANGOR | Existing | RYB | 11 kV |  |  |  |  | 240_3C_AL_XLPE | LADANG HOPEFUL: R07389 | LDG MINYAK: R05531 |  | 185.720 m |  |  |  | 3 | 0
383308204 | TNB | DISTRIBUTION | KUALA SELANGOR | Existing | RYB | 11 kV |  |  |  |  | 240_3C_AL_XLPE | SG RAMBAI NO 1: S00068 | SG RAMBAI NO 2: S00070 |  | 5079.643 m |  |  |  | 3 | 0
383510198 | TNB | DISTRIBUTION | KUALA SELANGOR | Existing | RYB | 33 kV |  |  |  |  | 630_1C_AL_XLPE | PMU BBDG: 9L5 | SSU HARTALEGA: |  | 6202.250 m |  |  |  | 3 | 0
383510202 | TNB | DISTRIBUTION | KUALA SELANGOR | Existing | RYB | 33 kV |  |  |  |  | 630_1C_AL_XLPE | SSU HARTALEGA: | PPU SDBY: [OFF] |  | 4712.379 m |  |  |  | 3 | 0
383510208 | TNB | DISTRIBUTION | KUALA SELANGOR | Existing | RYB | 33 kV |  |  |  |  | 240_1C_AL_XLPE |  |  |  | 9.276 m |  |  |  | 3 | 0
383510212 | TNB | DISTRIBUTION | KUALA SELANGOR | Existing | RYB | 33 kV |  |  |  |  | 240_1C_AL_XLPE |  |  |  | 14.282 m |  |  |  | 3 | 0
383815101 | TNB | DISTRIBUTION | KUALA SELANGOR | Existing | RYB | 11 kV |  |  |  |  | 240_3C_AL_XLPE | PERUMAHAN FASA 1 PUNCAK BISTARI: S05680 | PERUMAHAN FASA 4 PUNCAK BESTARI: S05916 |  | 336.364 m |  |  | FDR8 | 3 | 0
383815233 | TNB | DISTRIBUTION | KUALA SELANGOR | Existing | RYB | 11 kV |  |  |  |  | 70_3C_AL_PILC | SG YU NO 2: S01554 | REBAN AYAM BAIZILAH: S05924 |  | 2769.341 m |  |  |  | 3 | 1
383815348 | TNB | DISTRIBUTION | KUALA SELANGOR | Existing | RYB | 11 kV | YES | Class D |  |  | 240_3C_AL_XLPE | ASSOSIATED MANUFACTURE TRADER: R06798 | Grp: Substation Comp. 1: R08009 |  | 1786.304 m |  |  |  | 3 | 0
383819298 | TNB | DISTRIBUTION | KUALA SELANGOR | Existing | RYB | 11 kV |  |  |  |  | 240_3C_AL_XLPE | SELOKA GAGAH NO 2: S01604 | ONE SEKINCAN: S05934 |  | 268.031 m |  |  |  | 3 | 0
383819412 | TNB | DISTRIBUTION | KUALA SELANGOR | Existing | RYB | 11 kV |  |  |  |  | 240_3C_AL_XLPE | TMN RIA JAYA: S01579 | Grp: Substation Comp. 1: S05940 |  | 1402.065 m |  |  |  | 3 | 0
383819536 | TNB | DISTRIBUTION | KUALA SELANGOR | Existing | RYB | 11 kV |  |  |  |  | 240_3C_AL_XLPE | REBAN AYAM D/EMAS: S05948 | SPECIAL MADE IRON &STEEL: [OFF] |  | 13927.139 m |  |  |  | 3 | 0
383819546 | TNB | DISTRIBUTION | KUALA SELANGOR | Existing | RYB | 11 kV |  |  |  |  | 240_3C_AL_XLPE | REBAN AYAM D/EMAS: S05950 | PKNS RAJA MUSA (TMN RAJA MUSA): S05798 |  | 2215.402 m |  |  |  | 3 | 0
383823484 | TNB | DISTRIBUTION | KUALA SELANGOR | Existing | RYB | 11 kV |  |  |  |  | 240_3C_AL_XLPE | TMN MELAWATI CERGAS: S05758 | BNZ: S05750 [OFF] |  | 874.953 m |  |  |  | 3 | 0
384274911 | TNB | DISTRIBUTION | KUALA SELANGOR | Existing | RYB | 11 kV |  |  |  |  | 240_3C_AL_XLPE |  |  |  | 8.817 m |  |  |  | 3 | 0
384888549 | TNB | DISTRIBUTION | KUALA SELANGOR | Existing | RYB | 11 kV |  |  |  |  | 70_1C_AL_XLPE |  |  |  | 1.063 m |  |  |  | 3 | 0
384888807 | TNB | DISTRIBUTION | KUALA SELANGOR | Existing | RYB | 11 kV | YES |  |  |  | 240_3C_AL_XLPE | OSCAR CANARY: R04777 | D-KSL-C17-1624: R08099 |  | 5213.084 m |  |  |  | 3 | 2
384888820 | TNB | DISTRIBUTION | KUALA SELANGOR | Existing | RYB | 11 kV | YES |  |  |  | 240_3C_AL_XLPE | OSCAR CANARY: R04383 | D-KSL-C17-1592: R08103 |  | 543.167 m |  |  |  | 3 | 1
384888824 | TNB | DISTRIBUTION | KUALA SELANGOR | Existing | RYB | 11 kV | YES |  |  |  | 240_3C_AL_XLPE | D-KSL-C18-1627: R08229 | TYCOPLUS BT 22 IJOK: R08043 |  | 394.105 m |  |  |  | 3 | 0
384892875 | TNB | DISTRIBUTION | KUALA SELANGOR | Existing | RYB | 11 kV | Unknown |  |  |  | 70_1C_AL_XLPE |  |  |  | 1.171 m |  |  |  | 3 | 0
384892973 | TNB | DISTRIBUTION | KUALA SELANGOR | Existing | RYB | 11 kV | YES |  |  |  | 240_3C_AL_XLPE | PUSAT LATIHAN PERTANIAN: S05933 | D-KSL-C17-1525: S05964 |  | 3704.013 m |  |  |  | 3 | 0
384892991 | TNB | DISTRIBUTION | KUALA SELANGOR | Existing | RYB | 11 kV | Unknown |  |  |  | 240_3C_AL_XLPE | KLG PADI DATARAN PUSAKA: S05429 | TMN SERI MANIK: S05943 |  | 10285.568 m |  |  |  | 3 | 0
384893018 | TNB | DISTRIBUTION | KUALA SELANGOR | Existing | RYB | 11 kV | Unknown |  |  |  | 70_1C_AL_XLPE |  |  |  | 1.217 m |  |  |  | 3 | 0
384893387 | TNB | DISTRIBUTION | KUALA SELANGOR | Existing | RYB | 11 kV | Unknown |  |  |  | 70_1C_AL_XLPE |  |  |  | 1.305 m |  |  |  | 3 | 0
384893485 | TNB | DISTRIBUTION | KUALA SELANGOR | Existing | RYB | 11 kV | Unknown |  |  |  | 240_3C_AL_XLPE | TMN BAYU P/PENAMBANG: S01574 | D-KSL-C17-1380: S05958 |  | 558.386 m |  |  |  | 3 | 0
384893518 | TNB | DISTRIBUTION | KUALA SELANGOR | Existing | RYB | 11 kV | Unknown |  |  |  | 70_1C_AL_XLPE |  |  |  | 1.357 m |  |  |  | 3 | 0
384893616 | TNB | DISTRIBUTION | KUALA SELANGOR | Existing | RYB | 11 kV | Unknown |  |  |  | 240_3C_AL_XLPE | PUA YU NEN(FBK SYSTEM): S05448 | D-KSL-C17-1607: S05955 |  | 599.842 m |  |  |  | 3 | 0
384893628 | TNB | DISTRIBUTION | KUALA SELANGOR | Existing | RYB | 11 kV | Unknown |  |  |  | 240_3C_AL_XLPE | KILANG PADI PUKAL: S05929 | D-KSL-C17-1545 (tmn makmur): S05965 |  | 3097.517 m |  |  |  | 3 | 0
384893633 | TNB | DISTRIBUTION | KUALA SELANGOR | Existing | RYB | 11 kV | Unknown |  |  |  | 240_3C_AL_XLPE | D-KSL-C17-1545 (tmn makmur): S05967 | SSU TMN MAKMUR: [OFF] |  | 83.045 m |  |  |  | 3 | 0
384965711 | TNB | DISTRIBUTION | KUALA SELANGOR | Existing | RYB | 11 kV | NO | Class C |  |  | 7X_300_1C_AL_PVC/PVC |  |  |  | 1.247 m |  |  |  | 7 | 0
384965804 | TNB | DISTRIBUTION | KUALA SELANGOR | Existing | RYB | 11 kV | YES | Class D |  |  | 240_3C_AL_XLPE | LOT 11311 TIAJ 2/5: R08136 | TMT INDUSTRI: R06486 |  | 39.772 m |  |  |  | 3 | 0
385030098 | TNB | DISTRIBUTION | KUALA SELANGOR | Existing | RYB | 11 kV | YES |  |  |  | 70_1C_AL_XLPE |  |  |  | 1.114 m |  |  |  | 3 | 0
385030218 | TNB | DISTRIBUTION | KUALA SELANGOR | Existing | RYB | 11 kV | YES |  |  |  | 70_1C_AL_XLPE |  |  |  | 0.889 m |  |  |  | 3 | 0
385030313 | TNB | DISTRIBUTION | KUALA SELANGOR | Existing | RYB | 11 kV | YES |  |  |  | 240_3C_AL_XLPE | WATASEKO: R00477 | D-KSL-C17-1621: R08146 |  | 1650.113 m |  |  |  | 3 | 0
385141895 | TNB | DISTRIBUTION | KUALA SELANGOR | Existing | RYB | 33 kV |  |  |  |  | 630_1C_AL_XLPE | PPU BCBT: | PMU BBDG: 10L5 [OFF] |  | 157.977 m |  |  |  | 3 | 0
385141899 | TNB | DISTRIBUTION | KUALA SELANGOR | Existing | RYB | 33 kV |  |  |  |  | 630_1C_AL_XLPE | PMU BTAI: 2L5 | PPU BCBT: |  | 158.123 m |  |  |  | 3 | 0
385141917 | TNB | DISTRIBUTION | KUALA SELANGOR | Existing | RYB | 33 kV |  |  |  |  | 630_1C_AL_XLPE | PPU BCBT: | PMU BBDG: 10L5 [OFF] |  | 227.993 m |  |  |  | 3 | 0
385142006 | TNB | DISTRIBUTION | KUALA SELANGOR | Existing | RYB | 33 kV |  |  |  |  | 630_1C_AL_XLPE | PMU BTAI: 2L5 | PPU BCBT: |  | 55.709 m |  |  |  | 3 | 0
385502551 | TNB | DISTRIBUTION | KUALA SELANGOR | Existing | RYB | 11 kV |  | Class D |  |  | 70_1C_AL_XLPE |  |  |  | 1.216 m |  |  |  | 3 | 0
385502552 | TNB | DISTRIBUTION | KUALA SELANGOR | Existing | RYB | 11 kV |  | Class D |  |  | 70_1C_AL_XLPE |  |  |  | 1.221 m |  |  |  | 3 | 0
385502747 | TNB | DISTRIBUTION | KUALA SELANGOR | Existing | RYB | 11 kV | YES | Class D |  |  | 240_3C_AL_XLPE | PPU PAM1: 4 | D-KSL-C17-1638: R08206 |  | 8623.862 m |  |  |  | 3 | 0
385502782 | TNB | DISTRIBUTION | KUALA SELANGOR | Existing | RYB | 11 kV | NO | Class C |  |  | 70_1C_AL_XLPE |  |  |  | 1.224 m |  |  |  | 3 | 0
385502783 | TNB | DISTRIBUTION | KUALA SELANGOR | Existing | RYB | 11 kV | NO | Class C |  |  | 70_1C_AL_XLPE |  |  |  | 1.223 m |  |  |  | 3 | 0
385502978 | TNB | DISTRIBUTION | KUALA SELANGOR | Existing | RYB | 11 kV | YES | Class D |  |  | 240_3C_AL_XLPE | D-KSL-C17-1638: R08209 | D-KSL-C17-1497: R08202 |  | 300.180 m |  |  |  | 3 | 0
385503223 | TNB | DISTRIBUTION | KUALA SELANGOR | Existing | RYB | 11 kV | NO | Class C |  |  | 70_1C_AL_XLPE |  |  |  | 1.258 m |  |  |  | 3 | 0
385503224 | TNB | DISTRIBUTION | KUALA SELANGOR | Existing | RYB | 11 kV | NO | Class C |  |  | 70_1C_AL_XLPE |  |  |  | 1.270 m |  |  |  | 3 | 0
385503412 | TNB | DISTRIBUTION | KUALA SELANGOR | Existing | RYB | 11 kV | YES | Class D |  |  | 240_3C_AL_XLPE | MAY POLYESTER: | D-KSL-C17-1588: R08216 |  | 1317.242 m |  |  |  | 3 | 0
385503416 | TNB | DISTRIBUTION | KUALA SELANGOR | Existing | RYB | 11 kV | YES | Class D |  |  | 240_3C_AL_XLPE | D-KSL-C17-1497: R087205 | D-KSL-C17-1497: |  | 279.218 m |  |  |  | 3 | 0
386034945 | TNB | DISTRIBUTION | KUALA SELANGOR | Existing | RYB | 11 kV | NO | Class C |  |  | 70_1C_AL_XLPE |  |  |  | 1.049 m |  |  |  | 3 | 0
386034946 | TNB | DISTRIBUTION | KUALA SELANGOR | Existing | RYB | 11 kV | NO | Class C |  |  | 70_1C_AL_XLPE |  |  |  | 1.052 m |  |  |  | 3 | 0
387816959 | TNB | DISTRIBUTION | KUALA SELANGOR | Existing | RYB | 11 kV |  | Class C |  |  | 70_1C_AL_XLPE |  |  |  | 1.717 m |  |  |  | 3 | 0
387816960 | TNB | DISTRIBUTION | KUALA SELANGOR | Existing | RYB | 11 kV |  | Class C |  |  | 70_1C_AL_XLPE |  |  |  | 1.717 m |  |  |  | 3 | 0
387817162 | TNB | DISTRIBUTION | KUALA SELANGOR | Existing | RYB | 11 kV | YES | Class D |  |  | 240_3C_AL_XLPE | SSU KOTA PUTERI (CB9): | D-KSL-C18-1506: |  | 1705.501 m |  |  |  | 3 | 0
387817189 | TNB | DISTRIBUTION | KUALA SELANGOR | Existing | RYB | 11 kV | NO | Class C |  |  | 70_1C_AL_XLPE |  |  |  | 1.159 m |  |  |  | 3 | 0
387817287 | TNB | DISTRIBUTION | KUALA SELANGOR | Existing | RYB | 11 kV | YES | Class D |  |  | 240_3C_AL_XLPE | SSU JASA RINGGIT: | D-KSL-C18-1555: R08317 |  | 640.671 m |  |  |  | 3 | 0
387817325 | TNB | DISTRIBUTION | KUALA SELANGOR | Existing | RYB | 11 kV | YES | Class D |  |  | 240_3C_AL_XLPE | JLN MAKMUR BT 28 IJOK: R07560 | D-KSL-C18-1522: |  | 646.976 m |  |  |  | 3 | 0
387817363 | TNB | DISTRIBUTION | KUALA SELANGOR | Existing | RYB | 11 kV | NO | Class C |  |  | 70_1C_AL_XLPE |  |  |  | 1.210 m |  |  |  | 3 | 0
387817364 | TNB | DISTRIBUTION | KUALA SELANGOR | Existing | RYB | 11 kV | NO | Class C |  |  | 70_1C_AL_XLPE |  |  |  | 1.210 m |  |  |  | 3 | 0
387817545 | TNB | DISTRIBUTION | KUALA SELANGOR | Existing | RYB | 11 kV | YES | Class D |  |  | 240_3C_AL_XLPE | D-KSL-C18-1506: | D-KSL-C18-1506: R08325 |  | 359.177 m |  |  |  | 3 | 0
388117513 | TNB | DISTRIBUTION | KUALA SELANGOR | Existing | RYB | 11 kV |  | Class C |  |  | 70_1C_AL_XLPE |  |  |  | 1.216 m |  |  |  | 3 | 0
388117514 | TNB | DISTRIBUTION | KUALA SELANGOR | Existing | RYB | 11 kV |  | Class C |  |  | 70_1C_AL_XLPE |  |  |  | 1.220 m |  |  |  | 3 | 0
388117705 | TNB | DISTRIBUTION | KUALA SELANGOR | Existing | RYB | 11 kV |  | Class D |  |  | 240_3C_AL_XLPE | STESEN SUIS SECTION 2 PHASE 1B P.ALAM: | SHAH ALAM 2 5A7: S05906 |  | 21.662 m |  |  |  | 3 | 0
388117719 | TNB | DISTRIBUTION | KUALA SELANGOR | Existing | RYB | 11 kV | YES | Class C |  |  | 240_3C_AL_XLPE | STESEN SUIS SECTION 2 PHASE 1B P.ALAM: | SHAH ALAM 2 5A7: S05906 |  | 73.621 m |  |  |  | 3 | 0
388117727 | TNB | DISTRIBUTION | KUALA SELANGOR | Existing | RYB | 11 kV | NO | Class C |  |  | 240_3C_AL_XLPE | STESEN SUIS SECTION 2 PHASE 1B P.ALAM: | SHAH ALAM 2 5A7: S05906 |  | 195.186 m |  |  |  | 3 | 0
388422358 | TNB | DISTRIBUTION | KUALA SELANGOR | Existing | RYB | 11 kV |  |  |  |  | 240_3C_AL_XLPE | PMU BBDG: | VASATECH: R03228 |  | 2610.287 m |  |  |  | 3 | 0
388500081 | TNB | DISTRIBUTION | KUALA SELANGOR | Existing | RYB | 11 kV | NO | Class C |  |  | 240_3C_AL_XLPE | SHAH ALAM 2 5A7: S05904 | SHAH ALAM 2 NO.5B 7: [OFF] |  | 210.296 m |  |  |  | 3 | 0
388500088 | TNB | DISTRIBUTION | KUALA SELANGOR | Existing | RYB | 11 kV |  | Class D |  |  | 240_3C_AL_XLPE | SHAH ALAM 2 5A7: S05904 | SHAH ALAM 2 NO.5B 7: [OFF] |  | 28.116 m |  |  |  | 3 | 0
388500431 | TNB | DISTRIBUTION | KUALA SELANGOR | Existing | RYB | 11 kV | NO | Class C |  |  | 240_3C_AL_XLPE | SHAH ALAM 2 5A7: S05904 | SHAH ALAM 2 NO.5B 7: [OFF] |  | 46.435 m |  |  |  | 3 | 0
388856063 | TNB | DISTRIBUTION | KUALA SELANGOR | Existing | RYB | 11 kV | YES | Class D |  |  | 240_3C_AL_XLPE | PPU PLTF: | MULTI GUNA NO.3: R08074 |  | 381.569 m |  |  |  | 3 | 0
388856071 | TNB | DISTRIBUTION | KUALA SELANGOR | Existing | RYB | 11 kV | YES | Class D |  |  | 240_3C_AL_XLPE | D-KSL-C18-1555: R08319 | SSU PPAJ NO.1 JLN PPAJ (CB10): [OFF] |  | 7760.370 m |  |  |  | 3 | 0
388856145 | TNB | DISTRIBUTION | KUALA SELANGOR | Existing | RYB | 11 kV | YES | Class D |  |  | 240_3C_AL_XLPE | PPU PLTF: | SUBANG VENTURE: |  | 914.367 m |  |  |  | 3 | 0
388856159 | TNB | DISTRIBUTION | KUALA SELANGOR | Existing | RYB | 11 kV | YES | Class D |  |  | 240_3C_AL_XLPE | GUDANG BESI JLN 2/6: R06590 | KLG LOT 62 ALAM JAYA: R04600 |  | 73.291 m |  |  |  | 3 | 0
388856166 | TNB | DISTRIBUTION | KUALA SELANGOR | Existing | RYB | 11 kV | YES | Class D |  |  | 240_3C_AL_XLPE | KLG LOT 63 UNICAN ALAM JAYA: R04595 | INDS ALAM JAYA NO.5: R04745 |  | 411.821 m |  |  |  | 3 | 0
388856172 | TNB | DISTRIBUTION | KUALA SELANGOR | Existing | RYB | 11 kV | YES | Class D |  |  | 240_3C_AL_XLPE | PPU CLFD: | STN SUIS BASIC AVENUE ALAM JAYA: R05784 |  | 42.624 m |  |  |  | 3 | 0
388856176 | TNB | DISTRIBUTION | KUALA SELANGOR | Existing | RYB | 11 kV | YES | Class D |  |  | 240_3C_AL_XLPE | PPU PAM1: 7 | STN SUIS BASIC AVENUE ALAM JAYA: R05788 |  | 37.156 m |  |  |  | 3 | 0
388856190 | TNB | DISTRIBUTION | KUALA SELANGOR | Existing | RYB | 11 kV | YES | Class D |  |  | 240_3C_AL_XLPE | PPU PAM1: 7 | STN SUIS BASIC AVENUE ALAM JAYA: R05788 |  | 14.954 m |  |  |  | 3 | 0
388856199 | TNB | DISTRIBUTION | KUALA SELANGOR | Existing | RYB | 11 kV | YES | Class D |  |  | 240_3C_AL_XLPE | PPU PLTF: | MARKLON INDS: R05404 |  | 1053.264 m |  |  |  | 3 | 0
388856249 | TNB | DISTRIBUTION | KUALA SELANGOR | Existing | RYB | 11 kV | YES | Class D |  |  | 240_3C_AL_XLPE | PPU PLTF: | APRTMENT MELOR NO.1 PUNCAK ALAM: S05951 |  | 4950.427 m |  |  |  | 3 | 0
389036441 | TNB | DISTRIBUTION | KUALA SELANGOR | Existing | RYB | 11 kV | NO | Class C |  |  | 70_1C_AL_XLPE |  |  |  | 0.956 m |  |  |  | 3 | 0
389070853 | TNB | DISTRIBUTION | KUALA SELANGOR | Existing | RYB | 11 kV | YES | Class D |  |  | 240_3C_AL_XLPE | PKNS BKT BELIMBING (R/MURAH): S00495 | KELIP-KELIP BKT BELIMBING: S01566 |  | 20.072 m |  |  |  | 3 | 0
389070911 | TNB | DISTRIBUTION | KUALA SELANGOR | Existing | RYB | 11 kV | YES | Class D |  |  | 240_3C_AL_XLPE | PKNS BKT BELIMBING (R/MURAH): S00495 | KELIP-KELIP BKT BELIMBING: S01566 |  | 21.920 m |  |  |  | 3 | 0
389070991 | TNB | DISTRIBUTION | KUALA SELANGOR | Existing | RYB | 11 kV | YES | Class D |  |  | 240_3C_AL_XLPE | KELIP-KELIP BKT BELIMBING: S01568 | INNOBRIDE NO 6: S00498 |  | 22.323 m |  |  |  | 3 | 0
389070996 | TNB | DISTRIBUTION | KUALA SELANGOR | Existing | RYB | 11 kV | YES | Class D |  |  | 300_3C_AL_PILC | INNOBRIDE NO 6: S00500 | LUBOK PASANGAN: S00501 |  | 3005.140 m |  |  |  | 3 | 0
389071108 | TNB | DISTRIBUTION | KUALA SELANGOR | Existing | RYB | 11 kV | YES | Class D |  |  | 240_3C_AL_XLPE | INNOBRIDE NO 6: S00500 | LUBOK PASANGAN: S00501 |  | 986.824 m |  |  |  | 3 | 0
389071128 | TNB | DISTRIBUTION | KUALA SELANGOR | Existing | RYB | 11 kV | YES | Class D |  |  | 240_3C_AL_XLPE | TMN BKT BELIMBING INDAH: | PKNS BKT BELIMBING (R/MURAH): S00494 |  | 18.906 m |  |  |  | 3 | 0
389071164 | TNB | DISTRIBUTION | KUALA SELANGOR | Existing | RYB | 11 kV | YES | Class D |  |  | 240_3C_AL_XLPE | TMN BKT BELIMBING INDAH: | PKNS BKT BELIMBING (R/MURAH): S00494 |  | 74.236 m |  |  |  | 3 | 0
389375705 | TNB | DISTRIBUTION | KUALA SELANGOR | Existing | RYB | 11 kV | YES | Class D |  |  | 240_3C_AL_XLPE | TLK PENYAMUN: S00044 | TLK PENYAMUN-Kg sepakat: S00047 |  | 54.444 m |  |  |  | 3 | 0
390513559 | TNB | DISTRIBUTION | KUALA SELANGOR | Existing | RYB | 11 kV |  | Class C |  |  | 70_1C_AL_XLPE |  |  |  | 1.100 m |  |  |  | 3 | 0
390513657 | TNB | DISTRIBUTION | KUALA SELANGOR | Existing | RYB | 11 kV | YES | Class D |  |  | 240_3C_AL_XLPE | D-KSL-C17-1592: R08105 | D-KSL-C18-1627: R08231 |  | 50.477 m |  |  |  | 3 | 0
390513686 | TNB | DISTRIBUTION | KUALA SELANGOR | Existing | RYB | 11 kV |  | Class C |  |  | 70_1C_AL_XLPE |  |  |  | 1.201 m |  |  |  | 3 | 0
390513797 | TNB | DISTRIBUTION | KUALA SELANGOR | Existing | RYB | 11 kV |  | Class D |  |  | 240_3C_AL_XLPE | SG TERAP: S00444 | D-KSL-C18-1653: S05977 |  | 28.983 m |  |  |  | 3 | 0
390513801 | TNB | DISTRIBUTION | KUALA SELANGOR | Existing | RYB | 11 kV |  | Class D |  |  | 240_3C_AL_XLPE | D-KSL-C18-1653: S05979 | TMN NILAM: S05296 |  | 30.450 m |  |  |  | 3 | 0
390513828 | TNB | DISTRIBUTION | KUALA SELANGOR | Existing | RYB | 11 kV |  | Class C |  |  | 70_1C_AL_XLPE |  |  |  | 1.271 m |  |  |  | 3 | 0
390513919 | TNB | DISTRIBUTION | KUALA SELANGOR | Existing | RYB | 11 kV | YES | Class D |  |  | 240_3C_AL_XLPE | PMU KSGR: 4 | D-KSL-C19-1643: S05981 |  | 31.908 m |  |  |  | 3 | 0
392072860 | TNB | DISTRIBUTION | KUALA SELANGOR | Existing | RYB | 11 kV | YES | Class D |  |  | 240_3C_AL_XLPE | D-KSL-C19-1643: S05983 | EMINEM FARM: S01365 |  | 42.211 m |  |  |  | 3 | 0
392072925 | TNB | DISTRIBUTION | KUALA SELANGOR | Existing | RYB | 11 kV | YES | Class D |  |  | 240_3C_AL_XLPE | EMINEM FARM: S01363 | EXCEL GROWTECH: S05684 |  | 32.386 m |  |  |  | 3 | 0
393786143 | TNB | DISTRIBUTION | KUALA SELANGOR | Existing | RYB | 11 kV |  | Class C |  |  | 70_1C_AL_XLPE |  |  |  | 1.210 m |  |  |  | 3 | 0
393786144 | TNB | DISTRIBUTION | KUALA SELANGOR | Existing | RYB | 11 kV |  | Class C |  |  | 70_1C_AL_XLPE |  |  |  | 1.210 m |  |  |  | 3 | 0
393786337 | TNB | DISTRIBUTION | KUALA SELANGOR | Existing | RYB | 11 kV | YES | Class D |  |  | 240_3C_AL_XLPE | EVERFLOW: R06797 | D-KSL-C18-1668: R08341 |  | 59.815 m |  |  |  | 3 | 0
393786366 | TNB | DISTRIBUTION | KUALA SELANGOR | Existing | RYB | 11 kV |  | Class C |  |  | 70_1C_AL_XLPE |  |  |  | 1.159 m |  |  |  | 3 | 0
393786444 | TNB | DISTRIBUTION | KUALA SELANGOR | Existing | RYB | 11 kV | YES | Class D |  |  | 240_3C_AL_XLPE | REBAN AYAM HJ ISMAIL PT MAHANG: S05600 | D-KSL-C18-1658: S06003 |  | 321.635 m |  |  |  | 3 | 0
393786472 | TNB | DISTRIBUTION | KUALA SELANGOR | Existing | RYB | 11 kV |  | Class C |  |  | 70_1C_AL_XLPE |  |  |  | 1.159 m |  |  |  | 3 | 0
393786548 | TNB | DISTRIBUTION | KUALA SELANGOR | Existing | RYB | 11 kV | YES | Class D |  |  | 240_3C_AL_XLPE | D-KSL-C18-1646: R08344 | DURAFILL: R05726 |  | 581.340 m |  |  |  | 3 | 0

## Output
Id | Owner Type | Owner Name | Operational Area | Status | Phasing | Nominal Voltage | Assumed? | Data Quality Class | ERMS Functional Location | ERMS Equipment No | Label | From | To | Actual Length | Calculated Length | ERMS System Status | ERMS User Status | Remarks | MV UG Cables | MV UG Annotations | Check | Detail
3856068 | TNB | DISTRIBUTION | KUALA SELANGOR | Existing | RYB | 11 kV |  |  |  |  | 240_3C_AL_XLPE | KLG PAPAN SEKINCAN: R01817 | KC PILE: R06107 |  | 262.787 m |  |  |  | 3 | 0 | Pass | null
6556970 | TNB | DISTRIBUTION | KUALA SELANGOR | Existing | RYB | 11 kV |  |  |  |  | 240_3C_AL_XLPE | KOMPLEKS PERTANIAN: S01620 | TMN DESERAN MELAWATI NO 3: S05492 |  | 377.062 m |  |  |  | 3 | 0 | Pass | null
6556981 | TNB | DISTRIBUTION | KUALA SELANGOR | Existing | RYB | 11 kV |  |  |  |  | 240_3C_AL_XLPE | TMN DESERAN MELAWATI NO 3: S05494 | TMN BAYU PUTRA: S05461 |  | 741.223 m |  |  |  | 3 | 0 | Pass | null
9318004 | TNB | DISTRIBUTION | KUALA SELANGOR | Existing | RYB | 11 kV |  |  |  |  | 240_3C_AL_XLPE | TMN WARISAN: S05533 | BDR BARU NO 3: S00111 |  | 374.118 m |  |  |  | 3 | 1 | Pass | null
22238630 | TNB | DISTRIBUTION | KUALA SELANGOR | Existing | RYB | 11 kV |  |  |  |  | 240_3C_AL_XLPE | KOMPLEKS MAHKAMAH: S01262 | SK BDR BARU: S00110 |  | 43.196 m |  |  |  | 3 | 1 | Pass | null
22238631 | TNB | DISTRIBUTION | KUALA SELANGOR | Existing | RYB | 11 kV |  |  |  |  | 240_3C_AL_XLPE | BDR BARU NO 1: S00107 | KOMPLEKS MAHKAMAH: S01261 |  | 40.791 m |  |  |  | 3 | 1 | Pass | null
22242940 | TNB | DISTRIBUTION | KUALA SELANGOR | Existing | RYB | 11 kV | YES | Class D |  |  | 240_3C_AL_XLPE | PMU KSGR: 4 | D-KSL-C19-1643: S05981 |  | 325.900 m |  |  | FDR4 | 3 | 0 | Pass | null
22247231 | TNB | DISTRIBUTION | KUALA SELANGOR | Existing | RYB | 11 kV |  |  |  |  | 240_3C_AL_XLPE | GOOD NITE: S05422 | KOSSAN 2: S01424 |  | 23.867 m |  |  |  | 3 | 1 | Pass | null
22247234 | TNB | DISTRIBUTION | KUALA SELANGOR | Existing | RYB | 11 kV |  |  |  |  | 240_3C_AL_XLPE | BALAI POLIS JERAM: S00179 | MASJID PEKAN JERAM: S05619 |  | 33.361 m |  |  |  | 3 | 0 | Pass | null
22247237 | TNB | DISTRIBUTION | KUALA SELANGOR | Existing | RYB | 11 kV |  |  |  |  | 240_3C_AL_XLPE | WISMA PELADANG SG BULOH: S01362 | PEKAN SG BULOH: S00153 |  | 11.005 m |  |  |  | 3 | 0 | Pass | null
22247238 | TNB | DISTRIBUTION | KUALA SELANGOR | Existing | RYB | 11 kV |  |  |  |  | 240_3C_AL_XLPE | WISMA PELADANG SG BULOH: S01362 | PEKAN SG BULOH: S00153 |  | 64.709 m |  |  |  | 3 | 0 | Pass | null
22251603 | TNB | DISTRIBUTION | KUALA SELANGOR | Existing | RYB | 11 kV |  |  |  |  | 240_3C_AL_XLPE | LAY HONG NO 5(SPG 3 JERAM): S01627 | LAY HONG NO.6: S05488 |  | 20.597 m |  |  |  | 3 | 1 | Pass | null
22251604 | TNB | DISTRIBUTION | KUALA SELANGOR | Existing | RYB | 11 kV |  |  |  |  | 240_3C_AL_XLPE | LAY HONG NO.6: S05486 | JERAM NO 1: S00184 |  | 21.737 m |  |  |  | 3 | 1 | Pass | null
22251605 | TNB | DISTRIBUTION | KUALA SELANGOR | Existing | RYB | 11 kV |  |  |  |  | 240_3C_AL_XLPE | QUARTERS LDG BUKIT CERAKAH: S05416 |  |  | 32.941 m |  |  |  | 3 | 1 | Pass | null
22251606 | TNB | DISTRIBUTION | KUALA SELANGOR | Existing | RYB | 11 kV |  |  |  |  | 240_3C_AL_XLPE |  | QUARTERS LDG BUKIT CERAKAH: S05418 |  | 34.136 m |  |  |  | 3 | 1 | Pass | null
22251608 | TNB | DISTRIBUTION | KUALA SELANGOR | Existing | RYB | 11 kV |  |  |  |  | 240_3C_AL_XLPE | JERAM NO 2: S00186 |  |  | 17.787 m |  |  |  | 3 | 1 | Pass | null
22251610 | TNB | DISTRIBUTION | KUALA SELANGOR | Existing | RYB | 11 kV |  |  |  |  | 240_3C_AL_XLPE | PUSAT PELUPUSAN SAMPAH JERAM: S05735 | PKNS TMN PEKERTI JERAM: S05405 |  | 48.308 m |  |  |  | 3 | 1 | Pass | null
22251611 | TNB | DISTRIBUTION | KUALA SELANGOR | Existing | RYB | 11 kV |  |  |  |  | 240_3C_AL_XLPE |  | BKT HIJAU NO 2: S05485 |  | 19.676 m |  |  |  | 3 | 1 | Pass | null
22251612 | TNB | DISTRIBUTION | KUALA SELANGOR | Existing | RYB | 11 kV |  |  |  |  | 240_3C_AL_XLPE | SHAH ALAM 2 NO.5B 7: S05584 |  |  | 40.810 m |  |  |  | 3 | 0 | Pass | null
22264478 | TNB | DISTRIBUTION | KUALA SELANGOR | Existing | RYB | 11 kV |  |  |  |  | 240_3C_AL_XLPE | TELEKOM SEKINCHAN: S00584 | SURIA PRESS: S05580 |  | 32.899 m |  |  |  | 3 | 0 | Pass | null
22264486 | TNB | DISTRIBUTION | KUALA SELANGOR | Existing | RYB | 11 kV |  |  |  |  | 240_3C_AL_XLPE | BGN SEKINCHAN: S01597 | BERNAS (LPN): S05747 |  | 2199.096 m |  |  |  | 3 | 0 | Pass | null
22264503 | TNB | DISTRIBUTION | KUALA SELANGOR | Existing | RYB | 11 kV |  |  |  |  | 240_3C_AL_XLPE | TELEKOM SEKINCHAN: S00584 | SURIA PRESS: S05580 |  | 10.187 m |  |  |  | 3 | 0 | Pass | null
22268776 | TNB | DISTRIBUTION | KUALA SELANGOR | Existing | RYB | 11 kV |  |  |  |  | 240_3C_AL_XLPE | SG SIREH BAN 2: S05827 | SG SIREH BAN 3: S05833 |  | 24.880 m |  |  |  | 3 | 1 | Pass | null
22268790 | TNB | DISTRIBUTION | KUALA SELANGOR | Existing | RYB | 11 kV |  |  |  |  | 240_1C_AL_XLPE | PT 1: S00569 | PT 2: S00566 |  | 60.369 m |  |  |  | 3 | 1 | Pass | null
22268791 | TNB | DISTRIBUTION | KUALA SELANGOR | Existing | RYB | 11 kV |  |  |  |  | 240_3C_AL_XLPE | PT 2: S00568 | KLG BIJI BENIH T/AIR 2: S00563 |  | 58.534 m |  |  |  | 3 | 1 | Pass | null
22268792 | TNB | DISTRIBUTION | KUALA SELANGOR | Existing | RYB | 11 kV |  |  |  |  | 240_3C_AL_XLPE | PT 2: S00568 | KLG BIJI BENIH T/AIR 2: S00563 |  | 150.434 m |  |  |  | 3 | 1 | Pass | null
22268793 | TNB | DISTRIBUTION | KUALA SELANGOR | Existing | RYB | 11 kV |  |  |  |  | 240_3C_AL_XLPE | KLG BIJI BENIH T/AIR 2: S00565 | PT 3: S00562 |  | 183.578 m |  |  |  | 3 | 1 | Pass | null
22268794 | TNB | DISTRIBUTION | KUALA SELANGOR | Existing | RYB | 11 kV |  |  |  |  | 240_3C_AL_XLPE | KLG BIJI BENIH T/AIR 2: S00565 | PT 3: S00562 |  | 72.977 m |  |  |  | 3 | 1 | Pass | null
22268795 | TNB | DISTRIBUTION | KUALA SELANGOR | Existing | RYB | 11 kV |  |  |  |  | 240_3C_AL_XLPE | PT 3: S00560 | PT 4: S00559 |  | 71.876 m |  |  |  | 3 | 1 | Pass | null
22273150 | TNB | DISTRIBUTION | KUALA SELANGOR | Existing | RYB | 11 kV |  |  |  |  | 150_3C_AL_XLPE | SAWAH SEMP NO 6: S02588 | INNOBRIDE NO 5: S00431 [OFF] |  | 29.134 m |  |  | UG | 3 | 1 | Pass | null
22273160 | TNB | DISTRIBUTION | KUALA SELANGOR | Existing | RYB | 11 kV |  |  |  |  | 150_3C_AL_XLPE | GAWAR-GAWAR (JENTAYU TUAH): S01510 | SG GULANG-GULANG: S00408 |  | 40.954 m |  |  |  | 3 | 1 | Pass | null
22273161 | TNB | DISTRIBUTION | KUALA SELANGOR | Existing | RYB | 11 kV |  |  |  |  | 150_3C_AL_XLPE | SG GULANG-GULANG: S00406 | DETIK ATURAN: S05591 |  | 26.222 m |  |  |  | 3 | 1 | Pass | null
22273167 | TNB | DISTRIBUTION | KUALA SELANGOR | Existing | RYB | 11 kV |  |  |  |  | 240_3C_AL_XLPE |  |  |  | 8.254 m |  |  |  | 3 | 1 | Pass | null
22273168 | TNB | DISTRIBUTION | KUALA SELANGOR | Existing | RYB | 11 kV |  |  |  |  | 240_3C_AL_XLPE |  |  |  | 24.469 m |  |  |  | 3 | 1 | Pass | null
22273169 | TNB | DISTRIBUTION | KUALA SELANGOR | Existing | RYB | 11 kV |  |  |  |  | 150_3C_AL_XLPE | SAWAH SEMP NO 5: S00401 | SAWAH SEMP NO 6: S00404 |  | 42.013 m |  |  |  | 3 | 1 | Pass | null
22273170 | TNB | DISTRIBUTION | KUALA SELANGOR | Existing | RYB | 11 kV |  |  |  |  | 150_3C_AL_XLPE | SAWAH SEMP NO 6: S02588 | INNOBRIDE NO 5: S00431 [OFF] |  | 29.614 m |  |  |  | 3 | 1 | Pass | null
22277340 | TNB | DISTRIBUTION | KUALA SELANGOR | Existing | RYB | 33 kV |  |  |  |  | 240_3C_AL_XLPE |  |  |  | 146.955 m |  |  |  | 3 | 2 | Pass | null
22277342 | TNB | DISTRIBUTION | KUALA SELANGOR | Existing | RYB | 11 kV |  |  |  |  | 240_3C_AL_XLPE | K/UDANG API-API NO 9: S01302 | PADAT RUMAH KEDAI SASARAN: S05784 |  | 101.902 m |  |  |  | 3 | 2 | Pass | null
22277343 | TNB | DISTRIBUTION | KUALA SELANGOR | Existing | RYB | 11 kV |  |  |  |  | 240_3C_AL_XLPE | K/UDANG API-API NO 8: S01299 | K/UDANG API-API NO 9: S01300 |  | 125.149 m |  |  |  | 3 | 2 | Pass | null
22277344 | TNB | DISTRIBUTION | KUALA SELANGOR | Existing | RYB | 11 kV |  |  |  |  | 240_3C_AL_XLPE | K/UDANG API-API NO 8: S01299 | K/UDANG API-API NO 9: S01300 |  | 87.944 m |  |  |  | 3 | 2 | Pass | null
22277345 | TNB | DISTRIBUTION | KUALA SELANGOR | Existing | RYB | 11 kV |  |  |  |  | 240_3C_AL_XLPE | K/UDANG API-API NO 7: S01296 | K/UDANG API-API NO 8: S01297 |  | 119.286 m |  |  |  | 3 | 2 | Pass | null
22277346 | TNB | DISTRIBUTION | KUALA SELANGOR | Existing | RYB | 11 kV |  |  |  |  | 240_3C_AL_XLPE | K/UDANG API-API NO 7: S01296 | K/UDANG API-API NO 8: S01297 |  | 138.421 m |  |  |  | 3 | 2 | Pass | null
22277347 | TNB | DISTRIBUTION | KUALA SELANGOR | Existing | RYB | 11 kV |  |  |  |  | 240_3C_AL_XLPE | K/UDANG API-API NO 6: S01293 | K/UDANG API-API NO 7: S01294 |  | 175.552 m |  |  |  | 3 | 2 | Pass | null
22277348 | TNB | DISTRIBUTION | KUALA SELANGOR | Existing | RYB | 11 kV |  |  |  |  | 240_3C_AL_XLPE | K/UDANG API-API NO 6: S01293 | K/UDANG API-API NO 7: S01294 |  | 58.683 m |  |  |  | 3 | 2 | Pass | null
22277349 | TNB | DISTRIBUTION | KUALA SELANGOR | Existing | RYB | 11 kV |  |  |  |  | 240_3C_AL_XLPE | K/UDANG API-API NO 5: S01290 | K/UDANG API-API NO 6: S01291 |  | 71.906 m |  |  |  | 3 | 2 | Pass | null
22277350 | TNB | DISTRIBUTION | KUALA SELANGOR | Existing | RYB | 11 kV |  |  |  |  | 240_3C_AL_XLPE | K/UDANG API-API NO 5: S01290 | K/UDANG API-API NO 6: S01291 |  | 131.243 m |  |  |  | 3 | 2 | Pass | null
22277351 | TNB | DISTRIBUTION | KUALA SELANGOR | Existing | RYB | 11 kV |  |  |  |  | 240_3C_AL_XLPE | K/UDANG API-API NO 2: S01324 | K/UDANG API-API NO 5: S01288 |  | 162.513 m |  |  |  | 3 | 2 | Pass | null
22277352 | TNB | DISTRIBUTION | KUALA SELANGOR | Existing | RYB | 11 kV |  |  |  |  | 240_3C_AL_XLPE | K/UDANG API-API NO 4: S01287 | K/UDANG API-API NO 2: S01323 |  | 298.991 m |  |  |  | 3 | 2 | Pass | null
22277354 | TNB | DISTRIBUTION | KUALA SELANGOR | Existing | RYB | 11 kV |  |  |  |  | 240_3C_AL_XLPE | TMN SOLOMON: S01357 | TMN PARI: S05616 |  | 393.307 m |  |  |  | 3 | 2 | Pass | null
22277355 | TNB | DISTRIBUTION | KUALA SELANGOR | Existing | RYB | 11 kV |  |  |  |  | 240_3C_AL_XLPE | KEMAYAN: S00149 | TMN SOLOMON: S01356 |  | 398.884 m |  |  |  | 3 | 2 | Pass | null
22277356 | TNB | DISTRIBUTION | KUALA SELANGOR | Existing | RYB | 11 kV |  |  |  |  | 240_3C_AL_XLPE | TMN YU: S05478 | TMN SIAKAP: S05439 |  | 217.100 m |  |  |  | 3 | 2 | Pass | null
22277357 | TNB | DISTRIBUTION | KUALA SELANGOR | Existing | RYB | 11 kV |  |  |  |  | 240_3C_AL_XLPE | TMN SIAKAP: S05441 | TMN SG BULOH: S00146 |  | 396.473 m |  |  |  | 3 | 2 | Pass | null
22281592 | TNB | DISTRIBUTION | KUALA SELANGOR | Existing | RYB | 11 kV |  |  |  |  | 240_3C_AL_XLPE |  |  |  | 23.958 m |  |  |  | 3 | 0 | Pass | null
22281593 | TNB | DISTRIBUTION | KUALA SELANGOR | Existing | RYB | 11 kV |  |  |  |  | 240_3C_AL_XLPE |  |  |  | 23.404 m |  |  |  | 3 | 0 | Pass | null
22281594 | TNB | DISTRIBUTION | KUALA SELANGOR | Existing | RYB | 11 kV |  |  |  |  | 240_3C_AL_XLPE |  |  |  | 23.347 m |  |  |  | 3 | 0 | Pass | null
22281595 | TNB | DISTRIBUTION | KUALA SELANGOR | Existing | RYB | 11 kV |  |  |  |  | 240_3C_AL_XLPE |  |  |  | 24.304 m |  |  |  | 3 | 0 | Pass | null
22307433 | TNB | DISTRIBUTION | KUALA SELANGOR | Existing | RYB | 11 kV |  |  |  |  | 150_3C_AL_XLPE |  |  |  | 5.332 m |  |  |  | 3 | 0 | Pass | null
22307437 | TNB | DISTRIBUTION | KUALA SELANGOR | Existing | RYB | 11 kV |  |  |  |  | 150_3C_AL_XLPE |  |  |  | 3.881 m |  |  |  | 3 | 0 | Pass | null
22307438 | TNB | DISTRIBUTION | KUALA SELANGOR | Existing | RYB | 11 kV |  |  |  |  | 150_3C_AL_XLPE |  |  |  | 8.333 m |  |  |  | 3 | 0 | Pass | null
22307440 | TNB | DISTRIBUTION | KUALA SELANGOR | Existing | RYB | 11 kV |  |  |  |  | 150_3C_AL_XLPE |  |  |  | 60.893 m |  |  |  | 3 | 0 | Pass | null
22307443 | TNB | DISTRIBUTION | KUALA SELANGOR | Existing | RYB | 11 kV |  |  |  |  | 150_3C_AL_XLPE |  |  |  | 7.050 m |  |  |  | 3 | 0 | Pass | null
22307444 | TNB | DISTRIBUTION | KUALA SELANGOR | Existing | RYB | 11 kV |  |  |  |  | 150_3C_AL_XLPE |  |  |  | 3.036 m |  |  |  | 3 | 0 | Pass | null
22307445 | TNB | DISTRIBUTION | KUALA SELANGOR | Existing | RYB | 11 kV |  |  |  |  | 150_3C_AL_XLPE |  |  |  | 3.762 m |  |  |  | 3 | 0 | Pass | null
22307446 | TNB | DISTRIBUTION | KUALA SELANGOR | Existing | RYB | 11 kV |  |  |  |  | 150_3C_AL_XLPE |  |  |  | 5.856 m |  |  |  | 3 | 0 | Pass | null
22307447 | TNB | DISTRIBUTION | KUALA SELANGOR | Existing | RYB | 11 kV |  |  |  |  | 150_3C_AL_XLPE |  |  |  | 25.139 m |  |  |  | 3 | 0 | Pass | null
22307448 | TNB | DISTRIBUTION | KUALA SELANGOR | Existing | RYB | 11 kV |  |  |  |  | 150_3C_AL_XLPE | PPU CLFD: | YEAP JING HONG: R06495 |  | 50.397 m |  |  |  | 3 | 0 | Pass | null
22307454 | TNB | DISTRIBUTION | KUALA SELANGOR | Existing | RYB | 11 kV |  |  |  |  | 150_3C_AL_XLPE |  |  |  | 10.462 m |  |  |  | 3 | 0 | Pass | null
22311661 | TNB | DISTRIBUTION | KUALA SELANGOR | Existing | RYB | 11 kV |  |  |  |  | 240_3C_AL_XLPE | LDG RAJAGIRI: S00087 | PLAZA TOL LATAR (IJOK): S05546 |  | 12.443 m |  |  |  | 3 | 1 | Pass | null
22311662 | TNB | DISTRIBUTION | KUALA SELANGOR | Existing | RYB | 11 kV |  |  |  |  | 240_3C_AL_XLPE | D-KSL-C18-1658: S06001 | PT MAHANG NO 2: S01452 |  | 63.862 m |  |  |  | 3 | 0 | Pass | null
22311663 | TNB | DISTRIBUTION | KUALA SELANGOR | Existing | RYB | 11 kV | YES | Class D |  |  | 240_3C_AL_XLPE | D-KSL-C18-1658: S06001 | PT MAHANG NO 2: S01452 |  | 301.333 m |  |  |  | 3 | 0 | Pass | null
22316448 | TNB | DISTRIBUTION | KUALA SELANGOR | Existing | RYB | 11 kV |  |  |  |  | 240_3C_AL_XLPE | TAKE SIX: R05043 | RHONG KHEN INDUSTRI: R01840 |  | 192.665 m |  |  |  | 3 | 1 | Pass | null
22316456 | TNB | DISTRIBUTION | KUALA SELANGOR | Existing | RYB | 11 kV |  |  |  |  | 240_3C_AL_XLPE | TAMAN DAMAI IJOK: R06947 | LEE LEE KONG: R05180 |  | 29.903 m |  |  |  | 3 | 0 | Pass | null
22316457 | TNB | DISTRIBUTION | KUALA SELANGOR | Existing | RYB | 11 kV |  |  |  |  | 240_3C_AL_XLPE | LEE LEE KONG: R05182 | TMN IJOK UTAMA: R05361 |  | 27.755 m |  |  |  | 3 | 0 | Pass | null
22316462 | TNB | DISTRIBUTION | KUALA SELANGOR | Existing | RYB | 11 kV |  |  |  |  | 240_3C_AL_XLPE | BINAAN TEPAT IJOK 9 BUAH KILANG: | KG BARU IJOK: R00589 [OFF] |  | 26.359 m |  |  |  | 3 | 0 | Pass | null
22316465 | TNB | DISTRIBUTION | KUALA SELANGOR | Existing | RYB | 11 kV |  |  |  |  | 240_3C_AL_XLPE | TMN KOPERASI BENA IJOK: R04254 | PADAT BT. 8 IJOK: R03623 |  | 10.545 m |  |  |  | 3 | 0 | Pass | null
22316467 | TNB | DISTRIBUTION | KUALA SELANGOR | Existing | RYB | 11 kV |  |  |  |  | 240_3C_AL_XLPE | TMN SRI IJOK: R05986 | TMN KOPERASI BENA IJOK: R04252 |  | 159.651 m |  |  |  | 3 | 0 | Pass | null
22316471 | TNB | DISTRIBUTION | KUALA SELANGOR | Existing | RYB | 11 kV |  |  |  |  | 240_3C_AL_XLPE | BINAAN TEPAT IJOK 9 BUAH KILANG: | KG BARU IJOK: R00589 [OFF] |  | 22.099 m |  |  |  | 3 | 0 | Pass | null
22337394 | TNB | DISTRIBUTION | KUALA SELANGOR | Existing | RYB | 11 kV |  |  |  |  | 150_3C_AL_XLPE |  |  |  | 193.118 m |  |  |  | 3 | 2 | Pass | null
22345979 | TNB | DISTRIBUTION | KUALA SELANGOR | Existing | RYB | 11 kV |  |  |  |  | 150_3C_AL_XLPE |  |  |  | 5.380 m |  |  |  | 3 | 1 | Pass | null
22345980 | TNB | DISTRIBUTION | KUALA SELANGOR | Existing | RYB | 11 kV |  |  |  |  | 150_3C_AL_XLPE |  |  |  | 3.095 m |  |  |  | 3 | 1 | Pass | null
22345981 | TNB | DISTRIBUTION | KUALA SELANGOR | Existing | RYB | 11 kV |  |  |  |  | 150_3C_AL_XLPE | POULTRY FARM NO 1: S00437 | KILANG IKAN KELI SG YU: S05597 |  | 27.755 m |  |  |  | 3 | 0 | Pass | null
22350687 | TNB | DISTRIBUTION | KUALA SELANGOR | Existing | RYB | 11 kV |  |  |  |  | 240_3C_AL_XLPE | YUSRI: S00460 | LPN BATU 2: S00464 |  | 19.721 m |  |  |  | 3 | 1 | Pass | null
22350704 | TNB | DISTRIBUTION | KUALA SELANGOR | Existing | RYB | 11 kV | YES | Class D |  |  | 150_3C_AL_XLPE | PKNS BKT BELIMBING (R/MURAH): S00495 | TOK 4 MAJID: S00491 |  | 23.898 m |  |  |  | 3 | 1 | Pass | null
22380332 | TNB | DISTRIBUTION | KUALA SELANGOR | Existing | RYB | 11 kV |  |  |  |  | 240_3C_AL_XLPE | ZON C FASA 2A PUNCAK ALAM: S01055 | SHAH ALAM 2 NO.4 PUNCAK ALAM: S01087 |  | 1670.622 m |  |  |  | 3 | 6 | Pass | null
22380364 | TNB | DISTRIBUTION | KUALA SELANGOR | Existing | RYB | 11 kV |  |  |  |  | 240_3C_AL_XLPE | BKT HIJAU NO 1: S01448 | SW/STN BKT HIJAU: S00309 |  | 2107.997 m |  |  |  | 3 | 6 | Pass | null
22380369 | TNB | DISTRIBUTION | KUALA SELANGOR | Existing | RYB | 11 kV |  |  |  |  | 240_3C_AL_XLPE | TMN SRI PERTAMA: S00286 | BKT KUCING TAMBAHAN: S00292 |  | 3552.394 m |  |  |  | 3 | 4 | Pass | null
22393218 | TNB | DISTRIBUTION | KUALA SELANGOR | Existing | RYB | 11 kV |  |  |  |  | 240_3C_AL_XLPE | PMU BARG 132/11 KV: | SSU KOTA PUTERI (CB9): R05882 |  | 3308.210 m |  |  |  | 3 | 4 | Pass | null
22393250 | TNB | DISTRIBUTION | KUALA SELANGOR | Existing | RYB | 11 kV | YES | Class D |  |  | 240_3C_AL_XLPE | SUBANG VENTURE: | KLG KAYU PAPAN & LOGAM BERJAYA: R05226 |  | 437.819 m |  |  |  | 3 | 3 | Pass | null
22393282 | TNB | DISTRIBUTION | KUALA SELANGOR | Existing | RYB | 11 kV | YES | Class D |  |  | 240_3C_AL_XLPE | SUBANG VENTURE: | KYODO STEEL: R05363 |  | 145.727 m |  |  |  | 3 | 2 | Pass | null
22393370 | TNB | DISTRIBUTION | KUALA SELANGOR | Existing | RYB | 11 kV |  |  |  |  | 240_3C_AL_XLPE | INTERSIT INDUSTRIES IJOK: R05916 | WILLY STEEL: R05256 |  | 285.698 m |  |  |  | 3 | 1 | Pass | null
22393378 | TNB | DISTRIBUTION | KUALA SELANGOR | Existing | RYB | 11 kV |  |  |  |  | 240_3C_AL_XLPE | WILLY STEEL: R05257 | SSU UNITED PAPER BOARD: R05066 |  | 511.550 m |  |  |  | 3 | 2 | Pass | null
22393422 | TNB | DISTRIBUTION | KUALA SELANGOR | Existing | RYB | 11 kV |  |  |  |  | 240_3C_AL_XLPE | LBH BROTHERS: R05128 | BE PILE: R01774 |  | 687.981 m |  |  |  | 3 | 2 | Pass | null
22393552 | TNB | DISTRIBUTION | KUALA SELANGOR | Existing | RYB | 11 kV | YES | Class D |  |  | 240_3C_AL_XLPE | GREAT MARKETING: R06703 | INDUSTRI ALAM JAYA NO.8: R05274 |  | 721.536 m |  |  |  | 3 | 2 | Pass | null
22393589 | TNB | DISTRIBUTION | KUALA SELANGOR | Existing | RYB | 11 kV |  |  |  |  | 240_3C_AL_XLPE | GEMHARTA: R05428 | VPN MARKETING (M): R05405 |  | 161.349 m |  |  |  | 3 | 2 | Pass | null
22393652 | TNB | DISTRIBUTION | KUALA SELANGOR | Existing | RYB | 11 kV |  |  |  |  | 240_3C_AL_XLPE | KHUEN HING METAL SDN BHD: R05278 | HF MAROSHUMI ALAM JAYA: R05783 |  | 107.806 m |  |  |  | 3 | 2 | Pass | null
22393721 | TNB | DISTRIBUTION | KUALA SELANGOR | Existing | RYB | 11 kV |  |  |  |  | 240_3C_AL_XLPE | PROGRESSIVE FOAM: R05409 | AGRO TECH ALAM JAYA: R05720 |  | 168.008 m |  |  |  | 3 | 2 | Pass | null
22393753 | TNB | DISTRIBUTION | KUALA SELANGOR | Existing | RYB | 11 kV |  |  |  |  | 240_3C_AL_XLPE | FUJI BAKERY P.ALAM: R05674 | PROGRESSIVE FOAM: R05407 |  | 229.570 m |  |  |  | 3 | 2 | Pass | null
22393780 | TNB | DISTRIBUTION | KUALA SELANGOR | Existing | RYB | 11 kV |  |  |  |  | 240_3C_AL_XLPE | LITEX METAL SDN BHD: R05863 | FUJI BAKERY P.ALAM: R05676 |  | 90.098 m |  |  |  | 3 | 1 | Pass | null
22393804 | TNB | DISTRIBUTION | KUALA SELANGOR | Existing | RYB | 11 kV | YES | Class D |  |  | 240_3C_AL_XLPE | KYODO STEEL: R05361 | KLG LOT 58 ALAM JAYA: R04591 |  | 68.266 m |  |  |  | 3 | 2 | Pass | null
22397552 | TNB | DISTRIBUTION | KUALA SELANGOR | Existing | RYB | 11 kV |  |  |  |  | 240_3C_AL_XLPE | INNOBRIDE BGN TENGKORAK(B): S01698 | PT 1: S01593 [OFF] |  | 1996.782 m |  |  |  | 3 | 3 | Pass | null
22397568 | TNB | DISTRIBUTION | KUALA SELANGOR | Existing | RYB | 11 kV |  |  |  |  | 240_3C_AL_XLPE | SW/STN SRI FUMA: S00361 | K/UDANG SRI FUMA: S00363 |  | 1179.355 m |  |  |  | 3 | 6 | Pass | null
22406120 | TNB | DISTRIBUTION | KUALA SELANGOR | Existing | RYB | 11 kV |  |  |  |  | 150_3C_AL_XLPE | KONG LEE ENG FARM: S01652 | RJ MUSA NO 1 (TMN MANICKAVASAGAM): S01641 [OFF] |  | 34.869 m |  |  |  | 3 | 0 | Pass | null
22406123 | TNB | DISTRIBUTION | KUALA SELANGOR | Existing | RYB | 11 kV |  |  |  |  | 150_3C_AL_XLPE | SW/STN RJ MUSA: S00504 | QTRS LADANG BKT TALANG NO 2: S01565 |  | 11.519 m |  |  |  | 3 | 0 | Pass | null
22406124 | TNB | DISTRIBUTION | KUALA SELANGOR | Existing | RYB | 11 kV |  |  |  |  | 150_3C_AL_XLPE | SW/STN RJ MUSA: S00504 | QTRS LADANG BKT TALANG NO 2: S01565 |  | 36.974 m |  |  |  | 3 | 0 | Pass | null
22406125 | TNB | DISTRIBUTION | KUALA SELANGOR | Existing | RYB | 11 kV |  |  |  |  | 150_3C_AL_XLPE | LDG GUTHREY BKT TALANG: S05404 | RJ MUSA NO 2(ESTATE): S00511 |  | 12.511 m |  |  |  | 3 | 0 | Pass | null
22406126 | TNB | DISTRIBUTION | KUALA SELANGOR | Existing | RYB | 11 kV |  |  |  |  | 150_3C_AL_XLPE | PKNS RAJA MUSA (TMN RAJA MUSA): S01538 | LDG GUTHREY BKT TALANG: S05402 |  | 10.703 m |  |  |  | 3 | 0 | Pass | null
22406129 | TNB | DISTRIBUTION | KUALA SELANGOR | Existing | RYB | 33 kV | YES |  |  |  | 630_1C_AL_XLPE | PPU BCBT: | PMU BBDG: 10L5 [OFF] |  | 71.416 m |  |  |  | 3 | 0 | Pass | null
22406133 | TNB | DISTRIBUTION | KUALA SELANGOR | Existing | RYB | 33 kV | YES |  |  |  | 630_1C_AL_XLPE | PPU BCBT: | PMU BBDG: 10L5 [OFF] |  | 85.684 m |  |  |  | 3 | 0 | Pass | null
22406138 | TNB | DISTRIBUTION | KUALA SELANGOR | Existing | RYB | 33 kV | YES |  |  |  | 630_1C_AL_XLPE | PPU BCBT: | PMU BBDG: 10L5 [OFF] |  | 149.824 m |  |  |  | 3 | 0 | Pass | null
22406139 | TNB | DISTRIBUTION | KUALA SELANGOR | Existing | RYB | 33 kV |  |  |  |  | 240_3C_AL_XLPE | PMU BTAI: 3L5 |  |  | 29.913 m |  |  |  | 3 | 2 | Pass | null
22410390 | TNB | DISTRIBUTION | KUALA SELANGOR | Existing | RYB | 11 kV |  |  |  |  | 240_3C_AL_XLPE | JLN ANGGERIK TIRAM BUROK: S05760 | PADAT KEM CINA TIRAM BUROK: S01535 |  | 690.330 m |  |  |  | 3 | 1 | Pass | null
22410431 | TNB | DISTRIBUTION | KUALA SELANGOR | Existing | RYB | 11 kV |  |  |  |  | 240_3C_AL_XLPE | PASARAYA BILLION: S00340 | PEKAN TG KARANG (RIVER SIDE): S00341 [OFF] |  | 405.784 m |  |  |  | 3 | 3 | Pass | null
22410439 | TNB | DISTRIBUTION | KUALA SELANGOR | Existing | RYB | 11 kV |  |  |  |  | 240_3C_AL_XLPE | S.AGAMA TG KARANG: | TMN MAYANG(C/S): S05413 |  | 851.915 m |  |  |  | 3 | 4 | Pass | null
22440444 | TNB | DISTRIBUTION | KUALA SELANGOR | Existing | RYB | 11 kV |  |  |  |  | 240_3C_AL_XLPE | PEKAN SG BULOH: S00152 | KEMAYAN: S00151 |  | 602.873 m |  |  |  | 3 | 4 | Pass | null
22440452 | TNB | DISTRIBUTION | KUALA SELANGOR | Existing | RYB | 11 kV |  |  |  |  | 240_3C_AL_XLPE | JLN JATI SG BULOH: S01374 | SPG RJ ABDULLAH: S00173 |  | 2400.842 m |  |  |  | 3 | 4 | Pass | null
22440484 | TNB | DISTRIBUTION | KUALA SELANGOR | Existing | RYB | 11 kV |  |  |  |  | 240_3C_AL_XLPE | LDG KSL: S00092 | PKNS SIME DARBY (TMN RAJAWALI): S00089 |  | 834.841 m |  |  |  | 3 | 3 | Pass | null
22440492 | TNB | DISTRIBUTION | KUALA SELANGOR | Existing | RYB | 11 kV | YES | Class D |  |  | 240_3C_AL_XLPE | D-KSL-C19-1643: S05983 | EMINEM FARM: S01365 |  | 4594.974 m |  |  |  | 3 | 1 | Pass | null
22440516 | TNB | DISTRIBUTION | KUALA SELANGOR | Existing | RYB | 11 kV |  |  |  |  | 240_3C_AL_XLPE | PEKAN ASSAM JAWA: S00130 | TMN MULIA: S01346 |  | 913.270 m |  |  |  | 3 | 3 | Pass | null
22440524 | TNB | DISTRIBUTION | KUALA SELANGOR | Existing | RYB | 11 kV |  |  |  |  | 240_3C_AL_XLPE | TMN RHU: S00124 | TMN SERINDIT: S05484 |  | 1098.331 m |  |  |  | 3 | 2 | Pass | null
22440566 | TNB | DISTRIBUTION | KUALA SELANGOR | Existing | RYB | 11 kV |  |  |  |  | 240_3C_AL_XLPE | BELB API-API: S09273 | TMN MALAWATI JAYA NO 1: S01316 |  | 925.587 m |  |  |  | 3 | 5 | Pass | null
22440590 | TNB | DISTRIBUTION | KUALA SELANGOR | Existing | RYB | 11 kV |  |  |  |  | 185_3C_AL_PILC | K/UDANG API-API NO 1: S00279 | TMN IMPIAN (C): S01328 |  | 1850.575 m |  |  |  | 3 | 2 | Pass | null
22440604 | TNB | DISTRIBUTION | KUALA SELANGOR | Existing | RYB | 11 kV |  |  |  |  | 240_3C_AL_XLPE | KLG EKZOS (UNITED EVERCO): S00143 | EDAR BERAS: S00140 |  | 589.790 m |  |  |  | 3 | 1 | Pass | null
22440616 | TNB | DISTRIBUTION | KUALA SELANGOR | Existing | RYB | 11 kV |  |  |  |  | 240_3C_AL_XLPE | EXCEL GROWTECH: S05686 | MUARA NO 1: S01368 |  | 4163.112 m |  |  |  | 3 | 1 | Pass | null
22466264 | TNB | DISTRIBUTION | KUALA SELANGOR | Existing | RYB | 11 kV |  |  |  |  | 240_3C_AL_XLPE | SEK REN KEB PUNCAK ALAM FASA 2: S01045 | ZON E FASA 2A PUNCAK ALAM: S01048 |  | 842.627 m |  |  |  | 3 | 5 | Pass | null
22479182 | TNB | DISTRIBUTION | KUALA SELANGOR | Existing | RYB | 11 kV |  |  |  |  | 150_3C_AL_XLPE | PPU SDBY: 2 | SW/STN SIME DARBY NO 2: R06099 |  | 34.819 m |  |  | FDR2 | 3 | 1 | Pass | null
22479183 | TNB | DISTRIBUTION | KUALA SELANGOR | Existing | RYB | 11 kV |  |  |  |  | 150_3C_AL_XLPE | PPU SDBY: 3 | SSU UNISEL: R04822 |  | 143.282 m |  |  | FDR3 | 3 | 1 | Pass | null
22479185 | TNB | DISTRIBUTION | KUALA SELANGOR | Existing | RYB | 11 kV |  |  |  |  | 150_3C_AL_XLPE | SW/STN SIME DARBY NO 2: R06101 | SSU PKPS: R04846 |  | 41.617 m |  |  |  | 3 | 1 | Pass | null
22479186 | TNB | DISTRIBUTION | KUALA SELANGOR | Existing | RYB | 11 kV |  |  |  |  | 150_3C_AL_XLPE | SSU PKPS: R04847 | STP UNISEL: R04839 |  | 41.780 m |  |  |  | 3 | 1 | Pass | null
22479187 | TNB | DISTRIBUTION | KUALA SELANGOR | Existing | RYB | 11 kV |  |  |  |  | 150_3C_AL_XLPE | SSU PKPS: R04848 | PUSAT PENYEMBELIHAN PKPS: R05070 |  | 87.993 m |  |  |  | 3 | 2 | Pass | null
22479188 | TNB | DISTRIBUTION | KUALA SELANGOR | Existing | RYB | 11 kV |  |  |  |  | 150_3C_AL_XLPE | SSU PKPS: R04848 | PUSAT PENYEMBELIHAN PKPS: R05070 |  | 83.371 m |  |  |  | 3 | 2 | Pass | null
22479189 | TNB | DISTRIBUTION | KUALA SELANGOR | Existing | RYB | 11 kV |  |  |  |  | 240_3C_AL_XLPE | SSU PKPS: R04847 | STP UNISEL: R04839 |  | 1941.825 m |  |  |  | 3 | 1 | Pass | null
22479190 | TNB | DISTRIBUTION | KUALA SELANGOR | Existing | RYB | 11 kV |  |  |  |  | 150_3C_AL_XLPE | PPU SDBY: 3 | SSU UNISEL: R04822 |  | 525.096 m |  |  |  | 3 | 2 | Pass | null
22479194 | TNB | DISTRIBUTION | KUALA SELANGOR | Existing | RYB | 11 kV |  |  |  |  | 150_3C_AL_XLPE | PPU SDBY: 3 | SSU UNISEL: R04822 |  | 86.654 m |  |  |  | 3 | 2 | Pass | null
22479196 | TNB | DISTRIBUTION | KUALA SELANGOR | Existing | RYB | 11 kV |  |  |  |  | 150_3C_AL_XLPE | PPU SDBY: 5 | LADANG HOPEFUL: R07387 |  | 39.189 m |  |  |  | 3 | 1 | Pass | null
22479200 | TNB | DISTRIBUTION | KUALA SELANGOR | Existing | RYB | 11 kV |  |  |  |  | 150_3C_AL_XLPE | SSU PKPS: R04847 | STP UNISEL: R04839 |  | 28.281 m |  |  |  | 3 | 1 | Pass | null
22479201 | TNB | DISTRIBUTION | KUALA SELANGOR | Existing | RYB | 11 kV |  |  |  |  | 150_3C_AL_XLPE | TMN ILMU BISTARI: R05837 | STP UNISEL: R04837 [OFF] |  | 47.512 m |  |  |  | 3 | 1 | Pass | null
22479202 | TNB | DISTRIBUTION | KUALA SELANGOR | Existing | RYB | 11 kV |  |  |  |  | 150_3C_AL_XLPE | TMN ILMU BISTARI: R05837 | STP UNISEL: R04837 [OFF] |  | 15.596 m |  |  |  | 3 | 1 | Pass | null
22479203 | TNB | DISTRIBUTION | KUALA SELANGOR | Existing | RYB | 11 kV |  |  |  |  | 150_3C_AL_XLPE | PKNS RANTAU PANJANG: R01869 | SYABAS RANTAU PANJANG: R05753 |  | 36.193 m |  |  |  | 3 | 1 | Pass | null
22479204 | TNB | DISTRIBUTION | KUALA SELANGOR | Existing | RYB | 11 kV |  |  |  |  | 150_3C_AL_XLPE | SYABAS RANTAU PANJANG: R05752 | LOJI AIR RANTAU PANJANG: R05958 |  | 37.773 m |  |  |  | 3 | 1 | Pass | null
22479207 | TNB | DISTRIBUTION | KUALA SELANGOR | Existing | RYB | 11 kV |  |  |  |  | 150_3C_AL_XLPE | SYABAS RANTAU PANJANG: R05752 | LOJI AIR RANTAU PANJANG: R05958 |  | 22.102 m |  |  |  | 3 | 1 | Pass | null
22479209 | TNB | DISTRIBUTION | KUALA SELANGOR | Existing | RYB | 11 kV |  |  |  |  | 150_3C_AL_XLPE | TMN SULUH BESTARI: R05049 | FRUIT VALLEY: R05050 |  | 33.465 m |  |  |  | 3 | 1 | Pass | null
22479212 | TNB | DISTRIBUTION | KUALA SELANGOR | Existing | RYB | 11 kV |  |  |  |  | 150_3C_AL_XLPE | TMN SULUH BESTARI: R05049 | FRUIT VALLEY: R05050 |  | 659.368 m |  |  |  | 3 | 2 | Pass | null
22479213 | TNB | DISTRIBUTION | KUALA SELANGOR | Existing | RYB | 11 kV |  |  |  |  | 150_3C_AL_XLPE | FRUIT VALLEY: R06002 | FISH POND NO 2: R03845 |  | 29.586 m |  |  |  | 3 | 1 | Pass | null
22479214 | TNB | DISTRIBUTION | KUALA SELANGOR | Existing | RYB | 11 kV |  |  |  |  | 150_3C_AL_XLPE | FRUIT VALLEY: R06002 | FISH POND NO 2: R03845 |  | 82.143 m |  |  |  | 3 | 2 | Pass | null
22479216 | TNB | DISTRIBUTION | KUALA SELANGOR | Existing | RYB | 11 kV |  |  |  |  | 150_3C_AL_XLPE | FRUIT VALLEY: R06002 | FISH POND NO 2: R03845 |  | 626.050 m |  |  |  | 3 | 2 | Pass | null
22822618 | TNB | DISTRIBUTION | KUALA SELANGOR | Existing | RYB | 11 kV |  |  |  |  | 240_3C_AL_XLPE | KG KUANTAN: S00055 | LDG KG KUANTAN: S00072 |  | 2683.053 m |  |  |  | 3 | 0 | Pass | null
22822634 | TNB | DISTRIBUTION | KUALA SELANGOR | Existing | RYB | 11 kV |  |  |  |  | 240_3C_AL_XLPE | TMN SIRAMBAI: S00038 | TMN BENTARA: S01331 |  | 477.187 m |  |  |  | 3 | 3 | Pass | null
22822642 | TNB | DISTRIBUTION | KUALA SELANGOR | Existing | RYB | 11 kV |  |  |  |  | 240_3C_AL_XLPE | TMN BENTARA: S01332 | SMK KUALA SELANGOR ( SI RAMBAI): S05552 |  | 631.309 m |  |  |  | 3 | 3 | Pass | null
22822650 | TNB | DISTRIBUTION | KUALA SELANGOR | Existing | RYB | 11 kV |  |  |  |  | 240_3C_AL_XLPE | TMN JAYA K.SEL: S01697 | TMN SIRAMBAI: S00040 |  | 609.841 m |  |  |  | 3 | 3 | Pass | null
22822658 | TNB | DISTRIBUTION | KUALA SELANGOR | Existing | RYB | 11 kV |  |  |  |  | 150_3C_AL_XLPE | PMU KSGR: | BDR BARU NO 2: S00006 |  | 1091.601 m |  |  | FDR9 | 3 | 0 | Pass | null
22822698 | TNB | DISTRIBUTION | KUALA SELANGOR | Existing | RYB | 11 kV |  |  |  |  | 185_3C_AL_PILC | PMU KSGR: 5 | BALAI POLIS KSL: S00097 |  | 314.477 m |  |  | FDR5 | 3 | 0 | Pass | null
22822756 | TNB | DISTRIBUTION | KUALA SELANGOR | Existing | RYB | 11 kV |  |  |  |  | 240_3C_AL_XLPE | IKS NO 3: S01309 | MEDIDATA: S05740 |  | 66.921 m |  |  |  | 3 | 2 | Pass | null
22822878 | TNB | DISTRIBUTION | KUALA SELANGOR | Existing | RYB | 11 kV |  |  |  |  | 240_3C_AL_XLPE | PMU KSGR: 6 | TMN MERANTI: S05299 |  | 458.549 m |  |  | FDR6 | 3 | 0 | Pass | null
22822910 | TNB | DISTRIBUTION | KUALA SELANGOR | Existing | RYB | 11 kV |  |  |  |  | 240_3C_AL_XLPE | PMU KSGR: | ONE PLAZA: S05509 |  | 1191.295 m |  |  | FDR7 | 3 | 0 | Pass | null
23286386 | TNB | DISTRIBUTION | KUALA SELANGOR | Existing | RYB | 11 kV |  |  |  |  | 240_3C_AL_XLPE | HUP SENG SANITARY: R03482 | KUATERS LOJI PEMBERSIHAN AIR BKT BADONG: R04015 |  | 2779.990 m |  |  |  | 3 | 4 | Pass | null
23286418 | TNB | DISTRIBUTION | KUALA SELANGOR | Existing | RYB | 11 kV |  |  |  |  | 500_1C_AL_XLPE | PMU BBDG: 2 | KG BARU IJOK: R00592 |  | 6494.693 m |  |  |  | 3 | 0 | Pass | null
24063665 | TNB | DISTRIBUTION | KUALA SELANGOR | Existing | RYB | 11 kV |  |  |  |  | 240_3C_AL_XLPE | PMU BARG 132/11 KV: | KOTA PUTERI PERSIARAN BT ARANG NO.1: R05445 |  | 5013.069 m |  |  |  | 3 | 5 | Pass | null
24072164 | TNB | DISTRIBUTION | KUALA SELANGOR | Existing | RYB | 11 kV |  |  |  |  | 185_3C_AL_PILC | SG TUNGGUL: S00414 | INNOBRIDE NO 1: S00417 |  | 2160.907 m |  |  |  | 3 | 4 | Pass | null
24072190 | TNB | DISTRIBUTION | KUALA SELANGOR | Existing | RYB | 11 kV |  |  |  |  | 70_3C_AL_PILC | SG YU NO 3: S00456 | MASJID SG TERAP: S01550 |  | 3966.890 m |  |  |  | 3 | 4 | Pass | null
24102289 | TNB | DISTRIBUTION | KUALA SELANGOR | Existing | RYB | 11 kV |  |  |  |  | 240_3C_AL_XLPE | TMN MUHIBBAH: R01864 | BALAI POLIS BATANG BEJUNTAI: R01858 |  | 1063.955 m |  |  |  | 3 | 4 | Pass | null
24102385 | TNB | DISTRIBUTION | KUALA SELANGOR | Existing | RYB | 11 kV |  |  |  |  | 240_3C_AL_XLPE | SIME HYUNDAI: R06915 | TECHNOPARK NO 1: R03155 |  | 4791.699 m |  |  |  | 3 | 8 | Pass | null
24102409 | TNB | DISTRIBUTION | KUALA SELANGOR | Existing | RYB | 11 kV |  |  |  |  | 240_3C_AL_XLPE | LDG KG KUANTAN: S00074 | PEKAN BKT ROTAN: S00075 |  | 3419.633 m |  |  |  | 3 | 2 | Pass | null
24102458 | TNB | DISTRIBUTION | KUALA SELANGOR | Existing | RYB | 11 kV |  |  |  |  | 240_3C_AL_XLPE | PEWIRA RAYA: S05832 | KONG LEE ENG FARM: S01653 |  | 3603.369 m |  |  |  | 3 | 1 | Pass | null
24102474 | TNB | DISTRIBUTION | KUALA SELANGOR | Existing | RYB | 11 kV |  |  |  |  | 240_3C_AL_XLPE | RJ MUSA NO 2(ESTATE): S00509 | RJ MUSA NO 1 (TMN MANICKAVASAGAM): S00506 |  | 498.949 m |  |  |  | 3 | 2 | Pass | null
24102496 | TNB | DISTRIBUTION | KUALA SELANGOR | Existing | RYB | 11 kV |  |  |  |  | 240_3C_AL_XLPE | KONG LEE ENG FARM: S01652 | RJ MUSA NO 1 (TMN MANICKAVASAGAM): S01641 [OFF] |  | 4381.333 m |  |  |  | 3 | 1 | Pass | null
24102508 | TNB | DISTRIBUTION | KUALA SELANGOR | Existing | RYB | 11 kV |  |  |  |  | 240_3C_AL_XLPE | LDG GUTHREY BKT TALANG: S05404 | RJ MUSA NO 2(ESTATE): S00511 |  | 3107.095 m |  |  |  | 3 | 2 | Pass | null
24102622 | TNB | DISTRIBUTION | KUALA SELANGOR | Existing | RYB | 11 kV |  |  |  |  | 240_3C_AL_XLPE | TMN MUHIBBAH: R01863 | HWA TEH: R01868 |  | 2220.600 m |  |  |  | 3 | 4 | Pass | null
24102630 | TNB | DISTRIBUTION | KUALA SELANGOR | Existing | RYB | 11 kV |  |  |  |  | 240_3C_AL_XLPE | HANG TUAH: R01895 | TMN MUHIBBAH: R01861 |  | 1250.809 m |  |  |  | 3 | 4 | Pass | null
24102821 | TNB | DISTRIBUTION | KUALA SELANGOR | Existing | RYB | 11 kV | YES | Class D |  |  | 240_3C_AL_XLPE | SW/STN RJ MUSA: S00503 | TMN BKT BELIMBING INDAH: |  | 793.366 m |  |  |  | 3 | 2 | Pass | null
24102859 | TNB | DISTRIBUTION | KUALA SELANGOR | Existing | RYB | 11 kV |  |  |  |  | 240_3C_AL_XLPE | INNOBRIDE NO 4: S00426 | INNOBRIDE NO 5: S00429 |  | 935.622 m |  |  |  | 3 | 2 | Pass | null
24102867 | TNB | DISTRIBUTION | KUALA SELANGOR | Existing | RYB | 11 kV |  |  |  |  | 185_3C_AL_PILC | INNOBRIDE NO 3: S00425 | INNOBRIDE NO 4: S00428 |  | 1291.611 m |  |  |  | 3 | 2 | Pass | null
24102899 | TNB | DISTRIBUTION | KUALA SELANGOR | Existing | RYB | 11 kV |  |  |  |  | 185_3C_AL_PILC | INNOBRIDE NO 1: S00419 | INNOBRIDE NO 2: S00420 |  | 554.201 m |  |  |  | 3 | 2 | Pass | null
24231138 | TNB | DISTRIBUTION | KUALA SELANGOR | Existing | RYB | 11 kV |  |  |  |  | 240_3C_AL_XLPE | STESEN SUIS SECTION 2 PHASE 1B P.ALAM: S01025 | UITM 1: S01150 |  | 3917.036 m |  |  |  | 3 | 3 | Pass | null
24608986 | TNB | DISTRIBUTION | KUALA SELANGOR | Existing | RYB | 33 kV | YES |  |  |  | 630_1C_AL_XLPE | PPU BCBT: | PMU BBDG: 10L5 [OFF] |  | 84.778 m |  |  |  | 3 | 0 | Pass | null
24608990 | TNB | DISTRIBUTION | KUALA SELANGOR | Existing | RYB | 33 kV | YES |  |  |  | 630_1C_AL_XLPE | PPU BCBT: | PMU BBDG: 10L5 [OFF] |  | 103.695 m |  |  |  | 3 | 0 | Pass | null
24608993 | TNB | DISTRIBUTION | KUALA SELANGOR | Existing | RYB | 11 kV |  |  |  |  | 240_3C_AL_XLPE |  |  |  | 98.503 m |  |  |  | 3 | 1 | Pass | null
24608994 | TNB | DISTRIBUTION | KUALA SELANGOR | Existing | RYB | 11 kV |  |  |  |  | 240_3C_AL_XLPE |  |  |  | 99.385 m |  |  |  | 3 | 1 | Pass | null
26090473 | TNB | DISTRIBUTION | KUALA SELANGOR | Existing | RYB | 11 kV |  |  |  |  | 240_3C_AL_XLPE | PPU TPMU: 7 | SW/STN TMN JATI: S01412 |  | 157.373 m |  |  |  | 3 | 0 | Pass | null
26090475 | TNB | DISTRIBUTION | KUALA SELANGOR | Existing | RYB | 11 kV |  |  |  |  | 240_3C_AL_XLPE | PPU TPMU: 7 | SW/STN TMN JATI: S01412 |  | 65.387 m |  |  |  | 3 | 0 | Pass | null
26103292 | TNB | DISTRIBUTION | KUALA SELANGOR | Existing | RYB | 11 kV |  |  |  |  | 240_3C_AL_XLPE | PMU BKPR 132/11 kV: |  |  | 126.472 m |  |  |  | 3 | 1 | Pass | null
26103294 | TNB | DISTRIBUTION | KUALA SELANGOR | Existing | RYB | 11 kV |  |  |  |  | 240_3C_AL_XLPE | PMU BKPR 132/11 kV: | PADAT LDG TUAN MEE CHERAKAH: S00551 |  | 139.652 m |  |  | CB14 | 3 | 1 | Pass | null
26657168 | TNB | DISTRIBUTION | KUALA SELANGOR | Existing | RYB | 11 kV |  |  |  |  | 240_3C_AL_XLPE | SW/STN LAY HONG: S00254 | LAY HONG (BT 14 SG SERDANG)NO 1: S00255 |  | 1250.578 m |  |  |  | 3 | 5 | Pass | null
26670317 | TNB | DISTRIBUTION | KUALA SELANGOR | Existing | RYB | 11 kV |  |  |  |  | 150_3C_AL_XLPE | PMU BKPR 132/11 kV: | PADAT LDG TUAN MEE CHERAKAH: S00551 |  | 26.355 m |  |  |  | 3 | 1 | Pass | null
26670318 | TNB | DISTRIBUTION | KUALA SELANGOR | Existing | RYB | 11 kV |  |  |  |  | 240_3C_AL_XLPE | PADAT LDG TUAN MEE CHERAKAH: S05549 | KILANG SAWIT SIME DARBY: S05607 |  | 25.088 m |  |  |  | 3 | 1 | Pass | null
26670320 | TNB | DISTRIBUTION | KUALA SELANGOR | Existing | RYB | 11 kV |  |  |  |  | 150_3C_AL_XLPE | SONG ENGINEERING: S05572 | SW/STN TMN JATI: S01408 |  | 24.028 m |  |  |  | 3 | 1 | Pass | null
26670322 | TNB | DISTRIBUTION | KUALA SELANGOR | Existing | RYB | 11 kV |  |  |  |  | 150_3C_AL_XLPE | GOOD NITE: S05422 | KOSSAN 2: S01424 |  | 203.197 m |  |  |  | 3 | 2 | Pass | null
26670324 | TNB | DISTRIBUTION | KUALA SELANGOR | Existing | RYB | 11 kV |  |  |  |  | 240_3C_AL_XLPE | PPU TPMU: 7 | SW/STN TMN JATI: S01412 |  | 23.242 m |  |  |  | 3 | 0 | Pass | null
26670325 | TNB | DISTRIBUTION | KUALA SELANGOR | Existing | RYB | 11 kV |  |  |  |  | 240_3C_AL_XLPE | PPU TPMU: 7 | SW/STN TMN JATI: S01412 |  | 156.462 m |  |  |  | 3 | 0 | Pass | null
27125238 | TNB | DISTRIBUTION | KUALA SELANGOR | Existing | RYB | 11 kV |  |  |  |  | 240_3C_AL_XLPE | PMU BARG 132/11 KV: | KOLAM AIR BT ARANG: R01613 |  | 71.302 m |  |  |  | 3 | 1 | Pass | null
27125239 | TNB | DISTRIBUTION | KUALA SELANGOR | Existing | RYB | 11 kV |  |  |  |  | 240_3C_AL_XLPE | PMU BARG 132/11 KV: | KOLAM AIR BT ARANG: R01613 |  | 20.877 m |  |  |  | 3 | 1 | Pass | null
27979743 | TNB | DISTRIBUTION | KUALA SELANGOR | Existing | RYB | 11 kV |  |  |  |  | 240_3C_AL_XLPE | TERNAKAN AYAM HUP KEE, L752: R01604 | KG MELAYU A/T: R05267 [OFF] |  | 8636.303 m |  |  |  | 3 | 5 | Pass | null
35275862 | TNB | DISTRIBUTION | KUALA SELANGOR | Existing | RYB | 11 kV |  |  |  |  | 185_3C_AL_PILC | PMU KSGR: 114 [OFF] | PMU KSGR: 1T0 |  | 74.315 m |  |  |  | 3 | 0 | Pass | null
35275863 | TNB | DISTRIBUTION | KUALA SELANGOR | Existing | RYB | 11 kV |  |  |  |  | 185_3C_AL_PILC | PMU KSGR: 214 [OFF] | PMU KSGR: 2T0 |  | 102.272 m |  |  |  | 3 | 0 | Pass | null
35276646 | TNB | DISTRIBUTION | KUALA SELANGOR | Existing | RYB | 11 kV |  |  |  |  | 240_3C_AL_XLPE | PMU BBDG: 110 [OFF] | PMU BBDG: 1T0 |  | 42.426 m |  |  |  | 3 | 0 | Pass | null
35276647 | TNB | DISTRIBUTION | KUALA SELANGOR | Existing | RYB | 11 kV |  |  |  |  | 240_3C_AL_XLPE | PMU BBDG: 214 [OFF] | PMU BBDG: 2T0 |  | 42.043 m |  |  |  | 3 | 0 | Pass | null
252067583 | TNB | DISTRIBUTION | KUALA SELANGOR | Existing | RYB | 11 kV |  |  |  |  | 240_3C_AL_XLPE | TECHNOPARK NO 3: R03182 | TECHNOPARK NO 4: R03187 |  | 233.219 m |  |  |  | 3 | 2 | Pass | null
252067617 | TNB | DISTRIBUTION | KUALA SELANGOR | Existing | RYB | 11 kV |  |  |  |  | 185_3C_AL_PILC | SW/STN BKT TALANG: S00514 | LDG BKT TALANG: S00516 |  | 3572.758 m |  |  |  | 3 | 2 | Pass | null
252067628 | TNB | DISTRIBUTION | KUALA SELANGOR | Existing | RYB | 11 kV |  |  |  |  | 240_3C_AL_XLPE | CHOP GUAN SENG: S00246 | CHEW ER: S05724 |  | 33.251 m |  |  |  | 3 | 2 | Pass | null
252067652 | TNB | DISTRIBUTION | KUALA SELANGOR | Existing | RYB | 11 kV |  |  |  |  | 240_3C_AL_XLPE | KLG PADI PT 8: S01704 | MASRI PARIT 7 SG LEMAN: S05574 |  | 294.621 m |  |  |  | 3 | 0 | Pass | null
252067656 | TNB | DISTRIBUTION | KUALA SELANGOR | Existing | RYB | 11 kV |  |  |  |  | 240_3C_AL_XLPE | TMN KHATIJAH: S01646 | KO SEGAR: S05635 |  | 69.577 m |  |  |  | 3 | 1 | Pass | null
252067672 | TNB | DISTRIBUTION | KUALA SELANGOR | Existing | RYB | 11 kV |  |  |  |  | 120_3C_AL_PILC | SKCN: 4 |  |  | 36.813 m |  |  |  | 3 | 1 | Pass | null
252067676 | TNB | DISTRIBUTION | KUALA SELANGOR | Existing | RYB | 11 kV |  |  |  |  | 240_3C_AL_XLPE | PPU TKMI: 7 |  |  | 18.155 m |  |  | FDR7 | 3 | 0 | Pass | null
252067690 | TNB | DISTRIBUTION | KUALA SELANGOR | Existing | RYB | 11 kV |  |  |  |  | 240_3C_AL_XLPE | PMU KSGR: 6 | TMN MERANTI: S05299 |  | 227.888 m |  |  |  | 3 | 2 | Pass | null
252067699 | TNB | DISTRIBUTION | KUALA SELANGOR | Existing | RYB | 11 kV |  |  |  |  | 240_3C_AL_XLPE | IKS NO 4: S01315 | IKS NO 3: S01311 |  | 361.208 m |  |  |  | 3 | 2 | Pass | null
252067705 | TNB | DISTRIBUTION | KUALA SELANGOR | Existing | RYB | 11 kV |  |  |  |  | 240_3C_AL_XLPE | INNOBRIDE BAGAN TENGKORAK(A): S01499 | INNOBRIDE BGN TENGKORAK(B): S01700 |  | 199.422 m |  |  |  | 3 | 2 | Pass | null
252067731 | TNB | DISTRIBUTION | KUALA SELANGOR | Existing | RYB | 11 kV |  |  |  |  | 240_3C_AL_XLPE | K/UDANG API-API NO 2: S01324 | K/UDANG API-API NO 5: S01288 |  | 106.574 m |  |  |  | 3 | 2 | Pass | null
252067737 | TNB | DISTRIBUTION | KUALA SELANGOR | Existing | RYB | 11 kV |  |  |  |  | 240_3C_AL_XLPE | QTRS MDKS K.SEL: S01281 | K/UDANG API-API NO 3: S01282 |  | 94.254 m |  |  |  | 3 | 2 | Pass | null
252067787 | TNB | DISTRIBUTION | KUALA SELANGOR | Existing | RYB | 11 kV |  |  |  |  | 240_3C_AL_XLPE | TMN MERANTI: S05301 | BELB API-API: S00275 |  | 208.542 m |  |  |  | 3 | 2 | Pass | null
252067802 | TNB | DISTRIBUTION | KUALA SELANGOR | Existing | RYB | 11 kV |  |  |  |  | 240_3C_AL_XLPE | K/UDANG API-API NO 3: S01284 | K/UDANG API-API NO 4: S01285 |  | 42.880 m |  |  |  | 3 | 1 | Pass | null
252067831 | TNB | DISTRIBUTION | KUALA SELANGOR | Existing | RYB | 11 kV |  |  |  |  | 240_3C_AL_XLPE | TMN SG SEMBILANG: S00225 | PETRONAS SG SEMBILANG: S00222 |  | 421.907 m |  |  |  | 3 | 1 | Pass | null
252067856 | TNB | DISTRIBUTION | KUALA SELANGOR | Existing | RYB | 11 kV |  |  |  |  | 185_3C_AL_PILC | TLK PENYAMUN-Kg sepakat: S00045 | K/UDANG TLK PENYAMUN: S00048 |  | 1678.456 m |  |  |  | 3 | 4 | Pass | null
252067861 | TNB | DISTRIBUTION | KUALA SELANGOR | Existing | RYB | 11 kV |  |  |  |  | 240_3C_AL_XLPE | KLG BATU-BATA: S00138 | KG API API: S00134 [OFF] |  | 671.278 m |  |  |  | 3 | 1 | Pass | null
252067879 | TNB | DISTRIBUTION | KUALA SELANGOR | Existing | RYB | 11 kV |  |  |  |  | 240_3C_AL_XLPE | STADIUM NO 2 (TERTUTUP): S01275 | STADIUM NO 1 (TERBUKA): S01274 |  | 239.801 m |  |  |  | 3 | 2 | Pass | null
252067928 | TNB | DISTRIBUTION | KUALA SELANGOR | Existing | RYB | 11 kV |  |  |  |  | 240_3C_AL_XLPE | BGN SUNGAI YU: S00473 | TMN SRI PENAMBANG: S01575 |  | 188.058 m |  |  |  | 3 | 1 | Pass | null
252067994 | TNB | DISTRIBUTION | KUALA SELANGOR | Existing | RYB | 11 kV |  |  |  |  | 240_3C_AL_XLPE | BALAI POLIS BATANG BEJUNTAI: R01859 | TMN SRI BISTARI: R05366 |  | 242.882 m |  |  |  | 3 | 0 | Pass | null
252068378 | TNB | DISTRIBUTION | KUALA SELANGOR | Existing | RYB | 11 kV |  |  |  |  | 70_1C_AL_XLPE |  |  |  | 19.871 m |  |  |  | 3 | 1 | Pass | null
252068749 | TNB | DISTRIBUTION | KUALA SELANGOR | Existing | RYB | 11 kV |  |  |  |  | 240_3C_AL_XLPE | SHAH ALAM 2 NO.5 PUNCAK ALAM: S01083 | SHAH ALAM 2 NO.7 PUNCAK ALAM: S01680 |  | 311.161 m |  |  |  | 3 | 1 | Pass | null
252068766 | TNB | DISTRIBUTION | KUALA SELANGOR | Existing | RYB | 11 kV |  |  |  |  | 240_3C_AL_XLPE | SHAH ALAM 2 NO.1: S01066 | SHAH ALAM 2 NO.2: S01070 |  | 481.034 m |  |  |  | 3 | 2 | Pass | null
252068784 | TNB | DISTRIBUTION | KUALA SELANGOR | Existing | RYB | 11 kV |  |  |  |  | 240_3C_AL_XLPE | RUMAH KEDAI PUNCAK BISTARI: S05676 | PERUMAHAN FASA 1 PUNCAK BISTARI: S05677 |  | 416.575 m |  |  |  | 3 | 0 | Pass | null
252068826 | TNB | DISTRIBUTION | KUALA SELANGOR | Existing | RYB | 11 kV |  |  |  |  | 240_3C_AL_XLPE | TERNAK LEMBU IJOK: R01830 | LOJI AIR BKT MAYUNG: R01836 |  | 5092.970 m |  |  |  | 3 | 3 | Pass | null
252068855 | TNB | DISTRIBUTION | KUALA SELANGOR | Existing | RYB | 11 kV |  |  |  |  | 240_3C_AL_XLPE | APRT NO.4 PUNCAK ALAM: S01122 | APRT NO.3 PUNCAK ALAM: S01121 |  | 81.030 m |  |  |  | 3 | 2 | Pass | null
252068860 | TNB | DISTRIBUTION | KUALA SELANGOR | Existing | RYB | 11 kV |  |  |  |  | 240_3C_AL_XLPE | APRT NO.2 PUNCAK ALAM: S01114 | APRT NO.1 PUNCAK ALAM: S01113 |  | 71.753 m |  |  |  | 3 | 2 | Pass | null
252068923 | TNB | DISTRIBUTION | KUALA SELANGOR | Existing | RYB | 11 kV |  |  |  |  | 240_3C_AL_XLPE | KOTA PUTERI PERSIARAN BT ARANG NO.1: R05444 | OSCAR CANARY: R04778 |  | 5091.649 m |  |  |  | 3 | 2 | Pass | null
252069019 | TNB | DISTRIBUTION | KUALA SELANGOR | Existing | RYB | 11 kV |  |  |  |  | 240_3C_AL_XLPE | PPU PAM1: 9 | INDUSTRI ALAM JAYA NO.1: R04718 |  | 7093.693 m |  |  | FDR9 | 3 | 0 | Pass | null
252070173 | TNB | DISTRIBUTION | KUALA SELANGOR | Existing | RYB | 11 kV |  |  |  |  | 240_3C_AL_XLPE | PPU PAM1: 5 | STESEN SUIS FASA 3A PUNCAK ALAM: S01098 |  | 5311.718 m |  |  | FDR5 | 3 | 0 | Pass | null
252070322 | TNB | DISTRIBUTION | KUALA SELANGOR | Existing | RYB | 11 kV |  |  |  |  | 240_3C_AL_XLPE | HF MAROSHUMI ALAM JAYA: R05781 | KLG SANTEX: R05277 |  | 103.528 m |  |  |  | 3 | 2 | Pass | null
252073884 | TNB | DISTRIBUTION | KUALA SELANGOR | Existing | RYB | 11 kV |  |  |  |  | 240_3C_AL_XLPE | SSU UNISEL: R04824 | ASRAMA PUTERA UNISEL: R04826 |  | 184.323 m |  |  |  | 3 | 2 | Pass | null
252074966 | TNB | DISTRIBUTION | KUALA SELANGOR | Existing | RYB | 11 kV |  |  |  |  | 240_3C_AL_XLPE | GAWAR-GAWAR (JENTAYU TUAH): S01510 | SG GULANG-GULANG: S00408 |  | 284.579 m |  |  |  | 3 | 2 | Pass | null
252075512 | TNB | DISTRIBUTION | KUALA SELANGOR | Existing | RYB | 11 kV |  |  |  |  | 240_3C_AL_XLPE | KOMPLEKS MAHKAMAH: S01262 | SK BDR BARU: S00110 |  | 926.219 m |  |  |  | 3 | 1 | Pass | null
252075725 | TNB | DISTRIBUTION | KUALA SELANGOR | Existing | RYB | 11 kV |  |  |  |  | 240_3C_AL_XLPE | QTRS MDKS K.SEL: S01281 | K/UDANG API-API NO 3: S01282 |  | 72.004 m |  |  |  | 3 | 2 | Pass | null
252075785 | TNB | DISTRIBUTION | KUALA SELANGOR | Existing | RYB | 11 kV |  |  |  |  | 240_3C_AL_XLPE | SCHULTZ: S00169 | D'PALWA (KRISTALINA): S00166 |  | 53.924 m |  |  |  | 3 | 2 | Pass | null
252075848 | TNB | DISTRIBUTION | KUALA SELANGOR | Existing | RYB | 11 kV |  |  |  |  | 240_3C_AL_XLPE | REZAB ZAZULI: S00305 | BKT KUCING KLINIK: S00296 |  | 1401.332 m |  |  |  | 3 | 2 | Pass | null
252076114 | TNB | DISTRIBUTION | KUALA SELANGOR | Existing | RYB | 11 kV |  |  |  |  | 240_3C_AL_XLPE | PMU BARG 132/11 KV: | JASA RINGGIT HOLDINGS: |  | 10682.823 m |  |  |  | 3 | 5 | Pass | null
252076168 | TNB | DISTRIBUTION | KUALA SELANGOR | Existing | RYB | 11 kV |  |  |  |  | UNK_11KV_U/G_CABLE |  |  |  | 0.149 m |  |  |  | 3 | 0 | Fail | Please check "Label"
252076274 | TNB | DISTRIBUTION | KUALA SELANGOR | Existing | RYB | 11 kV |  |  |  |  | 240_3C_AL_XLPE | SAWAH SEMP NO 6: S02588 | INNOBRIDE NO 5: S00431 [OFF] |  | 3264.692 m |  |  |  | 3 | 2 | Pass | null
252076355 | TNB | DISTRIBUTION | KUALA SELANGOR | Existing | RYB | 11 kV |  |  |  |  | 185_3C_AL_PILC | TMN SRI SEKINCHAN NO 1: S00574 |  |  | 88.586 m |  |  |  | 3 | 1 | Pass | null
252077029 | TNB | DISTRIBUTION | KUALA SELANGOR | Existing | RYB | 11 kV |  |  |  |  | 240_3C_AL_XLPE | QUARTERS TENNAMARAN: R01896 | SIME PLANTATION B.BERJUNTAI: R05498 |  | 1081.410 m |  |  |  | 3 | 4 | Pass | null
252077035 | TNB | DISTRIBUTION | KUALA SELANGOR | Existing | RYB | 11 kV |  |  |  |  | 70_3C_AL_PILC | PEKAN BATANG BEJUNTAI: R01885 | BINTANG JELITA: R01880 |  | 785.303 m |  |  |  | 3 | 3 | Pass | null
252077045 | TNB | DISTRIBUTION | KUALA SELANGOR | Existing | RYB | 11 kV |  |  |  |  | 240_3C_AL_XLPE | ZON B FASA 2A PUNCAK ALAM: S01041 | SEK REN KEB PUNCAK ALAM FASA 2: S01047 |  | 448.596 m |  |  |  | 3 | 2 | Pass | null
252078083 | TNB | DISTRIBUTION | KUALA SELANGOR | Existing | RYB | 11 kV |  |  |  |  | 240_3C_AL_XLPE | SG TENGI KANAN NO 1: S00381 | SG TENGI KANAN NO 3: S00384 |  | 21.897 m |  |  |  | 3 | 1 | Pass | null
252078321 | TNB | DISTRIBUTION | KUALA SELANGOR | Existing | RYB | 11 kV |  |  |  |  | 185_3C_AL_PILC | INNOBRIDE NO 2: S00422 | INNOBRIDE NO 3: S00423 |  | 476.629 m |  |  |  | 3 | 2 | Pass | null
252078365 | TNB | DISTRIBUTION | KUALA SELANGOR | Existing | RYB | 11 kV | YES | Class D |  |  | 240_3C_AL_XLPE | GIMATECH MALAYSIA: R05250 | MULTIGUNA TIAJ 2 /9: R06325 [OFF] |  | 103.849 m |  |  |  | 3 | 2 | Pass | null
252078438 | TNB | DISTRIBUTION | KUALA SELANGOR | Existing | RYB | 11 kV |  | Class D |  |  | 240_3C_AL_XLPE | KLG LOT 9 ALAM JAYA: R04594 | YL TRADING: R05793 |  | 138.416 m |  |  |  | 3 | 2 | Pass | null
252079114 | TNB | DISTRIBUTION | KUALA SELANGOR | Existing | RYB | 11 kV |  |  |  |  | 240_3C_AL_XLPE | FISH POND NO 1: R03841 | PENURUN FISH POND: R03840 [OFF] |  | 701.891 m |  |  |  | 3 | 0 | Pass | null
252079144 | TNB | DISTRIBUTION | KUALA SELANGOR | Existing | RYB | 11 kV |  |  |  |  | 240_3C_AL_XLPE | PADAT TMN SAHABAT: S05644 | BANYU EMAS (FIRMA RENA): S05495 |  | 1389.851 m |  |  |  | 3 | 1 | Pass | null
252079386 | TNB | DISTRIBUTION | KUALA SELANGOR | Existing | RYB | 11 kV |  |  |  |  | 240_3C_AL_XLPE | SOUTHERN FURNITURE: R01827 | IBU SAWAT TELEKOM IJOK: R01825 [OFF] |  | 856.682 m |  |  |  | 3 | 0 | Pass | null
252079517 | TNB | DISTRIBUTION | KUALA SELANGOR | Existing | RYB | 11 kV |  |  |  |  | 240_3C_AL_XLPE | SW/STN SG RAMBAI ESTET: S00065 | SG RAMBAI NO 1: S00068 |  | 2038.779 m |  |  |  | 3 | 3 | Pass | null
252079918 | TNB | DISTRIBUTION | KUALA SELANGOR | Existing | RYB | 11 kV |  |  |  |  | 240_3C_AL_XLPE | PKNS BKT ROTAN (TMN KASAWARI): S01340 | PETRONAS GAS: S00081 |  | 3610.252 m |  |  |  | 3 | 1 | Pass | null
252080367 | TNB | DISTRIBUTION | KUALA SELANGOR | Existing | RYB | 11 kV |  |  |  |  | 240_3C_AL_XLPE | LDG MINYAK: R05533 | BERJUNTAI BESTARI NO 2: R05058 |  | 1617.286 m |  |  | FDR5 | 3 | 1 | Pass | null
252085749 | TNB | DISTRIBUTION | KUALA SELANGOR | Existing | RYB | 11 kV |  |  |  |  | 240_3C_AL_XLPE | K/UDANG SRI FUMA NO 2: S01498 | SW/STN SRI FUMA: S00362 |  | 234.756 m |  |  |  | 3 | 2 | Pass | null
252085760 | TNB | DISTRIBUTION | KUALA SELANGOR | Existing | RYB | 11 kV |  |  |  |  | 240_3C_AL_XLPE | PASAR TG KARANG: S01505 | TOK ADAM: S00376 |  | 566.603 m |  |  |  | 3 | 2 | Pass | null
252086116 | TNB | DISTRIBUTION | KUALA SELANGOR | Existing | RYB | 11 kV |  |  |  |  | 240_3C_AL_XLPE | TAMAN NILAM NO 2: S05601 | YUSRI: S00458 |  | 727.911 m |  |  |  | 3 | 1 | Pass | null
252086933 | TNB | DISTRIBUTION | KUALA SELANGOR | Existing | RYB | 11 kV |  |  |  |  | 70_1C_AL_XLPE |  |  |  | 19.414 m |  |  | FDR8 | 3 | 1 | Pass | null
252086942 | TNB | DISTRIBUTION | KUALA SELANGOR | Existing | RYB | 11 kV |  |  |  |  | 240_3C_AL_XLPE | PPU SKCN M: | BALAI BOMBA SEKINCHAN: S01615 |  | 163.272 m |  |  |  | 3 | 0 | Pass | null
252086963 | TNB | DISTRIBUTION | KUALA SELANGOR | Existing | RYB | 11 kV |  |  |  |  | 240_3C_AL_XLPE | ASRAMA PUTERA UNISEL: R04827 | ASRAMA PUTERI UNISEL: R04830 [OFF] |  | 789.200 m |  |  |  | 3 | 2 | Pass | null
252087070 | TNB | DISTRIBUTION | KUALA SELANGOR | Existing | RYB | 11 kV |  |  |  |  | 240_3C_AL_XLPE | STP UNISEL: R04836 | RUMAH KAKITANGAN UNISEL: R04834 |  | 1678.575 m |  |  |  | 3 | 2 | Pass | null
252087103 | TNB | DISTRIBUTION | KUALA SELANGOR | Existing | RYB | 11 kV |  |  |  |  | 240_3C_AL_XLPE | UKM: S01476 | SG KAJANG: S01479 |  | 767.492 m |  |  |  | 3 | 2 | Pass | null
252087119 | TNB | DISTRIBUTION | KUALA SELANGOR | Existing | RYB | 11 kV |  |  |  |  | 240_3C_AL_XLPE | SOUTHERN REALTY: S01449 | PT MAHANG NO 1: S00317 |  | 5125.544 m |  |  |  | 3 | 2 | Pass | null
252087134 | TNB | DISTRIBUTION | KUALA SELANGOR | Existing | RYB | 11 kV |  |  |  |  | 240_3C_AL_XLPE | K/UDANG API-API NO 3: S01284 | K/UDANG API-API NO 4: S01285 |  | 111.380 m |  |  |  | 3 | 2 | Pass | null
252088210 | TNB | DISTRIBUTION | KUALA SELANGOR | Existing | RYB | 11 kV |  |  |  |  | 240_3C_AL_XLPE | SW/STN BKT BELIMBING: S00485 | LPN BATU 2: S00461 [OFF] |  | 1013.647 m |  |  |  | 3 | 2 | Pass | null
252088220 | TNB | DISTRIBUTION | KUALA SELANGOR | Existing | RYB | 11 kV |  |  |  |  | 185_3C_AL_PILC | TALIKOM SG BULOH: S00158 | WISMA PELADANG SG BULOH: S01360 |  | 558.338 m |  |  |  | 3 | 2 | Pass | null
252088247 | TNB | DISTRIBUTION | KUALA SELANGOR | Existing | RYB | 11 kV |  |  |  |  | 240_3C_AL_XLPE | TANAMARAN NO.2: S05563 | LDG TERNAK AYAM JLN RAJA MUSA: S01544 |  | 10357.471 m |  |  |  | 3 | 0 | Pass | null
252088253 | TNB | DISTRIBUTION | KUALA SELANGOR | Existing | RYB | 11 kV |  |  |  |  | 240_3C_AL_XLPE | DESA MAWAR N0 1: S01524 | POULTRY FARM NO 2: S01514 |  | 1101.415 m |  |  |  | 3 | 2 | Pass | null
252088257 | TNB | DISTRIBUTION | KUALA SELANGOR | Existing | RYB | 11 kV |  |  |  |  | 70_3C_AL_PILC | KG SG YU: S00448 | SG YU NO 2: S00454 |  | 1772.153 m |  |  |  | 3 | 2 | Pass | null
252088312 | TNB | DISTRIBUTION | KUALA SELANGOR | Existing | RYB | 11 kV |  |  |  |  | 240_3C_AL_XLPE | STESEN SUIS FASA 3A PUNCAK ALAM: S01102 | FASA 3A 2 PUNCAK ALAM: S01094 |  | 345.767 m |  |  |  | 3 | 2 | Pass | null
252088534 | TNB | DISTRIBUTION | KUALA SELANGOR | Existing | RYB | 11 kV |  |  |  |  | 240_3C_AL_XLPE | JABATAN PENGALIRAN DAN SALIRAN: S05539 | SCHULTZ: S00170 |  | 1233.448 m |  |  |  | 3 | 2 | Pass | null
252089401 | TNB | DISTRIBUTION | KUALA SELANGOR | Existing | RYB | 11 kV |  |  |  |  | 240_3C_AL_XLPE | TMN SRI SEKINCHAN NO 2 (C): S01594 | SEAFOOD BGN SEKINCHAN: S00575 |  | 487.933 m |  |  |  | 3 | 0 | Pass | null
252089757 | TNB | DISTRIBUTION | KUALA SELANGOR | Existing | RYB | 11 kV |  |  |  |  | 240_3C_AL_XLPE | SG TENGI KANAN NO 3: S01507 | SAWAH SEMP NO 1: S00389 |  | 37.665 m |  |  |  | 3 | 1 | Pass | null
252089773 | TNB | DISTRIBUTION | KUALA SELANGOR | Existing | RYB | 11 kV |  |  |  |  | 240_3C_AL_XLPE | QTRS GURU SM SAINS KSL: S01267 | STADIUM NO 2 (TERTUTUP): S01276 |  | 939.930 m |  |  |  | 3 | 2 | Pass | null
252089806 | TNB | DISTRIBUTION | KUALA SELANGOR | Existing | RYB | 11 kV |  |  |  |  | 240_3C_AL_XLPE | TMN DESA JAYA: S00358 | S.AGAMA TG KARANG: |  | 340.882 m |  |  |  | 3 | 2 | Pass | null
252089811 | TNB | DISTRIBUTION | KUALA SELANGOR | Existing | RYB | 11 kV |  |  |  |  | 240_3C_AL_XLPE | TMN BENDAHARA NO 4: S05281 | TMN BENDAHARA NO 3: S01667 |  | 678.545 m |  |  |  | 3 | 2 | Pass | null
252090274 | TNB | DISTRIBUTION | KUALA SELANGOR | Existing | RYB | 11 kV |  |  |  |  | 185_3C_AL_PILC | TELEKOM B/BEJUNTAI: R01889 | KLINIK KESIHATAN B/BERJUNTAI: R06201 |  | 573.625 m |  |  |  | 3 | 2 | Pass | null
252090735 | TNB | DISTRIBUTION | KUALA SELANGOR | Existing | RYB | 11 kV |  |  |  |  | 240_3C_AL_XLPE | LAVENDER VILLA: S01062 | ZON A3 FASA 2A PUNCAK ALAM: S01063 |  | 454.752 m |  |  |  | 3 | 2 | Pass | null
252090972 | TNB | DISTRIBUTION | KUALA SELANGOR | Existing | RYB | 11 kV |  |  |  |  | 240_3C_AL_XLPE | SHAH ALAM 2 FASA 5B 3: S01687 | SHAH ALAM 2 NO.5B 7: [OFF] |  | 1744.460 m |  |  |  | 3 | 2 | Pass | null
252090998 | TNB | DISTRIBUTION | KUALA SELANGOR | Existing | RYB | 11 kV | YES | Class D |  |  | 240_3C_AL_XLPE | JUWITA FASA 3 C NO 2: S01133 | JUWITA FASA 3 C NO 3: S01134 |  | 118.476 m |  |  |  | 3 | 2 | Pass | null
252091010 | TNB | DISTRIBUTION | KUALA SELANGOR | Existing | RYB | 11 kV | YES | Class D |  |  | 240_3C_AL_XLPE | JUWITA FASA 3 C NO 1: S01129 | JUWITA FASA 3 C NO 2: S01130 |  | 256.385 m |  |  |  | 3 | 2 | Pass | null
252091016 | TNB | DISTRIBUTION | KUALA SELANGOR | Existing | RYB | 11 kV |  |  |  |  | 240_3C_AL_XLPE | APRT NO.3 PUNCAK ALAM: S01118 | APRT NO.2 PUNCAK ALAM: S01117 |  | 98.066 m |  |  |  | 3 | 2 | Pass | null
252091038 | TNB | DISTRIBUTION | KUALA SELANGOR | Existing | RYB | 11 kV |  |  |  |  | 240_3C_AL_XLPE | PMU BARG 132/11 KV: | SSU KOTA PUTERI (CB9): R05879 |  | 3297.921 m |  |  |  | 3 | 5 | Pass | null
252091236 | TNB | DISTRIBUTION | KUALA SELANGOR | Existing | RYB | 11 kV |  |  |  |  | 240_3C_AL_XLPE | POULTRY FARM NO 1: S00437 | KILANG IKAN KELI SG YU: S05597 |  | 377.254 m |  |  |  | 3 | 4 | Pass | null
252091929 | TNB | DISTRIBUTION | KUALA SELANGOR | Existing | RYB | 11 kV | YES |  |  |  | 240_3C_AL_XLPE | JURU JAYA: S00548 | SITE B SEKINCHAN: S01632 |  | 1016.286 m |  |  |  | 3 | 0 | Pass | null
252091958 | TNB | DISTRIBUTION | KUALA SELANGOR | Existing | RYB | 11 kV |  |  |  |  | 240_3C_AL_XLPE | STESEN SUIS SECTION 2 PHASE 1B P.ALAM: S01022 | SEKSYEN 3 PHASE 1B PUNCAK ALAM: S01012 |  | 1644.304 m |  |  |  | 3 | 2 | Pass | null
252092406 | TNB | DISTRIBUTION | KUALA SELANGOR | Existing | RYB | 11 kV |  |  |  |  | 240_3C_AL_XLPE | SW/STN BGN TENGKORAK: S00370 | INNOBRIDE BAGAN TENGKORAK(A): S01501 |  | 301.058 m |  |  |  | 3 | 2 | Pass | null
252092705 | TNB | DISTRIBUTION | KUALA SELANGOR | Existing | RYB | 11 kV |  |  |  |  | 240_3C_AL_XLPE | KEM BINA INSAN SG SEMBILANG: S01402 | PANTAI REMIS: S01401 |  | 539.487 m |  |  |  | 3 | 0 | Pass | null
252092711 | TNB | DISTRIBUTION | KUALA SELANGOR | Existing | RYB | 11 kV |  |  |  |  | 240_3C_AL_XLPE | MASJID SG TERAP: S01552 | SG TERAP: S00446 [OFF] |  | 146.786 m |  |  |  | 3 | 2 | Pass | null
252092946 | TNB | DISTRIBUTION | KUALA SELANGOR | Existing | RYB | 11 kV |  |  |  |  | 240_3C_AL_XLPE | PMU BBDG: 3 | LOJI AIR BKT BDG: R01792 |  | 1610.216 m |  |  |  | 3 | 0 | Pass | null
252094118 | TNB | DISTRIBUTION | KUALA SELANGOR | Existing | RYB | 11 kV | Unknown |  |  |  | 120_3C_AL_PILC | BGN SUNGAI YU: S00471 | TMN BAYU P/PENAMBANG: S00474 |  | 558.658 m |  |  |  | 3 | 2 | Pass | null
252094124 | TNB | DISTRIBUTION | KUALA SELANGOR | Existing | RYB | 11 kV |  |  |  |  | 185_3C_AL_PILC | TMN SENTOSA: R01886 | PEKAN BATANG BEJUNTAI: R01883 |  | 724.901 m |  |  |  | 3 | 2 | Pass | null
252094407 | TNB | DISTRIBUTION | KUALA SELANGOR | Existing | RYB | 11 kV |  |  |  |  | 240_3C_AL_XLPE | PEKAN BKT ROTAN: S00076 | PKNS BKT ROTAN (TMN KASAWARI): S01339 |  | 331.857 m |  |  |  | 3 | 1 | Pass | null
252095535 | TNB | DISTRIBUTION | KUALA SELANGOR | Existing | RYB | 11 kV |  |  |  |  | 240_3C_AL_XLPE | SHAH ALAM 2 NO.4 PUNCAK ALAM: S01084 | SHAH ALAM 2 NO.6 PUNCAK ALAM: S01078 |  | 751.216 m |  |  |  | 3 | 2 | Pass | null
252096071 | TNB | DISTRIBUTION | KUALA SELANGOR | Existing | RYB | 11 kV |  |  |  |  | 240_3C_AL_XLPE | SW/STN BKT HIJAU: S00311 | REZAB ZAZULI: S00307 |  | 1016.598 m |  |  |  | 3 | 2 | Pass | null
252096430 | TNB | DISTRIBUTION | KUALA SELANGOR | Existing | RYB | 11 kV |  |  |  |  | 240_3C_AL_XLPE | SSU TMN MAKMUR: S05867 | GAWAR-GAWAR (JENTAYU TUAH): S01508 |  | 284.276 m |  |  |  | 3 | 2 | Pass | null
252096986 | TNB | DISTRIBUTION | KUALA SELANGOR | Existing | RYB | 11 kV |  |  |  |  | 240_3C_AL_XLPE | FISH POND NO 2: R03844 | TIP TOP MEAT: |  | 1299.035 m |  |  |  | 3 | 0 | Pass | null
252097165 | TNB | DISTRIBUTION | KUALA SELANGOR | Existing | RYB | 11 kV |  |  |  |  | 240_3C_AL_XLPE | SG TENGI KANAN NO 1: S00383 | SG TENGI KANAN NO 2: S00388 [OFF] |  | 1156.560 m |  |  |  | 3 | 2 | Pass | null
252097186 | TNB | DISTRIBUTION | KUALA SELANGOR | Existing | RYB | 11 kV |  |  |  |  | 240_3C_AL_XLPE | Grp: Substation Comp. 1: S05923 | TMN WARISAN: S05535 |  | 437.329 m |  |  |  | 3 | 0 | Pass | null
252098284 | TNB | DISTRIBUTION | KUALA SELANGOR | Existing | RYB | 11 kV |  |  |  |  | 240_3C_AL_XLPE | KILANG MING ZHANG: R06579 | ADVANCE INDUSTRIES SDN BHD: R04474 |  | 557.936 m |  |  |  | 3 | 1 | Pass | null
252098290 | TNB | DISTRIBUTION | KUALA SELANGOR | Existing | RYB | 11 kV |  | Class D |  |  | 240_3C_AL_XLPE | KLG LOT 8 ALAM JAYA: R05234 | KLG LOT 9 ALAM JAYA: R04592 |  | 25.453 m |  |  |  | 3 | 2 | Pass | null
252098709 | TNB | DISTRIBUTION | KUALA SELANGOR | Existing | RYB | 11 kV |  |  |  |  | 240_3C_AL_XLPE | PPU SDBY: 6 | TANAMARAN NO.1: S05558 |  | 1685.965 m |  |  | FDR6 | 3 | 0 | Pass | null
252098715 | TNB | DISTRIBUTION | KUALA SELANGOR | Existing | RYB | 11 kV |  |  |  |  | 185_3C_AL_PILC | PPU SDBY: 9 | SPECIAL MADE IRON &STEEL: |  | 1027.319 m |  |  | FDR9 | 3 | 2 | Pass | null
252098729 | TNB | DISTRIBUTION | KUALA SELANGOR | Existing | RYB | 11 kV |  |  |  |  | 240_3C_AL_XLPE | RUMAH KAKITANGAN UNISEL: R04833 | ASRAMA PUTERI UNISEL: R04831 |  | 687.270 m |  |  |  | 3 | 2 | Pass | null
252098850 | TNB | DISTRIBUTION | KUALA SELANGOR | Existing | RYB | 11 kV | YES | Class D |  |  | 240_3C_AL_XLPE | PLANTFIELD NO.2: R05395 | PLANTFIELD NO.1: R04337 |  | 278.168 m |  |  |  | 3 | 1 | Pass | null
252098938 | TNB | DISTRIBUTION | KUALA SELANGOR | Existing | RYB | 11 kV |  |  |  |  | 240_3C_AL_XLPE | PPU SKCN M: | TMN RIA JAYA: S01578 |  | 547.993 m |  |  |  | 3 | 0 | Pass | null
252099112 | TNB | DISTRIBUTION | KUALA SELANGOR | Existing | RYB | 11 kV |  |  |  |  | 240_3C_AL_XLPE | SANON PRINTING: R05247 | GIMATECH MALAYSIA: R05248 |  | 210.396 m |  |  |  | 3 | 2 | Pass | null
252099176 | TNB | DISTRIBUTION | KUALA SELANGOR | Existing | RYB | 11 kV |  |  |  |  | 240_3C_AL_XLPE | TMN ASSAM JAWA (C): S01343 | PEKAN ASSAM JAWA: S00131 |  | 208.991 m |  |  |  | 3 | 2 | Pass | null
252099376 | TNB | DISTRIBUTION | KUALA SELANGOR | Existing | RYB | 11 kV |  |  |  |  | 240_3C_AL_XLPE | ONE PLAZA: S05508 | TESCO KUALA SELNGOR: S05436 |  | 363.690 m |  |  |  | 3 | 1 | Pass | null
252099389 | TNB | DISTRIBUTION | KUALA SELANGOR | Existing | RYB | 11 kV |  |  |  |  | 240_3C_AL_XLPE | TOK ADAM: S00378 | SG TENGI KANAN NO 1: S00380 |  | 1870.873 m |  |  |  | 3 | 1 | Pass | null
252099413 | TNB | DISTRIBUTION | KUALA SELANGOR | Existing | RYB | 11 kV |  |  |  |  | 240_3C_AL_XLPE | KOSSAN 3: S01407 | SYNLE HART: S00211 |  | 371.314 m |  |  |  | 3 | 0 | Pass | null
252103967 | TNB | DISTRIBUTION | KUALA SELANGOR | Existing | RYB | 11 kV |  |  |  |  | 240_3C_AL_XLPE | TMN KENARI: S01428 | TMN SG SEMBILANG: S00223 |  | 439.925 m |  |  |  | 3 | 1 | Pass | null
252103972 | TNB | DISTRIBUTION | KUALA SELANGOR | Existing | RYB | 11 kV |  |  |  |  | 240_3C_AL_XLPE | PKPS TG KARANG: S01463 | PASARAYA BILLION: S00338 |  | 299.056 m |  |  |  | 3 | 3 | Pass | null
252104206 | TNB | DISTRIBUTION | KUALA SELANGOR | Existing | RYB | 11 kV |  |  |  |  | 185_3C_AL_PILC | TMN SENANGIN SG.BULOH: S00291 | TMN SRI PERTAMA: S00285 [OFF] |  | 742.859 m |  |  |  | 3 | 2 | Pass | null
252106887 | TNB | DISTRIBUTION | KUALA SELANGOR | Existing | RYB | 11 kV |  |  |  |  | 240_3C_AL_XLPE | IKK: | KOMPLEKS PERTANIAN: S01619 |  | 773.564 m |  |  |  | 3 | 2 | Pass | null
252107405 | TNB | DISTRIBUTION | KUALA SELANGOR | Existing | RYB | 11 kV |  |  |  |  | 185_3C_AL_PILC | BKT KUCING TAMBAHAN: S00294 | BKT KUCING KLINIK: S00298 [OFF] |  | 1361.580 m |  |  |  | 3 | 2 | Pass | null
252107411 | TNB | DISTRIBUTION | KUALA SELANGOR | Existing | RYB | 11 kV |  |  |  |  | 240_3C_AL_XLPE | PKNS SIME DARBY (TMN RAJAWALI): S00091 | PEKAN BKT ROTAN: S00078 |  | 997.161 m |  |  |  | 3 | 2 | Pass | null
252107606 | TNB | DISTRIBUTION | KUALA SELANGOR | Existing | RYB | 11 kV |  |  |  |  | 185_3C_AL_PILC | TG KARANG DEVELOPMENT: S00331 | PKPS TG KARANG: S01462 |  | 532.158 m |  |  |  | 3 | 4 | Pass | null
252107612 | TNB | DISTRIBUTION | KUALA SELANGOR | Existing | RYB | 11 kV |  |  |  |  | 185_3C_AL_PILC | SW/STN BKT BELIMBING: S00483 | UJONG PERMATANG: S00486 |  | 1006.310 m |  |  |  | 3 | 2 | Pass | null
252107685 | TNB | DISTRIBUTION | KUALA SELANGOR | Existing | RYB | 11 kV |  |  |  |  | 240_3C_AL_XLPE | LDG MONMOUTH: S00086 | LDG RAJAGIRI: S00088 |  | 1279.908 m |  |  |  | 3 | 2 | Pass | null
252108041 | TNB | DISTRIBUTION | KUALA SELANGOR | Existing | RYB | 11 kV |  |  |  |  | 240_3C_AL_XLPE | TMN BAYU PUTRA: S05459 | TMN KOTA ALAM NO 2: S01618 |  | 1361.081 m |  |  |  | 3 | 2 | Pass | null
252108256 | TNB | DISTRIBUTION | KUALA SELANGOR | Existing | RYB | 11 kV |  |  |  |  | 240_3C_AL_XLPE | TMN RHU PERMAI: S05401 | TMN RHU: S00126 |  | 485.631 m |  |  |  | 3 | 3 | Pass | null
252108268 | TNB | DISTRIBUTION | KUALA SELANGOR | Existing | RYB | 11 kV |  |  |  |  | 240_3C_AL_XLPE | PKNS TMN PERMAI JERAM: S01388 | JERAM NO 2: S00185 |  | 1023.973 m |  |  |  | 3 | 2 | Pass | null
252108274 | TNB | DISTRIBUTION | KUALA SELANGOR | Existing | RYB | 11 kV |  |  |  |  | 185_3C_AL_PILC | PKNS PT MAHANG (TMN DESA MAHANG): S01453 | PT MAHANG NO 2: S00320 [OFF] |  | 1082.444 m |  |  |  | 3 | 2 | Pass | null
252108316 | TNB | DISTRIBUTION | KUALA SELANGOR | Existing | RYB | 11 kV |  |  |  |  | 240_3C_AL_XLPE | PANGSAPURI KSL: S01238 | VIP KSL: S00021 |  | 94.525 m |  |  |  | 3 | 0 | Pass | null
252108322 | TNB | DISTRIBUTION | KUALA SELANGOR | Existing | RYB | 11 kV |  |  |  |  | 240_3C_AL_XLPE | MALEX QTRS: R01592 | P/PENURUN BALAI POLIS BATU ARANG: R02751 |  | 785.383 m |  |  |  | 3 | 2 | Pass | null
252108460 | TNB | DISTRIBUTION | KUALA SELANGOR | Existing | RYB | 11 kV |  |  |  |  | 240_3C_AL_XLPE | DESA MAWAR N0 2: S01531 | DESA MAWAR N0 1: S01527 |  | 1281.851 m |  |  |  | 3 | 2 | Pass | null
252110225 | TNB | DISTRIBUTION | KUALA SELANGOR | Existing | RYB | 11 kV | YES | Class D |  |  | 240_3C_AL_XLPE | INDUSTRI ALAM JAYA NO.8: R05271 | INDUSTRI ALAM JAYA NO.6: R04739 |  | 162.564 m |  |  |  | 3 | 2 | Pass | null
252110230 | TNB | DISTRIBUTION | KUALA SELANGOR | Existing | RYB | 11 kV |  |  |  |  | 240_3C_AL_XLPE | RUMAH PANGSA ALAM PERDANA: R05351 | APARTMENT ALAM PERDANA 1: R06370 |  | 544.519 m |  |  |  | 3 | 0 | Pass | null
252110395 | TNB | DISTRIBUTION | KUALA SELANGOR | Existing | RYB | 11 kV |  |  |  |  | 240_3C_AL_XLPE | PPRT SG KAJANG: S01482 | BGN SG KAJANG: S01483 |  | 1706.326 m |  |  |  | 3 | 2 | Pass | null
252110634 | TNB | DISTRIBUTION | KUALA SELANGOR | Existing | RYB | 11 kV |  |  |  |  | 240_3C_AL_XLPE | BERJUNTAI BESTARI NO 2: R05056 | BERJUNTAI BESTARI NO 1: R05055 |  | 504.670 m |  |  |  | 3 | 2 | Pass | null
252110666 | TNB | DISTRIBUTION | KUALA SELANGOR | Existing | RYB | 11 kV | YES | Class D |  |  | 240_3C_AL_XLPE | MACHMAR INDS: R05399 | MACHMAR INDS NO.2: R06849 |  | 252.127 m |  |  |  | 3 | 1 | Pass | null
252110972 | TNB | DISTRIBUTION | KUALA SELANGOR | Existing | RYB | 11 kV |  |  |  |  | 240_3C_AL_XLPE | ADVANCE INDUSTRIES SDN BHD: R04476 | CHANG SHI MINERAL SDN BHD: R05943 |  | 1245.959 m |  |  |  | 3 | 3 | Pass | null
252111066 | TNB | DISTRIBUTION | KUALA SELANGOR | Existing | RYB | 11 kV |  |  |  |  | 240_3C_AL_XLPE | KAKI BKT MELAWATI: S00031 | PEJABAT HAIWAN: S01242 |  | 928.289 m |  |  |  | 3 | 0 | Pass | null
252111523 | TNB | DISTRIBUTION | KUALA SELANGOR | Existing | RYB | 11 kV |  |  |  |  | 240_3C_AL_XLPE | TMN MAKMUR KSL: S01456 | KIM LIAN HUAT: S00328 |  | 587.262 m |  |  |  | 3 | 2 | Pass | null
252115677 | TNB | DISTRIBUTION | KUALA SELANGOR | Existing | RYB | 11 kV |  |  |  |  | 240_3C_AL_XLPE | ZON D FASA 2A PUNCAK ALAM: S01059 | LAVENDER VILLA: S01060 |  | 795.150 m |  |  |  | 3 | 2 | Pass | null
252115938 | TNB | DISTRIBUTION | KUALA SELANGOR | Existing | RYB | 11 kV |  |  |  |  | 240_3C_AL_XLPE | RHONG KHEN INDUSTRI: R01841 | KLG PAPAN SEKINCAN: R01818 |  | 1344.367 m |  |  |  | 3 | 2 | Pass | null
252116980 | TNB | DISTRIBUTION | KUALA SELANGOR | Existing | RYB | 11 kV |  |  |  |  | 240_3C_AL_XLPE | CHOP GUAN SENG: S00248 | TAWEI SG SERDANG: S00240 |  | 671.613 m |  |  |  | 3 | 2 | Pass | null
252117261 | TNB | DISTRIBUTION | KUALA SELANGOR | Existing | RYB | 11 kV |  |  |  |  | 240_3C_AL_XLPE | SONG ENGINEERING: S05572 | SW/STN TMN JATI: S01408 |  | 1769.354 m |  |  |  | 3 | 0 | Pass | null
252117484 | TNB | DISTRIBUTION | KUALA SELANGOR | Existing | RYB | 11 kV |  |  |  |  | 240_3C_AL_XLPE | KOSSAN RUBBER NO 5: S00216 | KOSSAN 3: S01405 |  | 755.020 m |  |  |  | 3 | 0 | Pass | null
252117494 | TNB | DISTRIBUTION | KUALA SELANGOR | Existing | RYB | 11 kV |  |  |  |  | 240_3C_AL_XLPE | PETRONAS GAS: S00083 | LDG MONMOUTH: S00084 |  | 1013.307 m |  |  |  | 3 | 1 | Pass | null
252117786 | TNB | DISTRIBUTION | KUALA SELANGOR | Existing | RYB | 11 kV |  |  |  |  | 240_3C_AL_XLPE | PMU KSGR: 1 | TMN BENDAHARA NO 2: S01664 |  | 1135.762 m |  |  |  | 3 | 0 | Pass | null
252117798 | TNB | DISTRIBUTION | KUALA SELANGOR | Existing | RYB | 11 kV |  |  |  |  | 240_3C_AL_XLPE | SW/STN BGN TENGKORAK: S00369 | BGN TENGKORAK TG KARANG: S00372 |  | 614.734 m |  |  |  | 3 | 2 | Pass | null
252118036 | TNB | DISTRIBUTION | KUALA SELANGOR | Existing | RYB | 11 kV |  |  |  |  | 240_3C_AL_XLPE | DETIK ATURAN: S05586 | DESA MAWAR N0 2: S01528 |  | 1852.700 m |  |  |  | 3 | 1 | Pass | null
252119670 | TNB | DISTRIBUTION | KUALA SELANGOR | Existing | RYB | 11 kV |  |  |  |  | 240_3C_AL_XLPE | EDAR BERAS: S00142 | KLG BATU-BATA: S01352 |  | 926.690 m |  |  |  | 3 | 2 | Pass | null
252119981 | TNB | DISTRIBUTION | KUALA SELANGOR | Existing | RYB | 11 kV | YES | Class D |  |  | 240_3C_AL_XLPE | D-KSL-C17-1588: R08214 | STP KOTA PUTERI: R04689 [OFF] |  | 1835.487 m |  |  |  | 3 | 0 | Pass | null
252120236 | TNB | DISTRIBUTION | KUALA SELANGOR | Existing | RYB | 11 kV |  |  |  |  | 240_3C_AL_XLPE | FASA 3A 2 PUNCAK ALAM: S01097 | APRT NO.4 PUNCAK ALAM: S01125 |  | 1535.894 m |  |  |  | 3 | 2 | Pass | null
252120758 | TNB | DISTRIBUTION | KUALA SELANGOR | Existing | RYB | 11 kV |  |  |  |  | 240_3C_AL_XLPE | TAMBAK JAWA: S00229 | PADANG GAJAH: S00226 |  | 478.007 m |  |  |  | 3 | 2 | Pass | null
252120770 | TNB | DISTRIBUTION | KUALA SELANGOR | Existing | RYB | 11 kV |  |  |  |  | 240_3C_AL_XLPE | PKNS KG KUANTAN: S00056 | KG KUANTAN: S00053 [OFF] |  | 955.415 m |  |  |  | 3 | 0 | Pass | null
252120775 | TNB | DISTRIBUTION | KUALA SELANGOR | Existing | RYB | 11 kV |  |  |  |  | 240_3C_AL_XLPE | SPG RJ ABDULLAH: S00175 | SM AGAMA JERAM: S01381 [OFF] |  | 605.135 m |  |  |  | 3 | 2 | Pass | null
252121148 | TNB | DISTRIBUTION | KUALA SELANGOR | Existing | RYB | 11 kV |  |  |  |  | 240_3C_AL_XLPE | STP UITM: S05683 | UITM 1: S01152 [OFF] |  | 408.919 m |  |  |  | 3 | 2 | Pass | null
252121300 | TNB | DISTRIBUTION | KUALA SELANGOR | Existing | RYB | 11 kV |  |  |  |  | 185_3C_AL_PILC | TALIKOM KSL: S00103 | BDR BARU NO 1: S00104 |  | 216.945 m |  |  |  | 3 | 2 | Pass | null
252121615 | TNB | DISTRIBUTION | KUALA SELANGOR | Existing | RYB | 11 kV |  |  |  |  | 240_3C_AL_XLPE | IKS NO 2: S01306 | IKS NO 1: S01305 |  | 772.967 m |  |  |  | 3 | 2 | Pass | null
252121650 | TNB | DISTRIBUTION | KUALA SELANGOR | Existing | RYB | 11 kV |  |  |  |  | 240_3C_AL_XLPE | TECHNOPARK NO 2: R03179 | TECHNOPARK NO 3: R03183 |  | 260.756 m |  |  |  | 3 | 2 | Pass | null
252121858 | TNB | DISTRIBUTION | KUALA SELANGOR | Existing | RYB | 11 kV |  |  |  |  | 240_3C_AL_XLPE | CK CHEONG SDN BHD: R06498 | GUPPY PLASTIC ALAM JAYA: R05456 |  | 163.419 m |  |  |  | 3 | 1 | Pass | null
252122108 | TNB | DISTRIBUTION | KUALA SELANGOR | Existing | RYB | 11 kV |  |  |  |  | 240_3C_AL_XLPE | TMN SELESA API API: S01351 | KG API API: S00137 |  | 262.898 m |  |  |  | 3 | 2 | Pass | null
252122120 | TNB | DISTRIBUTION | KUALA SELANGOR | Existing | RYB | 11 kV |  |  |  |  | 240_3C_AL_XLPE | TMN IMPIAN (C): S01330 | BAZAR SG BULOH: S01327 |  | 2111.809 m |  |  |  | 3 | 2 | Pass | null
252122568 | TNB | DISTRIBUTION | KUALA SELANGOR | Existing | RYB | 11 kV |  |  |  |  | 240_3C_AL_XLPE | KEMAS KSL: S01249 | PERPUSTAKAAN: S01252 |  | 920.598 m |  |  |  | 3 | 2 | Pass | null
252122739 | TNB | DISTRIBUTION | KUALA SELANGOR | Existing | RYB | 11 kV |  |  |  |  | 240_3C_AL_XLPE | PPU SKCN M: | SITE C SEKINCHAN: S00591 |  | 66.421 m |  |  |  | 3 | 0 | Pass | null
252122982 | TNB | DISTRIBUTION | KUALA SELANGOR | Existing | RYB | 11 kV |  |  |  |  | 240_3C_AL_XLPE | MASRI PARIT 7 SG LEMAN: S05575 | PUAS SEKINCHAN: S01637 |  | 122.365 m |  |  |  | 3 | 0 | Pass | null
252123765 | TNB | DISTRIBUTION | KUALA SELANGOR | Existing | RYB | 11 kV |  |  |  |  | 240_3C_AL_XLPE | TMN SG BULOH: S00148 | TMN BAWAL PUTIH: S01353 |  | 145.448 m |  |  |  | 3 | 2 | Pass | null
252124194 | TNB | DISTRIBUTION | KUALA SELANGOR | Existing | RYB | 11 kV |  |  |  |  | 70_3C_AL_PILC | REBAN AYAM BAIZILAH: S05926 | SG YU NO 3: S01555 |  | 448.990 m |  |  |  | 3 | 1 | Pass | null
252124411 | TNB | DISTRIBUTION | KUALA SELANGOR | Existing | RYB | 11 kV |  |  |  |  | 240_3C_AL_XLPE | PKNS TMN PEKERTI JERAM: S00193 | PKNS TMN PERMAI JERAM: S01390 |  | 765.485 m |  |  |  | 3 | 2 | Pass | null
252124617 | TNB | DISTRIBUTION | KUALA SELANGOR | Existing | RYB | 11 kV |  |  |  |  | 240_3C_AL_XLPE | ZON A3 FASA 2A PUNCAK ALAM: S01065 | SHAH ALAM 2 NO.1: S01069 |  | 1112.323 m |  |  |  | 3 | 2 | Pass | null
252124885 | TNB | DISTRIBUTION | KUALA SELANGOR | Existing | RYB | 11 kV |  |  |  |  | 240_3C_AL_XLPE | TMN SRI PENAMBANG: S01577 | PEKAN P/PENAMBANG: S00476 |  | 220.928 m |  |  |  | 3 | 1 | Pass | null
252124918 | TNB | DISTRIBUTION | KUALA SELANGOR | Existing | RYB | 11 kV |  |  |  |  | 240_3C_AL_XLPE | MAKMAL PENYELIDIKAN PELURU: R01617 | KG MELAYU A/T: R01603 [OFF] |  | 1700.729 m |  |  |  | 3 | 2 | Pass | null
252125147 | TNB | DISTRIBUTION | KUALA SELANGOR | Existing | RYB | 11 kV |  |  |  |  | 240_3C_AL_XLPE | SSU TMN MAKMUR: S05867 | GAWAR-GAWAR (JENTAYU TUAH): S01508 |  | 309.079 m |  |  |  | 3 | 0 | Pass | null
252125403 | TNB | DISTRIBUTION | KUALA SELANGOR | Existing | RYB | 11 kV |  |  |  |  | 240_3C_AL_XLPE | ZON E FASA 2A PUNCAK ALAM: S01051 | ZON C FASA 2A PUNCAK ALAM: S01052 |  | 914.160 m |  |  |  | 3 | 7 | Pass | null
252126465 | TNB | DISTRIBUTION | KUALA SELANGOR | Existing | RYB | 11 kV |  |  |  |  | 240_3C_AL_XLPE | PPU PAM1: 2 | STESEN SUIS SECTION 2 PHASE 1B P.ALAM: S01027 |  | 2845.473 m |  |  | FDR2 | 3 | 0 | Pass | null
252127040 | TNB | DISTRIBUTION | KUALA SELANGOR | Existing | RYB | 11 kV |  |  |  |  | 240_3C_AL_XLPE | Grp: Substation Comp. 1: | TMN SULUH BESTARI: R05047 |  | 1938.466 m |  |  |  | 3 | 2 | Pass | null
252127051 | TNB | DISTRIBUTION | KUALA SELANGOR | Existing | RYB | 11 kV |  |  |  |  | 240_3C_AL_XLPE |  | KENTUNE FURNITURE (SHE CHE SING): S00190 |  | 799.273 m |  |  |  | 3 | 2 | Pass | null
252127082 | TNB | DISTRIBUTION | KUALA SELANGOR | Existing | RYB | 11 kV |  |  |  |  | 240_3C_AL_XLPE | JASA RINGGIT HOLDINGS: | SOUTHPROP NO.1: R06527 |  | 1815.670 m |  |  |  | 3 | 4 | Pass | null
252127256 | TNB | DISTRIBUTION | KUALA SELANGOR | Existing | RYB | 11 kV |  |  |  |  | 240_3C_AL_XLPE | OCEAN LAND NO 2: S05295 | QTRS MDKS K.SEL: S01280 |  | 1626.691 m |  |  |  | 3 | 2 | Pass | null
252127285 | TNB | DISTRIBUTION | KUALA SELANGOR | Existing | RYB | 11 kV |  |  |  |  | 240_3C_AL_XLPE | KOSSAN 2: S01423 | KOSSAN 4: S01420 |  | 609.550 m |  |  |  | 3 | 2 | Pass | null
252127497 | TNB | DISTRIBUTION | KUALA SELANGOR | Existing | RYB | 11 kV | Unknown |  |  |  | 240_3C_AL_XLPE | D-KSL-C17-1607: S05957 | EYU TECK CHAI: S01434 |  | 664.731 m |  |  |  | 3 | 1 | Pass | null
252127508 | TNB | DISTRIBUTION | KUALA SELANGOR | Existing | RYB | 11 kV |  |  |  |  | 240_3C_AL_XLPE | PEJABAT HAIWAN: S01240 | DEWAN BANQUIT D-PALMA: S05308 |  | 1147.583 m |  |  |  | 3 | 0 | Pass | null
252127514 | TNB | DISTRIBUTION | KUALA SELANGOR | Existing | RYB | 11 kV |  |  |  |  | 240_3C_AL_XLPE | SRJK AIK THEE: S05564 | HOTEL D'PALMA: S00027 |  | 921.997 m |  |  |  | 3 | 0 | Pass | null
252127792 | TNB | DISTRIBUTION | KUALA SELANGOR | Existing | RYB | 11 kV |  |  |  |  | 240_3C_AL_XLPE | IKS NO 1: S01303 | PKNS INDUSTRI (PERUSAHAAN RINGAN): S00100 |  | 298.474 m |  |  |  | 3 | 4 | Pass | null
252127798 | TNB | DISTRIBUTION | KUALA SELANGOR | Existing | RYB | 11 kV |  |  |  |  | 240_3C_AL_XLPE | PKNS RANTAU PANJANG: R01869 | SYABAS RANTAU PANJANG: R05753 |  | 1581.691 m |  |  |  | 3 | 2 | Pass | null
252130130 | TNB | DISTRIBUTION | KUALA SELANGOR | Existing | RYB | 11 kV |  |  |  |  | 240_3C_AL_XLPE | SELOKA GAGAH NO 1: S01601 | SELOKA GAGAH NO 2: S01602 |  | 118.000 m |  |  |  | 3 | 0 | Pass | null
252130376 | TNB | DISTRIBUTION | KUALA SELANGOR | Existing | RYB | 11 kV |  |  |  |  | 240_3C_AL_XLPE | PT 3: S00560 | PT 4: S00559 |  | 173.431 m |  |  |  | 3 | 1 | Pass | null
252130403 | TNB | DISTRIBUTION | KUALA SELANGOR | Existing | RYB | 11 kV |  |  |  |  | 240_3C_AL_XLPE | SG YU NO 1: S00452 | KG SG YU: S00447 |  | 2580.165 m |  |  |  | 3 | 2 | Pass | null
252130417 | TNB | DISTRIBUTION | KUALA SELANGOR | Existing | RYB | 11 kV |  |  |  |  | 240_3C_AL_XLPE | FORWARD SCOPE: R06704 | KHUEN HING METAL SDN BHD: R05280 |  | 196.850 m |  |  |  | 3 | 1 | Pass | null
252130624 | TNB | DISTRIBUTION | KUALA SELANGOR | Existing | RYB | 11 kV |  |  |  |  | 240_3C_AL_XLPE | K/UDANG SRI FUMA NO 2: S01498 | SW/STN SRI FUMA: S00362 |  | 3008.823 m |  |  |  | 3 | 5 | Pass | null
252130689 | TNB | DISTRIBUTION | KUALA SELANGOR | Existing | RYB | 11 kV |  |  |  |  | 240_3C_AL_XLPE | PERDANA ALAM JAYA NO.2: R04450 | PERDANA ALAM JAYA NO.1: R04451 |  | 249.282 m |  |  |  | 3 | 2 | Pass | null
252130891 | TNB | DISTRIBUTION | KUALA SELANGOR | Existing | RYB | 11 kV |  |  |  |  | 240_3C_AL_XLPE | KLG LOT 7 ALAM JAYA: R05231 | KLG LOT 8 ALAM JAYA: R05232 |  | 119.524 m |  |  |  | 3 | 2 | Pass | null
252131644 | TNB | DISTRIBUTION | KUALA SELANGOR | Existing | RYB | 11 kV |  |  |  |  | 240_3C_AL_XLPE | APRTMENT MELATI NO.1 PUNCAK ALAM: S01146 | APARTMENT MELOR NO. 2 PUNCAK ALAM: S01145 |  | 59.491 m |  |  |  | 3 | 1 | Pass | null
252132193 | TNB | DISTRIBUTION | KUALA SELANGOR | Existing | RYB | 11 kV | YES | Class D |  |  | 240_3C_AL_XLPE | MULTIGUNA CONSTRUCTION & DEV JLN 2/6 AL: R06275 | ICECLUB ALAM JAYA: R04537 |  | 100.162 m |  |  |  | 3 | 2 | Pass | null
252132972 | TNB | DISTRIBUTION | KUALA SELANGOR | Existing | RYB | 11 kV |  |  |  |  | 185_3C_AL_PILC | SIME INAX: R01900 | SIME HYUNDAI: R01902 |  | 538.509 m |  |  |  | 3 | 3 | Pass | null
252133012 | TNB | DISTRIBUTION | KUALA SELANGOR | Existing | RYB | 11 kV |  |  |  |  | 240_3C_AL_XLPE | SYNLE HART: S00213 | KEM BINA INSAN SG SEMBILANG: S01404 |  | 2203.507 m |  |  |  | 3 | 0 | Pass | null
252133208 | TNB | DISTRIBUTION | KUALA SELANGOR | Existing | RYB | 11 kV |  |  |  |  | 240_3C_AL_XLPE | SURIA INDAH: S01520 | INDUSTRI BENG LEE: S01511 |  | 807.477 m |  |  |  | 3 | 2 | Pass | null
252135734 | TNB | DISTRIBUTION | KUALA SELANGOR | Existing | RYB | 11 kV |  |  |  |  | 240_3C_AL_XLPE | ZON A1 FASA 2A PUNCAK ALAM: S01036 | ZON A2 FASA 2A PUNCAK ALAM: S01037 |  | 833.029 m |  |  |  | 3 | 3 | Pass | null
252135786 | TNB | DISTRIBUTION | KUALA SELANGOR | Existing | RYB | 11 kV |  |  |  |  | 240_3C_AL_XLPE | FASA 3A6 PUNCAK ALAM: S05666 | APRTMENT MELATI NO.2 PUNCAK ALAM: S01647 |  | 1700.384 m |  |  |  | 3 | 1 | Pass | null
252137222 | TNB | DISTRIBUTION | KUALA SELANGOR | Existing | RYB | 11 kV |  |  |  |  | 240_3C_AL_XLPE | PKNS TMN PEKERTI JERAM: S00191 | LDG BUKIT CERAKAH: S00194 |  | 912.532 m |  |  |  | 3 | 2 | Pass | null
252137522 | TNB | DISTRIBUTION | KUALA SELANGOR | Existing | RYB | 11 kV |  |  |  |  | 240_3C_AL_XLPE | BERJUNTAI BESTARI NO 1: R05053 | ANGGERIK LAKSAMANA: R05378 |  | 359.112 m |  |  |  | 3 | 2 | Pass | null
252137573 | TNB | DISTRIBUTION | KUALA SELANGOR | Existing | RYB | 11 kV |  |  |  |  | 240_3C_AL_XLPE | TMN IJOK UTAMA: R05362 | TAMAN SEJATI: R04174 |  | 686.349 m |  |  |  | 3 | 0 | Pass | null
252137592 | TNB | DISTRIBUTION | KUALA SELANGOR | Existing | RYB | 11 kV |  |  |  |  | 240_3C_AL_XLPE | FASA 3A1 PUNCAK ALAM: S05702 | RUMAH BANGLO PUNCAK ALAM JAYA 2: S05881 |  | 1244.771 m |  |  |  | 3 | 3 | Pass | null
252137598 | TNB | DISTRIBUTION | KUALA SELANGOR | Existing | RYB | 11 kV |  |  |  |  | 240_3C_AL_XLPE | SEK REN KEB PUNCAK ALAM: S01028 | SEK MEN KEB PUNCAK ALAM: S01030 |  | 306.409 m |  |  |  | 3 | 2 | Pass | null
252137620 | TNB | DISTRIBUTION | KUALA SELANGOR | Existing | RYB | 11 kV |  |  |  |  | 240_3C_AL_XLPE | TMN MALAWATI JAYA NO 1: S01318 | TMN MELAWATI CERGAS: S05755 |  | 881.411 m |  |  |  | 3 | 2 | Pass | null
252137691 | TNB | DISTRIBUTION | KUALA SELANGOR | Existing | RYB | 11 kV |  |  |  |  | 240_3C_AL_XLPE | TMN KOTA ALAM: S01257 | KEMAS KSL: S01248 |  | 740.405 m |  |  |  | 3 | 2 | Pass | null
252137697 | TNB | DISTRIBUTION | KUALA SELANGOR | Existing | RYB | 11 kV |  |  |  |  | 240_3C_AL_XLPE | BERJUNTAI MAJU(C/S): R03865 | BERJUNTAI MAJU BTG BERJUNTAI: R03866 |  | 49.958 m |  |  |  | 3 | 2 | Pass | null
252137794 | TNB | DISTRIBUTION | KUALA SELANGOR | Existing | RYB | 11 kV |  |  |  |  | 240_3C_AL_XLPE | SM AGAMA JERAM: S01382 | BALAI POLIS JERAM: S00178 |  | 1713.897 m |  |  |  | 3 | 2 | Pass | null
252137816 | TNB | DISTRIBUTION | KUALA SELANGOR | Existing | RYB | 11 kV |  |  |  |  | 240_3C_AL_XLPE | BNZ: S00162 | KOMPLEKS PKNS KSL: S01271 |  | 294.260 m |  |  |  | 3 | 2 | Pass | null
252137850 | TNB | DISTRIBUTION | KUALA SELANGOR | Existing | RYB | 11 kV |  |  |  |  | 240_3C_AL_XLPE | ANGGERIK LAKSAMANA: R05377 | SEGINIAGA: R04996 |  | 104.154 m |  |  |  | 3 | 2 | Pass | null
252137855 | TNB | DISTRIBUTION | KUALA SELANGOR | Existing | RYB | 11 kV |  |  |  |  | 240_3C_AL_XLPE | SEK KEB SRI SEKINCAN: S05525 | SELOKA GAGAH NO 1: S01599 |  | 660.287 m |  |  |  | 3 | 0 | Pass | null
252138028 | TNB | DISTRIBUTION | KUALA SELANGOR | Existing | RYB | 11 kV |  |  |  |  | 240_3C_AL_XLPE | KOSSAN 1: S01414 | KOSSAN RUBBER NO 6: S05302 |  | 28.270 m |  |  |  | 3 | 0 | Pass | null
252140333 | TNB | DISTRIBUTION | KUALA SELANGOR | Existing | RYB | 11 kV |  |  |  |  | 240_3C_AL_XLPE | RJ MUSA NO 1 (TMN MANICKAVASAGAM): S00508 | SW/STN RJ MUSA: S00505 |  | 1535.028 m |  |  |  | 3 | 2 | Pass | null
252140630 | TNB | DISTRIBUTION | KUALA SELANGOR | Existing | RYB | 11 kV |  |  |  |  | 240_3C_AL_XLPE | TMN MULIA: S01348 | TMN SELESA API API: S01349 |  | 1365.063 m |  |  |  | 3 | 2 | Pass | null
252140878 | TNB | DISTRIBUTION | KUALA SELANGOR | Existing | RYB | 11 kV |  |  |  |  | 240_3C_AL_XLPE | APRTMENT MELATI NO.2 PUNCAK ALAM: S01650 | APRTMENT MELATI NO.1 PUNCAK ALAM: S01149 |  | 279.133 m |  |  |  | 3 | 2 | Pass | null
252140925 | TNB | DISTRIBUTION | KUALA SELANGOR | Existing | RYB | 11 kV |  |  |  |  | 240_3C_AL_XLPE | COLD ROOM: S01569 | TMN DELIMA: S05891 |  | 101.249 m |  |  |  | 3 | 0 | Pass | null
252141126 | TNB | DISTRIBUTION | KUALA SELANGOR | Existing | RYB | 11 kV |  |  |  |  | 240_3C_AL_XLPE | MASRIA: S01469 | TMN WAWASAN: S01470 |  | 314.631 m |  |  |  | 3 | 2 | Pass | null
252141177 | TNB | DISTRIBUTION | KUALA SELANGOR | Existing | RYB | 11 kV |  |  |  |  | 240_3C_AL_XLPE | K/UDANG API-API NO 1: S00279 | TMN IMPIAN (C): S01328 |  | 1350.018 m |  |  |  | 3 | 1 | Pass | null
252141350 | TNB | DISTRIBUTION | KUALA SELANGOR | Existing | RYB | 11 kV |  |  |  |  | 240_3C_AL_XLPE | SM SAINS KSL: S01264 | QTRS GURU SM SAINS KSL: S01266 |  | 941.325 m |  |  |  | 3 | 2 | Pass | null
252142207 | TNB | DISTRIBUTION | KUALA SELANGOR | Existing | RYB | 11 kV |  |  |  |  | 240_3C_AL_XLPE | STP 1 PHASE 1 PUNCAK ALAM: S01018 | STP UITM: S05685 |  | 3349.012 m |  |  |  | 3 | 6 | Pass | null
252142216 | TNB | DISTRIBUTION | KUALA SELANGOR | Existing | RYB | 11 kV |  |  |  |  | 240_3C_AL_XLPE | LIM & LIM HARDWARE: R06229 | TAMAN HARMONI: R05151 [OFF] |  | 952.318 m |  |  |  | 3 | 2 | Pass | null
252142753 | TNB | DISTRIBUTION | KUALA SELANGOR | Existing | RYB | 11 kV |  |  |  |  | 240_3C_AL_XLPE | DEWAN BANQUIT D-PALMA: S05306 | HOTEL D'PALMA: S01243 [OFF] |  | 186.599 m |  |  |  | 3 | 0 | Pass | null
252142998 | TNB | DISTRIBUTION | KUALA SELANGOR | Existing | RYB | 11 kV |  |  |  |  | 240_3C_AL_XLPE | BERJUNTAI MAJU BTG BERJUNTAI: R03869 | TELEKOM B/BEJUNTAI: R01890 |  | 569.521 m |  |  |  | 3 | 2 | Pass | null
252143422 | TNB | DISTRIBUTION | KUALA SELANGOR | Existing | RYB | 11 kV | YES | Class D |  |  | 240_3C_AL_XLPE | MARKLON INDS: R05402 | MACHMAR INDS: R05401 |  | 128.514 m |  |  |  | 3 | 2 | Pass | null
252144157 | TNB | DISTRIBUTION | KUALA SELANGOR | Existing | RYB | 11 kV |  |  |  |  | 240_3C_AL_XLPE | POULTRY FARM NO 2: S00438 | POULTRY FARM NO 1: S00435 |  | 1482.944 m |  |  |  | 3 | 2 | Pass | null
252144243 | TNB | DISTRIBUTION | KUALA SELANGOR | Existing | RYB | 11 kV |  |  |  |  | 240_3C_AL_XLPE | KOSSAN 4: S01418 | KOSSAN RUBBER NO 6: S05304 [OFF] |  | 179.531 m |  |  |  | 3 | 0 | Pass | null
252144491 | TNB | DISTRIBUTION | KUALA SELANGOR | Existing | RYB | 11 kV |  |  |  |  | 240_3C_AL_XLPE | SRJKC JLN SASARAN: S05952 | TMN SRI PERTAMA: S00288 |  | 347.996 m |  |  |  | 3 | 1 | Pass | null
252144497 | TNB | DISTRIBUTION | KUALA SELANGOR | Existing | RYB | 11 kV | YES | Class D |  |  | 240_3C_AL_XLPE | KELIP-KELIP BKT BELIMBING: S01568 | INNOBRIDE NO 6: S00498 |  | 8.884 m |  |  |  | 3 | 1 | Pass | null
252144502 | TNB | DISTRIBUTION | KUALA SELANGOR | Existing | RYB | 11 kV |  |  |  |  | 240_3C_AL_XLPE | K/UDANG API-API NO 4: S01287 | K/UDANG API-API NO 2: S01323 |  | 106.375 m |  |  |  | 3 | 5 | Pass | null
252144508 | TNB | DISTRIBUTION | KUALA SELANGOR | Existing | RYB | 11 kV |  |  |  |  | 240_3C_AL_XLPE | LDG TERNAK AYAM JLN RAJA MUSA: S01546 | PERMATA CITRA: S00519 |  | 2215.357 m |  |  |  | 3 | 1 | Pass | null
252144519 | TNB | DISTRIBUTION | KUALA SELANGOR | Existing | RYB | 11 kV |  |  |  |  | 240_3C_AL_XLPE | TMN AGROTEKNOLOGI: S01541 | SW/STN BKT TALANG: S00512 |  | 1281.469 m |  |  |  | 3 | 2 | Pass | null
252144788 | TNB | DISTRIBUTION | KUALA SELANGOR | Existing | RYB | 11 kV |  | Class D |  |  | 240_3C_AL_XLPE | D-KSL-C18-1653: S05979 | TMN NILAM: S05296 |  | 552.052 m |  |  |  | 3 | 0 | Pass | null
252145087 | TNB | DISTRIBUTION | KUALA SELANGOR | Existing | RYB | 11 kV |  |  |  |  | 185_3C_AL_PILC | PEKAN TG KARANG (RIVER SIDE): S00343 | TMN SRI TANJUNG (LOT 1970): S00345 |  | 661.255 m |  |  |  | 3 | 4 | Pass | null
252145093 | TNB | DISTRIBUTION | KUALA SELANGOR | Existing | RYB | 11 kV |  |  |  |  | 240_3C_AL_XLPE | REBAN AYAM BKT HIJAU: S05462 | SOUTHERN REALTY: S01451 |  | 3058.012 m |  |  |  | 3 | 3 | Pass | null
252145375 | TNB | DISTRIBUTION | KUALA SELANGOR | Existing | RYB | 11 kV |  |  |  |  | 185_3C_AL_PILC | BDR BARU NO 3: S00113 | BDR BARU NO 4: S00114 |  | 375.678 m |  |  |  | 3 | 2 | Pass | null
252145559 | TNB | DISTRIBUTION | KUALA SELANGOR | Existing | RYB | 11 kV |  |  |  |  | 240_3C_AL_XLPE | PPU TKMI: 3 | KOKO FAMA: S00440 |  | 3790.498 m |  |  | FDR3 | 3 | 0 | Pass | null
252145563 | TNB | DISTRIBUTION | KUALA SELANGOR | Existing | RYB | 11 kV |  |  |  |  | 240_3C_AL_XLPE | SEGINIAGA: R04994 | TMN ILMU BISTARI: R05839 |  | 684.189 m |  |  |  | 3 | 2 | Pass | null
252145780 | TNB | DISTRIBUTION | KUALA SELANGOR | Existing | RYB | 11 kV |  |  |  |  | 240_3C_AL_XLPE | PPU SDBY: 1 | QUARTERS TENNAMARAN: R01898 |  | 899.589 m |  |  | FDR4 | 3 | 3 | Pass | null
252145786 | TNB | DISTRIBUTION | KUALA SELANGOR | Existing | RYB | 11 kV |  |  |  |  | 185_3C_AL_PILC | KIM LIAN HUAT: S00325 | TG KARANG DEVELOPMENT: S00333 |  | 845.480 m |  |  |  | 3 | 2 | Pass | null
252145796 | TNB | DISTRIBUTION | KUALA SELANGOR | Existing | RYB | 11 kV |  |  |  |  | 240_3C_AL_XLPE | TMN WAWASAN: S01472 | TMN KHATIJAH: S01644 |  | 47.588 m |  |  |  | 3 | 1 | Pass | null
252145801 | TNB | DISTRIBUTION | KUALA SELANGOR | Existing | RYB | 11 kV |  |  |  |  | 185_3C_AL_PILC | BALAI POLIS TG KARANG: S00352 | JKR LOW COST: S00353 |  | 452.353 m |  |  |  | 3 | 2 | Pass | null
252145834 | TNB | DISTRIBUTION | KUALA SELANGOR | Existing | RYB | 11 kV |  |  |  |  | 240_3C_AL_XLPE | RESCUEVERS: R02822 | HUP SENG SANITARY: R03484 |  | 644.403 m |  |  |  | 3 | 2 | Pass | null
252145843 | TNB | DISTRIBUTION | KUALA SELANGOR | Existing | RYB | 11 kV |  |  |  |  | 240_3C_AL_XLPE | BDR BARU NO 1: S00107 | KOMPLEKS MAHKAMAH: S01261 |  | 302.927 m |  |  |  | 3 | 1 | Pass | null
252146096 | TNB | DISTRIBUTION | KUALA SELANGOR | Existing | RYB | 11 kV |  |  |  |  | 240_3C_AL_XLPE | TMN SRI SEKINCHAN NO 1: S00574 | TMN SRI SEKINCHAN NO 2 (C): S01596 |  | 311.434 m |  |  |  | 3 | 0 | Pass | null
252146111 | TNB | DISTRIBUTION | KUALA SELANGOR | Existing | RYB | 11 kV |  |  |  |  | 185_3C_AL_PILC | BALAI POLIS KSL: S00095 | TALIKOM KSL: S00101 |  | 1001.418 m |  |  |  | 3 | 3 | Pass | null
252146117 | TNB | DISTRIBUTION | KUALA SELANGOR | Existing | RYB | 11 kV |  |  |  |  | 240_3C_AL_XLPE | TMN RADIN JAYA NO 1: S01488 | AADK TANJUNG KARANG: S05544 |  | 278.303 m |  |  |  | 3 | 2 | Pass | null
252146123 | TNB | DISTRIBUTION | KUALA SELANGOR | Existing | RYB | 11 kV |  |  |  |  | 185_3C_AL_PILC | TMN SRI TANJUNG (LOT 1970): S00344 | BALAI POLIS TG KARANG: S00352 |  | 668.396 m |  |  |  | 3 | 2 | Pass | null
252146393 | TNB | DISTRIBUTION | KUALA SELANGOR | Existing | RYB | 11 kV |  |  |  |  | 185_3C_AL_PILC | TENGKORAK INDUSTRIES: S00365 | SW/STN BGN TENGKORAK: S00371 |  | 668.285 m |  |  |  | 3 | 2 | Pass | null
252146804 | TNB | DISTRIBUTION | KUALA SELANGOR | Existing | RYB | 11 kV |  |  |  |  | 185_3C_AL_PILC | PPRT SG KAJANG: S05729 | TMN RADIN JAYA NO 2: S01490 |  | 2316.412 m |  |  |  | 3 | 1 | Pass | null
252147046 | TNB | DISTRIBUTION | KUALA SELANGOR | Existing | RYB | 11 kV |  |  |  |  | 240_3C_AL_XLPE | D'PALWA (KRISTALINA): S00168 | KOMPLEKS PKNS KSL: S01268 [OFF] |  | 696.484 m |  |  |  | 3 | 3 | Pass | null
252147319 | TNB | DISTRIBUTION | KUALA SELANGOR | Existing | RYB | 11 kV |  |  |  |  | 240_3C_AL_XLPE | SG TENGI KANAN NO 2: S01506 | PT SERONG: S00432 |  | 5283.436 m |  |  |  | 3 | 2 | Pass | null
252147570 | TNB | DISTRIBUTION | KUALA SELANGOR | Existing | RYB | 11 kV |  |  |  |  | 240_3C_AL_XLPE | TMN SRI BISTARI: R05364 | TMN SURIA BESTARI: R06134 |  | 581.301 m |  |  |  | 3 | 0 | Pass | null
252147586 | TNB | DISTRIBUTION | KUALA SELANGOR | Existing | RYB | 11 kV |  |  |  |  | 240_3C_AL_XLPE | TENAGA KIMIA BT ARANG: R05976 | KG MELAYU A/T: R05265 |  | 2685.506 m |  |  |  | 3 | 1 | Pass | null
252148368 | TNB | DISTRIBUTION | KUALA SELANGOR | Existing | RYB | 11 kV |  |  |  |  | 240_3C_AL_XLPE | ZHONG LEE FISHERY: S05449 | PANJI MUARA: S05579 |  | 32.283 m |  |  |  | 3 | 0 | Pass | null
252148527 | TNB | DISTRIBUTION | KUALA SELANGOR | Existing | RYB | 11 kV |  |  |  |  | 240_3C_AL_XLPE | SEK MEN KEB PUNCAK ALAM: S01031 | ZON A1 FASA 2A PUNCAK ALAM: S01033 |  | 2323.404 m |  |  |  | 3 | 2 | Pass | null
252148561 | TNB | DISTRIBUTION | KUALA SELANGOR | Existing | RYB | 11 kV |  |  |  |  | 240_3C_AL_XLPE | PPU PAM1: 6 | ZON D FASA 2A PUNCAK ALAM: S01056 |  | 5681.155 m |  |  | FDR6 | 3 | 0 | Pass | null
252148722 | TNB | DISTRIBUTION | KUALA SELANGOR | Existing | RYB | 11 kV |  |  |  |  | 240_3C_AL_XLPE | SPECIAL MADE IRON &STEEL: | SIME INAX: R01901 |  | 2290.103 m |  |  |  | 3 | 3 | Pass | null
252148729 | TNB | DISTRIBUTION | KUALA SELANGOR | Existing | RYB | 11 kV |  |  |  |  | 70_3C_AL_PILC | KIM LIAN HUAT: S00326 | BGN PASIR TG KARANG: S01459 |  | 2558.362 m |  |  |  | 3 | 2 | Pass | null
252148735 | TNB | DISTRIBUTION | KUALA SELANGOR | Existing | RYB | 11 kV |  |  |  |  | 240_3C_AL_XLPE | HOSPITAL TG KARANG: S00337 | BANJARAYA (C): S01466 |  | 837.729 m |  |  |  | 3 | 8 | Pass | null
252148827 | TNB | DISTRIBUTION | KUALA SELANGOR | Existing | RYB | 11 kV |  |  |  |  | 240_3C_AL_XLPE | KOTA PUTERI NO.1: R04872 | RESCUEVERS: R02823 |  | 1603.121 m |  |  |  | 3 | 2 | Pass | null
252148855 | TNB | DISTRIBUTION | KUALA SELANGOR | Existing | RYB | 11 kV |  |  |  |  | 240_3C_AL_XLPE | EYU BER EER NO 1: S01439 | KIEN HUAT FURNITURE: S01431 |  | 1378.729 m |  |  |  | 3 | 4 | Pass | null
252148861 | TNB | DISTRIBUTION | KUALA SELANGOR | Existing | RYB | 11 kV |  |  |  |  | 240_3C_AL_XLPE | EYU TECK CHAI: S01436 | EYU BER EER NO 1: S01437 |  | 244.567 m |  |  |  | 3 | 2 | Pass | null
252149144 | TNB | DISTRIBUTION | KUALA SELANGOR | Existing | RYB | 11 kV |  |  |  |  | 185_3C_AL_PILC | PMU KSGR: 3 | OCEAN LAND NO.1: S00119 |  | 471.991 m |  |  | FDR10 | 3 | 0 | Pass | null
252149150 | TNB | DISTRIBUTION | KUALA SELANGOR | Existing | RYB | 11 kV |  |  |  |  | 240_3C_AL_XLPE | KIEN HUAT FURNITURE: S01433 | TMN SETIA BUDI: S05501 |  | 156.775 m |  |  |  | 3 | 2 | Pass | null
252149227 | TNB | DISTRIBUTION | KUALA SELANGOR | Existing | RYB | 11 kV |  |  |  |  | 240_3C_AL_XLPE | SG KAJANG: S01478 | PPRT SG KAJANG: S01480 |  | 995.637 m |  |  |  | 3 | 2 | Pass | null
252149316 | TNB | DISTRIBUTION | KUALA SELANGOR | Existing | RYB | 11 kV |  |  |  |  | 240_3C_AL_XLPE | TMN RADEN MAS: S01517 | TMN RIA MAS: S01700 |  | 213.155 m |  |  |  | 3 | 2 | Pass | null
252149381 | TNB | DISTRIBUTION | KUALA SELANGOR | Existing | RYB | 11 kV |  |  |  |  | 240_3C_AL_XLPE | MATAKKU: S00198 | PANTAI REMIS: S00201 [OFF] |  | 753.513 m |  |  |  | 3 | 0 | Pass | null
252149496 | TNB | DISTRIBUTION | KUALA SELANGOR | Existing | RYB | 11 kV |  |  |  |  | 240_3C_AL_XLPE | TMN SULUH BESTARI: R05049 | FRUIT VALLEY: R05050 |  | 254.936 m |  |  |  | 3 | 1 | Pass | null
252149501 | TNB | DISTRIBUTION | KUALA SELANGOR | Existing | RYB | 11 kV |  |  |  |  | 240_3C_AL_XLPE | BT 2 JLN KLANG: S00121 | TMN RHU PERMAI: S05309 |  | 336.550 m |  |  |  | 3 | 2 | Pass | null
252149507 | TNB | DISTRIBUTION | KUALA SELANGOR | Existing | RYB | 11 kV |  |  |  |  | 240_3C_AL_XLPE | SW/STN SRI FUMA: S00360 | TENGKORAK INDUSTRIES: S00367 |  | 570.893 m |  |  |  | 3 | 3 | Pass | null
252149513 | TNB | DISTRIBUTION | KUALA SELANGOR | Existing | RYB | 11 kV |  |  |  |  | 240_3C_AL_XLPE | PADAT TAMAN SERI BENDAHARA: S05743 | NTS: S05465 [OFF] |  | 746.451 m |  |  |  | 3 | 0 | Pass | null
252149699 | TNB | DISTRIBUTION | KUALA SELANGOR | Existing | RYB | 11 kV |  |  |  |  | 240_3C_AL_XLPE | BANDAR PUNCAK ALAM JAS: S05516 | SHAH ALAM 2 NO.8: S05406 |  | 981.232 m |  |  |  | 3 | 1 | Pass | null
252149818 | TNB | DISTRIBUTION | KUALA SELANGOR | Existing | RYB | 11 kV |  |  |  |  | 240_3C_AL_XLPE | COLD ROOM: S01569 | S.AGAMA KSL (P/PENAMBANG): S00468 |  | 1303.433 m |  |  |  | 3 | 2 | Pass | null
252149822 | TNB | DISTRIBUTION | KUALA SELANGOR | Existing | RYB | 11 kV |  |  |  |  | 240_3C_AL_XLPE | TECHNOPARK NO 4: R03186 | PKNS RANTAU PANJANG: R02743 |  | 1309.102 m |  |  |  | 3 | 2 | Pass | null
252149850 | TNB | DISTRIBUTION | KUALA SELANGOR | Existing | RYB | 11 kV |  |  |  |  | 240_3C_AL_XLPE | TLK PENYAMUN: S00043 | KG KUANTAN: S00052 |  | 3148.891 m |  |  |  | 3 | 2 | Pass | null
252149861 | TNB | DISTRIBUTION | KUALA SELANGOR | Existing | RYB | 11 kV |  |  |  |  | 240_3C_AL_XLPE | TECHNOPARK NO 1: R03176 | TECHNOPARK NO 2: R03178 |  | 266.423 m |  |  |  | 3 | 2 | Pass | null
252150097 | TNB | DISTRIBUTION | KUALA SELANGOR | Existing | RYB | 11 kV |  |  |  |  | 150_3C_AL_XLPE | KG JAYA SETIA: R00555 | JAYA SETIA A/T: N/A |  | 47.651 m |  |  |  | 3 | 1 | Pass | null
252150152 | TNB | DISTRIBUTION | KUALA SELANGOR | Existing | RYB | 11 kV |  |  |  |  | 240_3C_AL_XLPE | ZON A2 FASA 2A PUNCAK ALAM: S01040 | ZON B FASA 2A PUNCAK ALAM: S01044 |  | 691.277 m |  |  |  | 3 | 3 | Pass | null
252150546 | TNB | DISTRIBUTION | KUALA SELANGOR | Existing | RYB | 11 kV |  |  |  |  | 240_3C_AL_XLPE | L672 TOKONG CINA: S05754 | TOKONG BUDHA SEKINCHAN: S01582 |  | 77.698 m |  |  |  | 3 | 0 | Pass | null
252151676 | TNB | DISTRIBUTION | KUALA SELANGOR | Existing | RYB | 11 kV |  |  |  |  | 240_3C_AL_XLPE | TAKE SIX: R05043 | RHONG KHEN INDUSTRI: R01840 |  | 42.438 m |  |  |  | 3 | 1 | Pass | null
252152164 | TNB | DISTRIBUTION | KUALA SELANGOR | Existing | RYB | 11 kV |  |  |  |  | 240_3C_AL_XLPE | TMN WAWASAN: S01472 | TMN KHATIJAH: S01644 |  | 2763.538 m |  |  |  | 3 | 2 | Pass | null
252152201 | TNB | DISTRIBUTION | KUALA SELANGOR | Existing | RYB | 11 kV | YES |  |  |  | 240_3C_AL_XLPE | D-KSL-C17-1624: R08097 | PERDANA ALAM JAYA NO.3: R04443 |  | 1655.277 m |  |  |  | 3 | 0 | Pass | null
252152447 | TNB | DISTRIBUTION | KUALA SELANGOR | Existing | RYB | 11 kV |  |  |  |  | 240_3C_AL_XLPE | ISITO: R00516 | IBU SAWAT TELEKOM IJOK: R01824 |  | 367.405 m |  |  |  | 3 | 0 | Pass | null
252155444 | TNB | DISTRIBUTION | KUALA SELANGOR | Existing | RYB | 11 kV |  |  |  |  | 240_3C_AL_XLPE | PPU PAM1: 1 | STESEN SUIS SECTION 2 PHASE 1B P.ALAM: S01026 |  | 2850.243 m |  |  | FDR1 | 3 | 0 | Pass | null
252155506 | TNB | DISTRIBUTION | KUALA SELANGOR | Existing | RYB | 11 kV |  |  |  |  | 240_3C_AL_XLPE | LAY HONG (SPG 3 JERAM) NO 2: | BALAI POLIS JERAM: S00181 [OFF] |  | 2739.054 m |  |  |  | 3 | 4 | Pass | null
252155512 | TNB | DISTRIBUTION | KUALA SELANGOR | Existing | RYB | 11 kV |  |  |  |  | 240_3C_AL_XLPE | KOSSAN 2: S01421 | PANGSAPURI PANTAI INDAH: S01427 |  | 1217.645 m |  |  |  | 3 | 2 | Pass | null
252155756 | TNB | DISTRIBUTION | KUALA SELANGOR | Existing | RYB | 11 kV |  |  |  |  | 240_3C_AL_XLPE | KOLAM UDANG SG JANGGUT: S05896 | PETRONAS SG SEMBILANG: S00220 [OFF] |  | 836.707 m |  |  |  | 3 | 1 | Pass | null
252155851 | TNB | DISTRIBUTION | KUALA SELANGOR | Existing | RYB | 11 kV | YES | Class D |  |  | 240_3C_AL_XLPE | KLG LOT 62 ALAM JAYA: R04598 | KLG LOT 63 UNICAN ALAM JAYA: R04597 |  | 83.562 m |  |  |  | 3 | 3 | Pass | null
252155863 | TNB | DISTRIBUTION | KUALA SELANGOR | Existing | RYB | 11 kV | YES | Class D |  |  | 240_3C_AL_XLPE | RUMAH PKNS IJOK: R03485 | D-KSL-C18-1646: R08342 |  | 969.845 m |  |  |  | 3 | 0 | Pass | null
252156111 | TNB | DISTRIBUTION | KUALA SELANGOR | Existing | RYB | 11 kV |  |  |  |  | 240_3C_AL_XLPE | TAMAN SEJATI: R04175 | TAMAN SEJATI JALAN 9: R06710 |  | 297.115 m |  |  |  | 3 | 0 | Pass | null
252156250 | TNB | DISTRIBUTION | KUALA SELANGOR | Existing | RYB | 11 kV |  |  |  |  | 240_3C_AL_XLPE | MUARA NO 1: S01366 | MUARA NO 2: S01370 |  | 390.829 m |  |  |  | 3 | 2 | Pass | null
252156455 | TNB | DISTRIBUTION | KUALA SELANGOR | Existing | RYB | 11 kV |  |  |  |  | 240_3C_AL_XLPE | MUARA NO 2: S01369 | JLN JATI SG BULOH: S01372 |  | 165.147 m |  |  |  | 3 | 2 | Pass | null
252156467 | TNB | DISTRIBUTION | KUALA SELANGOR | Existing | RYB | 11 kV |  |  |  |  | 240_3C_AL_XLPE | KOSSAN 1: S01416 | KOSSAN RUBBER NO 5: S00214 |  | 970.740 m |  |  |  | 3 | 0 | Pass | null
252159115 | TNB | DISTRIBUTION | KUALA SELANGOR | Existing | RYB | 11 kV |  |  |  |  | 240_3C_AL_XLPE | GUARDIAN CAUCUS: R05853 | WORK SHOP MAMECH: R04947 |  | 144.713 m |  |  |  | 3 | 1 | Pass | null
252163850 | TNB | DISTRIBUTION | KUALA SELANGOR | Existing | RYB | 11 kV |  |  |  |  | 240_3C_AL_XLPE | AGRO TECH ALAM JAYA: R05722 | INDUSTRI ALAM JAYA NO.7: R04736 |  | 290.608 m |  |  |  | 3 | 2 | Pass | null
252164346 | TNB | DISTRIBUTION | KUALA SELANGOR | Existing | RYB | 11 kV |  |  |  |  | 240_3C_AL_XLPE | INDUSTRI ALAM JAYA NO.7: R04738 | SANON PRINTING: R05245 |  | 116.173 m |  |  |  | 3 | 2 | Pass | null
252166054 | TNB | DISTRIBUTION | KUALA SELANGOR | Existing | RYB | 11 kV |  |  |  |  | 240_3C_AL_XLPE | STP KOTA PUTERI: R04688 | KOTA PUTERI NO.1: R04874 |  | 482.101 m |  |  |  | 3 | 2 | Pass | null
252166774 | TNB | DISTRIBUTION | KUALA SELANGOR | Existing | RYB | 11 kV |  |  |  |  | 240_3C_AL_XLPE | LDG RAJAGIRI: S00087 | PLAZA TOL LATAR (IJOK): S05546 |  | 3923.938 m |  |  |  | 3 | 2 | Pass | null
252166829 | TNB | DISTRIBUTION | KUALA SELANGOR | Existing | RYB | 11 kV |  |  |  |  | 185_3C_AL_PILC | PERMATA CITRA: S00518 | TMN AGROTEKNOLOGI: S01539 |  | 3546.186 m |  |  |  | 3 | 1 | Pass | null
252167259 | TNB | DISTRIBUTION | KUALA SELANGOR | Existing | RYB | 11 kV |  |  |  |  | 240_3C_AL_XLPE | JERAM NO 1: S00182 | LAY HONG (SPG 3 JERAM) NO 2: |  | 2710.279 m |  |  |  | 3 | 2 | Pass | null
252167265 | TNB | DISTRIBUTION | KUALA SELANGOR | Existing | RYB | 11 kV |  |  |  |  | 240_3C_AL_XLPE | TAMAN GELAMA: S05879 | TALIKOM SG BULOH: S00156 |  | 941.888 m |  |  |  | 3 | 0 | Pass | null
252169837 | TNB | DISTRIBUTION | KUALA SELANGOR | Existing | RYB | 11 kV |  |  |  |  | 240_3C_AL_XLPE | LAY HONG NO.6: S05486 | JERAM NO 1: S00184 |  | 695.855 m |  |  |  | 3 | 2 | Pass | null
252170027 | TNB | DISTRIBUTION | KUALA SELANGOR | Existing | RYB | 11 kV |  |  |  |  | 240_3C_AL_XLPE | KENTUNE FURNITURE (SHE CHE SING): S00188 | LAY HONG NO 5(SPG 3 JERAM): S01628 |  | 2447.791 m |  |  |  | 3 | 2 | Pass | null
252170033 | TNB | DISTRIBUTION | KUALA SELANGOR | Existing | RYB | 11 kV |  |  |  |  | 185_3C_AL_PILC | OCEAN LAND NO.1: S00120 | OCEAN LAND NO 2: S05293 |  | 131.977 m |  |  |  | 3 | 2 | Pass | null
252170569 | TNB | DISTRIBUTION | KUALA SELANGOR | Existing | RYB | 11 kV | YES | Class D |  |  | 240_3C_AL_XLPE | KLG KAYU PAPAN & LOGAM BERJAYA: R05228 | KWAN SENS WARE: R05324 |  | 179.068 m |  |  |  | 3 | 2 | Pass | null
252172039 | TNB | DISTRIBUTION | KUALA SELANGOR | Existing | RYB | 11 kV |  |  |  |  | 240_3C_AL_XLPE | DURAFILL: R05728 | SOUTHERN FURNITURE: R01826 |  | 90.407 m |  |  |  | 3 | 0 | Pass | null
252172195 | TNB | DISTRIBUTION | KUALA SELANGOR | Existing | RYB | 11 kV |  |  |  |  | 240_3C_AL_XLPE | SIME PLANTATION B.BERJUNTAI: R05500 | BERJUNTAI MAJU(C/S): R03863 |  | 3123.029 m |  |  |  | 3 | 4 | Pass | null
252172618 | TNB | DISTRIBUTION | KUALA SELANGOR | Existing | RYB | 11 kV |  |  |  |  | 240_3C_AL_XLPE | PPU TKMI: 1 | SG TENGI KANAN NO 2: S00386 |  | 2895.963 m |  |  | FDR1 | 3 | 0 | Pass | null
252172874 | TNB | DISTRIBUTION | KUALA SELANGOR | Existing | RYB | 11 kV |  |  |  |  | 240_3C_AL_XLPE | PADAT RUMAH PAM JBA PUNCAK ALAM: S01015 | SEK REN KEB PUNCAK ALAM: S01639 |  | 704.689 m |  |  |  | 3 | 2 | Pass | null
252173107 | TNB | DISTRIBUTION | KUALA SELANGOR | Existing | RYB | 11 kV | YES | Class D |  |  | 240_3C_AL_XLPE | KWAN SENS WARE: R05326 | NATURE LEADER: R05570 |  | 171.239 m |  |  |  | 3 | 2 | Pass | null
252173655 | TNB | DISTRIBUTION | KUALA SELANGOR | Existing | RYB | 11 kV | YES | Class D |  |  | 240_3C_AL_XLPE | TLK PENYAMUN: S00044 | TLK PENYAMUN-Kg sepakat: S00047 |  | 13.865 m |  |  |  | 3 | 1 | Pass | null
252173751 | TNB | DISTRIBUTION | KUALA SELANGOR | Existing | RYB | 11 kV |  |  |  |  | 240_3C_AL_XLPE | YL TRADING: R05791 | INDUSTRI ALAM JAYA NO.4: R05342 |  | 895.244 m |  |  |  | 3 | 1 | Pass | null
252174203 | TNB | DISTRIBUTION | KUALA SELANGOR | Existing | RYB | 11 kV |  |  |  |  | 240_3C_AL_XLPE |  | K/UDANG SRI FUMA NO 2: S01496 |  | 237.295 m |  |  |  | 3 | 2 | Pass | null
252174341 | TNB | DISTRIBUTION | KUALA SELANGOR | Existing | RYB | 11 kV |  |  |  |  | 240_3C_AL_XLPE | BE PILE: R01773 | SON STAR: R04993 |  | 13.394 m |  |  |  | 3 | 2 | Pass | null
252174438 | TNB | DISTRIBUTION | KUALA SELANGOR | Existing | RYB | 11 kV |  |  |  |  | 240_3C_AL_XLPE | K/UDANG API-API NO 4: S01287 | K/UDANG API-API NO 2: S01323 |  | 43.211 m |  |  |  | 3 | 1 | Pass | null
252175204 | TNB | DISTRIBUTION | KUALA SELANGOR | Existing | RYB | 11 kV |  |  |  |  | 240_3C_AL_XLPE | PADAT BT. 7 IJOK: R03622 | TERNAKAN AYAM HING HONG: R01802 |  | 1678.491 m |  |  |  | 3 | 0 | Pass | null
252175658 | TNB | DISTRIBUTION | KUALA SELANGOR | Existing | RYB | 11 kV |  |  |  |  | 240_3C_AL_XLPE | LEE LEE KONG: R05182 | TMN IJOK UTAMA: R05361 |  | 843.712 m |  |  |  | 3 | 0 | Pass | null
252176232 | TNB | DISTRIBUTION | KUALA SELANGOR | Existing | RYB | 11 kV | YES | Class D |  |  | 240_3C_AL_XLPE | INDUSTRI ALAM JAYA NO.6: R04742 | RUMAH PANGSA INDUSTRI ALAM JAYA NO.9: R05254 |  | 439.937 m |  |  |  | 3 | 2 | Pass | null
252176889 | TNB | DISTRIBUTION | KUALA SELANGOR | Existing | RYB | 11 kV |  |  |  |  | 240_3C_AL_XLPE | PPU PAM1: 3 | PADAT RUMAH PAM JBA PUNCAK ALAM: S01017 |  | 586.946 m |  |  | FDR3 | 3 | 0 | Pass | null
252177331 | TNB | DISTRIBUTION | KUALA SELANGOR | Existing | RYB | 11 kV |  |  |  |  | 240_3C_AL_XLPE | TMN RADIN JAYA NO 2: S01489 | TMN RADIN JAYA NO 1: S01486 |  | 311.135 m |  |  |  | 3 | 2 | Pass | null
252177407 | TNB | DISTRIBUTION | KUALA SELANGOR | Existing | RYB | 11 kV |  |  |  |  | 240_3C_AL_XLPE | BKT HIJAU NO 2: S00312 | BKT HIJAU NO 1: S00315 |  | 1502.534 m |  |  |  | 3 | 2 | Pass | null
252177526 | TNB | DISTRIBUTION | KUALA SELANGOR | Existing | RYB | 11 kV |  |  |  |  | 240_3C_AL_XLPE | INDUSTRI ALAM JAYA NO.1: R04717 | TAMAN ALAM SUTERA ALAM JAYA: R07611 |  | 341.814 m |  |  |  | 3 | 2 | Pass | null
252177649 | TNB | DISTRIBUTION | KUALA SELANGOR | Existing | RYB | 11 kV |  |  |  |  | 240_3C_AL_XLPE | MONDAY CANE: S00278 | K/UDANG API-API NO 1: S00280 |  | 2460.427 m |  |  |  | 3 | 2 | Pass | null
252177697 | TNB | DISTRIBUTION | KUALA SELANGOR | Existing | RYB | 11 kV |  |  |  |  | 240_3C_AL_XLPE | BDR BARU NO 4: S00116 | SM SAINS KSL: S00117 |  | 1074.010 m |  |  |  | 3 | 2 | Pass | null
252177831 | TNB | DISTRIBUTION | KUALA SELANGOR | Existing | RYB | 11 kV |  |  |  |  | 240_3C_AL_XLPE | PT 4: S00557 | ZHONG LEE FISHERY: S05451 |  | 101.197 m |  |  |  | 3 | 1 | Pass | null
252178650 | TNB | DISTRIBUTION | KUALA SELANGOR | Existing | RYB | 11 kV |  |  |  |  | 240_3C_AL_XLPE | JKR LOW COST: S00355 | UKM: S01474 |  | 814.062 m |  |  |  | 3 | 2 | Pass | null
252178823 | TNB | DISTRIBUTION | KUALA SELANGOR | Existing | RYB | 11 kV |  |  |  |  | 240_3C_AL_XLPE | PKNS RAJA MUSA (TMN RAJA MUSA): S01538 | LDG GUTHREY BKT TALANG: S05402 |  | 827.612 m |  |  |  | 3 | 2 | Pass | null
252178995 | TNB | DISTRIBUTION | KUALA SELANGOR | Existing | RYB | 11 kV |  |  |  |  | 240_3C_AL_XLPE | KG BARU IJOK: R00590 | RUMAH PKNS IJOK: R01809 |  | 589.464 m |  |  |  | 3 | 0 | Pass | null
252179004 | TNB | DISTRIBUTION | KUALA SELANGOR | Existing | RYB | 11 kV |  |  |  |  | 240_3C_AL_XLPE | TMN MAYANG(C/S): S05415 |  |  | 681.218 m |  |  |  | 3 | 2 | Pass | null
252179080 | TNB | DISTRIBUTION | KUALA SELANGOR | Existing | RYB | 11 kV |  |  |  |  | 240_3C_AL_XLPE | LAY HONG NO 5(SPG 3 JERAM): S01627 | LAY HONG NO.6: S05488 |  | 17.046 m |  |  |  | 3 | 1 | Pass | null
252179426 | TNB | DISTRIBUTION | KUALA SELANGOR | Existing | RYB | 11 kV |  |  |  |  | 240_3C_AL_XLPE | KENTUNE FURNITURE (SHE CHE SING): S00188 | LAY HONG NO 5(SPG 3 JERAM): S01628 |  | 16.738 m |  |  |  | 3 | 1 | Pass | null
252179495 | TNB | DISTRIBUTION | KUALA SELANGOR | Existing | RYB | 11 kV |  |  |  |  | 240_3C_AL_XLPE | KLG SANTEX: R05275 | MULTIGUNA NO.2: R05392 |  | 76.701 m |  |  |  | 3 | 2 | Pass | null
252179553 | TNB | DISTRIBUTION | KUALA SELANGOR | Existing | RYB | 11 kV |  |  |  |  | 240_3C_AL_XLPE | PT MAHANG NO 1: S00319 | PKNS PT MAHANG (TMN DESA MAHANG): S01455 |  | 575.918 m |  |  |  | 3 | 2 | Pass | null
252179578 | TNB | DISTRIBUTION | KUALA SELANGOR | Existing | RYB | 11 kV |  |  |  |  | 240_3C_AL_XLPE | TMN MERANTI: S05301 | BELB API-API: S00275 |  | 426.594 m |  |  |  | 3 | 2 | Pass | null
252179604 | TNB | DISTRIBUTION | KUALA SELANGOR | Existing | RYB | 11 kV |  |  |  |  | 240_3C_AL_XLPE | SOUTH PROP NO.2: R06521 | LBH BROTHERS: R05126 |  | 219.278 m |  |  |  | 3 | 1 | Pass | null
252179947 | TNB | DISTRIBUTION | KUALA SELANGOR | Existing | RYB | 11 kV |  |  |  |  | 240_3C_AL_XLPE | RUBPLAST JLN RUKUN: R06790 | TAKE SIX: R05041 |  | 39.033 m |  |  |  | 3 | 1 | Pass | null
252180345 | TNB | DISTRIBUTION | KUALA SELANGOR | Existing | RYB | 11 kV |  |  |  |  | 240_3C_AL_XLPE | TMN KOTA ALAM NO 2: S01617 | TMN KOTA ALAM: S01259 |  | 450.420 m |  |  |  | 3 | 2 | Pass | null
252180875 | TNB | DISTRIBUTION | KUALA SELANGOR | Existing | RYB | 11 kV |  |  |  |  | 240_3C_AL_XLPE | PERPUSTAKAAN: S01251 | DEWAN SERBAGUNA (UMNO): S01247 |  | 536.716 m |  |  |  | 3 | 2 | Pass | null
253919412 | TNB | DISTRIBUTION | KUALA SELANGOR | Existing | RYB | 11 kV |  |  |  |  | 240_3C_AL_XLPE |  |  |  | 153.239 m |  |  |  | 3 | 0 | Pass | null
253924508 | TNB | DISTRIBUTION | KUALA SELANGOR | Existing | RYB | 11 kV |  |  |  |  | 240_3C_AL_XLPE |  |  |  | 71.222 m |  |  |  | 3 | 0 | Pass | null
253926256 | TNB | DISTRIBUTION | KUALA SELANGOR | Existing | RYB | 11 kV |  |  |  |  | 240_3C_AL_XLPE |  |  |  | 132.923 m |  |  |  | 3 | 0 | Pass | null
253926260 | TNB | DISTRIBUTION | KUALA SELANGOR | Existing | RYB | 11 kV |  |  |  |  | 240_3C_AL_XLPE |  |  |  | 156.814 m |  |  |  | 3 | 0 | Pass | null
253926264 | TNB | DISTRIBUTION | KUALA SELANGOR | Existing | RYB | 11 kV |  |  |  |  | 240_3C_AL_XLPE |  |  |  | 82.264 m |  |  |  | 3 | 0 | Pass | null
253926268 | TNB | DISTRIBUTION | KUALA SELANGOR | Existing | RYB | 11 kV |  |  |  |  | 240_3C_AL_XLPE |  |  |  | 113.512 m |  |  |  | 3 | 0 | Pass | null
253926272 | TNB | DISTRIBUTION | KUALA SELANGOR | Existing | RYB | 11 kV |  |  |  |  | 240_3C_AL_XLPE |  |  |  | 151.780 m |  |  |  | 3 | 0 | Pass | null
253926380 | TNB | DISTRIBUTION | KUALA SELANGOR | Existing | RYB | 11 kV |  |  |  |  | 240_3C_AL_XLPE |  |  |  | 120.541 m |  |  |  | 3 | 0 | Pass | null
253931714 | TNB | DISTRIBUTION | KUALA SELANGOR | Existing | RYB | 11 kV |  |  |  |  | 240_3C_AL_XLPE |  |  |  | 5.322 m |  |  |  | 3 | 0 | Pass | null
253931752 | TNB | DISTRIBUTION | KUALA SELANGOR | Existing | RYB | 11 kV | YES | Class D |  |  | 240_3C_AL_XLPE | NATURE LEADER: R05572 | PADAT MULTIGUNA TMN ALAM JAYA 2/5: R06299 |  | 92.047 m |  |  |  | 3 | 1 | Pass | null
253931772 | TNB | DISTRIBUTION | KUALA SELANGOR | Existing | RYB | 11 kV |  |  |  |  | 240_3C_AL_XLPE |  |  |  | 202.306 m |  |  |  | 3 | 0 | Pass | null
253934079 | TNB | DISTRIBUTION | KUALA SELANGOR | Existing | RYB | 11 kV |  |  |  |  | 240_3C_AL_XLPE |  |  |  | 103.155 m |  |  |  | 3 | 0 | Pass | null
253934203 | TNB | DISTRIBUTION | KUALA SELANGOR | Existing | RYB | 11 kV |  |  |  |  | 240_3C_AL_XLPE |  |  |  | 104.103 m |  |  |  | 3 | 0 | Pass | null
253935117 | TNB | DISTRIBUTION | KUALA SELANGOR | Existing | RYB | 11 kV |  |  |  |  | 240_3C_AL_XLPE |  |  |  | 100.383 m |  |  |  | 3 | 0 | Pass | null
253935728 | TNB | DISTRIBUTION | KUALA SELANGOR | Existing | RYB | 11 kV |  |  |  |  | 240_3C_AL_XLPE |  |  |  | 88.279 m |  |  |  | 3 | 0 | Pass | null
253935732 | TNB | DISTRIBUTION | KUALA SELANGOR | Existing | RYB | 11 kV |  |  |  |  | 240_3C_AL_XLPE |  |  |  | 110.334 m |  |  |  | 3 | 0 | Pass | null
253935869 | TNB | DISTRIBUTION | KUALA SELANGOR | Existing | RYB | 11 kV | YES | Class D |  |  | 240_3C_AL_XLPE | SSU PPAJ NO.1 JLN PPAJ (CB10): R06012 | LOT 11311 TIAJ 2/5: R08134 |  | 545.064 m |  |  |  | 3 | 0 | Pass | null
253938052 | TNB | DISTRIBUTION | KUALA SELANGOR | Existing | RYB | 11 kV |  |  |  |  | 240_3C_AL_XLPE | TESCO KUALA SELNGOR: S05438 | TEXTILE CITY: S05698 |  | 686.618 m |  |  |  | 3 | 1 | Pass | null
253939728 | TNB | DISTRIBUTION | KUALA SELANGOR | Existing | RYB | 11 kV |  |  |  |  | 240_3C_AL_XLPE |  |  |  | 169.931 m |  |  |  | 3 | 0 | Pass | null
253942636 | TNB | DISTRIBUTION | KUALA SELANGOR | Existing | RYB | 11 kV |  |  |  |  | 240_3C_AL_XLPE |  |  |  | 8.741 m |  |  |  | 3 | 0 | Pass | null
253943920 | TNB | DISTRIBUTION | KUALA SELANGOR | Existing | RYB | 11 kV |  |  |  |  | 240_3C_AL_XLPE |  |  |  | 178.515 m |  |  |  | 3 | 0 | Pass | null
253945003 | TNB | DISTRIBUTION | KUALA SELANGOR | Existing | RYB | 11 kV |  |  |  |  | 240_3C_AL_XLPE |  |  |  | 163.785 m |  |  |  | 3 | 0 | Pass | null
254439158 | TNB | DISTRIBUTION | KUALA SELANGOR | Existing | RYB | 11 kV | NO | Class C |  |  | 7X_300_1C_AL_PVC/PVC |  |  |  | 1.193 m |  |  |  | 7 | 0 | Fail | Please check "Label"
254441226 | TNB | DISTRIBUTION | KUALA SELANGOR | Existing | RYB | 11 kV |  |  |  |  | 70_1C_AL_XLPE |  |  |  | 0.133 m |  |  |  | 3 | 0 | Pass | null
254442534 | TNB | DISTRIBUTION | KUALA SELANGOR | Existing | RYB | 11 kV |  |  |  |  | 150_3C_AL_XLPE |  |  |  | 0.891 m |  |  |  | 3 | 0 | Pass | null
254442538 | TNB | DISTRIBUTION | KUALA SELANGOR | Existing | RYB | 11 kV |  |  |  |  | 240_3C_AL_XLPE |  |  |  | 1.077 m |  |  |  | 3 | 0 | Pass | null
254442542 | TNB | DISTRIBUTION | KUALA SELANGOR | Existing | RYB | 11 kV |  |  |  |  | 240_3C_AL_XLPE |  |  |  | 1.144 m |  |  |  | 3 | 0 | Pass | null
254443214 | TNB | DISTRIBUTION | KUALA SELANGOR | Existing | RYB | 11 kV |  |  |  |  | 7X_300_1C_AL_PVC/PVC |  |  |  | 1.317 m |  |  |  | 7 | 0 | Fail | Please check "Label"
254443438 | TNB | DISTRIBUTION | KUALA SELANGOR | Existing | RYB | 11 kV |  |  |  |  | 7X_500_1C_AL_PVC/PVC |  |  |  | 1.082 m |  |  |  | 7 | 0 | Fail | Please check "Label"
254443442 | TNB | DISTRIBUTION | KUALA SELANGOR | Existing | RYB | 11 kV |  |  |  |  | 7X_300_1C_AL_PVC/PVC |  |  |  | 1.011 m |  |  |  | 7 | 0 | Fail | Please check "Label"
254443446 | TNB | DISTRIBUTION | KUALA SELANGOR | Existing | RYB | 11 kV |  |  |  |  | 240_3C_AL_XLPE |  |  |  | 1.407 m |  |  |  | 3 | 0 | Pass | null
254443462 | TNB | DISTRIBUTION | KUALA SELANGOR | Existing | RYB | 11 kV |  |  |  |  | 7X_300_1C_AL_PVC/PVC |  |  |  | 1.120 m |  |  |  | 7 | 0 | Fail | Please check "Label"
254443466 | TNB | DISTRIBUTION | KUALA SELANGOR | Existing | RYB | 11 kV |  |  |  |  | 7X_300_1C_AL_PVC/PVC |  |  |  | 1.187 m |  |  |  | 7 | 0 | Fail | Please check "Label"
254443470 | TNB | DISTRIBUTION | KUALA SELANGOR | Existing | RYB | 11 kV |  |  |  |  | 7X_300_1C_AL_PVC/PVC |  |  |  | 1.340 m |  |  |  | 7 | 0 | Fail | Please check "Label"
254443806 | TNB | DISTRIBUTION | KUALA SELANGOR | Existing | RYB | 11 kV |  |  |  |  | 7X_300_1C_AL_PVC/PVC |  |  |  | 1.170 m |  |  |  | 7 | 0 | Fail | Please check "Label"
254443894 | TNB | DISTRIBUTION | KUALA SELANGOR | Existing | RYB | 11 kV |  |  |  |  | 7X_300_1C_AL_PVC/PVC |  |  |  | 1.285 m |  |  |  | 7 | 0 | Fail | Please check "Label"
254444270 | TNB | DISTRIBUTION | KUALA SELANGOR | Existing | RYB | 11 kV |  |  |  |  | 4X_300_1C_AL_PVC/PVC |  |  |  | 0.941 m |  |  |  | 4 | 0 | Fail | Please check "Label"
254444282 | TNB | DISTRIBUTION | KUALA SELANGOR | Existing | RYB | 11 kV |  |  |  |  | 7X_300_1C_AL_PVC/PVC |  |  |  | 1.008 m |  |  |  | 7 | 0 | Fail | Please check "Label"
254444326 | TNB | DISTRIBUTION | KUALA SELANGOR | Existing | RYB | 11 kV |  |  |  |  | 7X_500_1C_CU_PVC/PVC |  |  |  | 1.028 m |  |  |  | 7 | 0 | Fail | Please check "Label"
254444714 | TNB | DISTRIBUTION | KUALA SELANGOR | Existing | RYB | 11 kV |  |  |  |  | 7X_300_1C_AL_PVC/PVC |  |  |  | 1.122 m |  |  |  | 7 | 0 | Fail | Please check "Label"
254444794 | TNB | DISTRIBUTION | KUALA SELANGOR | Existing | RYB | 11 kV |  |  |  |  | 7X_500_1C_CU_PVC/PVC |  |  |  | 1.577 m |  |  |  | 7 | 0 | Fail | Please check "Label"
254444798 | TNB | DISTRIBUTION | KUALA SELANGOR | Existing | RYB | 11 kV |  |  |  |  | 7X_300_1C_AL_PVC/PVC |  |  |  | 1.030 m |  |  |  | 7 | 0 | Fail | Please check "Label"
254444802 | TNB | DISTRIBUTION | KUALA SELANGOR | Existing | RYB | 11 kV |  |  |  |  | 7X_500_1C_CU_PVC/PVC |  |  |  | 1.227 m |  |  |  | 7 | 0 | Fail | Please check "Label"
254445154 | TNB | DISTRIBUTION | KUALA SELANGOR | Existing | RYB | 11 kV |  |  |  |  | 7X_500_1C_CU_PVC/PVC |  |  |  | 1.154 m |  |  |  | 7 | 0 | Fail | Please check "Label"
254445158 | TNB | DISTRIBUTION | KUALA SELANGOR | Existing | RYB | 11 kV |  |  |  |  | 7X_500_1C_CU_PVC/PVC |  |  |  | 1.020 m |  |  |  | 7 | 0 | Fail | Please check "Label"
254445166 | TNB | DISTRIBUTION | KUALA SELANGOR | Existing | RYB | 11 kV |  |  |  |  | 7X_300_1C_AL_PVC/PVC |  |  |  | 0.997 m |  |  |  | 7 | 0 | Fail | Please check "Label"
254445170 | TNB | DISTRIBUTION | KUALA SELANGOR | Existing | RYB | 11 kV |  |  |  |  | 7X_500_1C_AL_PVC/PVC |  |  |  | 1.173 m |  |  |  | 7 | 0 | Fail | Please check "Label"
254446134 | TNB | DISTRIBUTION | KUALA SELANGOR | Existing | RYB | 11 kV |  |  |  |  | 7X_500_1C_AL_PVC/PVC |  |  |  | 1.074 m |  |  |  | 7 | 0 | Fail | Please check "Label"
254448194 | TNB | DISTRIBUTION | KUALA SELANGOR | Existing | RYB | 11 kV |  |  |  |  | 70_1C_AL_XLPE |  |  |  | 0.024 m |  |  |  | 3 | 0 | Pass | null
254449394 | TNB | DISTRIBUTION | KUALA SELANGOR | Existing | RYB | 11 kV |  |  |  |  | 7X_500_1C_CU_PVC/PVC |  |  |  | 0.964 m |  |  |  | 7 | 0 | Fail | Please check "Label"
254449398 | TNB | DISTRIBUTION | KUALA SELANGOR | Existing | RYB | 11 kV |  |  |  |  | 7X_300_1C_AL_PVC/PVC |  |  |  | 1.047 m |  |  |  | 7 | 0 | Fail | Please check "Label"
254449402 | TNB | DISTRIBUTION | KUALA SELANGOR | Existing | RYB | 11 kV |  |  |  |  | 7X_300_1C_AL_PVC/PVC |  |  |  | 1.038 m |  |  |  | 7 | 0 | Fail | Please check "Label"
254449426 | TNB | DISTRIBUTION | KUALA SELANGOR | Existing | RYB | 11 kV |  |  |  |  | 7X_500_1C_AL_PVC/PVC |  |  |  | 0.910 m |  |  |  | 7 | 0 | Fail | Please check "Label"
254449434 | TNB | DISTRIBUTION | KUALA SELANGOR | Existing | RYB | 11 kV |  |  |  |  | 7X_300_1C_AL_PVC/PVC |  |  |  | 1.048 m |  |  |  | 7 | 0 | Fail | Please check "Label"
254449870 | TNB | DISTRIBUTION | KUALA SELANGOR | Existing | RYB | 11 kV |  |  |  |  | 7X_300_1C_AL_PVC/PVC |  |  |  | 1.008 m |  |  |  | 7 | 0 | Fail | Please check "Label"
254449874 | TNB | DISTRIBUTION | KUALA SELANGOR | Existing | RYB | 11 kV |  |  |  |  | 7X_300_1C_AL_PVC/PVC |  |  |  | 0.957 m |  |  |  | 7 | 0 | Fail | Please check "Label"
254449878 | TNB | DISTRIBUTION | KUALA SELANGOR | Existing | RYB | 11 kV |  |  |  |  | 7X_500_1C_AL_PVC/PVC |  |  |  | 1.163 m |  |  |  | 7 | 0 | Fail | Please check "Label"
254449882 | TNB | DISTRIBUTION | KUALA SELANGOR | Existing | RYB | 11 kV |  |  |  |  | 7X_500_1C_CU_PVC/PVC |  |  |  | 1.478 m |  |  |  | 7 | 0 | Fail | Please check "Label"
254450194 | TNB | DISTRIBUTION | KUALA SELANGOR | Existing | RYB | 11 kV |  |  |  |  | 7X_500_1C_CU_PVC/PVC |  |  |  | 1.188 m |  |  |  | 7 | 0 | Fail | Please check "Label"
254452118 | TNB | DISTRIBUTION | KUALA SELANGOR | Existing | RYB | 11 kV |  |  |  |  | 7X_300_1C_AL_PVC/PVC |  |  |  | 1.817 m |  |  |  | 7 | 0 | Fail | Please check "Label"
254452122 | TNB | DISTRIBUTION | KUALA SELANGOR | Existing | RYB | 11 kV |  |  |  |  | 7X_500_1C_CU_PVC/PVC |  |  |  | 0.859 m |  |  |  | 7 | 0 | Fail | Please check "Label"
254452126 | TNB | DISTRIBUTION | KUALA SELANGOR | Existing | RYB | 11 kV |  |  |  |  | 7X_300_1C_AL_PVC/PVC |  |  |  | 1.349 m |  |  |  | 7 | 0 | Fail | Please check "Label"
254452130 | TNB | DISTRIBUTION | KUALA SELANGOR | Existing | RYB | 11 kV |  |  |  |  | 7X_500_1C_CU_PVC/PVC |  |  |  | 1.492 m |  |  |  | 7 | 0 | Fail | Please check "Label"
254453522 | TNB | DISTRIBUTION | KUALA SELANGOR | Existing | RYB | 11 kV |  |  |  |  | 7X_500_1C_CU_PVC/PVC |  |  |  | 0.862 m |  |  |  | 7 | 0 | Fail | Please check "Label"
254453546 | TNB | DISTRIBUTION | KUALA SELANGOR | Existing | RYB | 11 kV |  |  |  |  | 7X_500_1C_AL_PVC/PVC |  |  |  | 1.351 m |  |  |  | 7 | 0 | Fail | Please check "Label"
254454274 | TNB | DISTRIBUTION | KUALA SELANGOR | Existing | RYB | 11 kV |  |  |  |  | 7X_300_1C_AL_PVC/PVC |  |  |  | 0.995 m |  |  |  | 7 | 0 | Fail | Please check "Label"
254468746 | TNB | DISTRIBUTION | KUALA SELANGOR | Existing | RYB | 11 kV |  |  |  |  | 240_3C_AL_XLPE |  |  |  | 1.071 m |  |  |  | 3 | 0 | Pass | null
254501924 | TNB | DISTRIBUTION | KUALA SELANGOR | Existing | RYB | 11 kV |  |  |  |  | 240_3C_AL_XLPE |  |  |  | 1.621 m |  |  |  | 3 | 0 | Pass | null
254501936 | TNB | DISTRIBUTION | KUALA SELANGOR | Existing | RYB | 11 kV |  |  |  |  | 150_3C_AL_XLPE |  |  |  | 0.978 m |  |  |  | 3 | 0 | Pass | null
254504544 | TNB | DISTRIBUTION | KUALA SELANGOR | Existing | RYB | 11 kV |  |  |  |  | 7X_500_1C_AL_PVC/PVC |  |  |  | 0.921 m |  |  |  | 7 | 0 | Fail | Please check "Label"
254504548 | TNB | DISTRIBUTION | KUALA SELANGOR | Existing | RYB | 11 kV |  |  |  |  | 7X_500_1C_CU_PVC/PVC |  |  |  | 0.891 m |  |  |  | 7 | 0 | Fail | Please check "Label"
254504584 | TNB | DISTRIBUTION | KUALA SELANGOR | Existing | RYB | 11 kV |  |  |  |  | 7X_300_1C_AL_PVC/PVC |  |  |  | 1.763 m |  |  |  | 7 | 0 | Fail | Please check "Label"
254507332 | TNB | DISTRIBUTION | KUALA SELANGOR | Existing | RYB | 11 kV |  |  |  |  | 7X_500_1C_CU_PVC/PVC |  |  |  | 1.088 m |  |  |  | 7 | 0 | Fail | Please check "Label"
254510716 | TNB | DISTRIBUTION | KUALA SELANGOR | Existing | RYB | 11 kV |  |  |  |  | 70_1C_AL_XLPE |  |  |  | 0.028 m |  |  |  | 3 | 0 | Pass | null
254523768 | TNB | DISTRIBUTION | KUALA SELANGOR | Existing | RYB | 11 kV |  |  |  |  | 7X_300_1C_AL_PVC/PVC |  |  |  | 1.298 m |  |  |  | 7 | 0 | Fail | Please check "Label"
254537121 | TNB | DISTRIBUTION | KUALA SELANGOR | Existing | RYB | 11 kV |  |  |  |  | 70_1C_AL_XLPE |  |  |  | 0.028 m |  |  |  | 3 | 0 | Pass | null
254540393 | TNB | DISTRIBUTION | KUALA SELANGOR | Existing | RYB | 11 kV |  |  |  |  | 240_3C_AL_XLPE |  |  |  | 1.228 m |  |  |  | 3 | 0 | Pass | null
254545337 | TNB | DISTRIBUTION | KUALA SELANGOR | Existing | RYB | 11 kV |  |  |  |  | 7X_500_1C_CU_PVC/PVC |  |  |  | 1.147 m |  |  |  | 7 | 0 | Fail | Please check "Label"
254546057 | TNB | DISTRIBUTION | KUALA SELANGOR | Existing | RYB | 11 kV |  |  |  |  | 7X_500_1C_CU_PVC/PVC |  |  |  | 0.947 m |  |  |  | 7 | 0 | Fail | Please check "Label"
254546065 | TNB | DISTRIBUTION | KUALA SELANGOR | Existing | RYB | 11 kV |  |  |  |  | 7X_300_1C_AL_PVC/PVC |  |  |  | 0.906 m |  |  |  | 7 | 0 | Fail | Please check "Label"
254546069 | TNB | DISTRIBUTION | KUALA SELANGOR | Existing | RYB | 11 kV |  |  |  |  | 7X_500_1C_CU_PVC/PVC |  |  |  | 1.085 m |  |  |  | 7 | 0 | Fail | Please check "Label"
254547505 | TNB | DISTRIBUTION | KUALA SELANGOR | Existing | RYB | 11 kV |  |  |  |  | 7X_300_1C_AL_PVC/PVC |  |  |  | 1.352 m |  |  |  | 7 | 0 | Fail | Please check "Label"
254547529 | TNB | DISTRIBUTION | KUALA SELANGOR | Existing | RYB | 11 kV |  |  |  |  | 7X_300_1C_AL_PVC/PVC |  |  |  | 1.275 m |  |  |  | 7 | 0 | Fail | Please check "Label"
254552185 | TNB | DISTRIBUTION | KUALA SELANGOR | Existing | RYB | 11 kV |  |  |  |  | 7X_500_1C_CU_PVC/PVC |  |  |  | 1.045 m |  |  |  | 7 | 0 | Fail | Please check "Label"
254552241 | TNB | DISTRIBUTION | KUALA SELANGOR | Existing | RYB | 11 kV |  |  |  |  | 7X_500_1C_CU_PVC/PVC |  |  |  | 1.433 m |  |  |  | 7 | 0 | Fail | Please check "Label"
254552245 | TNB | DISTRIBUTION | KUALA SELANGOR | Existing | RYB | 11 kV |  |  |  |  | 7X_300_1C_AL_PVC/PVC |  |  |  | 1.152 m |  |  |  | 7 | 0 | Fail | Please check "Label"
254557750 | TNB | DISTRIBUTION | KUALA SELANGOR | Existing | RYB | 11 kV |  |  |  |  | 70_1C_AL_XLPE |  |  |  | 0.028 m |  |  |  | 3 | 0 | Pass | null
254567287 | TNB | DISTRIBUTION | KUALA SELANGOR | Existing | RYB | 11 kV |  |  |  |  | 7X_500_1C_CU_PVC/PVC |  |  |  | 1.248 m |  |  |  | 7 | 0 | Fail | Please check "Label"
254569263 | TNB | DISTRIBUTION | KUALA SELANGOR | Existing | RYB | 11 kV |  |  |  |  | PE |  |  |  | 0.051 m |  |  |  | 3 | 0 | Fail | Please check "Label"
254569919 | TNB | DISTRIBUTION | KUALA SELANGOR | Existing | RYB | 11 kV |  |  |  |  | 7X_500_1C_CU_PVC/PVC |  |  |  | 1.101 m |  |  |  | 7 | 0 | Fail | Please check "Label"
254570263 | TNB | DISTRIBUTION | KUALA SELANGOR | Existing | RYB | 11 kV |  |  |  |  | 7X_500_1C_CU_PVC/PVC |  |  |  | 0.934 m |  |  |  | 7 | 0 | Fail | Please check "Label"
254570891 | TNB | DISTRIBUTION | KUALA SELANGOR | Existing | RYB | 11 kV |  |  |  |  | 7X_300_1C_AL_PVC/PVC |  |  |  | 1.048 m |  |  |  | 7 | 0 | Fail | Please check "Label"
254573511 | TNB | DISTRIBUTION | KUALA SELANGOR | Existing | RYB | 11 kV |  |  |  |  | 7X_300_1C_AL_PVC/PVC |  |  |  | 1.326 m |  |  |  | 7 | 0 | Fail | Please check "Label"
376751461 | TNB | DISTRIBUTION | KUALA SELANGOR | Existing | RYB | 33 kV |  |  |  |  | 630_1C_AL_XLPE | SSU RWPS: C34 | SSU HARTALEGA: [OFF] |  | 2609.557 m |  |  |  | 3 | 0 | Pass | null
376751469 | TNB | DISTRIBUTION | KUALA SELANGOR | Existing | RYB | 33 kV |  |  |  |  | 630_1C_AL_XLPE | PMU BBDG: 1L5 | SSU RWPS: C35 |  | 8353.286 m |  |  |  | 3 | 0 | Pass | null
376751477 | TNB | DISTRIBUTION | KUALA SELANGOR | Existing | RYB | 33 kV |  |  |  |  | 240_1C_AL_XLPE |  |  |  | 8.772 m |  |  |  | 3 | 0 | Pass | null
376751484 | TNB | DISTRIBUTION | KUALA SELANGOR | Existing | RYB | 33 kV |  |  |  |  | 240_1C_AL_XLPE |  |  |  | 11.554 m |  |  |  | 3 | 0 | Pass | null
376751488 | TNB | DISTRIBUTION | KUALA SELANGOR | Existing | RYB | 33 kV |  |  |  |  | 240_1C_AL_XLPE |  |  |  | 11.057 m |  |  |  | 3 | 0 | Pass | null
376751492 | TNB | DISTRIBUTION | KUALA SELANGOR | Existing | RYB | 33 kV |  |  |  |  | 240_1C_AL_XLPE |  |  |  | 12.618 m |  |  |  | 3 | 0 | Pass | null
376751496 | TNB | DISTRIBUTION | KUALA SELANGOR | Existing | RYB | 33 kV |  |  |  |  | 240_1C_AL_XLPE |  |  |  | 13.441 m |  |  |  | 3 | 0 | Pass | null
376751500 | TNB | DISTRIBUTION | KUALA SELANGOR | Existing | RYB | 33 kV |  |  |  |  | 240_1C_AL_XLPE |  |  |  | 13.127 m |  |  |  | 3 | 0 | Pass | null
376751548 | TNB | DISTRIBUTION | KUALA SELANGOR | Existing | RYB | 33 kV |  |  |  |  | 630_1C_AL_XLPE | PPU TKMI: | PPU TKMI: |  | 3.799 m |  |  |  | 3 | 0 | Pass | null
376961708 | TNB | DISTRIBUTION | KUALA SELANGOR | Existing | RYB | 11 kV | NO | Class C |  |  | 7X_300_1C_AL_PVC/PVC |  |  |  | 1.102 m |  |  |  | 7 | 0 | Fail | Please check "Label"
376961806 | TNB | DISTRIBUTION | KUALA SELANGOR | Existing | RYB | 11 kV | YES | Class D |  |  | 240_3C_AL_XLPE | MULTI GUNA NO.3: R05896 | EASTBAY ENG TIAJ 2/8: R08064 |  | 48.593 m |  |  |  | 3 | 0 | Pass | null
376961944 | TNB | DISTRIBUTION | KUALA SELANGOR | Existing | RYB | 11 kV |  |  |  |  | 240_3C_AL_XLPE | PADAT RUMAH KEDAI SASARAN: S05782 | TMN KELISA: |  | 318.801 m |  |  |  | 3 | 0 | Pass | null
376961948 | TNB | DISTRIBUTION | KUALA SELANGOR | Existing | RYB | 11 kV |  |  |  |  | 240_3C_AL_XLPE | TMN KELISA: | TMN SENANGIN SG.BULOH: S00289 |  | 972.023 m |  |  |  | 3 | 0 | Pass | null
376962103 | TNB | DISTRIBUTION | KUALA SELANGOR | Existing | RYB | 11 kV |  |  |  |  | 240_3C_AL_XLPE | SMK SERI TIRAM BUROK: S05794 | KG SRI TIRAM BUROK: S05795 |  | 1167.185 m |  |  |  | 3 | 0 | Pass | null
377035057 | TNB | DISTRIBUTION | KUALA SELANGOR | Existing | RYB | 11 kV |  |  |  |  | 240_3C_AL_XLPE | TMN RIA MAS NO.2: S150517 | D-KSL-C17-1510: S05937 |  | 61.446 m |  |  |  | 3 | 0 | Pass | null
377966718 | TNB | DISTRIBUTION | KUALA SELANGOR | Existing | RYB | 11 kV |  |  |  |  | 240_3C_AL_XLPE | SK BDR BARU: S00108 | Grp: Substation Comp. 1: S05921 |  | 790.707 m |  |  |  | 3 | 1 | Pass | null
377966869 | TNB | DISTRIBUTION | KUALA SELANGOR | Existing | RYB | 11 kV |  |  |  |  | 240_3C_AL_XLPE | HWA TEH: R01866 | Grp: Substation Comp. 1: |  | 153.626 m |  |  |  | 3 | 0 | Pass | null
377966988 | TNB | DISTRIBUTION | KUALA SELANGOR | Existing | RYB | 11 kV |  |  |  |  | 240_3C_AL_XLPE | BAZAR SG BULOH: S01325 | SRJKC JLN SASARAN: S05954 |  | 718.951 m |  |  |  | 3 | 1 | Pass | null
379512430 | TNB | DISTRIBUTION | KUALA SELANGOR | Existing | RYB | 11 kV |  |  |  |  | 240_3C_AL_XLPE | D-KSL-C17-1613: S05975 | PKNS RAJA MUSA (TMN RAJA MUSA): S01536 |  | 1603.430 m |  |  |  | 3 | 0 | Pass | null
379512561 | TNB | DISTRIBUTION | KUALA SELANGOR | Existing | RYB | 11 kV |  |  |  |  | 240_3C_AL_XLPE | SW/STN BKT TALANG: S00513 | D-KSL-C17-1613: S05973 |  | 4550.273 m |  |  |  | 3 | 1 | Pass | null
379512568 | TNB | DISTRIBUTION | KUALA SELANGOR | Existing | RYB | 11 kV |  |  |  |  | 240_3C_AL_XLPE | D-KSL-C17-1268: S05970 | JPJ P/PENAMBANG: S00479 |  | 28.809 m |  |  |  | 3 | 0 | Pass | null
379615401 | TNB | DISTRIBUTION | KUALA SELANGOR | Existing | RYB | 11 kV |  |  |  |  | 240_3C_AL_XLPE | PPU SDBY: 7 | HANG TUAH: R05331 |  | 2286.194 m |  |  | FDR7 | 3 | 1 | Pass | null
379632548 | TNB | DISTRIBUTION | KUALA SELANGOR | Existing | RYB | 11 kV |  |  |  |  | 240_3C_AL_XLPE | PPU TKMI: 4 | HOSPITAL TG KARANG: S00334 |  | 1554.271 m |  |  | FDR4 | 3 | 0 | Pass | null
379632558 | TNB | DISTRIBUTION | KUALA SELANGOR | Existing | RYB | 11 kV |  |  |  |  | 240_3C_AL_XLPE | PPU TKMI: 9 | TMN MAKMUR KSL: S01458 |  | 411.500 m |  |  | FDR9 | 3 | 0 | Pass | null
379632562 | TNB | DISTRIBUTION | KUALA SELANGOR | Existing | RYB | 33 kV |  |  |  |  | 630_1C_AL_XLPE | PMU KSGR: 1L5 | PPU TKMI: |  | 15541.450 m |  |  | 1L5 | 3 | 0 | Pass | null
379632566 | TNB | DISTRIBUTION | KUALA SELANGOR | Existing | RYB | 11 kV |  |  |  |  | 240_3C_AL_XLPE | PPU TKMI: 6 | TMN RADEN MAS: S01515 |  | 605.334 m |  |  | FDR6 | 3 | 0 | Pass | null
379739962 | TNB | DISTRIBUTION | KUALA SELANGOR | Existing | RYB | 11 kV |  |  |  |  | 240_3C_AL_XLPE | TMN BENDAHARA NO 3: S01665 | NTS: S05467 |  | 320.382 m |  |  | FDR3 | 3 | 0 | Pass | null
379793544 | TNB | DISTRIBUTION | KUALA SELANGOR | Existing | RYB | 11 kV | YES |  |  |  | 70_1C_AL_XLPE |  |  |  | 1.140 m |  |  |  | 3 | 0 | Pass | null
379797719 | TNB | DISTRIBUTION | KUALA SELANGOR | Existing | RYB | 11 kV | NO | Class C |  |  | 7X_300_1C_AL_PVC/PVC |  |  |  | 1.735 m |  |  |  | 7 | 0 | Fail | Please check "Label"
379856299 | TNB | DISTRIBUTION | KUALA SELANGOR | Existing | RYB | 11 kV |  |  |  |  | 240_3C_AL_XLPE | P/E LOJI TAKUNGAN IADA: D06773 | P/E PEKET 60 CONVERT 33: D06783 |  | 4349.729 m |  |  |  | 3 | 0 | Pass | null
379856484 | TNB | DISTRIBUTION | KUALA SELANGOR | Existing | RYB | 11 kV |  |  |  |  | 240_3C_AL_XLPE | P/E PEKET 60 CONVERT 33: D06785 | PEKET 100 SPG 5 SAWAH: D06755 |  | 2112.940 m |  |  |  | 3 | 0 | Pass | null
379860123 | TNB | DISTRIBUTION | KUALA SELANGOR | Existing | RYB | 11 kV |  |  |  |  | 240_3C_AL_XLPE | PPU TPMU: 7 | SW/STN TMN JATI: S01412 |  | 5029.847 m |  |  | CB7 | 3 | 0 | Pass | null
379860145 | TNB | DISTRIBUTION | KUALA SELANGOR | Existing | RYB | 11 kV |  |  |  |  | 240_3C_AL_XLPE | LYWOOD SG SEMBILANG: S05461 | KOSSAN 1: S01417 |  | 907.193 m |  |  |  | 3 | 0 | Pass | null
379864530 | TNB | DISTRIBUTION | KUALA SELANGOR | Existing | RYB | 11 kV |  |  |  |  | 240_3C_AL_XLPE | BERNAS (LPN): S05745 | BERNAS (LPN): S05746 [OFF] |  | 1.557 m |  |  |  | 3 | 0 | Pass | null
379868808 | TNB | DISTRIBUTION | KUALA SELANGOR | Existing | RYB | 11 kV |  |  |  |  | 240_3C_AL_XLPE | PMU BKPR 132/11 kV: | CHOP GUAN SENG: S05665 |  | 9707.562 m |  |  | CB10 | 3 | 0 | Pass | null
379869096 | TNB | DISTRIBUTION | KUALA SELANGOR | Existing | RYB | 11 kV |  |  |  |  | 240_3C_AL_XLPE | CHEW ER: S05725 | GOOD NITE: S05420 |  | 74.280 m |  |  |  | 3 | 0 | Pass | null
379869179 | TNB | DISTRIBUTION | KUALA SELANGOR | Existing | RYB | 11 kV |  |  |  |  | 240_3C_AL_XLPE | CHEW ER: S05725 | GOOD NITE: S05420 |  | 15.675 m |  |  |  | 3 | 0 | Pass | null
379869191 | TNB | DISTRIBUTION | KUALA SELANGOR | Existing | RYB | 11 kV |  |  |  |  | 240_3C_AL_XLPE | CHOP GUAN SENG: S00246 | CHEW ER: S05724 |  | 11.956 m |  |  |  | 3 | 0 | Pass | null
379869320 | TNB | DISTRIBUTION | KUALA SELANGOR | Existing | RYB | 11 kV |  |  |  |  | 240_3C_AL_XLPE | PANGSAPURI PANTAI INDAH: S01425 | KOLAM UDANG SG JANGGUT: S05894 |  | 200.122 m |  |  |  | 3 | 0 | Pass | null
379869534 | TNB | DISTRIBUTION | KUALA SELANGOR | Existing | RYB | 11 kV |  |  |  |  | 240_3C_AL_XLPE | PMU BKPR 132/11 kV: | SW/STN LAY HONG: S00253 |  | 8696.616 m |  |  | CB13 | 3 | 0 | Pass | null
379869718 | TNB | DISTRIBUTION | KUALA SELANGOR | Existing | RYB | 11 kV |  |  |  |  | 240_3C_AL_XLPE | LAY HONG (BT 14 SG SERDANG)NO 1: S00256 | SONG ENGINEERING: S05570 |  | 1399.024 m |  |  |  | 3 | 5 | Pass | null
379869832 | TNB | DISTRIBUTION | KUALA SELANGOR | Existing | RYB | 11 kV |  |  |  |  | 240_3C_AL_XLPE | SW/STN TMN JATI: S01410 | TAMBAK JAWA: S05648 |  | 513.642 m |  |  |  | 3 | 0 | Pass | null
379870023 | TNB | DISTRIBUTION | KUALA SELANGOR | Existing | RYB | 11 kV |  |  |  |  | 240_3C_AL_XLPE | PADANG GAJAH: S00228 | PUA YU NEN(FBK SYSTEM): S05446 |  | 600.209 m |  |  |  | 3 | 1 | Pass | null
379870314 | TNB | DISTRIBUTION | KUALA SELANGOR | Existing | RYB | 11 kV |  |  |  |  | 240_3C_AL_XLPE | TMN SEJAHTERA: S05472 | TMN KENARI: S01430 |  | 571.249 m |  |  |  | 3 | 0 | Pass | null
379870598 | TNB | DISTRIBUTION | KUALA SELANGOR | Existing | RYB | 11 kV |  |  |  |  | 240_3C_AL_XLPE | TMN SETIA BUDI: S05499 | TMN SEJAHTERA: S05474 |  | 1051.598 m |  |  |  | 3 | 0 | Pass | null
379871656 | TNB | DISTRIBUTION | KUALA SELANGOR | Existing | RYB | 11 kV |  |  |  |  | 240_3C_AL_XLPE | PMU PKLG: | CHEW ER: S05727 |  | 9361.054 m |  |  |  | 3 | 0 | Pass | null
379895682 | TNB | DISTRIBUTION | KUALA SELANGOR | Existing | RYB | 11 kV |  |  |  |  | 7X_500_1C_CU_PVC/PVC |  |  |  | 1.154 m |  |  |  | 7 | 0 | Fail | Please check "Label"
379896567 | TNB | DISTRIBUTION | KUALA SELANGOR | Existing | RYB | 11 kV |  |  |  |  | 7X_300_1C_AL_PVC/PVC |  |  |  | 1.276 m |  |  |  | 7 | 0 | Fail | Please check "Label"
379896737 | TNB | DISTRIBUTION | KUALA SELANGOR | Existing | RYB | 11 kV |  |  |  |  | 240_3C_AL_XLPE | TERNAK LEMBU IJOK: R02742 | TERNAK LEMBU IJOK: R02741 |  | 2.047 m |  |  |  | 3 | 0 | Pass | null
379919974 | TNB | DISTRIBUTION | KUALA SELANGOR | Existing | RYB | 11 kV | NO | Class D |  |  | 7X_500_1C_CU_PVC/PVC |  |  |  | 1.296 m |  |  |  | 7 | 0 | Fail | Please check "Label"
379920068 | TNB | DISTRIBUTION | KUALA SELANGOR | Existing | RYB | 11 kV | NO | Class D |  |  | 4X_300_1C_AL_PVC/PVC |  |  |  | 1.184 m |  |  |  | 4 | 0 | Fail | Please check "Label"
379950301 | TNB | DISTRIBUTION | KUALA SELANGOR | Existing | RYB | 11 kV |  |  |  |  | 240_3C_AL_XLPE | SOON LIEN FATT ENGINEERING: S05520 | QMAC REHON (SG SERDANG): S01443 |  | 243.041 m |  |  |  | 3 | 0 | Pass | null
379997538 | TNB | DISTRIBUTION | KUALA SELANGOR | Existing | RYB | 11 kV |  |  |  |  | 240_3C_AL_XLPE | Grp: Substation Comp. 1: S05942 | TAMAN INDAH 2: S05664 |  | 640.453 m |  |  |  | 3 | 0 | Pass | null
379997546 | TNB | DISTRIBUTION | KUALA SELANGOR | Existing | RYB | 11 kV |  |  |  |  | 240_3C_AL_XLPE | BALAI BOMBA SEKINCHAN: S01614 | HOTEL DELUXE: S01581 |  | 1660.887 m |  |  |  | 3 | 0 | Pass | null
379997556 | TNB | DISTRIBUTION | KUALA SELANGOR | Existing | RYB | 11 kV |  |  |  |  | 240_3C_AL_XLPE | TAMAN INDAH 2: S05661 | KEE HIN NO 1: S00589 |  | 469.256 m |  |  |  | 3 | 0 | Pass | null
379997569 | TNB | DISTRIBUTION | KUALA SELANGOR | Existing | RYB | 11 kV |  |  |  |  | 240_3C_AL_XLPE | SEKINCHAN NO 2(DEPAN BALAI POLIS SKN): S00581 | BGN SEKINCHAN: S00582 |  | 861.213 m |  |  |  | 3 | 0 | Pass | null
379997584 | TNB | DISTRIBUTION | KUALA SELANGOR | Existing | RYB | 11 kV |  |  |  |  | 240_3C_AL_XLPE | KEE HIN NO 1: S00587 | SEKINCHAN NO 2(DEPAN BALAI POLIS SKN): S00580 |  | 975.638 m |  |  |  | 3 | 0 | Pass | null
379997598 | TNB | DISTRIBUTION | KUALA SELANGOR | Existing | RYB | 11 kV |  |  |  |  | 240_3C_AL_XLPE | SURIA PRESS: S05582 | BERNAS (LPN): S05744 |  | 1554.116 m |  |  |  | 3 | 0 | Pass | null
379997730 | TNB | DISTRIBUTION | KUALA SELANGOR | Existing | RYB | 11 kV |  |  |  |  | 240_3C_AL_XLPE | QTRS MAJLIS DAERAH SEKINCHAN: S01623 | TMN SRI SEKINCHAN NO 1: S00572 |  | 391.851 m |  |  |  | 3 | 0 | Pass | null
379997743 | TNB | DISTRIBUTION | KUALA SELANGOR | Existing | RYB | 11 kV |  |  |  |  | 240_3C_AL_XLPE | PUAS SEKINCHAN: S01638 | SEAFOOD BGN SEKINCHAN: S01625 [OFF] |  | 883.541 m |  |  |  | 3 | 0 | Pass | null
379997752 | TNB | DISTRIBUTION | KUALA SELANGOR | Existing | RYB | 11 kV |  |  |  |  | 240_3C_AL_XLPE | MAHSURI JLN PERDANA NO.1: S05772 | TELEKOM SEKINCHAN: S00586 |  | 832.604 m |  |  |  | 3 | 0 | Pass | null
379997857 | TNB | DISTRIBUTION | KUALA SELANGOR | Existing | RYB | 11 kV |  |  |  |  | 240_3C_AL_XLPE | KLG PADI PT 8: S01704 | MASRI PARIT 7 SG LEMAN: S05574 |  | 46.555 m |  |  |  | 3 | 0 | Pass | null
379997862 | TNB | DISTRIBUTION | KUALA SELANGOR | Existing | RYB | 11 kV |  |  |  |  | 240_3C_AL_XLPE | MASRI PARIT 7 SG LEMAN: S05575 | PUAS SEKINCHAN: S01637 |  | 48.917 m |  |  |  | 3 | 0 | Pass | null
379997962 | TNB | DISTRIBUTION | KUALA SELANGOR | Existing | RYB | 11 kV |  |  |  |  | 240_3C_AL_XLPE | KLG PADI PT 8: S01607 | PT 9 PASIR PANJANG: D00088 |  | 6.788 m |  |  |  | 3 | 0 | Pass | null
379997970 | TNB | DISTRIBUTION | KUALA SELANGOR | Existing | RYB | 11 kV |  |  |  |  | 240_3C_AL_XLPE | KLG PADI PT 8: S01607 | PT 9 PASIR PANJANG: D00088 |  | 93.592 m |  |  |  | 3 | 0 | Pass | null
379997974 | TNB | DISTRIBUTION | KUALA SELANGOR | Existing | RYB | 11 kV |  |  |  |  | 240_3C_AL_XLPE | PPU SKCN M: | KLG PADI PT 8: S01605 |  | 91.593 m |  |  |  | 3 | 0 | Pass | null
379997978 | TNB | DISTRIBUTION | KUALA SELANGOR | Existing | RYB | 11 kV |  |  |  |  | 240_3C_AL_XLPE | PPU SKCN M: | KLG PADI PT 8: S01605 |  | 59.689 m |  |  |  | 3 | 0 | Pass | null
379998016 | TNB | DISTRIBUTION | KUALA SELANGOR | Existing | RYB | 11 kV |  |  |  |  | 240_3C_AL_XLPE | ASIA AQUACULTURE BGN TENGKORAK: S05290 | K/UDANG BGN TENGKORAK: S05289 |  | 183.817 m |  |  |  | 3 | 0 | Pass | null
379998158 | TNB | DISTRIBUTION | KUALA SELANGOR | Existing | RYB | 11 kV |  |  |  |  | 240_3C_AL_XLPE | K/UDANG BGN TENGKORAK: S00374 | SEKOLAH PT 3: S05477 [OFF] |  | 2373.049 m |  |  |  | 3 | 0 | Pass | null
379998170 | TNB | DISTRIBUTION | KUALA SELANGOR | Existing | RYB | 11 kV |  |  |  |  | 240_3C_AL_XLPE | HOTEL DELUXE: S00535 | L672 TOKONG CINA: S05753 |  | 415.793 m |  |  |  | 3 | 0 | Pass | null
379998190 | TNB | DISTRIBUTION | KUALA SELANGOR | Existing | RYB | 11 kV |  |  |  |  | 240_3C_AL_XLPE | TOKONG BUDHA SEKINCHAN: S01583 | T/A 6 BAN 2: S00669 |  | 4346.577 m |  |  |  | 3 | 0 | Pass | null
379998195 | TNB | DISTRIBUTION | KUALA SELANGOR | Existing | RYB | 11 kV |  |  |  |  | 240_3C_AL_XLPE | T/A 6 BAN 2: S00668 | CTS COOKIES PARIT 7: S05907 |  | 24.679 m |  |  |  | 3 | 0 | Pass | null
379998200 | TNB | DISTRIBUTION | KUALA SELANGOR | Existing | RYB | 11 kV |  |  |  |  | 240_3C_AL_XLPE | T/A 6 BAN 2: S00668 | CTS COOKIES PARIT 7: S05907 |  | 1736.800 m |  |  |  | 3 | 0 | Pass | null
379998208 | TNB | DISTRIBUTION | KUALA SELANGOR | Existing | RYB | 11 kV |  |  |  |  | 240_3C_AL_XLPE | CTS COOKIES PARIT 7: S05909 | PT 7 BAN 2: S00667 |  | 1745.835 m |  |  |  | 3 | 0 | Pass | null
379998214 | TNB | DISTRIBUTION | KUALA SELANGOR | Existing | RYB | 11 kV |  |  |  |  | 240_3C_AL_XLPE | CTS COOKIES PARIT 7: S05909 | PT 7 BAN 2: S00667 |  | 19.749 m |  |  |  | 3 | 0 | Pass | null
379998219 | TNB | DISTRIBUTION | KUALA SELANGOR | Existing | RYB | 11 kV |  |  |  |  | 240_3C_AL_XLPE | PT 7 BAN 2: S00665 | PT 8 BAN 2: S00664 |  | 27.300 m |  |  |  | 3 | 0 | Pass | null
379998225 | TNB | DISTRIBUTION | KUALA SELANGOR | Existing | RYB | 11 kV |  |  |  |  | 240_3C_AL_XLPE | PT 7 BAN 2: S00665 | PT 8 BAN 2: S00664 |  | 41.694 m |  |  |  | 3 | 0 | Pass | null
379998229 | TNB | DISTRIBUTION | KUALA SELANGOR | Existing | RYB | 11 kV |  |  |  |  | 240_3C_AL_XLPE | PT 8 BAN 2: S00662 | T/A 8 BAN 2: S01610 |  | 23.638 m |  |  |  | 3 | 0 | Pass | null
379998234 | TNB | DISTRIBUTION | KUALA SELANGOR | Existing | RYB | 11 kV |  |  |  |  | 240_3C_AL_XLPE | PT 8 BAN 2: S00662 | T/A 8 BAN 2: S01610 |  | 23.166 m |  |  |  | 3 | 0 | Pass | null
379998238 | TNB | DISTRIBUTION | KUALA SELANGOR | Existing | RYB | 11 kV |  |  |  |  | 240_3C_AL_XLPE | T/A 8 BAN 2: S01608 | PT 9 BAN 2: S00661 |  | 53.358 m |  |  |  | 3 | 0 | Pass | null
379998247 | TNB | DISTRIBUTION | KUALA SELANGOR | Existing | RYB | 11 kV |  |  |  |  | 240_3C_AL_XLPE | PPU SKCN M: | KEE HIN NO 2: S00542 |  | 1959.163 m |  |  |  | 3 | 0 | Pass | null
379998251 | TNB | DISTRIBUTION | KUALA SELANGOR | Existing | RYB | 11 kV |  |  |  |  | 240_3C_AL_XLPE | T/A 8 BAN 2: S01608 | PT 9 BAN 2: S00661 |  | 13.358 m |  |  |  | 3 | 0 | Pass | null
379998255 | TNB | DISTRIBUTION | KUALA SELANGOR | Existing | RYB | 11 kV |  |  |  |  | 240_3C_AL_XLPE | PT 9 BAN 2: S00659 | TALIAIR 9 BAN 2: S00658 |  | 14.583 m |  |  |  | 3 | 0 | Pass | null
379998284 | TNB | DISTRIBUTION | KUALA SELANGOR | Existing | RYB | 11 kV |  |  |  |  | 240_3C_AL_XLPE | PT 9 BAN 2: S00659 | TALIAIR 9 BAN 2: S00658 |  | 4.991 m |  |  |  | 3 | 0 | Pass | null
379998288 | TNB | DISTRIBUTION | KUALA SELANGOR | Existing | RYB | 11 kV |  |  |  |  | 240_3C_AL_XLPE | TALIAIR 9 BAN 2: S00656 | T/AIR 11 BAN 2 SG NIBONG: D00604 [OFF] |  | 12.498 m |  |  |  | 3 | 0 | Pass | null
379998301 | TNB | DISTRIBUTION | KUALA SELANGOR | Existing | RYB | 11 kV |  |  |  |  | 240_3C_AL_XLPE | KEE HIN NO 2: S00544 | GEMA JAYA: S00545 |  | 334.682 m |  |  |  | 3 | 0 | Pass | null
379998307 | TNB | DISTRIBUTION | KUALA SELANGOR | Existing | RYB | 11 kV |  |  |  |  | 240_3C_AL_XLPE | GEMA JAYA: S00547 | JURU JAYA: S00550 |  | 560.591 m |  |  |  | 3 | 0 | Pass | null
379998348 | TNB | DISTRIBUTION | KUALA SELANGOR | Existing | RYB | 11 kV | YES |  |  |  | 240_3C_AL_XLPE | SITE B SEKINCHAN: S01585 | KLG SEMERAH PADI SITE A SEKINCHAN: S01588 |  | 93.130 m |  |  |  | 3 | 0 | Pass | null
379998353 | TNB | DISTRIBUTION | KUALA SELANGOR | Existing | RYB | 11 kV |  |  |  |  | 240_3C_AL_XLPE | SITE B SEKINCHAN: S01585 | KLG SEMERAH PADI SITE A SEKINCHAN: S01588 |  | 8.686 m |  |  |  | 3 | 0 | Pass | null
379998359 | TNB | DISTRIBUTION | KUALA SELANGOR | Existing | RYB | 11 kV |  |  |  |  | 240_3C_AL_XLPE | KLG SEMERAH PADI SITE A SEKINCHAN: S01590 | SITE A SEKINCHAN: S05790 |  | 15.067 m |  |  |  | 3 | 0 | Pass | null
379998367 | TNB | DISTRIBUTION | KUALA SELANGOR | Existing | RYB | 11 kV |  |  |  |  | 240_3C_AL_XLPE | SITE A SEKINCHAN: S05789 | JALAN PARIT 5 SAI KIM: S05887 |  | 29.574 m |  |  |  | 3 | 0 | Pass | null
379998371 | TNB | DISTRIBUTION | KUALA SELANGOR | Existing | RYB | 11 kV |  |  |  |  | 240_3C_AL_XLPE | JALAN PARIT 5 SAI KIM: S05890 | KLG PADI DATARAN PUSAKA: S05426 |  | 37.724 m |  |  |  | 3 | 0 | Pass | null
379998379 | TNB | DISTRIBUTION | KUALA SELANGOR | Existing | RYB | 11 kV |  |  |  |  | 240_3C_AL_XLPE | JALAN PARIT 5 SAI KIM: S05890 | KLG PADI DATARAN PUSAKA: S05426 |  | 40.094 m |  |  |  | 3 | 0 | Pass | null
379998383 | TNB | DISTRIBUTION | KUALA SELANGOR | Existing | RYB | 11 kV |  |  |  |  | 240_3C_AL_XLPE | KLG PADI DATARAN PUSAKA: S05429 | TMN SERI MANIK: S05943 |  | 38.363 m |  |  |  | 3 | 0 | Pass | null
379998390 | TNB | DISTRIBUTION | KUALA SELANGOR | Existing | RYB | 11 kV |  |  |  |  | 240_3C_AL_XLPE | PANJI MUARA: S05577 | BERNAS (LPN): S00553 [OFF] |  | 326.026 m |  |  |  | 3 | 0 | Pass | null
380040913 | TNB | DISTRIBUTION | KUALA SELANGOR | Existing | RYB | 11 kV |  |  |  |  | 240_3C_AL_XLPE | KONG LEE ENG FARM: S01652 | RJ MUSA NO 1 (TMN MANICKAVASAGAM): S01641 [OFF] |  | 23.104 m |  |  |  | 3 | 0 | Pass | null
380041043 | TNB | DISTRIBUTION | KUALA SELANGOR | Existing | RYB | 11 kV |  |  |  |  | 240_3C_AL_XLPE | PPU TKMI: 2 | TMN DESA JAYA: S01639 |  | 3901.787 m |  |  |  | 3 | 0 | Pass | null
380041537 | TNB | DISTRIBUTION | KUALA SELANGOR | Existing | RYB | 11 kV |  |  |  |  | 240_3C_AL_XLPE | SW/STN BGN TENGKORAK: S00368 | SEKOLAH PT 3: S05475 |  | 959.119 m |  |  |  | 3 | 0 | Pass | null
380041849 | TNB | DISTRIBUTION | KUALA SELANGOR | Existing | RYB | 11 kV |  |  |  |  | 240_3C_AL_XLPE | KOKO FAMA: S00442 | SG TERAP: S00443 |  | 29.909 m |  |  | FDR3 | 3 | 0 | Pass | null
380041921 | TNB | DISTRIBUTION | KUALA SELANGOR | Existing | RYB | 11 kV |  |  |  |  | 240_3C_AL_XLPE | KOKO FAMA: S00442 | SG TERAP: S00443 |  | 13.339 m |  |  |  | 3 | 0 | Pass | null
380041928 | TNB | DISTRIBUTION | KUALA SELANGOR | Existing | RYB | 11 kV |  |  |  |  | 240_3C_AL_XLPE | SG TERAP: S00444 | D-KSL-C18-1653: S05977 |  | 8.805 m |  |  |  | 3 | 0 | Pass | null
380042148 | TNB | DISTRIBUTION | KUALA SELANGOR | Existing | RYB | 11 kV |  |  |  |  | 240_3C_AL_XLPE | TMN NILAM: S05298 | TAMAN NILAM NO 2: S05603 |  | 324.094 m |  |  |  | 3 | 0 | Pass | null
380042376 | TNB | DISTRIBUTION | KUALA SELANGOR | Existing | RYB | 11 kV |  |  |  |  | 240_3C_AL_XLPE | YUSRI: S00460 | LPN BATU 2: S00464 |  | 23.536 m |  |  |  | 3 | 0 | Pass | null
380042381 | TNB | DISTRIBUTION | KUALA SELANGOR | Existing | RYB | 11 kV |  |  |  |  | 240_3C_AL_XLPE | LPN BATU 2: S00462 | COLD ROOM: S01569 |  | 27.021 m |  |  |  | 3 | 0 | Pass | null
380042421 | TNB | DISTRIBUTION | KUALA SELANGOR | Existing | RYB | 11 kV |  |  |  |  | 240_3C_AL_XLPE | LPN BATU 2: S00462 | COLD ROOM: S01569 |  | 10.441 m |  |  |  | 3 | 0 | Pass | null
380042612 | TNB | DISTRIBUTION | KUALA SELANGOR | Existing | RYB | 11 kV |  |  |  |  | 240_3C_AL_XLPE | TMN DELIMA: S05893 | QTRS GURU P/PERMATANG: S01573 |  | 16.243 m |  |  |  | 3 | 0 | Pass | null
380042709 | TNB | DISTRIBUTION | KUALA SELANGOR | Existing | RYB | 11 kV |  |  |  |  | 240_3C_AL_XLPE | TMN DELIMA: S05893 | QTRS GURU P/PERMATANG: S01573 |  | 33.496 m |  |  |  | 3 | 0 | Pass | null
380042714 | TNB | DISTRIBUTION | KUALA SELANGOR | Existing | RYB | 11 kV |  |  |  |  | 240_3C_AL_XLPE | QTRS GURU P/PERMATANG: S01571 | BGN SUNGAI YU: S00470 |  | 35.589 m |  |  |  | 3 | 0 | Pass | null
380042817 | TNB | DISTRIBUTION | KUALA SELANGOR | Existing | RYB | 11 kV |  |  |  |  | 240_3C_AL_XLPE | QTRS GURU P/PERMATANG: S01571 | BGN SUNGAI YU: S00470 |  | 24.205 m |  |  |  | 3 | 0 | Pass | null
380042826 | TNB | DISTRIBUTION | KUALA SELANGOR | Existing | RYB | 11 kV |  |  |  |  | 120_3C_AL_PILC | BGN SUNGAI YU: S00473 | TMN SRI PENAMBANG: S01575 |  | 20.711 m |  |  |  | 3 | 0 | Pass | null
380043112 | TNB | DISTRIBUTION | KUALA SELANGOR | Existing | RYB | 11 kV |  |  |  |  | 240_3C_AL_XLPE | TMN SRI PENAMBANG: S01577 | PEKAN P/PENAMBANG: S00476 |  | 23.204 m |  |  |  | 3 | 0 | Pass | null
380043117 | TNB | DISTRIBUTION | KUALA SELANGOR | Existing | RYB | 11 kV |  |  |  |  | 240_3C_AL_XLPE | PEKAN P/PENAMBANG: S00478 | D-KSL-C17-1268: S05972 |  | 58.955 m |  |  |  | 3 | 0 | Pass | null
380043213 | TNB | DISTRIBUTION | KUALA SELANGOR | Existing | RYB | 11 kV |  |  |  |  | 240_3C_AL_XLPE | D-KSL-C17-1268: S05970 | JPJ P/PENAMBANG: S00479 |  | 31.583 m |  |  |  | 3 | 0 | Pass | null
380043218 | TNB | DISTRIBUTION | KUALA SELANGOR | Existing | RYB | 11 kV |  |  |  |  | 240_3C_AL_XLPE | JPJ P/PENAMBANG: S00481 | GOLDPAGE NO.1: S05656 |  | 32.784 m |  |  |  | 3 | 0 | Pass | null
380083410 | TNB | DISTRIBUTION | KUALA SELANGOR | Existing | RYB | 11 kV |  |  |  |  | 240_3C_AL_XLPE | PPU CLFD: | YEAP JING HONG: R06495 |  | 313.788 m |  |  |  | 3 | 0 | Pass | null
380083422 | TNB | DISTRIBUTION | KUALA SELANGOR | Existing | RYB | 11 kV |  |  |  |  | 240_3C_AL_XLPE | PPU CLFD: | MANETWTECH BELLE ALAM JAYA: R06494 |  | 221.090 m |  |  |  | 3 | 0 | Pass | null
380083432 | TNB | DISTRIBUTION | KUALA SELANGOR | Existing | RYB | 11 kV | YES | Class D |  |  | 240_3C_AL_XLPE | PPU CLFD: | SSU PPAJ NO.1 JLN PPAJ (CB10): R06010 |  | 20.955 m |  |  |  | 3 | 0 | Pass | null
380083444 | TNB | DISTRIBUTION | KUALA SELANGOR | Existing | RYB | 11 kV |  |  |  |  | 240_3C_AL_XLPE | YEAP JING HONG: R06497 | GEMHARTA: R05426 |  | 185.361 m |  |  |  | 3 | 0 | Pass | null
380083548 | TNB | DISTRIBUTION | KUALA SELANGOR | Existing | RYB | 11 kV |  |  |  |  | 240_3C_AL_XLPE | VPN MARKETING (M): R05407 | FORWARD SCOPE: R06706 |  | 177.409 m |  |  |  | 3 | 1 | Pass | null
380083560 | TNB | DISTRIBUTION | KUALA SELANGOR | Existing | RYB | 11 kV |  |  |  |  | 240_3C_AL_XLPE | MULTIGUNA NO.2: R05394 | ADVANCE PRELUDE: S05743 |  | 154.770 m |  |  |  | 3 | 0 | Pass | null
380083566 | TNB | DISTRIBUTION | KUALA SELANGOR | Existing | RYB | 11 kV |  |  |  |  | 240_3C_AL_XLPE | MANETWTECH BELLE ALAM JAYA: R06321 | TOONG HENG LONG: R06528 |  | 143.641 m |  |  |  | 3 | 0 | Pass | null
380083858 | TNB | DISTRIBUTION | KUALA SELANGOR | Existing | RYB | 11 kV |  |  |  |  | 240_3C_AL_XLPE | OHTSUKI SEIKO: R04542 | ASSIGN PRECISION: R07570 |  | 139.325 m |  |  |  | 3 | 1 | Pass | null
380083863 | TNB | DISTRIBUTION | KUALA SELANGOR | Existing | RYB | 11 kV |  |  |  |  | 240_3C_AL_XLPE | ASSIGN PRECISION: R07572 | LITEX METAL SDN BHD: R05865 |  | 181.254 m |  |  |  | 3 | 0 | Pass | null
380083885 | TNB | DISTRIBUTION | KUALA SELANGOR | Existing | RYB | 11 kV | YES | Class D |  |  | 240_3C_AL_XLPE | SSU PPAJ NO.1 JLN PPAJ (CB10): R06011 | PPAJ NO.2: R06040 |  | 235.149 m |  |  |  | 3 | 0 | Pass | null
380083890 | TNB | DISTRIBUTION | KUALA SELANGOR | Existing | RYB | 11 kV |  |  |  |  | 240_3C_AL_XLPE | PPAJ NO.2: R06042 | PASARAYA ECONSAVE ALAM JAYA: R06039 |  | 748.499 m |  |  |  | 3 | 0 | Pass | null
380083895 | TNB | DISTRIBUTION | KUALA SELANGOR | Existing | RYB | 11 kV |  |  |  |  | 240_3C_AL_XLPE | PASARAYA ECONSAVE ALAM JAYA: R06037 | PPAJ NO.4: R06826 |  | 519.775 m |  |  |  | 3 | 0 | Pass | null
380084099 | TNB | DISTRIBUTION | KUALA SELANGOR | Existing | RYB | 11 kV |  |  |  |  | 240_3C_AL_XLPE | PPAJ NO.4: R06825 | PPAJ NO.4: R06036 |  | 2.829 m |  |  |  | 3 | 0 | Pass | null
380084110 | TNB | DISTRIBUTION | KUALA SELANGOR | Existing | RYB | 11 kV |  |  |  |  | 240_3C_AL_XLPE | PPAJ NO.4: R06827 | LOJI PEMBENTUNGAN (NO.2) FASA 3: S01105 |  | 1670.630 m |  |  |  | 3 | 0 | Pass | null
380084208 | TNB | DISTRIBUTION | KUALA SELANGOR | Existing | RYB | 11 kV |  |  |  |  | 240_3C_AL_XLPE | PPAJ NO.4: R06034 | PPAJ NO.3: R06033 |  | 77.832 m |  |  |  | 3 | 0 | Pass | null
380084307 | TNB | DISTRIBUTION | KUALA SELANGOR | Existing | RYB | 11 kV |  |  |  |  | 240_3C_AL_XLPE | PPAJ NO.3: R06031 | PPAJ NO.6: R06030 |  | 285.379 m |  |  |  | 3 | 0 | Pass | null
380084312 | TNB | DISTRIBUTION | KUALA SELANGOR | Existing | RYB | 11 kV |  |  |  |  | 240_3C_AL_XLPE | TS ENG WORK ALAM JAYA: R06153 | PPAJ NO.6: R06028 [OFF] |  | 1287.300 m |  |  |  | 3 | 0 | Pass | null
380084340 | TNB | DISTRIBUTION | KUALA SELANGOR | Existing | RYB | 11 kV | NO | Class C |  |  | 7X_300_1C_AL_PVC/PVC |  |  |  | 1.224 m |  |  |  | 7 | 0 | Fail | Please check "Label"
380084449 | TNB | DISTRIBUTION | KUALA SELANGOR | Existing | RYB | 11 kV | YES | Class D |  |  | 240_3C_AL_XLPE | PADAT BAN GUAT HUAT TAJ JLN 2/6: R06391 | MULTIGUNA TIAJ 2 /9: R06327 |  | 106.266 m |  |  |  | 3 | 0 | Pass | null
380084484 | TNB | DISTRIBUTION | KUALA SELANGOR | Existing | RYB | 11 kV | NO | Class C |  |  | 7X_500_1C_CU_PVC/PVC |  |  |  | 1.249 m |  |  |  | 7 | 0 | Fail | Please check "Label"
380084485 | TNB | DISTRIBUTION | KUALA SELANGOR | Existing | RYB | 11 kV | NO | Class C |  |  | 7X_300_1C_AL_PVC/PVC |  |  |  | 1.250 m |  |  |  | 7 | 0 | Fail | Please check "Label"
380084666 | TNB | DISTRIBUTION | KUALA SELANGOR | Existing | RYB | 11 kV | YES | Class D |  |  | 240_3C_AL_XLPE | RUMAH PANGSA INDUSTRI ALAM JAYA NO.9: R05251 | PADAT BAN GUAT HUAT TAJ JLN 2/6: R06389 |  | 679.671 m |  |  |  | 3 | 0 | Pass | null
380084699 | TNB | DISTRIBUTION | KUALA SELANGOR | Existing | RYB | 11 kV | NO | Class C |  |  | 7X_300_1C_AL_PVC/PVC |  |  |  | 0.998 m |  |  |  | 7 | 0 | Fail | Please check "Label"
380084832 | TNB | DISTRIBUTION | KUALA SELANGOR | Existing | RYB | 11 kV | NO | Class C |  |  | 70_1C_AL_XLPE |  |  |  | 1.193 m |  |  |  | 3 | 0 | Pass | null
380085035 | TNB | DISTRIBUTION | KUALA SELANGOR | Existing | RYB | 11 kV | NO | Class C |  |  | 7X_300_1C_AL_PVC/PVC |  |  |  | 1.329 m |  |  |  | 7 | 0 | Fail | Please check "Label"
380085127 | TNB | DISTRIBUTION | KUALA SELANGOR | Existing | RYB | 11 kV | YES | Class D |  |  | 240_3C_AL_XLPE | JS CONSC TRUCTION & DEV SDN BHD LOT106: R06401 | GREAT MARKETING: R06701 |  | 100.442 m |  |  |  | 3 | 0 | Pass | null
380085178 | TNB | DISTRIBUTION | KUALA SELANGOR | Existing | RYB | 11 kV | NO | Class C |  |  | 7X_300_1C_AL_PVC/PVC |  |  |  | 1.252 m |  |  |  | 7 | 0 | Fail | Please check "Label"
380085293 | TNB | DISTRIBUTION | KUALA SELANGOR | Existing | RYB | 11 kV | NO | Class C |  |  | 7X_300_1C_AL_PVC/PVC |  |  |  | 1.362 m |  |  |  | 7 | 0 | Fail | Please check "Label"
380085384 | TNB | DISTRIBUTION | KUALA SELANGOR | Existing | RYB | 11 kV | YES | Class D |  |  | 240_3C_AL_XLPE | EASTBAY ENG TIAJ 2/8: R08066 | JS CONSC TRUCTION & DEV SDN BHD LOT106: R06399 |  | 139.055 m |  |  |  | 3 | 0 | Pass | null
380085389 | TNB | DISTRIBUTION | KUALA SELANGOR | Existing | RYB | 11 kV | YES | Class D |  |  | 240_3C_AL_XLPE | MULTI GUNA NO.3: R05894 | CHUA ENG PHUA: R06524 |  | 306.837 m |  |  |  | 3 | 0 | Pass | null
380085434 | TNB | DISTRIBUTION | KUALA SELANGOR | Existing | RYB | 11 kV | YES | Class D |  |  | 240_3C_AL_XLPE | SSU PPAJ NO.1 JLN PPAJ (CB10): R06012 | LOT 11311 TIAJ 2/5: R08134 |  | 19.386 m |  |  |  | 3 | 0 | Pass | null
380085682 | TNB | DISTRIBUTION | KUALA SELANGOR | Existing | RYB | 11 kV |  |  |  |  | 240_3C_AL_XLPE | SANDARAN TIAJ 2/5: R07575 | RGB INDUSTRIES 2/5: R07922 |  | 125.566 m |  |  |  | 3 | 0 | Pass | null
380085898 | TNB | DISTRIBUTION | KUALA SELANGOR | Existing | RYB | 11 kV |  |  |  |  | 240_3C_AL_XLPE | RGB INDUSTRIES 2/5: R07923 | EXTRO GREAT: R06492 |  | 447.402 m |  |  |  | 3 | 0 | Pass | null
380086017 | TNB | DISTRIBUTION | KUALA SELANGOR | Existing | RYB | 11 kV |  |  |  |  | 240_3C_AL_XLPE | EXTRO GREAT: R06489 | R&S PETROLEUM TIAJ 2/4: R07567 |  | 76.625 m |  |  |  | 3 | 0 | Pass | null
380086136 | TNB | DISTRIBUTION | KUALA SELANGOR | Existing | RYB | 11 kV |  |  |  |  | 240_3C_AL_XLPE | AIRSTATIC NO.1 POWDER COATING ENG: R06361 | KLG LOT 7 ALAM JAYA: R05229 |  | 655.149 m |  |  |  | 3 | 0 | Pass | null
380086405 | TNB | DISTRIBUTION | KUALA SELANGOR | Existing | RYB | 11 kV |  | Class C |  |  | 7X_300_1C_AL_PVC/PVC |  |  |  | 1.578 m |  |  |  | 7 | 0 | Fail | Please check "Label"
380101450 | TNB | DISTRIBUTION | KUALA SELANGOR | Existing | RYB | 11 kV |  |  |  |  | 240_3C_AL_XLPE | KG JAYA SETIA: R00557 | KG JAYA SETIA: R00558 |  | 1.949 m |  |  |  | 3 | 0 | Pass | null
380105315 | TNB | DISTRIBUTION | KUALA SELANGOR | Existing | RYB | 11 kV | NO | Class C |  |  | 7X_500_1C_CU_PVC/PVC |  |  |  | 0.967 m |  |  |  | 7 | 0 | Fail | Please check "Label"
380105316 | TNB | DISTRIBUTION | KUALA SELANGOR | Existing | RYB | 11 kV | NO | Class C |  |  | 7X_300_1C_AL_PVC/PVC |  |  |  | 0.973 m |  |  |  | 7 | 0 | Fail | Please check "Label"
380105486 | TNB | DISTRIBUTION | KUALA SELANGOR | Existing | RYB | 11 kV | NO | Class C |  |  | 7X_300_1C_AL_PVC/PVC |  |  |  | 0.989 m |  |  |  | 7 | 0 | Fail | Please check "Label"
380105487 | TNB | DISTRIBUTION | KUALA SELANGOR | Existing | RYB | 11 kV | NO | Class C |  |  | 7X_300_1C_AL_PVC/PVC |  |  |  | 0.998 m |  |  |  | 7 | 0 | Fail | Please check "Label"
380105651 | TNB | DISTRIBUTION | KUALA SELANGOR | Existing | RYB | 11 kV | NO | Class C |  |  | 7X_300_1C_AL_PVC/PVC |  |  |  | 1.006 m |  |  |  | 7 | 0 | Fail | Please check "Label"
380105745 | TNB | DISTRIBUTION | KUALA SELANGOR | Existing | RYB | 11 kV | NO | Class C |  |  | 7X_300_1C_AL_PVC/PVC |  |  |  | 0.974 m |  |  |  | 7 | 0 | Fail | Please check "Label"
380105839 | TNB | DISTRIBUTION | KUALA SELANGOR | Existing | RYB | 11 kV | NO | Class C |  |  | 7X_500_1C_CU_PVC/PVC |  |  |  | 1.018 m |  |  |  | 7 | 0 | Fail | Please check "Label"
380105933 | TNB | DISTRIBUTION | KUALA SELANGOR | Existing | RYB | 11 kV | NO | Class C |  |  | 7X_500_1C_CU_PVC/PVC |  |  |  | 0.970 m |  |  |  | 7 | 0 | Fail | Please check "Label"
380106717 | TNB | DISTRIBUTION | KUALA SELANGOR | Existing | RYB | 11 kV | NO | Class C |  |  | 7X_500_1C_CU_PVC/PVC |  |  |  | 1.049 m |  |  |  | 7 | 0 | Fail | Please check "Label"
380106718 | TNB | DISTRIBUTION | KUALA SELANGOR | Existing | RYB | 11 kV | NO | Class C |  |  | 7X_500_1C_CU_PVC/PVC |  |  |  | 1.041 m |  |  |  | 7 | 0 | Fail | Please check "Label"
380106888 | TNB | DISTRIBUTION | KUALA SELANGOR | Existing | RYB | 11 kV | NO | Class C |  |  | 70_1C_AL_XLPE |  |  |  | 1.109 m |  |  |  | 3 | 0 | Pass | null
380106889 | TNB | DISTRIBUTION | KUALA SELANGOR | Existing | RYB | 11 kV | NO | Class C |  |  | 7X_500_1C_CU_PVC/PVC |  |  |  | 1.103 m |  |  |  | 7 | 0 | Fail | Please check "Label"
380107053 | TNB | DISTRIBUTION | KUALA SELANGOR | Existing | RYB | 11 kV | NO | Class C |  |  | 7X_300_1C_AL_PVC/PVC |  |  |  | 1.027 m |  |  |  | 7 | 0 | Fail | Please check "Label"
380107147 | TNB | DISTRIBUTION | KUALA SELANGOR | Existing | RYB | 11 kV | NO | Class C |  |  | 7X_500_1C_CU_PVC/PVC |  |  |  | 1.036 m |  |  |  | 7 | 0 | Fail | Please check "Label"
380107247 | TNB | DISTRIBUTION | KUALA SELANGOR | Existing | RYB | 11 kV | NO | Class C |  |  | 7X_500_1C_CU_PVC/PVC |  |  |  | 1.034 m |  |  |  | 7 | 0 | Fail | Please check "Label"
380107248 | TNB | DISTRIBUTION | KUALA SELANGOR | Existing | RYB | 11 kV | NO | Class C |  |  | 7X_500_1C_CU_PVC/PVC |  |  |  | 1.033 m |  |  |  | 7 | 0 | Fail | Please check "Label"
380117779 | TNB | DISTRIBUTION | KUALA SELANGOR | Existing | RYB | 11 kV |  |  |  |  | 185_3C_AL_PILC | KLINIK KESIHATAN B/BERJUNTAI: R06198 | TMN SENTOSA: R01886 |  | 576.678 m |  |  |  | 3 | 0 | Pass | null
380117885 | TNB | DISTRIBUTION | KUALA SELANGOR | Existing | RYB | 11 kV |  |  |  |  | 150_3C_AL_XLPE | SW/STN SIME DARBY NO 2: R06100 | AMAN SURIA: R06757 |  | 1248.664 m |  |  | FDR2 | 3 | 0 | Pass | null
380117890 | TNB | DISTRIBUTION | KUALA SELANGOR | Existing | RYB | 11 kV |  |  |  |  | 150_3C_AL_XLPE | SW/STN SIME DARBY NO 2: R06101 | SSU PKPS: R04846 |  | 168.811 m |  |  | FDR2 | 3 | 0 | Pass | null
380118180 | TNB | DISTRIBUTION | KUALA SELANGOR | Existing | RYB | 11 kV |  |  |  |  | 150_3C_AL_XLPE | SEGINIAGA: R04994 | TMN ILMU BISTARI: R05839 |  | 15.674 m |  |  |  | 3 | 0 | Pass | null
380118433 | TNB | DISTRIBUTION | KUALA SELANGOR | Existing | RYB | 11 kV |  |  |  |  | 240_3C_AL_XLPE | TMN SURIA BESTARI: R06136 | TMN SURIA: R01847 [OFF] |  | 382.323 m |  |  |  | 3 | 0 | Pass | null
380118563 | TNB | DISTRIBUTION | KUALA SELANGOR | Existing | RYB | 11 kV |  |  |  |  | 240_3C_AL_XLPE | TANAMARAN NO.1: S05560 | TANAMARAN NO.2: S05561 |  | 679.808 m |  |  |  | 3 | 0 | Pass | null
380118729 | TNB | DISTRIBUTION | KUALA SELANGOR | Existing | RYB | 11 kV |  |  |  |  | 150_3C_AL_XLPE | PKNS BKT BELIMBING (R/MURAH): S00495 | TOK 4 MAJID: S00491 |  | 21.670 m |  |  |  | 3 | 0 | Pass | null
380118734 | TNB | DISTRIBUTION | KUALA SELANGOR | Existing | RYB | 11 kV |  |  |  |  | 150_3C_AL_XLPE | TOK 4 MAJID: S00493 | GOODWILL COCONUT: S00490 |  | 23.814 m |  |  |  | 3 | 0 | Pass | null
380118743 | TNB | DISTRIBUTION | KUALA SELANGOR | Existing | RYB | 11 kV |  |  |  |  | 150_3C_AL_XLPE | TOK 4 MAJID: S00493 | GOODWILL COCONUT: S00490 |  | 15.575 m |  |  |  | 3 | 0 | Pass | null
380118748 | TNB | DISTRIBUTION | KUALA SELANGOR | Existing | RYB | 11 kV |  |  |  |  | 150_3C_AL_XLPE | GOODWILL COCONUT: S00488 | FA HERB: S05689 |  | 20.296 m |  |  |  | 3 | 0 | Pass | null
380118753 | TNB | DISTRIBUTION | KUALA SELANGOR | Existing | RYB | 11 kV |  |  |  |  | 150_3C_AL_XLPE | GOODWILL COCONUT: S00488 | FA HERB: S05689 |  | 14.581 m |  |  |  | 3 | 0 | Pass | null
380118758 | TNB | DISTRIBUTION | KUALA SELANGOR | Existing | RYB | 11 kV |  |  |  |  | 150_3C_AL_XLPE | FA HERB: S05691 | TMN MENGKUANG: S01559 |  | 14.404 m |  |  |  | 3 | 0 | Pass | null
380118763 | TNB | DISTRIBUTION | KUALA SELANGOR | Existing | RYB | 11 kV |  |  |  |  | 150_3C_AL_XLPE | FA HERB: S05691 | TMN MENGKUANG: S01559 |  | 90.877 m |  |  |  | 3 | 0 | Pass | null
380118768 | TNB | DISTRIBUTION | KUALA SELANGOR | Existing | RYB | 11 kV |  |  |  |  | 150_3C_AL_XLPE | TMN MENGKUANG: S01558 | SW/STN BKT BELIMBING: S00482 |  | 103.248 m |  |  |  | 3 | 0 | Pass | null
380118900 | TNB | DISTRIBUTION | KUALA SELANGOR | Existing | RYB | 11 kV |  |  |  |  | 240_3C_AL_XLPE | PPU SDBY: 4 | SPECIAL MADE IRON &STEEL: |  | 1034.296 m |  |  |  | 3 | 0 | Pass | null
380118904 | TNB | DISTRIBUTION | KUALA SELANGOR | Existing | RYB | 11 kV |  |  |  |  | 150_3C_AL_XLPE | AMAN SURIA: R06759 | KG JAYA SETIA: R00554 [OFF] |  | 4597.664 m |  |  | FDR2 | 3 | 0 | Pass | null
380135231 | TNB | DISTRIBUTION | KUALA SELANGOR | Existing | RYB | 11 kV | NO | Class C |  |  | 7X_500_1C_AL_PVC/PVC |  |  |  | 1.074 m |  |  |  | 7 | 0 | Fail | Please check "Label"
380135232 | TNB | DISTRIBUTION | KUALA SELANGOR | Existing | RYB | 11 kV | NO | Class C |  |  | 70_1C_AL_XLPE |  |  |  | 1.067 m |  |  |  | 3 | 0 | Pass | null
380135490 | TNB | DISTRIBUTION | KUALA SELANGOR | Existing | RYB | 11 kV | NO | Class C |  |  | 7X_300_1C_AL_PVC/PVC |  |  |  | 1.027 m |  |  |  | 7 | 0 | Fail | Please check "Label"
380135584 | TNB | DISTRIBUTION | KUALA SELANGOR | Existing | RYB | 11 kV | NO | Class C |  |  | 7X_500_1C_AL_PVC/PVC |  |  |  | 0.949 m |  |  |  | 7 | 0 | Fail | Please check "Label"
380135678 | TNB | DISTRIBUTION | KUALA SELANGOR | Existing | RYB | 11 kV | NO | Class C |  |  | 7X_500_1C_AL_PVC/PVC |  |  |  | 0.941 m |  |  |  | 7 | 0 | Fail | Please check "Label"
380135772 | TNB | DISTRIBUTION | KUALA SELANGOR | Existing | RYB | 11 kV | NO | Class C |  |  | 7X_300_1C_AL_PVC/PVC |  |  |  | 0.935 m |  |  |  | 7 | 0 | Fail | Please check "Label"
380135866 | TNB | DISTRIBUTION | KUALA SELANGOR | Existing | RYB | 11 kV | NO | Class C |  |  | 7X_300_1C_AL_PVC/PVC |  |  |  | 1.005 m |  |  |  | 7 | 0 | Fail | Please check "Label"
380136080 | TNB | DISTRIBUTION | KUALA SELANGOR | Existing | RYB | 11 kV | NO | Class C |  |  | 7X_300_1C_AL_PVC/PVC |  |  |  | 1.009 m |  |  |  | 7 | 0 | Fail | Please check "Label"
380136174 | TNB | DISTRIBUTION | KUALA SELANGOR | Existing | RYB | 11 kV | NO | Class C |  |  | 7X_300_1C_AL_PVC/PVC |  |  |  | 0.991 m |  |  |  | 7 | 0 | Fail | Please check "Label"
380136268 | TNB | DISTRIBUTION | KUALA SELANGOR | Existing | RYB | 11 kV | NO | Class C |  |  | 7X_500_1C_CU_PVC/PVC |  |  |  | 1.027 m |  |  |  | 7 | 0 | Fail | Please check "Label"
380136388 | TNB | DISTRIBUTION | KUALA SELANGOR | Existing | RYB | 11 kV | NO | Class C |  |  | 7X_300_1C_AL_PVC/PVC |  |  |  | 1.026 m |  |  |  | 7 | 0 | Fail | Please check "Label"
380136482 | TNB | DISTRIBUTION | KUALA SELANGOR | Existing | RYB | 11 kV | NO | Class C |  |  | 7X_500_1C_AL_PVC/PVC |  |  |  | 0.999 m |  |  |  | 7 | 0 | Fail | Please check "Label"
380136576 | TNB | DISTRIBUTION | KUALA SELANGOR | Existing | RYB | 11 kV | NO | Class C |  |  | 7X_500_1C_CU_PVC/PVC |  |  |  | 1.004 m |  |  |  | 7 | 0 | Fail | Please check "Label"
380136764 | TNB | DISTRIBUTION | KUALA SELANGOR | Existing | RYB | 11 kV | NO | Class C |  |  | 7X_300_1C_AL_PVC/PVC |  |  |  | 0.962 m |  |  |  | 7 | 0 | Fail | Please check "Label"
380137581 | TNB | DISTRIBUTION | KUALA SELANGOR | Existing | RYB | 11 kV | NO | Class C |  |  | 7X_500_1C_CU_PVC/PVC |  |  |  | 1.012 m |  |  |  | 7 | 0 | Fail | Please check "Label"
380137701 | TNB | DISTRIBUTION | KUALA SELANGOR | Existing | RYB | 11 kV | NO | Class C |  |  | 7X_500_1C_CU_PVC/PVC |  |  |  | 1.094 m |  |  |  | 7 | 0 | Fail | Please check "Label"
380137702 | TNB | DISTRIBUTION | KUALA SELANGOR | Existing | RYB | 11 kV | NO | Class C |  |  | 7X_500_1C_CU_PVC/PVC |  |  |  | 1.063 m |  |  |  | 7 | 0 | Fail | Please check "Label"
380137912 | TNB | DISTRIBUTION | KUALA SELANGOR | Existing | RYB | 11 kV | NO | Class C |  |  | 7X_500_1C_CU_PVC/PVC |  |  |  | 1.046 m |  |  |  | 7 | 0 | Fail | Please check "Label"
380137913 | TNB | DISTRIBUTION | KUALA SELANGOR | Existing | RYB | 11 kV | NO | Class C |  |  | 7X_500_1C_CU_PVC/PVC |  |  |  | 1.045 m |  |  |  | 7 | 0 | Fail | Please check "Label"
380155985 | TNB | DISTRIBUTION | KUALA SELANGOR | Existing | RYB | 11 kV |  |  |  |  | 240_3C_AL_XLPE | BANYU EMAS (FIRMA RENA): S05498 | BANYU EMAS (FIRMA RENA): S00409 |  | 2.352 m |  |  |  | 3 | 0 | Pass | null
380225124 | TNB | DISTRIBUTION | KUALA SELANGOR | Existing | RYB | 11 kV |  |  |  |  | 240_3C_AL_XLPE | KG BARU IJOK: R00588 | KG BARU IJOK: R02748 |  | 2.195 m |  |  |  | 3 | 0 | Pass | null
380225351 | TNB | DISTRIBUTION | KUALA SELANGOR | Existing | RYB | 11 kV |  |  |  |  | 240_3C_AL_XLPE | PMU BBDG: 1 | SSU INDUSTRI BUKIT BADONG: |  | 6029.828 m |  |  |  | 3 | 0 | Pass | null
380225366 | TNB | DISTRIBUTION | KUALA SELANGOR | Existing | RYB | 11 kV |  |  |  |  | 240_3C_AL_XLPE | KILANG BESI BT 7 JALAN IJOK: | KILANG BESI BT 7 JALAN KANDAR: |  | 1370.173 m |  |  |  | 3 | 0 | Pass | null
380225370 | TNB | DISTRIBUTION | KUALA SELANGOR | Existing | RYB | 11 kV |  |  |  |  | 240_3C_AL_XLPE | PMU BBDG: 4 | KUARTERS STP BKT BADONG: R05469 |  | 745.399 m |  |  |  | 3 | 0 | Pass | null
380225374 | TNB | DISTRIBUTION | KUALA SELANGOR | Existing | RYB | 11 kV |  |  |  |  | 240_3C_AL_XLPE | LOJI AIR BKT BDG: R06828 | KILANG BESI BT 7 JALAN IJOK: |  | 7687.489 m |  |  |  | 3 | 0 | Pass | null
380225460 | TNB | DISTRIBUTION | KUALA SELANGOR | Existing | RYB | 11 kV |  |  |  |  | 240_3C_AL_XLPE | KUARTERS STP BKT BADONG: R05468 | ENG TEX METAL BOX: R04602 |  | 9450.282 m |  |  |  | 3 | 0 | Pass | null
380225465 | TNB | DISTRIBUTION | KUALA SELANGOR | Existing | RYB | 11 kV |  |  |  |  | 240_3C_AL_XLPE | ENG TEX METAL BOX: R04603 | KILANG BESI BT 7 JALAN KANDAR: |  | 147.868 m |  |  |  | 3 | 0 | Pass | null
380225469 | TNB | DISTRIBUTION | KUALA SELANGOR | Existing | RYB | 11 kV |  |  |  |  | 240_3C_AL_XLPE | KILANG BESI BT 7 JALAN KANDAR: | BINAAN TEPAT IJOK 9 BUAH KILANG: |  | 456.683 m |  |  |  | 3 | 0 | Pass | null
380225477 | TNB | DISTRIBUTION | KUALA SELANGOR | Existing | RYB | 11 kV |  |  |  |  | 240_3C_AL_XLPE | BINAAN TEPAT IJOK 9 BUAH KILANG: | KG BARU IJOK: R00589 [OFF] |  | 44.441 m |  |  |  | 3 | 0 | Pass | null
380225481 | TNB | DISTRIBUTION | KUALA SELANGOR | Existing | RYB | 11 kV |  |  |  |  | 240_3C_AL_XLPE | BINAAN TEPAT IJOK 9 BUAH KILANG: | KILANG BESI BT 7 JALAN IJOK: |  | 1367.305 m |  |  |  | 3 | 0 | Pass | null
380225485 | TNB | DISTRIBUTION | KUALA SELANGOR | Existing | RYB | 11 kV |  |  |  |  | 240_3C_AL_XLPE | KILANG BESI BT 7 JALAN IJOK: | PADAT BT. 7 IJOK: R03620 |  | 1492.879 m |  |  |  | 3 | 0 | Pass | null
380225495 | TNB | DISTRIBUTION | KUALA SELANGOR | Existing | RYB | 11 kV |  |  |  |  | 240_3C_AL_XLPE | LDG RAJAGIRI: S05305 | TERNAKAN AYAM HING HONG: R01804 [OFF] |  | 16.361 m |  |  |  | 3 | 0 | Pass | null
380225500 | TNB | DISTRIBUTION | KUALA SELANGOR | Existing | RYB | 11 kV |  |  |  |  | 240_3C_AL_XLPE | PMU BBDG: | KUARTERS STP BKT BADONG: R05471 |  | 738.310 m |  |  |  | 3 | 0 | Pass | null
380225508 | TNB | DISTRIBUTION | KUALA SELANGOR | Existing | RYB | 11 kV |  |  |  |  | 240_3C_AL_XLPE | KUARTERS STP BKT BADONG: R05472 | RUMAH PKNS BKT BADONG: R05017 |  | 3083.638 m |  |  |  | 3 | 0 | Pass | null
380225514 | TNB | DISTRIBUTION | KUALA SELANGOR | Existing | RYB | 11 kV |  |  |  |  | 240_3C_AL_XLPE | RUMAH PKNS BKT BADONG: R01798 | PADAT PUSAT NIAGA IJOK PERMAI: R07564 |  | 3548.717 m |  |  |  | 3 | 0 | Pass | null
380225520 | TNB | DISTRIBUTION | KUALA SELANGOR | Existing | RYB | 11 kV |  |  |  |  | 240_3C_AL_XLPE | PADAT PUSAT NIAGA IJOK PERMAI: R07566 | MASJID IJOK: R06834 |  | 1328.563 m |  |  |  | 3 | 0 | Pass | null
380225524 | TNB | DISTRIBUTION | KUALA SELANGOR | Existing | RYB | 11 kV | YES | Class D |  |  | 240_3C_AL_XLPE | MASJID IJOK: R06836 | JLN MAKMUR BT 28 IJOK: R07563 |  | 485.508 m |  |  |  | 3 | 0 | Pass | null
380225528 | TNB | DISTRIBUTION | KUALA SELANGOR | Existing | RYB | 11 kV | YES | Class D |  |  | 240_3C_AL_XLPE | D-KSL-C18-1522: | ASSOSIATED MANUFACTURE TRADER: R06800 |  | 826.217 m |  |  |  | 3 | 0 | Pass | null
380225533 | TNB | DISTRIBUTION | KUALA SELANGOR | Existing | RYB | 11 kV |  |  |  |  | 240_3C_AL_XLPE | Grp: Substation Comp. 1: R08011 | TERNAK LEMBU IJOK: R01829 |  | 1599.077 m |  |  |  | 3 | 0 | Pass | null
380225672 | TNB | DISTRIBUTION | KUALA SELANGOR | Existing | RYB | 11 kV |  |  |  |  | 240_3C_AL_XLPE | TERNAK LEMBU IJOK: R01831 | KOTA PUTERI 6(2) JALAN KP 2/2: R06870 |  | 1565.814 m |  |  |  | 3 | 0 | Pass | null
380225676 | TNB | DISTRIBUTION | KUALA SELANGOR | Existing | RYB | 11 kV |  |  |  |  | 240_3C_AL_XLPE | KOTA PUTERI 6(2) JALAN KP 2/2: R06868 | MAY POLYESTER: |  | 1740.897 m |  |  |  | 3 | 0 | Pass | null
380225716 | TNB | DISTRIBUTION | KUALA SELANGOR | Existing | RYB | 11 kV |  |  |  |  | 240_3C_AL_XLPE | PMU BBDG: | KG JAWA: R03148 |  | 8741.571 m |  |  |  | 3 | 0 | Pass | null
380225725 | TNB | DISTRIBUTION | KUALA SELANGOR | Existing | RYB | 11 kV |  |  |  |  | 240_3C_AL_XLPE | KG JAWA: R03150 | KG SG RAMBAI: R01876 |  | 3447.258 m |  |  |  | 3 | 0 | Pass | null
380225737 | TNB | DISTRIBUTION | KUALA SELANGOR | Existing | RYB | 11 kV |  |  |  |  | 240_3C_AL_XLPE | KG SG RAMBAI: R02756 | SW/STN SG RAMBAI ESTET: S01338 |  | 3293.139 m |  |  |  | 3 | 0 | Pass | null
380225742 | TNB | DISTRIBUTION | KUALA SELANGOR | Existing | RYB | 11 kV |  |  |  |  | 240_3C_AL_XLPE | KG SG RAMBAI: R01874 | RESTORAN YU HEE SWALLOW: R05411 |  | 2383.217 m |  |  |  | 3 | 0 | Pass | null
380225767 | TNB | DISTRIBUTION | KUALA SELANGOR | Existing | RYB | 11 kV |  |  |  |  | 240_3C_AL_XLPE | TMN KILAUAN: R03915 | TAMAN RUI DEV: R07391 |  | 146.516 m |  |  |  | 3 | 0 | Pass | null
380225772 | TNB | DISTRIBUTION | KUALA SELANGOR | Existing | RYB | 11 kV |  |  |  |  | 240_3C_AL_XLPE | RESTORAN YU HEE SWALLOW: R05413 | TMN KILAUAN: R03916 |  | 3204.507 m |  |  |  | 3 | 0 | Pass | null
380225784 | TNB | DISTRIBUTION | KUALA SELANGOR | Existing | RYB | 11 kV |  |  |  |  | 240_3C_AL_XLPE | TAMAN RUI DEV: R07392 | WATASEKO: R00475 |  | 1209.528 m |  |  |  | 3 | 0 | Pass | null
380225801 | TNB | DISTRIBUTION | KUALA SELANGOR | Existing | RYB | 11 kV | YES |  |  |  | 240_3C_AL_XLPE | D-KSL-C17-1621: R08148 | TMN SRI CAHAYA(C/S): R04162 |  | 1453.095 m |  |  |  | 3 | 0 | Pass | null
380225815 | TNB | DISTRIBUTION | KUALA SELANGOR | Existing | RYB | 11 kV |  |  |  |  | 240_3C_AL_XLPE | TMN SRI CAHAYA(C/S): R04164 | SM TEKNIK BATANG BERJUNTAI: R00478 |  | 1270.392 m |  |  |  | 3 | 0 | Pass | null
380225820 | TNB | DISTRIBUTION | KUALA SELANGOR | Existing | RYB | 11 kV |  |  |  |  | 240_3C_AL_XLPE | SM TEKNIK BATANG BERJUNTAI: R00480 | SK BATANG BERJUNTAI: R03820 |  | 403.521 m |  |  |  | 3 | 0 | Pass | null
380225830 | TNB | DISTRIBUTION | KUALA SELANGOR | Existing | RYB | 11 kV |  |  |  |  | 240_3C_AL_XLPE | SK BATANG BERJUNTAI: R03819 | TMN PELANGI: R05515 |  | 845.574 m |  |  |  | 3 | 0 | Pass | null
380225840 | TNB | DISTRIBUTION | KUALA SELANGOR | Existing | RYB | 11 kV |  |  |  |  | 240_3C_AL_XLPE | TMN PELANGI: R05513 | PKNS TAMAN SRI INDAH: R01879 [OFF] |  | 269.260 m |  |  |  | 3 | 0 | Pass | null
380225850 | TNB | DISTRIBUTION | KUALA SELANGOR | Existing | RYB | 11 kV |  |  |  |  | 240_3C_AL_XLPE | SG RAMBAI NO 1: S00068 | SG RAMBAI NO 2: S00070 |  | 6590.761 m |  |  |  | 3 | 0 | Pass | null
380225856 | TNB | DISTRIBUTION | KUALA SELANGOR | Existing | RYB | 11 kV |  |  |  |  | 240_3C_AL_XLPE | SW/STN SG RAMBAI ESTET: S00066 | R/PAM AIR JPS KG ASAHAN: S01337 |  | 578.184 m |  |  |  | 3 | 0 | Pass | null
380225861 | TNB | DISTRIBUTION | KUALA SELANGOR | Existing | RYB | 11 kV |  |  |  |  | 240_3C_AL_XLPE | R/PAM AIR JPS KG ASAHAN: S01335 | KG ASAHAN: S00062 |  | 3046.285 m |  |  |  | 3 | 0 | Pass | null
380225988 | TNB | DISTRIBUTION | KUALA SELANGOR | Existing | RYB | 11 kV |  |  |  |  | 240_3C_AL_XLPE | KG ASAHAN: S00064 | LDG SEL RIVER SIDE: S00061 |  | 1368.747 m |  |  |  | 3 | 0 | Pass | null
380225994 | TNB | DISTRIBUTION | KUALA SELANGOR | Existing | RYB | 11 kV |  |  |  |  | 240_3C_AL_XLPE | LDG SEL RIVER SIDE: S00059 | PKNS KG KUANTAN: S00058 |  | 2758.462 m |  |  |  | 3 | 0 | Pass | null
380226035 | TNB | DISTRIBUTION | KUALA SELANGOR | Existing | RYB | 11 kV |  |  |  |  | 240_3C_AL_XLPE | PMU BBDG: | KG JAYA SETIA: R06885 |  | 4987.805 m |  |  |  | 3 | 0 | Pass | null
380226039 | TNB | DISTRIBUTION | KUALA SELANGOR | Existing | RYB | 11 kV |  |  |  |  | 240_3C_AL_XLPE | LOJI AIR BKT BDG: R01790 | KG JAYA SETIA: R00556 [OFF] |  | 3789.487 m |  |  |  | 3 | 0 | Pass | null
380226066 | TNB | DISTRIBUTION | KUALA SELANGOR | Existing | RYB | 11 kV |  |  |  |  | 240_3C_AL_XLPE | PMU BBDG: 9 | TAMAN HARMONI: R06600 |  | 7135.138 m |  |  |  | 3 | 0 | Pass | null
380226071 | TNB | DISTRIBUTION | KUALA SELANGOR | Existing | RYB | 11 kV |  |  |  |  | 240_3C_AL_XLPE | TAMAN HARMONI: R05150 | RUMAH KEDAI IJOK: R06128 |  | 410.030 m |  |  |  | 3 | 0 | Pass | null
380226077 | TNB | DISTRIBUTION | KUALA SELANGOR | Existing | RYB | 11 kV |  |  |  |  | 240_3C_AL_XLPE | RUMAH KEDAI IJOK: R06130 | PADAT JLN BKT ROBINSON: R03466 |  | 643.845 m |  |  |  | 3 | 0 | Pass | null
380226086 | TNB | DISTRIBUTION | KUALA SELANGOR | Existing | RYB | 11 kV |  |  |  |  | 240_3C_AL_XLPE | PADAT JLN BKT ROBINSON: R03468 | TAMAN DAMAI IJOK: R06943 |  | 17.467 m |  |  |  | 3 | 0 | Pass | null
380226090 | TNB | DISTRIBUTION | KUALA SELANGOR | Existing | RYB | 11 kV |  |  |  |  | 240_3C_AL_XLPE | PADAT JLN BKT ROBINSON: R03468 | TAMAN DAMAI IJOK: R06943 |  | 38.789 m |  |  |  | 3 | 0 | Pass | null
380226096 | TNB | DISTRIBUTION | KUALA SELANGOR | Existing | RYB | 11 kV |  |  |  |  | 240_3C_AL_XLPE | TAMAN DAMAI IJOK: R06947 | LEE LEE KONG: R05180 |  | 25.478 m |  |  |  | 3 | 0 | Pass | null
380226340 | TNB | DISTRIBUTION | KUALA SELANGOR | Existing | RYB | 11 kV |  |  |  |  | 240_3C_AL_XLPE | TAMAN SEJATI JALAN 9: R06707 | TMN IJOK UTAMA NO 2: R07397 |  | 383.215 m |  |  |  | 3 | 0 | Pass | null
380226346 | TNB | DISTRIBUTION | KUALA SELANGOR | Existing | RYB | 11 kV |  |  |  |  | 240_3C_AL_XLPE | TMN IJOK UTAMA NO 2: R07399 | TMN SRI IJOK: R05984 |  | 509.769 m |  |  |  | 3 | 0 | Pass | null
380226358 | TNB | DISTRIBUTION | KUALA SELANGOR | Existing | RYB | 11 kV |  |  |  |  | 240_3C_AL_XLPE | TMN SRI IJOK: R05986 | TMN KOPERASI BENA IJOK: R04252 |  | 284.408 m |  |  |  | 3 | 0 | Pass | null
380226366 | TNB | DISTRIBUTION | KUALA SELANGOR | Existing | RYB | 11 kV |  |  |  |  | 240_3C_AL_XLPE | TMN KOPERASI BENA IJOK: R04254 | PADAT BT. 8 IJOK: R03623 |  | 168.231 m |  |  |  | 3 | 0 | Pass | null
380226390 | TNB | DISTRIBUTION | KUALA SELANGOR | Existing | RYB | 11 kV |  |  |  |  | 240_3C_AL_XLPE | PADAT BT. 8 IJOK: R03625 | KG BKT BADONG NO 2 A/T: R03936 |  | 1727.080 m |  |  |  | 3 | 0 | Pass | null
380226408 | TNB | DISTRIBUTION | KUALA SELANGOR | Existing | RYB | 11 kV |  |  |  |  | 240_3C_AL_XLPE | KG BKT BADONG NO 2 A/T: R03934 | KG BKT BADONG NO 1 A/T: R03442 |  | 1240.611 m |  |  |  | 3 | 0 | Pass | null
380226426 | TNB | DISTRIBUTION | KUALA SELANGOR | Existing | RYB | 11 kV |  |  |  |  | 240_3C_AL_XLPE | KG BKT BADONG NO 1 A/T: R01800 | KG BKT BADONG: R01795 |  | 1653.162 m |  |  |  | 3 | 0 | Pass | null
380226439 | TNB | DISTRIBUTION | KUALA SELANGOR | Existing | RYB | 11 kV |  |  |  |  | 240_3C_AL_XLPE | KG BKT BADONG: R01794 | ISITO: R00512 |  | 2786.149 m |  |  |  | 3 | 0 | Pass | null
380226512 | TNB | DISTRIBUTION | KUALA SELANGOR | Existing | RYB | 11 kV |  |  |  |  | 240_3C_AL_XLPE | PMU BBDG: | VASATECH: R03228 |  | 558.860 m |  |  |  | 3 | 0 | Pass | null
380226524 | TNB | DISTRIBUTION | KUALA SELANGOR | Existing | RYB | 11 kV |  |  |  |  | 240_3C_AL_XLPE | VASATECH: R03225 | STALHAEM NO.2: R06364 |  | 335.264 m |  |  |  | 3 | 0 | Pass | null
380226528 | TNB | DISTRIBUTION | KUALA SELANGOR | Existing | RYB | 11 kV |  |  |  |  | 240_3C_AL_XLPE | STALHAEM NO.2: R06362 | TMN SURIA: R01846 |  | 735.343 m |  |  |  | 3 | 0 | Pass | null
380226548 | TNB | DISTRIBUTION | KUALA SELANGOR | Existing | RYB | 11 kV |  |  |  |  | 240_3C_AL_XLPE | BINTANG JELITA: R01882 | PKNS TAMAN SRI INDAH: R01877 |  | 1128.140 m |  |  |  | 3 | 0 | Pass | null
380266594 | TNB | DISTRIBUTION | KUALA SELANGOR | Existing | RYB | 11 kV |  |  |  |  | 240_3C_AL_XLPE | JPJ P/PENAMBANG: S00481 | GOLDPAGE NO.1: S05656 |  | 25.888 m |  |  |  | 3 | 0 | Pass | null
380266599 | TNB | DISTRIBUTION | KUALA SELANGOR | Existing | RYB | 11 kV |  |  |  |  | 240_3C_AL_XLPE | GOLDPAGE NO.1: S05654 | GOLDPAGE NO.2: S05660 |  | 373.539 m |  |  |  | 3 | 0 | Pass | null
380266605 | TNB | DISTRIBUTION | KUALA SELANGOR | Existing | RYB | 11 kV |  |  |  |  | 240_3C_AL_XLPE | GOLDPAGE NO.2: S05657 | LKIM PASIR PENAMBANG: S05613 |  | 644.666 m |  |  |  | 3 | 0 | Pass | null
380266723 | TNB | DISTRIBUTION | KUALA SELANGOR | Existing | RYB | 11 kV |  |  |  |  | 240_3C_AL_XLPE | GOLDPAGE NO.2: S05657 | LKIM PASIR PENAMBANG: S05613 |  | 35.457 m |  |  |  | 3 | 0 | Pass | null
380266727 | TNB | DISTRIBUTION | KUALA SELANGOR | Existing | RYB | 11 kV |  |  |  |  | 240_3C_AL_XLPE | LKIM PASIR PENAMBANG: S05611 | MAHKAMAH SYARIAH KUALA SELANGOR: S05526 [OFF] |  | 36.785 m |  |  |  | 3 | 0 | Pass | null
380266732 | TNB | DISTRIBUTION | KUALA SELANGOR | Existing | RYB | 11 kV |  |  |  |  | 240_3C_AL_XLPE | LKIM PASIR PENAMBANG: S05611 | MAHKAMAH SYARIAH KUALA SELANGOR: S05526 [OFF] |  | 1756.832 m |  |  |  | 3 | 0 | Pass | null
380266895 | TNB | DISTRIBUTION | KUALA SELANGOR | Existing | RYB | 11 kV |  |  |  |  | 240_3C_AL_XLPE | BANJARAYA (C): S01468 | TMN RIAMIN: S05458 |  | 573.975 m |  |  |  | 3 | 0 | Pass | null
380266899 | TNB | DISTRIBUTION | KUALA SELANGOR | Existing | RYB | 11 kV |  |  |  |  | 240_3C_AL_XLPE | TMN RIAMIN: S05456 | KG HAJI RAZALI: S05820 |  | 1586.377 m |  |  |  | 3 | 0 | Pass | null
380266904 | TNB | DISTRIBUTION | KUALA SELANGOR | Existing | RYB | 11 kV |  |  |  |  | 240_3C_AL_XLPE | KG HAJI RAZALI: S05822 | MASRIA: S00348 |  | 1806.560 m |  |  |  | 3 | 0 | Pass | null
380267047 | TNB | DISTRIBUTION | KUALA SELANGOR | Existing | RYB | 11 kV |  |  |  |  | 240_3C_AL_XLPE | TMN KHATIJAH: S01646 | KO SEGAR: S05635 |  | 32.952 m |  |  |  | 3 | 0 | Pass | null
380267051 | TNB | DISTRIBUTION | KUALA SELANGOR | Existing | RYB | 11 kV |  |  |  |  | 240_3C_AL_XLPE | KO SEGAR: S05633 | MARDI SG SIREH: S05823 |  | 36.215 m |  |  |  | 3 | 0 | Pass | null
380267064 | TNB | DISTRIBUTION | KUALA SELANGOR | Existing | RYB | 11 kV |  |  |  |  | 240_3C_AL_XLPE | KO SEGAR: S05633 | MARDI SG SIREH: S05823 |  | 61.112 m |  |  |  | 3 | 0 | Pass | null
380267069 | TNB | DISTRIBUTION | KUALA SELANGOR | Existing | RYB | 11 kV |  |  |  |  | 240_3C_AL_XLPE | MARDI SG SIREH: S05825 | SG SIREH BAN 2: S05826 |  | 18.748 m |  |  |  | 3 | 0 | Pass | null
380267080 | TNB | DISTRIBUTION | KUALA SELANGOR | Existing | RYB | 11 kV |  |  |  |  | 240_3C_AL_XLPE | PT 1: S00569 | PT 2: S00566 |  | 25.119 m |  |  |  | 3 | 0 | Pass | null
380267093 | TNB | DISTRIBUTION | KUALA SELANGOR | Existing | RYB | 11 kV |  |  |  |  | 240_3C_AL_XLPE | PT 4: S00557 | ZHONG LEE FISHERY: S05451 |  | 16.557 m |  |  |  | 3 | 0 | Pass | null
380267099 | TNB | DISTRIBUTION | KUALA SELANGOR | Existing | RYB | 11 kV |  |  |  |  | 240_3C_AL_XLPE | ZHONG LEE FISHERY: S05449 | PANJI MUARA: S05579 |  | 221.514 m |  |  |  | 3 | 0 | Pass | null
380267113 | TNB | DISTRIBUTION | KUALA SELANGOR | Existing | RYB | 11 kV |  |  |  |  | 240_3C_AL_XLPE | SG SIREH BAN 3: S05835 | SG SIREH BAN 4: S05836 |  | 23.897 m |  |  |  | 3 | 0 | Pass | null
380267118 | TNB | DISTRIBUTION | KUALA SELANGOR | Existing | RYB | 11 kV |  |  |  |  | 240_3C_AL_XLPE | SG SIREH BAN 3: S05835 | SG SIREH BAN 4: S05836 |  | 20.131 m |  |  |  | 3 | 0 | Pass | null
380267122 | TNB | DISTRIBUTION | KUALA SELANGOR | Existing | RYB | 11 kV |  |  |  |  | 240_3C_AL_XLPE | SG SIREH BAN 4: S05838 | LOJI AIR SG SIREH: S05839 |  | 20.042 m |  |  |  | 3 | 0 | Pass | null
380267135 | TNB | DISTRIBUTION | KUALA SELANGOR | Existing | RYB | 11 kV |  |  |  |  | 240_3C_AL_XLPE | SG SIREH BAN 4: S05838 | LOJI AIR SG SIREH: S05839 |  | 21.297 m |  |  |  | 3 | 0 | Pass | null
380267481 | TNB | DISTRIBUTION | KUALA SELANGOR | Existing | RYB | 11 kV |  |  |  |  | 240_3C_AL_XLPE | TMN MAHSURI INDAH: S05915 | PUSAT LATIHAN PERTANIAN: S05931 |  | 1595.843 m |  |  |  | 3 | 0 | Pass | null
380267486 | TNB | DISTRIBUTION | KUALA SELANGOR | Existing | RYB | 11 kV | YES |  |  |  | 240_3C_AL_XLPE | D-KSL-C17-1525: S05962 | TMN SERI MANIK: S05945 [OFF] |  | 631.109 m |  |  |  | 3 | 0 | Pass | null
380267630 | TNB | DISTRIBUTION | KUALA SELANGOR | Existing | RYB | 11 kV |  |  |  |  | 240_3C_AL_XLPE | TMN RIA MAS: S01701 | TMN RIA MAS NO.2: S150515 |  | 79.703 m |  |  |  | 3 | 1 | Pass | null
380267634 | TNB | DISTRIBUTION | KUALA SELANGOR | Existing | RYB | 11 kV |  |  |  |  | 240_3C_AL_XLPE | RESTORAN MEWAH TG.KARANG: S05628 | SURIA INDAH: S01518 |  | 946.818 m |  |  |  | 3 | 0 | Pass | null
380267638 | TNB | DISTRIBUTION | KUALA SELANGOR | Existing | RYB | 11 kV |  |  |  |  | 240_3C_AL_XLPE | D-KSL-C17-1510: S05938 | RESTORAN MEWAH TG.KARANG: S05626 |  | 603.059 m |  |  |  | 3 | 0 | Pass | null
380267772 | TNB | DISTRIBUTION | KUALA SELANGOR | Existing | RYB | 11 kV |  |  |  |  | 240_3C_AL_XLPE | INDUSTRI BENG LEE: S01513 | PADAT TMN SAHABAT: S05642 |  | 378.294 m |  |  |  | 3 | 1 | Pass | null
380267917 | TNB | DISTRIBUTION | KUALA SELANGOR | Existing | RYB | 11 kV |  |  |  |  | 150_3C_AL_XLPE | KILANG IKAN KELI SG YU: S05595 | SG YU NO 1: S05481 |  | 25.036 m |  |  |  | 3 | 0 | Pass | null
380267923 | TNB | DISTRIBUTION | KUALA SELANGOR | Existing | RYB | 11 kV |  |  |  |  | 240_3C_AL_XLPE | KILANG IKAN KELI SG YU: S05595 | SG YU NO 1: S05481 |  | 9.851 m |  |  |  | 3 | 0 | Pass | null
380521444 | TNB | DISTRIBUTION | KUALA SELANGOR | Existing | RYB | 11 kV |  |  |  |  | 240_3C_AL_XLPE | KOLAM AIR BT ARANG: R01614 | SEKSYEN 12 KOTA PUTERI BT ARANG: R04532 |  | 20.937 m |  |  |  | 3 | 0 | Pass | null
380521450 | TNB | DISTRIBUTION | KUALA SELANGOR | Existing | RYB | 11 kV |  |  |  |  | 240_3C_AL_XLPE | KOLAM AIR BT ARANG: R01614 | SEKSYEN 12 KOTA PUTERI BT ARANG: R04532 |  | 10.216 m |  |  |  | 3 | 0 | Pass | null
380521457 | TNB | DISTRIBUTION | KUALA SELANGOR | Existing | RYB | 11 kV |  |  |  |  | 240_3C_AL_XLPE | SEKSYEN 12 KOTA PUTERI BT ARANG: R04531 | MALEX QTRS: R01594 |  | 2624.872 m |  |  |  | 3 | 0 | Pass | null
380521595 | TNB | DISTRIBUTION | KUALA SELANGOR | Existing | RYB | 11 kV |  |  |  |  | 240_3C_AL_XLPE | VHF BATU ARANG: R07386 | KILANG PELURU (SME ORDINANCE): |  | 1267.314 m |  |  |  | 3 | 0 | Pass | null
380521602 | TNB | DISTRIBUTION | KUALA SELANGOR | Existing | RYB | 11 kV |  |  |  |  | 240_3C_AL_XLPE | KILANG PELURU (SME ORDINANCE): | AMMO DEPOT (LARGE AMUNITION): R04552 |  | 1567.782 m |  |  |  | 3 | 0 | Pass | null
380521609 | TNB | DISTRIBUTION | KUALA SELANGOR | Existing | RYB | 11 kV |  |  |  |  | 240_3C_AL_XLPE | AMMO DEPOT (LARGE AMUNITION): R04550 | TENAGA KIMIA BT ARANG: R05974 |  | 3150.910 m |  |  |  | 3 | 0 | Pass | null
380522026 | TNB | DISTRIBUTION | KUALA SELANGOR | Existing | RYB | 11 kV |  |  |  |  | 240_3C_AL_XLPE | PMU BARG 132/11 KV: | PERUMAHAN OC 8 BT ARANG: R01600 |  | 1942.163 m |  |  |  | 3 | 0 | Pass | null
380522043 | TNB | DISTRIBUTION | KUALA SELANGOR | Existing | RYB | 11 kV |  |  |  |  | 240_3C_AL_XLPE | SSU KOTA PUTERI (CB9): R05881 | KOTA PUTERI PERSIARAN BT ARANG NO.4: R05889 |  | 873.746 m |  |  |  | 3 | 0 | Pass | null
380522047 | TNB | DISTRIBUTION | KUALA SELANGOR | Existing | RYB | 11 kV |  |  |  |  | 240_3C_AL_XLPE | KOTA PUTERI PERSIARAN BT ARANG NO.4: R05887 | JLN KOTA PUTERI 5/14B: R05886 |  | 251.821 m |  |  |  | 3 | 0 | Pass | null
380522052 | TNB | DISTRIBUTION | KUALA SELANGOR | Existing | RYB | 11 kV |  |  |  |  | 240_3C_AL_XLPE | JLN KOTA PUTERI 5/14B: R05884 | KOTA PUTERI NO.5 JLN KP 5/13: R06070 |  | 541.585 m |  |  |  | 3 | 0 | Pass | null
380522061 | TNB | DISTRIBUTION | KUALA SELANGOR | Existing | RYB | 11 kV |  |  |  |  | 240_3C_AL_XLPE | PMU BARG 132/11 KV: | TOWNHOUSE KP5: R07935 |  | 3534.010 m |  |  |  | 3 | 0 | Pass | null
380522070 | TNB | DISTRIBUTION | KUALA SELANGOR | Existing | RYB | 11 kV |  |  |  |  | 240_3C_AL_XLPE | TOWNHOUSE KP5: R07936 | STP KOTA PUTERI: R05672 |  | 3283.348 m |  |  |  | 3 | 0 | Pass | null
380522085 | TNB | DISTRIBUTION | KUALA SELANGOR | Existing | RYB | 11 kV | YES | Class D |  |  | 240_3C_AL_XLPE | CHANG SHI MINERAL SDN BHD: R05941 | EVERFLOW: R06794 |  | 1136.920 m |  |  |  | 3 | 0 | Pass | null
380522091 | TNB | DISTRIBUTION | KUALA SELANGOR | Existing | RYB | 11 kV | YES | Class D |  |  | 240_3C_AL_XLPE | D-KSL-C18-1668: R08339 | RUBPLAST JLN RUKUN: R06788 |  | 488.611 m |  |  |  | 3 | 0 | Pass | null
380522095 | TNB | DISTRIBUTION | KUALA SELANGOR | Existing | RYB | 11 kV |  |  |  |  | 240_3C_AL_XLPE | RUBPLAST JLN RUKUN: R06790 | TAKE SIX: R05041 |  | 1003.236 m |  |  |  | 3 | 0 | Pass | null
380522358 | TNB | DISTRIBUTION | KUALA SELANGOR | Existing | RYB | 11 kV |  |  |  |  | 240_3C_AL_XLPE | KC PILE: R06105 | NOTION VENTURE: R06388 |  | 115.143 m |  |  |  | 3 | 0 | Pass | null
380522364 | TNB | DISTRIBUTION | KUALA SELANGOR | Existing | RYB | 11 kV |  |  |  |  | 240_3C_AL_XLPE | NOTION VENTURE: R06386 | LIM & LIM HARDWARE: R06231 |  | 46.003 m |  |  |  | 3 | 0 | Pass | null
380522602 | TNB | DISTRIBUTION | KUALA SELANGOR | Existing | RYB | 11 kV |  |  |  |  | 240_3C_AL_XLPE | TYCOPLUS BT 22 IJOK: R08045 | GUARDIAN CAUCUS: R05851 |  | 166.739 m |  |  |  | 3 | 0 | Pass | null
380522610 | TNB | DISTRIBUTION | KUALA SELANGOR | Existing | RYB | 11 kV |  |  |  |  | 240_3C_AL_XLPE | WORK SHOP MAMECH: R04949 | INTERSIT INDUSTRIES IJOK: R05914 |  | 925.090 m |  |  |  | 3 | 2 | Pass | null
380522617 | TNB | DISTRIBUTION | KUALA SELANGOR | Existing | RYB | 11 kV |  |  |  |  | 240_3C_AL_XLPE | SSU UNITED PAPER BOARD: R05063 | UNITED PAPER BOARD: R01784 [OFF] |  | 14.815 m |  |  |  | 3 | 0 | Pass | null
380522621 | TNB | DISTRIBUTION | KUALA SELANGOR | Existing | RYB | 11 kV |  |  |  |  | 240_3C_AL_XLPE | SSU UNITED PAPER BOARD: R05065 | SSU UNITED PAPER BOARD: R05064 [OFF] |  | 3.709 m |  |  |  | 3 | 0 | Pass | null
380522631 | TNB | DISTRIBUTION | KUALA SELANGOR | Existing | RYB | 11 kV |  |  |  |  | 240_3C_AL_XLPE | PMU BARG 132/11 KV: | KILANG PELURU (SME ORDINANCE): |  | 2333.352 m |  |  |  | 3 | 0 | Pass | null
380522815 | TNB | DISTRIBUTION | KUALA SELANGOR | Existing | RYB | 11 kV |  |  |  |  | 240_3C_AL_XLPE | SOUTHPROP NO.1: R06525 | PE SOO CHEW SHENG: |  | 229.443 m |  |  |  | 3 | 0 | Pass | null
380522996 | TNB | DISTRIBUTION | KUALA SELANGOR | Existing | RYB | 11 kV |  |  |  |  | 240_3C_AL_XLPE | PE SOO CHEW SHENG: | SSU UNITED PAPER BOARD: R05062 |  | 221.257 m |  |  |  | 3 | 0 | Pass | null
380523000 | TNB | DISTRIBUTION | KUALA SELANGOR | Existing | RYB | 11 kV |  |  |  |  | 240_3C_AL_XLPE | PMU BARG 132/11 KV: | POLYMIX PLASTIC BT ARANG: R06397 |  | 10848.432 m |  |  |  | 3 | 0 | Pass | null
380523004 | TNB | DISTRIBUTION | KUALA SELANGOR | Existing | RYB | 11 kV |  |  |  |  | 240_3C_AL_XLPE | POLYMIX PLASTIC BT ARANG: R06398 | LOT 256 SOUTH PROP HOLDING: R01776 |  | 1330.770 m |  |  |  | 3 | 0 | Pass | null
380523010 | TNB | DISTRIBUTION | KUALA SELANGOR | Existing | RYB | 11 kV |  |  |  |  | 240_3C_AL_XLPE | LOT 256 SOUTH PROP HOLDING: R01777 | SOUTH PROP NO.2: R06519 |  | 221.213 m |  |  |  | 3 | 1 | Pass | null
380523022 | TNB | DISTRIBUTION | KUALA SELANGOR | Existing | RYB | 11 kV | YES | Class D |  |  | 240_3C_AL_XLPE | SON STAR: R04992 | SSU JASA RINGGIT: |  | 966.167 m |  |  |  | 3 | 0 | Pass | null
380523147 | TNB | DISTRIBUTION | KUALA SELANGOR | Existing | RYB | 11 kV |  |  |  |  | 240_3C_AL_XLPE | SSU UNITED PAPER BOARD: R05067 | UNITED PAPER BOARD: R01780 [OFF] |  | 20.021 m |  |  |  | 3 | 0 | Pass | null
380523184 | TNB | DISTRIBUTION | KUALA SELANGOR | Existing | RYB | 11 kV |  |  |  |  | 240_3C_AL_XLPE | KUATERS LOJI PEMBERSIHAN AIR BKT BADONG: R04014 | KILANG MING ZHANG: R06577 |  | 1284.611 m |  |  |  | 3 | 1 | Pass | null
380534327 | TNB | DISTRIBUTION | KUALA SELANGOR | Existing | RYB | 11 kV |  |  |  |  | 240_3C_AL_XLPE | SHAH ALAM 2 NO.6 PUNCAK ALAM: S01080 | SHAH ALAM 2 NO.5 PUNCAK ALAM: S01081 |  | 153.930 m |  |  |  | 3 | 0 | Pass | null
380534345 | TNB | DISTRIBUTION | KUALA SELANGOR | Existing | RYB | 11 kV |  |  |  |  | 240_3C_AL_XLPE | SHAH ALAM 2 NO.7 PUNCAK ALAM: S01678 | SHAH ALAM 2 NO.3 PUNCAK ALAM: S01077 |  | 465.177 m |  |  |  | 3 | 0 | Pass | null
380534351 | TNB | DISTRIBUTION | KUALA SELANGOR | Existing | RYB | 11 kV |  |  |  |  | 240_3C_AL_XLPE | SHAH ALAM 2 FASA 5A4 NO.1: S05710 | SHAH ALAM 2 NO.3 PUNCAK ALAM: S01074 [OFF] |  | 1802.287 m |  |  |  | 3 | 0 | Pass | null
380534364 | TNB | DISTRIBUTION | KUALA SELANGOR | Existing | RYB | 11 kV |  |  |  |  | 240_3C_AL_XLPE | STESEN SUIS FASA 3A PUNCAK ALAM: S01101 | FASA 3A1 PUNCAK ALAM: S01091 |  | 378.941 m |  |  |  | 3 | 0 | Pass | null
380534627 | TNB | DISTRIBUTION | KUALA SELANGOR | Existing | RYB | 11 kV | NO | Class C |  |  | 7X_500_1C_CU_PVC/PVC |  |  |  | 1.069 m |  |  |  | 7 | 0 | Fail | Please check "Label"
380534628 | TNB | DISTRIBUTION | KUALA SELANGOR | Existing | RYB | 11 kV | NO | Class C |  |  | 7X_500_1C_CU_PVC/PVC |  |  |  | 1.057 m |  |  |  | 7 | 0 | Fail | Please check "Label"
380534813 | TNB | DISTRIBUTION | KUALA SELANGOR | Existing | RYB | 11 kV | YES | Class D |  |  | 240_3C_AL_XLPE | APRT NO.1 PUNCAK ALAM: S01110 | PUSAT NIAGA ASTANA ALAM 2: S05855 [OFF] |  | 553.394 m |  |  |  | 3 | 1 | Pass | null
380534819 | TNB | DISTRIBUTION | KUALA SELANGOR | Existing | RYB | 11 kV | YES | Class D |  |  | 240_3C_AL_XLPE | SMK PUNCAK ALAM FASA 3: S05645 | PUSAT NIAGA ASTANA ALAM 2: S05852 |  | 703.624 m |  |  |  | 3 | 0 | Pass | null
380534831 | TNB | DISTRIBUTION | KUALA SELANGOR | Existing | RYB | 11 kV | YES | Class D |  |  | 240_3C_AL_XLPE | JUWITA FASA 3 C NO 3: S01137 | SMK PUNCAK ALAM FASA 3: S05647 |  | 116.278 m |  |  |  | 3 | 0 | Pass | null
380534848 | TNB | DISTRIBUTION | KUALA SELANGOR | Existing | RYB | 11 kV | YES | Class D |  |  | 240_3C_AL_XLPE | SEK KEB P/ALAM 3: S05505 | JUWITA FASA 3 C NO 1: S01126 |  | 111.713 m |  |  |  | 3 | 0 | Pass | null
380534883 | TNB | DISTRIBUTION | KUALA SELANGOR | Existing | RYB | 11 kV | NO | Class C |  |  | 7X_500_1C_CU_PVC/PVC |  |  |  | 1.069 m |  |  |  | 7 | 0 | Fail | Please check "Label"
380535064 | TNB | DISTRIBUTION | KUALA SELANGOR | Existing | RYB | 11 kV | YES | Class D |  |  | 240_3C_AL_XLPE | R/KEDAI PH 3B JLN ASTANA C13/C: S05668 | SEK KEB P/ALAM 3: S05507 |  | 347.059 m |  |  |  | 3 | 0 | Pass | null
380535071 | TNB | DISTRIBUTION | KUALA SELANGOR | Existing | RYB | 11 kV | YES | Class D |  |  | 240_3C_AL_XLPE | RMH PAM AIR JBA PH3 PUNCAK ALAM: S01090 | R/KEDAI PH 3B JLN ASTANA C13/C: S05671 |  | 148.992 m |  |  |  | 3 | 0 | Pass | null
380535077 | TNB | DISTRIBUTION | KUALA SELANGOR | Existing | RYB | 11 kV | YES | Class D |  |  | 240_3C_AL_XLPE | APRTMENT MELOR NO.1 PUNCAK ALAM: S01138 | APARTMENT WARNASARI 2: S05848 |  | 231.029 m |  |  |  | 3 | 0 | Pass | null
380535089 | TNB | DISTRIBUTION | KUALA SELANGOR | Existing | RYB | 11 kV | YES | Class D |  |  | 240_3C_AL_XLPE | INDS ALAM JAYA NO.5: R04743 | STN SUIS BASIC AVENUE ALAM JAYA: R05789 |  | 813.503 m |  |  |  | 3 | 0 | Pass | null
380535119 | TNB | DISTRIBUTION | KUALA SELANGOR | Existing | RYB | 11 kV | YES | Class D |  |  | 240_3C_AL_XLPE | LOT 65 JS CON ALAM JAYA: R05677 | GUDANG BESI JLN 2/6: R06588 |  | 171.747 m |  |  |  | 3 | 0 | Pass | null
380535126 | TNB | DISTRIBUTION | KUALA SELANGOR | Existing | RYB | 11 kV | YES | Class D |  |  | 240_3C_AL_XLPE | KILANG LOT 11273 JLN 2/6: R06250 | LOT 65 JS CON ALAM JAYA: R05679 |  | 129.028 m |  |  |  | 3 | 0 | Pass | null
380535132 | TNB | DISTRIBUTION | KUALA SELANGOR | Existing | RYB | 11 kV | YES | Class D |  |  | 240_3C_AL_XLPE | KLG LOT 58 ALAM JAYA: R04589 | MULTIGUNA CONSTRUCTION & DEV JLN 2/6 AL: R06273 |  | 96.674 m |  |  |  | 3 | 0 | Pass | null
380535142 | TNB | DISTRIBUTION | KUALA SELANGOR | Existing | RYB | 11 kV | YES | Class D |  |  | 240_3C_AL_XLPE | ICECLUB ALAM JAYA: R04536 | KILANG LOT 11273 JLN 2/6: R06248 |  | 76.267 m |  |  |  | 3 | 0 | Pass | null
380535151 | TNB | DISTRIBUTION | KUALA SELANGOR | Existing | RYB | 11 kV | YES | Class D |  |  | 240_3C_AL_XLPE | PADAT MULTIGUNA TMN ALAM JAYA 2/5: R06301 | TMT INDUSTRI: R06485 [OFF] |  | 75.614 m |  |  |  | 3 | 0 | Pass | null
380535161 | TNB | DISTRIBUTION | KUALA SELANGOR | Existing | RYB | 11 kV |  |  |  |  | 240_3C_AL_XLPE | TAMAN ALAM SUTERA ALAM JAYA: R07613 | INDUSTRI ALAM JAYA NO.2: R04719 |  | 152.356 m |  |  |  | 3 | 0 | Pass | null
380535172 | TNB | DISTRIBUTION | KUALA SELANGOR | Existing | RYB | 11 kV |  |  |  |  | 240_3C_AL_XLPE | INDUSTRI ALAM JAYA NO.2: R04720 | CK CHEONG SDN BHD: R06500 |  | 439.197 m |  |  |  | 3 | 1 | Pass | null
380535180 | TNB | DISTRIBUTION | KUALA SELANGOR | Existing | RYB | 11 kV |  |  |  |  | 240_3C_AL_XLPE | GUPPY PLASTIC ALAM JAYA: R05458 | PADAT MULTI GUNA TMN ALAM JAYA 2/1: R06282 |  | 78.390 m |  |  |  | 3 | 1 | Pass | null
380535191 | TNB | DISTRIBUTION | KUALA SELANGOR | Existing | RYB | 11 kV |  |  |  |  | 240_3C_AL_XLPE | PADAT MULTI GUNA TMN ALAM JAYA 2/1: R06280 | GUPPY PLASTIC NO.2 ALAM JAYA: R05670 |  | 115.360 m |  |  |  | 3 | 0 | Pass | null
380535197 | TNB | DISTRIBUTION | KUALA SELANGOR | Existing | RYB | 11 kV |  |  |  |  | 240_3C_AL_XLPE | GUPPY PLASTIC NO.2 ALAM JAYA: R05668 | GUPPY PLASTIC NO.3 ALAM JAYA: R05673 |  | 95.204 m |  |  |  | 3 | 0 | Pass | null
380535202 | TNB | DISTRIBUTION | KUALA SELANGOR | Existing | RYB | 11 kV | YES | Class D |  |  | 240_3C_AL_XLPE | HLCT LAND TIAJ 2/1: R07278 | PLANTFIELD NO.1: R04336 [OFF] |  | 267.798 m |  |  |  | 3 | 0 | Pass | null
380535207 | TNB | DISTRIBUTION | KUALA SELANGOR | Existing | RYB | 11 kV |  |  |  |  | 240_3C_AL_XLPE | GUPPY PLASTIC NO.3 ALAM JAYA: R05671 | HLCT LAND TIAJ 2/1: R07281 |  | 139.355 m |  |  |  | 3 | 0 | Pass | null
380535224 | TNB | DISTRIBUTION | KUALA SELANGOR | Existing | RYB | 11 kV | YES | Class D |  |  | 240_3C_AL_XLPE | MULTIGUNA CON & DEV: R05501 | PLANTFIELD NO.2: R05398 |  | 261.694 m |  |  |  | 3 | 1 | Pass | null
380535243 | TNB | DISTRIBUTION | KUALA SELANGOR | Existing | RYB | 11 kV | YES | Class D |  |  | 240_3C_AL_XLPE | MACHMAR INDS NO.2: R06851 | MULTIGUNA CON & DEV: R05503 |  | 83.354 m |  |  |  | 3 | 1 | Pass | null
380535267 | TNB | DISTRIBUTION | KUALA SELANGOR | Existing | RYB | 11 kV |  |  |  |  | 240_3C_AL_XLPE | SHAH ALAM 2 5C 4 NO.1: S05802 | BANDAR PUNCAK ALAM JAS: S05514 |  | 521.298 m |  |  |  | 3 | 0 | Pass | null
380535320 | TNB | DISTRIBUTION | KUALA SELANGOR | Existing | RYB | 11 kV |  |  |  |  | 240_3C_AL_XLPE | MASJID BARU PUNCAK ALAM: S05691 | LAVENDER VILLA: S05667 [OFF] |  | 343.931 m |  |  |  | 3 | 0 | Pass | null
380535331 | TNB | DISTRIBUTION | KUALA SELANGOR | Existing | RYB | 11 kV |  |  |  |  | 240_3C_AL_XLPE | PERUMAHAN FASA 4 PUNCAK BESTARI: S05919 | RUMAH PAM PUNCAK BESTARI: S05687 |  | 562.973 m |  |  | FDR8 | 3 | 0 | Pass | null
380535347 | TNB | DISTRIBUTION | KUALA SELANGOR | Existing | RYB | 11 kV |  |  |  |  | 240_3C_AL_XLPE | RUMAH PAM PUNCAK BESTARI: S05690 | TESCO PUNCAK ALAM: S05681 |  | 846.295 m |  |  | FDR8 | 3 | 0 | Pass | null
380535502 | TNB | DISTRIBUTION | KUALA SELANGOR | Existing | RYB | 11 kV | YES | Class D |  |  | 240_3C_AL_XLPE | APARTMENT MELOR NO. 2 PUNCAK ALAM: S01142 | APRTMENT MELOR NO.1 PUNCAK ALAM: S01141 [OFF] |  | 324.222 m |  |  |  | 3 | 0 | Pass | null
380535514 | TNB | DISTRIBUTION | KUALA SELANGOR | Existing | RYB | 11 kV |  |  |  |  | 240_3C_AL_XLPE | TESCO PUNCAK ALAM: S05683 | FASA 3A6 PUNCAK ALAM: S01106 |  | 972.196 m |  |  |  | 3 | 0 | Pass | null
380535526 | TNB | DISTRIBUTION | KUALA SELANGOR | Existing | RYB | 11 kV |  |  |  |  | 240_3C_AL_XLPE | FASA 3A6 PUNCAK ALAM: S01109 | MASJID BARU PUNCAK ALAM: S05693 |  | 990.013 m |  |  | FDR5 | 3 | 0 | Pass | null
380535545 | TNB | DISTRIBUTION | KUALA SELANGOR | Existing | RYB | 11 kV |  |  |  |  | 240_3C_AL_XLPE | SHAH ALAM 2 NO.5B 1: S01688 | SHAH ALAM 2 FASA 5A5/2: S05629 |  | 559.124 m |  |  |  | 3 | 0 | Pass | null
380535585 | TNB | DISTRIBUTION | KUALA SELANGOR | Existing | RYB | 11 kV |  |  |  |  | 240_3C_AL_XLPE | BKT HIJAU NO 2: S00314 | REBAN AYAM BKT HIJAU: S05464 |  | 1878.668 m |  |  |  | 3 | 1 | Pass | null
380535738 | TNB | DISTRIBUTION | KUALA SELANGOR | Existing | RYB | 11 kV |  |  |  |  | 240_3C_AL_XLPE | SHAH ALAM 2 NO.5B 7: | SHAH ALAM 2 NO.5B 1: S01690 |  | 1618.820 m |  |  |  | 3 | 1 | Pass | null
380535743 | TNB | DISTRIBUTION | KUALA SELANGOR | Existing | RYB | 11 kV |  |  |  |  | 240_3C_AL_XLPE | SHAH ALAM 2 FASA 5A4 NO.2: S05708 | BANDAR PUNCAK ALAM JLN ALAM SURIA 16/20: S05442 |  | 168.083 m |  |  |  | 3 | 0 | Pass | null
380535747 | TNB | DISTRIBUTION | KUALA SELANGOR | Existing | RYB | 11 kV |  |  |  |  | 240_3C_AL_XLPE | BANDAR PUNCAK ALAM JLN ALAM SURIA 16/20: S05445 | SHAH ALAM 2 FASA 5B 3: S01685 |  | 1172.317 m |  |  |  | 3 | 0 | Pass | null
380535751 | TNB | DISTRIBUTION | KUALA SELANGOR | Existing | RYB | 11 kV |  |  |  |  | 240_3C_AL_XLPE | SHAH ALAM 2 NO.8: S05408 | SHAH ALAM 2 FASA 5A4 NO.2: S05706 |  | 1099.057 m |  |  |  | 3 | 0 | Pass | null
380586090 | TNB | DISTRIBUTION | KUALA SELANGOR | Existing | RYB | 11 kV |  |  |  |  | 70_1C_AL_XLPE |  |  |  | 1.078 m |  |  |  | 3 | 0 | Pass | null
380586518 | TNB | DISTRIBUTION | KUALA SELANGOR | Existing | RYB | 11 kV |  |  |  |  | 240_3C_AL_XLPE | PASARAYA BILLION: S05744 | HOSPITAL TG KARANG: S00334 [OFF] |  | 363.519 m |  |  |  | 3 | 0 | Pass | null
380586533 | TNB | DISTRIBUTION | KUALA SELANGOR | Existing | RYB | 11 kV |  |  |  |  | 240_3C_AL_XLPE | SG TENGI KANAN NO 1: S00381 | SG TENGI KANAN NO 3: S00384 |  | 20.415 m |  |  |  | 3 | 0 | Pass | null
380586540 | TNB | DISTRIBUTION | KUALA SELANGOR | Existing | RYB | 11 kV |  |  |  |  | 240_3C_AL_XLPE | SG TENGI KANAN NO 3: S01507 | SAWAH SEMP NO 1: S00389 |  | 19.188 m |  |  |  | 3 | 0 | Pass | null
380586544 | TNB | DISTRIBUTION | KUALA SELANGOR | Existing | RYB | 11 kV |  |  |  |  | 240_3C_AL_XLPE | SAWAH SEMP NO 1: S00392 | SAWAH SEMP NO 2: S00393 |  | 19.846 m |  |  |  | 3 | 0 | Pass | null
380586549 | TNB | DISTRIBUTION | KUALA SELANGOR | Existing | RYB | 11 kV |  |  |  |  | 240_3C_AL_XLPE | SAWAH SEMP NO 1: R00390 | SAWAH SEMP NO 3: S00395 |  | 14.571 m |  |  |  | 3 | 0 | Pass | null
380586554 | TNB | DISTRIBUTION | KUALA SELANGOR | Existing | RYB | 11 kV |  |  |  |  | 240_3C_AL_XLPE | SAWAH SEMP NO 1: S00392 | SAWAH SEMP NO 2: S00393 |  | 22.993 m |  |  |  | 3 | 0 | Pass | null
380586558 | TNB | DISTRIBUTION | KUALA SELANGOR | Existing | RYB | 11 kV |  |  |  |  | 240_3C_AL_XLPE | SAWAH SEMP NO 1: R00390 | SAWAH SEMP NO 3: S00395 |  | 17.804 m |  |  |  | 3 | 0 | Pass | null
380586563 | TNB | DISTRIBUTION | KUALA SELANGOR | Existing | RYB | 11 kV |  |  |  |  | 240_3C_AL_XLPE | SAWAH SEMP NO 3: S00398 | SAWAH SEMP NO 4: S00399 |  | 15.950 m |  |  |  | 3 | 0 | Pass | null
380586568 | TNB | DISTRIBUTION | KUALA SELANGOR | Existing | RYB | 11 kV |  |  |  |  | 240_3C_AL_XLPE | SAWAH SEMP NO 3: S00396 | SAWAH SEMP NO 5: S00402 |  | 11.452 m |  |  |  | 3 | 0 | Pass | null
380586574 | TNB | DISTRIBUTION | KUALA SELANGOR | Existing | RYB | 11 kV |  |  |  |  | 240_3C_AL_XLPE | SAWAH SEMP NO 3: S00398 | SAWAH SEMP NO 4: S00399 |  | 21.034 m |  |  |  | 3 | 0 | Pass | null
380586578 | TNB | DISTRIBUTION | KUALA SELANGOR | Existing | RYB | 11 kV |  |  |  |  | 240_3C_AL_XLPE | SAWAH SEMP NO 3: S00396 | SAWAH SEMP NO 5: S00402 |  | 26.642 m |  |  |  | 3 | 0 | Pass | null
380586582 | TNB | DISTRIBUTION | KUALA SELANGOR | Existing | RYB | 11 kV |  |  |  |  | 240_3C_AL_XLPE | SAWAH SEMP NO 5: S00401 | SAWAH SEMP NO 6: S00404 |  | 24.064 m |  |  |  | 3 | 0 | Pass | null
380587124 | TNB | DISTRIBUTION | KUALA SELANGOR | Existing | RYB | 11 kV |  |  |  |  | 240_3C_AL_XLPE | AADK TANJUNG KARANG: S05542 | TMN DESA JAYA: S00356 [OFF] |  | 111.223 m |  |  |  | 3 | 0 | Pass | null
380587273 | TNB | DISTRIBUTION | KUALA SELANGOR | Existing | RYB | 11 kV |  |  |  |  | 185_3C_AL_PILC | TMN MENGKUANG: S01558 | SW/STN BKT BELIMBING: S00482 |  | 40.125 m |  |  |  | 3 | 0 | Pass | null
380658807 | TNB | DISTRIBUTION | KUALA SELANGOR | Existing | RYB | 11 kV |  |  |  |  | 240_3C_AL_XLPE | TMN BENDAHARA NO 2: S01662 | TMN BENDAHARA NO 1: S01229 |  | 426.997 m |  |  |  | 3 | 0 | Pass | null
380658814 | TNB | DISTRIBUTION | KUALA SELANGOR | Existing | RYB | 11 kV |  |  |  |  | 240_3C_AL_XLPE | TMN BENDAHARA NO 1: S01226 | TMN PENGGAWA: S00003 |  | 276.232 m |  |  |  | 3 | 0 | Pass | null
380658821 | TNB | DISTRIBUTION | KUALA SELANGOR | Existing | RYB | 11 kV |  |  |  |  | 240_3C_AL_XLPE | TMN PENGGAWA: S00001 | TLK PIAH: S00007 |  | 954.283 m |  |  |  | 3 | 0 | Pass | null
380658955 | TNB | DISTRIBUTION | KUALA SELANGOR | Existing | RYB | 11 kV |  |  |  |  | 240_3C_AL_XLPE | BANDAR BARU NO.5: S05592 | BDR MELAWATI (C): S01230 |  | 349.385 m |  |  |  | 3 | 0 | Pass | null
380658959 | TNB | DISTRIBUTION | KUALA SELANGOR | Existing | RYB | 11 kV |  |  |  |  | 240_3C_AL_XLPE | TLK PIAH: S00008 | BANDAR BARU NO.5: S05594 |  | 951.790 m |  |  |  | 3 | 0 | Pass | null
380658964 | TNB | DISTRIBUTION | KUALA SELANGOR | Existing | RYB | 11 kV |  |  |  |  | 240_3C_AL_XLPE | BDR MELAWATI (C): S01231 | PEJABAT DAERAH: S00011 |  | 272.583 m |  |  |  | 3 | 0 | Pass | null
380658970 | TNB | DISTRIBUTION | KUALA SELANGOR | Existing | RYB | 11 kV |  |  |  |  | 240_3C_AL_XLPE | PEJABAT DAERAH: S00011 | KOMPLEKS PEJABAT BARAT LAUT: S05519 |  | 559.803 m |  |  |  | 3 | 0 | Pass | null
380659039 | TNB | DISTRIBUTION | KUALA SELANGOR | Existing | RYB | 11 kV |  |  |  |  | 240_3C_AL_XLPE | KOMPLEKS PEJABAT BARAT LAUT: S05517 | JLN KLINIK: S00014 |  | 228.459 m |  |  |  | 3 | 0 | Pass | null
380659044 | TNB | DISTRIBUTION | KUALA SELANGOR | Existing | RYB | 11 kV |  |  |  |  | 240_3C_AL_XLPE | JLN KLINIK: S00016 | BAZAR PEKAN K/SELANGOR: S01234 |  | 1214.141 m |  |  |  | 3 | 0 | Pass | null
380659052 | TNB | DISTRIBUTION | KUALA SELANGOR | Existing | RYB | 11 kV |  |  |  |  | 240_3C_AL_XLPE | BAZAR PEKAN K/SELANGOR: S01236 | PANGSAPURI KSL: S01237 |  | 166.829 m |  |  |  | 3 | 0 | Pass | null
380659113 | TNB | DISTRIBUTION | KUALA SELANGOR | Existing | RYB | 11 kV |  |  |  |  | 240_3C_AL_XLPE | TG KERAMAT: S00024 | SRJK AIK THEE: S05566 |  | 1097.807 m |  |  |  | 3 | 0 | Pass | null
380659355 | TNB | DISTRIBUTION | KUALA SELANGOR | Existing | RYB | 11 kV |  |  |  |  | 240_3C_AL_XLPE | PMU KSGR: 2 | GIANT KSL: S05653 |  | 4291.586 m |  |  |  | 3 | 0 | Pass | null
380659361 | TNB | DISTRIBUTION | KUALA SELANGOR | Existing | RYB | 11 kV |  |  |  |  | 240_3C_AL_XLPE | GIANT KSL: S05652 | PEKAN KSL (TNB): S05614 |  | 1380.442 m |  |  |  | 3 | 0 | Pass | null
380659373 | TNB | DISTRIBUTION | KUALA SELANGOR | Existing | RYB | 11 kV |  |  |  |  | 240_3C_AL_XLPE | PEKAN KSL (TNB): S00017 | KAKI BKT MELAWATI: S00029 |  | 447.863 m |  |  |  | 3 | 0 | Pass | null
380659397 | TNB | DISTRIBUTION | KUALA SELANGOR | Existing | RYB | 11 kV |  |  |  |  | 240_3C_AL_XLPE | GIANT KSL: S05649 | GOLDPAGE NO.3: S05672 |  | 43.532 m |  |  |  | 3 | 0 | Pass | null
380659517 | TNB | DISTRIBUTION | KUALA SELANGOR | Existing | RYB | 11 kV |  |  |  |  | 240_3C_AL_XLPE | GIANT KSL: S05649 | GOLDPAGE NO.3: S05672 |  | 33.708 m |  |  |  | 3 | 0 | Pass | null
380659739 | TNB | DISTRIBUTION | KUALA SELANGOR | Existing | RYB | 11 kV |  |  |  |  | 240_3C_AL_XLPE | STP PASIR PENAMBANG: S05697 | PE TMN BOTANIK JLN 4: S05765 |  | 999.647 m |  |  |  | 3 | 0 | Pass | null
380659744 | TNB | DISTRIBUTION | KUALA SELANGOR | Existing | RYB | 11 kV |  |  |  |  | 240_3C_AL_XLPE | PE TMN BOTANIK JLN 4: S05768 | S.AGAMA KSL (P/PENAMBANG): S01570 [OFF] |  | 1875.781 m |  |  |  | 3 | 0 | Pass | null
380671815 | TNB | DISTRIBUTION | KUALA SELANGOR | Existing | RYB | 11 kV |  |  |  |  | 240_3C_AL_XLPE | QTRS MDKS K.SEL: S05709 | PKNS INDUSTRI (PERUSAHAAN RINGAN): S05694 [OFF] |  | 972.231 m |  |  |  | 3 | 0 | Pass | null
380672677 | TNB | DISTRIBUTION | KUALA SELANGOR | Existing | RYB | 11 kV |  |  |  |  | 240_3C_AL_XLPE | TMN MELAWATI CERGAS: S05757 | TMN MALAWATI JAYA NO 2: S01319 |  | 664.254 m |  |  |  | 3 | 0 | Pass | null
380672682 | TNB | DISTRIBUTION | KUALA SELANGOR | Existing | RYB | 11 kV |  |  |  |  | 240_3C_AL_XLPE | TMN MALAWATI JAYA NO 2: S01321 | MONDAY CANE: S00276 |  | 3051.348 m |  |  |  | 3 | 0 | Pass | null
380673041 | TNB | DISTRIBUTION | KUALA SELANGOR | Existing | RYB | 11 kV |  |  |  |  | 240_3C_AL_XLPE | TEXTILE CITY: S05701 | BT 2 JLN KLANG: S00123 |  | 169.630 m |  |  |  | 3 | 0 | Pass | null
380673165 | TNB | DISTRIBUTION | KUALA SELANGOR | Existing | RYB | 11 kV |  |  |  |  | 240_3C_AL_XLPE | TMN SERINDIT: S05482 | TOYOTA SHOWROOM: S05785 |  | 750.595 m |  |  |  | 3 | 0 | Pass | null
380673170 | TNB | DISTRIBUTION | KUALA SELANGOR | Existing | RYB | 11 kV |  |  |  |  | 240_3C_AL_XLPE | TOYOTA SHOWROOM: S05787 | TMN ASSAM JAWA (C): S01344 |  | 890.365 m |  |  |  | 3 | 0 | Pass | null
380673395 | TNB | DISTRIBUTION | KUALA SELANGOR | Existing | RYB | 11 kV |  |  |  |  | 240_3C_AL_XLPE | ONE PLAZA: S05507 | MEDAN NIAGA KSL: S05471 |  | 235.852 m |  |  |  | 3 | 0 | Pass | null
380673409 | TNB | DISTRIBUTION | KUALA SELANGOR | Existing | RYB | 11 kV |  |  |  |  | 240_3C_AL_XLPE | MEDAN NIAGA KSL: S05468 | TMN BENDAHARA NO 4: S05284 |  | 578.742 m |  |  |  | 3 | 0 | Pass | null
380673659 | TNB | DISTRIBUTION | KUALA SELANGOR | Existing | RYB | 11 kV |  |  |  |  | 240_3C_AL_XLPE | PMU KSGR: 8 | TMN MELAWATI UTAMA: S05452 |  | 780.180 m |  |  | FDR6 | 3 | 0 | Pass | null
380673780 | TNB | DISTRIBUTION | KUALA SELANGOR | Existing | RYB | 11 kV |  |  |  |  | 240_3C_AL_XLPE | TMN MELAWATI UTAMA: S05455 | IKS NO 4: S01313 |  | 409.229 m |  |  |  | 3 | 0 | Pass | null
380674442 | TNB | DISTRIBUTION | KUALA SELANGOR | Existing | RYB | 11 kV |  |  |  |  | 240_3C_AL_XLPE | MEDIDATA: S05738 | IKS NO 2: S01308 |  | 445.135 m |  |  |  | 3 | 0 | Pass | null
380674679 | TNB | DISTRIBUTION | KUALA SELANGOR | Existing | RYB | 11 kV |  |  |  |  | 240_3C_AL_XLPE | PKNS INDUSTRI (PERUSAHAAN RINGAN): S00098 | MAJLIS AGAMA ISLAM SELANGOR (MAIS): S05842 |  | 1750.209 m |  |  |  | 3 | 0 | Pass | null
380674798 | TNB | DISTRIBUTION | KUALA SELANGOR | Existing | RYB | 11 kV |  |  |  |  | 240_3C_AL_XLPE | MAJLIS AGAMA ISLAM SELANGOR (MAIS): S05844 | TMN YAYASAN: S05491 |  | 1249.699 m |  |  |  | 3 | 0 | Pass | null
380674943 | TNB | DISTRIBUTION | KUALA SELANGOR | Existing | RYB | 11 kV |  |  |  |  | 240_3C_AL_XLPE | TMN YAYASAN: S05489 | IKK: |  | 1055.073 m |  |  |  | 3 | 0 | Pass | null
380675992 | TNB | DISTRIBUTION | KUALA SELANGOR | Existing | RYB | 11 kV | YES | Class D |  |  | 240_3C_AL_XLPE | D-KSL-C19-1643: S05983 | EMINEM FARM: S01365 |  | 33.526 m |  |  |  | 3 | 0 | Pass | null
380675998 | TNB | DISTRIBUTION | KUALA SELANGOR | Existing | RYB | 11 kV | YES | Class D |  |  | 240_3C_AL_XLPE | EMINEM FARM: S01363 | EXCEL GROWTECH: S05684 |  | 914.882 m |  |  |  | 3 | 0 | Pass | null
380676171 | TNB | DISTRIBUTION | KUALA SELANGOR | Existing | RYB | 11 kV |  |  |  |  | 240_3C_AL_XLPE | KEMAYAN: S00149 | TMN SOLOMON: S01356 |  | 152.954 m |  |  |  | 3 | 0 | Pass | null
380676179 | TNB | DISTRIBUTION | KUALA SELANGOR | Existing | RYB | 11 kV |  |  |  |  | 240_3C_AL_XLPE | TMN SOLOMON: S01357 | TMN PARI: S05616 |  | 313.611 m |  |  |  | 3 | 0 | Pass | null
380676183 | TNB | DISTRIBUTION | KUALA SELANGOR | Existing | RYB | 11 kV |  |  |  |  | 240_3C_AL_XLPE | TMN PARI: S05618 | TMN YU: S05480 |  | 745.020 m |  |  |  | 3 | 0 | Pass | null
380676312 | TNB | DISTRIBUTION | KUALA SELANGOR | Existing | RYB | 11 kV |  |  |  |  | 240_3C_AL_XLPE | TMN SIAKAP: S05441 | TMN SG BULOH: S00146 |  | 24.613 m |  |  |  | 3 | 0 | Pass | null
380676320 | TNB | DISTRIBUTION | KUALA SELANGOR | Existing | RYB | 11 kV |  |  |  |  | 240_3C_AL_XLPE | TMN BAWAL PUTIH: S01354 | KLG EKZOS (UNITED EVERCO): S00143 |  | 125.722 m |  |  |  | 3 | 0 | Pass | null
380676329 | TNB | DISTRIBUTION | KUALA SELANGOR | Existing | RYB | 11 kV |  |  |  |  | 240_3C_AL_XLPE | TMN BAWAL PUTIH: S01354 | KLG EKZOS (UNITED EVERCO): S00143 |  | 113.984 m |  |  |  | 3 | 0 | Pass | null
380942217 | TNB | DISTRIBUTION | KUALA SELANGOR | Existing | RYB | 11 kV |  |  |  |  | 240_3C_AL_XLPE | DEWAN SERBAGUNA (UMNO): S01245 | MAHKAMAH SYARIAH KUALA SELANGOR: S05528 |  | 381.566 m |  |  |  | 3 | 0 | Pass | null
380942466 | TNB | DISTRIBUTION | KUALA SELANGOR | Existing | RYB | 11 kV |  |  |  |  | 150_3C_AL_XLPE | BDR BARU NO 2: S00004 | TMN JAYA K.SEL: S01696 |  | 1092.674 m |  |  | FDR9 | 3 | 0 | Pass | null
380943076 | TNB | DISTRIBUTION | KUALA SELANGOR | Existing | RYB | 11 kV |  |  |  |  | 240_3C_AL_XLPE | TMN KSU FASA 5 NO.1: S05731 | TMN KUALA SELANGOR UTAMA: S05686 |  | 1034.411 m |  |  |  | 3 | 0 | Pass | null
380943214 | TNB | DISTRIBUTION | KUALA SELANGOR | Existing | RYB | 11 kV |  |  |  |  | 240_3C_AL_XLPE | TMN KUALA SELANGOR UTAMA: S05688 | TLK PENYAMUN: S00041 |  | 1532.736 m |  |  |  | 3 | 0 | Pass | null
380943723 | TNB | DISTRIBUTION | KUALA SELANGOR | Existing | RYB | 11 kV |  |  |  |  | 240_3C_AL_XLPE | PMU KSGR: 10 | ONE PLAZA: S05511 |  | 1157.144 m |  |  |  | 3 | 0 | Pass | null
380944095 | TNB | DISTRIBUTION | KUALA SELANGOR | Existing | RYB | 11 kV |  |  |  |  | 240_3C_AL_XLPE | ONE PLAZA: S05512 | MEDAN NIAGA NO.2: S05531 |  | 122.193 m |  |  | FDR7 | 3 | 0 | Pass | null
380944100 | TNB | DISTRIBUTION | KUALA SELANGOR | Existing | RYB | 11 kV |  |  |  |  | 240_3C_AL_XLPE | MEDAN NIAGA NO.2: S05530 | PADAT TAMAN SERI BENDAHARA: S05741 |  | 658.652 m |  |  | FDR7 | 3 | 0 | Pass | null
380944740 | TNB | DISTRIBUTION | KUALA SELANGOR | Existing | RYB | 11 kV |  |  |  |  | 240_3C_AL_XLPE | MEDAN NIAGA NO.2: S05538 | BNZ: S00163 |  | 1578.697 m |  |  | FDR7 | 3 | 0 | Pass | null
380944998 | TNB | DISTRIBUTION | KUALA SELANGOR | Existing | RYB | 11 kV |  |  |  |  | 240_3C_AL_XLPE | STADIUM NO 1 (TERBUKA): S01272 | JABATAN PENGALIRAN DAN SALIRAN: S05541 |  | 721.187 m |  |  |  | 3 | 0 | Pass | null
380945035 | TNB | DISTRIBUTION | KUALA SELANGOR | Existing | RYB | 11 kV |  |  |  |  | 240_3C_AL_XLPE | PEKAN ASSAM JAWA: S00133 | TAMAN BELIBIS: S05555 [OFF] |  | 564.473 m |  |  |  | 3 | 0 | Pass | null
380945039 | TNB | DISTRIBUTION | KUALA SELANGOR | Existing | RYB | 11 kV |  |  |  |  | 240_3C_AL_XLPE | PMU KSGR: | SM AGAMA JERAM: |  | 11332.928 m |  |  |  | 3 | 0 | Pass | null
380972330 | TNB | DISTRIBUTION | KUALA SELANGOR | Existing | RYB | 11 kV |  |  |  |  | 240_3C_AL_XLPE | SM AGAMA JERAM: | BAGUS INDUSTRI: S00262 |  | 1712.043 m |  |  |  | 3 | 0 | Pass | null
380972459 | TNB | DISTRIBUTION | KUALA SELANGOR | Existing | RYB | 11 kV |  |  |  |  | 240_3C_AL_XLPE | BAGUS INDUSTRI: S00260 | KLG PLASTIK LIBEN LOT 1824: S00302 |  | 1437.431 m |  |  |  | 3 | 0 | Pass | null
380972586 | TNB | DISTRIBUTION | KUALA SELANGOR | Existing | RYB | 11 kV |  |  |  |  | 240_3C_AL_XLPE | KLG PLASTIK LIBEN LOT 1824: S00304 | LAY HONG NO 4 (SPG RAJA ABDULLAH): S01378 |  | 1085.330 m |  |  |  | 3 | 0 | Pass | null
380972712 | TNB | DISTRIBUTION | KUALA SELANGOR | Existing | RYB | 11 kV |  |  |  |  | 240_3C_AL_XLPE | LAY HONG NO 4 (SPG RAJA ABDULLAH): S01380 | LAY HONG (JLN RJ ABDULLAH)NO3: S01377 |  | 527.010 m |  |  |  | 3 | 0 | Pass | null
380972840 | TNB | DISTRIBUTION | KUALA SELANGOR | Existing | RYB | 11 kV |  |  |  |  | 240_3C_AL_XLPE | LAY HONG (JLN RJ ABDULLAH)NO3: S01375 | RAJA ABDULLAH: S00299 |  | 1865.254 m |  |  |  | 3 | 0 | Pass | null
380972967 | TNB | DISTRIBUTION | KUALA SELANGOR | Existing | RYB | 11 kV |  |  |  |  | 240_3C_AL_XLPE | RAJA ABDULLAH: S00301 | CARPENWISE: S05567 |  | 38.142 m |  |  |  | 3 | 0 | Pass | null
380973092 | TNB | DISTRIBUTION | KUALA SELANGOR | Existing | RYB | 11 kV |  |  |  |  | 240_3C_AL_XLPE | RAJA ABDULLAH: S00301 | CARPENWISE: S05567 |  | 42.346 m |  |  |  | 3 | 0 | Pass | null
380973096 | TNB | DISTRIBUTION | KUALA SELANGOR | Existing | RYB | 11 kV |  |  |  |  | 240_3C_AL_XLPE | CARPENWISE: S05569 | SMK BKT KUCHING TENGAH: S05606 [OFF] |  | 29.802 m |  |  |  | 3 | 0 | Pass | null
380973101 | TNB | DISTRIBUTION | KUALA SELANGOR | Existing | RYB | 11 kV |  |  |  |  | 240_3C_AL_XLPE | CARPENWISE: S05569 | SMK BKT KUCHING TENGAH: S05606 [OFF] |  | 312.443 m |  |  |  | 3 | 0 | Pass | null
380973264 | TNB | DISTRIBUTION | KUALA SELANGOR | Existing | RYB | 11 kV |  |  |  |  | 240_3C_AL_XLPE | BALAI POLIS JERAM: S00179 | MASJID PEKAN JERAM: S05619 |  | 38.346 m |  |  |  | 3 | 0 | Pass | null
380973269 | TNB | DISTRIBUTION | KUALA SELANGOR | Existing | RYB | 11 kV |  |  |  |  | 240_3C_AL_XLPE | MASJID PEKAN JERAM: S05621 | BALAI DAKWAH JERAM: S01392 |  | 37.208 m |  |  |  | 3 | 0 | Pass | null
380973471 | TNB | DISTRIBUTION | KUALA SELANGOR | Existing | RYB | 11 kV |  |  |  |  | 240_3C_AL_XLPE | MASJID PEKAN JERAM: S05621 | BALAI DAKWAH JERAM: S01392 |  | 29.272 m |  |  |  | 3 | 0 | Pass | null
380973476 | TNB | DISTRIBUTION | KUALA SELANGOR | Existing | RYB | 11 kV |  |  |  |  | 240_3C_AL_XLPE | HIRA': S01395 | MATAKKU: S00196 |  | 1236.762 m |  |  |  | 3 | 0 | Pass | null
380973484 | TNB | DISTRIBUTION | KUALA SELANGOR | Existing | RYB | 11 kV |  |  |  |  | 240_3C_AL_XLPE | BALAI DAKWAH JERAM: S01391 | HIRA': S01397 |  | 1653.700 m |  |  |  | 3 | 0 | Pass | null
380973864 | TNB | DISTRIBUTION | KUALA SELANGOR | Existing | RYB | 11 kV |  |  |  |  | 240_3C_AL_XLPE | MATAKKU: S00199 | EYU BER EER NO 2: S01398 |  | 10.450 m |  |  |  | 3 | 0 | Pass | null
380973868 | TNB | DISTRIBUTION | KUALA SELANGOR | Existing | RYB | 11 kV |  |  |  |  | 240_3C_AL_XLPE | MATAKKU: S00199 | EYU BER EER NO 2: S01398 |  | 30.125 m |  |  |  | 3 | 0 | Pass | null
380973998 | TNB | DISTRIBUTION | KUALA SELANGOR | Existing | RYB | 11 kV |  |  |  |  | 240_3C_AL_XLPE | CARPENWISE: S05569 | SMK BKT KUCHING TENGAH: S05606 [OFF] |  | 32.627 m |  |  |  | 3 | 0 | Pass | null
380974002 | TNB | DISTRIBUTION | KUALA SELANGOR | Existing | RYB | 11 kV |  |  |  |  | 240_3C_AL_XLPE | BKT KUCING KLINIK: S00295 | SMK BKT KUCHING TENGAH: S05604 |  | 36.740 m |  |  |  | 3 | 0 | Pass | null
380974007 | TNB | DISTRIBUTION | KUALA SELANGOR | Existing | RYB | 11 kV |  |  |  |  | 240_3C_AL_XLPE | BKT KUCING KLINIK: S00295 | SMK BKT KUCHING TENGAH: S05604 |  | 49.870 m |  |  |  | 3 | 0 | Pass | null
380980863 | TNB | DISTRIBUTION | KUALA SELANGOR | Existing | RYB | 11 kV |  |  |  |  | 240_3C_AL_XLPE | PMU KSGR: | TAMAN BELIBIS: S05856 |  | 4269.936 m |  |  |  | 3 | 0 | Pass | null
380980868 | TNB | DISTRIBUTION | KUALA SELANGOR | Existing | RYB | 11 kV |  |  |  |  | 240_3C_AL_XLPE | TAMAN BELIBIS: S05557 | LDG KSL: S00094 |  | 1549.142 m |  |  |  | 3 | 0 | Pass | null
380980910 | TNB | DISTRIBUTION | KUALA SELANGOR | Existing | RYB | 11 kV |  |  |  |  | 240_3C_AL_XLPE | PEKAN BKT ROTAN: S05434 | PEKAN BKT ROTAN: S05433 |  | 2.842 m |  |  |  | 3 | 0 | Pass | null
380981422 | TNB | DISTRIBUTION | KUALA SELANGOR | Existing | RYB | 11 kV |  |  |  |  | 240_3C_AL_XLPE | LDG RAJAGIRI: S05305 | TERNAKAN AYAM HING HONG: R01804 [OFF] |  | 6.028 m |  |  |  | 3 | 0 | Pass | null
380981745 | TNB | DISTRIBUTION | KUALA SELANGOR | Existing | RYB | 11 kV |  |  |  |  | 240_3C_AL_XLPE | PLAZA TOL LATAR (IJOK): S05548 | REBAN AYAM HJ ISMAIL PT MAHANG: S05598 |  | 35.830 m |  |  |  | 3 | 0 | Pass | null
380981750 | TNB | DISTRIBUTION | KUALA SELANGOR | Existing | RYB | 11 kV |  |  |  |  | 240_3C_AL_XLPE | PLAZA TOL LATAR (IJOK): S05548 | REBAN AYAM HJ ISMAIL PT MAHANG: S05598 |  | 11.438 m |  |  |  | 3 | 0 | Pass | null
380998250 | TNB | DISTRIBUTION | KUALA SELANGOR | Existing | RYB | 11 kV |  |  |  |  | 240_3C_AL_XLPE | PUSAT PELUPUSAN SAMPAH JERAM: S05735 | PKNS TMN PEKERTI JERAM: S05405 |  | 985.856 m |  |  |  | 3 | 0 | Pass | null
380998379 | TNB | DISTRIBUTION | KUALA SELANGOR | Existing | RYB | 11 kV |  |  |  |  | 240_3C_AL_XLPE | KILANG SAWIT SIME DARBY: S05609 | PUSAT PELUPUSAN SAMPAH JERAM: S05734 |  | 2084.507 m |  |  |  | 3 | 0 | Pass | null
380998385 | TNB | DISTRIBUTION | KUALA SELANGOR | Existing | RYB | 11 kV |  |  |  |  | 240_3C_AL_XLPE | PADAT LDG TUAN MEE CHERAKAH: S05549 | KILANG SAWIT SIME DARBY: S05607 |  | 818.076 m |  |  |  | 3 | 0 | Pass | null
380998560 | TNB | DISTRIBUTION | KUALA SELANGOR | Existing | RYB | 11 kV |  |  |  |  | 240_3C_AL_XLPE | QMAC REHON (SG SERDANG): SS05861 | KILANG ISI SAWIT: |  | 662.918 m |  |  |  | 3 | 0 | Pass | null
380998564 | TNB | DISTRIBUTION | KUALA SELANGOR | Existing | RYB | 11 kV |  |  |  |  | 240_3C_AL_XLPE | SONG ENGINEERING: S05865 | KILANG ISI SAWIT: [OFF] |  | 1322.474 m |  |  |  | 3 | 0 | Pass | null
380998689 | TNB | DISTRIBUTION | KUALA SELANGOR | Existing | RYB | 11 kV |  |  |  |  | 240_3C_AL_XLPE | WORLD STAR: S00251 | SOON LIEN FATT ENGINEERING: S05522 |  | 157.067 m |  |  |  | 3 | 0 | Pass | null
380998871 | TNB | DISTRIBUTION | KUALA SELANGOR | Existing | RYB | 11 kV |  |  |  |  | 240_3C_AL_XLPE | DETIK ATURAN: S05589 | KILANG PADI PUKAL: S05927 |  | 802.254 m |  |  |  | 3 | 0 | Pass | null
380998876 | TNB | DISTRIBUTION | KUALA SELANGOR | Existing | RYB | 11 kV |  |  |  |  | 240_3C_AL_XLPE | ZON IKS SG GULANG-GULANG: S05719 | SG TUNGGUL: S00412 |  | 1177.929 m |  |  |  | 3 | 0 | Pass | null
380998880 | TNB | DISTRIBUTION | KUALA SELANGOR | Existing | RYB | 11 kV |  |  |  |  | 240_3C_AL_XLPE | SG GULANG-GULANG: S00406 | DETIK ATURAN: S05591 |  | 1564.446 m |  |  |  | 3 | 0 | Pass | null
380998884 | TNB | DISTRIBUTION | KUALA SELANGOR | Existing | RYB | 11 kV |  |  |  |  | 240_3C_AL_XLPE | BANYU EMAS (FIRMA RENA): S00410 | DETIK ATURAN: S05585 |  | 685.254 m |  |  |  | 3 | 1 | Pass | null
381002447 | TNB | DISTRIBUTION | KUALA SELANGOR | Existing | RYB | 11 kV |  |  |  |  | 240_3C_AL_XLPE | KOLAM UDANG PARIT 3: S05818 | ASIA AQUACULTURE BGN TENGKORAK: S05292 |  | 3077.151 m |  |  |  | 3 | 0 | Pass | null
381002455 | TNB | DISTRIBUTION | KUALA SELANGOR | Existing | RYB | 11 kV |  |  |  |  | 240_3C_AL_XLPE | ONE SEKINCAN: S05936 | KOLAM UDANG PARIT 3: S05819 |  | 7200.504 m |  |  |  | 3 | 0 | Pass | null
381002575 | TNB | DISTRIBUTION | KUALA SELANGOR | Existing | RYB | 11 kV |  |  |  |  | 240_3C_AL_XLPE | SITE A SEKINCHAN: S05789 | JALAN PARIT 5 SAI KIM: S05887 |  | 770.875 m |  |  |  | 3 | 0 | Pass | null
381002579 | TNB | DISTRIBUTION | KUALA SELANGOR | Existing | RYB | 11 kV |  |  |  |  | 240_3C_AL_XLPE | KLG SEMERAH PADI SITE A SEKINCHAN: S01590 | SITE A SEKINCHAN: S05790 |  | 770.985 m |  |  |  | 3 | 0 | Pass | null
381002835 | TNB | DISTRIBUTION | KUALA SELANGOR | Existing | RYB | 11 kV |  |  |  |  | 240_3C_AL_XLPE | PPU PAM1: 8 | RUMAH KEDAI PUNCAK BISTARI: S05673 |  | 4998.293 m |  |  | FDR8 | 3 | 0 | Pass | null
381002843 | TNB | DISTRIBUTION | KUALA SELANGOR | Existing | RYB | 11 kV |  |  |  |  | 240_3C_AL_XLPE | SHAH ALAM 2 NO.5B 7: S05583 | SHAH ALAM 2 NO.5B 7: |  | 0.999 m |  |  |  | 3 | 0 | Pass | null
381015322 | TNB | DISTRIBUTION | KUALA SELANGOR | Existing | RYB | 11 kV |  |  |  |  | 240_3C_AL_XLPE | ADVANCE PRELUDE: S05745 | TS ENG WORK ALAM JAYA: R06151 |  | 162.588 m |  |  |  | 3 | 0 | Pass | null
381015459 | TNB | DISTRIBUTION | KUALA SELANGOR | Existing | RYB | 11 kV |  |  |  |  | 240_3C_AL_XLPE | IRON WORK 2/6: R06930 | YEAP JING FONG 2/6: R06931 |  | 62.352 m |  |  |  | 3 | 0 | Pass | null
381015490 | TNB | DISTRIBUTION | KUALA SELANGOR | Existing | RYB | 11 kV | NO | Class C |  |  | 7X_300_1C_AL_PVC/PVC |  |  |  | 1.196 m |  |  |  | 7 | 0 | Fail | Please check "Label"
381015588 | TNB | DISTRIBUTION | KUALA SELANGOR | Existing | RYB | 11 kV | YES | Class D |  |  | 240_3C_AL_XLPE | CHUA ENG PHUA: R06522 | SSU PPAJ NO.1 JLN PPAJ (CB10): |  | 978.831 m |  |  |  | 3 | 0 | Pass | null
381015711 | TNB | DISTRIBUTION | KUALA SELANGOR | Existing | RYB | 11 kV | YES | Class D |  |  | 240_3C_AL_XLPE | TMT INDUSTRI: R06488 | SANDARAN TIAJ 2/5: R07574 |  | 198.691 m |  |  |  | 3 | 0 | Pass | null
381015949 | TNB | DISTRIBUTION | KUALA SELANGOR | Existing | RYB | 11 kV |  |  |  |  | 240_3C_AL_XLPE | R&S PETROLEUM TIAJ 2/4: R07568 | AIRSTATIC NO.2 POWDER COATING ENG: R06356 |  | 220.512 m |  |  |  | 3 | 0 | Pass | null
381015954 | TNB | DISTRIBUTION | KUALA SELANGOR | Existing | RYB | 11 kV |  |  |  |  | 240_3C_AL_XLPE | AIRSTATIC NO.2 POWDER COATING ENG: R06358 | AIRSTATIC NO.1 POWDER COATING ENG: R06359 |  | 125.935 m |  |  |  | 3 | 0 | Pass | null
381016734 | TNB | DISTRIBUTION | KUALA SELANGOR | Existing | RYB | 11 kV |  |  |  |  | 240_3C_AL_XLPE | RUMAH KEDAI PUNCAK ALAM JAYA: S05859 | LOJI PEMBENTUNGAN (NO.2) FASA 3: S01103 [OFF] |  | 471.761 m |  |  |  | 3 | 0 | Pass | null
381016758 | TNB | DISTRIBUTION | KUALA SELANGOR | Existing | RYB | 11 kV |  |  |  |  | 240_3C_AL_XLPE | YEAP JING FONG 2/6: R06933 | OHTSUKI SEIKO: R04544 |  | 366.323 m |  |  |  | 3 | 0 | Pass | null
381198430 | TNB | DISTRIBUTION | KUALA SELANGOR | Existing | RYB | 33 kV | YES |  |  |  | 240_3C_AL_XLPE | PMU SBSR 132/33 kV: 8L5 | PPU SKCN M: |  | 59.294 m |  |  |  | 3 | 0 | Pass | null
381201169 | TNB | DISTRIBUTION | KUALA SELANGOR | Existing | RYB | 33 kV |  |  |  |  | 630_1C_AL_XLPE | PMU BTAI: 2L5 | PPU BCBT: |  | 54.242 m |  |  |  | 3 | 0 | Pass | null
381201192 | TNB | DISTRIBUTION | KUALA SELANGOR | Existing | RYB | 33 kV |  |  |  |  | 240_3C_AL_TRIPLEX | PMU BTAI: 2L5 | PPU BCBT: |  | 90.606 m |  |  |  | 3 | 0 | Pass | null
381201200 | TNB | DISTRIBUTION | KUALA SELANGOR | Existing | RYB | 33 kV |  |  |  |  | 630_1C_AL_XLPE | PMU BTAI: 4L5 | PPU SDBY: [OFF] |  | 630.656 m |  |  |  | 3 | 0 | Pass | null
381201204 | TNB | DISTRIBUTION | KUALA SELANGOR | Existing | RYB | 33 kV |  |  |  |  | 240_3C_AL_TRIPLEX | PMU BTAI: 1L5 |  |  | 38.978 m |  |  |  | 3 | 0 | Pass | null
381352812 | TNB | DISTRIBUTION | KUALA SELANGOR | Existing | RYB | 11 kV |  |  |  |  | 240_3C_AL_XLPE |  |  |  | 20.835 m |  |  |  | 3 | 0 | Pass | null
381353277 | TNB | DISTRIBUTION | KUALA SELANGOR | Existing | RYB | 11 kV |  |  |  |  | 240_3C_AL_XLPE |  |  |  | 5.146 m |  |  |  | 3 | 0 | Pass | null
381353434 | TNB | DISTRIBUTION | KUALA SELANGOR | Existing | RYB | 11 kV |  |  |  |  | 185_3C_AL_PILC |  |  |  | 39.171 m |  |  |  | 3 | 0 | Pass | null
381353509 | TNB | DISTRIBUTION | KUALA SELANGOR | Existing | RYB | 11 kV |  |  |  |  | 150_3C_AL_XLPE |  |  |  | 8.467 m |  |  |  | 3 | 0 | Pass | null
381363032 | TNB | DISTRIBUTION | KUALA SELANGOR | Existing | RYB | 33 kV |  |  |  |  | 630_1C_AL_XLPE | PPU TKMI: |  |  | 78.330 m |  |  |  | 3 | 0 | Pass | null
381363729 | TNB | DISTRIBUTION | KUALA SELANGOR | Existing | RYB | 33 kV |  |  |  |  | 630_1C_AL_XLPE |  | PT 4 BAN 2, L105: 105 |  | 10.256 m |  |  |  | 3 | 0 | Pass | null
381482539 | TNB | DISTRIBUTION | KUALA SELANGOR | Existing | RYB | 11 kV |  |  |  |  | 150_3C_AL_XLPE | KG JAYA SETIA: R00555 | JAYA SETIA A/T: N/A |  | 39.012 m |  |  |  | 3 | 0 | Pass | null
381842902 | TNB | DISTRIBUTION | KUALA SELANGOR | Existing | RYB | 11 kV |  |  |  |  | 240_3C_AL_XLPE | SITE C SEKINCHAN: S01598 | SEK KEB SRI SEKINCAN: S05523 |  | 898.528 m |  |  |  | 3 | 0 | Pass | null
382208941 | TNB | DISTRIBUTION | KUALA SELANGOR | Existing | RYB | 11 kV |  |  |  |  | 240_3C_AL_XLPE | KOTA PUTERI NO.5 JLN KP 5/13: R06072 | MAKMAL PENYELIDIKAN PELURU: R01789 |  | 6383.750 m |  |  |  | 3 | 0 | Pass | null
382209233 | TNB | DISTRIBUTION | KUALA SELANGOR | Existing | RYB | 11 kV |  |  |  |  | 240_3C_AL_XLPE | TIP TOP MEAT: | TIP TOP MEAT: R04241 |  | 2.513 m |  |  |  | 3 | 0 | Pass | null
382209237 | TNB | DISTRIBUTION | KUALA SELANGOR | Existing | RYB | 11 kV |  |  |  |  | 240_3C_AL_XLPE | TIP TOP MEAT: | FISH POND NO 1: R04240 |  | 869.117 m |  |  |  | 3 | 0 | Pass | null
382209249 | TNB | DISTRIBUTION | KUALA SELANGOR | Existing | RYB | 11 kV |  |  |  |  | 150_3C_AL_XLPE | FISH POND NO 1: R03842 | LOJI AIR RANTAU PANJANG: R05956 [OFF] |  | 92.885 m |  |  |  | 3 | 0 | Pass | null
382209253 | TNB | DISTRIBUTION | KUALA SELANGOR | Existing | RYB | 11 kV |  |  |  |  | 150_3C_AL_XLPE | FISH POND NO 1: R03842 | LOJI AIR RANTAU PANJANG: R05956 [OFF] |  | 659.982 m |  |  |  | 3 | 0 | Pass | null
382209269 | TNB | DISTRIBUTION | KUALA SELANGOR | Existing | RYB | 11 kV |  |  |  |  | 150_3C_AL_XLPE | FISH POND NO 1: R03842 | LOJI AIR RANTAU PANJANG: R05956 [OFF] |  | 81.780 m |  |  |  | 3 | 0 | Pass | null
382209277 | TNB | DISTRIBUTION | KUALA SELANGOR | Existing | RYB | 11 kV |  |  |  |  | 240_3C_AL_XLPE | FISH POND NO 1: R03842 | LOJI AIR RANTAU PANJANG: R05956 [OFF] |  | 592.434 m |  |  |  | 3 | 0 | Pass | null
382209331 | TNB | DISTRIBUTION | KUALA SELANGOR | Existing | RYB | 11 kV |  |  |  |  | 240_3C_AL_XLPE | PPU TKMI: 5 | SSU TMN MAKMUR: S05868 |  | 429.921 m |  |  | FDR5 | 3 | 0 | Pass | null
382209337 | TNB | DISTRIBUTION | KUALA SELANGOR | Existing | RYB | 11 kV |  |  |  |  | 240_3C_AL_XLPE | PPU TKMI: | SSU TMN MAKMUR: S05870 |  | 429.989 m |  |  | FDR8 | 3 | 0 | Pass | null
382209342 | TNB | DISTRIBUTION | KUALA SELANGOR | Existing | RYB | 11 kV |  |  |  |  | 240_3C_AL_XLPE | SSU TMN MAKMUR: S05871 | BOOSTER TG KARANG: S05815 |  | 2076.948 m |  |  |  | 3 | 0 | Pass | null
382209481 | TNB | DISTRIBUTION | KUALA SELANGOR | Existing | RYB | 11 kV |  |  |  |  | 240_3C_AL_XLPE | BOOSTER TG KARANG: S05816 | PASAR TG KARANG: S01502 |  | 3745.584 m |  |  |  | 3 | 0 | Pass | null
382209486 | TNB | DISTRIBUTION | KUALA SELANGOR | Existing | RYB | 11 kV |  |  |  |  | 240_3C_AL_XLPE | SSU TMN MAKMUR: S05872 | PEKAN TG KARANG (RIVER SIDE): S05809 |  | 2077.787 m |  |  |  | 3 | 0 | Pass | null
382209491 | TNB | DISTRIBUTION | KUALA SELANGOR | Existing | RYB | 11 kV |  |  |  |  | 240_3C_AL_XLPE | SSU TMN MAKMUR: S05866 | TMN MAHSURI INDAH: S05913 |  | 2192.225 m |  |  |  | 3 | 0 | Pass | null
382260551 | TNB | DISTRIBUTION | KUALA SELANGOR | Existing | RYB | 11 kV |  |  |  |  | 240_3C_AL_XLPE | KG JAYA SETIA: R07573 | SSU INDUSTRI BUKIT BADONG: |  | 5189.908 m |  |  |  | 3 | 0 | Pass | null
382260567 | TNB | DISTRIBUTION | KUALA SELANGOR | Existing | RYB | 11 kV |  |  |  |  | 240_3C_AL_XLPE | SSU INDUSTRI BUKIT BADONG: | INDUSTRI BUKIT BADONG B: R07585 |  | 806.898 m |  |  |  | 3 | 0 | Pass | null
382260572 | TNB | DISTRIBUTION | KUALA SELANGOR | Existing | RYB | 11 kV |  |  |  |  | 240_3C_AL_XLPE | INDUSTRI BUKIT BADONG A: R07592 | SSU INDUSTRI BUKIT BADONG: [OFF] |  | 780.626 m |  |  |  | 3 | 0 | Pass | null
382260577 | TNB | DISTRIBUTION | KUALA SELANGOR | Existing | RYB | 11 kV |  |  |  |  | 240_3C_AL_XLPE | INDUSTRI BUKIT BADONG B: R07588 | INDUSTRI BUKIT BADONG A: R07589 |  | 31.007 m |  |  |  | 3 | 0 | Pass | null
382260583 | TNB | DISTRIBUTION | KUALA SELANGOR | Existing | RYB | 11 kV |  |  |  |  | 240_3C_AL_XLPE | SSU INDUSTRI BUKIT BADONG: | UNITED PAPER BOARD: R01781 |  | 8911.922 m |  |  |  | 3 | 0 | Pass | null
382273484 | TNB | DISTRIBUTION | KUALA SELANGOR | Existing | RYB | 11 kV |  |  |  |  | 240_3C_AL_XLPE | MARDI SG SIREH: S05825 | SG SIREH BAN 2: S05826 |  | 19.037 m |  |  |  | 3 | 0 | Pass | null
382273488 | TNB | DISTRIBUTION | KUALA SELANGOR | Existing | RYB | 11 kV |  |  |  |  | 240_3C_AL_XLPE | SG SIREH BAN 2: S05827 | SG SIREH BAN 3: S05833 |  | 26.780 m |  |  |  | 3 | 0 | Pass | null
382273493 | TNB | DISTRIBUTION | KUALA SELANGOR | Existing | RYB | 11 kV |  |  |  |  | 240_3C_AL_XLPE | SG SIREH BAN 2: S05829 | PT 1: S01249 |  | 3581.614 m |  |  |  | 3 | 0 | Pass | null
382359284 | TNB | DISTRIBUTION | KUALA SELANGOR | Existing | RYB | 33 kV |  |  |  |  | 630_1C_AL_XLPE | PMU BBDG: 6L5 |  |  | 261.779 m |  |  |  | 3 | 0 | Pass | null
382359355 | TNB | DISTRIBUTION | KUALA SELANGOR | Existing | RYB | 33 kV | YES |  |  |  | 630_1C_AL_XLPE | PPU BCBT: | PMU BBDG: 10L5 [OFF] |  | 40.154 m |  |  |  | 3 | 0 | Pass | null
382359359 | TNB | DISTRIBUTION | KUALA SELANGOR | Existing | RYB | 33 kV |  |  |  |  | 630_1C_AL_XLPE | PMU BTAI: 2L5 | PPU BCBT: |  | 228.008 m |  |  |  | 3 | 0 | Pass | null
382359371 | TNB | DISTRIBUTION | KUALA SELANGOR | Existing | RYB | 33 kV |  |  |  |  | 630_1C_AL_XLPE | PPU BCBT: | PMU BBDG: 10L5 [OFF] |  | 92.945 m |  |  |  | 3 | 0 | Pass | null
382389409 | TNB | DISTRIBUTION | KUALA SELANGOR | Existing | RYB | 11 kV |  |  |  |  | 240_3C_AL_XLPE | STESEN SUIS SECTION 2 PHASE 1B P.ALAM: S01023 | LAUTAN SAMUDERA: S05722 |  | 3854.331 m |  |  |  | 3 | 0 | Pass | null
382389815 | TNB | DISTRIBUTION | KUALA SELANGOR | Existing | RYB | 11 kV |  |  |  |  | 240_3C_AL_XLPE | SHAH ALAM 2 FASA 5A5/2: S05632 | SHAH ALAM 2 5A6 NO 2: S05778 |  | 546.003 m |  |  |  | 3 | 0 | Pass | null
382389820 | TNB | DISTRIBUTION | KUALA SELANGOR | Existing | RYB | 11 kV |  |  |  |  | 240_3C_AL_XLPE | SHAH ALAM 2 5A6 NO 2: S05776 | SHAH ALAM 2 FASA 5A6 NO.1: S05775 |  | 474.476 m |  |  |  | 3 | 0 | Pass | null
382389824 | TNB | DISTRIBUTION | KUALA SELANGOR | Existing | RYB | 11 kV |  |  |  |  | 240_3C_AL_XLPE | SHAH ALAM 2 FASA 5A6 NO.1: S05773 | SHAH ALAM 2 FASA 5A5/1: S05622 |  | 1465.652 m |  |  |  | 3 | 0 | Pass | null
382389942 | TNB | DISTRIBUTION | KUALA SELANGOR | Existing | RYB | 11 kV |  |  |  |  | 240_3C_AL_XLPE | SHAH ALAM 2 FASA 5A5/1: S05625 | SHAH ALAM 2 FASA 5A4 NO.1: S05712 |  | 1852.720 m |  |  |  | 3 | 0 | Pass | null
382389946 | TNB | DISTRIBUTION | KUALA SELANGOR | Existing | RYB | 11 kV |  |  |  |  | 240_3C_AL_XLPE | LAUTAN SAMUDERA: S05720 | SHAH ALAM 2 NO.5B 7: |  | 4040.017 m |  |  |  | 3 | 0 | Pass | null
382390193 | TNB | DISTRIBUTION | KUALA SELANGOR | Existing | RYB | 11 kV |  |  |  |  | 240_3C_AL_XLPE | SHAH ALAM 2 NO.2: S01073 | SHAH ALAM 2 5C 4 NO.2: S05805 |  | 459.993 m |  |  |  | 3 | 1 | Pass | null
382390197 | TNB | DISTRIBUTION | KUALA SELANGOR | Existing | RYB | 11 kV |  |  |  |  | 240_3C_AL_XLPE | SHAH ALAM 2 5C 4 NO.2: S05806 | SHAH ALAM 2 5C 4 NO.1: S05801 |  | 194.778 m |  |  |  | 3 | 0 | Pass | null
382390235 | TNB | DISTRIBUTION | KUALA SELANGOR | Existing | RYB | 11 kV | NO | Class C |  |  | 7X_500_1C_AL_PVC/PVC |  |  |  | 0.839 m |  |  |  | 7 | 0 | Fail | Please check "Label"
382390236 | TNB | DISTRIBUTION | KUALA SELANGOR | Existing | RYB | 11 kV | NO | Class C |  |  | 7X_500_1C_AL_PVC/PVC |  |  |  | 0.854 m |  |  |  | 7 | 0 | Fail | Please check "Label"
382390417 | TNB | DISTRIBUTION | KUALA SELANGOR | Existing | RYB | 11 kV | YES | Class D |  |  | 240_3C_AL_XLPE | APARTMENT WARNASARI 2: S05851 | RMH PAM AIR JBA PH3 PUNCAK ALAM: S01088 |  | 296.658 m |  |  |  | 3 | 0 | Pass | null
382390535 | TNB | DISTRIBUTION | KUALA SELANGOR | Existing | RYB | 11 kV |  |  |  |  | 240_3C_AL_XLPE | TOONG HENG LONG: R06530 | IRON WORK 2/6: R06928 |  | 274.700 m |  |  |  | 3 | 0 | Pass | null
382390663 | TNB | DISTRIBUTION | KUALA SELANGOR | Existing | RYB | 11 kV |  |  |  |  | 240_3C_AL_XLPE | SPG RJ ABDULLAH: S00174 | TAMAN GELAMA: S05877 |  | 1132.937 m |  |  |  | 3 | 1 | Pass | null
382390788 | TNB | DISTRIBUTION | KUALA SELANGOR | Existing | RYB | 11 kV |  |  |  |  | 240_3C_AL_XLPE | K/UDANG API-API NO 9: S01302 | PADAT RUMAH KEDAI SASARAN: S05784 |  | 720.112 m |  |  |  | 3 | 0 | Pass | null
382390908 | TNB | DISTRIBUTION | KUALA SELANGOR | Existing | RYB | 11 kV |  |  |  |  | 240_3C_AL_XLPE | TERNAK LEMBU IJOK: R01834 | BEACON: R0002 |  | 2035.346 m |  |  |  | 3 | 0 | Pass | null
382391065 | TNB | DISTRIBUTION | KUALA SELANGOR | Existing | RYB | 11 kV |  |  |  |  | 240_3C_AL_XLPE | RUMAH BANGLO PUNCAK ALAM JAYA 2: S05882 | RUMAH KEDAI PUNCAK ALAM JAYA: S05858 |  | 477.199 m |  |  |  | 3 | 0 | Pass | null
382391194 | TNB | DISTRIBUTION | KUALA SELANGOR | Existing | RYB | 11 kV |  |  |  |  | 240_3C_AL_XLPE | P/PENURUN BALAI POLIS BATU ARANG: R02754 | VHF BATU ARANG: R07384 |  | 2164.831 m |  |  |  | 3 | 1 | Pass | null
382391319 | TNB | DISTRIBUTION | KUALA SELANGOR | Existing | RYB | 11 kV |  |  |  |  | 240_3C_AL_XLPE | SMK KUALA SELANGOR ( SI RAMBAI): S05554 | TMN KSU FASA 5 NO.1: S05730 |  | 766.416 m |  |  |  | 3 | 0 | Pass | null
382391441 | TNB | DISTRIBUTION | KUALA SELANGOR | Existing | RYB | 11 kV |  |  |  |  | 240_3C_AL_XLPE | GOLDPAGE NO.3: S05674 | STP PASIR PENAMBANG: S05695 |  | 35.093 m |  |  |  | 3 | 0 | Pass | null
382391449 | TNB | DISTRIBUTION | KUALA SELANGOR | Existing | RYB | 11 kV |  |  |  |  | 240_3C_AL_XLPE | GOLDPAGE NO.3: S05674 | STP PASIR PENAMBANG: S05695 |  | 250.165 m |  |  |  | 3 | 0 | Pass | null
382391575 | TNB | DISTRIBUTION | KUALA SELANGOR | Existing | RYB | 11 kV |  |  |  |  | 240_3C_AL_XLPE | PADAT KEM CINA TIRAM BUROK: S01533 | PEWIRA RAYA: S05830 |  | 1421.542 m |  |  |  | 3 | 1 | Pass | null
382391700 | TNB | DISTRIBUTION | KUALA SELANGOR | Existing | RYB | 11 kV |  |  |  |  | 240_3C_AL_XLPE | PT SERONG: S01532 | SMK SERI TIRAM BUROK: S05793 |  | 2557.455 m |  |  |  | 3 | 1 | Pass | null
382391825 | TNB | DISTRIBUTION | KUALA SELANGOR | Existing | RYB | 11 kV |  |  |  |  | 240_3C_AL_XLPE | SMK SERI TIRAM BUROK: S05792 | JLN ANGGERIK TIRAM BUROK: S05761 |  | 1830.102 m |  |  |  | 3 | 1 | Pass | null
382391966 | TNB | DISTRIBUTION | KUALA SELANGOR | Existing | RYB | 11 kV |  |  |  |  | 240_3C_AL_XLPE | PPU SDBY: 5 | LADANG HOPEFUL: R07387 |  | 133.497 m |  |  | FDR5 | 3 | 2 | Pass | null
382391970 | TNB | DISTRIBUTION | KUALA SELANGOR | Existing | RYB | 11 kV |  |  |  |  | 240_3C_AL_XLPE | PPU SDBY: 5 | LADANG HOPEFUL: R07387 |  | 839.025 m |  |  |  | 3 | 0 | Pass | null
382391974 | TNB | DISTRIBUTION | KUALA SELANGOR | Existing | RYB | 11 kV |  |  |  |  | 240_3C_AL_XLPE | LADANG HOPEFUL: R07389 | LDG MINYAK: R05531 |  | 838.483 m |  |  |  | 3 | 0 | Pass | null
382392100 | TNB | DISTRIBUTION | KUALA SELANGOR | Existing | RYB | 11 kV |  |  |  |  | 240_3C_AL_XLPE | SEAFOOD BGN SEKINCHAN: S00577 | MAHSURI JLN PERDANA NO.1: S05770 |  | 1247.316 m |  |  |  | 3 | 0 | Pass | null
382392230 | TNB | DISTRIBUTION | KUALA SELANGOR | Existing | RYB | 11 kV |  |  |  |  | 240_3C_AL_XLPE | PPU SKCN M: | APARTMENT SEKINCHAN: S05845 |  | 1411.635 m |  |  |  | 3 | 0 | Pass | null
382392236 | TNB | DISTRIBUTION | KUALA SELANGOR | Existing | RYB | 11 kV |  |  |  |  | 240_3C_AL_XLPE | APARTMENT SEKINCHAN: S05847 | QTRS MAJLIS DAERAH SEKINCHAN: S01624 |  | 250.072 m |  |  |  | 3 | 0 | Pass | null
382392290 | TNB | DISTRIBUTION | KUALA SELANGOR | Existing | RYB | 11 kV |  |  |  |  | 240_3C_AL_XLPE | KG BARU IJOK: R00591 | SW/STN KOTA PUTERI: R05308 [OFF] |  | 3227.773 m |  |  |  | 3 | 0 | Pass | null
382392299 | TNB | DISTRIBUTION | KUALA SELANGOR | Existing | RYB | 11 kV |  |  |  |  | 240_3C_AL_XLPE | SW/STN KOTA PUTERI: R05307 | UNITED PAPER BOARD: R01783 |  | 5488.508 m |  |  |  | 3 | 0 | Pass | null
382392307 | TNB | DISTRIBUTION | KUALA SELANGOR | Existing | RYB | 11 kV |  |  |  |  | 240_3C_AL_XLPE | PMU BARG 132/11 KV: | SW/STN KOTA PUTERI: R05309 |  | 5067.404 m |  |  |  | 3 | 0 | Pass | null
382392772 | TNB | DISTRIBUTION | KUALA SELANGOR | Existing | RYB | 11 kV |  |  |  |  | 240_3C_AL_XLPE | APARTMENT ALAM PERDANA 3: R06381 | APARTMENT ALAM PERDANA 4: R06382 |  | 361.956 m |  |  |  | 3 | 0 | Pass | null
382392998 | TNB | DISTRIBUTION | KUALA SELANGOR | Existing | RYB | 11 kV |  |  |  |  | 240_3C_AL_XLPE | APARTMENT ALAM PERDANA 1: R06373 | APARTMENT ALAM PERDANA 2: R06374 |  | 439.457 m |  |  |  | 3 | 0 | Pass | null
382393002 | TNB | DISTRIBUTION | KUALA SELANGOR | Existing | RYB | 11 kV |  |  |  |  | 240_3C_AL_XLPE | APARTMENT ALAM PERDANA 2: R06377 | APARTMENT ALAM PERDANA 3: R06378 |  | 365.333 m |  |  |  | 3 | 0 | Pass | null
382393252 | TNB | DISTRIBUTION | KUALA SELANGOR | Existing | RYB | 11 kV |  |  |  |  | 240_3C_AL_XLPE | LOJI AIR ALAM PERDANA P.ALAM: R05348 | RUMAH PANGSA ALAM PERDANA: R05349 |  | 368.703 m |  |  |  | 3 | 0 | Pass | null
382393256 | TNB | DISTRIBUTION | KUALA SELANGOR | Existing | RYB | 11 kV |  |  |  |  | 240_3C_AL_XLPE | INDUSTRI ALAM JAYA NO.4: R05340 | LOJI AIR ALAM PERDANA P.ALAM: R05346 |  | 1406.784 m |  |  |  | 3 | 0 | Pass | null
382393262 | TNB | DISTRIBUTION | KUALA SELANGOR | Existing | RYB | 11 kV |  |  |  |  | 240_3C_AL_XLPE | STP PERDANA ALAM JAYA: R04455 | APARTMENT ALAM PERDANA 4: R06385 [OFF] |  | 2192.945 m |  |  |  | 3 | 0 | Pass | null
382393509 | TNB | DISTRIBUTION | KUALA SELANGOR | Existing | RYB | 11 kV |  |  |  |  | 240_3C_AL_XLPE | PERDANA ALAM JAYA NO.3: R04446 | PERDANA ALAM JAYA NO.2: R04447 |  | 413.109 m |  |  |  | 3 | 0 | Pass | null
382393517 | TNB | DISTRIBUTION | KUALA SELANGOR | Existing | RYB | 11 kV |  |  |  |  | 240_3C_AL_XLPE | PERDANA ALAM JAYA NO.1: R04454 | STP PERDANA ALAM JAYA: R04456 |  | 1683.780 m |  |  |  | 3 | 0 | Pass | null
382561061 | TNB | DISTRIBUTION | KUALA SELANGOR | Existing | RYB | 11 kV |  |  |  |  | 240_3C_AL_XLPE | VIP KSL: S00023 | TG KERAMAT: S00026 |  | 707.844 m |  |  |  | 3 | 0 | Pass | null
382711459 | TNB | DISTRIBUTION | KUALA SELANGOR | Existing | RYB | 11 kV |  |  |  |  | 240_3C_AL_XLPE | SW/STN TMN JATI: S01413 | LYWOOD SG SEMBILANG: S05639 |  | 2022.518 m |  |  |  | 3 | 0 | Pass | null
382711584 | TNB | DISTRIBUTION | KUALA SELANGOR | Existing | RYB | 11 kV |  |  |  |  | 240_3C_AL_XLPE | DETIK ATURAN: S05590 | ZON IKS SG GULANG-GULANG: S05717 |  | 1568.301 m |  |  |  | 3 | 0 | Pass | null
382711715 | TNB | DISTRIBUTION | KUALA SELANGOR | Existing | RYB | 11 kV |  |  |  |  | 240_3C_AL_XLPE | LDG MINYAK: R05533 | BERJUNTAI BESTARI NO 2: R05058 |  | 186.192 m |  |  |  | 3 | 0 | Pass | null
382711719 | TNB | DISTRIBUTION | KUALA SELANGOR | Existing | RYB | 11 kV |  |  |  |  | 240_3C_AL_XLPE | LADANG HOPEFUL: R07389 | LDG MINYAK: R05531 |  | 185.720 m |  |  |  | 3 | 0 | Pass | null
383308204 | TNB | DISTRIBUTION | KUALA SELANGOR | Existing | RYB | 11 kV |  |  |  |  | 240_3C_AL_XLPE | SG RAMBAI NO 1: S00068 | SG RAMBAI NO 2: S00070 |  | 5079.643 m |  |  |  | 3 | 0 | Pass | null
383510198 | TNB | DISTRIBUTION | KUALA SELANGOR | Existing | RYB | 33 kV |  |  |  |  | 630_1C_AL_XLPE | PMU BBDG: 9L5 | SSU HARTALEGA: |  | 6202.250 m |  |  |  | 3 | 0 | Pass | null
383510202 | TNB | DISTRIBUTION | KUALA SELANGOR | Existing | RYB | 33 kV |  |  |  |  | 630_1C_AL_XLPE | SSU HARTALEGA: | PPU SDBY: [OFF] |  | 4712.379 m |  |  |  | 3 | 0 | Pass | null
383510208 | TNB | DISTRIBUTION | KUALA SELANGOR | Existing | RYB | 33 kV |  |  |  |  | 240_1C_AL_XLPE |  |  |  | 9.276 m |  |  |  | 3 | 0 | Pass | null
383510212 | TNB | DISTRIBUTION | KUALA SELANGOR | Existing | RYB | 33 kV |  |  |  |  | 240_1C_AL_XLPE |  |  |  | 14.282 m |  |  |  | 3 | 0 | Pass | null
383815101 | TNB | DISTRIBUTION | KUALA SELANGOR | Existing | RYB | 11 kV |  |  |  |  | 240_3C_AL_XLPE | PERUMAHAN FASA 1 PUNCAK BISTARI: S05680 | PERUMAHAN FASA 4 PUNCAK BESTARI: S05916 |  | 336.364 m |  |  | FDR8 | 3 | 0 | Pass | null
383815233 | TNB | DISTRIBUTION | KUALA SELANGOR | Existing | RYB | 11 kV |  |  |  |  | 70_3C_AL_PILC | SG YU NO 2: S01554 | REBAN AYAM BAIZILAH: S05924 |  | 2769.341 m |  |  |  | 3 | 1 | Pass | null
383815348 | TNB | DISTRIBUTION | KUALA SELANGOR | Existing | RYB | 11 kV | YES | Class D |  |  | 240_3C_AL_XLPE | ASSOSIATED MANUFACTURE TRADER: R06798 | Grp: Substation Comp. 1: R08009 |  | 1786.304 m |  |  |  | 3 | 0 | Pass | null
383819298 | TNB | DISTRIBUTION | KUALA SELANGOR | Existing | RYB | 11 kV |  |  |  |  | 240_3C_AL_XLPE | SELOKA GAGAH NO 2: S01604 | ONE SEKINCAN: S05934 |  | 268.031 m |  |  |  | 3 | 0 | Pass | null
383819412 | TNB | DISTRIBUTION | KUALA SELANGOR | Existing | RYB | 11 kV |  |  |  |  | 240_3C_AL_XLPE | TMN RIA JAYA: S01579 | Grp: Substation Comp. 1: S05940 |  | 1402.065 m |  |  |  | 3 | 0 | Pass | null
383819536 | TNB | DISTRIBUTION | KUALA SELANGOR | Existing | RYB | 11 kV |  |  |  |  | 240_3C_AL_XLPE | REBAN AYAM D/EMAS: S05948 | SPECIAL MADE IRON &STEEL: [OFF] |  | 13927.139 m |  |  |  | 3 | 0 | Pass | null
383819546 | TNB | DISTRIBUTION | KUALA SELANGOR | Existing | RYB | 11 kV |  |  |  |  | 240_3C_AL_XLPE | REBAN AYAM D/EMAS: S05950 | PKNS RAJA MUSA (TMN RAJA MUSA): S05798 |  | 2215.402 m |  |  |  | 3 | 0 | Pass | null
383823484 | TNB | DISTRIBUTION | KUALA SELANGOR | Existing | RYB | 11 kV |  |  |  |  | 240_3C_AL_XLPE | TMN MELAWATI CERGAS: S05758 | BNZ: S05750 [OFF] |  | 874.953 m |  |  |  | 3 | 0 | Pass | null
384274911 | TNB | DISTRIBUTION | KUALA SELANGOR | Existing | RYB | 11 kV |  |  |  |  | 240_3C_AL_XLPE |  |  |  | 8.817 m |  |  |  | 3 | 0 | Pass | null
384888549 | TNB | DISTRIBUTION | KUALA SELANGOR | Existing | RYB | 11 kV |  |  |  |  | 70_1C_AL_XLPE |  |  |  | 1.063 m |  |  |  | 3 | 0 | Pass | null
384888807 | TNB | DISTRIBUTION | KUALA SELANGOR | Existing | RYB | 11 kV | YES |  |  |  | 240_3C_AL_XLPE | OSCAR CANARY: R04777 | D-KSL-C17-1624: R08099 |  | 5213.084 m |  |  |  | 3 | 2 | Pass | null
384888820 | TNB | DISTRIBUTION | KUALA SELANGOR | Existing | RYB | 11 kV | YES |  |  |  | 240_3C_AL_XLPE | OSCAR CANARY: R04383 | D-KSL-C17-1592: R08103 |  | 543.167 m |  |  |  | 3 | 1 | Pass | null
384888824 | TNB | DISTRIBUTION | KUALA SELANGOR | Existing | RYB | 11 kV | YES |  |  |  | 240_3C_AL_XLPE | D-KSL-C18-1627: R08229 | TYCOPLUS BT 22 IJOK: R08043 |  | 394.105 m |  |  |  | 3 | 0 | Pass | null
384892875 | TNB | DISTRIBUTION | KUALA SELANGOR | Existing | RYB | 11 kV | Unknown |  |  |  | 70_1C_AL_XLPE |  |  |  | 1.171 m |  |  |  | 3 | 0 | Pass | null
384892973 | TNB | DISTRIBUTION | KUALA SELANGOR | Existing | RYB | 11 kV | YES |  |  |  | 240_3C_AL_XLPE | PUSAT LATIHAN PERTANIAN: S05933 | D-KSL-C17-1525: S05964 |  | 3704.013 m |  |  |  | 3 | 0 | Pass | null
384892991 | TNB | DISTRIBUTION | KUALA SELANGOR | Existing | RYB | 11 kV | Unknown |  |  |  | 240_3C_AL_XLPE | KLG PADI DATARAN PUSAKA: S05429 | TMN SERI MANIK: S05943 |  | 10285.568 m |  |  |  | 3 | 0 | Pass | null
384893018 | TNB | DISTRIBUTION | KUALA SELANGOR | Existing | RYB | 11 kV | Unknown |  |  |  | 70_1C_AL_XLPE |  |  |  | 1.217 m |  |  |  | 3 | 0 | Pass | null
384893387 | TNB | DISTRIBUTION | KUALA SELANGOR | Existing | RYB | 11 kV | Unknown |  |  |  | 70_1C_AL_XLPE |  |  |  | 1.305 m |  |  |  | 3 | 0 | Pass | null
384893485 | TNB | DISTRIBUTION | KUALA SELANGOR | Existing | RYB | 11 kV | Unknown |  |  |  | 240_3C_AL_XLPE | TMN BAYU P/PENAMBANG: S01574 | D-KSL-C17-1380: S05958 |  | 558.386 m |  |  |  | 3 | 0 | Pass | null
384893518 | TNB | DISTRIBUTION | KUALA SELANGOR | Existing | RYB | 11 kV | Unknown |  |  |  | 70_1C_AL_XLPE |  |  |  | 1.357 m |  |  |  | 3 | 0 | Pass | null
384893616 | TNB | DISTRIBUTION | KUALA SELANGOR | Existing | RYB | 11 kV | Unknown |  |  |  | 240_3C_AL_XLPE | PUA YU NEN(FBK SYSTEM): S05448 | D-KSL-C17-1607: S05955 |  | 599.842 m |  |  |  | 3 | 0 | Pass | null
384893628 | TNB | DISTRIBUTION | KUALA SELANGOR | Existing | RYB | 11 kV | Unknown |  |  |  | 240_3C_AL_XLPE | KILANG PADI PUKAL: S05929 | D-KSL-C17-1545 (tmn makmur): S05965 |  | 3097.517 m |  |  |  | 3 | 0 | Pass | null
384893633 | TNB | DISTRIBUTION | KUALA SELANGOR | Existing | RYB | 11 kV | Unknown |  |  |  | 240_3C_AL_XLPE | D-KSL-C17-1545 (tmn makmur): S05967 | SSU TMN MAKMUR: [OFF] |  | 83.045 m |  |  |  | 3 | 0 | Pass | null
384965711 | TNB | DISTRIBUTION | KUALA SELANGOR | Existing | RYB | 11 kV | NO | Class C |  |  | 7X_300_1C_AL_PVC/PVC |  |  |  | 1.247 m |  |  |  | 7 | 0 | Fail | Please check "Label"
384965804 | TNB | DISTRIBUTION | KUALA SELANGOR | Existing | RYB | 11 kV | YES | Class D |  |  | 240_3C_AL_XLPE | LOT 11311 TIAJ 2/5: R08136 | TMT INDUSTRI: R06486 |  | 39.772 m |  |  |  | 3 | 0 | Pass | null
385030098 | TNB | DISTRIBUTION | KUALA SELANGOR | Existing | RYB | 11 kV | YES |  |  |  | 70_1C_AL_XLPE |  |  |  | 1.114 m |  |  |  | 3 | 0 | Pass | null
385030218 | TNB | DISTRIBUTION | KUALA SELANGOR | Existing | RYB | 11 kV | YES |  |  |  | 70_1C_AL_XLPE |  |  |  | 0.889 m |  |  |  | 3 | 0 | Pass | null
385030313 | TNB | DISTRIBUTION | KUALA SELANGOR | Existing | RYB | 11 kV | YES |  |  |  | 240_3C_AL_XLPE | WATASEKO: R00477 | D-KSL-C17-1621: R08146 |  | 1650.113 m |  |  |  | 3 | 0 | Pass | null
385141895 | TNB | DISTRIBUTION | KUALA SELANGOR | Existing | RYB | 33 kV |  |  |  |  | 630_1C_AL_XLPE | PPU BCBT: | PMU BBDG: 10L5 [OFF] |  | 157.977 m |  |  |  | 3 | 0 | Pass | null
385141899 | TNB | DISTRIBUTION | KUALA SELANGOR | Existing | RYB | 33 kV |  |  |  |  | 630_1C_AL_XLPE | PMU BTAI: 2L5 | PPU BCBT: |  | 158.123 m |  |  |  | 3 | 0 | Pass | null
385141917 | TNB | DISTRIBUTION | KUALA SELANGOR | Existing | RYB | 33 kV |  |  |  |  | 630_1C_AL_XLPE | PPU BCBT: | PMU BBDG: 10L5 [OFF] |  | 227.993 m |  |  |  | 3 | 0 | Pass | null
385142006 | TNB | DISTRIBUTION | KUALA SELANGOR | Existing | RYB | 33 kV |  |  |  |  | 630_1C_AL_XLPE | PMU BTAI: 2L5 | PPU BCBT: |  | 55.709 m |  |  |  | 3 | 0 | Pass | null
385502551 | TNB | DISTRIBUTION | KUALA SELANGOR | Existing | RYB | 11 kV |  | Class D |  |  | 70_1C_AL_XLPE |  |  |  | 1.216 m |  |  |  | 3 | 0 | Pass | null
385502552 | TNB | DISTRIBUTION | KUALA SELANGOR | Existing | RYB | 11 kV |  | Class D |  |  | 70_1C_AL_XLPE |  |  |  | 1.221 m |  |  |  | 3 | 0 | Pass | null
385502747 | TNB | DISTRIBUTION | KUALA SELANGOR | Existing | RYB | 11 kV | YES | Class D |  |  | 240_3C_AL_XLPE | PPU PAM1: 4 | D-KSL-C17-1638: R08206 |  | 8623.862 m |  |  |  | 3 | 0 | Pass | null
385502782 | TNB | DISTRIBUTION | KUALA SELANGOR | Existing | RYB | 11 kV | NO | Class C |  |  | 70_1C_AL_XLPE |  |  |  | 1.224 m |  |  |  | 3 | 0 | Pass | null
385502783 | TNB | DISTRIBUTION | KUALA SELANGOR | Existing | RYB | 11 kV | NO | Class C |  |  | 70_1C_AL_XLPE |  |  |  | 1.223 m |  |  |  | 3 | 0 | Pass | null
385502978 | TNB | DISTRIBUTION | KUALA SELANGOR | Existing | RYB | 11 kV | YES | Class D |  |  | 240_3C_AL_XLPE | D-KSL-C17-1638: R08209 | D-KSL-C17-1497: R08202 |  | 300.180 m |  |  |  | 3 | 0 | Pass | null
385503223 | TNB | DISTRIBUTION | KUALA SELANGOR | Existing | RYB | 11 kV | NO | Class C |  |  | 70_1C_AL_XLPE |  |  |  | 1.258 m |  |  |  | 3 | 0 | Pass | null
385503224 | TNB | DISTRIBUTION | KUALA SELANGOR | Existing | RYB | 11 kV | NO | Class C |  |  | 70_1C_AL_XLPE |  |  |  | 1.270 m |  |  |  | 3 | 0 | Pass | null
385503412 | TNB | DISTRIBUTION | KUALA SELANGOR | Existing | RYB | 11 kV | YES | Class D |  |  | 240_3C_AL_XLPE | MAY POLYESTER: | D-KSL-C17-1588: R08216 |  | 1317.242 m |  |  |  | 3 | 0 | Pass | null
385503416 | TNB | DISTRIBUTION | KUALA SELANGOR | Existing | RYB | 11 kV | YES | Class D |  |  | 240_3C_AL_XLPE | D-KSL-C17-1497: R087205 | D-KSL-C17-1497: |  | 279.218 m |  |  |  | 3 | 0 | Pass | null
386034945 | TNB | DISTRIBUTION | KUALA SELANGOR | Existing | RYB | 11 kV | NO | Class C |  |  | 70_1C_AL_XLPE |  |  |  | 1.049 m |  |  |  | 3 | 0 | Pass | null
386034946 | TNB | DISTRIBUTION | KUALA SELANGOR | Existing | RYB | 11 kV | NO | Class C |  |  | 70_1C_AL_XLPE |  |  |  | 1.052 m |  |  |  | 3 | 0 | Pass | null
387816959 | TNB | DISTRIBUTION | KUALA SELANGOR | Existing | RYB | 11 kV |  | Class C |  |  | 70_1C_AL_XLPE |  |  |  | 1.717 m |  |  |  | 3 | 0 | Pass | null
387816960 | TNB | DISTRIBUTION | KUALA SELANGOR | Existing | RYB | 11 kV |  | Class C |  |  | 70_1C_AL_XLPE |  |  |  | 1.717 m |  |  |  | 3 | 0 | Pass | null
387817162 | TNB | DISTRIBUTION | KUALA SELANGOR | Existing | RYB | 11 kV | YES | Class D |  |  | 240_3C_AL_XLPE | SSU KOTA PUTERI (CB9): | D-KSL-C18-1506: |  | 1705.501 m |  |  |  | 3 | 0 | Pass | null
387817189 | TNB | DISTRIBUTION | KUALA SELANGOR | Existing | RYB | 11 kV | NO | Class C |  |  | 70_1C_AL_XLPE |  |  |  | 1.159 m |  |  |  | 3 | 0 | Pass | null
387817287 | TNB | DISTRIBUTION | KUALA SELANGOR | Existing | RYB | 11 kV | YES | Class D |  |  | 240_3C_AL_XLPE | SSU JASA RINGGIT: | D-KSL-C18-1555: R08317 |  | 640.671 m |  |  |  | 3 | 0 | Pass | null
387817325 | TNB | DISTRIBUTION | KUALA SELANGOR | Existing | RYB | 11 kV | YES | Class D |  |  | 240_3C_AL_XLPE | JLN MAKMUR BT 28 IJOK: R07560 | D-KSL-C18-1522: |  | 646.976 m |  |  |  | 3 | 0 | Pass | null
387817363 | TNB | DISTRIBUTION | KUALA SELANGOR | Existing | RYB | 11 kV | NO | Class C |  |  | 70_1C_AL_XLPE |  |  |  | 1.210 m |  |  |  | 3 | 0 | Pass | null
387817364 | TNB | DISTRIBUTION | KUALA SELANGOR | Existing | RYB | 11 kV | NO | Class C |  |  | 70_1C_AL_XLPE |  |  |  | 1.210 m |  |  |  | 3 | 0 | Pass | null
387817545 | TNB | DISTRIBUTION | KUALA SELANGOR | Existing | RYB | 11 kV | YES | Class D |  |  | 240_3C_AL_XLPE | D-KSL-C18-1506: | D-KSL-C18-1506: R08325 |  | 359.177 m |  |  |  | 3 | 0 | Pass | null
388117513 | TNB | DISTRIBUTION | KUALA SELANGOR | Existing | RYB | 11 kV |  | Class C |  |  | 70_1C_AL_XLPE |  |  |  | 1.216 m |  |  |  | 3 | 0 | Pass | null
388117514 | TNB | DISTRIBUTION | KUALA SELANGOR | Existing | RYB | 11 kV |  | Class C |  |  | 70_1C_AL_XLPE |  |  |  | 1.220 m |  |  |  | 3 | 0 | Pass | null
388117705 | TNB | DISTRIBUTION | KUALA SELANGOR | Existing | RYB | 11 kV |  | Class D |  |  | 240_3C_AL_XLPE | STESEN SUIS SECTION 2 PHASE 1B P.ALAM: | SHAH ALAM 2 5A7: S05906 |  | 21.662 m |  |  |  | 3 | 0 | Pass | null
388117719 | TNB | DISTRIBUTION | KUALA SELANGOR | Existing | RYB | 11 kV | YES | Class C |  |  | 240_3C_AL_XLPE | STESEN SUIS SECTION 2 PHASE 1B P.ALAM: | SHAH ALAM 2 5A7: S05906 |  | 73.621 m |  |  |  | 3 | 0 | Pass | null
388117727 | TNB | DISTRIBUTION | KUALA SELANGOR | Existing | RYB | 11 kV | NO | Class C |  |  | 240_3C_AL_XLPE | STESEN SUIS SECTION 2 PHASE 1B P.ALAM: | SHAH ALAM 2 5A7: S05906 |  | 195.186 m |  |  |  | 3 | 0 | Pass | null
388422358 | TNB | DISTRIBUTION | KUALA SELANGOR | Existing | RYB | 11 kV |  |  |  |  | 240_3C_AL_XLPE | PMU BBDG: | VASATECH: R03228 |  | 2610.287 m |  |  |  | 3 | 0 | Pass | null
388500081 | TNB | DISTRIBUTION | KUALA SELANGOR | Existing | RYB | 11 kV | NO | Class C |  |  | 240_3C_AL_XLPE | SHAH ALAM 2 5A7: S05904 | SHAH ALAM 2 NO.5B 7: [OFF] |  | 210.296 m |  |  |  | 3 | 0 | Pass | null
388500088 | TNB | DISTRIBUTION | KUALA SELANGOR | Existing | RYB | 11 kV |  | Class D |  |  | 240_3C_AL_XLPE | SHAH ALAM 2 5A7: S05904 | SHAH ALAM 2 NO.5B 7: [OFF] |  | 28.116 m |  |  |  | 3 | 0 | Pass | null
388500431 | TNB | DISTRIBUTION | KUALA SELANGOR | Existing | RYB | 11 kV | NO | Class C |  |  | 240_3C_AL_XLPE | SHAH ALAM 2 5A7: S05904 | SHAH ALAM 2 NO.5B 7: [OFF] |  | 46.435 m |  |  |  | 3 | 0 | Pass | null
388856063 | TNB | DISTRIBUTION | KUALA SELANGOR | Existing | RYB | 11 kV | YES | Class D |  |  | 240_3C_AL_XLPE | PPU PLTF: | MULTI GUNA NO.3: R08074 |  | 381.569 m |  |  |  | 3 | 0 | Pass | null
388856071 | TNB | DISTRIBUTION | KUALA SELANGOR | Existing | RYB | 11 kV | YES | Class D |  |  | 240_3C_AL_XLPE | D-KSL-C18-1555: R08319 | SSU PPAJ NO.1 JLN PPAJ (CB10): [OFF] |  | 7760.370 m |  |  |  | 3 | 0 | Pass | null
388856145 | TNB | DISTRIBUTION | KUALA SELANGOR | Existing | RYB | 11 kV | YES | Class D |  |  | 240_3C_AL_XLPE | PPU PLTF: | SUBANG VENTURE: |  | 914.367 m |  |  |  | 3 | 0 | Pass | null
388856159 | TNB | DISTRIBUTION | KUALA SELANGOR | Existing | RYB | 11 kV | YES | Class D |  |  | 240_3C_AL_XLPE | GUDANG BESI JLN 2/6: R06590 | KLG LOT 62 ALAM JAYA: R04600 |  | 73.291 m |  |  |  | 3 | 0 | Pass | null
388856166 | TNB | DISTRIBUTION | KUALA SELANGOR | Existing | RYB | 11 kV | YES | Class D |  |  | 240_3C_AL_XLPE | KLG LOT 63 UNICAN ALAM JAYA: R04595 | INDS ALAM JAYA NO.5: R04745 |  | 411.821 m |  |  |  | 3 | 0 | Pass | null
388856172 | TNB | DISTRIBUTION | KUALA SELANGOR | Existing | RYB | 11 kV | YES | Class D |  |  | 240_3C_AL_XLPE | PPU CLFD: | STN SUIS BASIC AVENUE ALAM JAYA: R05784 |  | 42.624 m |  |  |  | 3 | 0 | Pass | null
388856176 | TNB | DISTRIBUTION | KUALA SELANGOR | Existing | RYB | 11 kV | YES | Class D |  |  | 240_3C_AL_XLPE | PPU PAM1: 7 | STN SUIS BASIC AVENUE ALAM JAYA: R05788 |  | 37.156 m |  |  |  | 3 | 0 | Pass | null
388856190 | TNB | DISTRIBUTION | KUALA SELANGOR | Existing | RYB | 11 kV | YES | Class D |  |  | 240_3C_AL_XLPE | PPU PAM1: 7 | STN SUIS BASIC AVENUE ALAM JAYA: R05788 |  | 14.954 m |  |  |  | 3 | 0 | Pass | null
388856199 | TNB | DISTRIBUTION | KUALA SELANGOR | Existing | RYB | 11 kV | YES | Class D |  |  | 240_3C_AL_XLPE | PPU PLTF: | MARKLON INDS: R05404 |  | 1053.264 m |  |  |  | 3 | 0 | Pass | null
388856249 | TNB | DISTRIBUTION | KUALA SELANGOR | Existing | RYB | 11 kV | YES | Class D |  |  | 240_3C_AL_XLPE | PPU PLTF: | APRTMENT MELOR NO.1 PUNCAK ALAM: S05951 |  | 4950.427 m |  |  |  | 3 | 0 | Pass | null
389036441 | TNB | DISTRIBUTION | KUALA SELANGOR | Existing | RYB | 11 kV | NO | Class C |  |  | 70_1C_AL_XLPE |  |  |  | 0.956 m |  |  |  | 3 | 0 | Pass | null
389070853 | TNB | DISTRIBUTION | KUALA SELANGOR | Existing | RYB | 11 kV | YES | Class D |  |  | 240_3C_AL_XLPE | PKNS BKT BELIMBING (R/MURAH): S00495 | KELIP-KELIP BKT BELIMBING: S01566 |  | 20.072 m |  |  |  | 3 | 0 | Pass | null
389070911 | TNB | DISTRIBUTION | KUALA SELANGOR | Existing | RYB | 11 kV | YES | Class D |  |  | 240_3C_AL_XLPE | PKNS BKT BELIMBING (R/MURAH): S00495 | KELIP-KELIP BKT BELIMBING: S01566 |  | 21.920 m |  |  |  | 3 | 0 | Pass | null
389070991 | TNB | DISTRIBUTION | KUALA SELANGOR | Existing | RYB | 11 kV | YES | Class D |  |  | 240_3C_AL_XLPE | KELIP-KELIP BKT BELIMBING: S01568 | INNOBRIDE NO 6: S00498 |  | 22.323 m |  |  |  | 3 | 0 | Pass | null
389070996 | TNB | DISTRIBUTION | KUALA SELANGOR | Existing | RYB | 11 kV | YES | Class D |  |  | 300_3C_AL_PILC | INNOBRIDE NO 6: S00500 | LUBOK PASANGAN: S00501 |  | 3005.140 m |  |  |  | 3 | 0 | Pass | null
389071108 | TNB | DISTRIBUTION | KUALA SELANGOR | Existing | RYB | 11 kV | YES | Class D |  |  | 240_3C_AL_XLPE | INNOBRIDE NO 6: S00500 | LUBOK PASANGAN: S00501 |  | 986.824 m |  |  |  | 3 | 0 | Pass | null
389071128 | TNB | DISTRIBUTION | KUALA SELANGOR | Existing | RYB | 11 kV | YES | Class D |  |  | 240_3C_AL_XLPE | TMN BKT BELIMBING INDAH: | PKNS BKT BELIMBING (R/MURAH): S00494 |  | 18.906 m |  |  |  | 3 | 0 | Pass | null
389071164 | TNB | DISTRIBUTION | KUALA SELANGOR | Existing | RYB | 11 kV | YES | Class D |  |  | 240_3C_AL_XLPE | TMN BKT BELIMBING INDAH: | PKNS BKT BELIMBING (R/MURAH): S00494 |  | 74.236 m |  |  |  | 3 | 0 | Pass | null
389375705 | TNB | DISTRIBUTION | KUALA SELANGOR | Existing | RYB | 11 kV | YES | Class D |  |  | 240_3C_AL_XLPE | TLK PENYAMUN: S00044 | TLK PENYAMUN-Kg sepakat: S00047 |  | 54.444 m |  |  |  | 3 | 0 | Pass | null
390513559 | TNB | DISTRIBUTION | KUALA SELANGOR | Existing | RYB | 11 kV |  | Class C |  |  | 70_1C_AL_XLPE |  |  |  | 1.100 m |  |  |  | 3 | 0 | Pass | null
390513657 | TNB | DISTRIBUTION | KUALA SELANGOR | Existing | RYB | 11 kV | YES | Class D |  |  | 240_3C_AL_XLPE | D-KSL-C17-1592: R08105 | D-KSL-C18-1627: R08231 |  | 50.477 m |  |  |  | 3 | 0 | Pass | null
390513686 | TNB | DISTRIBUTION | KUALA SELANGOR | Existing | RYB | 11 kV |  | Class C |  |  | 70_1C_AL_XLPE |  |  |  | 1.201 m |  |  |  | 3 | 0 | Pass | null
390513797 | TNB | DISTRIBUTION | KUALA SELANGOR | Existing | RYB | 11 kV |  | Class D |  |  | 240_3C_AL_XLPE | SG TERAP: S00444 | D-KSL-C18-1653: S05977 |  | 28.983 m |  |  |  | 3 | 0 | Pass | null
390513801 | TNB | DISTRIBUTION | KUALA SELANGOR | Existing | RYB | 11 kV |  | Class D |  |  | 240_3C_AL_XLPE | D-KSL-C18-1653: S05979 | TMN NILAM: S05296 |  | 30.450 m |  |  |  | 3 | 0 | Pass | null
390513828 | TNB | DISTRIBUTION | KUALA SELANGOR | Existing | RYB | 11 kV |  | Class C |  |  | 70_1C_AL_XLPE |  |  |  | 1.271 m |  |  |  | 3 | 0 | Pass | null
390513919 | TNB | DISTRIBUTION | KUALA SELANGOR | Existing | RYB | 11 kV | YES | Class D |  |  | 240_3C_AL_XLPE | PMU KSGR: 4 | D-KSL-C19-1643: S05981 |  | 31.908 m |  |  |  | 3 | 0 | Pass | null
392072860 | TNB | DISTRIBUTION | KUALA SELANGOR | Existing | RYB | 11 kV | YES | Class D |  |  | 240_3C_AL_XLPE | D-KSL-C19-1643: S05983 | EMINEM FARM: S01365 |  | 42.211 m |  |  |  | 3 | 0 | Pass | null
392072925 | TNB | DISTRIBUTION | KUALA SELANGOR | Existing | RYB | 11 kV | YES | Class D |  |  | 240_3C_AL_XLPE | EMINEM FARM: S01363 | EXCEL GROWTECH: S05684 |  | 32.386 m |  |  |  | 3 | 0 | Pass | null
393786143 | TNB | DISTRIBUTION | KUALA SELANGOR | Existing | RYB | 11 kV |  | Class C |  |  | 70_1C_AL_XLPE |  |  |  | 1.210 m |  |  |  | 3 | 0 | Pass | null
393786144 | TNB | DISTRIBUTION | KUALA SELANGOR | Existing | RYB | 11 kV |  | Class C |  |  | 70_1C_AL_XLPE |  |  |  | 1.210 m |  |  |  | 3 | 0 | Pass | null
393786337 | TNB | DISTRIBUTION | KUALA SELANGOR | Existing | RYB | 11 kV | YES | Class D |  |  | 240_3C_AL_XLPE | EVERFLOW: R06797 | D-KSL-C18-1668: R08341 |  | 59.815 m |  |  |  | 3 | 0 | Pass | null
393786366 | TNB | DISTRIBUTION | KUALA SELANGOR | Existing | RYB | 11 kV |  | Class C |  |  | 70_1C_AL_XLPE |  |  |  | 1.159 m |  |  |  | 3 | 0 | Pass | null
393786444 | TNB | DISTRIBUTION | KUALA SELANGOR | Existing | RYB | 11 kV | YES | Class D |  |  | 240_3C_AL_XLPE | REBAN AYAM HJ ISMAIL PT MAHANG: S05600 | D-KSL-C18-1658: S06003 |  | 321.635 m |  |  |  | 3 | 0 | Pass | null
393786472 | TNB | DISTRIBUTION | KUALA SELANGOR | Existing | RYB | 11 kV |  | Class C |  |  | 70_1C_AL_XLPE |  |  |  | 1.159 m |  |  |  | 3 | 0 | Pass | null
393786548 | TNB | DISTRIBUTION | KUALA SELANGOR | Existing | RYB | 11 kV | YES | Class D |  |  | 240_3C_AL_XLPE | D-KSL-C18-1646: R08344 | DURAFILL: R05726 |  | 581.340 m |  |  |  | 3 | 0 | Pass | null