## Circuit Breaker
Id | Owner Type | Owner Name | Operational Area | Status | ERMS Functional Location | ERMS Equipment No | Operating Voltage | Normal Status | Insulation Type | Feeder Label | Substation Name | Mnemonics | ERMS System Status | ERMS User Status | Breaker No. | Date Commissioned | Manufacturer | Manufacturer [Old] | Model Number | Rated Current | Feeder Direction | Remarks
257701794 | TNB | DISTRIBUTION | KUALA SELANGOR | Existing | BKSL/PMU/G00001/MB3L5 | 300048756 | Unknown | OPEN | VACUUM | KSGR-3L5 | PMU KUALA SELANGOR 132/33/11kV |  |  |  | 3L5 | 1980-01-03 |  | TAMCO | VH3D | 1250.000 A | FEEDER 33KV
257701795 | TNB | DISTRIBUTION | KUALA SELANGOR | Existing | BKSL/PMU/G00001/MB1L5 | 300048750 | Unknown | CLOSED | VACUUM | KSGR-1L5 | PMU KUALA SELANGOR 132/33/11kV |  |  |  | 1L5 | 1980-01-03 |  | TAMCO | VH3D | 1250.000 A | FEEDER 33KV
257701808 | TNB | DISTRIBUTION | KUALA SELANGOR | Existing | BKSL/PMU/G00001/MB2HO | 300048753 | 33 kV | CLOSED | VACUUM | KSGR-2H0 | PMU KUALA SELANGOR 132/33/11kV |  |  |  | 2HO | 1980-01-03 |  | TAMCO | VH3D | 2000.000 A | TRANSFORMER 2
257701809 | TNB | DISTRIBUTION | KUALA SELANGOR | Existing | BKSL/PMU/G00001/MB1HO | 300048749 | 33 kV | CLOSED | VACUUM | KSGR-1H0 | PMU KUALA SELANGOR 132/33/11kV |  |  |  | 1HO | 1980-01-03 |  | TAMCO | VH3D | 2000.000 A | TRANSFORMER 1
257701810 | TNB | DISTRIBUTION | KUALA SELANGOR | Existing | BKSL/PMU/G00001/MB2L5 | 300048754 | Unknown | OPEN |  | KSGR-2L5 | PMU KUALA SELANGOR 132/33/11kV |  |  |  | 2L5 | 1980-01-03 |  | TAMCO | VH3D | 1250.000 A | FEEDER 33KV
257701811 | TNB | DISTRIBUTION | KUALA SELANGOR | Existing | BKSL/PMU/G00001/MB2TO | 300048755 | 33 kV | CLOSED | VACUUM | KSGR-2T0 | PMU KUALA SELANGOR 132/33/11kV |  |  |  | 2TO | 1980-01-03 |  | TAMCO | VH3D | 2000.000 A | INCOMER
257701812 | TNB | DISTRIBUTION | KUALA SELANGOR | Existing | BKSL/PMU/G00001/MB1TO | 300048752 | 33 kV | CLOSED | VACUUM | KSGR-1T0 | PMU KUALA SELANGOR 132/33/11kV |  |  |  | 1TO | 1980-01-03 |  | TAMCO | VH3D | 2000.000 A | INCOMER
257701833 | TNB | DISTRIBUTION | KUALA SELANGOR | Existing | BKSL/PMU/G00001/MB4L5 | 300048757 | Unknown | OPEN |  | KSGR-4L5 | PMU KUALA SELANGOR 132/33/11kV |  |  |  | 4L5 | 1980-01-03 |  | TAMCO | VH3D | 1250.000 A | FEEDER 33KV
257701889 | TNB | DISTRIBUTION | KUALA SELANGOR | Existing | BKSL/PMU/G00001/NB31 | 300048763 | 11 kV | CLOSED | VACUUM | KSGR-31 | PMU KUALA SELANGOR 132/33/11kV |  |  |  | 31 | 1980-01-03 |  | TAMCO | VH1D | 2000.000 A | INCOMER NO. 1
257701890 | TNB | DISTRIBUTION | KUALA SELANGOR | Existing | BKSL/PMU/G00001/NB32 | 300048764 | 11 kV | CLOSED | VACUUM | KSGR-32 | PMU KUALA SELANGOR 132/33/11kV |  |  |  | 32 | 1980-01-03 |  | TAMCO | VH1D | 2000.000 A | INCOMER NO.2
257701909 | TNB | DISTRIBUTION | KUALA SELANGOR | Existing | BKSL/PMU/G00001/NB2 | 300048760 | 11 kV | CLOSED | VACUUM | KSGR-2 | PMU KUALA SELANGOR 132/33/11kV |  |  |  | 2 | 1980-01-03 |  | TAMCO | VH1D | 630.000 A | FEEDER 11KV
257701918 | TNB | DISTRIBUTION | KUALA SELANGOR | Existing | BKSL/PMU/G00001/NB8 | 300048768 | 11 kV | CLOSED | VACUUM | KSGR-8 | PMU KUALA SELANGOR 132/33/11kV |  |  |  | 8 | 1980-01-03 |  | TAMCO | VH1D | 630.000 A | FEEDER 11KV
257701919 | TNB | DISTRIBUTION | KUALA SELANGOR | Existing | BKSL/PMU/G00001/NB10 | 300048759 | 11 kV | CLOSED | VACUUM | KSGR-10 | PMU KUALA SELANGOR 132/33/11kV |  |  |  | 10 | 1980-01-03 |  | TAMCO | VH1D | 630.000 A | FEEDER 11KV
257701936 | TNB | DISTRIBUTION | KUALA SELANGOR | Existing | BKSL/PMU/G00001/NB6 | 300048767 | 11 kV | CLOSED | VACUUM | KSGR-6 | PMU KUALA SELANGOR 132/33/11kV |  |  |  | 6 | 1980-01-03 |  | TAMCO | VH1D | 630.000 A | FEEDER 11KV
257701937 | TNB | DISTRIBUTION | KUALA SELANGOR | Existing | BKSL/PMU/G00001/NB4 | 300048765 | 11 kV | CLOSED | VACUUM | KSGR-4 | PMU KUALA SELANGOR 132/33/11kV |  |  |  | 4 | 1980-01-03 |  | TAMCO | VH1D | 630.000 A | FEEDER 11KV
257701975 | TNB | DISTRIBUTION | KUALA SELANGOR | Existing | BKSL/PMU/G00001/NB3 | 300048761 | 11 kV | CLOSED | VACUUM | KSGR-3 | PMU KUALA SELANGOR 132/33/11kV |  |  |  | 3 | 1980-01-03 |  | TAMCO | VH1D | 630.000 A | FEEDER 11KV
257701976 | TNB | DISTRIBUTION | KUALA SELANGOR | Existing | BKSL/PMU/G00001/NB5 | 300048766 | 11 kV | CLOSED | VACUUM | KSGR-5 | PMU KUALA SELANGOR 132/33/11kV |  |  |  | 5 | 1980-01-03 |  | TAMCO | VH1D | 630.000 A | FEEDER 11KV
257701977 | TNB | DISTRIBUTION | KUALA SELANGOR | Existing |  |  | 11 kV | CLOSED | VACUUM | KSGR-7 | PMU KUALA SELANGOR 132/33/11kV | [6 empty] | TAMCO | VK10J20H | 630.000 A | S00163 KILANG B PLASTIC
257701994 | TNB | DISTRIBUTION | KUALA SELANGOR | Existing |  |  | 11 kV | CLOSED | VACUUM | KSGR-9 | PMU KUALA SELANGOR 132/33/11kV | [6 empty] | TAMCO | VK10J20H | 630.000 A | S01695 TAMAN K.SELANGOR JAYA
257702000 | TNB | DISTRIBUTION | KUALA SELANGOR | Existing | BKSL/PMU/G00001/NB1 | 300048758 | 11 kV | CLOSED | VACUUM | KSGR-1 | PMU KUALA SELANGOR 132/33/11kV |  |  |  | 1 | 1980-01-03 |  | TAMCO | VH1D | 630.000 A | FEEDER 11KV
257932121 | TNB | DISTRIBUTION | KUALA SELANGOR | Existing | BKSL/PPU/G00002/NB4 | 300048806 | 11 kV | CLOSED | VACUUM | TKMI-4 | PPU TANJUNG KARANG |  |  |  | 4 | 1972-01-06 |  | EPE | VFT 12D | 630.000 A | FEEDER 11KV
257932122 | TNB | DISTRIBUTION | KUALA SELANGOR | Existing |  |  | 11 kV | CLOSED | VACUUM | TKMI-8 | PPU TANJUNG KARANG | [6 empty] | EPE | VFT-12 | 630.000 A | S00440 KOKO FAMA
257932123 | TNB | DISTRIBUTION | KUALA SELANGOR | Existing | BKSL/PPU/G00002/NB6 | 300048808 | 11 kV | CLOSED | VACUUM | TKMI-6 | PPU TANJUNG KARANG |  |  |  | 6 | 1972-01-06 |  | EPE | VFT 12D | 630.000 A | FEEDER 11KV
257932124 | TNB | DISTRIBUTION | KUALA SELANGOR | Existing | BKSL/PPU/G00002/MB2HO | 300048797 | 33 kV | CLOSED | VACUUM | TKMI-2HO | PPU TANJUNG KARANG |  |  |  | 2HO | 1972-01-06 |  | Unknown | GCB | 2000.000 A | TRANSFORMER 2
257932125 | TNB | DISTRIBUTION | KUALA SELANGOR | Existing | BKSL/PPU/G00002/NB32 | 300048805 | 11 kV | CLOSED | VACUUM | TKMI-32 | PPU TANJUNG KARANG |  |  |  | 32 | 1972-01-06 |  | EPE | VFT 12D | 2000.000 A | INCOMER NO.2
257932126 | TNB | DISTRIBUTION | KUALA SELANGOR | Existing | BKSL/PPU/G00002/NB2 | 300048801 | 11 kV | CLOSED |  | TKMI-2 | PPU TANJUNG KARANG |  |  |  | 2 | 1972-01-06 |  | EPE | VFT 12D | 630.000 A | FEEDER 11KV
257932127 | TNB | DISTRIBUTION | KUALA SELANGOR | Existing | BKSL/PPU/G00002/MB1HO | 300048796 | 33 kV | CLOSED | VACUUM | TKMI-1HO | PPU TANJUNG KARANG |  |  |  | 1HO | 1972-01-06 |  | Unknown | GCB | 2000.000 A | TRANSFORMER 1
257932128 | TNB | DISTRIBUTION | KUALA SELANGOR | Existing |  |  | Unknown | CLOSED | VACUUM | 1B5 | PPU TANJUNG KARANG | [6 empty] | Unknown | N/A |  | BTAI-4L5
257932129 | TNB | DISTRIBUTION | KUALA SELANGOR | Existing | BKSL/PPU/G00002/NB31 | 300048804 | 11 kV | CLOSED | VACUUM | TKMI-31 | PPU TANJUNG KARANG |  |  |  | 31 | 1972-01-06 |  | EPE | VFT 12D | 2000.000 A | INCOMER NO.1
257932130 | TNB | DISTRIBUTION | KUALA SELANGOR | Existing | BKSL/PPU/G00002/NB3 | 300048802 | 11 kV | CLOSED | VACUUM | TKMI-3 | PPU TANJUNG KARANG |  |  |  | 3 | 1972-01-06 |  | EPE | VFT 12D | 630.000 A | FEEDER 11KV
257932131 | TNB | DISTRIBUTION | KUALA SELANGOR | Existing | BKSL/PPU/G00002/NB1 | 300048799 | 11 kV | CLOSED | VACUUM | TKMI-1 | PPU TANJUNG KARANG |  |  |  | 1 | 1972-01-06 |  | EPE | VFT 12D | 630.000 A | FEEDER 11KV
257932132 | TNB | DISTRIBUTION | KUALA SELANGOR | Existing | BKSL/PPU/G00002/NB5 | 300048807 | 11 kV | CLOSED | VACUUM | TKMI-5 | PPU TANJUNG KARANG |  |  |  | 5 | 1972-01-06 |  | EPE | VFT 12D | 630.000 A | FEEDER 11KV
257932133 | TNB | DISTRIBUTION | KUALA SELANGOR | Existing | BKSL/PPU/G00002/NB9 | 300048810 | 11 kV | CLOSED | VACUUM | TKMI-9 | PPU TANJUNG KARANG |  |  |  | 9 | 1972-01-06 |  | EPE | VFT 12D | 630.000 A | FEEDER 11KV
257932134 | TNB | DISTRIBUTION | KUALA SELANGOR | Existing | BKSL/PPU/G00002/NB7 | 300048809 | 11 kV | CLOSED | VACUUM | TKMI-7 | PPU TANJUNG KARANG |  |  |  | 7 | 1972-01-06 |  | EPE | VFT 12D | 630.000 A | FEEDER 11KV
257950279 | TNB | DISTRIBUTION | KUALA SELANGOR | Existing | BKSL/PPU/G00008/NB1 | 300050015 | 11 kV | CLOSED | VACUUM | SDBY-1 | PPU SIME DARBY |  |  |  | 1 | 1994-08-08 |  | TAMCO | VH1D | 630.000 A | FEEDER 11KV
257950282 | TNB | DISTRIBUTION | KUALA SELANGOR | Existing | BKSL/PPU/G00008/MB1HO | 300050010 | 33 kV | CLOSED | VACUUM | SDBY-1H0 | PPU SIME DARBY |  |  |  | 1HO | 1994-08-08 |  | TAMCO | VH3D | 2000.000 A | TRANSFORMER 1
257950283 | TNB | DISTRIBUTION | KUALA SELANGOR | Existing | BKSL/PPU/G00008/MB2HO | 300050011 | 33 kV | CLOSED | VACUUM | SDBY-2H0 | PPU SIME DARBY |  |  |  | 2HO | 1994-08-08 |  | TAMCO | VH3D | 2000.000 A | TRANSFORMER 2
257950285 | TNB | DISTRIBUTION | KUALA SELANGOR | Existing | BKSL/PPU/G00008/NB9 | 300050026 | 11 kV | CLOSED | VACUUM | SDBY-9 | PPU SIME DARBY |  |  |  | 9 | 1994-08-08 |  | TAMCO | VH1D | 630.000 A | FEEDER 11KV
257950286 | TNB | DISTRIBUTION | KUALA SELANGOR | Existing | BKSL/PPU/G00008/NB7 | 300050024 | 11 kV | CLOSED | VACUUM | SDBY-7 | PPU SIME DARBY |  |  |  | 7 | 1994-08-08 |  | TAMCO | VH1D | 630.000 A | FEEDER 11KV
257950287 | TNB | DISTRIBUTION | KUALA SELANGOR | Existing | BKSL/PPU/G00008/NB5 | 300050022 | 11 kV | CLOSED | VACUUM | SDBY-5 | PPU SIME DARBY |  |  |  | 5 | 1994-08-08 |  | TAMCO | VH1D | 630.000 A | FEEDER 11KV
257950288 | TNB | DISTRIBUTION | KUALA SELANGOR | Existing | BKSL/PPU/G00008/NB3 | 300050017 | 11 kV | CLOSED | VACUUM | SDBY-3 | PPU SIME DARBY |  |  |  | 3 | 1994-08-08 |  | TAMCO | VH1D | 630.000 A | FEEDER 11KV
257950289 | TNB | DISTRIBUTION | KUALA SELANGOR | Existing | BKSL/PPU/G00008/NB31 | 300050019 | 11 kV | CLOSED | VACUUM | SDBY-31 | PPU SIME DARBY |  |  |  | 31 | 1994-08-08 |  | TAMCO | VH1D | 2000.000 A | INCOMER NO.1
257950290 | TNB | DISTRIBUTION | KUALA SELANGOR | Existing | BKSL/PPU/G00008/NB32 | 300050020 | 11 kV | CLOSED | VACUUM | SDBY-32 | PPU SIME DARBY |  |  |  | 32 | 1994-08-08 |  | TAMCO | VH1D | 2000.000 A | INCOMER NO.2
257950291 | TNB | DISTRIBUTION | KUALA SELANGOR | Existing | BKSL/PPU/G00008/NB4 | 300050021 | 11 kV | CLOSED | VACUUM | SDBY-4 | PPU SIME DARBY |  |  |  | 4 | 1994-08-08 |  | TAMCO | VH1D | 630.000 A | FEEDER 11KV
257950292 | TNB | DISTRIBUTION | KUALA SELANGOR | Existing | BKSL/PPU/G00008/NB6 | 300050023 | 11 kV | CLOSED | VACUUM | SDBY-6 | PPU SIME DARBY |  |  |  | 6 | 1994-08-08 |  | TAMCO | VH1D | 630.000 A | FEEDER 11KV
257950293 | TNB | DISTRIBUTION | KUALA SELANGOR | Existing | BKSL/PPU/G00008/NB8 | 300050025 | 11 kV | CLOSED | VACUUM | SDBY-8 | PPU SIME DARBY |  |  |  | 8 | 1994-08-08 |  | TAMCO | VH1D | 630.000 A | FEEDER 11KV
257950294 | TNB | DISTRIBUTION | KUALA SELANGOR | Existing | BKSL/PPU/G00008/NB2 | 300050016 | 11 kV | CLOSED | VACUUM | SDBY-2 | PPU SIME DARBY |  |  |  | 2 | 1994-08-08 |  | TAMCO | VH1D | 630.000 A | FEEDER 11KV
376751322 | TNB | DISTRIBUTION | KUALA SELANGOR | Existing | BKSL/SSU/G00001/MBJ82 | 300050126 | 33 kV | CLOSED | VACUUM | 7S5 | SSU RWPS |  |  |  | J82 | 1990-01-08 |  | TAMCO | VH3D | 1250.000 A | FEEDER 33KV
376751337 | TNB | DISTRIBUTION | KUALA SELANGOR | Existing | BKSL/SSU/G00001/MBC36 | 300050122 | 33 kV | CLOSED | VACUUM | 1S5 | SSU RWPS |  |  |  | C36 | 1990-01-08 |  | TAMCO | VH3D | 1250.000 A | FEEDER 33KV
376751362 | TNB | DISTRIBUTION | KUALA SELANGOR | Existing | BKSL/SSU/G00001/MBC35 | 300050121 | 33 kV | CLOSED | VACUUM | 4S5 | SSU RWPS |  |  |  | C35 | 1990-01-08 |  | TAMCO | VH3D | 1250.000 A | FEEDER 33KV
376751372 | TNB | DISTRIBUTION | KUALA SELANGOR | Existing | BKSL/SSU/G00001/MBJ83 | 300050127 | 33 kV | CLOSED | VACUUM | 8S5 | SSU RWPS |  |  |  | J83 | 1990-01-08 |  | TAMCO | VH3D | 1250.000 A | FEEDER 33KV
376751405 | TNB | DISTRIBUTION | KUALA SELANGOR | Existing | BKSL/SSU/G00001/MBC38 | 300050124 | 33 kV | CLOSED | VACUUM | 6S5 | SSU RWPS |  |  |  | C38 | 1990-01-08 |  | TAMCO | VH3D | 1250.000 A | FEEDER 33KV
376751412 | TNB | DISTRIBUTION | KUALA SELANGOR | Existing | BKSL/SSU/G00001/MBC37 | 300050123 | 33 kV | CLOSED | VACUUM | 2S5 | SSU RWPS |  |  |  | C37 | 1990-01-08 |  | TAMCO | VH3D | 1250.000 A | FEEDER 33KV
376751455 | TNB | DISTRIBUTION | KUALA SELANGOR | Existing | BKSL/SSU/G00001/MBC34 | 300050120 | 33 kV | CLOSED | VACUUM | 3S5 | SSU RWPS |  |  |  | C34 | 1990-01-08 |  | TAMCO | VH3D | 1250.000 A | FEEDER 33KV
376751457 | TNB | DISTRIBUTION | KUALA SELANGOR | Existing | BKSL/SSU/G00001/MBC39 | 300050125 | 33 kV | CLOSED | VACUUM | 5S5 | SSU RWPS |  |  |  | C39 | 1990-01-08 |  | TAMCO | VH3D | 1250.000 A | FEEDER 33KV
376751504 | TNB | DISTRIBUTION | KUALA SELANGOR | Existing |  |  |  | CLOSED | VACUUM | 2B5 | PPU TANJUNG KARANG | [6 empty] | Unknown | N/A |  | BTAI-4L5
376751509 | TNB | DISTRIBUTION | KUALA SELANGOR | Existing |  |  |  | CLOSED | VACUUM | 1P5 | PPU TANJUNG KARANG | [6 empty] | Unknown | N/A |  | BTAI-4L5
376751519 | TNB | DISTRIBUTION | KUALA SELANGOR | Existing |  |  |  | OPEN | VACUUM | 3P5 | PPU TANJUNG KARANG | [6 empty] | Unknown | N/A |  | BTAI-4L5
376751528 | TNB | DISTRIBUTION | KUALA SELANGOR | Existing |  |  |  | CLOSED | VACUUM | 2P5 | PPU TANJUNG KARANG | [6 empty] | Unknown | N/A |  | BTAI-4L5
376751543 | TNB | DISTRIBUTION | KUALA SELANGOR | Existing |  |  |  | OPEN | VACUUM | 4P5 | PPU TANJUNG KARANG | [6 empty] | Unknown | N/A |  | BTAI-4L5
377966847 | TNB | DISTRIBUTION | KUALA SELANGOR | Existing |  |  | 11 kV | CLOSED | VACUUM | R08092 | Grp: Substation Comp. 1
377966865 | TNB | DISTRIBUTION | KUALA SELANGOR | Existing |  |  | 11 kV | CLOSED | VACUUM | R08091 | Grp: Substation Comp. 1
377966867 | TNB | DISTRIBUTION | KUALA SELANGOR | Existing |  |  | 11 kV | CLOSED | VACUUM | R08093 | Grp: Substation Comp. 1
378065405 | TNB | DISTRIBUTION | KUALA SELANGOR | Existing | BKSL/PPU/G00008/NB30 | 300050018 |  | CLOSED | VACUUM | SDBY-31 | PPU SIME DARBY |  |  |  | 30 | 1994-08-08 |  | TAMCO | VH1D | 2000.000 A | BUS SECTION
378065406 | TNB | DISTRIBUTION | KUALA SELANGOR | Existing | BKSL/PMU/G00002/MB1SO | 300049619 | 33 kV | CLOSED | VACUUM | 1SO | PMU BUKIT BADONG 132/33/11kV |  |  |  | 1SO | 22/06/2005 |  | TAMCO | VH3D | 2000.000 A | BUS SECTION
378065407 | TNB | DISTRIBUTION | KUALA SELANGOR | Existing | BKSL/PMU/G00002/MB1WO | 300049621 | 33 kV | CLOSED | VACUUM | 1WO | PMU BUKIT BADONG 132/33/11kV |  |  |  | 1WO | 22/06/2005 |  | TAMCO | VH3D | 2000.000 A | BUS COUPLER
378065408 | TNB | DISTRIBUTION | KUALA SELANGOR | Existing | BKSL/PMU/G00002/NB34 | 300049639 | 11 kV | CLOSED | VACUUM | 34 | PMU BUKIT BADONG 132/33/11kV |  |  |  | 34 | 22/06/2005 |  | TAMCO | VH1D | 2000.000 A | BUS COUPLER
378065409 | TNB | DISTRIBUTION | KUALA SELANGOR | Existing | BKSL/PMU/G00002/NB30 | 300049636 | 11 kV | CLOSED | VACUUM | 30 | PMU BUKIT BADONG 132/33/11kV |  |  |  | 30 | 22/06/2005 |  | TAMCO | VH1D | 2000.000 A | BUS SECTION
378065421 | TNB | DISTRIBUTION | KUALA SELANGOR | Existing |  |  | 33 kV | CLOSED | VACUUM | 1WO | PMU BATU ARANG 132/33kV
378065422 | TNB | DISTRIBUTION | KUALA SELANGOR | Existing |  |  | 33 kV | CLOSED | VACUUM | 1SO | PMU BATU ARANG 132/33kV
378065451 | TNB | DISTRIBUTION | KUALA SELANGOR | Existing |  |  | 11 kV | CLOSED | VACUUM | 34 | PMU BATU ARANG 132/11kV
378065452 | TNB | DISTRIBUTION | KUALA SELANGOR | Existing |  |  | 11 kV | CLOSED | VACUUM | 30 | PMU BATU ARANG 132/11kV
378065454 | TNB | DISTRIBUTION | KUALA SELANGOR | Existing | BKSL/PMU/G00003/MB1SO | 300049643 | 33 kV | CLOSED | VACUUM | 1SO | PMU BATANG BERJUNTAI 132/33/6.6kV |  |  |  | 1SO | 1971-01-06 |  | REYROLLE | REYROLLE | 2000.000 A | BUS SECTION
378065484 | TNB | DISTRIBUTION | KUALA SELANGOR | Existing |  |  | 33 kV | CLOSED | VACUUM | 1WO | SSU HARTALEGA
378065485 | TNB | DISTRIBUTION | KUALA SELANGOR | Existing |  |  | 33 kV | CLOSED | VACUUM | 1SO | SSU HARTALEGA
379677292 | TNB | DISTRIBUTION | KUALA SELANGOR | Existing |  |  | 11 kV | CLOSED | VACUUM | S00253 SW/STN LAY HONG | PMU BUKIT KAPAR 132/11kV
379684806 | TNB | DISTRIBUTION | KUALA SELANGOR | Existing |  |  | 11 kV | CLOSED | VACUUM | S05727 PE CHEW ER
379692667 | TNB | DISTRIBUTION | KUALA SELANGOR | Existing | BRWG/PMU/G00002/NB6 |  | 33 kV | CLOSED | VACUUM | CB 6 | PMU BUKIT BADONG 132/33/11kV
379692790 | TNB | DISTRIBUTION | KUALA SELANGOR | Existing | BRWG/PMU/G00002/NB7 |  | 11 kV | CLOSED | VACUUM | CB 7 | PMU BUKIT BADONG 132/33/11kV
379692819 | TNB | DISTRIBUTION | KUALA SELANGOR | Existing | BKSL/PMU/G00002/MB8L5 | 300049630 | 33 kV | CLOSED | VACUUM | 8L5 | PMU BUKIT BADONG 132/33/11kV |  |  |  | 8L5 | 22/06/2005 |  | TAMCO | VH1D | 1250.000 A | FEEDER 33KV
379692923 | TNB | DISTRIBUTION | KUALA SELANGOR | Existing | BKSL/PMU/G00002/NB1 | 300049631 | 33 kV | CLOSED | VACUUM | CB 1 | PMU BUKIT BADONG 132/33/11kV |  |  |  | 1 | 22/06/2005 |  | TAMCO | VH1D | 630.000 A | FEEDER 11KV
379692956 | TNB | DISTRIBUTION | KUALA SELANGOR | Existing | BKSL/PMU/G00002/MB6L5 | 300049628 | 33 kV | CLOSED | VACUUM | 6L5 | PMU BUKIT BADONG 132/33/11kV |  |  |  | 6L5 | 22/06/2005 |  | TAMCO | VH3D | 1250.000 A | FEEDER 33KV
379693083 | TNB | DISTRIBUTION | KUALA SELANGOR | Existing | BKSL/PMU/G00002/NB2 | 300049634 | 33 kV | CLOSED | VACUUM | 2 | PMU BUKIT BADONG 132/33/11kV |  |  |  | 2 | 22/06/2005 |  | TAMCO | VH1D | 630.000 A | FEEDER 11KV
379693084 | TNB | DISTRIBUTION | KUALA SELANGOR | Existing | BKSL/PMU/G00002/NB9 | 300049641 | 11 kV | CLOSED | VACUUM | 9 | PMU BUKIT BADONG 132/33/11kV |  |  |  | 9 | 22/06/2005 |  | TAMCO | VH1D | 630.000 A | FEEDER 11KV
379693275 | TNB | DISTRIBUTION | KUALA SELANGOR | Existing | BKSL/PMU/G00002/NB32 | 300049638 | 11 kV | CLOSED | VACUUM | 32 | PMU BUKIT BADONG 132/33/11kV |  |  |  | 32 | 22/06/2005 |  | TAMCO | VH1D | 2000.000 A | INCOMER NO.2
379693358 | TNB | DISTRIBUTION | KUALA SELANGOR | Existing | BKSL/PMU/G00002/NB31 | 300049637 | 11 kV | CLOSED | VACUUM | 31 | PMU BUKIT BADONG 132/33/11kV |  |  |  | 31 | 22/06/2005 |  | TAMCO | VH1D | 2000.000 A | INCOMER NO. 1
379693375 | TNB | DISTRIBUTION | KUALA SELANGOR | Existing | BKSL/PMU/G00002/MB1TO | 300049620 | 33 kV | CLOSED | VACUUM | 1TO | PMU BUKIT BADONG 132/33/11kV |  |  |  | 1TO | 22/06/2005 |  | TAMCO | VH3D | 2000.000 A | INCOMER
379693538 | TNB | DISTRIBUTION | KUALA SELANGOR | Existing | BKSL/PMU/G00002/MB5L5 | 300049627 | 33 kV | CLOSED | VACUUM | 5L5 | PMU BUKIT BADONG 132/33/11kV |  |  |  | 5L5 | 22/06/2005 |  | TAMCO | VH3D | 1250.000 A | FEEDER 33KV
379693584 | TNB | DISTRIBUTION | KUALA SELANGOR | Existing | BKSL/PMU/G00002/MB2HO | 300049622 | 33 kV | CLOSED | VACUUM | 2HO | PMU BUKIT BADONG 132/33/11kV |  |  |  | 2HO | 22/06/2005 |  | TAMCO | VH3D | 2000.000 A | TRANSFORMER 2
379693597 | TNB | DISTRIBUTION | KUALA SELANGOR | Existing | BKSL/PMU/G00002/NB4 | 300049640 | 11 kV | CLOSED | VACUUM | 4 | PMU BUKIT BADONG 132/33/11kV |  |  |  | 4 | 22/06/2005 |  | TAMCO | VH1D | 630.000 A | FEEDER 11KV
379693639 | TNB | DISTRIBUTION | KUALA SELANGOR | Existing | BRWG/PMU/G00002/NB5 |  | 11 kV | CLOSED | VACUUM | CB 5 | PMU BUKIT BADONG 132/33/11kV
379693663 | TNB | DISTRIBUTION | KUALA SELANGOR | Existing | BKSL/PMU/G00002/MB4L5 | 300049626 | 33 kV | CLOSED | VACUUM | 4L5 | PMU BUKIT BADONG 132/33/11kV |  |  |  | 4L5 | 22/06/2005 |  | TAMCO | VH3D | 1250.000 A | FEEDER 33KV
379693874 | TNB | DISTRIBUTION | KUALA SELANGOR | Existing | BKSL/PMU/G00002/MB7L5 | 300049629 | 33 kV | CLOSED | VACUUM | 7L5 | PMU BUKIT BADONG 132/33/11kV |  |  |  | 7L5 | 22/06/2005 |  | TAMCO | VH3D | 1250.000 A | FEEDER 33KV
379693939 | TNB | DISTRIBUTION | KUALA SELANGOR | Existing | BKSL/PMU/G00002/MB1HO | 300049617 | 33 kV | CLOSED | VACUUM | 1HO | PMU BUKIT BADONG 132/33/11kV |  |  |  | 1HO | 22/06/2005 |  | TAMCO | VH3D | 2000.000 A | TRANSFORMER 1
379694049 | TNB | DISTRIBUTION | KUALA SELANGOR | Existing | BKSL/PMU/G00002/MB2TO | 300049624 | 33 kV | CLOSED | VACUUM | 2TO | PMU BUKIT BADONG 132/33/11kV |  |  |  | 2TO | 22/06/2005 |  | TAMCO | VH3D | 2000.000 A | INCOMER
379694055 | TNB | DISTRIBUTION | KUALA SELANGOR | Existing | BKSL/PMU/G00002/NB3 | 300049635 | 11 kV | CLOSED | VACUUM | 3 | PMU BUKIT BADONG 132/33/11kV |  |  |  | 3 | 22/06/2005 |  | TAMCO | VH1D | 630.000 A | FEEDER 11KV
379694126 | TNB | DISTRIBUTION | KUALA SELANGOR | Existing | BKSL/PMU/G00002/MB3L5 | 300049625 | 33 kV | CLOSED | VACUUM | 3L5 | PMU BUKIT BADONG 132/33/11kV |  |  |  | 3L5 | 22/06/2005 |  | TAMCO | VH3D | 1250.000 A | FEEDER 33KV
379694128 | TNB | DISTRIBUTION | KUALA SELANGOR | Existing |  |  | 11 kV | CLOSED | VACUUM | CB 8 | PMU BUKIT BADONG 132/33/11kV
379694189 | TNB | DISTRIBUTION | KUALA SELANGOR | Existing | BKSL/PMU/G00002/MB1L5 | 300049618 | 33 kV | CLOSED | VACUUM | 1L5 | PMU BUKIT BADONG 132/33/11kV |  |  |  | 1L5 | 22/06/2005 |  | TAMCO | VH3D | 1250.000 A | FEEDER 33KV
379694217 | TNB | DISTRIBUTION | KUALA SELANGOR | Existing | BKSL/PMU/G00002/MB9L5 | 300266954 | 33 kV | CLOSED | VACUUM | 9L5 | PMU BUKIT BADONG 132/33/11kV |  |  |  | 9L5 | 22/06/2005 |  | TAMCO | VH3D | 1250.000 A | FEEDER 33KV
379694233 | TNB | DISTRIBUTION | KUALA SELANGOR | Existing | BKSL/PMU/G00002/MB2L5 | 300049623 | 33 kV | CLOSED | VACUUM | 2L5 | PMU BUKIT BADONG 132/33/11kV |  |  |  | 2L5 | 22/06/2005 |  | TAMCO | VH3D | 1250.000 A | FEEDER 33KV
379694251 | TNB | DISTRIBUTION | KUALA SELANGOR | Existing | BKSL/PMU/G00002/MB10L5 | 300266955 | 33 kV | OPEN | VACUUM | 10L5 | PMU BUKIT BADONG 132/33/11kV |  |  |  | 10L5 | 22/06/2005 |  | TAMCO | VH3D | 1250.000 A | FEEDER 33KV
379754222 | TNB | DISTRIBUTION | KUALA SELANGOR | Existing |  |  | 11 kV | CLOSED | VACUUM | 8 | PMU BATU ARANG 132/11kV
379754231 | TNB | DISTRIBUTION | KUALA SELANGOR | Existing |  |  | 11 kV | OPEN | VACUUM | 11 | PMU BATU ARANG 132/11kV
379754238 | TNB | DISTRIBUTION | KUALA SELANGOR | Existing |  |  | 11 kV | CLOSED | VACUUM | 4 | PMU BATU ARANG 132/11kV
379754289 | TNB | DISTRIBUTION | KUALA SELANGOR | Existing |  |  | 11 kV | CLOSED | VACUUM | 5 | PMU BATU ARANG 132/11kV
379754296 | TNB | DISTRIBUTION | KUALA SELANGOR | Existing |  |  | 11 kV | OPEN | VACUUM | 14 | PMU BATU ARANG 132/11kV
379754313 | TNB | DISTRIBUTION | KUALA SELANGOR | Existing |  |  | 11 kV | CLOSED | VACUUM | 1 | PMU BATU ARANG 132/11kV
379754315 | TNB | DISTRIBUTION | KUALA SELANGOR | Existing |  |  | 11 kV | CLOSED | VACUUM | 32 | PMU BATU ARANG 132/11kV
379754357 | TNB | DISTRIBUTION | KUALA SELANGOR | Existing |  |  | 11 kV | CLOSED | VACUUM | 10 | PMU BATU ARANG 132/11kV
379754365 | TNB | DISTRIBUTION | KUALA SELANGOR | Existing |  |  | 11 kV | CLOSED | VACUUM | 31 | PMU BATU ARANG 132/11kV
379754371 | TNB | DISTRIBUTION | KUALA SELANGOR | Existing |  |  | 11 kV | OPEN | VACUUM | 13 | PMU BATU ARANG 132/11kV
379754373 | TNB | DISTRIBUTION | KUALA SELANGOR | Existing |  |  | 11 kV | CLOSED | VACUUM | 7 | PMU BATU ARANG 132/11kV
379754390 | TNB | DISTRIBUTION | KUALA SELANGOR | Existing |  |  | 11 kV | CLOSED | VACUUM | 6 | PMU BATU ARANG 132/11kV
379754409 | TNB | DISTRIBUTION | KUALA SELANGOR | Existing |  |  | 11 kV | CLOSED | VACUUM | 12 | PMU BATU ARANG 132/11kV
379754440 | TNB | DISTRIBUTION | KUALA SELANGOR | Existing | BRWG/PMU/J00007/MB2 |  | 11 kV | CLOSED | VACUUM | 2 | PMU BATU ARANG 132/11kV
379754441 | TNB | DISTRIBUTION | KUALA SELANGOR | Existing |  |  | 11 kV | CLOSED | VACUUM | 3 | PMU BATU ARANG 132/11kV
379754446 | TNB | DISTRIBUTION | KUALA SELANGOR | Existing |  |  | 11 kV | CLOSED | VACUUM | 9 | PMU BATU ARANG 132/11kV
379754535 | TNB | DISTRIBUTION | KUALA SELANGOR | Existing |  |  | 33 kV | OPEN | VACUUM | 10 | PMU BATU ARANG 132/33kV
379754536 | TNB | DISTRIBUTION | KUALA SELANGOR | Existing | BRWG/PMU/G00009/MB9L5 |  | 33 kV | OPEN | VACUUM | 9 | PMU BATU ARANG 132/33kV
379754543 | TNB | DISTRIBUTION | KUALA SELANGOR | Existing |  |  | 33 kV | OPEN | VACUUM | 12 | PMU BATU ARANG 132/33kV
379754557 | TNB | DISTRIBUTION | KUALA SELANGOR | Existing | BRWG/PMU/G00009/MB4L5 |  | 33 kV | OPEN | VACUUM | 4 | PMU BATU ARANG 132/33kV
379754558 | TNB | DISTRIBUTION | KUALA SELANGOR | Existing |  |  | 33 kV | OPEN | VACUUM | 2 | PMU BATU ARANG 132/33kV
379754580 | TNB | DISTRIBUTION | KUALA SELANGOR | Existing | BRWG/PMU/G00009/MB7L5 |  | 33 kV | OPEN | VACUUM | 7 | PMU BATU ARANG 132/33kV
379754581 | TNB | DISTRIBUTION | KUALA SELANGOR | Existing | BRWG/PMU/G00009/MB4TO |  | 33 kV | CLOSED | VACUUM | 2TO | PMU BATU ARANG 132/33kV
379754595 | TNB | DISTRIBUTION | KUALA SELANGOR | Existing |  |  | 33 kV | OPEN | VACUUM | 8 | PMU BATU ARANG 132/33kV
379754596 | TNB | DISTRIBUTION | KUALA SELANGOR | Existing | BRWG/PMU/G00009/MB1L5 |  | 33 kV | OPEN | VACUUM | 1 | PMU BATU ARANG 132/33kV
379754614 | TNB | DISTRIBUTION | KUALA SELANGOR | Existing | BRWG/PMU/G00009/MB11L5 |  | 33 kV | OPEN | VACUUM | 11 | PMU BATU ARANG 132/33kV
379754636 | TNB | DISTRIBUTION | KUALA SELANGOR | Existing | BRWG/PMU/G00009/MB5L5 |  | 33 kV | OPEN | VACUUM | 5 | PMU BATU ARANG 132/33kV
379754656 | TNB | DISTRIBUTION | KUALA SELANGOR | Existing |  |  | 33 kV | OPEN | VACUUM | 6 | PMU BATU ARANG 132/33kV
379754668 | TNB | DISTRIBUTION | KUALA SELANGOR | Existing | BRWG/PMU/G00009/MB3L5 |  | 33 kV | OPEN | VACUUM | 3 | PMU BATU ARANG 132/33kV
379754675 | TNB | DISTRIBUTION | KUALA SELANGOR | Existing |  |  | 33 kV | CLOSED | VACUUM | 1TO | PMU BATU ARANG 132/33kV
379761414 | TNB | DISTRIBUTION | KUALA SELANGOR | Existing |  |  | 11 kV | CLOSED | VACUUM | 31 | PPU SEKINCHAN (M)
379761519 | TNB | DISTRIBUTION | KUALA SELANGOR | Existing |  |  | 11 kV | CLOSED | VACUUM | FDR5 | PPU SEKINCHAN (M)
379761745 | TNB | DISTRIBUTION | KUALA SELANGOR | Existing |  |  | 33 kV | CLOSED | VACUUM | 1P5 | PPU SEKINCHAN (M)
379761916 | TNB | DISTRIBUTION | KUALA SELANGOR | Existing |  |  | 33 kV | OPEN | VACUUM | 3P5 | PPU SEKINCHAN (M)
379762030 | TNB | DISTRIBUTION | KUALA SELANGOR | Existing |  |  | 11 kV | CLOSED | VACUUM | FDR3 | PPU SEKINCHAN (M)
379762111 | TNB | DISTRIBUTION | KUALA SELANGOR | Existing |  |  | 33 kV | CLOSED | VACUUM | 1HO | PPU SEKINCHAN (M)
379762250 | TNB | DISTRIBUTION | KUALA SELANGOR | Existing |  |  | 11 kV | CLOSED | VACUUM | FDR1 | PPU SEKINCHAN (M)
379762273 | TNB | DISTRIBUTION | KUALA SELANGOR | Existing |  |  | 11 kV | CLOSED | VACUUM | FDR9 | PPU SEKINCHAN (M)
379762654 | TNB | DISTRIBUTION | KUALA SELANGOR | Existing |  |  | 11 kV | CLOSED | VACUUM | FDR7 | PPU SEKINCHAN (M)
379762656 | TNB | DISTRIBUTION | KUALA SELANGOR | Existing |  |  | 11 kV | CLOSED | VACUUM | FDR11 | PPU SEKINCHAN (M)
379787235 | TNB | DISTRIBUTION | KUALA SELANGOR | Existing | BKSL/PCE/J00074/MBVCB3 | 300313606 | 11 kV | CLOSED | VACUUM |  | KOSSAN 1 |  |  |  | S01416 | 18/09/1980 |  | TAMCO | TAMCO VHIH | 630.000 A | KOSSAN NO.5
379787259 | TNB | DISTRIBUTION | KUALA SELANGOR | Existing | BKSL/PCE/J00074/MBVCB2 | 300313605 | 11 kV | CLOSED | VACUUM |  | KOSSAN 1 |  |  |  | S01415 | 18/09/1980 |  | TAMCO | TAMCO VHIH | 630.000 A | CONSUMER 11KV
379787260 | TNB | DISTRIBUTION | KUALA SELANGOR | Existing | BKSL/PCE/J00074/MBVCB1 | 300313604 | 11 kV | CLOSED | VACUUM |  | KOSSAN 1 |  |  |  | S01414 | 18/09/1980 |  | TAMCO | TAMCO VHIH | 630.000 A | KOSSAN NO.6
379787262 | TNB | DISTRIBUTION | KUALA SELANGOR | Existing | BKSL/PCE/J00074/MBVCB4 | 300313607 | 11 kV | CLOSED | VACUUM |  | KOSSAN 1 |  |  |  | S01417 | 18/09/1980 |  | TAMCO | TAMCO VHIH | 630.000 A | TMN JATI
379787772 | TNB | DISTRIBUTION | KUALA SELANGOR | Existing | BKSL/PCE/J00141/MBVCB6 | 300313600 | 11 kV | CLOSED | VACUUM |  | SW/STN TMN JATI |  |  |  | S01413 | 13/08/1998 |  | GEC | VFT-12 | 630.000 A | LYWOOD
379787774 | TNB | DISTRIBUTION | KUALA SELANGOR | Existing | BKSL/PCE/J00141/MBVCB5 | 300313598 | 11 kV | CLOSED | VACUUM |  | SW/STN TMN JATI |  |  |  | S01412 | 13/08/1998 |  | GEC | VFT-12 | 630.000 A | SPARE
379787799 | TNB | DISTRIBUTION | KUALA SELANGOR | Existing | BKSL/PCE/J00141/MBVCB3 | 300313595 | 11 kV | CLOSED | VACUUM | S01410 | SW/STN TMN JATI |  |  |  | S01410 | 13/08/1998 |  | GEC | VFT-12 | 630.000 A | CB 7 TIARA
379787827 | TNB | DISTRIBUTION | KUALA SELANGOR | Existing | BKSL/PCE/J00141/MBVCB1 | 300313593 | 11 kV | CLOSED | VACUUM | S01408 | SW/STN TMN JATI |  |  |  | S01408 | 13/08/1998 |  | GEC | VFT-12 | 630.000 A | SONG ENG
379793979 | TNB | DISTRIBUTION | KUALA SELANGOR | Existing | BKSL/PCE/J00412/MBVCB3 | 300525723 | 11 kV | CLOSED | VACUUM | S05889 | JALAN PARIT 5 SAI KIM |  |  |  | S05889 | 30/12/2015 |  | TAMCO |  | 630.000 A | PENGGUNA
379794003 | TNB | DISTRIBUTION | KUALA SELANGOR | Existing | BKSL/PCE/J00412/MBVCB4 | 300525738 | 11 kV | CLOSED | VACUUM | S05890 | JALAN PARIT 5 SAI KIM |  |  |  | S05890 | 30/12/2015 |  | TAMCO |  | 630.000 A | PE DATARAN PUSAKA
379794004 | TNB | DISTRIBUTION | KUALA SELANGOR | Existing | BKSL/PCE/J00412/MBVCB2 | 300525719 | 11 kV | CLOSED | VACUUM | S05888 | JALAN PARIT 5 SAI KIM |  |  |  | S05888 | 30/12/2015 |  | TAMCO |  | 630.000 A | TX 300 KVA
379794006 | TNB | DISTRIBUTION | KUALA SELANGOR | Existing | BKSL/PCE/J00412/MBVCB | 300525718 | 11 kV | CLOSED | VACUUM | S05887 | JALAN PARIT 5 SAI KIM |  |  |  | S05887 | 30/12/2015 |  | TAMCO |  | 630.000 A | PE SITE A
379797793 | TNB | DISTRIBUTION | KUALA SELANGOR | Existing | BKSL/PCE/J00741/MBVCB7 | 300344319 | 11 kV | CLOSED | VACUUM | R05786 | STN SUIS BASIC AVENUE ALAM JAYA |  |  |  | R05786 | 25/08/2011 |  | TAMCO | 11kV VACUUM CB B2 | 630.000 A | PENGGUNA 11KV | R05786
379797795 | TNB | DISTRIBUTION | KUALA SELANGOR | Existing | BKSL/PCE/J00741/MBVCB6 | 300344318 | 11 kV | OPEN | VACUUM | R05785 | STN SUIS BASIC AVENUE ALAM JAYA |  |  |  | R05785 | 25/08/2011 |  | TAMCO | 11kV VACUUM CB A1 | 630.000 A | SPARE CABLE ABANDON | R05785
379797801 | TNB | DISTRIBUTION | KUALA SELANGOR | Existing | BKSL/PCE/J00741/MBVCB1 | 300344313 | 11 kV | OPEN | VACUUM | R05790 | STN SUIS BASIC AVENUE ALAM JAYA |  |  |  | R05790 | 25/08/2011 |  | TAMCO | 11kV VACUUM CB B2 | 630.000 A | SPARE
379797820 | TNB | DISTRIBUTION | KUALA SELANGOR | Existing | BKSL/PCE/J00741/MBVCB2 | 300344314 | 11 kV | CLOSED | VACUUM | R05789 | STN SUIS BASIC AVENUE ALAM JAYA |  |  |  | R05789 | 25/08/2011 |  | TAMCO | 11kV VACUUM CB A1 | 630.000 A | INDUSTRI ALAM JAYA NO.5
379797824 | TNB | DISTRIBUTION | KUALA SELANGOR | Existing | BKSL/PCE/J00741/MBVCB5 | 300344317 | 11 kV | CLOSED | VACUUM | R05784 | STN SUIS BASIC AVENUE ALAM JAYA |  |  |  | R05784 | 25/08/2011 |  | TAMCO | 11kV VACUUM CB A1 | 630.000 A | PPU DESA COALFIELD CB6
379797848 | TNB | DISTRIBUTION | KUALA SELANGOR | Existing | BKSL/PCE/J00741/MBVCB3 | 300344315 | 11 kV | CLOSED | VACUUM | R05788 | STN SUIS BASIC AVENUE ALAM JAYA |  |  |  | R05788 | 25/08/2011 |  | TAMCO | 11kV VACUUM CB A1 | 630.000 A | PPU PUNCAK ALAM CB7 | R05788 (Incoming dari PPU PAM1 CB7)
379797948 | TNB | DISTRIBUTION | KUALA SELANGOR | Existing | BKSL/PCE/J00806/MBVCB4 | 300344252 | 11 kV | CLOSED | VACUUM |  | SSU PPAJ NO.1 JLN PPAJ (CB10) |  |  |  | R06012 | 15/05/2009 |  | ITEM | 8BK-88E A1 | 630.000 A | TMT INDUSTRIES
379797956 | TNB | DISTRIBUTION | KUALA SELANGOR | Existing | BKSL/PCE/J00806/MBVCB6 | 310572354 | 11 kV | OPEN | VACUUM | R06008 | SSU PPAJ NO.1 JLN PPAJ (CB10) | [8 empty] | 630.000 A |  | R06008
379797975 | TNB | DISTRIBUTION | KUALA SELANGOR | Existing | BKSL/PCE/J00806/MBVCB5 | 310572353 | 11 kV | CLOSED | VACUUM | R06007 | SSU PPAJ NO.1 JLN PPAJ (CB10) | [8 empty] | 630.000 A |  | R06007
379797979 | TNB | DISTRIBUTION | KUALA SELANGOR | Existing | BKSL/PCE/J00806/MBVCB2 | 300344249 | 11 kV | CLOSED | VACUUM |  | SSU PPAJ NO.1 JLN PPAJ (CB10) |  |  |  | R06010 | 15/05/2009 |  | ITEM | 8BK-88E A1 | 630.000 A | PPU DESA COALFIELD
379798003 | TNB | DISTRIBUTION | KUALA SELANGOR | Existing |  |  | 11 kV | CLOSED | VACUUM | R6006 | SSU PPAJ NO.1 JLN PPAJ (CB10)
379860122 | TNB | DISTRIBUTION | KUALA SELANGOR | Existing | BKSL/PCE/J00141/MBVCB2 | 300313594 | 11 kV | CLOSED | VACUUM |  | SW/STN TMN JATI |  |  |  | S01409 | 13/08/1998 |  | GEC | VFT-12 | 630.000 A | TX
379868826 | TNB | DISTRIBUTION | KUALA SELANGOR | Existing | BKSL/PCE/J00856/MBVCB | 300540494 | 11 kV | CLOSED | VACUUM | S05420 PE GOOD NITE | CHEW ER |  |  |  | S05725 | 2014-01-01 |  |  | 8BK-88E A1 | 630.000 A | GOODNITE
379868828 | TNB | DISTRIBUTION | KUALA SELANGOR | Existing | BKSL/PCE/J00856/MBVCB 2 | 300540495 | 11 kV | CLOSED | VACUUM | S00246 PE CHOP GUAN SENG | CHEW ER |  |  |  | S05724 | 2014-01-01 |  |  | 8BK-88E A1 | 630.000 A | CHOP GUAN SENG
379868853 | TNB | DISTRIBUTION | KUALA SELANGOR | Existing | BKSL/PCE/J00856/MBVCB4 | 300540497 | 11 kV | CLOSED | VACUUM | PENGGUNA | CHEW ER |  |  |  | S05728 | 2014-01-01 |  |  | 8BK-88E A1 | 630.000 A | PENGGUNA
379868881 | TNB | DISTRIBUTION | KUALA SELANGOR | Existing | BKSL/PCE/J00856/MBVCB3 | 300540496 | 11 kV | CLOSED | VACUUM | PMU PKLG: VCB 6 | CHEW ER |  |  |  | S05727 | 2014-01-01 |  |  | 8BK-88E A1 | 630.000 A | PMU PKPS CB 6
379869139 | TNB | DISTRIBUTION | KUALA SELANGOR | Existing | BKSL/PCE/J00075/MBVCB2 | 300313614 | 11 kV | CLOSED | VACUUM | PENGGUNA | KOSSAN 2 |  |  |  | S01422 | 18/04/1976 |  | ABB | ALTENA A1 | 630.000 A | CONS.
379869141 | TNB | DISTRIBUTION | KUALA SELANGOR | Existing | BKSL/PCE/J00075/MBVCB3 | 300313615 | 11 kV | CLOSED | VACUUM | S01420 PE KOSSAN 4 | KOSSAN 2 |  |  |  | S01423 | 18/04/1976 |  | ABB | ALTENA A1 | 630.000 A | KOSSAN 4
379869160 | TNB | DISTRIBUTION | KUALA SELANGOR | Existing | BKSL/PCE/J00075/MBVCB1 | 300313613 | 132 kV | CLOSED | VACUUM |  | KOSSAN 2 |  |  |  | S01421 | 18/04/1976 |  | ABB | ALTENA A1 | 630.000 A | APARTMENT
379869164 | TNB | DISTRIBUTION | KUALA SELANGOR | Existing | BKSL/PCE/J00075/MBVCB4 | 300313617 | 11 kV | CLOSED | VACUUM | S05422 PE GOOD NITE | KOSSAN 2 |  |  |  | S01424 | 18/04/1976 |  | ABB | ALTENA A1 | 630.000 A | GOOD NITE
379871441 | TNB | DISTRIBUTION | KUALA SELANGOR | Existing |  |  | 11 kV | CLOSED | VACUUM | S01385 | LAY HONG (SPG 3 JERAM) NO 2
379871465 | TNB | DISTRIBUTION | KUALA SELANGOR | Existing |  |  | 11 kV | CLOSED | VACUUM | S01387 | LAY HONG (SPG 3 JERAM) NO 2
379871466 | TNB | DISTRIBUTION | KUALA SELANGOR | Existing |  |  | 11 kV | CLOSED | VACUUM | S01386 | LAY HONG (SPG 3 JERAM) NO 2
379890788 | TNB | DISTRIBUTION | KUALA SELANGOR | Existing |  |  | 11 kV | CLOSED | VACUUM | R06741 | KILANG PELURU (SME ORDINANCE) | [10 empty] | R06741
379890790 | TNB | DISTRIBUTION | KUALA SELANGOR | Existing |  |  | 11 kV | CLOSED | VACUUM | R06740 | KILANG PELURU (SME ORDINANCE) | [10 empty] | R06740
379890815 | TNB | DISTRIBUTION | KUALA SELANGOR | Existing |  |  | 11 kV | CLOSED | VACUUM | R06744 | KILANG PELURU (SME ORDINANCE) | [10 empty] | R06744
379890819 | TNB | DISTRIBUTION | KUALA SELANGOR | Existing |  |  | 11 kV | CLOSED | VACUUM | R06739 | KILANG PELURU (SME ORDINANCE) | [10 empty] | R06739
379890843 | TNB | DISTRIBUTION | KUALA SELANGOR | Existing |  |  | 11 kV | CLOSED | VACUUM | R06743 | KILANG PELURU (SME ORDINANCE) | [10 empty] | R06743
379892913 | TNB | DISTRIBUTION | KUALA SELANGOR | Existing | BKSL/PCE/J00655/MBVCB5 | 300345826 | 11 kV | CLOSED |  |  | OSCAR CANARY |  |  |  | R04382 | 1990-12-03 |  |  | 8BK-88E A1 | 630.000 A | VCB PENGGUNA 11KV
379892915 | TNB | DISTRIBUTION | KUALA SELANGOR | Existing | BKSL/PCE/J00655/MBVCB4 | 300345825 | 11 kV | CLOSED |  |  | OSCAR CANARY |  |  |  | R04778 | 1990-12-03 |  |  | 8BK-88E A1 | 630.000 A | KOTA PUTERI
379892940 | TNB | DISTRIBUTION | KUALA SELANGOR | Existing | BKSL/PCE/J00655/MBVCB2 | 300345823 | 11 kV | CLOSED | VACUUM |  | OSCAR CANARY |  |  |  | R04777 | 1990-12-03 |  |  | 8BK-88E A1 | 630.000 A | ALAM PERDANA NO.3
379892968 | TNB | DISTRIBUTION | KUALA SELANGOR | Existing | BKSL/PCE/J00655/MBVCB1 | 300345822 | 11 kV | CLOSED |  |  | OSCAR CANARY |  |  |  | R04383 | 1990-12-03 |  |  | 8BK-88E A1 | 630.000 A | GUARDIAN CAUCUS
379894477 | TNB | DISTRIBUTION | KUALA SELANGOR | Existing |  |  | 11 kV | CLOSED | VACUUM | R07581 | SSU INDUSTRI BUKIT BADONG
379894479 | TNB | DISTRIBUTION | KUALA SELANGOR | Existing |  |  | 11 kV | OPEN | VACUUM | R07582 | SSU INDUSTRI BUKIT BADONG
379894485 | TNB | DISTRIBUTION | KUALA SELANGOR | Existing |  |  | 11 kV | CLOSED | VACUUM | R07578 | SSU INDUSTRI BUKIT BADONG
379894504 | TNB | DISTRIBUTION | KUALA SELANGOR | Existing |  |  | 11 kV | CLOSED | VACUUM | R07579 | SSU INDUSTRI BUKIT BADONG
379894508 | TNB | DISTRIBUTION | KUALA SELANGOR | Existing |  |  | 11 kV | CLOSED | VACUUM | R07584 | SSU INDUSTRI BUKIT BADONG
379894532 | TNB | DISTRIBUTION | KUALA SELANGOR | Existing |  |  | 11 kV | CLOSED | VACUUM | R07583 | SSU INDUSTRI BUKIT BADONG
379894540 | TNB | DISTRIBUTION | KUALA SELANGOR | Existing |  |  | 11 kV | CLOSED | VACUUM | R07577 | SSU INDUSTRI BUKIT BADONG
379894544 | TNB | DISTRIBUTION | KUALA SELANGOR | Existing | BKSL/PCE/J00113/MBVCB5 | 300345800 | 11 kV | CLOSED | VACUUM |  | UNITED PAPER BOARD |  |  |  | R00616 | 2002-12-01 |  | ABB | ALTENA B2 | 630.000 A | MSB NO.2
379894546 | TNB | DISTRIBUTION | KUALA SELANGOR | Existing | BKSL/PCE/J00113/MBVCB2 | 300345794 | 11 kV | CLOSED | VACUUM |  | UNITED PAPER BOARD |  |  |  | R01781 | 2002-12-01 |  | ABB | ALTENA A3 | 630.000 A | PMU B.BADONG VCB 1
379894552 | TNB | DISTRIBUTION | KUALA SELANGOR | Existing | BKSL/PCE/J00113/MBVCB7 | 300345802 | 11 kV | OPEN | VACUUM |  | UNITED PAPER BOARD |  |  |  | R01784 | 2002-12-01 |  | ABB | ALTENA A1 | 630.000 A | SSU UPB
379894571 | TNB | DISTRIBUTION | KUALA SELANGOR | Existing | BKSL/PCE/J00113/MBVCB6 | 300345801 | 11 kV | CLOSED | VACUUM |  | UNITED PAPER BOARD |  |  |  | R01783 | 2002-12-01 |  | ABB | ALTENA A3 | 630.000 A | SSU KOTA PUTERI
379894575 | TNB | DISTRIBUTION | KUALA SELANGOR | Existing | BKSL/PCE/J00113/MBVCB1 | 300345793 | 11 kV | OPEN | VACUUM |  | UNITED PAPER BOARD |  |  |  | R01780 | 2002-12-01 |  | ABB | ALTENA A1 | 630.000 A | SSU UPB
379894599 | TNB | DISTRIBUTION | KUALA SELANGOR | Existing | BKSL/PCE/J00113/MBVCB3 | 300345798 | 11 kV | CLOSED | VACUUM |  | UNITED PAPER BOARD |  |  |  | R00615 | 2002-12-01 |  | ABB | ALTENA B2 | 630.000 A | MSB NO.1
379895339 | TNB | DISTRIBUTION | KUALA SELANGOR | Existing |  |  | 11 kV | CLOSED | VACUUM | R06874 | KILANG BESI BT 7 JALAN IJOK
379895341 | TNB | DISTRIBUTION | KUALA SELANGOR | Existing |  |  | 11 kV | CLOSED | VACUUM | R06875 | KILANG BESI BT 7 JALAN IJOK
379895347 | TNB | DISTRIBUTION | KUALA SELANGOR | Existing |  |  | 11 kV | CLOSED | VACUUM | R06877 | KILANG BESI BT 7 JALAN IJOK
379895366 | TNB | DISTRIBUTION | KUALA SELANGOR | Existing |  |  | 11 kV | CLOSED | VACUUM | R06879 | KILANG BESI BT 7 JALAN IJOK
379895394 | TNB | DISTRIBUTION | KUALA SELANGOR | Existing |  |  | 11 kV | CLOSED | VACUUM | R06878 | KILANG BESI BT 7 JALAN IJOK
379895400 | TNB | DISTRIBUTION | KUALA SELANGOR | Existing |  |  | 11 kV | CLOSED | VACUUM | R06830 | KILANG BESI BT 7 JALAN KANDAR
379895402 | TNB | DISTRIBUTION | KUALA SELANGOR | Existing |  |  | 11 kV | CLOSED | VACUUM | R06829 | KILANG BESI BT 7 JALAN KANDAR
379895427 | TNB | DISTRIBUTION | KUALA SELANGOR | Existing |  |  | 11 kV | CLOSED | VACUUM | R06832 | KILANG BESI BT 7 JALAN KANDAR
379895455 | TNB | DISTRIBUTION | KUALA SELANGOR | Existing |  |  | 11 kV | CLOSED | VACUUM | R06833 | KILANG BESI BT 7 JALAN KANDAR
379895522 | TNB | DISTRIBUTION | KUALA SELANGOR | Existing | BKSL/PCE/J00606/MBVCB5 | 300313738 | 11 kV | CLOSED |  |  | KUARTERS STP BKT BADONG |  |  |  | R05467 | 1998-11-03 |  | TOPRANK | 12A20 | 630.000 A | LOCAL TX
379895524 | TNB | DISTRIBUTION | KUALA SELANGOR | Existing | BKSL/PCE/J00606/MBVCB4 | 300313737 | 11 kV | CLOSED | VACUUM | R05471 | KUARTERS STP BKT BADONG |  |  |  | R05471 | 1998-11-03 |  | TOPRANK | 12A20 | 630.000 A | VCB 5 BKT BADONG
379895530 | TNB | DISTRIBUTION | KUALA SELANGOR | Existing |  |  | 11 kV | OPEN | VACUUM | R05473 | KUARTERS STP BKT BADONG | [10 empty] | SPARE
379895549 | TNB | DISTRIBUTION | KUALA SELANGOR | Existing | BKSL/PCE/J00606/MBVCB3 | 300313736 | 11 kV | CLOSED |  |  | KUARTERS STP BKT BADONG |  |  |  | R05472 | 1998-11-03 |  | TOPRANK | 12A20 | 630.000 A | QTS LOJI BKT BADONG
379895553 | TNB | DISTRIBUTION | KUALA SELANGOR | Existing | BKSL/PCE/J00606/MBVCB1 | 300313734 | 11 kV | CLOSED |  |  | KUARTERS STP BKT BADONG |  |  |  | R05469 | 1998-11-03 |  | TOPRANK | 12A20 | 630.000 A | VCB4 BKT BADONG
379895577 | TNB | DISTRIBUTION | KUALA SELANGOR | Existing | BKSL/PCE/J00606/MBVCB2 | 300313735 | 11 kV | CLOSED | VACUUM | R05468 | KUARTERS STP BKT BADONG |  |  |  | R05468 | 1998-11-03 |  | TOPRANK | 12A20 | 630.000 A | ENG TEX METAL
379895587 | TNB | DISTRIBUTION | KUALA SELANGOR | Existing | BKSL/PCE/J00605/MBVCB2 | 300313664 | 11 kV | CLOSED |  |  | ENG TEX METAL BOX |  |  |  | R04602 | 13/03/2010 |  | TOPRANK | TOPRANK | 630.000 A | S/S QTRS STP BKT BADONG
379895589 | TNB | DISTRIBUTION | KUALA SELANGOR | Existing | BKSL/PCE/J00605/MBVCB3 | 300313665 | 11 kV | CLOSED | VACUUM | R04603 | ENG TEX METAL BOX |  |  |  | R04603 | 13/03/2010 |  | TOPRANK | TOPRANK | 630.000 A | 9 BUAH KILANG
379895608 | TNB | DISTRIBUTION | KUALA SELANGOR | Existing | BKSL/PCE/J00605/MBVCB1 | 300313663 | 11 kV | CLOSED | VACUUM | R04601 | ENG TEX METAL BOX |  |  |  | R04601 | 13/03/2010 |  | TOPRANK | TOPRANK | 630.000 A | PENGGUNA 11KV
379895612 | TNB | DISTRIBUTION | KUALA SELANGOR | Existing | BKSL/PCE/J00605/MBVCB4 | 300313667 | 11 kV | OPEN | VACUUM | R04604 | ENG TEX METAL BOX |  |  |  | R04604 | 13/03/2010 |  | TOPRANK | TOPRANK | 630.000 A | SPARE
379895624 | TNB | DISTRIBUTION | KUALA SELANGOR | Existing |  |  | 11 kV | CLOSED | VACUUM | R01808 | BINAAN TEPAT IJOK 9 BUAH KILANG | [10 empty] | R01808
379895626 | TNB | DISTRIBUTION | KUALA SELANGOR | Existing |  |  | 11 kV | CLOSED | VACUUM | R02880 | BINAAN TEPAT IJOK 9 BUAH KILANG
379895632 | TNB | DISTRIBUTION | KUALA SELANGOR | Existing |  |  | 11 kV | CLOSED | VACUUM | R01807 | BINAAN TEPAT IJOK 9 BUAH KILANG
379895651 | TNB | DISTRIBUTION | KUALA SELANGOR | Existing |  |  | 11 kV | CLOSED | VACUUM | R01805 | BINAAN TEPAT IJOK 9 BUAH KILANG
379895679 | TNB | DISTRIBUTION | KUALA SELANGOR | Existing |  |  | 11 kV | CLOSED | VACUUM | R02882 | BINAAN TEPAT IJOK 9 BUAH KILANG
379897056 | TNB | DISTRIBUTION | KUALA SELANGOR | Existing | BKSL/PCE/J00423/MB1 | 309896531 | 11 kV | CLOSED | VACUUM | R07925 | MAY POLYESTER | [6 empty] | ITEM | 8BK88E | 630.000 A
379897058 | TNB | DISTRIBUTION | KUALA SELANGOR | Existing | BKSL/PCE/J00423/MB1 | 309896527 | 11 kV | CLOSED | VACUUM | R07924 | MAY POLYESTER | [6 empty] | ITEM | 8BK88E | 630.000 A
379897081 | TNB | DISTRIBUTION | KUALA SELANGOR | Existing | BKSL/PCE/J00423/MB1 | 309914401 | 11 kV | CLOSED | VACUUM | R07926 | MAY POLYESTER | [6 empty] | ITEM | 8BK88E | 630.000 A
380041157 | TNB | DISTRIBUTION | KUALA SELANGOR | Existing |  |  | 11 kV | CLOSED | VACUUM | S01492 | S.AGAMA TG KARANG
380041181 | TNB | DISTRIBUTION | KUALA SELANGOR | Existing |  |  | 11 kV | CLOSED | VACUUM | S01493 | S.AGAMA TG KARANG
380041182 | TNB | DISTRIBUTION | KUALA SELANGOR | Existing |  |  | 11 kV | CLOSED | VACUUM | S01494 | S.AGAMA TG KARANG
380042044 | TNB | DISTRIBUTION | KUALA SELANGOR | Existing | BKSL/PCE/J00652/MBVCB1 | 300343354 | 11 kV | CLOSED | VACUUM | S05298 PE TMN NILAM | TAMAN NILAM NO 2 |  |  |  | S05603 | 2012-10-11 |  |  | 8BK-88E-A1 | 630.000 A | TAMAN NILAM
380042068 | TNB | DISTRIBUTION | KUALA SELANGOR | Existing | BKSL/PCE/J00652/MBVCB2 | 300343356 | 11 kV | CLOSED | VACUUM |  | TAMAN NILAM NO 2 |  |  |  | S05601 | 2012-10-11 |  |  | 8BK-88E-A1 | 630.000 A | YUSRI
380042069 | TNB | DISTRIBUTION | KUALA SELANGOR | Existing | BKSL/PCE/J00652/MBVCB4 | 300343358 | 11 kV | CLOSED | VACUUM |  | TAMAN NILAM NO 2 |  |  |  | S05602 | 2012-10-11 |  |  | 8BK-88E-B2 | 630.000 A | TX1
380081262 | TNB | DISTRIBUTION | KUALA SELANGOR | Existing | BKSL/PCE/J00464/MBVCB 3 | 300313232 | 11 kV | CLOSED |  |  | TECHNOPARK NO 1 |  |  |  | R03177 | 19/02/1998 |  | GEC | VFT-12 | 630.000 A | TX NO.2
380081266 | TNB | DISTRIBUTION | KUALA SELANGOR | Existing | BKSL/PCE/J00464/MBVCB 2 | 300313230 | 11 kV | CLOSED |  |  | TECHNOPARK NO 1 |  |  |  | R03176 | 19/02/1998 |  | GEC | VFT-12 | 630.000 A | TECHNOPARK NO.2
380081282 | TNB | DISTRIBUTION | KUALA SELANGOR | Existing | BKSL/PCE/J00464/MBVCB 1 | 300313226 | 11 kV | CLOSED |  |  | TECHNOPARK NO 1 |  |  |  | R03174 | 19/02/1998 |  | GEC | VFT-12 | 630.000 A | TX NO1
380083884 | TNB | DISTRIBUTION | KUALA SELANGOR | Existing | BKSL/PCE/J00806/MBVCB3 | 300344250 | 11 kV | CLOSED | VACUUM |  | SSU PPAJ NO.1 JLN PPAJ (CB10) |  |  |  | R06011 | 15/05/2009 |  | ITEM | 8BK-88E A1 | 630.000 A | PPAJ NO.2
380085400 | TNB | DISTRIBUTION | KUALA SELANGOR | Existing | BKSL/PCE/J00235/MBVCB2 | 300344254 | 11 kV | CLOSED | VACUUM |  | TMT INDUSTRI |  |  |  | R06486 | 2010-11-03 |  | TAMCO | HV12 A1 | 630.000 A | SSU PPAJ NO.1 | R06486
380085402 | TNB | DISTRIBUTION | KUALA SELANGOR | Existing | BKSL/PCE/J00235/MBVCB1 | 300344253 | 11 kV | CLOSED | VACUUM |  | TMT INDUSTRI |  |  |  | R06487 | 2010-11-03 |  | TAMCO | HV12 B2 | 630.000 A | PENGGUNA 11KV
380085421 | TNB | DISTRIBUTION | KUALA SELANGOR | Existing | BKSL/PCE/J00235/MBVCB4 | 300344256 | 11 kV | OPEN | VACUUM |  | TMT INDUSTRI |  |  |  | R06485 | 2010-11-03 |  | TAMCO | HV12 A1 | 630.000 A | PADAT MULTIGUNA 2/5
380085425 | TNB | DISTRIBUTION | KUALA SELANGOR | Existing | BKSL/PCE/J00235/MBVCB3 | 300344255 | 11 kV | CLOSED | VACUUM |  | TMT INDUSTRI |  |  |  | R06488 | 2010-11-03 |  | TAMCO | HV12 A1 | 630.000 A | EXTRO GREAT
380092225 | TNB | DISTRIBUTION | KUALA SELANGOR | Existing |  |  | 11 kV | CLOSED | VACUUM | R07556 | SSU JASA RINGGIT | [10 empty] | R07556
380092227 | TNB | DISTRIBUTION | KUALA SELANGOR | Existing |  |  | 11 kV | CLOSED | VACUUM | R07555 | SSU JASA RINGGIT | [10 empty] | R07555
380092252 | TNB | DISTRIBUTION | KUALA SELANGOR | Existing |  |  | 11 kV | CLOSED | VACUUM | R07559 | SSU JASA RINGGIT | [10 empty] | R07559
380092280 | TNB | DISTRIBUTION | KUALA SELANGOR | Existing |  |  | 11 kV | CLOSED | VACUUM | R07558 | SSU JASA RINGGIT | [10 empty] | R07558
380092286 | TNB | DISTRIBUTION | KUALA SELANGOR | Existing | BKSL/PCE/J00692/MBVCB1 | 300346138 | 11 kV | CLOSED | VACUUM |  | SSU KOTA PUTERI (CB9) |  |  |  | R05877 | 2006-11-02 |  | TAMCO | VHIH-A1-070993 | 630.000 A | TX 1000KVA
380092288 | TNB | DISTRIBUTION | KUALA SELANGOR | Existing | BKSL/PCE/J00692/MBVCB2 | 300346139 | 11 kV | OPEN | VACUUM |  | SSU KOTA PUTERI (CB9) |  |  |  | R05878 | 2006-11-02 |  | TAMCO | VHIH-A1-070991 | 630.000 A | KOTA PUTERI NO.5 JLN KP 5/13 | R05878
380092313 | TNB | DISTRIBUTION | KUALA SELANGOR | Existing | BKSL/PCE/J00692/MBVCB6 | 300346143 | 11 kV | CLOSED | VACUUM |  | SSU KOTA PUTERI (CB9) |  |  |  | R05882 | 2006-11-02 |  | TAMCO | VHIH-A1-070995 | 630.000 A | PMU BT ARANG CB 9
380092317 | TNB | DISTRIBUTION | KUALA SELANGOR | Existing | BKSL/PCE/J00692/MBVCB3 | 300346140 | 11 kV | CLOSED | VACUUM |  | SSU KOTA PUTERI (CB9) |  |  |  | R05879 | 2006-11-02 |  | TAMCO | VHIH-A1-071009 | 630.000 A | PMU BT ARANG CB 8
380094264 | TNB | DISTRIBUTION | KUALA SELANGOR | Existing | BKSL/PCE/J00692/MBVCB5 | 300346142 | 11 kV | CLOSED | VACUUM |  | SSU KOTA PUTERI (CB9) |  |  |  | R05881 | 2006-11-02 |  | TAMCO | VHIH-A1-071005 | 630.000 A | KOTA PUTERI JLN KP 5/9C | R05881
380103967 | TNB | DISTRIBUTION | KUALA SELANGOR | Existing | BKSL/PCE/J00673/MBVCB5 | 300313689 | 11 kV | CLOSED |  |  | ISITO |  |  |  | R00515 | 2006-11-08 |  | GEC | VFT-16 | 630.000 A | TX 750KVA
380103969 | TNB | DISTRIBUTION | KUALA SELANGOR | Existing | BKSL/PCE/J00673/MBVCB1 | 300313685 | 11 kV | CLOSED |  |  | ISITO |  |  |  | R00516 | 2006-11-08 |  | GEC | VFT-12 | 630.000 A | P/E TELEKOM
380104046 | TNB | DISTRIBUTION | KUALA SELANGOR | Existing | BKSL/PCE/J00673/MBVCB4 | 300313688 | 11 kV | CLOSED |  |  | ISITO |  |  |  | R00512 | 2006-11-08 |  | GEC | VFT-15 | 630.000 A | PE KG BKT BADONG
380104047 | TNB | DISTRIBUTION | KUALA SELANGOR | Existing | BKSL/PCE/J00673/MBVCB2 | 300313686 | 11 kV | CLOSED |  |  | ISITO |  |  |  | R00514 | 2006-11-08 |  | GEC | VFT-13 | 630.000 A | SPARE
380107868 | TNB | DISTRIBUTION | KUALA SELANGOR | Existing |  |  | 11 kV | CLOSED | VACUUM | S05713 | SHAH ALAM 2 NO.5B 7
380107872 | TNB | DISTRIBUTION | KUALA SELANGOR | Existing |  |  | 11 kV | CLOSED | VACUUM | S05472 | SHAH ALAM 2 NO.5B 7
380107896 | TNB | DISTRIBUTION | KUALA SELANGOR | Existing | BKSL/PCE/J00739/MBVCB | 300345999 | 11 kV | CLOSED | VACUUM | S05584 | SHAH ALAM 2 NO.5B 7 |  |  |  | S05584 | 14/09/2006 |  | TAMCO | VHIH-A1-10-1094 | 630.000 A | BUKIT HIJAU NO.2
380107897 | TNB | DISTRIBUTION | KUALA SELANGOR | Existing |  |  | 11 kV | CLOSED | VACUUM | S10692 | SHAH ALAM 2 NO.5B 7
380107899 | TNB | DISTRIBUTION | KUALA SELANGOR | Existing |  |  | 11 kV | OPEN | VACUUM | S05897 | SHAH ALAM 2 NO.5B 7
380107901 | TNB | DISTRIBUTION | KUALA SELANGOR | Existing | BKSL/PCE/J00739/MBVCB2 | 300346000 | 11 kV | CLOSED | VACUUM | S05583 | SHAH ALAM 2 NO.5B 7 |  |  |  | S05583 | 14/09/2006 |  | TAMCO | VHIH-A1-10-1047 | 630.000 A | SHAH ALAM 2 5B 7 LOOPING RMU
380108053 | TNB | DISTRIBUTION | KUALA SELANGOR | Existing |  |  | 11 kV | CLOSED | VACUUM | S01693 | SHAH ALAM 2 NO.5B 7
380108064 | TNB | DISTRIBUTION | KUALA SELANGOR | Existing |  |  | 11 kV | OPEN | VACUUM | S01691 | SHAH ALAM 2 NO.5B 7
380111354 | TNB | DISTRIBUTION | KUALA SELANGOR | Existing | BKSL/PCE/J00125/MBVCB1 | 300345827 | 11 kV | CLOSED |  |  | OCEAN LAND NO.1 |  |  |  | S00119 | 19/06/2002 |  |  | SBV 4 | 630.000 A | VCB NO.3 PMU K.SEL
380111356 | TNB | DISTRIBUTION | KUALA SELANGOR | Existing | BKSL/PCE/J00125/MBVCB2 | 300345828 | 11 kV | CLOSED |  |  | OCEAN LAND NO.1 |  |  |  | S00120 | 19/06/2002 |  |  | SBV 4 | 630.000 A | OCEAN LAND NO.2
380111379 | TNB | DISTRIBUTION | KUALA SELANGOR | Existing | BKSL/PCE/J00125/MBVCB3 | 300345829 | 11 kV | CLOSED |  |  | OCEAN LAND NO.1 |  |  |  | S01278 | 19/06/2002 |  |  | SBV 4 | 630.000 A | VCB PENGGUNA
380117915 | TNB | DISTRIBUTION | KUALA SELANGOR | Existing | BKSL/PCE/J00464/MBVCB 4 | 300313234 | 11 kV | CLOSED |  |  | TECHNOPARK NO 1 |  |  |  | R03155 | 19/02/1998 |  | GEC | VFT-12 | 630.000 A | SPECIAL MADE IRON
380118110 | TNB | DISTRIBUTION | KUALA SELANGOR | Existing |  |  | 11 kV | CLOSED |  |  | SPECIAL MADE IRON &STEEL
380118112 | TNB | DISTRIBUTION | KUALA SELANGOR | Existing |  |  | 11 kV | CLOSED |  |  | SPECIAL MADE IRON &STEEL
380118118 | TNB | DISTRIBUTION | KUALA SELANGOR | Existing |  |  | 11 kV | OPEN |  |  | SPECIAL MADE IRON &STEEL
380118137 | TNB | DISTRIBUTION | KUALA SELANGOR | Existing |  |  | 11 kV | CLOSED |  |  | SPECIAL MADE IRON &STEEL
380118141 | TNB | DISTRIBUTION | KUALA SELANGOR | Existing |  |  | 11 kV | CLOSED |  |  | SPECIAL MADE IRON &STEEL
380118165 | TNB | DISTRIBUTION | KUALA SELANGOR | Existing |  |  | 11 kV | CLOSED |  |  | SPECIAL MADE IRON &STEEL
380136848 | TNB | DISTRIBUTION | KUALA SELANGOR | Existing | BKSL/PCE/J00697/MBVCB1 | 300346051 | 11 kV | CLOSED | VACUUM | S01023 | STESEN SUIS SECTION 2 PHASE 1B P.ALAM |  |  |  | S01023 | 2006-11-06 |  |  | 8BK-88 B2 | 630.000 A | LOCAL TX 1000KVA
380136850 | TNB | DISTRIBUTION | KUALA SELANGOR | Existing | BKSL/PCE/J00697/MBVCB3 | 300346053 | 11 kV | CLOSED | VACUUM | S01022 | STESEN SUIS SECTION 2 PHASE 1B P.ALAM |  |  |  | S01022 | 2006-11-06 |  |  | 8BK-88 A1 | 630.000 A | SECT 3 PHASE 1B
380136856 | TNB | DISTRIBUTION | KUALA SELANGOR | Existing | BKSL/PCE/J00697/MBVCB2 | 300346052 | 11 kV | CLOSED | VACUUM | S01026 | STESEN SUIS SECTION 2 PHASE 1B P.ALAM |  |  |  | S01026 | 2006-11-06 |  |  | 8BK-88 A1 | 630.000 A | SPARE
380136875 | TNB | DISTRIBUTION | KUALA SELANGOR | Existing | BKSL/PCE/J00697/MBVCB7 | 300346047 | 11 kV | CLOSED | VACUUM | S01025 | STESEN SUIS SECTION 2 PHASE 1B P.ALAM |  |  |  | S01025 | 2006-11-06 |  |  | 8BK-88 A1 | 630.000 A | UITM
380136879 | TNB | DISTRIBUTION | KUALA SELANGOR | Existing | BKSL/PCE/J00697/MBVCB4 | 300346054 | 11 kV | CLOSED | VACUUM | S01027 | STESEN SUIS SECTION 2 PHASE 1B P.ALAM |  |  |  | S01027 | 2006-11-06 |  |  | 8BK-88 A1 | 630.000 A | VCB 2 PPU P/ALAM
380136907 | TNB | DISTRIBUTION | KUALA SELANGOR | Existing |  |  | 11 kV | CLOSED | VACUUM | S05947 | STESEN SUIS SECTION 2 PHASE 1B P.ALAM
380136917 | TNB | DISTRIBUTION | KUALA SELANGOR | Existing |  |  | 11 kV | CLOSED |  | S05723 | STESEN SUIS SECTION 2 PHASE 1B P.ALAM |  |  |  | S01023 | 2006-11-06 |  |  | 8BK-88 B2 | 630.000 A | LOCAL TX 1000KVA
380137091 | TNB | DISTRIBUTION | KUALA SELANGOR | Existing | BKSL/PCE/J00716/MBVCB2 | 300345832 | 11 kV | CLOSED | VACUUM |  | STESEN SUIS FASA 3A PUNCAK ALAM |  |  |  | S01099 | 17/03/2006 |  | UNIVAC | H-VBH-00-125-850 B2 | 630.000 A | TX 1 (SPARE)
380137093 | TNB | DISTRIBUTION | KUALA SELANGOR | Existing | BKSL/PCE/J00716/MBVCB1 | 300345831 | 11 kV | CLOSED |  |  | STESEN SUIS FASA 3A PUNCAK ALAM |  |  |  | S01098 | 17/03/2006 |  | UNIVAC | H-VBH-01-046-1212 A1 | 630.000 A | PPU P/ALAM VCB NO.5
380137095 | TNB | DISTRIBUTION | KUALA SELANGOR | Existing | BKSL/PCE/J00716/MBVCB5 | 300345835 | 11 kV | CLOSED | VACUUM |  | STESEN SUIS FASA 3A PUNCAK ALAM |  |  |  | S01102 | 17/03/2006 |  | UNIVAC | H-VBH-01-037-1203 A1 | 630.000 A | FASA 3A2
380137111 | TNB | DISTRIBUTION | KUALA SELANGOR | Existing | BKSL/PCE/J00716/MBVCB3 | 300345833 | 11 kV | CLOSED | VACUUM |  | STESEN SUIS FASA 3A PUNCAK ALAM |  |  |  | S01100 | 17/03/2006 |  | UNIVAC | H-VBH-00-258-983 B2 | 630.000 A | TX2
380137127 | TNB | DISTRIBUTION | KUALA SELANGOR | Existing | BKSL/PCE/J00716/MBVCB4 | 300345834 | 11 kV | CLOSED |  |  | STESEN SUIS FASA 3A PUNCAK ALAM |  |  |  | S01101 | 17/03/2006 |  | UNIVAC | H-VBH-01-036-1202 A1 | 630.000 A | FASA 3A1
380138127 | TNB | DISTRIBUTION | KUALA SELANGOR | Existing | BKSL/PCE/J00861/MBVCB2 | 300515326 | 11 kV | CLOSED | VACUUM |  | TESCO PUNCAK ALAM |  |  |  | S05681 |  |  | TOSHIBA | HC12A1BC285 | 630.000 A | RUMAH PAM PUNCAK BESTARI
380138129 | TNB | DISTRIBUTION | KUALA SELANGOR | Existing | BKSL/PCE/J00861/MBVCB3 | 300515327 | 11 kV | CLOSED | VACUUM |  | TESCO PUNCAK ALAM |  |  |  | S05683 |  |  | TOSHIBA | HC12A1BC285 | 630.000 A | FASA 3A6 PUNCAK ALAM
380138152 | TNB | DISTRIBUTION | KUALA SELANGOR | Existing | BKSL/PCE/J00861/MBVCB | 300515325 | 11 kV | CLOSED | VACUUM |  | TESCO PUNCAK ALAM |  |  |  | S05682 |  |  | TOSHIBA | HC12A1BC285 | 630.000 A | PENGGUNA 11 KV
380259681 | TNB | DISTRIBUTION | KUALA SELANGOR | Existing | BKSL/PCE/J00100/MBVCB2 | 300342919 | 11 kV | CLOSED | VACUUM | S05616 PE TMN PARI | TMN SOLOMON |  |  |  | S01357 | 2012-10-05 |  | ITEM | 8BK-88E-B2 | 630.000 A | TX1
380259705 | TNB | DISTRIBUTION | KUALA SELANGOR | Existing | BKSL/PCE/J00100/MBVCB3 | 300342917 | 11 kV | CLOSED | VACUUM | TX-1000KVA | TMN SOLOMON |  |  |  | S01357 | 2012-10-05 |  | ITEM | 8BK-88E A1 | 630.000 A | TX
380259708 | TNB | DISTRIBUTION | KUALA SELANGOR | Existing | BKSL/PCE/J00100/MBVCB1 | 300342915 | 11 kV | CLOSED | VACUUM | S00149 PE KEMAYAN | TMN SOLOMON |  |  |  | S01356 | 2012-10-05 |  | ITEM | 8BK-88E-A1 | 630.000 A | TAMAN PARI
380263263 | TNB | DISTRIBUTION | KUALA SELANGOR | Existing | BKSL/PCE/J00590/MBVCB7 | 300345792 | 11 kV | CLOSED |  |  | ONE PLAZA |  |  |  | S05513 | 27/03/2011 |  |  | 8BK-88E B2 | 630.000 A | MSB PENGGUNA 11KV
380263265 | TNB | DISTRIBUTION | KUALA SELANGOR | Existing | BKSL/PCE/J00590/MBVCB6 | 300345791 | 11 kV | CLOSED |  |  | ONE PLAZA |  |  |  | S05512 | 27/03/2011 |  |  | 8BK-88E A1 | 630.000 A | MEDAN NIAGA NO.2
380263271 | TNB | DISTRIBUTION | KUALA SELANGOR | Existing | BKSL/PCE/J00590/MBVCB2 | 300345786 | 11 kV | CLOSED |  |  | ONE PLAZA |  |  |  | S05508 | 27/03/2011 |  |  | 8BK-88E A1 | 630.000 A | TESCO K.SEL
380263290 | TNB | DISTRIBUTION | KUALA SELANGOR | Existing | BKSL/PCE/J00590/MBVCB | 300345784 | 11 kV | CLOSED |  |  | ONE PLAZA |  |  |  | S05507 | 27/03/2011 |  |  | 8BK-88E A1 | 630.000 A | MEDAN NIAGA
380263294 | TNB | DISTRIBUTION | KUALA SELANGOR | Existing | BKSL/PCE/J00590/MBVCB5 | 300345790 | 11 kV | CLOSED |  |  | ONE PLAZA |  |  |  | S05511 | 27/03/2011 |  |  | 8BK-88E A1 | 630.000 A | PMU K.SEL VCB 7
380263318 | TNB | DISTRIBUTION | KUALA SELANGOR | Existing | BKSL/PCE/J00590/MBVCB3 | 300345787 | 11 kV | CLOSED |  |  | ONE PLAZA |  |  |  | S05509 | 27/03/2011 |  |  | 8BK-88E A1 | 630.000 A | PMU K.SEL VCB 10
380522042 | TNB | DISTRIBUTION | KUALA SELANGOR | Existing | BKSL/PCE/J00692/MBVCB7 | 300346144 | 11 kV | OPEN | VACUUM |  | SSU KOTA PUTERI (CB9) |  |  |  | R05883 | 2006-11-02 |  | TAMCO | VHIH-A1-070994 | 630.000 A | PERUMAHAN OC8 (RAWANG) | R05883
380522114 | TNB | DISTRIBUTION | KUALA SELANGOR | Existing | BKSL/PCE/J00629/MBVCB3 | 300346019 | 11 kV | CLOSED | VACUUM |  | RHONG KHEN INDUSTRI |  |  |  | R01839 | 14/09/2006 |  | TAMCO | VHH TYPE B1-M | 630.000 A | TX1 1000KVA
380522116 | TNB | DISTRIBUTION | KUALA SELANGOR | Existing | BKSL/PCE/J00629/MBVCB2 | 300346018 | 11 kV | CLOSED | VACUUM |  | RHONG KHEN INDUSTRI |  |  |  | R01840 | 14/09/2006 |  | TAMCO | VHH TYPE A1-M | 630.000 A | TAKE SIX
380522118 | TNB | DISTRIBUTION | KUALA SELANGOR | Existing | BKSL/PCE/J00629/MBVCB5 | 300346021 | 11 kV | CLOSED | VACUUM |  | RHONG KHEN INDUSTRI |  |  |  | R02825 | 14/09/2006 |  | TAMCO | VHH TYPE B1-M | 630.000 A | SPARE
380522134 | TNB | DISTRIBUTION | KUALA SELANGOR | Existing | BKSL/PCE/J00629/MBVCB4 | 300346020 | 11 kV | CLOSED | VACUUM |  | RHONG KHEN INDUSTRI |  |  |  | R01838 | 14/09/2006 |  | TAMCO | VHH TYPE B1-M | 630.000 A | TX2 1000KVA
380522150 | TNB | DISTRIBUTION | KUALA SELANGOR | Existing | BKSL/PCE/J00629/MBVCB1 | 300346017 | 11 kV | CLOSED | VACUUM |  | RHONG KHEN INDUSTRI |  |  |  | R01841 | 14/09/2006 |  | TAMCO | VHH TYPE A1-M | 630.000 A | KILANG PAPAN SEKINCHAN
380522781 | TNB | DISTRIBUTION | KUALA SELANGOR | Existing |  |  | 11 kV | CLOSED |  |  | JASA RINGGIT HOLDINGS | [10 empty] | R03447
380522783 | TNB | DISTRIBUTION | KUALA SELANGOR | Existing |  |  | 11 kV | CLOSED |  |  | JASA RINGGIT HOLDINGS | [10 empty] | R00469
380522806 | TNB | DISTRIBUTION | KUALA SELANGOR | Existing |  |  | 11 kV | CLOSED |  |  | JASA RINGGIT HOLDINGS | [10 empty] | R00467
380522822 | TNB | DISTRIBUTION | KUALA SELANGOR | Existing |  |  | 11 kV | CLOSED | VACUUM | R07036 | PE SOO CHEW SHENG | [10 empty] | R07036
380522824 | TNB | DISTRIBUTION | KUALA SELANGOR | Existing |  |  | 11 kV | CLOSED | VACUUM | R07035 | PE SOO CHEW SHENG | [10 empty] | R07035
380522830 | TNB | DISTRIBUTION | KUALA SELANGOR | Existing |  |  | 11 kV | CLOSED | VACUUM | R07034 | PE SOO CHEW SHENG | [10 empty] | R07034
380522849 | TNB | DISTRIBUTION | KUALA SELANGOR | Existing |  |  | 11 kV | OPEN | VACUUM | R07553 | PE SOO CHEW SHENG | [10 empty] | R07552
380522877 | TNB | DISTRIBUTION | KUALA SELANGOR | Existing |  |  | 11 kV | CLOSED | VACUUM | R07554 | PE SOO CHEW SHENG | [10 empty] | R07554
380564714 | TNB | DISTRIBUTION | KUALA SELANGOR | Existing | BKSL/PCE/J00069/MBCB1 | 300345700 | 11 kV | CLOSED |  |  | TMN MALAWATI JAYA NO 2 |  |  |  | S01319 | 1998-11-05 |  | ITEM | 8BK-88E A1 | 630.000 A | TMN MALAWATI JAYA NO.1
380564738 | TNB | DISTRIBUTION | KUALA SELANGOR | Existing | BKSL/PCE/J00069/MBCB3 | 300345702 | 11 kV | CLOSED |  |  | TMN MALAWATI JAYA NO 2 |  |  |  | S01321 | 1998-11-05 |  | ITEM | 8BK-88E A1 | 630.000 A | KOLAM UDANG API API NO.2
380564739 | TNB | DISTRIBUTION | KUALA SELANGOR | Existing | BKSL/PCE/J00069/MBCB2 | 300345701 | 11 kV | CLOSED |  |  | TMN MALAWATI JAYA NO 2 |  |  |  | S01320 | 1998-11-05 |  | ITEM | 8BK-88E B2 | 630.000 A | TX 1000KVA
380565793 | TNB | DISTRIBUTION | KUALA SELANGOR | Existing | BKSL/PCE/J00542/MBVCB1 | 300345761 | 11 kV | CLOSED |  |  | TMN RHU PERMAI |  |  |  | S05309 | 22/09/2007 |  |  | SBV 4 A1 | 630.000 A | BATU 2
380565817 | TNB | DISTRIBUTION | KUALA SELANGOR | Existing | BKSL/PCE/J00542/MBVCB3 | 300345763 | 11 kV | CLOSED |  |  | TMN RHU PERMAI |  |  |  | S05401 | 22/09/2007 |  |  | SBV 4 A1 | 630.000 A | TMN RHU
380565818 | TNB | DISTRIBUTION | KUALA SELANGOR | Existing | BKSL/PCE/J00542/MBVCB2 | 300345762 | 11 kV | CLOSED |  |  | TMN RHU PERMAI |  |  |  | S05400 | 22/09/2007 |  |  | SBV 4 B2B | 630.000 A | TX 1000KVA
380674819 | TNB | DISTRIBUTION | KUALA SELANGOR | Existing |  |  | 11 kV | CLOSED | VACUUM | S01256 | IKK
380674843 | TNB | DISTRIBUTION | KUALA SELANGOR | Existing |  |  | 11 kV | CLOSED | VACUUM | S01255 | IKK
380674846 | TNB | DISTRIBUTION | KUALA SELANGOR | Existing |  |  | 11 kV | CLOSED | VACUUM | S01254 | IKK
380675991 | TNB | DISTRIBUTION | KUALA SELANGOR | Existing |  |  | 11 kV | CLOSED | VACUUM | KSGR-12 | PMU KUALA SELANGOR 132/33/11kV | [6 empty] | TAMCO | VK10J20H | 630.000 A | S01695 TAMAN K.SELANGOR JAYA
380676024 | TNB | DISTRIBUTION | KUALA SELANGOR | Existing | BKSL/PCE/J00306/MBVCB2 | 300313777 | 11 kV | OPEN | VACUUM | S01381 | SM AGAMA JERAM |  |  |  | S01381 | 1994-11-09 |  | GEC | VFT-12 | 630.000 A | SPG RJ ABDLH
380676048 | TNB | DISTRIBUTION | KUALA SELANGOR | Existing | BKSL/PCE/J00306/MBVCB3 | 300313778 | 11 kV | CLOSED | VACUUM | S01382 | SM AGAMA JERAM |  |  |  | S01382 | 1994-11-09 |  | GEC | VFT-12 | 630.000 A | BALAI POLIS JERAM
380676049 | TNB | DISTRIBUTION | KUALA SELANGOR | Existing | BKSL/PCE/J00306/MBVCB4 | 300313779 | 11 kV | CLOSED | VACUUM | S01383 | SM AGAMA JERAM |  |  |  | S01383 | 1994-11-09 |  | GEC | VFT-12 | 630.000 A | TX
380676051 | TNB | DISTRIBUTION | KUALA SELANGOR | Existing | BKSL/PCE/J00306/MBVCB1 | 300313775 | 11 kV | CLOSED | VACUUM | S01384 | SM AGAMA JERAM |  |  |  |  | 20/05/2007 |  | TAMCO | TAMCO
380972269 | TNB | DISTRIBUTION | KUALA SELANGOR | Existing |  |  | 11 kV | CLOSED | VACUUM | KSGR-12 | PMU KUALA SELANGOR 132/33/11kV | [6 empty] | TAMCO | VK10J20H | 630.000 A | S01695 TAMAN K.SELANGOR JAYA
380972320 | TNB | DISTRIBUTION | KUALA SELANGOR | Existing | BKSL/PCE/J00306/MBVCB5 | 300527702 |  | CLOSED | VACUUM | S01629 | SM AGAMA JERAM |  |  |  |  | 20/05/2007 |  | TAMCO | N/A | 630.000 A
380998526 | TNB | DISTRIBUTION | KUALA SELANGOR | Existing |  |  | 11 kV | CLOSED | VACUUM | SS05861 PE QMAC REHON | KILANG ISI SAWIT
380998528 | TNB | DISTRIBUTION | KUALA SELANGOR | Existing |  |  | 11 kV | OPEN | VACUUM | S05865 PE SONG ENGINEERING | KILANG ISI SAWIT
380998551 | TNB | DISTRIBUTION | KUALA SELANGOR | Existing |  |  | 11 kV | CLOSED | VACUUM | PENGGUNA HT | KILANG ISI SAWIT
380998813 | TNB | DISTRIBUTION | KUALA SELANGOR | Existing | BKSL/PCE/J00662/MBVCB5 | 300346188 | 11 kV | CLOSED | VACUUM |  | DETIK ATURAN |  |  |  | S05585 | 18/07/2011 |  | ITEM | 8BK-88E A1 | 630.000 A | KILANG FIRMA RENA
380998815 | TNB | DISTRIBUTION | KUALA SELANGOR | Existing | BKSL/PCE/J00662/MBVCB6 | 300346189 | 11 kV | CLOSED | VACUUM |  | DETIK ATURAN |  |  |  | S05586 | 18/07/2011 |  | ITEM | 8BK-88E A1 | 630.000 A | DESA MAWAR NO.2
380998821 | TNB | DISTRIBUTION | KUALA SELANGOR | Existing | BKSL/PCE/J00662/MBVCB3 | 300346186 | 11 kV | CLOSED | VACUUM |  | DETIK ATURAN |  |  |  | S05591 | 18/07/2011 |  | ITEM | 8BK-88E A1 | 630.000 A | KG SG GULANG GULANG
380998840 | TNB | DISTRIBUTION | KUALA SELANGOR | Existing | BKSL/PCE/J00662/MBVCB2 | 300346185 | 11 kV | CLOSED | VACUUM |  | DETIK ATURAN |  |  |  | S05590 | 18/07/2011 |  | ITEM | 8BK-88E A1 | 630.000 A | SG TUNGGUL
380998844 | TNB | DISTRIBUTION | KUALA SELANGOR | Existing | BKSL/PCE/J00662/MBVCB7 | 300346190 | 11 kV | CLOSED | VACUUM |  | DETIK ATURAN |  |  |  | S05587 | 18/07/2011 |  | ITEM | 8BK-88E B2 | 630.000 A | PENGGUNA 11KV
380998868 | TNB | DISTRIBUTION | KUALA SELANGOR | Existing | BKSL/PCE/J00662/MBVCB1 | 300346184 | 11 kV | CLOSED | VACUUM |  | DETIK ATURAN |  |  |  | S05589 | 18/07/2011 |  | ITEM | 8BK-88E A1 | 630.000 A | SPARE
381199861 | TNB | DISTRIBUTION | KUALA SELANGOR | Existing | BKSL/PMU/G00003/MB4L5 | 300049648 | 33 kV | CLOSED | VACUUM | 4L5 | PMU BATANG BERJUNTAI 132/33/6.6kV |  |  |  | 4L5 | 1971-01-06 |  | REYROLLE | REYROLLE | 1250.000 A | FEEDER 33KV
381199866 | TNB | DISTRIBUTION | KUALA SELANGOR | Existing | BKSL/PMU/G00003/MB3L5 | 300049647 | 33 kV | CLOSED | VACUUM | 3L5 | PMU BATANG BERJUNTAI 132/33/6.6kV |  |  |  | 3L5 | 1971-01-06 |  | REYROLLE | REYROLLE | 1250.000 A | FEEDER 33KV
381199875 | TNB | DISTRIBUTION | KUALA SELANGOR | Existing | BKSL/PMU/G00003/MB1TO | 300049644 | 33 kV | CLOSED | VACUUM | 1TO | PMU BATANG BERJUNTAI 132/33/6.6kV |  |  |  | 1TO | 1971-01-06 |  | REYROLLE | REYROLLE | 2000.000 A | INCOMER
381199877 | TNB | DISTRIBUTION | KUALA SELANGOR | Existing | BKSL/PMU/G00003/MB5L5 | 300049649 | 33 kV | OPEN | VACUUM | 5L5 | PMU BATANG BERJUNTAI 132/33/6.6kV |  |  |  | 5L5 | 1971-01-06 |  | REYROLLE | REYROLLE | 1250.000 A | FEEDER 33KV
381199886 | TNB | DISTRIBUTION | KUALA SELANGOR | Existing | BKSL/PMU/G00003/MB2L5 | 300049645 | 33 kV | CLOSED | VACUUM | 2L5 | PMU BATANG BERJUNTAI 132/33/6.6kV |  |  |  | 2L5 | 1971-01-06 |  | REYROLLE | REYROLLE | 1250.000 A | FEEDER 33KV
381199900 | TNB | DISTRIBUTION | KUALA SELANGOR | Existing | BKSL/PMU/G00003/MB2TO | 300049646 | 33 kV | CLOSED | VACUUM | 2TO | PMU BATANG BERJUNTAI 132/33/6.6kV |  |  |  | 2TO | 1971-01-06 |  | REYROLLE | REYROLLE | 2000.000 A | INCOMER
381199930 | TNB | DISTRIBUTION | KUALA SELANGOR | Existing |  |  | 33 kV | OPEN | VACUUM | 8L5 | PMU BATANG BERJUNTAI 132/33/6.6kV
381199982 | TNB | DISTRIBUTION | KUALA SELANGOR | Existing |  |  | 33 kV | OPEN | VACUUM | 7L5 | PMU BATANG BERJUNTAI 132/33/6.6kV
381199988 | TNB | DISTRIBUTION | KUALA SELANGOR | Existing | BKSL/PMU/G00003/MB1L5 | 300049642 | 33 kV | CLOSED | VACUUM | 1L5 | PMU BATANG BERJUNTAI 132/33/6.6kV |  |  |  | 1L5 | 1971-01-06 |  | REYROLLE | REYROLLE | 1250.000 A | FEEDER 33KV
381200004 | TNB | DISTRIBUTION | KUALA SELANGOR | Existing |  |  | 33 kV | OPEN | VACUUM | 6L5 | PMU BATANG BERJUNTAI 132/33/6.6kV
382209201 | TNB | DISTRIBUTION | KUALA SELANGOR | Existing | BKSL/PCE/J00475/MBVCB1 | 300313476 | 11 kV | CLOSED | VACUUM | R04241 | TIP TOP MEAT |  |  |  | R04241 | 13/08/2004 |  |  | SBV 4 | 630.000 A | FISH POND NO.1
382209206 | TNB | DISTRIBUTION | KUALA SELANGOR | Existing |  |  | 11 kV | CLOSED | VACUUM | R06734 | TIP TOP MEAT
382209224 | TNB | DISTRIBUTION | KUALA SELANGOR | Existing |  |  | 11 kV | CLOSED | VACUUM | R06733 | TIP TOP MEAT
382209226 | TNB | DISTRIBUTION | KUALA SELANGOR | Existing |  |  | 11 kV | CLOSED | VACUUM | R06735 | TIP TOP MEAT
382209228 | TNB | DISTRIBUTION | KUALA SELANGOR | Existing | BKSL/PCE/J00475/MBVCB2 | 300313478 | 11 kV | CLOSED | VACUUM | R04242 | TIP TOP MEAT |  |  |  | R04242 | 13/08/2004 |  |  | SBV 4 | 630.000 A | PENGGUNA 11KV
382209283 | TNB | DISTRIBUTION | KUALA SELANGOR | Existing |  |  | 11 kV | CLOSED | VACUUM | S05866 | SSU TMN MAKMUR |  |  |  | S05866 |  |  | EPE | SNT10861 | 630.000 A | PARIT 1
382209289 | TNB | DISTRIBUTION | KUALA SELANGOR | Existing |  |  | 11 kV | CLOSED | VACUUM | S05871 | SSU TMN MAKMUR |  |  |  | S05871 | 2015-01-01 |  | EPE | SNT10861 | 630.000 A | BOOSTER TG KARANG
382209292 | TNB | DISTRIBUTION | KUALA SELANGOR | Existing |  |  | 11 kV | CLOSED | VACUUM | S05872 | SSU TMN MAKMUR |  |  |  | S05872 | 2015-01-01 |  | EPE | SNT10861 | 630.000 A | PEKAN TG KARANG
382209315 | TNB | DISTRIBUTION | KUALA SELANGOR | Existing |  |  | 11 kV | CLOSED | VACUUM | S05870 | SSU TMN MAKMUR |  |  |  | S05870 |  |  | EPE | SNT10861 | 630.000 A | CB 8 PPU TG KARANG
382209318 | TNB | DISTRIBUTION | KUALA SELANGOR | Existing |  |  | 11 kV | CLOSED | VACUUM | S05867 | SSU TMN MAKMUR |  |  |  | S05867 |  |  | EPE | SNT10861 | 630.000 A | JLN GAWAR GAWAR
382209327 | TNB | DISTRIBUTION | KUALA SELANGOR | Existing |  |  | 11 kV | CLOSED | VACUUM | S05868 | SSU TMN MAKMUR |  |  |  | S05868 |  |  | EPE | SNT10861 | 630.000 A | CB 5 PPU TG KARANG
383510034 | TNB | DISTRIBUTION | KUALA SELANGOR | Existing |  |  | 33 kV | OPEN | VACUUM | 4S5 | SSU HARTALEGA
383510049 | TNB | DISTRIBUTION | KUALA SELANGOR | Existing |  |  | 33 kV | CLOSED | VACUUM | 5S5 | SSU HARTALEGA
383510074 | TNB | DISTRIBUTION | KUALA SELANGOR | Existing |  |  | 33 kV | CLOSED | VACUUM | 1S5 | SSU HARTALEGA
383510084 | TNB | DISTRIBUTION | KUALA SELANGOR | Existing |  |  | 33 kV | OPEN | VACUUM | 6S5 | SSU HARTALEGA
383510124 | TNB | DISTRIBUTION | KUALA SELANGOR | Existing |  |  | 33 kV | CLOSED | VACUUM | 3S5 | SSU HARTALEGA
383510169 | TNB | DISTRIBUTION | KUALA SELANGOR | Existing |  |  | 33 kV | CLOSED | VACUUM | 2S5 | SSU HARTALEGA
384274365 | TNB | DISTRIBUTION | KUALA SELANGOR | Existing |  |  |  | CLOSED | VACUUM | 2B5 | PPU PLENTIFIELD 33/11kV
384274368 | TNB | DISTRIBUTION | KUALA SELANGOR | Existing | BKSL/PPU/G00006/MB1P5 |  | 33 kV | CLOSED | VACUUM | 1P5 | PPU PLENTIFIELD 33/11kV
384274393 | TNB | DISTRIBUTION | KUALA SELANGOR | Existing | BKSL/PPU/G00006/NB6 |  | 11 kV | CLOSED | VACUUM | 6 | PPU PLENTIFIELD 33/11kV
384274430 | TNB | DISTRIBUTION | KUALA SELANGOR | Existing |  |  | 11 kV | OPEN | VACUUM | 13 | PPU PLENTIFIELD 33/11kV
384274432 | TNB | DISTRIBUTION | KUALA SELANGOR | Existing | BKSL/PPU/G00006/MB3P5 |  | 33 kV | OPEN | VACUUM | 3P5 | PPU PLENTIFIELD 33/11kV
384274472 | TNB | DISTRIBUTION | KUALA SELANGOR | Existing | BKSL/PPU/G00006/MB1HO |  | 33 kV | CLOSED |  | 1HO | PPU PLENTIFIELD 33/11kV
384274475 | TNB | DISTRIBUTION | KUALA SELANGOR | Existing | BKSL/PPU/G00006/NB8 |  | 11 kV | CLOSED | VACUUM | 8 | PPU PLENTIFIELD 33/11kV
384274483 | TNB | DISTRIBUTION | KUALA SELANGOR | Existing | BKSL/PPU/G00006/MB2HO |  | 33 kV | CLOSED |  | 2HO | PPU PLENTIFIELD 33/11kV
384274484 | TNB | DISTRIBUTION | KUALA SELANGOR | Existing | BKSL/PPU/G00006/NB7 |  | 11 kV | OPEN | VACUUM | 7 | PPU PLENTIFIELD 33/11kV
384274487 | TNB | DISTRIBUTION | KUALA SELANGOR | Existing | BKSL/PPU/G00006/NB4 |  | 11 kV | CLOSED | VACUUM | 4 | PPU PLENTIFIELD 33/11kV
384274502 | TNB | DISTRIBUTION | KUALA SELANGOR | Existing | BKSL/PPU/G00006/NB5 |  | 11 kV | CLOSED | VACUUM | 5 | PPU PLENTIFIELD 33/11kV
384274505 | TNB | DISTRIBUTION | KUALA SELANGOR | Existing | BKSL/PPU/G00006/MB2P5 |  | 33 kV | CLOSED | VACUUM | 2P5 | PPU PLENTIFIELD 33/11kV
384274525 | TNB | DISTRIBUTION | KUALA SELANGOR | Existing |  |  | 33 kV | CLOSED | VACUUM | 1B5 | PPU PLENTIFIELD 33/11kV
384274555 | TNB | DISTRIBUTION | KUALA SELANGOR | Existing | BKSL/PPU/G00006/NB30 |  | 11 kV | CLOSED | VACUUM | 30 | PPU PLENTIFIELD 33/11kV
384274559 | TNB | DISTRIBUTION | KUALA SELANGOR | Existing | BKSL/PPU/G00006/NB11 |  | 11 kV | OPEN | VACUUM | 11 | PPU PLENTIFIELD 33/11kV
384274595 | TNB | DISTRIBUTION | KUALA SELANGOR | Existing |  |  | 33 kV | OPEN | VACUUM | 4P5 | PPU PLENTIFIELD 33/11kV
384274600 | TNB | DISTRIBUTION | KUALA SELANGOR | Existing | BKSL/PPU/G00006/NB10 |  | 11 kV | OPEN | VACUUM | 10 | PPU PLENTIFIELD 33/11kV
384274633 | TNB | DISTRIBUTION | KUALA SELANGOR | Existing | BKSL/PPU/G00006/NB9 |  | 11 kV | OPEN | VACUUM | 9 | PPU PLENTIFIELD 33/11kV
384274637 | TNB | DISTRIBUTION | KUALA SELANGOR | Existing | BKSL/PPU/G00006/NB3 |  | 11 kV | OPEN | VACUUM | 3 | PPU PLENTIFIELD 33/11kV
384274673 | TNB | DISTRIBUTION | KUALA SELANGOR | Existing | BKSL/PPU/G00006/NB31 |  | 11 kV | CLOSED | VACUUM | 31 | PPU PLENTIFIELD 33/11kV
384274713 | TNB | DISTRIBUTION | KUALA SELANGOR | Existing | BKSL/PPU/G00006/NB12 |  | 11 kV | OPEN | VACUUM | 12 | PPU PLENTIFIELD 33/11kV
384274726 | TNB | DISTRIBUTION | KUALA SELANGOR | Existing | BKSL/PPU/G00006/NB14 |  | 11 kV | CLOSED | VACUUM | 14 | PPU PLENTIFIELD 33/11kV
384274727 | TNB | DISTRIBUTION | KUALA SELANGOR | Existing | BKSL/PPU/G00006/NB32 |  | 11 kV | CLOSED | VACUUM | 32 | PPU PLENTIFIELD 33/11kV
384274746 | TNB | DISTRIBUTION | KUALA SELANGOR | Existing |  |  |  | CLOSED | VACUUM | 16 | PPU PLENTIFIELD 33/11kV
384893627 | TNB | DISTRIBUTION | KUALA SELANGOR | Existing |  |  | 11 kV | OPEN | VACUUM | S05968 | SSU TMN MAKMUR
386034905 | TNB | DISTRIBUTION | KUALA SELANGOR | Existing |  |  | 11 kV | OPEN | VACUUM | R08201 | D-KSL-C17-1497
386034908 | TNB | DISTRIBUTION | KUALA SELANGOR | Existing |  |  | 11 kV | CLOSED | VACUUM | R08200 | D-KSL-C17-1497
386034931 | TNB | DISTRIBUTION | KUALA SELANGOR | Existing |  |  | 11 kV | CLOSED | VACUUM | R08198 | D-KSL-C17-1497
386034932 | TNB | DISTRIBUTION | KUALA SELANGOR | Existing |  |  | 11 kV | CLOSED | VACUUM | R08199 | D-KSL-C17-1497
387816919 | TNB | DISTRIBUTION | KUALA SELANGOR | Existing |  |  | 11 kV | CLOSED | VACUUM | R08324 | D-KSL-C18-1506
387816922 | TNB | DISTRIBUTION | KUALA SELANGOR | Existing |  |  | 11 kV | CLOSED | VACUUM | R08322 | D-KSL-C18-1506
387816945 | TNB | DISTRIBUTION | KUALA SELANGOR | Existing |  |  | 11 kV | CLOSED | VACUUM | R08321 | D-KSL-C18-1506
387816946 | TNB | DISTRIBUTION | KUALA SELANGOR | Existing |  |  | 11 kV | CLOSED | VACUUM | R08323 | D-KSL-C18-1506
387817161 | TNB | DISTRIBUTION | KUALA SELANGOR | Existing |  |  | 11 kV | CLOSED | VACUUM | R08306 | SSU KOTA PUTERI (CB9)
387817298 | TNB | DISTRIBUTION | KUALA SELANGOR | Existing |  |  | 11 kV | CLOSED | VACUUM | R08311 | D-KSL-C18-1522
387817303 | TNB | DISTRIBUTION | KUALA SELANGOR | Existing |  |  | 11 kV | CLOSED | VACUUM | R08310 | D-KSL-C18-1522
387817323 | TNB | DISTRIBUTION | KUALA SELANGOR | Existing |  |  | 11 kV | CLOSED | VACUUM | R08312 | D-KSL-C18-1522
388856112 | TNB | DISTRIBUTION | KUALA SELANGOR | Existing |  |  | 11 kV | CLOSED | VACUUM | R05737 | SUBANG VENTURE
388856117 | TNB | DISTRIBUTION | KUALA SELANGOR | Existing |  |  | 11 kV | CLOSED | VACUUM | R08197 | SUBANG VENTURE
388856137 | TNB | DISTRIBUTION | KUALA SELANGOR | Existing |  |  | 11 kV | CLOSED | VACUUM | R05739 | SUBANG VENTURE
388856141 | TNB | DISTRIBUTION | KUALA SELANGOR | Existing |  |  | 11 kV | CLOSED | VACUUM | R05738 | SUBANG VENTURE
389036422 | TNB | DISTRIBUTION | KUALA SELANGOR | Existing |  |  | 11 kV | CLOSED | VACUUM | S01562 | TMN BKT BELIMBING INDAH
389036437 | TNB | DISTRIBUTION | KUALA SELANGOR | Existing |  |  | 11 kV | CLOSED | VACUUM | S01560 | TMN BKT BELIMBING INDAH
389036439 | TNB | DISTRIBUTION | KUALA SELANGOR | Existing |  |  | 11 kV | CLOSED | VACUUM | S01561 | TMN BKT BELIMBING INDAH

## Output
Id | Owner Type | Owner Name | Operational Area | Status | ERMS Functional Location | ERMS Equipment No | Operating Voltage | Normal Status | Insulation Type | Feeder Label | Substation Name | Mnemonics | ERMS System Status | ERMS User Status | Breaker No. | Date Commissioned | Manufacturer | Manufacturer _Old_ | Model Number | Rated Current | Feeder Direction | Remarks | Check | Detail
257701794 | TNB | DISTRIBUTION | KUALA SELANGOR | Existing | BKSL/PMU/G00001/MB3L5 | 300048756 | Unknown | OPEN | VACUUM | KSGR-3L5 | PMU KUALA SELANGOR 132/33/11kV |  |  |  | 3L5 | 19800103 |  | TAMCO | VH3D | 1250.000 A | FEEDER 33KV |  | Fail | Please check "Operating Voltage"
257701795 | TNB | DISTRIBUTION | KUALA SELANGOR | Existing | BKSL/PMU/G00001/MB1L5 | 300048750 | Unknown | CLOSED | VACUUM | KSGR-1L5 | PMU KUALA SELANGOR 132/33/11kV |  |  |  | 1L5 | 19800103 |  | TAMCO | VH3D | 1250.000 A | FEEDER 33KV |  | Fail | Please check "Operating Voltage"
257701808 | TNB | DISTRIBUTION | KUALA SELANGOR | Existing | BKSL/PMU/G00001/MB2HO | 300048753 | 33 kV | CLOSED | VACUUM | KSGR-2H0 | PMU KUALA SELANGOR 132/33/11kV |  |  |  | 2HO | 19800103 |  | TAMCO | VH3D | 2000.000 A | TRANSFORMER 2 |  | Pass | null
257701809 | TNB | DISTRIBUTION | KUALA SELANGOR | Existing | BKSL/PMU/G00001/MB1HO | 300048749 | 33 kV | CLOSED | VACUUM | KSGR-1H0 | PMU KUALA SELANGOR 132/33/11kV |  |  |  | 1HO | 19800103 |  | TAMCO | VH3D | 2000.000 A | TRANSFORMER 1 |  | Pass | null
257701810 | TNB | DISTRIBUTION | KUALA SELANGOR | Existing | BKSL/PMU/G00001/MB2L5 | 300048754 | Unknown | OPEN |  | KSGR-2L5 | PMU KUALA SELANGOR 132/33/11kV |  |  |  | 2L5 | 19800103 |  | TAMCO | VH3D | 1250.000 A | FEEDER 33KV |  | Fail | Please check "Operating Voltage"
257701811 | TNB | DISTRIBUTION | KUALA SELANGOR | Existing | BKSL/PMU/G00001/MB2TO | 300048755 | 33 kV | CLOSED | VACUUM | KSGR-2T0 | PMU KUALA SELANGOR 132/33/11kV |  |  |  | 2TO | 19800103 |  | TAMCO | VH3D | 2000.000 A | INCOMER |  | Pass | null
257701812 | TNB | DISTRIBUTION | KUALA SELANGOR | Existing | BKSL/PMU/G00001/MB1TO | 300048752 | 33 kV | CLOSED | VACUUM | KSGR-1T0 | PMU KUALA SELANGOR 132/33/11kV |  |  |  | 1TO | 19800103 |  | TAMCO | VH3D | 2000.000 A | INCOMER |  | Pass | null
257701833 | TNB | DISTRIBUTION | KUALA SELANGOR | Existing | BKSL/PMU/G00001/MB4L5 | 300048757 | Unknown | OPEN |  | KSGR-4L5 | PMU KUALA SELANGOR 132/33/11kV |  |  |  | 4L5 | 19800103 |  | TAMCO | VH3D | 1250.000 A | FEEDER 33KV |  | Fail | Please check "Operating Voltage"
257701889 | TNB | DISTRIBUTION | KUALA SELANGOR | Existing | BKSL/PMU/G00001/NB31 | 300048763 | 11 kV | CLOSED | VACUUM | KSGR-31 | PMU KUALA SELANGOR 132/33/11kV |  |  |  | 31 | 19800103 |  | TAMCO | VH1D | 2000.000 A | INCOMER NO. 1 |  | Pass | null
257701890 | TNB | DISTRIBUTION | KUALA SELANGOR | Existing | BKSL/PMU/G00001/NB32 | 300048764 | 11 kV | CLOSED | VACUUM | KSGR-32 | PMU KUALA SELANGOR 132/33/11kV |  |  |  | 32 | 19800103 |  | TAMCO | VH1D | 2000.000 A | INCOMER NO.2 |  | Pass | null
257701909 | TNB | DISTRIBUTION | KUALA SELANGOR | Existing | BKSL/PMU/G00001/NB2 | 300048760 | 11 kV | CLOSED | VACUUM | KSGR-2 | PMU KUALA SELANGOR 132/33/11kV |  |  |  | 2 | 19800103 |  | TAMCO | VH1D | 630.000 A | FEEDER 11KV |  | Pass | null
257701918 | TNB | DISTRIBUTION | KUALA SELANGOR | Existing | BKSL/PMU/G00001/NB8 | 300048768 | 11 kV | CLOSED | VACUUM | KSGR-8 | PMU KUALA SELANGOR 132/33/11kV |  |  |  | 8 | 19800103 |  | TAMCO | VH1D | 630.000 A | FEEDER 11KV |  | Pass | null
257701919 | TNB | DISTRIBUTION | KUALA SELANGOR | Existing | BKSL/PMU/G00001/NB10 | 300048759 | 11 kV | CLOSED | VACUUM | KSGR-10 | PMU KUALA SELANGOR 132/33/11kV |  |  |  | 10 | 19800103 |  | TAMCO | VH1D | 630.000 A | FEEDER 11KV |  | Pass | null
257701936 | TNB | DISTRIBUTION | KUALA SELANGOR | Existing | BKSL/PMU/G00001/NB6 | 300048767 | 11 kV | CLOSED | VACUUM | KSGR-6 | PMU KUALA SELANGOR 132/33/11kV |  |  |  | 6 | 19800103 |  | TAMCO | VH1D | 630.000 A | FEEDER 11KV |  | Pass | null
257701937 | TNB | DISTRIBUTION | KUALA SELANGOR | Existing | BKSL/PMU/G00001/NB4 | 300048765 | 11 kV | CLOSED | VACUUM | KSGR-4 | PMU KUALA SELANGOR 132/33/11kV |  |  |  | 4 | 19800103 |  | TAMCO | VH1D | 630.000 A | FEEDER 11KV |  | Pass | null
257701975 | TNB | DISTRIBUTION | KUALA SELANGOR | Existing | BKSL/PMU/G00001/NB3 | 300048761 | 11 kV | CLOSED | VACUUM | KSGR-3 | PMU KUALA SELANGOR 132/33/11kV |  |  |  | 3 | 19800103 |  | TAMCO | VH1D | 630.000 A | FEEDER 11KV |  | Pass | null
257701976 | TNB | DISTRIBUTION | KUALA SELANGOR | Existing | BKSL/PMU/G00001/NB5 | 300048766 | 11 kV | CLOSED | VACUUM | KSGR-5 | PMU KUALA SELANGOR 132/33/11kV |  |  |  | 5 | 19800103 |  | TAMCO | VH1D | 630.000 A | FEEDER 11KV |  | Pass | null
257701977 | TNB | DISTRIBUTION | KUALA SELANGOR | Existing |  |  | 11 kV | CLOSED | VACUUM | KSGR-7 | PMU KUALA SELANGOR 132/33/11kV | [6 empty] | TAMCO | VK10J20H | 630.000 A | S00163 KILANG B PLASTIC |  | Pass | null
257701994 | TNB | DISTRIBUTION | KUALA SELANGOR | Existing |  |  | 11 kV | CLOSED | VACUUM | KSGR-9 | PMU KUALA SELANGOR 132/33/11kV | [6 empty] | TAMCO | VK10J20H | 630.000 A | S01695 TAMAN K.SELANGOR JAYA |  | Pass | null
257702000 | TNB | DISTRIBUTION | KUALA SELANGOR | Existing | BKSL/PMU/G00001/NB1 | 300048758 | 11 kV | CLOSED | VACUUM | KSGR-1 | PMU KUALA SELANGOR 132/33/11kV |  |  |  | 1 | 19800103 |  | TAMCO | VH1D | 630.000 A | FEEDER 11KV |  | Pass | null
257932121 | TNB | DISTRIBUTION | KUALA SELANGOR | Existing | BKSL/PPU/G00002/NB4 | 300048806 | 11 kV | CLOSED | VACUUM | TKMI-4 | PPU TANJUNG KARANG |  |  |  | 4 | 19720106 |  | EPE | VFT 12D | 630.000 A | FEEDER 11KV |  | Pass | null
257932122 | TNB | DISTRIBUTION | KUALA SELANGOR | Existing |  |  | 11 kV | CLOSED | VACUUM | TKMI-8 | PPU TANJUNG KARANG | [6 empty] | EPE | VFT-12 | 630.000 A | S00440 KOKO FAMA |  | Pass | null
257932123 | TNB | DISTRIBUTION | KUALA SELANGOR | Existing | BKSL/PPU/G00002/NB6 | 300048808 | 11 kV | CLOSED | VACUUM | TKMI-6 | PPU TANJUNG KARANG |  |  |  | 6 | 19720106 |  | EPE | VFT 12D | 630.000 A | FEEDER 11KV |  | Pass | null
257932124 | TNB | DISTRIBUTION | KUALA SELANGOR | Existing | BKSL/PPU/G00002/MB2HO | 300048797 | 33 kV | CLOSED | VACUUM | TKMI-2HO | PPU TANJUNG KARANG |  |  |  | 2HO | 19720106 |  | Unknown | GCB | 2000.000 A | TRANSFORMER 2 |  | Pass | null
257932125 | TNB | DISTRIBUTION | KUALA SELANGOR | Existing | BKSL/PPU/G00002/NB32 | 300048805 | 11 kV | CLOSED | VACUUM | TKMI-32 | PPU TANJUNG KARANG |  |  |  | 32 | 19720106 |  | EPE | VFT 12D | 2000.000 A | INCOMER NO.2 |  | Pass | null
257932126 | TNB | DISTRIBUTION | KUALA SELANGOR | Existing | BKSL/PPU/G00002/NB2 | 300048801 | 11 kV | CLOSED |  | TKMI-2 | PPU TANJUNG KARANG |  |  |  | 2 | 19720106 |  | EPE | VFT 12D | 630.000 A | FEEDER 11KV |  | Fail | Please check "InsulationType"
257932127 | TNB | DISTRIBUTION | KUALA SELANGOR | Existing | BKSL/PPU/G00002/MB1HO | 300048796 | 33 kV | CLOSED | VACUUM | TKMI-1HO | PPU TANJUNG KARANG |  |  |  | 1HO | 19720106 |  | Unknown | GCB | 2000.000 A | TRANSFORMER 1 |  | Pass | null
257932128 | TNB | DISTRIBUTION | KUALA SELANGOR | Existing |  |  | Unknown | CLOSED | VACUUM | 1B5 | PPU TANJUNG KARANG | [6 empty] | Unknown | N/A |  | BTAI-4L5 |  | Fail | Please check "Operating Voltage"
257932129 | TNB | DISTRIBUTION | KUALA SELANGOR | Existing | BKSL/PPU/G00002/NB31 | 300048804 | 11 kV | CLOSED | VACUUM | TKMI-31 | PPU TANJUNG KARANG |  |  |  | 31 | 19720106 |  | EPE | VFT 12D | 2000.000 A | INCOMER NO.1 |  | Pass | null
257932130 | TNB | DISTRIBUTION | KUALA SELANGOR | Existing | BKSL/PPU/G00002/NB3 | 300048802 | 11 kV | CLOSED | VACUUM | TKMI-3 | PPU TANJUNG KARANG |  |  |  | 3 | 19720106 |  | EPE | VFT 12D | 630.000 A | FEEDER 11KV |  | Pass | null
257932131 | TNB | DISTRIBUTION | KUALA SELANGOR | Existing | BKSL/PPU/G00002/NB1 | 300048799 | 11 kV | CLOSED | VACUUM | TKMI-1 | PPU TANJUNG KARANG |  |  |  | 1 | 19720106 |  | EPE | VFT 12D | 630.000 A | FEEDER 11KV |  | Pass | null
257932132 | TNB | DISTRIBUTION | KUALA SELANGOR | Existing | BKSL/PPU/G00002/NB5 | 300048807 | 11 kV | CLOSED | VACUUM | TKMI-5 | PPU TANJUNG KARANG |  |  |  | 5 | 19720106 |  | EPE | VFT 12D | 630.000 A | FEEDER 11KV |  | Pass | null
257932133 | TNB | DISTRIBUTION | KUALA SELANGOR | Existing | BKSL/PPU/G00002/NB9 | 300048810 | 11 kV | CLOSED | VACUUM | TKMI-9 | PPU TANJUNG KARANG |  |  |  | 9 | 19720106 |  | EPE | VFT 12D | 630.000 A | FEEDER 11KV |  | Pass | null
257932134 | TNB | DISTRIBUTION | KUALA SELANGOR | Existing | BKSL/PPU/G00002/NB7 | 300048809 | 11 kV | CLOSED | VACUUM | TKMI-7 | PPU TANJUNG KARANG |  |  |  | 7 | 19720106 |  | EPE | VFT 12D | 630.000 A | FEEDER 11KV |  | Pass | null
257950279 | TNB | DISTRIBUTION | KUALA SELANGOR | Existing | BKSL/PPU/G00008/NB1 | 300050015 | 11 kV | CLOSED | VACUUM | SDBY-1 | PPU SIME DARBY |  |  |  | 1 | 19940808 |  | TAMCO | VH1D | 630.000 A | FEEDER 11KV |  | Pass | null
257950282 | TNB | DISTRIBUTION | KUALA SELANGOR | Existing | BKSL/PPU/G00008/MB1HO | 300050010 | 33 kV | CLOSED | VACUUM | SDBY-1H0 | PPU SIME DARBY |  |  |  | 1HO | 19940808 |  | TAMCO | VH3D | 2000.000 A | TRANSFORMER 1 |  | Pass | null
257950283 | TNB | DISTRIBUTION | KUALA SELANGOR | Existing | BKSL/PPU/G00008/MB2HO | 300050011 | 33 kV | CLOSED | VACUUM | SDBY-2H0 | PPU SIME DARBY |  |  |  | 2HO | 19940808 |  | TAMCO | VH3D | 2000.000 A | TRANSFORMER 2 |  | Pass | null
257950285 | TNB | DISTRIBUTION | KUALA SELANGOR | Existing | BKSL/PPU/G00008/NB9 | 300050026 | 11 kV | CLOSED | VACUUM | SDBY-9 | PPU SIME DARBY |  |  |  | 9 | 19940808 |  | TAMCO | VH1D | 630.000 A | FEEDER 11KV |  | Pass | null
257950286 | TNB | DISTRIBUTION | KUALA SELANGOR | Existing | BKSL/PPU/G00008/NB7 | 300050024 | 11 kV | CLOSED | VACUUM | SDBY-7 | PPU SIME DARBY |  |  |  | 7 | 19940808 |  | TAMCO | VH1D | 630.000 A | FEEDER 11KV |  | Pass | null
257950287 | TNB | DISTRIBUTION | KUALA SELANGOR | Existing | BKSL/PPU/G00008/NB5 | 300050022 | 11 kV | CLOSED | VACUUM | SDBY-5 | PPU SIME DARBY |  |  |  | 5 | 19940808 |  | TAMCO | VH1D | 630.000 A | FEEDER 11KV |  | Pass | null
257950288 | TNB | DISTRIBUTION | KUALA SELANGOR | Existing | BKSL/PPU/G00008/NB3 | 300050017 | 11 kV | CLOSED | VACUUM | SDBY-3 | PPU SIME DARBY |  |  |  | 3 | 19940808 |  | TAMCO | VH1D | 630.000 A | FEEDER 11KV |  | Pass | null
257950289 | TNB | DISTRIBUTION | KUALA SELANGOR | Existing | BKSL/PPU/G00008/NB31 | 300050019 | 11 kV | CLOSED | VACUUM | SDBY-31 | PPU SIME DARBY |  |  |  | 31 | 19940808 |  | TAMCO | VH1D | 2000.000 A | INCOMER NO.1 |  | Pass | null
257950290 | TNB | DISTRIBUTION | KUALA SELANGOR | Existing | BKSL/PPU/G00008/NB32 | 300050020 | 11 kV | CLOSED | VACUUM | SDBY-32 | PPU SIME DARBY |  |  |  | 32 | 19940808 |  | TAMCO | VH1D | 2000.000 A | INCOMER NO.2 |  | Pass | null
257950291 | TNB | DISTRIBUTION | KUALA SELANGOR | Existing | BKSL/PPU/G00008/NB4 | 300050021 | 11 kV | CLOSED | VACUUM | SDBY-4 | PPU SIME DARBY |  |  |  | 4 | 19940808 |  | TAMCO | VH1D | 630.000 A | FEEDER 11KV |  | Pass | null
257950292 | TNB | DISTRIBUTION | KUALA SELANGOR | Existing | BKSL/PPU/G00008/NB6 | 300050023 | 11 kV | CLOSED | VACUUM | SDBY-6 | PPU SIME DARBY |  |  |  | 6 | 19940808 |  | TAMCO | VH1D | 630.000 A | FEEDER 11KV |  | Pass | null
257950293 | TNB | DISTRIBUTION | KUALA SELANGOR | Existing | BKSL/PPU/G00008/NB8 | 300050025 | 11 kV | CLOSED | VACUUM | SDBY-8 | PPU SIME DARBY |  |  |  | 8 | 19940808 |  | TAMCO | VH1D | 630.000 A | FEEDER 11KV |  | Pass | null
257950294 | TNB | DISTRIBUTION | KUALA SELANGOR | Existing | BKSL/PPU/G00008/NB2 | 300050016 | 11 kV | CLOSED | VACUUM | SDBY-2 | PPU SIME DARBY |  |  |  | 2 | 19940808 |  | TAMCO | VH1D | 630.000 A | FEEDER 11KV |  | Pass | null
376751322 | TNB | DISTRIBUTION | KUALA SELANGOR | Existing | BKSL/SSU/G00001/MBJ82 | 300050126 | 33 kV | CLOSED | VACUUM | 7S5 | SSU RWPS |  |  |  | J82 | 19900108 |  | TAMCO | VH3D | 1250.000 A | FEEDER 33KV |  | Pass | null
376751337 | TNB | DISTRIBUTION | KUALA SELANGOR | Existing | BKSL/SSU/G00001/MBC36 | 300050122 | 33 kV | CLOSED | VACUUM | 1S5 | SSU RWPS |  |  |  | C36 | 19900108 |  | TAMCO | VH3D | 1250.000 A | FEEDER 33KV |  | Pass | null
376751362 | TNB | DISTRIBUTION | KUALA SELANGOR | Existing | BKSL/SSU/G00001/MBC35 | 300050121 | 33 kV | CLOSED | VACUUM | 4S5 | SSU RWPS |  |  |  | C35 | 19900108 |  | TAMCO | VH3D | 1250.000 A | FEEDER 33KV |  | Pass | null
376751372 | TNB | DISTRIBUTION | KUALA SELANGOR | Existing | BKSL/SSU/G00001/MBJ83 | 300050127 | 33 kV | CLOSED | VACUUM | 8S5 | SSU RWPS |  |  |  | J83 | 19900108 |  | TAMCO | VH3D | 1250.000 A | FEEDER 33KV |  | Pass | null
376751405 | TNB | DISTRIBUTION | KUALA SELANGOR | Existing | BKSL/SSU/G00001/MBC38 | 300050124 | 33 kV | CLOSED | VACUUM | 6S5 | SSU RWPS |  |  |  | C38 | 19900108 |  | TAMCO | VH3D | 1250.000 A | FEEDER 33KV |  | Pass | null
376751412 | TNB | DISTRIBUTION | KUALA SELANGOR | Existing | BKSL/SSU/G00001/MBC37 | 300050123 | 33 kV | CLOSED | VACUUM | 2S5 | SSU RWPS |  |  |  | C37 | 19900108 |  | TAMCO | VH3D | 1250.000 A | FEEDER 33KV |  | Pass | null
376751455 | TNB | DISTRIBUTION | KUALA SELANGOR | Existing | BKSL/SSU/G00001/MBC34 | 300050120 | 33 kV | CLOSED | VACUUM | 3S5 | SSU RWPS |  |  |  | C34 | 19900108 |  | TAMCO | VH3D | 1250.000 A | FEEDER 33KV |  | Pass | null
376751457 | TNB | DISTRIBUTION | KUALA SELANGOR | Existing | BKSL/SSU/G00001/MBC39 | 300050125 | 33 kV | CLOSED | VACUUM | 5S5 | SSU RWPS |  |  |  | C39 | 19900108 |  | TAMCO | VH3D | 1250.000 A | FEEDER 33KV |  | Pass | null
376751504 | TNB | DISTRIBUTION | KUALA SELANGOR | Existing |  |  |  | CLOSED | VACUUM | 2B5 | PPU TANJUNG KARANG | [6 empty] | Unknown | N/A |  | BTAI-4L5 |  | Fail | Please check "Operating Voltage"
376751509 | TNB | DISTRIBUTION | KUALA SELANGOR | Existing |  |  |  | CLOSED | VACUUM | 1P5 | PPU TANJUNG KARANG | [6 empty] | Unknown | N/A |  | BTAI-4L5 |  | Fail | Please check "Operating Voltage"
376751519 | TNB | DISTRIBUTION | KUALA SELANGOR | Existing |  |  |  | OPEN | VACUUM | 3P5 | PPU TANJUNG KARANG | [6 empty] | Unknown | N/A |  | BTAI-4L5 |  | Fail | Please check "Operating Voltage"
376751528 | TNB | DISTRIBUTION | KUALA SELANGOR | Existing |  |  |  | CLOSED | VACUUM | 2P5 | PPU TANJUNG KARANG | [6 empty] | Unknown | N/A |  | BTAI-4L5 |  | Fail | Please check "Operating Voltage"
376751543 | TNB | DISTRIBUTION | KUALA SELANGOR | Existing |  |  |  | OPEN | VACUUM | 4P5 | PPU TANJUNG KARANG | [6 empty] | Unknown | N/A |  | BTAI-4L5 |  | Fail | Please check "Operating Voltage"
377966847 | TNB | DISTRIBUTION | KUALA SELANGOR | Existing |  |  | 11 kV | CLOSED | VACUUM | R08092 | Grp: Substation Comp. 1 | [11 empty] | Pass | null
377966865 | TNB | DISTRIBUTION | KUALA SELANGOR | Existing |  |  | 11 kV | CLOSED | VACUUM | R08091 | Grp: Substation Comp. 1 | [11 empty] | Pass | null
377966867 | TNB | DISTRIBUTION | KUALA SELANGOR | Existing |  |  | 11 kV | CLOSED | VACUUM | R08093 | Grp: Substation Comp. 1 | [11 empty] | Pass | null
378065405 | TNB | DISTRIBUTION | KUALA SELANGOR | Existing | BKSL/PPU/G00008/NB30 | 300050018 |  | CLOSED | VACUUM | SDBY-31 | PPU SIME DARBY |  |  |  | 30 | 19940808 |  | TAMCO | VH1D | 2000.000 A | BUS SECTION |  | Fail | Please check "Operating Voltage"
378065406 | TNB | DISTRIBUTION | KUALA SELANGOR | Existing | BKSL/PMU/G00002/MB1SO | 300049619 | 33 kV | CLOSED | VACUUM | 1SO | PMU BUKIT BADONG 132/33/11kV |  |  |  | 1SO | 22/06/2005 |  | TAMCO | VH3D | 2000.000 A | BUS SECTION |  | Pass | null
378065407 | TNB | DISTRIBUTION | KUALA SELANGOR | Existing | BKSL/PMU/G00002/MB1WO | 300049621 | 33 kV | CLOSED | VACUUM | 1WO | PMU BUKIT BADONG 132/33/11kV |  |  |  | 1WO | 22/06/2005 |  | TAMCO | VH3D | 2000.000 A | BUS COUPLER |  | Pass | null
378065408 | TNB | DISTRIBUTION | KUALA SELANGOR | Existing | BKSL/PMU/G00002/NB34 | 300049639 | 11 kV | CLOSED | VACUUM | 34 | PMU BUKIT BADONG 132/33/11kV |  |  |  | 34 | 22/06/2005 |  | TAMCO | VH1D | 2000.000 A | BUS COUPLER |  | Pass | null
378065409 | TNB | DISTRIBUTION | KUALA SELANGOR | Existing | BKSL/PMU/G00002/NB30 | 300049636 | 11 kV | CLOSED | VACUUM | 30 | PMU BUKIT BADONG 132/33/11kV |  |  |  | 30 | 22/06/2005 |  | TAMCO | VH1D | 2000.000 A | BUS SECTION |  | Pass | null
378065421 | TNB | DISTRIBUTION | KUALA SELANGOR | Existing |  |  | 33 kV | CLOSED | VACUUM | 1WO | PMU BATU ARANG 132/33kV | [11 empty] | Pass | null
378065422 | TNB | DISTRIBUTION | KUALA SELANGOR | Existing |  |  | 33 kV | CLOSED | VACUUM | 1SO | PMU BATU ARANG 132/33kV | [11 empty] | Pass | null
378065451 | TNB | DISTRIBUTION | KUALA SELANGOR | Existing |  |  | 11 kV | CLOSED | VACUUM | 34 | PMU BATU ARANG 132/11kV | [11 empty] | Pass | null
378065452 | TNB | DISTRIBUTION | KUALA SELANGOR | Existing |  |  | 11 kV | CLOSED | VACUUM | 30 | PMU BATU ARANG 132/11kV | [11 empty] | Pass | null
378065454 | TNB | DISTRIBUTION | KUALA SELANGOR | Existing | BKSL/PMU/G00003/MB1SO | 300049643 | 33 kV | CLOSED | VACUUM | 1SO | PMU BATANG BERJUNTAI 132/33/6.6kV |  |  |  | 1SO | 19710106 |  | REYROLLE | REYROLLE | 2000.000 A | BUS SECTION |  | Pass | null
378065484 | TNB | DISTRIBUTION | KUALA SELANGOR | Existing |  |  | 33 kV | CLOSED | VACUUM | 1WO | SSU HARTALEGA | [11 empty] | Pass | null
378065485 | TNB | DISTRIBUTION | KUALA SELANGOR | Existing |  |  | 33 kV | CLOSED | VACUUM | 1SO | SSU HARTALEGA | [11 empty] | Pass | null
379677292 | TNB | DISTRIBUTION | KUALA SELANGOR | Existing |  |  | 11 kV | CLOSED | VACUUM | S00253 SW/STN LAY HONG | PMU BUKIT KAPAR 132/11kV | [11 empty] | Pass | null
379684806 | TNB | DISTRIBUTION | KUALA SELANGOR | Existing |  |  | 11 kV | CLOSED | VACUUM | S05727 PE CHEW ER | [12 empty] | Pass | null
379692667 | TNB | DISTRIBUTION | KUALA SELANGOR | Existing | BRWG/PMU/G00002/NB6 |  | 33 kV | CLOSED | VACUUM | CB 6 | PMU BUKIT BADONG 132/33/11kV | [11 empty] | Pass | null
379692790 | TNB | DISTRIBUTION | KUALA SELANGOR | Existing | BRWG/PMU/G00002/NB7 |  | 11 kV | CLOSED | VACUUM | CB 7 | PMU BUKIT BADONG 132/33/11kV | [11 empty] | Pass | null
379692819 | TNB | DISTRIBUTION | KUALA SELANGOR | Existing | BKSL/PMU/G00002/MB8L5 | 300049630 | 33 kV | CLOSED | VACUUM | 8L5 | PMU BUKIT BADONG 132/33/11kV |  |  |  | 8L5 | 22/06/2005 |  | TAMCO | VH1D | 1250.000 A | FEEDER 33KV |  | Pass | null
379692923 | TNB | DISTRIBUTION | KUALA SELANGOR | Existing | BKSL/PMU/G00002/NB1 | 300049631 | 33 kV | CLOSED | VACUUM | CB 1 | PMU BUKIT BADONG 132/33/11kV |  |  |  | 1 | 22/06/2005 |  | TAMCO | VH1D | 630.000 A | FEEDER 11KV |  | Pass | null
379692956 | TNB | DISTRIBUTION | KUALA SELANGOR | Existing | BKSL/PMU/G00002/MB6L5 | 300049628 | 33 kV | CLOSED | VACUUM | 6L5 | PMU BUKIT BADONG 132/33/11kV |  |  |  | 6L5 | 22/06/2005 |  | TAMCO | VH3D | 1250.000 A | FEEDER 33KV |  | Pass | null
379693083 | TNB | DISTRIBUTION | KUALA SELANGOR | Existing | BKSL/PMU/G00002/NB2 | 300049634 | 33 kV | CLOSED | VACUUM | 2 | PMU BUKIT BADONG 132/33/11kV |  |  |  | 2 | 22/06/2005 |  | TAMCO | VH1D | 630.000 A | FEEDER 11KV |  | Pass | null
379693084 | TNB | DISTRIBUTION | KUALA SELANGOR | Existing | BKSL/PMU/G00002/NB9 | 300049641 | 11 kV | CLOSED | VACUUM | 9 | PMU BUKIT BADONG 132/33/11kV |  |  |  | 9 | 22/06/2005 |  | TAMCO | VH1D | 630.000 A | FEEDER 11KV |  | Pass | null
379693275 | TNB | DISTRIBUTION | KUALA SELANGOR | Existing | BKSL/PMU/G00002/NB32 | 300049638 | 11 kV | CLOSED | VACUUM | 32 | PMU BUKIT BADONG 132/33/11kV |  |  |  | 32 | 22/06/2005 |  | TAMCO | VH1D | 2000.000 A | INCOMER NO.2 |  | Pass | null
379693358 | TNB | DISTRIBUTION | KUALA SELANGOR | Existing | BKSL/PMU/G00002/NB31 | 300049637 | 11 kV | CLOSED | VACUUM | 31 | PMU BUKIT BADONG 132/33/11kV |  |  |  | 31 | 22/06/2005 |  | TAMCO | VH1D | 2000.000 A | INCOMER NO. 1 |  | Pass | null
379693375 | TNB | DISTRIBUTION | KUALA SELANGOR | Existing | BKSL/PMU/G00002/MB1TO | 300049620 | 33 kV | CLOSED | VACUUM | 1TO | PMU BUKIT BADONG 132/33/11kV |  |  |  | 1TO | 22/06/2005 |  | TAMCO | VH3D | 2000.000 A | INCOMER |  | Pass | null
379693538 | TNB | DISTRIBUTION | KUALA SELANGOR | Existing | BKSL/PMU/G00002/MB5L5 | 300049627 | 33 kV | CLOSED | VACUUM | 5L5 | PMU BUKIT BADONG 132/33/11kV |  |  |  | 5L5 | 22/06/2005 |  | TAMCO | VH3D | 1250.000 A | FEEDER 33KV |  | Pass | null
379693584 | TNB | DISTRIBUTION | KUALA SELANGOR | Existing | BKSL/PMU/G00002/MB2HO | 300049622 | 33 kV | CLOSED | VACUUM | 2HO | PMU BUKIT BADONG 132/33/11kV |  |  |  | 2HO | 22/06/2005 |  | TAMCO | VH3D | 2000.000 A | TRANSFORMER 2 |  | Pass | null
379693597 | TNB | DISTRIBUTION | KUALA SELANGOR | Existing | BKSL/PMU/G00002/NB4 | 300049640 | 11 kV | CLOSED | VACUUM | 4 | PMU BUKIT BADONG 132/33/11kV |  |  |  | 4 | 22/06/2005 |  | TAMCO | VH1D | 630.000 A | FEEDER 11KV |  | Pass | null
379693639 | TNB | DISTRIBUTION | KUALA SELANGOR | Existing | BRWG/PMU/G00002/NB5 |  | 11 kV | CLOSED | VACUUM | CB 5 | PMU BUKIT BADONG 132/33/11kV | [11 empty] | Pass | null
379693663 | TNB | DISTRIBUTION | KUALA SELANGOR | Existing | BKSL/PMU/G00002/MB4L5 | 300049626 | 33 kV | CLOSED | VACUUM | 4L5 | PMU BUKIT BADONG 132/33/11kV |  |  |  | 4L5 | 22/06/2005 |  | TAMCO | VH3D | 1250.000 A | FEEDER 33KV |  | Pass | null
379693874 | TNB | DISTRIBUTION | KUALA SELANGOR | Existing | BKSL/PMU/G00002/MB7L5 | 300049629 | 33 kV | CLOSED | VACUUM | 7L5 | PMU BUKIT BADONG 132/33/11kV |  |  |  | 7L5 | 22/06/2005 |  | TAMCO | VH3D | 1250.000 A | FEEDER 33KV |  | Pass | null
379693939 | TNB | DISTRIBUTION | KUALA SELANGOR | Existing | BKSL/PMU/G00002/MB1HO | 300049617 | 33 kV | CLOSED | VACUUM | 1HO | PMU BUKIT BADONG 132/33/11kV |  |  |  | 1HO | 22/06/2005 |  | TAMCO | VH3D | 2000.000 A | TRANSFORMER 1 |  | Pass | null
379694049 | TNB | DISTRIBUTION | KUALA SELANGOR | Existing | BKSL/PMU/G00002/MB2TO | 300049624 | 33 kV | CLOSED | VACUUM | 2TO | PMU BUKIT BADONG 132/33/11kV |  |  |  | 2TO | 22/06/2005 |  | TAMCO | VH3D | 2000.000 A | INCOMER |  | Pass | null
379694055 | TNB | DISTRIBUTION | KUALA SELANGOR | Existing | BKSL/PMU/G00002/NB3 | 300049635 | 11 kV | CLOSED | VACUUM | 3 | PMU BUKIT BADONG 132/33/11kV |  |  |  | 3 | 22/06/2005 |  | TAMCO | VH1D | 630.000 A | FEEDER 11KV |  | Pass | null
379694126 | TNB | DISTRIBUTION | KUALA SELANGOR | Existing | BKSL/PMU/G00002/MB3L5 | 300049625 | 33 kV | CLOSED | VACUUM | 3L5 | PMU BUKIT BADONG 132/33/11kV |  |  |  | 3L5 | 22/06/2005 |  | TAMCO | VH3D | 1250.000 A | FEEDER 33KV |  | Pass | null
379694128 | TNB | DISTRIBUTION | KUALA SELANGOR | Existing |  |  | 11 kV | CLOSED | VACUUM | CB 8 | PMU BUKIT BADONG 132/33/11kV | [11 empty] | Pass | null
379694189 | TNB | DISTRIBUTION | KUALA SELANGOR | Existing | BKSL/PMU/G00002/MB1L5 | 300049618 | 33 kV | CLOSED | VACUUM | 1L5 | PMU BUKIT BADONG 132/33/11kV |  |  |  | 1L5 | 22/06/2005 |  | TAMCO | VH3D | 1250.000 A | FEEDER 33KV |  | Pass | null
379694217 | TNB | DISTRIBUTION | KUALA SELANGOR | Existing | BKSL/PMU/G00002/MB9L5 | 300266954 | 33 kV | CLOSED | VACUUM | 9L5 | PMU BUKIT BADONG 132/33/11kV |  |  |  | 9L5 | 22/06/2005 |  | TAMCO | VH3D | 1250.000 A | FEEDER 33KV |  | Pass | null
379694233 | TNB | DISTRIBUTION | KUALA SELANGOR | Existing | BKSL/PMU/G00002/MB2L5 | 300049623 | 33 kV | CLOSED | VACUUM | 2L5 | PMU BUKIT BADONG 132/33/11kV |  |  |  | 2L5 | 22/06/2005 |  | TAMCO | VH3D | 1250.000 A | FEEDER 33KV |  | Pass | null
379694251 | TNB | DISTRIBUTION | KUALA SELANGOR | Existing | BKSL/PMU/G00002/MB10L5 | 300266955 | 33 kV | OPEN | VACUUM | 10L5 | PMU BUKIT BADONG 132/33/11kV |  |  |  | 10L5 | 22/06/2005 |  | TAMCO | VH3D | 1250.000 A | FEEDER 33KV |  | Pass | null
379754222 | TNB | DISTRIBUTION | KUALA SELANGOR | Existing |  |  | 11 kV | CLOSED | VACUUM | 8 | PMU BATU ARANG 132/11kV | [11 empty] | Pass | null
379754231 | TNB | DISTRIBUTION | KUALA SELANGOR | Existing |  |  | 11 kV | OPEN | VACUUM | 11 | PMU BATU ARANG 132/11kV | [11 empty] | Pass | null
379754238 | TNB | DISTRIBUTION | KUALA SELANGOR | Existing |  |  | 11 kV | CLOSED | VACUUM | 4 | PMU BATU ARANG 132/11kV | [11 empty] | Pass | null
379754289 | TNB | DISTRIBUTION | KUALA SELANGOR | Existing |  |  | 11 kV | CLOSED | VACUUM | 5 | PMU BATU ARANG 132/11kV | [11 empty] | Pass | null
379754296 | TNB | DISTRIBUTION | KUALA SELANGOR | Existing |  |  | 11 kV | OPEN | VACUUM | 14 | PMU BATU ARANG 132/11kV | [11 empty] | Pass | null
379754313 | TNB | DISTRIBUTION | KUALA SELANGOR | Existing |  |  | 11 kV | CLOSED | VACUUM | 1 | PMU BATU ARANG 132/11kV | [11 empty] | Pass | null
379754315 | TNB | DISTRIBUTION | KUALA SELANGOR | Existing |  |  | 11 kV | CLOSED | VACUUM | 32 | PMU BATU ARANG 132/11kV | [11 empty] | Pass | null
379754357 | TNB | DISTRIBUTION | KUALA SELANGOR | Existing |  |  | 11 kV | CLOSED | VACUUM | 10 | PMU BATU ARANG 132/11kV | [11 empty] | Pass | null
379754365 | TNB | DISTRIBUTION | KUALA SELANGOR | Existing |  |  | 11 kV | CLOSED | VACUUM | 31 | PMU BATU ARANG 132/11kV | [11 empty] | Pass | null
379754371 | TNB | DISTRIBUTION | KUALA SELANGOR | Existing |  |  | 11 kV | OPEN | VACUUM | 13 | PMU BATU ARANG 132/11kV | [11 empty] | Pass | null
379754373 | TNB | DISTRIBUTION | KUALA SELANGOR | Existing |  |  | 11 kV | CLOSED | VACUUM | 7 | PMU BATU ARANG 132/11kV | [11 empty] | Pass | null
379754390 | TNB | DISTRIBUTION | KUALA SELANGOR | Existing |  |  | 11 kV | CLOSED | VACUUM | 6 | PMU BATU ARANG 132/11kV | [11 empty] | Pass | null
379754409 | TNB | DISTRIBUTION | KUALA SELANGOR | Existing |  |  | 11 kV | CLOSED | VACUUM | 12 | PMU BATU ARANG 132/11kV | [11 empty] | Pass | null
379754440 | TNB | DISTRIBUTION | KUALA SELANGOR | Existing | BRWG/PMU/J00007/MB2 |  | 11 kV | CLOSED | VACUUM | 2 | PMU BATU ARANG 132/11kV | [11 empty] | Pass | null
379754441 | TNB | DISTRIBUTION | KUALA SELANGOR | Existing |  |  | 11 kV | CLOSED | VACUUM | 3 | PMU BATU ARANG 132/11kV | [11 empty] | Pass | null
379754446 | TNB | DISTRIBUTION | KUALA SELANGOR | Existing |  |  | 11 kV | CLOSED | VACUUM | 9 | PMU BATU ARANG 132/11kV | [11 empty] | Pass | null
379754535 | TNB | DISTRIBUTION | KUALA SELANGOR | Existing |  |  | 33 kV | OPEN | VACUUM | 10 | PMU BATU ARANG 132/33kV | [11 empty] | Pass | null
379754536 | TNB | DISTRIBUTION | KUALA SELANGOR | Existing | BRWG/PMU/G00009/MB9L5 |  | 33 kV | OPEN | VACUUM | 9 | PMU BATU ARANG 132/33kV | [11 empty] | Pass | null
379754543 | TNB | DISTRIBUTION | KUALA SELANGOR | Existing |  |  | 33 kV | OPEN | VACUUM | 12 | PMU BATU ARANG 132/33kV | [11 empty] | Pass | null
379754557 | TNB | DISTRIBUTION | KUALA SELANGOR | Existing | BRWG/PMU/G00009/MB4L5 |  | 33 kV | OPEN | VACUUM | 4 | PMU BATU ARANG 132/33kV | [11 empty] | Pass | null
379754558 | TNB | DISTRIBUTION | KUALA SELANGOR | Existing |  |  | 33 kV | OPEN | VACUUM | 2 | PMU BATU ARANG 132/33kV | [11 empty] | Pass | null
379754580 | TNB | DISTRIBUTION | KUALA SELANGOR | Existing | BRWG/PMU/G00009/MB7L5 |  | 33 kV | OPEN | VACUUM | 7 | PMU BATU ARANG 132/33kV | [11 empty] | Pass | null
379754581 | TNB | DISTRIBUTION | KUALA SELANGOR | Existing | BRWG/PMU/G00009/MB4TO |  | 33 kV | CLOSED | VACUUM | 2TO | PMU BATU ARANG 132/33kV | [11 empty] | Pass | null
379754595 | TNB | DISTRIBUTION | KUALA SELANGOR | Existing |  |  | 33 kV | OPEN | VACUUM | 8 | PMU BATU ARANG 132/33kV | [11 empty] | Pass | null
379754596 | TNB | DISTRIBUTION | KUALA SELANGOR | Existing | BRWG/PMU/G00009/MB1L5 |  | 33 kV | OPEN | VACUUM | 1 | PMU BATU ARANG 132/33kV | [11 empty] | Pass | null
379754614 | TNB | DISTRIBUTION | KUALA SELANGOR | Existing | BRWG/PMU/G00009/MB11L5 |  | 33 kV | OPEN | VACUUM | 11 | PMU BATU ARANG 132/33kV | [11 empty] | Pass | null
379754636 | TNB | DISTRIBUTION | KUALA SELANGOR | Existing | BRWG/PMU/G00009/MB5L5 |  | 33 kV | OPEN | VACUUM | 5 | PMU BATU ARANG 132/33kV | [11 empty] | Pass | null
379754656 | TNB | DISTRIBUTION | KUALA SELANGOR | Existing |  |  | 33 kV | OPEN | VACUUM | 6 | PMU BATU ARANG 132/33kV | [11 empty] | Pass | null
379754668 | TNB | DISTRIBUTION | KUALA SELANGOR | Existing | BRWG/PMU/G00009/MB3L5 |  | 33 kV | OPEN | VACUUM | 3 | PMU BATU ARANG 132/33kV | [11 empty] | Pass | null
379754675 | TNB | DISTRIBUTION | KUALA SELANGOR | Existing |  |  | 33 kV | CLOSED | VACUUM | 1TO | PMU BATU ARANG 132/33kV | [11 empty] | Pass | null
379761414 | TNB | DISTRIBUTION | KUALA SELANGOR | Existing |  |  | 11 kV | CLOSED | VACUUM | 31 | PPU SEKINCHAN (M) | [11 empty] | Pass | null
379761519 | TNB | DISTRIBUTION | KUALA SELANGOR | Existing |  |  | 11 kV | CLOSED | VACUUM | FDR5 | PPU SEKINCHAN (M) | [11 empty] | Pass | null
379761745 | TNB | DISTRIBUTION | KUALA SELANGOR | Existing |  |  | 33 kV | CLOSED | VACUUM | 1P5 | PPU SEKINCHAN (M) | [11 empty] | Pass | null
379761916 | TNB | DISTRIBUTION | KUALA SELANGOR | Existing |  |  | 33 kV | OPEN | VACUUM | 3P5 | PPU SEKINCHAN (M) | [11 empty] | Pass | null
379762030 | TNB | DISTRIBUTION | KUALA SELANGOR | Existing |  |  | 11 kV | CLOSED | VACUUM | FDR3 | PPU SEKINCHAN (M) | [11 empty] | Pass | null
379762111 | TNB | DISTRIBUTION | KUALA SELANGOR | Existing |  |  | 33 kV | CLOSED | VACUUM | 1HO | PPU SEKINCHAN (M) | [11 empty] | Pass | null
379762250 | TNB | DISTRIBUTION | KUALA SELANGOR | Existing |  |  | 11 kV | CLOSED | VACUUM | FDR1 | PPU SEKINCHAN (M) | [11 empty] | Pass | null
379762273 | TNB | DISTRIBUTION | KUALA SELANGOR | Existing |  |  | 11 kV | CLOSED | VACUUM | FDR9 | PPU SEKINCHAN (M) | [11 empty] | Pass | null
379762654 | TNB | DISTRIBUTION | KUALA SELANGOR | Existing |  |  | 11 kV | CLOSED | VACUUM | FDR7 | PPU SEKINCHAN (M) | [11 empty] | Pass | null
379762656 | TNB | DISTRIBUTION | KUALA SELANGOR | Existing |  |  | 11 kV | CLOSED | VACUUM | FDR11 | PPU SEKINCHAN (M) | [11 empty] | Pass | null
379787235 | TNB | DISTRIBUTION | KUALA SELANGOR | Existing | BKSL/PCE/J00074/MBVCB3 | 300313606 | 11 kV | CLOSED | VACUUM |  | KOSSAN 1 |  |  |  | S01416 | 18/09/1980 |  | TAMCO | TAMCO VHIH | 630.000 A | KOSSAN NO.5 |  | Pass | null
379787259 | TNB | DISTRIBUTION | KUALA SELANGOR | Existing | BKSL/PCE/J00074/MBVCB2 | 300313605 | 11 kV | CLOSED | VACUUM |  | KOSSAN 1 |  |  |  | S01415 | 18/09/1980 |  | TAMCO | TAMCO VHIH | 630.000 A | CONSUMER 11KV |  | Pass | null
379787260 | TNB | DISTRIBUTION | KUALA SELANGOR | Existing | BKSL/PCE/J00074/MBVCB1 | 300313604 | 11 kV | CLOSED | VACUUM |  | KOSSAN 1 |  |  |  | S01414 | 18/09/1980 |  | TAMCO | TAMCO VHIH | 630.000 A | KOSSAN NO.6 |  | Pass | null
379787262 | TNB | DISTRIBUTION | KUALA SELANGOR | Existing | BKSL/PCE/J00074/MBVCB4 | 300313607 | 11 kV | CLOSED | VACUUM |  | KOSSAN 1 |  |  |  | S01417 | 18/09/1980 |  | TAMCO | TAMCO VHIH | 630.000 A | TMN JATI |  | Pass | null
379787772 | TNB | DISTRIBUTION | KUALA SELANGOR | Existing | BKSL/PCE/J00141/MBVCB6 | 300313600 | 11 kV | CLOSED | VACUUM |  | SW/STN TMN JATI |  |  |  | S01413 | 13/08/1998 |  | GEC | VFT-12 | 630.000 A | LYWOOD |  | Pass | null
379787774 | TNB | DISTRIBUTION | KUALA SELANGOR | Existing | BKSL/PCE/J00141/MBVCB5 | 300313598 | 11 kV | CLOSED | VACUUM |  | SW/STN TMN JATI |  |  |  | S01412 | 13/08/1998 |  | GEC | VFT-12 | 630.000 A | SPARE |  | Pass | null
379787799 | TNB | DISTRIBUTION | KUALA SELANGOR | Existing | BKSL/PCE/J00141/MBVCB3 | 300313595 | 11 kV | CLOSED | VACUUM | S01410 | SW/STN TMN JATI |  |  |  | S01410 | 13/08/1998 |  | GEC | VFT-12 | 630.000 A | CB 7 TIARA |  | Pass | null
379787827 | TNB | DISTRIBUTION | KUALA SELANGOR | Existing | BKSL/PCE/J00141/MBVCB1 | 300313593 | 11 kV | CLOSED | VACUUM | S01408 | SW/STN TMN JATI |  |  |  | S01408 | 13/08/1998 |  | GEC | VFT-12 | 630.000 A | SONG ENG |  | Pass | null
379793979 | TNB | DISTRIBUTION | KUALA SELANGOR | Existing | BKSL/PCE/J00412/MBVCB3 | 300525723 | 11 kV | CLOSED | VACUUM | S05889 | JALAN PARIT 5 SAI KIM |  |  |  | S05889 | 30/12/2015 |  | TAMCO |  | 630.000 A | PENGGUNA |  | Pass | null
379794003 | TNB | DISTRIBUTION | KUALA SELANGOR | Existing | BKSL/PCE/J00412/MBVCB4 | 300525738 | 11 kV | CLOSED | VACUUM | S05890 | JALAN PARIT 5 SAI KIM |  |  |  | S05890 | 30/12/2015 |  | TAMCO |  | 630.000 A | PE DATARAN PUSAKA |  | Pass | null
379794004 | TNB | DISTRIBUTION | KUALA SELANGOR | Existing | BKSL/PCE/J00412/MBVCB2 | 300525719 | 11 kV | CLOSED | VACUUM | S05888 | JALAN PARIT 5 SAI KIM |  |  |  | S05888 | 30/12/2015 |  | TAMCO |  | 630.000 A | TX 300 KVA |  | Pass | null
379794006 | TNB | DISTRIBUTION | KUALA SELANGOR | Existing | BKSL/PCE/J00412/MBVCB | 300525718 | 11 kV | CLOSED | VACUUM | S05887 | JALAN PARIT 5 SAI KIM |  |  |  | S05887 | 30/12/2015 |  | TAMCO |  | 630.000 A | PE SITE A |  | Pass | null
379797793 | TNB | DISTRIBUTION | KUALA SELANGOR | Existing | BKSL/PCE/J00741/MBVCB7 | 300344319 | 11 kV | CLOSED | VACUUM | R05786 | STN SUIS BASIC AVENUE ALAM JAYA |  |  |  | R05786 | 25/08/2011 |  | TAMCO | 11kV VACUUM CB B2 | 630.000 A | PENGGUNA 11KV | R05786 | Pass | null
379797795 | TNB | DISTRIBUTION | KUALA SELANGOR | Existing | BKSL/PCE/J00741/MBVCB6 | 300344318 | 11 kV | OPEN | VACUUM | R05785 | STN SUIS BASIC AVENUE ALAM JAYA |  |  |  | R05785 | 25/08/2011 |  | TAMCO | 11kV VACUUM CB A1 | 630.000 A | SPARE CABLE ABANDON | R05785 | Pass | null
379797801 | TNB | DISTRIBUTION | KUALA SELANGOR | Existing | BKSL/PCE/J00741/MBVCB1 | 300344313 | 11 kV | OPEN | VACUUM | R05790 | STN SUIS BASIC AVENUE ALAM JAYA |  |  |  | R05790 | 25/08/2011 |  | TAMCO | 11kV VACUUM CB B2 | 630.000 A | SPARE |  | Pass | null
379797820 | TNB | DISTRIBUTION | KUALA SELANGOR | Existing | BKSL/PCE/J00741/MBVCB2 | 300344314 | 11 kV | CLOSED | VACUUM | R05789 | STN SUIS BASIC AVENUE ALAM JAYA |  |  |  | R05789 | 25/08/2011 |  | TAMCO | 11kV VACUUM CB A1 | 630.000 A | INDUSTRI ALAM JAYA NO.5 |  | Pass | null
379797824 | TNB | DISTRIBUTION | KUALA SELANGOR | Existing | BKSL/PCE/J00741/MBVCB5 | 300344317 | 11 kV | CLOSED | VACUUM | R05784 | STN SUIS BASIC AVENUE ALAM JAYA |  |  |  | R05784 | 25/08/2011 |  | TAMCO | 11kV VACUUM CB A1 | 630.000 A | PPU DESA COALFIELD CB6 |  | Pass | null
379797848 | TNB | DISTRIBUTION | KUALA SELANGOR | Existing | BKSL/PCE/J00741/MBVCB3 | 300344315 | 11 kV | CLOSED | VACUUM | R05788 | STN SUIS BASIC AVENUE ALAM JAYA |  |  |  | R05788 | 25/08/2011 |  | TAMCO | 11kV VACUUM CB A1 | 630.000 A | PPU PUNCAK ALAM CB7 | R05788 (Incoming dari PPU PAM1 CB7) | Pass | null
379797948 | TNB | DISTRIBUTION | KUALA SELANGOR | Existing | BKSL/PCE/J00806/MBVCB4 | 300344252 | 11 kV | CLOSED | VACUUM |  | SSU PPAJ NO.1 JLN PPAJ (CB10) |  |  |  | R06012 | 15/05/2009 |  | ITEM | 8BK-88E A1 | 630.000 A | TMT INDUSTRIES |  | Pass | null
379797956 | TNB | DISTRIBUTION | KUALA SELANGOR | Existing | BKSL/PCE/J00806/MBVCB6 | 310572354 | 11 kV | OPEN | VACUUM | R06008 | SSU PPAJ NO.1 JLN PPAJ (CB10) | [8 empty] | 630.000 A |  | R06008 | Pass | null
379797975 | TNB | DISTRIBUTION | KUALA SELANGOR | Existing | BKSL/PCE/J00806/MBVCB5 | 310572353 | 11 kV | CLOSED | VACUUM | R06007 | SSU PPAJ NO.1 JLN PPAJ (CB10) | [8 empty] | 630.000 A |  | R06007 | Pass | null
379797979 | TNB | DISTRIBUTION | KUALA SELANGOR | Existing | BKSL/PCE/J00806/MBVCB2 | 300344249 | 11 kV | CLOSED | VACUUM |  | SSU PPAJ NO.1 JLN PPAJ (CB10) |  |  |  | R06010 | 15/05/2009 |  | ITEM | 8BK-88E A1 | 630.000 A | PPU DESA COALFIELD |  | Pass | null
379798003 | TNB | DISTRIBUTION | KUALA SELANGOR | Existing |  |  | 11 kV | CLOSED | VACUUM | R6006 | SSU PPAJ NO.1 JLN PPAJ (CB10) | [11 empty] | Pass | null
379860122 | TNB | DISTRIBUTION | KUALA SELANGOR | Existing | BKSL/PCE/J00141/MBVCB2 | 300313594 | 11 kV | CLOSED | VACUUM |  | SW/STN TMN JATI |  |  |  | S01409 | 13/08/1998 |  | GEC | VFT-12 | 630.000 A | TX |  | Pass | null
379868826 | TNB | DISTRIBUTION | KUALA SELANGOR | Existing | BKSL/PCE/J00856/MBVCB | 300540494 | 11 kV | CLOSED | VACUUM | S05420 PE GOOD NITE | CHEW ER |  |  |  | S05725 | 20140101 |  |  | 8BK-88E A1 | 630.000 A | GOODNITE |  | Pass | null
379868828 | TNB | DISTRIBUTION | KUALA SELANGOR | Existing | BKSL/PCE/J00856/MBVCB 2 | 300540495 | 11 kV | CLOSED | VACUUM | S00246 PE CHOP GUAN SENG | CHEW ER |  |  |  | S05724 | 20140101 |  |  | 8BK-88E A1 | 630.000 A | CHOP GUAN SENG |  | Pass | null
379868853 | TNB | DISTRIBUTION | KUALA SELANGOR | Existing | BKSL/PCE/J00856/MBVCB4 | 300540497 | 11 kV | CLOSED | VACUUM | PENGGUNA | CHEW ER |  |  |  | S05728 | 20140101 |  |  | 8BK-88E A1 | 630.000 A | PENGGUNA |  | Pass | null
379868881 | TNB | DISTRIBUTION | KUALA SELANGOR | Existing | BKSL/PCE/J00856/MBVCB3 | 300540496 | 11 kV | CLOSED | VACUUM | PMU PKLG: VCB 6 | CHEW ER |  |  |  | S05727 | 20140101 |  |  | 8BK-88E A1 | 630.000 A | PMU PKPS CB 6 |  | Pass | null
379869139 | TNB | DISTRIBUTION | KUALA SELANGOR | Existing | BKSL/PCE/J00075/MBVCB2 | 300313614 | 11 kV | CLOSED | VACUUM | PENGGUNA | KOSSAN 2 |  |  |  | S01422 | 18/04/1976 |  | ABB | ALTENA A1 | 630.000 A | CONS. |  | Pass | null
379869141 | TNB | DISTRIBUTION | KUALA SELANGOR | Existing | BKSL/PCE/J00075/MBVCB3 | 300313615 | 11 kV | CLOSED | VACUUM | S01420 PE KOSSAN 4 | KOSSAN 2 |  |  |  | S01423 | 18/04/1976 |  | ABB | ALTENA A1 | 630.000 A | KOSSAN 4 |  | Pass | null
379869160 | TNB | DISTRIBUTION | KUALA SELANGOR | Existing | BKSL/PCE/J00075/MBVCB1 | 300313613 | 132 kV | CLOSED | VACUUM |  | KOSSAN 2 |  |  |  | S01421 | 18/04/1976 |  | ABB | ALTENA A1 | 630.000 A | APARTMENT |  | Fail | Please check "Operating Voltage"
379869164 | TNB | DISTRIBUTION | KUALA SELANGOR | Existing | BKSL/PCE/J00075/MBVCB4 | 300313617 | 11 kV | CLOSED | VACUUM | S05422 PE GOOD NITE | KOSSAN 2 |  |  |  | S01424 | 18/04/1976 |  | ABB | ALTENA A1 | 630.000 A | GOOD NITE |  | Pass | null
379871441 | TNB | DISTRIBUTION | KUALA SELANGOR | Existing |  |  | 11 kV | CLOSED | VACUUM | S01385 | LAY HONG (SPG 3 JERAM) NO 2 | [11 empty] | Pass | null
379871465 | TNB | DISTRIBUTION | KUALA SELANGOR | Existing |  |  | 11 kV | CLOSED | VACUUM | S01387 | LAY HONG (SPG 3 JERAM) NO 2 | [11 empty] | Pass | null
379871466 | TNB | DISTRIBUTION | KUALA SELANGOR | Existing |  |  | 11 kV | CLOSED | VACUUM | S01386 | LAY HONG (SPG 3 JERAM) NO 2 | [11 empty] | Pass | null
379890788 | TNB | DISTRIBUTION | KUALA SELANGOR | Existing |  |  | 11 kV | CLOSED | VACUUM | R06741 | KILANG PELURU (SME ORDINANCE) | [10 empty] | R06741 | Pass | null
379890790 | TNB | DISTRIBUTION | KUALA SELANGOR | Existing |  |  | 11 kV | CLOSED | VACUUM | R06740 | KILANG PELURU (SME ORDINANCE) | [10 empty] | R06740 | Pass | null
379890815 | TNB | DISTRIBUTION | KUALA SELANGOR | Existing |  |  | 11 kV | CLOSED | VACUUM | R06744 | KILANG PELURU (SME ORDINANCE) | [10 empty] | R06744 | Pass | null
379890819 | TNB | DISTRIBUTION | KUALA SELANGOR | Existing |  |  | 11 kV | CLOSED | VACUUM | R06739 | KILANG PELURU (SME ORDINANCE) | [10 empty] | R06739 | Pass | null
379890843 | TNB | DISTRIBUTION | KUALA SELANGOR | Existing |  |  | 11 kV | CLOSED | VACUUM | R06743 | KILANG PELURU (SME ORDINANCE) | [10 empty] | R06743 | Pass | null
379892913 | TNB | DISTRIBUTION | KUALA SELANGOR | Existing | BKSL/PCE/J00655/MBVCB5 | 300345826 | 11 kV | CLOSED |  |  | OSCAR CANARY |  |  |  | R04382 | 19901203 |  |  | 8BK-88E A1 | 630.000 A | VCB PENGGUNA 11KV |  | Fail | Please check "InsulationType"
379892915 | TNB | DISTRIBUTION | KUALA SELANGOR | Existing | BKSL/PCE/J00655/MBVCB4 | 300345825 | 11 kV | CLOSED |  |  | OSCAR CANARY |  |  |  | R04778 | 19901203 |  |  | 8BK-88E A1 | 630.000 A | KOTA PUTERI |  | Fail | Please check "InsulationType"
379892940 | TNB | DISTRIBUTION | KUALA SELANGOR | Existing | BKSL/PCE/J00655/MBVCB2 | 300345823 | 11 kV | CLOSED | VACUUM |  | OSCAR CANARY |  |  |  | R04777 | 19901203 |  |  | 8BK-88E A1 | 630.000 A | ALAM PERDANA NO.3 |  | Pass | null
379892968 | TNB | DISTRIBUTION | KUALA SELANGOR | Existing | BKSL/PCE/J00655/MBVCB1 | 300345822 | 11 kV | CLOSED |  |  | OSCAR CANARY |  |  |  | R04383 | 19901203 |  |  | 8BK-88E A1 | 630.000 A | GUARDIAN CAUCUS |  | Fail | Please check "InsulationType"
379894477 | TNB | DISTRIBUTION | KUALA SELANGOR | Existing |  |  | 11 kV | CLOSED | VACUUM | R07581 | SSU INDUSTRI BUKIT BADONG | [11 empty] | Pass | null
379894479 | TNB | DISTRIBUTION | KUALA SELANGOR | Existing |  |  | 11 kV | OPEN | VACUUM | R07582 | SSU INDUSTRI BUKIT BADONG | [11 empty] | Pass | null
379894485 | TNB | DISTRIBUTION | KUALA SELANGOR | Existing |  |  | 11 kV | CLOSED | VACUUM | R07578 | SSU INDUSTRI BUKIT BADONG | [11 empty] | Pass | null
379894504 | TNB | DISTRIBUTION | KUALA SELANGOR | Existing |  |  | 11 kV | CLOSED | VACUUM | R07579 | SSU INDUSTRI BUKIT BADONG | [11 empty] | Pass | null
379894508 | TNB | DISTRIBUTION | KUALA SELANGOR | Existing |  |  | 11 kV | CLOSED | VACUUM | R07584 | SSU INDUSTRI BUKIT BADONG | [11 empty] | Pass | null
379894532 | TNB | DISTRIBUTION | KUALA SELANGOR | Existing |  |  | 11 kV | CLOSED | VACUUM | R07583 | SSU INDUSTRI BUKIT BADONG | [11 empty] | Pass | null
379894540 | TNB | DISTRIBUTION | KUALA SELANGOR | Existing |  |  | 11 kV | CLOSED | VACUUM | R07577 | SSU INDUSTRI BUKIT BADONG | [11 empty] | Pass | null
379894544 | TNB | DISTRIBUTION | KUALA SELANGOR | Existing | BKSL/PCE/J00113/MBVCB5 | 300345800 | 11 kV | CLOSED | VACUUM |  | UNITED PAPER BOARD |  |  |  | R00616 | 20021201 |  | ABB | ALTENA B2 | 630.000 A | MSB NO.2 |  | Pass | null
379894546 | TNB | DISTRIBUTION | KUALA SELANGOR | Existing | BKSL/PCE/J00113/MBVCB2 | 300345794 | 11 kV | CLOSED | VACUUM |  | UNITED PAPER BOARD |  |  |  | R01781 | 20021201 |  | ABB | ALTENA A3 | 630.000 A | PMU B.BADONG VCB 1 |  | Pass | null
379894552 | TNB | DISTRIBUTION | KUALA SELANGOR | Existing | BKSL/PCE/J00113/MBVCB7 | 300345802 | 11 kV | OPEN | VACUUM |  | UNITED PAPER BOARD |  |  |  | R01784 | 20021201 |  | ABB | ALTENA A1 | 630.000 A | SSU UPB |  | Pass | null
379894571 | TNB | DISTRIBUTION | KUALA SELANGOR | Existing | BKSL/PCE/J00113/MBVCB6 | 300345801 | 11 kV | CLOSED | VACUUM |  | UNITED PAPER BOARD |  |  |  | R01783 | 20021201 |  | ABB | ALTENA A3 | 630.000 A | SSU KOTA PUTERI |  | Pass | null
379894575 | TNB | DISTRIBUTION | KUALA SELANGOR | Existing | BKSL/PCE/J00113/MBVCB1 | 300345793 | 11 kV | OPEN | VACUUM |  | UNITED PAPER BOARD |  |  |  | R01780 | 20021201 |  | ABB | ALTENA A1 | 630.000 A | SSU UPB |  | Pass | null
379894599 | TNB | DISTRIBUTION | KUALA SELANGOR | Existing | BKSL/PCE/J00113/MBVCB3 | 300345798 | 11 kV | CLOSED | VACUUM |  | UNITED PAPER BOARD |  |  |  | R00615 | 20021201 |  | ABB | ALTENA B2 | 630.000 A | MSB NO.1 |  | Pass | null
379895339 | TNB | DISTRIBUTION | KUALA SELANGOR | Existing |  |  | 11 kV | CLOSED | VACUUM | R06874 | KILANG BESI BT 7 JALAN IJOK | [11 empty] | Pass | null
379895341 | TNB | DISTRIBUTION | KUALA SELANGOR | Existing |  |  | 11 kV | CLOSED | VACUUM | R06875 | KILANG BESI BT 7 JALAN IJOK | [11 empty] | Pass | null
379895347 | TNB | DISTRIBUTION | KUALA SELANGOR | Existing |  |  | 11 kV | CLOSED | VACUUM | R06877 | KILANG BESI BT 7 JALAN IJOK | [11 empty] | Pass | null
379895366 | TNB | DISTRIBUTION | KUALA SELANGOR | Existing |  |  | 11 kV | CLOSED | VACUUM | R06879 | KILANG BESI BT 7 JALAN IJOK | [11 empty] | Pass | null
379895394 | TNB | DISTRIBUTION | KUALA SELANGOR | Existing |  |  | 11 kV | CLOSED | VACUUM | R06878 | KILANG BESI BT 7 JALAN IJOK | [11 empty] | Pass | null
379895400 | TNB | DISTRIBUTION | KUALA SELANGOR | Existing |  |  | 11 kV | CLOSED | VACUUM | R06830 | KILANG BESI BT 7 JALAN KANDAR | [11 empty] | Pass | null
379895402 | TNB | DISTRIBUTION | KUALA SELANGOR | Existing |  |  | 11 kV | CLOSED | VACUUM | R06829 | KILANG BESI BT 7 JALAN KANDAR | [11 empty] | Pass | null
379895427 | TNB | DISTRIBUTION | KUALA SELANGOR | Existing |  |  | 11 kV | CLOSED | VACUUM | R06832 | KILANG BESI BT 7 JALAN KANDAR | [11 empty] | Pass | null
379895455 | TNB | DISTRIBUTION | KUALA SELANGOR | Existing |  |  | 11 kV | CLOSED | VACUUM | R06833 | KILANG BESI BT 7 JALAN KANDAR | [11 empty] | Pass | null
379895522 | TNB | DISTRIBUTION | KUALA SELANGOR | Existing | BKSL/PCE/J00606/MBVCB5 | 300313738 | 11 kV | CLOSED |  |  | KUARTERS STP BKT BADONG |  |  |  | R05467 | 19981103 |  | TOPRANK | 12A20 | 630.000 A | LOCAL TX |  | Fail | Please check "InsulationType"
379895524 | TNB | DISTRIBUTION | KUALA SELANGOR | Existing | BKSL/PCE/J00606/MBVCB4 | 300313737 | 11 kV | CLOSED | VACUUM | R05471 | KUARTERS STP BKT BADONG |  |  |  | R05471 | 19981103 |  | TOPRANK | 12A20 | 630.000 A | VCB 5 BKT BADONG |  | Pass | null
379895530 | TNB | DISTRIBUTION | KUALA SELANGOR | Existing |  |  | 11 kV | OPEN | VACUUM | R05473 | KUARTERS STP BKT BADONG | [10 empty] | SPARE | Pass | null
379895549 | TNB | DISTRIBUTION | KUALA SELANGOR | Existing | BKSL/PCE/J00606/MBVCB3 | 300313736 | 11 kV | CLOSED |  |  | KUARTERS STP BKT BADONG |  |  |  | R05472 | 19981103 |  | TOPRANK | 12A20 | 630.000 A | QTS LOJI BKT BADONG |  | Fail | Please check "InsulationType"
379895553 | TNB | DISTRIBUTION | KUALA SELANGOR | Existing | BKSL/PCE/J00606/MBVCB1 | 300313734 | 11 kV | CLOSED |  |  | KUARTERS STP BKT BADONG |  |  |  | R05469 | 19981103 |  | TOPRANK | 12A20 | 630.000 A | VCB4 BKT BADONG |  | Fail | Please check "InsulationType"
379895577 | TNB | DISTRIBUTION | KUALA SELANGOR | Existing | BKSL/PCE/J00606/MBVCB2 | 300313735 | 11 kV | CLOSED | VACUUM | R05468 | KUARTERS STP BKT BADONG |  |  |  | R05468 | 19981103 |  | TOPRANK | 12A20 | 630.000 A | ENG TEX METAL |  | Pass | null
379895587 | TNB | DISTRIBUTION | KUALA SELANGOR | Existing | BKSL/PCE/J00605/MBVCB2 | 300313664 | 11 kV | CLOSED |  |  | ENG TEX METAL BOX |  |  |  | R04602 | 13/03/2010 |  | TOPRANK | TOPRANK | 630.000 A | S/S QTRS STP BKT BADONG |  | Fail | Please check "InsulationType"
379895589 | TNB | DISTRIBUTION | KUALA SELANGOR | Existing | BKSL/PCE/J00605/MBVCB3 | 300313665 | 11 kV | CLOSED | VACUUM | R04603 | ENG TEX METAL BOX |  |  |  | R04603 | 13/03/2010 |  | TOPRANK | TOPRANK | 630.000 A | 9 BUAH KILANG |  | Pass | null
379895608 | TNB | DISTRIBUTION | KUALA SELANGOR | Existing | BKSL/PCE/J00605/MBVCB1 | 300313663 | 11 kV | CLOSED | VACUUM | R04601 | ENG TEX METAL BOX |  |  |  | R04601 | 13/03/2010 |  | TOPRANK | TOPRANK | 630.000 A | PENGGUNA 11KV |  | Pass | null
379895612 | TNB | DISTRIBUTION | KUALA SELANGOR | Existing | BKSL/PCE/J00605/MBVCB4 | 300313667 | 11 kV | OPEN | VACUUM | R04604 | ENG TEX METAL BOX |  |  |  | R04604 | 13/03/2010 |  | TOPRANK | TOPRANK | 630.000 A | SPARE |  | Pass | null
379895624 | TNB | DISTRIBUTION | KUALA SELANGOR | Existing |  |  | 11 kV | CLOSED | VACUUM | R01808 | BINAAN TEPAT IJOK 9 BUAH KILANG | [10 empty] | R01808 | Pass | null
379895626 | TNB | DISTRIBUTION | KUALA SELANGOR | Existing |  |  | 11 kV | CLOSED | VACUUM | R02880 | BINAAN TEPAT IJOK 9 BUAH KILANG | [11 empty] | Pass | null
379895632 | TNB | DISTRIBUTION | KUALA SELANGOR | Existing |  |  | 11 kV | CLOSED | VACUUM | R01807 | BINAAN TEPAT IJOK 9 BUAH KILANG | [11 empty] | Pass | null
379895651 | TNB | DISTRIBUTION | KUALA SELANGOR | Existing |  |  | 11 kV | CLOSED | VACUUM | R01805 | BINAAN TEPAT IJOK 9 BUAH KILANG | [11 empty] | Pass | null
379895679 | TNB | DISTRIBUTION | KUALA SELANGOR | Existing |  |  | 11 kV | CLOSED | VACUUM | R02882 | BINAAN TEPAT IJOK 9 BUAH KILANG | [11 empty] | Pass | null
379897056 | TNB | DISTRIBUTION | KUALA SELANGOR | Existing | BKSL/PCE/J00423/MB1 | 309896531 | 11 kV | CLOSED | VACUUM | R07925 | MAY POLYESTER | [6 empty] | ITEM | 8BK88E | 630.000 A |  |  | Pass | null
379897058 | TNB | DISTRIBUTION | KUALA SELANGOR | Existing | BKSL/PCE/J00423/MB1 | 309896527 | 11 kV | CLOSED | VACUUM | R07924 | MAY POLYESTER | [6 empty] | ITEM | 8BK88E | 630.000 A |  |  | Pass | null
379897081 | TNB | DISTRIBUTION | KUALA SELANGOR | Existing | BKSL/PCE/J00423/MB1 | 309914401 | 11 kV | CLOSED | VACUUM | R07926 | MAY POLYESTER | [6 empty] | ITEM | 8BK88E | 630.000 A |  |  | Pass | null
380041157 | TNB | DISTRIBUTION | KUALA SELANGOR | Existing |  |  | 11 kV | CLOSED | VACUUM | S01492 | S.AGAMA TG KARANG | [11 empty] | Pass | null
380041181 | TNB | DISTRIBUTION | KUALA SELANGOR | Existing |  |  | 11 kV | CLOSED | VACUUM | S01493 | S.AGAMA TG KARANG | [11 empty] | Pass | null
380041182 | TNB | DISTRIBUTION | KUALA SELANGOR | Existing |  |  | 11 kV | CLOSED | VACUUM | S01494 | S.AGAMA TG KARANG | [11 empty] | Pass | null
380042044 | TNB | DISTRIBUTION | KUALA SELANGOR | Existing | BKSL/PCE/J00652/MBVCB1 | 300343354 | 11 kV | CLOSED | VACUUM | S05298 PE TMN NILAM | TAMAN NILAM NO 2 |  |  |  | S05603 | 20121011 |  |  | 8BK-88E-A1 | 630.000 A | TAMAN NILAM |  | Pass | null
380042068 | TNB | DISTRIBUTION | KUALA SELANGOR | Existing | BKSL/PCE/J00652/MBVCB2 | 300343356 | 11 kV | CLOSED | VACUUM |  | TAMAN NILAM NO 2 |  |  |  | S05601 | 20121011 |  |  | 8BK-88E-A1 | 630.000 A | YUSRI |  | Pass | null
380042069 | TNB | DISTRIBUTION | KUALA SELANGOR | Existing | BKSL/PCE/J00652/MBVCB4 | 300343358 | 11 kV | CLOSED | VACUUM |  | TAMAN NILAM NO 2 |  |  |  | S05602 | 20121011 |  |  | 8BK-88E-B2 | 630.000 A | TX1 |  | Pass | null
380081262 | TNB | DISTRIBUTION | KUALA SELANGOR | Existing | BKSL/PCE/J00464/MBVCB 3 | 300313232 | 11 kV | CLOSED |  |  | TECHNOPARK NO 1 |  |  |  | R03177 | 19/02/1998 |  | GEC | VFT-12 | 630.000 A | TX NO.2 |  | Fail | Please check "InsulationType"
380081266 | TNB | DISTRIBUTION | KUALA SELANGOR | Existing | BKSL/PCE/J00464/MBVCB 2 | 300313230 | 11 kV | CLOSED |  |  | TECHNOPARK NO 1 |  |  |  | R03176 | 19/02/1998 |  | GEC | VFT-12 | 630.000 A | TECHNOPARK NO.2 |  | Fail | Please check "InsulationType"
380081282 | TNB | DISTRIBUTION | KUALA SELANGOR | Existing | BKSL/PCE/J00464/MBVCB 1 | 300313226 | 11 kV | CLOSED |  |  | TECHNOPARK NO 1 |  |  |  | R03174 | 19/02/1998 |  | GEC | VFT-12 | 630.000 A | TX NO1 |  | Fail | Please check "InsulationType"
380083884 | TNB | DISTRIBUTION | KUALA SELANGOR | Existing | BKSL/PCE/J00806/MBVCB3 | 300344250 | 11 kV | CLOSED | VACUUM |  | SSU PPAJ NO.1 JLN PPAJ (CB10) |  |  |  | R06011 | 15/05/2009 |  | ITEM | 8BK-88E A1 | 630.000 A | PPAJ NO.2 |  | Pass | null
380085400 | TNB | DISTRIBUTION | KUALA SELANGOR | Existing | BKSL/PCE/J00235/MBVCB2 | 300344254 | 11 kV | CLOSED | VACUUM |  | TMT INDUSTRI |  |  |  | R06486 | 20101103 |  | TAMCO | HV12 A1 | 630.000 A | SSU PPAJ NO.1 | R06486 | Pass | null
380085402 | TNB | DISTRIBUTION | KUALA SELANGOR | Existing | BKSL/PCE/J00235/MBVCB1 | 300344253 | 11 kV | CLOSED | VACUUM |  | TMT INDUSTRI |  |  |  | R06487 | 20101103 |  | TAMCO | HV12 B2 | 630.000 A | PENGGUNA 11KV |  | Pass | null
380085421 | TNB | DISTRIBUTION | KUALA SELANGOR | Existing | BKSL/PCE/J00235/MBVCB4 | 300344256 | 11 kV | OPEN | VACUUM |  | TMT INDUSTRI |  |  |  | R06485 | 20101103 |  | TAMCO | HV12 A1 | 630.000 A | PADAT MULTIGUNA 2/5 |  | Pass | null
380085425 | TNB | DISTRIBUTION | KUALA SELANGOR | Existing | BKSL/PCE/J00235/MBVCB3 | 300344255 | 11 kV | CLOSED | VACUUM |  | TMT INDUSTRI |  |  |  | R06488 | 20101103 |  | TAMCO | HV12 A1 | 630.000 A | EXTRO GREAT |  | Pass | null
380092225 | TNB | DISTRIBUTION | KUALA SELANGOR | Existing |  |  | 11 kV | CLOSED | VACUUM | R07556 | SSU JASA RINGGIT | [10 empty] | R07556 | Pass | null
380092227 | TNB | DISTRIBUTION | KUALA SELANGOR | Existing |  |  | 11 kV | CLOSED | VACUUM | R07555 | SSU JASA RINGGIT | [10 empty] | R07555 | Pass | null
380092252 | TNB | DISTRIBUTION | KUALA SELANGOR | Existing |  |  | 11 kV | CLOSED | VACUUM | R07559 | SSU JASA RINGGIT | [10 empty] | R07559 | Pass | null
380092280 | TNB | DISTRIBUTION | KUALA SELANGOR | Existing |  |  | 11 kV | CLOSED | VACUUM | R07558 | SSU JASA RINGGIT | [10 empty] | R07558 | Pass | null
380092286 | TNB | DISTRIBUTION | KUALA SELANGOR | Existing | BKSL/PCE/J00692/MBVCB1 | 300346138 | 11 kV | CLOSED | VACUUM |  | SSU KOTA PUTERI (CB9) |  |  |  | R05877 | 20061102 |  | TAMCO | VHIH-A1-070993 | 630.000 A | TX 1000KVA |  | Pass | null
380092288 | TNB | DISTRIBUTION | KUALA SELANGOR | Existing | BKSL/PCE/J00692/MBVCB2 | 300346139 | 11 kV | OPEN | VACUUM |  | SSU KOTA PUTERI (CB9) |  |  |  | R05878 | 20061102 |  | TAMCO | VHIH-A1-070991 | 630.000 A | KOTA PUTERI NO.5 JLN KP 5/13 | R05878 | Pass | null
380092313 | TNB | DISTRIBUTION | KUALA SELANGOR | Existing | BKSL/PCE/J00692/MBVCB6 | 300346143 | 11 kV | CLOSED | VACUUM |  | SSU KOTA PUTERI (CB9) |  |  |  | R05882 | 20061102 |  | TAMCO | VHIH-A1-070995 | 630.000 A | PMU BT ARANG CB 9 |  | Pass | null
380092317 | TNB | DISTRIBUTION | KUALA SELANGOR | Existing | BKSL/PCE/J00692/MBVCB3 | 300346140 | 11 kV | CLOSED | VACUUM |  | SSU KOTA PUTERI (CB9) |  |  |  | R05879 | 20061102 |  | TAMCO | VHIH-A1-071009 | 630.000 A | PMU BT ARANG CB 8 |  | Pass | null
380094264 | TNB | DISTRIBUTION | KUALA SELANGOR | Existing | BKSL/PCE/J00692/MBVCB5 | 300346142 | 11 kV | CLOSED | VACUUM |  | SSU KOTA PUTERI (CB9) |  |  |  | R05881 | 20061102 |  | TAMCO | VHIH-A1-071005 | 630.000 A | KOTA PUTERI JLN KP 5/9C | R05881 | Pass | null
380103967 | TNB | DISTRIBUTION | KUALA SELANGOR | Existing | BKSL/PCE/J00673/MBVCB5 | 300313689 | 11 kV | CLOSED |  |  | ISITO |  |  |  | R00515 | 20061108 |  | GEC | VFT-16 | 630.000 A | TX 750KVA |  | Fail | Please check "InsulationType"
380103969 | TNB | DISTRIBUTION | KUALA SELANGOR | Existing | BKSL/PCE/J00673/MBVCB1 | 300313685 | 11 kV | CLOSED |  |  | ISITO |  |  |  | R00516 | 20061108 |  | GEC | VFT-12 | 630.000 A | P/E TELEKOM |  | Fail | Please check "InsulationType"
380104046 | TNB | DISTRIBUTION | KUALA SELANGOR | Existing | BKSL/PCE/J00673/MBVCB4 | 300313688 | 11 kV | CLOSED |  |  | ISITO |  |  |  | R00512 | 20061108 |  | GEC | VFT-15 | 630.000 A | PE KG BKT BADONG |  | Fail | Please check "InsulationType"
380104047 | TNB | DISTRIBUTION | KUALA SELANGOR | Existing | BKSL/PCE/J00673/MBVCB2 | 300313686 | 11 kV | CLOSED |  |  | ISITO |  |  |  | R00514 | 20061108 |  | GEC | VFT-13 | 630.000 A | SPARE |  | Fail | Please check "InsulationType"
380107868 | TNB | DISTRIBUTION | KUALA SELANGOR | Existing |  |  | 11 kV | CLOSED | VACUUM | S05713 | SHAH ALAM 2 NO.5B 7 | [11 empty] | Pass | null
380107872 | TNB | DISTRIBUTION | KUALA SELANGOR | Existing |  |  | 11 kV | CLOSED | VACUUM | S05472 | SHAH ALAM 2 NO.5B 7 | [11 empty] | Pass | null
380107896 | TNB | DISTRIBUTION | KUALA SELANGOR | Existing | BKSL/PCE/J00739/MBVCB | 300345999 | 11 kV | CLOSED | VACUUM | S05584 | SHAH ALAM 2 NO.5B 7 |  |  |  | S05584 | 14/09/2006 |  | TAMCO | VHIH-A1-10-1094 | 630.000 A | BUKIT HIJAU NO.2 |  | Pass | null
380107897 | TNB | DISTRIBUTION | KUALA SELANGOR | Existing |  |  | 11 kV | CLOSED | VACUUM | S10692 | SHAH ALAM 2 NO.5B 7 | [11 empty] | Pass | null
380107899 | TNB | DISTRIBUTION | KUALA SELANGOR | Existing |  |  | 11 kV | OPEN | VACUUM | S05897 | SHAH ALAM 2 NO.5B 7 | [11 empty] | Pass | null
380107901 | TNB | DISTRIBUTION | KUALA SELANGOR | Existing | BKSL/PCE/J00739/MBVCB2 | 300346000 | 11 kV | CLOSED | VACUUM | S05583 | SHAH ALAM 2 NO.5B 7 |  |  |  | S05583 | 14/09/2006 |  | TAMCO | VHIH-A1-10-1047 | 630.000 A | SHAH ALAM 2 5B 7 LOOPING RMU |  | Pass | null
380108053 | TNB | DISTRIBUTION | KUALA SELANGOR | Existing |  |  | 11 kV | CLOSED | VACUUM | S01693 | SHAH ALAM 2 NO.5B 7 | [11 empty] | Pass | null
380108064 | TNB | DISTRIBUTION | KUALA SELANGOR | Existing |  |  | 11 kV | OPEN | VACUUM | S01691 | SHAH ALAM 2 NO.5B 7 | [11 empty] | Pass | null
380111354 | TNB | DISTRIBUTION | KUALA SELANGOR | Existing | BKSL/PCE/J00125/MBVCB1 | 300345827 | 11 kV | CLOSED |  |  | OCEAN LAND NO.1 |  |  |  | S00119 | 19/06/2002 |  |  | SBV 4 | 630.000 A | VCB NO.3 PMU K.SEL |  | Fail | Please check "InsulationType"
380111356 | TNB | DISTRIBUTION | KUALA SELANGOR | Existing | BKSL/PCE/J00125/MBVCB2 | 300345828 | 11 kV | CLOSED |  |  | OCEAN LAND NO.1 |  |  |  | S00120 | 19/06/2002 |  |  | SBV 4 | 630.000 A | OCEAN LAND NO.2 |  | Fail | Please check "InsulationType"
380111379 | TNB | DISTRIBUTION | KUALA SELANGOR | Existing | BKSL/PCE/J00125/MBVCB3 | 300345829 | 11 kV | CLOSED |  |  | OCEAN LAND NO.1 |  |  |  | S01278 | 19/06/2002 |  |  | SBV 4 | 630.000 A | VCB PENGGUNA |  | Fail | Please check "InsulationType"
380117915 | TNB | DISTRIBUTION | KUALA SELANGOR | Existing | BKSL/PCE/J00464/MBVCB 4 | 300313234 | 11 kV | CLOSED |  |  | TECHNOPARK NO 1 |  |  |  | R03155 | 19/02/1998 |  | GEC | VFT-12 | 630.000 A | SPECIAL MADE IRON |  | Fail | Please check "InsulationType"
380118110 | TNB | DISTRIBUTION | KUALA SELANGOR | Existing |  |  | 11 kV | CLOSED |  |  | SPECIAL MADE IRON &STEEL | [11 empty] | Fail | Please check "InsulationType"
380118112 | TNB | DISTRIBUTION | KUALA SELANGOR | Existing |  |  | 11 kV | CLOSED |  |  | SPECIAL MADE IRON &STEEL | [11 empty] | Fail | Please check "InsulationType"
380118118 | TNB | DISTRIBUTION | KUALA SELANGOR | Existing |  |  | 11 kV | OPEN |  |  | SPECIAL MADE IRON &STEEL | [11 empty] | Fail | Please check "InsulationType"
380118137 | TNB | DISTRIBUTION | KUALA SELANGOR | Existing |  |  | 11 kV | CLOSED |  |  | SPECIAL MADE IRON &STEEL | [11 empty] | Fail | Please check "InsulationType"
380118141 | TNB | DISTRIBUTION | KUALA SELANGOR | Existing |  |  | 11 kV | CLOSED |  |  | SPECIAL MADE IRON &STEEL | [11 empty] | Fail | Please check "InsulationType"
380118165 | TNB | DISTRIBUTION | KUALA SELANGOR | Existing |  |  | 11 kV | CLOSED |  |  | SPECIAL MADE IRON &STEEL | [11 empty] | Fail | Please check "InsulationType"
380136848 | TNB | DISTRIBUTION | KUALA SELANGOR | Existing | BKSL/PCE/J00697/MBVCB1 | 300346051 | 11 kV | CLOSED | VACUUM | S01023 | STESEN SUIS SECTION 2 PHASE 1B P.ALAM |  |  |  | S01023 | 20061106 |  |  | 8BK-88 B2 | 630.000 A | LOCAL TX 1000KVA |  | Pass | null
380136850 | TNB | DISTRIBUTION | KUALA SELANGOR | Existing | BKSL/PCE/J00697/MBVCB3 | 300346053 | 11 kV | CLOSED | VACUUM | S01022 | STESEN SUIS SECTION 2 PHASE 1B P.ALAM |  |  |  | S01022 | 20061106 |  |  | 8BK-88 A1 | 630.000 A | SECT 3 PHASE 1B |  | Pass | null
380136856 | TNB | DISTRIBUTION | KUALA SELANGOR | Existing | BKSL/PCE/J00697/MBVCB2 | 300346052 | 11 kV | CLOSED | VACUUM | S01026 | STESEN SUIS SECTION 2 PHASE 1B P.ALAM |  |  |  | S01026 | 20061106 |  |  | 8BK-88 A1 | 630.000 A | SPARE |  | Pass | null
380136875 | TNB | DISTRIBUTION | KUALA SELANGOR | Existing | BKSL/PCE/J00697/MBVCB7 | 300346047 | 11 kV | CLOSED | VACUUM | S01025 | STESEN SUIS SECTION 2 PHASE 1B P.ALAM |  |  |  | S01025 | 20061106 |  |  | 8BK-88 A1 | 630.000 A | UITM |  | Pass | null
380136879 | TNB | DISTRIBUTION | KUALA SELANGOR | Existing | BKSL/PCE/J00697/MBVCB4 | 300346054 | 11 kV | CLOSED | VACUUM | S01027 | STESEN SUIS SECTION 2 PHASE 1B P.ALAM |  |  |  | S01027 | 20061106 |  |  | 8BK-88 A1 | 630.000 A | VCB 2 PPU P/ALAM |  | Pass | null
380136907 | TNB | DISTRIBUTION | KUALA SELANGOR | Existing |  |  | 11 kV | CLOSED | VACUUM | S05947 | STESEN SUIS SECTION 2 PHASE 1B P.ALAM | [11 empty] | Pass | null
380136917 | TNB | DISTRIBUTION | KUALA SELANGOR | Existing |  |  | 11 kV | CLOSED |  | S05723 | STESEN SUIS SECTION 2 PHASE 1B P.ALAM |  |  |  | S01023 | 20061106 |  |  | 8BK-88 B2 | 630.000 A | LOCAL TX 1000KVA |  | Fail | Please check "InsulationType"
380137091 | TNB | DISTRIBUTION | KUALA SELANGOR | Existing | BKSL/PCE/J00716/MBVCB2 | 300345832 | 11 kV | CLOSED | VACUUM |  | STESEN SUIS FASA 3A PUNCAK ALAM |  |  |  | S01099 | 17/03/2006 |  | UNIVAC | H-VBH-00-125-850 B2 | 630.000 A | TX 1 (SPARE) |  | Pass | null
380137093 | TNB | DISTRIBUTION | KUALA SELANGOR | Existing | BKSL/PCE/J00716/MBVCB1 | 300345831 | 11 kV | CLOSED |  |  | STESEN SUIS FASA 3A PUNCAK ALAM |  |  |  | S01098 | 17/03/2006 |  | UNIVAC | H-VBH-01-046-1212 A1 | 630.000 A | PPU P/ALAM VCB NO.5 |  | Fail | Please check "InsulationType"
380137095 | TNB | DISTRIBUTION | KUALA SELANGOR | Existing | BKSL/PCE/J00716/MBVCB5 | 300345835 | 11 kV | CLOSED | VACUUM |  | STESEN SUIS FASA 3A PUNCAK ALAM |  |  |  | S01102 | 17/03/2006 |  | UNIVAC | H-VBH-01-037-1203 A1 | 630.000 A | FASA 3A2 |  | Pass | null
380137111 | TNB | DISTRIBUTION | KUALA SELANGOR | Existing | BKSL/PCE/J00716/MBVCB3 | 300345833 | 11 kV | CLOSED | VACUUM |  | STESEN SUIS FASA 3A PUNCAK ALAM |  |  |  | S01100 | 17/03/2006 |  | UNIVAC | H-VBH-00-258-983 B2 | 630.000 A | TX2 |  | Pass | null
380137127 | TNB | DISTRIBUTION | KUALA SELANGOR | Existing | BKSL/PCE/J00716/MBVCB4 | 300345834 | 11 kV | CLOSED |  |  | STESEN SUIS FASA 3A PUNCAK ALAM |  |  |  | S01101 | 17/03/2006 |  | UNIVAC | H-VBH-01-036-1202 A1 | 630.000 A | FASA 3A1 |  | Fail | Please check "InsulationType"
380138127 | TNB | DISTRIBUTION | KUALA SELANGOR | Existing | BKSL/PCE/J00861/MBVCB2 | 300515326 | 11 kV | CLOSED | VACUUM |  | TESCO PUNCAK ALAM |  |  |  | S05681 |  |  | TOSHIBA | HC12A1BC285 | 630.000 A | RUMAH PAM PUNCAK BESTARI |  | Pass | null
380138129 | TNB | DISTRIBUTION | KUALA SELANGOR | Existing | BKSL/PCE/J00861/MBVCB3 | 300515327 | 11 kV | CLOSED | VACUUM |  | TESCO PUNCAK ALAM |  |  |  | S05683 |  |  | TOSHIBA | HC12A1BC285 | 630.000 A | FASA 3A6 PUNCAK ALAM |  | Pass | null
380138152 | TNB | DISTRIBUTION | KUALA SELANGOR | Existing | BKSL/PCE/J00861/MBVCB | 300515325 | 11 kV | CLOSED | VACUUM |  | TESCO PUNCAK ALAM |  |  |  | S05682 |  |  | TOSHIBA | HC12A1BC285 | 630.000 A | PENGGUNA 11 KV |  | Pass | null
380259681 | TNB | DISTRIBUTION | KUALA SELANGOR | Existing | BKSL/PCE/J00100/MBVCB2 | 300342919 | 11 kV | CLOSED | VACUUM | S05616 PE TMN PARI | TMN SOLOMON |  |  |  | S01357 | 20121005 |  | ITEM | 8BK-88E-B2 | 630.000 A | TX1 |  | Pass | null
380259705 | TNB | DISTRIBUTION | KUALA SELANGOR | Existing | BKSL/PCE/J00100/MBVCB3 | 300342917 | 11 kV | CLOSED | VACUUM | TX-1000KVA | TMN SOLOMON |  |  |  | S01357 | 20121005 |  | ITEM | 8BK-88E A1 | 630.000 A | TX |  | Pass | null
380259708 | TNB | DISTRIBUTION | KUALA SELANGOR | Existing | BKSL/PCE/J00100/MBVCB1 | 300342915 | 11 kV | CLOSED | VACUUM | S00149 PE KEMAYAN | TMN SOLOMON |  |  |  | S01356 | 20121005 |  | ITEM | 8BK-88E-A1 | 630.000 A | TAMAN PARI |  | Pass | null
380263263 | TNB | DISTRIBUTION | KUALA SELANGOR | Existing | BKSL/PCE/J00590/MBVCB7 | 300345792 | 11 kV | CLOSED |  |  | ONE PLAZA |  |  |  | S05513 | 27/03/2011 |  |  | 8BK-88E B2 | 630.000 A | MSB PENGGUNA 11KV |  | Fail | Please check "InsulationType"
380263265 | TNB | DISTRIBUTION | KUALA SELANGOR | Existing | BKSL/PCE/J00590/MBVCB6 | 300345791 | 11 kV | CLOSED |  |  | ONE PLAZA |  |  |  | S05512 | 27/03/2011 |  |  | 8BK-88E A1 | 630.000 A | MEDAN NIAGA NO.2 |  | Fail | Please check "InsulationType"
380263271 | TNB | DISTRIBUTION | KUALA SELANGOR | Existing | BKSL/PCE/J00590/MBVCB2 | 300345786 | 11 kV | CLOSED |  |  | ONE PLAZA |  |  |  | S05508 | 27/03/2011 |  |  | 8BK-88E A1 | 630.000 A | TESCO K.SEL |  | Fail | Please check "InsulationType"
380263290 | TNB | DISTRIBUTION | KUALA SELANGOR | Existing | BKSL/PCE/J00590/MBVCB | 300345784 | 11 kV | CLOSED |  |  | ONE PLAZA |  |  |  | S05507 | 27/03/2011 |  |  | 8BK-88E A1 | 630.000 A | MEDAN NIAGA |  | Fail | Please check "InsulationType"
380263294 | TNB | DISTRIBUTION | KUALA SELANGOR | Existing | BKSL/PCE/J00590/MBVCB5 | 300345790 | 11 kV | CLOSED |  |  | ONE PLAZA |  |  |  | S05511 | 27/03/2011 |  |  | 8BK-88E A1 | 630.000 A | PMU K.SEL VCB 7 |  | Fail | Please check "InsulationType"
380263318 | TNB | DISTRIBUTION | KUALA SELANGOR | Existing | BKSL/PCE/J00590/MBVCB3 | 300345787 | 11 kV | CLOSED |  |  | ONE PLAZA |  |  |  | S05509 | 27/03/2011 |  |  | 8BK-88E A1 | 630.000 A | PMU K.SEL VCB 10 |  | Fail | Please check "InsulationType"
380522042 | TNB | DISTRIBUTION | KUALA SELANGOR | Existing | BKSL/PCE/J00692/MBVCB7 | 300346144 | 11 kV | OPEN | VACUUM |  | SSU KOTA PUTERI (CB9) |  |  |  | R05883 | 20061102 |  | TAMCO | VHIH-A1-070994 | 630.000 A | PERUMAHAN OC8 (RAWANG) | R05883 | Pass | null
380522114 | TNB | DISTRIBUTION | KUALA SELANGOR | Existing | BKSL/PCE/J00629/MBVCB3 | 300346019 | 11 kV | CLOSED | VACUUM |  | RHONG KHEN INDUSTRI |  |  |  | R01839 | 14/09/2006 |  | TAMCO | VHH TYPE B1-M | 630.000 A | TX1 1000KVA |  | Pass | null
380522116 | TNB | DISTRIBUTION | KUALA SELANGOR | Existing | BKSL/PCE/J00629/MBVCB2 | 300346018 | 11 kV | CLOSED | VACUUM |  | RHONG KHEN INDUSTRI |  |  |  | R01840 | 14/09/2006 |  | TAMCO | VHH TYPE A1-M | 630.000 A | TAKE SIX |  | Pass | null
380522118 | TNB | DISTRIBUTION | KUALA SELANGOR | Existing | BKSL/PCE/J00629/MBVCB5 | 300346021 | 11 kV | CLOSED | VACUUM |  | RHONG KHEN INDUSTRI |  |  |  | R02825 | 14/09/2006 |  | TAMCO | VHH TYPE B1-M | 630.000 A | SPARE |  | Pass | null
380522134 | TNB | DISTRIBUTION | KUALA SELANGOR | Existing | BKSL/PCE/J00629/MBVCB4 | 300346020 | 11 kV | CLOSED | VACUUM |  | RHONG KHEN INDUSTRI |  |  |  | R01838 | 14/09/2006 |  | TAMCO | VHH TYPE B1-M | 630.000 A | TX2 1000KVA |  | Pass | null
380522150 | TNB | DISTRIBUTION | KUALA SELANGOR | Existing | BKSL/PCE/J00629/MBVCB1 | 300346017 | 11 kV | CLOSED | VACUUM |  | RHONG KHEN INDUSTRI |  |  |  | R01841 | 14/09/2006 |  | TAMCO | VHH TYPE A1-M | 630.000 A | KILANG PAPAN SEKINCHAN |  | Pass | null
380522781 | TNB | DISTRIBUTION | KUALA SELANGOR | Existing |  |  | 11 kV | CLOSED |  |  | JASA RINGGIT HOLDINGS | [10 empty] | R03447 | Fail | Please check "InsulationType"
380522783 | TNB | DISTRIBUTION | KUALA SELANGOR | Existing |  |  | 11 kV | CLOSED |  |  | JASA RINGGIT HOLDINGS | [10 empty] | R00469 | Fail | Please check "InsulationType"
380522806 | TNB | DISTRIBUTION | KUALA SELANGOR | Existing |  |  | 11 kV | CLOSED |  |  | JASA RINGGIT HOLDINGS | [10 empty] | R00467 | Fail | Please check "InsulationType"
380522822 | TNB | DISTRIBUTION | KUALA SELANGOR | Existing |  |  | 11 kV | CLOSED | VACUUM | R07036 | PE SOO CHEW SHENG | [10 empty] | R07036 | Pass | null
380522824 | TNB | DISTRIBUTION | KUALA SELANGOR | Existing |  |  | 11 kV | CLOSED | VACUUM | R07035 | PE SOO CHEW SHENG | [10 empty] | R07035 | Pass | null
380522830 | TNB | DISTRIBUTION | KUALA SELANGOR | Existing |  |  | 11 kV | CLOSED | VACUUM | R07034 | PE SOO CHEW SHENG | [10 empty] | R07034 | Pass | null
380522849 | TNB | DISTRIBUTION | KUALA SELANGOR | Existing |  |  | 11 kV | OPEN | VACUUM | R07553 | PE SOO CHEW SHENG | [10 empty] | R07552 | Pass | null
380522877 | TNB | DISTRIBUTION | KUALA SELANGOR | Existing |  |  | 11 kV | CLOSED | VACUUM | R07554 | PE SOO CHEW SHENG | [10 empty] | R07554 | Pass | null
380564714 | TNB | DISTRIBUTION | KUALA SELANGOR | Existing | BKSL/PCE/J00069/MBCB1 | 300345700 | 11 kV | CLOSED |  |  | TMN MALAWATI JAYA NO 2 |  |  |  | S01319 | 19981105 |  | ITEM | 8BK-88E A1 | 630.000 A | TMN MALAWATI JAYA NO.1 |  | Fail | Please check "InsulationType"
380564738 | TNB | DISTRIBUTION | KUALA SELANGOR | Existing | BKSL/PCE/J00069/MBCB3 | 300345702 | 11 kV | CLOSED |  |  | TMN MALAWATI JAYA NO 2 |  |  |  | S01321 | 19981105 |  | ITEM | 8BK-88E A1 | 630.000 A | KOLAM UDANG API API NO.2 |  | Fail | Please check "InsulationType"
380564739 | TNB | DISTRIBUTION | KUALA SELANGOR | Existing | BKSL/PCE/J00069/MBCB2 | 300345701 | 11 kV | CLOSED |  |  | TMN MALAWATI JAYA NO 2 |  |  |  | S01320 | 19981105 |  | ITEM | 8BK-88E B2 | 630.000 A | TX 1000KVA |  | Fail | Please check "InsulationType"
380565793 | TNB | DISTRIBUTION | KUALA SELANGOR | Existing | BKSL/PCE/J00542/MBVCB1 | 300345761 | 11 kV | CLOSED |  |  | TMN RHU PERMAI |  |  |  | S05309 | 22/09/2007 |  |  | SBV 4 A1 | 630.000 A | BATU 2 |  | Fail | Please check "InsulationType"
380565817 | TNB | DISTRIBUTION | KUALA SELANGOR | Existing | BKSL/PCE/J00542/MBVCB3 | 300345763 | 11 kV | CLOSED |  |  | TMN RHU PERMAI |  |  |  | S05401 | 22/09/2007 |  |  | SBV 4 A1 | 630.000 A | TMN RHU |  | Fail | Please check "InsulationType"
380565818 | TNB | DISTRIBUTION | KUALA SELANGOR | Existing | BKSL/PCE/J00542/MBVCB2 | 300345762 | 11 kV | CLOSED |  |  | TMN RHU PERMAI |  |  |  | S05400 | 22/09/2007 |  |  | SBV 4 B2B | 630.000 A | TX 1000KVA |  | Fail | Please check "InsulationType"
380674819 | TNB | DISTRIBUTION | KUALA SELANGOR | Existing |  |  | 11 kV | CLOSED | VACUUM | S01256 | IKK | [11 empty] | Pass | null
380674843 | TNB | DISTRIBUTION | KUALA SELANGOR | Existing |  |  | 11 kV | CLOSED | VACUUM | S01255 | IKK | [11 empty] | Pass | null
380674846 | TNB | DISTRIBUTION | KUALA SELANGOR | Existing |  |  | 11 kV | CLOSED | VACUUM | S01254 | IKK | [11 empty] | Pass | null
380675991 | TNB | DISTRIBUTION | KUALA SELANGOR | Existing |  |  | 11 kV | CLOSED | VACUUM | KSGR-12 | PMU KUALA SELANGOR 132/33/11kV | [6 empty] | TAMCO | VK10J20H | 630.000 A | S01695 TAMAN K.SELANGOR JAYA |  | Pass | null
380676024 | TNB | DISTRIBUTION | KUALA SELANGOR | Existing | BKSL/PCE/J00306/MBVCB2 | 300313777 | 11 kV | OPEN | VACUUM | S01381 | SM AGAMA JERAM |  |  |  | S01381 | 19941109 |  | GEC | VFT-12 | 630.000 A | SPG RJ ABDLH |  | Pass | null
380676048 | TNB | DISTRIBUTION | KUALA SELANGOR | Existing | BKSL/PCE/J00306/MBVCB3 | 300313778 | 11 kV | CLOSED | VACUUM | S01382 | SM AGAMA JERAM |  |  |  | S01382 | 19941109 |  | GEC | VFT-12 | 630.000 A | BALAI POLIS JERAM |  | Pass | null
380676049 | TNB | DISTRIBUTION | KUALA SELANGOR | Existing | BKSL/PCE/J00306/MBVCB4 | 300313779 | 11 kV | CLOSED | VACUUM | S01383 | SM AGAMA JERAM |  |  |  | S01383 | 19941109 |  | GEC | VFT-12 | 630.000 A | TX |  | Pass | null
380676051 | TNB | DISTRIBUTION | KUALA SELANGOR | Existing | BKSL/PCE/J00306/MBVCB1 | 300313775 | 11 kV | CLOSED | VACUUM | S01384 | SM AGAMA JERAM |  |  |  |  | 20/05/2007 |  | TAMCO | TAMCO |  |  |  | Pass | null
380972269 | TNB | DISTRIBUTION | KUALA SELANGOR | Existing |  |  | 11 kV | CLOSED | VACUUM | KSGR-12 | PMU KUALA SELANGOR 132/33/11kV | [6 empty] | TAMCO | VK10J20H | 630.000 A | S01695 TAMAN K.SELANGOR JAYA |  | Pass | null
380972320 | TNB | DISTRIBUTION | KUALA SELANGOR | Existing | BKSL/PCE/J00306/MBVCB5 | 300527702 |  | CLOSED | VACUUM | S01629 | SM AGAMA JERAM |  |  |  |  | 20/05/2007 |  | TAMCO | N/A | 630.000 A |  |  | Fail | Please check "Operating Voltage"
380998526 | TNB | DISTRIBUTION | KUALA SELANGOR | Existing |  |  | 11 kV | CLOSED | VACUUM | SS05861 PE QMAC REHON | KILANG ISI SAWIT | [11 empty] | Pass | null
380998528 | TNB | DISTRIBUTION | KUALA SELANGOR | Existing |  |  | 11 kV | OPEN | VACUUM | S05865 PE SONG ENGINEERING | KILANG ISI SAWIT | [11 empty] | Pass | null
380998551 | TNB | DISTRIBUTION | KUALA SELANGOR | Existing |  |  | 11 kV | CLOSED | VACUUM | PENGGUNA HT | KILANG ISI SAWIT | [11 empty] | Pass | null
380998813 | TNB | DISTRIBUTION | KUALA SELANGOR | Existing | BKSL/PCE/J00662/MBVCB5 | 300346188 | 11 kV | CLOSED | VACUUM |  | DETIK ATURAN |  |  |  | S05585 | 18/07/2011 |  | ITEM | 8BK-88E A1 | 630.000 A | KILANG FIRMA RENA |  | Pass | null
380998815 | TNB | DISTRIBUTION | KUALA SELANGOR | Existing | BKSL/PCE/J00662/MBVCB6 | 300346189 | 11 kV | CLOSED | VACUUM |  | DETIK ATURAN |  |  |  | S05586 | 18/07/2011 |  | ITEM | 8BK-88E A1 | 630.000 A | DESA MAWAR NO.2 |  | Pass | null
380998821 | TNB | DISTRIBUTION | KUALA SELANGOR | Existing | BKSL/PCE/J00662/MBVCB3 | 300346186 | 11 kV | CLOSED | VACUUM |  | DETIK ATURAN |  |  |  | S05591 | 18/07/2011 |  | ITEM | 8BK-88E A1 | 630.000 A | KG SG GULANG GULANG |  | Pass | null
380998840 | TNB | DISTRIBUTION | KUALA SELANGOR | Existing | BKSL/PCE/J00662/MBVCB2 | 300346185 | 11 kV | CLOSED | VACUUM |  | DETIK ATURAN |  |  |  | S05590 | 18/07/2011 |  | ITEM | 8BK-88E A1 | 630.000 A | SG TUNGGUL |  | Pass | null
380998844 | TNB | DISTRIBUTION | KUALA SELANGOR | Existing | BKSL/PCE/J00662/MBVCB7 | 300346190 | 11 kV | CLOSED | VACUUM |  | DETIK ATURAN |  |  |  | S05587 | 18/07/2011 |  | ITEM | 8BK-88E B2 | 630.000 A | PENGGUNA 11KV |  | Pass | null
380998868 | TNB | DISTRIBUTION | KUALA SELANGOR | Existing | BKSL/PCE/J00662/MBVCB1 | 300346184 | 11 kV | CLOSED | VACUUM |  | DETIK ATURAN |  |  |  | S05589 | 18/07/2011 |  | ITEM | 8BK-88E A1 | 630.000 A | SPARE |  | Pass | null
381199861 | TNB | DISTRIBUTION | KUALA SELANGOR | Existing | BKSL/PMU/G00003/MB4L5 | 300049648 | 33 kV | CLOSED | VACUUM | 4L5 | PMU BATANG BERJUNTAI 132/33/6.6kV |  |  |  | 4L5 | 19710106 |  | REYROLLE | REYROLLE | 1250.000 A | FEEDER 33KV |  | Pass | null
381199866 | TNB | DISTRIBUTION | KUALA SELANGOR | Existing | BKSL/PMU/G00003/MB3L5 | 300049647 | 33 kV | CLOSED | VACUUM | 3L5 | PMU BATANG BERJUNTAI 132/33/6.6kV |  |  |  | 3L5 | 19710106 |  | REYROLLE | REYROLLE | 1250.000 A | FEEDER 33KV |  | Pass | null
381199875 | TNB | DISTRIBUTION | KUALA SELANGOR | Existing | BKSL/PMU/G00003/MB1TO | 300049644 | 33 kV | CLOSED | VACUUM | 1TO | PMU BATANG BERJUNTAI 132/33/6.6kV |  |  |  | 1TO | 19710106 |  | REYROLLE | REYROLLE | 2000.000 A | INCOMER |  | Pass | null
381199877 | TNB | DISTRIBUTION | KUALA SELANGOR | Existing | BKSL/PMU/G00003/MB5L5 | 300049649 | 33 kV | OPEN | VACUUM | 5L5 | PMU BATANG BERJUNTAI 132/33/6.6kV |  |  |  | 5L5 | 19710106 |  | REYROLLE | REYROLLE | 1250.000 A | FEEDER 33KV |  | Pass | null
381199886 | TNB | DISTRIBUTION | KUALA SELANGOR | Existing | BKSL/PMU/G00003/MB2L5 | 300049645 | 33 kV | CLOSED | VACUUM | 2L5 | PMU BATANG BERJUNTAI 132/33/6.6kV |  |  |  | 2L5 | 19710106 |  | REYROLLE | REYROLLE | 1250.000 A | FEEDER 33KV |  | Pass | null
381199900 | TNB | DISTRIBUTION | KUALA SELANGOR | Existing | BKSL/PMU/G00003/MB2TO | 300049646 | 33 kV | CLOSED | VACUUM | 2TO | PMU BATANG BERJUNTAI 132/33/6.6kV |  |  |  | 2TO | 19710106 |  | REYROLLE | REYROLLE | 2000.000 A | INCOMER |  | Pass | null
381199930 | TNB | DISTRIBUTION | KUALA SELANGOR | Existing |  |  | 33 kV | OPEN | VACUUM | 8L5 | PMU BATANG BERJUNTAI 132/33/6.6kV | [11 empty] | Pass | null
381199982 | TNB | DISTRIBUTION | KUALA SELANGOR | Existing |  |  | 33 kV | OPEN | VACUUM | 7L5 | PMU BATANG BERJUNTAI 132/33/6.6kV | [11 empty] | Pass | null
381199988 | TNB | DISTRIBUTION | KUALA SELANGOR | Existing | BKSL/PMU/G00003/MB1L5 | 300049642 | 33 kV | CLOSED | VACUUM | 1L5 | PMU BATANG BERJUNTAI 132/33/6.6kV |  |  |  | 1L5 | 19710106 |  | REYROLLE | REYROLLE | 1250.000 A | FEEDER 33KV |  | Pass | null
381200004 | TNB | DISTRIBUTION | KUALA SELANGOR | Existing |  |  | 33 kV | OPEN | VACUUM | 6L5 | PMU BATANG BERJUNTAI 132/33/6.6kV | [11 empty] | Pass | null
382209201 | TNB | DISTRIBUTION | KUALA SELANGOR | Existing | BKSL/PCE/J00475/MBVCB1 | 300313476 | 11 kV | CLOSED | VACUUM | R04241 | TIP TOP MEAT |  |  |  | R04241 | 13/08/2004 |  |  | SBV 4 | 630.000 A | FISH POND NO.1 |  | Pass | null
382209206 | TNB | DISTRIBUTION | KUALA SELANGOR | Existing |  |  | 11 kV | CLOSED | VACUUM | R06734 | TIP TOP MEAT | [11 empty] | Pass | null
382209224 | TNB | DISTRIBUTION | KUALA SELANGOR | Existing |  |  | 11 kV | CLOSED | VACUUM | R06733 | TIP TOP MEAT | [11 empty] | Pass | null
382209226 | TNB | DISTRIBUTION | KUALA SELANGOR | Existing |  |  | 11 kV | CLOSED | VACUUM | R06735 | TIP TOP MEAT | [11 empty] | Pass | null
382209228 | TNB | DISTRIBUTION | KUALA SELANGOR | Existing | BKSL/PCE/J00475/MBVCB2 | 300313478 | 11 kV | CLOSED | VACUUM | R04242 | TIP TOP MEAT |  |  |  | R04242 | 13/08/2004 |  |  | SBV 4 | 630.000 A | PENGGUNA 11KV |  | Pass | null
382209283 | TNB | DISTRIBUTION | KUALA SELANGOR | Existing |  |  | 11 kV | CLOSED | VACUUM | S05866 | SSU TMN MAKMUR |  |  |  | S05866 |  |  | EPE | SNT10861 | 630.000 A | PARIT 1 |  | Pass | null
382209289 | TNB | DISTRIBUTION | KUALA SELANGOR | Existing |  |  | 11 kV | CLOSED | VACUUM | S05871 | SSU TMN MAKMUR |  |  |  | S05871 | 20150101 |  | EPE | SNT10861 | 630.000 A | BOOSTER TG KARANG |  | Pass | null
382209292 | TNB | DISTRIBUTION | KUALA SELANGOR | Existing |  |  | 11 kV | CLOSED | VACUUM | S05872 | SSU TMN MAKMUR |  |  |  | S05872 | 20150101 |  | EPE | SNT10861 | 630.000 A | PEKAN TG KARANG |  | Pass | null
382209315 | TNB | DISTRIBUTION | KUALA SELANGOR | Existing |  |  | 11 kV | CLOSED | VACUUM | S05870 | SSU TMN MAKMUR |  |  |  | S05870 |  |  | EPE | SNT10861 | 630.000 A | CB 8 PPU TG KARANG |  | Pass | null
382209318 | TNB | DISTRIBUTION | KUALA SELANGOR | Existing |  |  | 11 kV | CLOSED | VACUUM | S05867 | SSU TMN MAKMUR |  |  |  | S05867 |  |  | EPE | SNT10861 | 630.000 A | JLN GAWAR GAWAR |  | Pass | null
382209327 | TNB | DISTRIBUTION | KUALA SELANGOR | Existing |  |  | 11 kV | CLOSED | VACUUM | S05868 | SSU TMN MAKMUR |  |  |  | S05868 |  |  | EPE | SNT10861 | 630.000 A | CB 5 PPU TG KARANG |  | Pass | null
383510034 | TNB | DISTRIBUTION | KUALA SELANGOR | Existing |  |  | 33 kV | OPEN | VACUUM | 4S5 | SSU HARTALEGA | [11 empty] | Pass | null
383510049 | TNB | DISTRIBUTION | KUALA SELANGOR | Existing |  |  | 33 kV | CLOSED | VACUUM | 5S5 | SSU HARTALEGA | [11 empty] | Pass | null
383510074 | TNB | DISTRIBUTION | KUALA SELANGOR | Existing |  |  | 33 kV | CLOSED | VACUUM | 1S5 | SSU HARTALEGA | [11 empty] | Pass | null
383510084 | TNB | DISTRIBUTION | KUALA SELANGOR | Existing |  |  | 33 kV | OPEN | VACUUM | 6S5 | SSU HARTALEGA | [11 empty] | Pass | null
383510124 | TNB | DISTRIBUTION | KUALA SELANGOR | Existing |  |  | 33 kV | CLOSED | VACUUM | 3S5 | SSU HARTALEGA | [11 empty] | Pass | null
383510169 | TNB | DISTRIBUTION | KUALA SELANGOR | Existing |  |  | 33 kV | CLOSED | VACUUM | 2S5 | SSU HARTALEGA | [11 empty] | Pass | null
384274365 | TNB | DISTRIBUTION | KUALA SELANGOR | Existing |  |  |  | CLOSED | VACUUM | 2B5 | PPU PLENTIFIELD 33/11kV | [11 empty] | Fail | Please check "Operating Voltage"
384274368 | TNB | DISTRIBUTION | KUALA SELANGOR | Existing | BKSL/PPU/G00006/MB1P5 |  | 33 kV | CLOSED | VACUUM | 1P5 | PPU PLENTIFIELD 33/11kV | [11 empty] | Pass | null
384274393 | TNB | DISTRIBUTION | KUALA SELANGOR | Existing | BKSL/PPU/G00006/NB6 |  | 11 kV | CLOSED | VACUUM | 6 | PPU PLENTIFIELD 33/11kV | [11 empty] | Pass | null
384274430 | TNB | DISTRIBUTION | KUALA SELANGOR | Existing |  |  | 11 kV | OPEN | VACUUM | 13 | PPU PLENTIFIELD 33/11kV | [11 empty] | Pass | null
384274432 | TNB | DISTRIBUTION | KUALA SELANGOR | Existing | BKSL/PPU/G00006/MB3P5 |  | 33 kV | OPEN | VACUUM | 3P5 | PPU PLENTIFIELD 33/11kV | [11 empty] | Pass | null
384274472 | TNB | DISTRIBUTION | KUALA SELANGOR | Existing | BKSL/PPU/G00006/MB1HO |  | 33 kV | CLOSED |  | 1HO | PPU PLENTIFIELD 33/11kV | [11 empty] | Fail | Please check "InsulationType"
384274475 | TNB | DISTRIBUTION | KUALA SELANGOR | Existing | BKSL/PPU/G00006/NB8 |  | 11 kV | CLOSED | VACUUM | 8 | PPU PLENTIFIELD 33/11kV | [11 empty] | Pass | null
384274483 | TNB | DISTRIBUTION | KUALA SELANGOR | Existing | BKSL/PPU/G00006/MB2HO |  | 33 kV | CLOSED |  | 2HO | PPU PLENTIFIELD 33/11kV | [11 empty] | Fail | Please check "InsulationType"
384274484 | TNB | DISTRIBUTION | KUALA SELANGOR | Existing | BKSL/PPU/G00006/NB7 |  | 11 kV | OPEN | VACUUM | 7 | PPU PLENTIFIELD 33/11kV | [11 empty] | Pass | null
384274487 | TNB | DISTRIBUTION | KUALA SELANGOR | Existing | BKSL/PPU/G00006/NB4 |  | 11 kV | CLOSED | VACUUM | 4 | PPU PLENTIFIELD 33/11kV | [11 empty] | Pass | null
384274502 | TNB | DISTRIBUTION | KUALA SELANGOR | Existing | BKSL/PPU/G00006/NB5 |  | 11 kV | CLOSED | VACUUM | 5 | PPU PLENTIFIELD 33/11kV | [11 empty] | Pass | null
384274505 | TNB | DISTRIBUTION | KUALA SELANGOR | Existing | BKSL/PPU/G00006/MB2P5 |  | 33 kV | CLOSED | VACUUM | 2P5 | PPU PLENTIFIELD 33/11kV | [11 empty] | Pass | null
384274525 | TNB | DISTRIBUTION | KUALA SELANGOR | Existing |  |  | 33 kV | CLOSED | VACUUM | 1B5 | PPU PLENTIFIELD 33/11kV | [11 empty] | Pass | null
384274555 | TNB | DISTRIBUTION | KUALA SELANGOR | Existing | BKSL/PPU/G00006/NB30 |  | 11 kV | CLOSED | VACUUM | 30 | PPU PLENTIFIELD 33/11kV | [11 empty] | Pass | null
384274559 | TNB | DISTRIBUTION | KUALA SELANGOR | Existing | BKSL/PPU/G00006/NB11 |  | 11 kV | OPEN | VACUUM | 11 | PPU PLENTIFIELD 33/11kV | [11 empty] | Pass | null
384274595 | TNB | DISTRIBUTION | KUALA SELANGOR | Existing |  |  | 33 kV | OPEN | VACUUM | 4P5 | PPU PLENTIFIELD 33/11kV | [11 empty] | Pass | null
384274600 | TNB | DISTRIBUTION | KUALA SELANGOR | Existing | BKSL/PPU/G00006/NB10 |  | 11 kV | OPEN | VACUUM | 10 | PPU PLENTIFIELD 33/11kV | [11 empty] | Pass | null
384274633 | TNB | DISTRIBUTION | KUALA SELANGOR | Existing | BKSL/PPU/G00006/NB9 |  | 11 kV | OPEN | VACUUM | 9 | PPU PLENTIFIELD 33/11kV | [11 empty] | Pass | null
384274637 | TNB | DISTRIBUTION | KUALA SELANGOR | Existing | BKSL/PPU/G00006/NB3 |  | 11 kV | OPEN | VACUUM | 3 | PPU PLENTIFIELD 33/11kV | [11 empty] | Pass | null
384274673 | TNB | DISTRIBUTION | KUALA SELANGOR | Existing | BKSL/PPU/G00006/NB31 |  | 11 kV | CLOSED | VACUUM | 31 | PPU PLENTIFIELD 33/11kV | [11 empty] | Pass | null
384274713 | TNB | DISTRIBUTION | KUALA SELANGOR | Existing | BKSL/PPU/G00006/NB12 |  | 11 kV | OPEN | VACUUM | 12 | PPU PLENTIFIELD 33/11kV | [11 empty] | Pass | null
384274726 | TNB | DISTRIBUTION | KUALA SELANGOR | Existing | BKSL/PPU/G00006/NB14 |  | 11 kV | CLOSED | VACUUM | 14 | PPU PLENTIFIELD 33/11kV | [11 empty] | Pass | null
384274727 | TNB | DISTRIBUTION | KUALA SELANGOR | Existing | BKSL/PPU/G00006/NB32 |  | 11 kV | CLOSED | VACUUM | 32 | PPU PLENTIFIELD 33/11kV | [11 empty] | Pass | null
384274746 | TNB | DISTRIBUTION | KUALA SELANGOR | Existing |  |  |  | CLOSED | VACUUM | 16 | PPU PLENTIFIELD 33/11kV | [11 empty] | Fail | Please check "Operating Voltage"
384893627 | TNB | DISTRIBUTION | KUALA SELANGOR | Existing |  |  | 11 kV | OPEN | VACUUM | S05968 | SSU TMN MAKMUR | [11 empty] | Pass | null
386034905 | TNB | DISTRIBUTION | KUALA SELANGOR | Existing |  |  | 11 kV | OPEN | VACUUM | R08201 | D-KSL-C17-1497 | [11 empty] | Pass | null
386034908 | TNB | DISTRIBUTION | KUALA SELANGOR | Existing |  |  | 11 kV | CLOSED | VACUUM | R08200 | D-KSL-C17-1497 | [11 empty] | Pass | null
386034931 | TNB | DISTRIBUTION | KUALA SELANGOR | Existing |  |  | 11 kV | CLOSED | VACUUM | R08198 | D-KSL-C17-1497 | [11 empty] | Pass | null
386034932 | TNB | DISTRIBUTION | KUALA SELANGOR | Existing |  |  | 11 kV | CLOSED | VACUUM | R08199 | D-KSL-C17-1497 | [11 empty] | Pass | null
387816919 | TNB | DISTRIBUTION | KUALA SELANGOR | Existing |  |  | 11 kV | CLOSED | VACUUM | R08324 | D-KSL-C18-1506 | [11 empty] | Pass | null
387816922 | TNB | DISTRIBUTION | KUALA SELANGOR | Existing |  |  | 11 kV | CLOSED | VACUUM | R08322 | D-KSL-C18-1506 | [11 empty] | Pass | null
387816945 | TNB | DISTRIBUTION | KUALA SELANGOR | Existing |  |  | 11 kV | CLOSED | VACUUM | R08321 | D-KSL-C18-1506 | [11 empty] | Pass | null
387816946 | TNB | DISTRIBUTION | KUALA SELANGOR | Existing |  |  | 11 kV | CLOSED | VACUUM | R08323 | D-KSL-C18-1506 | [11 empty] | Pass | null
387817161 | TNB | DISTRIBUTION | KUALA SELANGOR | Existing |  |  | 11 kV | CLOSED | VACUUM | R08306 | SSU KOTA PUTERI (CB9) | [11 empty] | Pass | null
387817298 | TNB | DISTRIBUTION | KUALA SELANGOR | Existing |  |  | 11 kV | CLOSED | VACUUM | R08311 | D-KSL-C18-1522 | [11 empty] | Pass | null
387817303 | TNB | DISTRIBUTION | KUALA SELANGOR | Existing |  |  | 11 kV | CLOSED | VACUUM | R08310 | D-KSL-C18-1522 | [11 empty] | Pass | null
387817323 | TNB | DISTRIBUTION | KUALA SELANGOR | Existing |  |  | 11 kV | CLOSED | VACUUM | R08312 | D-KSL-C18-1522 | [11 empty] | Pass | null
388856112 | TNB | DISTRIBUTION | KUALA SELANGOR | Existing |  |  | 11 kV | CLOSED | VACUUM | R05737 | SUBANG VENTURE | [11 empty] | Pass | null
388856117 | TNB | DISTRIBUTION | KUALA SELANGOR | Existing |  |  | 11 kV | CLOSED | VACUUM | R08197 | SUBANG VENTURE | [11 empty] | Pass | null
388856137 | TNB | DISTRIBUTION | KUALA SELANGOR | Existing |  |  | 11 kV | CLOSED | VACUUM | R05739 | SUBANG VENTURE | [11 empty] | Pass | null
388856141 | TNB | DISTRIBUTION | KUALA SELANGOR | Existing |  |  | 11 kV | CLOSED | VACUUM | R05738 | SUBANG VENTURE | [11 empty] | Pass | null
389036422 | TNB | DISTRIBUTION | KUALA SELANGOR | Existing |  |  | 11 kV | CLOSED | VACUUM | S01562 | TMN BKT BELIMBING INDAH | [11 empty] | Pass | null
389036437 | TNB | DISTRIBUTION | KUALA SELANGOR | Existing |  |  | 11 kV | CLOSED | VACUUM | S01560 | TMN BKT BELIMBING INDAH | [11 empty] | Pass | null
389036439 | TNB | DISTRIBUTION | KUALA SELANGOR | Existing |  |  | 11 kV | CLOSED | VACUUM | S01561 | TMN BKT BELIMBING INDAH | [11 empty] | Pass | null