## Substation Fuse
Id | Owner Type | Owner Name | Operational Area | Status | ERMS Functional Location | ERMS Equipment No | Normal Status | Operating Voltage | Phasing | Substation Name | ERMS System Status | ERMS User Status | Switch Number | Manufacturer | Manufacturer [Old] | Model Number | Date Installed | Feeder Direction | Remarks
376961697 | TNB | DISTRIBUTION | KUALA SELANGOR | Existing | BKSL/PCE/J00438/MB1 | 310402688 | CLOSED | 11 kV | RYB | EASTBAY ENG TIAJ 2/8 |  |  | R08065 |  |  | VRN 2A
376961826 | TNB | DISTRIBUTION | KUALA SELANGOR | Existing |  |  | CLOSED | 11 kV | RYB | TMN KELISA |  |  | N/A
376961969 | TNB | DISTRIBUTION | KUALA SELANGOR | Existing | BKSL/PCE/J00371/MB1 | 300519640 | CLOSED | 11 kV | RYB | KG SRI TIRAM BUROK |  |  | S05797 |  |  | VRN 6A | 2015-01-01
376962084 | TNB | DISTRIBUTION | KUALA SELANGOR | Existing | BKSL/PCE/J00370/MB1 | 300519647 | CLOSED | 11 kV | RYB | SMK SERI TIRAM BUROK |  |  | S05791 |  | INDKOM | 222T0D | 2015-03-04
377034955 | TNB | DISTRIBUTION | KUALA SELANGOR | Existing |  |  | CLOSED | 11 kV | RYB | D-KSL-C17-1510 |  |  | S05938 |  |  |  |  | TX-500KVA
377966616 | TNB | DISTRIBUTION | KUALA SELANGOR | Existing |  |  | CLOSED | 11 kV | RYB | Grp: Substation Comp. 1 |  |  | S05922 |  |  |  |  | TX-1000KVA
377966886 | TNB | DISTRIBUTION | KUALA SELANGOR | Existing |  |  | CLOSED | 11 kV | RYB | SRJKC JLN SASARAN |  |  | S05953 |  |  |  |  | TX-500kVA
379512321 | TNB | DISTRIBUTION | KUALA SELANGOR | Existing | BKSL/PCE/J00452/MB1 | 310576587 | CLOSED | 11 kV | RYB | D-KSL-C17-1613 |  |  | S05974 | LUCY |  | VRN 2A
379512452 | TNB | DISTRIBUTION | KUALA SELANGOR | Existing | BKSL/PCE/J00884/MB1 | 310636290 | CLOSED | 11 kV | RYB | D-KSL-C17-1268 |  |  | S05971 | LUCY |  | VRN 2A
379787377 | TNB | DISTRIBUTION | KUALA SELANGOR | Existing | BKSL/PCE/J00531/MBRMU | 300313608 | CLOSED | 11 kV | RYB | KOSSAN RUBBER NO 5 |  |  | S00215 |  | TAMCO | FALCON BETA | 2007-11-07
379787497 | TNB | DISTRIBUTION | KUALA SELANGOR | Existing | BKSL/PCE/J00073/MBRMU | 300313609 | CLOSED | 11 kV | RYB | SYNLE HART |  |  | S00212 |  | MERLIN GERIN | MERLIN GERIN | 18/08/2007
379787591 | TNB | DISTRIBUTION | KUALA SELANGOR | Existing | BKSL/PCE/J00142/MBRMU | 300313610 | CLOSED | 11 kV | RYB | KEM BINA INSAN SG SEMBILANG |  |  | S01403 |  | INDKOM | GR1 | 20/09/2006
379787687 | TNB | DISTRIBUTION | KUALA SELANGOR | Existing | BKSL/PCE/J00068/MB00201 | 300022231 | CLOSED | 11 kV | RYB | PANTAI REMIS |  |  | S00202 |  | FALCON BETA | FALCON BETA | 20/09/1994
379791524 | TNB | DISTRIBUTION | KUALA SELANGOR | Existing | BKSL/PCE/J00160/MBNN01 | 300022619 | CLOSED | 11 kV | RYB | TMN SRI SEKINCHAN NO 1 |  |  | S00573 |  | TAMCO | TNB 91/20001 | 19/02/1994
379791620 | TNB | DISTRIBUTION | KUALA SELANGOR | Existing | BKSL/PCE/J00313/MBRMU1 | 300232744 | CLOSED | 11 kV | RYB | TMN SRI SEKINCHAN NO 2 (C) |  |  | S01595 |  |  | ZZT | 18/08/1993
379791714 | TNB | DISTRIBUTION | KUALA SELANGOR | Existing | BKSL/PCE/J00161/MBRMU1 | 300022626 | CLOSED | 11 kV | RYB | SEAFOOD BGN SEKINCHAN |  |  | S00576 |  | VEI | VEI | 22/03/1998
379791817 | TNB | DISTRIBUTION | KUALA SELANGOR | Existing | BKSL/PCE/J00164/MBNN01 | 300022635 | CLOSED | 11 kV | RYB | TELEKOM SEKINCHAN |  |  | S005845 |  | TAMCO | TAMCO | 28/06/1992
379791938 | TNB | DISTRIBUTION | KUALA SELANGOR | Existing | BKSL/PCE/J00691/MBRMU | 300343242 | CLOSED | 11 kV | RYB | SURIA PRESS |  |  | S055821 |  |  | F&G | 22/03/2011
379792032 | TNB | DISTRIBUTION | KUALA SELANGOR | Existing | BKSL/PCE/J00143/MBRMU | 300313457 | CLOSED | 11 kV | RYB | TMN RIA JAYA |  |  | S01580 |  |  | F&G | 22/09/2005
379792128 | TNB | DISTRIBUTION | KUALA SELANGOR | Existing | BKSL/PCE/J00165/MBRMU1 | 300022640 | CLOSED | 11 kV | RYB | KEE HIN NO 1 |  |  | S005898 |  | TAMCO | TAMCO | 2000-11-07
379792224 | TNB | DISTRIBUTION | KUALA SELANGOR | Existing | BKSL/PCE/J00162/MBRMU1 | 300313493 | CLOSED | 11 kV | RYB | SEKINCHAN NO 2(DEPAN BALAI POLIS SKN) |  |  | S00579 |  | TAMCO | TAMCO | 2006-10-10
379792320 | TNB | DISTRIBUTION | KUALA SELANGOR | Existing | BKSL/PCE/J00163/MBRMU1 | 300022632 | CLOSED | 11 kV | RYB | BGN SEKINCHAN |  |  | S00583 |  | TAMCO | TAMCO | 19/04/1992
379792414 | TNB | DISTRIBUTION | KUALA SELANGOR | Existing | BKSL/PCE/J00619/MBRMU1 | 300343337 | CLOSED | 11 kV | RYB | PANJI MUARA |  |  | S05578 |  |  | F&G | 1998-11-07
379792508 | TNB | DISTRIBUTION | KUALA SELANGOR | Existing | BKSL/PCE/J00166/MBRMU1 | 300313495 | CLOSED | 11 kV | RYB | SITE C SEKINCHAN |  |  | S00592 |  | TAMCO | TAMCO | 27/11/2006
379792604 | TNB | DISTRIBUTION | KUALA SELANGOR | Existing | BKSL/PCE/J00167/MBRMU1 | 300313446 | CLOSED | 11 kV | RYB | SELOKA GAGAH NO 1 |  |  | S01600 |  | MERLIN GERIN | MERLIN GERIN | 26/06/2003
379792700 | TNB | DISTRIBUTION | KUALA SELANGOR | Existing | BKSL/PCE/J00176/MBRMU | 300313452 | CLOSED | 11 kV | RYB | SELOKA GAGAH NO 2 |  |  | S01603 |  | TAMCO | TAMCO | 17/07/2002
379792796 | TNB | DISTRIBUTION | KUALA SELANGOR | Existing | BKSL/PCE/J00589/MBRMU | 300342967 | CLOSED | 11 kV | RYB | SEK KEB SRI SEKINCAN |  |  | S05524 |  | MERLIN GERIN | MERLIN GERIN | 26/06/2008 | TX-1000KVA
379792900 | TNB | DISTRIBUTION | KUALA SELANGOR | Existing | BKSL/PCE/J00535/MBRMU | 300313444 | CLOSED | 11 kV | RYB | ASIA AQUACULTURE BGN TENGKORAK |  |  | S05291 |  | TAMCO | TAMCO | 19/04/2003
379793097 | TNB | DISTRIBUTION | KUALA SELANGOR | Existing | BKSL/PCE/J00198/MB01 | 300022784 | CLOSED | 11 kV | RYB | K/UDANG BGN TENGKORAK |  |  | S00374 |  | TAMCO | TAMCO | 19/04/1983
379793191 | TNB | DISTRIBUTION | KUALA SELANGOR | Existing | BKSL/PCE/J00149/MBRMU | 300313469 | CLOSED | 11 kV | RYB | KEE HIN NO 2 |  |  | S00543 |  | EPE | EPE | 15/12/2005
379793337 | TNB | DISTRIBUTION | KUALA SELANGOR | Existing | BKSL/PCE/J00150/MBRMU | 300313470 | CLOSED | 11 kV | RYB | GEMA JAYA |  |  | S00546 |  | TAMCO | 11kV SF6 | 19/02/2004
379793433 | TNB | DISTRIBUTION | KUALA SELANGOR | Existing | BKSL/PCE/J00151/MBRMU1 | 300242545 | CLOSED | 11 kV | RYB | JURU JAYA |  |  | S00549 |  | MERLIN GERIN | MERLIN GERIN | 18/08/1983
379793540 | TNB | DISTRIBUTION | KUALA SELANGOR | Existing | BKSL/PCE/J00152/MBRMU | 300313473 | CLOSED | 11 kV | RYB | SITE B SEKINCHAN |  |  | S01587 |  | VEI | VEI | 22/03/2006
379793541 | TNB | DISTRIBUTION | KUALA SELANGOR | Existing | BKSL/PCE/J00152/MBRMU | 300313473 | CLOSED | 11 kV | RYB | SITE B SEKINCHAN |  |  | S01586 |  | VEI | VEI | 22/03/2006
379793711 | TNB | DISTRIBUTION | KUALA SELANGOR | Existing | BKSL/PCE/J00348/MBRMU1 | 300243128 | CLOSED | 11 kV | RYB | KLG SEMERAH PADI SITE A SEKINCHAN |  |  | S05545 |  | VEI | VEI | 1988-11-07
379793712 | TNB | DISTRIBUTION | KUALA SELANGOR | Existing | BKSL/PCE/J00348/MBRMU1 | 300243128 | CLOSED | 11 kV | RYB | KLG SEMERAH PADI SITE A SEKINCHAN |  |  | S01589 |  | VEI | VEI | 1988-11-07
379794108 | TNB | DISTRIBUTION | KUALA SELANGOR | Existing | BKSL/PCE/J00555/MBRMU1 | 300284515 | CLOSED | 11 kV | RYB | KLG PADI DATARAN PUSAKA |  |  | S05427 |  | TAMCO | 11kV SF6 RMU GR1 | 19/02/1982
379794109 | TNB | DISTRIBUTION | KUALA SELANGOR | Existing | BKSL/PCE/J00555/MBRMU1 | 300284515 | CLOSED | 11 kV | RYB | KLG PADI DATARAN PUSAKA |  |  | S05428 |  | TAMCO | 11kV SF6 RMU GR1 | 19/02/1982
379794272 | TNB | DISTRIBUTION | KUALA SELANGOR | Existing | BKSL/PCE/J00153/MBRMU | 300343240 | CLOSED | 11 kV | RYB | BERNAS (LPN) |  |  | S01591 |  | TAMCO | TAMCO | 19/02/2011
379794283 | TNB | DISTRIBUTION | KUALA SELANGOR | Existing |  |  | CLOSED | 11 kV | RYB | BERNAS (LPN) |  |  | S00552
379794467 | TNB | DISTRIBUTION | KUALA SELANGOR | Existing | BKSL/PCE/J00826/MBRMU | 300443241 | CLOSED | 11 kV | RYB | TAMAN INDAH 2 |  |  | S05663 |  |  | NE-212Q
379794468 | TNB | DISTRIBUTION | KUALA SELANGOR | Existing | BKSL/PCE/J00826/MBRMU | 300443241 | CLOSED | 11 kV | RYB | TAMAN INDAH 2 |  |  | S05662 |  |  | NE-212Q
379794638 | TNB | DISTRIBUTION | KUALA SELANGOR | Existing | BKSL/PCE/J00312/MBRMU | 300313482 | CLOSED | 11 kV | RYB | BALAI BOMBA SEKINCHAN |  |  | S01613 |  | VEI | VEI | 28/06/2006
379794639 | TNB | DISTRIBUTION | KUALA SELANGOR | Existing | BKSL/PCE/J00312/MBRMU | 300313482 | CLOSED | 11 kV | RYB | BALAI BOMBA SEKINCHAN |  |  | S01612 |  | VEI | VEI | 28/06/2006
379794813 | TNB | DISTRIBUTION | KUALA SELANGOR | Existing | BKSL/PCE/J00144/MBRMU | 300313461 | CLOSED | 11 kV | RYB | HOTEL DELUXE |  |  | S00536 |  | TAMCO | TAMCO | 14/11/2005
379794814 | TNB | DISTRIBUTION | KUALA SELANGOR | Existing | BKSL/PCE/J00144/MBRMU | 300313461 | CLOSED | 11 kV | RYB | HOTEL DELUXE |  |  | S00537 |  | TAMCO | TAMCO | 14/11/2005
379794971 | TNB | DISTRIBUTION | KUALA SELANGOR | Existing | BKSL/PCE/J00341/MBRMU1 | 300241021 | CLOSED | 11 kV | RYB | TOKONG BUDHA SEKINCHAN |  |  | S01584 |  |  | LM 1872021 | 19/04/1993
379795065 | TNB | DISTRIBUTION | KUALA SELANGOR | Existing | BKSL/PCE/J00878/MBRMU1 | 310527932 | CLOSED | 11 kV | RYB | L672 TOKONG CINA |  |  | S05752
379795161 | TNB | DISTRIBUTION | KUALA SELANGOR | Existing | BKSL/PCE/J00562/MBRMU | 300343224 | CLOSED | 11 kV | RYB | T/A 6 BAN 2 |  |  | S01611 |  | TAMCO | TAMCO | 17/07/2007
379795255 | TNB | DISTRIBUTION | KUALA SELANGOR | Existing |  |  | CLOSED | 11 kV | RYB | CTS COOKIES PARIT 7 |  |  | S05908
379795349 | TNB | DISTRIBUTION | KUALA SELANGOR | Existing | BKSL/PCE/J00315/MBRMU | 300343226 | CLOSED | 11 kV | RYB | PT 7 BAN 2 |  |  | S00666 |  | TAMCO | TAMCO | 18/08/2007
379795443 | TNB | DISTRIBUTION | KUALA SELANGOR | Existing | BKSL/PCE/J00316/MBRMU | 300343227 | CLOSED | 11 kV | RYB | PT 8 BAN 2 |  |  | S00663 |  | TAMCO | TAMCO | 22/09/2007
379795537 | TNB | DISTRIBUTION | KUALA SELANGOR | Existing | BKSL/PCE/J00317/MBRMU | 300343228 | CLOSED | 11 kV | RYB | T/A 8 BAN 2 |  |  | S01609 |  | TAMCO | TAMCO | 2006-11-10
379795631 | TNB | DISTRIBUTION | KUALA SELANGOR | Existing | BKSL/PCE/J00576/MBRMU | 300343232 | CLOSED | 11 kV | RYB | PT 9 BAN 2 |  |  | S00660 |  | TAMCO | TAMCO | 14/11/2011
379795750 | TNB | DISTRIBUTION | KUALA SELANGOR | Existing | BKSL/PCE/J00781/MBRMU | 300344180 | CLOSED | 11 kV | RYB | GEMHARTA |  |  | R05427 |  | TAMCO | GR1 | 22/09/2004
379795844 | TNB | DISTRIBUTION | KUALA SELANGOR | Existing | BKSL/PCE/J00780/MBRMU | 300344181 | CLOSED | 11 kV | RYB | VPN MARKETING (M) |  |  | R05406 |  | TAMCO | GR1 | 2004-11-10
379795938 | TNB | DISTRIBUTION | KUALA SELANGOR | Existing | BKSL/PCE/J00779/MBRMU | 300344182 | CLOSED | 11 kV | RYB | KHUEN HING METAL SDN BHD |  |  | R05279 |  | VEI | 2L+1T | 14/11/2004
379796032 | TNB | DISTRIBUTION | KUALA SELANGOR | Existing | BKSL/PCE/J00778/MBRMU | 300344183 | CLOSED | 11 kV | RYB | HF MAROSHUMI ALAM JAYA |  |  | R05782 |  | TAMCO | GR1 | 15/12/2004
379796126 | TNB | DISTRIBUTION | KUALA SELANGOR | Existing | BKSL/PCE/J00777/MBRMU1 | 300262124 | CLOSED | 11 kV | RYB | KLG SANTEX |  |  | R05276 |  | VEI | VEI | 15/12/1982
379796220 | TNB | DISTRIBUTION | KUALA SELANGOR | Existing | BKSL/PCE/J00776/MBRMU | 300344184 | CLOSED | 11 kV | RYB | MULTIGUNA NO.2 |  |  | R05393 |  | TAMCO | GR1 | 19/02/2004
379796314 | TNB | DISTRIBUTION | KUALA SELANGOR | Existing | BKSL/PCE/J00775/MBRMU | 300344185 | CLOSED | 11 kV | RYB | ADVANCE PRELUDE |  |  | S05744 |  | ITEM | ITEM | 22/03/2004
379796502 | TNB | DISTRIBUTION | KUALA SELANGOR | Existing | BKSL/PCE/J00767/MBRMU | 300344219 | CLOSED | 11 kV | RYB | MANETWTECH BELLE ALAM JAYA |  |  | R06529 |  | INDKOM | ZZZT I/D | 19/04/2004
379796513 | TNB | DISTRIBUTION | KUALA SELANGOR | Existing | BKSL/PCE/J00767/MBRMU | 300344219 | CLOSED | 11 kV | RYB | MANETWTECH BELLE ALAM JAYA |  |  | R06319 |  | INDKOM | ZZZT I/D | 19/04/2004
379796785 | TNB | DISTRIBUTION | KUALA SELANGOR | Existing | BKSL/PCE/J00835/MBRMU | 300451517 | CLOSED | 11 kV | RYB | TOONG HENG LONG |  |  | R06529 |  | INDKOM | INS24 | 28/03/2012
379796879 | TNB | DISTRIBUTION | KUALA SELANGOR | Existing | BKSL/PCE/J00759/MBRMU | 300344218 | CLOSED | 11 kV | RYB | OHTSUKI SEIKO |  |  | R04543 |  | VEI | 2L+1T | 18/03/2004
379796973 | TNB | DISTRIBUTION | KUALA SELANGOR | Existing | BKSL/PCE/J00760/MBRMU | 300344217 | CLOSED | 11 kV | RYB | LITEX METAL SDN BHD |  |  | R05864 |  | TAMCO | GR1 | 14/02/2012
379797067 | TNB | DISTRIBUTION | KUALA SELANGOR | Existing | BKSL/PCE/J00761/MBRMU | 300344215 | CLOSED | 11 kV | RYB | FUJI BAKERY P.ALAM |  |  | R05675 |  | TAMCO | GR1 | 2004-10-12
379797161 | TNB | DISTRIBUTION | KUALA SELANGOR | Existing | BKSL/PCE/J00762/MBRMU | 300344197 | CLOSED | 11 kV | RYB | PROGRESSIVE FOAM |  |  | R05408 |  | TAMCO | GR1 | 27/11/2004
379797255 | TNB | DISTRIBUTION | KUALA SELANGOR | Existing | BKSL/PCE/J00763/MBRMU | 300344196 | CLOSED | 11 kV | RYB | AGRO TECH ALAM JAYA |  |  | R05721 |  | VEI | 2L+1T | 2004-10-10
379797362 | TNB | DISTRIBUTION | KUALA SELANGOR | Existing | BKSL/PCE/J00764/MBRMU | 300344193 | CLOSED | 11 kV | RYB | INDUSTRI ALAM JAYA NO.7 |  |  | R04737 |  | VEI | 2L+2T | 20/09/2004
379797363 | TNB | DISTRIBUTION | KUALA SELANGOR | Existing | BKSL/PCE/J00764/MBRMU | 300344193 | CLOSED | 11 kV | RYB | INDUSTRI ALAM JAYA NO.7 |  |  | R05907 |  | VEI | 2L+2T | 20/09/2004
379797520 | TNB | DISTRIBUTION | KUALA SELANGOR | Existing | BKSL/PCE/J00765/MBRMU | 300344191 | CLOSED | 11 kV | RYB | SANON PRINTING |  |  | R05246 |  | TAMCO | FALCON BETA | 18/08/2004
379797614 | TNB | DISTRIBUTION | KUALA SELANGOR | Existing | BKSL/PCE/J00766/MBRMU | 300344190 | CLOSED | 11 kV | RYB | GIMATECH MALAYSIA |  |  | R05249 |  | VEI | 2L+1T | 2004-11-07
379797708 | TNB | DISTRIBUTION | KUALA SELANGOR | Existing | BKSL/PCE/J00768/MBRMU | 300344916 | CLOSED | 11 kV | RYB | MULTIGUNA TIAJ 2 /9 |  |  | R06326 |  | INDKOM | ZZT I/D | 2006-11-07
379798018 | TNB | DISTRIBUTION | KUALA SELANGOR | Existing | BKSL/PCE/J00807/MBRMU | 300344242 | CLOSED | 11 kV | RYB | PPAJ NO.2 |  |  | R06041 |  | INDKOM | ZZZT O/D | 15/12/1990
379798112 | TNB | DISTRIBUTION | KUALA SELANGOR | Existing | BKSL/PCE/J00808/MBRMU | 300344244 | CLOSED | 11 kV | RYB | PASARAYA ECONSAVE ALAM JAYA |  |  | R06038 |  | VEI | 2L+1T | 19/02/1990
379798394 | TNB | DISTRIBUTION | KUALA SELANGOR | Existing | BKSL/PCE/J00819/MBRMU | 300346275 | CLOSED | 11 kV | RYB | LOJI PEMBENTUNGAN (NO.2) FASA 3 |  |  | S01104 |  | TAMCO | GR1 | 19/02/2011
379864429 | TNB | DISTRIBUTION | KUALA SELANGOR | Existing | BKSL/PCE/J00318/MBRMU | 300343234 | CLOSED | 11 kV | RYB | TALIAIR 9 BAN 2 |  |  | S00657 |  | TAMCO | TAMCO | 15/12/2011
379864645 | TNB | DISTRIBUTION | KUALA SELANGOR | Existing | BKSL/PCE/J00174/MBRMU | 300313488 | CLOSED | 11 kV | RYB | KLG PADI PT 8 |  |  | S01606 |  | INDKOM | ZZZT-I/D | 2007-11-07
379864748 | TNB | DISTRIBUTION | KUALA SELANGOR | Existing | BKSL/PCE/J00170/MBRMU1 | 300022655 | CLOSED | 11 kV | RYB | PT 9 PASIR PANJANG |  |  | D00089 |  | TAMCO | B225773 | 18/08/1992
379864842 | TNB | DISTRIBUTION | KUALA SELANGOR | Existing | BKSL/PCE/J00265/MBRMU | 300343361 | CLOSED | 11 kV | RYB | MASRI PARIT 7 SG LEMAN |  |  | S05576 |  | MERLIN GERIN | 07897071EW | 1998-10-10
379868722 | TNB | DISTRIBUTION | KUALA SELANGOR | Existing | BKSL/PCE/J00085/MBRMU1 | 300228755 | CLOSED | 11 kV | RYB | CHOP GUAN SENG |  |  | S00247 |  | TAMCO | TAMCO | 26/06/1990 | TX-750KVA
379868903 | TNB | DISTRIBUTION | KUALA SELANGOR | Existing | BKSL/PCE/J00083/MBRMU | 300343294 | CLOSED | 11 kV | RYB | TAWEI SG SERDANG |  |  | S00241 |  | TAMCO | TAMCO | 20/05/2011 | TX-1000KVA
379869012 | TNB | DISTRIBUTION | KUALA SELANGOR | Existing | BKSL/PCE/J00551/MBRMU | 300313782 | CLOSED | 11 kV | RYB | GOOD NITE |  |  | S05421 |  | TAMCO | TAMCO | 17/07/2007 | TX-750KVA
379869212 | TNB | DISTRIBUTION | KUALA SELANGOR | Existing | BKSL/PCE/J00138/MBRMU1 | 300228813 | CLOSED | 11 kV | RYB | PANGSAPURI PANTAI INDAH |  |  | S01426 |  |  | FLUSARC 2L+1T | 18/08/1990 | TX-1000KVA
379869238 | TNB | DISTRIBUTION | KUALA SELANGOR | Existing |  |  | CLOSED | 11 kV | RYB | KOLAM UDANG SG JANGGUT |  |  | S05895 |  |  |  |  | TX-500KVA
379869339 | TNB | DISTRIBUTION | KUALA SELANGOR | Existing | BKSL/PCE/J00076/MBRMU | 300343295 | CLOSED | 11 kV | RYB | PETRONAS SG SEMBILANG |  |  | S00221 |  | TAMCO | TAMCO | 26/06/2008 | TX-300KVA
379869429 | TNB | DISTRIBUTION | KUALA SELANGOR | Existing | BKSL/PCE/J00336/MBRMU1 | 300241513 | CLOSED | 11 kV | RYB | KOSSAN 4 |  |  | S01419 |  | VEI | VEI | 22/09/1999 | TX-1000KVA
379869563 | TNB | DISTRIBUTION | KUALA SELANGOR | Existing | BKSL/PCE/J00091/MBRMU | 300313602 | CLOSED | 11 kV | RYB | LAY HONG (BT 14 SG SERDANG)NO 1 |  |  | S01447 |  | TAMCO | GR1 | 19/04/2008 | TX-1000KVA
379869627 | TNB | DISTRIBUTION | KUALA SELANGOR | Existing | BKSL/PCE/J00689/MBRMU1 | 300343740 | CLOSED | 11 kV | RYB | SONG ENGINEERING |  |  | S05571 |  | INDKOM | INDKOM | 18/03/2000 | TX-500KVA
379869740 | TNB | DISTRIBUTION | KUALA SELANGOR | Existing | BKSL/PCE/J00147/MBRMU1 | 300313696 | CLOSED | 11 kV | RYB | TAMBAK JAWA |  |  | S00230 |  | TAMCO | TAMCO | 14/02/2007 | TX-500KVA
379869851 | TNB | DISTRIBUTION | KUALA SELANGOR | Existing | BKSL/PCE/J00110/MBRMU | 300343415 | CLOSED | 11 kV | RYB | PADANG GAJAH |  |  | S00227 |  | TAMCO | TAMCO | 14/02/2000 | TX-300KVA
379869944 | TNB | DISTRIBUTION | KUALA SELANGOR | Existing | BKSL/PCE/J00585/MBRMU1 | 300344070 | CLOSED | 11 kV | RYB | PUA YU NEN(FBK SYSTEM) |  |  | S05447 |  | VEI | VEI | 19/04/2000 | TX-750KVA
379870043 | TNB | DISTRIBUTION | KUALA SELANGOR | Existing | BKSL/PCE/J00078/MBNN01 | 300022258 | CLOSED | 11 kV | RYB | EYU TECK CHAI |  |  | S01435 |  |  | ZZT | 27/11/1956 | TX-500KVA
379870136 | TNB | DISTRIBUTION | KUALA SELANGOR | Existing | BKSL/PCE/J00088/MBNN01 | 300022298 | CLOSED | 11 kV | RYB | EYU BER EER NO 1 |  |  | S01438 |  | TAMCO | 11kV SV6 RMU GRI | 19/04/1991 | TX-1000KVA
379870229 | TNB | DISTRIBUTION | KUALA SELANGOR | Existing | BKSL/PCE/J00044/MBNN01 | 300022109 | CLOSED | 11 kV | RYB | KIEN HUAT FURNITURE |  |  | S01432 |  |  | ZZT | 19/04/2004 | TX-1000KVA
379870331 | TNB | DISTRIBUTION | KUALA SELANGOR | Existing | BKSL/PCE/J00595/MBRMU | 300313587 | CLOSED | 11 kV | RYB | TMN SETIA BUDI |  |  | S05500 |  | INDKOM | ZZT O/D | 14/11/2007 | TX-500KVA
379870425 | TNB | DISTRIBUTION | KUALA SELANGOR | Existing | BKSL/PCE/J00304/MBNN01 | 300023060 | CLOSED | 11 kV | RYB | TMN KENARI |  |  | S01429 |  |  | ZZT | 19/04/1996 | TX-1000KVA
379870516 | TNB | DISTRIBUTION | KUALA SELANGOR | Existing | BKSL/PCE/J00563/MBRMU | 300313596 | CLOSED | 11 kV | RYB | TMN SEJAHTERA |  |  | S05473 |  | TAMCO | FALLEN BETA | 22/03/2009 | TX-500KVA
379870618 | TNB | DISTRIBUTION | KUALA SELANGOR | Existing | BKSL/PCE/J00077/MBRMU1 | 300022254 | CLOSED | 11 kV | RYB | TMN SG SEMBILANG |  |  | S00224 |  | TAMCO | TAMCO | 1989-10-10 | TX-300KVA
379870713 | TNB | DISTRIBUTION | KUALA SELANGOR | Existing | BKSL/PCE/J00067/MB00194 | 300022226 | CLOSED | 11 kV | RYB | LDG BUKIT CERAKAH |  |  | S00195 |  |  | F&G | 18/08/1984 | TX-300KVA
379870762 | TNB | DISTRIBUTION | KUALA SELANGOR | Existing | BKSL/PCE/J00066/MBNN01 | 300022221 | CLOSED | 11 kV | RYB | PKNS TMN PEKERTI JERAM |  |  | S00192 |  | TAMCO | TAMCO | 1984-11-07 | TX-300KVA
379870865 | TNB | DISTRIBUTION | KUALA SELANGOR | Existing | BKSL/PCE/J00065/MBNN01 | 300022216 | CLOSED | 11 kV | RYB | PKNS TMN PERMAI JERAM |  |  | S01389 |  | TAMCO | TAMCO | 28/06/2002 | TX-500KVA
379870962 | TNB | DISTRIBUTION | KUALA SELANGOR | Existing | BKSL/PCE/J00063/MBRMU | 300313575 | CLOSED | 11 kV | RYB | JERAM NO 2 |  |  | S00187 |  | TAMCO | TAMCO | 18/03/2008 | TX-300KVA
379871055 | TNB | DISTRIBUTION | KUALA SELANGOR | Existing | BKSL/PCE/J00530/MBRMU | 300313580 | CLOSED | 11 kV | RYB | KENTUNE FURNITURE (SHE CHE SING) |  |  | S00189 |  |  | 2L+1T | 20/05/2007 | TX-500KVA
379871107 | TNB | DISTRIBUTION | KUALA SELANGOR | Existing | BKSL/PCE/J00553/MBRMU | 300313577 | CLOSED | 11 kV | RYB | QUARTERS LDG BUKIT CERAKAH |  |  | S05417 |  | MERLIN GERIN | RM6 | 19/04/2009 | TX-300KVA
379871213 | TNB | DISTRIBUTION | KUALA SELANGOR | Existing | BKSL/PCE/J00529/MBRMU | 300313581 | CLOSED | 11 kV | RYB | LAY HONG NO 5(SPG 3 JERAM) |  |  | S01626 |  | TAMCO | TAMCO | 26/06/2000 | TX-500KVA
379871239 | TNB | DISTRIBUTION | KUALA SELANGOR | Existing | BKSL/PCE/J00588/MBRMU | 300313582 | CLOSED | 11 kV | RYB | LAY HONG NO.6 |  |  | S05487 |  | TAMCO | TAMCO | 17/07/2008 | TX-500KVA
379871343 | TNB | DISTRIBUTION | KUALA SELANGOR | Existing | BKSL/PCE/J00062/MB00182 | 300022205 | CLOSED | 11 kV | RYB | JERAM NO 1 |  |  | S00183 |  | TAMCO | TAMCO | 19/04/1975 | TX-750KVA
379871565 | TNB | DISTRIBUTION | KUALA SELANGOR | Existing | BKSL/PCE/J00061/MBRMU | 300313584 | CLOSED | 11 kV | RYB | BALAI POLIS JERAM |  |  | S00180 |  | TAMCO | TAMCO | 18/08/2008 | TX-1000KVA
379873110 | TNB | DISTRIBUTION | KUALA SELANGOR | Existing | BKSL/PCE/J00089/MBRMU | 300343296 | CLOSED | 11 kV | RYB | WORLD STAR |  |  | S00250 |  | TAMCO | TAMCO | 17/07/2010
379890271 | TNB | DISTRIBUTION | KUALA SELANGOR | Existing | BKSL/PCE/J00617/MBRMU | 300345643 | CLOSED | 11 kV | RYB | KOLAM AIR BT ARANG |  |  | R01616 |  |  | ZZT | 22/03/2006
379890272 | TNB | DISTRIBUTION | KUALA SELANGOR | Existing | BKSL/PCE/J00617/MBRMU | 300345643 | CLOSED | 11 kV | RYB | KOLAM AIR BT ARANG |  |  | R01615 |  |  | ZZT | 22/03/2006
379890442 | TNB | DISTRIBUTION | KUALA SELANGOR | Existing |  |  | CLOSED | 11 kV | RYB | SEKSYEN 12 KOTA PUTERI BT ARANG |  |  | R04533
379890443 | TNB | DISTRIBUTION | KUALA SELANGOR | Existing |  |  | CLOSED | 11 kV | RYB | SEKSYEN 12 KOTA PUTERI BT ARANG |  |  | R04534
379890600 | TNB | DISTRIBUTION | KUALA SELANGOR | Existing | BKSL/PCE/J00637/MBRMU | 300345652 | CLOSED | 11 kV | RYB | MALEX QTRS |  |  | R01593 |  | VEI | 2L+1T | 19/04/2006
379890694 | TNB | DISTRIBUTION | KUALA SELANGOR | Existing | BKSL/PCE/J00641/MBRMU | 300345664 | CLOSED | 11 kV | RYB | KG MELAYU A/T |  |  | R05266 |  | TAMCO | GR1 | 2006-10-10
379890858 | TNB | DISTRIBUTION | KUALA SELANGOR | Existing | BKSL/PCE/J00639/MBRMU | 300345658 | CLOSED | 11 kV | RYB | AMMO DEPOT (LARGE AMUNITION) |  |  | R04551 |  | MERLIN GERIN | RM6 | 18/08/2006
379890965 | TNB | DISTRIBUTION | KUALA SELANGOR | Existing | BKSL/PCE/J00422/MB1 | 300555713 | CLOSED | 11 kV | RYB | TOWNHOUSE KP5 |  |  | R07938 |  | INDKOM | INS24
379890966 | TNB | DISTRIBUTION | KUALA SELANGOR | Existing | BKSL/PCE/J00422/MB1 | 300555713 | CLOSED | 11 kV | RYB | TOWNHOUSE KP5 |  |  | R07937 |  | INDKOM | INS24
379891307 | TNB | DISTRIBUTION | KUALA SELANGOR | Existing | BKSL/PCE/J00622/MBRMU | 300313766 | CLOSED | 11 kV | RYB | KOTA PUTERI NO.1 |  |  | R04873 |  | TAMCO | GR1 | 2008-10-12
379891308 | TNB | DISTRIBUTION | KUALA SELANGOR | Existing | BKSL/PCE/J00622/MBRMU | 300313766 | CLOSED | 11 kV | RYB | KOTA PUTERI NO.1 |  |  | R05474 |  | TAMCO | GR1 | 2008-10-12
379891563 | TNB | DISTRIBUTION | KUALA SELANGOR | Existing | BKSL/PCE/J00623/MBRMU | 300313121 | CLOSED | 11 kV | RYB | RESCUEVERS |  |  | R02824 |  | TAMCO | GR1 | 1999-10-10
379891657 | TNB | DISTRIBUTION | KUALA SELANGOR | Existing | BKSL/PCE/J00624/MBRMU | 300313141 | CLOSED | 11 kV | RYB | HUP SENG SANITARY |  |  | R03483 |  | TAMCO | GR1 | 19/02/1997
379891751 | TNB | DISTRIBUTION | KUALA SELANGOR | Existing | BKSL/PCE/J00607/MBRMU | 300313745 | CLOSED | 11 kV | RYB | KUATERS LOJI PEMBERSIHAN AIR BKT BADONG |  |  | R04016 |  |  | ZZT | 19/04/2008
379891845 | TNB | DISTRIBUTION | KUALA SELANGOR | Existing | BKSL/PCE/J00626/MBRMU | 300313172 | CLOSED | 11 kV | RYB | ADVANCE INDUSTRIES SDN BHD |  |  | R04475 |  | TAMCO | GR1 | 28/06/1987
379891939 | TNB | DISTRIBUTION | KUALA SELANGOR | Existing | BKSL/PCE/J00627/MBRMU | 300313193 | CLOSED | 11 kV | RYB | CHANG SHI MINERAL SDN BHD |  |  | R05942 |  | INDKOM | INS24 | 20/09/1987
379892033 | TNB | DISTRIBUTION | KUALA SELANGOR | Existing | BKSL/PCE/J00628/MBRMU | 300313200 | CLOSED | 11 kV | RYB | TAKE SIX |  |  | R05042 |  | TOPRANK | 2L IT | 27/11/1996
379892482 | TNB | DISTRIBUTION | KUALA SELANGOR | Existing |  |  | CLOSED | 11 kV | RYB | KLG PAPAN SEKINCAN |  |  | R01819
379892483 | TNB | DISTRIBUTION | KUALA SELANGOR | Existing |  |  | CLOSED | 11 kV | RYB | KLG PAPAN SEKINCAN |  |  | R01821
379892640 | TNB | DISTRIBUTION | KUALA SELANGOR | Existing | BKSL/PCE/J00631/MBRMU | 300313250 | CLOSED | 11 kV | RYB | KC PILE |  |  | R06106 |  | TAMCO | TAMCO | 18/08/2001
379892734 | TNB | DISTRIBUTION | KUALA SELANGOR | Existing | BKSL/PCE/J00815/MBRMU | 300346255 | CLOSED | 11 kV | RYB | NOTION VENTURE |  |  | R06387 |  | TAMCO | GR1 | 18/08/2006
379892983 | TNB | DISTRIBUTION | KUALA SELANGOR | Existing | BKSL/PCE/J00667/MBRMU | 300345672 | CLOSED | 11 kV | RYB | GUARDIAN CAUCUS |  |  | R05852 |  | TAMCO | GR1 | 2006-10-12
379893077 | TNB | DISTRIBUTION | KUALA SELANGOR | Existing | BKSL/PCE/J00666/MBRMU | 300345674 | CLOSED | 11 kV | RYB | WORK SHOP MAMECH |  |  | R04948 |  | TAMCO | GR1 | 14/02/2006
379893171 | TNB | DISTRIBUTION | KUALA SELANGOR | Existing | BKSL/PCE/J00668/MBRMU | 300345805 | CLOSED | 11 kV | RYB | INTERSIT INDUSTRIES IJOK |  |  | R05915 |  | VEI | 2L+1T | 18/03/2006
379893265 | TNB | DISTRIBUTION | KUALA SELANGOR | Existing | BKSL/PCE/J00669/MBRMU | 300345806 | CLOSED | 11 kV | RYB | WILLY STEEL |  |  | R05255 |  | VEI | 2L+1T | 19/04/2006
379893372 | TNB | DISTRIBUTION | KUALA SELANGOR | Existing | BKSL/PCE/J00656/MBRMU | 300345423 | CLOSED | 11 kV | RYB | PERDANA ALAM JAYA NO.3 |  |  | R04445 |  | TAMCO | GR1 | 22/09/2006 | TX2-500KVA
379893373 | TNB | DISTRIBUTION | KUALA SELANGOR | Existing | BKSL/PCE/J00656/MBRMU | 300345423 | CLOSED | 11 kV | RYB | PERDANA ALAM JAYA NO.3 |  |  | R04444 |  | TAMCO | GR1 | 22/09/2006 | TX1-750KVA
379893543 | TNB | DISTRIBUTION | KUALA SELANGOR | Existing | BKSL/PCE/J00657/MBRMU | 300345393 | CLOSED | 11 kV | RYB | PERDANA ALAM JAYA NO.2 |  |  | R04449 |  | ABB | ABB | 18/08/2006
379893544 | TNB | DISTRIBUTION | KUALA SELANGOR | Existing | BKSL/PCE/J00657/MBRMU | 300345393 | CLOSED | 11 kV | RYB | PERDANA ALAM JAYA NO.2 |  |  | R04448 |  | ABB | ABB | 18/08/2006
379893727 | TNB | DISTRIBUTION | KUALA SELANGOR | Existing | BKSL/PCE/J00645/MBRMU | 300345803 | CLOSED | 11 kV | RYB | SOUTHPROP NO.1 |  |  | R06526 |  | TAMCO | GR1 | 14/02/2006
379893821 | TNB | DISTRIBUTION | KUALA SELANGOR | Existing | BKSL/PCE/J00817/MBRMU | 300346271 | CLOSED | 11 kV | RYB | KILANG MING ZHANG |  |  | R06578 |  |  | VRN 2a | 14/11/2009
379893928 | TNB | DISTRIBUTION | KUALA SELANGOR | Existing | BKSL/PCE/J00635/MBRMU1 | 310527935 | CLOSED | 11 kV | RYB | EVERFLOW |  |  | R06796
379893929 | TNB | DISTRIBUTION | KUALA SELANGOR | Existing | BKSL/PCE/J00635/MBRMU1 | 310527935 | CLOSED | 11 kV | RYB | EVERFLOW |  |  | R06795
379894086 | TNB | DISTRIBUTION | KUALA SELANGOR | Existing | BKSL/PCE/J00834/MBRMU1 | 300443291 | CLOSED | 11 kV | RYB | RUBPLAST JLN RUKUN |  |  | R06789
379894180 | TNB | DISTRIBUTION | KUALA SELANGOR | Existing | BKSL/PCE/J00482/MBRMU | 300345808 | CLOSED | 11 kV | RYB | SOUTH PROP NO.2 |  |  | R06520 |  | INDKOM | ZZT I/D | 26/06/2006
379894274 | TNB | DISTRIBUTION | KUALA SELANGOR | Existing | BKSL/PCE/J00646/MBRMU | 300345807 | CLOSED | 11 kV | RYB | LBH BROTHERS |  |  | R05127 |  | TAMCO | GR1 | 20/05/2006
379894381 | TNB | DISTRIBUTION | KUALA SELANGOR | Existing | BKSL/PCE/J00647/MBRMU | 300345814 | CLOSED | 11 kV | RYB | BE PILE |  |  | R01775 |  | TAMCO | GR1 | 18/08/2006
379894382 | TNB | DISTRIBUTION | KUALA SELANGOR | Existing | BKSL/PCE/J00647/MBRMU | 300345814 | CLOSED | 11 kV | RYB | BE PILE |  |  | R01772 |  | TAMCO | GR1 | 18/08/2006
379894674 | TNB | DISTRIBUTION | KUALA SELANGOR | Existing | BKSL/PCE/J00600/MBRMU | 300342963 | CLOSED | 11 kV | RYB | KG BARU IJOK |  |  | R00593 |  | TAMCO | GR1 | 19/04/2009
379894869 | TNB | DISTRIBUTION | KUALA SELANGOR | Existing | BKSL/PCE/J00599/MBRMU | 300313639 | CLOSED | 11 kV | RYB | RUMAH PKNS IJOK |  |  | R01810 |  | TAMCO | TAMCO | 19/02/2007
379894963 | TNB | DISTRIBUTION | KUALA SELANGOR | Existing | BKSL/PCE/J00674/MBRMU | 300313642 | CLOSED | 11 kV | RYB | DURAFILL |  |  | R05727 |  | TAMCO | TAMCO | 22/03/2006
379895057 | TNB | DISTRIBUTION | KUALA SELANGOR | Existing | BKSL/PCE/J00672/MBRMU | 300313654 | CLOSED | 11 kV | RYB | SOUTHERN FURNITURE |  |  | R01828 |  | TAMCO | TAMCO | 19/04/2007
379895245 | TNB | DISTRIBUTION | KUALA SELANGOR | Existing | BKSL/PCE/J00625/MBRMU | 300313148 | CLOSED | 11 kV | RYB | LOJI AIR BKT BDG |  |  | R01791 |  |  | 0214S263 | 22/03/1984
379895793 | TNB | DISTRIBUTION | KUALA SELANGOR | Existing | BKSL/PCE/J00602/MBRMU | 300313679 | CLOSED | 11 kV | RYB | PADAT BT. 7 IJOK |  |  | R03621 |  | MERLIN GERIN | R0321234 SF | 20/09/1990
379895889 | TNB | DISTRIBUTION | KUALA SELANGOR | Existing | BKSL/PCE/J00604/MBRMU | 300313682 | CLOSED | 11 kV | RYB | TERNAKAN AYAM HING HONG |  |  | R01803 |  | TAMCO | GR1 | 2009-10-10
379895985 | TNB | DISTRIBUTION | KUALA SELANGOR | Existing | BKSL/PCE/J00608/MBRMU | 300313748 | CLOSED | 11 kV | RYB | RUMAH PKNS BKT BADONG |  |  | R01799 |  | TAMCO | TAMCO | 28/06/2009
379896079 | TNB | DISTRIBUTION | KUALA SELANGOR | Existing |  |  | CLOSED | 11 kV | RYB | PADAT PUSAT NIAGA IJOK PERMAI |  |  | R07565
379896173 | TNB | DISTRIBUTION | KUALA SELANGOR | Existing | BKSL/PCE/J00832/MB | 300443416 | CLOSED | 11 kV | RYB | MASJID IJOK |  |  | R06835
379896280 | TNB | DISTRIBUTION | KUALA SELANGOR | Existing | BKSL/PCE/J00394/MBRMU | 300525027 | CLOSED | 11 kV | RYB | JLN MAKMUR BT 28 IJOK |  |  | R07562 |  | INDKOM | INS24 | 2015-06-08
379896281 | TNB | DISTRIBUTION | KUALA SELANGOR | Existing | BKSL/PCE/J00394/MBRMU | 300525027 | CLOSED | 11 kV | RYB | JLN MAKMUR BT 28 IJOK |  |  | R07561 |  | INDKOM | INS24 | 2015-06-08
379896438 | TNB | DISTRIBUTION | KUALA SELANGOR | Existing | BKSL/PCE/J00833/MBRMU1 | 300443358 | CLOSED | 11 kV | RYB | ASSOSIATED MANUFACTURE TRADER |  |  | R06799
379896538 | TNB | DISTRIBUTION | KUALA SELANGOR | Existing |  |  | CLOSED | 11 kV | RYB | TERNAK LEMBU IJOK |  |  | R01833
379896847 | TNB | DISTRIBUTION | KUALA SELANGOR | Existing | BKSL/PCE/J00610/MBRMU | 300313757 | CLOSED | 11 kV | RYB | LOJI AIR BKT MAYUNG |  |  | R01837 |  |  | 9247/381 | 20/09/2008
379896941 | TNB | DISTRIBUTION | KUALA SELANGOR | Existing | BKSL/PCE/J00425/MBRMU | 310526852 | CLOSED | 11 kV | RYB | KOTA PUTERI 6(2) JALAN KP 2/2 |  |  | R06869 |  |  | GR1 | 18/08/2008
379897115 | TNB | DISTRIBUTION | KUALA SELANGOR | Existing | BKSL/PCE/J00480/MBRMU | 300313313 | CLOSED | 11 kV | RYB | VASATECH |  |  | R03227 |  | TAMCO | GR1 | 1996-10-10
379897116 | TNB | DISTRIBUTION | KUALA SELANGOR | Existing | BKSL/PCE/J00480/MBRMU | 300313313 | CLOSED | 11 kV | RYB | VASATECH |  |  | R03226 |  | TAMCO | GR1 | 1996-10-10
379897540 | TNB | DISTRIBUTION | KUALA SELANGOR | Existing | BKSL/PCE/J00478/MBRMU | 300313341 | CLOSED | 11 kV | RYB | TMN SURIA |  |  | R01845 |  | INDKOM | INDKOM | 19/04/2002
379897645 | TNB | DISTRIBUTION | KUALA SELANGOR | Existing | BKSL/PCE/J00483/MBRMU | 300345587 | CLOSED | 11 kV | RYB | STALHAEM NO.2 |  |  | R06363 |  | VEI | VEI | 19/02/2006
379897775 | TNB | DISTRIBUTION | KUALA SELANGOR | Existing | BKSL/PCE/J00500/MBRMU | 300313374 | CLOSED | 11 kV | RYB | KG SG RAMBAI |  |  | R01875 |  | TAMCO | GR1 | 14/11/2004
379897878 | TNB | DISTRIBUTION | KUALA SELANGOR | Existing | BKSL/PCE/J00493/MBRMU | 300313363 | CLOSED | 11 kV | RYB | KG JAWA |  |  | R03149 |  | TAMCO | TAMCO | 22/09/2004
379897972 | TNB | DISTRIBUTION | KUALA SELANGOR | Existing | BKSL/PCE/J00501/MBRMU | 300313389 | CLOSED | 11 kV | RYB | RESTORAN YU HEE SWALLOW |  |  | R05412 |  | TAMCO | GR1-21-ID-0624 | 19/02/1997
379898066 | TNB | DISTRIBUTION | KUALA SELANGOR | Existing | BKSL/PCE/J00499/MBRMU | 300313395 | CLOSED | 11 kV | RYB | TMN KILAUAN |  |  | R03917 |  | INDKOM | 0150 S 033 | 22/03/2005
379898187 | TNB | DISTRIBUTION | KUALA SELANGOR | Existing |  |  | CLOSED | 11 kV | RYB | TAMAN RUI DEV |  |  | R07390
379898281 | TNB | DISTRIBUTION | KUALA SELANGOR | Existing | BKSL/PCE/J00498/MBRMU | 300313421 | CLOSED | 11 kV | RYB | WATASEKO |  |  | R00476 |  | TAMCO | GR1 | 18/08/2003
379898375 | TNB | DISTRIBUTION | KUALA SELANGOR | Existing | BKSL/PCE/J00497/MBRMU | 300313432 | CLOSED | 11 kV | RYB | TMN SRI CAHAYA(C/S) |  |  | R04163 |  |  | R02/12/135/SF | 27/11/1997
379898471 | TNB | DISTRIBUTION | KUALA SELANGOR | Existing | BKSL/PCE/J00495/MBRMU | 300313445 | CLOSED | 11 kV | RYB | SM TEKNIK BATANG BERJUNTAI |  |  | R00479 |  | TAMCO | FALCON BETA | 20/05/2004
379898567 | TNB | DISTRIBUTION | KUALA SELANGOR | Existing | BKSL/PCE/J00494/MBRMU | 300313453 | CLOSED | 11 kV | RYB | SK BATANG BERJUNTAI |  |  | R03821 |  |  | ZZT | 18/08/2003
379898663 | TNB | DISTRIBUTION | KUALA SELANGOR | Existing | BKSL/PCE/J00568/MBRMU | 300313460 | CLOSED | 11 kV | RYB | TMN PELANGI |  |  | R05514 |  |  | R0736164B RM6 | 2004-11-10
379898757 | TNB | DISTRIBUTION | KUALA SELANGOR | Existing | BKSL/PCE/J00035/MBRMU3 | 300443766 | CLOSED | 11 kV | RYB | SG RAMBAI NO 1 |  |  | S00068 |  |  | OLU-HFU | 18/08/1980 | TX
379916021 | TNB | DISTRIBUTION | KUALA SELANGOR | Existing | BKSL/PCE/J00586/MBRMU | 300346247 | CLOSED | 11 kV | RYB | KLINIK KESIHATAN B/BERJUNTAI |  |  | R06199 |  | TAMCO | GR1 | 17/07/2003
379916022 | TNB | DISTRIBUTION | KUALA SELANGOR | Existing | BKSL/PCE/J00586/MBRMU | 300346247 | CLOSED | 11 kV | RYB | KLINIK KESIHATAN B/BERJUNTAI |  |  | R06200 |  | TAMCO | GR1 | 17/07/2003
379916405 | TNB | DISTRIBUTION | KUALA SELANGOR | Existing | BKSL/PCE/J00557/MBRMU | 300313299 | CLOSED | 11 kV | RYB | LOJI AIR RANTAU PANJANG |  |  | R05957 |  | INDKOM | INDKOM | 28/06/2003
379916593 | TNB | DISTRIBUTION | KUALA SELANGOR | Existing | BKSL/PCE/J00612/MBRMU | 300345364 | CLOSED | 11 kV | RYB | TANAMARAN NO.1 |  |  | S05559 |  | TAMCO | TAMCO | 26/06/2006
379916678 | TNB | DISTRIBUTION | KUALA SELANGOR | Existing | BKSL/PCE/J00234/MBRMU | 300313399 | CLOSED | 11 kV | RYB | SW/STN BKT TALANG |  |  | S0170 |  |  | F&G | 28/06/1984
379916689 | TNB | DISTRIBUTION | KUALA SELANGOR | Existing | BKSL/PCE/J00234/MBRMU | 300313399 | CLOSED | 11 kV | RYB | SW/STN BKT TALANG |  |  | S00514 |  |  | F&G | 28/06/1984
379916867 | TNB | DISTRIBUTION | KUALA SELANGOR | Existing | BKSL/PCE/J00477/MBRMU | 300346209 | CLOSED | 11 kV | RYB | HANG TUAH |  |  | R01896 |  |  | F&G | 20/05/2008
379917257 | TNB | DISTRIBUTION | KUALA SELANGOR | Existing | BKSL/PCE/J00479/MBRMU | 300313354 | CLOSED | 11 kV | RYB | BALAI POLIS BATANG BEJUNTAI |  |  | R01860 |  | MERLIN GERIN | MERLIN GERIN | 17/07/2004
379917353 | TNB | DISTRIBUTION | KUALA SELANGOR | Existing | BKSL/PCE/J00570/MBRMU | 300313349 | CLOSED | 11 kV | RYB | TMN SRI BISTARI |  |  | R05365 |  | MERLIN GERIN | RM6 | 26/06/2002
379917455 | TNB | DISTRIBUTION | KUALA SELANGOR | Existing | BKSL/PCE/J00471/MBRMU | 300313312 | CLOSED | 11 kV | RYB | HWA TEH |  |  | R01867 |  | TAMCO | CUTLER-HAMMER | 20/09/1996
379917551 | TNB | DISTRIBUTION | KUALA SELANGOR | Existing | BKSL/PCE/J00469/MBRMU | 300313305 | CLOSED | 11 kV | RYB | TMN SULUH BESTARI |  |  | R05048 |  | VEI | VEI | 18/08/2004
379917752 | TNB | DISTRIBUTION | KUALA SELANGOR | Existing | BKSL/PCE/J00470/MBRMU | 300313303 | CLOSED | 11 kV | RYB | FRUIT VALLEY |  |  | R05052 |  | INDKOM | INDKOM | 2003-11-07
379917753 | TNB | DISTRIBUTION | KUALA SELANGOR | Existing | BKSL/PCE/J00470/MBRMU | 300313303 | CLOSED | 11 kV | RYB | FRUIT VALLEY |  |  | R05051 |  | INDKOM | INDKOM | 2003-11-07
379917914 | TNB | DISTRIBUTION | KUALA SELANGOR | Existing | BKSL/PCE/J00474/MBRMU | 300313325 | CLOSED | 11 kV | RYB | FISH POND NO 2 |  |  | R03846 |  | INDKOM | INDKOM | 14/02/1989
379918008 | TNB | DISTRIBUTION | KUALA SELANGOR | Existing | BKSL/PCE/J00227/MBRMU | 300313369 | CLOSED | 11 kV | RYB | LDG TERNAK AYAM JLN RAJA MUSA |  |  | S01545 |  |  | F&G | 1987-11-10
379918102 | TNB | DISTRIBUTION | KUALA SELANGOR | Existing | BKSL/PCE/J00226/MBRMU | 300343262 | CLOSED | 11 kV | RYB | PERMATA CITRA |  |  | S01543 |  | TAMCO | TAMCO | 18/08/2010
379918196 | TNB | DISTRIBUTION | KUALA SELANGOR | Existing | BKSL/PCE/J00281/MBRMU | 300313386 | CLOSED | 11 kV | RYB | TMN AGROTEKNOLOGI |  |  | S01540 |  | TAMCO | TAMCO | 15/12/2004
379918290 | TNB | DISTRIBUTION | KUALA SELANGOR | Existing | BKSL/PCE/J00225/MBRMU | 300313396 | CLOSED | 11 kV | RYB | LDG BKT TALANG |  |  | S00517 |  |  | F&G | 19/04/1991
379918480 | TNB | DISTRIBUTION | KUALA SELANGOR | Existing | BKSL/PCE/J00224/MBRMU | 300343266 | CLOSED | 11 kV | RYB | PKNS RAJA MUSA (TMN RAJA MUSA) |  |  | S01537 |  | TAMCO | TAMCO | 27/11/2011
379918585 | TNB | DISTRIBUTION | KUALA SELANGOR | Existing | BKSL/PCE/J00541/MBRMU | 300313619 | CLOSED | 11 kV | RYB | LDG GUTHREY BKT TALANG |  |  | S05403 |  | MERLIN GERIN | MERLIN GERIN | 2008-10-12
379918679 | TNB | DISTRIBUTION | KUALA SELANGOR | Existing | BKSL/PCE/J00223/MBRMU | 300343268 | CLOSED | 11 kV | RYB | RJ MUSA NO 2(ESTATE) |  |  | S00510 |  | TAMCO | TAMCO | 2011-10-12
379918775 | TNB | DISTRIBUTION | KUALA SELANGOR | Existing | BKSL/PCE/J00222/MBRMU | 300343269 | CLOSED | 11 kV | RYB | RJ MUSA NO 1 (TMN MANICKAVASAGAM) |  |  | S00507 |  |  | F&G | 14/02/2010
379918957 | TNB | DISTRIBUTION | KUALA SELANGOR | Existing | BKSL/PCE/J00236/MBRMU1 | 300242571 | CLOSED | 11 kV | RYB | SW/STN RJ MUSA |  |  | S0167 |  | VEI | 3L+1T | 14/02/1997
379919189 | TNB | DISTRIBUTION | KUALA SELANGOR | Existing | BKSL/PCE/J00243/MBS00494 | 300022921 | CLOSED | 11 kV | RYB | PKNS BKT BELIMBING (R/MURAH) |  |  | S00496 |  | VEI | VEI | 26/06/1966
379919292 | TNB | DISTRIBUTION | KUALA SELANGOR | Existing | BKSL/PCE/J00242/MBRMU | 300313624 | CLOSED | 11 kV | RYB | TOK 4 MAJID |  |  | S00492 |  | TAMCO | TNB 147 | 26/06/2009
379919386 | TNB | DISTRIBUTION | KUALA SELANGOR | Existing | BKSL/PCE/J00240/MB002 | 300022907 | CLOSED | 11 kV | RYB | GOODWILL COCONUT |  |  | S00489 |  | MERLIN GERIN | MERLIN GERIN | 20/05/1984
379919480 | TNB | DISTRIBUTION | KUALA SELANGOR | Existing | BKSL/PCE/J00554/MBRMU1 | 300343345 | CLOSED | 11 kV | RYB | FA HERB |  |  | S05690 |  | TAMCO | 11kV SF6 RMU GR1 | 20/09/1998
379919574 | TNB | DISTRIBUTION | KUALA SELANGOR | Existing | BKSL/PCE/J00339/MBRMU1 | 300241018 | CLOSED | 11 kV | RYB | TMN MENGKUANG |  |  | S01557 |  |  | VE1 | 18/03/1993
379919670 | TNB | DISTRIBUTION | KUALA SELANGOR | Existing | BKSL/PCE/J00255/MBRMU | 300313628 | CLOSED | 11 kV | RYB | SW/STN BKT BELIMBING |  |  | S00484 |  | TAMCO | TAMCO | 2007-11-10
379919869 | TNB | DISTRIBUTION | KUALA SELANGOR | Existing | BKSL/PCE/J00245/MB01 | 300022933 | CLOSED | 11 kV | RYB | KELIP-KELIP BKT BELIMBING |  |  | S01567 |  | TAMCO | GR1 | 18/08/2002
379919963 | TNB | DISTRIBUTION | KUALA SELANGOR | Existing | BKSL/PCE/J00246/MBRMU | 300313623 | CLOSED | 11 kV | RYB | INNOBRIDE NO 6 |  |  | S00499 |  | MERLIN GERIN | RN2 | 20/05/2008
379920057 | TNB | DISTRIBUTION | KUALA SELANGOR | Existing |  |  | CLOSED | 11 kV | RYB | LUBOK PASANGAN |  |  | S00502
379920151 | TNB | DISTRIBUTION | KUALA SELANGOR | Existing | BKSL/PCE/J00476/MBRMU | 300313100 | CLOSED | 11 kV | RYB | QUARTERS TENNAMARAN |  |  | R05332 |  | TAMCO | FALCON BETA | 14/02/1990
379993248 | TNB | DISTRIBUTION | KUALA SELANGOR | Existing | BKSL/PCE/J00702/MBRMU | 300344569 | CLOSED | 11 kV | RYB | PADAT RUMAH PAM JBA PUNCAK ALAM |  |  | S01016 |  | TAMCO | GR1 | 19/04/2006
379993352 | TNB | DISTRIBUTION | KUALA SELANGOR | Existing | BKSL/PCE/J00703/MBRMU | 300344572 | CLOSED | 11 kV | RYB | SEK REN KEB PUNCAK ALAM |  |  | S01029 |  |  | ZZT | 26/06/2006
379993446 | TNB | DISTRIBUTION | KUALA SELANGOR | Existing | BKSL/PCE/J00704/MBRMU | 300344571 | CLOSED | 11 kV | RYB | SEK MEN KEB PUNCAK ALAM |  |  | S01029 |  |  | ZZT | 20/05/2006
379993647 | TNB | DISTRIBUTION | KUALA SELANGOR | Existing | BKSL/PCE/J00706/MBRMU | 300344586 | CLOSED | 11 kV | RYB | ZON A2 FASA 2A PUNCAK ALAM |  |  | S01038 |  |  | 8DJ 10.81 | 14/11/2006
379993648 | TNB | DISTRIBUTION | KUALA SELANGOR | Existing | BKSL/PCE/J00706/MBRMU | 300344586 | CLOSED | 11 kV | RYB | ZON A2 FASA 2A PUNCAK ALAM |  |  | S01039 |  |  | 8DJ 10.81 | 14/11/2006
379993818 | TNB | DISTRIBUTION | KUALA SELANGOR | Existing | BKSL/PCE/J00707/MBRMU | 300344577 | CLOSED | 11 kV | RYB | ZON B FASA 2A PUNCAK ALAM |  |  | S01043 |  |  | 8DJ 10.81 | 22/09/2006
379993819 | TNB | DISTRIBUTION | KUALA SELANGOR | Existing | BKSL/PCE/J00707/MBRMU | 300344577 | CLOSED | 11 kV | RYB | ZON B FASA 2A PUNCAK ALAM |  |  | S01042 |  |  | 8DJ 10.81 | 22/09/2006
379993976 | TNB | DISTRIBUTION | KUALA SELANGOR | Existing | BKSL/PCE/J00708/MBRMU | 300346117 | CLOSED | 11 kV | RYB | SEK REN KEB PUNCAK ALAM FASA 2 |  |  | S01046 |  | TAMCO | GR1 | 19/04/2006
379994083 | TNB | DISTRIBUTION | KUALA SELANGOR | Existing | BKSL/PCE/J00710/MBRMU | 300346119 | CLOSED | 11 kV | RYB | ZON E FASA 2A PUNCAK ALAM |  |  | S01050 |  |  | 8DJ10.81 | 28/06/2006
379994084 | TNB | DISTRIBUTION | KUALA SELANGOR | Existing | BKSL/PCE/J00710/MBRMU | 300346119 | CLOSED | 11 kV | RYB | ZON E FASA 2A PUNCAK ALAM |  |  | S01049 |  |  | 8DJ10.81 | 28/06/2006
379994254 | TNB | DISTRIBUTION | KUALA SELANGOR | Existing | BKSL/PCE/J00709/MBRMU | 300346121 | CLOSED | 11 kV | RYB | ZON C FASA 2A PUNCAK ALAM |  |  | S01053 |  |  | 8DJ10.81 | 2006-11-07
379994255 | TNB | DISTRIBUTION | KUALA SELANGOR | Existing | BKSL/PCE/J00709/MBRMU | 300346121 | CLOSED | 11 kV | RYB | ZON C FASA 2A PUNCAK ALAM |  |  | S01054 |  |  | 8DJ10.81 | 2006-11-07
379994425 | TNB | DISTRIBUTION | KUALA SELANGOR | Existing | BKSL/PCE/J00711/MBRMU | 300346124 | CLOSED | 11 kV | RYB | SHAH ALAM 2 NO.4 PUNCAK ALAM |  |  | S01086 |  | TAMCO | GR1 | 18/08/2006
379994426 | TNB | DISTRIBUTION | KUALA SELANGOR | Existing | BKSL/PCE/J00711/MBRMU | 300346124 | CLOSED | 11 kV | RYB | SHAH ALAM 2 NO.4 PUNCAK ALAM |  |  | S01085 |  | TAMCO | GR1 | 18/08/2006
379994596 | TNB | DISTRIBUTION | KUALA SELANGOR | Existing | BKSL/PCE/J00713/MBRMU | 300346126 | CLOSED | 11 kV | RYB | SHAH ALAM 2 NO.6 PUNCAK ALAM |  |  | S01079 |  | VEI | 2L+2T | 20/09/2006
379994597 | TNB | DISTRIBUTION | KUALA SELANGOR | Existing | BKSL/PCE/J00713/MBRMU | 300346126 | CLOSED | 11 kV | RYB | SHAH ALAM 2 NO.6 PUNCAK ALAM |  |  | S501681 |  | VEI | 2L+2T | 20/09/2006
379994754 | TNB | DISTRIBUTION | KUALA SELANGOR | Existing | BKSL/PCE/J00712/MBRMU | 300346129 | CLOSED | 11 kV | RYB | SHAH ALAM 2 NO.5 PUNCAK ALAM |  |  | S01082 |  | TAMCO | GR1 | 2011-10-10
379994848 | TNB | DISTRIBUTION | KUALA SELANGOR | Existing | BKSL/PCE/J00714/MBRMU | 300346131 | CLOSED | 11 kV | RYB | SHAH ALAM 2 NO.7 PUNCAK ALAM |  |  | S01679 |  | TOPRANK | TOPRANK | 27/11/2010
379994942 | TNB | DISTRIBUTION | KUALA SELANGOR | Existing | BKSL/PCE/J00715/MBRMU | 300346134 | CLOSED | 11 kV | RYB | SHAH ALAM 2 NO.3 PUNCAK ALAM |  |  | S01075 |  | TAMCO | GR1 | 2011-10-12
379995049 | TNB | DISTRIBUTION | KUALA SELANGOR | Existing | BKSL/PCE/J00730/MBRMU | 300345970 | CLOSED | 11 kV | RYB | ZON D FASA 2A PUNCAK ALAM |  |  | S01057 |  |  | BDJ10-81 | 26/06/2006
379995050 | TNB | DISTRIBUTION | KUALA SELANGOR | Existing | BKSL/PCE/J00730/MBRMU | 300345970 | CLOSED | 11 kV | RYB | ZON D FASA 2A PUNCAK ALAM |  |  | S01058 |  |  | BDJ10-81 | 26/06/2006
379995207 | TNB | DISTRIBUTION | KUALA SELANGOR | Existing | BKSL/PCE/J00731/MBRMU | 300345973 | CLOSED | 11 kV | RYB | LAVENDER VILLA |  |  | S01061 |  | TAMCO | GR1 | 17/07/2006
379995310 | TNB | DISTRIBUTION | KUALA SELANGOR | Existing | BKSL/PCE/J00732/MBRMU | 300345975 | CLOSED | 11 kV | RYB | ZON A3 FASA 2A PUNCAK ALAM |  |  | S01064 |  |  | 8DJ20.81 | 18/08/2006
379995417 | TNB | DISTRIBUTION | KUALA SELANGOR | Existing | BKSL/PCE/J00733/MBRMU | 300345981 | CLOSED | 11 kV | RYB | SHAH ALAM 2 NO.1 |  |  | S01067 |  | TAMCO | GR1 | 22/09/2006
379995418 | TNB | DISTRIBUTION | KUALA SELANGOR | Existing | BKSL/PCE/J00733/MBRMU | 300345981 | CLOSED | 11 kV | RYB | SHAH ALAM 2 NO.1 |  |  | S01068 |  | TAMCO | GR1 | 22/09/2006
379995588 | TNB | DISTRIBUTION | KUALA SELANGOR | Existing | BKSL/PCE/J00734/MBRMU | 300345985 | CLOSED | 11 kV | RYB | SHAH ALAM 2 NO.2 |  |  | S01071 |  | TAMCO | GR1 | 2006-11-10
379995589 | TNB | DISTRIBUTION | KUALA SELANGOR | Existing | BKSL/PCE/J00734/MBRMU | 300345985 | CLOSED | 11 kV | RYB | SHAH ALAM 2 NO.2 |  |  | S01072 |  | TAMCO | GR1 | 2006-11-10
379995759 | TNB | DISTRIBUTION | KUALA SELANGOR | Existing | BKSL/PCE/J00039/MBRMU | 300346284 | CLOSED | 11 kV | RYB | BANDAR PUNCAK ALAM JAS |  |  | S05515 |  | TOPRANK | ID 2L+2T | 19/04/2012
379995760 | TNB | DISTRIBUTION | KUALA SELANGOR | Existing | BKSL/PCE/J00039/MBRMU | 300346284 | CLOSED | 11 kV | RYB | BANDAR PUNCAK ALAM JAS |  |  | S05573 |  | TOPRANK | ID 2L+2T | 19/04/2012
379995930 | TNB | DISTRIBUTION | KUALA SELANGOR | Existing | BKSL/PCE/J00736/MBRMU | 300345989 | CLOSED | 11 kV | RYB | SHAH ALAM 2 NO.8 |  |  | S05407 |  | VEI | 2L+2T | 14/11/2006
379995931 | TNB | DISTRIBUTION | KUALA SELANGOR | Existing | BKSL/PCE/J00736/MBRMU | 300345989 | CLOSED | 11 kV | RYB | SHAH ALAM 2 NO.8 |  |  | S05435 |  | VEI | 2L+2T | 14/11/2006
379996088 | TNB | DISTRIBUTION | KUALA SELANGOR | Existing |  |  | CLOSED | 11 kV | RYB | SHAH ALAM 2 FASA 5A4 NO.2 |  |  | S05707
379996195 | TNB | DISTRIBUTION | KUALA SELANGOR | Existing | BKSL/PCE/J00737/MBRMU | 300345993 | CLOSED | 11 kV | RYB | BANDAR PUNCAK ALAM JLN ALAM SURIA 16/20 |  |  | S05443 |  | TAMCO | GR1 | 15/12/2006
379996196 | TNB | DISTRIBUTION | KUALA SELANGOR | Existing | BKSL/PCE/J00737/MBRMU | 300345993 | CLOSED | 11 kV | RYB | BANDAR PUNCAK ALAM JLN ALAM SURIA 16/20 |  |  | S05444 |  | TAMCO | GR1 | 15/12/2006
379996353 | TNB | DISTRIBUTION | KUALA SELANGOR | Existing | BKSL/PCE/J00738/MBRMU | 300345996 | CLOSED | 11 kV | RYB | SHAH ALAM 2 FASA 5B 3 |  |  | S01686 |  | VEI | 2L+1T | 19/02/2006
379996460 | TNB | DISTRIBUTION | KUALA SELANGOR | Existing |  |  | CLOSED | 11 kV | RYB | PERUMAHAN FASA 1 PUNCAK BISTARI |  |  | S05678
379996461 | TNB | DISTRIBUTION | KUALA SELANGOR | Existing |  |  | CLOSED | 11 kV | RYB | PERUMAHAN FASA 1 PUNCAK BISTARI |  |  | S05679
379996609 | TNB | DISTRIBUTION | KUALA SELANGOR | Existing | BKSL/PCE/J00742/MBRMU | 300345929 | CLOSED | 11 kV | RYB | FASA 3A6 PUNCAK ALAM |  |  | S01107 |  |  | 8DJ20.81 | 20/05/2006
379996620 | TNB | DISTRIBUTION | KUALA SELANGOR | Existing | BKSL/PCE/J00742/MBRMU | 300345929 | CLOSED | 11 kV | RYB | FASA 3A6 PUNCAK ALAM |  |  | S01108 |  |  | 8DJ20.81 | 20/05/2006
379996811 | TNB | DISTRIBUTION | KUALA SELANGOR | Existing | BKSL/PCE/J00744/MBRMU | 300345730 | CLOSED | 11 kV | RYB | APRTMENT MELATI NO.2 PUNCAK ALAM |  |  | S01648 |  | TAMCO | GR1 | 19/02/2006
379996812 | TNB | DISTRIBUTION | KUALA SELANGOR | Existing | BKSL/PCE/J00744/MBRMU | 300345730 | CLOSED | 11 kV | RYB | APRTMENT MELATI NO.2 PUNCAK ALAM |  |  | S01649 |  | TAMCO | GR1 | 19/02/2006
379996982 | TNB | DISTRIBUTION | KUALA SELANGOR | Existing | BKSL/PCE/J00743/MBRMU | 300345723 | CLOSED | 11 kV | RYB | APRTMENT MELATI NO.1 PUNCAK ALAM |  |  | S01147 |  | TAMCO | GR1 | 15/12/2006
379996983 | TNB | DISTRIBUTION | KUALA SELANGOR | Existing | BKSL/PCE/J00743/MBRMU | 300345723 | CLOSED | 11 kV | RYB | APRTMENT MELATI NO.1 PUNCAK ALAM |  |  | S01148 |  | TAMCO | GR1 | 15/12/2006
379997140 | TNB | DISTRIBUTION | KUALA SELANGOR | Existing | BKSL/PCE/J00746/MBRMU | 300346067 | CLOSED | 11 kV | RYB | INDUSTRI ALAM JAYA NO.1 |  |  | R04716 |  | VEI | 2L+2T | 2006-10-10
379997234 | TNB | DISTRIBUTION | KUALA SELANGOR | Existing | BKSL/PCE/J00748/MBRMU | 300346063 | CLOSED | 11 kV | RYB | INDUSTRI ALAM JAYA NO.2 |  |  | R04721 |  | VEI | 2L+2T | 20/09/2006
379997328 | TNB | DISTRIBUTION | KUALA SELANGOR | Existing | BKSL/PCE/J00818/MBRMU | 300346273 | CLOSED | 11 kV | RYB | CK CHEONG SDN BHD |  |  | R06499 |  | INDKOM | ZZT I/D INS24 | 15/12/2009
379997422 | TNB | DISTRIBUTION | KUALA SELANGOR | Existing | BKSL/PCE/J00749/MBRMU | 300346096 | CLOSED | 11 kV | RYB | GUPPY PLASTIC ALAM JAYA |  |  | R05457 |  |  | 8DJ20.10 COREPART | 18/08/2006
379997516 | TNB | DISTRIBUTION | KUALA SELANGOR | Existing | BKSL/PCE/J00750/MBRMU | 300346077 | CLOSED | 11 kV | RYB | PADAT MULTI GUNA TMN ALAM JAYA 2/1 |  |  | R06281 |  | SCHNEIDER | NE-21Q | 2006-10-12
379997624 | TNB | DISTRIBUTION | KUALA SELANGOR | Existing | BKSL/PCE/J00355/MBRMU1 | 300243250 | CLOSED | 11 kV | RYB | QTRS MAJLIS DAERAH SEKINCHAN |  |  | S01622 |  | VEI | 1264 | 17/07/1984
379997774 | TNB | DISTRIBUTION | KUALA SELANGOR | Existing | BKSL/PCE/J00539/MBRMU | 300313489 | CLOSED | 11 kV | RYB | PUAS SEKINCHAN |  |  | S01631 |  | TOPRANK | TNB 740/2002 | 18/08/2008
380040485 | TNB | DISTRIBUTION | KUALA SELANGOR | Existing | BKSL/PCE/J00201/MBNN01 | 300022802 | CLOSED | 11 kV | RYB | SG TENGI KANAN NO 2 |  |  | S00387 |  | TAMCO | TAMCO | 18/08/1988 | TX-300KVA
380040589 | TNB | DISTRIBUTION | KUALA SELANGOR | Existing | BKSL/PCE/J00220/MB01 | 300022832 | CLOSED | 11 kV | RYB | PT SERONG |  |  | S00433 |  |  | F&G | 1996-10-10 | TX-300KVA
380040796 | TNB | DISTRIBUTION | KUALA SELANGOR | Existing | BKSL/PCE/J00314/MBRMU | 300343364 | CLOSED | 11 kV | RYB | PADAT KEM CINA TIRAM BUROK |  |  | S01534 |  | MERLIN GERIN | ZZT | 2001-10-10 | TX-1000KVA
380040899 | TNB | DISTRIBUTION | KUALA SELANGOR | Existing | BKSL/PCE/J00537/MBRMU | 300313726 | CLOSED | 11 kV | RYB | KONG LEE ENG FARM |  |  | S01651 |  | TAMCO | 11kV SF6 RMU GR1 | 14/11/2006 | TX-300KVA
380041021 | TNB | DISTRIBUTION | KUALA SELANGOR | Existing | BKSL/PCE/J00195/MB01 | 300022766 | CLOSED | 11 kV | RYB | TMN DESA JAYA |  |  | S00357 |  | FALCON BETA | FALCON BETA | 15/12/1990 | TX-300KVA
380041060 | TNB | DISTRIBUTION | KUALA SELANGOR | Existing | BKSL/PCE/J00587/MBRMU | 300313797 | CLOSED | 11 kV | RYB | AADK TANJUNG KARANG |  |  | S05543 |  | TAMCO | GR1 | 22/03/2011 | TX-300KVA
380041205 | TNB | DISTRIBUTION | KUALA SELANGOR | Existing | BKSL/PCE/J00538/MBRMU | 300313418 | CLOSED | 11 kV | RYB | TMN MAYANG(C/S) |  |  | S05414 |  | MERLIN GERIN | MERLIN GERIN | 1984-11-07 | TX-500KVA
380041303 | TNB | DISTRIBUTION | KUALA SELANGOR | Existing | BKSL/PCE/J00343/MBRMU1 | 300241444 | CLOSED | 11 kV | RYB | K/UDANG SRI FUMA NO 2 |  |  | S01497 |  | VEI | VEI | 26/06/1993 | TX-300KVA
380041326 | TNB | DISTRIBUTION | KUALA SELANGOR | Existing | BKSL/PCE/J00332/MBRMU | 300313424 | CLOSED | 11 kV | RYB | SW/STN SRI FUMA |  |  | S05610 |  |  | F&G | 20/09/1983 | TX-500KVA
380041432 | TNB | DISTRIBUTION | KUALA SELANGOR | Existing | BKSL/PCE/J00196/MB01 | 300022772 | CLOSED | 11 kV | RYB | K/UDANG SRI FUMA |  |  | S00364 |  | TAMCO | TAMCO | 19/02/1991
380041458 | TNB | DISTRIBUTION | KUALA SELANGOR | Existing | BKSL/PCE/J00197/MB01 | 300022778 | CLOSED | 11 kV | RYB | TENGKORAK INDUSTRIES |  |  | S00366 |  | TAMCO | TAMCO | 22/03/1999 | TX-750KVA
380041520 | TNB | DISTRIBUTION | KUALA SELANGOR | Existing |  |  | CLOSED | 11 kV | RYB | BGN TENGKORAK TG KARANG |  |  | S00373 |  |  |  |  | TX-500KVA
380041652 | TNB | DISTRIBUTION | KUALA SELANGOR | Existing | BKSL/PCE/J00534/MBRMU | 300313434 | CLOSED | 11 kV | RYB | INNOBRIDE BAGAN TENGKORAK(A) |  |  | S01500 |  |  | F&G | 2003-10-12 | TX-1000KVA
380041704 | TNB | DISTRIBUTION | KUALA SELANGOR | Existing | BKSL/PCE/J00159/MBRMU1 | 300022616 | CLOSED | 11 kV | RYB | PT 1 |  |  | S00570 |  | TAMCO | TAMCO | 15/12/2000 | TX-300KVA
380041802 | TNB | DISTRIBUTION | KUALA SELANGOR | Existing | BKSL/PCE/J00228/MBRMU1 | 300022864 | CLOSED | 11 kV | RYB | KOKO FAMA |  |  | S00441 |  | TAMCO | TAMCO | 27/11/1982 | TX-300KVA
380041829 | TNB | DISTRIBUTION | KUALA SELANGOR | Existing | BKSL/PCE/J00229/MB00440 | 300022867 | CLOSED | 11 kV | RYB | SG TERAP |  |  | S00445 |  |  | F&G | 1993-10-12 | TX-750KVA
380041948 | TNB | DISTRIBUTION | KUALA SELANGOR | Existing | BKSL/PCE/J00567/MBRMU | 300313751 | CLOSED | 11 kV | RYB | TMN NILAM |  |  | S05297 |  | TAMCO | 11kV SF6 RMU GR1 | 2008-11-07 | TX-750KVA
380042167 | TNB | DISTRIBUTION | KUALA SELANGOR | Existing | BKSL/PCE/J00237/MB00458 | 300022891 | CLOSED | 11 kV | RYB | YUSRI |  |  | S00459 |  | TAMCO | TAMCO | 18/03/1992 | TX-500KVA
380042350 | TNB | DISTRIBUTION | KUALA SELANGOR | Existing | BKSL/PCE/J00238/MB00461 | 300022897 | CLOSED | 11 kV | RYB | LPN BATU 2 |  |  | S00463 |  | TAMCO | TAMCO | 19/04/1981 | TX-1000KVA
380042398 | TNB | DISTRIBUTION | KUALA SELANGOR | Existing | BKSL/PCE/J00248/MBRMU2 | 300443791 | CLOSED | 11 kV | RYB | COLD ROOM |  |  | S01569 |  | TAMCO | J3666/1/B/11 | 19/02/2011 | SEK MEN AGAMA PASIR PENAMBANG
380042438 | TNB | DISTRIBUTION | KUALA SELANGOR | Existing | BKSL/PCE/J00249/MB01 | 300022938 | CLOSED | 11 kV | RYB | S.AGAMA KSL (P/PENAMBANG) |  |  | S00469 |  | TAMCO | TAMCO | 22/09/2000 | TX-500KVA
380042529 | TNB | DISTRIBUTION | KUALA SELANGOR | Existing |  |  | CLOSED | 11 kV | RYB | TMN DELIMA |  |  | S05892 |  |  |  |  | TX-500KVA
380042630 | TNB | DISTRIBUTION | KUALA SELANGOR | Existing | BKSL/PCE/J00258/MBRMU | 300313631 | CLOSED | 11 kV | RYB | QTRS GURU P/PERMATANG |  |  | S01572 |  | TAMCO | TAMCO | 15/12/2007 | TX-1000KVA
380042731 | TNB | DISTRIBUTION | KUALA SELANGOR | Existing | BKSL/PCE/J00250/MBNN01 | 300022943 | CLOSED | 11 kV | RYB | BGN SUNGAI YU |  |  | S00472 |  |  | F&G | 2000-11-10 | TX-1000KVA
380042844 | TNB | DISTRIBUTION | KUALA SELANGOR | Existing | BKSL/PCE/J00139/MBRMU1 | 300343326 | CLOSED | 11 kV | RYB | TMN BAYU P/PENAMBANG |  |  | S00475 |  |  | 99185083 | 1998-11-10 | TX-750KVA
380042942 | TNB | DISTRIBUTION | KUALA SELANGOR | Existing | BKSL/PCE/J00340/MBRMU1 | 300241013 | CLOSED | 11 kV | RYB | TMN SRI PENAMBANG |  |  | S01576 |  | VEI | VEI | 1993-10-12 | TX-300KVA
380043035 | TNB | DISTRIBUTION | KUALA SELANGOR | Existing | BKSL/PCE/J00252/MB00476 | 300022954 | CLOSED | 11 kV | RYB | PEKAN P/PENAMBANG |  |  | S00477 |  | FALCON BETA | FALCON BETA | 14/11/2001 | TX-1000KVA
380043134 | TNB | DISTRIBUTION | KUALA SELANGOR | Existing | BKSL/PCE/J00253/MB01 | 300022959 | CLOSED | 11 kV | RYB | JPJ P/PENAMBANG |  |  | S00480 |  |  | F&G | 15/12/2001 | TX-1000KVA
380043248 | TNB | DISTRIBUTION | KUALA SELANGOR | Existing | BKSL/PCE/J00829/MBRMU1 | 300431103 | CLOSED | 11 kV | RYB | GOLDPAGE NO.2 |  |  | S05658 |  | TAMCO | GR1-22-ID-12-023 | 18/09/2013
380043249 | TNB | DISTRIBUTION | KUALA SELANGOR | Existing | BKSL/PCE/J00829/MBRMU1 | 300431103 | CLOSED | 11 kV | RYB | GOLDPAGE NO.2 |  |  | S05659 |  | TAMCO | GR1-22-ID-12-023 | 18/09/2013
380043406 | TNB | DISTRIBUTION | KUALA SELANGOR | Existing | BKSL/PCE/J00789/MBRMU1 | 300431015 | CLOSED | 11 kV | RYB | GOLDPAGE NO.1 |  |  | S05655 |  | INDKOM | ZZT INDOOR | 13/09/2013 | TX-500KVA
380043616 | TNB | DISTRIBUTION | KUALA SELANGOR | Existing | BKSL/PCE/J00286/MBRMU1 | 300242568 | CLOSED | 11 kV | RYB | BANJARAYA (C) |  |  | S01467 |  | TAMCO | TAMCO | 1995-10-12 | TX-300KVA
380043748 | TNB | DISTRIBUTION | KUALA SELANGOR | Existing | BKSL/PCE/J00569/MBRMU | 300313740 | CLOSED | 11 kV | RYB | TMN RIAMIN |  |  | S05457 |  |  | F&G | 22/03/2008 | TX-750KVA
380043862 | TNB | DISTRIBUTION | KUALA SELANGOR | Existing | BKSL/PCE/J00387/MB1 | 300515990 | CLOSED | 11 kV | RYB | KG HAJI RAZALI |  |  | S05821 |  |  | VRN2A |  | TX-500KVA
380043976 | TNB | DISTRIBUTION | KUALA SELANGOR | Existing | BKSL/PCE/J00188/MB01 | 300022727 | CLOSED | 11 kV | RYB | MASRIA |  |  | S00349 |  | TAMCO | TAMCO | 20/05/2002 | TX-500KVA
380044092 | TNB | DISTRIBUTION | KUALA SELANGOR | Existing | BKSL/PCE/J00283/MBRMU | 300313759 | CLOSED | 11 kV | RYB | TMN WAWASAN |  |  | S01471 |  | TAMCO | TAMCO | 2011-10-10 | TX-1000KVA
380044208 | TNB | DISTRIBUTION | KUALA SELANGOR | Existing | BKSL/PCE/J00533/MBRMU | 300313776 | CLOSED | 11 kV | RYB | TMN KHATIJAH |  |  | S01645 |  | TAMCO | TAMCO | 26/06/2007 | TX-1000KVA
380044436 | TNB | DISTRIBUTION | KUALA SELANGOR | Existing | BKSL/PCE/J00386/MB1 | 310526851 | CLOSED | 11 kV | RYB | MARDI SG SIREH |  |  | S05824 |  |  |  | 18/08/2006 | TX-300KVA
380079163 | TNB | DISTRIBUTION | KUALA SELANGOR | Existing | BKSL/PCE/J00579/MBRMU | 300313107 | CLOSED | 11 kV | RYB | SIME PLANTATION B.BERJUNTAI |  |  | R05499 |  | TAMCO | GR1 | 19/04/1990
380079164 | TNB | DISTRIBUTION | KUALA SELANGOR | Existing | BKSL/PCE/J00579/MBRMU | 300313107 | CLOSED | 11 kV | RYB | SIME PLANTATION B.BERJUNTAI |  |  | R05695 |  | TAMCO | GR1 | 19/04/1990
380079496 | TNB | DISTRIBUTION | KUALA SELANGOR | Existing | BKSL/PCE/J00486/MBRMU | 300313109 | CLOSED | 11 kV | RYB | BERJUNTAI MAJU(C/S) |  |  | R03864 |  | MERLIN GERIN | RM6 | 20/05/1988
380079605 | TNB | DISTRIBUTION | KUALA SELANGOR | Existing | BKSL/PCE/J00487/MBRMU | 300313114 | CLOSED | 11 kV | RYB | BERJUNTAI MAJU BTG BERJUNTAI |  |  | R03868 |  | TAMCO | GR1 | 26/06/2000
380079606 | TNB | DISTRIBUTION | KUALA SELANGOR | Existing | BKSL/PCE/J00487/MBRMU | 300313114 | CLOSED | 11 kV | RYB | BERJUNTAI MAJU BTG BERJUNTAI |  |  | R03867 |  | TAMCO | GR1 | 26/06/2000
380079863 | TNB | DISTRIBUTION | KUALA SELANGOR | Existing | BKSL/PCE/J00489/MBRMU | 300313123 | CLOSED | 11 kV | RYB | TELEKOM B/BEJUNTAI |  |  | R01891 |  | MERLIN GERIN | RING MASTER | 18/08/2010
380079959 | TNB | DISTRIBUTION | KUALA SELANGOR | Existing | BKSL/PCE/J00490/MBRMU | 300313126 | CLOSED | 11 kV | RYB | TMN SENTOSA |  |  | R01886 |  |  | OLU/HFU | 22/09/1988 | KLINIK KESIHATAN B.BERJUNTAI
380080055 | TNB | DISTRIBUTION | KUALA SELANGOR | Existing | BKSL/PCE/J00491/MBRMU | 300313128 | CLOSED | 11 kV | RYB | PEKAN BATANG BEJUNTAI |  |  | R01884 |  | TAMCO | FALCON BETA | 1994-11-10
380080151 | TNB | DISTRIBUTION | KUALA SELANGOR | Existing | BKSL/PCE/J00492/MBRMU | 300313130 | CLOSED | 11 kV | RYB | BINTANG JELITA |  |  | R01881 |  | TAMCO | FALCON BETA | 14/11/1991
380080299 | TNB | DISTRIBUTION | KUALA SELANGOR | Existing | BKSL/PCE/J00496/MBRMU | 300345585 | CLOSED | 11 kV | RYB | PKNS TAMAN SRI INDAH |  |  | R01878 |  | TAMCO | GR1 | 15/12/2006
380080395 | TNB | DISTRIBUTION | KUALA SELANGOR | Existing | BKSL/PCE/J00506/MBRMU | 300313077 | CLOSED | 11 kV | RYB | SSU PKPS |  |  | R04849 |  | TAMCO | TAMCO | 18/08/1997
380080498 | TNB | DISTRIBUTION | KUALA SELANGOR | Existing | BKSL/PCE/J00507/MBRMU | 300313078 | CLOSED | 11 kV | RYB | PUSAT PENYEMBELIHAN PKPS |  |  | R05069 |  |  | VE1 | 20/09/1984
380080592 | TNB | DISTRIBUTION | KUALA SELANGOR | Existing | BKSL/PCE/J00509/MBRMU | 300313092 | CLOSED | 11 kV | RYB | STP UNISEL |  |  | R04838 |  |  | VE1 | 1982-10-10
380080695 | TNB | DISTRIBUTION | KUALA SELANGOR | Existing | BKSL/PCE/J00508/MBRMU | 300313095 | CLOSED | 11 kV | RYB | RUMAH KAKITANGAN UNISEL |  |  | R04835 |  |  | VE1 | 27/11/1980
380080802 | TNB | DISTRIBUTION | KUALA SELANGOR | Existing | BKSL/PCE/J00510/MBRMU | 300343259 | CLOSED | 11 kV | RYB | ASRAMA PUTERI UNISEL |  |  | R04823 |  | TAMCO | GR1 | 2003-10-10
380080803 | TNB | DISTRIBUTION | KUALA SELANGOR | Existing | BKSL/PCE/J00510/MBRMU | 300343259 | CLOSED | 11 kV | RYB | ASRAMA PUTERI UNISEL |  |  | R04829 |  | TAMCO | GR1 | 2003-10-10
380081003 | TNB | DISTRIBUTION | KUALA SELANGOR | Existing | BKSL/PCE/J00511/MBRMU | 300343271 | CLOSED | 11 kV | RYB | ASRAMA PUTERA UNISEL |  |  | R04828 |  | TAMCO | GR1 | 2003-10-10
380081004 | TNB | DISTRIBUTION | KUALA SELANGOR | Existing | BKSL/PCE/J00511/MBRMU | 300343271 | CLOSED | 11 kV | RYB | ASRAMA PUTERA UNISEL |  |  | R04825 |  | TAMCO | GR1 | 2003-10-10
380081165 | TNB | DISTRIBUTION | KUALA SELANGOR | Existing | BKSL/PCE/J00505/MBRMU | 300313218 | CLOSED | 11 kV | RYB | SIME INAX |  |  | R01899 |  |  | LONG & CROWFORD | 20/05/1996
380081651 | TNB | DISTRIBUTION | KUALA SELANGOR | Existing | BKSL/PCE/J00466/MBRMU | 300313263 | CLOSED | 11 kV | RYB | TECHNOPARK NO 3 |  |  | R03185 |  | VEI | VEI | 22/09/1993
380081652 | TNB | DISTRIBUTION | KUALA SELANGOR | Existing | BKSL/PCE/J00466/MBRMU | 300313263 | CLOSED | 11 kV | RYB | TECHNOPARK NO 3 |  |  | R03184 |  | VEI | VEI | 22/09/1993
380081822 | TNB | DISTRIBUTION | KUALA SELANGOR | Existing | BKSL/PCE/J00467/MBRMU | 300313278 | CLOSED | 11 kV | RYB | TECHNOPARK NO 4 |  |  | R03188 |  | TAMCO | GR1 | 14/11/1988
380081823 | TNB | DISTRIBUTION | KUALA SELANGOR | Existing | BKSL/PCE/J00467/MBRMU | 300313278 | CLOSED | 11 kV | RYB | TECHNOPARK NO 4 |  |  | R03189 |  | TAMCO | GR1 | 14/11/1988
380081980 | TNB | DISTRIBUTION | KUALA SELANGOR | Existing | BKSL/PCE/J00468/MBRMU | 300313291 | CLOSED | 11 kV | RYB | PKNS RANTAU PANJANG |  |  | R01870 |  | TAMCO | GR1 | 19/02/1999
380082100 | TNB | DISTRIBUTION | KUALA SELANGOR | Existing | BKSL/PCE/J00516/MBRMU | 300313132 | CLOSED | 11 kV | RYB | BERJUNTAI BESTARI NO 2 |  |  | R05057 |  | TAMCO | TAMCO | 15/12/1983
380082196 | TNB | DISTRIBUTION | KUALA SELANGOR | Existing | BKSL/PCE/J00515/MBRMU | 300313170 | CLOSED | 11 kV | RYB | BERJUNTAI BESTARI NO 1 |  |  | R05054 |  | TAMCO | GRI | 19/04/1993
380082290 | TNB | DISTRIBUTION | KUALA SELANGOR | Existing | BKSL/PCE/J00514/MBRMU | 300313182 | CLOSED | 11 kV | RYB | ANGGERIK LAKSAMANA |  |  | R05376 |  | VEI | VEI | 1987-11-07
380082410 | TNB | DISTRIBUTION | KUALA SELANGOR | Existing | BKSL/PCE/J00577/MBRMU | 300313194 | CLOSED | 11 kV | RYB | TMN ILMU BISTARI |  |  | R05838 |  | TAMCO | GRI | 1987-10-10
380083466 | TNB | DISTRIBUTION | KUALA SELANGOR | Existing | BKSL/PCE/J00827/MBRMU | 300443147 | CLOSED | 11 kV | RYB | FORWARD SCOPE |  |  | R06705 |  |  | 11KV SF6 RMU GR1
380083770 | TNB | DISTRIBUTION | KUALA SELANGOR | Existing | BKSL/PCE/J00409/MB1 | 300511622 | CLOSED | 11 kV | RYB | ASSIGN PRECISION |  |  | R07571 |  | TOSHIBA | ID 2L+1T | 2015-01-10
380083923 | TNB | DISTRIBUTION | KUALA SELANGOR | Existing |  |  | CLOSED | 11 kV | RYB | PPAJ NO.4 |  |  | R06035
380084126 | TNB | DISTRIBUTION | KUALA SELANGOR | Existing | BKSL/PCE/J00805/MBRMU | 300344239 | CLOSED | 11 kV | RYB | PPAJ NO.3 |  |  | R06032 |  | INDKOM | ZZZT I/D | 14/11/1990
380084225 | TNB | DISTRIBUTION | KUALA SELANGOR | Existing | BKSL/PCE/J00804/MBRMU | 300344187 | CLOSED | 11 kV | RYB | PPAJ NO.6 |  |  | R06029 |  | VEI | 2L+2T | 28/06/2004
380084329 | TNB | DISTRIBUTION | KUALA SELANGOR | Existing |  |  | CLOSED | 11 kV | RYB | PADAT BAN GUAT HUAT TAJ JLN 2/6 |  |  | R06390
380084480 | TNB | DISTRIBUTION | KUALA SELANGOR | Existing |  |  | CLOSED | 11 kV | RYB | RUMAH PANGSA INDUSTRI ALAM JAYA NO.9 |  |  | R05252
380084481 | TNB | DISTRIBUTION | KUALA SELANGOR | Existing |  |  | CLOSED | 11 kV | RYB | RUMAH PANGSA INDUSTRI ALAM JAYA NO.9 |  |  | R05253
380084686 | TNB | DISTRIBUTION | KUALA SELANGOR | Existing |  |  | CLOSED | 11 kV | RYB | INDUSTRI ALAM JAYA NO.6 |  |  | R04740
380084823 | TNB | DISTRIBUTION | KUALA SELANGOR | Existing |  |  | CLOSED | 11 kV | RYB | INDUSTRI ALAM JAYA NO.8 |  |  | R05272
380084824 | TNB | DISTRIBUTION | KUALA SELANGOR | Existing |  |  | CLOSED | 11 kV | RYB | INDUSTRI ALAM JAYA NO.8 |  |  | R05273
380085024 | TNB | DISTRIBUTION | KUALA SELANGOR | Existing |  |  | CLOSED | 11 kV | RYB | GREAT MARKETING |  |  | R06702
380085167 | TNB | DISTRIBUTION | KUALA SELANGOR | Existing |  |  | CLOSED | 11 kV | RYB | JS CONSC TRUCTION & DEV SDN BHD LOT106 |  |  | R06400
380085282 | TNB | DISTRIBUTION | KUALA SELANGOR | Existing | BKSL/PCE/J00773/MBRMU | 310526850 | CLOSED | 11 kV | RYB | MULTI GUNA NO.3 |  |  | R05895 |  |  | ZZT I/D INS24 | 28/06/2006
380085580 | TNB | DISTRIBUTION | KUALA SELANGOR | Existing |  |  | CLOSED | 11 kV | RYB | RGB INDUSTRIES 2/5 |  |  | R07922
380085711 | TNB | DISTRIBUTION | KUALA SELANGOR | Existing | BKSL/PCE/J00757/MBRMU | 300344234 | CLOSED | 11 kV | RYB | EXTRO GREAT |  |  | R06490 |  | TOPRANK | ID 2L+2T | 1990-11-10
380085712 | TNB | DISTRIBUTION | KUALA SELANGOR | Existing | BKSL/PCE/J00757/MBRMU | 300344234 | CLOSED | 11 kV | RYB | EXTRO GREAT |  |  | R06491 |  | TOPRANK | ID 2L+2T | 1990-11-10
380085915 | TNB | DISTRIBUTION | KUALA SELANGOR | Existing | BKSL/PCE/J00844/MBRMU | 300526589 | CLOSED | 11 kV | RYB | R&S PETROLEUM TIAJ 2/4 |  |  | R07569 |  |  |  | 21/09/2015
380086034 | TNB | DISTRIBUTION | KUALA SELANGOR | Existing | BKSL/PCE/J00785/MBRMU | 300344928 | CLOSED | 11 kV | RYB | KLG LOT 7 ALAM JAYA |  |  | R05230 |  | INDKOM | INDKOM | 2006-10-10
380086153 | TNB | DISTRIBUTION | KUALA SELANGOR | Existing | BKSL/PCE/J00784/MBRMU | 300344930 | CLOSED | 11 kV | RYB | KLG LOT 8 ALAM JAYA |  |  | R05233 |  | VEI | 2L+2T | 27/11/2006
380086385 | TNB | DISTRIBUTION | KUALA SELANGOR | Existing | BKSL/PCE/J00782/MBRMU | 300344931 | CLOSED | 11 kV | RYB | KLG LOT 9 ALAM JAYA |  |  | R04593 |  |  | 8DJ20.71 | 2006-10-12
380086514 | TNB | DISTRIBUTION | KUALA SELANGOR | Existing | BKSL/PCE/J00783/MBRMU | 300344932 | CLOSED | 11 kV | RYB | YL TRADING |  |  | R05792
380086632 | TNB | DISTRIBUTION | KUALA SELANGOR | Existing | BKSL/PCE/J00665/MBRMU | 300344311 | CLOSED | 11 kV | RYB | INDUSTRI ALAM JAYA NO.4 |  |  | R05341 |  | TAMCO | GR1 | 27/11/2011
380086758 | TNB | DISTRIBUTION | KUALA SELANGOR | Existing | BKSL/PCE/J00298/MBRMU1 | 300345108 | CLOSED | 11 kV | RYB | APARTMENT ALAM PERDANA 1 |  |  | R06372 |  | TOPRANK | ID 2L+2T | 19/04/2006
380086759 | TNB | DISTRIBUTION | KUALA SELANGOR | Existing | BKSL/PCE/J00298/MBRMU1 | 300345108 | CLOSED | 11 kV | RYB | APARTMENT ALAM PERDANA 1 |  |  | R06371 |  | TOPRANK | ID 2L+2T | 19/04/2006
380092076 | TNB | DISTRIBUTION | KUALA SELANGOR | Existing | BKSL/PCE/J00648/MBRMU | 300345812 | CLOSED | 11 kV | RYB | SON STAR |  |  | R04991 |  | VEI | 2L+2T | 17/07/2006
380092077 | TNB | DISTRIBUTION | KUALA SELANGOR | Existing | BKSL/PCE/J00648/MBRMU | 300345812 | CLOSED | 11 kV | RYB | SON STAR |  |  | R04990 |  | VEI | 2L+2T | 17/07/2006
380092356 | TNB | DISTRIBUTION | KUALA SELANGOR | Existing | BKSL/PCE/J00821/MBRMU | 300346288 | CLOSED | 11 kV | RYB | LOT 256 SOUTH PROP HOLDING |  |  | R01778 |  |  | ZZTT | 28/06/2012
380092675 | TNB | DISTRIBUTION | KUALA SELANGOR | Existing | BKSL/PCE/J00696/MBRMU | 300345927 | CLOSED | 11 kV | RYB | KOTA PUTERI NO.5 JLN KP 5/13 |  |  | R06071 |  | VEI | 2L+1T | 19/04/2006
380092769 | TNB | DISTRIBUTION | KUALA SELANGOR | Existing | BKSL/PCE/J00694/MBRMU | 300345922 | CLOSED | 11 kV | RYB | JLN KOTA PUTERI 5/14B |  |  | R05885 |  | TAMCO | GR1 | 14/02/2006
380092863 | TNB | DISTRIBUTION | KUALA SELANGOR | Existing | BKSL/PCE/J00695/MBRMU | 300345924 | CLOSED | 11 kV | RYB | KOTA PUTERI PERSIARAN BT ARANG NO.4 |  |  | R05888 |  | TAMCO | GR1 | 18/03/2006
380100671 | TNB | DISTRIBUTION | KUALA SELANGOR | Existing | BKSL/PCE/J00133/MBRMU1 | 300344398 | CLOSED | 11 kV | RYB | SW/STN SG RAMBAI ESTET |  |  | S01640 |  | TAMCO | TAMCO | 14/02/2005 | TX1-300kVA
380100774 | TNB | DISTRIBUTION | KUALA SELANGOR | Existing | BKSL/PCE/J00036/MBRMU1 | 300022071 | CLOSED | 11 kV | RYB | SG RAMBAI NO 2 |  |  | S00071 |  | TAMCO | GR1 | 20/09/1994
380100870 | TNB | DISTRIBUTION | KUALA SELANGOR | Existing | BKSL/PCE/J00136/MBRMU1 | 300239557 | CLOSED | 11 kV | RYB | R/PAM AIR JPS KG ASAHAN |  |  | S01336 |  | TAMCO | GR1 | 20/09/1993
380101058 | TNB | DISTRIBUTION | KUALA SELANGOR | Existing | BKSL/PCE/J00033/MBRMU1 | 300022057 | CLOSED | 11 kV | RYB | LDG SEL RIVER SIDE |  |  | S00060 |  | TAMCO | GR1 | 1981-11-07
380101152 | TNB | DISTRIBUTION | KUALA SELANGOR | Existing | BKSL/PCE/J00032/MBRMU1 | 300022052 | CLOSED | 11 kV | RYB | PKNS KG KUANTAN |  |  | S00057 |  |  | T4GF3 | 28/06/2001
380101254 | TNB | DISTRIBUTION | KUALA SELANGOR | Existing | BKSL/PCE/J00484/MBRMU1 | 300313073 | CLOSED | 11 kV | RYB | KG JAYA SETIA |  |  | R00559 |  | TAMCO | GR1 | 19/04/1997 | TX-300KVA
380101470 | TNB | DISTRIBUTION | KUALA SELANGOR | Existing |  |  | CLOSED | 11 kV | RYB | JAYA SETIA A/T |  |  | N/A
380101577 | TNB | DISTRIBUTION | KUALA SELANGOR | Existing |  |  | CLOSED | 11 kV | RYB | INDUSTRI BUKIT BADONG B |  |  | R07587
380101578 | TNB | DISTRIBUTION | KUALA SELANGOR | Existing |  |  | CLOSED | 11 kV | RYB | INDUSTRI BUKIT BADONG B |  |  | R07586
380101748 | TNB | DISTRIBUTION | KUALA SELANGOR | Existing | BKSL/PCE/J00406/MB1 | 300509260 | CLOSED | 11 kV | RYB | INDUSTRI BUKIT BADONG A |  |  | R07591 |  | INDKOM | INS24
380101749 | TNB | DISTRIBUTION | KUALA SELANGOR | Existing | BKSL/PCE/J00406/MB1 | 300509260 | CLOSED | 11 kV | RYB | INDUSTRI BUKIT BADONG A |  |  | R07590 |  | INDKOM | INS24
380101906 | TNB | DISTRIBUTION | KUALA SELANGOR | Existing | BKSL/PCE/J00633/MBRMU | 300313279 | CLOSED | 11 kV | RYB | TAMAN HARMONI |  |  | R05149 |  | INDKOM | INDKOM | 15/12/2002
380102011 | TNB | DISTRIBUTION | KUALA SELANGOR | Existing | BKSL/PCE/J00634/MBRMU | 300313297 | CLOSED | 11 kV | RYB | RUMAH KEDAI IJOK |  |  | R06129 |  | TAMCO | GR1 | 19/04/1994
380102105 | TNB | DISTRIBUTION | KUALA SELANGOR | Existing |  |  | CLOSED | 11 kV | RYB | TAMAN DAMAI IJOK |  |  | R06944
380102199 | TNB | DISTRIBUTION | KUALA SELANGOR | Existing | BKSL/PCE/J00684/MBRMU | 300313731 | CLOSED | 11 kV | RYB | PADAT JLN BKT ROBINSON |  |  | R03467 |  | SCHNEIDER | SCHNEIDER | 19/02/2008
380102369 | TNB | DISTRIBUTION | KUALA SELANGOR | Existing | BKSL/PCE/J00683/MBRMU | 300313728 | CLOSED | 11 kV | RYB | LEE LEE KONG |  |  | R05181 |  | TAMCO | GR1 | 15/12/2007
380102478 | TNB | DISTRIBUTION | KUALA SELANGOR | Existing | BKSL/PCE/J00682/MBRMU | 300313718 | CLOSED | 11 kV | RYB | TMN IJOK UTAMA |  |  | R05359 |  | VEI | 2L+2T | 2007-11-10
380102479 | TNB | DISTRIBUTION | KUALA SELANGOR | Existing | BKSL/PCE/J00682/MBRMU | 300313718 | CLOSED | 11 kV | RYB | TMN IJOK UTAMA |  |  | R05360 |  | VEI | 2L+2T | 2007-11-10
380102812 | TNB | DISTRIBUTION | KUALA SELANGOR | Existing | BKSL/PCE/J00825/MBRMU | 300443277 | CLOSED | 11 kV | RYB | TAMAN SEJATI JALAN 9 |  |  | R06708 |  | TAMCO | 11 KV SF6 RMU GRI
380102823 | TNB | DISTRIBUTION | KUALA SELANGOR | Existing | BKSL/PCE/J00825/MBRMU | 300443277 | CLOSED | 11 kV | RYB | TAMAN SEJATI JALAN 9 |  |  | R07273 |  | TAMCO | 11 KV SF6 RMU GRI
380103014 | TNB | DISTRIBUTION | KUALA SELANGOR | Existing |  |  | CLOSED | 11 kV | RYB | TMN IJOK UTAMA NO 2 |  |  | R07398
380103015 | TNB | DISTRIBUTION | KUALA SELANGOR | Existing |  |  | CLOSED | 11 kV | RYB | TMN IJOK UTAMA NO 2 |  |  | R07400
380103172 | TNB | DISTRIBUTION | KUALA SELANGOR | Existing | BKSL/PCE/J00680/MBRMU | 300313710 | CLOSED | 11 kV | RYB | TMN SRI IJOK |  |  | R05985 |  | VEI | VEI | 17/07/2009
380103266 | TNB | DISTRIBUTION | KUALA SELANGOR | Existing | BKSL/PCE/J00679/MBRMU | 300313706 | CLOSED | 11 kV | RYB | TMN KOPERASI BENA IJOK |  |  | R04253 |  | TAMCO | TAMCO | 26/06/2008
380103362 | TNB | DISTRIBUTION | KUALA SELANGOR | Existing | BKSL/PCE/J00678/MBRMU | 300313702 | CLOSED | 11 kV | RYB | PADAT BT. 8 IJOK |  |  | R03624 |  | TAMCO | TAMCO | 19/04/2007
380103468 | TNB | DISTRIBUTION | KUALA SELANGOR | Existing | BKSL/PCE/J00677/MBRMU | 300313699 | CLOSED | 11 kV | RYB | KG BKT BADONG NO 2 A/T |  |  | R03935 |  | TAMCO | TAMCO | 18/03/2008
380103562 | TNB | DISTRIBUTION | KUALA SELANGOR | Existing | BKSL/PCE/J00676/MBRMU | 300313695 | CLOSED | 11 kV | RYB | KG BKT BADONG NO 1 A/T |  |  | R03441 |  | TAMCO | TAMCO | 2007-10-12
380103647 | TNB | DISTRIBUTION | KUALA SELANGOR | Existing | BKSL/PCE/J00675/MBRMU | 300313692 | CLOSED | 11 kV | RYB | KG BKT BADONG |  |  | R01793 |  | TAMCO | TAMCO | 27/11/2008
380104064 | TNB | DISTRIBUTION | KUALA SELANGOR | Existing | BKSL/PCE/J00598/MBRMU | 300313659 | CLOSED | 11 kV | RYB | IBU SAWAT TELEKOM IJOK |  |  | R01823 |  | TAMCO | TAMCO | 28/06/2008
380104970 | TNB | DISTRIBUTION | KUALA SELANGOR | Existing | BKSL/PCE/J00751/MBRMU | 300346070 | CLOSED | 11 kV | RYB | GUPPY PLASTIC NO.2 ALAM JAYA |  |  | R05669 |  | VEI | 2L+2T | 27/11/2006
380105064 | TNB | DISTRIBUTION | KUALA SELANGOR | Existing | BKSL/PCE/J00752/MBRMU | 300346097 | CLOSED | 11 kV | RYB | GUPPY PLASTIC NO.3 ALAM JAYA |  |  | R05672 |  | VEI | 2L+2T | 22/09/2006
380105195 | TNB | DISTRIBUTION | KUALA SELANGOR | Existing | BKSL/PCE/J00870/MBRMU1 | 300541059 | CLOSED | 11 kV | RYB | HLCT LAND TIAJ 2/1 |  |  | R07279 |  |  | INS24
380105311 | TNB | DISTRIBUTION | KUALA SELANGOR | Existing | BKSL/PCE/J00753/MBRMU | 300346112 | CLOSED | 11 kV | RYB | PLANTFIELD NO.1 |  |  | R04338 |  |  | ZZTT | 19/02/2006
380105312 | TNB | DISTRIBUTION | KUALA SELANGOR | Existing | BKSL/PCE/J00753/MBRMU | 300346112 | CLOSED | 11 kV | RYB | PLANTFIELD NO.1 |  |  | R05463 |  |  | ZZTT | 19/02/2006
380105482 | TNB | DISTRIBUTION | KUALA SELANGOR | Existing | BKSL/PCE/J00754/MBRMU | 300344230 | CLOSED | 11 kV | RYB | PLANTFIELD NO.2 |  |  | R05396 |  | VEI | 2L+2T | 17/07/1990
380105483 | TNB | DISTRIBUTION | KUALA SELANGOR | Existing | BKSL/PCE/J00754/MBRMU | 300344230 | CLOSED | 11 kV | RYB | PLANTFIELD NO.2 |  |  | R05397 |  | VEI | 2L+2T | 17/07/1990
380105640 | TNB | DISTRIBUTION | KUALA SELANGOR | Existing | BKSL/PCE/J00795/MBRMU | 300344606 | CLOSED | 11 kV | RYB | MULTIGUNA CONSTRUCTION & DEV JLN 2/6 AL |  |  | R06274 |  | INDKOM | ZZT I/D INS24 | 28/06/2006
380105734 | TNB | DISTRIBUTION | KUALA SELANGOR | Existing | BKSL/PCE/J00869/MBRMU1 | 300541050 | CLOSED | 11 kV | RYB | MACHMAR INDS NO.2 |  |  | R06850 |  | INDKOM | INS24 | 2013-04-02
380105828 | TNB | DISTRIBUTION | KUALA SELANGOR | Existing | BKSL/PCE/J00758/MBRMU | 300344233 | CLOSED | 11 kV | RYB | MARKLON INDS |  |  | R05403 |  | TAMCO | GR1 | 22/09/1990
380105922 | TNB | DISTRIBUTION | KUALA SELANGOR | Existing | BKSL/PCE/J00756/MBRMU | 300344232 | CLOSED | 11 kV | RYB | MACHMAR INDS |  |  | R05400 |  | TAMCO | FALCON BETA | 18/08/1990
380106029 | TNB | DISTRIBUTION | KUALA SELANGOR | Existing | BKSL/PCE/J00719/MBRMU | 300345842 | CLOSED | 11 kV | RYB | FASA 3A 2 PUNCAK ALAM |  |  | S01095 |  | TAMCO | GR1 | 15/12/2011
380106030 | TNB | DISTRIBUTION | KUALA SELANGOR | Existing | BKSL/PCE/J00719/MBRMU | 300345842 | CLOSED | 11 kV | RYB | FASA 3A 2 PUNCAK ALAM |  |  | S01096 |  | TAMCO | GR1 | 15/12/2011
380106200 | TNB | DISTRIBUTION | KUALA SELANGOR | Existing | BKSL/PCE/J00720/MBRMU | 300345846 | CLOSED | 11 kV | RYB | APRT NO.4 PUNCAK ALAM |  |  | S01123 |  |  | ZZTT | 19/02/2006
380106201 | TNB | DISTRIBUTION | KUALA SELANGOR | Existing | BKSL/PCE/J00720/MBRMU | 300345846 | CLOSED | 11 kV | RYB | APRT NO.4 PUNCAK ALAM |  |  | S01124 |  |  | ZZTT | 19/02/2006
380106371 | TNB | DISTRIBUTION | KUALA SELANGOR | Existing | BKSL/PCE/J00721/MBRMU | 300345886 | CLOSED | 11 kV | RYB | APRT NO.3 PUNCAK ALAM |  |  | S01119 |  |  | ZZTT | 22/03/2006
380106372 | TNB | DISTRIBUTION | KUALA SELANGOR | Existing | BKSL/PCE/J00721/MBRMU | 300345886 | CLOSED | 11 kV | RYB | APRT NO.3 PUNCAK ALAM |  |  | S01120 |  |  | ZZTT | 22/03/2006
380106542 | TNB | DISTRIBUTION | KUALA SELANGOR | Existing | BKSL/PCE/J00722/MBRMU | 300345890 | CLOSED | 11 kV | RYB | APRT NO.2 PUNCAK ALAM |  |  | S01115 |  |  | ZZTT | 19/04/2006
380106543 | TNB | DISTRIBUTION | KUALA SELANGOR | Existing | BKSL/PCE/J00722/MBRMU | 300345890 | CLOSED | 11 kV | RYB | APRT NO.2 PUNCAK ALAM |  |  | S01116 |  |  | ZZTT | 19/04/2006
380106713 | TNB | DISTRIBUTION | KUALA SELANGOR | Existing | BKSL/PCE/J00723/MBRMU | 300345894 | CLOSED | 11 kV | RYB | APRT NO.1 PUNCAK ALAM |  |  | S01111 |  |  | ZZTT | 28/06/2006
380106714 | TNB | DISTRIBUTION | KUALA SELANGOR | Existing | BKSL/PCE/J00723/MBRMU | 300345894 | CLOSED | 11 kV | RYB | APRT NO.1 PUNCAK ALAM |  |  | S01112 |  |  | ZZTT | 28/06/2006
380106884 | TNB | DISTRIBUTION | KUALA SELANGOR | Existing | BKSL/PCE/J00725/MBRMU | 300345901 | CLOSED | 11 kV | RYB | JUWITA FASA 3 C NO 2 |  |  | S01131 |  | TAMCO | GR1 | 18/08/2006
380106885 | TNB | DISTRIBUTION | KUALA SELANGOR | Existing | BKSL/PCE/J00725/MBRMU | 300345901 | CLOSED | 11 kV | RYB | JUWITA FASA 3 C NO 2 |  |  | S01132 |  | TAMCO | GR1 | 18/08/2006
380107042 | TNB | DISTRIBUTION | KUALA SELANGOR | Existing | BKSL/PCE/J00727/MBRMU | 300345913 | CLOSED | 11 kV | RYB | SEK KEB P/ALAM 3 |  |  | S05506 |  | TAMCO | GR1 | 2006-10-10
380107136 | TNB | DISTRIBUTION | KUALA SELANGOR | Existing | BKSL/PCE/J00728/MBRMU | 300346079 | CLOSED | 11 kV | RYB | RMH PAM AIR JBA PH3 PUNCAK ALAM |  |  | S01089 |  | INDKOM | INDKOM | 14/02/2006
380107243 | TNB | DISTRIBUTION | KUALA SELANGOR | Existing | BKSL/PCE/J00745/MBRMU | 300345916 | CLOSED | 11 kV | RYB | APRTMENT MELOR NO.1 PUNCAK ALAM |  |  | S01139 |  | INDKOM | ZZTT | 27/11/2006
380107244 | TNB | DISTRIBUTION | KUALA SELANGOR | Existing | BKSL/PCE/J00745/MBRMU | 300345916 | CLOSED | 11 kV | RYB | APRTMENT MELOR NO.1 PUNCAK ALAM |  |  | S01140 |  | INDKOM | ZZTT | 27/11/2006
380107401 | TNB | DISTRIBUTION | KUALA SELANGOR | Existing | BKSL/PCE/J00717/MBRMU | 300344590 | CLOSED | 11 kV | RYB | STP 1 PHASE 1 PUNCAK ALAM |  |  | S01021 |  |  | ZZZT | 19/02/2006 | TX1-1000KVA
380107517 | TNB | DISTRIBUTION | KUALA SELANGOR | Existing | BKSL/PCE/J00698/MBRMU | 300344592 | CLOSED | 11 kV | RYB | SEKSYEN 3 PHASE 1B PUNCAK ALAM |  |  | S01013 |  |  | ZZZT | 22/03/2006
380107518 | TNB | DISTRIBUTION | KUALA SELANGOR | Existing | BKSL/PCE/J00698/MBRMU | 300344592 | CLOSED | 11 kV | RYB | SEKSYEN 3 PHASE 1B PUNCAK ALAM |  |  | S01014 |  |  | ZZZT | 22/03/2006
380107675 | TNB | DISTRIBUTION | KUALA SELANGOR | Existing | BKSL/PCE/J00700/MBRMU | 300344605 | CLOSED | 11 kV | RYB | STP UITM |  |  | S05684 |  | TAMCO | GR1 | 19/04/2006
380107769 | TNB | DISTRIBUTION | KUALA SELANGOR | Existing | BKSL/PCE/J00701/MBRMU | 300344589 | CLOSED | 11 kV | RYB | UITM 1 |  |  | S01151 |  | TAMCO | GR1 | 15/12/2006
380108171 | TNB | DISTRIBUTION | KUALA SELANGOR | Existing | BKSL/PCE/J00121/MBRMU | 300346087 | CLOSED | 11 kV | RYB | BKT HIJAU NO 2 |  |  | S00313 |  | INDKOM | INDKOM | 20/05/2006
380108274 | TNB | DISTRIBUTION | KUALA SELANGOR | Existing | BKSL/PCE/J00120/MBRMU | 300346085 | CLOSED | 11 kV | RYB | BKT HIJAU NO 1 |  |  | S00316 |  | TAMCO | GR1 | 18/03/2006
380108368 | TNB | DISTRIBUTION | KUALA SELANGOR | Existing | BKSL/PCE/J00119/MBRMU1 | 300022467 | CLOSED | 11 kV | RYB | SW/STN BKT HIJAU |  |  | S00310 |  | TAMCO | GR1 | 1976-10-12
380108462 | TNB | DISTRIBUTION | KUALA SELANGOR | Existing | BKSL/PCE/J00118/MBRMU | 300346086 | CLOSED | 11 kV | RYB | REZAB ZAZULI |  |  | S00306 |  | TAMCO | FALCON BETA | 19/04/2006
380108556 | TNB | DISTRIBUTION | KUALA SELANGOR | Existing | BKSL/PCE/J00560/MBRMU | 300345721 | CLOSED | 11 kV | RYB | REBAN AYAM BKT HIJAU |  |  | S05463 |  | TAMCO | GR1 | 14/11/2006
380108650 | TNB | DISTRIBUTION | KUALA SELANGOR | Existing | BKSL/PCE/J00122/MBRMU | 300346094 | CLOSED | 11 kV | RYB | SOUTHERN REALTY |  |  | S01450 |  | INDKOM | INDKOM | 26/06/2006
380108744 | TNB | DISTRIBUTION | KUALA SELANGOR | Existing | BKSL/PCE/J00123/MBRMU | 300346095 | CLOSED | 11 kV | RYB | PT MAHANG NO 1 |  |  | S00318 |  | TAMCO | GR1 | 17/07/2006
380108838 | TNB | DISTRIBUTION | KUALA SELANGOR | Existing | BKSL/PCE/J00130/MB01 | 300022524 | CLOSED | 11 kV | RYB | PKNS PT MAHANG (TMN DESA MAHANG) |  |  | S01454 |  | MERLIN GERIN | MERLIN GERIN | 17/07/1997
380109186 | TNB | DISTRIBUTION | KUALA SELANGOR | Existing | BKSL/PCE/J00543/MBRMU | 300313554 | CLOSED | 11 kV | RYB | TMN BENDAHARA NO 2 |  |  | S01663 |  | TAMCO | TAMCO | 18/08/2009
380109295 | TNB | DISTRIBUTION | KUALA SELANGOR | Existing | BKSL/PCE/J00012/MBRMU1 | 300228314 | CLOSED | 11 kV | RYB | TMN BENDAHARA NO 1 |  |  | S01228 |  | TAMCO | TAMCO | 28/06/1982
380109296 | TNB | DISTRIBUTION | KUALA SELANGOR | Existing | BKSL/PCE/J00012/MBRMU1 | 300228314 | CLOSED | 11 kV | RYB | TMN BENDAHARA NO 1 |  |  | S01227 |  | TAMCO | TAMCO | 28/06/1982
380109453 | TNB | DISTRIBUTION | KUALA SELANGOR | Existing | BKSL/PCE/J00001/MB2001 | 300021906 | CLOSED | 11 kV | RYB | TMN PENGGAWA |  |  | S00002 |  |  | LONG&CROWFORD | 19/02/1980
380109561 | TNB | DISTRIBUTION | KUALA SELANGOR | Existing | BKSL/PCE/J00003/MBRMU1 | 300021920 | CLOSED | 11 kV | RYB | TLK PIAH |  |  | S00009 |  | TAMCO | GR1 | 19/04/1999
380109784 | TNB | DISTRIBUTION | KUALA SELANGOR | Existing | BKSL/PCE/J00004/MB03 | 300021922 | CLOSED | 11 kV | RYB | BDR MELAWATI (C) |  |  | S01232 |  | MERLIN GERIN | MERLIN GERIN | 28/06/1999
380109888 | TNB | DISTRIBUTION | KUALA SELANGOR | Existing | BKSL/PCE/J00005/MB02 | 300021927 | CLOSED | 11 kV | RYB | PEJABAT DAERAH |  |  | S00011 |  |  | OLU 2 OIL SWITCH | 1990-11-07 | BANDAR BARU MELAWATI
380109982 | TNB | DISTRIBUTION | KUALA SELANGOR | Existing | BKSL/PCE/J00591/MBRMU | 300342898 | CLOSED | 11 kV | RYB | KOMPLEKS PEJABAT BARAT LAUT |  |  | S05518 |  | TAMCO | GR1 | 18/08/2008
380110090 | TNB | DISTRIBUTION | KUALA SELANGOR | Existing | BKSL/PCE/J00006/MBRMU1 | 300021935 | CLOSED | 11 kV | RYB | JLN KLINIK |  |  | S00015 |  | INDKOM | INS24 | 18/08/1985
380110260 | TNB | DISTRIBUTION | KUALA SELANGOR | Existing | BKSL/PCE/J00544/MBRMU | 300313561 | CLOSED | 11 kV | RYB | BAZAR PEKAN K/SELANGOR |  |  | S05419 |  | TAMCO | 11kV SF6 RMU GR1 | 2009-10-10
380110261 | TNB | DISTRIBUTION | KUALA SELANGOR | Existing | BKSL/PCE/J00544/MBRMU | 300313561 | CLOSED | 11 kV | RYB | BAZAR PEKAN K/SELANGOR |  |  | S01235 |  | TAMCO | 11kV SF6 RMU GR1 | 2009-10-10
380110418 | TNB | DISTRIBUTION | KUALA SELANGOR | Existing | BKSL/PCE/J00043/MBNN01 | 300022104 | CLOSED | 11 kV | RYB | PANGSAPURI KSL |  |  | S01239 |  |  | ZZT | 18/03/1984
380110512 | TNB | DISTRIBUTION | KUALA SELANGOR | Existing | BKSL/PCE/J00007/MBRMU1 | 300021940 | CLOSED | 11 kV | RYB | VIP KSL |  |  | S00022 |  | TAMCO | GR1 | 20/09/1992
380110606 | TNB | DISTRIBUTION | KUALA SELANGOR | Existing | BKSL/PCE/J00008/MBRMU1 | 300021945 | CLOSED | 11 kV | RYB | TG KERAMAT |  |  | S00025 |  | TAMCO | FALCON BETA | 1995-10-10
380110756 | TNB | DISTRIBUTION | KUALA SELANGOR | Existing | BKSL/PCE/J00810/MBRMU | 300342900 | CLOSED | 11 kV | RYB | SRJK AIK THEE |  |  | S05565 |  | MERLIN GERIN | MERLIN GERIN | 2008-10-10
380110850 | TNB | DISTRIBUTION | KUALA SELANGOR | Existing | BKSL/PCE/J00010/MBRMU | 300313568 | CLOSED | 11 kV | RYB | HOTEL D'PALMA |  |  | S00028 |  |  | 8DJ10.81 | 27/11/2009
380110944 | TNB | DISTRIBUTION | KUALA SELANGOR | Existing | BKSL/PCE/J00556/MBRMU | 300284519 | CLOSED | 11 kV | RYB | DEWAN BANQUIT D-PALMA |  |  | S05307 |  | MERLIN GERIN | RM6 | 22/03/1996
380111064 | TNB | DISTRIBUTION | KUALA SELANGOR | Existing | BKSL/PCE/J00013/MBRMU1 | 300243610 | CLOSED | 11 kV | RYB | PEKAN KSL (TNB) |  |  | S00019 |  | INDKOM | INS24 | 14/11/1982
380111158 | TNB | DISTRIBUTION | KUALA SELANGOR | Existing | BKSL/PCE/J00011/MB01 | 300021953 | CLOSED | 11 kV | RYB | KAKI BKT MELAWATI |  |  | S00030 |  | TAMCO | GR1 | 1996-10-12
380111263 | TNB | DISTRIBUTION | KUALA SELANGOR | Existing | BKSL/PCE/J00009/MBNN01 | 300021948 | CLOSED | 11 kV | RYB | PEJABAT HAIWAN |  |  | S01241 |  |  | ZZT | 27/11/2002
380111400 | TNB | DISTRIBUTION | KUALA SELANGOR | Existing | BKSL/PCE/J00546/MBRMU | 300345830 | CLOSED | 11 kV | RYB | OCEAN LAND NO 2 |  |  | S05294 |  | TAMCO | GR1 | 2006-11-10
380111494 | TNB | DISTRIBUTION | KUALA SELANGOR | Existing | BKSL/PCE/J00338/MBRMU1 | 300240549 | CLOSED | 11 kV | RYB | QTRS MDKS K.SEL |  |  | S01279 |  | TAMCO | TAMCO | 27/11/1993
380111599 | TNB | DISTRIBUTION | KUALA SELANGOR | Existing | BKSL/PCE/J00519/MBRMU | 300345779 | CLOSED | 11 kV | RYB | K/UDANG API-API NO 3 |  |  | S01283 |  | INDKOM | INDKOM | 2006-10-10
380111695 | TNB | DISTRIBUTION | KUALA SELANGOR | Existing | BKSL/PCE/J00521/MBRMU | 300345781 | CLOSED | 11 kV | RYB | K/UDANG API-API NO 4 |  |  | S01286 |  | INDKOM | ZZT | 27/11/2006
380111789 | TNB | DISTRIBUTION | KUALA SELANGOR | Existing | BKSL/PCE/J00135/MBRMU1 | 300242543 | CLOSED | 11 kV | RYB | K/UDANG API-API NO 2 |  |  | S01322 |  | TAMCO | TAMCO | 28/06/2000
380111883 | TNB | DISTRIBUTION | KUALA SELANGOR | Existing | BKSL/PCE/J00522/MBRMU | 300345783 | CLOSED | 11 kV | RYB | K/UDANG API-API NO 5 |  |  | S01289 |  | TAMCO | TAMCO | 2006-10-12
380111977 | TNB | DISTRIBUTION | KUALA SELANGOR | Existing | BKSL/PCE/J00523/MBRMU | 300313507 | CLOSED | 11 kV | RYB | K/UDANG API-API NO 6 |  |  | S01292 |  | INDKOM | ZZT | 2009-10-12
380112071 | TNB | DISTRIBUTION | KUALA SELANGOR | Existing | BKSL/PCE/J00524/MBRMU | 300313508 | CLOSED | 11 kV | RYB | K/UDANG API-API NO 7 |  |  | S01295 |  | TAMCO | GR1 | 14/02/2007
380112165 | TNB | DISTRIBUTION | KUALA SELANGOR | Existing | BKSL/PCE/J00525/MBRMU | 300313510 | CLOSED | 11 kV | RYB | K/UDANG API-API NO 8 |  |  | S01298 |  | INDKOM | ZZT | 18/03/2008
380112259 | TNB | DISTRIBUTION | KUALA SELANGOR | Existing | BKSL/PCE/J00526/MBRMU | 300313511 | CLOSED | 11 kV | RYB | K/UDANG API-API NO 9 |  |  | S01301 |  | INDKOM | ZZT | 19/04/2008
380112353 | TNB | DISTRIBUTION | KUALA SELANGOR | Existing | BKSL/PCE/J00115/MBRMU | 300345713 | CLOSED | 11 kV | RYB | TMN SENANGIN SG.BULOH |  |  | S00290 |  | TAMCO | GR1 | 18/08/2006
380112449 | TNB | DISTRIBUTION | KUALA SELANGOR | Existing | BKSL/PCE/J00335/MBRMU1 | 300241512 | CLOSED | 11 kV | RYB | EMINEM FARM |  |  | S01364 |  | VEI | VEI | 18/08/1990 | TX-750KVA
380112543 | TNB | DISTRIBUTION | KUALA SELANGOR | Existing |  |  | CLOSED | 11 kV | RYB | EXCEL GROWTECH |  |  | S05685 |  |  |  |  | TX-300KVA
380112637 | TNB | DISTRIBUTION | KUALA SELANGOR | Existing | BKSL/PCE/J00071/MBRMU1 | 300228383 | CLOSED | 11 kV | RYB | MUARA NO 1 |  |  | S01367 |  | ABB | ABB | 27/11/1984 | TX-1000KVA
380112742 | TNB | DISTRIBUTION | KUALA SELANGOR | Existing | BKSL/PCE/J00079/MBRMU1 | 300228389 | CLOSED | 11 kV | RYB | MUARA NO 2 |  |  | S01371 |  | TAMCO | TAMCO | 1984-10-12 | TX-1000KVA
380112838 | TNB | DISTRIBUTION | KUALA SELANGOR | Existing | BKSL/PCE/J00059/MBRMU1 | 300022187 | CLOSED | 11 kV | RYB | JLN JATI SG BULOH |  |  | S01373 |  |  | ZZT | 19/02/1990 | TX-500KVA
380112954 | TNB | DISTRIBUTION | KUALA SELANGOR | Existing | BKSL/PCE/J00060/MBRMU1 | 300022196 | CLOSED | 11 kV | RYB | SPG RJ ABDULLAH |  |  | S00176 |  | TAMCO | TAMCO | 22/03/1994 | TX-300KVA
380113084 | TNB | DISTRIBUTION | KUALA SELANGOR | Existing | BKSL/PCE/J00058/MBNN01 | 300022182 | CLOSED | 11 kV | RYB | TALIKOM SG BULOH |  |  | S00157 |  | TAMCO | FALCON BETA | 15/12/2000 | TX-500 KVA
380113200 | TNB | DISTRIBUTION | KUALA SELANGOR | Existing | BKSL/PCE/J00057/MBRMU1 | 300022179 | CLOSED | 11 kV | RYB | WISMA PELADANG SG BULOH |  |  | S01361 |  | INDKOM | ZZT | 14/11/1996 | TX-750KVA
380113316 | TNB | DISTRIBUTION | KUALA SELANGOR | Existing | BKSL/PCE/J00056/MBNN01 | 300022171 | CLOSED | 11 kV | RYB | PEKAN SG BULOH |  |  | S00154 |  | TAMCO | TAMCO | 1991-11-10 | TX-750KVA
380117803 | TNB | DISTRIBUTION | KUALA SELANGOR | Existing | BKSL/PCE/J00831/MB | 300452590 | CLOSED | 11 kV | RYB | AMAN SURIA |  |  | R06758 |  | INDKOM | INS24 | 17/05/2013
380117945 | TNB | DISTRIBUTION | KUALA SELANGOR | Existing | BKSL/PCE/J00465/MBRMU | 300313249 | CLOSED | 11 kV | RYB | TECHNOPARK NO 2 |  |  | R03180 |  | INDKOM | INDKOM | 17/07/2002
380117946 | TNB | DISTRIBUTION | KUALA SELANGOR | Existing | BKSL/PCE/J00465/MBRMU | 300313249 | CLOSED | 11 kV | RYB | TECHNOPARK NO 2 |  |  | R03181 |  | INDKOM | INDKOM | 17/07/2002
380118200 | TNB | DISTRIBUTION | KUALA SELANGOR | Existing | BKSL/PCE/J00463/MBRMU | 300313205 | CLOSED | 11 kV | RYB | TMN MUHIBBAH |  |  | R01865 |  | TAMCO | GR1 | 1996-10-12
380118330 | TNB | DISTRIBUTION | KUALA SELANGOR | Existing | BKSL/PCE/J00584/MBRMU | 300313346 | CLOSED | 11 kV | RYB | TMN SURIA BESTARI |  |  | R06135 |  | VEI | VEI | 20/05/2002
380118461 | TNB | DISTRIBUTION | KUALA SELANGOR | Existing | BKSL/PCE/J00613/MBRMU | 300345366 | CLOSED | 11 kV | RYB | TANAMARAN NO.2 |  |  | S05562 |  | TAMCO | GR1 | 17/07/2006
380118611 | TNB | DISTRIBUTION | KUALA SELANGOR | Existing | BKSL/PCE/J00349/MBRMU1 | 300243131 | CLOSED | 11 kV | RYB | QTRS LADANG BKT TALANG NO 2 |  |  | S01563 |  | VEI | 2L+1T | 18/08/1993
380118792 | TNB | DISTRIBUTION | KUALA SELANGOR | Existing | BKSL/PCE/J00239/MBRMU | 300313630 | CLOSED | 11 kV | RYB | UJONG PERMATANG |  |  | S00487 |  | TAMCO | TAMCO | 14/11/2007
380134961 | TNB | DISTRIBUTION | KUALA SELANGOR | Existing | BKSL/PCE/J00740/MBRMU | 300346004 | CLOSED | 11 kV | RYB | SHAH ALAM 2 NO.5B 1 |  |  | S01689 |  | VEI | 2L+1T | 19/04/2006
380135068 | TNB | DISTRIBUTION | KUALA SELANGOR | Existing | BKSL/PCE/J00735/MBRMU | 300346008 | CLOSED | 11 kV | RYB | SHAH ALAM 2 FASA 5A5/1 |  |  | S05623 |  | INDKOM | ZZTT I/D INS 24 | 28/06/2006
380135069 | TNB | DISTRIBUTION | KUALA SELANGOR | Existing | BKSL/PCE/J00735/MBRMU | 300346008 | CLOSED | 11 kV | RYB | SHAH ALAM 2 FASA 5A5/1 |  |  | S05624 |  | INDKOM | ZZTT I/D INS 24 | 28/06/2006
380135227 | TNB | DISTRIBUTION | KUALA SELANGOR | Existing | BKSL/PCE/J00790/MBRMU | 300344308 | CLOSED | 11 kV | RYB | INDS ALAM JAYA NO.5 |  |  | R07615 |  | VEI | 2L+2T | 2005-10-10
380135228 | TNB | DISTRIBUTION | KUALA SELANGOR | Existing | BKSL/PCE/J00790/MBRMU | 300344308 | CLOSED | 11 kV | RYB | INDS ALAM JAYA NO.5 |  |  | R04744 |  | VEI | 2L+2T | 2005-10-10
380135385 | TNB | DISTRIBUTION | KUALA SELANGOR | Existing | BKSL/PCE/J00791/MBRMU | 300346115 | CLOSED | 11 kV | RYB | PERDANA PARK NO.1 |  |  | R04539 |  | TOPRANK | 2L+2T | 22/03/2006
380135479 | TNB | DISTRIBUTION | KUALA SELANGOR | Existing | BKSL/PCE/J00792/MBRMU | 300344575 | CLOSED | 11 kV | RYB | KLG LOT 63 UNICAN ALAM JAYA |  |  | R04596 |  | TAMCO | GR1 | 18/08/2006
380135573 | TNB | DISTRIBUTION | KUALA SELANGOR | Existing | BKSL/PCE/J00793/MBRMU | 300344574 | CLOSED | 11 kV | RYB | KLG LOT 62 ALAM JAYA |  |  | R04599 |  | TAMCO | GR1 | 17/07/2006
380135667 | TNB | DISTRIBUTION | KUALA SELANGOR | Existing | BKSL/PCE/J00823/MBRMU | 300443560 | CLOSED | 11 kV | RYB | GUDANG BESI JLN 2/6 |  |  | R06589
380135761 | TNB | DISTRIBUTION | KUALA SELANGOR | Existing | BKSL/PCE/J00796/MBRMU | 300346109 | CLOSED | 11 kV | RYB | LOT 65 JS CON ALAM JAYA |  |  | R05678 |  | TAMCO | GR1 | 15/12/2006
380135855 | TNB | DISTRIBUTION | KUALA SELANGOR | Existing | BKSL/PCE/J00816/MBRMU | 300346268 | CLOSED | 11 kV | RYB | KILANG LOT 11273 JLN 2/6 |  |  | R06249 |  | TAMCO | GR1 | 22/09/2009
380136069 | TNB | DISTRIBUTION | KUALA SELANGOR | Existing | BKSL/PCE/J00755/MBRMU | 300344228 | CLOSED | 11 kV | RYB | MULTIGUNA CON & DEV |  |  | R05502 |  | TAMCO | 2L+1T | 26/06/1990
380136163 | TNB | DISTRIBUTION | KUALA SELANGOR | Existing | BKSL/PCE/J00799/MBRMU | 300346107 | CLOSED | 11 kV | RYB | KLG LOT 58 ALAM JAYA |  |  | R04590 |  | TAMCO | GR1 | 2006-11-10
380136257 | TNB | DISTRIBUTION | KUALA SELANGOR | Existing | BKSL/PCE/J00797/MBRMU | 300346108 | CLOSED | 11 kV | RYB | KYODO STEEL |  |  | R05362 |  | MERLIN GERIN | MERLIN GERIN | 14/11/2006
380136377 | TNB | DISTRIBUTION | KUALA SELANGOR | Existing | BKSL/PCE/J00800/MBRMU | 300344305 | CLOSED | 11 kV | RYB | KLG KAYU PAPAN & LOGAM BERJAYA |  |  | R05227 |  | MERLIN GERIN | RN2C-T1/21 | 18/08/2005
380136471 | TNB | DISTRIBUTION | KUALA SELANGOR | Existing | BKSL/PCE/J00801/MBRMU | 300344306 | CLOSED | 11 kV | RYB | KWAN SENS WARE |  |  | R05325 |  |  | 8DJ20.10 COREPART | 20/09/2005
380136565 | TNB | DISTRIBUTION | KUALA SELANGOR | Existing | BKSL/PCE/J00802/MBRMU | 300344304 | CLOSED | 11 kV | RYB | NATURE LEADER |  |  | R05571 |  | TAMCO | GR1 | 1990-11-07
380136753 | TNB | DISTRIBUTION | KUALA SELANGOR | Existing | BKSL/PCE/J00788/MBRMU | 300344302 | CLOSED | 11 kV | RYB | PADAT MULTIGUNA TMN ALAM JAYA 2/5 |  |  | R06300 |  |  | NE-21Q | 28/06/1990
380137345 | TNB | DISTRIBUTION | KUALA SELANGOR | Existing | BKSL/PCE/J00718/MBRMU | 300345838 | CLOSED | 11 kV | RYB | FASA 3A1 PUNCAK ALAM |  |  | S01092 |  |  | ZZTT | 14/11/2006
380137346 | TNB | DISTRIBUTION | KUALA SELANGOR | Existing | BKSL/PCE/J00718/MBRMU | 300345838 | CLOSED | 11 kV | RYB | FASA 3A1 PUNCAK ALAM |  |  | S01093 |  |  | ZZTT | 14/11/2006
380137570 | TNB | DISTRIBUTION | KUALA SELANGOR | Existing |  |  | CLOSED | 11 kV | RYB | SMK PUNCAK ALAM FASA 3 |  |  | S05646
380137697 | TNB | DISTRIBUTION | KUALA SELANGOR | Existing | BKSL/PCE/J00724/MBRMU | 300345897 | CLOSED | 11 kV | RYB | JUWITA FASA 3 C NO 3 |  |  | S01135 |  | TAMCO | GR1 | 2006-11-07
380137698 | TNB | DISTRIBUTION | KUALA SELANGOR | Existing | BKSL/PCE/J00724/MBRMU | 300345897 | CLOSED | 11 kV | RYB | JUWITA FASA 3 C NO 3 |  |  | S01136 |  | TAMCO | GR1 | 2006-11-07
380137908 | TNB | DISTRIBUTION | KUALA SELANGOR | Existing | BKSL/PCE/J00726/MBRMU | 300345910 | CLOSED | 11 kV | RYB | JUWITA FASA 3 C NO 1 |  |  | S01127 |  | TAMCO | GR1 | 20/09/2006
380137909 | TNB | DISTRIBUTION | KUALA SELANGOR | Existing | BKSL/PCE/J00726/MBRMU | 300345910 | CLOSED | 11 kV | RYB | JUWITA FASA 3 C NO 1 |  |  | S01128 |  | TAMCO | GR1 | 20/09/2006
380138186 | TNB | DISTRIBUTION | KUALA SELANGOR | Existing |  |  | CLOSED | 11 kV | RYB | RUMAH PAM PUNCAK BESTARI |  |  | S05688
380138187 | TNB | DISTRIBUTION | KUALA SELANGOR | Existing |  |  | CLOSED | 11 kV | RYB | RUMAH PAM PUNCAK BESTARI |  |  | S05689
380138384 | TNB | DISTRIBUTION | KUALA SELANGOR | Existing | BKSL/PCE/J00863/MBRMU | 300515336 | CLOSED | 11 kV | RYB | MASJID BARU PUNCAK ALAM |  |  | S05692 |  | INDKOM | 1004212331
380138498 | TNB | DISTRIBUTION | KUALA SELANGOR | Existing | BKSL/PCE/J00117/MBRMU | 300345712 | CLOSED | 11 kV | RYB | BKT KUCING KLINIK |  |  | S00297 |  | TAMCO | TAMCO | 17/07/2006
380138634 | TNB | DISTRIBUTION | KUALA SELANGOR | Existing | BKSL/PCE/J00352/MBRMU | 300344567 | CLOSED | 11 kV | RYB | TAMAN ALAM SUTERA ALAM JAYA |  |  | R07612 |  | INDKOM | ZZT I/D INS24 | 18/03/2006
380138635 | TNB | DISTRIBUTION | KUALA SELANGOR | Existing | BKSL/PCE/J00352/MBRMU | 300344567 | CLOSED | 11 kV | RYB | TAMAN ALAM SUTERA ALAM JAYA |  |  | R07614 |  | INDKOM | ZZT I/D INS24 | 18/03/2006
380152253 | TNB | DISTRIBUTION | KUALA SELANGOR | Existing | BKSL/PCE/J00388/MB1 | 300520550 | CLOSED | 11 kV | RYB | SG SIREH BAN 3 |  |  | S05835 |  |  | VRN 6A | 2015-01-01 | TX-500KVA
380152367 | TNB | DISTRIBUTION | KUALA SELANGOR | Existing | BKSL/PCE/J00857/MBRMU | 300515523 | CLOSED | 11 kV | RYB | SG SIREH BAN 4 |  |  | S05837 |  |  | VRN 29 |  | TX-500KVA
380152481 | TNB | DISTRIBUTION | KUALA SELANGOR | Existing | BKSL/PCE/J00871/MBRMU1 | 300515675 | CLOSED | 11 kV | RYB | LOJI AIR SG SIREH |  |  | S05840 |  |  | VRN 6A | 2015-01-01 | TX-750KVA
380152595 | TNB | DISTRIBUTION | KUALA SELANGOR | Existing | BKSL/PCE/J00158/MBNN01 | 300022608 | CLOSED | 11 kV | RYB | PT 2 |  |  | S00567 |  | TAMCO | TAMCO | 14/11/1999 | TX-500KVA
380152709 | TNB | DISTRIBUTION | KUALA SELANGOR | Existing | BKSL/PCE/J00157/MBNN01 | 300022603 | CLOSED | 11 kV | RYB | KLG BIJI BENIH T/AIR 2 |  |  | S00564 |  |  | ORMAZABAL | 1996-11-10 | TX-750KVA
380152823 | TNB | DISTRIBUTION | KUALA SELANGOR | Existing | BKSL/PCE/J00156/MBNN01 | 300022598 | CLOSED | 11 kV | RYB | PT 3 |  |  | S00561 |  | TAMCO | TAMCO | 22/09/2001 | TX-300KVA
380152937 | TNB | DISTRIBUTION | KUALA SELANGOR | Existing | BKSL/PCE/J00155/MBNN01 | 300022593 | CLOSED | 11 kV | RYB | PT 4 |  |  | S00558 |  | TAMCO | TAMCO | 18/08/1991 | TX-750KVA
380153053 | TNB | DISTRIBUTION | KUALA SELANGOR | Existing | BKSL/PCE/J00575/MBRMU | 300313786 | CLOSED | 11 kV | RYB | ZHONG LEE FISHERY |  |  | S05450 |  | TAMCO | TAMCO | 22/09/2007 | TX-750KVA
380153167 | TNB | DISTRIBUTION | KUALA SELANGOR | Existing | BKSL/PCE/J00208/MBRMU1 | 300242564 | CLOSED | 11 kV | RYB | GAWAR-GAWAR (JENTAYU TUAH) |  |  | S01509 |  |  | F&G | 1999-10-10 | TX-750KVA
380153281 | TNB | DISTRIBUTION | KUALA SELANGOR | Existing | BKSL/PCE/J00210/MBRMU1 | 300344086 | CLOSED | 11 kV | RYB | SG GULANG-GULANG |  |  | S00407 |  | TAMCO | GR1 |  | TX-300KVA
380153572 | TNB | DISTRIBUTION | KUALA SELANGOR | Existing | BKSL/PCE/J00212/MBRMU1 | 300022824 | CLOSED | 11 kV | RYB | SG TUNGGUL |  |  | S00415 |  | INDKOM | INDKOM | 20/09/2000 | TX-300KVA
380153695 | TNB | DISTRIBUTION | KUALA SELANGOR | Existing | BKSL/PCE/J00216/MBRMU1 | 300242595 | CLOSED | 11 kV | RYB | INNOBRIDE NO 1 |  |  | S00418 |  | TAMCO | TNB 1010/94 | 19/04/1959 | TX-300KVA
380153809 | TNB | DISTRIBUTION | KUALA SELANGOR | Existing | BKSL/PCE/J00217/MBRMU1 | 300344091 | CLOSED | 11 kV | RYB | INNOBRIDE NO 2 |  |  | S00421 |  | TAMCO | TNB 147/2010 | 17/07/1990 | TX-500KVA
380153923 | TNB | DISTRIBUTION | KUALA SELANGOR | Existing | BKSL/PCE/J00218/MBRMU | 300313625 | CLOSED | 11 kV | RYB | INNOBRIDE NO 3 |  |  | S00424 |  | TAMCO | TNB 1010/94 | 17/07/2009 | TX-750KVA
380154037 | TNB | DISTRIBUTION | KUALA SELANGOR | Existing | BKSL/PCE/J00219/MBRMU | 300313627 | CLOSED | 11 kV | RYB | INNOBRIDE NO 4 |  |  | S00427 |  | TAMCO | TNB 1010/94 | 22/09/2008 | TX-300KVA
380154151 | TNB | DISTRIBUTION | KUALA SELANGOR | Existing | BKSL/PCE/J00215/MBRMU1 | 300242600 | CLOSED | 11 kV | RYB | INNOBRIDE NO 5 |  |  | S00430 |  |  |  |  | TX-300KVA
380154265 | TNB | DISTRIBUTION | KUALA SELANGOR | Existing | BKSL/PCE/J00177/MBRMU | 300313806 | CLOSED | 11 kV | RYB | TMN RADEN MAS |  |  | S01516 |  | TAMCO | GR1 | 28/06/2009 | TX-750KVA
380154381 | TNB | DISTRIBUTION | KUALA SELANGOR | Existing | BKSL/PCE/J00536/MBRMU | 300313803 | CLOSED | 11 kV | RYB | TMN RIA MAS |  |  | S01702 |  | VEI | VEI | 19/04/2011 | TX-1000KVA
380154497 | TNB | DISTRIBUTION | KUALA SELANGOR | Existing | BKSL/PCE/J00813/MBRMU | 300344321 | CLOSED | 11 kV | RYB | RESTORAN MEWAH TG.KARANG |  |  | S05627 |  | INDKOM | INDKOM | 2005-10-12 | TX-750KVA
380154740 | TNB | DISTRIBUTION | KUALA SELANGOR | Existing | BKSL/PCE/J00173/MBRMU1 | 300344087 | CLOSED | 11 kV | RYB | SURIA INDAH |  |  | S01640 |  | VEI | VEI | 20/05/2000 | TX2-1000KVA
380154741 | TNB | DISTRIBUTION | KUALA SELANGOR | Existing | BKSL/PCE/J00173/MBRMU1 | 300344087 | CLOSED | 11 kV | RYB | SURIA INDAH |  |  | S01519 |  | VEI | VEI | 20/05/2000 | TX1-300KVA
380154939 | TNB | DISTRIBUTION | KUALA SELANGOR | Existing | BKSL/PCE/J00209/MBRMU1 | 300344090 | CLOSED | 11 kV | RYB | INDUSTRI BENG LEE |  |  | S01512 |  |  | F&G | 26/06/2011 | TX-750KVA
380155513 | TNB | DISTRIBUTION | KUALA SELANGOR | Existing | BKSL/PCE/J00211/MBRMU2 | 300313790 | CLOSED | 11 kV | RYB | BANYU EMAS (FIRMA RENA) |  |  | S05496 |  | TAMCO | TAMCO | 14/11/2008 | TX-750KVA
380155524 | TNB | DISTRIBUTION | KUALA SELANGOR | Existing | BKSL/PCE/J00211/MBRMU1 | 300313787 | CLOSED | 11 kV | RYB | BANYU EMAS (FIRMA RENA) |  |  | S00411 |  | TAMCO | GR1 | 2008-11-10 | TX-750KVA
380155732 | TNB | DISTRIBUTION | KUALA SELANGOR | Existing | BKSL/PCE/J00211/MBRMU2 | 300313790 | CLOSED | 11 kV | RYB | BANYU EMAS (FIRMA RENA) |  |  | S05497 |  | TAMCO | TAMCO | 14/11/2008 | TX-750KVA
380156018 | TNB | DISTRIBUTION | KUALA SELANGOR | Existing | BKSL/PCE/J00137/MBRMU1 | 300232740 | CLOSED | 11 kV | RYB | DESA MAWAR N0 2 |  |  | S01529 |  | TAMCO | GR1 | 1994-11-07 | TX-1000KVA
380156019 | TNB | DISTRIBUTION | KUALA SELANGOR | Existing | BKSL/PCE/J00137/MBRMU1 | 300232740 | CLOSED | 11 kV | RYB | DESA MAWAR N0 2 |  |  | S01530 |  | TAMCO | GR1 | 1994-11-07 | TX 2-1000KVA
380156233 | TNB | DISTRIBUTION | KUALA SELANGOR | Existing | BKSL/PCE/J00259/MBRMU1 | 300232735 | CLOSED | 11 kV | RYB | DESA MAWAR N0 1 |  |  | S01526 |  | INDKOM | INDKOM | 28/06/1994 | TX-1000KVA
380156234 | TNB | DISTRIBUTION | KUALA SELANGOR | Existing | BKSL/PCE/J00259/MBRMU1 | 300232735 | CLOSED | 11 kV | RYB | DESA MAWAR N0 1 |  |  | S01525 |  | INDKOM | INDKOM | 28/06/1994 | TX-750KVA
380225556 | TNB | DISTRIBUTION | KUALA SELANGOR | Existing | BKSL/PCE/J00621/MBRMU | 300313761 | CLOSED | 11 kV | RYB | STP KOTA PUTERI |  |  | R04687 |  | VEI | 2L IT | 27/11/2009
380225885 | TNB | DISTRIBUTION | KUALA SELANGOR | Existing | BKSL/PCE/J00034/MBRMU1 | 300240276 | CLOSED | 11 kV | RYB | KG ASAHAN |  |  | S00063 |  | TAMCO | GR1 | 1993-10-10
380226148 | TNB | DISTRIBUTION | KUALA SELANGOR | Existing | BKSL/PCE/J00681/MBRMU | 300313713 | CLOSED | 11 kV | RYB | TAMAN SEJATI |  |  | R04176 |  |  | SIEMEN ITEM | 18/08/2007
380226149 | TNB | DISTRIBUTION | KUALA SELANGOR | Existing | BKSL/PCE/J00681/MBRMU | 300313713 | CLOSED | 11 kV | RYB | TAMAN SEJATI |  |  | R04173 |  |  | SIEMEN ITEM | 18/08/2007
380259553 | TNB | DISTRIBUTION | KUALA SELANGOR | Existing | BKSL/PCE/J00055/MBRMU1 | 300022168 | CLOSED | 11 kV | RYB | KEMAYAN |  |  | S00150 |  | TAMCO | GR1 | 22/09/1992
380259819 | TNB | DISTRIBUTION | KUALA SELANGOR | Existing | BKSL/PCE/J00351/MBRMU1 | 300243155 | CLOSED | 11 kV | RYB | TMN PARI |  |  | S05617 |  | INDKOM | ZZT | 2012-10-10 | TX-500 KVA
380259933 | TNB | DISTRIBUTION | KUALA SELANGOR | Existing | BKSL/PCE/J00573/MBRMU | 300313519 | CLOSED | 11 kV | RYB | TMN YU |  |  | S05479 |  | VEI | VEI | 17/07/2005 | TX-1000KVA
380260047 | TNB | DISTRIBUTION | KUALA SELANGOR | Existing | BKSL/PCE/J00572/MBRMU | 300313517 | CLOSED | 11 kV | RYB | TMN SIAKAP |  |  | S05440 |  | TAMCO | TAMCO | 26/06/2004 | TX-500KVA
380260279 | TNB | DISTRIBUTION | KUALA SELANGOR | Existing | BKSL/PCE/J00101/MBRMU1 | 300228395 | CLOSED | 11 kV | RYB | TMN BAWAL PUTIH |  |  | S01355 |  | INDKOM | ZZT | 14/02/1997 | TX-750KVA
380260395 | TNB | DISTRIBUTION | KUALA SELANGOR | Existing | BKSL/PCE/J00053/MBNN01 | 300022156 | CLOSED | 11 kV | RYB | KLG EKZOS (UNITED EVERCO) |  |  | S00143 |  | TAMCO | OLU 2 OIL SWITCH | 17/07/1997 | EDAR BERAS
380260509 | TNB | DISTRIBUTION | KUALA SELANGOR | Existing | BKSL/PCE/J00052/MBRMU | 300313626 | CLOSED | 11 kV | RYB | EDAR BERAS |  |  | S00141 |  | TAMCO | TAMCO | 18/08/2008
380260625 | TNB | DISTRIBUTION | KUALA SELANGOR | Existing | BKSL/PCE/J00051/MBNN01 | 300022146 | CLOSED | 11 kV | RYB | KLG BATU-BATA |  |  | S00139 |  | MERLIN GERIN | MERLIN GERIN | 26/06/1997 | TX-750KVA
380260739 | TNB | DISTRIBUTION | KUALA SELANGOR | Existing | BKSL/PCE/J00050/MBNN01 | 300022140 | CLOSED | 11 kV | RYB | KG API API |  |  | S00136 |  | TAMCO | GRI | 20/05/1988
380260853 | TNB | DISTRIBUTION | KUALA SELANGOR | Existing | BKSL/PCE/J00092/MB00095 | 300022318 | CLOSED | 11 kV | RYB | BALAI POLIS KSL |  |  | S00096 |  | VEI | VEI | 20/05/1997
380260969 | TNB | DISTRIBUTION | KUALA SELANGOR | Existing | BKSL/PCE/J00094/MBRMU1 | 300022330 | CLOSED | 11 kV | RYB | TALIKOM KSL |  |  | S00102 |  |  | 8DJHRRT | 17/07/1992
380261083 | TNB | DISTRIBUTION | KUALA SELANGOR | Existing | BKSL/PCE/J00095/MB00104 | 300022333 | CLOSED | 11 kV | RYB | BDR BARU NO 1 |  |  | S00106 |  |  | INS24 | 18/08/1996
380261208 | TNB | DISTRIBUTION | KUALA SELANGOR | Existing | BKSL/PCE/J00096/MBRMU1 | 300022341 | CLOSED | 11 kV | RYB | SK BDR BARU |  |  | S00109 |  | FALCON BETA | FALCON BETA | 22/09/1995
380261374 | TNB | DISTRIBUTION | KUALA SELANGOR | Existing | BKSL/PCE/J00337/MBRMU1 | 300241016 | CLOSED | 11 kV | RYB | KOMPLEKS MAHKAMAH |  |  | S01260 |  | VEI | VEI | 14/02/1993
380261604 | TNB | DISTRIBUTION | KUALA SELANGOR | Existing | BKSL/PCE/J00596/MBRMU | 300342899 | CLOSED | 11 kV | RYB | TMN WARISAN |  |  | S05534 |  | INDKOM | ZZT | 20/09/2008
380261718 | TNB | DISTRIBUTION | KUALA SELANGOR | Existing | BKSL/PCE/J00097/MB00111 | 300022344 | CLOSED | 11 kV | RYB | BDR BARU NO 3 |  |  | S00112 |  |  | F&G | 1983-11-10
380261832 | TNB | DISTRIBUTION | KUALA SELANGOR | Existing | BKSL/PCE/J00098/MB01 | 300022350 | CLOSED | 11 kV | RYB | BDR BARU NO 4 |  |  | S00115 |  |  | F&G | 14/11/1991
380261957 | TNB | DISTRIBUTION | KUALA SELANGOR | Existing | BKSL/PCE/J00099/MB00117 | 300022356 | CLOSED | 11 kV | RYB | SM SAINS KSL |  |  | S00118 |  |  | ZZTT | 15/12/1983
380262071 | TNB | DISTRIBUTION | KUALA SELANGOR | Existing | BKSL/PCE/J00070/MBRMU1 | 300228368 | CLOSED | 11 kV | RYB | QTRS GURU SM SAINS KSL |  |  | S01265 |  | FALCON BETA | FALCON BETA | 1981-10-10
380262187 | TNB | DISTRIBUTION | KUALA SELANGOR | Existing | BKSL/PCE/J00107/MB01 | 300022402 | CLOSED | 11 kV | RYB | STADIUM NO 2 (TERTUTUP) |  |  | S01277 |  |  | F&G | 18/08/1980
380262465 | TNB | DISTRIBUTION | KUALA SELANGOR | Existing | BKSL/PCE/J00597/MBRMU | 300313525 | CLOSED | 11 kV | RYB | JABATAN PENGALIRAN DAN SALIRAN |  |  | S05540 |  | TAMCO | 11kV SF6 RMU GR1 | 18/08/2006
380262706 | TNB | DISTRIBUTION | KUALA SELANGOR | Existing | BKSL/PCE/J00105/MBRMU1 | 300022393 | CLOSED | 11 kV | RYB | SCHULTZ |  |  | S00171 |  | TAMCO | 11kV SF6 RMU | 28/06/1998
380262707 | TNB | DISTRIBUTION | KUALA SELANGOR | Existing | BKSL/PCE/J00105/MBRMU1 | 300022393 | CLOSED | 11 kV | RYB | SCHULTZ |  |  | S00172 |  | TAMCO | 11kV SF6 RMU | 28/06/1998
380262904 | TNB | DISTRIBUTION | KUALA SELANGOR | Existing | BKSL/PCE/J00104/MB01 | 300022383 | CLOSED | 11 kV | RYB | D'PALWA (KRISTALINA) |  |  | S00167 |  |  | ZZT | 19/04/1997
380263033 | TNB | DISTRIBUTION | KUALA SELANGOR | Existing | BKSL/PCE/J00103/MB01 | 300022376 | CLOSED | 11 kV | RYB | KOMPLEKS PKNS KSL |  |  | S01270 |  | TAMCO | GR1 | 22/03/1983
380263034 | TNB | DISTRIBUTION | KUALA SELANGOR | Existing | BKSL/PCE/J00103/MB01 | 300022376 | CLOSED | 11 kV | RYB | KOMPLEKS PKNS KSL |  |  | S01269 |  | TAMCO | GR1 | 22/03/1983
380263333 | TNB | DISTRIBUTION | KUALA SELANGOR | Existing | BKSL/PCE/J00559/MBRMU | 300313543 | CLOSED | 11 kV | RYB | NTS |  |  | S05466 |  | VEI | 2L+1T | 19/02/2005
380263447 | TNB | DISTRIBUTION | KUALA SELANGOR | Existing | BKSL/PCE/J00547/MBRMU | 300313550 | CLOSED | 11 kV | RYB | TMN BENDAHARA NO 3 |  |  | S01666 |  | MERLIN GERIN | MERLIN GERIN | 28/06/2007
380263572 | TNB | DISTRIBUTION | KUALA SELANGOR | Existing | BKSL/PCE/J00527/MBRMU | 300345703 | CLOSED | 11 kV | RYB | TMN MERANTI |  |  | S05300 |  | TAMCO | GR1 | 20/05/2006
380263785 | TNB | DISTRIBUTION | KUALA SELANGOR | Existing | BKSL/PCE/J00214/MBRMU | 300313771 | CLOSED | 11 kV | RYB | POULTRY FARM NO 2 |  |  | S00439 |  | TAMCO | TAMCO | 18/03/2007 | TX-300KVA
380263899 | TNB | DISTRIBUTION | KUALA SELANGOR | Existing | BKSL/PCE/J00213/MBRMU | 300313770 | CLOSED | 11 kV | RYB | POULTRY FARM NO 1 |  |  | S00436 |  | TAMCO | 11kV SF6 RMU GR1 | 14/02/2008 | TX-300KVA
380264127 | TNB | DISTRIBUTION | KUALA SELANGOR | Existing | BKSL/PCE/J00231/MBRMU1 | 300022880 | CLOSED | 11 kV | RYB | SG YU NO 1 |  |  | S05596 |  | INDKOM | INS24 | 14/02/1987 | TX-300KVA
380264241 | TNB | DISTRIBUTION | KUALA SELANGOR | Existing | BKSL/PCE/J00230/MBRMU | 300346179 | CLOSED | 11 kV | RYB | KG SG YU |  |  | S00450 |  | INDKOM | INS24 | 14/02/2012 | TX-300KVA
380264373 | TNB | DISTRIBUTION | KUALA SELANGOR | Existing | BKSL/PCE/J00232/MBPAT | 300346180 | CLOSED | 11 kV | RYB | SG YU NO 2 |  |  | S00455 |  |  | F&G | 18/03/2004 | TX-100KVA
380264487 | TNB | DISTRIBUTION | KUALA SELANGOR | Existing | BKSL/PCE/J00233/MBPAT | 300346181 | CLOSED | 11 kV | RYB | SG YU NO 3 |  |  | S00457 |  |  | F&G | 19/04/2006 | TX-100KVA
380264601 | TNB | DISTRIBUTION | KUALA SELANGOR | Existing | BKSL/PCE/J00180/MBRMU | 300313772 | CLOSED | 11 kV | RYB | MASJID SG TERAP |  |  | S01551 |  | MERLIN GERIN | MERLIN GERIN | 19/04/2007 | TX-1000KVA
380264757 | TNB | DISTRIBUTION | KUALA SELANGOR | Existing | BKSL/PCE/J00168/MBRMU1 | 300228855 | CLOSED | 11 kV | RYB | PASAR TG KARANG |  |  | S01503 |  |  | F&G | 15/12/1997
380264758 | TNB | DISTRIBUTION | KUALA SELANGOR | Existing | BKSL/PCE/J00168/MBRMU1 | 300228855 | CLOSED | 11 kV | RYB | PASAR TG KARANG |  |  | S01504 |  |  | F&G | 15/12/1997
380264955 | TNB | DISTRIBUTION | KUALA SELANGOR | Existing | BKSL/PCE/J00199/MB01 | 300022790 | CLOSED | 11 kV | RYB | TOK ADAM |  |  | S00377 |  | MERLIN GERIN | MERLIN GERIN | 28/06/1994
380265071 | TNB | DISTRIBUTION | KUALA SELANGOR | Existing | BKSL/PCE/J00200/MBS00380 | 300022796 | CLOSED | 11 kV | RYB | SG TENGI KANAN NO 1 |  |  | S00382 |  |  | VE1 | 2002-11-07 | TX-500KVA
380265194 | TNB | DISTRIBUTION | KUALA SELANGOR | Existing | BKSL/PCE/J00178/MBNN01 | 300022680 | CLOSED | 11 kV | RYB | SG TENGI KANAN NO 3 |  |  | S00385 |  | TAMCO | TAMCO | 20/09/1965 | TX-500KVA
380265308 | TNB | DISTRIBUTION | KUALA SELANGOR | Existing | BKSL/PCE/J00202/MBRMU1 | 300343330 | CLOSED | 11 kV | RYB | SAWAH SEMP NO 1 |  |  | S00391 |  | TAMCO | TAMCO | 15/12/1998
380265431 | TNB | DISTRIBUTION | KUALA SELANGOR | Existing | BKSL/PCE/J00203/MBRMU1 | 300343331 | CLOSED | 11 kV | RYB | SAWAH SEMP NO 2 |  |  | S00394 |  | TAMCO | TAMCO | 19/02/1998 | TX-300KVA
380265545 | TNB | DISTRIBUTION | KUALA SELANGOR | Existing | BKSL/PCE/J00204/MBRMU1 | 300242593 | CLOSED | 11 kV | RYB | SAWAH SEMP NO 3 |  |  | S00397 |  |  | F&G | 18/03/1983 | TX-300KVA
380265668 | TNB | DISTRIBUTION | KUALA SELANGOR | Existing | BKSL/PCE/J00207/MBRMU1 | 300343332 | CLOSED | 11 kV | RYB | SAWAH SEMP NO 4 |  |  | S00400 |  | TAMCO | TAMCO | 22/03/1998 | TX-300KVA
380265782 | TNB | DISTRIBUTION | KUALA SELANGOR | Existing | BKSL/PCE/J00205/MBRMU1 | 300343334 | CLOSED | 11 kV | RYB | SAWAH SEMP NO 5 |  |  | S00403 |  | TAMCO | TAMCO | 19/04/1998 | TX-300KVA
380265896 | TNB | DISTRIBUTION | KUALA SELANGOR | Existing | BKSL/PCE/J00206/MBRMU1 | 300343335 | CLOSED | 11 kV | RYB | SAWAH SEMP NO 6 |  |  | S00405 |  | TAMCO | TAMCO | 28/06/1998 | TX-100KVA
380266123 | TNB | DISTRIBUTION | KUALA SELANGOR | Existing | BKSL/PCE/J00186/MB01 | 300022715 | CLOSED | 11 kV | RYB | PEKAN TG KARANG (RIVER SIDE) |  |  | S00342 |  | FALCON BETA | FALCON BETA | 18/03/1998 | TX-100KVA
380266245 | TNB | DISTRIBUTION | KUALA SELANGOR | Existing | BKSL/PCE/J00187/MBS00344 | 300022721 | CLOSED | 11 kV | RYB | TMN SRI TANJUNG (LOT 1970) |  |  | S00346 |  | INDKOM | INDKOM | 19/04/1996
380266361 | TNB | DISTRIBUTION | KUALA SELANGOR | Existing | BKSL/PCE/J00189/MBS00350 | 300022733 | CLOSED | 11 kV | RYB | BALAI POLIS TG KARANG |  |  | S00352 |  | TAMCO | TAMCO | 26/06/1997 | LOT 1970 TMN SRI TANJONG
380266477 | TNB | DISTRIBUTION | KUALA SELANGOR | Existing | BKSL/PCE/J00190/MBRMU1 | 300022739 | CLOSED | 11 kV | RYB | JKR LOW COST |  |  | S00354 |  | TAMCO | TAMCO | 17/07/1997 | TX-750KVA
380266621 | TNB | DISTRIBUTION | KUALA SELANGOR | Existing | BKSL/PCE/J00618/MBRMU1 | 300343328 | CLOSED | 11 kV | RYB | LKIM PASIR PENAMBANG |  |  | S05612 |  |  | LUCY | 14/11/1998 | TX-500KVA
380266780 | TNB | DISTRIBUTION | KUALA SELANGOR | Existing | BKSL/PCE/J00183/MBS00334 | 300022697 | CLOSED | 11 kV | RYB | HOSPITAL TG KARANG |  |  | S00336 |  |  | ZZZT | 27/11/1984 | TX-1000KVA
380266945 | TNB | DISTRIBUTION | KUALA SELANGOR | Existing |  |  | CLOSED | 11 kV | RYB | KO SEGAR |  |  | S05634 |  |  |  |  | TX-300KVA
380267151 | TNB | DISTRIBUTION | KUALA SELANGOR | Existing | BKSL/PCE/J00430/MB1 | 310527934 | CLOSED | 11 kV | RYB | TMN SERI MANIK |  |  | S05944 |  |  |  |  | TX-500KVA
380267265 | TNB | DISTRIBUTION | KUALA SELANGOR | Existing |  |  | CLOSED | 11 kV | RYB | PUSAT LATIHAN PERTANIAN |  |  | S05932 |  |  |  |  | TX-500KVA
380267379 | TNB | DISTRIBUTION | KUALA SELANGOR | Existing |  |  | CLOSED | 11 kV | RYB | TMN MAHSURI INDAH |  |  | S05914 |  |  |  |  | TX-500KVA
380267528 | TNB | DISTRIBUTION | KUALA SELANGOR | Existing |  |  | CLOSED | 11 kV | RYB | TMN RIA MAS NO.2 |  |  | S150516 |  |  |  |  | TX-500KVA
380267670 | TNB | DISTRIBUTION | KUALA SELANGOR | Existing | BKSL/PCE/J00855/MBRMU1 | 300497590 | CLOSED | 11 kV | RYB | PADAT TMN SAHABAT |  |  | S05643 |  |  |  |  | TX-1000KVA
380267809 | TNB | DISTRIBUTION | KUALA SELANGOR | Existing | BKSL/PCE/J00670/MBRMU | 300346291 | CLOSED | 11 kV | RYB | KILANG IKAN KELI SG YU |  |  | S05596 |  | TAMCO | GR1 | 1993-11-07 | TX-300KVA
380267959 | TNB | DISTRIBUTION | KUALA SELANGOR | Existing | BKSL/PCE/J00179/MBRMU1 | 300228849 | CLOSED | 11 kV | RYB | TMN MAKMUR KSL |  |  | S01457 |  | FALCON BETA | FALCON BETA | 1990-11-10 | TX-1000KVA
380521625 | TNB | DISTRIBUTION | KUALA SELANGOR | Existing | BKSL/PCE/J00640/MBRMU | 300345661 | CLOSED | 11 kV | RYB | TENAGA KIMIA BT ARANG |  |  | R05975 |  | VEI | 2L+1T | 20/09/2006
380522383 | TNB | DISTRIBUTION | KUALA SELANGOR | Existing | BKSL/PCE/J00632/MBRMU | 300313266 | CLOSED | 11 kV | RYB | LIM & LIM HARDWARE |  |  | R06230 |  | TAMCO | GR1 | 1987-11-10
380522498 | TNB | DISTRIBUTION | KUALA SELANGOR | Existing | BKSL/PCE/J00654/MBRMU | 300348374 | CLOSED | 11 kV | RYB | KOTA PUTERI PERSIARAN BT ARANG NO.1 |  |  | R05443 |  | TAMCO | GR1 | 2008-10-10
380534623 | TNB | DISTRIBUTION | KUALA SELANGOR | Existing | BKSL/PCE/J00874 | 300494296 | CLOSED | 11 kV | RYB | PUSAT NIAGA ASTANA ALAM 2 |  |  | S05853 |  | EPE | N/A
380534624 | TNB | DISTRIBUTION | KUALA SELANGOR | Existing | BKSL/PCE/J00874 | 300494296 | CLOSED | 11 kV | RYB | PUSAT NIAGA ASTANA ALAM 2 |  |  | S05854 |  | EPE | N/A
380534878 | TNB | DISTRIBUTION | KUALA SELANGOR | Existing |  |  | CLOSED | 11 kV | RYB | R/KEDAI PH 3B JLN ASTANA C13/C |  |  | S05669
380534879 | TNB | DISTRIBUTION | KUALA SELANGOR | Existing |  |  | CLOSED | 11 kV | RYB | R/KEDAI PH 3B JLN ASTANA C13/C |  |  | S05670
380535393 | TNB | DISTRIBUTION | KUALA SELANGOR | Existing | BKSL/PCE/J00729/MBRMU | 300345920 | CLOSED | 11 kV | RYB | APARTMENT MELOR NO. 2 PUNCAK ALAM |  |  | S01144 |  |  | ZZTT | 2006-10-12
380535624 | TNB | DISTRIBUTION | KUALA SELANGOR | Existing | BKSL/PCE/J00124/MB01 | 300022493 | CLOSED | 11 kV | RYB | PT MAHANG NO 2 |  |  | S00321 |  | TAMCO | TAMCO | 14/02/1976 | TX1-500KVA
380564595 | TNB | DISTRIBUTION | KUALA SELANGOR | Existing | BKSL/PCE/J00064/MBRMU1 | 300228349 | CLOSED | 11 kV | RYB | TMN MALAWATI JAYA NO 1 |  |  | S01317 |  | TOPRANK | 2L+2T | 20/09/1992
380564865 | TNB | DISTRIBUTION | KUALA SELANGOR | Existing | BKSL/PCE/J00109/MBRMU1 | 300022414 | CLOSED | 11 kV | RYB | MONDAY CANE |  |  | S0092 |  | TAMCO | GR1 | 20/09/1980
380564866 | TNB | DISTRIBUTION | KUALA SELANGOR | Existing | BKSL/PCE/J00109/MBRMU1 | 300022414 | CLOSED | 11 kV | RYB | MONDAY CANE |  |  | S00277 |  | TAMCO | GR1 | 20/09/1980
380565063 | TNB | DISTRIBUTION | KUALA SELANGOR | Existing | BKSL/PCE/J00112/MBRMU1 | 300022429 | CLOSED | 11 kV | RYB | K/UDANG API-API NO 1 |  |  | S00281 |  | VEI | VEI | 1999-10-10
380565293 | TNB | DISTRIBUTION | KUALA SELANGOR | Existing | BKSL/PCE/J00132/MBRMU1 | 300242642 | CLOSED | 11 kV | RYB | TMN IMPIAN (C) |  |  | S01329 |  | MERLIN GERIN | MERLIN GERIN | 20/05/1997
380565409 | TNB | DISTRIBUTION | KUALA SELANGOR | Existing | BKSL/PCE/J00131/MBRMU | 300345720 | CLOSED | 11 kV | RYB | BAZAR SG BULOH |  |  | S01326 |  | MERLIN GERIN | RM6 | 2006-11-10
380565525 | TNB | DISTRIBUTION | KUALA SELANGOR | Existing | BKSL/PCE/J00114/MBRMU | 300345714 | CLOSED | 11 kV | RYB | TMN SRI PERTAMA |  |  | S00287 |  | TAMCO | GR1 | 22/09/2006
380565676 | TNB | DISTRIBUTION | KUALA SELANGOR | Existing | BKSL/PCE/J00040/MBRMU | 300345766 | CLOSED | 11 kV | RYB | BT 2 JLN KLANG |  |  | S00122 |  | TAMCO | FALCON BETA | 18/08/2006
380565931 | TNB | DISTRIBUTION | KUALA SELANGOR | Existing | BKSL/PCE/J00045/MBRMU | 300345760 | CLOSED | 11 kV | RYB | TMN RHU |  |  | S00125 |  | MERLIN GERIN | RN2 | 2006-11-07
380566047 | TNB | DISTRIBUTION | KUALA SELANGOR | Existing | BKSL/PCE/J00571/MBRMU | 300313571 | CLOSED | 11 kV | RYB | TMN SERINDIT |  |  | S05483 |  | TAMCO | GR1 | 14/02/2008
380566161 | TNB | DISTRIBUTION | KUALA SELANGOR | Existing | BKSL/PCE/J00048/MBRMU | 300345743 | CLOSED | 11 kV | RYB | TMN ASSAM JAWA (C) |  |  | S01345 |  |  | ZZT | 28/06/2006
380566277 | TNB | DISTRIBUTION | KUALA SELANGOR | Existing | BKSL/PCE/J00047/MBRMU | 300345742 | CLOSED | 11 kV | RYB | PEKAN ASSAM JAWA |  |  | S00132 |  | VEI | 3L+1T | 19/04/2006
380566402 | TNB | DISTRIBUTION | KUALA SELANGOR | Existing | BKSL/PCE/J00049/MBRMU | 300345740 | CLOSED | 11 kV | RYB | TMN MULIA |  |  | S01347 |  | MERLIN GERIN | RM6 | 22/03/2006
380566518 | TNB | DISTRIBUTION | KUALA SELANGOR | Existing | BKSL/PCE/J00285/MBRMU1 | 300242421 | CLOSED | 11 kV | RYB | TMN SELESA API API |  |  | S01350 |  | VEI | 2L+1T | 15/12/1990
380566634 | TNB | DISTRIBUTION | KUALA SELANGOR | Existing | BKSL/PCE/J00616/MBRMU | 300313530 | CLOSED | 11 kV | RYB | TAMAN BELIBIS |  |  | S05556 |  | TAMCO | TAMCO | 2005-11-10
380566757 | TNB | DISTRIBUTION | KUALA SELANGOR | Existing | BKSL/PCE/J00029/MBRMU1 | 300022039 | CLOSED | 11 kV | RYB | LDG KSL |  |  | S00093 |  | INDKOM | INDKOM | 19/02/1986 | TX-300 KVA
380566873 | TNB | DISTRIBUTION | KUALA SELANGOR | Existing | BKSL/PCE/J00028/MBRMU | 300343255 | CLOSED | 11 kV | RYB | PKNS SIME DARBY (TMN RAJAWALI) |  |  | S00090 |  | TAMCO | TAMCO | 19/04/2011 | TX-750 KVA
380567234 | TNB | DISTRIBUTION | KUALA SELANGOR | Existing | BKSL/PCE/J00024/MBRMU | 300342912 | CLOSED | 11 kV | RYB | PEKAN BKT ROTAN |  |  | S00077 |  | TAMCO | TAMCO | 18/03/2009
380567245 | TNB | DISTRIBUTION | KUALA SELANGOR | Existing | BKSL/PCE/J00024/MBRMU1 | 300022012 | CLOSED | 11 kV | RYB | PEKAN BKT ROTAN |  |  | S00079 |  | TAMCO | TAMCO | 1998-11-10 | TX 2-500 KVA
380567486 | TNB | DISTRIBUTION | KUALA SELANGOR | Existing | BKSL/PCE/J00548/MBRMU | 300313556 | CLOSED | 11 kV | RYB | TMN BENDAHARA NO 4 |  |  | S05282 |  | VEI | 2L+2T | 20/09/2009
380567487 | TNB | DISTRIBUTION | KUALA SELANGOR | Existing | BKSL/PCE/J00548/MBRMU | 300313556 | CLOSED | 11 kV | RYB | TMN BENDAHARA NO 4 |  |  | S05283 |  | VEI | 2L+2T | 20/09/2009
380585831 | TNB | DISTRIBUTION | KUALA SELANGOR | Existing | BKSL/PCE/J00181/MBRMU1 | 300228847 | CLOSED | 11 kV | RYB | KIM LIAN HUAT |  |  | S00327 |  | FALCON BETA | FALCON BETA | 22/09/1983 | TX-1000KVA
380585954 | TNB | DISTRIBUTION | KUALA SELANGOR | Existing | BKSL/PCE/J00457/MBRMU1 | 300228852 | CLOSED | 11 kV | RYB | BGN PASIR TG KARANG |  |  | S01460 |  | FALCON BETA | FALCON BETA | 14/11/1999 | TX-750KVA
380586081 | TNB | DISTRIBUTION | KUALA SELANGOR | Existing | BKSL/PCE/J00182/MBS00331 | 300022692 | CLOSED | 11 kV | RYB | TG KARANG DEVELOPMENT |  |  | S00332 |  |  | F&G | 1984-10-10 | TX-1000KVA
380586082 | TNB | DISTRIBUTION | KUALA SELANGOR | Existing | BKSL/PCE/J00182/MBS00331 | 300022692 | CLOSED | 11 kV | RYB | TG KARANG DEVELOPMENT |  |  | S05813 |  |  | F&G | 1984-10-10 | TX-500KVA
380586284 | TNB | DISTRIBUTION | KUALA SELANGOR | Existing | BKSL/PCE/J00184/MBRMU1 | 300022706 | CLOSED | 11 kV | RYB | PKPS TG KARANG |  |  | S01464 |  | TAMCO | TAMCO | 1975-10-12 | TX-300KVA
380586399 | TNB | DISTRIBUTION | KUALA SELANGOR | Existing | BKSL/PCE/J00185/MB01 | 300022709 | CLOSED | 11 kV | RYB | PASARAYA BILLION |  |  | S00339 |  | FALCON BETA | 11kV SF6 RMU | 14/02/1996 | TX-100KVA
380586608 | TNB | DISTRIBUTION | KUALA SELANGOR | Existing | BKSL/PCE/J00191/MB01 | 300022744 | CLOSED | 11 kV | RYB | UKM |  |  | S01475 |  |  | LONG&CROWFORD | 18/08/1998 | TX-300KVA
380586640 | TNB | DISTRIBUTION | KUALA SELANGOR | Existing | BKSL/PCE/J00192/MB01 | 300022750 | CLOSED | 11 kV | RYB | SG KAJANG |  |  | S01477 |  | FALCON BETA | FALCON BETA | 22/09/2000 | TX-750KVA
380586756 | TNB | DISTRIBUTION | KUALA SELANGOR | Existing | BKSL/PCE/J00193/MB01 | 300022756 | CLOSED | 11 kV | RYB | PPRT SG KAJANG |  |  | S01481 |  | FALCON BETA | FALCON BETA | 2000-11-10 | TX-300KVA
380586878 | TNB | DISTRIBUTION | KUALA SELANGOR | Existing | BKSL/PCE/J00194/MB01 | 300022762 | CLOSED | 11 kV | RYB | BGN SG KAJANG |  |  | S01484 |  |  | F&G | 14/11/1996 | TX-500KVA
380586904 | TNB | DISTRIBUTION | KUALA SELANGOR | Existing | BKSL/PCE/J00310/MBRMU1 | 300229318 | CLOSED | 11 kV | RYB | TMN RADIN JAYA NO 2 |  |  | S01491 |  |  | F&G | 22/03/1990 | TX-1000KVA
380587020 | TNB | DISTRIBUTION | KUALA SELANGOR | Existing | BKSL/PCE/J00254/MB01 | 300022965 | CLOSED | 11 kV | RYB | TMN RADIN JAYA NO 1 |  |  | S01487 |  |  | F&G | 19/02/1990 | TX-1000KVA
380587142 | TNB | DISTRIBUTION | KUALA SELANGOR | Existing | BKSL/PCE/J00580/MBRMU | 300313440 | CLOSED | 11 kV | RYB | SEKOLAH PT 3 |  |  | S05476 |  |  | VE1 | 18/03/2005 | TX-750KVA
380658849 | TNB | DISTRIBUTION | KUALA SELANGOR | Existing | BKSL/PCE/J00661/MBRMU | 300342896 | CLOSED | 11 kV | RYB | BANDAR BARU NO.5 |  |  | S05593 |  | TOPRANK | TOPRANK | 2007-11-07
380659138 | TNB | DISTRIBUTION | KUALA SELANGOR | Existing |  |  | CLOSED | 11 kV | RYB | GIANT KSL |  |  | S05651
380659149 | TNB | DISTRIBUTION | KUALA SELANGOR | Existing |  |  | CLOSED | 11 kV | RYB | GIANT KSL |  |  | S05650
380659413 | TNB | DISTRIBUTION | KUALA SELANGOR | Existing | BKSL/PCE/J00368/MBRMU1 | 300540318 | CLOSED | 11 kV | RYB | GOLDPAGE NO.3 |  |  | S05673 |  | INDKOM | INS24 | 2015-01-01
380659546 | TNB | DISTRIBUTION | KUALA SELANGOR | Existing | BKSL/PCE/J00841/MB1 | 300541048 | CLOSED | 11 kV | RYB | PE TMN BOTANIK JLN 4 |  |  | S05767 |  | INDKOM | INS24 | 2015-01-01
380659547 | TNB | DISTRIBUTION | KUALA SELANGOR | Existing | BKSL/PCE/J00841/MB1 | 300541048 | CLOSED | 11 kV | RYB | PE TMN BOTANIK JLN 4 |  |  | S05766 |  | INDKOM | INS24 | 2015-01-01
380671703 | TNB | DISTRIBUTION | KUALA SELANGOR | Existing | BKSL/PCE/J00093/MBRMU1 | 300022325 | CLOSED | 11 kV | RYB | PKNS INDUSTRI (PERUSAHAAN RINGAN) |  |  | S00099 |  | INDKOM | INDKOM | 26/06/1994
380672033 | TNB | DISTRIBUTION | KUALA SELANGOR | Existing | BKSL/PCE/J00111/MBRMU | 300345710 | CLOSED | 11 kV | RYB | BELB API-API |  |  | S0091 |  | TAMCO | GR1 | 26/06/2006
380672034 | TNB | DISTRIBUTION | KUALA SELANGOR | Existing | BKSL/PCE/J00111/MBRMU | 300345710 | CLOSED | 11 kV | RYB | BELB API-API |  |  | S00274 |  | TAMCO | GR1 | 26/06/2006
380672458 | TNB | DISTRIBUTION | KUALA SELANGOR | Existing | BKSL/PCE/J00839/MBRMU | 300519500 | CLOSED | 11 kV | RYB | TMN MELAWATI CERGAS |  |  | S05920 |  | TOPRANK | ID3L+1T | 2014-01-12
380672469 | TNB | DISTRIBUTION | KUALA SELANGOR | Existing | BKSL/PCE/J00839/MBRMU | 300519500 | CLOSED | 11 kV | RYB | TMN MELAWATI CERGAS |  |  | S05756 |  | TOPRANK | ID3L+1T | 2014-01-12
380672710 | TNB | DISTRIBUTION | KUALA SELANGOR | Existing | BKSL/PCE/J00116/MBRMU1 | 300022450 | CLOSED | 11 kV | RYB | BKT KUCING TAMBAHAN |  |  | S00293 |  | TAMCO | GR1 | 27/11/1980
380672842 | TNB | DISTRIBUTION | KUALA SELANGOR | Existing | BKSL/PCE/J00850/MBRMU1 | 300540500 | CLOSED | 11 kV | RYB | TEXTILE CITY |  |  | S05699 |  | ABB | 111111 | 2014-01-01
380672843 | TNB | DISTRIBUTION | KUALA SELANGOR | Existing | BKSL/PCE/J00850/MBRMU1 | 300540500 | CLOSED | 11 kV | RYB | TEXTILE CITY |  |  | S05700 |  | ABB | 111111 | 2014-01-01
380673062 | TNB | DISTRIBUTION | KUALA SELANGOR | Existing |  |  | CLOSED | 11 kV | RYB | TOYOTA SHOWROOM |  |  | S05786
380673209 | TNB | DISTRIBUTION | KUALA SELANGOR | Existing | BKSL/PCE/J00558/MBRMU | 300345771 | CLOSED | 11 kV | RYB | MEDAN NIAGA KSL |  |  | S05469 |  | VEI | 2L+2T | 20/09/2006
380673210 | TNB | DISTRIBUTION | KUALA SELANGOR | Existing | BKSL/PCE/J00558/MBRMU | 300345771 | CLOSED | 11 kV | RYB | MEDAN NIAGA KSL |  |  | S05470 |  | VEI | 2L+2T | 20/09/2006
380673473 | TNB | DISTRIBUTION | KUALA SELANGOR | Existing | BKSL/PCE/J00566/MBRMU | 300313526 | CLOSED | 11 kV | RYB | TMN MELAWATI UTAMA |  |  | S05453 |  |  | 2L+2T | 22/09/2005
380673474 | TNB | DISTRIBUTION | KUALA SELANGOR | Existing | BKSL/PCE/J00566/MBRMU | 300313526 | CLOSED | 11 kV | RYB | TMN MELAWATI UTAMA |  |  | S05454 |  |  | 2L+2T | 22/09/2005
380673677 | TNB | DISTRIBUTION | KUALA SELANGOR | Existing | BKSL/PCE/J00129/MB01 | 300022518 | CLOSED | 11 kV | RYB | IKS NO 4 |  |  | S01314 |  |  | VE1 | 26/06/1992
380673925 | TNB | DISTRIBUTION | KUALA SELANGOR | Existing | BKSL/PCE/J00128/MB01 | 300022511 | CLOSED | 11 kV | RYB | IKS NO 3 |  |  | S01310 |  | ABB | ABB | 20/05/1992
380673926 | TNB | DISTRIBUTION | KUALA SELANGOR | Existing | BKSL/PCE/J00128/MB01 | 300022511 | CLOSED | 11 kV | RYB | IKS NO 3 |  |  | S01312 |  | ABB | ABB | 20/05/1992
380674140 | TNB | DISTRIBUTION | KUALA SELANGOR | Existing | BKSL/PCE/J00358/MBRMU1 | 300540322 | CLOSED | 11 kV | RYB | MEDIDATA |  |  | S05876 |  | INDKOM | INS24
380674141 | TNB | DISTRIBUTION | KUALA SELANGOR | Existing | BKSL/PCE/J00358/MBRMU1 | 300540322 | CLOSED | 11 kV | RYB | MEDIDATA |  |  | S05739 |  | INDKOM | INS24
380674340 | TNB | DISTRIBUTION | KUALA SELANGOR | Existing | BKSL/PCE/J00127/MB01 | 300022505 | CLOSED | 11 kV | RYB | IKS NO 2 |  |  | S01307 |  |  | SIEMEN ITEM | 19/04/1988
380674460 | TNB | DISTRIBUTION | KUALA SELANGOR | Existing | BKSL/PCE/J00126/MBRMU1 | 300022502 | CLOSED | 11 kV | RYB | IKS NO 1 |  |  | S01304 |  |  | F&G | 18/03/1983
380674577 | TNB | DISTRIBUTION | KUALA SELANGOR | Existing | BKSL/PCE/J00391/MB1 | 300520564 | CLOSED | 11 kV | RYB | MAJLIS AGAMA ISLAM SELANGOR (MAIS) |  |  | S05843 |  |  | VRN 6A | 2015-01-01
380674696 | TNB | DISTRIBUTION | KUALA SELANGOR | Existing | BKSL/PCE/J00582/MBRMU | 300313540 | CLOSED | 11 kV | RYB | TMN YAYASAN |  |  | S05490 |  | TAMCO | 11kV SF6 RMU GR1 | 14/11/2007
380674959 | TNB | DISTRIBUTION | KUALA SELANGOR | Existing | BKSL/PCE/J00462/MBRMU | 300313542 | CLOSED | 11 kV | RYB | KOMPLEKS PERTANIAN |  |  | S01621 |  |  | ORMAZABAL | 15/12/2007
380675074 | TNB | DISTRIBUTION | KUALA SELANGOR | Existing | BKSL/PCE/J00581/MBRMU | 300313544 | CLOSED | 11 kV | RYB | TMN DESERAN MELAWATI NO 3 |  |  | S05493 |  | TAMCO | TAMCO | 22/03/2005
380675191 | TNB | DISTRIBUTION | KUALA SELANGOR | Existing | BKSL/PCE/J00564/MBRMU | 300313546 | CLOSED | 11 kV | RYB | TMN BAYU PUTRA |  |  | S05460 |  |  | ZZT I/D | 19/04/2007
380675308 | TNB | DISTRIBUTION | KUALA SELANGOR | Existing | BKSL/PCE/J00347/MBRMU1 | 300243125 | CLOSED | 11 kV | RYB | TMN KOTA ALAM NO 2 |  |  | S01616 |  | TAMCO | TAMCO | 28/06/1992
380675424 | TNB | DISTRIBUTION | KUALA SELANGOR | Existing | BKSL/PCE/J00016/MBRMU1 | 300228340 | CLOSED | 11 kV | RYB | TMN KOTA ALAM |  |  | S01258 |  |  | ZZT01D | 18/08/1987
380675540 | TNB | DISTRIBUTION | KUALA SELANGOR | Existing | BKSL/PCE/J00020/MBNN01 | 300021987 | CLOSED | 11 kV | RYB | KEMAS KSL |  |  | S01250 |  |  | ZZT | 26/06/2003
380675656 | TNB | DISTRIBUTION | KUALA SELANGOR | Existing | BKSL/PCE/J00042/MBNN01 | 300022099 | CLOSED | 11 kV | RYB | PERPUSTAKAAN |  |  | S01253 |  |  | ZZT | 14/02/2002
380675772 | TNB | DISTRIBUTION | KUALA SELANGOR | Existing | BKSL/PCE/J00019/MBNN01 | 300021981 | CLOSED | 11 kV | RYB | DEWAN SERBAGUNA (UMNO) |  |  | S01246 |  | TAMCO | TAMCO | 20/05/1980
380675886 | TNB | DISTRIBUTION | KUALA SELANGOR | Existing | BKSL/PCE/J00594/MBRMU | 300313551 | CLOSED | 11 kV | RYB | MAHKAMAH SYARIAH KUALA SELANGOR |  |  | S05527 |  | VEI | ZZT F/D | 2008-11-07
380676210 | TNB | DISTRIBUTION | KUALA SELANGOR | Existing | BKSL/PCE/J00054/MBNN01 | 300022161 | CLOSED | 11 kV | RYB | TMN SG BULOH |  |  | S00147 |  | TAMCO | OLUZ OIL SWITCH | 18/08/1990 | TX-300KVA
380942235 | TNB | DISTRIBUTION | KUALA SELANGOR | Existing | BKSL/PCE/J00002/MBRMU1 | 300021914 | CLOSED | 11 kV | RYB | BDR BARU NO 2 |  |  | S00005 |  | TAMCO | TAMCO | 22/03/1980
380942357 | TNB | DISTRIBUTION | KUALA SELANGOR | Existing | BKSL/PCE/J00356/MBRMU1 | 300243253 | CLOSED | 11 kV | RYB | TMN JAYA K.SEL |  |  | S01695 |  | VEI | VEI | 18/08/1982
380942484 | TNB | DISTRIBUTION | KUALA SELANGOR | Existing | BKSL/PCE/J00015/MBRMU1 | 300021966 | CLOSED | 11 kV | RYB | TMN SIRAMBAI |  |  | S00039 |  | INDKOM | INDKOM | 14/02/1980
380942608 | TNB | DISTRIBUTION | KUALA SELANGOR | Existing | BKSL/PCE/J00014/MBRMU1 | 300228334 | CLOSED | 11 kV | RYB | TMN BENTARA |  |  | S01333 |  | TAMCO | TAMCO | 1993-11-07
380942731 | TNB | DISTRIBUTION | KUALA SELANGOR | Existing | BKSL/PCE/J00614/MBRMU | 300313492 | CLOSED | 11 kV | RYB | SMK KUALA SELANGOR ( SI RAMBAI) |  |  | S05553 |  | INDKOM | INDKOM | 20/09/2008
380942967 | TNB | DISTRIBUTION | KUALA SELANGOR | Existing | BKSL/PCE/J00565/MBRMU | 300313481 | CLOSED | 11 kV | RYB | TMN KUALA SELANGOR UTAMA |  |  | S05687 |  | TAMCO | TAMCO | 19/04/2007
380943094 | TNB | DISTRIBUTION | KUALA SELANGOR | Existing | BKSL/PCE/J00017/MBRMU1 | 300021969 | CLOSED | 11 kV | RYB | TLK PENYAMUN |  |  | S00042 |  | TAMCO | TAMCO | 18/03/2000
380943236 | TNB | DISTRIBUTION | KUALA SELANGOR | Existing | BKSL/PCE/J00018/MBRMU1 | 300021978 | CLOSED | 11 kV | RYB | TLK PENYAMUN-Kg sepakat |  |  | S00046 |  | TAMCO | TAMCO | 19/04/1980
380943360 | TNB | DISTRIBUTION | KUALA SELANGOR | Existing | BKSL/PCE/J00021/MBRMU1 | 300021994 | CLOSED | 11 kV | RYB | K/UDANG TLK PENYAMUN |  |  | S00049 |  | TAMCO | TAMCO | 17/07/1992
380943482 | TNB | DISTRIBUTION | KUALA SELANGOR | Existing | BKSL/PCE/J00022/MBRMU1 | 300021997 | CLOSED | 11 kV | RYB | KG KUANTAN |  |  | S00054 |  |  | F&G | 18/08/1996
380943615 | TNB | DISTRIBUTION | KUALA SELANGOR | Existing | BKSL/PCE/J00023/MBRMU1 | 300022005 | CLOSED | 11 kV | RYB | LDG KG KUANTAN |  |  | S00073 |  | INDKOM | INDKOM | 22/09/1994
380943756 | TNB | DISTRIBUTION | KUALA SELANGOR | Existing | BKSL/PCE/J00685/MBRMU2 | 300343371 | CLOSED | 11 kV | RYB | MEDAN NIAGA NO.2 |  |  | S05537 |  | TOPRANK | ID3L + 1T | 2011-10-10
380943993 | TNB | DISTRIBUTION | KUALA SELANGOR | Existing | BKSL/PCE/J00851/MBRMU | 300515135 | CLOSED | 11 kV | RYB | PADAT TAMAN SERI BENDAHARA |  |  | S05742
380944158 | TNB | DISTRIBUTION | KUALA SELANGOR | Existing |  |  | CLOSED | 11 kV | RYB | BNZ |  |  | S00165
380944623 | TNB | DISTRIBUTION | KUALA SELANGOR | Existing |  |  | CLOSED | 11 kV | RYB | BNZ |  |  | S00164
380944877 | TNB | DISTRIBUTION | KUALA SELANGOR | Existing | BKSL/PCE/J00106/MB01 | 300022397 | CLOSED | 11 kV | RYB | STADIUM NO 1 (TERBUKA) |  |  | S01273 |  |  | ZZT | 1980-11-07
380972349 | TNB | DISTRIBUTION | KUALA SELANGOR | Existing |  |  | CLOSED | 11 kV | RYB | BAGUS INDUSTRI |  |  | S00261
380972476 | TNB | DISTRIBUTION | KUALA SELANGOR | Existing | BKSL/PCE/J00037/MBNN01 | 300022074 | CLOSED | 11 kV | RYB | KLG PLASTIK LIBEN LOT 1824 |  |  | S00303 |  |  | F&G | 1979-10-10
380972602 | TNB | DISTRIBUTION | KUALA SELANGOR | Existing | BKSL/PCE/J00528/MBRMU | 300313512 | CLOSED | 11 kV | RYB | LAY HONG NO 4 (SPG RAJA ABDULLAH) |  |  | S01379 |  | VEI | VEI-GEAR SF6 | 20/05/2005
380972730 | TNB | DISTRIBUTION | KUALA SELANGOR | Existing | BKSL/PCE/J00146/MBRMU1 | 300313588 | CLOSED | 11 kV | RYB | LAY HONG (JLN RJ ABDULLAH)NO3 |  |  | S01376 |  | TAMCO | D226101 | 15/12/2009
380972857 | TNB | DISTRIBUTION | KUALA SELANGOR | Existing | BKSL/PCE/J00041/MBNN01 | 300022094 | CLOSED | 11 kV | RYB | RAJA ABDULLAH |  |  | S00300 |  | TAMCO | B 203784 | 1990-10-12
380972983 | TNB | DISTRIBUTION | KUALA SELANGOR | Existing | BKSL/PCE/J00671/MBRMU1 | 300343323 | CLOSED | 11 kV | RYB | CARPENWISE |  |  | S05568 |  | VEI | ZZT | 2012-10-10
380973131 | TNB | DISTRIBUTION | KUALA SELANGOR | Existing | BKSL/PCE/J00350/MBRMU1 | 300243152 | CLOSED | 11 kV | RYB | MASJID PEKAN JERAM |  |  | S05620 |  | INDKOM | INDKOM | 20/09/1992
380973286 | TNB | DISTRIBUTION | KUALA SELANGOR | Existing | BKSL/PCE/J00086/MBNN01 | 300022288 | CLOSED | 11 kV | RYB | BALAI DAKWAH JERAM |  |  | S01393 |  | MERLIN GERIN | MERLIN GERIN | 18/03/1997
380973500 | TNB | DISTRIBUTION | KUALA SELANGOR | Existing | BKSL/PCE/J00087/MBRMU1 | 300343325 | CLOSED | 11 kV | RYB | HIRA' |  |  | S01396 |  | TAMCO | SF6 2+1 | 22/09/1998
380973623 | TNB | DISTRIBUTION | KUALA SELANGOR | Existing | BKSL/PCE/J00140/MBRMU1 | 300242532 | CLOSED | 11 kV | RYB | MATAKKU |  |  | S00197 |  | TAMCO | TAMCO | 19/04/2001
380973755 | TNB | DISTRIBUTION | KUALA SELANGOR | Existing | BKSL/PCE/J00311/MBRMU1 | 300241024 | CLOSED | 11 kV | RYB | EYU BER EER NO 2 |  |  | S01399 |  | EPE | SF6 526 | 20/05/1993
380973889 | TNB | DISTRIBUTION | KUALA SELANGOR | Existing | BKSL/PCE/J00687/MBRMU | 300343265 | CLOSED | 11 kV | RYB | SMK BKT KUCHING TENGAH |  |  | S05605 |  | TAMCO | GR1 | 2012-10-10
380980940 | TNB | DISTRIBUTION | KUALA SELANGOR | Existing | BKSL/PCE/J00025/MBNN01 | 300022015 | CLOSED | 11 kV | RYB | PKNS BKT ROTAN (TMN KASAWARI) |  |  | S01341 |  |  | F&G | 14/11/2002 | TX-1000KVA
380981065 | TNB | DISTRIBUTION | KUALA SELANGOR | Existing | BKSL/PCE/J00027/MBRMU1 | 300022029 | CLOSED | 11 kV | RYB | PETRONAS GAS |  |  | S00082 |  | TAMCO | TAMCO | 15/12/1994
380981183 | TNB | DISTRIBUTION | KUALA SELANGOR | Existing | BKSL/PCE/J00030/MBNN01 | 300022042 | CLOSED | 11 kV | RYB | LDG MONMOUTH |  |  | S00085 |  | TAMCO | TAMCO | 22/03/1980 | TX-500KVA
380981308 | TNB | DISTRIBUTION | KUALA SELANGOR | Existing | BKSL/PCE/J00031/MBNN01 | 300022046 | CLOSED | 11 kV | RYB | LDG RAJAGIRI |  |  | S01342 |  | TAMCO | TAMCO | 19/04/1997 | TX-100KVA
380981440 | TNB | DISTRIBUTION | KUALA SELANGOR | Existing | BKSL/PCE/J00615/MBRMU | 300342911 | CLOSED | 11 kV | RYB | PLAZA TOL LATAR (IJOK) |  |  | S05547 |  | TAMCO | TAMCO | 14/02/2008 | TX-300KVA
380981635 | TNB | DISTRIBUTION | KUALA SELANGOR | Existing | BKSL/PCE/J00660/MBRMU | 300342909 | CLOSED | 11 kV | RYB | REBAN AYAM HJ ISMAIL PT MAHANG |  |  | S05599 |  | TAMCO | TAMCO | 2008-10-12 | TX-300KVA
380998057 | TNB | DISTRIBUTION | KUALA SELANGOR | Existing | BKSL/PCE/J00550/MBRMU | 300313795 | CLOSED | 11 kV | RYB | PUSAT PELUPUSAN SAMPAH JERAM |  |  | S05736 |  | TAMCO | TAMCO | 15/12/2011 | TX-750KVA
380998058 | TNB | DISTRIBUTION | KUALA SELANGOR | Existing | BKSL/PCE/J00550/MBRMU | 300313795 | CLOSED | 11 kV | RYB | PUSAT PELUPUSAN SAMPAH JERAM |  |  | S05737 |  | TAMCO | TAMCO | 15/12/2011 | HT CUSTOMER
380998270 | TNB | DISTRIBUTION | KUALA SELANGOR | Existing | BKSL/PCE/J00688/MBRMU | 300343263 | CLOSED | 11 kV | RYB | KILANG SAWIT SIME DARBY |  |  | S05608 |  |  | ZZT | 2013-10-10 | TX-750KVA
380998403 | TNB | DISTRIBUTION | KUALA SELANGOR | Existing | BKSL/PCE/J00686/MBRMU | 300343256 | CLOSED | 11 kV | RYB | PADAT LDG TUAN MEE CHERAKAH |  |  | S00550 |  |  | ZZT | 2012-10-10 | TX-500KVA
380998580 | TNB | DISTRIBUTION | KUALA SELANGOR | Existing | BKSL/PCE/J00592/MBRMU | 300313616 | CLOSED | 11 kV | RYB | SOON LIEN FATT ENGINEERING |  |  | S05521 |  | TAMCO | TAMCO | 27/11/2008 | TX-750KVA
380998708 | TNB | DISTRIBUTION | KUALA SELANGOR | Existing | BKSL/PCE/J00431/MB1 | 310159661 | CLOSED | 11 kV | RYB | KILANG PADI PUKAL |  |  | S05928 |  |  | VRN 2A |  | TX-1000KVA
381002338 | TNB | DISTRIBUTION | KUALA SELANGOR | Existing | BKSL/PCE/J00379/MB1 | 300519858 | CLOSED | 11 kV | RYB | KOLAM UDANG PARIT 3 |  |  | S05817 |  |  | 22T1D
381002473 | TNB | DISTRIBUTION | KUALA SELANGOR | Existing |  |  | CLOSED | 11 kV | RYB | SITE A SEKINCHAN |  |  | S05788
381002635 | TNB | DISTRIBUTION | KUALA SELANGOR | Existing |  |  | CLOSED | 11 kV | RYB | RUMAH KEDAI PUNCAK BISTARI |  |  | S05674
381002636 | TNB | DISTRIBUTION | KUALA SELANGOR | Existing |  |  | CLOSED | 11 kV | RYB | RUMAH KEDAI PUNCAK BISTARI |  |  | S05675
381015220 | TNB | DISTRIBUTION | KUALA SELANGOR | Existing | BKSL/PCE/J00774/MBRMU | 300344186 | CLOSED | 11 kV | RYB | TS ENG WORK ALAM JAYA |  |  | R06152 |  | TAMCO | GR1 | 19/04/2004
381015350 | TNB | DISTRIBUTION | KUALA SELANGOR | Existing | BKSL/PCE/J00879/MBRMU1 | 310526853 | CLOSED | 11 kV | RYB | YEAP JING FONG 2/6 |  |  | R06932 |  |  | ITEM | 18/08/2006
381015479 | TNB | DISTRIBUTION | KUALA SELANGOR | Existing | BKSL/PCE/J00828/MBRMU1 | 300431033 | CLOSED | 11 kV | RYB | CHUA ENG PHUA |  |  | R06523 |  | TAMCO | GR1 | 17/09/2013
381015609 | TNB | DISTRIBUTION | KUALA SELANGOR | Existing |  |  | CLOSED | 11 kV | RYB | SANDARAN TIAJ 2/5 |  |  | R07576
381015730 | TNB | DISTRIBUTION | KUALA SELANGOR | Existing | BKSL/PCE/J00786/MBRMU | 300344926 | CLOSED | 11 kV | RYB | AIRSTATIC NO.1 POWDER COATING ENG |  |  | R06360 |  | INDKOM | ZZT I/D | 20/09/2006
381015844 | TNB | DISTRIBUTION | KUALA SELANGOR | Existing | BKSL/PCE/J00787/MBRMU | 300344922 | CLOSED | 11 kV | RYB | AIRSTATIC NO.2 POWDER COATING ENG |  |  | R06357 |  | INDKOM | ZZT I/D | 18/08/2006
381015987 | TNB | DISTRIBUTION | KUALA SELANGOR | Existing | BKSL/PCE/J00663/MBRMU | 300345104 | CLOSED | 11 kV | RYB | RUMAH PANGSA ALAM PERDANA |  |  | R05350 |  | VEI | 2L+2T | 18/03/2006
381016541 | TNB | DISTRIBUTION | KUALA SELANGOR | Existing | BKSL/PCE/J00872 | 300494297 | CLOSED | 11 kV | RYB | RUMAH KEDAI PUNCAK ALAM JAYA |  |  | S05860 |  | EPE | N/A
381016542 | TNB | DISTRIBUTION | KUALA SELANGOR | Existing | BKSL/PCE/J00872 | 300494297 | CLOSED | 11 kV | RYB | RUMAH KEDAI PUNCAK ALAM JAYA |  |  | S05857 |  | EPE | N/A
381198197 | TNB | DISTRIBUTION | KUALA SELANGOR | Existing |  |  | CLOSED | 33 kV | RYB | KG.TALIAIR LAPAN, L936 |  |  | N/A
381198332 | TNB | DISTRIBUTION | KUALA SELANGOR | Existing |  |  | CLOSED | 33 kV | RYB | SG.LEMAN, L673 |  |  | N/A
381201237 | TNB | DISTRIBUTION | KUALA SELANGOR | Existing |  |  | CLOSED | 33 kV | RYB | TENNAMARAN ESTATE, L370 |  |  | N/A
381201370 | TNB | DISTRIBUTION | KUALA SELANGOR | Existing |  |  | CLOSED | 33 kV | RYB | KLG PAPAN, L287 |  |  | N/A
381201490 | TNB | DISTRIBUTION | KUALA SELANGOR | Existing |  |  | CLOSED | 33 kV | RYB | SERI MAKMUR, L118 |  |  | N/A
381201624 | TNB | DISTRIBUTION | KUALA SELANGOR | Existing |  |  | CLOSED | 33 kV | RYB | BT.11 JLN RAJA MUSA, L783 |  |  | N/A
381201751 | TNB | DISTRIBUTION | KUALA SELANGOR | Existing |  |  | CLOSED | 33 kV | RYB | KG RAJA MUSA, L326 |  |  | N/A
381201901 | TNB | DISTRIBUTION | KUALA SELANGOR | Existing |  |  | CLOSED | 33 kV | RYB | SG. TINGGI ESTATE NO.1 - L631 |  |  | N/A
381202028 | TNB | DISTRIBUTION | KUALA SELANGOR | Existing |  |  | CLOSED | 33 kV | RYB | SG TINGGI ESTATE NO.2, L601 |  |  | N/A
381202305 | TNB | DISTRIBUTION | KUALA SELANGOR | Existing |  |  | CLOSED | 33 kV | RYB | MINYAK ESTATE, L848 |  |  | N/A
381202440 | TNB | DISTRIBUTION | KUALA SELANGOR | Existing |  |  | CLOSED | 33 kV | RYB | KLG MINYAK, L847 |  |  | N/A
381202590 | TNB | DISTRIBUTION | KUALA SELANGOR | Existing |  |  | CLOSED | 33 kV | RYB | MARRY ESTATE, L849 |  |  | N/A
381363065 | TNB | DISTRIBUTION | KUALA SELANGOR | Existing |  |  | CLOSED | 33 kV | RYB | TG.KARANG LOCAL Tx, L681
381363207 | TNB | DISTRIBUTION | KUALA SELANGOR | Existing |  |  | CLOSED | 33 kV | RYB | PT 2 BAN 1/2 L637 |  |  | N/A
381363348 | TNB | DISTRIBUTION | KUALA SELANGOR | Existing |  |  | CLOSED | 33 kV | RYB | PT 4 BAN 1/2 L671
381363487 | TNB | DISTRIBUTION | KUALA SELANGOR | Existing |  |  | CLOSED | 33 kV | RYB | T/A 3 BAN 2, L766
381363625 | TNB | DISTRIBUTION | KUALA SELANGOR | Existing |  |  | CLOSED | 33 kV | RYB | PT 4 BAN 2, L105 |  |  | N/A
381363764 | TNB | DISTRIBUTION | KUALA SELANGOR | Existing |  |  | CLOSED | 33 kV | RYB | T/A 2 BAN 2, L767 |  |  | N/A
381363894 | TNB | DISTRIBUTION | KUALA SELANGOR | Existing |  |  | CLOSED | 33 kV | RYB | T/A 3 BAN.3, L768 |  |  | N/A
381364027 | TNB | DISTRIBUTION | KUALA SELANGOR | Existing |  |  | CLOSED | 33 kV | RYB | SAWAH SEMPADAN, L353 |  |  | N/A
381364158 | TNB | DISTRIBUTION | KUALA SELANGOR | Existing |  |  | CLOSED | 33 kV | RYB | PT SERONG, L182-jln setanjung |  |  | N/A
381364298 | TNB | DISTRIBUTION | KUALA SELANGOR | Existing |  |  | CLOSED | 33 kV | RYB | LPN TG.KARANG, L184 |  |  | N/A
382208957 | TNB | DISTRIBUTION | KUALA SELANGOR | Existing | BKSL/PCE/J00642/MBRMU | 300345817 | CLOSED | 11 kV | RYB | MAKMAL PENYELIDIKAN PELURU |  |  | R01616 |  | EPE | ROKSS/CC | 22/09/2006
382209080 | TNB | DISTRIBUTION | KUALA SELANGOR | Existing | BKSL/PCE/J00473/MBRMU | 300313321 | CLOSED | 11 kV | RYB | FISH POND NO 1 |  |  | R03843 |  | INDKOM | INDKOM | 1994-10-12
382209358 | TNB | DISTRIBUTION | KUALA SELANGOR | Existing |  |  | CLOSED | 11 kV | RYB | BOOSTER TG KARANG |  |  | S05814
382273362 | TNB | DISTRIBUTION | KUALA SELANGOR | Existing | BKSL/PCE/J00369/MB1 | 300520552 | CLOSED | 11 kV | RYB | SG SIREH BAN 2 |  |  | S05828 |  |  | 11/679/07/5251 | 2015-01-01 | TX-500KVA
382359469 | TNB | DISTRIBUTION | KUALA SELANGOR | Existing |  |  | CLOSED | 33 kV | RYB | TENAGA KIMIA, L414 |  |  | N/A
382359604 | TNB | DISTRIBUTION | KUALA SELANGOR | Existing |  |  | CLOSED | 33 kV | RYB | SYKT MALAYSIA EXPLOSIVE, L415 |  |  | N/A
382359733 | TNB | DISTRIBUTION | KUALA SELANGOR | Existing |  |  | OPEN | 33 kV | RYB | KILANG PELURU, L410 |  |  | N/A
382389300 | TNB | DISTRIBUTION | KUALA SELANGOR | Existing | BKSL/PCE/J00364/MBRMU1 | 300499996 | CLOSED | 11 kV | RYB | LAUTAN SAMUDERA |  |  | S05721 |  | TAMCO | 11SF6 |  | TX-750KVA
382389427 | TNB | DISTRIBUTION | KUALA SELANGOR | Existing | BKSL/PCE/J00865/MBRMU | 300515393 | CLOSED | 11 kV | RYB | SHAH ALAM 2 FASA 5A6 NO.1 |  |  | S05774 |  | INDKOM | INS24 |  | TX-500KVA
382389585 | TNB | DISTRIBUTION | KUALA SELANGOR | Existing | BKSL/PCE/J00362/MB1 | 300515484 | CLOSED | 11 kV | RYB | SHAH ALAM 2 5A6 NO 2 |  |  | S05777 |  | INDKOM | INS24 |  | TX-750KVA
382389700 | TNB | DISTRIBUTION | KUALA SELANGOR | Existing | BKSL/PCE/J00811/MBRMU | 300346012 | CLOSED | 11 kV | RYB | SHAH ALAM 2 FASA 5A5/2 |  |  | S05631 |  | TAMCO | GR1 | 2006-11-07 | TX-500KVA
382389840 | TNB | DISTRIBUTION | KUALA SELANGOR | Existing |  |  | CLOSED | 11 kV | RYB | SHAH ALAM 2 FASA 5A4 NO.1 |  |  | S05711 |  |  |  |  | TX-500KVA
382389957 | TNB | DISTRIBUTION | KUALA SELANGOR | Existing |  |  | CLOSED | 11 kV | RYB | SHAH ALAM 2 5C 4 NO.1 |  |  | S05803 |  |  |  |  | TX-500KVA
382390078 | TNB | DISTRIBUTION | KUALA SELANGOR | Existing | BKSL/PCE/J00417/MB1 | 300538310 | CLOSED | 11 kV | RYB | SHAH ALAM 2 5C 4 NO.2 |  |  | S05807 |  | INDKOM | INS24 |  | TX-1000KVA
382390231 | TNB | DISTRIBUTION | KUALA SELANGOR | Existing | BKSL/PCE/J00875 | 300494295 | CLOSED | 11 kV | RYB | APARTMENT WARNASARI 2 |  |  | S05849 |  | INDKOM | N/A |  | TX1-750KVA
382390232 | TNB | DISTRIBUTION | KUALA SELANGOR | Existing | BKSL/PCE/J00875 | 300494295 | CLOSED | 11 kV | RYB | APARTMENT WARNASARI 2 |  |  | S05850 |  | INDKOM | N/A |  | TX2-750KVA
382390433 | TNB | DISTRIBUTION | KUALA SELANGOR | Existing | BKSL/PCE/J00842/MBRMU | 300511620 | CLOSED | 11 kV | RYB | IRON WORK 2/6 |  |  | R06929 |  | INDKOM | ID 2L+1T | 2015-01-09 | TX-500KVA
382390554 | TNB | DISTRIBUTION | KUALA SELANGOR | Existing | BKSL/PCE/J00398/MB1 | 300500906 | CLOSED | 11 kV | RYB | TAMAN GELAMA |  |  | S05878 |  | INDKOM | INS24 |  | TX-300KVA
382390679 | TNB | DISTRIBUTION | KUALA SELANGOR | Existing | BKSL/PCE/J00837/MBRMU | 310400139 | CLOSED | 11 kV | RYB | PADAT RUMAH KEDAI SASARAN |  |  | S05783 |  |  | CSU 1436-500-11 | 2014-01-02 | TX-500KVA
382390805 | TNB | DISTRIBUTION | KUALA SELANGOR | Existing |  |  | CLOSED | 11 kV | RYB | BEACON |  |  | R02113 |  |  |  |  | TX-100KVA
382390946 | TNB | DISTRIBUTION | KUALA SELANGOR | Existing | BKSL/PCE/J00873/MBRMU | 300500901 | CLOSED | 11 kV | RYB | RUMAH BANGLO PUNCAK ALAM JAYA 2 |  |  | S05883 |  | INDKOM | INS24 |  | TX-500KVA
382391085 | TNB | DISTRIBUTION | KUALA SELANGOR | Existing |  |  | CLOSED | 11 kV | RYB | VHF BATU ARANG |  |  | R07385 |  |  |  |  | TX-300KVA
382391204 | TNB | DISTRIBUTION | KUALA SELANGOR | Existing | BKSL/PCE/J00853/MBRMU | 300525029 | CLOSED | 11 kV | RYB | TMN KSU FASA 5 NO.1 |  |  | S05732 |  | INDKOM |  |  | TX-500KVA
382391335 | TNB | DISTRIBUTION | KUALA SELANGOR | Existing |  |  | CLOSED | 11 kV | RYB | STP PASIR PENAMBANG |  |  | S05696 |  |  |  |  | TX-500KVA
382391466 | TNB | DISTRIBUTION | KUALA SELANGOR | Existing | BKSL/PCE/J00373/MB1 | 300519856 | CLOSED | 11 kV | RYB | PEWIRA RAYA |  |  | S05831 |  |  | VRN 6A | 2015-01-01 | TX-750KVA
382391716 | TNB | DISTRIBUTION | KUALA SELANGOR | Existing | BKSL/PCE/J00372/MB1 | 300519633 | CLOSED | 11 kV | RYB | JLN ANGGERIK TIRAM BUROK |  |  | S05159 |  |  | VRN 6A | 2015-01-01 | TX-1000KVA
382391842 | TNB | DISTRIBUTION | KUALA SELANGOR | Existing |  |  | CLOSED | 11 kV | RYB | LADANG HOPEFUL |  |  | R07388 |  |  |  |  | TX-500KVA
382391991 | TNB | DISTRIBUTION | KUALA SELANGOR | Existing | BKSL/PCE/J00357/MBRMU1 | 300541057 | CLOSED | 11 kV | RYB | MAHSURI JLN PERDANA NO.1 |  |  | S05771 |  |  | 111111 | 2015-01-01 | TX-1000KVA
382392117 | TNB | DISTRIBUTION | KUALA SELANGOR | Existing | BKSL/PCE/J00361/MB1 | 300537932 | CLOSED | 11 kV | RYB | APARTMENT SEKINCHAN |  |  | S05846 |  |  | 1D2L+1T | 28/07/2015 | TX-500KVA
382392333 | TNB | DISTRIBUTION | KUALA SELANGOR | Existing | BKSL/PCE/J00354/MBRMU1 | 300243247 | CLOSED | 11 kV | RYB | APARTMENT ALAM PERDANA 4 |  |  | R06384 |  | INDKOM | ZZT I/D INS24 | 26/06/1992 | TX-750KVA
382392334 | TNB | DISTRIBUTION | KUALA SELANGOR | Existing | BKSL/PCE/J00354/MBRMU1 | 300243247 | CLOSED | 11 kV | RYB | APARTMENT ALAM PERDANA 4 |  |  | R06383 |  | INDKOM | ZZT I/D INS24 | 26/06/1992 | TX-750KVA
382392558 | TNB | DISTRIBUTION | KUALA SELANGOR | Existing | BKSL/PCE/J00353/MBRMU1 | 300243244 | CLOSED | 11 kV | RYB | APARTMENT ALAM PERDANA 3 |  |  | R06379 |  | INDKOM | ZZZT O/D | 20/05/1982 | TX2-1000KVA
382392559 | TNB | DISTRIBUTION | KUALA SELANGOR | Existing | BKSL/PCE/J00353/MBRMU1 | 300243244 | CLOSED | 11 kV | RYB | APARTMENT ALAM PERDANA 3 |  |  | R06380 |  | INDKOM | ZZZT O/D | 20/05/1982 | TX1-1000KVA
382392798 | TNB | DISTRIBUTION | KUALA SELANGOR | Existing | BKSL/PCE/J00301/MBRMU1 | 300345116 | CLOSED | 11 kV | RYB | APARTMENT ALAM PERDANA 2 |  |  | R06376 |  | TOPRANK | ID 2L+2T | 20/05/2006 | TX2-750KVA
382392799 | TNB | DISTRIBUTION | KUALA SELANGOR | Existing | BKSL/PCE/J00301/MBRMU1 | 300345116 | CLOSED | 11 kV | RYB | APARTMENT ALAM PERDANA 2 |  |  | R06375 |  | TOPRANK | ID 2L+2T | 20/05/2006 | TX-750KVA
382393018 | TNB | DISTRIBUTION | KUALA SELANGOR | Existing | BKSL/PCE/J00664/MBRMU | 300344933 | CLOSED | 11 kV | RYB | LOJI AIR ALAM PERDANA P.ALAM |  |  | R05347 |  | TAMCO | GR1 | 14/02/2006 | TX-300KVA
382393139 | TNB | DISTRIBUTION | KUALA SELANGOR | Existing | BKSL/PCE/J00659/MBRMU | 300345441 | CLOSED | 11 kV | RYB | STP PERDANA ALAM JAYA |  |  | R04457 |  |  | ZZT | 14/11/2006 | TX-1000KVA
382393288 | TNB | DISTRIBUTION | KUALA SELANGOR | Existing | BKSL/PCE/J00658/MBRMU | 300345436 | CLOSED | 11 kV | RYB | PERDANA ALAM JAYA NO.1 |  |  | R04452 |  | TAMCO | GR1 | 2006-11-10 | TX2-1000KVA
382393289 | TNB | DISTRIBUTION | KUALA SELANGOR | Existing | BKSL/PCE/J00658/MBRMU | 300345436 | CLOSED | 11 kV | RYB | PERDANA ALAM JAYA NO.1 |  |  | R04453 |  | TAMCO | GR1 | 2006-11-10 | TX-1000KVA
382711350 | TNB | DISTRIBUTION | KUALA SELANGOR | Existing | BKSL/PCE/J00820/MBRMU | 300346281 | CLOSED | 11 kV | RYB | LYWOOD SG SEMBILANG |  |  | S05640 |  | TAMCO | GR1 | 22/03/2012 | TX-500KVA
382711475 | TNB | DISTRIBUTION | KUALA SELANGOR | Existing | BKSL/PCE/J00836/MBRMU | 300520561 | CLOSED | 11 kV | RYB | ZON IKS SG GULANG-GULANG |  |  | S05718 |  | INDKOM | INS24 | 2014-01-01 | TX-300KVA
382711600 | TNB | DISTRIBUTION | KUALA SELANGOR | Existing | BKSL/PCE/J00552/MBRMU1 | 300343340 | CLOSED | 11 kV | RYB | LDG MINYAK |  |  | R05532 |  | MERLIN GERIN | MERLIN GERIN | 18/08/1998 | TX-300KVA
383385865 | TNB | DISTRIBUTION | KUALA SELANGOR | Existing | BKSL/PCE/J00436/MB1 | 310303687 | CLOSED | 11 kV | RYB | TYCOPLUS BT 22 IJOK |  |  | R08044 |  |  | VRN 2A |  | TX-1000KVA
383578733 | TNB | DISTRIBUTION | KUALA SELANGOR | Existing |  |  | CLOSED | 11 kV | RYB | BEACON |  |  | R02114 |  |  |  |  | TX-100KVA
383814915 | TNB | DISTRIBUTION | KUALA SELANGOR | Existing | BKSL/PCE/J00414/MB1 | 302869304 | CLOSED | 11 kV | RYB | PERUMAHAN FASA 4 PUNCAK BESTARI |  |  | S05918 |  | INDKOM | INS24
383814916 | TNB | DISTRIBUTION | KUALA SELANGOR | Existing | BKSL/PCE/J00414/MB1 | 302869304 | CLOSED | 11 kV | RYB | PERUMAHAN FASA 4 PUNCAK BESTARI |  |  | S05917 |  | INDKOM | INS24
383815129 | TNB | DISTRIBUTION | KUALA SELANGOR | Existing | BKSL/PCE/J00424/MB1 |  | CLOSED | 11 kV | RYB | REBAN AYAM BAIZILAH |  |  | S05925
383815246 | TNB | DISTRIBUTION | KUALA SELANGOR | Existing | BKSL/PCE/J00434/MB1 | 310158575 | CLOSED | 11 kV | RYB | Grp: Substation Comp. 1 |  |  | R08010 |  |  | VRN 2A
383819196 | TNB | DISTRIBUTION | KUALA SELANGOR | Existing |  |  | CLOSED | 11 kV | RYB | ONE SEKINCAN |  |  | S05935
383819310 | TNB | DISTRIBUTION | KUALA SELANGOR | Existing |  |  | CLOSED | 11 kV | RYB | Grp: Substation Comp. 1 |  |  | S05941
383819424 | TNB | DISTRIBUTION | KUALA SELANGOR | Existing |  |  | CLOSED | 11 kV | RYB | Grp: Substation Comp. 1 |  |  | S05949
384888538 | TNB | DISTRIBUTION | KUALA SELANGOR | Existing |  |  | CLOSED | 11 kV | RYB | D-KSL-C17-1624 |  |  | R08098
384888694 | TNB | DISTRIBUTION | KUALA SELANGOR | Existing | BKSL/PCE/J00451/MB1 | 310576584 | CLOSED | 11 kV | RYB | D-KSL-C17-1592 |  |  | R08104 |  |  | VRN 2A
384892864 | TNB | DISTRIBUTION | KUALA SELANGOR | Existing | BKSL/PCE/J00448/MB1 | 310555533 | CLOSED | 11 kV | RYB | D-KSL-C17-1525 |  |  | S05963 |  |  | VRN 2A |  | TX-300kVA
384893007 | TNB | DISTRIBUTION | KUALA SELANGOR | Existing |  |  | CLOSED | 11 kV | RYB | D-KSL-C17-1545 (tmn makmur) |  |  | S05966 |  |  |  |  | TX-500kVA
384893367 | TNB | DISTRIBUTION | KUALA SELANGOR | Existing | BKSL/PCE/J00442/MB1 | 310556333 | CLOSED | 11 kV | RYB | D-KSL-C17-1380 |  |  | S05959 |  | TAMCO | N/A |  | TX-500kVA
384893507 | TNB | DISTRIBUTION | KUALA SELANGOR | Existing | BKSL/PCE/J00444/MB1 | 310555534 | CLOSED | 11 kV | RYB | D-KSL-C17-1607 |  |  | S05956 |  |  | VRN 2A |  | TX-1000kVA
384965700 | TNB | DISTRIBUTION | KUALA SELANGOR | Existing |  |  | CLOSED | 11 kV | RYB | LOT 11311 TIAJ 2/5 |  |  | R08135
385030207 | TNB | DISTRIBUTION | KUALA SELANGOR | Existing |  |  | CLOSED | 11 kV | RYB | D-KSL-C17-1621 |  |  | R08147
385502547 | TNB | DISTRIBUTION | KUALA SELANGOR | Existing | BKSL/PCE/J00882/MB1 | 310616250 | CLOSED | 11 kV | RYB | D-KSL-C17-1638 |  |  | R08208 | INDKOM |  | INS24 |  | TX2 1000 kVA
385502548 | TNB | DISTRIBUTION | KUALA SELANGOR | Existing | BKSL/PCE/J00882/MB1 | 310616250 | CLOSED | 11 kV | RYB | D-KSL-C17-1638 |  |  | R08207 | INDKOM |  | INS24 |  | Tx1-1000 kVA
385502778 | TNB | DISTRIBUTION | KUALA SELANGOR | Existing | BKSL/PCE/J00881/MB1 | 310615114 | OPEN | 11 kV | RYB | D-KSL-C17-1497 |  |  | R08204 | INDKOM |  | INS24 |  | Tx2-1000 kVA
385502779 | TNB | DISTRIBUTION | KUALA SELANGOR | Existing | BKSL/PCE/J00881/MB1 | 310615114 | CLOSED | 11 kV | RYB | D-KSL-C17-1497 |  |  | R08203 | INDKOM |  | INS24 |  | Tx1-1000 kVA
385503219 | TNB | DISTRIBUTION | KUALA SELANGOR | Existing | BKSL/PCE/J00449/MB1 | 310447943 | CLOSED | 11 kV | RYB | D-KSL-C17-1588 |  |  | R08217 | TAMCO |  | N/A
385503220 | TNB | DISTRIBUTION | KUALA SELANGOR | Existing | BKSL/PCE/J00449/MB1 | 310447943 | CLOSED | 11 kV | RYB | D-KSL-C17-1588 |  |  | R08215 | TAMCO |  | N/A |  | Tx1- 500 kVA
387817178 | TNB | DISTRIBUTION | KUALA SELANGOR | Existing | BKSL/PCE/J00898/MB1 | 310844396 | CLOSED | 11 kV | RYB | D-KSL-C18-1555 | INST | YTBC | R08318 | LUCY |  | VRN 2A |  | TX-500kVA
387817359 | TNB | DISTRIBUTION | KUALA SELANGOR | Existing |  |  | CLOSED | 11 kV | RYB |  |  |  | R08326 |  |  |  |  | TX1-1000kVA
387817360 | TNB | DISTRIBUTION | KUALA SELANGOR | Existing |  |  | CLOSED | 11 kV | RYB |  |  |  | R08327 |  |  |  |  | TX2-1000kVA
388117509 | TNB | DISTRIBUTION | KUALA SELANGOR | Existing |  |  | CLOSED | 11 kV | RYB | SHAH ALAM 2 5A7 |  |  | S05946
388117510 | TNB | DISTRIBUTION | KUALA SELANGOR | Existing |  |  | CLOSED | 11 kV | RYB | SHAH ALAM 2 5A7 |  |  | S05905
389070836 | TNB | DISTRIBUTION | KUALA SELANGOR | Existing | BKSL/PCE/J00243/MBS00494 | 300022921 | CLOSED | 11 kV | RYB | PKNS BKT BELIMBING (R/MURAH) |  |  | S00497 | VEI | VEI | VEI | 26/06/1966
390513548 | TNB | DISTRIBUTION | KUALA SELANGOR | Existing | BKSL/PCE/J00886/MB1 | 310673619 | CLOSED | 11 kV | RYB | D-KSL-C18-1627 |  |  | R08230 | LUCY |  | VRN 2A
390513675 | TNB | DISTRIBUTION | KUALA SELANGOR | Existing |  |  | CLOSED | 11 kV | RYB | D-KSL-C18-1653 |  |  | S05978
390513817 | TNB | DISTRIBUTION | KUALA SELANGOR | Existing |  |  | CLOSED | 11 kV | RYB | D-KSL-C19-1643 |  |  | S05982
393786139 | TNB | DISTRIBUTION | KUALA SELANGOR | Existing | BKSL/PCE/J00906/MB1 | 310896073 | CLOSED | 11 kV | RYB | D-KSL-C18-1668 | INST | YTBC | R08340 | TAMCO |  | N/A
393786140 | TNB | DISTRIBUTION | KUALA SELANGOR | Existing |  |  | CLOSED | 11 kV | RYB | D-KSL-C18-1668 |  |  | N/A
393786355 | TNB | DISTRIBUTION | KUALA SELANGOR | Existing |  |  | CLOSED | 11 kV | RYB | D-KSL-C18-1658 |  |  | S06002
393786461 | TNB | DISTRIBUTION | KUALA SELANGOR | Existing |  |  | CLOSED | 11 kV | RYB | D-KSL-C18-1646 |  |  | R08343

## Output
Id | Owner Type | Owner Name | Operational Area | Status | ERMS Functional Location | ERMS Equipment No | Normal Status | Operating Voltage | Phasing | Substation Name | ERMS System Status | ERMS User Status | Switch Number | Manufacturer | Manufacturer _Old_ | Model Number | Date Installed | Feeder Direction | Remarks | Check | Detail
376961697 | TNB | DISTRIBUTION | KUALA SELANGOR | Existing | BKSL/PCE/J00438/MB1 | 310402688 | CLOSED | 11 kV | RYB | EASTBAY ENG TIAJ 2/8 |  |  | R08065 |  |  | VRN 2A |  |  |  | Pass | null
376961826 | TNB | DISTRIBUTION | KUALA SELANGOR | Existing |  |  | CLOSED | 11 kV | RYB | TMN KELISA |  |  | N/A | [6 empty] | Pass | null
376961969 | TNB | DISTRIBUTION | KUALA SELANGOR | Existing | BKSL/PCE/J00371/MB1 | 300519640 | CLOSED | 11 kV | RYB | KG SRI TIRAM BUROK |  |  | S05797 |  |  | VRN 6A | 20150101 |  |  | Pass | null
376962084 | TNB | DISTRIBUTION | KUALA SELANGOR | Existing | BKSL/PCE/J00370/MB1 | 300519647 | CLOSED | 11 kV | RYB | SMK SERI TIRAM BUROK |  |  | S05791 |  | INDKOM | 222T0D | 20150304 |  |  | Pass | null
377034955 | TNB | DISTRIBUTION | KUALA SELANGOR | Existing |  |  | CLOSED | 11 kV | RYB | D-KSL-C17-1510 |  |  | S05938 |  |  |  |  | TX-500KVA |  | Pass | null
377966616 | TNB | DISTRIBUTION | KUALA SELANGOR | Existing |  |  | CLOSED | 11 kV | RYB | Grp: Substation Comp. 1 |  |  | S05922 |  |  |  |  | TX-1000KVA |  | Pass | null
377966886 | TNB | DISTRIBUTION | KUALA SELANGOR | Existing |  |  | CLOSED | 11 kV | RYB | SRJKC JLN SASARAN |  |  | S05953 |  |  |  |  | TX-500kVA |  | Pass | null
379512321 | TNB | DISTRIBUTION | KUALA SELANGOR | Existing | BKSL/PCE/J00452/MB1 | 310576587 | CLOSED | 11 kV | RYB | D-KSL-C17-1613 |  |  | S05974 | LUCY |  | VRN 2A |  |  |  | Pass | null
379512452 | TNB | DISTRIBUTION | KUALA SELANGOR | Existing | BKSL/PCE/J00884/MB1 | 310636290 | CLOSED | 11 kV | RYB | D-KSL-C17-1268 |  |  | S05971 | LUCY |  | VRN 2A |  |  |  | Pass | null
379787377 | TNB | DISTRIBUTION | KUALA SELANGOR | Existing | BKSL/PCE/J00531/MBRMU | 300313608 | CLOSED | 11 kV | RYB | KOSSAN RUBBER NO 5 |  |  | S00215 |  | TAMCO | FALCON BETA | 20071107 |  |  | Pass | null
379787497 | TNB | DISTRIBUTION | KUALA SELANGOR | Existing | BKSL/PCE/J00073/MBRMU | 300313609 | CLOSED | 11 kV | RYB | SYNLE HART |  |  | S00212 |  | MERLIN GERIN | MERLIN GERIN | 18/08/2007 |  |  | Pass | null
379787591 | TNB | DISTRIBUTION | KUALA SELANGOR | Existing | BKSL/PCE/J00142/MBRMU | 300313610 | CLOSED | 11 kV | RYB | KEM BINA INSAN SG SEMBILANG |  |  | S01403 |  | INDKOM | GR1 | 20/09/2006 |  |  | Pass | null
379787687 | TNB | DISTRIBUTION | KUALA SELANGOR | Existing | BKSL/PCE/J00068/MB00201 | 300022231 | CLOSED | 11 kV | RYB | PANTAI REMIS |  |  | S00202 |  | FALCON BETA | FALCON BETA | 20/09/1994 |  |  | Pass | null
379791524 | TNB | DISTRIBUTION | KUALA SELANGOR | Existing | BKSL/PCE/J00160/MBNN01 | 300022619 | CLOSED | 11 kV | RYB | TMN SRI SEKINCHAN NO 1 |  |  | S00573 |  | TAMCO | TNB 91/20001 | 19/02/1994 |  |  | Pass | null
379791620 | TNB | DISTRIBUTION | KUALA SELANGOR | Existing | BKSL/PCE/J00313/MBRMU1 | 300232744 | CLOSED | 11 kV | RYB | TMN SRI SEKINCHAN NO 2 (C) |  |  | S01595 |  |  | ZZT | 18/08/1993 |  |  | Pass | null
379791714 | TNB | DISTRIBUTION | KUALA SELANGOR | Existing | BKSL/PCE/J00161/MBRMU1 | 300022626 | CLOSED | 11 kV | RYB | SEAFOOD BGN SEKINCHAN |  |  | S00576 |  | VEI | VEI | 22/03/1998 |  |  | Pass | null
379791817 | TNB | DISTRIBUTION | KUALA SELANGOR | Existing | BKSL/PCE/J00164/MBNN01 | 300022635 | CLOSED | 11 kV | RYB | TELEKOM SEKINCHAN |  |  | S005845 |  | TAMCO | TAMCO | 28/06/1992 |  |  | Pass | null
379791938 | TNB | DISTRIBUTION | KUALA SELANGOR | Existing | BKSL/PCE/J00691/MBRMU | 300343242 | CLOSED | 11 kV | RYB | SURIA PRESS |  |  | S055821 |  |  | F&G | 22/03/2011 |  |  | Pass | null
379792032 | TNB | DISTRIBUTION | KUALA SELANGOR | Existing | BKSL/PCE/J00143/MBRMU | 300313457 | CLOSED | 11 kV | RYB | TMN RIA JAYA |  |  | S01580 |  |  | F&G | 22/09/2005 |  |  | Pass | null
379792128 | TNB | DISTRIBUTION | KUALA SELANGOR | Existing | BKSL/PCE/J00165/MBRMU1 | 300022640 | CLOSED | 11 kV | RYB | KEE HIN NO 1 |  |  | S005898 |  | TAMCO | TAMCO | 20001107 |  |  | Pass | null
379792224 | TNB | DISTRIBUTION | KUALA SELANGOR | Existing | BKSL/PCE/J00162/MBRMU1 | 300313493 | CLOSED | 11 kV | RYB | SEKINCHAN NO 2(DEPAN BALAI POLIS SKN) |  |  | S00579 |  | TAMCO | TAMCO | 20061010 |  |  | Pass | null
379792320 | TNB | DISTRIBUTION | KUALA SELANGOR | Existing | BKSL/PCE/J00163/MBRMU1 | 300022632 | CLOSED | 11 kV | RYB | BGN SEKINCHAN |  |  | S00583 |  | TAMCO | TAMCO | 19/04/1992 |  |  | Pass | null
379792414 | TNB | DISTRIBUTION | KUALA SELANGOR | Existing | BKSL/PCE/J00619/MBRMU1 | 300343337 | CLOSED | 11 kV | RYB | PANJI MUARA |  |  | S05578 |  |  | F&G | 19981107 |  |  | Pass | null
379792508 | TNB | DISTRIBUTION | KUALA SELANGOR | Existing | BKSL/PCE/J00166/MBRMU1 | 300313495 | CLOSED | 11 kV | RYB | SITE C SEKINCHAN |  |  | S00592 |  | TAMCO | TAMCO | 27/11/2006 |  |  | Pass | null
379792604 | TNB | DISTRIBUTION | KUALA SELANGOR | Existing | BKSL/PCE/J00167/MBRMU1 | 300313446 | CLOSED | 11 kV | RYB | SELOKA GAGAH NO 1 |  |  | S01600 |  | MERLIN GERIN | MERLIN GERIN | 26/06/2003 |  |  | Pass | null
379792700 | TNB | DISTRIBUTION | KUALA SELANGOR | Existing | BKSL/PCE/J00176/MBRMU | 300313452 | CLOSED | 11 kV | RYB | SELOKA GAGAH NO 2 |  |  | S01603 |  | TAMCO | TAMCO | 17/07/2002 |  |  | Pass | null
379792796 | TNB | DISTRIBUTION | KUALA SELANGOR | Existing | BKSL/PCE/J00589/MBRMU | 300342967 | CLOSED | 11 kV | RYB | SEK KEB SRI SEKINCAN |  |  | S05524 |  | MERLIN GERIN | MERLIN GERIN | 26/06/2008 | TX-1000KVA |  | Pass | null
379792900 | TNB | DISTRIBUTION | KUALA SELANGOR | Existing | BKSL/PCE/J00535/MBRMU | 300313444 | CLOSED | 11 kV | RYB | ASIA AQUACULTURE BGN TENGKORAK |  |  | S05291 |  | TAMCO | TAMCO | 19/04/2003 |  |  | Pass | null
379793097 | TNB | DISTRIBUTION | KUALA SELANGOR | Existing | BKSL/PCE/J00198/MB01 | 300022784 | CLOSED | 11 kV | RYB | K/UDANG BGN TENGKORAK |  |  | S00374 |  | TAMCO | TAMCO | 19/04/1983 |  |  | Pass | null
379793191 | TNB | DISTRIBUTION | KUALA SELANGOR | Existing | BKSL/PCE/J00149/MBRMU | 300313469 | CLOSED | 11 kV | RYB | KEE HIN NO 2 |  |  | S00543 |  | EPE | EPE | 15/12/2005 |  |  | Pass | null
379793337 | TNB | DISTRIBUTION | KUALA SELANGOR | Existing | BKSL/PCE/J00150/MBRMU | 300313470 | CLOSED | 11 kV | RYB | GEMA JAYA |  |  | S00546 |  | TAMCO | 11kV SF6 | 19/02/2004 |  |  | Pass | null
379793433 | TNB | DISTRIBUTION | KUALA SELANGOR | Existing | BKSL/PCE/J00151/MBRMU1 | 300242545 | CLOSED | 11 kV | RYB | JURU JAYA |  |  | S00549 |  | MERLIN GERIN | MERLIN GERIN | 18/08/1983 |  |  | Pass | null
379793540 | TNB | DISTRIBUTION | KUALA SELANGOR | Existing | BKSL/PCE/J00152/MBRMU | 300313473 | CLOSED | 11 kV | RYB | SITE B SEKINCHAN |  |  | S01587 |  | VEI | VEI | 22/03/2006 |  |  | Pass | null
379793541 | TNB | DISTRIBUTION | KUALA SELANGOR | Existing | BKSL/PCE/J00152/MBRMU | 300313473 | CLOSED | 11 kV | RYB | SITE B SEKINCHAN |  |  | S01586 |  | VEI | VEI | 22/03/2006 |  |  | Pass | null
379793711 | TNB | DISTRIBUTION | KUALA SELANGOR | Existing | BKSL/PCE/J00348/MBRMU1 | 300243128 | CLOSED | 11 kV | RYB | KLG SEMERAH PADI SITE A SEKINCHAN |  |  | S05545 |  | VEI | VEI | 19881107 |  |  | Pass | null
379793712 | TNB | DISTRIBUTION | KUALA SELANGOR | Existing | BKSL/PCE/J00348/MBRMU1 | 300243128 | CLOSED | 11 kV | RYB | KLG SEMERAH PADI SITE A SEKINCHAN |  |  | S01589 |  | VEI | VEI | 19881107 |  |  | Pass | null
379794108 | TNB | DISTRIBUTION | KUALA SELANGOR | Existing | BKSL/PCE/J00555/MBRMU1 | 300284515 | CLOSED | 11 kV | RYB | KLG PADI DATARAN PUSAKA |  |  | S05427 |  | TAMCO | 11kV SF6 RMU GR1 | 19/02/1982 |  |  | Pass | null
379794109 | TNB | DISTRIBUTION | KUALA SELANGOR | Existing | BKSL/PCE/J00555/MBRMU1 | 300284515 | CLOSED | 11 kV | RYB | KLG PADI DATARAN PUSAKA |  |  | S05428 |  | TAMCO | 11kV SF6 RMU GR1 | 19/02/1982 |  |  | Pass | null
379794272 | TNB | DISTRIBUTION | KUALA SELANGOR | Existing | BKSL/PCE/J00153/MBRMU | 300343240 | CLOSED | 11 kV | RYB | BERNAS (LPN) |  |  | S01591 |  | TAMCO | TAMCO | 19/02/2011 |  |  | Pass | null
379794283 | TNB | DISTRIBUTION | KUALA SELANGOR | Existing |  |  | CLOSED | 11 kV | RYB | BERNAS (LPN) |  |  | S00552 | [6 empty] | Pass | null
379794467 | TNB | DISTRIBUTION | KUALA SELANGOR | Existing | BKSL/PCE/J00826/MBRMU | 300443241 | CLOSED | 11 kV | RYB | TAMAN INDAH 2 |  |  | S05663 |  |  | NE-212Q |  |  |  | Pass | null
379794468 | TNB | DISTRIBUTION | KUALA SELANGOR | Existing | BKSL/PCE/J00826/MBRMU | 300443241 | CLOSED | 11 kV | RYB | TAMAN INDAH 2 |  |  | S05662 |  |  | NE-212Q |  |  |  | Pass | null
379794638 | TNB | DISTRIBUTION | KUALA SELANGOR | Existing | BKSL/PCE/J00312/MBRMU | 300313482 | CLOSED | 11 kV | RYB | BALAI BOMBA SEKINCHAN |  |  | S01613 |  | VEI | VEI | 28/06/2006 |  |  | Pass | null
379794639 | TNB | DISTRIBUTION | KUALA SELANGOR | Existing | BKSL/PCE/J00312/MBRMU | 300313482 | CLOSED | 11 kV | RYB | BALAI BOMBA SEKINCHAN |  |  | S01612 |  | VEI | VEI | 28/06/2006 |  |  | Pass | null
379794813 | TNB | DISTRIBUTION | KUALA SELANGOR | Existing | BKSL/PCE/J00144/MBRMU | 300313461 | CLOSED | 11 kV | RYB | HOTEL DELUXE |  |  | S00536 |  | TAMCO | TAMCO | 14/11/2005 |  |  | Pass | null
379794814 | TNB | DISTRIBUTION | KUALA SELANGOR | Existing | BKSL/PCE/J00144/MBRMU | 300313461 | CLOSED | 11 kV | RYB | HOTEL DELUXE |  |  | S00537 |  | TAMCO | TAMCO | 14/11/2005 |  |  | Pass | null
379794971 | TNB | DISTRIBUTION | KUALA SELANGOR | Existing | BKSL/PCE/J00341/MBRMU1 | 300241021 | CLOSED | 11 kV | RYB | TOKONG BUDHA SEKINCHAN |  |  | S01584 |  |  | LM 1872021 | 19/04/1993 |  |  | Pass | null
379795065 | TNB | DISTRIBUTION | KUALA SELANGOR | Existing | BKSL/PCE/J00878/MBRMU1 | 310527932 | CLOSED | 11 kV | RYB | L672 TOKONG CINA |  |  | S05752 | [6 empty] | Pass | null
379795161 | TNB | DISTRIBUTION | KUALA SELANGOR | Existing | BKSL/PCE/J00562/MBRMU | 300343224 | CLOSED | 11 kV | RYB | T/A 6 BAN 2 |  |  | S01611 |  | TAMCO | TAMCO | 17/07/2007 |  |  | Pass | null
379795255 | TNB | DISTRIBUTION | KUALA SELANGOR | Existing |  |  | CLOSED | 11 kV | RYB | CTS COOKIES PARIT 7 |  |  | S05908 | [6 empty] | Pass | null
379795349 | TNB | DISTRIBUTION | KUALA SELANGOR | Existing | BKSL/PCE/J00315/MBRMU | 300343226 | CLOSED | 11 kV | RYB | PT 7 BAN 2 |  |  | S00666 |  | TAMCO | TAMCO | 18/08/2007 |  |  | Pass | null
379795443 | TNB | DISTRIBUTION | KUALA SELANGOR | Existing | BKSL/PCE/J00316/MBRMU | 300343227 | CLOSED | 11 kV | RYB | PT 8 BAN 2 |  |  | S00663 |  | TAMCO | TAMCO | 22/09/2007 |  |  | Pass | null
379795537 | TNB | DISTRIBUTION | KUALA SELANGOR | Existing | BKSL/PCE/J00317/MBRMU | 300343228 | CLOSED | 11 kV | RYB | T/A 8 BAN 2 |  |  | S01609 |  | TAMCO | TAMCO | 20061110 |  |  | Pass | null
379795631 | TNB | DISTRIBUTION | KUALA SELANGOR | Existing | BKSL/PCE/J00576/MBRMU | 300343232 | CLOSED | 11 kV | RYB | PT 9 BAN 2 |  |  | S00660 |  | TAMCO | TAMCO | 14/11/2011 |  |  | Pass | null
379795750 | TNB | DISTRIBUTION | KUALA SELANGOR | Existing | BKSL/PCE/J00781/MBRMU | 300344180 | CLOSED | 11 kV | RYB | GEMHARTA |  |  | R05427 |  | TAMCO | GR1 | 22/09/2004 |  |  | Pass | null
379795844 | TNB | DISTRIBUTION | KUALA SELANGOR | Existing | BKSL/PCE/J00780/MBRMU | 300344181 | CLOSED | 11 kV | RYB | VPN MARKETING (M) |  |  | R05406 |  | TAMCO | GR1 | 20041110 |  |  | Pass | null
379795938 | TNB | DISTRIBUTION | KUALA SELANGOR | Existing | BKSL/PCE/J00779/MBRMU | 300344182 | CLOSED | 11 kV | RYB | KHUEN HING METAL SDN BHD |  |  | R05279 |  | VEI | 2L+1T | 14/11/2004 |  |  | Pass | null
379796032 | TNB | DISTRIBUTION | KUALA SELANGOR | Existing | BKSL/PCE/J00778/MBRMU | 300344183 | CLOSED | 11 kV | RYB | HF MAROSHUMI ALAM JAYA |  |  | R05782 |  | TAMCO | GR1 | 15/12/2004 |  |  | Pass | null
379796126 | TNB | DISTRIBUTION | KUALA SELANGOR | Existing | BKSL/PCE/J00777/MBRMU1 | 300262124 | CLOSED | 11 kV | RYB | KLG SANTEX |  |  | R05276 |  | VEI | VEI | 15/12/1982 |  |  | Pass | null
379796220 | TNB | DISTRIBUTION | KUALA SELANGOR | Existing | BKSL/PCE/J00776/MBRMU | 300344184 | CLOSED | 11 kV | RYB | MULTIGUNA NO.2 |  |  | R05393 |  | TAMCO | GR1 | 19/02/2004 |  |  | Pass | null
379796314 | TNB | DISTRIBUTION | KUALA SELANGOR | Existing | BKSL/PCE/J00775/MBRMU | 300344185 | CLOSED | 11 kV | RYB | ADVANCE PRELUDE |  |  | S05744 |  | ITEM | ITEM | 22/03/2004 |  |  | Pass | null
379796502 | TNB | DISTRIBUTION | KUALA SELANGOR | Existing | BKSL/PCE/J00767/MBRMU | 300344219 | CLOSED | 11 kV | RYB | MANETWTECH BELLE ALAM JAYA |  |  | R06529 |  | INDKOM | ZZZT I/D | 19/04/2004 |  |  | Pass | null
379796513 | TNB | DISTRIBUTION | KUALA SELANGOR | Existing | BKSL/PCE/J00767/MBRMU | 300344219 | CLOSED | 11 kV | RYB | MANETWTECH BELLE ALAM JAYA |  |  | R06319 |  | INDKOM | ZZZT I/D | 19/04/2004 |  |  | Pass | null
379796785 | TNB | DISTRIBUTION | KUALA SELANGOR | Existing | BKSL/PCE/J00835/MBRMU | 300451517 | CLOSED | 11 kV | RYB | TOONG HENG LONG |  |  | R06529 |  | INDKOM | INS24 | 28/03/2012 |  |  | Pass | null
379796879 | TNB | DISTRIBUTION | KUALA SELANGOR | Existing | BKSL/PCE/J00759/MBRMU | 300344218 | CLOSED | 11 kV | RYB | OHTSUKI SEIKO |  |  | R04543 |  | VEI | 2L+1T | 18/03/2004 |  |  | Pass | null
379796973 | TNB | DISTRIBUTION | KUALA SELANGOR | Existing | BKSL/PCE/J00760/MBRMU | 300344217 | CLOSED | 11 kV | RYB | LITEX METAL SDN BHD |  |  | R05864 |  | TAMCO | GR1 | 14/02/2012 |  |  | Pass | null
379797067 | TNB | DISTRIBUTION | KUALA SELANGOR | Existing | BKSL/PCE/J00761/MBRMU | 300344215 | CLOSED | 11 kV | RYB | FUJI BAKERY P.ALAM |  |  | R05675 |  | TAMCO | GR1 | 20041012 |  |  | Pass | null
379797161 | TNB | DISTRIBUTION | KUALA SELANGOR | Existing | BKSL/PCE/J00762/MBRMU | 300344197 | CLOSED | 11 kV | RYB | PROGRESSIVE FOAM |  |  | R05408 |  | TAMCO | GR1 | 27/11/2004 |  |  | Pass | null
379797255 | TNB | DISTRIBUTION | KUALA SELANGOR | Existing | BKSL/PCE/J00763/MBRMU | 300344196 | CLOSED | 11 kV | RYB | AGRO TECH ALAM JAYA |  |  | R05721 |  | VEI | 2L+1T | 20041010 |  |  | Pass | null
379797362 | TNB | DISTRIBUTION | KUALA SELANGOR | Existing | BKSL/PCE/J00764/MBRMU | 300344193 | CLOSED | 11 kV | RYB | INDUSTRI ALAM JAYA NO.7 |  |  | R04737 |  | VEI | 2L+2T | 20/09/2004 |  |  | Pass | null
379797363 | TNB | DISTRIBUTION | KUALA SELANGOR | Existing | BKSL/PCE/J00764/MBRMU | 300344193 | CLOSED | 11 kV | RYB | INDUSTRI ALAM JAYA NO.7 |  |  | R05907 |  | VEI | 2L+2T | 20/09/2004 |  |  | Pass | null
379797520 | TNB | DISTRIBUTION | KUALA SELANGOR | Existing | BKSL/PCE/J00765/MBRMU | 300344191 | CLOSED | 11 kV | RYB | SANON PRINTING |  |  | R05246 |  | TAMCO | FALCON BETA | 18/08/2004 |  |  | Pass | null
379797614 | TNB | DISTRIBUTION | KUALA SELANGOR | Existing | BKSL/PCE/J00766/MBRMU | 300344190 | CLOSED | 11 kV | RYB | GIMATECH MALAYSIA |  |  | R05249 |  | VEI | 2L+1T | 20041107 |  |  | Pass | null
379797708 | TNB | DISTRIBUTION | KUALA SELANGOR | Existing | BKSL/PCE/J00768/MBRMU | 300344916 | CLOSED | 11 kV | RYB | MULTIGUNA TIAJ 2 /9 |  |  | R06326 |  | INDKOM | ZZT I/D | 20061107 |  |  | Pass | null
379798018 | TNB | DISTRIBUTION | KUALA SELANGOR | Existing | BKSL/PCE/J00807/MBRMU | 300344242 | CLOSED | 11 kV | RYB | PPAJ NO.2 |  |  | R06041 |  | INDKOM | ZZZT O/D | 15/12/1990 |  |  | Pass | null
379798112 | TNB | DISTRIBUTION | KUALA SELANGOR | Existing | BKSL/PCE/J00808/MBRMU | 300344244 | CLOSED | 11 kV | RYB | PASARAYA ECONSAVE ALAM JAYA |  |  | R06038 |  | VEI | 2L+1T | 19/02/1990 |  |  | Pass | null
379798394 | TNB | DISTRIBUTION | KUALA SELANGOR | Existing | BKSL/PCE/J00819/MBRMU | 300346275 | CLOSED | 11 kV | RYB | LOJI PEMBENTUNGAN (NO.2) FASA 3 |  |  | S01104 |  | TAMCO | GR1 | 19/02/2011 |  |  | Pass | null
379864429 | TNB | DISTRIBUTION | KUALA SELANGOR | Existing | BKSL/PCE/J00318/MBRMU | 300343234 | CLOSED | 11 kV | RYB | TALIAIR 9 BAN 2 |  |  | S00657 |  | TAMCO | TAMCO | 15/12/2011 |  |  | Pass | null
379864645 | TNB | DISTRIBUTION | KUALA SELANGOR | Existing | BKSL/PCE/J00174/MBRMU | 300313488 | CLOSED | 11 kV | RYB | KLG PADI PT 8 |  |  | S01606 |  | INDKOM | ZZZT-I/D | 20071107 |  |  | Pass | null
379864748 | TNB | DISTRIBUTION | KUALA SELANGOR | Existing | BKSL/PCE/J00170/MBRMU1 | 300022655 | CLOSED | 11 kV | RYB | PT 9 PASIR PANJANG |  |  | D00089 |  | TAMCO | B225773 | 18/08/1992 |  |  | Pass | null
379864842 | TNB | DISTRIBUTION | KUALA SELANGOR | Existing | BKSL/PCE/J00265/MBRMU | 300343361 | CLOSED | 11 kV | RYB | MASRI PARIT 7 SG LEMAN |  |  | S05576 |  | MERLIN GERIN | 07897071EW | 19981010 |  |  | Pass | null
379868722 | TNB | DISTRIBUTION | KUALA SELANGOR | Existing | BKSL/PCE/J00085/MBRMU1 | 300228755 | CLOSED | 11 kV | RYB | CHOP GUAN SENG |  |  | S00247 |  | TAMCO | TAMCO | 26/06/1990 | TX-750KVA |  | Pass | null
379868903 | TNB | DISTRIBUTION | KUALA SELANGOR | Existing | BKSL/PCE/J00083/MBRMU | 300343294 | CLOSED | 11 kV | RYB | TAWEI SG SERDANG |  |  | S00241 |  | TAMCO | TAMCO | 20/05/2011 | TX-1000KVA |  | Pass | null
379869012 | TNB | DISTRIBUTION | KUALA SELANGOR | Existing | BKSL/PCE/J00551/MBRMU | 300313782 | CLOSED | 11 kV | RYB | GOOD NITE |  |  | S05421 |  | TAMCO | TAMCO | 17/07/2007 | TX-750KVA |  | Pass | null
379869212 | TNB | DISTRIBUTION | KUALA SELANGOR | Existing | BKSL/PCE/J00138/MBRMU1 | 300228813 | CLOSED | 11 kV | RYB | PANGSAPURI PANTAI INDAH |  |  | S01426 |  |  | FLUSARC 2L+1T | 18/08/1990 | TX-1000KVA |  | Pass | null
379869238 | TNB | DISTRIBUTION | KUALA SELANGOR | Existing |  |  | CLOSED | 11 kV | RYB | KOLAM UDANG SG JANGGUT |  |  | S05895 |  |  |  |  | TX-500KVA |  | Pass | null
379869339 | TNB | DISTRIBUTION | KUALA SELANGOR | Existing | BKSL/PCE/J00076/MBRMU | 300343295 | CLOSED | 11 kV | RYB | PETRONAS SG SEMBILANG |  |  | S00221 |  | TAMCO | TAMCO | 26/06/2008 | TX-300KVA |  | Pass | null
379869429 | TNB | DISTRIBUTION | KUALA SELANGOR | Existing | BKSL/PCE/J00336/MBRMU1 | 300241513 | CLOSED | 11 kV | RYB | KOSSAN 4 |  |  | S01419 |  | VEI | VEI | 22/09/1999 | TX-1000KVA |  | Pass | null
379869563 | TNB | DISTRIBUTION | KUALA SELANGOR | Existing | BKSL/PCE/J00091/MBRMU | 300313602 | CLOSED | 11 kV | RYB | LAY HONG (BT 14 SG SERDANG)NO 1 |  |  | S01447 |  | TAMCO | GR1 | 19/04/2008 | TX-1000KVA |  | Pass | null
379869627 | TNB | DISTRIBUTION | KUALA SELANGOR | Existing | BKSL/PCE/J00689/MBRMU1 | 300343740 | CLOSED | 11 kV | RYB | SONG ENGINEERING |  |  | S05571 |  | INDKOM | INDKOM | 18/03/2000 | TX-500KVA |  | Pass | null
379869740 | TNB | DISTRIBUTION | KUALA SELANGOR | Existing | BKSL/PCE/J00147/MBRMU1 | 300313696 | CLOSED | 11 kV | RYB | TAMBAK JAWA |  |  | S00230 |  | TAMCO | TAMCO | 14/02/2007 | TX-500KVA |  | Pass | null
379869851 | TNB | DISTRIBUTION | KUALA SELANGOR | Existing | BKSL/PCE/J00110/MBRMU | 300343415 | CLOSED | 11 kV | RYB | PADANG GAJAH |  |  | S00227 |  | TAMCO | TAMCO | 14/02/2000 | TX-300KVA |  | Pass | null
379869944 | TNB | DISTRIBUTION | KUALA SELANGOR | Existing | BKSL/PCE/J00585/MBRMU1 | 300344070 | CLOSED | 11 kV | RYB | PUA YU NEN(FBK SYSTEM) |  |  | S05447 |  | VEI | VEI | 19/04/2000 | TX-750KVA |  | Pass | null
379870043 | TNB | DISTRIBUTION | KUALA SELANGOR | Existing | BKSL/PCE/J00078/MBNN01 | 300022258 | CLOSED | 11 kV | RYB | EYU TECK CHAI |  |  | S01435 |  |  | ZZT | 27/11/1956 | TX-500KVA |  | Pass | null
379870136 | TNB | DISTRIBUTION | KUALA SELANGOR | Existing | BKSL/PCE/J00088/MBNN01 | 300022298 | CLOSED | 11 kV | RYB | EYU BER EER NO 1 |  |  | S01438 |  | TAMCO | 11kV SV6 RMU GRI | 19/04/1991 | TX-1000KVA |  | Pass | null
379870229 | TNB | DISTRIBUTION | KUALA SELANGOR | Existing | BKSL/PCE/J00044/MBNN01 | 300022109 | CLOSED | 11 kV | RYB | KIEN HUAT FURNITURE |  |  | S01432 |  |  | ZZT | 19/04/2004 | TX-1000KVA |  | Pass | null
379870331 | TNB | DISTRIBUTION | KUALA SELANGOR | Existing | BKSL/PCE/J00595/MBRMU | 300313587 | CLOSED | 11 kV | RYB | TMN SETIA BUDI |  |  | S05500 |  | INDKOM | ZZT O/D | 14/11/2007 | TX-500KVA |  | Pass | null
379870425 | TNB | DISTRIBUTION | KUALA SELANGOR | Existing | BKSL/PCE/J00304/MBNN01 | 300023060 | CLOSED | 11 kV | RYB | TMN KENARI |  |  | S01429 |  |  | ZZT | 19/04/1996 | TX-1000KVA |  | Pass | null
379870516 | TNB | DISTRIBUTION | KUALA SELANGOR | Existing | BKSL/PCE/J00563/MBRMU | 300313596 | CLOSED | 11 kV | RYB | TMN SEJAHTERA |  |  | S05473 |  | TAMCO | FALLEN BETA | 22/03/2009 | TX-500KVA |  | Pass | null
379870618 | TNB | DISTRIBUTION | KUALA SELANGOR | Existing | BKSL/PCE/J00077/MBRMU1 | 300022254 | CLOSED | 11 kV | RYB | TMN SG SEMBILANG |  |  | S00224 |  | TAMCO | TAMCO | 19891010 | TX-300KVA |  | Pass | null
379870713 | TNB | DISTRIBUTION | KUALA SELANGOR | Existing | BKSL/PCE/J00067/MB00194 | 300022226 | CLOSED | 11 kV | RYB | LDG BUKIT CERAKAH |  |  | S00195 |  |  | F&G | 18/08/1984 | TX-300KVA |  | Pass | null
379870762 | TNB | DISTRIBUTION | KUALA SELANGOR | Existing | BKSL/PCE/J00066/MBNN01 | 300022221 | CLOSED | 11 kV | RYB | PKNS TMN PEKERTI JERAM |  |  | S00192 |  | TAMCO | TAMCO | 19841107 | TX-300KVA |  | Pass | null
379870865 | TNB | DISTRIBUTION | KUALA SELANGOR | Existing | BKSL/PCE/J00065/MBNN01 | 300022216 | CLOSED | 11 kV | RYB | PKNS TMN PERMAI JERAM |  |  | S01389 |  | TAMCO | TAMCO | 28/06/2002 | TX-500KVA |  | Pass | null
379870962 | TNB | DISTRIBUTION | KUALA SELANGOR | Existing | BKSL/PCE/J00063/MBRMU | 300313575 | CLOSED | 11 kV | RYB | JERAM NO 2 |  |  | S00187 |  | TAMCO | TAMCO | 18/03/2008 | TX-300KVA |  | Pass | null
379871055 | TNB | DISTRIBUTION | KUALA SELANGOR | Existing | BKSL/PCE/J00530/MBRMU | 300313580 | CLOSED | 11 kV | RYB | KENTUNE FURNITURE (SHE CHE SING) |  |  | S00189 |  |  | 2L+1T | 20/05/2007 | TX-500KVA |  | Pass | null
379871107 | TNB | DISTRIBUTION | KUALA SELANGOR | Existing | BKSL/PCE/J00553/MBRMU | 300313577 | CLOSED | 11 kV | RYB | QUARTERS LDG BUKIT CERAKAH |  |  | S05417 |  | MERLIN GERIN | RM6 | 19/04/2009 | TX-300KVA |  | Pass | null
379871213 | TNB | DISTRIBUTION | KUALA SELANGOR | Existing | BKSL/PCE/J00529/MBRMU | 300313581 | CLOSED | 11 kV | RYB | LAY HONG NO 5(SPG 3 JERAM) |  |  | S01626 |  | TAMCO | TAMCO | 26/06/2000 | TX-500KVA |  | Pass | null
379871239 | TNB | DISTRIBUTION | KUALA SELANGOR | Existing | BKSL/PCE/J00588/MBRMU | 300313582 | CLOSED | 11 kV | RYB | LAY HONG NO.6 |  |  | S05487 |  | TAMCO | TAMCO | 17/07/2008 | TX-500KVA |  | Pass | null
379871343 | TNB | DISTRIBUTION | KUALA SELANGOR | Existing | BKSL/PCE/J00062/MB00182 | 300022205 | CLOSED | 11 kV | RYB | JERAM NO 1 |  |  | S00183 |  | TAMCO | TAMCO | 19/04/1975 | TX-750KVA |  | Pass | null
379871565 | TNB | DISTRIBUTION | KUALA SELANGOR | Existing | BKSL/PCE/J00061/MBRMU | 300313584 | CLOSED | 11 kV | RYB | BALAI POLIS JERAM |  |  | S00180 |  | TAMCO | TAMCO | 18/08/2008 | TX-1000KVA |  | Pass | null
379873110 | TNB | DISTRIBUTION | KUALA SELANGOR | Existing | BKSL/PCE/J00089/MBRMU | 300343296 | CLOSED | 11 kV | RYB | WORLD STAR |  |  | S00250 |  | TAMCO | TAMCO | 17/07/2010 |  |  | Pass | null
379890271 | TNB | DISTRIBUTION | KUALA SELANGOR | Existing | BKSL/PCE/J00617/MBRMU | 300345643 | CLOSED | 11 kV | RYB | KOLAM AIR BT ARANG |  |  | R01616 |  |  | ZZT | 22/03/2006 |  |  | Pass | null
379890272 | TNB | DISTRIBUTION | KUALA SELANGOR | Existing | BKSL/PCE/J00617/MBRMU | 300345643 | CLOSED | 11 kV | RYB | KOLAM AIR BT ARANG |  |  | R01615 |  |  | ZZT | 22/03/2006 |  |  | Pass | null
379890442 | TNB | DISTRIBUTION | KUALA SELANGOR | Existing |  |  | CLOSED | 11 kV | RYB | SEKSYEN 12 KOTA PUTERI BT ARANG |  |  | R04533 | [6 empty] | Pass | null
379890443 | TNB | DISTRIBUTION | KUALA SELANGOR | Existing |  |  | CLOSED | 11 kV | RYB | SEKSYEN 12 KOTA PUTERI BT ARANG |  |  | R04534 | [6 empty] | Pass | null
379890600 | TNB | DISTRIBUTION | KUALA SELANGOR | Existing | BKSL/PCE/J00637/MBRMU | 300345652 | CLOSED | 11 kV | RYB | MALEX QTRS |  |  | R01593 |  | VEI | 2L+1T | 19/04/2006 |  |  | Pass | null
379890694 | TNB | DISTRIBUTION | KUALA SELANGOR | Existing | BKSL/PCE/J00641/MBRMU | 300345664 | CLOSED | 11 kV | RYB | KG MELAYU A/T |  |  | R05266 |  | TAMCO | GR1 | 20061010 |  |  | Pass | null
379890858 | TNB | DISTRIBUTION | KUALA SELANGOR | Existing | BKSL/PCE/J00639/MBRMU | 300345658 | CLOSED | 11 kV | RYB | AMMO DEPOT (LARGE AMUNITION) |  |  | R04551 |  | MERLIN GERIN | RM6 | 18/08/2006 |  |  | Pass | null
379890965 | TNB | DISTRIBUTION | KUALA SELANGOR | Existing | BKSL/PCE/J00422/MB1 | 300555713 | CLOSED | 11 kV | RYB | TOWNHOUSE KP5 |  |  | R07938 |  | INDKOM | INS24 |  |  |  | Pass | null
379890966 | TNB | DISTRIBUTION | KUALA SELANGOR | Existing | BKSL/PCE/J00422/MB1 | 300555713 | CLOSED | 11 kV | RYB | TOWNHOUSE KP5 |  |  | R07937 |  | INDKOM | INS24 |  |  |  | Pass | null
379891307 | TNB | DISTRIBUTION | KUALA SELANGOR | Existing | BKSL/PCE/J00622/MBRMU | 300313766 | CLOSED | 11 kV | RYB | KOTA PUTERI NO.1 |  |  | R04873 |  | TAMCO | GR1 | 20081012 |  |  | Pass | null
379891308 | TNB | DISTRIBUTION | KUALA SELANGOR | Existing | BKSL/PCE/J00622/MBRMU | 300313766 | CLOSED | 11 kV | RYB | KOTA PUTERI NO.1 |  |  | R05474 |  | TAMCO | GR1 | 20081012 |  |  | Pass | null
379891563 | TNB | DISTRIBUTION | KUALA SELANGOR | Existing | BKSL/PCE/J00623/MBRMU | 300313121 | CLOSED | 11 kV | RYB | RESCUEVERS |  |  | R02824 |  | TAMCO | GR1 | 19991010 |  |  | Pass | null
379891657 | TNB | DISTRIBUTION | KUALA SELANGOR | Existing | BKSL/PCE/J00624/MBRMU | 300313141 | CLOSED | 11 kV | RYB | HUP SENG SANITARY |  |  | R03483 |  | TAMCO | GR1 | 19/02/1997 |  |  | Pass | null
379891751 | TNB | DISTRIBUTION | KUALA SELANGOR | Existing | BKSL/PCE/J00607/MBRMU | 300313745 | CLOSED | 11 kV | RYB | KUATERS LOJI PEMBERSIHAN AIR BKT BADONG |  |  | R04016 |  |  | ZZT | 19/04/2008 |  |  | Pass | null
379891845 | TNB | DISTRIBUTION | KUALA SELANGOR | Existing | BKSL/PCE/J00626/MBRMU | 300313172 | CLOSED | 11 kV | RYB | ADVANCE INDUSTRIES SDN BHD |  |  | R04475 |  | TAMCO | GR1 | 28/06/1987 |  |  | Pass | null
379891939 | TNB | DISTRIBUTION | KUALA SELANGOR | Existing | BKSL/PCE/J00627/MBRMU | 300313193 | CLOSED | 11 kV | RYB | CHANG SHI MINERAL SDN BHD |  |  | R05942 |  | INDKOM | INS24 | 20/09/1987 |  |  | Pass | null
379892033 | TNB | DISTRIBUTION | KUALA SELANGOR | Existing | BKSL/PCE/J00628/MBRMU | 300313200 | CLOSED | 11 kV | RYB | TAKE SIX |  |  | R05042 |  | TOPRANK | 2L IT | 27/11/1996 |  |  | Pass | null
379892482 | TNB | DISTRIBUTION | KUALA SELANGOR | Existing |  |  | CLOSED | 11 kV | RYB | KLG PAPAN SEKINCAN |  |  | R01819 | [6 empty] | Pass | null
379892483 | TNB | DISTRIBUTION | KUALA SELANGOR | Existing |  |  | CLOSED | 11 kV | RYB | KLG PAPAN SEKINCAN |  |  | R01821 | [6 empty] | Pass | null
379892640 | TNB | DISTRIBUTION | KUALA SELANGOR | Existing | BKSL/PCE/J00631/MBRMU | 300313250 | CLOSED | 11 kV | RYB | KC PILE |  |  | R06106 |  | TAMCO | TAMCO | 18/08/2001 |  |  | Pass | null
379892734 | TNB | DISTRIBUTION | KUALA SELANGOR | Existing | BKSL/PCE/J00815/MBRMU | 300346255 | CLOSED | 11 kV | RYB | NOTION VENTURE |  |  | R06387 |  | TAMCO | GR1 | 18/08/2006 |  |  | Pass | null
379892983 | TNB | DISTRIBUTION | KUALA SELANGOR | Existing | BKSL/PCE/J00667/MBRMU | 300345672 | CLOSED | 11 kV | RYB | GUARDIAN CAUCUS |  |  | R05852 |  | TAMCO | GR1 | 20061012 |  |  | Pass | null
379893077 | TNB | DISTRIBUTION | KUALA SELANGOR | Existing | BKSL/PCE/J00666/MBRMU | 300345674 | CLOSED | 11 kV | RYB | WORK SHOP MAMECH |  |  | R04948 |  | TAMCO | GR1 | 14/02/2006 |  |  | Pass | null
379893171 | TNB | DISTRIBUTION | KUALA SELANGOR | Existing | BKSL/PCE/J00668/MBRMU | 300345805 | CLOSED | 11 kV | RYB | INTERSIT INDUSTRIES IJOK |  |  | R05915 |  | VEI | 2L+1T | 18/03/2006 |  |  | Pass | null
379893265 | TNB | DISTRIBUTION | KUALA SELANGOR | Existing | BKSL/PCE/J00669/MBRMU | 300345806 | CLOSED | 11 kV | RYB | WILLY STEEL |  |  | R05255 |  | VEI | 2L+1T | 19/04/2006 |  |  | Pass | null
379893372 | TNB | DISTRIBUTION | KUALA SELANGOR | Existing | BKSL/PCE/J00656/MBRMU | 300345423 | CLOSED | 11 kV | RYB | PERDANA ALAM JAYA NO.3 |  |  | R04445 |  | TAMCO | GR1 | 22/09/2006 | TX2-500KVA |  | Pass | null
379893373 | TNB | DISTRIBUTION | KUALA SELANGOR | Existing | BKSL/PCE/J00656/MBRMU | 300345423 | CLOSED | 11 kV | RYB | PERDANA ALAM JAYA NO.3 |  |  | R04444 |  | TAMCO | GR1 | 22/09/2006 | TX1-750KVA |  | Pass | null
379893543 | TNB | DISTRIBUTION | KUALA SELANGOR | Existing | BKSL/PCE/J00657/MBRMU | 300345393 | CLOSED | 11 kV | RYB | PERDANA ALAM JAYA NO.2 |  |  | R04449 |  | ABB | ABB | 18/08/2006 |  |  | Pass | null
379893544 | TNB | DISTRIBUTION | KUALA SELANGOR | Existing | BKSL/PCE/J00657/MBRMU | 300345393 | CLOSED | 11 kV | RYB | PERDANA ALAM JAYA NO.2 |  |  | R04448 |  | ABB | ABB | 18/08/2006 |  |  | Pass | null
379893727 | TNB | DISTRIBUTION | KUALA SELANGOR | Existing | BKSL/PCE/J00645/MBRMU | 300345803 | CLOSED | 11 kV | RYB | SOUTHPROP NO.1 |  |  | R06526 |  | TAMCO | GR1 | 14/02/2006 |  |  | Pass | null
379893821 | TNB | DISTRIBUTION | KUALA SELANGOR | Existing | BKSL/PCE/J00817/MBRMU | 300346271 | CLOSED | 11 kV | RYB | KILANG MING ZHANG |  |  | R06578 |  |  | VRN 2a | 14/11/2009 |  |  | Pass | null
379893928 | TNB | DISTRIBUTION | KUALA SELANGOR | Existing | BKSL/PCE/J00635/MBRMU1 | 310527935 | CLOSED | 11 kV | RYB | EVERFLOW |  |  | R06796 | [6 empty] | Pass | null
379893929 | TNB | DISTRIBUTION | KUALA SELANGOR | Existing | BKSL/PCE/J00635/MBRMU1 | 310527935 | CLOSED | 11 kV | RYB | EVERFLOW |  |  | R06795 | [6 empty] | Pass | null
379894086 | TNB | DISTRIBUTION | KUALA SELANGOR | Existing | BKSL/PCE/J00834/MBRMU1 | 300443291 | CLOSED | 11 kV | RYB | RUBPLAST JLN RUKUN |  |  | R06789 | [6 empty] | Pass | null
379894180 | TNB | DISTRIBUTION | KUALA SELANGOR | Existing | BKSL/PCE/J00482/MBRMU | 300345808 | CLOSED | 11 kV | RYB | SOUTH PROP NO.2 |  |  | R06520 |  | INDKOM | ZZT I/D | 26/06/2006 |  |  | Pass | null
379894274 | TNB | DISTRIBUTION | KUALA SELANGOR | Existing | BKSL/PCE/J00646/MBRMU | 300345807 | CLOSED | 11 kV | RYB | LBH BROTHERS |  |  | R05127 |  | TAMCO | GR1 | 20/05/2006 |  |  | Pass | null
379894381 | TNB | DISTRIBUTION | KUALA SELANGOR | Existing | BKSL/PCE/J00647/MBRMU | 300345814 | CLOSED | 11 kV | RYB | BE PILE |  |  | R01775 |  | TAMCO | GR1 | 18/08/2006 |  |  | Pass | null
379894382 | TNB | DISTRIBUTION | KUALA SELANGOR | Existing | BKSL/PCE/J00647/MBRMU | 300345814 | CLOSED | 11 kV | RYB | BE PILE |  |  | R01772 |  | TAMCO | GR1 | 18/08/2006 |  |  | Pass | null
379894674 | TNB | DISTRIBUTION | KUALA SELANGOR | Existing | BKSL/PCE/J00600/MBRMU | 300342963 | CLOSED | 11 kV | RYB | KG BARU IJOK |  |  | R00593 |  | TAMCO | GR1 | 19/04/2009 |  |  | Pass | null
379894869 | TNB | DISTRIBUTION | KUALA SELANGOR | Existing | BKSL/PCE/J00599/MBRMU | 300313639 | CLOSED | 11 kV | RYB | RUMAH PKNS IJOK |  |  | R01810 |  | TAMCO | TAMCO | 19/02/2007 |  |  | Pass | null
379894963 | TNB | DISTRIBUTION | KUALA SELANGOR | Existing | BKSL/PCE/J00674/MBRMU | 300313642 | CLOSED | 11 kV | RYB | DURAFILL |  |  | R05727 |  | TAMCO | TAMCO | 22/03/2006 |  |  | Pass | null
379895057 | TNB | DISTRIBUTION | KUALA SELANGOR | Existing | BKSL/PCE/J00672/MBRMU | 300313654 | CLOSED | 11 kV | RYB | SOUTHERN FURNITURE |  |  | R01828 |  | TAMCO | TAMCO | 19/04/2007 |  |  | Pass | null
379895245 | TNB | DISTRIBUTION | KUALA SELANGOR | Existing | BKSL/PCE/J00625/MBRMU | 300313148 | CLOSED | 11 kV | RYB | LOJI AIR BKT BDG |  |  | R01791 |  |  | 0214S263 | 22/03/1984 |  |  | Pass | null
379895793 | TNB | DISTRIBUTION | KUALA SELANGOR | Existing | BKSL/PCE/J00602/MBRMU | 300313679 | CLOSED | 11 kV | RYB | PADAT BT. 7 IJOK |  |  | R03621 |  | MERLIN GERIN | R0321234 SF | 20/09/1990 |  |  | Pass | null
379895889 | TNB | DISTRIBUTION | KUALA SELANGOR | Existing | BKSL/PCE/J00604/MBRMU | 300313682 | CLOSED | 11 kV | RYB | TERNAKAN AYAM HING HONG |  |  | R01803 |  | TAMCO | GR1 | 20091010 |  |  | Pass | null
379895985 | TNB | DISTRIBUTION | KUALA SELANGOR | Existing | BKSL/PCE/J00608/MBRMU | 300313748 | CLOSED | 11 kV | RYB | RUMAH PKNS BKT BADONG |  |  | R01799 |  | TAMCO | TAMCO | 28/06/2009 |  |  | Pass | null
379896079 | TNB | DISTRIBUTION | KUALA SELANGOR | Existing |  |  | CLOSED | 11 kV | RYB | PADAT PUSAT NIAGA IJOK PERMAI |  |  | R07565 | [6 empty] | Pass | null
379896173 | TNB | DISTRIBUTION | KUALA SELANGOR | Existing | BKSL/PCE/J00832/MB | 300443416 | CLOSED | 11 kV | RYB | MASJID IJOK |  |  | R06835 | [6 empty] | Pass | null
379896280 | TNB | DISTRIBUTION | KUALA SELANGOR | Existing | BKSL/PCE/J00394/MBRMU | 300525027 | CLOSED | 11 kV | RYB | JLN MAKMUR BT 28 IJOK |  |  | R07562 |  | INDKOM | INS24 | 20150608 |  |  | Pass | null
379896281 | TNB | DISTRIBUTION | KUALA SELANGOR | Existing | BKSL/PCE/J00394/MBRMU | 300525027 | CLOSED | 11 kV | RYB | JLN MAKMUR BT 28 IJOK |  |  | R07561 |  | INDKOM | INS24 | 20150608 |  |  | Pass | null
379896438 | TNB | DISTRIBUTION | KUALA SELANGOR | Existing | BKSL/PCE/J00833/MBRMU1 | 300443358 | CLOSED | 11 kV | RYB | ASSOSIATED MANUFACTURE TRADER |  |  | R06799 | [6 empty] | Pass | null
379896538 | TNB | DISTRIBUTION | KUALA SELANGOR | Existing |  |  | CLOSED | 11 kV | RYB | TERNAK LEMBU IJOK |  |  | R01833 | [6 empty] | Pass | null
379896847 | TNB | DISTRIBUTION | KUALA SELANGOR | Existing | BKSL/PCE/J00610/MBRMU | 300313757 | CLOSED | 11 kV | RYB | LOJI AIR BKT MAYUNG |  |  | R01837 |  |  | 9247/381 | 20/09/2008 |  |  | Pass | null
379896941 | TNB | DISTRIBUTION | KUALA SELANGOR | Existing | BKSL/PCE/J00425/MBRMU | 310526852 | CLOSED | 11 kV | RYB | KOTA PUTERI 6(2) JALAN KP 2/2 |  |  | R06869 |  |  | GR1 | 18/08/2008 |  |  | Pass | null
379897115 | TNB | DISTRIBUTION | KUALA SELANGOR | Existing | BKSL/PCE/J00480/MBRMU | 300313313 | CLOSED | 11 kV | RYB | VASATECH |  |  | R03227 |  | TAMCO | GR1 | 19961010 |  |  | Pass | null
379897116 | TNB | DISTRIBUTION | KUALA SELANGOR | Existing | BKSL/PCE/J00480/MBRMU | 300313313 | CLOSED | 11 kV | RYB | VASATECH |  |  | R03226 |  | TAMCO | GR1 | 19961010 |  |  | Pass | null
379897540 | TNB | DISTRIBUTION | KUALA SELANGOR | Existing | BKSL/PCE/J00478/MBRMU | 300313341 | CLOSED | 11 kV | RYB | TMN SURIA |  |  | R01845 |  | INDKOM | INDKOM | 19/04/2002 |  |  | Pass | null
379897645 | TNB | DISTRIBUTION | KUALA SELANGOR | Existing | BKSL/PCE/J00483/MBRMU | 300345587 | CLOSED | 11 kV | RYB | STALHAEM NO.2 |  |  | R06363 |  | VEI | VEI | 19/02/2006 |  |  | Pass | null
379897775 | TNB | DISTRIBUTION | KUALA SELANGOR | Existing | BKSL/PCE/J00500/MBRMU | 300313374 | CLOSED | 11 kV | RYB | KG SG RAMBAI |  |  | R01875 |  | TAMCO | GR1 | 14/11/2004 |  |  | Pass | null
379897878 | TNB | DISTRIBUTION | KUALA SELANGOR | Existing | BKSL/PCE/J00493/MBRMU | 300313363 | CLOSED | 11 kV | RYB | KG JAWA |  |  | R03149 |  | TAMCO | TAMCO | 22/09/2004 |  |  | Pass | null
379897972 | TNB | DISTRIBUTION | KUALA SELANGOR | Existing | BKSL/PCE/J00501/MBRMU | 300313389 | CLOSED | 11 kV | RYB | RESTORAN YU HEE SWALLOW |  |  | R05412 |  | TAMCO | GR1-21-ID-0624 | 19/02/1997 |  |  | Pass | null
379898066 | TNB | DISTRIBUTION | KUALA SELANGOR | Existing | BKSL/PCE/J00499/MBRMU | 300313395 | CLOSED | 11 kV | RYB | TMN KILAUAN |  |  | R03917 |  | INDKOM | 0150 S 033 | 22/03/2005 |  |  | Pass | null
379898187 | TNB | DISTRIBUTION | KUALA SELANGOR | Existing |  |  | CLOSED | 11 kV | RYB | TAMAN RUI DEV |  |  | R07390 | [6 empty] | Pass | null
379898281 | TNB | DISTRIBUTION | KUALA SELANGOR | Existing | BKSL/PCE/J00498/MBRMU | 300313421 | CLOSED | 11 kV | RYB | WATASEKO |  |  | R00476 |  | TAMCO | GR1 | 18/08/2003 |  |  | Pass | null
379898375 | TNB | DISTRIBUTION | KUALA SELANGOR | Existing | BKSL/PCE/J00497/MBRMU | 300313432 | CLOSED | 11 kV | RYB | TMN SRI CAHAYA(C/S) |  |  | R04163 |  |  | R02/12/135/SF | 27/11/1997 |  |  | Pass | null
379898471 | TNB | DISTRIBUTION | KUALA SELANGOR | Existing | BKSL/PCE/J00495/MBRMU | 300313445 | CLOSED | 11 kV | RYB | SM TEKNIK BATANG BERJUNTAI |  |  | R00479 |  | TAMCO | FALCON BETA | 20/05/2004 |  |  | Pass | null
379898567 | TNB | DISTRIBUTION | KUALA SELANGOR | Existing | BKSL/PCE/J00494/MBRMU | 300313453 | CLOSED | 11 kV | RYB | SK BATANG BERJUNTAI |  |  | R03821 |  |  | ZZT | 18/08/2003 |  |  | Pass | null
379898663 | TNB | DISTRIBUTION | KUALA SELANGOR | Existing | BKSL/PCE/J00568/MBRMU | 300313460 | CLOSED | 11 kV | RYB | TMN PELANGI |  |  | R05514 |  |  | R0736164B RM6 | 20041110 |  |  | Pass | null
379898757 | TNB | DISTRIBUTION | KUALA SELANGOR | Existing | BKSL/PCE/J00035/MBRMU3 | 300443766 | CLOSED | 11 kV | RYB | SG RAMBAI NO 1 |  |  | S00068 |  |  | OLU-HFU | 18/08/1980 | TX |  | Pass | null
379916021 | TNB | DISTRIBUTION | KUALA SELANGOR | Existing | BKSL/PCE/J00586/MBRMU | 300346247 | CLOSED | 11 kV | RYB | KLINIK KESIHATAN B/BERJUNTAI |  |  | R06199 |  | TAMCO | GR1 | 17/07/2003 |  |  | Pass | null
379916022 | TNB | DISTRIBUTION | KUALA SELANGOR | Existing | BKSL/PCE/J00586/MBRMU | 300346247 | CLOSED | 11 kV | RYB | KLINIK KESIHATAN B/BERJUNTAI |  |  | R06200 |  | TAMCO | GR1 | 17/07/2003 |  |  | Pass | null
379916405 | TNB | DISTRIBUTION | KUALA SELANGOR | Existing | BKSL/PCE/J00557/MBRMU | 300313299 | CLOSED | 11 kV | RYB | LOJI AIR RANTAU PANJANG |  |  | R05957 |  | INDKOM | INDKOM | 28/06/2003 |  |  | Pass | null
379916593 | TNB | DISTRIBUTION | KUALA SELANGOR | Existing | BKSL/PCE/J00612/MBRMU | 300345364 | CLOSED | 11 kV | RYB | TANAMARAN NO.1 |  |  | S05559 |  | TAMCO | TAMCO | 26/06/2006 |  |  | Pass | null
379916678 | TNB | DISTRIBUTION | KUALA SELANGOR | Existing | BKSL/PCE/J00234/MBRMU | 300313399 | CLOSED | 11 kV | RYB | SW/STN BKT TALANG |  |  | S0170 |  |  | F&G | 28/06/1984 |  |  | Pass | null
379916689 | TNB | DISTRIBUTION | KUALA SELANGOR | Existing | BKSL/PCE/J00234/MBRMU | 300313399 | CLOSED | 11 kV | RYB | SW/STN BKT TALANG |  |  | S00514 |  |  | F&G | 28/06/1984 |  |  | Pass | null
379916867 | TNB | DISTRIBUTION | KUALA SELANGOR | Existing | BKSL/PCE/J00477/MBRMU | 300346209 | CLOSED | 11 kV | RYB | HANG TUAH |  |  | R01896 |  |  | F&G | 20/05/2008 |  |  | Pass | null
379917257 | TNB | DISTRIBUTION | KUALA SELANGOR | Existing | BKSL/PCE/J00479/MBRMU | 300313354 | CLOSED | 11 kV | RYB | BALAI POLIS BATANG BEJUNTAI |  |  | R01860 |  | MERLIN GERIN | MERLIN GERIN | 17/07/2004 |  |  | Pass | null
379917353 | TNB | DISTRIBUTION | KUALA SELANGOR | Existing | BKSL/PCE/J00570/MBRMU | 300313349 | CLOSED | 11 kV | RYB | TMN SRI BISTARI |  |  | R05365 |  | MERLIN GERIN | RM6 | 26/06/2002 |  |  | Pass | null
379917455 | TNB | DISTRIBUTION | KUALA SELANGOR | Existing | BKSL/PCE/J00471/MBRMU | 300313312 | CLOSED | 11 kV | RYB | HWA TEH |  |  | R01867 |  | TAMCO | CUTLER-HAMMER | 20/09/1996 |  |  | Pass | null
379917551 | TNB | DISTRIBUTION | KUALA SELANGOR | Existing | BKSL/PCE/J00469/MBRMU | 300313305 | CLOSED | 11 kV | RYB | TMN SULUH BESTARI |  |  | R05048 |  | VEI | VEI | 18/08/2004 |  |  | Pass | null
379917752 | TNB | DISTRIBUTION | KUALA SELANGOR | Existing | BKSL/PCE/J00470/MBRMU | 300313303 | CLOSED | 11 kV | RYB | FRUIT VALLEY |  |  | R05052 |  | INDKOM | INDKOM | 20031107 |  |  | Pass | null
379917753 | TNB | DISTRIBUTION | KUALA SELANGOR | Existing | BKSL/PCE/J00470/MBRMU | 300313303 | CLOSED | 11 kV | RYB | FRUIT VALLEY |  |  | R05051 |  | INDKOM | INDKOM | 20031107 |  |  | Pass | null
379917914 | TNB | DISTRIBUTION | KUALA SELANGOR | Existing | BKSL/PCE/J00474/MBRMU | 300313325 | CLOSED | 11 kV | RYB | FISH POND NO 2 |  |  | R03846 |  | INDKOM | INDKOM | 14/02/1989 |  |  | Pass | null
379918008 | TNB | DISTRIBUTION | KUALA SELANGOR | Existing | BKSL/PCE/J00227/MBRMU | 300313369 | CLOSED | 11 kV | RYB | LDG TERNAK AYAM JLN RAJA MUSA |  |  | S01545 |  |  | F&G | 19871110 |  |  | Pass | null
379918102 | TNB | DISTRIBUTION | KUALA SELANGOR | Existing | BKSL/PCE/J00226/MBRMU | 300343262 | CLOSED | 11 kV | RYB | PERMATA CITRA |  |  | S01543 |  | TAMCO | TAMCO | 18/08/2010 |  |  | Pass | null
379918196 | TNB | DISTRIBUTION | KUALA SELANGOR | Existing | BKSL/PCE/J00281/MBRMU | 300313386 | CLOSED | 11 kV | RYB | TMN AGROTEKNOLOGI |  |  | S01540 |  | TAMCO | TAMCO | 15/12/2004 |  |  | Pass | null
379918290 | TNB | DISTRIBUTION | KUALA SELANGOR | Existing | BKSL/PCE/J00225/MBRMU | 300313396 | CLOSED | 11 kV | RYB | LDG BKT TALANG |  |  | S00517 |  |  | F&G | 19/04/1991 |  |  | Pass | null
379918480 | TNB | DISTRIBUTION | KUALA SELANGOR | Existing | BKSL/PCE/J00224/MBRMU | 300343266 | CLOSED | 11 kV | RYB | PKNS RAJA MUSA (TMN RAJA MUSA) |  |  | S01537 |  | TAMCO | TAMCO | 27/11/2011 |  |  | Pass | null
379918585 | TNB | DISTRIBUTION | KUALA SELANGOR | Existing | BKSL/PCE/J00541/MBRMU | 300313619 | CLOSED | 11 kV | RYB | LDG GUTHREY BKT TALANG |  |  | S05403 |  | MERLIN GERIN | MERLIN GERIN | 20081012 |  |  | Pass | null
379918679 | TNB | DISTRIBUTION | KUALA SELANGOR | Existing | BKSL/PCE/J00223/MBRMU | 300343268 | CLOSED | 11 kV | RYB | RJ MUSA NO 2(ESTATE) |  |  | S00510 |  | TAMCO | TAMCO | 20111012 |  |  | Pass | null
379918775 | TNB | DISTRIBUTION | KUALA SELANGOR | Existing | BKSL/PCE/J00222/MBRMU | 300343269 | CLOSED | 11 kV | RYB | RJ MUSA NO 1 (TMN MANICKAVASAGAM) |  |  | S00507 |  |  | F&G | 14/02/2010 |  |  | Pass | null
379918957 | TNB | DISTRIBUTION | KUALA SELANGOR | Existing | BKSL/PCE/J00236/MBRMU1 | 300242571 | CLOSED | 11 kV | RYB | SW/STN RJ MUSA |  |  | S0167 |  | VEI | 3L+1T | 14/02/1997 |  |  | Pass | null
379919189 | TNB | DISTRIBUTION | KUALA SELANGOR | Existing | BKSL/PCE/J00243/MBS00494 | 300022921 | CLOSED | 11 kV | RYB | PKNS BKT BELIMBING (R/MURAH) |  |  | S00496 |  | VEI | VEI | 26/06/1966 |  |  | Pass | null
379919292 | TNB | DISTRIBUTION | KUALA SELANGOR | Existing | BKSL/PCE/J00242/MBRMU | 300313624 | CLOSED | 11 kV | RYB | TOK 4 MAJID |  |  | S00492 |  | TAMCO | TNB 147 | 26/06/2009 |  |  | Pass | null
379919386 | TNB | DISTRIBUTION | KUALA SELANGOR | Existing | BKSL/PCE/J00240/MB002 | 300022907 | CLOSED | 11 kV | RYB | GOODWILL COCONUT |  |  | S00489 |  | MERLIN GERIN | MERLIN GERIN | 20/05/1984 |  |  | Pass | null
379919480 | TNB | DISTRIBUTION | KUALA SELANGOR | Existing | BKSL/PCE/J00554/MBRMU1 | 300343345 | CLOSED | 11 kV | RYB | FA HERB |  |  | S05690 |  | TAMCO | 11kV SF6 RMU GR1 | 20/09/1998 |  |  | Pass | null
379919574 | TNB | DISTRIBUTION | KUALA SELANGOR | Existing | BKSL/PCE/J00339/MBRMU1 | 300241018 | CLOSED | 11 kV | RYB | TMN MENGKUANG |  |  | S01557 |  |  | VE1 | 18/03/1993 |  |  | Pass | null
379919670 | TNB | DISTRIBUTION | KUALA SELANGOR | Existing | BKSL/PCE/J00255/MBRMU | 300313628 | CLOSED | 11 kV | RYB | SW/STN BKT BELIMBING |  |  | S00484 |  | TAMCO | TAMCO | 20071110 |  |  | Pass | null
379919869 | TNB | DISTRIBUTION | KUALA SELANGOR | Existing | BKSL/PCE/J00245/MB01 | 300022933 | CLOSED | 11 kV | RYB | KELIP-KELIP BKT BELIMBING |  |  | S01567 |  | TAMCO | GR1 | 18/08/2002 |  |  | Pass | null
379919963 | TNB | DISTRIBUTION | KUALA SELANGOR | Existing | BKSL/PCE/J00246/MBRMU | 300313623 | CLOSED | 11 kV | RYB | INNOBRIDE NO 6 |  |  | S00499 |  | MERLIN GERIN | RN2 | 20/05/2008 |  |  | Pass | null
379920057 | TNB | DISTRIBUTION | KUALA SELANGOR | Existing |  |  | CLOSED | 11 kV | RYB | LUBOK PASANGAN |  |  | S00502 | [6 empty] | Pass | null
379920151 | TNB | DISTRIBUTION | KUALA SELANGOR | Existing | BKSL/PCE/J00476/MBRMU | 300313100 | CLOSED | 11 kV | RYB | QUARTERS TENNAMARAN |  |  | R05332 |  | TAMCO | FALCON BETA | 14/02/1990 |  |  | Pass | null
379993248 | TNB | DISTRIBUTION | KUALA SELANGOR | Existing | BKSL/PCE/J00702/MBRMU | 300344569 | CLOSED | 11 kV | RYB | PADAT RUMAH PAM JBA PUNCAK ALAM |  |  | S01016 |  | TAMCO | GR1 | 19/04/2006 |  |  | Pass | null
379993352 | TNB | DISTRIBUTION | KUALA SELANGOR | Existing | BKSL/PCE/J00703/MBRMU | 300344572 | CLOSED | 11 kV | RYB | SEK REN KEB PUNCAK ALAM |  |  | S01029 |  |  | ZZT | 26/06/2006 |  |  | Pass | null
379993446 | TNB | DISTRIBUTION | KUALA SELANGOR | Existing | BKSL/PCE/J00704/MBRMU | 300344571 | CLOSED | 11 kV | RYB | SEK MEN KEB PUNCAK ALAM |  |  | S01029 |  |  | ZZT | 20/05/2006 |  |  | Pass | null
379993647 | TNB | DISTRIBUTION | KUALA SELANGOR | Existing | BKSL/PCE/J00706/MBRMU | 300344586 | CLOSED | 11 kV | RYB | ZON A2 FASA 2A PUNCAK ALAM |  |  | S01038 |  |  | 8DJ 10.81 | 14/11/2006 |  |  | Pass | null
379993648 | TNB | DISTRIBUTION | KUALA SELANGOR | Existing | BKSL/PCE/J00706/MBRMU | 300344586 | CLOSED | 11 kV | RYB | ZON A2 FASA 2A PUNCAK ALAM |  |  | S01039 |  |  | 8DJ 10.81 | 14/11/2006 |  |  | Pass | null
379993818 | TNB | DISTRIBUTION | KUALA SELANGOR | Existing | BKSL/PCE/J00707/MBRMU | 300344577 | CLOSED | 11 kV | RYB | ZON B FASA 2A PUNCAK ALAM |  |  | S01043 |  |  | 8DJ 10.81 | 22/09/2006 |  |  | Pass | null
379993819 | TNB | DISTRIBUTION | KUALA SELANGOR | Existing | BKSL/PCE/J00707/MBRMU | 300344577 | CLOSED | 11 kV | RYB | ZON B FASA 2A PUNCAK ALAM |  |  | S01042 |  |  | 8DJ 10.81 | 22/09/2006 |  |  | Pass | null
379993976 | TNB | DISTRIBUTION | KUALA SELANGOR | Existing | BKSL/PCE/J00708/MBRMU | 300346117 | CLOSED | 11 kV | RYB | SEK REN KEB PUNCAK ALAM FASA 2 |  |  | S01046 |  | TAMCO | GR1 | 19/04/2006 |  |  | Pass | null
379994083 | TNB | DISTRIBUTION | KUALA SELANGOR | Existing | BKSL/PCE/J00710/MBRMU | 300346119 | CLOSED | 11 kV | RYB | ZON E FASA 2A PUNCAK ALAM |  |  | S01050 |  |  | 8DJ10.81 | 28/06/2006 |  |  | Pass | null
379994084 | TNB | DISTRIBUTION | KUALA SELANGOR | Existing | BKSL/PCE/J00710/MBRMU | 300346119 | CLOSED | 11 kV | RYB | ZON E FASA 2A PUNCAK ALAM |  |  | S01049 |  |  | 8DJ10.81 | 28/06/2006 |  |  | Pass | null
379994254 | TNB | DISTRIBUTION | KUALA SELANGOR | Existing | BKSL/PCE/J00709/MBRMU | 300346121 | CLOSED | 11 kV | RYB | ZON C FASA 2A PUNCAK ALAM |  |  | S01053 |  |  | 8DJ10.81 | 20061107 |  |  | Pass | null
379994255 | TNB | DISTRIBUTION | KUALA SELANGOR | Existing | BKSL/PCE/J00709/MBRMU | 300346121 | CLOSED | 11 kV | RYB | ZON C FASA 2A PUNCAK ALAM |  |  | S01054 |  |  | 8DJ10.81 | 20061107 |  |  | Pass | null
379994425 | TNB | DISTRIBUTION | KUALA SELANGOR | Existing | BKSL/PCE/J00711/MBRMU | 300346124 | CLOSED | 11 kV | RYB | SHAH ALAM 2 NO.4 PUNCAK ALAM |  |  | S01086 |  | TAMCO | GR1 | 18/08/2006 |  |  | Pass | null
379994426 | TNB | DISTRIBUTION | KUALA SELANGOR | Existing | BKSL/PCE/J00711/MBRMU | 300346124 | CLOSED | 11 kV | RYB | SHAH ALAM 2 NO.4 PUNCAK ALAM |  |  | S01085 |  | TAMCO | GR1 | 18/08/2006 |  |  | Pass | null
379994596 | TNB | DISTRIBUTION | KUALA SELANGOR | Existing | BKSL/PCE/J00713/MBRMU | 300346126 | CLOSED | 11 kV | RYB | SHAH ALAM 2 NO.6 PUNCAK ALAM |  |  | S01079 |  | VEI | 2L+2T | 20/09/2006 |  |  | Pass | null
379994597 | TNB | DISTRIBUTION | KUALA SELANGOR | Existing | BKSL/PCE/J00713/MBRMU | 300346126 | CLOSED | 11 kV | RYB | SHAH ALAM 2 NO.6 PUNCAK ALAM |  |  | S501681 |  | VEI | 2L+2T | 20/09/2006 |  |  | Pass | null
379994754 | TNB | DISTRIBUTION | KUALA SELANGOR | Existing | BKSL/PCE/J00712/MBRMU | 300346129 | CLOSED | 11 kV | RYB | SHAH ALAM 2 NO.5 PUNCAK ALAM |  |  | S01082 |  | TAMCO | GR1 | 20111010 |  |  | Pass | null
379994848 | TNB | DISTRIBUTION | KUALA SELANGOR | Existing | BKSL/PCE/J00714/MBRMU | 300346131 | CLOSED | 11 kV | RYB | SHAH ALAM 2 NO.7 PUNCAK ALAM |  |  | S01679 |  | TOPRANK | TOPRANK | 27/11/2010 |  |  | Pass | null
379994942 | TNB | DISTRIBUTION | KUALA SELANGOR | Existing | BKSL/PCE/J00715/MBRMU | 300346134 | CLOSED | 11 kV | RYB | SHAH ALAM 2 NO.3 PUNCAK ALAM |  |  | S01075 |  | TAMCO | GR1 | 20111012 |  |  | Pass | null
379995049 | TNB | DISTRIBUTION | KUALA SELANGOR | Existing | BKSL/PCE/J00730/MBRMU | 300345970 | CLOSED | 11 kV | RYB | ZON D FASA 2A PUNCAK ALAM |  |  | S01057 |  |  | BDJ10-81 | 26/06/2006 |  |  | Pass | null
379995050 | TNB | DISTRIBUTION | KUALA SELANGOR | Existing | BKSL/PCE/J00730/MBRMU | 300345970 | CLOSED | 11 kV | RYB | ZON D FASA 2A PUNCAK ALAM |  |  | S01058 |  |  | BDJ10-81 | 26/06/2006 |  |  | Pass | null
379995207 | TNB | DISTRIBUTION | KUALA SELANGOR | Existing | BKSL/PCE/J00731/MBRMU | 300345973 | CLOSED | 11 kV | RYB | LAVENDER VILLA |  |  | S01061 |  | TAMCO | GR1 | 17/07/2006 |  |  | Pass | null
379995310 | TNB | DISTRIBUTION | KUALA SELANGOR | Existing | BKSL/PCE/J00732/MBRMU | 300345975 | CLOSED | 11 kV | RYB | ZON A3 FASA 2A PUNCAK ALAM |  |  | S01064 |  |  | 8DJ20.81 | 18/08/2006 |  |  | Pass | null
379995417 | TNB | DISTRIBUTION | KUALA SELANGOR | Existing | BKSL/PCE/J00733/MBRMU | 300345981 | CLOSED | 11 kV | RYB | SHAH ALAM 2 NO.1 |  |  | S01067 |  | TAMCO | GR1 | 22/09/2006 |  |  | Pass | null
379995418 | TNB | DISTRIBUTION | KUALA SELANGOR | Existing | BKSL/PCE/J00733/MBRMU | 300345981 | CLOSED | 11 kV | RYB | SHAH ALAM 2 NO.1 |  |  | S01068 |  | TAMCO | GR1 | 22/09/2006 |  |  | Pass | null
379995588 | TNB | DISTRIBUTION | KUALA SELANGOR | Existing | BKSL/PCE/J00734/MBRMU | 300345985 | CLOSED | 11 kV | RYB | SHAH ALAM 2 NO.2 |  |  | S01071 |  | TAMCO | GR1 | 20061110 |  |  | Pass | null
379995589 | TNB | DISTRIBUTION | KUALA SELANGOR | Existing | BKSL/PCE/J00734/MBRMU | 300345985 | CLOSED | 11 kV | RYB | SHAH ALAM 2 NO.2 |  |  | S01072 |  | TAMCO | GR1 | 20061110 |  |  | Pass | null
379995759 | TNB | DISTRIBUTION | KUALA SELANGOR | Existing | BKSL/PCE/J00039/MBRMU | 300346284 | CLOSED | 11 kV | RYB | BANDAR PUNCAK ALAM JAS |  |  | S05515 |  | TOPRANK | ID 2L+2T | 19/04/2012 |  |  | Pass | null
379995760 | TNB | DISTRIBUTION | KUALA SELANGOR | Existing | BKSL/PCE/J00039/MBRMU | 300346284 | CLOSED | 11 kV | RYB | BANDAR PUNCAK ALAM JAS |  |  | S05573 |  | TOPRANK | ID 2L+2T | 19/04/2012 |  |  | Pass | null
379995930 | TNB | DISTRIBUTION | KUALA SELANGOR | Existing | BKSL/PCE/J00736/MBRMU | 300345989 | CLOSED | 11 kV | RYB | SHAH ALAM 2 NO.8 |  |  | S05407 |  | VEI | 2L+2T | 14/11/2006 |  |  | Pass | null
379995931 | TNB | DISTRIBUTION | KUALA SELANGOR | Existing | BKSL/PCE/J00736/MBRMU | 300345989 | CLOSED | 11 kV | RYB | SHAH ALAM 2 NO.8 |  |  | S05435 |  | VEI | 2L+2T | 14/11/2006 |  |  | Pass | null
379996088 | TNB | DISTRIBUTION | KUALA SELANGOR | Existing |  |  | CLOSED | 11 kV | RYB | SHAH ALAM 2 FASA 5A4 NO.2 |  |  | S05707 | [6 empty] | Pass | null
379996195 | TNB | DISTRIBUTION | KUALA SELANGOR | Existing | BKSL/PCE/J00737/MBRMU | 300345993 | CLOSED | 11 kV | RYB | BANDAR PUNCAK ALAM JLN ALAM SURIA 16/20 |  |  | S05443 |  | TAMCO | GR1 | 15/12/2006 |  |  | Pass | null
379996196 | TNB | DISTRIBUTION | KUALA SELANGOR | Existing | BKSL/PCE/J00737/MBRMU | 300345993 | CLOSED | 11 kV | RYB | BANDAR PUNCAK ALAM JLN ALAM SURIA 16/20 |  |  | S05444 |  | TAMCO | GR1 | 15/12/2006 |  |  | Pass | null
379996353 | TNB | DISTRIBUTION | KUALA SELANGOR | Existing | BKSL/PCE/J00738/MBRMU | 300345996 | CLOSED | 11 kV | RYB | SHAH ALAM 2 FASA 5B 3 |  |  | S01686 |  | VEI | 2L+1T | 19/02/2006 |  |  | Pass | null
379996460 | TNB | DISTRIBUTION | KUALA SELANGOR | Existing |  |  | CLOSED | 11 kV | RYB | PERUMAHAN FASA 1 PUNCAK BISTARI |  |  | S05678 | [6 empty] | Pass | null
379996461 | TNB | DISTRIBUTION | KUALA SELANGOR | Existing |  |  | CLOSED | 11 kV | RYB | PERUMAHAN FASA 1 PUNCAK BISTARI |  |  | S05679 | [6 empty] | Pass | null
379996609 | TNB | DISTRIBUTION | KUALA SELANGOR | Existing | BKSL/PCE/J00742/MBRMU | 300345929 | CLOSED | 11 kV | RYB | FASA 3A6 PUNCAK ALAM |  |  | S01107 |  |  | 8DJ20.81 | 20/05/2006 |  |  | Pass | null
379996620 | TNB | DISTRIBUTION | KUALA SELANGOR | Existing | BKSL/PCE/J00742/MBRMU | 300345929 | CLOSED | 11 kV | RYB | FASA 3A6 PUNCAK ALAM |  |  | S01108 |  |  | 8DJ20.81 | 20/05/2006 |  |  | Pass | null
379996811 | TNB | DISTRIBUTION | KUALA SELANGOR | Existing | BKSL/PCE/J00744/MBRMU | 300345730 | CLOSED | 11 kV | RYB | APRTMENT MELATI NO.2 PUNCAK ALAM |  |  | S01648 |  | TAMCO | GR1 | 19/02/2006 |  |  | Pass | null
379996812 | TNB | DISTRIBUTION | KUALA SELANGOR | Existing | BKSL/PCE/J00744/MBRMU | 300345730 | CLOSED | 11 kV | RYB | APRTMENT MELATI NO.2 PUNCAK ALAM |  |  | S01649 |  | TAMCO | GR1 | 19/02/2006 |  |  | Pass | null
379996982 | TNB | DISTRIBUTION | KUALA SELANGOR | Existing | BKSL/PCE/J00743/MBRMU | 300345723 | CLOSED | 11 kV | RYB | APRTMENT MELATI NO.1 PUNCAK ALAM |  |  | S01147 |  | TAMCO | GR1 | 15/12/2006 |  |  | Pass | null
379996983 | TNB | DISTRIBUTION | KUALA SELANGOR | Existing | BKSL/PCE/J00743/MBRMU | 300345723 | CLOSED | 11 kV | RYB | APRTMENT MELATI NO.1 PUNCAK ALAM |  |  | S01148 |  | TAMCO | GR1 | 15/12/2006 |  |  | Pass | null
379997140 | TNB | DISTRIBUTION | KUALA SELANGOR | Existing | BKSL/PCE/J00746/MBRMU | 300346067 | CLOSED | 11 kV | RYB | INDUSTRI ALAM JAYA NO.1 |  |  | R04716 |  | VEI | 2L+2T | 20061010 |  |  | Pass | null
379997234 | TNB | DISTRIBUTION | KUALA SELANGOR | Existing | BKSL/PCE/J00748/MBRMU | 300346063 | CLOSED | 11 kV | RYB | INDUSTRI ALAM JAYA NO.2 |  |  | R04721 |  | VEI | 2L+2T | 20/09/2006 |  |  | Pass | null
379997328 | TNB | DISTRIBUTION | KUALA SELANGOR | Existing | BKSL/PCE/J00818/MBRMU | 300346273 | CLOSED | 11 kV | RYB | CK CHEONG SDN BHD |  |  | R06499 |  | INDKOM | ZZT I/D INS24 | 15/12/2009 |  |  | Pass | null
379997422 | TNB | DISTRIBUTION | KUALA SELANGOR | Existing | BKSL/PCE/J00749/MBRMU | 300346096 | CLOSED | 11 kV | RYB | GUPPY PLASTIC ALAM JAYA |  |  | R05457 |  |  | 8DJ20.10 COREPART | 18/08/2006 |  |  | Pass | null
379997516 | TNB | DISTRIBUTION | KUALA SELANGOR | Existing | BKSL/PCE/J00750/MBRMU | 300346077 | CLOSED | 11 kV | RYB | PADAT MULTI GUNA TMN ALAM JAYA 2/1 |  |  | R06281 |  | SCHNEIDER | NE-21Q | 20061012 |  |  | Pass | null
379997624 | TNB | DISTRIBUTION | KUALA SELANGOR | Existing | BKSL/PCE/J00355/MBRMU1 | 300243250 | CLOSED | 11 kV | RYB | QTRS MAJLIS DAERAH SEKINCHAN |  |  | S01622 |  | VEI | 1264 | 17/07/1984 |  |  | Pass | null
379997774 | TNB | DISTRIBUTION | KUALA SELANGOR | Existing | BKSL/PCE/J00539/MBRMU | 300313489 | CLOSED | 11 kV | RYB | PUAS SEKINCHAN |  |  | S01631 |  | TOPRANK | TNB 740/2002 | 18/08/2008 |  |  | Pass | null
380040485 | TNB | DISTRIBUTION | KUALA SELANGOR | Existing | BKSL/PCE/J00201/MBNN01 | 300022802 | CLOSED | 11 kV | RYB | SG TENGI KANAN NO 2 |  |  | S00387 |  | TAMCO | TAMCO | 18/08/1988 | TX-300KVA |  | Pass | null
380040589 | TNB | DISTRIBUTION | KUALA SELANGOR | Existing | BKSL/PCE/J00220/MB01 | 300022832 | CLOSED | 11 kV | RYB | PT SERONG |  |  | S00433 |  |  | F&G | 19961010 | TX-300KVA |  | Pass | null
380040796 | TNB | DISTRIBUTION | KUALA SELANGOR | Existing | BKSL/PCE/J00314/MBRMU | 300343364 | CLOSED | 11 kV | RYB | PADAT KEM CINA TIRAM BUROK |  |  | S01534 |  | MERLIN GERIN | ZZT | 20011010 | TX-1000KVA |  | Pass | null
380040899 | TNB | DISTRIBUTION | KUALA SELANGOR | Existing | BKSL/PCE/J00537/MBRMU | 300313726 | CLOSED | 11 kV | RYB | KONG LEE ENG FARM |  |  | S01651 |  | TAMCO | 11kV SF6 RMU GR1 | 14/11/2006 | TX-300KVA |  | Pass | null
380041021 | TNB | DISTRIBUTION | KUALA SELANGOR | Existing | BKSL/PCE/J00195/MB01 | 300022766 | CLOSED | 11 kV | RYB | TMN DESA JAYA |  |  | S00357 |  | FALCON BETA | FALCON BETA | 15/12/1990 | TX-300KVA |  | Pass | null
380041060 | TNB | DISTRIBUTION | KUALA SELANGOR | Existing | BKSL/PCE/J00587/MBRMU | 300313797 | CLOSED | 11 kV | RYB | AADK TANJUNG KARANG |  |  | S05543 |  | TAMCO | GR1 | 22/03/2011 | TX-300KVA |  | Pass | null
380041205 | TNB | DISTRIBUTION | KUALA SELANGOR | Existing | BKSL/PCE/J00538/MBRMU | 300313418 | CLOSED | 11 kV | RYB | TMN MAYANG(C/S) |  |  | S05414 |  | MERLIN GERIN | MERLIN GERIN | 19841107 | TX-500KVA |  | Pass | null
380041303 | TNB | DISTRIBUTION | KUALA SELANGOR | Existing | BKSL/PCE/J00343/MBRMU1 | 300241444 | CLOSED | 11 kV | RYB | K/UDANG SRI FUMA NO 2 |  |  | S01497 |  | VEI | VEI | 26/06/1993 | TX-300KVA |  | Pass | null
380041326 | TNB | DISTRIBUTION | KUALA SELANGOR | Existing | BKSL/PCE/J00332/MBRMU | 300313424 | CLOSED | 11 kV | RYB | SW/STN SRI FUMA |  |  | S05610 |  |  | F&G | 20/09/1983 | TX-500KVA |  | Pass | null
380041432 | TNB | DISTRIBUTION | KUALA SELANGOR | Existing | BKSL/PCE/J00196/MB01 | 300022772 | CLOSED | 11 kV | RYB | K/UDANG SRI FUMA |  |  | S00364 |  | TAMCO | TAMCO | 19/02/1991 |  |  | Pass | null
380041458 | TNB | DISTRIBUTION | KUALA SELANGOR | Existing | BKSL/PCE/J00197/MB01 | 300022778 | CLOSED | 11 kV | RYB | TENGKORAK INDUSTRIES |  |  | S00366 |  | TAMCO | TAMCO | 22/03/1999 | TX-750KVA |  | Pass | null
380041520 | TNB | DISTRIBUTION | KUALA SELANGOR | Existing |  |  | CLOSED | 11 kV | RYB | BGN TENGKORAK TG KARANG |  |  | S00373 |  |  |  |  | TX-500KVA |  | Pass | null
380041652 | TNB | DISTRIBUTION | KUALA SELANGOR | Existing | BKSL/PCE/J00534/MBRMU | 300313434 | CLOSED | 11 kV | RYB | INNOBRIDE BAGAN TENGKORAK(A) |  |  | S01500 |  |  | F&G | 20031012 | TX-1000KVA |  | Pass | null
380041704 | TNB | DISTRIBUTION | KUALA SELANGOR | Existing | BKSL/PCE/J00159/MBRMU1 | 300022616 | CLOSED | 11 kV | RYB | PT 1 |  |  | S00570 |  | TAMCO | TAMCO | 15/12/2000 | TX-300KVA |  | Pass | null
380041802 | TNB | DISTRIBUTION | KUALA SELANGOR | Existing | BKSL/PCE/J00228/MBRMU1 | 300022864 | CLOSED | 11 kV | RYB | KOKO FAMA |  |  | S00441 |  | TAMCO | TAMCO | 27/11/1982 | TX-300KVA |  | Pass | null
380041829 | TNB | DISTRIBUTION | KUALA SELANGOR | Existing | BKSL/PCE/J00229/MB00440 | 300022867 | CLOSED | 11 kV | RYB | SG TERAP |  |  | S00445 |  |  | F&G | 19931012 | TX-750KVA |  | Pass | null
380041948 | TNB | DISTRIBUTION | KUALA SELANGOR | Existing | BKSL/PCE/J00567/MBRMU | 300313751 | CLOSED | 11 kV | RYB | TMN NILAM |  |  | S05297 |  | TAMCO | 11kV SF6 RMU GR1 | 20081107 | TX-750KVA |  | Pass | null
380042167 | TNB | DISTRIBUTION | KUALA SELANGOR | Existing | BKSL/PCE/J00237/MB00458 | 300022891 | CLOSED | 11 kV | RYB | YUSRI |  |  | S00459 |  | TAMCO | TAMCO | 18/03/1992 | TX-500KVA |  | Pass | null
380042350 | TNB | DISTRIBUTION | KUALA SELANGOR | Existing | BKSL/PCE/J00238/MB00461 | 300022897 | CLOSED | 11 kV | RYB | LPN BATU 2 |  |  | S00463 |  | TAMCO | TAMCO | 19/04/1981 | TX-1000KVA |  | Pass | null
380042398 | TNB | DISTRIBUTION | KUALA SELANGOR | Existing | BKSL/PCE/J00248/MBRMU2 | 300443791 | CLOSED | 11 kV | RYB | COLD ROOM |  |  | S01569 |  | TAMCO | J3666/1/B/11 | 19/02/2011 | SEK MEN AGAMA PASIR PENAMBANG |  | Pass | null
380042438 | TNB | DISTRIBUTION | KUALA SELANGOR | Existing | BKSL/PCE/J00249/MB01 | 300022938 | CLOSED | 11 kV | RYB | S.AGAMA KSL (P/PENAMBANG) |  |  | S00469 |  | TAMCO | TAMCO | 22/09/2000 | TX-500KVA |  | Pass | null
380042529 | TNB | DISTRIBUTION | KUALA SELANGOR | Existing |  |  | CLOSED | 11 kV | RYB | TMN DELIMA |  |  | S05892 |  |  |  |  | TX-500KVA |  | Pass | null
380042630 | TNB | DISTRIBUTION | KUALA SELANGOR | Existing | BKSL/PCE/J00258/MBRMU | 300313631 | CLOSED | 11 kV | RYB | QTRS GURU P/PERMATANG |  |  | S01572 |  | TAMCO | TAMCO | 15/12/2007 | TX-1000KVA |  | Pass | null
380042731 | TNB | DISTRIBUTION | KUALA SELANGOR | Existing | BKSL/PCE/J00250/MBNN01 | 300022943 | CLOSED | 11 kV | RYB | BGN SUNGAI YU |  |  | S00472 |  |  | F&G | 20001110 | TX-1000KVA |  | Pass | null
380042844 | TNB | DISTRIBUTION | KUALA SELANGOR | Existing | BKSL/PCE/J00139/MBRMU1 | 300343326 | CLOSED | 11 kV | RYB | TMN BAYU P/PENAMBANG |  |  | S00475 |  |  | 99185083 | 19981110 | TX-750KVA |  | Pass | null
380042942 | TNB | DISTRIBUTION | KUALA SELANGOR | Existing | BKSL/PCE/J00340/MBRMU1 | 300241013 | CLOSED | 11 kV | RYB | TMN SRI PENAMBANG |  |  | S01576 |  | VEI | VEI | 19931012 | TX-300KVA |  | Pass | null
380043035 | TNB | DISTRIBUTION | KUALA SELANGOR | Existing | BKSL/PCE/J00252/MB00476 | 300022954 | CLOSED | 11 kV | RYB | PEKAN P/PENAMBANG |  |  | S00477 |  | FALCON BETA | FALCON BETA | 14/11/2001 | TX-1000KVA |  | Pass | null
380043134 | TNB | DISTRIBUTION | KUALA SELANGOR | Existing | BKSL/PCE/J00253/MB01 | 300022959 | CLOSED | 11 kV | RYB | JPJ P/PENAMBANG |  |  | S00480 |  |  | F&G | 15/12/2001 | TX-1000KVA |  | Pass | null
380043248 | TNB | DISTRIBUTION | KUALA SELANGOR | Existing | BKSL/PCE/J00829/MBRMU1 | 300431103 | CLOSED | 11 kV | RYB | GOLDPAGE NO.2 |  |  | S05658 |  | TAMCO | GR1-22-ID-12-023 | 18/09/2013 |  |  | Pass | null
380043249 | TNB | DISTRIBUTION | KUALA SELANGOR | Existing | BKSL/PCE/J00829/MBRMU1 | 300431103 | CLOSED | 11 kV | RYB | GOLDPAGE NO.2 |  |  | S05659 |  | TAMCO | GR1-22-ID-12-023 | 18/09/2013 |  |  | Pass | null
380043406 | TNB | DISTRIBUTION | KUALA SELANGOR | Existing | BKSL/PCE/J00789/MBRMU1 | 300431015 | CLOSED | 11 kV | RYB | GOLDPAGE NO.1 |  |  | S05655 |  | INDKOM | ZZT INDOOR | 13/09/2013 | TX-500KVA |  | Pass | null
380043616 | TNB | DISTRIBUTION | KUALA SELANGOR | Existing | BKSL/PCE/J00286/MBRMU1 | 300242568 | CLOSED | 11 kV | RYB | BANJARAYA (C) |  |  | S01467 |  | TAMCO | TAMCO | 19951012 | TX-300KVA |  | Pass | null
380043748 | TNB | DISTRIBUTION | KUALA SELANGOR | Existing | BKSL/PCE/J00569/MBRMU | 300313740 | CLOSED | 11 kV | RYB | TMN RIAMIN |  |  | S05457 |  |  | F&G | 22/03/2008 | TX-750KVA |  | Pass | null
380043862 | TNB | DISTRIBUTION | KUALA SELANGOR | Existing | BKSL/PCE/J00387/MB1 | 300515990 | CLOSED | 11 kV | RYB | KG HAJI RAZALI |  |  | S05821 |  |  | VRN2A |  | TX-500KVA |  | Pass | null
380043976 | TNB | DISTRIBUTION | KUALA SELANGOR | Existing | BKSL/PCE/J00188/MB01 | 300022727 | CLOSED | 11 kV | RYB | MASRIA |  |  | S00349 |  | TAMCO | TAMCO | 20/05/2002 | TX-500KVA |  | Pass | null
380044092 | TNB | DISTRIBUTION | KUALA SELANGOR | Existing | BKSL/PCE/J00283/MBRMU | 300313759 | CLOSED | 11 kV | RYB | TMN WAWASAN |  |  | S01471 |  | TAMCO | TAMCO | 20111010 | TX-1000KVA |  | Pass | null
380044208 | TNB | DISTRIBUTION | KUALA SELANGOR | Existing | BKSL/PCE/J00533/MBRMU | 300313776 | CLOSED | 11 kV | RYB | TMN KHATIJAH |  |  | S01645 |  | TAMCO | TAMCO | 26/06/2007 | TX-1000KVA |  | Pass | null
380044436 | TNB | DISTRIBUTION | KUALA SELANGOR | Existing | BKSL/PCE/J00386/MB1 | 310526851 | CLOSED | 11 kV | RYB | MARDI SG SIREH |  |  | S05824 |  |  |  | 18/08/2006 | TX-300KVA |  | Pass | null
380079163 | TNB | DISTRIBUTION | KUALA SELANGOR | Existing | BKSL/PCE/J00579/MBRMU | 300313107 | CLOSED | 11 kV | RYB | SIME PLANTATION B.BERJUNTAI |  |  | R05499 |  | TAMCO | GR1 | 19/04/1990 |  |  | Pass | null
380079164 | TNB | DISTRIBUTION | KUALA SELANGOR | Existing | BKSL/PCE/J00579/MBRMU | 300313107 | CLOSED | 11 kV | RYB | SIME PLANTATION B.BERJUNTAI |  |  | R05695 |  | TAMCO | GR1 | 19/04/1990 |  |  | Pass | null
380079496 | TNB | DISTRIBUTION | KUALA SELANGOR | Existing | BKSL/PCE/J00486/MBRMU | 300313109 | CLOSED | 11 kV | RYB | BERJUNTAI MAJU(C/S) |  |  | R03864 |  | MERLIN GERIN | RM6 | 20/05/1988 |  |  | Pass | null
380079605 | TNB | DISTRIBUTION | KUALA SELANGOR | Existing | BKSL/PCE/J00487/MBRMU | 300313114 | CLOSED | 11 kV | RYB | BERJUNTAI MAJU BTG BERJUNTAI |  |  | R03868 |  | TAMCO | GR1 | 26/06/2000 |  |  | Pass | null
380079606 | TNB | DISTRIBUTION | KUALA SELANGOR | Existing | BKSL/PCE/J00487/MBRMU | 300313114 | CLOSED | 11 kV | RYB | BERJUNTAI MAJU BTG BERJUNTAI |  |  | R03867 |  | TAMCO | GR1 | 26/06/2000 |  |  | Pass | null
380079863 | TNB | DISTRIBUTION | KUALA SELANGOR | Existing | BKSL/PCE/J00489/MBRMU | 300313123 | CLOSED | 11 kV | RYB | TELEKOM B/BEJUNTAI |  |  | R01891 |  | MERLIN GERIN | RING MASTER | 18/08/2010 |  |  | Pass | null
380079959 | TNB | DISTRIBUTION | KUALA SELANGOR | Existing | BKSL/PCE/J00490/MBRMU | 300313126 | CLOSED | 11 kV | RYB | TMN SENTOSA |  |  | R01886 |  |  | OLU/HFU | 22/09/1988 | KLINIK KESIHATAN B.BERJUNTAI |  | Pass | null
380080055 | TNB | DISTRIBUTION | KUALA SELANGOR | Existing | BKSL/PCE/J00491/MBRMU | 300313128 | CLOSED | 11 kV | RYB | PEKAN BATANG BEJUNTAI |  |  | R01884 |  | TAMCO | FALCON BETA | 19941110 |  |  | Pass | null
380080151 | TNB | DISTRIBUTION | KUALA SELANGOR | Existing | BKSL/PCE/J00492/MBRMU | 300313130 | CLOSED | 11 kV | RYB | BINTANG JELITA |  |  | R01881 |  | TAMCO | FALCON BETA | 14/11/1991 |  |  | Pass | null
380080299 | TNB | DISTRIBUTION | KUALA SELANGOR | Existing | BKSL/PCE/J00496/MBRMU | 300345585 | CLOSED | 11 kV | RYB | PKNS TAMAN SRI INDAH |  |  | R01878 |  | TAMCO | GR1 | 15/12/2006 |  |  | Pass | null
380080395 | TNB | DISTRIBUTION | KUALA SELANGOR | Existing | BKSL/PCE/J00506/MBRMU | 300313077 | CLOSED | 11 kV | RYB | SSU PKPS |  |  | R04849 |  | TAMCO | TAMCO | 18/08/1997 |  |  | Pass | null
380080498 | TNB | DISTRIBUTION | KUALA SELANGOR | Existing | BKSL/PCE/J00507/MBRMU | 300313078 | CLOSED | 11 kV | RYB | PUSAT PENYEMBELIHAN PKPS |  |  | R05069 |  |  | VE1 | 20/09/1984 |  |  | Pass | null
380080592 | TNB | DISTRIBUTION | KUALA SELANGOR | Existing | BKSL/PCE/J00509/MBRMU | 300313092 | CLOSED | 11 kV | RYB | STP UNISEL |  |  | R04838 |  |  | VE1 | 19821010 |  |  | Pass | null
380080695 | TNB | DISTRIBUTION | KUALA SELANGOR | Existing | BKSL/PCE/J00508/MBRMU | 300313095 | CLOSED | 11 kV | RYB | RUMAH KAKITANGAN UNISEL |  |  | R04835 |  |  | VE1 | 27/11/1980 |  |  | Pass | null
380080802 | TNB | DISTRIBUTION | KUALA SELANGOR | Existing | BKSL/PCE/J00510/MBRMU | 300343259 | CLOSED | 11 kV | RYB | ASRAMA PUTERI UNISEL |  |  | R04823 |  | TAMCO | GR1 | 20031010 |  |  | Pass | null
380080803 | TNB | DISTRIBUTION | KUALA SELANGOR | Existing | BKSL/PCE/J00510/MBRMU | 300343259 | CLOSED | 11 kV | RYB | ASRAMA PUTERI UNISEL |  |  | R04829 |  | TAMCO | GR1 | 20031010 |  |  | Pass | null
380081003 | TNB | DISTRIBUTION | KUALA SELANGOR | Existing | BKSL/PCE/J00511/MBRMU | 300343271 | CLOSED | 11 kV | RYB | ASRAMA PUTERA UNISEL |  |  | R04828 |  | TAMCO | GR1 | 20031010 |  |  | Pass | null
380081004 | TNB | DISTRIBUTION | KUALA SELANGOR | Existing | BKSL/PCE/J00511/MBRMU | 300343271 | CLOSED | 11 kV | RYB | ASRAMA PUTERA UNISEL |  |  | R04825 |  | TAMCO | GR1 | 20031010 |  |  | Pass | null
380081165 | TNB | DISTRIBUTION | KUALA SELANGOR | Existing | BKSL/PCE/J00505/MBRMU | 300313218 | CLOSED | 11 kV | RYB | SIME INAX |  |  | R01899 |  |  | LONG & CROWFORD | 20/05/1996 |  |  | Pass | null
380081651 | TNB | DISTRIBUTION | KUALA SELANGOR | Existing | BKSL/PCE/J00466/MBRMU | 300313263 | CLOSED | 11 kV | RYB | TECHNOPARK NO 3 |  |  | R03185 |  | VEI | VEI | 22/09/1993 |  |  | Pass | null
380081652 | TNB | DISTRIBUTION | KUALA SELANGOR | Existing | BKSL/PCE/J00466/MBRMU | 300313263 | CLOSED | 11 kV | RYB | TECHNOPARK NO 3 |  |  | R03184 |  | VEI | VEI | 22/09/1993 |  |  | Pass | null
380081822 | TNB | DISTRIBUTION | KUALA SELANGOR | Existing | BKSL/PCE/J00467/MBRMU | 300313278 | CLOSED | 11 kV | RYB | TECHNOPARK NO 4 |  |  | R03188 |  | TAMCO | GR1 | 14/11/1988 |  |  | Pass | null
380081823 | TNB | DISTRIBUTION | KUALA SELANGOR | Existing | BKSL/PCE/J00467/MBRMU | 300313278 | CLOSED | 11 kV | RYB | TECHNOPARK NO 4 |  |  | R03189 |  | TAMCO | GR1 | 14/11/1988 |  |  | Pass | null
380081980 | TNB | DISTRIBUTION | KUALA SELANGOR | Existing | BKSL/PCE/J00468/MBRMU | 300313291 | CLOSED | 11 kV | RYB | PKNS RANTAU PANJANG |  |  | R01870 |  | TAMCO | GR1 | 19/02/1999 |  |  | Pass | null
380082100 | TNB | DISTRIBUTION | KUALA SELANGOR | Existing | BKSL/PCE/J00516/MBRMU | 300313132 | CLOSED | 11 kV | RYB | BERJUNTAI BESTARI NO 2 |  |  | R05057 |  | TAMCO | TAMCO | 15/12/1983 |  |  | Pass | null
380082196 | TNB | DISTRIBUTION | KUALA SELANGOR | Existing | BKSL/PCE/J00515/MBRMU | 300313170 | CLOSED | 11 kV | RYB | BERJUNTAI BESTARI NO 1 |  |  | R05054 |  | TAMCO | GRI | 19/04/1993 |  |  | Pass | null
380082290 | TNB | DISTRIBUTION | KUALA SELANGOR | Existing | BKSL/PCE/J00514/MBRMU | 300313182 | CLOSED | 11 kV | RYB | ANGGERIK LAKSAMANA |  |  | R05376 |  | VEI | VEI | 19871107 |  |  | Pass | null
380082410 | TNB | DISTRIBUTION | KUALA SELANGOR | Existing | BKSL/PCE/J00577/MBRMU | 300313194 | CLOSED | 11 kV | RYB | TMN ILMU BISTARI |  |  | R05838 |  | TAMCO | GRI | 19871010 |  |  | Pass | null
380083466 | TNB | DISTRIBUTION | KUALA SELANGOR | Existing | BKSL/PCE/J00827/MBRMU | 300443147 | CLOSED | 11 kV | RYB | FORWARD SCOPE |  |  | R06705 |  |  | 11KV SF6 RMU GR1 |  |  |  | Pass | null
380083770 | TNB | DISTRIBUTION | KUALA SELANGOR | Existing | BKSL/PCE/J00409/MB1 | 300511622 | CLOSED | 11 kV | RYB | ASSIGN PRECISION |  |  | R07571 |  | TOSHIBA | ID 2L+1T | 20150110 |  |  | Pass | null
380083923 | TNB | DISTRIBUTION | KUALA SELANGOR | Existing |  |  | CLOSED | 11 kV | RYB | PPAJ NO.4 |  |  | R06035 | [6 empty] | Pass | null
380084126 | TNB | DISTRIBUTION | KUALA SELANGOR | Existing | BKSL/PCE/J00805/MBRMU | 300344239 | CLOSED | 11 kV | RYB | PPAJ NO.3 |  |  | R06032 |  | INDKOM | ZZZT I/D | 14/11/1990 |  |  | Pass | null
380084225 | TNB | DISTRIBUTION | KUALA SELANGOR | Existing | BKSL/PCE/J00804/MBRMU | 300344187 | CLOSED | 11 kV | RYB | PPAJ NO.6 |  |  | R06029 |  | VEI | 2L+2T | 28/06/2004 |  |  | Pass | null
380084329 | TNB | DISTRIBUTION | KUALA SELANGOR | Existing |  |  | CLOSED | 11 kV | RYB | PADAT BAN GUAT HUAT TAJ JLN 2/6 |  |  | R06390 | [6 empty] | Pass | null
380084480 | TNB | DISTRIBUTION | KUALA SELANGOR | Existing |  |  | CLOSED | 11 kV | RYB | RUMAH PANGSA INDUSTRI ALAM JAYA NO.9 |  |  | R05252 | [6 empty] | Pass | null
380084481 | TNB | DISTRIBUTION | KUALA SELANGOR | Existing |  |  | CLOSED | 11 kV | RYB | RUMAH PANGSA INDUSTRI ALAM JAYA NO.9 |  |  | R05253 | [6 empty] | Pass | null
380084686 | TNB | DISTRIBUTION | KUALA SELANGOR | Existing |  |  | CLOSED | 11 kV | RYB | INDUSTRI ALAM JAYA NO.6 |  |  | R04740 | [6 empty] | Pass | null
380084823 | TNB | DISTRIBUTION | KUALA SELANGOR | Existing |  |  | CLOSED | 11 kV | RYB | INDUSTRI ALAM JAYA NO.8 |  |  | R05272 | [6 empty] | Pass | null
380084824 | TNB | DISTRIBUTION | KUALA SELANGOR | Existing |  |  | CLOSED | 11 kV | RYB | INDUSTRI ALAM JAYA NO.8 |  |  | R05273 | [6 empty] | Pass | null
380085024 | TNB | DISTRIBUTION | KUALA SELANGOR | Existing |  |  | CLOSED | 11 kV | RYB | GREAT MARKETING |  |  | R06702 | [6 empty] | Pass | null
380085167 | TNB | DISTRIBUTION | KUALA SELANGOR | Existing |  |  | CLOSED | 11 kV | RYB | JS CONSC TRUCTION & DEV SDN BHD LOT106 |  |  | R06400 | [6 empty] | Pass | null
380085282 | TNB | DISTRIBUTION | KUALA SELANGOR | Existing | BKSL/PCE/J00773/MBRMU | 310526850 | CLOSED | 11 kV | RYB | MULTI GUNA NO.3 |  |  | R05895 |  |  | ZZT I/D INS24 | 28/06/2006 |  |  | Pass | null
380085580 | TNB | DISTRIBUTION | KUALA SELANGOR | Existing |  |  | CLOSED | 11 kV | RYB | RGB INDUSTRIES 2/5 |  |  | R07922 | [6 empty] | Pass | null
380085711 | TNB | DISTRIBUTION | KUALA SELANGOR | Existing | BKSL/PCE/J00757/MBRMU | 300344234 | CLOSED | 11 kV | RYB | EXTRO GREAT |  |  | R06490 |  | TOPRANK | ID 2L+2T | 19901110 |  |  | Pass | null
380085712 | TNB | DISTRIBUTION | KUALA SELANGOR | Existing | BKSL/PCE/J00757/MBRMU | 300344234 | CLOSED | 11 kV | RYB | EXTRO GREAT |  |  | R06491 |  | TOPRANK | ID 2L+2T | 19901110 |  |  | Pass | null
380085915 | TNB | DISTRIBUTION | KUALA SELANGOR | Existing | BKSL/PCE/J00844/MBRMU | 300526589 | CLOSED | 11 kV | RYB | R&S PETROLEUM TIAJ 2/4 |  |  | R07569 |  |  |  | 21/09/2015 |  |  | Pass | null
380086034 | TNB | DISTRIBUTION | KUALA SELANGOR | Existing | BKSL/PCE/J00785/MBRMU | 300344928 | CLOSED | 11 kV | RYB | KLG LOT 7 ALAM JAYA |  |  | R05230 |  | INDKOM | INDKOM | 20061010 |  |  | Pass | null
380086153 | TNB | DISTRIBUTION | KUALA SELANGOR | Existing | BKSL/PCE/J00784/MBRMU | 300344930 | CLOSED | 11 kV | RYB | KLG LOT 8 ALAM JAYA |  |  | R05233 |  | VEI | 2L+2T | 27/11/2006 |  |  | Pass | null
380086385 | TNB | DISTRIBUTION | KUALA SELANGOR | Existing | BKSL/PCE/J00782/MBRMU | 300344931 | CLOSED | 11 kV | RYB | KLG LOT 9 ALAM JAYA |  |  | R04593 |  |  | 8DJ20.71 | 20061012 |  |  | Pass | null
380086514 | TNB | DISTRIBUTION | KUALA SELANGOR | Existing | BKSL/PCE/J00783/MBRMU | 300344932 | CLOSED | 11 kV | RYB | YL TRADING |  |  | R05792 | [6 empty] | Pass | null
380086632 | TNB | DISTRIBUTION | KUALA SELANGOR | Existing | BKSL/PCE/J00665/MBRMU | 300344311 | CLOSED | 11 kV | RYB | INDUSTRI ALAM JAYA NO.4 |  |  | R05341 |  | TAMCO | GR1 | 27/11/2011 |  |  | Pass | null
380086758 | TNB | DISTRIBUTION | KUALA SELANGOR | Existing | BKSL/PCE/J00298/MBRMU1 | 300345108 | CLOSED | 11 kV | RYB | APARTMENT ALAM PERDANA 1 |  |  | R06372 |  | TOPRANK | ID 2L+2T | 19/04/2006 |  |  | Pass | null
380086759 | TNB | DISTRIBUTION | KUALA SELANGOR | Existing | BKSL/PCE/J00298/MBRMU1 | 300345108 | CLOSED | 11 kV | RYB | APARTMENT ALAM PERDANA 1 |  |  | R06371 |  | TOPRANK | ID 2L+2T | 19/04/2006 |  |  | Pass | null
380092076 | TNB | DISTRIBUTION | KUALA SELANGOR | Existing | BKSL/PCE/J00648/MBRMU | 300345812 | CLOSED | 11 kV | RYB | SON STAR |  |  | R04991 |  | VEI | 2L+2T | 17/07/2006 |  |  | Pass | null
380092077 | TNB | DISTRIBUTION | KUALA SELANGOR | Existing | BKSL/PCE/J00648/MBRMU | 300345812 | CLOSED | 11 kV | RYB | SON STAR |  |  | R04990 |  | VEI | 2L+2T | 17/07/2006 |  |  | Pass | null
380092356 | TNB | DISTRIBUTION | KUALA SELANGOR | Existing | BKSL/PCE/J00821/MBRMU | 300346288 | CLOSED | 11 kV | RYB | LOT 256 SOUTH PROP HOLDING |  |  | R01778 |  |  | ZZTT | 28/06/2012 |  |  | Pass | null
380092675 | TNB | DISTRIBUTION | KUALA SELANGOR | Existing | BKSL/PCE/J00696/MBRMU | 300345927 | CLOSED | 11 kV | RYB | KOTA PUTERI NO.5 JLN KP 5/13 |  |  | R06071 |  | VEI | 2L+1T | 19/04/2006 |  |  | Pass | null
380092769 | TNB | DISTRIBUTION | KUALA SELANGOR | Existing | BKSL/PCE/J00694/MBRMU | 300345922 | CLOSED | 11 kV | RYB | JLN KOTA PUTERI 5/14B |  |  | R05885 |  | TAMCO | GR1 | 14/02/2006 |  |  | Pass | null
380092863 | TNB | DISTRIBUTION | KUALA SELANGOR | Existing | BKSL/PCE/J00695/MBRMU | 300345924 | CLOSED | 11 kV | RYB | KOTA PUTERI PERSIARAN BT ARANG NO.4 |  |  | R05888 |  | TAMCO | GR1 | 18/03/2006 |  |  | Pass | null
380100671 | TNB | DISTRIBUTION | KUALA SELANGOR | Existing | BKSL/PCE/J00133/MBRMU1 | 300344398 | CLOSED | 11 kV | RYB | SW/STN SG RAMBAI ESTET |  |  | S01640 |  | TAMCO | TAMCO | 14/02/2005 | TX1-300kVA |  | Pass | null
380100774 | TNB | DISTRIBUTION | KUALA SELANGOR | Existing | BKSL/PCE/J00036/MBRMU1 | 300022071 | CLOSED | 11 kV | RYB | SG RAMBAI NO 2 |  |  | S00071 |  | TAMCO | GR1 | 20/09/1994 |  |  | Pass | null
380100870 | TNB | DISTRIBUTION | KUALA SELANGOR | Existing | BKSL/PCE/J00136/MBRMU1 | 300239557 | CLOSED | 11 kV | RYB | R/PAM AIR JPS KG ASAHAN |  |  | S01336 |  | TAMCO | GR1 | 20/09/1993 |  |  | Pass | null
380101058 | TNB | DISTRIBUTION | KUALA SELANGOR | Existing | BKSL/PCE/J00033/MBRMU1 | 300022057 | CLOSED | 11 kV | RYB | LDG SEL RIVER SIDE |  |  | S00060 |  | TAMCO | GR1 | 19811107 |  |  | Pass | null
380101152 | TNB | DISTRIBUTION | KUALA SELANGOR | Existing | BKSL/PCE/J00032/MBRMU1 | 300022052 | CLOSED | 11 kV | RYB | PKNS KG KUANTAN |  |  | S00057 |  |  | T4GF3 | 28/06/2001 |  |  | Pass | null
380101254 | TNB | DISTRIBUTION | KUALA SELANGOR | Existing | BKSL/PCE/J00484/MBRMU1 | 300313073 | CLOSED | 11 kV | RYB | KG JAYA SETIA |  |  | R00559 |  | TAMCO | GR1 | 19/04/1997 | TX-300KVA |  | Pass | null
380101470 | TNB | DISTRIBUTION | KUALA SELANGOR | Existing |  |  | CLOSED | 11 kV | RYB | JAYA SETIA A/T |  |  | N/A | [6 empty] | Pass | null
380101577 | TNB | DISTRIBUTION | KUALA SELANGOR | Existing |  |  | CLOSED | 11 kV | RYB | INDUSTRI BUKIT BADONG B |  |  | R07587 | [6 empty] | Pass | null
380101578 | TNB | DISTRIBUTION | KUALA SELANGOR | Existing |  |  | CLOSED | 11 kV | RYB | INDUSTRI BUKIT BADONG B |  |  | R07586 | [6 empty] | Pass | null
380101748 | TNB | DISTRIBUTION | KUALA SELANGOR | Existing | BKSL/PCE/J00406/MB1 | 300509260 | CLOSED | 11 kV | RYB | INDUSTRI BUKIT BADONG A |  |  | R07591 |  | INDKOM | INS24 |  |  |  | Pass | null
380101749 | TNB | DISTRIBUTION | KUALA SELANGOR | Existing | BKSL/PCE/J00406/MB1 | 300509260 | CLOSED | 11 kV | RYB | INDUSTRI BUKIT BADONG A |  |  | R07590 |  | INDKOM | INS24 |  |  |  | Pass | null
380101906 | TNB | DISTRIBUTION | KUALA SELANGOR | Existing | BKSL/PCE/J00633/MBRMU | 300313279 | CLOSED | 11 kV | RYB | TAMAN HARMONI |  |  | R05149 |  | INDKOM | INDKOM | 15/12/2002 |  |  | Pass | null
380102011 | TNB | DISTRIBUTION | KUALA SELANGOR | Existing | BKSL/PCE/J00634/MBRMU | 300313297 | CLOSED | 11 kV | RYB | RUMAH KEDAI IJOK |  |  | R06129 |  | TAMCO | GR1 | 19/04/1994 |  |  | Pass | null
380102105 | TNB | DISTRIBUTION | KUALA SELANGOR | Existing |  |  | CLOSED | 11 kV | RYB | TAMAN DAMAI IJOK |  |  | R06944 | [6 empty] | Pass | null
380102199 | TNB | DISTRIBUTION | KUALA SELANGOR | Existing | BKSL/PCE/J00684/MBRMU | 300313731 | CLOSED | 11 kV | RYB | PADAT JLN BKT ROBINSON |  |  | R03467 |  | SCHNEIDER | SCHNEIDER | 19/02/2008 |  |  | Pass | null
380102369 | TNB | DISTRIBUTION | KUALA SELANGOR | Existing | BKSL/PCE/J00683/MBRMU | 300313728 | CLOSED | 11 kV | RYB | LEE LEE KONG |  |  | R05181 |  | TAMCO | GR1 | 15/12/2007 |  |  | Pass | null
380102478 | TNB | DISTRIBUTION | KUALA SELANGOR | Existing | BKSL/PCE/J00682/MBRMU | 300313718 | CLOSED | 11 kV | RYB | TMN IJOK UTAMA |  |  | R05359 |  | VEI | 2L+2T | 20071110 |  |  | Pass | null
380102479 | TNB | DISTRIBUTION | KUALA SELANGOR | Existing | BKSL/PCE/J00682/MBRMU | 300313718 | CLOSED | 11 kV | RYB | TMN IJOK UTAMA |  |  | R05360 |  | VEI | 2L+2T | 20071110 |  |  | Pass | null
380102812 | TNB | DISTRIBUTION | KUALA SELANGOR | Existing | BKSL/PCE/J00825/MBRMU | 300443277 | CLOSED | 11 kV | RYB | TAMAN SEJATI JALAN 9 |  |  | R06708 |  | TAMCO | 11 KV SF6 RMU GRI |  |  |  | Pass | null
380102823 | TNB | DISTRIBUTION | KUALA SELANGOR | Existing | BKSL/PCE/J00825/MBRMU | 300443277 | CLOSED | 11 kV | RYB | TAMAN SEJATI JALAN 9 |  |  | R07273 |  | TAMCO | 11 KV SF6 RMU GRI |  |  |  | Pass | null
380103014 | TNB | DISTRIBUTION | KUALA SELANGOR | Existing |  |  | CLOSED | 11 kV | RYB | TMN IJOK UTAMA NO 2 |  |  | R07398 | [6 empty] | Pass | null
380103015 | TNB | DISTRIBUTION | KUALA SELANGOR | Existing |  |  | CLOSED | 11 kV | RYB | TMN IJOK UTAMA NO 2 |  |  | R07400 | [6 empty] | Pass | null
380103172 | TNB | DISTRIBUTION | KUALA SELANGOR | Existing | BKSL/PCE/J00680/MBRMU | 300313710 | CLOSED | 11 kV | RYB | TMN SRI IJOK |  |  | R05985 |  | VEI | VEI | 17/07/2009 |  |  | Pass | null
380103266 | TNB | DISTRIBUTION | KUALA SELANGOR | Existing | BKSL/PCE/J00679/MBRMU | 300313706 | CLOSED | 11 kV | RYB | TMN KOPERASI BENA IJOK |  |  | R04253 |  | TAMCO | TAMCO | 26/06/2008 |  |  | Pass | null
380103362 | TNB | DISTRIBUTION | KUALA SELANGOR | Existing | BKSL/PCE/J00678/MBRMU | 300313702 | CLOSED | 11 kV | RYB | PADAT BT. 8 IJOK |  |  | R03624 |  | TAMCO | TAMCO | 19/04/2007 |  |  | Pass | null
380103468 | TNB | DISTRIBUTION | KUALA SELANGOR | Existing | BKSL/PCE/J00677/MBRMU | 300313699 | CLOSED | 11 kV | RYB | KG BKT BADONG NO 2 A/T |  |  | R03935 |  | TAMCO | TAMCO | 18/03/2008 |  |  | Pass | null
380103562 | TNB | DISTRIBUTION | KUALA SELANGOR | Existing | BKSL/PCE/J00676/MBRMU | 300313695 | CLOSED | 11 kV | RYB | KG BKT BADONG NO 1 A/T |  |  | R03441 |  | TAMCO | TAMCO | 20071012 |  |  | Pass | null
380103647 | TNB | DISTRIBUTION | KUALA SELANGOR | Existing | BKSL/PCE/J00675/MBRMU | 300313692 | CLOSED | 11 kV | RYB | KG BKT BADONG |  |  | R01793 |  | TAMCO | TAMCO | 27/11/2008 |  |  | Pass | null
380104064 | TNB | DISTRIBUTION | KUALA SELANGOR | Existing | BKSL/PCE/J00598/MBRMU | 300313659 | CLOSED | 11 kV | RYB | IBU SAWAT TELEKOM IJOK |  |  | R01823 |  | TAMCO | TAMCO | 28/06/2008 |  |  | Pass | null
380104970 | TNB | DISTRIBUTION | KUALA SELANGOR | Existing | BKSL/PCE/J00751/MBRMU | 300346070 | CLOSED | 11 kV | RYB | GUPPY PLASTIC NO.2 ALAM JAYA |  |  | R05669 |  | VEI | 2L+2T | 27/11/2006 |  |  | Pass | null
380105064 | TNB | DISTRIBUTION | KUALA SELANGOR | Existing | BKSL/PCE/J00752/MBRMU | 300346097 | CLOSED | 11 kV | RYB | GUPPY PLASTIC NO.3 ALAM JAYA |  |  | R05672 |  | VEI | 2L+2T | 22/09/2006 |  |  | Pass | null
380105195 | TNB | DISTRIBUTION | KUALA SELANGOR | Existing | BKSL/PCE/J00870/MBRMU1 | 300541059 | CLOSED | 11 kV | RYB | HLCT LAND TIAJ 2/1 |  |  | R07279 |  |  | INS24 |  |  |  | Pass | null
380105311 | TNB | DISTRIBUTION | KUALA SELANGOR | Existing | BKSL/PCE/J00753/MBRMU | 300346112 | CLOSED | 11 kV | RYB | PLANTFIELD NO.1 |  |  | R04338 |  |  | ZZTT | 19/02/2006 |  |  | Pass | null
380105312 | TNB | DISTRIBUTION | KUALA SELANGOR | Existing | BKSL/PCE/J00753/MBRMU | 300346112 | CLOSED | 11 kV | RYB | PLANTFIELD NO.1 |  |  | R05463 |  |  | ZZTT | 19/02/2006 |  |  | Pass | null
380105482 | TNB | DISTRIBUTION | KUALA SELANGOR | Existing | BKSL/PCE/J00754/MBRMU | 300344230 | CLOSED | 11 kV | RYB | PLANTFIELD NO.2 |  |  | R05396 |  | VEI | 2L+2T | 17/07/1990 |  |  | Pass | null
380105483 | TNB | DISTRIBUTION | KUALA SELANGOR | Existing | BKSL/PCE/J00754/MBRMU | 300344230 | CLOSED | 11 kV | RYB | PLANTFIELD NO.2 |  |  | R05397 |  | VEI | 2L+2T | 17/07/1990 |  |  | Pass | null
380105640 | TNB | DISTRIBUTION | KUALA SELANGOR | Existing | BKSL/PCE/J00795/MBRMU | 300344606 | CLOSED | 11 kV | RYB | MULTIGUNA CONSTRUCTION & DEV JLN 2/6 AL |  |  | R06274 |  | INDKOM | ZZT I/D INS24 | 28/06/2006 |  |  | Pass | null
380105734 | TNB | DISTRIBUTION | KUALA SELANGOR | Existing | BKSL/PCE/J00869/MBRMU1 | 300541050 | CLOSED | 11 kV | RYB | MACHMAR INDS NO.2 |  |  | R06850 |  | INDKOM | INS24 | 20130402 |  |  | Pass | null
380105828 | TNB | DISTRIBUTION | KUALA SELANGOR | Existing | BKSL/PCE/J00758/MBRMU | 300344233 | CLOSED | 11 kV | RYB | MARKLON INDS |  |  | R05403 |  | TAMCO | GR1 | 22/09/1990 |  |  | Pass | null
380105922 | TNB | DISTRIBUTION | KUALA SELANGOR | Existing | BKSL/PCE/J00756/MBRMU | 300344232 | CLOSED | 11 kV | RYB | MACHMAR INDS |  |  | R05400 |  | TAMCO | FALCON BETA | 18/08/1990 |  |  | Pass | null
380106029 | TNB | DISTRIBUTION | KUALA SELANGOR | Existing | BKSL/PCE/J00719/MBRMU | 300345842 | CLOSED | 11 kV | RYB | FASA 3A 2 PUNCAK ALAM |  |  | S01095 |  | TAMCO | GR1 | 15/12/2011 |  |  | Pass | null
380106030 | TNB | DISTRIBUTION | KUALA SELANGOR | Existing | BKSL/PCE/J00719/MBRMU | 300345842 | CLOSED | 11 kV | RYB | FASA 3A 2 PUNCAK ALAM |  |  | S01096 |  | TAMCO | GR1 | 15/12/2011 |  |  | Pass | null
380106200 | TNB | DISTRIBUTION | KUALA SELANGOR | Existing | BKSL/PCE/J00720/MBRMU | 300345846 | CLOSED | 11 kV | RYB | APRT NO.4 PUNCAK ALAM |  |  | S01123 |  |  | ZZTT | 19/02/2006 |  |  | Pass | null
380106201 | TNB | DISTRIBUTION | KUALA SELANGOR | Existing | BKSL/PCE/J00720/MBRMU | 300345846 | CLOSED | 11 kV | RYB | APRT NO.4 PUNCAK ALAM |  |  | S01124 |  |  | ZZTT | 19/02/2006 |  |  | Pass | null
380106371 | TNB | DISTRIBUTION | KUALA SELANGOR | Existing | BKSL/PCE/J00721/MBRMU | 300345886 | CLOSED | 11 kV | RYB | APRT NO.3 PUNCAK ALAM |  |  | S01119 |  |  | ZZTT | 22/03/2006 |  |  | Pass | null
380106372 | TNB | DISTRIBUTION | KUALA SELANGOR | Existing | BKSL/PCE/J00721/MBRMU | 300345886 | CLOSED | 11 kV | RYB | APRT NO.3 PUNCAK ALAM |  |  | S01120 |  |  | ZZTT | 22/03/2006 |  |  | Pass | null
380106542 | TNB | DISTRIBUTION | KUALA SELANGOR | Existing | BKSL/PCE/J00722/MBRMU | 300345890 | CLOSED | 11 kV | RYB | APRT NO.2 PUNCAK ALAM |  |  | S01115 |  |  | ZZTT | 19/04/2006 |  |  | Pass | null
380106543 | TNB | DISTRIBUTION | KUALA SELANGOR | Existing | BKSL/PCE/J00722/MBRMU | 300345890 | CLOSED | 11 kV | RYB | APRT NO.2 PUNCAK ALAM |  |  | S01116 |  |  | ZZTT | 19/04/2006 |  |  | Pass | null
380106713 | TNB | DISTRIBUTION | KUALA SELANGOR | Existing | BKSL/PCE/J00723/MBRMU | 300345894 | CLOSED | 11 kV | RYB | APRT NO.1 PUNCAK ALAM |  |  | S01111 |  |  | ZZTT | 28/06/2006 |  |  | Pass | null
380106714 | TNB | DISTRIBUTION | KUALA SELANGOR | Existing | BKSL/PCE/J00723/MBRMU | 300345894 | CLOSED | 11 kV | RYB | APRT NO.1 PUNCAK ALAM |  |  | S01112 |  |  | ZZTT | 28/06/2006 |  |  | Pass | null
380106884 | TNB | DISTRIBUTION | KUALA SELANGOR | Existing | BKSL/PCE/J00725/MBRMU | 300345901 | CLOSED | 11 kV | RYB | JUWITA FASA 3 C NO 2 |  |  | S01131 |  | TAMCO | GR1 | 18/08/2006 |  |  | Pass | null
380106885 | TNB | DISTRIBUTION | KUALA SELANGOR | Existing | BKSL/PCE/J00725/MBRMU | 300345901 | CLOSED | 11 kV | RYB | JUWITA FASA 3 C NO 2 |  |  | S01132 |  | TAMCO | GR1 | 18/08/2006 |  |  | Pass | null
380107042 | TNB | DISTRIBUTION | KUALA SELANGOR | Existing | BKSL/PCE/J00727/MBRMU | 300345913 | CLOSED | 11 kV | RYB | SEK KEB P/ALAM 3 |  |  | S05506 |  | TAMCO | GR1 | 20061010 |  |  | Pass | null
380107136 | TNB | DISTRIBUTION | KUALA SELANGOR | Existing | BKSL/PCE/J00728/MBRMU | 300346079 | CLOSED | 11 kV | RYB | RMH PAM AIR JBA PH3 PUNCAK ALAM |  |  | S01089 |  | INDKOM | INDKOM | 14/02/2006 |  |  | Pass | null
380107243 | TNB | DISTRIBUTION | KUALA SELANGOR | Existing | BKSL/PCE/J00745/MBRMU | 300345916 | CLOSED | 11 kV | RYB | APRTMENT MELOR NO.1 PUNCAK ALAM |  |  | S01139 |  | INDKOM | ZZTT | 27/11/2006 |  |  | Pass | null
380107244 | TNB | DISTRIBUTION | KUALA SELANGOR | Existing | BKSL/PCE/J00745/MBRMU | 300345916 | CLOSED | 11 kV | RYB | APRTMENT MELOR NO.1 PUNCAK ALAM |  |  | S01140 |  | INDKOM | ZZTT | 27/11/2006 |  |  | Pass | null
380107401 | TNB | DISTRIBUTION | KUALA SELANGOR | Existing | BKSL/PCE/J00717/MBRMU | 300344590 | CLOSED | 11 kV | RYB | STP 1 PHASE 1 PUNCAK ALAM |  |  | S01021 |  |  | ZZZT | 19/02/2006 | TX1-1000KVA |  | Pass | null
380107517 | TNB | DISTRIBUTION | KUALA SELANGOR | Existing | BKSL/PCE/J00698/MBRMU | 300344592 | CLOSED | 11 kV | RYB | SEKSYEN 3 PHASE 1B PUNCAK ALAM |  |  | S01013 |  |  | ZZZT | 22/03/2006 |  |  | Pass | null
380107518 | TNB | DISTRIBUTION | KUALA SELANGOR | Existing | BKSL/PCE/J00698/MBRMU | 300344592 | CLOSED | 11 kV | RYB | SEKSYEN 3 PHASE 1B PUNCAK ALAM |  |  | S01014 |  |  | ZZZT | 22/03/2006 |  |  | Pass | null
380107675 | TNB | DISTRIBUTION | KUALA SELANGOR | Existing | BKSL/PCE/J00700/MBRMU | 300344605 | CLOSED | 11 kV | RYB | STP UITM |  |  | S05684 |  | TAMCO | GR1 | 19/04/2006 |  |  | Pass | null
380107769 | TNB | DISTRIBUTION | KUALA SELANGOR | Existing | BKSL/PCE/J00701/MBRMU | 300344589 | CLOSED | 11 kV | RYB | UITM 1 |  |  | S01151 |  | TAMCO | GR1 | 15/12/2006 |  |  | Pass | null
380108171 | TNB | DISTRIBUTION | KUALA SELANGOR | Existing | BKSL/PCE/J00121/MBRMU | 300346087 | CLOSED | 11 kV | RYB | BKT HIJAU NO 2 |  |  | S00313 |  | INDKOM | INDKOM | 20/05/2006 |  |  | Pass | null
380108274 | TNB | DISTRIBUTION | KUALA SELANGOR | Existing | BKSL/PCE/J00120/MBRMU | 300346085 | CLOSED | 11 kV | RYB | BKT HIJAU NO 1 |  |  | S00316 |  | TAMCO | GR1 | 18/03/2006 |  |  | Pass | null
380108368 | TNB | DISTRIBUTION | KUALA SELANGOR | Existing | BKSL/PCE/J00119/MBRMU1 | 300022467 | CLOSED | 11 kV | RYB | SW/STN BKT HIJAU |  |  | S00310 |  | TAMCO | GR1 | 19761012 |  |  | Pass | null
380108462 | TNB | DISTRIBUTION | KUALA SELANGOR | Existing | BKSL/PCE/J00118/MBRMU | 300346086 | CLOSED | 11 kV | RYB | REZAB ZAZULI |  |  | S00306 |  | TAMCO | FALCON BETA | 19/04/2006 |  |  | Pass | null
380108556 | TNB | DISTRIBUTION | KUALA SELANGOR | Existing | BKSL/PCE/J00560/MBRMU | 300345721 | CLOSED | 11 kV | RYB | REBAN AYAM BKT HIJAU |  |  | S05463 |  | TAMCO | GR1 | 14/11/2006 |  |  | Pass | null
380108650 | TNB | DISTRIBUTION | KUALA SELANGOR | Existing | BKSL/PCE/J00122/MBRMU | 300346094 | CLOSED | 11 kV | RYB | SOUTHERN REALTY |  |  | S01450 |  | INDKOM | INDKOM | 26/06/2006 |  |  | Pass | null
380108744 | TNB | DISTRIBUTION | KUALA SELANGOR | Existing | BKSL/PCE/J00123/MBRMU | 300346095 | CLOSED | 11 kV | RYB | PT MAHANG NO 1 |  |  | S00318 |  | TAMCO | GR1 | 17/07/2006 |  |  | Pass | null
380108838 | TNB | DISTRIBUTION | KUALA SELANGOR | Existing | BKSL/PCE/J00130/MB01 | 300022524 | CLOSED | 11 kV | RYB | PKNS PT MAHANG (TMN DESA MAHANG) |  |  | S01454 |  | MERLIN GERIN | MERLIN GERIN | 17/07/1997 |  |  | Pass | null
380109186 | TNB | DISTRIBUTION | KUALA SELANGOR | Existing | BKSL/PCE/J00543/MBRMU | 300313554 | CLOSED | 11 kV | RYB | TMN BENDAHARA NO 2 |  |  | S01663 |  | TAMCO | TAMCO | 18/08/2009 |  |  | Pass | null
380109295 | TNB | DISTRIBUTION | KUALA SELANGOR | Existing | BKSL/PCE/J00012/MBRMU1 | 300228314 | CLOSED | 11 kV | RYB | TMN BENDAHARA NO 1 |  |  | S01228 |  | TAMCO | TAMCO | 28/06/1982 |  |  | Pass | null
380109296 | TNB | DISTRIBUTION | KUALA SELANGOR | Existing | BKSL/PCE/J00012/MBRMU1 | 300228314 | CLOSED | 11 kV | RYB | TMN BENDAHARA NO 1 |  |  | S01227 |  | TAMCO | TAMCO | 28/06/1982 |  |  | Pass | null
380109453 | TNB | DISTRIBUTION | KUALA SELANGOR | Existing | BKSL/PCE/J00001/MB2001 | 300021906 | CLOSED | 11 kV | RYB | TMN PENGGAWA |  |  | S00002 |  |  | LONG&CROWFORD | 19/02/1980 |  |  | Pass | null
380109561 | TNB | DISTRIBUTION | KUALA SELANGOR | Existing | BKSL/PCE/J00003/MBRMU1 | 300021920 | CLOSED | 11 kV | RYB | TLK PIAH |  |  | S00009 |  | TAMCO | GR1 | 19/04/1999 |  |  | Pass | null
380109784 | TNB | DISTRIBUTION | KUALA SELANGOR | Existing | BKSL/PCE/J00004/MB03 | 300021922 | CLOSED | 11 kV | RYB | BDR MELAWATI (C) |  |  | S01232 |  | MERLIN GERIN | MERLIN GERIN | 28/06/1999 |  |  | Pass | null
380109888 | TNB | DISTRIBUTION | KUALA SELANGOR | Existing | BKSL/PCE/J00005/MB02 | 300021927 | CLOSED | 11 kV | RYB | PEJABAT DAERAH |  |  | S00011 |  |  | OLU 2 OIL SWITCH | 19901107 | BANDAR BARU MELAWATI |  | Pass | null
380109982 | TNB | DISTRIBUTION | KUALA SELANGOR | Existing | BKSL/PCE/J00591/MBRMU | 300342898 | CLOSED | 11 kV | RYB | KOMPLEKS PEJABAT BARAT LAUT |  |  | S05518 |  | TAMCO | GR1 | 18/08/2008 |  |  | Pass | null
380110090 | TNB | DISTRIBUTION | KUALA SELANGOR | Existing | BKSL/PCE/J00006/MBRMU1 | 300021935 | CLOSED | 11 kV | RYB | JLN KLINIK |  |  | S00015 |  | INDKOM | INS24 | 18/08/1985 |  |  | Pass | null
380110260 | TNB | DISTRIBUTION | KUALA SELANGOR | Existing | BKSL/PCE/J00544/MBRMU | 300313561 | CLOSED | 11 kV | RYB | BAZAR PEKAN K/SELANGOR |  |  | S05419 |  | TAMCO | 11kV SF6 RMU GR1 | 20091010 |  |  | Pass | null
380110261 | TNB | DISTRIBUTION | KUALA SELANGOR | Existing | BKSL/PCE/J00544/MBRMU | 300313561 | CLOSED | 11 kV | RYB | BAZAR PEKAN K/SELANGOR |  |  | S01235 |  | TAMCO | 11kV SF6 RMU GR1 | 20091010 |  |  | Pass | null
380110418 | TNB | DISTRIBUTION | KUALA SELANGOR | Existing | BKSL/PCE/J00043/MBNN01 | 300022104 | CLOSED | 11 kV | RYB | PANGSAPURI KSL |  |  | S01239 |  |  | ZZT | 18/03/1984 |  |  | Pass | null
380110512 | TNB | DISTRIBUTION | KUALA SELANGOR | Existing | BKSL/PCE/J00007/MBRMU1 | 300021940 | CLOSED | 11 kV | RYB | VIP KSL |  |  | S00022 |  | TAMCO | GR1 | 20/09/1992 |  |  | Pass | null
380110606 | TNB | DISTRIBUTION | KUALA SELANGOR | Existing | BKSL/PCE/J00008/MBRMU1 | 300021945 | CLOSED | 11 kV | RYB | TG KERAMAT |  |  | S00025 |  | TAMCO | FALCON BETA | 19951010 |  |  | Pass | null
380110756 | TNB | DISTRIBUTION | KUALA SELANGOR | Existing | BKSL/PCE/J00810/MBRMU | 300342900 | CLOSED | 11 kV | RYB | SRJK AIK THEE |  |  | S05565 |  | MERLIN GERIN | MERLIN GERIN | 20081010 |  |  | Pass | null
380110850 | TNB | DISTRIBUTION | KUALA SELANGOR | Existing | BKSL/PCE/J00010/MBRMU | 300313568 | CLOSED | 11 kV | RYB | HOTEL D'PALMA |  |  | S00028 |  |  | 8DJ10.81 | 27/11/2009 |  |  | Pass | null
380110944 | TNB | DISTRIBUTION | KUALA SELANGOR | Existing | BKSL/PCE/J00556/MBRMU | 300284519 | CLOSED | 11 kV | RYB | DEWAN BANQUIT D-PALMA |  |  | S05307 |  | MERLIN GERIN | RM6 | 22/03/1996 |  |  | Pass | null
380111064 | TNB | DISTRIBUTION | KUALA SELANGOR | Existing | BKSL/PCE/J00013/MBRMU1 | 300243610 | CLOSED | 11 kV | RYB | PEKAN KSL (TNB) |  |  | S00019 |  | INDKOM | INS24 | 14/11/1982 |  |  | Pass | null
380111158 | TNB | DISTRIBUTION | KUALA SELANGOR | Existing | BKSL/PCE/J00011/MB01 | 300021953 | CLOSED | 11 kV | RYB | KAKI BKT MELAWATI |  |  | S00030 |  | TAMCO | GR1 | 19961012 |  |  | Pass | null
380111263 | TNB | DISTRIBUTION | KUALA SELANGOR | Existing | BKSL/PCE/J00009/MBNN01 | 300021948 | CLOSED | 11 kV | RYB | PEJABAT HAIWAN |  |  | S01241 |  |  | ZZT | 27/11/2002 |  |  | Pass | null
380111400 | TNB | DISTRIBUTION | KUALA SELANGOR | Existing | BKSL/PCE/J00546/MBRMU | 300345830 | CLOSED | 11 kV | RYB | OCEAN LAND NO 2 |  |  | S05294 |  | TAMCO | GR1 | 20061110 |  |  | Pass | null
380111494 | TNB | DISTRIBUTION | KUALA SELANGOR | Existing | BKSL/PCE/J00338/MBRMU1 | 300240549 | CLOSED | 11 kV | RYB | QTRS MDKS K.SEL |  |  | S01279 |  | TAMCO | TAMCO | 27/11/1993 |  |  | Pass | null
380111599 | TNB | DISTRIBUTION | KUALA SELANGOR | Existing | BKSL/PCE/J00519/MBRMU | 300345779 | CLOSED | 11 kV | RYB | K/UDANG API-API NO 3 |  |  | S01283 |  | INDKOM | INDKOM | 20061010 |  |  | Pass | null
380111695 | TNB | DISTRIBUTION | KUALA SELANGOR | Existing | BKSL/PCE/J00521/MBRMU | 300345781 | CLOSED | 11 kV | RYB | K/UDANG API-API NO 4 |  |  | S01286 |  | INDKOM | ZZT | 27/11/2006 |  |  | Pass | null
380111789 | TNB | DISTRIBUTION | KUALA SELANGOR | Existing | BKSL/PCE/J00135/MBRMU1 | 300242543 | CLOSED | 11 kV | RYB | K/UDANG API-API NO 2 |  |  | S01322 |  | TAMCO | TAMCO | 28/06/2000 |  |  | Pass | null
380111883 | TNB | DISTRIBUTION | KUALA SELANGOR | Existing | BKSL/PCE/J00522/MBRMU | 300345783 | CLOSED | 11 kV | RYB | K/UDANG API-API NO 5 |  |  | S01289 |  | TAMCO | TAMCO | 20061012 |  |  | Pass | null
380111977 | TNB | DISTRIBUTION | KUALA SELANGOR | Existing | BKSL/PCE/J00523/MBRMU | 300313507 | CLOSED | 11 kV | RYB | K/UDANG API-API NO 6 |  |  | S01292 |  | INDKOM | ZZT | 20091012 |  |  | Pass | null
380112071 | TNB | DISTRIBUTION | KUALA SELANGOR | Existing | BKSL/PCE/J00524/MBRMU | 300313508 | CLOSED | 11 kV | RYB | K/UDANG API-API NO 7 |  |  | S01295 |  | TAMCO | GR1 | 14/02/2007 |  |  | Pass | null
380112165 | TNB | DISTRIBUTION | KUALA SELANGOR | Existing | BKSL/PCE/J00525/MBRMU | 300313510 | CLOSED | 11 kV | RYB | K/UDANG API-API NO 8 |  |  | S01298 |  | INDKOM | ZZT | 18/03/2008 |  |  | Pass | null
380112259 | TNB | DISTRIBUTION | KUALA SELANGOR | Existing | BKSL/PCE/J00526/MBRMU | 300313511 | CLOSED | 11 kV | RYB | K/UDANG API-API NO 9 |  |  | S01301 |  | INDKOM | ZZT | 19/04/2008 |  |  | Pass | null
380112353 | TNB | DISTRIBUTION | KUALA SELANGOR | Existing | BKSL/PCE/J00115/MBRMU | 300345713 | CLOSED | 11 kV | RYB | TMN SENANGIN SG.BULOH |  |  | S00290 |  | TAMCO | GR1 | 18/08/2006 |  |  | Pass | null
380112449 | TNB | DISTRIBUTION | KUALA SELANGOR | Existing | BKSL/PCE/J00335/MBRMU1 | 300241512 | CLOSED | 11 kV | RYB | EMINEM FARM |  |  | S01364 |  | VEI | VEI | 18/08/1990 | TX-750KVA |  | Pass | null
380112543 | TNB | DISTRIBUTION | KUALA SELANGOR | Existing |  |  | CLOSED | 11 kV | RYB | EXCEL GROWTECH |  |  | S05685 |  |  |  |  | TX-300KVA |  | Pass | null
380112637 | TNB | DISTRIBUTION | KUALA SELANGOR | Existing | BKSL/PCE/J00071/MBRMU1 | 300228383 | CLOSED | 11 kV | RYB | MUARA NO 1 |  |  | S01367 |  | ABB | ABB | 27/11/1984 | TX-1000KVA |  | Pass | null
380112742 | TNB | DISTRIBUTION | KUALA SELANGOR | Existing | BKSL/PCE/J00079/MBRMU1 | 300228389 | CLOSED | 11 kV | RYB | MUARA NO 2 |  |  | S01371 |  | TAMCO | TAMCO | 19841012 | TX-1000KVA |  | Pass | null
380112838 | TNB | DISTRIBUTION | KUALA SELANGOR | Existing | BKSL/PCE/J00059/MBRMU1 | 300022187 | CLOSED | 11 kV | RYB | JLN JATI SG BULOH |  |  | S01373 |  |  | ZZT | 19/02/1990 | TX-500KVA |  | Pass | null
380112954 | TNB | DISTRIBUTION | KUALA SELANGOR | Existing | BKSL/PCE/J00060/MBRMU1 | 300022196 | CLOSED | 11 kV | RYB | SPG RJ ABDULLAH |  |  | S00176 |  | TAMCO | TAMCO | 22/03/1994 | TX-300KVA |  | Pass | null
380113084 | TNB | DISTRIBUTION | KUALA SELANGOR | Existing | BKSL/PCE/J00058/MBNN01 | 300022182 | CLOSED | 11 kV | RYB | TALIKOM SG BULOH |  |  | S00157 |  | TAMCO | FALCON BETA | 15/12/2000 | TX-500 KVA |  | Pass | null
380113200 | TNB | DISTRIBUTION | KUALA SELANGOR | Existing | BKSL/PCE/J00057/MBRMU1 | 300022179 | CLOSED | 11 kV | RYB | WISMA PELADANG SG BULOH |  |  | S01361 |  | INDKOM | ZZT | 14/11/1996 | TX-750KVA |  | Pass | null
380113316 | TNB | DISTRIBUTION | KUALA SELANGOR | Existing | BKSL/PCE/J00056/MBNN01 | 300022171 | CLOSED | 11 kV | RYB | PEKAN SG BULOH |  |  | S00154 |  | TAMCO | TAMCO | 19911110 | TX-750KVA |  | Pass | null
380117803 | TNB | DISTRIBUTION | KUALA SELANGOR | Existing | BKSL/PCE/J00831/MB | 300452590 | CLOSED | 11 kV | RYB | AMAN SURIA |  |  | R06758 |  | INDKOM | INS24 | 17/05/2013 |  |  | Pass | null
380117945 | TNB | DISTRIBUTION | KUALA SELANGOR | Existing | BKSL/PCE/J00465/MBRMU | 300313249 | CLOSED | 11 kV | RYB | TECHNOPARK NO 2 |  |  | R03180 |  | INDKOM | INDKOM | 17/07/2002 |  |  | Pass | null
380117946 | TNB | DISTRIBUTION | KUALA SELANGOR | Existing | BKSL/PCE/J00465/MBRMU | 300313249 | CLOSED | 11 kV | RYB | TECHNOPARK NO 2 |  |  | R03181 |  | INDKOM | INDKOM | 17/07/2002 |  |  | Pass | null
380118200 | TNB | DISTRIBUTION | KUALA SELANGOR | Existing | BKSL/PCE/J00463/MBRMU | 300313205 | CLOSED | 11 kV | RYB | TMN MUHIBBAH |  |  | R01865 |  | TAMCO | GR1 | 19961012 |  |  | Pass | null
380118330 | TNB | DISTRIBUTION | KUALA SELANGOR | Existing | BKSL/PCE/J00584/MBRMU | 300313346 | CLOSED | 11 kV | RYB | TMN SURIA BESTARI |  |  | R06135 |  | VEI | VEI | 20/05/2002 |  |  | Pass | null
380118461 | TNB | DISTRIBUTION | KUALA SELANGOR | Existing | BKSL/PCE/J00613/MBRMU | 300345366 | CLOSED | 11 kV | RYB | TANAMARAN NO.2 |  |  | S05562 |  | TAMCO | GR1 | 17/07/2006 |  |  | Pass | null
380118611 | TNB | DISTRIBUTION | KUALA SELANGOR | Existing | BKSL/PCE/J00349/MBRMU1 | 300243131 | CLOSED | 11 kV | RYB | QTRS LADANG BKT TALANG NO 2 |  |  | S01563 |  | VEI | 2L+1T | 18/08/1993 |  |  | Pass | null
380118792 | TNB | DISTRIBUTION | KUALA SELANGOR | Existing | BKSL/PCE/J00239/MBRMU | 300313630 | CLOSED | 11 kV | RYB | UJONG PERMATANG |  |  | S00487 |  | TAMCO | TAMCO | 14/11/2007 |  |  | Pass | null
380134961 | TNB | DISTRIBUTION | KUALA SELANGOR | Existing | BKSL/PCE/J00740/MBRMU | 300346004 | CLOSED | 11 kV | RYB | SHAH ALAM 2 NO.5B 1 |  |  | S01689 |  | VEI | 2L+1T | 19/04/2006 |  |  | Pass | null
380135068 | TNB | DISTRIBUTION | KUALA SELANGOR | Existing | BKSL/PCE/J00735/MBRMU | 300346008 | CLOSED | 11 kV | RYB | SHAH ALAM 2 FASA 5A5/1 |  |  | S05623 |  | INDKOM | ZZTT I/D INS 24 | 28/06/2006 |  |  | Pass | null
380135069 | TNB | DISTRIBUTION | KUALA SELANGOR | Existing | BKSL/PCE/J00735/MBRMU | 300346008 | CLOSED | 11 kV | RYB | SHAH ALAM 2 FASA 5A5/1 |  |  | S05624 |  | INDKOM | ZZTT I/D INS 24 | 28/06/2006 |  |  | Pass | null
380135227 | TNB | DISTRIBUTION | KUALA SELANGOR | Existing | BKSL/PCE/J00790/MBRMU | 300344308 | CLOSED | 11 kV | RYB | INDS ALAM JAYA NO.5 |  |  | R07615 |  | VEI | 2L+2T | 20051010 |  |  | Pass | null
380135228 | TNB | DISTRIBUTION | KUALA SELANGOR | Existing | BKSL/PCE/J00790/MBRMU | 300344308 | CLOSED | 11 kV | RYB | INDS ALAM JAYA NO.5 |  |  | R04744 |  | VEI | 2L+2T | 20051010 |  |  | Pass | null
380135385 | TNB | DISTRIBUTION | KUALA SELANGOR | Existing | BKSL/PCE/J00791/MBRMU | 300346115 | CLOSED | 11 kV | RYB | PERDANA PARK NO.1 |  |  | R04539 |  | TOPRANK | 2L+2T | 22/03/2006 |  |  | Pass | null
380135479 | TNB | DISTRIBUTION | KUALA SELANGOR | Existing | BKSL/PCE/J00792/MBRMU | 300344575 | CLOSED | 11 kV | RYB | KLG LOT 63 UNICAN ALAM JAYA |  |  | R04596 |  | TAMCO | GR1 | 18/08/2006 |  |  | Pass | null
380135573 | TNB | DISTRIBUTION | KUALA SELANGOR | Existing | BKSL/PCE/J00793/MBRMU | 300344574 | CLOSED | 11 kV | RYB | KLG LOT 62 ALAM JAYA |  |  | R04599 |  | TAMCO | GR1 | 17/07/2006 |  |  | Pass | null
380135667 | TNB | DISTRIBUTION | KUALA SELANGOR | Existing | BKSL/PCE/J00823/MBRMU | 300443560 | CLOSED | 11 kV | RYB | GUDANG BESI JLN 2/6 |  |  | R06589 | [6 empty] | Pass | null
380135761 | TNB | DISTRIBUTION | KUALA SELANGOR | Existing | BKSL/PCE/J00796/MBRMU | 300346109 | CLOSED | 11 kV | RYB | LOT 65 JS CON ALAM JAYA |  |  | R05678 |  | TAMCO | GR1 | 15/12/2006 |  |  | Pass | null
380135855 | TNB | DISTRIBUTION | KUALA SELANGOR | Existing | BKSL/PCE/J00816/MBRMU | 300346268 | CLOSED | 11 kV | RYB | KILANG LOT 11273 JLN 2/6 |  |  | R06249 |  | TAMCO | GR1 | 22/09/2009 |  |  | Pass | null
380136069 | TNB | DISTRIBUTION | KUALA SELANGOR | Existing | BKSL/PCE/J00755/MBRMU | 300344228 | CLOSED | 11 kV | RYB | MULTIGUNA CON & DEV |  |  | R05502 |  | TAMCO | 2L+1T | 26/06/1990 |  |  | Pass | null
380136163 | TNB | DISTRIBUTION | KUALA SELANGOR | Existing | BKSL/PCE/J00799/MBRMU | 300346107 | CLOSED | 11 kV | RYB | KLG LOT 58 ALAM JAYA |  |  | R04590 |  | TAMCO | GR1 | 20061110 |  |  | Pass | null
380136257 | TNB | DISTRIBUTION | KUALA SELANGOR | Existing | BKSL/PCE/J00797/MBRMU | 300346108 | CLOSED | 11 kV | RYB | KYODO STEEL |  |  | R05362 |  | MERLIN GERIN | MERLIN GERIN | 14/11/2006 |  |  | Pass | null
380136377 | TNB | DISTRIBUTION | KUALA SELANGOR | Existing | BKSL/PCE/J00800/MBRMU | 300344305 | CLOSED | 11 kV | RYB | KLG KAYU PAPAN & LOGAM BERJAYA |  |  | R05227 |  | MERLIN GERIN | RN2C-T1/21 | 18/08/2005 |  |  | Pass | null
380136471 | TNB | DISTRIBUTION | KUALA SELANGOR | Existing | BKSL/PCE/J00801/MBRMU | 300344306 | CLOSED | 11 kV | RYB | KWAN SENS WARE |  |  | R05325 |  |  | 8DJ20.10 COREPART | 20/09/2005 |  |  | Pass | null
380136565 | TNB | DISTRIBUTION | KUALA SELANGOR | Existing | BKSL/PCE/J00802/MBRMU | 300344304 | CLOSED | 11 kV | RYB | NATURE LEADER |  |  | R05571 |  | TAMCO | GR1 | 19901107 |  |  | Pass | null
380136753 | TNB | DISTRIBUTION | KUALA SELANGOR | Existing | BKSL/PCE/J00788/MBRMU | 300344302 | CLOSED | 11 kV | RYB | PADAT MULTIGUNA TMN ALAM JAYA 2/5 |  |  | R06300 |  |  | NE-21Q | 28/06/1990 |  |  | Pass | null
380137345 | TNB | DISTRIBUTION | KUALA SELANGOR | Existing | BKSL/PCE/J00718/MBRMU | 300345838 | CLOSED | 11 kV | RYB | FASA 3A1 PUNCAK ALAM |  |  | S01092 |  |  | ZZTT | 14/11/2006 |  |  | Pass | null
380137346 | TNB | DISTRIBUTION | KUALA SELANGOR | Existing | BKSL/PCE/J00718/MBRMU | 300345838 | CLOSED | 11 kV | RYB | FASA 3A1 PUNCAK ALAM |  |  | S01093 |  |  | ZZTT | 14/11/2006 |  |  | Pass | null
380137570 | TNB | DISTRIBUTION | KUALA SELANGOR | Existing |  |  | CLOSED | 11 kV | RYB | SMK PUNCAK ALAM FASA 3 |  |  | S05646 | [6 empty] | Pass | null
380137697 | TNB | DISTRIBUTION | KUALA SELANGOR | Existing | BKSL/PCE/J00724/MBRMU | 300345897 | CLOSED | 11 kV | RYB | JUWITA FASA 3 C NO 3 |  |  | S01135 |  | TAMCO | GR1 | 20061107 |  |  | Pass | null
380137698 | TNB | DISTRIBUTION | KUALA SELANGOR | Existing | BKSL/PCE/J00724/MBRMU | 300345897 | CLOSED | 11 kV | RYB | JUWITA FASA 3 C NO 3 |  |  | S01136 |  | TAMCO | GR1 | 20061107 |  |  | Pass | null
380137908 | TNB | DISTRIBUTION | KUALA SELANGOR | Existing | BKSL/PCE/J00726/MBRMU | 300345910 | CLOSED | 11 kV | RYB | JUWITA FASA 3 C NO 1 |  |  | S01127 |  | TAMCO | GR1 | 20/09/2006 |  |  | Pass | null
380137909 | TNB | DISTRIBUTION | KUALA SELANGOR | Existing | BKSL/PCE/J00726/MBRMU | 300345910 | CLOSED | 11 kV | RYB | JUWITA FASA 3 C NO 1 |  |  | S01128 |  | TAMCO | GR1 | 20/09/2006 |  |  | Pass | null
380138186 | TNB | DISTRIBUTION | KUALA SELANGOR | Existing |  |  | CLOSED | 11 kV | RYB | RUMAH PAM PUNCAK BESTARI |  |  | S05688 | [6 empty] | Pass | null
380138187 | TNB | DISTRIBUTION | KUALA SELANGOR | Existing |  |  | CLOSED | 11 kV | RYB | RUMAH PAM PUNCAK BESTARI |  |  | S05689 | [6 empty] | Pass | null
380138384 | TNB | DISTRIBUTION | KUALA SELANGOR | Existing | BKSL/PCE/J00863/MBRMU | 300515336 | CLOSED | 11 kV | RYB | MASJID BARU PUNCAK ALAM |  |  | S05692 |  | INDKOM | 1004212331 |  |  |  | Pass | null
380138498 | TNB | DISTRIBUTION | KUALA SELANGOR | Existing | BKSL/PCE/J00117/MBRMU | 300345712 | CLOSED | 11 kV | RYB | BKT KUCING KLINIK |  |  | S00297 |  | TAMCO | TAMCO | 17/07/2006 |  |  | Pass | null
380138634 | TNB | DISTRIBUTION | KUALA SELANGOR | Existing | BKSL/PCE/J00352/MBRMU | 300344567 | CLOSED | 11 kV | RYB | TAMAN ALAM SUTERA ALAM JAYA |  |  | R07612 |  | INDKOM | ZZT I/D INS24 | 18/03/2006 |  |  | Pass | null
380138635 | TNB | DISTRIBUTION | KUALA SELANGOR | Existing | BKSL/PCE/J00352/MBRMU | 300344567 | CLOSED | 11 kV | RYB | TAMAN ALAM SUTERA ALAM JAYA |  |  | R07614 |  | INDKOM | ZZT I/D INS24 | 18/03/2006 |  |  | Pass | null
380152253 | TNB | DISTRIBUTION | KUALA SELANGOR | Existing | BKSL/PCE/J00388/MB1 | 300520550 | CLOSED | 11 kV | RYB | SG SIREH BAN 3 |  |  | S05835 |  |  | VRN 6A | 20150101 | TX-500KVA |  | Pass | null
380152367 | TNB | DISTRIBUTION | KUALA SELANGOR | Existing | BKSL/PCE/J00857/MBRMU | 300515523 | CLOSED | 11 kV | RYB | SG SIREH BAN 4 |  |  | S05837 |  |  | VRN 29 |  | TX-500KVA |  | Pass | null
380152481 | TNB | DISTRIBUTION | KUALA SELANGOR | Existing | BKSL/PCE/J00871/MBRMU1 | 300515675 | CLOSED | 11 kV | RYB | LOJI AIR SG SIREH |  |  | S05840 |  |  | VRN 6A | 20150101 | TX-750KVA |  | Pass | null
380152595 | TNB | DISTRIBUTION | KUALA SELANGOR | Existing | BKSL/PCE/J00158/MBNN01 | 300022608 | CLOSED | 11 kV | RYB | PT 2 |  |  | S00567 |  | TAMCO | TAMCO | 14/11/1999 | TX-500KVA |  | Pass | null
380152709 | TNB | DISTRIBUTION | KUALA SELANGOR | Existing | BKSL/PCE/J00157/MBNN01 | 300022603 | CLOSED | 11 kV | RYB | KLG BIJI BENIH T/AIR 2 |  |  | S00564 |  |  | ORMAZABAL | 19961110 | TX-750KVA |  | Pass | null
380152823 | TNB | DISTRIBUTION | KUALA SELANGOR | Existing | BKSL/PCE/J00156/MBNN01 | 300022598 | CLOSED | 11 kV | RYB | PT 3 |  |  | S00561 |  | TAMCO | TAMCO | 22/09/2001 | TX-300KVA |  | Pass | null
380152937 | TNB | DISTRIBUTION | KUALA SELANGOR | Existing | BKSL/PCE/J00155/MBNN01 | 300022593 | CLOSED | 11 kV | RYB | PT 4 |  |  | S00558 |  | TAMCO | TAMCO | 18/08/1991 | TX-750KVA |  | Pass | null
380153053 | TNB | DISTRIBUTION | KUALA SELANGOR | Existing | BKSL/PCE/J00575/MBRMU | 300313786 | CLOSED | 11 kV | RYB | ZHONG LEE FISHERY |  |  | S05450 |  | TAMCO | TAMCO | 22/09/2007 | TX-750KVA |  | Pass | null
380153167 | TNB | DISTRIBUTION | KUALA SELANGOR | Existing | BKSL/PCE/J00208/MBRMU1 | 300242564 | CLOSED | 11 kV | RYB | GAWAR-GAWAR (JENTAYU TUAH) |  |  | S01509 |  |  | F&G | 19991010 | TX-750KVA |  | Pass | null
380153281 | TNB | DISTRIBUTION | KUALA SELANGOR | Existing | BKSL/PCE/J00210/MBRMU1 | 300344086 | CLOSED | 11 kV | RYB | SG GULANG-GULANG |  |  | S00407 |  | TAMCO | GR1 |  | TX-300KVA |  | Pass | null
380153572 | TNB | DISTRIBUTION | KUALA SELANGOR | Existing | BKSL/PCE/J00212/MBRMU1 | 300022824 | CLOSED | 11 kV | RYB | SG TUNGGUL |  |  | S00415 |  | INDKOM | INDKOM | 20/09/2000 | TX-300KVA |  | Pass | null
380153695 | TNB | DISTRIBUTION | KUALA SELANGOR | Existing | BKSL/PCE/J00216/MBRMU1 | 300242595 | CLOSED | 11 kV | RYB | INNOBRIDE NO 1 |  |  | S00418 |  | TAMCO | TNB 1010/94 | 19/04/1959 | TX-300KVA |  | Pass | null
380153809 | TNB | DISTRIBUTION | KUALA SELANGOR | Existing | BKSL/PCE/J00217/MBRMU1 | 300344091 | CLOSED | 11 kV | RYB | INNOBRIDE NO 2 |  |  | S00421 |  | TAMCO | TNB 147/2010 | 17/07/1990 | TX-500KVA |  | Pass | null
380153923 | TNB | DISTRIBUTION | KUALA SELANGOR | Existing | BKSL/PCE/J00218/MBRMU | 300313625 | CLOSED | 11 kV | RYB | INNOBRIDE NO 3 |  |  | S00424 |  | TAMCO | TNB 1010/94 | 17/07/2009 | TX-750KVA |  | Pass | null
380154037 | TNB | DISTRIBUTION | KUALA SELANGOR | Existing | BKSL/PCE/J00219/MBRMU | 300313627 | CLOSED | 11 kV | RYB | INNOBRIDE NO 4 |  |  | S00427 |  | TAMCO | TNB 1010/94 | 22/09/2008 | TX-300KVA |  | Pass | null
380154151 | TNB | DISTRIBUTION | KUALA SELANGOR | Existing | BKSL/PCE/J00215/MBRMU1 | 300242600 | CLOSED | 11 kV | RYB | INNOBRIDE NO 5 |  |  | S00430 |  |  |  |  | TX-300KVA |  | Pass | null
380154265 | TNB | DISTRIBUTION | KUALA SELANGOR | Existing | BKSL/PCE/J00177/MBRMU | 300313806 | CLOSED | 11 kV | RYB | TMN RADEN MAS |  |  | S01516 |  | TAMCO | GR1 | 28/06/2009 | TX-750KVA |  | Pass | null
380154381 | TNB | DISTRIBUTION | KUALA SELANGOR | Existing | BKSL/PCE/J00536/MBRMU | 300313803 | CLOSED | 11 kV | RYB | TMN RIA MAS |  |  | S01702 |  | VEI | VEI | 19/04/2011 | TX-1000KVA |  | Pass | null
380154497 | TNB | DISTRIBUTION | KUALA SELANGOR | Existing | BKSL/PCE/J00813/MBRMU | 300344321 | CLOSED | 11 kV | RYB | RESTORAN MEWAH TG.KARANG |  |  | S05627 |  | INDKOM | INDKOM | 20051012 | TX-750KVA |  | Pass | null
380154740 | TNB | DISTRIBUTION | KUALA SELANGOR | Existing | BKSL/PCE/J00173/MBRMU1 | 300344087 | CLOSED | 11 kV | RYB | SURIA INDAH |  |  | S01640 |  | VEI | VEI | 20/05/2000 | TX2-1000KVA |  | Pass | null
380154741 | TNB | DISTRIBUTION | KUALA SELANGOR | Existing | BKSL/PCE/J00173/MBRMU1 | 300344087 | CLOSED | 11 kV | RYB | SURIA INDAH |  |  | S01519 |  | VEI | VEI | 20/05/2000 | TX1-300KVA |  | Pass | null
380154939 | TNB | DISTRIBUTION | KUALA SELANGOR | Existing | BKSL/PCE/J00209/MBRMU1 | 300344090 | CLOSED | 11 kV | RYB | INDUSTRI BENG LEE |  |  | S01512 |  |  | F&G | 26/06/2011 | TX-750KVA |  | Pass | null
380155513 | TNB | DISTRIBUTION | KUALA SELANGOR | Existing | BKSL/PCE/J00211/MBRMU2 | 300313790 | CLOSED | 11 kV | RYB | BANYU EMAS (FIRMA RENA) |  |  | S05496 |  | TAMCO | TAMCO | 14/11/2008 | TX-750KVA |  | Pass | null
380155524 | TNB | DISTRIBUTION | KUALA SELANGOR | Existing | BKSL/PCE/J00211/MBRMU1 | 300313787 | CLOSED | 11 kV | RYB | BANYU EMAS (FIRMA RENA) |  |  | S00411 |  | TAMCO | GR1 | 20081110 | TX-750KVA |  | Pass | null
380155732 | TNB | DISTRIBUTION | KUALA SELANGOR | Existing | BKSL/PCE/J00211/MBRMU2 | 300313790 | CLOSED | 11 kV | RYB | BANYU EMAS (FIRMA RENA) |  |  | S05497 |  | TAMCO | TAMCO | 14/11/2008 | TX-750KVA |  | Pass | null
380156018 | TNB | DISTRIBUTION | KUALA SELANGOR | Existing | BKSL/PCE/J00137/MBRMU1 | 300232740 | CLOSED | 11 kV | RYB | DESA MAWAR N0 2 |  |  | S01529 |  | TAMCO | GR1 | 19941107 | TX-1000KVA |  | Pass | null
380156019 | TNB | DISTRIBUTION | KUALA SELANGOR | Existing | BKSL/PCE/J00137/MBRMU1 | 300232740 | CLOSED | 11 kV | RYB | DESA MAWAR N0 2 |  |  | S01530 |  | TAMCO | GR1 | 19941107 | TX 2-1000KVA |  | Pass | null
380156233 | TNB | DISTRIBUTION | KUALA SELANGOR | Existing | BKSL/PCE/J00259/MBRMU1 | 300232735 | CLOSED | 11 kV | RYB | DESA MAWAR N0 1 |  |  | S01526 |  | INDKOM | INDKOM | 28/06/1994 | TX-1000KVA |  | Pass | null
380156234 | TNB | DISTRIBUTION | KUALA SELANGOR | Existing | BKSL/PCE/J00259/MBRMU1 | 300232735 | CLOSED | 11 kV | RYB | DESA MAWAR N0 1 |  |  | S01525 |  | INDKOM | INDKOM | 28/06/1994 | TX-750KVA |  | Pass | null
380225556 | TNB | DISTRIBUTION | KUALA SELANGOR | Existing | BKSL/PCE/J00621/MBRMU | 300313761 | CLOSED | 11 kV | RYB | STP KOTA PUTERI |  |  | R04687 |  | VEI | 2L IT | 27/11/2009 |  |  | Pass | null
380225885 | TNB | DISTRIBUTION | KUALA SELANGOR | Existing | BKSL/PCE/J00034/MBRMU1 | 300240276 | CLOSED | 11 kV | RYB | KG ASAHAN |  |  | S00063 |  | TAMCO | GR1 | 19931010 |  |  | Pass | null
380226148 | TNB | DISTRIBUTION | KUALA SELANGOR | Existing | BKSL/PCE/J00681/MBRMU | 300313713 | CLOSED | 11 kV | RYB | TAMAN SEJATI |  |  | R04176 |  |  | SIEMEN ITEM | 18/08/2007 |  |  | Pass | null
380226149 | TNB | DISTRIBUTION | KUALA SELANGOR | Existing | BKSL/PCE/J00681/MBRMU | 300313713 | CLOSED | 11 kV | RYB | TAMAN SEJATI |  |  | R04173 |  |  | SIEMEN ITEM | 18/08/2007 |  |  | Pass | null
380259553 | TNB | DISTRIBUTION | KUALA SELANGOR | Existing | BKSL/PCE/J00055/MBRMU1 | 300022168 | CLOSED | 11 kV | RYB | KEMAYAN |  |  | S00150 |  | TAMCO | GR1 | 22/09/1992 |  |  | Pass | null
380259819 | TNB | DISTRIBUTION | KUALA SELANGOR | Existing | BKSL/PCE/J00351/MBRMU1 | 300243155 | CLOSED | 11 kV | RYB | TMN PARI |  |  | S05617 |  | INDKOM | ZZT | 20121010 | TX-500 KVA |  | Pass | null
380259933 | TNB | DISTRIBUTION | KUALA SELANGOR | Existing | BKSL/PCE/J00573/MBRMU | 300313519 | CLOSED | 11 kV | RYB | TMN YU |  |  | S05479 |  | VEI | VEI | 17/07/2005 | TX-1000KVA |  | Pass | null
380260047 | TNB | DISTRIBUTION | KUALA SELANGOR | Existing | BKSL/PCE/J00572/MBRMU | 300313517 | CLOSED | 11 kV | RYB | TMN SIAKAP |  |  | S05440 |  | TAMCO | TAMCO | 26/06/2004 | TX-500KVA |  | Pass | null
380260279 | TNB | DISTRIBUTION | KUALA SELANGOR | Existing | BKSL/PCE/J00101/MBRMU1 | 300228395 | CLOSED | 11 kV | RYB | TMN BAWAL PUTIH |  |  | S01355 |  | INDKOM | ZZT | 14/02/1997 | TX-750KVA |  | Pass | null
380260395 | TNB | DISTRIBUTION | KUALA SELANGOR | Existing | BKSL/PCE/J00053/MBNN01 | 300022156 | CLOSED | 11 kV | RYB | KLG EKZOS (UNITED EVERCO) |  |  | S00143 |  | TAMCO | OLU 2 OIL SWITCH | 17/07/1997 | EDAR BERAS |  | Pass | null
380260509 | TNB | DISTRIBUTION | KUALA SELANGOR | Existing | BKSL/PCE/J00052/MBRMU | 300313626 | CLOSED | 11 kV | RYB | EDAR BERAS |  |  | S00141 |  | TAMCO | TAMCO | 18/08/2008 |  |  | Pass | null
380260625 | TNB | DISTRIBUTION | KUALA SELANGOR | Existing | BKSL/PCE/J00051/MBNN01 | 300022146 | CLOSED | 11 kV | RYB | KLG BATU-BATA |  |  | S00139 |  | MERLIN GERIN | MERLIN GERIN | 26/06/1997 | TX-750KVA |  | Pass | null
380260739 | TNB | DISTRIBUTION | KUALA SELANGOR | Existing | BKSL/PCE/J00050/MBNN01 | 300022140 | CLOSED | 11 kV | RYB | KG API API |  |  | S00136 |  | TAMCO | GRI | 20/05/1988 |  |  | Pass | null
380260853 | TNB | DISTRIBUTION | KUALA SELANGOR | Existing | BKSL/PCE/J00092/MB00095 | 300022318 | CLOSED | 11 kV | RYB | BALAI POLIS KSL |  |  | S00096 |  | VEI | VEI | 20/05/1997 |  |  | Pass | null
380260969 | TNB | DISTRIBUTION | KUALA SELANGOR | Existing | BKSL/PCE/J00094/MBRMU1 | 300022330 | CLOSED | 11 kV | RYB | TALIKOM KSL |  |  | S00102 |  |  | 8DJHRRT | 17/07/1992 |  |  | Pass | null
380261083 | TNB | DISTRIBUTION | KUALA SELANGOR | Existing | BKSL/PCE/J00095/MB00104 | 300022333 | CLOSED | 11 kV | RYB | BDR BARU NO 1 |  |  | S00106 |  |  | INS24 | 18/08/1996 |  |  | Pass | null
380261208 | TNB | DISTRIBUTION | KUALA SELANGOR | Existing | BKSL/PCE/J00096/MBRMU1 | 300022341 | CLOSED | 11 kV | RYB | SK BDR BARU |  |  | S00109 |  | FALCON BETA | FALCON BETA | 22/09/1995 |  |  | Pass | null
380261374 | TNB | DISTRIBUTION | KUALA SELANGOR | Existing | BKSL/PCE/J00337/MBRMU1 | 300241016 | CLOSED | 11 kV | RYB | KOMPLEKS MAHKAMAH |  |  | S01260 |  | VEI | VEI | 14/02/1993 |  |  | Pass | null
380261604 | TNB | DISTRIBUTION | KUALA SELANGOR | Existing | BKSL/PCE/J00596/MBRMU | 300342899 | CLOSED | 11 kV | RYB | TMN WARISAN |  |  | S05534 |  | INDKOM | ZZT | 20/09/2008 |  |  | Pass | null
380261718 | TNB | DISTRIBUTION | KUALA SELANGOR | Existing | BKSL/PCE/J00097/MB00111 | 300022344 | CLOSED | 11 kV | RYB | BDR BARU NO 3 |  |  | S00112 |  |  | F&G | 19831110 |  |  | Pass | null
380261832 | TNB | DISTRIBUTION | KUALA SELANGOR | Existing | BKSL/PCE/J00098/MB01 | 300022350 | CLOSED | 11 kV | RYB | BDR BARU NO 4 |  |  | S00115 |  |  | F&G | 14/11/1991 |  |  | Pass | null
380261957 | TNB | DISTRIBUTION | KUALA SELANGOR | Existing | BKSL/PCE/J00099/MB00117 | 300022356 | CLOSED | 11 kV | RYB | SM SAINS KSL |  |  | S00118 |  |  | ZZTT | 15/12/1983 |  |  | Pass | null
380262071 | TNB | DISTRIBUTION | KUALA SELANGOR | Existing | BKSL/PCE/J00070/MBRMU1 | 300228368 | CLOSED | 11 kV | RYB | QTRS GURU SM SAINS KSL |  |  | S01265 |  | FALCON BETA | FALCON BETA | 19811010 |  |  | Pass | null
380262187 | TNB | DISTRIBUTION | KUALA SELANGOR | Existing | BKSL/PCE/J00107/MB01 | 300022402 | CLOSED | 11 kV | RYB | STADIUM NO 2 (TERTUTUP) |  |  | S01277 |  |  | F&G | 18/08/1980 |  |  | Pass | null
380262465 | TNB | DISTRIBUTION | KUALA SELANGOR | Existing | BKSL/PCE/J00597/MBRMU | 300313525 | CLOSED | 11 kV | RYB | JABATAN PENGALIRAN DAN SALIRAN |  |  | S05540 |  | TAMCO | 11kV SF6 RMU GR1 | 18/08/2006 |  |  | Pass | null
380262706 | TNB | DISTRIBUTION | KUALA SELANGOR | Existing | BKSL/PCE/J00105/MBRMU1 | 300022393 | CLOSED | 11 kV | RYB | SCHULTZ |  |  | S00171 |  | TAMCO | 11kV SF6 RMU | 28/06/1998 |  |  | Pass | null
380262707 | TNB | DISTRIBUTION | KUALA SELANGOR | Existing | BKSL/PCE/J00105/MBRMU1 | 300022393 | CLOSED | 11 kV | RYB | SCHULTZ |  |  | S00172 |  | TAMCO | 11kV SF6 RMU | 28/06/1998 |  |  | Pass | null
380262904 | TNB | DISTRIBUTION | KUALA SELANGOR | Existing | BKSL/PCE/J00104/MB01 | 300022383 | CLOSED | 11 kV | RYB | D'PALWA (KRISTALINA) |  |  | S00167 |  |  | ZZT | 19/04/1997 |  |  | Pass | null
380263033 | TNB | DISTRIBUTION | KUALA SELANGOR | Existing | BKSL/PCE/J00103/MB01 | 300022376 | CLOSED | 11 kV | RYB | KOMPLEKS PKNS KSL |  |  | S01270 |  | TAMCO | GR1 | 22/03/1983 |  |  | Pass | null
380263034 | TNB | DISTRIBUTION | KUALA SELANGOR | Existing | BKSL/PCE/J00103/MB01 | 300022376 | CLOSED | 11 kV | RYB | KOMPLEKS PKNS KSL |  |  | S01269 |  | TAMCO | GR1 | 22/03/1983 |  |  | Pass | null
380263333 | TNB | DISTRIBUTION | KUALA SELANGOR | Existing | BKSL/PCE/J00559/MBRMU | 300313543 | CLOSED | 11 kV | RYB | NTS |  |  | S05466 |  | VEI | 2L+1T | 19/02/2005 |  |  | Pass | null
380263447 | TNB | DISTRIBUTION | KUALA SELANGOR | Existing | BKSL/PCE/J00547/MBRMU | 300313550 | CLOSED | 11 kV | RYB | TMN BENDAHARA NO 3 |  |  | S01666 |  | MERLIN GERIN | MERLIN GERIN | 28/06/2007 |  |  | Pass | null
380263572 | TNB | DISTRIBUTION | KUALA SELANGOR | Existing | BKSL/PCE/J00527/MBRMU | 300345703 | CLOSED | 11 kV | RYB | TMN MERANTI |  |  | S05300 |  | TAMCO | GR1 | 20/05/2006 |  |  | Pass | null
380263785 | TNB | DISTRIBUTION | KUALA SELANGOR | Existing | BKSL/PCE/J00214/MBRMU | 300313771 | CLOSED | 11 kV | RYB | POULTRY FARM NO 2 |  |  | S00439 |  | TAMCO | TAMCO | 18/03/2007 | TX-300KVA |  | Pass | null
380263899 | TNB | DISTRIBUTION | KUALA SELANGOR | Existing | BKSL/PCE/J00213/MBRMU | 300313770 | CLOSED | 11 kV | RYB | POULTRY FARM NO 1 |  |  | S00436 |  | TAMCO | 11kV SF6 RMU GR1 | 14/02/2008 | TX-300KVA |  | Pass | null
380264127 | TNB | DISTRIBUTION | KUALA SELANGOR | Existing | BKSL/PCE/J00231/MBRMU1 | 300022880 | CLOSED | 11 kV | RYB | SG YU NO 1 |  |  | S05596 |  | INDKOM | INS24 | 14/02/1987 | TX-300KVA |  | Pass | null
380264241 | TNB | DISTRIBUTION | KUALA SELANGOR | Existing | BKSL/PCE/J00230/MBRMU | 300346179 | CLOSED | 11 kV | RYB | KG SG YU |  |  | S00450 |  | INDKOM | INS24 | 14/02/2012 | TX-300KVA |  | Pass | null
380264373 | TNB | DISTRIBUTION | KUALA SELANGOR | Existing | BKSL/PCE/J00232/MBPAT | 300346180 | CLOSED | 11 kV | RYB | SG YU NO 2 |  |  | S00455 |  |  | F&G | 18/03/2004 | TX-100KVA |  | Pass | null
380264487 | TNB | DISTRIBUTION | KUALA SELANGOR | Existing | BKSL/PCE/J00233/MBPAT | 300346181 | CLOSED | 11 kV | RYB | SG YU NO 3 |  |  | S00457 |  |  | F&G | 19/04/2006 | TX-100KVA |  | Pass | null
380264601 | TNB | DISTRIBUTION | KUALA SELANGOR | Existing | BKSL/PCE/J00180/MBRMU | 300313772 | CLOSED | 11 kV | RYB | MASJID SG TERAP |  |  | S01551 |  | MERLIN GERIN | MERLIN GERIN | 19/04/2007 | TX-1000KVA |  | Pass | null
380264757 | TNB | DISTRIBUTION | KUALA SELANGOR | Existing | BKSL/PCE/J00168/MBRMU1 | 300228855 | CLOSED | 11 kV | RYB | PASAR TG KARANG |  |  | S01503 |  |  | F&G | 15/12/1997 |  |  | Pass | null
380264758 | TNB | DISTRIBUTION | KUALA SELANGOR | Existing | BKSL/PCE/J00168/MBRMU1 | 300228855 | CLOSED | 11 kV | RYB | PASAR TG KARANG |  |  | S01504 |  |  | F&G | 15/12/1997 |  |  | Pass | null
380264955 | TNB | DISTRIBUTION | KUALA SELANGOR | Existing | BKSL/PCE/J00199/MB01 | 300022790 | CLOSED | 11 kV | RYB | TOK ADAM |  |  | S00377 |  | MERLIN GERIN | MERLIN GERIN | 28/06/1994 |  |  | Pass | null
380265071 | TNB | DISTRIBUTION | KUALA SELANGOR | Existing | BKSL/PCE/J00200/MBS00380 | 300022796 | CLOSED | 11 kV | RYB | SG TENGI KANAN NO 1 |  |  | S00382 |  |  | VE1 | 20021107 | TX-500KVA |  | Pass | null
380265194 | TNB | DISTRIBUTION | KUALA SELANGOR | Existing | BKSL/PCE/J00178/MBNN01 | 300022680 | CLOSED | 11 kV | RYB | SG TENGI KANAN NO 3 |  |  | S00385 |  | TAMCO | TAMCO | 20/09/1965 | TX-500KVA |  | Pass | null
380265308 | TNB | DISTRIBUTION | KUALA SELANGOR | Existing | BKSL/PCE/J00202/MBRMU1 | 300343330 | CLOSED | 11 kV | RYB | SAWAH SEMP NO 1 |  |  | S00391 |  | TAMCO | TAMCO | 15/12/1998 |  |  | Pass | null
380265431 | TNB | DISTRIBUTION | KUALA SELANGOR | Existing | BKSL/PCE/J00203/MBRMU1 | 300343331 | CLOSED | 11 kV | RYB | SAWAH SEMP NO 2 |  |  | S00394 |  | TAMCO | TAMCO | 19/02/1998 | TX-300KVA |  | Pass | null
380265545 | TNB | DISTRIBUTION | KUALA SELANGOR | Existing | BKSL/PCE/J00204/MBRMU1 | 300242593 | CLOSED | 11 kV | RYB | SAWAH SEMP NO 3 |  |  | S00397 |  |  | F&G | 18/03/1983 | TX-300KVA |  | Pass | null
380265668 | TNB | DISTRIBUTION | KUALA SELANGOR | Existing | BKSL/PCE/J00207/MBRMU1 | 300343332 | CLOSED | 11 kV | RYB | SAWAH SEMP NO 4 |  |  | S00400 |  | TAMCO | TAMCO | 22/03/1998 | TX-300KVA |  | Pass | null
380265782 | TNB | DISTRIBUTION | KUALA SELANGOR | Existing | BKSL/PCE/J00205/MBRMU1 | 300343334 | CLOSED | 11 kV | RYB | SAWAH SEMP NO 5 |  |  | S00403 |  | TAMCO | TAMCO | 19/04/1998 | TX-300KVA |  | Pass | null
380265896 | TNB | DISTRIBUTION | KUALA SELANGOR | Existing | BKSL/PCE/J00206/MBRMU1 | 300343335 | CLOSED | 11 kV | RYB | SAWAH SEMP NO 6 |  |  | S00405 |  | TAMCO | TAMCO | 28/06/1998 | TX-100KVA |  | Pass | null
380266123 | TNB | DISTRIBUTION | KUALA SELANGOR | Existing | BKSL/PCE/J00186/MB01 | 300022715 | CLOSED | 11 kV | RYB | PEKAN TG KARANG (RIVER SIDE) |  |  | S00342 |  | FALCON BETA | FALCON BETA | 18/03/1998 | TX-100KVA |  | Pass | null
380266245 | TNB | DISTRIBUTION | KUALA SELANGOR | Existing | BKSL/PCE/J00187/MBS00344 | 300022721 | CLOSED | 11 kV | RYB | TMN SRI TANJUNG (LOT 1970) |  |  | S00346 |  | INDKOM | INDKOM | 19/04/1996 |  |  | Pass | null
380266361 | TNB | DISTRIBUTION | KUALA SELANGOR | Existing | BKSL/PCE/J00189/MBS00350 | 300022733 | CLOSED | 11 kV | RYB | BALAI POLIS TG KARANG |  |  | S00352 |  | TAMCO | TAMCO | 26/06/1997 | LOT 1970 TMN SRI TANJONG |  | Pass | null
380266477 | TNB | DISTRIBUTION | KUALA SELANGOR | Existing | BKSL/PCE/J00190/MBRMU1 | 300022739 | CLOSED | 11 kV | RYB | JKR LOW COST |  |  | S00354 |  | TAMCO | TAMCO | 17/07/1997 | TX-750KVA |  | Pass | null
380266621 | TNB | DISTRIBUTION | KUALA SELANGOR | Existing | BKSL/PCE/J00618/MBRMU1 | 300343328 | CLOSED | 11 kV | RYB | LKIM PASIR PENAMBANG |  |  | S05612 |  |  | LUCY | 14/11/1998 | TX-500KVA |  | Pass | null
380266780 | TNB | DISTRIBUTION | KUALA SELANGOR | Existing | BKSL/PCE/J00183/MBS00334 | 300022697 | CLOSED | 11 kV | RYB | HOSPITAL TG KARANG |  |  | S00336 |  |  | ZZZT | 27/11/1984 | TX-1000KVA |  | Pass | null
380266945 | TNB | DISTRIBUTION | KUALA SELANGOR | Existing |  |  | CLOSED | 11 kV | RYB | KO SEGAR |  |  | S05634 |  |  |  |  | TX-300KVA |  | Pass | null
380267151 | TNB | DISTRIBUTION | KUALA SELANGOR | Existing | BKSL/PCE/J00430/MB1 | 310527934 | CLOSED | 11 kV | RYB | TMN SERI MANIK |  |  | S05944 |  |  |  |  | TX-500KVA |  | Pass | null
380267265 | TNB | DISTRIBUTION | KUALA SELANGOR | Existing |  |  | CLOSED | 11 kV | RYB | PUSAT LATIHAN PERTANIAN |  |  | S05932 |  |  |  |  | TX-500KVA |  | Pass | null
380267379 | TNB | DISTRIBUTION | KUALA SELANGOR | Existing |  |  | CLOSED | 11 kV | RYB | TMN MAHSURI INDAH |  |  | S05914 |  |  |  |  | TX-500KVA |  | Pass | null
380267528 | TNB | DISTRIBUTION | KUALA SELANGOR | Existing |  |  | CLOSED | 11 kV | RYB | TMN RIA MAS NO.2 |  |  | S150516 |  |  |  |  | TX-500KVA |  | Pass | null
380267670 | TNB | DISTRIBUTION | KUALA SELANGOR | Existing | BKSL/PCE/J00855/MBRMU1 | 300497590 | CLOSED | 11 kV | RYB | PADAT TMN SAHABAT |  |  | S05643 |  |  |  |  | TX-1000KVA |  | Pass | null
380267809 | TNB | DISTRIBUTION | KUALA SELANGOR | Existing | BKSL/PCE/J00670/MBRMU | 300346291 | CLOSED | 11 kV | RYB | KILANG IKAN KELI SG YU |  |  | S05596 |  | TAMCO | GR1 | 19931107 | TX-300KVA |  | Pass | null
380267959 | TNB | DISTRIBUTION | KUALA SELANGOR | Existing | BKSL/PCE/J00179/MBRMU1 | 300228849 | CLOSED | 11 kV | RYB | TMN MAKMUR KSL |  |  | S01457 |  | FALCON BETA | FALCON BETA | 19901110 | TX-1000KVA |  | Pass | null
380521625 | TNB | DISTRIBUTION | KUALA SELANGOR | Existing | BKSL/PCE/J00640/MBRMU | 300345661 | CLOSED | 11 kV | RYB | TENAGA KIMIA BT ARANG |  |  | R05975 |  | VEI | 2L+1T | 20/09/2006 |  |  | Pass | null
380522383 | TNB | DISTRIBUTION | KUALA SELANGOR | Existing | BKSL/PCE/J00632/MBRMU | 300313266 | CLOSED | 11 kV | RYB | LIM & LIM HARDWARE |  |  | R06230 |  | TAMCO | GR1 | 19871110 |  |  | Pass | null
380522498 | TNB | DISTRIBUTION | KUALA SELANGOR | Existing | BKSL/PCE/J00654/MBRMU | 300348374 | CLOSED | 11 kV | RYB | KOTA PUTERI PERSIARAN BT ARANG NO.1 |  |  | R05443 |  | TAMCO | GR1 | 20081010 |  |  | Pass | null
380534623 | TNB | DISTRIBUTION | KUALA SELANGOR | Existing | BKSL/PCE/J00874 | 300494296 | CLOSED | 11 kV | RYB | PUSAT NIAGA ASTANA ALAM 2 |  |  | S05853 |  | EPE | N/A |  |  |  | Pass | null
380534624 | TNB | DISTRIBUTION | KUALA SELANGOR | Existing | BKSL/PCE/J00874 | 300494296 | CLOSED | 11 kV | RYB | PUSAT NIAGA ASTANA ALAM 2 |  |  | S05854 |  | EPE | N/A |  |  |  | Pass | null
380534878 | TNB | DISTRIBUTION | KUALA SELANGOR | Existing |  |  | CLOSED | 11 kV | RYB | R/KEDAI PH 3B JLN ASTANA C13/C |  |  | S05669 | [6 empty] | Pass | null
380534879 | TNB | DISTRIBUTION | KUALA SELANGOR | Existing |  |  | CLOSED | 11 kV | RYB | R/KEDAI PH 3B JLN ASTANA C13/C |  |  | S05670 | [6 empty] | Pass | null
380535393 | TNB | DISTRIBUTION | KUALA SELANGOR | Existing | BKSL/PCE/J00729/MBRMU | 300345920 | CLOSED | 11 kV | RYB | APARTMENT MELOR NO. 2 PUNCAK ALAM |  |  | S01144 |  |  | ZZTT | 20061012 |  |  | Pass | null
380535624 | TNB | DISTRIBUTION | KUALA SELANGOR | Existing | BKSL/PCE/J00124/MB01 | 300022493 | CLOSED | 11 kV | RYB | PT MAHANG NO 2 |  |  | S00321 |  | TAMCO | TAMCO | 14/02/1976 | TX1-500KVA |  | Pass | null
380564595 | TNB | DISTRIBUTION | KUALA SELANGOR | Existing | BKSL/PCE/J00064/MBRMU1 | 300228349 | CLOSED | 11 kV | RYB | TMN MALAWATI JAYA NO 1 |  |  | S01317 |  | TOPRANK | 2L+2T | 20/09/1992 |  |  | Pass | null
380564865 | TNB | DISTRIBUTION | KUALA SELANGOR | Existing | BKSL/PCE/J00109/MBRMU1 | 300022414 | CLOSED | 11 kV | RYB | MONDAY CANE |  |  | S0092 |  | TAMCO | GR1 | 20/09/1980 |  |  | Pass | null
380564866 | TNB | DISTRIBUTION | KUALA SELANGOR | Existing | BKSL/PCE/J00109/MBRMU1 | 300022414 | CLOSED | 11 kV | RYB | MONDAY CANE |  |  | S00277 |  | TAMCO | GR1 | 20/09/1980 |  |  | Pass | null
380565063 | TNB | DISTRIBUTION | KUALA SELANGOR | Existing | BKSL/PCE/J00112/MBRMU1 | 300022429 | CLOSED | 11 kV | RYB | K/UDANG API-API NO 1 |  |  | S00281 |  | VEI | VEI | 19991010 |  |  | Pass | null
380565293 | TNB | DISTRIBUTION | KUALA SELANGOR | Existing | BKSL/PCE/J00132/MBRMU1 | 300242642 | CLOSED | 11 kV | RYB | TMN IMPIAN (C) |  |  | S01329 |  | MERLIN GERIN | MERLIN GERIN | 20/05/1997 |  |  | Pass | null
380565409 | TNB | DISTRIBUTION | KUALA SELANGOR | Existing | BKSL/PCE/J00131/MBRMU | 300345720 | CLOSED | 11 kV | RYB | BAZAR SG BULOH |  |  | S01326 |  | MERLIN GERIN | RM6 | 20061110 |  |  | Pass | null
380565525 | TNB | DISTRIBUTION | KUALA SELANGOR | Existing | BKSL/PCE/J00114/MBRMU | 300345714 | CLOSED | 11 kV | RYB | TMN SRI PERTAMA |  |  | S00287 |  | TAMCO | GR1 | 22/09/2006 |  |  | Pass | null
380565676 | TNB | DISTRIBUTION | KUALA SELANGOR | Existing | BKSL/PCE/J00040/MBRMU | 300345766 | CLOSED | 11 kV | RYB | BT 2 JLN KLANG |  |  | S00122 |  | TAMCO | FALCON BETA | 18/08/2006 |  |  | Pass | null
380565931 | TNB | DISTRIBUTION | KUALA SELANGOR | Existing | BKSL/PCE/J00045/MBRMU | 300345760 | CLOSED | 11 kV | RYB | TMN RHU |  |  | S00125 |  | MERLIN GERIN | RN2 | 20061107 |  |  | Pass | null
380566047 | TNB | DISTRIBUTION | KUALA SELANGOR | Existing | BKSL/PCE/J00571/MBRMU | 300313571 | CLOSED | 11 kV | RYB | TMN SERINDIT |  |  | S05483 |  | TAMCO | GR1 | 14/02/2008 |  |  | Pass | null
380566161 | TNB | DISTRIBUTION | KUALA SELANGOR | Existing | BKSL/PCE/J00048/MBRMU | 300345743 | CLOSED | 11 kV | RYB | TMN ASSAM JAWA (C) |  |  | S01345 |  |  | ZZT | 28/06/2006 |  |  | Pass | null
380566277 | TNB | DISTRIBUTION | KUALA SELANGOR | Existing | BKSL/PCE/J00047/MBRMU | 300345742 | CLOSED | 11 kV | RYB | PEKAN ASSAM JAWA |  |  | S00132 |  | VEI | 3L+1T | 19/04/2006 |  |  | Pass | null
380566402 | TNB | DISTRIBUTION | KUALA SELANGOR | Existing | BKSL/PCE/J00049/MBRMU | 300345740 | CLOSED | 11 kV | RYB | TMN MULIA |  |  | S01347 |  | MERLIN GERIN | RM6 | 22/03/2006 |  |  | Pass | null
380566518 | TNB | DISTRIBUTION | KUALA SELANGOR | Existing | BKSL/PCE/J00285/MBRMU1 | 300242421 | CLOSED | 11 kV | RYB | TMN SELESA API API |  |  | S01350 |  | VEI | 2L+1T | 15/12/1990 |  |  | Pass | null
380566634 | TNB | DISTRIBUTION | KUALA SELANGOR | Existing | BKSL/PCE/J00616/MBRMU | 300313530 | CLOSED | 11 kV | RYB | TAMAN BELIBIS |  |  | S05556 |  | TAMCO | TAMCO | 20051110 |  |  | Pass | null
380566757 | TNB | DISTRIBUTION | KUALA SELANGOR | Existing | BKSL/PCE/J00029/MBRMU1 | 300022039 | CLOSED | 11 kV | RYB | LDG KSL |  |  | S00093 |  | INDKOM | INDKOM | 19/02/1986 | TX-300 KVA |  | Pass | null
380566873 | TNB | DISTRIBUTION | KUALA SELANGOR | Existing | BKSL/PCE/J00028/MBRMU | 300343255 | CLOSED | 11 kV | RYB | PKNS SIME DARBY (TMN RAJAWALI) |  |  | S00090 |  | TAMCO | TAMCO | 19/04/2011 | TX-750 KVA |  | Pass | null
380567234 | TNB | DISTRIBUTION | KUALA SELANGOR | Existing | BKSL/PCE/J00024/MBRMU | 300342912 | CLOSED | 11 kV | RYB | PEKAN BKT ROTAN |  |  | S00077 |  | TAMCO | TAMCO | 18/03/2009 |  |  | Pass | null
380567245 | TNB | DISTRIBUTION | KUALA SELANGOR | Existing | BKSL/PCE/J00024/MBRMU1 | 300022012 | CLOSED | 11 kV | RYB | PEKAN BKT ROTAN |  |  | S00079 |  | TAMCO | TAMCO | 19981110 | TX 2-500 KVA |  | Pass | null
380567486 | TNB | DISTRIBUTION | KUALA SELANGOR | Existing | BKSL/PCE/J00548/MBRMU | 300313556 | CLOSED | 11 kV | RYB | TMN BENDAHARA NO 4 |  |  | S05282 |  | VEI | 2L+2T | 20/09/2009 |  |  | Pass | null
380567487 | TNB | DISTRIBUTION | KUALA SELANGOR | Existing | BKSL/PCE/J00548/MBRMU | 300313556 | CLOSED | 11 kV | RYB | TMN BENDAHARA NO 4 |  |  | S05283 |  | VEI | 2L+2T | 20/09/2009 |  |  | Pass | null
380585831 | TNB | DISTRIBUTION | KUALA SELANGOR | Existing | BKSL/PCE/J00181/MBRMU1 | 300228847 | CLOSED | 11 kV | RYB | KIM LIAN HUAT |  |  | S00327 |  | FALCON BETA | FALCON BETA | 22/09/1983 | TX-1000KVA |  | Pass | null
380585954 | TNB | DISTRIBUTION | KUALA SELANGOR | Existing | BKSL/PCE/J00457/MBRMU1 | 300228852 | CLOSED | 11 kV | RYB | BGN PASIR TG KARANG |  |  | S01460 |  | FALCON BETA | FALCON BETA | 14/11/1999 | TX-750KVA |  | Pass | null
380586081 | TNB | DISTRIBUTION | KUALA SELANGOR | Existing | BKSL/PCE/J00182/MBS00331 | 300022692 | CLOSED | 11 kV | RYB | TG KARANG DEVELOPMENT |  |  | S00332 |  |  | F&G | 19841010 | TX-1000KVA |  | Pass | null
380586082 | TNB | DISTRIBUTION | KUALA SELANGOR | Existing | BKSL/PCE/J00182/MBS00331 | 300022692 | CLOSED | 11 kV | RYB | TG KARANG DEVELOPMENT |  |  | S05813 |  |  | F&G | 19841010 | TX-500KVA |  | Pass | null
380586284 | TNB | DISTRIBUTION | KUALA SELANGOR | Existing | BKSL/PCE/J00184/MBRMU1 | 300022706 | CLOSED | 11 kV | RYB | PKPS TG KARANG |  |  | S01464 |  | TAMCO | TAMCO | 19751012 | TX-300KVA |  | Pass | null
380586399 | TNB | DISTRIBUTION | KUALA SELANGOR | Existing | BKSL/PCE/J00185/MB01 | 300022709 | CLOSED | 11 kV | RYB | PASARAYA BILLION |  |  | S00339 |  | FALCON BETA | 11kV SF6 RMU | 14/02/1996 | TX-100KVA |  | Pass | null
380586608 | TNB | DISTRIBUTION | KUALA SELANGOR | Existing | BKSL/PCE/J00191/MB01 | 300022744 | CLOSED | 11 kV | RYB | UKM |  |  | S01475 |  |  | LONG&CROWFORD | 18/08/1998 | TX-300KVA |  | Pass | null
380586640 | TNB | DISTRIBUTION | KUALA SELANGOR | Existing | BKSL/PCE/J00192/MB01 | 300022750 | CLOSED | 11 kV | RYB | SG KAJANG |  |  | S01477 |  | FALCON BETA | FALCON BETA | 22/09/2000 | TX-750KVA |  | Pass | null
380586756 | TNB | DISTRIBUTION | KUALA SELANGOR | Existing | BKSL/PCE/J00193/MB01 | 300022756 | CLOSED | 11 kV | RYB | PPRT SG KAJANG |  |  | S01481 |  | FALCON BETA | FALCON BETA | 20001110 | TX-300KVA |  | Pass | null
380586878 | TNB | DISTRIBUTION | KUALA SELANGOR | Existing | BKSL/PCE/J00194/MB01 | 300022762 | CLOSED | 11 kV | RYB | BGN SG KAJANG |  |  | S01484 |  |  | F&G | 14/11/1996 | TX-500KVA |  | Pass | null
380586904 | TNB | DISTRIBUTION | KUALA SELANGOR | Existing | BKSL/PCE/J00310/MBRMU1 | 300229318 | CLOSED | 11 kV | RYB | TMN RADIN JAYA NO 2 |  |  | S01491 |  |  | F&G | 22/03/1990 | TX-1000KVA |  | Pass | null
380587020 | TNB | DISTRIBUTION | KUALA SELANGOR | Existing | BKSL/PCE/J00254/MB01 | 300022965 | CLOSED | 11 kV | RYB | TMN RADIN JAYA NO 1 |  |  | S01487 |  |  | F&G | 19/02/1990 | TX-1000KVA |  | Pass | null
380587142 | TNB | DISTRIBUTION | KUALA SELANGOR | Existing | BKSL/PCE/J00580/MBRMU | 300313440 | CLOSED | 11 kV | RYB | SEKOLAH PT 3 |  |  | S05476 |  |  | VE1 | 18/03/2005 | TX-750KVA |  | Pass | null
380658849 | TNB | DISTRIBUTION | KUALA SELANGOR | Existing | BKSL/PCE/J00661/MBRMU | 300342896 | CLOSED | 11 kV | RYB | BANDAR BARU NO.5 |  |  | S05593 |  | TOPRANK | TOPRANK | 20071107 |  |  | Pass | null
380659138 | TNB | DISTRIBUTION | KUALA SELANGOR | Existing |  |  | CLOSED | 11 kV | RYB | GIANT KSL |  |  | S05651 | [6 empty] | Pass | null
380659149 | TNB | DISTRIBUTION | KUALA SELANGOR | Existing |  |  | CLOSED | 11 kV | RYB | GIANT KSL |  |  | S05650 | [6 empty] | Pass | null
380659413 | TNB | DISTRIBUTION | KUALA SELANGOR | Existing | BKSL/PCE/J00368/MBRMU1 | 300540318 | CLOSED | 11 kV | RYB | GOLDPAGE NO.3 |  |  | S05673 |  | INDKOM | INS24 | 20150101 |  |  | Pass | null
380659546 | TNB | DISTRIBUTION | KUALA SELANGOR | Existing | BKSL/PCE/J00841/MB1 | 300541048 | CLOSED | 11 kV | RYB | PE TMN BOTANIK JLN 4 |  |  | S05767 |  | INDKOM | INS24 | 20150101 |  |  | Pass | null
380659547 | TNB | DISTRIBUTION | KUALA SELANGOR | Existing | BKSL/PCE/J00841/MB1 | 300541048 | CLOSED | 11 kV | RYB | PE TMN BOTANIK JLN 4 |  |  | S05766 |  | INDKOM | INS24 | 20150101 |  |  | Pass | null
380671703 | TNB | DISTRIBUTION | KUALA SELANGOR | Existing | BKSL/PCE/J00093/MBRMU1 | 300022325 | CLOSED | 11 kV | RYB | PKNS INDUSTRI (PERUSAHAAN RINGAN) |  |  | S00099 |  | INDKOM | INDKOM | 26/06/1994 |  |  | Pass | null
380672033 | TNB | DISTRIBUTION | KUALA SELANGOR | Existing | BKSL/PCE/J00111/MBRMU | 300345710 | CLOSED | 11 kV | RYB | BELB API-API |  |  | S0091 |  | TAMCO | GR1 | 26/06/2006 |  |  | Pass | null
380672034 | TNB | DISTRIBUTION | KUALA SELANGOR | Existing | BKSL/PCE/J00111/MBRMU | 300345710 | CLOSED | 11 kV | RYB | BELB API-API |  |  | S00274 |  | TAMCO | GR1 | 26/06/2006 |  |  | Pass | null
380672458 | TNB | DISTRIBUTION | KUALA SELANGOR | Existing | BKSL/PCE/J00839/MBRMU | 300519500 | CLOSED | 11 kV | RYB | TMN MELAWATI CERGAS |  |  | S05920 |  | TOPRANK | ID3L+1T | 20140112 |  |  | Pass | null
380672469 | TNB | DISTRIBUTION | KUALA SELANGOR | Existing | BKSL/PCE/J00839/MBRMU | 300519500 | CLOSED | 11 kV | RYB | TMN MELAWATI CERGAS |  |  | S05756 |  | TOPRANK | ID3L+1T | 20140112 |  |  | Pass | null
380672710 | TNB | DISTRIBUTION | KUALA SELANGOR | Existing | BKSL/PCE/J00116/MBRMU1 | 300022450 | CLOSED | 11 kV | RYB | BKT KUCING TAMBAHAN |  |  | S00293 |  | TAMCO | GR1 | 27/11/1980 |  |  | Pass | null
380672842 | TNB | DISTRIBUTION | KUALA SELANGOR | Existing | BKSL/PCE/J00850/MBRMU1 | 300540500 | CLOSED | 11 kV | RYB | TEXTILE CITY |  |  | S05699 |  | ABB | 111111 | 20140101 |  |  | Pass | null
380672843 | TNB | DISTRIBUTION | KUALA SELANGOR | Existing | BKSL/PCE/J00850/MBRMU1 | 300540500 | CLOSED | 11 kV | RYB | TEXTILE CITY |  |  | S05700 |  | ABB | 111111 | 20140101 |  |  | Pass | null
380673062 | TNB | DISTRIBUTION | KUALA SELANGOR | Existing |  |  | CLOSED | 11 kV | RYB | TOYOTA SHOWROOM |  |  | S05786 | [6 empty] | Pass | null
380673209 | TNB | DISTRIBUTION | KUALA SELANGOR | Existing | BKSL/PCE/J00558/MBRMU | 300345771 | CLOSED | 11 kV | RYB | MEDAN NIAGA KSL |  |  | S05469 |  | VEI | 2L+2T | 20/09/2006 |  |  | Pass | null
380673210 | TNB | DISTRIBUTION | KUALA SELANGOR | Existing | BKSL/PCE/J00558/MBRMU | 300345771 | CLOSED | 11 kV | RYB | MEDAN NIAGA KSL |  |  | S05470 |  | VEI | 2L+2T | 20/09/2006 |  |  | Pass | null
380673473 | TNB | DISTRIBUTION | KUALA SELANGOR | Existing | BKSL/PCE/J00566/MBRMU | 300313526 | CLOSED | 11 kV | RYB | TMN MELAWATI UTAMA |  |  | S05453 |  |  | 2L+2T | 22/09/2005 |  |  | Pass | null
380673474 | TNB | DISTRIBUTION | KUALA SELANGOR | Existing | BKSL/PCE/J00566/MBRMU | 300313526 | CLOSED | 11 kV | RYB | TMN MELAWATI UTAMA |  |  | S05454 |  |  | 2L+2T | 22/09/2005 |  |  | Pass | null
380673677 | TNB | DISTRIBUTION | KUALA SELANGOR | Existing | BKSL/PCE/J00129/MB01 | 300022518 | CLOSED | 11 kV | RYB | IKS NO 4 |  |  | S01314 |  |  | VE1 | 26/06/1992 |  |  | Pass | null
380673925 | TNB | DISTRIBUTION | KUALA SELANGOR | Existing | BKSL/PCE/J00128/MB01 | 300022511 | CLOSED | 11 kV | RYB | IKS NO 3 |  |  | S01310 |  | ABB | ABB | 20/05/1992 |  |  | Pass | null
380673926 | TNB | DISTRIBUTION | KUALA SELANGOR | Existing | BKSL/PCE/J00128/MB01 | 300022511 | CLOSED | 11 kV | RYB | IKS NO 3 |  |  | S01312 |  | ABB | ABB | 20/05/1992 |  |  | Pass | null
380674140 | TNB | DISTRIBUTION | KUALA SELANGOR | Existing | BKSL/PCE/J00358/MBRMU1 | 300540322 | CLOSED | 11 kV | RYB | MEDIDATA |  |  | S05876 |  | INDKOM | INS24 |  |  |  | Pass | null
380674141 | TNB | DISTRIBUTION | KUALA SELANGOR | Existing | BKSL/PCE/J00358/MBRMU1 | 300540322 | CLOSED | 11 kV | RYB | MEDIDATA |  |  | S05739 |  | INDKOM | INS24 |  |  |  | Pass | null
380674340 | TNB | DISTRIBUTION | KUALA SELANGOR | Existing | BKSL/PCE/J00127/MB01 | 300022505 | CLOSED | 11 kV | RYB | IKS NO 2 |  |  | S01307 |  |  | SIEMEN ITEM | 19/04/1988 |  |  | Pass | null
380674460 | TNB | DISTRIBUTION | KUALA SELANGOR | Existing | BKSL/PCE/J00126/MBRMU1 | 300022502 | CLOSED | 11 kV | RYB | IKS NO 1 |  |  | S01304 |  |  | F&G | 18/03/1983 |  |  | Pass | null
380674577 | TNB | DISTRIBUTION | KUALA SELANGOR | Existing | BKSL/PCE/J00391/MB1 | 300520564 | CLOSED | 11 kV | RYB | MAJLIS AGAMA ISLAM SELANGOR (MAIS) |  |  | S05843 |  |  | VRN 6A | 20150101 |  |  | Pass | null
380674696 | TNB | DISTRIBUTION | KUALA SELANGOR | Existing | BKSL/PCE/J00582/MBRMU | 300313540 | CLOSED | 11 kV | RYB | TMN YAYASAN |  |  | S05490 |  | TAMCO | 11kV SF6 RMU GR1 | 14/11/2007 |  |  | Pass | null
380674959 | TNB | DISTRIBUTION | KUALA SELANGOR | Existing | BKSL/PCE/J00462/MBRMU | 300313542 | CLOSED | 11 kV | RYB | KOMPLEKS PERTANIAN |  |  | S01621 |  |  | ORMAZABAL | 15/12/2007 |  |  | Pass | null
380675074 | TNB | DISTRIBUTION | KUALA SELANGOR | Existing | BKSL/PCE/J00581/MBRMU | 300313544 | CLOSED | 11 kV | RYB | TMN DESERAN MELAWATI NO 3 |  |  | S05493 |  | TAMCO | TAMCO | 22/03/2005 |  |  | Pass | null
380675191 | TNB | DISTRIBUTION | KUALA SELANGOR | Existing | BKSL/PCE/J00564/MBRMU | 300313546 | CLOSED | 11 kV | RYB | TMN BAYU PUTRA |  |  | S05460 |  |  | ZZT I/D | 19/04/2007 |  |  | Pass | null
380675308 | TNB | DISTRIBUTION | KUALA SELANGOR | Existing | BKSL/PCE/J00347/MBRMU1 | 300243125 | CLOSED | 11 kV | RYB | TMN KOTA ALAM NO 2 |  |  | S01616 |  | TAMCO | TAMCO | 28/06/1992 |  |  | Pass | null
380675424 | TNB | DISTRIBUTION | KUALA SELANGOR | Existing | BKSL/PCE/J00016/MBRMU1 | 300228340 | CLOSED | 11 kV | RYB | TMN KOTA ALAM |  |  | S01258 |  |  | ZZT01D | 18/08/1987 |  |  | Pass | null
380675540 | TNB | DISTRIBUTION | KUALA SELANGOR | Existing | BKSL/PCE/J00020/MBNN01 | 300021987 | CLOSED | 11 kV | RYB | KEMAS KSL |  |  | S01250 |  |  | ZZT | 26/06/2003 |  |  | Pass | null
380675656 | TNB | DISTRIBUTION | KUALA SELANGOR | Existing | BKSL/PCE/J00042/MBNN01 | 300022099 | CLOSED | 11 kV | RYB | PERPUSTAKAAN |  |  | S01253 |  |  | ZZT | 14/02/2002 |  |  | Pass | null
380675772 | TNB | DISTRIBUTION | KUALA SELANGOR | Existing | BKSL/PCE/J00019/MBNN01 | 300021981 | CLOSED | 11 kV | RYB | DEWAN SERBAGUNA (UMNO) |  |  | S01246 |  | TAMCO | TAMCO | 20/05/1980 |  |  | Pass | null
380675886 | TNB | DISTRIBUTION | KUALA SELANGOR | Existing | BKSL/PCE/J00594/MBRMU | 300313551 | CLOSED | 11 kV | RYB | MAHKAMAH SYARIAH KUALA SELANGOR |  |  | S05527 |  | VEI | ZZT F/D | 20081107 |  |  | Pass | null
380676210 | TNB | DISTRIBUTION | KUALA SELANGOR | Existing | BKSL/PCE/J00054/MBNN01 | 300022161 | CLOSED | 11 kV | RYB | TMN SG BULOH |  |  | S00147 |  | TAMCO | OLUZ OIL SWITCH | 18/08/1990 | TX-300KVA |  | Pass | null
380942235 | TNB | DISTRIBUTION | KUALA SELANGOR | Existing | BKSL/PCE/J00002/MBRMU1 | 300021914 | CLOSED | 11 kV | RYB | BDR BARU NO 2 |  |  | S00005 |  | TAMCO | TAMCO | 22/03/1980 |  |  | Pass | null
380942357 | TNB | DISTRIBUTION | KUALA SELANGOR | Existing | BKSL/PCE/J00356/MBRMU1 | 300243253 | CLOSED | 11 kV | RYB | TMN JAYA K.SEL |  |  | S01695 |  | VEI | VEI | 18/08/1982 |  |  | Pass | null
380942484 | TNB | DISTRIBUTION | KUALA SELANGOR | Existing | BKSL/PCE/J00015/MBRMU1 | 300021966 | CLOSED | 11 kV | RYB | TMN SIRAMBAI |  |  | S00039 |  | INDKOM | INDKOM | 14/02/1980 |  |  | Pass | null
380942608 | TNB | DISTRIBUTION | KUALA SELANGOR | Existing | BKSL/PCE/J00014/MBRMU1 | 300228334 | CLOSED | 11 kV | RYB | TMN BENTARA |  |  | S01333 |  | TAMCO | TAMCO | 19931107 |  |  | Pass | null
380942731 | TNB | DISTRIBUTION | KUALA SELANGOR | Existing | BKSL/PCE/J00614/MBRMU | 300313492 | CLOSED | 11 kV | RYB | SMK KUALA SELANGOR ( SI RAMBAI) |  |  | S05553 |  | INDKOM | INDKOM | 20/09/2008 |  |  | Pass | null
380942967 | TNB | DISTRIBUTION | KUALA SELANGOR | Existing | BKSL/PCE/J00565/MBRMU | 300313481 | CLOSED | 11 kV | RYB | TMN KUALA SELANGOR UTAMA |  |  | S05687 |  | TAMCO | TAMCO | 19/04/2007 |  |  | Pass | null
380943094 | TNB | DISTRIBUTION | KUALA SELANGOR | Existing | BKSL/PCE/J00017/MBRMU1 | 300021969 | CLOSED | 11 kV | RYB | TLK PENYAMUN |  |  | S00042 |  | TAMCO | TAMCO | 18/03/2000 |  |  | Pass | null
380943236 | TNB | DISTRIBUTION | KUALA SELANGOR | Existing | BKSL/PCE/J00018/MBRMU1 | 300021978 | CLOSED | 11 kV | RYB | TLK PENYAMUN-Kg sepakat |  |  | S00046 |  | TAMCO | TAMCO | 19/04/1980 |  |  | Pass | null
380943360 | TNB | DISTRIBUTION | KUALA SELANGOR | Existing | BKSL/PCE/J00021/MBRMU1 | 300021994 | CLOSED | 11 kV | RYB | K/UDANG TLK PENYAMUN |  |  | S00049 |  | TAMCO | TAMCO | 17/07/1992 |  |  | Pass | null
380943482 | TNB | DISTRIBUTION | KUALA SELANGOR | Existing | BKSL/PCE/J00022/MBRMU1 | 300021997 | CLOSED | 11 kV | RYB | KG KUANTAN |  |  | S00054 |  |  | F&G | 18/08/1996 |  |  | Pass | null
380943615 | TNB | DISTRIBUTION | KUALA SELANGOR | Existing | BKSL/PCE/J00023/MBRMU1 | 300022005 | CLOSED | 11 kV | RYB | LDG KG KUANTAN |  |  | S00073 |  | INDKOM | INDKOM | 22/09/1994 |  |  | Pass | null
380943756 | TNB | DISTRIBUTION | KUALA SELANGOR | Existing | BKSL/PCE/J00685/MBRMU2 | 300343371 | CLOSED | 11 kV | RYB | MEDAN NIAGA NO.2 |  |  | S05537 |  | TOPRANK | ID3L + 1T | 20111010 |  |  | Pass | null
380943993 | TNB | DISTRIBUTION | KUALA SELANGOR | Existing | BKSL/PCE/J00851/MBRMU | 300515135 | CLOSED | 11 kV | RYB | PADAT TAMAN SERI BENDAHARA |  |  | S05742 | [6 empty] | Pass | null
380944158 | TNB | DISTRIBUTION | KUALA SELANGOR | Existing |  |  | CLOSED | 11 kV | RYB | BNZ |  |  | S00165 | [6 empty] | Pass | null
380944623 | TNB | DISTRIBUTION | KUALA SELANGOR | Existing |  |  | CLOSED | 11 kV | RYB | BNZ |  |  | S00164 | [6 empty] | Pass | null
380944877 | TNB | DISTRIBUTION | KUALA SELANGOR | Existing | BKSL/PCE/J00106/MB01 | 300022397 | CLOSED | 11 kV | RYB | STADIUM NO 1 (TERBUKA) |  |  | S01273 |  |  | ZZT | 19801107 |  |  | Pass | null
380972349 | TNB | DISTRIBUTION | KUALA SELANGOR | Existing |  |  | CLOSED | 11 kV | RYB | BAGUS INDUSTRI |  |  | S00261 | [6 empty] | Pass | null
380972476 | TNB | DISTRIBUTION | KUALA SELANGOR | Existing | BKSL/PCE/J00037/MBNN01 | 300022074 | CLOSED | 11 kV | RYB | KLG PLASTIK LIBEN LOT 1824 |  |  | S00303 |  |  | F&G | 19791010 |  |  | Pass | null
380972602 | TNB | DISTRIBUTION | KUALA SELANGOR | Existing | BKSL/PCE/J00528/MBRMU | 300313512 | CLOSED | 11 kV | RYB | LAY HONG NO 4 (SPG RAJA ABDULLAH) |  |  | S01379 |  | VEI | VEI-GEAR SF6 | 20/05/2005 |  |  | Pass | null
380972730 | TNB | DISTRIBUTION | KUALA SELANGOR | Existing | BKSL/PCE/J00146/MBRMU1 | 300313588 | CLOSED | 11 kV | RYB | LAY HONG (JLN RJ ABDULLAH)NO3 |  |  | S01376 |  | TAMCO | D226101 | 15/12/2009 |  |  | Pass | null
380972857 | TNB | DISTRIBUTION | KUALA SELANGOR | Existing | BKSL/PCE/J00041/MBNN01 | 300022094 | CLOSED | 11 kV | RYB | RAJA ABDULLAH |  |  | S00300 |  | TAMCO | B 203784 | 19901012 |  |  | Pass | null
380972983 | TNB | DISTRIBUTION | KUALA SELANGOR | Existing | BKSL/PCE/J00671/MBRMU1 | 300343323 | CLOSED | 11 kV | RYB | CARPENWISE |  |  | S05568 |  | VEI | ZZT | 20121010 |  |  | Pass | null
380973131 | TNB | DISTRIBUTION | KUALA SELANGOR | Existing | BKSL/PCE/J00350/MBRMU1 | 300243152 | CLOSED | 11 kV | RYB | MASJID PEKAN JERAM |  |  | S05620 |  | INDKOM | INDKOM | 20/09/1992 |  |  | Pass | null
380973286 | TNB | DISTRIBUTION | KUALA SELANGOR | Existing | BKSL/PCE/J00086/MBNN01 | 300022288 | CLOSED | 11 kV | RYB | BALAI DAKWAH JERAM |  |  | S01393 |  | MERLIN GERIN | MERLIN GERIN | 18/03/1997 |  |  | Pass | null
380973500 | TNB | DISTRIBUTION | KUALA SELANGOR | Existing | BKSL/PCE/J00087/MBRMU1 | 300343325 | CLOSED | 11 kV | RYB | HIRA' |  |  | S01396 |  | TAMCO | SF6 2+1 | 22/09/1998 |  |  | Pass | null
380973623 | TNB | DISTRIBUTION | KUALA SELANGOR | Existing | BKSL/PCE/J00140/MBRMU1 | 300242532 | CLOSED | 11 kV | RYB | MATAKKU |  |  | S00197 |  | TAMCO | TAMCO | 19/04/2001 |  |  | Pass | null
380973755 | TNB | DISTRIBUTION | KUALA SELANGOR | Existing | BKSL/PCE/J00311/MBRMU1 | 300241024 | CLOSED | 11 kV | RYB | EYU BER EER NO 2 |  |  | S01399 |  | EPE | SF6 526 | 20/05/1993 |  |  | Pass | null
380973889 | TNB | DISTRIBUTION | KUALA SELANGOR | Existing | BKSL/PCE/J00687/MBRMU | 300343265 | CLOSED | 11 kV | RYB | SMK BKT KUCHING TENGAH |  |  | S05605 |  | TAMCO | GR1 | 20121010 |  |  | Pass | null
380980940 | TNB | DISTRIBUTION | KUALA SELANGOR | Existing | BKSL/PCE/J00025/MBNN01 | 300022015 | CLOSED | 11 kV | RYB | PKNS BKT ROTAN (TMN KASAWARI) |  |  | S01341 |  |  | F&G | 14/11/2002 | TX-1000KVA |  | Pass | null
380981065 | TNB | DISTRIBUTION | KUALA SELANGOR | Existing | BKSL/PCE/J00027/MBRMU1 | 300022029 | CLOSED | 11 kV | RYB | PETRONAS GAS |  |  | S00082 |  | TAMCO | TAMCO | 15/12/1994 |  |  | Pass | null
380981183 | TNB | DISTRIBUTION | KUALA SELANGOR | Existing | BKSL/PCE/J00030/MBNN01 | 300022042 | CLOSED | 11 kV | RYB | LDG MONMOUTH |  |  | S00085 |  | TAMCO | TAMCO | 22/03/1980 | TX-500KVA |  | Pass | null
380981308 | TNB | DISTRIBUTION | KUALA SELANGOR | Existing | BKSL/PCE/J00031/MBNN01 | 300022046 | CLOSED | 11 kV | RYB | LDG RAJAGIRI |  |  | S01342 |  | TAMCO | TAMCO | 19/04/1997 | TX-100KVA |  | Pass | null
380981440 | TNB | DISTRIBUTION | KUALA SELANGOR | Existing | BKSL/PCE/J00615/MBRMU | 300342911 | CLOSED | 11 kV | RYB | PLAZA TOL LATAR (IJOK) |  |  | S05547 |  | TAMCO | TAMCO | 14/02/2008 | TX-300KVA |  | Pass | null
380981635 | TNB | DISTRIBUTION | KUALA SELANGOR | Existing | BKSL/PCE/J00660/MBRMU | 300342909 | CLOSED | 11 kV | RYB | REBAN AYAM HJ ISMAIL PT MAHANG |  |  | S05599 |  | TAMCO | TAMCO | 20081012 | TX-300KVA |  | Pass | null
380998057 | TNB | DISTRIBUTION | KUALA SELANGOR | Existing | BKSL/PCE/J00550/MBRMU | 300313795 | CLOSED | 11 kV | RYB | PUSAT PELUPUSAN SAMPAH JERAM |  |  | S05736 |  | TAMCO | TAMCO | 15/12/2011 | TX-750KVA |  | Pass | null
380998058 | TNB | DISTRIBUTION | KUALA SELANGOR | Existing | BKSL/PCE/J00550/MBRMU | 300313795 | CLOSED | 11 kV | RYB | PUSAT PELUPUSAN SAMPAH JERAM |  |  | S05737 |  | TAMCO | TAMCO | 15/12/2011 | HT CUSTOMER |  | Pass | null
380998270 | TNB | DISTRIBUTION | KUALA SELANGOR | Existing | BKSL/PCE/J00688/MBRMU | 300343263 | CLOSED | 11 kV | RYB | KILANG SAWIT SIME DARBY |  |  | S05608 |  |  | ZZT | 20131010 | TX-750KVA |  | Pass | null
380998403 | TNB | DISTRIBUTION | KUALA SELANGOR | Existing | BKSL/PCE/J00686/MBRMU | 300343256 | CLOSED | 11 kV | RYB | PADAT LDG TUAN MEE CHERAKAH |  |  | S00550 |  |  | ZZT | 20121010 | TX-500KVA |  | Pass | null
380998580 | TNB | DISTRIBUTION | KUALA SELANGOR | Existing | BKSL/PCE/J00592/MBRMU | 300313616 | CLOSED | 11 kV | RYB | SOON LIEN FATT ENGINEERING |  |  | S05521 |  | TAMCO | TAMCO | 27/11/2008 | TX-750KVA |  | Pass | null
380998708 | TNB | DISTRIBUTION | KUALA SELANGOR | Existing | BKSL/PCE/J00431/MB1 | 310159661 | CLOSED | 11 kV | RYB | KILANG PADI PUKAL |  |  | S05928 |  |  | VRN 2A |  | TX-1000KVA |  | Pass | null
381002338 | TNB | DISTRIBUTION | KUALA SELANGOR | Existing | BKSL/PCE/J00379/MB1 | 300519858 | CLOSED | 11 kV | RYB | KOLAM UDANG PARIT 3 |  |  | S05817 |  |  | 22T1D |  |  |  | Pass | null
381002473 | TNB | DISTRIBUTION | KUALA SELANGOR | Existing |  |  | CLOSED | 11 kV | RYB | SITE A SEKINCHAN |  |  | S05788 | [6 empty] | Pass | null
381002635 | TNB | DISTRIBUTION | KUALA SELANGOR | Existing |  |  | CLOSED | 11 kV | RYB | RUMAH KEDAI PUNCAK BISTARI |  |  | S05674 | [6 empty] | Pass | null
381002636 | TNB | DISTRIBUTION | KUALA SELANGOR | Existing |  |  | CLOSED | 11 kV | RYB | RUMAH KEDAI PUNCAK BISTARI |  |  | S05675 | [6 empty] | Pass | null
381015220 | TNB | DISTRIBUTION | KUALA SELANGOR | Existing | BKSL/PCE/J00774/MBRMU | 300344186 | CLOSED | 11 kV | RYB | TS ENG WORK ALAM JAYA |  |  | R06152 |  | TAMCO | GR1 | 19/04/2004 |  |  | Pass | null
381015350 | TNB | DISTRIBUTION | KUALA SELANGOR | Existing | BKSL/PCE/J00879/MBRMU1 | 310526853 | CLOSED | 11 kV | RYB | YEAP JING FONG 2/6 |  |  | R06932 |  |  | ITEM | 18/08/2006 |  |  | Pass | null
381015479 | TNB | DISTRIBUTION | KUALA SELANGOR | Existing | BKSL/PCE/J00828/MBRMU1 | 300431033 | CLOSED | 11 kV | RYB | CHUA ENG PHUA |  |  | R06523 |  | TAMCO | GR1 | 17/09/2013 |  |  | Pass | null
381015609 | TNB | DISTRIBUTION | KUALA SELANGOR | Existing |  |  | CLOSED | 11 kV | RYB | SANDARAN TIAJ 2/5 |  |  | R07576 | [6 empty] | Pass | null
381015730 | TNB | DISTRIBUTION | KUALA SELANGOR | Existing | BKSL/PCE/J00786/MBRMU | 300344926 | CLOSED | 11 kV | RYB | AIRSTATIC NO.1 POWDER COATING ENG |  |  | R06360 |  | INDKOM | ZZT I/D | 20/09/2006 |  |  | Pass | null
381015844 | TNB | DISTRIBUTION | KUALA SELANGOR | Existing | BKSL/PCE/J00787/MBRMU | 300344922 | CLOSED | 11 kV | RYB | AIRSTATIC NO.2 POWDER COATING ENG |  |  | R06357 |  | INDKOM | ZZT I/D | 18/08/2006 |  |  | Pass | null
381015987 | TNB | DISTRIBUTION | KUALA SELANGOR | Existing | BKSL/PCE/J00663/MBRMU | 300345104 | CLOSED | 11 kV | RYB | RUMAH PANGSA ALAM PERDANA |  |  | R05350 |  | VEI | 2L+2T | 18/03/2006 |  |  | Pass | null
381016541 | TNB | DISTRIBUTION | KUALA SELANGOR | Existing | BKSL/PCE/J00872 | 300494297 | CLOSED | 11 kV | RYB | RUMAH KEDAI PUNCAK ALAM JAYA |  |  | S05860 |  | EPE | N/A |  |  |  | Pass | null
381016542 | TNB | DISTRIBUTION | KUALA SELANGOR | Existing | BKSL/PCE/J00872 | 300494297 | CLOSED | 11 kV | RYB | RUMAH KEDAI PUNCAK ALAM JAYA |  |  | S05857 |  | EPE | N/A |  |  |  | Pass | null
381198197 | TNB | DISTRIBUTION | KUALA SELANGOR | Existing |  |  | CLOSED | 33 kV | RYB | KG.TALIAIR LAPAN, L936 |  |  | N/A | [6 empty] | Pass | null
381198332 | TNB | DISTRIBUTION | KUALA SELANGOR | Existing |  |  | CLOSED | 33 kV | RYB | SG.LEMAN, L673 |  |  | N/A | [6 empty] | Pass | null
381201237 | TNB | DISTRIBUTION | KUALA SELANGOR | Existing |  |  | CLOSED | 33 kV | RYB | TENNAMARAN ESTATE, L370 |  |  | N/A | [6 empty] | Pass | null
381201370 | TNB | DISTRIBUTION | KUALA SELANGOR | Existing |  |  | CLOSED | 33 kV | RYB | KLG PAPAN, L287 |  |  | N/A | [6 empty] | Pass | null
381201490 | TNB | DISTRIBUTION | KUALA SELANGOR | Existing |  |  | CLOSED | 33 kV | RYB | SERI MAKMUR, L118 |  |  | N/A | [6 empty] | Pass | null
381201624 | TNB | DISTRIBUTION | KUALA SELANGOR | Existing |  |  | CLOSED | 33 kV | RYB | BT.11 JLN RAJA MUSA, L783 |  |  | N/A | [6 empty] | Pass | null
381201751 | TNB | DISTRIBUTION | KUALA SELANGOR | Existing |  |  | CLOSED | 33 kV | RYB | KG RAJA MUSA, L326 |  |  | N/A | [6 empty] | Pass | null
381201901 | TNB | DISTRIBUTION | KUALA SELANGOR | Existing |  |  | CLOSED | 33 kV | RYB | SG. TINGGI ESTATE NO.1 - L631 |  |  | N/A | [6 empty] | Pass | null
381202028 | TNB | DISTRIBUTION | KUALA SELANGOR | Existing |  |  | CLOSED | 33 kV | RYB | SG TINGGI ESTATE NO.2, L601 |  |  | N/A | [6 empty] | Pass | null
381202305 | TNB | DISTRIBUTION | KUALA SELANGOR | Existing |  |  | CLOSED | 33 kV | RYB | MINYAK ESTATE, L848 |  |  | N/A | [6 empty] | Pass | null
381202440 | TNB | DISTRIBUTION | KUALA SELANGOR | Existing |  |  | CLOSED | 33 kV | RYB | KLG MINYAK, L847 |  |  | N/A | [6 empty] | Pass | null
381202590 | TNB | DISTRIBUTION | KUALA SELANGOR | Existing |  |  | CLOSED | 33 kV | RYB | MARRY ESTATE, L849 |  |  | N/A | [6 empty] | Pass | null
381363065 | TNB | DISTRIBUTION | KUALA SELANGOR | Existing |  |  | CLOSED | 33 kV | RYB | TG.KARANG LOCAL Tx, L681 | [9 empty] | Pass | null
381363207 | TNB | DISTRIBUTION | KUALA SELANGOR | Existing |  |  | CLOSED | 33 kV | RYB | PT 2 BAN 1/2 L637 |  |  | N/A | [6 empty] | Pass | null
381363348 | TNB | DISTRIBUTION | KUALA SELANGOR | Existing |  |  | CLOSED | 33 kV | RYB | PT 4 BAN 1/2 L671 | [9 empty] | Pass | null
381363487 | TNB | DISTRIBUTION | KUALA SELANGOR | Existing |  |  | CLOSED | 33 kV | RYB | T/A 3 BAN 2, L766 | [9 empty] | Pass | null
381363625 | TNB | DISTRIBUTION | KUALA SELANGOR | Existing |  |  | CLOSED | 33 kV | RYB | PT 4 BAN 2, L105 |  |  | N/A | [6 empty] | Pass | null
381363764 | TNB | DISTRIBUTION | KUALA SELANGOR | Existing |  |  | CLOSED | 33 kV | RYB | T/A 2 BAN 2, L767 |  |  | N/A | [6 empty] | Pass | null
381363894 | TNB | DISTRIBUTION | KUALA SELANGOR | Existing |  |  | CLOSED | 33 kV | RYB | T/A 3 BAN.3, L768 |  |  | N/A | [6 empty] | Pass | null
381364027 | TNB | DISTRIBUTION | KUALA SELANGOR | Existing |  |  | CLOSED | 33 kV | RYB | SAWAH SEMPADAN, L353 |  |  | N/A | [6 empty] | Pass | null
381364158 | TNB | DISTRIBUTION | KUALA SELANGOR | Existing |  |  | CLOSED | 33 kV | RYB | PT SERONG, L182-jln setanjung |  |  | N/A | [6 empty] | Pass | null
381364298 | TNB | DISTRIBUTION | KUALA SELANGOR | Existing |  |  | CLOSED | 33 kV | RYB | LPN TG.KARANG, L184 |  |  | N/A | [6 empty] | Pass | null
382208957 | TNB | DISTRIBUTION | KUALA SELANGOR | Existing | BKSL/PCE/J00642/MBRMU | 300345817 | CLOSED | 11 kV | RYB | MAKMAL PENYELIDIKAN PELURU |  |  | R01616 |  | EPE | ROKSS/CC | 22/09/2006 |  |  | Pass | null
382209080 | TNB | DISTRIBUTION | KUALA SELANGOR | Existing | BKSL/PCE/J00473/MBRMU | 300313321 | CLOSED | 11 kV | RYB | FISH POND NO 1 |  |  | R03843 |  | INDKOM | INDKOM | 19941012 |  |  | Pass | null
382209358 | TNB | DISTRIBUTION | KUALA SELANGOR | Existing |  |  | CLOSED | 11 kV | RYB | BOOSTER TG KARANG |  |  | S05814 | [6 empty] | Pass | null
382273362 | TNB | DISTRIBUTION | KUALA SELANGOR | Existing | BKSL/PCE/J00369/MB1 | 300520552 | CLOSED | 11 kV | RYB | SG SIREH BAN 2 |  |  | S05828 |  |  | 11/679/07/5251 | 20150101 | TX-500KVA |  | Pass | null
382359469 | TNB | DISTRIBUTION | KUALA SELANGOR | Existing |  |  | CLOSED | 33 kV | RYB | TENAGA KIMIA, L414 |  |  | N/A | [6 empty] | Pass | null
382359604 | TNB | DISTRIBUTION | KUALA SELANGOR | Existing |  |  | CLOSED | 33 kV | RYB | SYKT MALAYSIA EXPLOSIVE, L415 |  |  | N/A | [6 empty] | Pass | null
382359733 | TNB | DISTRIBUTION | KUALA SELANGOR | Existing |  |  | OPEN | 33 kV | RYB | KILANG PELURU, L410 |  |  | N/A | [6 empty] | Pass | null
382389300 | TNB | DISTRIBUTION | KUALA SELANGOR | Existing | BKSL/PCE/J00364/MBRMU1 | 300499996 | CLOSED | 11 kV | RYB | LAUTAN SAMUDERA |  |  | S05721 |  | TAMCO | 11SF6 |  | TX-750KVA |  | Pass | null
382389427 | TNB | DISTRIBUTION | KUALA SELANGOR | Existing | BKSL/PCE/J00865/MBRMU | 300515393 | CLOSED | 11 kV | RYB | SHAH ALAM 2 FASA 5A6 NO.1 |  |  | S05774 |  | INDKOM | INS24 |  | TX-500KVA |  | Pass | null
382389585 | TNB | DISTRIBUTION | KUALA SELANGOR | Existing | BKSL/PCE/J00362/MB1 | 300515484 | CLOSED | 11 kV | RYB | SHAH ALAM 2 5A6 NO 2 |  |  | S05777 |  | INDKOM | INS24 |  | TX-750KVA |  | Pass | null
382389700 | TNB | DISTRIBUTION | KUALA SELANGOR | Existing | BKSL/PCE/J00811/MBRMU | 300346012 | CLOSED | 11 kV | RYB | SHAH ALAM 2 FASA 5A5/2 |  |  | S05631 |  | TAMCO | GR1 | 20061107 | TX-500KVA |  | Pass | null
382389840 | TNB | DISTRIBUTION | KUALA SELANGOR | Existing |  |  | CLOSED | 11 kV | RYB | SHAH ALAM 2 FASA 5A4 NO.1 |  |  | S05711 |  |  |  |  | TX-500KVA |  | Pass | null
382389957 | TNB | DISTRIBUTION | KUALA SELANGOR | Existing |  |  | CLOSED | 11 kV | RYB | SHAH ALAM 2 5C 4 NO.1 |  |  | S05803 |  |  |  |  | TX-500KVA |  | Pass | null
382390078 | TNB | DISTRIBUTION | KUALA SELANGOR | Existing | BKSL/PCE/J00417/MB1 | 300538310 | CLOSED | 11 kV | RYB | SHAH ALAM 2 5C 4 NO.2 |  |  | S05807 |  | INDKOM | INS24 |  | TX-1000KVA |  | Pass | null
382390231 | TNB | DISTRIBUTION | KUALA SELANGOR | Existing | BKSL/PCE/J00875 | 300494295 | CLOSED | 11 kV | RYB | APARTMENT WARNASARI 2 |  |  | S05849 |  | INDKOM | N/A |  | TX1-750KVA |  | Pass | null
382390232 | TNB | DISTRIBUTION | KUALA SELANGOR | Existing | BKSL/PCE/J00875 | 300494295 | CLOSED | 11 kV | RYB | APARTMENT WARNASARI 2 |  |  | S05850 |  | INDKOM | N/A |  | TX2-750KVA |  | Pass | null
382390433 | TNB | DISTRIBUTION | KUALA SELANGOR | Existing | BKSL/PCE/J00842/MBRMU | 300511620 | CLOSED | 11 kV | RYB | IRON WORK 2/6 |  |  | R06929 |  | INDKOM | ID 2L+1T | 20150109 | TX-500KVA |  | Pass | null
382390554 | TNB | DISTRIBUTION | KUALA SELANGOR | Existing | BKSL/PCE/J00398/MB1 | 300500906 | CLOSED | 11 kV | RYB | TAMAN GELAMA |  |  | S05878 |  | INDKOM | INS24 |  | TX-300KVA |  | Pass | null
382390679 | TNB | DISTRIBUTION | KUALA SELANGOR | Existing | BKSL/PCE/J00837/MBRMU | 310400139 | CLOSED | 11 kV | RYB | PADAT RUMAH KEDAI SASARAN |  |  | S05783 |  |  | CSU 1436-500-11 | 20140102 | TX-500KVA |  | Pass | null
382390805 | TNB | DISTRIBUTION | KUALA SELANGOR | Existing |  |  | CLOSED | 11 kV | RYB | BEACON |  |  | R02113 |  |  |  |  | TX-100KVA |  | Pass | null
382390946 | TNB | DISTRIBUTION | KUALA SELANGOR | Existing | BKSL/PCE/J00873/MBRMU | 300500901 | CLOSED | 11 kV | RYB | RUMAH BANGLO PUNCAK ALAM JAYA 2 |  |  | S05883 |  | INDKOM | INS24 |  | TX-500KVA |  | Pass | null
382391085 | TNB | DISTRIBUTION | KUALA SELANGOR | Existing |  |  | CLOSED | 11 kV | RYB | VHF BATU ARANG |  |  | R07385 |  |  |  |  | TX-300KVA |  | Pass | null
382391204 | TNB | DISTRIBUTION | KUALA SELANGOR | Existing | BKSL/PCE/J00853/MBRMU | 300525029 | CLOSED | 11 kV | RYB | TMN KSU FASA 5 NO.1 |  |  | S05732 |  | INDKOM |  |  | TX-500KVA |  | Pass | null
382391335 | TNB | DISTRIBUTION | KUALA SELANGOR | Existing |  |  | CLOSED | 11 kV | RYB | STP PASIR PENAMBANG |  |  | S05696 |  |  |  |  | TX-500KVA |  | Pass | null
382391466 | TNB | DISTRIBUTION | KUALA SELANGOR | Existing | BKSL/PCE/J00373/MB1 | 300519856 | CLOSED | 11 kV | RYB | PEWIRA RAYA |  |  | S05831 |  |  | VRN 6A | 20150101 | TX-750KVA |  | Pass | null
382391716 | TNB | DISTRIBUTION | KUALA SELANGOR | Existing | BKSL/PCE/J00372/MB1 | 300519633 | CLOSED | 11 kV | RYB | JLN ANGGERIK TIRAM BUROK |  |  | S05159 |  |  | VRN 6A | 20150101 | TX-1000KVA |  | Pass | null
382391842 | TNB | DISTRIBUTION | KUALA SELANGOR | Existing |  |  | CLOSED | 11 kV | RYB | LADANG HOPEFUL |  |  | R07388 |  |  |  |  | TX-500KVA |  | Pass | null
382391991 | TNB | DISTRIBUTION | KUALA SELANGOR | Existing | BKSL/PCE/J00357/MBRMU1 | 300541057 | CLOSED | 11 kV | RYB | MAHSURI JLN PERDANA NO.1 |  |  | S05771 |  |  | 111111 | 20150101 | TX-1000KVA |  | Pass | null
382392117 | TNB | DISTRIBUTION | KUALA SELANGOR | Existing | BKSL/PCE/J00361/MB1 | 300537932 | CLOSED | 11 kV | RYB | APARTMENT SEKINCHAN |  |  | S05846 |  |  | 1D2L+1T | 28/07/2015 | TX-500KVA |  | Pass | null
382392333 | TNB | DISTRIBUTION | KUALA SELANGOR | Existing | BKSL/PCE/J00354/MBRMU1 | 300243247 | CLOSED | 11 kV | RYB | APARTMENT ALAM PERDANA 4 |  |  | R06384 |  | INDKOM | ZZT I/D INS24 | 26/06/1992 | TX-750KVA |  | Pass | null
382392334 | TNB | DISTRIBUTION | KUALA SELANGOR | Existing | BKSL/PCE/J00354/MBRMU1 | 300243247 | CLOSED | 11 kV | RYB | APARTMENT ALAM PERDANA 4 |  |  | R06383 |  | INDKOM | ZZT I/D INS24 | 26/06/1992 | TX-750KVA |  | Pass | null
382392558 | TNB | DISTRIBUTION | KUALA SELANGOR | Existing | BKSL/PCE/J00353/MBRMU1 | 300243244 | CLOSED | 11 kV | RYB | APARTMENT ALAM PERDANA 3 |  |  | R06379 |  | INDKOM | ZZZT O/D | 20/05/1982 | TX2-1000KVA |  | Pass | null
382392559 | TNB | DISTRIBUTION | KUALA SELANGOR | Existing | BKSL/PCE/J00353/MBRMU1 | 300243244 | CLOSED | 11 kV | RYB | APARTMENT ALAM PERDANA 3 |  |  | R06380 |  | INDKOM | ZZZT O/D | 20/05/1982 | TX1-1000KVA |  | Pass | null
382392798 | TNB | DISTRIBUTION | KUALA SELANGOR | Existing | BKSL/PCE/J00301/MBRMU1 | 300345116 | CLOSED | 11 kV | RYB | APARTMENT ALAM PERDANA 2 |  |  | R06376 |  | TOPRANK | ID 2L+2T | 20/05/2006 | TX2-750KVA |  | Pass | null
382392799 | TNB | DISTRIBUTION | KUALA SELANGOR | Existing | BKSL/PCE/J00301/MBRMU1 | 300345116 | CLOSED | 11 kV | RYB | APARTMENT ALAM PERDANA 2 |  |  | R06375 |  | TOPRANK | ID 2L+2T | 20/05/2006 | TX-750KVA |  | Pass | null
382393018 | TNB | DISTRIBUTION | KUALA SELANGOR | Existing | BKSL/PCE/J00664/MBRMU | 300344933 | CLOSED | 11 kV | RYB | LOJI AIR ALAM PERDANA P.ALAM |  |  | R05347 |  | TAMCO | GR1 | 14/02/2006 | TX-300KVA |  | Pass | null
382393139 | TNB | DISTRIBUTION | KUALA SELANGOR | Existing | BKSL/PCE/J00659/MBRMU | 300345441 | CLOSED | 11 kV | RYB | STP PERDANA ALAM JAYA |  |  | R04457 |  |  | ZZT | 14/11/2006 | TX-1000KVA |  | Pass | null
382393288 | TNB | DISTRIBUTION | KUALA SELANGOR | Existing | BKSL/PCE/J00658/MBRMU | 300345436 | CLOSED | 11 kV | RYB | PERDANA ALAM JAYA NO.1 |  |  | R04452 |  | TAMCO | GR1 | 20061110 | TX2-1000KVA |  | Pass | null
382393289 | TNB | DISTRIBUTION | KUALA SELANGOR | Existing | BKSL/PCE/J00658/MBRMU | 300345436 | CLOSED | 11 kV | RYB | PERDANA ALAM JAYA NO.1 |  |  | R04453 |  | TAMCO | GR1 | 20061110 | TX-1000KVA |  | Pass | null
382711350 | TNB | DISTRIBUTION | KUALA SELANGOR | Existing | BKSL/PCE/J00820/MBRMU | 300346281 | CLOSED | 11 kV | RYB | LYWOOD SG SEMBILANG |  |  | S05640 |  | TAMCO | GR1 | 22/03/2012 | TX-500KVA |  | Pass | null
382711475 | TNB | DISTRIBUTION | KUALA SELANGOR | Existing | BKSL/PCE/J00836/MBRMU | 300520561 | CLOSED | 11 kV | RYB | ZON IKS SG GULANG-GULANG |  |  | S05718 |  | INDKOM | INS24 | 20140101 | TX-300KVA |  | Pass | null
382711600 | TNB | DISTRIBUTION | KUALA SELANGOR | Existing | BKSL/PCE/J00552/MBRMU1 | 300343340 | CLOSED | 11 kV | RYB | LDG MINYAK |  |  | R05532 |  | MERLIN GERIN | MERLIN GERIN | 18/08/1998 | TX-300KVA |  | Pass | null
383385865 | TNB | DISTRIBUTION | KUALA SELANGOR | Existing | BKSL/PCE/J00436/MB1 | 310303687 | CLOSED | 11 kV | RYB | TYCOPLUS BT 22 IJOK |  |  | R08044 |  |  | VRN 2A |  | TX-1000KVA |  | Pass | null
383578733 | TNB | DISTRIBUTION | KUALA SELANGOR | Existing |  |  | CLOSED | 11 kV | RYB | BEACON |  |  | R02114 |  |  |  |  | TX-100KVA |  | Pass | null
383814915 | TNB | DISTRIBUTION | KUALA SELANGOR | Existing | BKSL/PCE/J00414/MB1 | 302869304 | CLOSED | 11 kV | RYB | PERUMAHAN FASA 4 PUNCAK BESTARI |  |  | S05918 |  | INDKOM | INS24 |  |  |  | Pass | null
383814916 | TNB | DISTRIBUTION | KUALA SELANGOR | Existing | BKSL/PCE/J00414/MB1 | 302869304 | CLOSED | 11 kV | RYB | PERUMAHAN FASA 4 PUNCAK BESTARI |  |  | S05917 |  | INDKOM | INS24 |  |  |  | Pass | null
383815129 | TNB | DISTRIBUTION | KUALA SELANGOR | Existing | BKSL/PCE/J00424/MB1 |  | CLOSED | 11 kV | RYB | REBAN AYAM BAIZILAH |  |  | S05925 | [6 empty] | Pass | null
383815246 | TNB | DISTRIBUTION | KUALA SELANGOR | Existing | BKSL/PCE/J00434/MB1 | 310158575 | CLOSED | 11 kV | RYB | Grp: Substation Comp. 1 |  |  | R08010 |  |  | VRN 2A |  |  |  | Pass | null
383819196 | TNB | DISTRIBUTION | KUALA SELANGOR | Existing |  |  | CLOSED | 11 kV | RYB | ONE SEKINCAN |  |  | S05935 | [6 empty] | Pass | null
383819310 | TNB | DISTRIBUTION | KUALA SELANGOR | Existing |  |  | CLOSED | 11 kV | RYB | Grp: Substation Comp. 1 |  |  | S05941 | [6 empty] | Pass | null
383819424 | TNB | DISTRIBUTION | KUALA SELANGOR | Existing |  |  | CLOSED | 11 kV | RYB | Grp: Substation Comp. 1 |  |  | S05949 | [6 empty] | Pass | null
384888538 | TNB | DISTRIBUTION | KUALA SELANGOR | Existing |  |  | CLOSED | 11 kV | RYB | D-KSL-C17-1624 |  |  | R08098 | [6 empty] | Pass | null
384888694 | TNB | DISTRIBUTION | KUALA SELANGOR | Existing | BKSL/PCE/J00451/MB1 | 310576584 | CLOSED | 11 kV | RYB | D-KSL-C17-1592 |  |  | R08104 |  |  | VRN 2A |  |  |  | Pass | null
384892864 | TNB | DISTRIBUTION | KUALA SELANGOR | Existing | BKSL/PCE/J00448/MB1 | 310555533 | CLOSED | 11 kV | RYB | D-KSL-C17-1525 |  |  | S05963 |  |  | VRN 2A |  | TX-300kVA |  | Pass | null
384893007 | TNB | DISTRIBUTION | KUALA SELANGOR | Existing |  |  | CLOSED | 11 kV | RYB | D-KSL-C17-1545 (tmn makmur) |  |  | S05966 |  |  |  |  | TX-500kVA |  | Pass | null
384893367 | TNB | DISTRIBUTION | KUALA SELANGOR | Existing | BKSL/PCE/J00442/MB1 | 310556333 | CLOSED | 11 kV | RYB | D-KSL-C17-1380 |  |  | S05959 |  | TAMCO | N/A |  | TX-500kVA |  | Pass | null
384893507 | TNB | DISTRIBUTION | KUALA SELANGOR | Existing | BKSL/PCE/J00444/MB1 | 310555534 | CLOSED | 11 kV | RYB | D-KSL-C17-1607 |  |  | S05956 |  |  | VRN 2A |  | TX-1000kVA |  | Pass | null
384965700 | TNB | DISTRIBUTION | KUALA SELANGOR | Existing |  |  | CLOSED | 11 kV | RYB | LOT 11311 TIAJ 2/5 |  |  | R08135 | [6 empty] | Pass | null
385030207 | TNB | DISTRIBUTION | KUALA SELANGOR | Existing |  |  | CLOSED | 11 kV | RYB | D-KSL-C17-1621 |  |  | R08147 | [6 empty] | Pass | null
385502547 | TNB | DISTRIBUTION | KUALA SELANGOR | Existing | BKSL/PCE/J00882/MB1 | 310616250 | CLOSED | 11 kV | RYB | D-KSL-C17-1638 |  |  | R08208 | INDKOM |  | INS24 |  | TX2 1000 kVA |  | Pass | null
385502548 | TNB | DISTRIBUTION | KUALA SELANGOR | Existing | BKSL/PCE/J00882/MB1 | 310616250 | CLOSED | 11 kV | RYB | D-KSL-C17-1638 |  |  | R08207 | INDKOM |  | INS24 |  | Tx1-1000 kVA |  | Pass | null
385502778 | TNB | DISTRIBUTION | KUALA SELANGOR | Existing | BKSL/PCE/J00881/MB1 | 310615114 | OPEN | 11 kV | RYB | D-KSL-C17-1497 |  |  | R08204 | INDKOM |  | INS24 |  | Tx2-1000 kVA |  | Pass | null
385502779 | TNB | DISTRIBUTION | KUALA SELANGOR | Existing | BKSL/PCE/J00881/MB1 | 310615114 | CLOSED | 11 kV | RYB | D-KSL-C17-1497 |  |  | R08203 | INDKOM |  | INS24 |  | Tx1-1000 kVA |  | Pass | null
385503219 | TNB | DISTRIBUTION | KUALA SELANGOR | Existing | BKSL/PCE/J00449/MB1 | 310447943 | CLOSED | 11 kV | RYB | D-KSL-C17-1588 |  |  | R08217 | TAMCO |  | N/A |  |  |  | Pass | null
385503220 | TNB | DISTRIBUTION | KUALA SELANGOR | Existing | BKSL/PCE/J00449/MB1 | 310447943 | CLOSED | 11 kV | RYB | D-KSL-C17-1588 |  |  | R08215 | TAMCO |  | N/A |  | Tx1- 500 kVA |  | Pass | null
387817178 | TNB | DISTRIBUTION | KUALA SELANGOR | Existing | BKSL/PCE/J00898/MB1 | 310844396 | CLOSED | 11 kV | RYB | D-KSL-C18-1555 | INST | YTBC | R08318 | LUCY |  | VRN 2A |  | TX-500kVA |  | Pass | null
387817359 | TNB | DISTRIBUTION | KUALA SELANGOR | Existing |  |  | CLOSED | 11 kV | RYB |  |  |  | R08326 |  |  |  |  | TX1-1000kVA |  | Pass | null
387817360 | TNB | DISTRIBUTION | KUALA SELANGOR | Existing |  |  | CLOSED | 11 kV | RYB |  |  |  | R08327 |  |  |  |  | TX2-1000kVA |  | Pass | null
388117509 | TNB | DISTRIBUTION | KUALA SELANGOR | Existing |  |  | CLOSED | 11 kV | RYB | SHAH ALAM 2 5A7 |  |  | S05946 | [6 empty] | Pass | null
388117510 | TNB | DISTRIBUTION | KUALA SELANGOR | Existing |  |  | CLOSED | 11 kV | RYB | SHAH ALAM 2 5A7 |  |  | S05905 | [6 empty] | Pass | null
389070836 | TNB | DISTRIBUTION | KUALA SELANGOR | Existing | BKSL/PCE/J00243/MBS00494 | 300022921 | CLOSED | 11 kV | RYB | PKNS BKT BELIMBING (R/MURAH) |  |  | S00497 | VEI | VEI | VEI | 26/06/1966 |  |  | Pass | null
390513548 | TNB | DISTRIBUTION | KUALA SELANGOR | Existing | BKSL/PCE/J00886/MB1 | 310673619 | CLOSED | 11 kV | RYB | D-KSL-C18-1627 |  |  | R08230 | LUCY |  | VRN 2A |  |  |  | Pass | null
390513675 | TNB | DISTRIBUTION | KUALA SELANGOR | Existing |  |  | CLOSED | 11 kV | RYB | D-KSL-C18-1653 |  |  | S05978 | [6 empty] | Pass | null
390513817 | TNB | DISTRIBUTION | KUALA SELANGOR | Existing |  |  | CLOSED | 11 kV | RYB | D-KSL-C19-1643 |  |  | S05982 | [6 empty] | Pass | null
393786139 | TNB | DISTRIBUTION | KUALA SELANGOR | Existing | BKSL/PCE/J00906/MB1 | 310896073 | CLOSED | 11 kV | RYB | D-KSL-C18-1668 | INST | YTBC | R08340 | TAMCO |  | N/A |  |  |  | Pass | null
393786140 | TNB | DISTRIBUTION | KUALA SELANGOR | Existing |  |  | CLOSED | 11 kV | RYB | D-KSL-C18-1668 |  |  | N/A | [6 empty] | Pass | null
393786355 | TNB | DISTRIBUTION | KUALA SELANGOR | Existing |  |  | CLOSED | 11 kV | RYB | D-KSL-C18-1658 |  |  | S06002 | [6 empty] | Pass | null
393786461 | TNB | DISTRIBUTION | KUALA SELANGOR | Existing |  |  | CLOSED | 11 kV | RYB | D-KSL-C18-1646 |  |  | R08343 | [6 empty] | Pass | null