## Pothead
Id | Owner Type | Owner Name | Operational Area | Status | Nominal Voltage | Type | Phasing | Substation Functional Location | Substation Name | Label | Remarks
376961700 | TNB | DISTRIBUTION | KUALA SELANGOR | Existing | 11 kV | PE MV TERMINAL | RYB | BKSL/PCE/J00438 | EASTBAY ENG TIAJ 2/8 | R05896 MULTI GUNA NO.3
376961701 | TNB | DISTRIBUTION | KUALA SELANGOR | Existing | 11 kV | PE MV TERMINAL | RYB | BKSL/PCE/J00438 | EASTBAY ENG TIAJ 2/8 | R06399 JS CONSC TRUCTION
376961704 | TNB | DISTRIBUTION | KUALA SELANGOR | Existing | 11 kV | PE MV TERMINAL | RYB | BKSL/PCE/J00438 | EASTBAY ENG TIAJ 2/8 | TX1-300kVA
376961829 | TNB | DISTRIBUTION | KUALA SELANGOR | Existing | 11 kV | PE MV TERMINAL | RYB | BKSL/PCE/J00416 | TMN KELISA | S05782 PADAT RUMAH KEDAI SASARAN
376961830 | TNB | DISTRIBUTION | KUALA SELANGOR | Existing | 11 kV | PE MV TERMINAL | RYB | BKSL/PCE/J00416 | TMN KELISA | S00289 TMN SENANGIN SG.BULOH
376961833 | TNB | DISTRIBUTION | KUALA SELANGOR | Existing | 11 kV | PE MV TERMINAL | RYB | BKSL/PCE/J00416 | TMN KELISA | TX1-500kVA
376961972 | TNB | DISTRIBUTION | KUALA SELANGOR | Existing | 11 kV | PE MV TERMINAL | RYB | BKSL/PCE/J00371 | KG SRI TIRAM BUROK | SPUR
376961973 | TNB | DISTRIBUTION | KUALA SELANGOR | Existing | 11 kV | PE MV TERMINAL | RYB | BKSL/PCE/J00371 | KG SRI TIRAM BUROK | S05794 SMK SERI TIRAM BUROK
376961976 | TNB | DISTRIBUTION | KUALA SELANGOR | Existing | 11 kV | PE MV TERMINAL | RYB | BKSL/PCE/J00371 | KG SRI TIRAM BUROK | TX1-500kVA
376962078 | TNB | DISTRIBUTION | KUALA SELANGOR | Existing | 11 kV | PE MV TERMINAL | RYB | BKSL/PCE/J00370 | SMK SERI TIRAM BUROK | S05795 KG SRI TIRAM BUROK
376962081 | TNB | DISTRIBUTION | KUALA SELANGOR | Existing | 11 kV | PE MV TERMINAL | RYB | BKSL/PCE/J00370 | SMK SERI TIRAM BUROK | TX1-300kVA
376962092 | TNB | DISTRIBUTION | KUALA SELANGOR | Existing | 11 kV | PE MV TERMINAL | RYB | BKSL/PCE/J00370 | SMK SERI TIRAM BUROK | S05761 JLN ANGGERIK TIRAM BUROK
376962095 | TNB | DISTRIBUTION | KUALA SELANGOR | Existing | 11 kV | PE MV TERMINAL | RYB | BKSL/PCE/J00370 | SMK SERI TIRAM BUROK | S01532 PT SERONG
377034958 | TNB | DISTRIBUTION | KUALA SELANGOR | Existing | 11 kV | PE MV TERMINAL | RYB | BKSL/PCE/J00433 | D-KSL-C17-1510 | S05626 PE RESTORAN MEWAH TG.KARANG
377034959 | TNB | DISTRIBUTION | KUALA SELANGOR | Existing | 11 kV | PE MV TERMINAL | RYB | BKSL/PCE/J00433 | D-KSL-C17-1510 | S150517 PE TMN RIA MAS NO.2
377034962 | TNB | DISTRIBUTION | KUALA SELANGOR | Existing | 11 kV | PE MV TERMINAL | RYB | BKSL/PCE/J00433 | D-KSL-C17-1510 | TX-500KVA
377966619 | TNB | DISTRIBUTION | KUALA SELANGOR | Existing | 11 kV | PE MV TERMINAL | RYB | BKSL/PCE/J00418 | Grp: Substation Comp. 1 | S05535 TMN WARISAN
377966620 | TNB | DISTRIBUTION | KUALA SELANGOR | Existing | 11 kV | PE MV TERMINAL | RYB | BKSL/PCE/J00418 | Grp: Substation Comp. 1 | S00108 SK BDR BARU
377966623 | TNB | DISTRIBUTION | KUALA SELANGOR | Existing | 11 kV | PE MV TERMINAL | RYB | BKSL/PCE/J00418 | Grp: Substation Comp. 1 | TX-1000KVA
377966837 | TNB | DISTRIBUTION | KUALA SELANGOR | Existing | 11 kV | PE MV TERMINAL | RYB | BKSL/PCE/J00421 | Grp: Substation Comp. 1 | R01866 HWA TEH
377966843 | TNB | DISTRIBUTION | KUALA SELANGOR | Existing | 11 kV | PE MV TERMINAL | RYB | BKSL/PCE/J00421 | Grp: Substation Comp. 1 | R05047 TMN SULUH BESTARI
377966864 | TNB | DISTRIBUTION | KUALA SELANGOR | Existing | 11 kV | PE MV TERMINAL | RYB | BKSL/PCE/J00421 | Grp: Substation Comp. 1 | PENGGUNA HT
377966889 | TNB | DISTRIBUTION | KUALA SELANGOR | Existing | 11 kV | PE MV TERMINAL | RYB | BKSL/PCE/J00439 | SRJKC JLN SASARAN | S01325 BAZAR SG BULOH
377966890 | TNB | DISTRIBUTION | KUALA SELANGOR | Existing | 11 kV | PE MV TERMINAL | RYB | BKSL/PCE/J00439 | SRJKC JLN SASARAN | S00288 TMN SRI PERTAMA
377966893 | TNB | DISTRIBUTION | KUALA SELANGOR | Existing | 11 kV | PE MV TERMINAL | RYB | BKSL/PCE/J00439 | SRJKC JLN SASARAN | TX-500kVA
379512324 | TNB | DISTRIBUTION | KUALA SELANGOR | Existing | 11 kV | PE MV TERMINAL | RYB | BKSL/PCE/J00452 | D-KSL-C17-1613 | S00513 : STS BKT TALANG
379512325 | TNB | DISTRIBUTION | KUALA SELANGOR | Existing | 11 kV | PE MV TERMINAL | RYB | BKSL/PCE/J00452 | D-KSL-C17-1613 | S01536 : PKNS RAJA MUSA
379512328 | TNB | DISTRIBUTION | KUALA SELANGOR | Existing | 11 kV | PE MV TERMINAL | RYB | BKSL/PCE/J00452 | D-KSL-C17-1613 | TX-300 kVA
379512455 | TNB | DISTRIBUTION | KUALA SELANGOR | Existing | 11 kV | PE MV TERMINAL | RYB | BKSL/PCE/J00884 | D-KSL-C17-1268 | S00479 : JPJ P.PENAMBANG
379512456 | TNB | DISTRIBUTION | KUALA SELANGOR | Existing | 11 kV | PE MV TERMINAL | RYB | BKSL/PCE/J00884 | D-KSL-C17-1268 | S00478 : PKN PENAMBANG
379512459 | TNB | DISTRIBUTION | KUALA SELANGOR | Existing | 11 kV | PE MV TERMINAL | RYB | BKSL/PCE/J00884 | D-KSL-C17-1268 | TX-1000 kVA
379787220 | TNB | DISTRIBUTION | KUALA SELANGOR | Existing | 11 kV | PE MV TERMINAL | RYB | BKSL/PCE/J00074 | KOSSAN 1 | S05461 PE LYWOOD SG SEMBILANG
379787224 | TNB | DISTRIBUTION | KUALA SELANGOR | Existing | 11 kV | PE MV TERMINAL | RYB | BKSL/PCE/J00074 | KOSSAN 1 | S05302 KOSSAN RUBBER NO 6
379787226 | TNB | DISTRIBUTION | KUALA SELANGOR | Existing | 11 kV | PE MV TERMINAL | RYB | BKSL/PCE/J00074 | KOSSAN 1 | S00214 PE KOSSAN NO 5
379787267 | TNB | DISTRIBUTION | KUALA SELANGOR | Existing | 11 kV | PE MV TERMINAL | RYB | BKSL/PCE/J00074 | KOSSAN 1 | PENGGUNA HT 11kV
379787344 | TNB | DISTRIBUTION | KUALA SELANGOR | Existing | 11 kV | PE MV TERMINAL | RYB | BKSL/PCE/J00540 | KOSSAN RUBBER NO 6 | PENGGUNA HT
379787353 | TNB | DISTRIBUTION | KUALA SELANGOR | Existing | 11 kV | PE MV TERMINAL | RYB | BKSL/PCE/J00540 | KOSSAN RUBBER NO 6 | S01418 PE KOSSAN NO4
379787364 | TNB | DISTRIBUTION | KUALA SELANGOR | Existing | 11 kV | PE MV TERMINAL | RYB | BKSL/PCE/J00540 | KOSSAN RUBBER NO 6 | S01414 KOSSAN 1
379787380 | TNB | DISTRIBUTION | KUALA SELANGOR | Existing | 11 kV | PE MV TERMINAL | RYB | BKSL/PCE/J00531 | KOSSAN RUBBER NO 5 | S01405 KOSSAN 3
379787381 | TNB | DISTRIBUTION | KUALA SELANGOR | Existing | 11 kV | PE MV TERMINAL | RYB | BKSL/PCE/J00531 | KOSSAN RUBBER NO 5 | S01416 KOSSAN 1
379787384 | TNB | DISTRIBUTION | KUALA SELANGOR | Existing | 11 kV | PE MV TERMINAL | RYB | BKSL/PCE/J00531 | KOSSAN RUBBER NO 5 | TX1-300kVA
379787464 | TNB | DISTRIBUTION | KUALA SELANGOR | Existing | 11 kV | PE MV TERMINAL | RYB | BKSL/PCE/J00072 | KOSSAN 3 | PENGGUNA HT 11kV
379787473 | TNB | DISTRIBUTION | KUALA SELANGOR | Existing | 11 kV | PE MV TERMINAL | RYB | BKSL/PCE/J00072 | KOSSAN 3 | S00211 SYNLE HART
379787484 | TNB | DISTRIBUTION | KUALA SELANGOR | Existing | 11 kV | PE MV TERMINAL | RYB | BKSL/PCE/J00072 | KOSSAN 3 | S00216 KOSSAN RUBBER NO 5
379787500 | TNB | DISTRIBUTION | KUALA SELANGOR | Existing | 11 kV | PE MV TERMINAL | RYB | BKSL/PCE/J00073 | SYNLE HART | S01404 KEM BINA INSAN
379787501 | TNB | DISTRIBUTION | KUALA SELANGOR | Existing | 11 kV | PE MV TERMINAL | RYB | BKSL/PCE/J00073 | SYNLE HART | S01407 KOSSAN 3
379787504 | TNB | DISTRIBUTION | KUALA SELANGOR | Existing | 11 kV | PE MV TERMINAL | RYB | BKSL/PCE/J00073 | SYNLE HART | TX1-500KVA
379787594 | TNB | DISTRIBUTION | KUALA SELANGOR | Existing | 11 kV | PE MV TERMINAL | RYB | BKSL/PCE/J00142 | KEM BINA INSAN SG SEMBILANG | S01401 PANTAI REMIS
379787595 | TNB | DISTRIBUTION | KUALA SELANGOR | Existing | 11 kV | PE MV TERMINAL | RYB | BKSL/PCE/J00142 | KEM BINA INSAN SG SEMBILANG | S00213 SYNLE HART
379787598 | TNB | DISTRIBUTION | KUALA SELANGOR | Existing | 11 kV | PE MV TERMINAL | RYB | BKSL/PCE/J00142 | KEM BINA INSAN SG SEMBILANG | TX1-300KVA
379787690 | TNB | DISTRIBUTION | KUALA SELANGOR | Existing | 11 kV | PE MV TERMINAL | RYB | BKSL/PCE/J00068 | PANTAI REMIS | S00198 MATAKKU
379787691 | TNB | DISTRIBUTION | KUALA SELANGOR | Existing | 11 kV | PE MV TERMINAL | RYB | BKSL/PCE/J00068 | PANTAI REMIS | S01402 KEM BINA INSAN SG SEMBILANG
379787694 | TNB | DISTRIBUTION | KUALA SELANGOR | Existing | 11 kV | PE MV TERMINAL | RYB | BKSL/PCE/J00068 | PANTAI REMIS | TX1-500kVA
379787775 | TNB | DISTRIBUTION | KUALA SELANGOR | Existing | 11 kV | PE MV TERMINAL | RYB | BKSL/PCE/J00141 | SW/STN TMN JATI | S05639 LYWOOD SG SEMBILANG
379787781 | TNB | DISTRIBUTION | KUALA SELANGOR | Existing | 11 kV | PE MV TERMINAL | RYB | BKSL/PCE/J00141 | SW/STN TMN JATI | S05572 PE SONG ENGINEERING
379787793 | TNB | DISTRIBUTION | KUALA SELANGOR | Existing | 11 kV | PE MV TERMINAL | RYB | BKSL/PCE/J00141 | SW/STN TMN JATI | PPU TPMU CB7
379787801 | TNB | DISTRIBUTION | KUALA SELANGOR | Existing | 11 kV | PE MV TERMINAL | RYB | BKSL/PCE/J00141 | SW/STN TMN JATI | TX1-1000KVA
379787808 | TNB | DISTRIBUTION | KUALA SELANGOR | Existing | 11 kV | PE MV TERMINAL | RYB | BKSL/PCE/J00141 | SW/STN TMN JATI | S05648 PE TAMBAK JAWA
379791527 | TNB | DISTRIBUTION | KUALA SELANGOR | Existing | 11 kV | PE MV TERMINAL | RYB | BKSL/PCE/J00160 | TMN SRI SEKINCHAN NO 1 | S01596 TMN SRI SEKINCHAN NO 2 (C)
379791528 | TNB | DISTRIBUTION | KUALA SELANGOR | Existing | 11 kV | PE MV TERMINAL | RYB | BKSL/PCE/J00160 | TMN SRI SEKINCHAN NO 1 | S01623 QTRS MAJLIS DAERAH SEKINCHAN
379791531 | TNB | DISTRIBUTION | KUALA SELANGOR | Existing | 11 kV | PE MV TERMINAL | RYB | BKSL/PCE/J00160 | TMN SRI SEKINCHAN NO 1 | TX1-1000kVA
379791623 | TNB | DISTRIBUTION | KUALA SELANGOR | Existing | 11 kV | PE MV TERMINAL | RYB | BKSL/PCE/J00313 | TMN SRI SEKINCHAN NO 2 (C) | S0057 TMN SRI SEKINCHAN NO 1
379791624 | TNB | DISTRIBUTION | KUALA SELANGOR | Existing | 11 kV | PE MV TERMINAL | RYB | BKSL/PCE/J00313 | TMN SRI SEKINCHAN NO 2 (C) | S00575 SEAFOOD BGN SEKINCHAN
379791627 | TNB | DISTRIBUTION | KUALA SELANGOR | Existing | 11 kV | PE MV TERMINAL | RYB | BKSL/PCE/J00313 | TMN SRI SEKINCHAN NO 2 (C) | TX1-500kVA
379791702 | TNB | DISTRIBUTION | KUALA SELANGOR | Existing | 11 kV | PE MV TERMINAL | RYB | BKSL/PCE/J00161 | SEAFOOD BGN SEKINCHAN | S01594 TMN SRI SEKINCHAN NO 2 (C)
379791705 | TNB | DISTRIBUTION | KUALA SELANGOR | Existing | 11 kV | PE MV TERMINAL | RYB | BKSL/PCE/J00161 | SEAFOOD BGN SEKINCHAN | TX1-1000kVA
379791722 | TNB | DISTRIBUTION | KUALA SELANGOR | Existing | 11 kV | PE MV TERMINAL | RYB | BKSL/PCE/J00161 | SEAFOOD BGN SEKINCHAN | S05770 MAHSURI JLN PERDANA NO.1
379791725 | TNB | DISTRIBUTION | KUALA SELANGOR | Existing | 11 kV | PE MV TERMINAL | RYB | BKSL/PCE/J00161 | SEAFOOD BGN SEKINCHAN | S01638 PUAS SEKINCHAN
379791820 | TNB | DISTRIBUTION | KUALA SELANGOR | Existing | 11 kV | PE MV TERMINAL | RYB | BKSL/PCE/J00164 | TELEKOM SEKINCHAN | S05580 SURIA PRESS
379791821 | TNB | DISTRIBUTION | KUALA SELANGOR | Existing | 11 kV | PE MV TERMINAL | RYB | BKSL/PCE/J00164 | TELEKOM SEKINCHAN | S05772 MAHSURI JLN PERDANA NO.1
379791824 | TNB | DISTRIBUTION | KUALA SELANGOR | Existing | 11 kV | PE MV TERMINAL | RYB | BKSL/PCE/J00164 | TELEKOM SEKINCHAN | TX1-750kVA
379791941 | TNB | DISTRIBUTION | KUALA SELANGOR | Existing | 11 kV | PE MV TERMINAL | RYB | BKSL/PCE/J00691 | SURIA PRESS | S05744 BERNAS (LPN)
379791942 | TNB | DISTRIBUTION | KUALA SELANGOR | Existing | 11 kV | PE MV TERMINAL | RYB | BKSL/PCE/J00691 | SURIA PRESS | S00584 TELEKOM SEKINCHAN
379791945 | TNB | DISTRIBUTION | KUALA SELANGOR | Existing | 11 kV | PE MV TERMINAL | RYB | BKSL/PCE/J00691 | SURIA PRESS | TX1-500kVA
379792035 | TNB | DISTRIBUTION | KUALA SELANGOR | Existing | 11 kV | PE MV TERMINAL | RYB | BKSL/PCE/J00143 | TMN RIA JAYA | S05940 D-KSL-C17-1534
379792036 | TNB | DISTRIBUTION | KUALA SELANGOR | Existing | 11 kV | PE MV TERMINAL | RYB | BKSL/PCE/J00143 | TMN RIA JAYA | PPU SKCN M CB 3
379792039 | TNB | DISTRIBUTION | KUALA SELANGOR | Existing | 11 kV | PE MV TERMINAL | RYB | BKSL/PCE/J00143 | TMN RIA JAYA | TX1-500kVA
379792131 | TNB | DISTRIBUTION | KUALA SELANGOR | Existing | 11 kV | PE MV TERMINAL | RYB | BKSL/PCE/J00165 | KEE HIN NO 1 | S00580 SEKINCHAN NO 2
379792132 | TNB | DISTRIBUTION | KUALA SELANGOR | Existing | 11 kV | PE MV TERMINAL | RYB | BKSL/PCE/J00165 | KEE HIN NO 1 | S05661 TAMAN INDAH 2
379792135 | TNB | DISTRIBUTION | KUALA SELANGOR | Existing | 11 kV | PE MV TERMINAL | RYB | BKSL/PCE/J00165 | KEE HIN NO 1 | TX1-750kVA
379792227 | TNB | DISTRIBUTION | KUALA SELANGOR | Existing | 11 kV | PE MV TERMINAL | RYB | BKSL/PCE/J00162 | SEKINCHAN NO 2(DEPAN BALAI POLIS SKN) | S00582 BGN SEKINCHAN
379792228 | TNB | DISTRIBUTION | KUALA SELANGOR | Existing | 11 kV | PE MV TERMINAL | RYB | BKSL/PCE/J00162 | SEKINCHAN NO 2(DEPAN BALAI POLIS SKN) | S00587 KEE HIN NO 1
379792231 | TNB | DISTRIBUTION | KUALA SELANGOR | Existing | 11 kV | PE MV TERMINAL | RYB | BKSL/PCE/J00162 | SEKINCHAN NO 2(DEPAN BALAI POLIS SKN) | TX1-1000kVA
379792323 | TNB | DISTRIBUTION | KUALA SELANGOR | Existing | 11 kV | PE MV TERMINAL | RYB | BKSL/PCE/J00163 | BGN SEKINCHAN | S05747 BERNAS (LPN)
379792324 | TNB | DISTRIBUTION | KUALA SELANGOR | Existing | 11 kV | PE MV TERMINAL | RYB | BKSL/PCE/J00163 | BGN SEKINCHAN | S00581 SEKINCHAN NO 2(DEPAN BALAI POLIS SKN)
379792327 | TNB | DISTRIBUTION | KUALA SELANGOR | Existing | 11 kV | PE MV TERMINAL | RYB | BKSL/PCE/J00163 | BGN SEKINCHAN | TX1-1000kVA
379792417 | TNB | DISTRIBUTION | KUALA SELANGOR | Existing | 11 kV | PE MV TERMINAL | RYB | BKSL/PCE/J00619 | PANJI MUARA | S05449 PE ZHONG LEE FISHERY
379792418 | TNB | DISTRIBUTION | KUALA SELANGOR | Existing | 11 kV | PE MV TERMINAL | RYB | BKSL/PCE/J00619 | PANJI MUARA | S00553 PE BERNAS (LPN)
379792421 | TNB | DISTRIBUTION | KUALA SELANGOR | Existing | 11 kV | PE MV TERMINAL | RYB | BKSL/PCE/J00619 | PANJI MUARA | TX1-1000kVA
379792511 | TNB | DISTRIBUTION | KUALA SELANGOR | Existing | 11 kV | PE MV TERMINAL | RYB | BKSL/PCE/J00166 | SITE C SEKINCHAN | S05523 SEK KEB SRI SEKINCAN
379792512 | TNB | DISTRIBUTION | KUALA SELANGOR | Existing | 11 kV | PE MV TERMINAL | RYB | BKSL/PCE/J00166 | SITE C SEKINCHAN | PPU SKCN M FDR5
379792515 | TNB | DISTRIBUTION | KUALA SELANGOR | Existing | 11 kV | PE MV TERMINAL | RYB | BKSL/PCE/J00166 | SITE C SEKINCHAN | TX1-1000kVA
379792607 | TNB | DISTRIBUTION | KUALA SELANGOR | Existing | 11 kV | PE MV TERMINAL | RYB | BKSL/PCE/J00167 | SELOKA GAGAH NO 1 | S01602 SELOKA GAGAH NO 2
379792608 | TNB | DISTRIBUTION | KUALA SELANGOR | Existing | 11 kV | PE MV TERMINAL | RYB | BKSL/PCE/J00167 | SELOKA GAGAH NO 1 | S05525 SEK KEB SRI SEKINCAN
379792611 | TNB | DISTRIBUTION | KUALA SELANGOR | Existing | 11 kV | PE MV TERMINAL | RYB | BKSL/PCE/J00167 | SELOKA GAGAH NO 1 | TX1-1000kVA
379792703 | TNB | DISTRIBUTION | KUALA SELANGOR | Existing | 11 kV | PE MV TERMINAL | RYB | BKSL/PCE/J00176 | SELOKA GAGAH NO 2 | S05934 ONE SEKINCAN
379792704 | TNB | DISTRIBUTION | KUALA SELANGOR | Existing | 11 kV | PE MV TERMINAL | RYB | BKSL/PCE/J00176 | SELOKA GAGAH NO 2 | S01601 SELOKA GAGAH NO 1
379792707 | TNB | DISTRIBUTION | KUALA SELANGOR | Existing | 11 kV | PE MV TERMINAL | RYB | BKSL/PCE/J00176 | SELOKA GAGAH NO 2 | TX1-1000kVA
379792799 | TNB | DISTRIBUTION | KUALA SELANGOR | Existing | 11 kV | PE MV TERMINAL | RYB | BKSL/PCE/J00589 | SEK KEB SRI SEKINCAN | S01599 SELOKA GAGAH NO 1
379792800 | TNB | DISTRIBUTION | KUALA SELANGOR | Existing | 11 kV | PE MV TERMINAL | RYB | BKSL/PCE/J00589 | SEK KEB SRI SEKINCAN | S01598 SITE C SEKINCHAN
379792803 | TNB | DISTRIBUTION | KUALA SELANGOR | Existing | 11 kV | PE MV TERMINAL | RYB | BKSL/PCE/J00589 | SEK KEB SRI SEKINCAN | TX-1000KVA
379792903 | TNB | DISTRIBUTION | KUALA SELANGOR | Existing | 11 kV | PE MV TERMINAL | RYB | BKSL/PCE/J00535 | ASIA AQUACULTURE BGN TENGKORAK | S05289 K/UDANG BGN TENGKORAK
379792904 | TNB | DISTRIBUTION | KUALA SELANGOR | Existing | 11 kV | PE MV TERMINAL | RYB | BKSL/PCE/J00535 | ASIA AQUACULTURE BGN TENGKORAK | S05818 KOLAM UDANG PARIT 3
379792907 | TNB | DISTRIBUTION | KUALA SELANGOR | Existing | 11 kV | PE MV TERMINAL | RYB | BKSL/PCE/J00535 | ASIA AQUACULTURE BGN TENGKORAK | TX1-750kVA
379793100 | TNB | DISTRIBUTION | KUALA SELANGOR | Existing | 11 kV | PE MV TERMINAL | RYB | BKSL/PCE/J00198 | K/UDANG BGN TENGKORAK | S05290 ASIA AQUACULTURE BGN TENGKORAK
379793101 | TNB | DISTRIBUTION | KUALA SELANGOR | Existing | 11 kV | PE MV TERMINAL | RYB | BKSL/PCE/J00198 | K/UDANG BGN TENGKORAK | S05477 SEKOLAH PT 3
379793104 | TNB | DISTRIBUTION | KUALA SELANGOR | Existing | 11 kV | PE MV TERMINAL | RYB | BKSL/PCE/J00198 | K/UDANG BGN TENGKORAK | TX1-750kVA
379793194 | TNB | DISTRIBUTION | KUALA SELANGOR | Existing | 11 kV | PE MV TERMINAL | RYB | BKSL/PCE/J00149 | KEE HIN NO 2 | S00545 GEMA JAYA
379793195 | TNB | DISTRIBUTION | KUALA SELANGOR | Existing | 11 kV | PE MV TERMINAL | RYB | BKSL/PCE/J00149 | KEE HIN NO 2 | PPU SKCN M FDR 7
379793198 | TNB | DISTRIBUTION | KUALA SELANGOR | Existing | 11 kV | PE MV TERMINAL | RYB | BKSL/PCE/J00149 | KEE HIN NO 2 | TX1-1000kVA
379793340 | TNB | DISTRIBUTION | KUALA SELANGOR | Existing | 11 kV | PE MV TERMINAL | RYB | BKSL/PCE/J00150 | GEMA JAYA | S00550 JURU JAYA
379793341 | TNB | DISTRIBUTION | KUALA SELANGOR | Existing | 11 kV | PE MV TERMINAL | RYB | BKSL/PCE/J00150 | GEMA JAYA | S00544 KEE HIN NO 2
379793344 | TNB | DISTRIBUTION | KUALA SELANGOR | Existing | 11 kV | PE MV TERMINAL | RYB | BKSL/PCE/J00150 | GEMA JAYA | TX1-500kVA
379793436 | TNB | DISTRIBUTION | KUALA SELANGOR | Existing | 11 kV | PE MV TERMINAL | RYB | BKSL/PCE/J00151 | JURU JAYA | S01632 SITE B SEKINCHAN
379793437 | TNB | DISTRIBUTION | KUALA SELANGOR | Existing | 11 kV | PE MV TERMINAL | RYB | BKSL/PCE/J00151 | JURU JAYA | S00547 GEMA JAYA
379793440 | TNB | DISTRIBUTION | KUALA SELANGOR | Existing | 11 kV | PE MV TERMINAL | RYB | BKSL/PCE/J00151 | JURU JAYA | TX1-750kVA
379793518 | TNB | DISTRIBUTION | KUALA SELANGOR | Existing | 11 kV | PE MV TERMINAL | RYB | BKSL/PCE/J00152 | SITE B SEKINCHAN | TX2-1000kVA
379793525 | TNB | DISTRIBUTION | KUALA SELANGOR | Existing | 11 kV | PE MV TERMINAL | RYB | BKSL/PCE/J00152 | SITE B SEKINCHAN | S01588 KLG SEMERAH PADI SITE A SEKINCHAN
379793533 | TNB | DISTRIBUTION | KUALA SELANGOR | Existing | 11 kV | PE MV TERMINAL | RYB | BKSL/PCE/J00152 | SITE B SEKINCHAN | S00548 JURU JAYA
379793543 | TNB | DISTRIBUTION | KUALA SELANGOR | Existing | 11 kV | PE MV TERMINAL | RYB | BKSL/PCE/J00152 | SITE B SEKINCHAN | TX1-1000kVA
379793689 | TNB | DISTRIBUTION | KUALA SELANGOR | Existing | 11 kV | PE MV TERMINAL | RYB | BKSL/PCE/J00348 | KLG SEMERAH PADI SITE A SEKINCHAN | TX2-1000kVA
379793696 | TNB | DISTRIBUTION | KUALA SELANGOR | Existing | 11 kV | PE MV TERMINAL | RYB | BKSL/PCE/J00348 | KLG SEMERAH PADI SITE A SEKINCHAN | S05790 SITE A SEKINCHAN
379793704 | TNB | DISTRIBUTION | KUALA SELANGOR | Existing | 11 kV | PE MV TERMINAL | RYB | BKSL/PCE/J00348 | KLG SEMERAH PADI SITE A SEKINCHAN | S01585 SITE B SEKINCHAN
379793714 | TNB | DISTRIBUTION | KUALA SELANGOR | Existing | 11 kV | PE MV TERMINAL | RYB | BKSL/PCE/J00348 | KLG SEMERAH PADI SITE A SEKINCHAN | TX1-300kVA
379793964 | TNB | DISTRIBUTION | KUALA SELANGOR | Existing | 11 kV | PE MV TERMINAL | RYB | BKSL/PCE/J00412 | JALAN PARIT 5 SAI KIM | S05789 SITE A SEKINCHAN
379793968 | TNB | DISTRIBUTION | KUALA SELANGOR | Existing | 11 kV | PE MV TERMINAL | RYB | BKSL/PCE/J00412 | JALAN PARIT 5 SAI KIM | TX1-300kVA
379793970 | TNB | DISTRIBUTION | KUALA SELANGOR | Existing | 11 kV | PE MV TERMINAL | RYB | BKSL/PCE/J00412 | JALAN PARIT 5 SAI KIM | PENGGUNA HT 11kV
379794011 | TNB | DISTRIBUTION | KUALA SELANGOR | Existing | 11 kV | PE MV TERMINAL | RYB | BKSL/PCE/J00412 | JALAN PARIT 5 SAI KIM | S05426 KLG PADI DATARAN PUSAKA
379794086 | TNB | DISTRIBUTION | KUALA SELANGOR | Existing | 11 kV | PE MV TERMINAL | RYB | BKSL/PCE/J00555 | KLG PADI DATARAN PUSAKA | TX2-1000kVA
379794093 | TNB | DISTRIBUTION | KUALA SELANGOR | Existing | 11 kV | PE MV TERMINAL | RYB | BKSL/PCE/J00555 | KLG PADI DATARAN PUSAKA | S05943 TMN SERI MANIK
379794101 | TNB | DISTRIBUTION | KUALA SELANGOR | Existing | 11 kV | PE MV TERMINAL | RYB | BKSL/PCE/J00555 | KLG PADI DATARAN PUSAKA | S05890 JALAN PARIT 5 SAI KIM
379794111 | TNB | DISTRIBUTION | KUALA SELANGOR | Existing | 11 kV | PE MV TERMINAL | RYB | BKSL/PCE/J00555 | KLG PADI DATARAN PUSAKA | TX1-1000kVA
379794260 | TNB | DISTRIBUTION | KUALA SELANGOR | Existing | 11 kV | PE MV TERMINAL | RYB | BKSL/PCE/J00153 | BERNAS (LPN) | S05582 SURIA PRESS
379794275 | TNB | DISTRIBUTION | KUALA SELANGOR | Existing | 11 kV | PE MV TERMINAL | RYB | BKSL/PCE/J00153 | BERNAS (LPN) | TX2-1000kVA
379794276 | TNB | DISTRIBUTION | KUALA SELANGOR | Existing | 11 kV | PE MV TERMINAL | RYB | BKSL/PCE/J00153 | BERNAS (LPN) | S01597 BGN SEKINCHAN
379794286 | TNB | DISTRIBUTION | KUALA SELANGOR | Existing | 11 kV | PE MV TERMINAL | RYB | BKSL/PCE/J00153 | BERNAS (LPN) | S05746 BUSTIE
379794289 | TNB | DISTRIBUTION | KUALA SELANGOR | Existing | 11 kV | PE MV TERMINAL | RYB | BKSL/PCE/J00153 | BERNAS (LPN) | TX1-1000kVA
379794298 | TNB | DISTRIBUTION | KUALA SELANGOR | Existing | 11 kV | PE MV TERMINAL | RYB | BKSL/PCE/J00153 | BERNAS (LPN) | S05745 BUSTIE
379794445 | TNB | DISTRIBUTION | KUALA SELANGOR | Existing | 11 kV | PE MV TERMINAL | RYB | BKSL/PCE/J00826 | TAMAN INDAH 2 | TX2-1000kVA
379794452 | TNB | DISTRIBUTION | KUALA SELANGOR | Existing | 11 kV | PE MV TERMINAL | RYB | BKSL/PCE/J00826 | TAMAN INDAH 2 | S00589 KEE HIN NO 1
379794460 | TNB | DISTRIBUTION | KUALA SELANGOR | Existing | 11 kV | PE MV TERMINAL | RYB | BKSL/PCE/J00826 | TAMAN INDAH 2 | S05942 D-KSL-C17-1534
379794470 | TNB | DISTRIBUTION | KUALA SELANGOR | Existing | 11 kV | PE MV TERMINAL | RYB | BKSL/PCE/J00826 | TAMAN INDAH 2 | TX1-1000kVA
379794616 | TNB | DISTRIBUTION | KUALA SELANGOR | Existing | 11 kV | PE MV TERMINAL | RYB | BKSL/PCE/J00312 | BALAI BOMBA SEKINCHAN | TX2-1000kVA
379794623 | TNB | DISTRIBUTION | KUALA SELANGOR | Existing | 11 kV | PE MV TERMINAL | RYB | BKSL/PCE/J00312 | BALAI BOMBA SEKINCHAN | S01581 PE HOTEL DELUXE
379794631 | TNB | DISTRIBUTION | KUALA SELANGOR | Existing | 11 kV | PE MV TERMINAL | RYB | BKSL/PCE/J00312 | BALAI BOMBA SEKINCHAN | PPU SKCN M FDR9
379794641 | TNB | DISTRIBUTION | KUALA SELANGOR | Existing | 11 kV | PE MV TERMINAL | RYB | BKSL/PCE/J00312 | BALAI BOMBA SEKINCHAN | TX1-500kVA
379794791 | TNB | DISTRIBUTION | KUALA SELANGOR | Existing | 11 kV | PE MV TERMINAL | RYB | BKSL/PCE/J00144 | HOTEL DELUXE | TX2-1000kVA
379794798 | TNB | DISTRIBUTION | KUALA SELANGOR | Existing | 11 kV | PE MV TERMINAL | RYB | BKSL/PCE/J00144 | HOTEL DELUXE | S01582 TOKONG BUDHA SEKINCHAN
379794806 | TNB | DISTRIBUTION | KUALA SELANGOR | Existing | 11 kV | PE MV TERMINAL | RYB | BKSL/PCE/J00144 | HOTEL DELUXE | S01614 BALAI BOMBA SEKINCHAN
379794816 | TNB | DISTRIBUTION | KUALA SELANGOR | Existing | 11 kV | PE MV TERMINAL | RYB | BKSL/PCE/J00144 | HOTEL DELUXE | TX1-750kVA
379794974 | TNB | DISTRIBUTION | KUALA SELANGOR | Existing | 11 kV | PE MV TERMINAL | RYB | BKSL/PCE/J00341 | TOKONG BUDHA SEKINCHAN | S00669 T/A 6 BAN 2
379794975 | TNB | DISTRIBUTION | KUALA SELANGOR | Existing | 11 kV | PE MV TERMINAL | RYB | BKSL/PCE/J00341 | TOKONG BUDHA SEKINCHAN | S05754 "TOKONG SEKINCHAN, L672"
379794978 | TNB | DISTRIBUTION | KUALA SELANGOR | Existing | 11 kV | PE MV TERMINAL | RYB | BKSL/PCE/J00341 | TOKONG BUDHA SEKINCHAN | TX1-750kVA
379795068 | TNB | DISTRIBUTION | KUALA SELANGOR | Existing | 11 kV | PE MV TERMINAL | RYB | BKSL/PCE/J00878 | L672 TOKONG CINA | S01582 TOKONG BUDHA SEKINCHAN
379795069 | TNB | DISTRIBUTION | KUALA SELANGOR | Existing | 11 kV | PE MV TERMINAL | RYB | BKSL/PCE/J00878 | L672 TOKONG CINA | S00535 HOTEL DELUXE
379795072 | TNB | DISTRIBUTION | KUALA SELANGOR | Existing | 11 kV | PE MV TERMINAL | RYB | BKSL/PCE/J00878 | L672 TOKONG CINA | TX1-1000kVA
379795164 | TNB | DISTRIBUTION | KUALA SELANGOR | Existing | 11 kV | PE MV TERMINAL | RYB | BKSL/PCE/J00562 | T/A 6 BAN 2 | S05907 CTS COOKIES PT7
379795165 | TNB | DISTRIBUTION | KUALA SELANGOR | Existing | 11 kV | PE MV TERMINAL | RYB | BKSL/PCE/J00562 | T/A 6 BAN 2 | S01583 TOKONG BUDHA SEKINCHAN
379795168 | TNB | DISTRIBUTION | KUALA SELANGOR | Existing | 11 kV | PE MV TERMINAL | RYB | BKSL/PCE/J00562 | T/A 6 BAN 2 | TX1-100kVA
379795258 | TNB | DISTRIBUTION | KUALA SELANGOR | Existing | 11 kV | PE MV TERMINAL | RYB | BKSL/PCE/J00415 | CTS COOKIES PARIT 7 | S00667 PT 7 BAN 2
379795259 | TNB | DISTRIBUTION | KUALA SELANGOR | Existing | 11 kV | PE MV TERMINAL | RYB | BKSL/PCE/J00415 | CTS COOKIES PARIT 7 | S00668 T/A 6 BAN 2
379795262 | TNB | DISTRIBUTION | KUALA SELANGOR | Existing | 11 kV | PE MV TERMINAL | RYB | BKSL/PCE/J00415 | CTS COOKIES PARIT 7 | TX1-500kVA
379795352 | TNB | DISTRIBUTION | KUALA SELANGOR | Existing | 11 kV | PE MV TERMINAL | RYB | BKSL/PCE/J00315 | PT 7 BAN 2 | S00664 PT 8 BAN 2
379795353 | TNB | DISTRIBUTION | KUALA SELANGOR | Existing | 11 kV | PE MV TERMINAL | RYB | BKSL/PCE/J00315 | PT 7 BAN 2 | S05909 CTS COOKIES PT7
379795356 | TNB | DISTRIBUTION | KUALA SELANGOR | Existing | 11 kV | PE MV TERMINAL | RYB | BKSL/PCE/J00315 | PT 7 BAN 2 | TX1-300kVA
379795446 | TNB | DISTRIBUTION | KUALA SELANGOR | Existing | 11 kV | PE MV TERMINAL | RYB | BKSL/PCE/J00316 | PT 8 BAN 2 | S01610 T/A 8 BAN 2
379795447 | TNB | DISTRIBUTION | KUALA SELANGOR | Existing | 11 kV | PE MV TERMINAL | RYB | BKSL/PCE/J00316 | PT 8 BAN 2 | S00665 PT 7 BAN 2
379795450 | TNB | DISTRIBUTION | KUALA SELANGOR | Existing | 11 kV | PE MV TERMINAL | RYB | BKSL/PCE/J00316 | PT 8 BAN 2 | TX1-300kVA
379795540 | TNB | DISTRIBUTION | KUALA SELANGOR | Existing | 11 kV | PE MV TERMINAL | RYB | BKSL/PCE/J00317 | T/A 8 BAN 2 | S00661 PT 9 BAN 2
379795541 | TNB | DISTRIBUTION | KUALA SELANGOR | Existing | 11 kV | PE MV TERMINAL | RYB | BKSL/PCE/J00317 | T/A 8 BAN 2 | S00662 PT 8 BAN 2
379795544 | TNB | DISTRIBUTION | KUALA SELANGOR | Existing | 11 kV | PE MV TERMINAL | RYB | BKSL/PCE/J00317 | T/A 8 BAN 2 | TX1-300kVA
379795634 | TNB | DISTRIBUTION | KUALA SELANGOR | Existing | 11 kV | PE MV TERMINAL | RYB | BKSL/PCE/J00576 | PT 9 BAN 2 | S00656 TALIAIR 9 BAN 2
379795635 | TNB | DISTRIBUTION | KUALA SELANGOR | Existing | 11 kV | PE MV TERMINAL | RYB | BKSL/PCE/J00576 | PT 9 BAN 2 | S01608 T/A 8 BAN 2
379795638 | TNB | DISTRIBUTION | KUALA SELANGOR | Existing | 11 kV | PE MV TERMINAL | RYB | BKSL/PCE/J00576 | PT 9 BAN 2 | TX1-300kVA
379795717 | TNB | DISTRIBUTION | KUALA SELANGOR | Existing | 11 kV | PE MV TERMINAL | RYB | BKSL/PCE/J00611 | YEAP JING HONG | HT CUSTOMER
379795726 | TNB | DISTRIBUTION | KUALA SELANGOR | Existing | 11 kV | PE MV TERMINAL | RYB | BKSL/PCE/J00611 | YEAP JING HONG | R05426 : GEMHARTA
379795737 | TNB | DISTRIBUTION | KUALA SELANGOR | Existing | 11 kV | PE MV TERMINAL | RYB | BKSL/PCE/J00611 | YEAP JING HONG | PPU CLFD CB5
379795753 | TNB | DISTRIBUTION | KUALA SELANGOR | Existing | 11 kV | PE MV TERMINAL | RYB | BKSL/PCE/J00781 | GEMHARTA | R05405 : PE VPN MARKETING (M) S/B
379795754 | TNB | DISTRIBUTION | KUALA SELANGOR | Existing | 11 kV | PE MV TERMINAL | RYB | BKSL/PCE/J00781 | GEMHARTA | R06497 : YEAP JING HONG
379795757 | TNB | DISTRIBUTION | KUALA SELANGOR | Existing | 11 kV | PE MV TERMINAL | RYB | BKSL/PCE/J00781 | GEMHARTA | 500KVA
379795847 | TNB | DISTRIBUTION | KUALA SELANGOR | Existing | 11 kV | PE MV TERMINAL | RYB | BKSL/PCE/J00780 | VPN MARKETING (M) | R06706 : FORWARD SCOPE
379795848 | TNB | DISTRIBUTION | KUALA SELANGOR | Existing | 11 kV | PE MV TERMINAL | RYB | BKSL/PCE/J00780 | VPN MARKETING (M) | R05428 : GEMHARTA
379795851 | TNB | DISTRIBUTION | KUALA SELANGOR | Existing | 11 kV | PE MV TERMINAL | RYB | BKSL/PCE/J00780 | VPN MARKETING (M) | 1000KVA
379795941 | TNB | DISTRIBUTION | KUALA SELANGOR | Existing | 11 kV | PE MV TERMINAL | RYB | BKSL/PCE/J00779 | KHUEN HING METAL SDN BHD | R05783 : HF MAROSHUMI ALAM JAYA
379795942 | TNB | DISTRIBUTION | KUALA SELANGOR | Existing | 11 kV | PE MV TERMINAL | RYB | BKSL/PCE/J00779 | KHUEN HING METAL SDN BHD | R06704 : FORWARD SCOPE
379795945 | TNB | DISTRIBUTION | KUALA SELANGOR | Existing | 11 kV | PE MV TERMINAL | RYB | BKSL/PCE/J00779 | KHUEN HING METAL SDN BHD | 500KVA
379796035 | TNB | DISTRIBUTION | KUALA SELANGOR | Existing | 11 kV | PE MV TERMINAL | RYB | BKSL/PCE/J00778 | HF MAROSHUMI ALAM JAYA | R05277 : SAM TECK IND ALAM JAYA
379796036 | TNB | DISTRIBUTION | KUALA SELANGOR | Existing | 11 kV | PE MV TERMINAL | RYB | BKSL/PCE/J00778 | HF MAROSHUMI ALAM JAYA | R05278 : KHUEN HING METAL SDN BHD
379796039 | TNB | DISTRIBUTION | KUALA SELANGOR | Existing | 11 kV | PE MV TERMINAL | RYB | BKSL/PCE/J00778 | HF MAROSHUMI ALAM JAYA | 1000KVA
379796129 | TNB | DISTRIBUTION | KUALA SELANGOR | Existing | 11 kV | PE MV TERMINAL | RYB | BKSL/PCE/J00777 | KLG SANTEX | R05392 : MULTIGUNA NO.2
379796130 | TNB | DISTRIBUTION | KUALA SELANGOR | Existing | 11 kV | PE MV TERMINAL | RYB | BKSL/PCE/J00777 | KLG SANTEX | R05781 : HF MAROSHUMI ALAM JAYA
379796133 | TNB | DISTRIBUTION | KUALA SELANGOR | Existing | 11 kV | PE MV TERMINAL | RYB | BKSL/PCE/J00777 | KLG SANTEX | 750KVA
379796223 | TNB | DISTRIBUTION | KUALA SELANGOR | Existing | 11 kV | PE MV TERMINAL | RYB | BKSL/PCE/J00776 | MULTIGUNA NO.2 | S05743 : ADVANCE PRELUDE
379796224 | TNB | DISTRIBUTION | KUALA SELANGOR | Existing | 11 kV | PE MV TERMINAL | RYB | BKSL/PCE/J00776 | MULTIGUNA NO.2 | R05275 : SAM TECK IND ALAM JAYA
379796227 | TNB | DISTRIBUTION | KUALA SELANGOR | Existing | 11 kV | PE MV TERMINAL | RYB | BKSL/PCE/J00776 | MULTIGUNA NO.2 | 750KVA
379796317 | TNB | DISTRIBUTION | KUALA SELANGOR | Existing | 11 kV | PE MV TERMINAL | RYB | BKSL/PCE/J00775 | ADVANCE PRELUDE | R06151 : TS ENG WORK ALAM JAYA
379796318 | TNB | DISTRIBUTION | KUALA SELANGOR | Existing | 11 kV | PE MV TERMINAL | RYB | BKSL/PCE/J00775 | ADVANCE PRELUDE | R05394 : MULTIGUNA NO.2
379796321 | TNB | DISTRIBUTION | KUALA SELANGOR | Existing | 11 kV | PE MV TERMINAL | RYB | BKSL/PCE/J00775 | ADVANCE PRELUDE | TX1- 1000KVA
379796501 | TNB | DISTRIBUTION | KUALA SELANGOR | Existing | 11 kV | PE MV TERMINAL | RYB | BKSL/PCE/J00767 | MANETWTECH BELLE ALAM JAYA | R05404 MARKLON INDS
379796527 | TNB | DISTRIBUTION | KUALA SELANGOR | Existing | 11 kV | PE MV TERMINAL | RYB | BKSL/PCE/J00767 | MANETWTECH BELLE ALAM JAYA | R06528 : PE TOONG HENG LOONG
379796529 | TNB | DISTRIBUTION | KUALA SELANGOR | Existing | 11 kV | PE MV TERMINAL | RYB | BKSL/PCE/J00767 | MANETWTECH BELLE ALAM JAYA | PPU CLFD CB8
379796535 | TNB | DISTRIBUTION | KUALA SELANGOR | Existing | 11 kV | PE MV TERMINAL | RYB | BKSL/PCE/J00767 | MANETWTECH BELLE ALAM JAYA | 750KVA
379796536 | TNB | DISTRIBUTION | KUALA SELANGOR | Existing | 11 kV | PE MV TERMINAL | RYB | BKSL/PCE/J00767 | MANETWTECH BELLE ALAM JAYA | 750KVA
379796788 | TNB | DISTRIBUTION | KUALA SELANGOR | Existing | 11 kV | PE MV TERMINAL | RYB | BKSL/PCE/J00835 | TOONG HENG LONG | R06928 IRON WORK 2/6
379796789 | TNB | DISTRIBUTION | KUALA SELANGOR | Existing | 11 kV | PE MV TERMINAL | RYB | BKSL/PCE/J00835 | TOONG HENG LONG | R06321 : MANETWTECH BELLE ALAM JAYA
379796792 | TNB | DISTRIBUTION | KUALA SELANGOR | Existing | 11 kV | PE MV TERMINAL | RYB | BKSL/PCE/J00835 | TOONG HENG LONG | TX-500KVA
379796882 | TNB | DISTRIBUTION | KUALA SELANGOR | Existing | 11 kV | PE MV TERMINAL | RYB | BKSL/PCE/J00759 | OHTSUKI SEIKO | R07570 : ASSIGN PRECISION
379796883 | TNB | DISTRIBUTION | KUALA SELANGOR | Existing | 11 kV | PE MV TERMINAL | RYB | BKSL/PCE/J00759 | OHTSUKI SEIKO | R06933 : PE YEAP JING FONG 2/6
379796886 | TNB | DISTRIBUTION | KUALA SELANGOR | Existing | 11 kV | PE MV TERMINAL | RYB | BKSL/PCE/J00759 | OHTSUKI SEIKO | 1000KVA
379796976 | TNB | DISTRIBUTION | KUALA SELANGOR | Existing | 11 kV | PE MV TERMINAL | RYB | BKSL/PCE/J00760 | LITEX METAL SDN BHD | R05676 : FUJI BAKERY P.ALAM
379796977 | TNB | DISTRIBUTION | KUALA SELANGOR | Existing | 11 kV | PE MV TERMINAL | RYB | BKSL/PCE/J00760 | LITEX METAL SDN BHD | R07572 : ASSIGN PRECISION
379796980 | TNB | DISTRIBUTION | KUALA SELANGOR | Existing | 11 kV | PE MV TERMINAL | RYB | BKSL/PCE/J00760 | LITEX METAL SDN BHD | 750KVA
379797070 | TNB | DISTRIBUTION | KUALA SELANGOR | Existing | 11 kV | PE MV TERMINAL | RYB | BKSL/PCE/J00761 | FUJI BAKERY P.ALAM | R05407 : PROGRESSIVE FOAM
379797071 | TNB | DISTRIBUTION | KUALA SELANGOR | Existing | 11 kV | PE MV TERMINAL | RYB | BKSL/PCE/J00761 | FUJI BAKERY P.ALAM | R05863 : LITEX METAL SDN BHD
379797074 | TNB | DISTRIBUTION | KUALA SELANGOR | Existing | 11 kV | PE MV TERMINAL | RYB | BKSL/PCE/J00761 | FUJI BAKERY P.ALAM | 750KVA
379797164 | TNB | DISTRIBUTION | KUALA SELANGOR | Existing | 11 kV | PE MV TERMINAL | RYB | BKSL/PCE/J00762 | PROGRESSIVE FOAM | R05720 : PE AROTECH SDN BHD
379797165 | TNB | DISTRIBUTION | KUALA SELANGOR | Existing | 11 kV | PE MV TERMINAL | RYB | BKSL/PCE/J00762 | PROGRESSIVE FOAM | R05674 : FUJI BAKERY P.ALAM
379797168 | TNB | DISTRIBUTION | KUALA SELANGOR | Existing | 11 kV | PE MV TERMINAL | RYB | BKSL/PCE/J00762 | PROGRESSIVE FOAM | 500KVA
379797258 | TNB | DISTRIBUTION | KUALA SELANGOR | Existing | 11 kV | PE MV TERMINAL | RYB | BKSL/PCE/J00763 | AGRO TECH ALAM JAYA | R04736 : INDUSTRI ALAM JAYA NO.7
379797259 | TNB | DISTRIBUTION | KUALA SELANGOR | Existing | 11 kV | PE MV TERMINAL | RYB | BKSL/PCE/J00763 | AGRO TECH ALAM JAYA | R05409 : PROGRESSIVE FOAM
379797262 | TNB | DISTRIBUTION | KUALA SELANGOR | Existing | 11 kV | PE MV TERMINAL | RYB | BKSL/PCE/J00763 | AGRO TECH ALAM JAYA | TX-500KVA
379797340 | TNB | DISTRIBUTION | KUALA SELANGOR | Existing | 11 kV | PE MV TERMINAL | RYB | BKSL/PCE/J00764 | INDUSTRI ALAM JAYA NO.7 | 750KVA
379797347 | TNB | DISTRIBUTION | KUALA SELANGOR | Existing | 11 kV | PE MV TERMINAL | RYB | BKSL/PCE/J00764 | INDUSTRI ALAM JAYA NO.7 | R05245 : SANON PRINTING
379797355 | TNB | DISTRIBUTION | KUALA SELANGOR | Existing | 11 kV | PE MV TERMINAL | RYB | BKSL/PCE/J00764 | INDUSTRI ALAM JAYA NO.7 | R05722 : PE AROTECH SDN BHD
379797365 | TNB | DISTRIBUTION | KUALA SELANGOR | Existing | 11 kV | PE MV TERMINAL | RYB | BKSL/PCE/J00764 | INDUSTRI ALAM JAYA NO.7 | 750KVA
379797523 | TNB | DISTRIBUTION | KUALA SELANGOR | Existing | 11 kV | PE MV TERMINAL | RYB | BKSL/PCE/J00765 | SANON PRINTING | R05248 : GIMATECH MALAYSIA
379797524 | TNB | DISTRIBUTION | KUALA SELANGOR | Existing | 11 kV | PE MV TERMINAL | RYB | BKSL/PCE/J00765 | SANON PRINTING | R04738 : INDUSTRI ALAM JAYA NO.7
379797527 | TNB | DISTRIBUTION | KUALA SELANGOR | Existing | 11 kV | PE MV TERMINAL | RYB | BKSL/PCE/J00765 | SANON PRINTING | 500KVA
379797617 | TNB | DISTRIBUTION | KUALA SELANGOR | Existing | 11 kV | PE MV TERMINAL | RYB | BKSL/PCE/J00766 | GIMATECH MALAYSIA | R06325 : MULTIGUNA TIAJ 2 /9[OFF]
379797618 | TNB | DISTRIBUTION | KUALA SELANGOR | Existing | 11 kV | PE MV TERMINAL | RYB | BKSL/PCE/J00766 | GIMATECH MALAYSIA | R05247 : SANON PRINTING
379797621 | TNB | DISTRIBUTION | KUALA SELANGOR | Existing | 11 kV | PE MV TERMINAL | RYB | BKSL/PCE/J00766 | GIMATECH MALAYSIA | 500KVA
379797711 | TNB | DISTRIBUTION | KUALA SELANGOR | Existing | 11 kV | PE MV TERMINAL | RYB | BKSL/PCE/J00768 | MULTIGUNA TIAJ 2 /9 | R06391: PDT BAN GUAT HUAT
379797712 | TNB | DISTRIBUTION | KUALA SELANGOR | Existing | 11 kV | PE MV TERMINAL | RYB | BKSL/PCE/J00768 | MULTIGUNA TIAJ 2 /9 | R05250 : GIMATECH MALAYSIA
379797715 | TNB | DISTRIBUTION | KUALA SELANGOR | Existing | 11 kV | PE MV TERMINAL | RYB | BKSL/PCE/J00768 | MULTIGUNA TIAJ 2 /9 | TX1- 500KVA
379797796 | TNB | DISTRIBUTION | KUALA SELANGOR | Existing | 11 kV | PE MV TERMINAL | RYB | BKSL/PCE/J00741 | STN SUIS BASIC AVENUE ALAM JAYA | PENGGUNA HT
379797802 | TNB | DISTRIBUTION | KUALA SELANGOR | Existing | 11 kV | PE MV TERMINAL | RYB | BKSL/PCE/J00741 | STN SUIS BASIC AVENUE ALAM JAYA | PPU PAM1 CB7
379797814 | TNB | DISTRIBUTION | KUALA SELANGOR | Existing | 11 kV | PE MV TERMINAL | RYB | BKSL/PCE/J00741 | STN SUIS BASIC AVENUE ALAM JAYA | SPARE
379797822 | TNB | DISTRIBUTION | KUALA SELANGOR | Existing | 11 kV | PE MV TERMINAL | RYB | BKSL/PCE/J00741 | STN SUIS BASIC AVENUE ALAM JAYA | SPARE
379797826 | TNB | DISTRIBUTION | KUALA SELANGOR | Existing | 11 kV | PE MV TERMINAL | RYB | BKSL/PCE/J00741 | STN SUIS BASIC AVENUE ALAM JAYA | PPU DESA COALFIELD CB6
379797829 | TNB | DISTRIBUTION | KUALA SELANGOR | Existing | 11 kV | PE MV TERMINAL | RYB | BKSL/PCE/J00741 | STN SUIS BASIC AVENUE ALAM JAYA | R04743 INDS ALAM JAYA NO.5
379797951 | TNB | DISTRIBUTION | KUALA SELANGOR | Existing | 11 kV | PE MV TERMINAL | RYB | BKSL/PCE/J00806 | SSU PPAJ NO.1 JLN PPAJ (CB10) | R08134 LOT 11311 TIAJ 2/5
379797957 | TNB | DISTRIBUTION | KUALA SELANGOR | Existing | 11 kV | PE MV TERMINAL | RYB | BKSL/PCE/J00806 | SSU PPAJ NO.1 JLN PPAJ (CB10) | PENGGUNA
379797969 | TNB | DISTRIBUTION | KUALA SELANGOR | Existing | 11 kV | PE MV TERMINAL | RYB | BKSL/PCE/J00806 | SSU PPAJ NO.1 JLN PPAJ (CB10) | R06040 PPAJ NO.2
379797977 | TNB | DISTRIBUTION | KUALA SELANGOR | Existing | 11 kV | PE MV TERMINAL | RYB | BKSL/PCE/J00806 | SSU PPAJ NO.1 JLN PPAJ (CB10) | R08319 PE JLN TUNGSTON IJOK
379797981 | TNB | DISTRIBUTION | KUALA SELANGOR | Existing | 11 kV | PE MV TERMINAL | RYB | BKSL/PCE/J00806 | SSU PPAJ NO.1 JLN PPAJ (CB10) | PPU CLFD CB10
379797984 | TNB | DISTRIBUTION | KUALA SELANGOR | Existing | 11 kV | PE MV TERMINAL | RYB | BKSL/PCE/J00806 | SSU PPAJ NO.1 JLN PPAJ (CB10) | R06522 : CHUA ENG PHUA
379798021 | TNB | DISTRIBUTION | KUALA SELANGOR | Existing | 11 kV | PE MV TERMINAL | RYB | BKSL/PCE/J00807 | PPAJ NO.2 | R06039 : PASARAYA ECONSAVE ALAM JAYA
379798022 | TNB | DISTRIBUTION | KUALA SELANGOR | Existing | 11 kV | PE MV TERMINAL | RYB | BKSL/PCE/J00807 | PPAJ NO.2 | R06011 : SSU PPAJ NO.1 JLN PPAJ
379798025 | TNB | DISTRIBUTION | KUALA SELANGOR | Existing | 11 kV | PE MV TERMINAL | RYB | BKSL/PCE/J00807 | PPAJ NO.2 | TX-1000KVA
379798115 | TNB | DISTRIBUTION | KUALA SELANGOR | Existing | 11 kV | PE MV TERMINAL | RYB | BKSL/PCE/J00808 | PASARAYA ECONSAVE ALAM JAYA | R06826 PPAJ NO.4
379798116 | TNB | DISTRIBUTION | KUALA SELANGOR | Existing | 11 kV | PE MV TERMINAL | RYB | BKSL/PCE/J00808 | PASARAYA ECONSAVE ALAM JAYA | R06042 : PE PPAJ NO 2 JLN PPAJ 1/1
379798119 | TNB | DISTRIBUTION | KUALA SELANGOR | Existing | 11 kV | PE MV TERMINAL | RYB | BKSL/PCE/J00808 | PASARAYA ECONSAVE ALAM JAYA | TX1- 1000KVA
379798397 | TNB | DISTRIBUTION | KUALA SELANGOR | Existing | 11 kV | PE MV TERMINAL | RYB | BKSL/PCE/J00819 | LOJI PEMBENTUNGAN (NO.2) FASA 3 | S05859 : R/KEDAI PUNCAK BISTARI
379798398 | TNB | DISTRIBUTION | KUALA SELANGOR | Existing | 11 kV | PE MV TERMINAL | RYB | BKSL/PCE/J00819 | LOJI PEMBENTUNGAN (NO.2) FASA 3 | R06827 : PE PPAJ NO 4 JLN PPAJ 1
379798401 | TNB | DISTRIBUTION | KUALA SELANGOR | Existing | 11 kV | PE MV TERMINAL | RYB | BKSL/PCE/J00819 | LOJI PEMBENTUNGAN (NO.2) FASA 3 | 1000KVA
379864432 | TNB | DISTRIBUTION | KUALA SELANGOR | Existing | 11 kV | PE MV TERMINAL | RYB | BKSL/PCE/J00318 | TALIAIR 9 BAN 2 | D00604 T/AIR 11 BAN 2 SG NIBONG
379864433 | TNB | DISTRIBUTION | KUALA SELANGOR | Existing | 11 kV | PE MV TERMINAL | RYB | BKSL/PCE/J00318 | TALIAIR 9 BAN 2 | S00659 PT 9 BAN 2
379864436 | TNB | DISTRIBUTION | KUALA SELANGOR | Existing | 11 kV | PE MV TERMINAL | RYB | BKSL/PCE/J00318 | TALIAIR 9 BAN 2 | TX1-100kVA
379864512 | TNB | DISTRIBUTION | KUALA SELANGOR | Existing | 11 kV | PE MV TERMINAL | RYB | BKSL/PCE/J00153 | BERNAS (LPN) | SPARE
379864521 | TNB | DISTRIBUTION | KUALA SELANGOR | Existing | 11 kV | PE MV TERMINAL | RYB | BKSL/PCE/J00153 | BERNAS (LPN) | S05577 PE PANJI MUARA
379864633 | TNB | DISTRIBUTION | KUALA SELANGOR | Existing | 11 kV | PE MV TERMINAL | RYB | BKSL/PCE/J00174 | KLG PADI PT 8 | PPU SKCN M CB 11
379864636 | TNB | DISTRIBUTION | KUALA SELANGOR | Existing | 11 kV | PE MV TERMINAL | RYB | BKSL/PCE/J00174 | KLG PADI PT 8 | TX1-1000kVA
379864653 | TNB | DISTRIBUTION | KUALA SELANGOR | Existing | 11 kV | PE MV TERMINAL | RYB | BKSL/PCE/J00174 | KLG PADI PT 8 | S05574 MASRI PARIT 7 SG LEMAN
379864656 | TNB | DISTRIBUTION | KUALA SELANGOR | Existing | 11 kV | PE MV TERMINAL | RYB | BKSL/PCE/J00174 | KLG PADI PT 8 | D00088 PT 9 PASIR PANJANG
379864751 | TNB | DISTRIBUTION | KUALA SELANGOR | Existing | 11 kV | PE MV TERMINAL | RYB | BKSL/PCE/J00170 | PT 9 PASIR PANJANG | D06762 P/E AHMAD FUAD
379864752 | TNB | DISTRIBUTION | KUALA SELANGOR | Existing | 11 kV | PE MV TERMINAL | RYB | BKSL/PCE/J00170 | PT 9 PASIR PANJANG | S01607 KLG PADI PT 8
379864755 | TNB | DISTRIBUTION | KUALA SELANGOR | Existing | 11 kV | PE MV TERMINAL | RYB | BKSL/PCE/J00170 | PT 9 PASIR PANJANG | TX1-300kVA
379864845 | TNB | DISTRIBUTION | KUALA SELANGOR | Existing | 11 kV | PE MV TERMINAL | RYB | BKSL/PCE/J00265 | MASRI PARIT 7 SG LEMAN | S01637 PUAS SEKINCHAN
379864846 | TNB | DISTRIBUTION | KUALA SELANGOR | Existing | 11 kV | PE MV TERMINAL | RYB | BKSL/PCE/J00265 | MASRI PARIT 7 SG LEMAN | S01704 KLG PADI PT 8
379864849 | TNB | DISTRIBUTION | KUALA SELANGOR | Existing | 11 kV | PE MV TERMINAL | RYB | BKSL/PCE/J00265 | MASRI PARIT 7 SG LEMAN | TX1-500kVA
379868710 | TNB | DISTRIBUTION | KUALA SELANGOR | Existing | 11 kV | PE MV TERMINAL | RYB | BKSL/PCE/J00085 | CHOP GUAN SENG | PMU BKPR 132/11 kV : CB10
379868713 | TNB | DISTRIBUTION | KUALA SELANGOR | Existing | 11 kV | PE MV TERMINAL | RYB | BKSL/PCE/J00085 | CHOP GUAN SENG | TX1-750KVA
379868730 | TNB | DISTRIBUTION | KUALA SELANGOR | Existing | 11 kV | PE MV TERMINAL | RYB | BKSL/PCE/J00085 | CHOP GUAN SENG | S00240 PE TAWEI SG SERDANG
379868733 | TNB | DISTRIBUTION | KUALA SELANGOR | Existing | 11 kV | PE MV TERMINAL | RYB | BKSL/PCE/J00085 | CHOP GUAN SENG | S05724 PE CHEW ER
379868829 | TNB | DISTRIBUTION | KUALA SELANGOR | Existing | 11 kV | PE MV TERMINAL | RYB | BKSL/PCE/J00856 | CHEW ER | S05420 PE GOOD NITE
379868835 | TNB | DISTRIBUTION | KUALA SELANGOR | Existing | 11 kV | PE MV TERMINAL | RYB | BKSL/PCE/J00856 | CHEW ER | PMU PKLG: VCB 6
379868847 | TNB | DISTRIBUTION | KUALA SELANGOR | Existing | 11 kV | PE MV TERMINAL | RYB | BKSL/PCE/J00856 | CHEW ER | S00246 PE CHOP GUAN SENG
379868862 | TNB | DISTRIBUTION | KUALA SELANGOR | Existing | 11 kV | PE MV TERMINAL | RYB | BKSL/PCE/J00856 | CHEW ER | PENGGUNA
379868907 | TNB | DISTRIBUTION | KUALA SELANGOR | Existing | 11 kV | PE MV TERMINAL | RYB | BKSL/PCE/J00083 | TAWEI SG SERDANG | S00248 PE CHOP GUAN SENG
379868910 | TNB | DISTRIBUTION | KUALA SELANGOR | Existing | 11 kV | PE MV TERMINAL | RYB | BKSL/PCE/J00083 | TAWEI SG SERDANG | TX1-1000KVA
379869015 | TNB | DISTRIBUTION | KUALA SELANGOR | Existing | 11 kV | PE MV TERMINAL | RYB | BKSL/PCE/J00551 | GOOD NITE | S01424 PE KOSSAN 2
379869016 | TNB | DISTRIBUTION | KUALA SELANGOR | Existing | 11 kV | PE MV TERMINAL | RYB | BKSL/PCE/J00551 | GOOD NITE | S05725 PE CHEW ER
379869019 | TNB | DISTRIBUTION | KUALA SELANGOR | Existing | 11 kV | PE MV TERMINAL | RYB | BKSL/PCE/J00551 | GOOD NITE | TX-750KVA
379869147 | TNB | DISTRIBUTION | KUALA SELANGOR | Existing | 11 kV | PE MV TERMINAL | RYB | BKSL/PCE/J00075 | KOSSAN 2 | PENGGUNA
379869151 | TNB | DISTRIBUTION | KUALA SELANGOR | Existing | 11 kV | PE MV TERMINAL | RYB | BKSL/PCE/J00075 | KOSSAN 2 | S01420 PE KOSSAN 4
379869165 | TNB | DISTRIBUTION | KUALA SELANGOR | Existing | 11 kV | PE MV TERMINAL | RYB | BKSL/PCE/J00075 | KOSSAN 2 | S05422 PE GOOD NITE
379869166 | TNB | DISTRIBUTION | KUALA SELANGOR | Existing | 132 kV | PE MV TERMINAL | RYB | BKSL/PCE/J00075 | KOSSAN 2 | S01427 PE PANGSAPURI PANTAI INDAH
379869215 | TNB | DISTRIBUTION | KUALA SELANGOR | Existing | 11 kV | PE MV TERMINAL | RYB | BKSL/PCE/J00138 | PANGSAPURI PANTAI INDAH | S01421 PE KOSSAN 2
379869216 | TNB | DISTRIBUTION | KUALA SELANGOR | Existing | 11 kV | PE MV TERMINAL | RYB | BKSL/PCE/J00138 | PANGSAPURI PANTAI INDAH | S05894 PE KOLAM UDANG SG JANGGUT
379869219 | TNB | DISTRIBUTION | KUALA SELANGOR | Existing | 11 kV | PE MV TERMINAL | RYB | BKSL/PCE/J00138 | PANGSAPURI PANTAI INDAH | TX-1000KVA
379869241 | TNB | DISTRIBUTION | KUALA SELANGOR | Existing | 11 kV | PE MV TERMINAL | RYB | BKSL/PCE/J00411 | KOLAM UDANG SG JANGGUT | S00220 PE PETRONAS SG SEMBILANG
379869242 | TNB | DISTRIBUTION | KUALA SELANGOR | Existing | 11 kV | PE MV TERMINAL | RYB | BKSL/PCE/J00411 | KOLAM UDANG SG JANGGUT | S01425 PE PANGSAPURI PANTAI INDAH
379869245 | TNB | DISTRIBUTION | KUALA SELANGOR | Existing | 11 kV | PE MV TERMINAL | RYB | BKSL/PCE/J00411 | KOLAM UDANG SG JANGGUT | TX-500KVA
379869342 | TNB | DISTRIBUTION | KUALA SELANGOR | Existing | 11 kV | PE MV TERMINAL | RYB | BKSL/PCE/J00076 | PETRONAS SG SEMBILANG | S05896 PE KOLAM UDANG SG JANGGUT
379869343 | TNB | DISTRIBUTION | KUALA SELANGOR | Existing | 11 kV | PE MV TERMINAL | RYB | BKSL/PCE/J00076 | PETRONAS SG SEMBILANG | S00225 PE TMN SG SEMBILANG
379869346 | TNB | DISTRIBUTION | KUALA SELANGOR | Existing | 11 kV | PE MV TERMINAL | RYB | BKSL/PCE/J00076 | PETRONAS SG SEMBILANG | TX-300KVA
379869432 | TNB | DISTRIBUTION | KUALA SELANGOR | Existing | 11 kV | PE MV TERMINAL | RYB | BKSL/PCE/J00336 | KOSSAN 4 | S05304 PE KOSSAN RUBBER NO 6
379869433 | TNB | DISTRIBUTION | KUALA SELANGOR | Existing | 11 kV | PE MV TERMINAL | RYB | BKSL/PCE/J00336 | KOSSAN 4 | S01423 PE KOSSAN 2
379869436 | TNB | DISTRIBUTION | KUALA SELANGOR | Existing | 11 kV | PE MV TERMINAL | RYB | BKSL/PCE/J00336 | KOSSAN 4 | PENGGUNA
379869509 | TNB | DISTRIBUTION | KUALA SELANGOR | Existing | 11 kV | PE MV TERMINAL | RYB | BKSL/PCE/J00334 | SW/STN LAY HONG | PENGGUNA HT
379869518 | TNB | DISTRIBUTION | KUALA SELANGOR | Existing | 11 kV | PE MV TERMINAL | RYB | BKSL/PCE/J00334 | SW/STN LAY HONG | PMU BKPR 132/11 kV: CB13
379869529 | TNB | DISTRIBUTION | KUALA SELANGOR | Existing | 11 kV | PE MV TERMINAL | RYB | BKSL/PCE/J00334 | SW/STN LAY HONG | S00255 PE LAY HONG (BT 14 SG SERDANG)NO 1
379869566 | TNB | DISTRIBUTION | KUALA SELANGOR | Existing | 11 kV | PE MV TERMINAL | RYB | BKSL/PCE/J00091 | LAY HONG (BT 14 SG SERDANG)NO 1 | S05570 PE SONG ENGINEERING
379869567 | TNB | DISTRIBUTION | KUALA SELANGOR | Existing | 11 kV | PE MV TERMINAL | RYB | BKSL/PCE/J00091 | LAY HONG (BT 14 SG SERDANG)NO 1 | S00254 SW/STN LAY HONG
379869570 | TNB | DISTRIBUTION | KUALA SELANGOR | Existing | 11 kV | PE MV TERMINAL | RYB | BKSL/PCE/J00091 | LAY HONG (BT 14 SG SERDANG)NO 1 | TX-1000KVA
379869615 | TNB | DISTRIBUTION | KUALA SELANGOR | Existing | 11 kV | PE MV TERMINAL | RYB | BKSL/PCE/J00689 | SONG ENGINEERING | S00256 PE LAY HONG NO 1
379869618 | TNB | DISTRIBUTION | KUALA SELANGOR | Existing | 11 kV | PE MV TERMINAL | RYB | BKSL/PCE/J00689 | SONG ENGINEERING | TX-500KVA
379869635 | TNB | DISTRIBUTION | KUALA SELANGOR | Existing | 11 kV | PE MV TERMINAL | RYB | BKSL/PCE/J00689 | SONG ENGINEERING | S01408 SW/STN TMN JATI
379869638 | TNB | DISTRIBUTION | KUALA SELANGOR | Existing | 11 kV | PE MV TERMINAL | RYB | BKSL/PCE/J00689 | SONG ENGINEERING | S05865 PE KILANG ISI SAWIT
379869728 | TNB | DISTRIBUTION | KUALA SELANGOR | Existing | 11 kV | PE MV TERMINAL | RYB | BKSL/PCE/J00147 | TAMBAK JAWA | S01410 SW/STN TMN JATI
379869731 | TNB | DISTRIBUTION | KUALA SELANGOR | Existing | 11 kV | PE MV TERMINAL | RYB | BKSL/PCE/J00147 | TAMBAK JAWA | TX-500KVA
379869748 | TNB | DISTRIBUTION | KUALA SELANGOR | Existing | 11 kV | PE MV TERMINAL | RYB | BKSL/PCE/J00147 | TAMBAK JAWA | S00232 PE KAPAR COCONUT
379869751 | TNB | DISTRIBUTION | KUALA SELANGOR | Existing | 11 kV | PE MV TERMINAL | RYB | BKSL/PCE/J00147 | TAMBAK JAWA | S00226 PE PADANG GAJAH
379869854 | TNB | DISTRIBUTION | KUALA SELANGOR | Existing | 11 kV | PE MV TERMINAL | RYB | BKSL/PCE/J00110 | PADANG GAJAH | S05446 PE PUA YU NEN(FBK SYSTEM)
379869855 | TNB | DISTRIBUTION | KUALA SELANGOR | Existing | 11 kV | PE MV TERMINAL | RYB | BKSL/PCE/J00110 | PADANG GAJAH | S00229 PE TAMBAK JAWA
379869858 | TNB | DISTRIBUTION | KUALA SELANGOR | Existing | 11 kV | PE MV TERMINAL | RYB | BKSL/PCE/J00110 | PADANG GAJAH | TX-300KVA
379869947 | TNB | DISTRIBUTION | KUALA SELANGOR | Existing | 11 kV | PE MV TERMINAL | RYB | BKSL/PCE/J00585 | PUA YU NEN(FBK SYSTEM) | S05955 PE YUEN TUNG PREMIX
379869948 | TNB | DISTRIBUTION | KUALA SELANGOR | Existing | 11 kV | PE MV TERMINAL | RYB | BKSL/PCE/J00585 | PUA YU NEN(FBK SYSTEM) | S00228 PE PADANG GAJAH
379869951 | TNB | DISTRIBUTION | KUALA SELANGOR | Existing | 11 kV | PE MV TERMINAL | RYB | BKSL/PCE/J00585 | PUA YU NEN(FBK SYSTEM) | TX-750KVA
379870046 | TNB | DISTRIBUTION | KUALA SELANGOR | Existing | 11 kV | PE MV TERMINAL | RYB | BKSL/PCE/J00078 | EYU TECK CHAI | S01437 PE EYU BER EER NO 1
379870047 | TNB | DISTRIBUTION | KUALA SELANGOR | Existing | 11 kV | PE MV TERMINAL | RYB | BKSL/PCE/J00078 | EYU TECK CHAI | S05957 PE YUEN TUNG PREMIX
379870050 | TNB | DISTRIBUTION | KUALA SELANGOR | Existing | 11 kV | PE MV TERMINAL | RYB | BKSL/PCE/J00078 | EYU TECK CHAI | TX-500KVA
379870139 | TNB | DISTRIBUTION | KUALA SELANGOR | Existing | 11 kV | PE MV TERMINAL | RYB | BKSL/PCE/J00088 | EYU BER EER NO 1 | S01431 PE KIEN HUAT FURNITURE
379870140 | TNB | DISTRIBUTION | KUALA SELANGOR | Existing | 11 kV | PE MV TERMINAL | RYB | BKSL/PCE/J00088 | EYU BER EER NO 1 | S01436 PE EYU TECK CHAI
379870143 | TNB | DISTRIBUTION | KUALA SELANGOR | Existing | 11 kV | PE MV TERMINAL | RYB | BKSL/PCE/J00088 | EYU BER EER NO 1 | TX-1000KVA
379870232 | TNB | DISTRIBUTION | KUALA SELANGOR | Existing | 11 kV | PE MV TERMINAL | RYB | BKSL/PCE/J00044 | KIEN HUAT FURNITURE | S05501 PE TMN SETIA BUDI
379870233 | TNB | DISTRIBUTION | KUALA SELANGOR | Existing | 11 kV | PE MV TERMINAL | RYB | BKSL/PCE/J00044 | KIEN HUAT FURNITURE | S01439 PE EYU BER EER NO 1
379870236 | TNB | DISTRIBUTION | KUALA SELANGOR | Existing | 11 kV | PE MV TERMINAL | RYB | BKSL/PCE/J00044 | KIEN HUAT FURNITURE | TX-1000KVA
379870334 | TNB | DISTRIBUTION | KUALA SELANGOR | Existing | 11 kV | PE MV TERMINAL | RYB | BKSL/PCE/J00595 | TMN SETIA BUDI | S01433 PE KIEN HUAT FURNITURE
379870335 | TNB | DISTRIBUTION | KUALA SELANGOR | Existing | 11 kV | PE MV TERMINAL | RYB | BKSL/PCE/J00595 | TMN SETIA BUDI | S05474 PE TMN SEJAHTERA
379870338 | TNB | DISTRIBUTION | KUALA SELANGOR | Existing | 11 kV | PE MV TERMINAL | RYB | BKSL/PCE/J00595 | TMN SETIA BUDI | TX-500KVA
379870428 | TNB | DISTRIBUTION | KUALA SELANGOR | Existing | 11 kV | PE MV TERMINAL | RYB | BKSL/PCE/J00304 | TMN KENARI | S00223 PE TMN SG SEMBILANG
379870429 | TNB | DISTRIBUTION | KUALA SELANGOR | Existing | 11 kV | PE MV TERMINAL | RYB | BKSL/PCE/J00304 | TMN KENARI | S05472 PE TMN SEJAHTERA
379870432 | TNB | DISTRIBUTION | KUALA SELANGOR | Existing | 11 kV | PE MV TERMINAL | RYB | BKSL/PCE/J00304 | TMN KENARI | TX-1000KVA
379870519 | TNB | DISTRIBUTION | KUALA SELANGOR | Existing | 11 kV | PE MV TERMINAL | RYB | BKSL/PCE/J00563 | TMN SEJAHTERA | S01430 PE TMN KENARI
379870520 | TNB | DISTRIBUTION | KUALA SELANGOR | Existing | 11 kV | PE MV TERMINAL | RYB | BKSL/PCE/J00563 | TMN SEJAHTERA | S05499 PE TMN SETIA BUDI
379870523 | TNB | DISTRIBUTION | KUALA SELANGOR | Existing | 11 kV | PE MV TERMINAL | RYB | BKSL/PCE/J00563 | TMN SEJAHTERA | TX-500KVA
379870621 | TNB | DISTRIBUTION | KUALA SELANGOR | Existing | 11 kV | PE MV TERMINAL | RYB | BKSL/PCE/J00077 | TMN SG SEMBILANG | S00222 PE PETRONAS SG SEMBILANG
379870622 | TNB | DISTRIBUTION | KUALA SELANGOR | Existing | 11 kV | PE MV TERMINAL | RYB | BKSL/PCE/J00077 | TMN SG SEMBILANG | S01428 PE TMN KENARI
379870625 | TNB | DISTRIBUTION | KUALA SELANGOR | Existing | 11 kV | PE MV TERMINAL | RYB | BKSL/PCE/J00077 | TMN SG SEMBILANG | TX-300KVA
379870716 | TNB | DISTRIBUTION | KUALA SELANGOR | Existing | 11 kV | PE MV TERMINAL | RYB | BKSL/PCE/J00067 | LDG BUKIT CERAKAH | SPUR
379870717 | TNB | DISTRIBUTION | KUALA SELANGOR | Existing | 11 kV | PE MV TERMINAL | RYB | BKSL/PCE/J00067 | LDG BUKIT CERAKAH | S00191 PE TAMAN PEKERTI
379870720 | TNB | DISTRIBUTION | KUALA SELANGOR | Existing | 11 kV | PE MV TERMINAL | RYB | BKSL/PCE/J00067 | LDG BUKIT CERAKAH | TX-300KVA
379870750 | TNB | DISTRIBUTION | KUALA SELANGOR | Existing | 11 kV | PE MV TERMINAL | RYB | BKSL/PCE/J00066 | PKNS TMN PEKERTI JERAM | S05735 PE PUSAT PELUPUSAN SAMPAH JERAM
379870753 | TNB | DISTRIBUTION | KUALA SELANGOR | Existing | 11 kV | PE MV TERMINAL | RYB | BKSL/PCE/J00066 | PKNS TMN PEKERTI JERAM | TX-300KVA
379870770 | TNB | DISTRIBUTION | KUALA SELANGOR | Existing | 11 kV | PE MV TERMINAL | RYB | BKSL/PCE/J00066 | PKNS TMN PEKERTI JERAM | S00194 PE LDG BUKIT CERAKAH
379870773 | TNB | DISTRIBUTION | KUALA SELANGOR | Existing | 11 kV | PE MV TERMINAL | RYB | BKSL/PCE/J00066 | PKNS TMN PEKERTI JERAM | S01390 PE PKNS TMN PERMAI JERAM
379870868 | TNB | DISTRIBUTION | KUALA SELANGOR | Existing | 11 kV | PE MV TERMINAL | RYB | BKSL/PCE/J00065 | PKNS TMN PERMAI JERAM | S00185 PE JERAM NO 2
379870869 | TNB | DISTRIBUTION | KUALA SELANGOR | Existing | 11 kV | PE MV TERMINAL | RYB | BKSL/PCE/J00065 | PKNS TMN PERMAI JERAM | S00193 PE PKNS TMN PEKERTI JERAM
379870872 | TNB | DISTRIBUTION | KUALA SELANGOR | Existing | 11 kV | PE MV TERMINAL | RYB | BKSL/PCE/J00065 | PKNS TMN PERMAI JERAM | TX-500KVA
379870965 | TNB | DISTRIBUTION | KUALA SELANGOR | Existing | 11 kV | PE MV TERMINAL | RYB | BKSL/PCE/J00063 | JERAM NO 2 | S01388 PE PKNS TMN PERMAI JERAM
379870966 | TNB | DISTRIBUTION | KUALA SELANGOR | Existing | 11 kV | PE MV TERMINAL | RYB | BKSL/PCE/J00063 | JERAM NO 2 | S05418 PE QUARTERS LDG BUKIT CERAKAH
379870969 | TNB | DISTRIBUTION | KUALA SELANGOR | Existing | 11 kV | PE MV TERMINAL | RYB | BKSL/PCE/J00063 | JERAM NO 2 | TX-300KVA
379871058 | TNB | DISTRIBUTION | KUALA SELANGOR | Existing | 11 kV | PE MV TERMINAL | RYB | BKSL/PCE/J00530 | KENTUNE FURNITURE (SHE CHE SING) | N/A
379871059 | TNB | DISTRIBUTION | KUALA SELANGOR | Existing | 11 kV | PE MV TERMINAL | RYB | BKSL/PCE/J00530 | KENTUNE FURNITURE (SHE CHE SING) | S01628 PE LAY HONG NO 5(SPG 3 JERAM)
379871062 | TNB | DISTRIBUTION | KUALA SELANGOR | Existing | 11 kV | PE MV TERMINAL | RYB | BKSL/PCE/J00530 | KENTUNE FURNITURE (SHE CHE SING) | TX-500KVA
379871110 | TNB | DISTRIBUTION | KUALA SELANGOR | Existing | 11 kV | PE MV TERMINAL | RYB | BKSL/PCE/J00553 | QUARTERS LDG BUKIT CERAKAH | S00186 PE JERAM NO 2
379871111 | TNB | DISTRIBUTION | KUALA SELANGOR | Existing | 11 kV | PE MV TERMINAL | RYB | BKSL/PCE/J00553 | QUARTERS LDG BUKIT CERAKAH | N/A
379871114 | TNB | DISTRIBUTION | KUALA SELANGOR | Existing | 11 kV | PE MV TERMINAL | RYB | BKSL/PCE/J00553 | QUARTERS LDG BUKIT CERAKAH | TX-300KVA
379871216 | TNB | DISTRIBUTION | KUALA SELANGOR | Existing | 11 kV | PE MV TERMINAL | RYB | BKSL/PCE/J00529 | LAY HONG NO 5(SPG 3 JERAM) | S00188 KENTUNE FURNITURE (SHE CHE SING)
379871217 | TNB | DISTRIBUTION | KUALA SELANGOR | Existing | 11 kV | PE MV TERMINAL | RYB | BKSL/PCE/J00529 | LAY HONG NO 5(SPG 3 JERAM) | S05488 PE LAY HONG NO.6
379871220 | TNB | DISTRIBUTION | KUALA SELANGOR | Existing | 11 kV | PE MV TERMINAL | RYB | BKSL/PCE/J00529 | LAY HONG NO 5(SPG 3 JERAM) | TX-500KVA
379871242 | TNB | DISTRIBUTION | KUALA SELANGOR | Existing | 11 kV | PE MV TERMINAL | RYB | BKSL/PCE/J00588 | LAY HONG NO.6 | S01627 PE LAY HONG NO 5(SPG 3 JERAM)
379871243 | TNB | DISTRIBUTION | KUALA SELANGOR | Existing | 11 kV | PE MV TERMINAL | RYB | BKSL/PCE/J00588 | LAY HONG NO.6 | S00184 PE JERAM NO 1
379871246 | TNB | DISTRIBUTION | KUALA SELANGOR | Existing | 11 kV | PE MV TERMINAL | RYB | BKSL/PCE/J00588 | LAY HONG NO.6 | TX-500KVA
379871346 | TNB | DISTRIBUTION | KUALA SELANGOR | Existing | 11 kV | PE MV TERMINAL | RYB | BKSL/PCE/J00062 | JERAM NO 1 | S05486 PE LAY HONG NO.6
379871347 | TNB | DISTRIBUTION | KUALA SELANGOR | Existing | 11 kV | PE MV TERMINAL | RYB | BKSL/PCE/J00062 | JERAM NO 1 | S01385 PE LAY HONG (SPG 3 JERAM) NO 2
379871350 | TNB | DISTRIBUTION | KUALA SELANGOR | Existing | 11 kV | PE MV TERMINAL | RYB | BKSL/PCE/J00062 | JERAM NO 1 | TX-750KVA
379871430 | TNB | DISTRIBUTION | KUALA SELANGOR | Existing | 11 kV | PE MV TERMINAL | RYB | BKSL/PCE/J00284 | LAY HONG (SPG 3 JERAM) NO 2 | TX-500KVA
379871432 | TNB | DISTRIBUTION | KUALA SELANGOR | Existing | 11 kV | PE MV TERMINAL | RYB | BKSL/PCE/J00284 | LAY HONG (SPG 3 JERAM) NO 2 | S00182 PE JERAM NO 1
379871473 | TNB | DISTRIBUTION | KUALA SELANGOR | Existing | 11 kV | PE MV TERMINAL | RYB | BKSL/PCE/J00284 | LAY HONG (SPG 3 JERAM) NO 2 | S00181 BALAI POLIS JERAM
379871553 | TNB | DISTRIBUTION | KUALA SELANGOR | Existing | 11 kV | PE MV TERMINAL | RYB | BKSL/PCE/J00061 | BALAI POLIS JERAM | S01382 PE SEK. MEN. AGAMA JERAM
379871556 | TNB | DISTRIBUTION | KUALA SELANGOR | Existing | 11 kV | PE MV TERMINAL | RYB | BKSL/PCE/J00061 | BALAI POLIS JERAM | TX-1000KVA
379871573 | TNB | DISTRIBUTION | KUALA SELANGOR | Existing | 11 kV | PE MV TERMINAL | RYB | BKSL/PCE/J00061 | BALAI POLIS JERAM | S01387 PE LAY HONG (SPG 3 JERAM) NO 2
379871576 | TNB | DISTRIBUTION | KUALA SELANGOR | Existing | 11 kV | PE MV TERMINAL | RYB | BKSL/PCE/J00061 | BALAI POLIS JERAM | S05621 MASJID PEKAN JERAM
379873113 | TNB | DISTRIBUTION | KUALA SELANGOR | Existing | 11 kV | PE MV TERMINAL | RYB | BKSL/PCE/J00089 | WORLD STAR | S05522 PE SOON LIEN FATT ENG
379873286 | TNB | DISTRIBUTION | KUALA SELANGOR | Existing | 11 kV | PE MV TERMINAL | RYB | BKSL/PCE/J00307 | QMAC REHON (SG SERDANG) | S05520 PE SOON LIEN FATT ENG
379873309 | TNB | DISTRIBUTION | KUALA SELANGOR | Existing | 11 kV | PE MV TERMINAL | RYB | BKSL/PCE/J00307 | QMAC REHON (SG SERDANG) | S05862 PE KILANG ISI SAWIT
379890249 | TNB | DISTRIBUTION | KUALA SELANGOR | Existing | 11 kV | PE MV TERMINAL | RYB | BKSL/PCE/J00617 | KOLAM AIR BT ARANG | 1000KVA
379890256 | TNB | DISTRIBUTION | KUALA SELANGOR | Existing | 11 kV | PE MV TERMINAL | RYB | BKSL/PCE/J00617 | KOLAM AIR BT ARANG | R04532 : SEC 12 K PUTERI BT ARANG
379890264 | TNB | DISTRIBUTION | KUALA SELANGOR | Existing | 11 kV | PE MV TERMINAL | RYB | BKSL/PCE/J00617 | KOLAM AIR BT ARANG | PMU BARG CB1
379890274 | TNB | DISTRIBUTION | KUALA SELANGOR | Existing | 11 kV | PE MV TERMINAL | RYB | BKSL/PCE/J00617 | KOLAM AIR BT ARANG | 750KVA
379890420 | TNB | DISTRIBUTION | KUALA SELANGOR | Existing | 11 kV | PE MV TERMINAL | RYB | BKSL/PCE/J00636 | SEKSYEN 12 KOTA PUTERI BT ARANG | SPARE
379890427 | TNB | DISTRIBUTION | KUALA SELANGOR | Existing | 11 kV | PE MV TERMINAL | RYB | BKSL/PCE/J00636 | SEKSYEN 12 KOTA PUTERI BT ARANG | R01594 : MALEX QTRS
379890435 | TNB | DISTRIBUTION | KUALA SELANGOR | Existing | 11 kV | PE MV TERMINAL | RYB | BKSL/PCE/J00636 | SEKSYEN 12 KOTA PUTERI BT ARANG | R01614 : KOLAM AIR BT ARANG
379890445 | TNB | DISTRIBUTION | KUALA SELANGOR | Existing | 11 kV | PE MV TERMINAL | RYB | BKSL/PCE/J00636 | SEKSYEN 12 KOTA PUTERI BT ARANG | 1000KVA
379890603 | TNB | DISTRIBUTION | KUALA SELANGOR | Existing | 11 kV | PE MV TERMINAL | RYB | BKSL/PCE/J00637 | MALEX QTRS | R02751 : P/PENURUN B/POLIS B/ARANG
379890604 | TNB | DISTRIBUTION | KUALA SELANGOR | Existing | 11 kV | PE MV TERMINAL | RYB | BKSL/PCE/J00637 | MALEX QTRS | R04531 : SEC12 K PUTERI BT ARANG
379890607 | TNB | DISTRIBUTION | KUALA SELANGOR | Existing | 11 kV | PE MV TERMINAL | RYB | BKSL/PCE/J00637 | MALEX QTRS | 300KVA
379890682 | TNB | DISTRIBUTION | KUALA SELANGOR | Existing | 11 kV | PE MV TERMINAL | RYB | BKSL/PCE/J00641 | KG MELAYU A/T | R05976 : TENAGA KIMIA BT ARANG NO.2
379890685 | TNB | DISTRIBUTION | KUALA SELANGOR | Existing | 11 kV | PE MV TERMINAL | RYB | BKSL/PCE/J00641 | KG MELAYU A/T | 300KVA
379890702 | TNB | DISTRIBUTION | KUALA SELANGOR | Existing | 11 kV | PE MV TERMINAL | RYB | BKSL/PCE/J00641 | KG MELAYU A/T | R01604 : TERNAKAN AYAM HUP KEE
379890705 | TNB | DISTRIBUTION | KUALA SELANGOR | Existing | 11 kV | PE MV TERMINAL | RYB | BKSL/PCE/J00641 | KG MELAYU A/T | R01617 MAKMAL PENYELIDIKAN PELURU
379890791 | TNB | DISTRIBUTION | KUALA SELANGOR | Existing | 11 kV | PE MV TERMINAL | RYB | BKSL/PCE/J00393 | KILANG PELURU (SME ORDINANCE) | R07386 VHF BATU ARANG
379890797 | TNB | DISTRIBUTION | KUALA SELANGOR | Existing | 11 kV | PE MV TERMINAL | RYB | BKSL/PCE/J00393 | KILANG PELURU (SME ORDINANCE) | PENGGUNA HT
379890809 | TNB | DISTRIBUTION | KUALA SELANGOR | Existing | 11 kV | PE MV TERMINAL | RYB | BKSL/PCE/J00393 | KILANG PELURU (SME ORDINANCE) | PENGGUNA HT
379890821 | TNB | DISTRIBUTION | KUALA SELANGOR | Existing | 11 kV | PE MV TERMINAL | RYB | BKSL/PCE/J00393 | KILANG PELURU (SME ORDINANCE) | R04552 (LARGE AMUNITION)
379890824 | TNB | DISTRIBUTION | KUALA SELANGOR | Existing | 11 kV | PE MV TERMINAL | RYB | BKSL/PCE/J00393 | KILANG PELURU (SME ORDINANCE) | PMU BARG CB4
379890861 | TNB | DISTRIBUTION | KUALA SELANGOR | Existing | 11 kV | PE MV TERMINAL | RYB | BKSL/PCE/J00639 | AMMO DEPOT (LARGE AMUNITION) | R05974 : TENAGA KIMIA BT ARANG NO.2
379890862 | TNB | DISTRIBUTION | KUALA SELANGOR | Existing | 11 kV | PE MV TERMINAL | RYB | BKSL/PCE/J00639 | AMMO DEPOT (LARGE AMUNITION) | R06739 : KLG PELURU (SME ORDINANCE)
379890865 | TNB | DISTRIBUTION | KUALA SELANGOR | Existing | 11 kV | PE MV TERMINAL | RYB | BKSL/PCE/J00639 | AMMO DEPOT (LARGE AMUNITION) | TX1- 300KVA
379890943 | TNB | DISTRIBUTION | KUALA SELANGOR | Existing | 11 kV | PE MV TERMINAL | RYB | BKSL/PCE/J00422 | TOWNHOUSE KP5 | SPARE
379890950 | TNB | DISTRIBUTION | KUALA SELANGOR | Existing | 11 kV | PE MV TERMINAL | RYB | BKSL/PCE/J00422 | TOWNHOUSE KP5 | R05672 : LOJI RAWATAN KUMBAHAN
379890958 | TNB | DISTRIBUTION | KUALA SELANGOR | Existing | 11 kV | PE MV TERMINAL | RYB | BKSL/PCE/J00422 | TOWNHOUSE KP5 | PMU BARG CB2
379890968 | TNB | DISTRIBUTION | KUALA SELANGOR | Existing | 11 kV | PE MV TERMINAL | RYB | BKSL/PCE/J00422 | TOWNHOUSE KP5 | TX-750KVA
379891285 | TNB | DISTRIBUTION | KUALA SELANGOR | Existing | 11 kV | PE MV TERMINAL | RYB | BKSL/PCE/J00622 | KOTA PUTERI NO.1 | 1000KVA
379891292 | TNB | DISTRIBUTION | KUALA SELANGOR | Existing | 11 kV | PE MV TERMINAL | RYB | BKSL/PCE/J00622 | KOTA PUTERI NO.1 | R02823 : RESCUERS
379891300 | TNB | DISTRIBUTION | KUALA SELANGOR | Existing | 11 kV | PE MV TERMINAL | RYB | BKSL/PCE/J00622 | KOTA PUTERI NO.1 | R04688 : LOJI RAWATAN KUMBAHAN
379891310 | TNB | DISTRIBUTION | KUALA SELANGOR | Existing | 11 kV | PE MV TERMINAL | RYB | BKSL/PCE/J00622 | KOTA PUTERI NO.1 | 750KVA
379891566 | TNB | DISTRIBUTION | KUALA SELANGOR | Existing | 11 kV | PE MV TERMINAL | RYB | BKSL/PCE/J00623 | RESCUEVERS | R03484 : HUP SENG SANITARY
379891567 | TNB | DISTRIBUTION | KUALA SELANGOR | Existing | 11 kV | PE MV TERMINAL | RYB | BKSL/PCE/J00623 | RESCUEVERS | R04872 : KOTA PUTERI NO.1
379891570 | TNB | DISTRIBUTION | KUALA SELANGOR | Existing | 11 kV | PE MV TERMINAL | RYB | BKSL/PCE/J00623 | RESCUEVERS | TX-750KVA
379891660 | TNB | DISTRIBUTION | KUALA SELANGOR | Existing | 11 kV | PE MV TERMINAL | RYB | BKSL/PCE/J00624 | HUP SENG SANITARY | R04015 : KUATERS LOJI AIR BKT BADONG
379891661 | TNB | DISTRIBUTION | KUALA SELANGOR | Existing | 11 kV | PE MV TERMINAL | RYB | BKSL/PCE/J00624 | HUP SENG SANITARY | R02822 : RESCUERS
379891664 | TNB | DISTRIBUTION | KUALA SELANGOR | Existing | 11 kV | PE MV TERMINAL | RYB | BKSL/PCE/J00624 | HUP SENG SANITARY | 1000KVA
379891754 | TNB | DISTRIBUTION | KUALA SELANGOR | Existing | 11 kV | PE MV TERMINAL | RYB | BKSL/PCE/J00607 | KUATERS LOJI PEMBERSIHAN AIR BKT BADONG | R06577 : KILANG MING ZHANG
379891755 | TNB | DISTRIBUTION | KUALA SELANGOR | Existing | 11 kV | PE MV TERMINAL | RYB | BKSL/PCE/J00607 | KUATERS LOJI PEMBERSIHAN AIR BKT BADONG | R03482 : HUP SENG SANITARY
379891758 | TNB | DISTRIBUTION | KUALA SELANGOR | Existing | 11 kV | PE MV TERMINAL | RYB | BKSL/PCE/J00607 | KUATERS LOJI PEMBERSIHAN AIR BKT BADONG | 1000KVA
379891848 | TNB | DISTRIBUTION | KUALA SELANGOR | Existing | 11 kV | PE MV TERMINAL | RYB | BKSL/PCE/J00626 | ADVANCE INDUSTRIES SDN BHD | R05943 : CHANG SHI MINERAL S/B
379891849 | TNB | DISTRIBUTION | KUALA SELANGOR | Existing | 11 kV | PE MV TERMINAL | RYB | BKSL/PCE/J00626 | ADVANCE INDUSTRIES SDN BHD | R06579 : KILANG MING ZHANG
379891852 | TNB | DISTRIBUTION | KUALA SELANGOR | Existing | 11 kV | PE MV TERMINAL | RYB | BKSL/PCE/J00626 | ADVANCE INDUSTRIES SDN BHD | 1000KVA
379891942 | TNB | DISTRIBUTION | KUALA SELANGOR | Existing | 11 kV | PE MV TERMINAL | RYB | BKSL/PCE/J00627 | CHANG SHI MINERAL SDN BHD | R06794 : EVERFLOW
379891943 | TNB | DISTRIBUTION | KUALA SELANGOR | Existing | 11 kV | PE MV TERMINAL | RYB | BKSL/PCE/J00627 | CHANG SHI MINERAL SDN BHD | R04476 : ADVANCE INDUSTRIES S/B
379891946 | TNB | DISTRIBUTION | KUALA SELANGOR | Existing | 11 kV | PE MV TERMINAL | RYB | BKSL/PCE/J00627 | CHANG SHI MINERAL SDN BHD | 750KVA
379892036 | TNB | DISTRIBUTION | KUALA SELANGOR | Existing | 11 kV | PE MV TERMINAL | RYB | BKSL/PCE/J00628 | TAKE SIX | R01840 : RHONG KHEN INDUSTRI
379892037 | TNB | DISTRIBUTION | KUALA SELANGOR | Existing | 11 kV | PE MV TERMINAL | RYB | BKSL/PCE/J00628 | TAKE SIX | R06790 : RUBPLAST JLN RUKUN
379892040 | TNB | DISTRIBUTION | KUALA SELANGOR | Existing | 11 kV | PE MV TERMINAL | RYB | BKSL/PCE/J00628 | TAKE SIX | 500KVA
379892460 | TNB | DISTRIBUTION | KUALA SELANGOR | Existing | 11 kV | PE MV TERMINAL | RYB | BKSL/PCE/J00630 | KLG PAPAN SEKINCAN | 500KVA
379892467 | TNB | DISTRIBUTION | KUALA SELANGOR | Existing | 11 kV | PE MV TERMINAL | RYB | BKSL/PCE/J00630 | KLG PAPAN SEKINCAN | R06107 : KC PILE
379892475 | TNB | DISTRIBUTION | KUALA SELANGOR | Existing | 11 kV | PE MV TERMINAL | RYB | BKSL/PCE/J00630 | KLG PAPAN SEKINCAN | R01841 : RHONG KHEN INDUSTRI
379892485 | TNB | DISTRIBUTION | KUALA SELANGOR | Existing | 11 kV | PE MV TERMINAL | RYB | BKSL/PCE/J00630 | KLG PAPAN SEKINCAN | 300KVA
379892643 | TNB | DISTRIBUTION | KUALA SELANGOR | Existing | 11 kV | PE MV TERMINAL | RYB | BKSL/PCE/J00631 | KC PILE | R06388 : NOTION VENTURE
379892644 | TNB | DISTRIBUTION | KUALA SELANGOR | Existing | 11 kV | PE MV TERMINAL | RYB | BKSL/PCE/J00631 | KC PILE | R01817 : KLG PAPAN SEKINCAN
379892647 | TNB | DISTRIBUTION | KUALA SELANGOR | Existing | 11 kV | PE MV TERMINAL | RYB | BKSL/PCE/J00631 | KC PILE | 750KVA
379892737 | TNB | DISTRIBUTION | KUALA SELANGOR | Existing | 11 kV | PE MV TERMINAL | RYB | BKSL/PCE/J00815 | NOTION VENTURE | R06231 : LIM & LIM HARDWARE
379892738 | TNB | DISTRIBUTION | KUALA SELANGOR | Existing | 11 kV | PE MV TERMINAL | RYB | BKSL/PCE/J00815 | NOTION VENTURE | R06105 : KC PILE
379892741 | TNB | DISTRIBUTION | KUALA SELANGOR | Existing | 11 kV | PE MV TERMINAL | RYB | BKSL/PCE/J00815 | NOTION VENTURE | 1000KVA
379892916 | TNB | DISTRIBUTION | KUALA SELANGOR | Existing | 11 kV | PE MV TERMINAL | RYB | BKSL/PCE/J00655 | OSCAR CANARY | PENGGUNA HT
379892922 | TNB | DISTRIBUTION | KUALA SELANGOR | Existing | 11 kV | PE MV TERMINAL | RYB | BKSL/PCE/J00655 | OSCAR CANARY | R08103 : SYNCOATES (M) SDN BHD JLN PLATINUM
379892934 | TNB | DISTRIBUTION | KUALA SELANGOR | Existing | 11 kV | PE MV TERMINAL | RYB | BKSL/PCE/J00655 | OSCAR CANARY | R05444 : SSU KOTA PUTERI BT ARANG NO.1
379892949 | TNB | DISTRIBUTION | KUALA SELANGOR | Existing | 11 kV | PE MV TERMINAL | RYB | BKSL/PCE/J00655 | OSCAR CANARY | R08099 :PADAT SALES GALERY ALAM PERDANA
379892986 | TNB | DISTRIBUTION | KUALA SELANGOR | Existing | 11 kV | PE MV TERMINAL | RYB | BKSL/PCE/J00667 | GUARDIAN CAUCUS | R04947 WORK SHOP MAMECH
379892987 | TNB | DISTRIBUTION | KUALA SELANGOR | Existing | 11 kV | PE MV TERMINAL | RYB | BKSL/PCE/J00667 | GUARDIAN CAUCUS | R08043 TYCOPLAST
379892990 | TNB | DISTRIBUTION | KUALA SELANGOR | Existing | 11 kV | PE MV TERMINAL | RYB | BKSL/PCE/J00667 | GUARDIAN CAUCUS | 750KVA
379893080 | TNB | DISTRIBUTION | KUALA SELANGOR | Existing | 11 kV | PE MV TERMINAL | RYB | BKSL/PCE/J00666 | WORK SHOP MAMECH | R05853 : GUARDIAN CAUCUS
379893081 | TNB | DISTRIBUTION | KUALA SELANGOR | Existing | 11 kV | PE MV TERMINAL | RYB | BKSL/PCE/J00666 | WORK SHOP MAMECH | R05914 : INTERSIT INDUSTRIES
379893084 | TNB | DISTRIBUTION | KUALA SELANGOR | Existing | 11 kV | PE MV TERMINAL | RYB | BKSL/PCE/J00666 | WORK SHOP MAMECH | 500KVA
379893174 | TNB | DISTRIBUTION | KUALA SELANGOR | Existing | 11 kV | PE MV TERMINAL | RYB | BKSL/PCE/J00668 | INTERSIT INDUSTRIES IJOK | N/A
379893175 | TNB | DISTRIBUTION | KUALA SELANGOR | Existing | 11 kV | PE MV TERMINAL | RYB | BKSL/PCE/J00668 | INTERSIT INDUSTRIES IJOK | R04949 : WORK SHOP MAMECH
379893178 | TNB | DISTRIBUTION | KUALA SELANGOR | Existing | 11 kV | PE MV TERMINAL | RYB | BKSL/PCE/J00668 | INTERSIT INDUSTRIES IJOK | 750KVA
379893268 | TNB | DISTRIBUTION | KUALA SELANGOR | Existing | 11 kV | PE MV TERMINAL | RYB | BKSL/PCE/J00669 | WILLY STEEL | R05066 : SSU UNITED PAPER BOARD
379893269 | TNB | DISTRIBUTION | KUALA SELANGOR | Existing | 11 kV | PE MV TERMINAL | RYB | BKSL/PCE/J00669 | WILLY STEEL | R05916 : INTERSIT INDUSTRIES
379893272 | TNB | DISTRIBUTION | KUALA SELANGOR | Existing | 11 kV | PE MV TERMINAL | RYB | BKSL/PCE/J00669 | WILLY STEEL | 1000KVA
379893350 | TNB | DISTRIBUTION | KUALA SELANGOR | Existing | 11 kV | PE MV TERMINAL | RYB | BKSL/PCE/J00656 | PERDANA ALAM JAYA NO.3 | TX2-500KVA
379893357 | TNB | DISTRIBUTION | KUALA SELANGOR | Existing | 11 kV | PE MV TERMINAL | RYB | BKSL/PCE/J00656 | PERDANA ALAM JAYA NO.3 | R04447 PERDANA ALAM JAYA NO.2
379893365 | TNB | DISTRIBUTION | KUALA SELANGOR | Existing | 11 kV | PE MV TERMINAL | RYB | BKSL/PCE/J00656 | PERDANA ALAM JAYA NO.3 | R08097 PADAT SALES GALERY ALAM PERDANA
379893375 | TNB | DISTRIBUTION | KUALA SELANGOR | Existing | 11 kV | PE MV TERMINAL | RYB | BKSL/PCE/J00656 | PERDANA ALAM JAYA NO.3 | TX1-750KVA
379893521 | TNB | DISTRIBUTION | KUALA SELANGOR | Existing | 11 kV | PE MV TERMINAL | RYB | BKSL/PCE/J00657 | PERDANA ALAM JAYA NO.2 | TX1-1000KVA
379893528 | TNB | DISTRIBUTION | KUALA SELANGOR | Existing | 11 kV | PE MV TERMINAL | RYB | BKSL/PCE/J00657 | PERDANA ALAM JAYA NO.2 | R04451 PERDANA ALAM JAYA NO.1
379893536 | TNB | DISTRIBUTION | KUALA SELANGOR | Existing | 11 kV | PE MV TERMINAL | RYB | BKSL/PCE/J00657 | PERDANA ALAM JAYA NO.2 | R04446 PERDANA ALAM JAYA NO.3
379893546 | TNB | DISTRIBUTION | KUALA SELANGOR | Existing | 11 kV | PE MV TERMINAL | RYB | BKSL/PCE/J00657 | PERDANA ALAM JAYA NO.2 | TX2-1000KVA
379893694 | TNB | DISTRIBUTION | KUALA SELANGOR | Existing | 11 kV | PE MV TERMINAL | RYB | BKSL/PCE/J00644 | POLYMIX PLASTIC BT ARANG | HT CUSTOMER
379893703 | TNB | DISTRIBUTION | KUALA SELANGOR | Existing | 11 kV | PE MV TERMINAL | RYB | BKSL/PCE/J00644 | POLYMIX PLASTIC BT ARANG | R01776 : SOUTH PROP HOLDING
379893714 | TNB | DISTRIBUTION | KUALA SELANGOR | Existing | 11 kV | PE MV TERMINAL | RYB | BKSL/PCE/J00644 | POLYMIX PLASTIC BT ARANG | PMU BARG CB5
379893730 | TNB | DISTRIBUTION | KUALA SELANGOR | Existing | 11 kV | PE MV TERMINAL | RYB | BKSL/PCE/J00645 | SOUTHPROP NO.1 | R07034 : SOO CHEW SHENG
379893731 | TNB | DISTRIBUTION | KUALA SELANGOR | Existing | 11 kV | PE MV TERMINAL | RYB | BKSL/PCE/J00645 | SOUTHPROP NO.1 | R03447 : JASA RINGGIT HOLDINGS
379893734 | TNB | DISTRIBUTION | KUALA SELANGOR | Existing | 11 kV | PE MV TERMINAL | RYB | BKSL/PCE/J00645 | SOUTHPROP NO.1 | 1000KVA
379893824 | TNB | DISTRIBUTION | KUALA SELANGOR | Existing | 11 kV | PE MV TERMINAL | RYB | BKSL/PCE/J00817 | KILANG MING ZHANG | R04474 : ADVANCE INDUSTRIES SB
379893825 | TNB | DISTRIBUTION | KUALA SELANGOR | Existing | 11 kV | PE MV TERMINAL | RYB | BKSL/PCE/J00817 | KILANG MING ZHANG | R04014 : LOJI BERSIHAN AIR B/BADONG
379893828 | TNB | DISTRIBUTION | KUALA SELANGOR | Existing | 11 kV | PE MV TERMINAL | RYB | BKSL/PCE/J00817 | KILANG MING ZHANG | 500KVA
379893906 | TNB | DISTRIBUTION | KUALA SELANGOR | Existing | 11 kV | PE MV TERMINAL | RYB | BKSL/PCE/J00635 | EVERFLOW | 500KVA
379893913 | TNB | DISTRIBUTION | KUALA SELANGOR | Existing | 11 kV | PE MV TERMINAL | RYB | BKSL/PCE/J00635 | EVERFLOW | R08341 PE OVERFLOW NO.2
379893921 | TNB | DISTRIBUTION | KUALA SELANGOR | Existing | 11 kV | PE MV TERMINAL | RYB | BKSL/PCE/J00635 | EVERFLOW | R05941 : CHANG SHI MINERAL S/B
379893931 | TNB | DISTRIBUTION | KUALA SELANGOR | Existing | 11 kV | PE MV TERMINAL | RYB | BKSL/PCE/J00635 | EVERFLOW | 500KVA
379894089 | TNB | DISTRIBUTION | KUALA SELANGOR | Existing | 11 kV | PE MV TERMINAL | RYB | BKSL/PCE/J00834 | RUBPLAST JLN RUKUN | R05041 TAKE SIX
379894090 | TNB | DISTRIBUTION | KUALA SELANGOR | Existing | 11 kV | PE MV TERMINAL | RYB | BKSL/PCE/J00834 | RUBPLAST JLN RUKUN | R08339 PE OVERFLOW NO.2
379894093 | TNB | DISTRIBUTION | KUALA SELANGOR | Existing | 11 kV | PE MV TERMINAL | RYB | BKSL/PCE/J00834 | RUBPLAST JLN RUKUN | 500KVA
379894183 | TNB | DISTRIBUTION | KUALA SELANGOR | Existing | 11 kV | PE MV TERMINAL | RYB | BKSL/PCE/J00482 | SOUTH PROP NO.2 | R05126 : LBH BROTHERS
379894184 | TNB | DISTRIBUTION | KUALA SELANGOR | Existing | 11 kV | PE MV TERMINAL | RYB | BKSL/PCE/J00482 | SOUTH PROP NO.2 | R01777 : SOUTH PROP HOLDING
379894187 | TNB | DISTRIBUTION | KUALA SELANGOR | Existing | 11 kV | PE MV TERMINAL | RYB | BKSL/PCE/J00482 | SOUTH PROP NO.2 | 750KVA
379894277 | TNB | DISTRIBUTION | KUALA SELANGOR | Existing | 11 kV | PE MV TERMINAL | RYB | BKSL/PCE/J00646 | LBH BROTHERS | R01774 : BE PILE
379894278 | TNB | DISTRIBUTION | KUALA SELANGOR | Existing | 11 kV | PE MV TERMINAL | RYB | BKSL/PCE/J00646 | LBH BROTHERS | R06521 : SOUTH PROP NO.2
379894281 | TNB | DISTRIBUTION | KUALA SELANGOR | Existing | 11 kV | PE MV TERMINAL | RYB | BKSL/PCE/J00646 | LBH BROTHERS | 1000KVA
379894359 | TNB | DISTRIBUTION | KUALA SELANGOR | Existing | 11 kV | PE MV TERMINAL | RYB | BKSL/PCE/J00647 | BE PILE | 1000KVA
379894366 | TNB | DISTRIBUTION | KUALA SELANGOR | Existing | 11 kV | PE MV TERMINAL | RYB | BKSL/PCE/J00647 | BE PILE | R04993 : SON STAR
379894374 | TNB | DISTRIBUTION | KUALA SELANGOR | Existing | 11 kV | PE MV TERMINAL | RYB | BKSL/PCE/J00647 | BE PILE | R05128 : LBH BROTHERS
379894384 | TNB | DISTRIBUTION | KUALA SELANGOR | Existing | 11 kV | PE MV TERMINAL | RYB | BKSL/PCE/J00647 | BE PILE | 1000KVA
379894480 | TNB | DISTRIBUTION | KUALA SELANGOR | Existing | 11 kV | PE MV TERMINAL | RYB | BKSL/PCE/J00405 | SSU INDUSTRI BUKIT BADONG | TX2-1000kVA
379894486 | TNB | DISTRIBUTION | KUALA SELANGOR | Existing | 11 kV | PE MV TERMINAL | RYB | BKSL/PCE/J00405 | SSU INDUSTRI BUKIT BADONG | R01781 UNITED PAPER BOARD
379894498 | TNB | DISTRIBUTION | KUALA SELANGOR | Existing | 11 kV | PE MV TERMINAL | RYB | BKSL/PCE/J00405 | SSU INDUSTRI BUKIT BADONG | R07592 TMN INDUSTRI BUKIT BADONG A
379894506 | TNB | DISTRIBUTION | KUALA SELANGOR | Existing | 11 kV | PE MV TERMINAL | RYB | BKSL/PCE/J00405 | SSU INDUSTRI BUKIT BADONG | R07585 TMN INDUSTRI BUKIT BADONG B
379894510 | TNB | DISTRIBUTION | KUALA SELANGOR | Existing | 11 kV | PE MV TERMINAL | RYB | BKSL/PCE/J00405 | SSU INDUSTRI BUKIT BADONG | PMU BBDG FDR 1
379894513 | TNB | DISTRIBUTION | KUALA SELANGOR | Existing | 11 kV | PE MV TERMINAL | RYB | BKSL/PCE/J00405 | SSU INDUSTRI BUKIT BADONG | R07573 KG JAYA SETIA
379894538 | TNB | DISTRIBUTION | KUALA SELANGOR | Existing | 11 kV | PE MV TERMINAL | RYB | BKSL/PCE/J00405 | SSU INDUSTRI BUKIT BADONG | TX1-1000kVA
379894547 | TNB | DISTRIBUTION | KUALA SELANGOR | Existing | 11 kV | PE MV TERMINAL | RYB | BKSL/PCE/J00113 | UNITED PAPER BOARD | PENGGUNA HT
379894553 | TNB | DISTRIBUTION | KUALA SELANGOR | Existing | 11 kV | PE MV TERMINAL | RYB | BKSL/PCE/J00113 | UNITED PAPER BOARD | PENGGUNA HT
379894565 | TNB | DISTRIBUTION | KUALA SELANGOR | Existing | 11 kV | PE MV TERMINAL | RYB | BKSL/PCE/J00113 | UNITED PAPER BOARD | R07583 SSU TMN INDUSTRI BUKIT BADONG
379894573 | TNB | DISTRIBUTION | KUALA SELANGOR | Existing | 11 kV | PE MV TERMINAL | RYB | BKSL/PCE/J00113 | UNITED PAPER BOARD | R05063 SSU UNITED PAPER BOARD
379894577 | TNB | DISTRIBUTION | KUALA SELANGOR | Existing | 11 kV | PE MV TERMINAL | RYB | BKSL/PCE/J00113 | UNITED PAPER BOARD | R05067 : SSU UNITED PAPER BOARD
379894580 | TNB | DISTRIBUTION | KUALA SELANGOR | Existing | 11 kV | PE MV TERMINAL | RYB | BKSL/PCE/J00113 | UNITED PAPER BOARD | R05307 SW/STN KOTA PUTERI
379894662 | TNB | DISTRIBUTION | KUALA SELANGOR | Existing | 11 kV | PE MV TERMINAL | RYB | BKSL/PCE/J00600 | KG BARU IJOK | R01809 RUMAH PKNS IJOK
379894677 | TNB | DISTRIBUTION | KUALA SELANGOR | Existing | 11 kV | PE MV TERMINAL | RYB | BKSL/PCE/J00600 | KG BARU IJOK | R05308 SW/STN KOTA PUTERI
379894678 | TNB | DISTRIBUTION | KUALA SELANGOR | Existing | 11 kV | PE MV TERMINAL | RYB | BKSL/PCE/J00600 | KG BARU IJOK | R01808 BINAAN TEPAT IJOK 9 BUAH KILANG
379894688 | TNB | DISTRIBUTION | KUALA SELANGOR | Existing | 11 kV | PE MV TERMINAL | RYB | BKSL/PCE/J00600 | KG BARU IJOK | R02748 BUSTIE
379894691 | TNB | DISTRIBUTION | KUALA SELANGOR | Existing | 11 kV | PE MV TERMINAL | RYB | BKSL/PCE/J00600 | KG BARU IJOK | TX1-1000kVA
379894700 | TNB | DISTRIBUTION | KUALA SELANGOR | Existing | 11 kV | PE MV TERMINAL | RYB | BKSL/PCE/J00600 | KG BARU IJOK | R00588 BUSTIE
379894850 | TNB | DISTRIBUTION | KUALA SELANGOR | Existing | 11 kV | PE MV TERMINAL | RYB | BKSL/PCE/J00600 | KG BARU IJOK | PMU BBDG FDR 2
379894872 | TNB | DISTRIBUTION | KUALA SELANGOR | Existing | 11 kV | PE MV TERMINAL | RYB | BKSL/PCE/J00599 | RUMAH PKNS IJOK | R08342 TMN JASA SETIA 1
379894873 | TNB | DISTRIBUTION | KUALA SELANGOR | Existing | 11 kV | PE MV TERMINAL | RYB | BKSL/PCE/J00599 | RUMAH PKNS IJOK | R00590 KG BARU IJOK
379894876 | TNB | DISTRIBUTION | KUALA SELANGOR | Existing | 11 kV | PE MV TERMINAL | RYB | BKSL/PCE/J00599 | RUMAH PKNS IJOK | TX1-1000kVA
379894966 | TNB | DISTRIBUTION | KUALA SELANGOR | Existing | 11 kV | PE MV TERMINAL | RYB | BKSL/PCE/J00674 | DURAFILL | R01826 SOUTHERN FURNITURE
379894967 | TNB | DISTRIBUTION | KUALA SELANGOR | Existing | 11 kV | PE MV TERMINAL | RYB | BKSL/PCE/J00674 | DURAFILL | R0844 PE TMN JASA SETIA 1
379894970 | TNB | DISTRIBUTION | KUALA SELANGOR | Existing | 11 kV | PE MV TERMINAL | RYB | BKSL/PCE/J00674 | DURAFILL | TX1-750kVA
379895060 | TNB | DISTRIBUTION | KUALA SELANGOR | Existing | 11 kV | PE MV TERMINAL | RYB | BKSL/PCE/J00672 | SOUTHERN FURNITURE | R01825 IBU SAWAT TELEKOM IJOK
379895061 | TNB | DISTRIBUTION | KUALA SELANGOR | Existing | 11 kV | PE MV TERMINAL | RYB | BKSL/PCE/J00672 | SOUTHERN FURNITURE | R05728 DURAFILL
379895064 | TNB | DISTRIBUTION | KUALA SELANGOR | Existing | 11 kV | PE MV TERMINAL | RYB | BKSL/PCE/J00672 | SOUTHERN FURNITURE | TX1-1000kVA
379895233 | TNB | DISTRIBUTION | KUALA SELANGOR | Existing | 11 kV | PE MV TERMINAL | RYB | BKSL/PCE/J00625 | LOJI AIR BKT BDG | PMU BBDG Fdr 3
379895236 | TNB | DISTRIBUTION | KUALA SELANGOR | Existing | 11 kV | PE MV TERMINAL | RYB | BKSL/PCE/J00625 | LOJI AIR BKT BDG | TX1-1000kVA
379895253 | TNB | DISTRIBUTION | KUALA SELANGOR | Existing | 11 kV | PE MV TERMINAL | RYB | BKSL/PCE/J00625 | LOJI AIR BKT BDG | R06878 PE KLG BESIBATU 7 IJOK
379895256 | TNB | DISTRIBUTION | KUALA SELANGOR | Existing | 11 kV | PE MV TERMINAL | RYB | BKSL/PCE/J00625 | LOJI AIR BKT BDG | R00556 KG JAYA SETIA
379895342 | TNB | DISTRIBUTION | KUALA SELANGOR | Existing | 11 kV | PE MV TERMINAL | RYB | BKSL/PCE/J00847 | KILANG BESI BT 7 JALAN IJOK | R02882 BINAAN TEPAT IJOK 9 BUAH KILANG
379895348 | TNB | DISTRIBUTION | KUALA SELANGOR | Existing | 11 kV | PE MV TERMINAL | RYB | BKSL/PCE/J00847 | KILANG BESI BT 7 JALAN IJOK | R06828 LOJI AIR BKT BDG
379895360 | TNB | DISTRIBUTION | KUALA SELANGOR | Existing | 11 kV | PE MV TERMINAL | RYB | BKSL/PCE/J00847 | KILANG BESI BT 7 JALAN IJOK | R03620 PADAT BT. 7 IJOK
379895368 | TNB | DISTRIBUTION | KUALA SELANGOR | Existing | 11 kV | PE MV TERMINAL | RYB | BKSL/PCE/J00847 | KILANG BESI BT 7 JALAN IJOK | PENGGUNA HT 11kV
379895375 | TNB | DISTRIBUTION | KUALA SELANGOR | Existing | 11 kV | PE MV TERMINAL | RYB | BKSL/PCE/J00847 | KILANG BESI BT 7 JALAN IJOK | R06833 PE KLG BESI JLN KANDAR IJOK
379895403 | TNB | DISTRIBUTION | KUALA SELANGOR | Existing | 11 kV | PE MV TERMINAL | RYB | BKSL/PCE/J00854 | KILANG BESI BT 7 JALAN KANDAR | R02880 BINAAN TEPAT IJOK 9 BUAH KILANG
379895409 | TNB | DISTRIBUTION | KUALA SELANGOR | Existing | 11 kV | PE MV TERMINAL | RYB | BKSL/PCE/J00854 | KILANG BESI BT 7 JALAN KANDAR | R06879 PE KLG BESIBATU 7 IJOK
379895421 | TNB | DISTRIBUTION | KUALA SELANGOR | Existing | 11 kV | PE MV TERMINAL | RYB | BKSL/PCE/J00854 | KILANG BESI BT 7 JALAN KANDAR | R04603 ENG TEX METAL BOX
379895436 | TNB | DISTRIBUTION | KUALA SELANGOR | Existing | 11 kV | PE MV TERMINAL | RYB | BKSL/PCE/J00854 | KILANG BESI BT 7 JALAN KANDAR | PENGGUNA HT 11kV
379895525 | TNB | DISTRIBUTION | KUALA SELANGOR | Existing | 11 kV | PE MV TERMINAL | RYB | BKSL/PCE/J00606 | KUARTERS STP BKT BADONG | TX1-500kVA
379895531 | TNB | DISTRIBUTION | KUALA SELANGOR | Existing | 11 kV | PE MV TERMINAL | RYB | BKSL/PCE/J00606 | KUARTERS STP BKT BADONG | PMU BBDG Fdr 5
379895543 | TNB | DISTRIBUTION | KUALA SELANGOR | Existing | 11 kV | PE MV TERMINAL | RYB | BKSL/PCE/J00606 | KUARTERS STP BKT BADONG | R04602 ENG TEX METAL BOX
379895551 | TNB | DISTRIBUTION | KUALA SELANGOR | Existing | 11 kV | PE MV TERMINAL | RYB | BKSL/PCE/J00606 | KUARTERS STP BKT BADONG | SPARE
379895555 | TNB | DISTRIBUTION | KUALA SELANGOR | Existing | 11 kV | PE MV TERMINAL | RYB | BKSL/PCE/J00606 | KUARTERS STP BKT BADONG | PMU BBDG Fdr 4
379895558 | TNB | DISTRIBUTION | KUALA SELANGOR | Existing | 11 kV | PE MV TERMINAL | RYB | BKSL/PCE/J00606 | KUARTERS STP BKT BADONG | R05017 RUMAH PKNS BKT BADONG
379895595 | TNB | DISTRIBUTION | KUALA SELANGOR | Existing | 11 kV | PE MV TERMINAL | RYB | BKSL/PCE/J00605 | ENG TEX METAL BOX | R05468 KUARTERS STP BKT BADONG
379895599 | TNB | DISTRIBUTION | KUALA SELANGOR | Existing | 11 kV | PE MV TERMINAL | RYB | BKSL/PCE/J00605 | ENG TEX METAL BOX | PENGGUNA HT 11kV
379895613 | TNB | DISTRIBUTION | KUALA SELANGOR | Existing | 11 kV | PE MV TERMINAL | RYB | BKSL/PCE/J00605 | ENG TEX METAL BOX | SPARE
379895614 | TNB | DISTRIBUTION | KUALA SELANGOR | Existing | 11 kV | PE MV TERMINAL | RYB | BKSL/PCE/J00605 | ENG TEX METAL BOX | R06829 PE KLG BESI JLN KANDAR IJOK
379895627 | TNB | DISTRIBUTION | KUALA SELANGOR | Existing | 11 kV | PE MV TERMINAL | RYB | BKSL/PCE/J00603 | BINAAN TEPAT IJOK 9 BUAH KILANG | R00589 KG BARU IJOK
379895633 | TNB | DISTRIBUTION | KUALA SELANGOR | Existing | 11 kV | PE MV TERMINAL | RYB | BKSL/PCE/J00603 | BINAAN TEPAT IJOK 9 BUAH KILANG | R06874 KLG BESIBATU 7 IJOK
379895645 | TNB | DISTRIBUTION | KUALA SELANGOR | Existing | 11 kV | PE MV TERMINAL | RYB | BKSL/PCE/J00603 | BINAAN TEPAT IJOK 9 BUAH KILANG | R06830 KLG BESI JLN KANDAR IJOK
379895653 | TNB | DISTRIBUTION | KUALA SELANGOR | Existing | 11 kV | PE MV TERMINAL | RYB | BKSL/PCE/J00603 | BINAAN TEPAT IJOK 9 BUAH KILANG | TX1-1000kVA
379895660 | TNB | DISTRIBUTION | KUALA SELANGOR | Existing | 11 kV | PE MV TERMINAL | RYB | BKSL/PCE/J00603 | BINAAN TEPAT IJOK 9 BUAH KILANG | PENGGUNA HT 11kV
379895796 | TNB | DISTRIBUTION | KUALA SELANGOR | Existing | 11 kV | PE MV TERMINAL | RYB | BKSL/PCE/J00602 | PADAT BT. 7 IJOK | R06875 KLG BESIBATU 7 IJOK
379895797 | TNB | DISTRIBUTION | KUALA SELANGOR | Existing | 11 kV | PE MV TERMINAL | RYB | BKSL/PCE/J00602 | PADAT BT. 7 IJOK | R01802 TERNAKAN AYAM HING HONG
379895800 | TNB | DISTRIBUTION | KUALA SELANGOR | Existing | 11 kV | PE MV TERMINAL | RYB | BKSL/PCE/J00602 | PADAT BT. 7 IJOK | TX1-500kVA
379895892 | TNB | DISTRIBUTION | KUALA SELANGOR | Existing | 11 kV | PE MV TERMINAL | RYB | BKSL/PCE/J00604 | TERNAKAN AYAM HING HONG | S05305 PE LDG RAJAGIRI
379895893 | TNB | DISTRIBUTION | KUALA SELANGOR | Existing | 11 kV | PE MV TERMINAL | RYB | BKSL/PCE/J00604 | TERNAKAN AYAM HING HONG | R03622 PADAT BT. 7 IJOK
379895896 | TNB | DISTRIBUTION | KUALA SELANGOR | Existing | 11 kV | PE MV TERMINAL | RYB | BKSL/PCE/J00604 | TERNAKAN AYAM HING HONG | TX1-1000kVA
379895988 | TNB | DISTRIBUTION | KUALA SELANGOR | Existing | 11 kV | PE MV TERMINAL | RYB | BKSL/PCE/J00608 | RUMAH PKNS BKT BADONG | R07564 PST NIAGA NO 2 IJOK
379895989 | TNB | DISTRIBUTION | KUALA SELANGOR | Existing | 11 kV | PE MV TERMINAL | RYB | BKSL/PCE/J00608 | RUMAH PKNS BKT BADONG | R05472 KUARTERS STP BKT BADONG
379895992 | TNB | DISTRIBUTION | KUALA SELANGOR | Existing | 11 kV | PE MV TERMINAL | RYB | BKSL/PCE/J00608 | RUMAH PKNS BKT BADONG | TX1-500kVA
379896082 | TNB | DISTRIBUTION | KUALA SELANGOR | Existing | 11 kV | PE MV TERMINAL | RYB | BKSL/PCE/J00852 | PADAT PUSAT NIAGA IJOK PERMAI | R06834 MASJID IJOK
379896083 | TNB | DISTRIBUTION | KUALA SELANGOR | Existing | 11 kV | PE MV TERMINAL | RYB | BKSL/PCE/J00852 | PADAT PUSAT NIAGA IJOK PERMAI | R01798 RUMAH PKNS BKT BADONG
379896086 | TNB | DISTRIBUTION | KUALA SELANGOR | Existing | 11 kV | PE MV TERMINAL | RYB | BKSL/PCE/J00852 | PADAT PUSAT NIAGA IJOK PERMAI | TX1-500kVA
379896176 | TNB | DISTRIBUTION | KUALA SELANGOR | Existing | 11 kV | PE MV TERMINAL | RYB | BKSL/PCE/J00832 | MASJID IJOK | R07563 JLN MAKMUR BT 28 IJOK
379896177 | TNB | DISTRIBUTION | KUALA SELANGOR | Existing | 11 kV | PE MV TERMINAL | RYB | BKSL/PCE/J00832 | MASJID IJOK | R07566 PST NIAGA NO 2 IJOK
379896180 | TNB | DISTRIBUTION | KUALA SELANGOR | Existing | 11 kV | PE MV TERMINAL | RYB | BKSL/PCE/J00832 | MASJID IJOK | TX1-500kVA
379896258 | TNB | DISTRIBUTION | KUALA SELANGOR | Existing | 11 kV | PE MV TERMINAL | RYB | BKSL/PCE/J00394 | JLN MAKMUR BT 28 IJOK | TX1-500kVA
379896265 | TNB | DISTRIBUTION | KUALA SELANGOR | Existing | 11 kV | PE MV TERMINAL | RYB | BKSL/PCE/J00394 | JLN MAKMUR BT 28 IJOK | R08310 PE GREAT ECO GLOVE
379896273 | TNB | DISTRIBUTION | KUALA SELANGOR | Existing | 11 kV | PE MV TERMINAL | RYB | BKSL/PCE/J00394 | JLN MAKMUR BT 28 IJOK | R06836 MASJID IJOK
379896283 | TNB | DISTRIBUTION | KUALA SELANGOR | Existing | 11 kV | PE MV TERMINAL | RYB | BKSL/PCE/J00394 | JLN MAKMUR BT 28 IJOK | TX2-500kVA
379896441 | TNB | DISTRIBUTION | KUALA SELANGOR | Existing | 11 kV | PE MV TERMINAL | RYB | BKSL/PCE/J00833 | ASSOSIATED MANUFACTURE TRADER | R08009 : BTY WORLDWIDE
379896442 | TNB | DISTRIBUTION | KUALA SELANGOR | Existing | 11 kV | PE MV TERMINAL | RYB | BKSL/PCE/J00833 | ASSOSIATED MANUFACTURE TRADER | R06800 PE GREAT ECO GLOVE
379896445 | TNB | DISTRIBUTION | KUALA SELANGOR | Existing | 11 kV | PE MV TERMINAL | RYB | BKSL/PCE/J00833 | ASSOSIATED MANUFACTURE TRADER | TX1-300kVA
379896526 | TNB | DISTRIBUTION | KUALA SELANGOR | Existing | 11 kV | PE MV TERMINAL | RYB | BKSL/PCE/J00609 | TERNAK LEMBU IJOK | R0002 BEACON A/T
379896542 | TNB | DISTRIBUTION | KUALA SELANGOR | Existing | 11 kV | PE MV TERMINAL | RYB | BKSL/PCE/J00609 | TERNAK LEMBU IJOK | R08011 : BTY WORLDWIDE
379896552 | TNB | DISTRIBUTION | KUALA SELANGOR | Existing | 11 kV | PE MV TERMINAL | RYB | BKSL/PCE/J00609 | TERNAK LEMBU IJOK | R02472 BUSTIE
379896555 | TNB | DISTRIBUTION | KUALA SELANGOR | Existing | 11 kV | PE MV TERMINAL | RYB | BKSL/PCE/J00609 | TERNAK LEMBU IJOK | TX1-300kVA
379896564 | TNB | DISTRIBUTION | KUALA SELANGOR | Existing | 11 kV | PE MV TERMINAL | RYB | BKSL/PCE/J00609 | TERNAK LEMBU IJOK | R02471 BUSTIE
379896710 | TNB | DISTRIBUTION | KUALA SELANGOR | Existing | 11 kV | PE MV TERMINAL | RYB | BKSL/PCE/J00609 | TERNAK LEMBU IJOK | R06870 KOTA PUTERI 6(2) JALAN KP 2/2
379896722 | TNB | DISTRIBUTION | KUALA SELANGOR | Existing | 11 kV | PE MV TERMINAL | RYB | BKSL/PCE/J00609 | TERNAK LEMBU IJOK | R01836 LOJI AIR BKT MAYUNG
379896850 | TNB | DISTRIBUTION | KUALA SELANGOR | Existing | 11 kV | PE MV TERMINAL | RYB | BKSL/PCE/J00610 | LOJI AIR BKT MAYUNG | SPARE
379896851 | TNB | DISTRIBUTION | KUALA SELANGOR | Existing | 11 kV | PE MV TERMINAL | RYB | BKSL/PCE/J00610 | LOJI AIR BKT MAYUNG | R01830 TERNAK LEMBU IJOK
379896854 | TNB | DISTRIBUTION | KUALA SELANGOR | Existing | 11 kV | PE MV TERMINAL | RYB | BKSL/PCE/J00610 | LOJI AIR BKT MAYUNG | TX1-300kVA
379896944 | TNB | DISTRIBUTION | KUALA SELANGOR | Existing | 11 kV | PE MV TERMINAL | RYB | BKSL/PCE/J00425 | KOTA PUTERI 6(2) JALAN KP 2/2 | R07924 MAY POLYESTER
379896945 | TNB | DISTRIBUTION | KUALA SELANGOR | Existing | 11 kV | PE MV TERMINAL | RYB | BKSL/PCE/J00425 | KOTA PUTERI 6(2) JALAN KP 2/2 | R01831 TERNAK LEMBU IJOK
379896948 | TNB | DISTRIBUTION | KUALA SELANGOR | Existing | 11 kV | PE MV TERMINAL | RYB | BKSL/PCE/J00425 | KOTA PUTERI 6(2) JALAN KP 2/2 | TX1-750kVA
379897064 | TNB | DISTRIBUTION | KUALA SELANGOR | Existing | 11 kV | PE MV TERMINAL | RYB | BKSL/PCE/J00423 | MAY POLYESTER | R04689 LOJI RAWATAN KUMBAHAN
379897068 | TNB | DISTRIBUTION | KUALA SELANGOR | Existing | 11 kV | PE MV TERMINAL | RYB | BKSL/PCE/J00423 | MAY POLYESTER | R06868 KOTA PUTERI 6(2) JALAN KP 2/2
379897082 | TNB | DISTRIBUTION | KUALA SELANGOR | Existing | 11 kV | PE MV TERMINAL | RYB | BKSL/PCE/J00423 | MAY POLYESTER | PENGGUNA HT 11kV
379897093 | TNB | DISTRIBUTION | KUALA SELANGOR | Existing | 11 kV | PE MV TERMINAL | RYB | BKSL/PCE/J00480 | VASATECH | TX2-1000kVA
379897100 | TNB | DISTRIBUTION | KUALA SELANGOR | Existing | 11 kV | PE MV TERMINAL | RYB | BKSL/PCE/J00480 | VASATECH | R06364 STALHAEM NO.2
379897108 | TNB | DISTRIBUTION | KUALA SELANGOR | Existing | 11 kV | PE MV TERMINAL | RYB | BKSL/PCE/J00480 | VASATECH | PMU BBDG Fdr6
379897118 | TNB | DISTRIBUTION | KUALA SELANGOR | Existing | 11 kV | PE MV TERMINAL | RYB | BKSL/PCE/J00480 | VASATECH | TX1-1000kVA
379897528 | TNB | DISTRIBUTION | KUALA SELANGOR | Existing | 11 kV | PE MV TERMINAL | RYB | BKSL/PCE/J00478 | TMN SURIA | R06362 STALHAEM NO.2
379897531 | TNB | DISTRIBUTION | KUALA SELANGOR | Existing | 11 kV | PE MV TERMINAL | RYB | BKSL/PCE/J00478 | TMN SURIA | TX1-750kVA
379897548 | TNB | DISTRIBUTION | KUALA SELANGOR | Existing | 11 kV | PE MV TERMINAL | RYB | BKSL/PCE/J00478 | TMN SURIA | SPARE
379897551 | TNB | DISTRIBUTION | KUALA SELANGOR | Existing | 11 kV | PE MV TERMINAL | RYB | BKSL/PCE/J00478 | TMN SURIA | R06136 TMN SURIA BESTARI
379897633 | TNB | DISTRIBUTION | KUALA SELANGOR | Existing | 11 kV | PE MV TERMINAL | RYB | BKSL/PCE/J00483 | STALHAEM NO.2 | R03225 VASATECH
379897636 | TNB | DISTRIBUTION | KUALA SELANGOR | Existing | 11 kV | PE MV TERMINAL | RYB | BKSL/PCE/J00483 | STALHAEM NO.2 | TX1-750kVA
379897653 | TNB | DISTRIBUTION | KUALA SELANGOR | Existing | 11 kV | PE MV TERMINAL | RYB | BKSL/PCE/J00483 | STALHAEM NO.2 | PENGGUNA HT 11kV
379897656 | TNB | DISTRIBUTION | KUALA SELANGOR | Existing | 11 kV | PE MV TERMINAL | RYB | BKSL/PCE/J00483 | STALHAEM NO.2 | R01846 TMN SURIA
379897763 | TNB | DISTRIBUTION | KUALA SELANGOR | Existing | 11 kV | PE MV TERMINAL | RYB | BKSL/PCE/J00500 | KG SG RAMBAI | R03150 KG JAWA
379897766 | TNB | DISTRIBUTION | KUALA SELANGOR | Existing | 11 kV | PE MV TERMINAL | RYB | BKSL/PCE/J00500 | KG SG RAMBAI | TX1-500kVA
379897783 | TNB | DISTRIBUTION | KUALA SELANGOR | Existing | 11 kV | PE MV TERMINAL | RYB | BKSL/PCE/J00500 | KG SG RAMBAI | S01338 SW/STN SG RAMBAI ESTET
379897786 | TNB | DISTRIBUTION | KUALA SELANGOR | Existing | 11 kV | PE MV TERMINAL | RYB | BKSL/PCE/J00500 | KG SG RAMBAI | R05411 RESTORAN YU HEE SWALLOW
379897881 | TNB | DISTRIBUTION | KUALA SELANGOR | Existing | 11 kV | PE MV TERMINAL | RYB | BKSL/PCE/J00493 | KG JAWA | R01876 KG SG RAMBAI
379897882 | TNB | DISTRIBUTION | KUALA SELANGOR | Existing | 11 kV | PE MV TERMINAL | RYB | BKSL/PCE/J00493 | KG JAWA | PMU BBDG Fdr 7
379897885 | TNB | DISTRIBUTION | KUALA SELANGOR | Existing | 11 kV | PE MV TERMINAL | RYB | BKSL/PCE/J00493 | KG JAWA | TX1-1000kVA
379897975 | TNB | DISTRIBUTION | KUALA SELANGOR | Existing | 11 kV | PE MV TERMINAL | RYB | BKSL/PCE/J00501 | RESTORAN YU HEE SWALLOW | R03916 TMN KILAUAN
379897976 | TNB | DISTRIBUTION | KUALA SELANGOR | Existing | 11 kV | PE MV TERMINAL | RYB | BKSL/PCE/J00501 | RESTORAN YU HEE SWALLOW | R01874 KG SG RAMBAI
379897979 | TNB | DISTRIBUTION | KUALA SELANGOR | Existing | 11 kV | PE MV TERMINAL | RYB | BKSL/PCE/J00501 | RESTORAN YU HEE SWALLOW | TX1-500kVA
379898069 | TNB | DISTRIBUTION | KUALA SELANGOR | Existing | 11 kV | PE MV TERMINAL | RYB | BKSL/PCE/J00499 | TMN KILAUAN | R07391 TAMAN RUI DEV
379898070 | TNB | DISTRIBUTION | KUALA SELANGOR | Existing | 11 kV | PE MV TERMINAL | RYB | BKSL/PCE/J00499 | TMN KILAUAN | R05413 RESTORAN YU HEE SWALLOW
379898073 | TNB | DISTRIBUTION | KUALA SELANGOR | Existing | 11 kV | PE MV TERMINAL | RYB | BKSL/PCE/J00499 | TMN KILAUAN | TX1-1000kVA
379898190 | TNB | DISTRIBUTION | KUALA SELANGOR | Existing | 11 kV | PE MV TERMINAL | RYB | BKSL/PCE/J00814 | TAMAN RUI DEV | R00475 WATASEKO
379898191 | TNB | DISTRIBUTION | KUALA SELANGOR | Existing | 11 kV | PE MV TERMINAL | RYB | BKSL/PCE/J00814 | TAMAN RUI DEV | R03915 TMN KILAUAN
379898194 | TNB | DISTRIBUTION | KUALA SELANGOR | Existing | 11 kV | PE MV TERMINAL | RYB | BKSL/PCE/J00814 | TAMAN RUI DEV | TX1-300kVA
379898284 | TNB | DISTRIBUTION | KUALA SELANGOR | Existing | 11 kV | PE MV TERMINAL | RYB | BKSL/PCE/J00498 | WATASEKO | R08146 PE PDT JLN HOLMWOOD
379898285 | TNB | DISTRIBUTION | KUALA SELANGOR | Existing | 11 kV | PE MV TERMINAL | RYB | BKSL/PCE/J00498 | WATASEKO | R07392 TAMAN RUI DEV
379898288 | TNB | DISTRIBUTION | KUALA SELANGOR | Existing | 11 kV | PE MV TERMINAL | RYB | BKSL/PCE/J00498 | WATASEKO | TX1-750kVA
379898378 | TNB | DISTRIBUTION | KUALA SELANGOR | Existing | 11 kV | PE MV TERMINAL | RYB | BKSL/PCE/J00497 | TMN SRI CAHAYA(C/S) | R00478 SM TEKNIK BATANG BERJUNTAI
379898379 | TNB | DISTRIBUTION | KUALA SELANGOR | Existing | 11 kV | PE MV TERMINAL | RYB | BKSL/PCE/J00497 | TMN SRI CAHAYA(C/S) | R08148 PE PDT JLN HOLMWOOD
379898382 | TNB | DISTRIBUTION | KUALA SELANGOR | Existing | 11 kV | PE MV TERMINAL | RYB | BKSL/PCE/J00497 | TMN SRI CAHAYA(C/S) | TX1-1000kVA
379898474 | TNB | DISTRIBUTION | KUALA SELANGOR | Existing | 11 kV | PE MV TERMINAL | RYB | BKSL/PCE/J00495 | SM TEKNIK BATANG BERJUNTAI | R03820 SK BATANG BERJUNTAI
379898475 | TNB | DISTRIBUTION | KUALA SELANGOR | Existing | 11 kV | PE MV TERMINAL | RYB | BKSL/PCE/J00495 | SM TEKNIK BATANG BERJUNTAI | R04164 TMN SRI CAHAYA(C/S)
379898478 | TNB | DISTRIBUTION | KUALA SELANGOR | Existing | 11 kV | PE MV TERMINAL | RYB | BKSL/PCE/J00495 | SM TEKNIK BATANG BERJUNTAI | TX1-1000kVA
379898570 | TNB | DISTRIBUTION | KUALA SELANGOR | Existing | 11 kV | PE MV TERMINAL | RYB | BKSL/PCE/J00494 | SK BATANG BERJUNTAI | R05515 TMN PELANGI
379898571 | TNB | DISTRIBUTION | KUALA SELANGOR | Existing | 11 kV | PE MV TERMINAL | RYB | BKSL/PCE/J00494 | SK BATANG BERJUNTAI | R00480 SM TEKNIK BATANG BERJUNTAI
379898574 | TNB | DISTRIBUTION | KUALA SELANGOR | Existing | 11 kV | PE MV TERMINAL | RYB | BKSL/PCE/J00494 | SK BATANG BERJUNTAI | TX1-1000kVA
379898666 | TNB | DISTRIBUTION | KUALA SELANGOR | Existing | 11 kV | PE MV TERMINAL | RYB | BKSL/PCE/J00568 | TMN PELANGI | R01879 PKNS TAMAN SRI INDAH
379898667 | TNB | DISTRIBUTION | KUALA SELANGOR | Existing | 11 kV | PE MV TERMINAL | RYB | BKSL/PCE/J00568 | TMN PELANGI | R03819 SK BATANG BERJUNTAI
379898670 | TNB | DISTRIBUTION | KUALA SELANGOR | Existing | 11 kV | PE MV TERMINAL | RYB | BKSL/PCE/J00568 | TMN PELANGI | TX1-500kVA
379898760 | TNB | DISTRIBUTION | KUALA SELANGOR | Existing | 11 kV | PE MV TERMINAL | RYB | BKSL/PCE/J00035 | SG RAMBAI NO 1 | S00070 SG RAMBAI NO 2
379898761 | TNB | DISTRIBUTION | KUALA SELANGOR | Existing | 11 kV | PE MV TERMINAL | RYB | BKSL/PCE/J00035 | SG RAMBAI NO 1 | S00065 SW/STN SG RAMBAI ESTET
379898764 | TNB | DISTRIBUTION | KUALA SELANGOR | Existing | 11 kV | PE MV TERMINAL | RYB | BKSL/PCE/J00035 | SG RAMBAI NO 1 | TX1-100kVA
379915999 | TNB | DISTRIBUTION | KUALA SELANGOR | Existing | 11 kV | PE MV TERMINAL | RYB | BKSL/PCE/J00586 | KLINIK KESIHATAN B/BERJUNTAI | TX 2 - 500 KVA
379916006 | TNB | DISTRIBUTION | KUALA SELANGOR | Existing | 11 kV | PE MV TERMINAL | RYB | BKSL/PCE/J00586 | KLINIK KESIHATAN B/BERJUNTAI | PE TMN SENTOSA BTG BERJUNTAI
379916014 | TNB | DISTRIBUTION | KUALA SELANGOR | Existing | 11 kV | PE MV TERMINAL | RYB | BKSL/PCE/J00586 | KLINIK KESIHATAN B/BERJUNTAI | PE TELEKOM BESTARI JAYA
379916024 | TNB | DISTRIBUTION | KUALA SELANGOR | Existing | 11 kV | PE MV TERMINAL | RYB | BKSL/PCE/J00586 | KLINIK KESIHATAN B/BERJUNTAI | TX 1 - 750 KVA
379916349 | TNB | DISTRIBUTION | KUALA SELANGOR | Existing | 11 kV | PE MV TERMINAL | RYB | BKSL/PCE/J00504 | SIME HYUNDAI | HT CUSTOMER
379916358 | TNB | DISTRIBUTION | KUALA SELANGOR | Existing | 11 kV | PE MV TERMINAL | RYB | BKSL/PCE/J00504 | SIME HYUNDAI | R03175 BB TECHNO PARK 1
379916369 | TNB | DISTRIBUTION | KUALA SELANGOR | Existing | 11 kV | PE MV TERMINAL | RYB | BKSL/PCE/J00504 | SIME HYUNDAI | R01900 SIME INAX
379916408 | TNB | DISTRIBUTION | KUALA SELANGOR | Existing | 11 kV | PE MV TERMINAL | RYB | BKSL/PCE/J00557 | LOJI AIR RANTAU PANJANG | R03842 FISH POND NO 1
379916409 | TNB | DISTRIBUTION | KUALA SELANGOR | Existing | 11 kV | PE MV TERMINAL | RYB | BKSL/PCE/J00557 | LOJI AIR RANTAU PANJANG | R05752 SYABAS R/PANJANG
379916412 | TNB | DISTRIBUTION | KUALA SELANGOR | Existing | 11 kV | PE MV TERMINAL | RYB | BKSL/PCE/J00557 | LOJI AIR RANTAU PANJANG | TX 500 KVA
379916596 | TNB | DISTRIBUTION | KUALA SELANGOR | Existing | 11 kV | PE MV TERMINAL | RYB | BKSL/PCE/J00612 | TANAMARAN NO.1 | S05561 LADANG TANAMARAM 2
379916597 | TNB | DISTRIBUTION | KUALA SELANGOR | Existing | 11 kV | PE MV TERMINAL | RYB | BKSL/PCE/J00612 | TANAMARAN NO.1 | PPU SDBY FDR 6
379916600 | TNB | DISTRIBUTION | KUALA SELANGOR | Existing | 11 kV | PE MV TERMINAL | RYB | BKSL/PCE/J00612 | TANAMARAN NO.1 | TX-500KVA
379916677 | TNB | DISTRIBUTION | KUALA SELANGOR | Existing | 11 kV | PE MV TERMINAL | RYB | BKSL/PCE/J00234 | SW/STN BKT TALANG | S00516 LDG BKT TLG
379916703 | TNB | DISTRIBUTION | KUALA SELANGOR | Existing | 11 kV | PE MV TERMINAL | RYB | BKSL/PCE/J00234 | SW/STN BKT TALANG | S05973 : KONG LEE RAJA MUSA
379916705 | TNB | DISTRIBUTION | KUALA SELANGOR | Existing | 11 kV | PE MV TERMINAL | RYB | BKSL/PCE/J00234 | SW/STN BKT TALANG | S01541 AGROTEK
379916711 | TNB | DISTRIBUTION | KUALA SELANGOR | Existing | 11 kV | PE MV TERMINAL | RYB | BKSL/PCE/J00234 | SW/STN BKT TALANG | TX- 1000 KVA
379916712 | TNB | DISTRIBUTION | KUALA SELANGOR | Existing | 11 kV | PE MV TERMINAL | RYB | BKSL/PCE/J00234 | SW/STN BKT TALANG | TX- 1000 KVA
379916870 | TNB | DISTRIBUTION | KUALA SELANGOR | Existing | 11 kV | PE MV TERMINAL | RYB | BKSL/PCE/J00477 | HANG TUAH | R01861 TMN MUHIBAH
379916871 | TNB | DISTRIBUTION | KUALA SELANGOR | Existing | 11 kV | PE MV TERMINAL | RYB | BKSL/PCE/J00477 | HANG TUAH | FEEDER 7 PPU SDBY
379916874 | TNB | DISTRIBUTION | KUALA SELANGOR | Existing | 11 kV | PE MV TERMINAL | RYB | BKSL/PCE/J00477 | HANG TUAH | 100KVA
379917260 | TNB | DISTRIBUTION | KUALA SELANGOR | Existing | 11 kV | PE MV TERMINAL | RYB | BKSL/PCE/J00479 | BALAI POLIS BATANG BEJUNTAI | R05366 TMN SERI BISTARI
379917261 | TNB | DISTRIBUTION | KUALA SELANGOR | Existing | 11 kV | PE MV TERMINAL | RYB | BKSL/PCE/J00479 | BALAI POLIS BATANG BEJUNTAI | R01864 TMN MUHIBAH
379917264 | TNB | DISTRIBUTION | KUALA SELANGOR | Existing | 11 kV | PE MV TERMINAL | RYB | BKSL/PCE/J00479 | BALAI POLIS BATANG BEJUNTAI | 500KVA
379917356 | TNB | DISTRIBUTION | KUALA SELANGOR | Existing | 11 kV | PE MV TERMINAL | RYB | BKSL/PCE/J00570 | TMN SRI BISTARI | R06134 SURIA BISTARI
379917357 | TNB | DISTRIBUTION | KUALA SELANGOR | Existing | 11 kV | PE MV TERMINAL | RYB | BKSL/PCE/J00570 | TMN SRI BISTARI | R01859 B.POLIS BTG.JUNTAI
379917360 | TNB | DISTRIBUTION | KUALA SELANGOR | Existing | 11 kV | PE MV TERMINAL | RYB | BKSL/PCE/J00570 | TMN SRI BISTARI | TX-300KVA
379917458 | TNB | DISTRIBUTION | KUALA SELANGOR | Existing | 11 kV | PE MV TERMINAL | RYB | BKSL/PCE/J00471 | HWA TEH | R08091 BRIGHTWAY SG DARAH
379917459 | TNB | DISTRIBUTION | KUALA SELANGOR | Existing | 11 kV | PE MV TERMINAL | RYB | BKSL/PCE/J00471 | HWA TEH | R01863 TMN MUHIBAH
379917462 | TNB | DISTRIBUTION | KUALA SELANGOR | Existing | 11 kV | PE MV TERMINAL | RYB | BKSL/PCE/J00471 | HWA TEH | TX- 750KVA
379917554 | TNB | DISTRIBUTION | KUALA SELANGOR | Existing | 11 kV | PE MV TERMINAL | RYB | BKSL/PCE/J00469 | TMN SULUH BESTARI | R05050 FRUIT VALLEY
379917555 | TNB | DISTRIBUTION | KUALA SELANGOR | Existing | 11 kV | PE MV TERMINAL | RYB | BKSL/PCE/J00469 | TMN SULUH BESTARI | R08093 BRIGHTWAY SG DARAH
379917558 | TNB | DISTRIBUTION | KUALA SELANGOR | Existing | 11 kV | PE MV TERMINAL | RYB | BKSL/PCE/J00469 | TMN SULUH BESTARI | TX-300 KVA
379917730 | TNB | DISTRIBUTION | KUALA SELANGOR | Existing | 11 kV | PE MV TERMINAL | RYB | BKSL/PCE/J00470 | FRUIT VALLEY | R05052 SPARE
379917737 | TNB | DISTRIBUTION | KUALA SELANGOR | Existing | 11 kV | PE MV TERMINAL | RYB | BKSL/PCE/J00470 | FRUIT VALLEY | R03845 FISHPOND 2
379917745 | TNB | DISTRIBUTION | KUALA SELANGOR | Existing | 11 kV | PE MV TERMINAL | RYB | BKSL/PCE/J00470 | FRUIT VALLEY | R05049 TMN SULOH BISTARI
379917755 | TNB | DISTRIBUTION | KUALA SELANGOR | Existing | 11 kV | PE MV TERMINAL | RYB | BKSL/PCE/J00470 | FRUIT VALLEY | TX1- 300 KVA
379917917 | TNB | DISTRIBUTION | KUALA SELANGOR | Existing | 11 kV | PE MV TERMINAL | RYB | BKSL/PCE/J00474 | FISH POND NO 2 | R06733 TIP TOP MEAT
379917918 | TNB | DISTRIBUTION | KUALA SELANGOR | Existing | 11 kV | PE MV TERMINAL | RYB | BKSL/PCE/J00474 | FISH POND NO 2 | R06002 FRUIT VALLEY
379917921 | TNB | DISTRIBUTION | KUALA SELANGOR | Existing | 11 kV | PE MV TERMINAL | RYB | BKSL/PCE/J00474 | FISH POND NO 2 | TX - 1000 KVA
379918011 | TNB | DISTRIBUTION | KUALA SELANGOR | Existing | 11 kV | PE MV TERMINAL | RYB | BKSL/PCE/J00227 | LDG TERNAK AYAM JLN RAJA MUSA | S00519 PERMATA CITRA
379918012 | TNB | DISTRIBUTION | KUALA SELANGOR | Existing | 11 kV | PE MV TERMINAL | RYB | BKSL/PCE/J00227 | LDG TERNAK AYAM JLN RAJA MUSA | S05563 LADANG TANAMARAM 2
379918015 | TNB | DISTRIBUTION | KUALA SELANGOR | Existing | 11 kV | PE MV TERMINAL | RYB | BKSL/PCE/J00227 | LDG TERNAK AYAM JLN RAJA MUSA | TX-1000 KVA
379918105 | TNB | DISTRIBUTION | KUALA SELANGOR | Existing | 11 kV | PE MV TERMINAL | RYB | BKSL/PCE/J00226 | PERMATA CITRA | S01539 AGROTEK
379918106 | TNB | DISTRIBUTION | KUALA SELANGOR | Existing | 11 kV | PE MV TERMINAL | RYB | BKSL/PCE/J00226 | PERMATA CITRA | S01546 LT AYAM RAJA MUSA
379918109 | TNB | DISTRIBUTION | KUALA SELANGOR | Existing | 11 kV | PE MV TERMINAL | RYB | BKSL/PCE/J00226 | PERMATA CITRA | TX - 500 KVA
379918199 | TNB | DISTRIBUTION | KUALA SELANGOR | Existing | 11 kV | PE MV TERMINAL | RYB | BKSL/PCE/J00281 | TMN AGROTEKNOLOGI | S00512 STS BKT TALANG
379918200 | TNB | DISTRIBUTION | KUALA SELANGOR | Existing | 11 kV | PE MV TERMINAL | RYB | BKSL/PCE/J00281 | TMN AGROTEKNOLOGI | S00518 PERMATA CITRA
379918203 | TNB | DISTRIBUTION | KUALA SELANGOR | Existing | 11 kV | PE MV TERMINAL | RYB | BKSL/PCE/J00281 | TMN AGROTEKNOLOGI | TX- 1000 KVA
379918293 | TNB | DISTRIBUTION | KUALA SELANGOR | Existing | 11 kV | PE MV TERMINAL | RYB | BKSL/PCE/J00225 | LDG BKT TALANG | N/A
379918294 | TNB | DISTRIBUTION | KUALA SELANGOR | Existing | 11 kV | PE MV TERMINAL | RYB | BKSL/PCE/J00225 | LDG BKT TALANG | S00514 STS BKT TALANG
379918297 | TNB | DISTRIBUTION | KUALA SELANGOR | Existing | 11 kV | PE MV TERMINAL | RYB | BKSL/PCE/J00225 | LDG BKT TALANG | TX 300 KVA
379918468 | TNB | DISTRIBUTION | KUALA SELANGOR | Existing | 11 kV | PE MV TERMINAL | RYB | BKSL/PCE/J00224 | PKNS RAJA MUSA (TMN RAJA MUSA) | S05975 : KONG LEE RAJA MUSA
379918471 | TNB | DISTRIBUTION | KUALA SELANGOR | Existing | 11 kV | PE MV TERMINAL | RYB | BKSL/PCE/J00224 | PKNS RAJA MUSA (TMN RAJA MUSA) | TX - 500 KVA
379918488 | TNB | DISTRIBUTION | KUALA SELANGOR | Existing | 11 kV | PE MV TERMINAL | RYB | BKSL/PCE/J00224 | PKNS RAJA MUSA (TMN RAJA MUSA) | S05950 : REBAN AYAM D/EMAS
379918491 | TNB | DISTRIBUTION | KUALA SELANGOR | Existing | 11 kV | PE MV TERMINAL | RYB | BKSL/PCE/J00224 | PKNS RAJA MUSA (TMN RAJA MUSA) | S05402 GUTHRIE BKT LALANG
379918588 | TNB | DISTRIBUTION | KUALA SELANGOR | Existing | 11 kV | PE MV TERMINAL | RYB | BKSL/PCE/J00541 | LDG GUTHREY BKT TALANG | S00511 RAJA MUSA 2
379918589 | TNB | DISTRIBUTION | KUALA SELANGOR | Existing | 11 kV | PE MV TERMINAL | RYB | BKSL/PCE/J00541 | LDG GUTHREY BKT TALANG | S01538 PKNS RAJA MUSA
379918592 | TNB | DISTRIBUTION | KUALA SELANGOR | Existing | 11 kV | PE MV TERMINAL | RYB | BKSL/PCE/J00541 | LDG GUTHREY BKT TALANG | TX - 500 KVA
379918682 | TNB | DISTRIBUTION | KUALA SELANGOR | Existing | 11 kV | PE MV TERMINAL | RYB | BKSL/PCE/J00223 | RJ MUSA NO 2(ESTATE) | S00506 RAJA MUSA 1
379918683 | TNB | DISTRIBUTION | KUALA SELANGOR | Existing | 11 kV | PE MV TERMINAL | RYB | BKSL/PCE/J00223 | RJ MUSA NO 2(ESTATE) | S05404 GUTHRIE BKT LALANG
379918686 | TNB | DISTRIBUTION | KUALA SELANGOR | Existing | 11 kV | PE MV TERMINAL | RYB | BKSL/PCE/J00223 | RJ MUSA NO 2(ESTATE) | TX - 300 KVA
379918763 | TNB | DISTRIBUTION | KUALA SELANGOR | Existing | 11 kV | PE MV TERMINAL | RYB | BKSL/PCE/J00222 | RJ MUSA NO 1 (TMN MANICKAVASAGAM) | S01652 KONG LEE ENG FARM
379918789 | TNB | DISTRIBUTION | KUALA SELANGOR | Existing | 11 kV | PE MV TERMINAL | RYB | BKSL/PCE/J00222 | RJ MUSA NO 1 (TMN MANICKAVASAGAM) | S00505 STS RAJA MUSA
379918791 | TNB | DISTRIBUTION | KUALA SELANGOR | Existing | 11 kV | PE MV TERMINAL | RYB | BKSL/PCE/J00222 | RJ MUSA NO 1 (TMN MANICKAVASAGAM) | S00509 RAJA MUSA 2
379918797 | TNB | DISTRIBUTION | KUALA SELANGOR | Existing | 11 kV | PE MV TERMINAL | RYB | BKSL/PCE/J00222 | RJ MUSA NO 1 (TMN MANICKAVASAGAM) | TX - 300 KVA
379918945 | TNB | DISTRIBUTION | KUALA SELANGOR | Existing | 11 kV | PE MV TERMINAL | RYB | BKSL/PCE/J00236 | SW/STN RJ MUSA | S01565 QTRS LADANG BKT TALANG
379918948 | TNB | DISTRIBUTION | KUALA SELANGOR | Existing | 11 kV | PE MV TERMINAL | RYB | BKSL/PCE/J00236 | SW/STN RJ MUSA | TX1 - 1000 KVA
379918965 | TNB | DISTRIBUTION | KUALA SELANGOR | Existing | 11 kV | PE MV TERMINAL | RYB | BKSL/PCE/J00236 | SW/STN RJ MUSA | SPARE
379918968 | TNB | DISTRIBUTION | KUALA SELANGOR | Existing | 11 kV | PE MV TERMINAL | RYB | BKSL/PCE/J00236 | SW/STN RJ MUSA | S01560 PKNS B.BLMB INDAH
379919053 | TNB | DISTRIBUTION | KUALA SELANGOR | Existing | 11 kV | PE MV TERMINAL | RYB | BKSL/PCE/J00583 | SW/STN SIME DARBY NO 2 | R04846 SSU PKPS
379919062 | TNB | DISTRIBUTION | KUALA SELANGOR | Existing | 11 kV | PE MV TERMINAL | RYB | BKSL/PCE/J00583 | SW/STN SIME DARBY NO 2 | R06757 PDT AMAN SURIA
379919073 | TNB | DISTRIBUTION | KUALA SELANGOR | Existing | 11 kV | PE MV TERMINAL | RYB | BKSL/PCE/J00583 | SW/STN SIME DARBY NO 2 | FEEDER 2 PPU SDBY
379919081 | TNB | DISTRIBUTION | KUALA SELANGOR | Existing | 11 kV | PE MV TERMINAL | RYB | BKSL/PCE/J00236 | SW/STN RJ MUSA | S00508 RAJA MUSA 1
379919177 | TNB | DISTRIBUTION | KUALA SELANGOR | Existing | 11 kV | PE MV TERMINAL | RYB | BKSL/PCE/J00243 | PKNS BKT BELIMBING (R/MURAH) | S01561 PKNS B.BLMB INDAH
379919180 | TNB | DISTRIBUTION | KUALA SELANGOR | Existing | 11 kV | PE MV TERMINAL | RYB | BKSL/PCE/J00243 | PKNS BKT BELIMBING (R/MURAH) | TX - 300 KVA
379919197 | TNB | DISTRIBUTION | KUALA SELANGOR | Existing | 11 kV | PE MV TERMINAL | RYB | BKSL/PCE/J00243 | PKNS BKT BELIMBING (R/MURAH) | S00491 TOK 4 MAJID
379919200 | TNB | DISTRIBUTION | KUALA SELANGOR | Existing | 11 kV | PE MV TERMINAL | RYB | BKSL/PCE/J00243 | PKNS BKT BELIMBING (R/MURAH) | S01566 KELIP KELIP
379919295 | TNB | DISTRIBUTION | KUALA SELANGOR | Existing | 11 kV | PE MV TERMINAL | RYB | BKSL/PCE/J00242 | TOK 4 MAJID | S00490 GOODWILL COCONUT
379919296 | TNB | DISTRIBUTION | KUALA SELANGOR | Existing | 11 kV | PE MV TERMINAL | RYB | BKSL/PCE/J00242 | TOK 4 MAJID | S00495 PKNS BKT BELIMBING
379919299 | TNB | DISTRIBUTION | KUALA SELANGOR | Existing | 11 kV | PE MV TERMINAL | RYB | BKSL/PCE/J00242 | TOK 4 MAJID | TX - 300 KVA
379919389 | TNB | DISTRIBUTION | KUALA SELANGOR | Existing | 11 kV | PE MV TERMINAL | RYB | BKSL/PCE/J00240 | GOODWILL COCONUT | S05689 FA HERB
379919390 | TNB | DISTRIBUTION | KUALA SELANGOR | Existing | 11 kV | PE MV TERMINAL | RYB | BKSL/PCE/J00240 | GOODWILL COCONUT | S00493 TOK 4 MAJID
379919393 | TNB | DISTRIBUTION | KUALA SELANGOR | Existing | 11 kV | PE MV TERMINAL | RYB | BKSL/PCE/J00240 | GOODWILL COCONUT | TX - 300 KVA
379919483 | TNB | DISTRIBUTION | KUALA SELANGOR | Existing | 11 kV | PE MV TERMINAL | RYB | BKSL/PCE/J00554 | FA HERB | S01559 TMN MENGKUANG
379919484 | TNB | DISTRIBUTION | KUALA SELANGOR | Existing | 11 kV | PE MV TERMINAL | RYB | BKSL/PCE/J00554 | FA HERB | S00488 GOODWILL COCONUT
379919487 | TNB | DISTRIBUTION | KUALA SELANGOR | Existing | 11 kV | PE MV TERMINAL | RYB | BKSL/PCE/J00554 | FA HERB | TX - 500 KVA
379919577 | TNB | DISTRIBUTION | KUALA SELANGOR | Existing | 11 kV | PE MV TERMINAL | RYB | BKSL/PCE/J00339 | TMN MENGKUANG | S00482 STS B. B/LIMBING
379919578 | TNB | DISTRIBUTION | KUALA SELANGOR | Existing | 11 kV | PE MV TERMINAL | RYB | BKSL/PCE/J00339 | TMN MENGKUANG | S05691 FA HERB
379919581 | TNB | DISTRIBUTION | KUALA SELANGOR | Existing | 11 kV | PE MV TERMINAL | RYB | BKSL/PCE/J00339 | TMN MENGKUANG | TX - 1000 KVA
379919658 | TNB | DISTRIBUTION | KUALA SELANGOR | Existing | 11 kV | PE MV TERMINAL | RYB | BKSL/PCE/J00255 | SW/STN BKT BELIMBING | S01558 TMN MENGKUANG
379919661 | TNB | DISTRIBUTION | KUALA SELANGOR | Existing | 11 kV | PE MV TERMINAL | RYB | BKSL/PCE/J00255 | SW/STN BKT BELIMBING | TX - 1000 KVA
379919678 | TNB | DISTRIBUTION | KUALA SELANGOR | Existing | 11 kV | PE MV TERMINAL | RYB | BKSL/PCE/J00255 | SW/STN BKT BELIMBING | S00461 LPN BATU 2
379919681 | TNB | DISTRIBUTION | KUALA SELANGOR | Existing | 11 kV | PE MV TERMINAL | RYB | BKSL/PCE/J00255 | SW/STN BKT BELIMBING | S00486 UJONG PERMATANG
379919872 | TNB | DISTRIBUTION | KUALA SELANGOR | Existing | 11 kV | PE MV TERMINAL | RYB | BKSL/PCE/J00245 | KELIP-KELIP BKT BELIMBING | S00498 INNOBRID NO 6
379919873 | TNB | DISTRIBUTION | KUALA SELANGOR | Existing | 11 kV | PE MV TERMINAL | RYB | BKSL/PCE/J00245 | KELIP-KELIP BKT BELIMBING | S00497 PKNS BKT BELIMBING
379919876 | TNB | DISTRIBUTION | KUALA SELANGOR | Existing | 11 kV | PE MV TERMINAL | RYB | BKSL/PCE/J00245 | KELIP-KELIP BKT BELIMBING | TX - 500 KVA
379919966 | TNB | DISTRIBUTION | KUALA SELANGOR | Existing | 11 kV | PE MV TERMINAL | RYB | BKSL/PCE/J00246 | INNOBRIDE NO 6 | S00501 LUBOK PASANGAN
379919967 | TNB | DISTRIBUTION | KUALA SELANGOR | Existing | 11 kV | PE MV TERMINAL | RYB | BKSL/PCE/J00246 | INNOBRIDE NO 6 | S01568 KELIP KELIP
379919970 | TNB | DISTRIBUTION | KUALA SELANGOR | Existing | 11 kV | PE MV TERMINAL | RYB | BKSL/PCE/J00246 | INNOBRIDE NO 6 | TX - 300 KVA
379920060 | TNB | DISTRIBUTION | KUALA SELANGOR | Existing | 11 kV | PE MV TERMINAL | RYB | BKSL/PCE/J00247 | LUBOK PASANGAN | SPUR
379920061 | TNB | DISTRIBUTION | KUALA SELANGOR | Existing | 11 kV | PE MV TERMINAL | RYB | BKSL/PCE/J00247 | LUBOK PASANGAN | S00500 INNOBRIDE NO 6
379920064 | TNB | DISTRIBUTION | KUALA SELANGOR | Existing | 11 kV | PE MV TERMINAL | RYB | BKSL/PCE/J00247 | LUBOK PASANGAN | TX1-100kVA
379920154 | TNB | DISTRIBUTION | KUALA SELANGOR | Existing | 11 kV | PE MV TERMINAL | RYB | BKSL/PCE/J00476 | QUARTERS TENNAMARAN | R05498 SIME PLANTATION
379920155 | TNB | DISTRIBUTION | KUALA SELANGOR | Existing | 11 kV | PE MV TERMINAL | RYB | BKSL/PCE/J00476 | QUARTERS TENNAMARAN | FEEDER 1 PPU SDBY
379920158 | TNB | DISTRIBUTION | KUALA SELANGOR | Existing | 11 kV | PE MV TERMINAL | RYB | BKSL/PCE/J00476 | QUARTERS TENNAMARAN | TX - 300 KVA
379993251 | TNB | DISTRIBUTION | KUALA SELANGOR | Existing | 11 kV | PE MV TERMINAL | RYB | BKSL/PCE/J00702 | PADAT RUMAH PAM JBA PUNCAK ALAM | S01639 SEK REN KEB PUNCAK ALAM
379993252 | TNB | DISTRIBUTION | KUALA SELANGOR | Existing | 11 kV | PE MV TERMINAL | RYB | BKSL/PCE/J00702 | PADAT RUMAH PAM JBA PUNCAK ALAM | PPU PAM1: 3
379993255 | TNB | DISTRIBUTION | KUALA SELANGOR | Existing | 11 kV | PE MV TERMINAL | RYB | BKSL/PCE/J00702 | PADAT RUMAH PAM JBA PUNCAK ALAM | TX1-1000KVA
379993355 | TNB | DISTRIBUTION | KUALA SELANGOR | Existing | 11 kV | PE MV TERMINAL | RYB | BKSL/PCE/J00703 | SEK REN KEB PUNCAK ALAM | S01015 PADAT RUMAH PAM JBA PUNCAK ALAM
379993356 | TNB | DISTRIBUTION | KUALA SELANGOR | Existing | 11 kV | PE MV TERMINAL | RYB | BKSL/PCE/J00703 | SEK REN KEB PUNCAK ALAM | S01030 PE SEK MEN P.ALAM FASA 1
379993359 | TNB | DISTRIBUTION | KUALA SELANGOR | Existing | 11 kV | PE MV TERMINAL | RYB | BKSL/PCE/J00703 | SEK REN KEB PUNCAK ALAM | TX1-1000KVA
379993449 | TNB | DISTRIBUTION | KUALA SELANGOR | Existing | 11 kV | PE MV TERMINAL | RYB | BKSL/PCE/J00704 | SEK MEN KEB PUNCAK ALAM | S01033 ZON A1 FASA 2A PUNCAK ALAM
379993450 | TNB | DISTRIBUTION | KUALA SELANGOR | Existing | 11 kV | PE MV TERMINAL | RYB | BKSL/PCE/J00704 | SEK MEN KEB PUNCAK ALAM | S01028 SEK REN KEB PUNCAK ALAM
379993453 | TNB | DISTRIBUTION | KUALA SELANGOR | Existing | 11 kV | PE MV TERMINAL | RYB | BKSL/PCE/J00704 | SEK MEN KEB PUNCAK ALAM | TX1-1000KVA
379993543 | TNB | DISTRIBUTION | KUALA SELANGOR | Existing | 11 kV | PE MV TERMINAL | RYB | BKSL/PCE/J00705 | ZON A1 FASA 2A PUNCAK ALAM | S01037 ZON A2 FASA 2A PUNCAK ALAM
379993544 | TNB | DISTRIBUTION | KUALA SELANGOR | Existing | 11 kV | PE MV TERMINAL | RYB | BKSL/PCE/J00705 | ZON A1 FASA 2A PUNCAK ALAM | S01031 SEK MEN KEB PUNCAK ALAM
379993625 | TNB | DISTRIBUTION | KUALA SELANGOR | Existing | 11 kV | PE MV TERMINAL | RYB | BKSL/PCE/J00706 | ZON A2 FASA 2A PUNCAK ALAM | TX1-1000KVA
379993632 | TNB | DISTRIBUTION | KUALA SELANGOR | Existing | 11 kV | PE MV TERMINAL | RYB | BKSL/PCE/J00706 | ZON A2 FASA 2A PUNCAK ALAM | S01044 PE ZON B FASA 2A PUNCAK ALAM
379993640 | TNB | DISTRIBUTION | KUALA SELANGOR | Existing | 11 kV | PE MV TERMINAL | RYB | BKSL/PCE/J00706 | ZON A2 FASA 2A PUNCAK ALAM | S01036 ZON A1 FASA 2A PUNCAK ALAM
379993650 | TNB | DISTRIBUTION | KUALA SELANGOR | Existing | 11 kV | PE MV TERMINAL | RYB | BKSL/PCE/J00706 | ZON A2 FASA 2A PUNCAK ALAM | TX2-1000KVA
379993796 | TNB | DISTRIBUTION | KUALA SELANGOR | Existing | 11 kV | PE MV TERMINAL | RYB | BKSL/PCE/J00707 | ZON B FASA 2A PUNCAK ALAM | TX2-1000KVA
379993803 | TNB | DISTRIBUTION | KUALA SELANGOR | Existing | 11 kV | PE MV TERMINAL | RYB | BKSL/PCE/J00707 | ZON B FASA 2A PUNCAK ALAM | S01047 SEK REN KEB PUNCAK ALAM
379993811 | TNB | DISTRIBUTION | KUALA SELANGOR | Existing | 11 kV | PE MV TERMINAL | RYB | BKSL/PCE/J00707 | ZON B FASA 2A PUNCAK ALAM | S01040 ZON A2 FASA 2A PUNCAK ALAM
379993821 | TNB | DISTRIBUTION | KUALA SELANGOR | Existing | 11 kV | PE MV TERMINAL | RYB | BKSL/PCE/J00707 | ZON B FASA 2A PUNCAK ALAM | TX1-1000KVA
379993979 | TNB | DISTRIBUTION | KUALA SELANGOR | Existing | 11 kV | PE MV TERMINAL | RYB | BKSL/PCE/J00708 | SEK REN KEB PUNCAK ALAM FASA 2 | S01048 PE ZON E FASA 2A
379993980 | TNB | DISTRIBUTION | KUALA SELANGOR | Existing | 11 kV | PE MV TERMINAL | RYB | BKSL/PCE/J00708 | SEK REN KEB PUNCAK ALAM FASA 2 | S01041 ZON B FASA 2A PUNCAK ALAM
379993983 | TNB | DISTRIBUTION | KUALA SELANGOR | Existing | 11 kV | PE MV TERMINAL | RYB | BKSL/PCE/J00708 | SEK REN KEB PUNCAK ALAM FASA 2 | TX1-1000KVA
379994061 | TNB | DISTRIBUTION | KUALA SELANGOR | Existing | 11 kV | PE MV TERMINAL | RYB | BKSL/PCE/J00710 | ZON E FASA 2A PUNCAK ALAM | TX2-1000KVA
379994068 | TNB | DISTRIBUTION | KUALA SELANGOR | Existing | 11 kV | PE MV TERMINAL | RYB | BKSL/PCE/J00710 | ZON E FASA 2A PUNCAK ALAM | S01052 ZON C FASA 2A PUNCAK ALAM
379994076 | TNB | DISTRIBUTION | KUALA SELANGOR | Existing | 11 kV | PE MV TERMINAL | RYB | BKSL/PCE/J00710 | ZON E FASA 2A PUNCAK ALAM | S01045 SEK REN KEB PUNCAK ALAM FASA 2
379994086 | TNB | DISTRIBUTION | KUALA SELANGOR | Existing | 11 kV | PE MV TERMINAL | RYB | BKSL/PCE/J00710 | ZON E FASA 2A PUNCAK ALAM | TX1-1000KVA
379994232 | TNB | DISTRIBUTION | KUALA SELANGOR | Existing | 11 kV | PE MV TERMINAL | RYB | BKSL/PCE/J00709 | ZON C FASA 2A PUNCAK ALAM | TX1-1000KVA
379994239 | TNB | DISTRIBUTION | KUALA SELANGOR | Existing | 11 kV | PE MV TERMINAL | RYB | BKSL/PCE/J00709 | ZON C FASA 2A PUNCAK ALAM | S01087 SHAH ALAM 2 NO 4
379994247 | TNB | DISTRIBUTION | KUALA SELANGOR | Existing | 11 kV | PE MV TERMINAL | RYB | BKSL/PCE/J00709 | ZON C FASA 2A PUNCAK ALAM | S01051 ZON E FASA 2A PUNCAK ALAM
379994257 | TNB | DISTRIBUTION | KUALA SELANGOR | Existing | 11 kV | PE MV TERMINAL | RYB | BKSL/PCE/J00709 | ZON C FASA 2A PUNCAK ALAM | TX2-1000KVA
379994403 | TNB | DISTRIBUTION | KUALA SELANGOR | Existing | 11 kV | PE MV TERMINAL | RYB | BKSL/PCE/J00711 | SHAH ALAM 2 NO.4 PUNCAK ALAM | TX2-1000KVA
379994410 | TNB | DISTRIBUTION | KUALA SELANGOR | Existing | 11 kV | PE MV TERMINAL | RYB | BKSL/PCE/J00711 | SHAH ALAM 2 NO.4 PUNCAK ALAM | S01055 ZON C FASA 2A PUNCAK ALAM
379994418 | TNB | DISTRIBUTION | KUALA SELANGOR | Existing | 11 kV | PE MV TERMINAL | RYB | BKSL/PCE/J00711 | SHAH ALAM 2 NO.4 PUNCAK ALAM | S01078 SHAH ALAM 2 NO 6
379994428 | TNB | DISTRIBUTION | KUALA SELANGOR | Existing | 11 kV | PE MV TERMINAL | RYB | BKSL/PCE/J00711 | SHAH ALAM 2 NO.4 PUNCAK ALAM | TX1-1000KVA
379994574 | TNB | DISTRIBUTION | KUALA SELANGOR | Existing | 11 kV | PE MV TERMINAL | RYB | BKSL/PCE/J00713 | SHAH ALAM 2 NO.6 PUNCAK ALAM | TX1-1000KVA
379994581 | TNB | DISTRIBUTION | KUALA SELANGOR | Existing | 11 kV | PE MV TERMINAL | RYB | BKSL/PCE/J00713 | SHAH ALAM 2 NO.6 PUNCAK ALAM | S01081 SHAH ALAM 2 NO 5
379994589 | TNB | DISTRIBUTION | KUALA SELANGOR | Existing | 11 kV | PE MV TERMINAL | RYB | BKSL/PCE/J00713 | SHAH ALAM 2 NO.6 PUNCAK ALAM | S01084 SHAH ALAM 2 NO 4
379994599 | TNB | DISTRIBUTION | KUALA SELANGOR | Existing | 11 kV | PE MV TERMINAL | RYB | BKSL/PCE/J00713 | SHAH ALAM 2 NO.6 PUNCAK ALAM | TX2-1000KVA
379994757 | TNB | DISTRIBUTION | KUALA SELANGOR | Existing | 11 kV | PE MV TERMINAL | RYB | BKSL/PCE/J00712 | SHAH ALAM 2 NO.5 PUNCAK ALAM | S01680 SHAH ALAM 2 NO.7 PUNCAK ALAM
379994758 | TNB | DISTRIBUTION | KUALA SELANGOR | Existing | 11 kV | PE MV TERMINAL | RYB | BKSL/PCE/J00712 | SHAH ALAM 2 NO.5 PUNCAK ALAM | S01080 SHAH ALAM 2 NO.6 PUNCAK ALAM
379994761 | TNB | DISTRIBUTION | KUALA SELANGOR | Existing | 11 kV | PE MV TERMINAL | RYB | BKSL/PCE/J00712 | SHAH ALAM 2 NO.5 PUNCAK ALAM | TX1-1000KVA
379994851 | TNB | DISTRIBUTION | KUALA SELANGOR | Existing | 11 kV | PE MV TERMINAL | RYB | BKSL/PCE/J00714 | SHAH ALAM 2 NO.7 PUNCAK ALAM | S01077 SHAH ALAM 2 NO.3 PUNCAK ALAM
379994852 | TNB | DISTRIBUTION | KUALA SELANGOR | Existing | 11 kV | PE MV TERMINAL | RYB | BKSL/PCE/J00714 | SHAH ALAM 2 NO.7 PUNCAK ALAM | S01083 SHAH ALAM 2 NO.5 PUNCAK ALAM
379994855 | TNB | DISTRIBUTION | KUALA SELANGOR | Existing | 11 kV | PE MV TERMINAL | RYB | BKSL/PCE/J00714 | SHAH ALAM 2 NO.7 PUNCAK ALAM | TX1-1000KVA
379994945 | TNB | DISTRIBUTION | KUALA SELANGOR | Existing | 11 kV | PE MV TERMINAL | RYB | BKSL/PCE/J00715 | SHAH ALAM 2 NO.3 PUNCAK ALAM | S01678 SHAH ALAM 2 NO.7 PUNCAK ALAM
379994946 | TNB | DISTRIBUTION | KUALA SELANGOR | Existing | 11 kV | PE MV TERMINAL | RYB | BKSL/PCE/J00715 | SHAH ALAM 2 NO.3 PUNCAK ALAM | S05710 SHAH ALAM 2 FASA 5A4 NO.2
379994949 | TNB | DISTRIBUTION | KUALA SELANGOR | Existing | 11 kV | PE MV TERMINAL | RYB | BKSL/PCE/J00715 | SHAH ALAM 2 NO.3 PUNCAK ALAM | TX1-1000KVA
379995027 | TNB | DISTRIBUTION | KUALA SELANGOR | Existing | 11 kV | PE MV TERMINAL | RYB | BKSL/PCE/J00730 | ZON D FASA 2A PUNCAK ALAM | TX1-1000KVA
379995034 | TNB | DISTRIBUTION | KUALA SELANGOR | Existing | 11 kV | PE MV TERMINAL | RYB | BKSL/PCE/J00730 | ZON D FASA 2A PUNCAK ALAM | S01060 LAVENDER VILLA
379995042 | TNB | DISTRIBUTION | KUALA SELANGOR | Existing | 11 kV | PE MV TERMINAL | RYB | BKSL/PCE/J00730 | ZON D FASA 2A PUNCAK ALAM | PPU PAM1: 6
379995052 | TNB | DISTRIBUTION | KUALA SELANGOR | Existing | 11 kV | PE MV TERMINAL | RYB | BKSL/PCE/J00730 | ZON D FASA 2A PUNCAK ALAM | TX2-1000KVA
379995195 | TNB | DISTRIBUTION | KUALA SELANGOR | Existing | 11 kV | PE MV TERMINAL | RYB | BKSL/PCE/J00731 | LAVENDER VILLA | S01063 ZON A3 FASA 2A PUNCAK ALAM
379995198 | TNB | DISTRIBUTION | KUALA SELANGOR | Existing | 11 kV | PE MV TERMINAL | RYB | BKSL/PCE/J00731 | LAVENDER VILLA | TX1-1000KVA
379995215 | TNB | DISTRIBUTION | KUALA SELANGOR | Existing | 11 kV | PE MV TERMINAL | RYB | BKSL/PCE/J00731 | LAVENDER VILLA | S05691 MASJID BARU PUNCAK ALAM
379995218 | TNB | DISTRIBUTION | KUALA SELANGOR | Existing | 11 kV | PE MV TERMINAL | RYB | BKSL/PCE/J00731 | LAVENDER VILLA | S01059 ZON D FASA 2A PUNCAK ALAM
379995313 | TNB | DISTRIBUTION | KUALA SELANGOR | Existing | 11 kV | PE MV TERMINAL | RYB | BKSL/PCE/J00732 | ZON A3 FASA 2A PUNCAK ALAM | S01069 PE SHAH ALAM 2 NO 1
379995314 | TNB | DISTRIBUTION | KUALA SELANGOR | Existing | 11 kV | PE MV TERMINAL | RYB | BKSL/PCE/J00732 | ZON A3 FASA 2A PUNCAK ALAM | S01062 LAVENDER VILLA
379995317 | TNB | DISTRIBUTION | KUALA SELANGOR | Existing | 11 kV | PE MV TERMINAL | RYB | BKSL/PCE/J00732 | ZON A3 FASA 2A PUNCAK ALAM | TX1-1000KVA
379995395 | TNB | DISTRIBUTION | KUALA SELANGOR | Existing | 11 kV | PE MV TERMINAL | RYB | BKSL/PCE/J00733 | SHAH ALAM 2 NO.1 | TX1-1000KVA
379995402 | TNB | DISTRIBUTION | KUALA SELANGOR | Existing | 11 kV | PE MV TERMINAL | RYB | BKSL/PCE/J00733 | SHAH ALAM 2 NO.1 | S01070 SHAH ALAM 2 NO2
379995410 | TNB | DISTRIBUTION | KUALA SELANGOR | Existing | 11 kV | PE MV TERMINAL | RYB | BKSL/PCE/J00733 | SHAH ALAM 2 NO.1 | S01065 ZON A3 FASA 2A PUNCAK ALAM
379995420 | TNB | DISTRIBUTION | KUALA SELANGOR | Existing | 11 kV | PE MV TERMINAL | RYB | BKSL/PCE/J00733 | SHAH ALAM 2 NO.1 | TX2-1000KVA
379995566 | TNB | DISTRIBUTION | KUALA SELANGOR | Existing | 11 kV | PE MV TERMINAL | RYB | BKSL/PCE/J00734 | SHAH ALAM 2 NO.2 | TX1-1000KVA
379995573 | TNB | DISTRIBUTION | KUALA SELANGOR | Existing | 11 kV | PE MV TERMINAL | RYB | BKSL/PCE/J00734 | SHAH ALAM 2 NO.2 | S05805 SHAH ALAM 2 5C 4 NO.2
379995581 | TNB | DISTRIBUTION | KUALA SELANGOR | Existing | 11 kV | PE MV TERMINAL | RYB | BKSL/PCE/J00734 | SHAH ALAM 2 NO.2 | S01066 SHAH ALAM 2 NO 1
379995591 | TNB | DISTRIBUTION | KUALA SELANGOR | Existing | 11 kV | PE MV TERMINAL | RYB | BKSL/PCE/J00734 | SHAH ALAM 2 NO.2 | TX2-1000KVA
379995737 | TNB | DISTRIBUTION | KUALA SELANGOR | Existing | 11 kV | PE MV TERMINAL | RYB | BKSL/PCE/J00039 | BANDAR PUNCAK ALAM JAS | TX1-1000KVA
379995744 | TNB | DISTRIBUTION | KUALA SELANGOR | Existing | 11 kV | PE MV TERMINAL | RYB | BKSL/PCE/J00039 | BANDAR PUNCAK ALAM JAS | S05802 SHAH ALAM 2 5C 4 NO.1
379995752 | TNB | DISTRIBUTION | KUALA SELANGOR | Existing | 11 kV | PE MV TERMINAL | RYB | BKSL/PCE/J00039 | BANDAR PUNCAK ALAM JAS | S05406 SHAH ALAM 2 NO.8
379995762 | TNB | DISTRIBUTION | KUALA SELANGOR | Existing | 11 kV | PE MV TERMINAL | RYB | BKSL/PCE/J00039 | BANDAR PUNCAK ALAM JAS | TX2-1000KVA
379995908 | TNB | DISTRIBUTION | KUALA SELANGOR | Existing | 11 kV | PE MV TERMINAL | RYB | BKSL/PCE/J00736 | SHAH ALAM 2 NO.8 | TX1-750KVA
379995915 | TNB | DISTRIBUTION | KUALA SELANGOR | Existing | 11 kV | PE MV TERMINAL | RYB | BKSL/PCE/J00736 | SHAH ALAM 2 NO.8 | S05706 SHAH ALAM 2 FASA 5A4 NO.1
379995923 | TNB | DISTRIBUTION | KUALA SELANGOR | Existing | 11 kV | PE MV TERMINAL | RYB | BKSL/PCE/J00736 | SHAH ALAM 2 NO.8 | S05516 BANDAR PUNCAK ALAM JAS
379995933 | TNB | DISTRIBUTION | KUALA SELANGOR | Existing | 11 kV | PE MV TERMINAL | RYB | BKSL/PCE/J00736 | SHAH ALAM 2 NO.8 | TX2-750KVA
379996091 | TNB | DISTRIBUTION | KUALA SELANGOR | Existing | 11 kV | PE MV TERMINAL | RYB | BKSL/PCE/J00864 | SHAH ALAM 2 FASA 5A4 NO.2 | BANDAR S05445 PUNCAK ALAM JLN ALAM SURIA 16/20
379996092 | TNB | DISTRIBUTION | KUALA SELANGOR | Existing | 11 kV | PE MV TERMINAL | RYB | BKSL/PCE/J00864 | SHAH ALAM 2 FASA 5A4 NO.2 | S05442 BANDAR PUNCAK ALAM JLN ALAM SURIA 16/20
379996095 | TNB | DISTRIBUTION | KUALA SELANGOR | Existing | 11 kV | PE MV TERMINAL | RYB | BKSL/PCE/J00864 | SHAH ALAM 2 FASA 5A4 NO.2 | TX1-500KVA
379996173 | TNB | DISTRIBUTION | KUALA SELANGOR | Existing | 11 kV | PE MV TERMINAL | RYB | BKSL/PCE/J00737 | BANDAR PUNCAK ALAM JLN ALAM SURIA 16/20 | TX1-750KVA
379996180 | TNB | DISTRIBUTION | KUALA SELANGOR | Existing | 11 kV | PE MV TERMINAL | RYB | BKSL/PCE/J00737 | BANDAR PUNCAK ALAM JLN ALAM SURIA 16/20 | S01685 SHAH ALAM 2 FASA 5B 3
379996188 | TNB | DISTRIBUTION | KUALA SELANGOR | Existing | 11 kV | PE MV TERMINAL | RYB | BKSL/PCE/J00737 | BANDAR PUNCAK ALAM JLN ALAM SURIA 16/20 | S05708 SHAH ALAM 2 FASA 5A4 NO.1
379996198 | TNB | DISTRIBUTION | KUALA SELANGOR | Existing | 11 kV | PE MV TERMINAL | RYB | BKSL/PCE/J00737 | BANDAR PUNCAK ALAM JLN ALAM SURIA 16/20 | TX2-750KVA
379996356 | TNB | DISTRIBUTION | KUALA SELANGOR | Existing | 11 kV | PE MV TERMINAL | RYB | BKSL/PCE/J00738 | SHAH ALAM 2 FASA 5B 3 | S05708 SHAH ALAM 2 FASA 5A4 NO.1
379996357 | TNB | DISTRIBUTION | KUALA SELANGOR | Existing | 11 kV | PE MV TERMINAL | RYB | BKSL/PCE/J00738 | SHAH ALAM 2 FASA 5B 3 | S01691 SHAH ALAM 2 NO.5B 7
379996360 | TNB | DISTRIBUTION | KUALA SELANGOR | Existing | 11 kV | PE MV TERMINAL | RYB | BKSL/PCE/J00738 | SHAH ALAM 2 FASA 5B 3 | TX1-1000KVA
379996438 | TNB | DISTRIBUTION | KUALA SELANGOR | Existing | 11 kV | PE MV TERMINAL | RYB | BKSL/PCE/J00860 | PERUMAHAN FASA 1 PUNCAK BISTARI | TX1-500KVA
379996445 | TNB | DISTRIBUTION | KUALA SELANGOR | Existing | 11 kV | PE MV TERMINAL | RYB | BKSL/PCE/J00860 | PERUMAHAN FASA 1 PUNCAK BISTARI | S05916 : PERUMAHAN FASA 4 PCK BESTARI
379996453 | TNB | DISTRIBUTION | KUALA SELANGOR | Existing | 11 kV | PE MV TERMINAL | RYB | BKSL/PCE/J00860 | PERUMAHAN FASA 1 PUNCAK BISTARI | S05676 RUMAH KEDAI PUNCAK BISTARI
379996463 | TNB | DISTRIBUTION | KUALA SELANGOR | Existing | 11 kV | PE MV TERMINAL | RYB | BKSL/PCE/J00860 | PERUMAHAN FASA 1 PUNCAK BISTARI | TX2
379996608 | TNB | DISTRIBUTION | KUALA SELANGOR | Existing | 11 kV | PE MV TERMINAL | RYB | BKSL/PCE/J00742 | FASA 3A6 PUNCAK ALAM | S01647 APRTMENT MELATI NO.2 PUNCAK ALAM
379996634 | TNB | DISTRIBUTION | KUALA SELANGOR | Existing | 11 kV | PE MV TERMINAL | RYB | BKSL/PCE/J00742 | FASA 3A6 PUNCAK ALAM | S05693 MASJID BARU PUNCAK ALAM
379996636 | TNB | DISTRIBUTION | KUALA SELANGOR | Existing | 11 kV | PE MV TERMINAL | RYB | BKSL/PCE/J00742 | FASA 3A6 PUNCAK ALAM | S05683 TESCO PUNCAK ALAM
379996642 | TNB | DISTRIBUTION | KUALA SELANGOR | Existing | 11 kV | PE MV TERMINAL | RYB | BKSL/PCE/J00742 | FASA 3A6 PUNCAK ALAM | TX2-1000KVA
379996643 | TNB | DISTRIBUTION | KUALA SELANGOR | Existing | 11 kV | PE MV TERMINAL | RYB | BKSL/PCE/J00742 | FASA 3A6 PUNCAK ALAM | TX1-1000KVA
379996789 | TNB | DISTRIBUTION | KUALA SELANGOR | Existing | 11 kV | PE MV TERMINAL | RYB | BKSL/PCE/J00744 | APRTMENT MELATI NO.2 PUNCAK ALAM | TX1-1000KVA
379996796 | TNB | DISTRIBUTION | KUALA SELANGOR | Existing | 11 kV | PE MV TERMINAL | RYB | BKSL/PCE/J00744 | APRTMENT MELATI NO.2 PUNCAK ALAM | S01149 APRTMENT MELATI NO.1 PUNCAK ALAM
379996804 | TNB | DISTRIBUTION | KUALA SELANGOR | Existing | 11 kV | PE MV TERMINAL | RYB | BKSL/PCE/J00744 | APRTMENT MELATI NO.2 PUNCAK ALAM | S05666 FASA 3A6 PUNCAK ALAM
379996814 | TNB | DISTRIBUTION | KUALA SELANGOR | Existing | 11 kV | PE MV TERMINAL | RYB | BKSL/PCE/J00744 | APRTMENT MELATI NO.2 PUNCAK ALAM | TX2-1000KVA
379996960 | TNB | DISTRIBUTION | KUALA SELANGOR | Existing | 11 kV | PE MV TERMINAL | RYB | BKSL/PCE/J00743 | APRTMENT MELATI NO.1 PUNCAK ALAM | TX1-1000KVA
379996967 | TNB | DISTRIBUTION | KUALA SELANGOR | Existing | 11 kV | PE MV TERMINAL | RYB | BKSL/PCE/J00743 | APRTMENT MELATI NO.1 PUNCAK ALAM | S01145 APARTMENT MELOR NO. 2 PUNCAK ALAM
379996975 | TNB | DISTRIBUTION | KUALA SELANGOR | Existing | 11 kV | PE MV TERMINAL | RYB | BKSL/PCE/J00743 | APRTMENT MELATI NO.1 PUNCAK ALAM | S01650 APRTMENT MELATI NO.2 PUNCAK ALAM
379996985 | TNB | DISTRIBUTION | KUALA SELANGOR | Existing | 11 kV | PE MV TERMINAL | RYB | BKSL/PCE/J00743 | APRTMENT MELATI NO.1 PUNCAK ALAM | TX2-1000KVA
379997143 | TNB | DISTRIBUTION | KUALA SELANGOR | Existing | 11 kV | PE MV TERMINAL | RYB | BKSL/PCE/J00746 | INDUSTRI ALAM JAYA NO.1 | R07611 TAMAN ALAM SUTERA ALAM JAYA
379997144 | TNB | DISTRIBUTION | KUALA SELANGOR | Existing | 11 kV | PE MV TERMINAL | RYB | BKSL/PCE/J00746 | INDUSTRI ALAM JAYA NO.1 | PPU PAM1: 9
379997147 | TNB | DISTRIBUTION | KUALA SELANGOR | Existing | 11 kV | PE MV TERMINAL | RYB | BKSL/PCE/J00746 | INDUSTRI ALAM JAYA NO.1 | TX1-1000KVA
379997237 | TNB | DISTRIBUTION | KUALA SELANGOR | Existing | 11 kV | PE MV TERMINAL | RYB | BKSL/PCE/J00748 | INDUSTRI ALAM JAYA NO.2 | R06500 CK CHEONG SDN BHD
379997238 | TNB | DISTRIBUTION | KUALA SELANGOR | Existing | 11 kV | PE MV TERMINAL | RYB | BKSL/PCE/J00748 | INDUSTRI ALAM JAYA NO.2 | R07613 TAMAN ALAM SUTERA ALAM JAYA
379997241 | TNB | DISTRIBUTION | KUALA SELANGOR | Existing | 11 kV | PE MV TERMINAL | RYB | BKSL/PCE/J00748 | INDUSTRI ALAM JAYA NO.2 | TX1-1000KVA
379997331 | TNB | DISTRIBUTION | KUALA SELANGOR | Existing | 11 kV | PE MV TERMINAL | RYB | BKSL/PCE/J00818 | CK CHEONG SDN BHD | R05456 GUPPY PLASTIC ALAM JAYA
379997332 | TNB | DISTRIBUTION | KUALA SELANGOR | Existing | 11 kV | PE MV TERMINAL | RYB | BKSL/PCE/J00818 | CK CHEONG SDN BHD | R04720 INDUSTRI ALAM JAYA NO.2
379997335 | TNB | DISTRIBUTION | KUALA SELANGOR | Existing | 11 kV | PE MV TERMINAL | RYB | BKSL/PCE/J00818 | CK CHEONG SDN BHD | TX1-500KVA
379997425 | TNB | DISTRIBUTION | KUALA SELANGOR | Existing | 11 kV | PE MV TERMINAL | RYB | BKSL/PCE/J00749 | GUPPY PLASTIC ALAM JAYA | R06498 CK CHEONG SDN BHD
379997426 | TNB | DISTRIBUTION | KUALA SELANGOR | Existing | 11 kV | PE MV TERMINAL | RYB | BKSL/PCE/J00749 | GUPPY PLASTIC ALAM JAYA | R06282 PADAT MULTI GUNA TMN ALAM JAYA 2/1:
379997429 | TNB | DISTRIBUTION | KUALA SELANGOR | Existing | 11 kV | PE MV TERMINAL | RYB | BKSL/PCE/J00749 | GUPPY PLASTIC ALAM JAYA | TX1-500KVA
379997519 | TNB | DISTRIBUTION | KUALA SELANGOR | Existing | 11 kV | PE MV TERMINAL | RYB | BKSL/PCE/J00750 | PADAT MULTI GUNA TMN ALAM JAYA 2/1 | R05670 GUPPY PLASTIC NO.2 ALAM JAYA
379997520 | TNB | DISTRIBUTION | KUALA SELANGOR | Existing | 11 kV | PE MV TERMINAL | RYB | BKSL/PCE/J00750 | PADAT MULTI GUNA TMN ALAM JAYA 2/1 | R05458 GUPPY PLASTIC ALAM JAYA
379997523 | TNB | DISTRIBUTION | KUALA SELANGOR | Existing | 11 kV | PE MV TERMINAL | RYB | BKSL/PCE/J00750 | PADAT MULTI GUNA TMN ALAM JAYA 2/1 | TX1-500KVA
379997627 | TNB | DISTRIBUTION | KUALA SELANGOR | Existing | 11 kV | PE MV TERMINAL | RYB | BKSL/PCE/J00355 | QTRS MAJLIS DAERAH SEKINCHAN | S00572 TMN SRI SEKINCHAN NO 1
379997628 | TNB | DISTRIBUTION | KUALA SELANGOR | Existing | 11 kV | PE MV TERMINAL | RYB | BKSL/PCE/J00355 | QTRS MAJLIS DAERAH SEKINCHAN | S05847 APARTMENT SEKINCHAN
379997631 | TNB | DISTRIBUTION | KUALA SELANGOR | Existing | 11 kV | PE MV TERMINAL | RYB | BKSL/PCE/J00355 | QTRS MAJLIS DAERAH SEKINCHAN | TX1-1000kVA
379997777 | TNB | DISTRIBUTION | KUALA SELANGOR | Existing | 11 kV | PE MV TERMINAL | RYB | BKSL/PCE/J00539 | PUAS SEKINCHAN | S01625 SEAFOOD BGN SEKINCHAN
379997778 | TNB | DISTRIBUTION | KUALA SELANGOR | Existing | 11 kV | PE MV TERMINAL | RYB | BKSL/PCE/J00539 | PUAS SEKINCHAN | S05575 MASRI PARIT 7 SG LEMAN
379997781 | TNB | DISTRIBUTION | KUALA SELANGOR | Existing | 11 kV | PE MV TERMINAL | RYB | BKSL/PCE/J00539 | PUAS SEKINCHAN | TX1-1000kVA
380040473 | TNB | DISTRIBUTION | KUALA SELANGOR | Existing | 11 kV | PE MV TERMINAL | RYB | BKSL/PCE/J00201 | SG TENGI KANAN NO 2 | PPU TKMI: VCB 1
380040476 | TNB | DISTRIBUTION | KUALA SELANGOR | Existing | 11 kV | PE MV TERMINAL | RYB | BKSL/PCE/J00201 | SG TENGI KANAN NO 2 | TX-300KVA
380040493 | TNB | DISTRIBUTION | KUALA SELANGOR | Existing | 11 kV | PE MV TERMINAL | RYB | BKSL/PCE/J00201 | SG TENGI KANAN NO 2 | S00383 PE SG TENGI KANAN NO 1
380040496 | TNB | DISTRIBUTION | KUALA SELANGOR | Existing | 11 kV | PE MV TERMINAL | RYB | BKSL/PCE/J00201 | SG TENGI KANAN NO 2 | S00432 PE PT SERONG
380040577 | TNB | DISTRIBUTION | KUALA SELANGOR | Existing | 11 kV | PE MV TERMINAL | RYB | BKSL/PCE/J00220 | PT SERONG | S01506 PE SG TENGI KANAN NO 2
380040580 | TNB | DISTRIBUTION | KUALA SELANGOR | Existing | 11 kV | PE MV TERMINAL | RYB | BKSL/PCE/J00220 | PT SERONG | TX-300KVA
380040597 | TNB | DISTRIBUTION | KUALA SELANGOR | Existing | 11 kV | PE MV TERMINAL | RYB | BKSL/PCE/J00220 | PT SERONG | SPARE
380040600 | TNB | DISTRIBUTION | KUALA SELANGOR | Existing | 11 kV | PE MV TERMINAL | RYB | BKSL/PCE/J00220 | PT SERONG | S05793 SMK SERI TIRAM BUROK
380040799 | TNB | DISTRIBUTION | KUALA SELANGOR | Existing | 11 kV | PE MV TERMINAL | RYB | BKSL/PCE/J00314 | PADAT KEM CINA TIRAM BUROK | S05760 JLN ANGGERIK TIRAM BUROK
380040800 | TNB | DISTRIBUTION | KUALA SELANGOR | Existing | 11 kV | PE MV TERMINAL | RYB | BKSL/PCE/J00314 | PADAT KEM CINA TIRAM BUROK | S01533 PADAT KEM CINA TIRAM BUROK
380040803 | TNB | DISTRIBUTION | KUALA SELANGOR | Existing | 11 kV | PE MV TERMINAL | RYB | BKSL/PCE/J00314 | PADAT KEM CINA TIRAM BUROK | TX-1000KVA
380040902 | TNB | DISTRIBUTION | KUALA SELANGOR | Existing | 11 kV | PE MV TERMINAL | RYB | BKSL/PCE/J00537 | KONG LEE ENG FARM | S01641 RJ MUSA NO 1 (TMN MANICKAVASAGAM)
380040903 | TNB | DISTRIBUTION | KUALA SELANGOR | Existing | 11 kV | PE MV TERMINAL | RYB | BKSL/PCE/J00537 | KONG LEE ENG FARM | S05832 PEWIRA RAYA
380040906 | TNB | DISTRIBUTION | KUALA SELANGOR | Existing | 11 kV | PE MV TERMINAL | RYB | BKSL/PCE/J00537 | KONG LEE ENG FARM | TX-300KVA
380041009 | TNB | DISTRIBUTION | KUALA SELANGOR | Existing | 11 kV | PE MV TERMINAL | RYB | BKSL/PCE/J00195 | TMN DESA JAYA | S01492 PE S.AGAMA TG KARANG
380041012 | TNB | DISTRIBUTION | KUALA SELANGOR | Existing | 11 kV | PE MV TERMINAL | RYB | BKSL/PCE/J00195 | TMN DESA JAYA | TX-300KVA
380041029 | TNB | DISTRIBUTION | KUALA SELANGOR | Existing | 11 kV | PE MV TERMINAL | RYB | BKSL/PCE/J00195 | TMN DESA JAYA | PPU TKMI: VCB 2
380041032 | TNB | DISTRIBUTION | KUALA SELANGOR | Existing | 11 kV | PE MV TERMINAL | RYB | BKSL/PCE/J00195 | TMN DESA JAYA | S05542 AADK TANJUNG KARANG
380041063 | TNB | DISTRIBUTION | KUALA SELANGOR | Existing | 11 kV | PE MV TERMINAL | RYB | BKSL/PCE/J00587 | AADK TANJUNG KARANG | S00356 TMN DESA JAYA
380041064 | TNB | DISTRIBUTION | KUALA SELANGOR | Existing | 11 kV | PE MV TERMINAL | RYB | BKSL/PCE/J00587 | AADK TANJUNG KARANG | S01488 TMN RADIN JAYA NO 1
380041067 | TNB | DISTRIBUTION | KUALA SELANGOR | Existing | 11 kV | PE MV TERMINAL | RYB | BKSL/PCE/J00587 | AADK TANJUNG KARANG | TX-300KVA
380041146 | TNB | DISTRIBUTION | KUALA SELANGOR | Existing | 11 kV | PE MV TERMINAL | RYB | BKSL/PCE/J00256 | S.AGAMA TG KARANG | TX-1000KVA
380041148 | TNB | DISTRIBUTION | KUALA SELANGOR | Existing | 11 kV | PE MV TERMINAL | RYB | BKSL/PCE/J00256 | S.AGAMA TG KARANG | S00358 PE TMN DESA JAYA
380041189 | TNB | DISTRIBUTION | KUALA SELANGOR | Existing | 11 kV | PE MV TERMINAL | RYB | BKSL/PCE/J00256 | S.AGAMA TG KARANG | S05413 PE TMN MAYANG(C/S)
380041208 | TNB | DISTRIBUTION | KUALA SELANGOR | Existing | 11 kV | PE MV TERMINAL | RYB | BKSL/PCE/J00538 | TMN MAYANG(C/S) | S01496 PE K/UDANG SRI FUMA NO 2
380041209 | TNB | DISTRIBUTION | KUALA SELANGOR | Existing | 11 kV | PE MV TERMINAL | RYB | BKSL/PCE/J00538 | TMN MAYANG(C/S) | S01493 PE S.AGAMA TG KARANG
380041212 | TNB | DISTRIBUTION | KUALA SELANGOR | Existing | 11 kV | PE MV TERMINAL | RYB | BKSL/PCE/J00538 | TMN MAYANG(C/S) | TX-500KVA
380041306 | TNB | DISTRIBUTION | KUALA SELANGOR | Existing | 11 kV | PE MV TERMINAL | RYB | BKSL/PCE/J00343 | K/UDANG SRI FUMA NO 2 | S00362 SW/STN SRI FUMA
380041307 | TNB | DISTRIBUTION | KUALA SELANGOR | Existing | 11 kV | PE MV TERMINAL | RYB | BKSL/PCE/J00343 | K/UDANG SRI FUMA NO 2 | S05415 PE TMN MAYANG(C/S)
380041310 | TNB | DISTRIBUTION | KUALA SELANGOR | Existing | 11 kV | PE MV TERMINAL | RYB | BKSL/PCE/J00343 | K/UDANG SRI FUMA NO 2 | TX-300KVA
380041314 | TNB | DISTRIBUTION | KUALA SELANGOR | Existing | 11 kV | PE MV TERMINAL | RYB | BKSL/PCE/J00332 | SW/STN SRI FUMA | S00367 PE TENGKORAK INDUSTRIES
380041317 | TNB | DISTRIBUTION | KUALA SELANGOR | Existing | 11 kV | PE MV TERMINAL | RYB | BKSL/PCE/J00332 | SW/STN SRI FUMA | TX-500KVA
380041334 | TNB | DISTRIBUTION | KUALA SELANGOR | Existing | 11 kV | PE MV TERMINAL | RYB | BKSL/PCE/J00332 | SW/STN SRI FUMA | S01498 PE K/UDANG SRI FUMA NO 2
380041337 | TNB | DISTRIBUTION | KUALA SELANGOR | Existing | 11 kV | PE MV TERMINAL | RYB | BKSL/PCE/J00332 | SW/STN SRI FUMA | S00363 PE K/UDANG SRI FUMA
380041435 | TNB | DISTRIBUTION | KUALA SELANGOR | Existing | 11 kV | PE MV TERMINAL | RYB | BKSL/PCE/J00196 | K/UDANG SRI FUMA | S00361 SW/STN SRI FUMA
380041436 | TNB | DISTRIBUTION | KUALA SELANGOR | Existing | 11 kV | PE MV TERMINAL | RYB | BKSL/PCE/J00196 | K/UDANG SRI FUMA | SPARE
380041439 | TNB | DISTRIBUTION | KUALA SELANGOR | Existing | 11 kV | PE MV TERMINAL | RYB | BKSL/PCE/J00196 | K/UDANG SRI FUMA | TX-1000KVA
380041461 | TNB | DISTRIBUTION | KUALA SELANGOR | Existing | 11 kV | PE MV TERMINAL | RYB | BKSL/PCE/J00197 | TENGKORAK INDUSTRIES | S00371 SW/STN BGN TENGKORAK
380041462 | TNB | DISTRIBUTION | KUALA SELANGOR | Existing | 11 kV | PE MV TERMINAL | RYB | BKSL/PCE/J00197 | TENGKORAK INDUSTRIES | S00360 SW/STN SRI FUMA
380041465 | TNB | DISTRIBUTION | KUALA SELANGOR | Existing | 11 kV | PE MV TERMINAL | RYB | BKSL/PCE/J00197 | TENGKORAK INDUSTRIES | TX-750KVA
380041472 | TNB | DISTRIBUTION | KUALA SELANGOR | Existing | 11 kV | PE MV TERMINAL | RYB | BKSL/PCE/J00333 | SW/STN BGN TENGKORAK | S00372 PE BGN TENGKORAK TG KARANG
380041475 | TNB | DISTRIBUTION | KUALA SELANGOR | Existing | 11 kV | PE MV TERMINAL | RYB | BKSL/PCE/J00333 | SW/STN BGN TENGKORAK | S00365 PE TENGKORAK INDUSTRIES
380041492 | TNB | DISTRIBUTION | KUALA SELANGOR | Existing | 11 kV | PE MV TERMINAL | RYB | BKSL/PCE/J00333 | SW/STN BGN TENGKORAK | S01501 PE INNOBRIDE BAGAN TENGKORAK(A)
380041495 | TNB | DISTRIBUTION | KUALA SELANGOR | Existing | 11 kV | PE MV TERMINAL | RYB | BKSL/PCE/J00333 | SW/STN BGN TENGKORAK | S05475 PE SEKOLAH PT 3
380041523 | TNB | DISTRIBUTION | KUALA SELANGOR | Existing | 11 kV | PE MV TERMINAL | RYB | BKSL/PCE/J00282 | BGN TENGKORAK TG KARANG | S00369 SW/STN BGN TENGKORAK
380041524 | TNB | DISTRIBUTION | KUALA SELANGOR | Existing | 11 kV | PE MV TERMINAL | RYB | BKSL/PCE/J00282 | BGN TENGKORAK TG KARANG | SPUR
380041527 | TNB | DISTRIBUTION | KUALA SELANGOR | Existing | 11 kV | PE MV TERMINAL | RYB | BKSL/PCE/J00282 | BGN TENGKORAK TG KARANG | TX-500KVA
380041655 | TNB | DISTRIBUTION | KUALA SELANGOR | Existing | 11 kV | PE MV TERMINAL | RYB | BKSL/PCE/J00534 | INNOBRIDE BAGAN TENGKORAK(A) | S00370 SW/STN BGN TENGKORAK
380041656 | TNB | DISTRIBUTION | KUALA SELANGOR | Existing | 11 kV | PE MV TERMINAL | RYB | BKSL/PCE/J00534 | INNOBRIDE BAGAN TENGKORAK(A) | S01700 PE INNOBRIDE BGN TENGKORAK(B)
380041659 | TNB | DISTRIBUTION | KUALA SELANGOR | Existing | 11 kV | PE MV TERMINAL | RYB | BKSL/PCE/J00534 | INNOBRIDE BAGAN TENGKORAK(A) | TX-1000KVA
380041671 | TNB | DISTRIBUTION | KUALA SELANGOR | Existing | 11 kV | PE MV TERMINAL | RYB | BKSL/PCE/J00251 | INNOBRIDE BGN TENGKORAK(B) | S01499 PE INNOBRIDE BAGAN TENGKORAK(A)
380041680 | TNB | DISTRIBUTION | KUALA SELANGOR | Existing | 11 kV | PE MV TERMINAL | RYB | BKSL/PCE/J00251 | INNOBRIDE BGN TENGKORAK(B) | PENGGUNA HT
380041691 | TNB | DISTRIBUTION | KUALA SELANGOR | Existing | 11 kV | PE MV TERMINAL | RYB | BKSL/PCE/J00251 | INNOBRIDE BGN TENGKORAK(B) | S01593 PE PT 1
380041692 | TNB | DISTRIBUTION | KUALA SELANGOR | Existing | 11 kV | PE MV TERMINAL | RYB | BKSL/PCE/J00159 | PT 1 | S00566 PE PT 2
380041695 | TNB | DISTRIBUTION | KUALA SELANGOR | Existing | 11 kV | PE MV TERMINAL | RYB | BKSL/PCE/J00159 | PT 1 | TX-300KVA
380041712 | TNB | DISTRIBUTION | KUALA SELANGOR | Existing | 11 kV | PE MV TERMINAL | RYB | BKSL/PCE/J00159 | PT 1 | S05829 SG SIREH BAN 2
380041715 | TNB | DISTRIBUTION | KUALA SELANGOR | Existing | 11 kV | PE MV TERMINAL | RYB | BKSL/PCE/J00159 | PT 1 | S01698 PE INNOBRIDE BGN TENGKORAK(B)
380041805 | TNB | DISTRIBUTION | KUALA SELANGOR | Existing | 11 kV | PE MV TERMINAL | RYB | BKSL/PCE/J00228 | KOKO FAMA | S00443 PE SG TERAP
380041806 | TNB | DISTRIBUTION | KUALA SELANGOR | Existing | 11 kV | PE MV TERMINAL | RYB | BKSL/PCE/J00228 | KOKO FAMA | PPU TKMI: VCB 3
380041809 | TNB | DISTRIBUTION | KUALA SELANGOR | Existing | 11 kV | PE MV TERMINAL | RYB | BKSL/PCE/J00228 | KOKO FAMA | TX-300KVA
380041817 | TNB | DISTRIBUTION | KUALA SELANGOR | Existing | 11 kV | PE MV TERMINAL | RYB | BKSL/PCE/J00229 | SG TERAP | S00442 PE KOKO FAMA
380041820 | TNB | DISTRIBUTION | KUALA SELANGOR | Existing | 11 kV | PE MV TERMINAL | RYB | BKSL/PCE/J00229 | SG TERAP | TX-750KVA
380041837 | TNB | DISTRIBUTION | KUALA SELANGOR | Existing | 11 kV | PE MV TERMINAL | RYB | BKSL/PCE/J00229 | SG TERAP | S01552 PE MASJID SG TERAP
380041840 | TNB | DISTRIBUTION | KUALA SELANGOR | Existing | 11 kV | PE MV TERMINAL | RYB | BKSL/PCE/J00229 | SG TERAP | S05977 D-KSL-C18-1653
380041951 | TNB | DISTRIBUTION | KUALA SELANGOR | Existing | 11 kV | PE MV TERMINAL | RYB | BKSL/PCE/J00567 | TMN NILAM | S05603 PE TAMAN NILAM NO 2
380041952 | TNB | DISTRIBUTION | KUALA SELANGOR | Existing | 11 kV | PE MV TERMINAL | RYB | BKSL/PCE/J00567 | TMN NILAM | S05979 D-KSL-C18-1653
380041955 | TNB | DISTRIBUTION | KUALA SELANGOR | Existing | 11 kV | PE MV TERMINAL | RYB | BKSL/PCE/J00567 | TMN NILAM | TX-750KVA
380042033 | TNB | DISTRIBUTION | KUALA SELANGOR | Existing | 11 kV | PE MV TERMINAL | RYB | BKSL/PCE/J00652 | TAMAN NILAM NO 2 | TX-500KVA
380042035 | TNB | DISTRIBUTION | KUALA SELANGOR | Existing | 11 kV | PE MV TERMINAL | RYB | BKSL/PCE/J00652 | TAMAN NILAM NO 2 | S05298 PE TMN NILAM
380042076 | TNB | DISTRIBUTION | KUALA SELANGOR | Existing | 11 kV | PE MV TERMINAL | RYB | BKSL/PCE/J00652 | TAMAN NILAM NO 2 | S00458 PE YUSRI
380042170 | TNB | DISTRIBUTION | KUALA SELANGOR | Existing | 11 kV | PE MV TERMINAL | RYB | BKSL/PCE/J00237 | YUSRI | S00464 PE LPN BATU 2
380042171 | TNB | DISTRIBUTION | KUALA SELANGOR | Existing | 11 kV | PE MV TERMINAL | RYB | BKSL/PCE/J00237 | YUSRI | S05601 PE TAMAN NILAM NO 2
380042174 | TNB | DISTRIBUTION | KUALA SELANGOR | Existing | 11 kV | PE MV TERMINAL | RYB | BKSL/PCE/J00237 | YUSRI | TX-500KVA
380042338 | TNB | DISTRIBUTION | KUALA SELANGOR | Existing | 11 kV | PE MV TERMINAL | RYB | BKSL/PCE/J00238 | LPN BATU 2 | S00485 PE SW STN BKT BELIMBING
380042341 | TNB | DISTRIBUTION | KUALA SELANGOR | Existing | 11 kV | PE MV TERMINAL | RYB | BKSL/PCE/J00238 | LPN BATU 2 | TX-1000KVA
380042358 | TNB | DISTRIBUTION | KUALA SELANGOR | Existing | 11 kV | PE MV TERMINAL | RYB | BKSL/PCE/J00238 | LPN BATU 2 | S00467 PE COLD ROOM
380042361 | TNB | DISTRIBUTION | KUALA SELANGOR | Existing | 11 kV | PE MV TERMINAL | RYB | BKSL/PCE/J00238 | LPN BATU 2 | S00460 PE YUSRI
380042386 | TNB | DISTRIBUTION | KUALA SELANGOR | Existing | 11 kV | PE MV TERMINAL | RYB | BKSL/PCE/J00248 | COLD ROOM | S00462 PE LPN BATU 2
380042389 | TNB | DISTRIBUTION | KUALA SELANGOR | Existing | 11 kV | PE MV TERMINAL | RYB | BKSL/PCE/J00248 | COLD ROOM | TX-300KVA
380042406 | TNB | DISTRIBUTION | KUALA SELANGOR | Existing | 11 kV | PE MV TERMINAL | RYB | BKSL/PCE/J00248 | COLD ROOM | S00468 PE S.AGAMA KSL (P/PENAMBANG)
380042409 | TNB | DISTRIBUTION | KUALA SELANGOR | Existing | 11 kV | PE MV TERMINAL | RYB | BKSL/PCE/J00248 | COLD ROOM | S05891 PE TAMAN DELIMA
380042441 | TNB | DISTRIBUTION | KUALA SELANGOR | Existing | 11 kV | PE MV TERMINAL | RYB | BKSL/PCE/J00249 | S.AGAMA KSL (P/PENAMBANG) | S05768 PE TMN BOTANIK JLN 4
380042442 | TNB | DISTRIBUTION | KUALA SELANGOR | Existing | 11 kV | PE MV TERMINAL | RYB | BKSL/PCE/J00249 | S.AGAMA KSL (P/PENAMBANG) | S01569 PE COLD ROOM
380042445 | TNB | DISTRIBUTION | KUALA SELANGOR | Existing | 11 kV | PE MV TERMINAL | RYB | BKSL/PCE/J00249 | S.AGAMA KSL (P/PENAMBANG) | TX-500KVA
380042532 | TNB | DISTRIBUTION | KUALA SELANGOR | Existing | 11 kV | PE MV TERMINAL | RYB | BKSL/PCE/J00413 | TMN DELIMA | S01573 PE QTRS GURU P/PERMATANG
380042533 | TNB | DISTRIBUTION | KUALA SELANGOR | Existing | 11 kV | PE MV TERMINAL | RYB | BKSL/PCE/J00413 | TMN DELIMA | S00465 PE COLD ROOM
380042536 | TNB | DISTRIBUTION | KUALA SELANGOR | Existing | 11 kV | PE MV TERMINAL | RYB | BKSL/PCE/J00413 | TMN DELIMA | TX-500KVA
380042633 | TNB | DISTRIBUTION | KUALA SELANGOR | Existing | 11 kV | PE MV TERMINAL | RYB | BKSL/PCE/J00258 | QTRS GURU P/PERMATANG | S05893 PE TAMAN DELIMA
380042634 | TNB | DISTRIBUTION | KUALA SELANGOR | Existing | 11 kV | PE MV TERMINAL | RYB | BKSL/PCE/J00258 | QTRS GURU P/PERMATANG | S00470 PE BGN SUNGAI YU
380042637 | TNB | DISTRIBUTION | KUALA SELANGOR | Existing | 11 kV | PE MV TERMINAL | RYB | BKSL/PCE/J00258 | QTRS GURU P/PERMATANG | TX-1000KVA
380042719 | TNB | DISTRIBUTION | KUALA SELANGOR | Existing | 11 kV | PE MV TERMINAL | RYB | BKSL/PCE/J00250 | BGN SUNGAI YU | S00474 PE TMN BAYU P/PENAMBANG
380042722 | TNB | DISTRIBUTION | KUALA SELANGOR | Existing | 11 kV | PE MV TERMINAL | RYB | BKSL/PCE/J00250 | BGN SUNGAI YU | TX-1000KVA
380042739 | TNB | DISTRIBUTION | KUALA SELANGOR | Existing | 11 kV | PE MV TERMINAL | RYB | BKSL/PCE/J00250 | BGN SUNGAI YU | S01571 PE QTRS GURU P/PERMATANG
380042742 | TNB | DISTRIBUTION | KUALA SELANGOR | Existing | 11 kV | PE MV TERMINAL | RYB | BKSL/PCE/J00250 | BGN SUNGAI YU | S01575 PE TMN SRI PENAMBANG
380042847 | TNB | DISTRIBUTION | KUALA SELANGOR | Existing | 11 kV | PE MV TERMINAL | RYB | BKSL/PCE/J00139 | TMN BAYU P/PENAMBANG | S05958 PE JLN PENINSULA LILI 2
380042848 | TNB | DISTRIBUTION | KUALA SELANGOR | Existing | 11 kV | PE MV TERMINAL | RYB | BKSL/PCE/J00139 | TMN BAYU P/PENAMBANG | S00471 PE BGN SUNGAI YU
380042851 | TNB | DISTRIBUTION | KUALA SELANGOR | Existing | 11 kV | PE MV TERMINAL | RYB | BKSL/PCE/J00139 | TMN BAYU P/PENAMBANG | TX-750KVA
380042945 | TNB | DISTRIBUTION | KUALA SELANGOR | Existing | 11 kV | PE MV TERMINAL | RYB | BKSL/PCE/J00340 | TMN SRI PENAMBANG | S00476 PE PEKAN P/PENAMBANG
380042946 | TNB | DISTRIBUTION | KUALA SELANGOR | Existing | 11 kV | PE MV TERMINAL | RYB | BKSL/PCE/J00340 | TMN SRI PENAMBANG | S00473 PE BGN SUNGAI YU
380042949 | TNB | DISTRIBUTION | KUALA SELANGOR | Existing | 11 kV | PE MV TERMINAL | RYB | BKSL/PCE/J00340 | TMN SRI PENAMBANG | TX-300KVA
380043038 | TNB | DISTRIBUTION | KUALA SELANGOR | Existing | 11 kV | PE MV TERMINAL | RYB | BKSL/PCE/J00252 | PEKAN P/PENAMBANG | S01577 PE TMN SRI PENAMBANG
380043039 | TNB | DISTRIBUTION | KUALA SELANGOR | Existing | 11 kV | PE MV TERMINAL | RYB | BKSL/PCE/J00252 | PEKAN P/PENAMBANG | S05972 : PASAR P/PENAMBANG
380043042 | TNB | DISTRIBUTION | KUALA SELANGOR | Existing | 11 kV | PE MV TERMINAL | RYB | BKSL/PCE/J00252 | PEKAN P/PENAMBANG | TX-1000KVA
380043137 | TNB | DISTRIBUTION | KUALA SELANGOR | Existing | 11 kV | PE MV TERMINAL | RYB | BKSL/PCE/J00253 | JPJ P/PENAMBANG | S05656 PE GOLDPAGE NO.1
380043138 | TNB | DISTRIBUTION | KUALA SELANGOR | Existing | 11 kV | PE MV TERMINAL | RYB | BKSL/PCE/J00253 | JPJ P/PENAMBANG | S05970 : PASAR P/PENAMBANG
380043141 | TNB | DISTRIBUTION | KUALA SELANGOR | Existing | 11 kV | PE MV TERMINAL | RYB | BKSL/PCE/J00253 | JPJ P/PENAMBANG | TX-1000KVA
380043226 | TNB | DISTRIBUTION | KUALA SELANGOR | Existing | 11 kV | PE MV TERMINAL | RYB | BKSL/PCE/J00829 | GOLDPAGE NO.2 | TX-750KVA
380043233 | TNB | DISTRIBUTION | KUALA SELANGOR | Existing | 11 kV | PE MV TERMINAL | RYB | BKSL/PCE/J00829 | GOLDPAGE NO.2 | S05613 PE LKIM PASIR PENAMBANG
380043241 | TNB | DISTRIBUTION | KUALA SELANGOR | Existing | 11 kV | PE MV TERMINAL | RYB | BKSL/PCE/J00829 | GOLDPAGE NO.2 | S05654 PE GOLDPAGE NO.1
380043251 | TNB | DISTRIBUTION | KUALA SELANGOR | Existing | 11 kV | PE MV TERMINAL | RYB | BKSL/PCE/J00829 | GOLDPAGE NO.2 | TX-500KVA
380043409 | TNB | DISTRIBUTION | KUALA SELANGOR | Existing | 11 kV | PE MV TERMINAL | RYB | BKSL/PCE/J00789 | GOLDPAGE NO.1 | S05660 PE GOLDPAGE NO.2
380043410 | TNB | DISTRIBUTION | KUALA SELANGOR | Existing | 11 kV | PE MV TERMINAL | RYB | BKSL/PCE/J00789 | GOLDPAGE NO.1 | S00481 PE JPJ P/PENAMBANG
380043413 | TNB | DISTRIBUTION | KUALA SELANGOR | Existing | 11 kV | PE MV TERMINAL | RYB | BKSL/PCE/J00789 | GOLDPAGE NO.1 | TX-500KVA
380043619 | TNB | DISTRIBUTION | KUALA SELANGOR | Existing | 11 kV | PE MV TERMINAL | RYB | BKSL/PCE/J00286 | BANJARAYA (C) | S05458 PE TMN RIAMIN
380043620 | TNB | DISTRIBUTION | KUALA SELANGOR | Existing | 11 kV | PE MV TERMINAL | RYB | BKSL/PCE/J00286 | BANJARAYA (C) | S00337 PE HOSPITAL TG KARANG
380043623 | TNB | DISTRIBUTION | KUALA SELANGOR | Existing | 11 kV | PE MV TERMINAL | RYB | BKSL/PCE/J00286 | BANJARAYA (C) | TX-300KVA
380043751 | TNB | DISTRIBUTION | KUALA SELANGOR | Existing | 11 kV | PE MV TERMINAL | RYB | BKSL/PCE/J00569 | TMN RIAMIN | S05820 PE KG HAJI RAZALI
380043752 | TNB | DISTRIBUTION | KUALA SELANGOR | Existing | 11 kV | PE MV TERMINAL | RYB | BKSL/PCE/J00569 | TMN RIAMIN | S01468 PE BANJARAYA (C)
380043755 | TNB | DISTRIBUTION | KUALA SELANGOR | Existing | 11 kV | PE MV TERMINAL | RYB | BKSL/PCE/J00569 | TMN RIAMIN | TX-750KVA
380043865 | TNB | DISTRIBUTION | KUALA SELANGOR | Existing | 11 kV | PE MV TERMINAL | RYB | BKSL/PCE/J00387 | KG HAJI RAZALI | S00348 PE TMN MASRIA
380043866 | TNB | DISTRIBUTION | KUALA SELANGOR | Existing | 11 kV | PE MV TERMINAL | RYB | BKSL/PCE/J00387 | KG HAJI RAZALI | S05456 PE TMN RIAMIN
380043869 | TNB | DISTRIBUTION | KUALA SELANGOR | Existing | 11 kV | PE MV TERMINAL | RYB | BKSL/PCE/J00387 | KG HAJI RAZALI | TX-500KVA
380043979 | TNB | DISTRIBUTION | KUALA SELANGOR | Existing | 11 kV | PE MV TERMINAL | RYB | BKSL/PCE/J00188 | MASRIA | S01470 PE TMN WAWASAN
380043980 | TNB | DISTRIBUTION | KUALA SELANGOR | Existing | 11 kV | PE MV TERMINAL | RYB | BKSL/PCE/J00188 | MASRIA | S05822 PE KG HAJI RAZALI
380043983 | TNB | DISTRIBUTION | KUALA SELANGOR | Existing | 11 kV | PE MV TERMINAL | RYB | BKSL/PCE/J00188 | MASRIA | TX-500KVA
380044095 | TNB | DISTRIBUTION | KUALA SELANGOR | Existing | 11 kV | PE MV TERMINAL | RYB | BKSL/PCE/J00283 | TMN WAWASAN | S01644 PE TMN KHATIJAH
380044096 | TNB | DISTRIBUTION | KUALA SELANGOR | Existing | 11 kV | PE MV TERMINAL | RYB | BKSL/PCE/J00283 | TMN WAWASAN | S01469 PE TMN MASRIA
380044099 | TNB | DISTRIBUTION | KUALA SELANGOR | Existing | 11 kV | PE MV TERMINAL | RYB | BKSL/PCE/J00283 | TMN WAWASAN | TX-1000KVA
380044211 | TNB | DISTRIBUTION | KUALA SELANGOR | Existing | 11 kV | PE MV TERMINAL | RYB | BKSL/PCE/J00533 | TMN KHATIJAH | S05635 PE KO SEGAR
380044212 | TNB | DISTRIBUTION | KUALA SELANGOR | Existing | 11 kV | PE MV TERMINAL | RYB | BKSL/PCE/J00533 | TMN KHATIJAH | S01472 PE TMN WAWASAN
380044215 | TNB | DISTRIBUTION | KUALA SELANGOR | Existing | 11 kV | PE MV TERMINAL | RYB | BKSL/PCE/J00533 | TMN KHATIJAH | TX-1000KVA
380044439 | TNB | DISTRIBUTION | KUALA SELANGOR | Existing | 11 kV | PE MV TERMINAL | RYB | BKSL/PCE/J00386 | MARDI SG SIREH | S05826 SG SIREH BAN 2
380044440 | TNB | DISTRIBUTION | KUALA SELANGOR | Existing | 11 kV | PE MV TERMINAL | RYB | BKSL/PCE/J00386 | MARDI SG SIREH | S05633 PE KO SEGAR
380044443 | TNB | DISTRIBUTION | KUALA SELANGOR | Existing | 11 kV | PE MV TERMINAL | RYB | BKSL/PCE/J00386 | MARDI SG SIREH | TX-300KVA
380079141 | TNB | DISTRIBUTION | KUALA SELANGOR | Existing | 11 kV | PE MV TERMINAL | RYB | BKSL/PCE/J00579 | SIME PLANTATION B.BERJUNTAI | TX2- 300 KVA
380079148 | TNB | DISTRIBUTION | KUALA SELANGOR | Existing | 11 kV | PE MV TERMINAL | RYB | BKSL/PCE/J00579 | SIME PLANTATION B.BERJUNTAI | R03863 BERJUNTAI MAJU BTG BERJUNTAI
380079156 | TNB | DISTRIBUTION | KUALA SELANGOR | Existing | 11 kV | PE MV TERMINAL | RYB | BKSL/PCE/J00579 | SIME PLANTATION B.BERJUNTAI | R01896 PERUMAHAN TENNAMARAN
380079166 | TNB | DISTRIBUTION | KUALA SELANGOR | Existing | 11 kV | PE MV TERMINAL | RYB | BKSL/PCE/J00579 | SIME PLANTATION B.BERJUNTAI | TX1- 1000 KVA
380079499 | TNB | DISTRIBUTION | KUALA SELANGOR | Existing | 11 kV | PE MV TERMINAL | RYB | BKSL/PCE/J00486 | BERJUNTAI MAJU(C/S) | R03866 BERJUNTAI MAJU(C/S)
380079500 | TNB | DISTRIBUTION | KUALA SELANGOR | Existing | 11 kV | PE MV TERMINAL | RYB | BKSL/PCE/J00486 | BERJUNTAI MAJU(C/S) | R05500 SIME PLANTATION
380079503 | TNB | DISTRIBUTION | KUALA SELANGOR | Existing | 11 kV | PE MV TERMINAL | RYB | BKSL/PCE/J00486 | BERJUNTAI MAJU(C/S) | TX - 1000 KVA
380079583 | TNB | DISTRIBUTION | KUALA SELANGOR | Existing | 11 kV | PE MV TERMINAL | RYB | BKSL/PCE/J00487 | BERJUNTAI MAJU BTG BERJUNTAI | TX - 2 1000 KVA
380079590 | TNB | DISTRIBUTION | KUALA SELANGOR | Existing | 11 kV | PE MV TERMINAL | RYB | BKSL/PCE/J00487 | BERJUNTAI MAJU BTG BERJUNTAI | R01890 TLKM BTG BERJUNTAI
380079598 | TNB | DISTRIBUTION | KUALA SELANGOR | Existing | 11 kV | PE MV TERMINAL | RYB | BKSL/PCE/J00487 | BERJUNTAI MAJU BTG BERJUNTAI | R03865 BERJUNTAI MAJU BTG BERJUNTAI
380079608 | TNB | DISTRIBUTION | KUALA SELANGOR | Existing | 11 kV | PE MV TERMINAL | RYB | BKSL/PCE/J00487 | BERJUNTAI MAJU BTG BERJUNTAI | TX 1 - 1000 KVA
380079866 | TNB | DISTRIBUTION | KUALA SELANGOR | Existing | 11 kV | PE MV TERMINAL | RYB | BKSL/PCE/J00489 | TELEKOM B/BEJUNTAI | R06201 KLINIK KESIHATAN B.JAYA
380079867 | TNB | DISTRIBUTION | KUALA SELANGOR | Existing | 11 kV | PE MV TERMINAL | RYB | BKSL/PCE/J00489 | TELEKOM B/BEJUNTAI | R03869 BERJUNTAI MAJU(C/S)
380079870 | TNB | DISTRIBUTION | KUALA SELANGOR | Existing | 11 kV | PE MV TERMINAL | RYB | BKSL/PCE/J00489 | TELEKOM B/BEJUNTAI | TX - 500 KVA
380079962 | TNB | DISTRIBUTION | KUALA SELANGOR | Existing | 11 kV | PE MV TERMINAL | RYB | BKSL/PCE/J00490 | TMN SENTOSA | R01883 PEKAN BTG BERJUNTAI
380079963 | TNB | DISTRIBUTION | KUALA SELANGOR | Existing | 11 kV | PE MV TERMINAL | RYB | BKSL/PCE/J00490 | TMN SENTOSA | R06198 KLINIK KESIHATAN B.JAYA
380079966 | TNB | DISTRIBUTION | KUALA SELANGOR | Existing | 11 kV | PE MV TERMINAL | RYB | BKSL/PCE/J00490 | TMN SENTOSA | TX - 500 KVA
380080058 | TNB | DISTRIBUTION | KUALA SELANGOR | Existing | 11 kV | PE MV TERMINAL | RYB | BKSL/PCE/J00491 | PEKAN BATANG BEJUNTAI | R01880 BINTANG JELITA
380080059 | TNB | DISTRIBUTION | KUALA SELANGOR | Existing | 11 kV | PE MV TERMINAL | RYB | BKSL/PCE/J00491 | PEKAN BATANG BEJUNTAI | R01888 TAMAN SENTOSA
380080062 | TNB | DISTRIBUTION | KUALA SELANGOR | Existing | 11 kV | PE MV TERMINAL | RYB | BKSL/PCE/J00491 | PEKAN BATANG BEJUNTAI | TX - 1000 KVA
380080154 | TNB | DISTRIBUTION | KUALA SELANGOR | Existing | 11 kV | PE MV TERMINAL | RYB | BKSL/PCE/J00492 | BINTANG JELITA | R01877 RUMAH MURAH PKNS SRI INDAH
380080155 | TNB | DISTRIBUTION | KUALA SELANGOR | Existing | 11 kV | PE MV TERMINAL | RYB | BKSL/PCE/J00492 | BINTANG JELITA | R01885 PEKAN BTG BERJUNTAI
380080158 | TNB | DISTRIBUTION | KUALA SELANGOR | Existing | 11 kV | PE MV TERMINAL | RYB | BKSL/PCE/J00492 | BINTANG JELITA | TX - 750 KVA
380080302 | TNB | DISTRIBUTION | KUALA SELANGOR | Existing | 11 kV | PE MV TERMINAL | RYB | BKSL/PCE/J00496 | PKNS TAMAN SRI INDAH | R05513 TMN PELANGI
380080303 | TNB | DISTRIBUTION | KUALA SELANGOR | Existing | 11 kV | PE MV TERMINAL | RYB | BKSL/PCE/J00496 | PKNS TAMAN SRI INDAH | R01882 BINTANG JELITA
380080306 | TNB | DISTRIBUTION | KUALA SELANGOR | Existing | 11 kV | PE MV TERMINAL | RYB | BKSL/PCE/J00496 | PKNS TAMAN SRI INDAH | TX - 750 KVA
380080383 | TNB | DISTRIBUTION | KUALA SELANGOR | Existing | 11 kV | PE MV TERMINAL | RYB | BKSL/PCE/J00506 | SSU PKPS | R06101 S/S PPU SDBY 2
380080386 | TNB | DISTRIBUTION | KUALA SELANGOR | Existing | 11 kV | PE MV TERMINAL | RYB | BKSL/PCE/J00506 | SSU PKPS | TX-1000 KVA
380080403 | TNB | DISTRIBUTION | KUALA SELANGOR | Existing | 11 kV | PE MV TERMINAL | RYB | BKSL/PCE/J00506 | SSU PKPS | R05068 PUSAT PENYEMBELIHAN PKPS
380080406 | TNB | DISTRIBUTION | KUALA SELANGOR | Existing | 11 kV | PE MV TERMINAL | RYB | BKSL/PCE/J00506 | SSU PKPS | R04839 STP UNISEL
380080501 | TNB | DISTRIBUTION | KUALA SELANGOR | Existing | 11 kV | PE MV TERMINAL | RYB | BKSL/PCE/J00507 | PUSAT PENYEMBELIHAN PKPS | SPARE(PUSAT PENYEMBELIHAN PKPS)
380080502 | TNB | DISTRIBUTION | KUALA SELANGOR | Existing | 11 kV | PE MV TERMINAL | RYB | BKSL/PCE/J00507 | PUSAT PENYEMBELIHAN PKPS | R04848 SS PKPS
380080505 | TNB | DISTRIBUTION | KUALA SELANGOR | Existing | 11 kV | PE MV TERMINAL | RYB | BKSL/PCE/J00507 | PUSAT PENYEMBELIHAN PKPS | TX-500 KVA
380080580 | TNB | DISTRIBUTION | KUALA SELANGOR | Existing | 11 kV | PE MV TERMINAL | RYB | BKSL/PCE/J00509 | STP UNISEL | R04847 SS PKPS
380080583 | TNB | DISTRIBUTION | KUALA SELANGOR | Existing | 11 kV | PE MV TERMINAL | RYB | BKSL/PCE/J00509 | STP UNISEL | TX- 750 KVA
380080600 | TNB | DISTRIBUTION | KUALA SELANGOR | Existing | 11 kV | PE MV TERMINAL | RYB | BKSL/PCE/J00509 | STP UNISEL | R05837 TMN ILMU BESTARI
380080603 | TNB | DISTRIBUTION | KUALA SELANGOR | Existing | 11 kV | PE MV TERMINAL | RYB | BKSL/PCE/J00509 | STP UNISEL | R04834 RMH KAKITANGAN
380080698 | TNB | DISTRIBUTION | KUALA SELANGOR | Existing | 11 kV | PE MV TERMINAL | RYB | BKSL/PCE/J00508 | RUMAH KAKITANGAN UNISEL | R04831 ASRAMA PUTERI
380080699 | TNB | DISTRIBUTION | KUALA SELANGOR | Existing | 11 kV | PE MV TERMINAL | RYB | BKSL/PCE/J00508 | RUMAH KAKITANGAN UNISEL | R04836 STP UNISEL
380080702 | TNB | DISTRIBUTION | KUALA SELANGOR | Existing | 11 kV | PE MV TERMINAL | RYB | BKSL/PCE/J00508 | RUMAH KAKITANGAN UNISEL | TX - 1000 KVA
380080780 | TNB | DISTRIBUTION | KUALA SELANGOR | Existing | 11 kV | PE MV TERMINAL | RYB | BKSL/PCE/J00510 | ASRAMA PUTERI UNISEL | TX 2 - 1000 KVA
380080787 | TNB | DISTRIBUTION | KUALA SELANGOR | Existing | 11 kV | PE MV TERMINAL | RYB | BKSL/PCE/J00510 | ASRAMA PUTERI UNISEL | R04827 ASRAMA PUTERA
380080795 | TNB | DISTRIBUTION | KUALA SELANGOR | Existing | 11 kV | PE MV TERMINAL | RYB | BKSL/PCE/J00510 | ASRAMA PUTERI UNISEL | R04833 RMH KAKITANGAN UNISEL
380080805 | TNB | DISTRIBUTION | KUALA SELANGOR | Existing | 11 kV | PE MV TERMINAL | RYB | BKSL/PCE/J00510 | ASRAMA PUTERI UNISEL | TX 1 - 1000 KVA
380080957 | TNB | DISTRIBUTION | KUALA SELANGOR | Existing | 11 kV | PE MV TERMINAL | RYB | BKSL/PCE/J00512 | SSU UNISEL | PENGGUNA HT
380080966 | TNB | DISTRIBUTION | KUALA SELANGOR | Existing | 11 kV | PE MV TERMINAL | RYB | BKSL/PCE/J00512 | SSU UNISEL | R04826 ASRAMA PUTERA
380080977 | TNB | DISTRIBUTION | KUALA SELANGOR | Existing | 11 kV | PE MV TERMINAL | RYB | BKSL/PCE/J00512 | SSU UNISEL | FEEDER 3 PPU SDBY
380080981 | TNB | DISTRIBUTION | KUALA SELANGOR | Existing | 11 kV | PE MV TERMINAL | RYB | BKSL/PCE/J00511 | ASRAMA PUTERA UNISEL | TX2 - 1000 KVA
380080988 | TNB | DISTRIBUTION | KUALA SELANGOR | Existing | 11 kV | PE MV TERMINAL | RYB | BKSL/PCE/J00511 | ASRAMA PUTERA UNISEL | R04830 ASRAMA PUTERI
380080996 | TNB | DISTRIBUTION | KUALA SELANGOR | Existing | 11 kV | PE MV TERMINAL | RYB | BKSL/PCE/J00511 | ASRAMA PUTERA UNISEL | R04822 SSU UNISEL
380081006 | TNB | DISTRIBUTION | KUALA SELANGOR | Existing | 11 kV | PE MV TERMINAL | RYB | BKSL/PCE/J00511 | ASRAMA PUTERA UNISEL | TX1 - 1000 KVA
380081168 | TNB | DISTRIBUTION | KUALA SELANGOR | Existing | 11 kV | PE MV TERMINAL | RYB | BKSL/PCE/J00505 | SIME INAX | R01902 SIME HYUNDAI
380081169 | TNB | DISTRIBUTION | KUALA SELANGOR | Existing | 11 kV | PE MV TERMINAL | RYB | BKSL/PCE/J00505 | SIME INAX | R03562 SPECIALMADE IRON
380081172 | TNB | DISTRIBUTION | KUALA SELANGOR | Existing | 11 kV | PE MV TERMINAL | RYB | BKSL/PCE/J00505 | SIME INAX | TX - 1000 KVA
380081271 | TNB | DISTRIBUTION | KUALA SELANGOR | Existing | 11 kV | PE MV TERMINAL | RYB | BKSL/PCE/J00464 | TECHNOPARK NO 1 | TX2 - 1000 KVA
380081276 | TNB | DISTRIBUTION | KUALA SELANGOR | Existing | 11 kV | PE MV TERMINAL | RYB | BKSL/PCE/J00464 | TECHNOPARK NO 1 | TX1 - 1000 KVA
380081304 | TNB | DISTRIBUTION | KUALA SELANGOR | Existing | 11 kV | PE MV TERMINAL | RYB | BKSL/PCE/J00464 | TECHNOPARK NO 1 | R06915 SIME HYUNDAI
380081305 | TNB | DISTRIBUTION | KUALA SELANGOR | Existing | 11 kV | PE MV TERMINAL | RYB | BKSL/PCE/J00464 | TECHNOPARK NO 1 | R03178 TECHNO PARK 2
380081629 | TNB | DISTRIBUTION | KUALA SELANGOR | Existing | 11 kV | PE MV TERMINAL | RYB | BKSL/PCE/J00466 | TECHNOPARK NO 3 | TX 2 - 1000 KVA
380081636 | TNB | DISTRIBUTION | KUALA SELANGOR | Existing | 11 kV | PE MV TERMINAL | RYB | BKSL/PCE/J00466 | TECHNOPARK NO 3 | R03187 TECHNO PARK 4
380081644 | TNB | DISTRIBUTION | KUALA SELANGOR | Existing | 11 kV | PE MV TERMINAL | RYB | BKSL/PCE/J00466 | TECHNOPARK NO 3 | R03179 TECHNO PARK 2
380081654 | TNB | DISTRIBUTION | KUALA SELANGOR | Existing | 11 kV | PE MV TERMINAL | RYB | BKSL/PCE/J00466 | TECHNOPARK NO 3 | TX 1 - 1000 KVA
380081800 | TNB | DISTRIBUTION | KUALA SELANGOR | Existing | 11 kV | PE MV TERMINAL | RYB | BKSL/PCE/J00467 | TECHNOPARK NO 4 | TX 2 - 1000 KVA
380081807 | TNB | DISTRIBUTION | KUALA SELANGOR | Existing | 11 kV | PE MV TERMINAL | RYB | BKSL/PCE/J00467 | TECHNOPARK NO 4 | R02743 RUMAH RANTAU PANJANG BTG BEJUNTAI
380081815 | TNB | DISTRIBUTION | KUALA SELANGOR | Existing | 11 kV | PE MV TERMINAL | RYB | BKSL/PCE/J00467 | TECHNOPARK NO 4 | R03182 TECHNO PARK 3
380081825 | TNB | DISTRIBUTION | KUALA SELANGOR | Existing | 11 kV | PE MV TERMINAL | RYB | BKSL/PCE/J00467 | TECHNOPARK NO 4 | TX 1 - 1000 KVA
380081983 | TNB | DISTRIBUTION | KUALA SELANGOR | Existing | 11 kV | PE MV TERMINAL | RYB | BKSL/PCE/J00468 | PKNS RANTAU PANJANG | R05753 SYABAS R/PANJANG
380081984 | TNB | DISTRIBUTION | KUALA SELANGOR | Existing | 11 kV | PE MV TERMINAL | RYB | BKSL/PCE/J00468 | PKNS RANTAU PANJANG | R03186 TECHNO PARK 4
380081987 | TNB | DISTRIBUTION | KUALA SELANGOR | Existing | 11 kV | PE MV TERMINAL | RYB | BKSL/PCE/J00468 | PKNS RANTAU PANJANG | TX - 1000 KVA
380082067 | TNB | DISTRIBUTION | KUALA SELANGOR | Existing | 11 kV | PE MV TERMINAL | RYB | BKSL/PCE/J00561 | SYABAS RANTAU PANJANG | CUSTOMER HT
380082076 | TNB | DISTRIBUTION | KUALA SELANGOR | Existing | 11 kV | PE MV TERMINAL | RYB | BKSL/PCE/J00561 | SYABAS RANTAU PANJANG | R05958 O/D LOJI AIR R/P
380082087 | TNB | DISTRIBUTION | KUALA SELANGOR | Existing | 11 kV | PE MV TERMINAL | RYB | BKSL/PCE/J00561 | SYABAS RANTAU PANJANG | R01869 PKNS RANTAU PANJANG
380082103 | TNB | DISTRIBUTION | KUALA SELANGOR | Existing | 11 kV | PE MV TERMINAL | RYB | BKSL/PCE/J00516 | BERJUNTAI BESTARI NO 2 | R05055 BJUNTAI BESTARI 1
380082104 | TNB | DISTRIBUTION | KUALA SELANGOR | Existing | 11 kV | PE MV TERMINAL | RYB | BKSL/PCE/J00516 | BERJUNTAI BESTARI NO 2 | R05533 LDG MINYAK
380082107 | TNB | DISTRIBUTION | KUALA SELANGOR | Existing | 11 kV | PE MV TERMINAL | RYB | BKSL/PCE/J00516 | BERJUNTAI BESTARI NO 2 | TX - 1000 KVA
380082199 | TNB | DISTRIBUTION | KUALA SELANGOR | Existing | 11 kV | PE MV TERMINAL | RYB | BKSL/PCE/J00515 | BERJUNTAI BESTARI NO 1 | R05378 ANGGERIK LAKSANA
380082200 | TNB | DISTRIBUTION | KUALA SELANGOR | Existing | 11 kV | PE MV TERMINAL | RYB | BKSL/PCE/J00515 | BERJUNTAI BESTARI NO 1 | R05056 BJUNTAI BESTARI 2
380082203 | TNB | DISTRIBUTION | KUALA SELANGOR | Existing | 11 kV | PE MV TERMINAL | RYB | BKSL/PCE/J00515 | BERJUNTAI BESTARI NO 1 | TX - 750 KVA
380082293 | TNB | DISTRIBUTION | KUALA SELANGOR | Existing | 11 kV | PE MV TERMINAL | RYB | BKSL/PCE/J00514 | ANGGERIK LAKSAMANA | R04996 SEGINIAGA
380082294 | TNB | DISTRIBUTION | KUALA SELANGOR | Existing | 11 kV | PE MV TERMINAL | RYB | BKSL/PCE/J00514 | ANGGERIK LAKSAMANA | R05053 BJUNTAI BESTARI 1
380082297 | TNB | DISTRIBUTION | KUALA SELANGOR | Existing | 11 kV | PE MV TERMINAL | RYB | BKSL/PCE/J00514 | ANGGERIK LAKSAMANA | TX - 500 KVA
380082377 | TNB | DISTRIBUTION | KUALA SELANGOR | Existing | 11 kV | PE MV TERMINAL | RYB | BKSL/PCE/J00513 | SEGINIAGA | PENGGUNA HT
380082386 | TNB | DISTRIBUTION | KUALA SELANGOR | Existing | 11 kV | PE MV TERMINAL | RYB | BKSL/PCE/J00513 | SEGINIAGA | R05839 TMN ILMU BESTARI
380082397 | TNB | DISTRIBUTION | KUALA SELANGOR | Existing | 11 kV | PE MV TERMINAL | RYB | BKSL/PCE/J00513 | SEGINIAGA | R05377 ANGGERIK LAKSAMANA
380082413 | TNB | DISTRIBUTION | KUALA SELANGOR | Existing | 11 kV | PE MV TERMINAL | RYB | BKSL/PCE/J00577 | TMN ILMU BISTARI | R04837 STP UNISEL
380082414 | TNB | DISTRIBUTION | KUALA SELANGOR | Existing | 11 kV | PE MV TERMINAL | RYB | BKSL/PCE/J00577 | TMN ILMU BISTARI | R04994 SEGINIAGA
380082417 | TNB | DISTRIBUTION | KUALA SELANGOR | Existing | 11 kV | PE MV TERMINAL | RYB | BKSL/PCE/J00577 | TMN ILMU BISTARI | TX - 500 KVA
380083469 | TNB | DISTRIBUTION | KUALA SELANGOR | Existing | 11 kV | PE MV TERMINAL | RYB | BKSL/PCE/J00827 | FORWARD SCOPE | R05280 : PE KHUEN HING METAL S/B
380083470 | TNB | DISTRIBUTION | KUALA SELANGOR | Existing | 11 kV | PE MV TERMINAL | RYB | BKSL/PCE/J00827 | FORWARD SCOPE | R05407 : VPN MARKETING (M)
380083473 | TNB | DISTRIBUTION | KUALA SELANGOR | Existing | 11 kV | PE MV TERMINAL | RYB | BKSL/PCE/J00827 | FORWARD SCOPE | 750KVA
380083773 | TNB | DISTRIBUTION | KUALA SELANGOR | Existing | 11 kV | PE MV TERMINAL | RYB | BKSL/PCE/J00409 | ASSIGN PRECISION | R05865 : LITEX METAL SDN BHD
380083774 | TNB | DISTRIBUTION | KUALA SELANGOR | Existing | 11 kV | PE MV TERMINAL | RYB | BKSL/PCE/J00409 | ASSIGN PRECISION | R04542 : OHTSUKI SEIKO
380083777 | TNB | DISTRIBUTION | KUALA SELANGOR | Existing | 11 kV | PE MV TERMINAL | RYB | BKSL/PCE/J00409 | ASSIGN PRECISION | TX1- 1000KVA
380083911 | TNB | DISTRIBUTION | KUALA SELANGOR | Existing | 11 kV | PE MV TERMINAL | RYB | BKSL/PCE/J00809 | PPAJ NO.4 | R06033 : PE PPAJ NO.3 JLN 2/8
380083926 | TNB | DISTRIBUTION | KUALA SELANGOR | Existing | 11 kV | PE MV TERMINAL | RYB | BKSL/PCE/J00809 | PPAJ NO.4 | S01105 : LOJI PEMBENTUNGAN (NO.2) FASA 3
380083927 | TNB | DISTRIBUTION | KUALA SELANGOR | Existing | 11 kV | PE MV TERMINAL | RYB | BKSL/PCE/J00809 | PPAJ NO.4 | R06037 : PASARAYA ECONSAVE ALAM JAYA
380083937 | TNB | DISTRIBUTION | KUALA SELANGOR | Existing | 11 kV | PE MV TERMINAL | RYB | BKSL/PCE/J00809 | PPAJ NO.4 | BUSTIE
380083940 | TNB | DISTRIBUTION | KUALA SELANGOR | Existing | 11 kV | PE MV TERMINAL | RYB | BKSL/PCE/J00809 | PPAJ NO.4 | TX1- 1000KVA
380083949 | TNB | DISTRIBUTION | KUALA SELANGOR | Existing | 11 kV | PE MV TERMINAL | RYB | BKSL/PCE/J00809 | PPAJ NO.4 | BUSTIE
380084129 | TNB | DISTRIBUTION | KUALA SELANGOR | Existing | 11 kV | PE MV TERMINAL | RYB | BKSL/PCE/J00805 | PPAJ NO.3 | R06030 : PPAJ NO.6
380084130 | TNB | DISTRIBUTION | KUALA SELANGOR | Existing | 11 kV | PE MV TERMINAL | RYB | BKSL/PCE/J00805 | PPAJ NO.3 | R06034 : PE PPAJ NO 4 JLN PPAJ 1
380084133 | TNB | DISTRIBUTION | KUALA SELANGOR | Existing | 11 kV | PE MV TERMINAL | RYB | BKSL/PCE/J00805 | PPAJ NO.3 | TX-750 KVA
380084228 | TNB | DISTRIBUTION | KUALA SELANGOR | Existing | 11 kV | PE MV TERMINAL | RYB | BKSL/PCE/J00804 | PPAJ NO.6 | R06153 : TS ENG WORK ALAM JAYA
380084229 | TNB | DISTRIBUTION | KUALA SELANGOR | Existing | 11 kV | PE MV TERMINAL | RYB | BKSL/PCE/J00804 | PPAJ NO.6 | R06031 : PE PPAJ NO.3 JLN 2/8
380084232 | TNB | DISTRIBUTION | KUALA SELANGOR | Existing | 11 kV | PE MV TERMINAL | RYB | BKSL/PCE/J00804 | PPAJ NO.6 | TX1- 1000KVA
380084332 | TNB | DISTRIBUTION | KUALA SELANGOR | Existing | 11 kV | PE MV TERMINAL | RYB | BKSL/PCE/J00747 | PADAT BAN GUAT HUAT TAJ JLN 2/6 | R05251 : R/PANGSA IND ALAM JAYA NO.9
380084333 | TNB | DISTRIBUTION | KUALA SELANGOR | Existing | 11 kV | PE MV TERMINAL | RYB | BKSL/PCE/J00747 | PADAT BAN GUAT HUAT TAJ JLN 2/6 | R06327 : MULTIGUNA TIAJ 2 /9
380084336 | TNB | DISTRIBUTION | KUALA SELANGOR | Existing | 11 kV | PE MV TERMINAL | RYB | BKSL/PCE/J00747 | PADAT BAN GUAT HUAT TAJ JLN 2/6 | TX1- 500KVA
380084458 | TNB | DISTRIBUTION | KUALA SELANGOR | Existing | 11 kV | PE MV TERMINAL | RYB | BKSL/PCE/J00769 | RUMAH PANGSA INDUSTRI ALAM JAYA NO.9 | TX1- 750KVA
380084465 | TNB | DISTRIBUTION | KUALA SELANGOR | Existing | 11 kV | PE MV TERMINAL | RYB | BKSL/PCE/J00769 | RUMAH PANGSA INDUSTRI ALAM JAYA NO.9 | R06389 PDT BAN GUAT HUAT
380084473 | TNB | DISTRIBUTION | KUALA SELANGOR | Existing | 11 kV | PE MV TERMINAL | RYB | BKSL/PCE/J00769 | RUMAH PANGSA INDUSTRI ALAM JAYA NO.9 | R04742 : PE IND ALAM JAYA NO 6
380084483 | TNB | DISTRIBUTION | KUALA SELANGOR | Existing | 11 kV | PE MV TERMINAL | RYB | BKSL/PCE/J00769 | RUMAH PANGSA INDUSTRI ALAM JAYA NO.9 | TX2- 1000KVA
380084689 | TNB | DISTRIBUTION | KUALA SELANGOR | Existing | 11 kV | PE MV TERMINAL | RYB | BKSL/PCE/J00770 | INDUSTRI ALAM JAYA NO.6 | R05271 : PE IND ALAM JAYA NO.8
380084690 | TNB | DISTRIBUTION | KUALA SELANGOR | Existing | 11 kV | PE MV TERMINAL | RYB | BKSL/PCE/J00770 | INDUSTRI ALAM JAYA NO.6 | R05254 : R/PANGSA IND ALAM JAYA NO.9
380084693 | TNB | DISTRIBUTION | KUALA SELANGOR | Existing | 11 kV | PE MV TERMINAL | RYB | BKSL/PCE/J00770 | INDUSTRI ALAM JAYA NO.6 | TX1- 500KVA
380084801 | TNB | DISTRIBUTION | KUALA SELANGOR | Existing | 11 kV | PE MV TERMINAL | RYB | BKSL/PCE/J00771 | INDUSTRI ALAM JAYA NO.8 | TX1- 500KVA
380084808 | TNB | DISTRIBUTION | KUALA SELANGOR | Existing | 11 kV | PE MV TERMINAL | RYB | BKSL/PCE/J00771 | INDUSTRI ALAM JAYA NO.8 | R06703 : PE GREAT MARKETING
380084816 | TNB | DISTRIBUTION | KUALA SELANGOR | Existing | 11 kV | PE MV TERMINAL | RYB | BKSL/PCE/J00771 | INDUSTRI ALAM JAYA NO.8 | R04739 : PE IND ALAM JAYA NO 6
380084826 | TNB | DISTRIBUTION | KUALA SELANGOR | Existing | 11 kV | PE MV TERMINAL | RYB | BKSL/PCE/J00771 | INDUSTRI ALAM JAYA NO.8 | TX2- 750KVA
380085027 | TNB | DISTRIBUTION | KUALA SELANGOR | Existing | 11 kV | PE MV TERMINAL | RYB | BKSL/PCE/J00868 | GREAT MARKETING | R06401 JS CONSC TRUCTION & DEV SDN BHD LOT106
380085028 | TNB | DISTRIBUTION | KUALA SELANGOR | Existing | 11 kV | PE MV TERMINAL | RYB | BKSL/PCE/J00868 | GREAT MARKETING | R05274 : PE IND ALAM JAYA NO.8
380085031 | TNB | DISTRIBUTION | KUALA SELANGOR | Existing | 11 kV | PE MV TERMINAL | RYB | BKSL/PCE/J00868 | GREAT MARKETING | TX1- 500KVA
380085170 | TNB | DISTRIBUTION | KUALA SELANGOR | Existing | 11 kV | PE MV TERMINAL | RYB | BKSL/PCE/J00772 | JS CONSC TRUCTION & DEV SDN BHD LOT106 | R06701 : PE GREAT MARKETING
380085171 | TNB | DISTRIBUTION | KUALA SELANGOR | Existing | 11 kV | PE MV TERMINAL | RYB | BKSL/PCE/J00772 | JS CONSC TRUCTION & DEV SDN BHD LOT106 | R08066 PE EASTBAY ENG TIAJ 2/8
380085174 | TNB | DISTRIBUTION | KUALA SELANGOR | Existing | 11 kV | PE MV TERMINAL | RYB | BKSL/PCE/J00772 | JS CONSC TRUCTION & DEV SDN BHD LOT106 | TX1- 500KVA
380085285 | TNB | DISTRIBUTION | KUALA SELANGOR | Existing | 11 kV | PE MV TERMINAL | RYB | BKSL/PCE/J00773 | MULTI GUNA NO.3 | R08064 PE EASTBAY ENG TIAJ 2/8
380085286 | TNB | DISTRIBUTION | KUALA SELANGOR | Existing | 11 kV | PE MV TERMINAL | RYB | BKSL/PCE/J00773 | MULTI GUNA NO.3 | R06524 : CHUA ENG PHUA
380085289 | TNB | DISTRIBUTION | KUALA SELANGOR | Existing | 11 kV | PE MV TERMINAL | RYB | BKSL/PCE/J00773 | MULTI GUNA NO.3 | TX1- 500KVA
380085408 | TNB | DISTRIBUTION | KUALA SELANGOR | Existing | 11 kV | PE MV TERMINAL | RYB | BKSL/PCE/J00235 | TMT INDUSTRI | R06012 : SSU PPAJ NO.1
380085412 | TNB | DISTRIBUTION | KUALA SELANGOR | Existing | 11 kV | PE MV TERMINAL | RYB | BKSL/PCE/J00235 | TMT INDUSTRI | PENGGUNA HT
380085426 | TNB | DISTRIBUTION | KUALA SELANGOR | Existing | 11 kV | PE MV TERMINAL | RYB | BKSL/PCE/J00235 | TMT INDUSTRI | R07574 : SANDARAN TIAJ 2/5
380085427 | TNB | DISTRIBUTION | KUALA SELANGOR | Existing | 132 kV | PE MV TERMINAL | RYB | BKSL/PCE/J00235 | TMT INDUSTRI | R06301 PADAT MULTIGUNA TMN ALAM JAYA 2/5
380085583 | TNB | DISTRIBUTION | KUALA SELANGOR | Existing | 11 kV | PE MV TERMINAL | RYB | BKSL/PCE/J00419 | RGB INDUSTRIES 2/5 | R06492 : EXTRO GREAT
380085584 | TNB | DISTRIBUTION | KUALA SELANGOR | Existing | 11 kV | PE MV TERMINAL | RYB | BKSL/PCE/J00419 | RGB INDUSTRIES 2/5 | R07575 : SANDARAN TIAJ 2/5
380085587 | TNB | DISTRIBUTION | KUALA SELANGOR | Existing | 11 kV | PE MV TERMINAL | RYB | BKSL/PCE/J00419 | RGB INDUSTRIES 2/5 | TX1- 1000KVA
380085689 | TNB | DISTRIBUTION | KUALA SELANGOR | Existing | 11 kV | PE MV TERMINAL | RYB | BKSL/PCE/J00757 | EXTRO GREAT | TX1- 750KVA
380085696 | TNB | DISTRIBUTION | KUALA SELANGOR | Existing | 11 kV | PE MV TERMINAL | RYB | BKSL/PCE/J00757 | EXTRO GREAT | N/A
380085704 | TNB | DISTRIBUTION | KUALA SELANGOR | Existing | 11 kV | PE MV TERMINAL | RYB | BKSL/PCE/J00757 | EXTRO GREAT | R07923 : RGB INDUSTRI 2/5
380085714 | TNB | DISTRIBUTION | KUALA SELANGOR | Existing | 11 kV | PE MV TERMINAL | RYB | BKSL/PCE/J00757 | EXTRO GREAT | TX2- 750KVA
380085918 | TNB | DISTRIBUTION | KUALA SELANGOR | Existing | 11 kV | PE MV TERMINAL | RYB | BKSL/PCE/J00844 | R&S PETROLEUM TIAJ 2/4 | R06356 : AIRSTATIC NO.2 ENG
380085919 | TNB | DISTRIBUTION | KUALA SELANGOR | Existing | 11 kV | PE MV TERMINAL | RYB | BKSL/PCE/J00844 | R&S PETROLEUM TIAJ 2/4 | R06489 : EXTRO GREAT
380085922 | TNB | DISTRIBUTION | KUALA SELANGOR | Existing | 11 kV | PE MV TERMINAL | RYB | BKSL/PCE/J00844 | R&S PETROLEUM TIAJ 2/4 | TX1- 300KVA
380086037 | TNB | DISTRIBUTION | KUALA SELANGOR | Existing | 11 kV | PE MV TERMINAL | RYB | BKSL/PCE/J00785 | KLG LOT 7 ALAM JAYA | R06361 : AIRSTATIC NO.1 ENG
380086038 | TNB | DISTRIBUTION | KUALA SELANGOR | Existing | 11 kV | PE MV TERMINAL | RYB | BKSL/PCE/J00785 | KLG LOT 7 ALAM JAYA | R05232 : KLG LOT 8 ALAM JAYA
380086041 | TNB | DISTRIBUTION | KUALA SELANGOR | Existing | 11 kV | PE MV TERMINAL | RYB | BKSL/PCE/J00785 | KLG LOT 7 ALAM JAYA | TX1- 500KVA
380086156 | TNB | DISTRIBUTION | KUALA SELANGOR | Existing | 11 kV | PE MV TERMINAL | RYB | BKSL/PCE/J00784 | KLG LOT 8 ALAM JAYA | R05231 : KLG LOT 7 ALAM JAYA
380086157 | TNB | DISTRIBUTION | KUALA SELANGOR | Existing | 11 kV | PE MV TERMINAL | RYB | BKSL/PCE/J00784 | KLG LOT 8 ALAM JAYA | R04592 : KLG LOT 9 ALAM JAYA
380086160 | TNB | DISTRIBUTION | KUALA SELANGOR | Existing | 11 kV | PE MV TERMINAL | RYB | BKSL/PCE/J00784 | KLG LOT 8 ALAM JAYA | TX1- 750KVA
380086376 | TNB | DISTRIBUTION | KUALA SELANGOR | Existing | 11 kV | PE MV TERMINAL | RYB | BKSL/PCE/J00782 | KLG LOT 9 ALAM JAYA | TX1- 500KVA
380086393 | TNB | DISTRIBUTION | KUALA SELANGOR | Existing | 11 kV | PE MV TERMINAL | RYB | BKSL/PCE/J00782 | KLG LOT 9 ALAM JAYA | R05234 : KLG LOT 8 ALAM JAYA
380086396 | TNB | DISTRIBUTION | KUALA SELANGOR | Existing | 11 kV | PE MV TERMINAL | RYB | BKSL/PCE/J00782 | KLG LOT 9 ALAM JAYA | R05793 : YL TRADING
380086517 | TNB | DISTRIBUTION | KUALA SELANGOR | Existing | 11 kV | PE MV TERMINAL | RYB | BKSL/PCE/J00783 | YL TRADING | R05342 : PE IND ALAM JAYA NO 4
380086518 | TNB | DISTRIBUTION | KUALA SELANGOR | Existing | 11 kV | PE MV TERMINAL | RYB | BKSL/PCE/J00783 | YL TRADING | R04594 : KLG LOT 9 ALAM JAYA
380086521 | TNB | DISTRIBUTION | KUALA SELANGOR | Existing | 11 kV | PE MV TERMINAL | RYB | BKSL/PCE/J00783 | YL TRADING | TX1- 500KVA
380086635 | TNB | DISTRIBUTION | KUALA SELANGOR | Existing | 11 kV | PE MV TERMINAL | RYB | BKSL/PCE/J00665 | INDUSTRI ALAM JAYA NO.4 | R05346 LOJI AIR ALAM PERDANA P.ALAM
380086636 | TNB | DISTRIBUTION | KUALA SELANGOR | Existing | 11 kV | PE MV TERMINAL | RYB | BKSL/PCE/J00665 | INDUSTRI ALAM JAYA NO.4 | R05791 : YL TRADING
380086639 | TNB | DISTRIBUTION | KUALA SELANGOR | Existing | 11 kV | PE MV TERMINAL | RYB | BKSL/PCE/J00665 | INDUSTRI ALAM JAYA NO.4 | TX1- 1000KVA
380086736 | TNB | DISTRIBUTION | KUALA SELANGOR | Existing | 11 kV | PE MV TERMINAL | RYB | BKSL/PCE/J00298 | APARTMENT ALAM PERDANA 1 | TX2- 1000KVA
380086743 | TNB | DISTRIBUTION | KUALA SELANGOR | Existing | 11 kV | PE MV TERMINAL | RYB | BKSL/PCE/J00298 | APARTMENT ALAM PERDANA 1 | R05351 RUMAH PANGSA ALAM PERDANA
380086751 | TNB | DISTRIBUTION | KUALA SELANGOR | Existing | 11 kV | PE MV TERMINAL | RYB | BKSL/PCE/J00298 | APARTMENT ALAM PERDANA 1 | R06374 APARTMENT ALAM PERDANA 2
380086761 | TNB | DISTRIBUTION | KUALA SELANGOR | Existing | 11 kV | PE MV TERMINAL | RYB | BKSL/PCE/J00298 | APARTMENT ALAM PERDANA 1 | TX1- 1000KVA
380092054 | TNB | DISTRIBUTION | KUALA SELANGOR | Existing | 11 kV | PE MV TERMINAL | RYB | BKSL/PCE/J00648 | SON STAR | 1000KVA
380092061 | TNB | DISTRIBUTION | KUALA SELANGOR | Existing | 11 kV | PE MV TERMINAL | RYB | BKSL/PCE/J00648 | SON STAR | R07555 : SSU JASA RINGGIT
380092069 | TNB | DISTRIBUTION | KUALA SELANGOR | Existing | 11 kV | PE MV TERMINAL | RYB | BKSL/PCE/J00648 | SON STAR | R01773 : BE PILE
380092079 | TNB | DISTRIBUTION | KUALA SELANGOR | Existing | 11 kV | PE MV TERMINAL | RYB | BKSL/PCE/J00648 | SON STAR | 1000KVA
380092228 | TNB | DISTRIBUTION | KUALA SELANGOR | Existing | 11 kV | PE MV TERMINAL | RYB | BKSL/SSU/J00012 | SSU JASA RINGGIT | R08317 PE JLN TUNGSTON IJOK
380092234 | TNB | DISTRIBUTION | KUALA SELANGOR | Existing | 11 kV | PE MV TERMINAL | RYB | BKSL/SSU/J00012 | SSU JASA RINGGIT | R05878 SSU KOTA PUTERI
380092246 | TNB | DISTRIBUTION | KUALA SELANGOR | Existing | 11 kV | PE MV TERMINAL | RYB | BKSL/SSU/J00012 | SSU JASA RINGGIT | R04992 : SON STAR
380092261 | TNB | DISTRIBUTION | KUALA SELANGOR | Existing | 11 kV | PE MV TERMINAL | RYB | BKSL/SSU/J00012 | SSU JASA RINGGIT | PENGGUNA HT
380092289 | TNB | DISTRIBUTION | KUALA SELANGOR | Existing | 11 kV | PE MV TERMINAL | RYB | BKSL/PCE/J00692 | SSU KOTA PUTERI (CB9) | TX-1000KVA
380092295 | TNB | DISTRIBUTION | KUALA SELANGOR | Existing | 11 kV | PE MV TERMINAL | RYB | BKSL/PCE/J00692 | SSU KOTA PUTERI (CB9) | R05889 : KOTA PUTERI PERSIARAN BT ARANG NO.4
380092307 | TNB | DISTRIBUTION | KUALA SELANGOR | Existing | 11 kV | PE MV TERMINAL | RYB | BKSL/PCE/J00692 | SSU KOTA PUTERI (CB9) | SPARE
380092319 | TNB | DISTRIBUTION | KUALA SELANGOR | Existing | 11 kV | PE MV TERMINAL | RYB | BKSL/PCE/J00692 | SSU KOTA PUTERI (CB9) | PMU BARG CB8
380092322 | TNB | DISTRIBUTION | KUALA SELANGOR | Existing | 11 kV | PE MV TERMINAL | RYB | BKSL/PCE/J00692 | SSU KOTA PUTERI (CB9) | PMU BARG CB9
380092359 | TNB | DISTRIBUTION | KUALA SELANGOR | Existing | 11 kV | PE MV TERMINAL | RYB | BKSL/PCE/J00821 | LOT 256 SOUTH PROP HOLDING | R06519 : SOUTH PROP NO.2
380092360 | TNB | DISTRIBUTION | KUALA SELANGOR | Existing | 11 kV | PE MV TERMINAL | RYB | BKSL/PCE/J00821 | LOT 256 SOUTH PROP HOLDING | R06398 : POLYMIX PLASTIC BT ARANG
380092363 | TNB | DISTRIBUTION | KUALA SELANGOR | Existing | 11 kV | PE MV TERMINAL | RYB | BKSL/PCE/J00821 | LOT 256 SOUTH PROP HOLDING | 750KVA
380092678 | TNB | DISTRIBUTION | KUALA SELANGOR | Existing | 11 kV | PE MV TERMINAL | RYB | BKSL/PCE/J00696 | KOTA PUTERI NO.5 JLN KP 5/13 | R01789 MAKMAL PENYELIDIKAN PELURU
380092679 | TNB | DISTRIBUTION | KUALA SELANGOR | Existing | 11 kV | PE MV TERMINAL | RYB | BKSL/PCE/J00696 | KOTA PUTERI NO.5 JLN KP 5/13 | R05884 : JLN KOTA PUTERI 5/14B
380092682 | TNB | DISTRIBUTION | KUALA SELANGOR | Existing | 11 kV | PE MV TERMINAL | RYB | BKSL/PCE/J00696 | KOTA PUTERI NO.5 JLN KP 5/13 | 750KVA
380092772 | TNB | DISTRIBUTION | KUALA SELANGOR | Existing | 11 kV | PE MV TERMINAL | RYB | BKSL/PCE/J00694 | JLN KOTA PUTERI 5/14B | R06070 : KOTA PUTERI NO.5 JLN KP 5/13
380092773 | TNB | DISTRIBUTION | KUALA SELANGOR | Existing | 11 kV | PE MV TERMINAL | RYB | BKSL/PCE/J00694 | JLN KOTA PUTERI 5/14B | R05887 : KOTA PUTERI PERSIARAN BT ARANG NO.4
380092776 | TNB | DISTRIBUTION | KUALA SELANGOR | Existing | 11 kV | PE MV TERMINAL | RYB | BKSL/PCE/J00694 | JLN KOTA PUTERI 5/14B | 1000KVA
380092866 | TNB | DISTRIBUTION | KUALA SELANGOR | Existing | 11 kV | PE MV TERMINAL | RYB | BKSL/PCE/J00695 | KOTA PUTERI PERSIARAN BT ARANG NO.4 | R05886 : JLN KOTA PUTERI 5/14B
380092867 | TNB | DISTRIBUTION | KUALA SELANGOR | Existing | 11 kV | PE MV TERMINAL | RYB | BKSL/PCE/J00695 | KOTA PUTERI PERSIARAN BT ARANG NO.4 | R05881 : SSU KOTA PUTERI JLN KP 5/5J
380092870 | TNB | DISTRIBUTION | KUALA SELANGOR | Existing | 11 kV | PE MV TERMINAL | RYB | BKSL/PCE/J00695 | KOTA PUTERI PERSIARAN BT ARANG NO.4 | 1000KVA
380094070 | TNB | DISTRIBUTION | KUALA SELANGOR | Existing | 11 kV | PE MV TERMINAL | RYB | BKSL/PCE/J00653 | SSU UNITED PAPER BOARD | R05257 : WILLY STEEL
380094085 | TNB | DISTRIBUTION | KUALA SELANGOR | Existing | 11 kV | PE MV TERMINAL | RYB | BKSL/PCE/J00653 | SSU UNITED PAPER BOARD | R01780 : UNITED PAPER BOARD
380094086 | TNB | DISTRIBUTION | KUALA SELANGOR | Existing | 11 kV | PE MV TERMINAL | RYB | BKSL/PCE/J00653 | SSU UNITED PAPER BOARD | R07036 : PE SOO CHEW SHENG
380094096 | TNB | DISTRIBUTION | KUALA SELANGOR | Existing | 11 kV | PE MV TERMINAL | RYB | BKSL/PCE/J00653 | SSU UNITED PAPER BOARD | R01784 : UNITED PAPER BOARD
380094099 | TNB | DISTRIBUTION | KUALA SELANGOR | Existing | 11 kV | PE MV TERMINAL | RYB | BKSL/PCE/J00653 | SSU UNITED PAPER BOARD | BUSTIE R05065
380094108 | TNB | DISTRIBUTION | KUALA SELANGOR | Existing | 11 kV | PE MV TERMINAL | RYB | BKSL/PCE/J00653 | SSU UNITED PAPER BOARD | BUSTIE R05064
380100659 | TNB | DISTRIBUTION | KUALA SELANGOR | Existing | 11 kV | PE MV TERMINAL | RYB | BKSL/PCE/J00133 | SW/STN SG RAMBAI ESTET | R02756 KG SG RAMBAI
380100662 | TNB | DISTRIBUTION | KUALA SELANGOR | Existing | 11 kV | PE MV TERMINAL | RYB | BKSL/PCE/J00133 | SW/STN SG RAMBAI ESTET | TX1-300kVA
380100679 | TNB | DISTRIBUTION | KUALA SELANGOR | Existing | 11 kV | PE MV TERMINAL | RYB | BKSL/PCE/J00133 | SW/STN SG RAMBAI ESTET | S01337 R/PAM AIR JPS KG ASAHAN
380100682 | TNB | DISTRIBUTION | KUALA SELANGOR | Existing | 11 kV | PE MV TERMINAL | RYB | BKSL/PCE/J00133 | SW/STN SG RAMBAI ESTET | S00069 SG RAMBAI NO 1
380100777 | TNB | DISTRIBUTION | KUALA SELANGOR | Existing | 11 kV | PE MV TERMINAL | RYB | BKSL/PCE/J00036 | SG RAMBAI NO 2 | SPUR
380100778 | TNB | DISTRIBUTION | KUALA SELANGOR | Existing | 11 kV | PE MV TERMINAL | RYB | BKSL/PCE/J00036 | SG RAMBAI NO 2 | S00067 SG RAMBAI NO 1
380100781 | TNB | DISTRIBUTION | KUALA SELANGOR | Existing | 11 kV | PE MV TERMINAL | RYB | BKSL/PCE/J00036 | SG RAMBAI NO 2 | TX1-300kVA
380100873 | TNB | DISTRIBUTION | KUALA SELANGOR | Existing | 11 kV | PE MV TERMINAL | RYB | BKSL/PCE/J00136 | R/PAM AIR JPS KG ASAHAN | S00062 KG ASAHAN
380100874 | TNB | DISTRIBUTION | KUALA SELANGOR | Existing | 11 kV | PE MV TERMINAL | RYB | BKSL/PCE/J00136 | R/PAM AIR JPS KG ASAHAN | S00066 SW/STN SG RAMBAI ESTET
380100877 | TNB | DISTRIBUTION | KUALA SELANGOR | Existing | 11 kV | PE MV TERMINAL | RYB | BKSL/PCE/J00136 | R/PAM AIR JPS KG ASAHAN | TX1-1000kVA
380101061 | TNB | DISTRIBUTION | KUALA SELANGOR | Existing | 11 kV | PE MV TERMINAL | RYB | BKSL/PCE/J00033 | LDG SEL RIVER SIDE | S00058 PKNS KG KUANTAN
380101062 | TNB | DISTRIBUTION | KUALA SELANGOR | Existing | 11 kV | PE MV TERMINAL | RYB | BKSL/PCE/J00033 | LDG SEL RIVER SIDE | S00064 KG ASAHAN
380101065 | TNB | DISTRIBUTION | KUALA SELANGOR | Existing | 11 kV | PE MV TERMINAL | RYB | BKSL/PCE/J00033 | LDG SEL RIVER SIDE | TX1-300kVA
380101155 | TNB | DISTRIBUTION | KUALA SELANGOR | Existing | 11 kV | PE MV TERMINAL | RYB | BKSL/PCE/J00032 | PKNS KG KUANTAN | S00053 KG KUANTAN
380101156 | TNB | DISTRIBUTION | KUALA SELANGOR | Existing | 11 kV | PE MV TERMINAL | RYB | BKSL/PCE/J00032 | PKNS KG KUANTAN | S00059 LDG SEL RIVER SIDE
380101159 | TNB | DISTRIBUTION | KUALA SELANGOR | Existing | 11 kV | PE MV TERMINAL | RYB | BKSL/PCE/J00032 | PKNS KG KUANTAN | TX1-1000kVA
380101242 | TNB | DISTRIBUTION | KUALA SELANGOR | Existing | 11 kV | PE MV TERMINAL | RYB | BKSL/PCE/J00484 | KG JAYA SETIA | R01790 LOJI AIR BKT BDG
380101258 | TNB | DISTRIBUTION | KUALA SELANGOR | Existing | 11 kV | PE MV TERMINAL | RYB | BKSL/PCE/J00484 | KG JAYA SETIA | R06759 AMAN SURIA
380101268 | TNB | DISTRIBUTION | KUALA SELANGOR | Existing | 11 kV | PE MV TERMINAL | RYB | BKSL/PCE/J00484 | KG JAYA SETIA | BUSTIE
380101271 | TNB | DISTRIBUTION | KUALA SELANGOR | Existing | 11 kV | PE MV TERMINAL | RYB | BKSL/PCE/J00484 | KG JAYA SETIA | TX-300KVA
380101280 | TNB | DISTRIBUTION | KUALA SELANGOR | Existing | 11 kV | PE MV TERMINAL | RYB | BKSL/PCE/J00484 | KG JAYA SETIA | BUSTIE
380101424 | TNB | DISTRIBUTION | KUALA SELANGOR | Existing | 11 kV | PE MV TERMINAL | RYB | BKSL/PCE/J00484 | KG JAYA SETIA | JAYA SETIA A/T: N/A
380101438 | TNB | DISTRIBUTION | KUALA SELANGOR | Existing | 11 kV | PE MV TERMINAL | RYB | BKSL/PCE/J00484 | KG JAYA SETIA | R07579 SSU IND B.BADONG
380101448 | TNB | DISTRIBUTION | KUALA SELANGOR | Existing | 11 kV | PE MV TERMINAL | RYB | BKSL/PCE/J00484 | KG JAYA SETIA | PMU BBDG Fdr8
380101473 | TNB | DISTRIBUTION | KUALA SELANGOR | Existing | 11 kV | PE MV TERMINAL | RYB | BKSL/PCE/J00485 | JAYA SETIA A/T | SPUR
380101474 | TNB | DISTRIBUTION | KUALA SELANGOR | Existing | 11 kV | PE MV TERMINAL | RYB | BKSL/PCE/J00485 | JAYA SETIA A/T | R00555 KG JAYA SETIA
380101477 | TNB | DISTRIBUTION | KUALA SELANGOR | Existing | 11 kV | PE MV TERMINAL | RYB | BKSL/PCE/J00485 | JAYA SETIA A/T | TX-500KVA
380101555 | TNB | DISTRIBUTION | KUALA SELANGOR | Existing | 11 kV | PE MV TERMINAL | RYB | BKSL/PCE/J00407 | INDUSTRI BUKIT BADONG B | TX2-1000kVA
380101562 | TNB | DISTRIBUTION | KUALA SELANGOR | Existing | 11 kV | PE MV TERMINAL | RYB | BKSL/PCE/J00407 | INDUSTRI BUKIT BADONG B | R07589 TMN INDUSTRI BUKIT BADONG A
380101570 | TNB | DISTRIBUTION | KUALA SELANGOR | Existing | 11 kV | PE MV TERMINAL | RYB | BKSL/PCE/J00407 | INDUSTRI BUKIT BADONG B | R07578 SSU TMN INDUSTRI BUKIT BADONG
380101580 | TNB | DISTRIBUTION | KUALA SELANGOR | Existing | 11 kV | PE MV TERMINAL | RYB | BKSL/PCE/J00407 | INDUSTRI BUKIT BADONG B | TX1-1000kVA
380101726 | TNB | DISTRIBUTION | KUALA SELANGOR | Existing | 11 kV | PE MV TERMINAL | RYB | BKSL/PCE/J00406 | INDUSTRI BUKIT BADONG A | TX2-1000kVA
380101733 | TNB | DISTRIBUTION | KUALA SELANGOR | Existing | 11 kV | PE MV TERMINAL | RYB | BKSL/PCE/J00406 | INDUSTRI BUKIT BADONG A | R07582 SSU TMN INDUSTRI BUKIT BADONG
380101741 | TNB | DISTRIBUTION | KUALA SELANGOR | Existing | 11 kV | PE MV TERMINAL | RYB | BKSL/PCE/J00406 | INDUSTRI BUKIT BADONG A | R07588 TMN INDUSTRI BUKIT BADONG B
380101751 | TNB | DISTRIBUTION | KUALA SELANGOR | Existing | 11 kV | PE MV TERMINAL | RYB | BKSL/PCE/J00406 | INDUSTRI BUKIT BADONG A | TX1-1000kVA
380101894 | TNB | DISTRIBUTION | KUALA SELANGOR | Existing | 11 kV | PE MV TERMINAL | RYB | BKSL/PCE/J00633 | TAMAN HARMONI | PMU BBDG Fdr 9
380101897 | TNB | DISTRIBUTION | KUALA SELANGOR | Existing | 11 kV | PE MV TERMINAL | RYB | BKSL/PCE/J00633 | TAMAN HARMONI | TX1-300kVA
380101914 | TNB | DISTRIBUTION | KUALA SELANGOR | Existing | 11 kV | PE MV TERMINAL | RYB | BKSL/PCE/J00633 | TAMAN HARMONI | R06128 RUMAH KEDAI IJOK
380101917 | TNB | DISTRIBUTION | KUALA SELANGOR | Existing | 11 kV | PE MV TERMINAL | RYB | BKSL/PCE/J00633 | TAMAN HARMONI | R06229 LIM & LIM HARDWARE
380102014 | TNB | DISTRIBUTION | KUALA SELANGOR | Existing | 11 kV | PE MV TERMINAL | RYB | BKSL/PCE/J00634 | RUMAH KEDAI IJOK | R03466 PADAT JLN BKT ROBINSON
380102015 | TNB | DISTRIBUTION | KUALA SELANGOR | Existing | 11 kV | PE MV TERMINAL | RYB | BKSL/PCE/J00634 | RUMAH KEDAI IJOK | R05150 TAMAN HARMONI
380102018 | TNB | DISTRIBUTION | KUALA SELANGOR | Existing | 11 kV | PE MV TERMINAL | RYB | BKSL/PCE/J00634 | RUMAH KEDAI IJOK | TX1-500kVA
380102108 | TNB | DISTRIBUTION | KUALA SELANGOR | Existing | 11 kV | PE MV TERMINAL | RYB | BKSL/PCE/J00848 | TAMAN DAMAI IJOK | R05180 LEE LEE KONG
380102109 | TNB | DISTRIBUTION | KUALA SELANGOR | Existing | 11 kV | PE MV TERMINAL | RYB | BKSL/PCE/J00848 | TAMAN DAMAI IJOK | R03468 PADAT JLN BKT ROBINSON
380102112 | TNB | DISTRIBUTION | KUALA SELANGOR | Existing | 11 kV | PE MV TERMINAL | RYB | BKSL/PCE/J00848 | TAMAN DAMAI IJOK | TX1-1000kVA
380102202 | TNB | DISTRIBUTION | KUALA SELANGOR | Existing | 11 kV | PE MV TERMINAL | RYB | BKSL/PCE/J00684 | PADAT JLN BKT ROBINSON | R06943 PADAT TAMAN IJOK DAMAI
380102203 | TNB | DISTRIBUTION | KUALA SELANGOR | Existing | 11 kV | PE MV TERMINAL | RYB | BKSL/PCE/J00684 | PADAT JLN BKT ROBINSON | R06130 RUMAH KEDAI IJOK
380102206 | TNB | DISTRIBUTION | KUALA SELANGOR | Existing | 11 kV | PE MV TERMINAL | RYB | BKSL/PCE/J00684 | PADAT JLN BKT ROBINSON | TX1-1000kVA
380102372 | TNB | DISTRIBUTION | KUALA SELANGOR | Existing | 11 kV | PE MV TERMINAL | RYB | BKSL/PCE/J00683 | LEE LEE KONG | R05361 TMN IJOK UTAMA
380102373 | TNB | DISTRIBUTION | KUALA SELANGOR | Existing | 11 kV | PE MV TERMINAL | RYB | BKSL/PCE/J00683 | LEE LEE KONG | R06947 PADAT TAMAN IJOK DAMAI
380102376 | TNB | DISTRIBUTION | KUALA SELANGOR | Existing | 11 kV | PE MV TERMINAL | RYB | BKSL/PCE/J00683 | LEE LEE KONG | TX1-300kVA
380102456 | TNB | DISTRIBUTION | KUALA SELANGOR | Existing | 11 kV | PE MV TERMINAL | RYB | BKSL/PCE/J00682 | TMN IJOK UTAMA | TX1-1000kVA
380102463 | TNB | DISTRIBUTION | KUALA SELANGOR | Existing | 11 kV | PE MV TERMINAL | RYB | BKSL/PCE/J00682 | TMN IJOK UTAMA | R04174 TAMAN SEJATI
380102471 | TNB | DISTRIBUTION | KUALA SELANGOR | Existing | 11 kV | PE MV TERMINAL | RYB | BKSL/PCE/J00682 | TMN IJOK UTAMA | R05182 LEE LEE KONG
380102481 | TNB | DISTRIBUTION | KUALA SELANGOR | Existing | 11 kV | PE MV TERMINAL | RYB | BKSL/PCE/J00682 | TMN IJOK UTAMA | TX2-1000kVA
380102811 | TNB | DISTRIBUTION | KUALA SELANGOR | Existing | 11 kV | PE MV TERMINAL | RYB | BKSL/PCE/J00825 | TAMAN SEJATI JALAN 9 | R07397 TMN IJOK UTAMA NO 2
380102837 | TNB | DISTRIBUTION | KUALA SELANGOR | Existing | 11 kV | PE MV TERMINAL | RYB | BKSL/PCE/J00825 | TAMAN SEJATI JALAN 9 | SPARE
380102839 | TNB | DISTRIBUTION | KUALA SELANGOR | Existing | 11 kV | PE MV TERMINAL | RYB | BKSL/PCE/J00825 | TAMAN SEJATI JALAN 9 | R04175 TAMAN SEJATI
380102845 | TNB | DISTRIBUTION | KUALA SELANGOR | Existing | 11 kV | PE MV TERMINAL | RYB | BKSL/PCE/J00825 | TAMAN SEJATI JALAN 9 | TX2-500kVA
380102846 | TNB | DISTRIBUTION | KUALA SELANGOR | Existing | 11 kV | PE MV TERMINAL | RYB | BKSL/PCE/J00825 | TAMAN SEJATI JALAN 9 | TX1-500kVA
380102992 | TNB | DISTRIBUTION | KUALA SELANGOR | Existing | 11 kV | PE MV TERMINAL | RYB | BKSL/PCE/J00389 | TMN IJOK UTAMA NO 2 | TX2-750kVA
380102999 | TNB | DISTRIBUTION | KUALA SELANGOR | Existing | 11 kV | PE MV TERMINAL | RYB | BKSL/PCE/J00389 | TMN IJOK UTAMA NO 2 | R05984 TMN SRI IJOK
380103007 | TNB | DISTRIBUTION | KUALA SELANGOR | Existing | 11 kV | PE MV TERMINAL | RYB | BKSL/PCE/J00389 | TMN IJOK UTAMA NO 2 | R06707 TAMAN SEJATI JALAN 9
380103017 | TNB | DISTRIBUTION | KUALA SELANGOR | Existing | 11 kV | PE MV TERMINAL | RYB | BKSL/PCE/J00389 | TMN IJOK UTAMA NO 2 | TX1-300kVA
380103175 | TNB | DISTRIBUTION | KUALA SELANGOR | Existing | 11 kV | PE MV TERMINAL | RYB | BKSL/PCE/J00680 | TMN SRI IJOK | R04252 TMN KOPERASI BENA IJOK
380103176 | TNB | DISTRIBUTION | KUALA SELANGOR | Existing | 11 kV | PE MV TERMINAL | RYB | BKSL/PCE/J00680 | TMN SRI IJOK | R07399 TMN IJOK UTAMA NO 2
380103179 | TNB | DISTRIBUTION | KUALA SELANGOR | Existing | 11 kV | PE MV TERMINAL | RYB | BKSL/PCE/J00680 | TMN SRI IJOK | TX1-500kVA
380103269 | TNB | DISTRIBUTION | KUALA SELANGOR | Existing | 11 kV | PE MV TERMINAL | RYB | BKSL/PCE/J00679 | TMN KOPERASI BENA IJOK | R03623 PADAT BT. 8 IJOK
380103270 | TNB | DISTRIBUTION | KUALA SELANGOR | Existing | 11 kV | PE MV TERMINAL | RYB | BKSL/PCE/J00679 | TMN KOPERASI BENA IJOK | R05986 TMN SRI IJOK
380103273 | TNB | DISTRIBUTION | KUALA SELANGOR | Existing | 11 kV | PE MV TERMINAL | RYB | BKSL/PCE/J00679 | TMN KOPERASI BENA IJOK | TX1-1000kVA
380103365 | TNB | DISTRIBUTION | KUALA SELANGOR | Existing | 11 kV | PE MV TERMINAL | RYB | BKSL/PCE/J00678 | PADAT BT. 8 IJOK | R03936 KG BKT BADONG NO 2 A/T
380103366 | TNB | DISTRIBUTION | KUALA SELANGOR | Existing | 11 kV | PE MV TERMINAL | RYB | BKSL/PCE/J00678 | PADAT BT. 8 IJOK | R04254 TMN KOPERASI BENA IJOK
380103369 | TNB | DISTRIBUTION | KUALA SELANGOR | Existing | 11 kV | PE MV TERMINAL | RYB | BKSL/PCE/J00678 | PADAT BT. 8 IJOK | TX1-300kVA
380103471 | TNB | DISTRIBUTION | KUALA SELANGOR | Existing | 11 kV | PE MV TERMINAL | RYB | BKSL/PCE/J00677 | KG BKT BADONG NO 2 A/T | R03625 PADAT BT. 8 IJOK
380103472 | TNB | DISTRIBUTION | KUALA SELANGOR | Existing | 11 kV | PE MV TERMINAL | RYB | BKSL/PCE/J00677 | KG BKT BADONG NO 2 A/T | R03442 KG BKT BADONG NO 1 A/T
380103475 | TNB | DISTRIBUTION | KUALA SELANGOR | Existing | 11 kV | PE MV TERMINAL | RYB | BKSL/PCE/J00677 | KG BKT BADONG NO 2 A/T | TX1-500kVA
380103565 | TNB | DISTRIBUTION | KUALA SELANGOR | Existing | 11 kV | PE MV TERMINAL | RYB | BKSL/PCE/J00676 | KG BKT BADONG NO 1 A/T | R01795 KG BKT BADONG
380103566 | TNB | DISTRIBUTION | KUALA SELANGOR | Existing | 11 kV | PE MV TERMINAL | RYB | BKSL/PCE/J00676 | KG BKT BADONG NO 1 A/T | R03934 KG BKT BADONG NO 2 A/T
380103569 | TNB | DISTRIBUTION | KUALA SELANGOR | Existing | 11 kV | PE MV TERMINAL | RYB | BKSL/PCE/J00676 | KG BKT BADONG NO 1 A/T | TX1-300kVA
380103646 | TNB | DISTRIBUTION | KUALA SELANGOR | Existing | 11 kV | PE MV TERMINAL | RYB | BKSL/PCE/J00675 | KG BKT BADONG | R01800 KG BKT BADONG NO 1 A/T
380103672 | TNB | DISTRIBUTION | KUALA SELANGOR | Existing | 11 kV | PE MV TERMINAL | RYB | BKSL/PCE/J00675 | KG BKT BADONG | SPARE
380103674 | TNB | DISTRIBUTION | KUALA SELANGOR | Existing | 11 kV | PE MV TERMINAL | RYB | BKSL/PCE/J00675 | KG BKT BADONG | R00512 ISITO
380103680 | TNB | DISTRIBUTION | KUALA SELANGOR | Existing | 11 kV | PE MV TERMINAL | RYB | BKSL/PCE/J00675 | KG BKT BADONG | SPARE
380103681 | TNB | DISTRIBUTION | KUALA SELANGOR | Existing | 11 kV | PE MV TERMINAL | RYB | BKSL/PCE/J00675 | KG BKT BADONG | TX1-500kVA
380103927 | TNB | DISTRIBUTION | KUALA SELANGOR | Existing | 11 kV | PE MV TERMINAL | RYB | BKSL/PCE/J00673 | ISITO | R01824 IBU SAWAT TELEKOM IJOK
380103931 | TNB | DISTRIBUTION | KUALA SELANGOR | Existing | 11 kV | PE MV TERMINAL | RYB | BKSL/PCE/J00673 | ISITO | TX1-750kVA
380103933 | TNB | DISTRIBUTION | KUALA SELANGOR | Existing | 11 kV | PE MV TERMINAL | RYB | BKSL/PCE/J00673 | ISITO | R01794 KG BKT BADONG
380103974 | TNB | DISTRIBUTION | KUALA SELANGOR | Existing | 11 kV | PE MV TERMINAL | RYB | BKSL/PCE/J00673 | ISITO | PENGGUNA HT 11kV
380104067 | TNB | DISTRIBUTION | KUALA SELANGOR | Existing | 11 kV | PE MV TERMINAL | RYB | BKSL/PCE/J00598 | IBU SAWAT TELEKOM IJOK | R01827 SOUTHERN FURNITURE
380104068 | TNB | DISTRIBUTION | KUALA SELANGOR | Existing | 11 kV | PE MV TERMINAL | RYB | BKSL/PCE/J00598 | IBU SAWAT TELEKOM IJOK | R00516 ISITO IJOK
380104071 | TNB | DISTRIBUTION | KUALA SELANGOR | Existing | 11 kV | PE MV TERMINAL | RYB | BKSL/PCE/J00598 | IBU SAWAT TELEKOM IJOK | TX1-100kVA
380104973 | TNB | DISTRIBUTION | KUALA SELANGOR | Existing | 11 kV | PE MV TERMINAL | RYB | BKSL/PCE/J00751 | GUPPY PLASTIC NO.2 ALAM JAYA | R05673 GUPPY PLASTIC NO.3 ALAM JAYA
380104974 | TNB | DISTRIBUTION | KUALA SELANGOR | Existing | 11 kV | PE MV TERMINAL | RYB | BKSL/PCE/J00751 | GUPPY PLASTIC NO.2 ALAM JAYA | R06280 PADAT MULTI GUNA TMN ALAM JAYA 2/1
380104977 | TNB | DISTRIBUTION | KUALA SELANGOR | Existing | 11 kV | PE MV TERMINAL | RYB | BKSL/PCE/J00751 | GUPPY PLASTIC NO.2 ALAM JAYA | TX1-500KVA
380105067 | TNB | DISTRIBUTION | KUALA SELANGOR | Existing | 11 kV | PE MV TERMINAL | RYB | BKSL/PCE/J00752 | GUPPY PLASTIC NO.3 ALAM JAYA | R07281 HLCT LAND TIAJ 2/1
380105068 | TNB | DISTRIBUTION | KUALA SELANGOR | Existing | 11 kV | PE MV TERMINAL | RYB | BKSL/PCE/J00752 | GUPPY PLASTIC NO.3 ALAM JAYA | R05668 GUPPY PLASTIC NO.2 ALAM JAYA
380105071 | TNB | DISTRIBUTION | KUALA SELANGOR | Existing | 11 kV | PE MV TERMINAL | RYB | BKSL/PCE/J00752 | GUPPY PLASTIC NO.3 ALAM JAYA | TX1-500KVA
380105183 | TNB | DISTRIBUTION | KUALA SELANGOR | Existing | 11 kV | PE MV TERMINAL | RYB | BKSL/PCE/J00870 | HLCT LAND TIAJ 2/1 | R05671 GUPPY PLASTIC NO.3 ALAM JAYA
380105186 | TNB | DISTRIBUTION | KUALA SELANGOR | Existing | 11 kV | PE MV TERMINAL | RYB | BKSL/PCE/J00870 | HLCT LAND TIAJ 2/1 | TX1-500KVA
380105203 | TNB | DISTRIBUTION | KUALA SELANGOR | Existing | 11 kV | PE MV TERMINAL | RYB | BKSL/PCE/J00870 | HLCT LAND TIAJ 2/1 | SPARE
380105206 | TNB | DISTRIBUTION | KUALA SELANGOR | Existing | 11 kV | PE MV TERMINAL | RYB | BKSL/PCE/J00870 | HLCT LAND TIAJ 2/1 | R04336 PLANTFIELD NO.1
380105289 | TNB | DISTRIBUTION | KUALA SELANGOR | Existing | 11 kV | PE MV TERMINAL | RYB | BKSL/PCE/J00753 | PLANTFIELD NO.1 | TX1-500KVA
380105296 | TNB | DISTRIBUTION | KUALA SELANGOR | Existing | 11 kV | PE MV TERMINAL | RYB | BKSL/PCE/J00753 | PLANTFIELD NO.1 | R05395 PLANTFIELD NO.2
380105304 | TNB | DISTRIBUTION | KUALA SELANGOR | Existing | 11 kV | PE MV TERMINAL | RYB | BKSL/PCE/J00753 | PLANTFIELD NO.1 | R07278 HLCT LAND TIAJ 2/1
380105314 | TNB | DISTRIBUTION | KUALA SELANGOR | Existing | 11 kV | PE MV TERMINAL | RYB | BKSL/PCE/J00753 | PLANTFIELD NO.1 | TX2-300KVA
380105460 | TNB | DISTRIBUTION | KUALA SELANGOR | Existing | 11 kV | PE MV TERMINAL | RYB | BKSL/PCE/J00754 | PLANTFIELD NO.2 | TX1-300KVA
380105467 | TNB | DISTRIBUTION | KUALA SELANGOR | Existing | 11 kV | PE MV TERMINAL | RYB | BKSL/PCE/J00754 | PLANTFIELD NO.2 | R05501 MULTIGUNA CON & DEV
380105475 | TNB | DISTRIBUTION | KUALA SELANGOR | Existing | 11 kV | PE MV TERMINAL | RYB | BKSL/PCE/J00754 | PLANTFIELD NO.2 | R04337 PLANTFIELD NO.1
380105485 | TNB | DISTRIBUTION | KUALA SELANGOR | Existing | 11 kV | PE MV TERMINAL | RYB | BKSL/PCE/J00754 | PLANTFIELD NO.2 | TX2-300KVA
380105643 | TNB | DISTRIBUTION | KUALA SELANGOR | Existing | 11 kV | PE MV TERMINAL | RYB | BKSL/PCE/J00795 | MULTIGUNA CONSTRUCTION & DEV JLN 2/6 AL | R04589 KLG LOT 58,ALAM MUTIARA
380105644 | TNB | DISTRIBUTION | KUALA SELANGOR | Existing | 11 kV | PE MV TERMINAL | RYB | BKSL/PCE/J00795 | MULTIGUNA CONSTRUCTION & DEV JLN 2/6 AL | R04537 ICE CUBE
380105647 | TNB | DISTRIBUTION | KUALA SELANGOR | Existing | 11 kV | PE MV TERMINAL | RYB | BKSL/PCE/J00795 | MULTIGUNA CONSTRUCTION & DEV JLN 2/6 AL | TX1-500KVA
380105737 | TNB | DISTRIBUTION | KUALA SELANGOR | Existing | 11 kV | PE MV TERMINAL | RYB | BKSL/PCE/J00869 | MACHMAR INDS NO.2 | R06849 MACHMAR INDS NO.2
380105738 | TNB | DISTRIBUTION | KUALA SELANGOR | Existing | 11 kV | PE MV TERMINAL | RYB | BKSL/PCE/J00869 | MACHMAR INDS NO.2 | R05402 MARKLON INDS
380105741 | TNB | DISTRIBUTION | KUALA SELANGOR | Existing | 11 kV | PE MV TERMINAL | RYB | BKSL/PCE/J00869 | MACHMAR INDS NO.2 | TX1-1000KVA
380105831 | TNB | DISTRIBUTION | KUALA SELANGOR | Existing | 11 kV | PE MV TERMINAL | RYB | BKSL/PCE/J00758 | MARKLON INDS | F6 PPU PLTF
380105832 | TNB | DISTRIBUTION | KUALA SELANGOR | Existing | 11 kV | PE MV TERMINAL | RYB | BKSL/PCE/J00758 | MARKLON INDS | R05401 MACHMAR INDS
380105835 | TNB | DISTRIBUTION | KUALA SELANGOR | Existing | 11 kV | PE MV TERMINAL | RYB | BKSL/PCE/J00758 | MARKLON INDS | TX1-750KVA
380105925 | TNB | DISTRIBUTION | KUALA SELANGOR | Existing | 11 kV | PE MV TERMINAL | RYB | BKSL/PCE/J00756 | MACHMAR INDS | R05503 MULTIGUNA CON & DEV
380105926 | TNB | DISTRIBUTION | KUALA SELANGOR | Existing | 11 kV | PE MV TERMINAL | RYB | BKSL/PCE/J00756 | MACHMAR INDS | R05399 MACHMAR INDS
380105929 | TNB | DISTRIBUTION | KUALA SELANGOR | Existing | 11 kV | PE MV TERMINAL | RYB | BKSL/PCE/J00756 | MACHMAR INDS | TX1-300KVA
380106007 | TNB | DISTRIBUTION | KUALA SELANGOR | Existing | 11 kV | PE MV TERMINAL | RYB | BKSL/PCE/J00719 | FASA 3A 2 PUNCAK ALAM | TX1-1000KVA
380106014 | TNB | DISTRIBUTION | KUALA SELANGOR | Existing | 11 kV | PE MV TERMINAL | RYB | BKSL/PCE/J00719 | FASA 3A 2 PUNCAK ALAM | S01125 APRT NO.4 PUNCAK ALAM
380106022 | TNB | DISTRIBUTION | KUALA SELANGOR | Existing | 11 kV | PE MV TERMINAL | RYB | BKSL/PCE/J00719 | FASA 3A 2 PUNCAK ALAM | S01102 STESEN SUIS FASA 3A PUNCAK ALAM
380106032 | TNB | DISTRIBUTION | KUALA SELANGOR | Existing | 11 kV | PE MV TERMINAL | RYB | BKSL/PCE/J00719 | FASA 3A 2 PUNCAK ALAM | TX2-1000KVA
380106178 | TNB | DISTRIBUTION | KUALA SELANGOR | Existing | 11 kV | PE MV TERMINAL | RYB | BKSL/PCE/J00720 | APRT NO.4 PUNCAK ALAM | TX1-1000KVA
380106185 | TNB | DISTRIBUTION | KUALA SELANGOR | Existing | 11 kV | PE MV TERMINAL | RYB | BKSL/PCE/J00720 | APRT NO.4 PUNCAK ALAM | S01121 APRT NO.3 PUNCAK ALAM
380106193 | TNB | DISTRIBUTION | KUALA SELANGOR | Existing | 11 kV | PE MV TERMINAL | RYB | BKSL/PCE/J00720 | APRT NO.4 PUNCAK ALAM | S01097 FASA 3A 2 PUNCAK ALAM
380106203 | TNB | DISTRIBUTION | KUALA SELANGOR | Existing | 11 kV | PE MV TERMINAL | RYB | BKSL/PCE/J00720 | APRT NO.4 PUNCAK ALAM | TX2-1000KVA
380106349 | TNB | DISTRIBUTION | KUALA SELANGOR | Existing | 11 kV | PE MV TERMINAL | RYB | BKSL/PCE/J00721 | APRT NO.3 PUNCAK ALAM | TX1-1000KVA
380106356 | TNB | DISTRIBUTION | KUALA SELANGOR | Existing | 11 kV | PE MV TERMINAL | RYB | BKSL/PCE/J00721 | APRT NO.3 PUNCAK ALAM | S01117 APRT NO.2 PUNCAK ALAM
380106364 | TNB | DISTRIBUTION | KUALA SELANGOR | Existing | 11 kV | PE MV TERMINAL | RYB | BKSL/PCE/J00721 | APRT NO.3 PUNCAK ALAM | S01122 APRT NO.4 PUNCAK ALAM
380106374 | TNB | DISTRIBUTION | KUALA SELANGOR | Existing | 11 kV | PE MV TERMINAL | RYB | BKSL/PCE/J00721 | APRT NO.3 PUNCAK ALAM | TX2-1000KVA
380106520 | TNB | DISTRIBUTION | KUALA SELANGOR | Existing | 11 kV | PE MV TERMINAL | RYB | BKSL/PCE/J00722 | APRT NO.2 PUNCAK ALAM | TX1-1000KVA
380106527 | TNB | DISTRIBUTION | KUALA SELANGOR | Existing | 11 kV | PE MV TERMINAL | RYB | BKSL/PCE/J00722 | APRT NO.2 PUNCAK ALAM | S01113 APRT NO.1 PUNCAK ALAM
380106535 | TNB | DISTRIBUTION | KUALA SELANGOR | Existing | 11 kV | PE MV TERMINAL | RYB | BKSL/PCE/J00722 | APRT NO.2 PUNCAK ALAM | S01118 APRT NO.3 PUNCAK ALAM
380106545 | TNB | DISTRIBUTION | KUALA SELANGOR | Existing | 11 kV | PE MV TERMINAL | RYB | BKSL/PCE/J00722 | APRT NO.2 PUNCAK ALAM | TX2-1000KVA
380106691 | TNB | DISTRIBUTION | KUALA SELANGOR | Existing | 11 kV | PE MV TERMINAL | RYB | BKSL/PCE/J00723 | APRT NO.1 PUNCAK ALAM | TX1-1000KVA
380106698 | TNB | DISTRIBUTION | KUALA SELANGOR | Existing | 11 kV | PE MV TERMINAL | RYB | BKSL/PCE/J00723 | APRT NO.1 PUNCAK ALAM | S05855 PUSAT NIAGA ASTANA ALAM 2
380106706 | TNB | DISTRIBUTION | KUALA SELANGOR | Existing | 11 kV | PE MV TERMINAL | RYB | BKSL/PCE/J00723 | APRT NO.1 PUNCAK ALAM | S01114 APRT NO.2 PUNCAK ALAM
380106716 | TNB | DISTRIBUTION | KUALA SELANGOR | Existing | 11 kV | PE MV TERMINAL | RYB | BKSL/PCE/J00723 | APRT NO.1 PUNCAK ALAM | TX2-1000KVA
380106862 | TNB | DISTRIBUTION | KUALA SELANGOR | Existing | 11 kV | PE MV TERMINAL | RYB | BKSL/PCE/J00725 | JUWITA FASA 3 C NO 2 | TX1-1000KVA
380106869 | TNB | DISTRIBUTION | KUALA SELANGOR | Existing | 11 kV | PE MV TERMINAL | RYB | BKSL/PCE/J00725 | JUWITA FASA 3 C NO 2 | S01129 JUWITA FASA 3 C NO 1
380106877 | TNB | DISTRIBUTION | KUALA SELANGOR | Existing | 11 kV | PE MV TERMINAL | RYB | BKSL/PCE/J00725 | JUWITA FASA 3 C NO 2 | S01134 JUWITA FASA 3 C NO 3
380106887 | TNB | DISTRIBUTION | KUALA SELANGOR | Existing | 11 kV | PE MV TERMINAL | RYB | BKSL/PCE/J00725 | JUWITA FASA 3 C NO 2 | TX2-1000KVA
380107045 | TNB | DISTRIBUTION | KUALA SELANGOR | Existing | 11 kV | PE MV TERMINAL | RYB | BKSL/PCE/J00727 | SEK KEB P/ALAM 3 | S05668 R/KEDAI PH 3B JLN ASTANA C13/C
380107046 | TNB | DISTRIBUTION | KUALA SELANGOR | Existing | 11 kV | PE MV TERMINAL | RYB | BKSL/PCE/J00727 | SEK KEB P/ALAM 3 | S01126 JUWITA FASA 3 C NO 1
380107049 | TNB | DISTRIBUTION | KUALA SELANGOR | Existing | 11 kV | PE MV TERMINAL | RYB | BKSL/PCE/J00727 | SEK KEB P/ALAM 3 | TX1-500KVA
380107139 | TNB | DISTRIBUTION | KUALA SELANGOR | Existing | 11 kV | PE MV TERMINAL | RYB | BKSL/PCE/J00728 | RMH PAM AIR JBA PH3 PUNCAK ALAM | S05851 APARTMENT WARNASARI 2
380107140 | TNB | DISTRIBUTION | KUALA SELANGOR | Existing | 11 kV | PE MV TERMINAL | RYB | BKSL/PCE/J00728 | RMH PAM AIR JBA PH3 PUNCAK ALAM | S05671 R/KEDAI PH 3B JLN ASTANA C13/C
380107143 | TNB | DISTRIBUTION | KUALA SELANGOR | Existing | 11 kV | PE MV TERMINAL | RYB | BKSL/PCE/J00728 | RMH PAM AIR JBA PH3 PUNCAK ALAM | TX1-1000KVA
380107221 | TNB | DISTRIBUTION | KUALA SELANGOR | Existing | 11 kV | PE MV TERMINAL | RYB | BKSL/PCE/J00745 | APRTMENT MELOR NO.1 PUNCAK ALAM | TX1-1000KVA
380107228 | TNB | DISTRIBUTION | KUALA SELANGOR | Existing | 11 kV | PE MV TERMINAL | RYB | BKSL/PCE/J00745 | APRTMENT MELOR NO.1 PUNCAK ALAM | S01142 APARTMENT MELOR NO. 2 PUNCAK ALAM
380107236 | TNB | DISTRIBUTION | KUALA SELANGOR | Existing | 11 kV | PE MV TERMINAL | RYB | BKSL/PCE/J00745 | APRTMENT MELOR NO.1 PUNCAK ALAM | S05848 APARTMENT WARNASARI 2
380107246 | TNB | DISTRIBUTION | KUALA SELANGOR | Existing | 11 kV | PE MV TERMINAL | RYB | BKSL/PCE/J00745 | APRTMENT MELOR NO.1 PUNCAK ALAM | TX2-1000KVA
380107389 | TNB | DISTRIBUTION | KUALA SELANGOR | Existing | 11 kV | PE MV TERMINAL | RYB | BKSL/PCE/J00717 | STP 1 PHASE 1 PUNCAK ALAM | S01011 SEKSYEN 3 PHASE 1B PUNCAK ALAM
380107392 | TNB | DISTRIBUTION | KUALA SELANGOR | Existing | 11 kV | PE MV TERMINAL | RYB | BKSL/PCE/J00717 | STP 1 PHASE 1 PUNCAK ALAM | TX1-1000KVA
380107409 | TNB | DISTRIBUTION | KUALA SELANGOR | Existing | 11 kV | PE MV TERMINAL | RYB | BKSL/PCE/J00717 | STP 1 PHASE 1 PUNCAK ALAM | K9767 PE SITE OFICE PUNCAK ALAM
380107412 | TNB | DISTRIBUTION | KUALA SELANGOR | Existing | 11 kV | PE MV TERMINAL | RYB | BKSL/PCE/J00717 | STP 1 PHASE 1 PUNCAK ALAM | S05685 STP UITM
380107495 | TNB | DISTRIBUTION | KUALA SELANGOR | Existing | 11 kV | PE MV TERMINAL | RYB | BKSL/PCE/J00698 | SEKSYEN 3 PHASE 1B PUNCAK ALAM | TX1-1000KVA
380107502 | TNB | DISTRIBUTION | KUALA SELANGOR | Existing | 11 kV | PE MV TERMINAL | RYB | BKSL/PCE/J00698 | SEKSYEN 3 PHASE 1B PUNCAK ALAM | S01019 STP 1 PHASE 1 PUNCAK ALAM
380107510 | TNB | DISTRIBUTION | KUALA SELANGOR | Existing | 11 kV | PE MV TERMINAL | RYB | BKSL/PCE/J00698 | SEKSYEN 3 PHASE 1B PUNCAK ALAM | S01022 STESEN SUIS SECTION 2 PHASE 1B P.ALAM
380107520 | TNB | DISTRIBUTION | KUALA SELANGOR | Existing | 11 kV | PE MV TERMINAL | RYB | BKSL/PCE/J00698 | SEKSYEN 3 PHASE 1B PUNCAK ALAM | TX2-1000KVA
380107678 | TNB | DISTRIBUTION | KUALA SELANGOR | Existing | 11 kV | PE MV TERMINAL | RYB | BKSL/PCE/J00700 | STP UITM | S01018 STP 1 PHASE 1 PUNCAK ALAM
380107679 | TNB | DISTRIBUTION | KUALA SELANGOR | Existing | 11 kV | PE MV TERMINAL | RYB | BKSL/PCE/J00700 | STP UITM | S01152 UITM 1
380107682 | TNB | DISTRIBUTION | KUALA SELANGOR | Existing | 11 kV | PE MV TERMINAL | RYB | BKSL/PCE/J00700 | STP UITM | TX1-300KVA
380107772 | TNB | DISTRIBUTION | KUALA SELANGOR | Existing | 11 kV | PE MV TERMINAL | RYB | BKSL/PCE/J00701 | UITM 1 | S05683 STP UITM
380107773 | TNB | DISTRIBUTION | KUALA SELANGOR | Existing | 11 kV | PE MV TERMINAL | RYB | BKSL/PCE/J00701 | UITM 1 | S01025 STESEN SUIS SECTION 2 PHASE 1B P.ALAM
380107776 | TNB | DISTRIBUTION | KUALA SELANGOR | Existing | 11 kV | PE MV TERMINAL | RYB | BKSL/PCE/J00701 | UITM 1 | TX1-1000KVA
380107851 | TNB | DISTRIBUTION | KUALA SELANGOR | Existing | 11 kV | PE MV TERMINAL | RYB | BKSL/PCE/J00739 | SHAH ALAM 2 NO.5B 7 | BUSTIE S05583
380107866 | TNB | DISTRIBUTION | KUALA SELANGOR | Existing | 11 kV | PE MV TERMINAL | RYB | BKSL/PCE/J00739 | SHAH ALAM 2 NO.5B 7 | SHAH ALAM 2 5A7 JAS16/67
380107879 | TNB | DISTRIBUTION | KUALA SELANGOR | Existing | 11 kV | PE MV TERMINAL | RYB | BKSL/PCE/J00739 | SHAH ALAM 2 NO.5B 7 | BUSTIE S05472
380107881 | TNB | DISTRIBUTION | KUALA SELANGOR | Existing | 11 kV | PE MV TERMINAL | RYB | BKSL/PCE/J00739 | SHAH ALAM 2 NO.5B 7 | TX1-1000KVA
380107891 | TNB | DISTRIBUTION | KUALA SELANGOR | Existing | 11 kV | PE MV TERMINAL | RYB | BKSL/PCE/J00739 | SHAH ALAM 2 NO.5B 7 | S05485 BKT HIJAU NO 2
380107892 | TNB | DISTRIBUTION | KUALA SELANGOR | Existing | 11 kV | PE MV TERMINAL | RYB | BKSL/PCE/J00739 | SHAH ALAM 2 NO.5B 7 | S05720 LAUTAN SAMUDERA
380108056 | TNB | DISTRIBUTION | KUALA SELANGOR | Existing | 11 kV | PE MV TERMINAL | RYB | BKSL/PCE/J00739 | SHAH ALAM 2 NO.5B 7 | S01690 SHAH ALAM 2 NO.5B 1
380108061 | TNB | DISTRIBUTION | KUALA SELANGOR | Existing | 11 kV | PE MV TERMINAL | RYB | BKSL/PCE/J00739 | SHAH ALAM 2 NO.5B 7 | S01687 SHAH ALAM 2 FASA 5B 3
380108159 | TNB | DISTRIBUTION | KUALA SELANGOR | Existing | 11 kV | PE MV TERMINAL | RYB | BKSL/PCE/J00121 | BKT HIJAU NO 2 | S05584 SHAH ALAM 2 NO.5B 7
380108162 | TNB | DISTRIBUTION | KUALA SELANGOR | Existing | 11 kV | PE MV TERMINAL | RYB | BKSL/PCE/J00121 | BKT HIJAU NO 2 | TX1-500KVA
380108179 | TNB | DISTRIBUTION | KUALA SELANGOR | Existing | 11 kV | PE MV TERMINAL | RYB | BKSL/PCE/J00121 | BKT HIJAU NO 2 | S05464 REBAN AYAM BKT HIJAU
380108182 | TNB | DISTRIBUTION | KUALA SELANGOR | Existing | 11 kV | PE MV TERMINAL | RYB | BKSL/PCE/J00121 | BKT HIJAU NO 2 | S00315 BKT HIJAU NO 1
380108277 | TNB | DISTRIBUTION | KUALA SELANGOR | Existing | 11 kV | PE MV TERMINAL | RYB | BKSL/PCE/J00120 | BKT HIJAU NO 1 | S00309 SW/STN BKT HIJAU
380108278 | TNB | DISTRIBUTION | KUALA SELANGOR | Existing | 11 kV | PE MV TERMINAL | RYB | BKSL/PCE/J00120 | BKT HIJAU NO 1 | S00312 BKT HIJAU NO 2
380108281 | TNB | DISTRIBUTION | KUALA SELANGOR | Existing | 11 kV | PE MV TERMINAL | RYB | BKSL/PCE/J00120 | BKT HIJAU NO 1 | TX1-500KVA
380108371 | TNB | DISTRIBUTION | KUALA SELANGOR | Existing | 11 kV | PE MV TERMINAL | RYB | BKSL/PCE/J00119 | SW/STN BKT HIJAU | S00307 REZAB ZAZULI
380108372 | TNB | DISTRIBUTION | KUALA SELANGOR | Existing | 11 kV | PE MV TERMINAL | RYB | BKSL/PCE/J00119 | SW/STN BKT HIJAU | S01448 BKT HIJAU NO 1
380108375 | TNB | DISTRIBUTION | KUALA SELANGOR | Existing | 11 kV | PE MV TERMINAL | RYB | BKSL/PCE/J00119 | SW/STN BKT HIJAU | TX1-500KVA
380108465 | TNB | DISTRIBUTION | KUALA SELANGOR | Existing | 11 kV | PE MV TERMINAL | RYB | BKSL/PCE/J00118 | REZAB ZAZULI | S00296 BKT KUCING KLINIK
380108466 | TNB | DISTRIBUTION | KUALA SELANGOR | Existing | 11 kV | PE MV TERMINAL | RYB | BKSL/PCE/J00118 | REZAB ZAZULI | S00311 SW/STN BKT HIJAU
380108469 | TNB | DISTRIBUTION | KUALA SELANGOR | Existing | 11 kV | PE MV TERMINAL | RYB | BKSL/PCE/J00118 | REZAB ZAZULI | TX1-500KVA
380108559 | TNB | DISTRIBUTION | KUALA SELANGOR | Existing | 11 kV | PE MV TERMINAL | RYB | BKSL/PCE/J00560 | REBAN AYAM BKT HIJAU | S01451 SOUTHERN REALTY
380108560 | TNB | DISTRIBUTION | KUALA SELANGOR | Existing | 11 kV | PE MV TERMINAL | RYB | BKSL/PCE/J00560 | REBAN AYAM BKT HIJAU | S00314 BKT HIJAU NO 2
380108563 | TNB | DISTRIBUTION | KUALA SELANGOR | Existing | 11 kV | PE MV TERMINAL | RYB | BKSL/PCE/J00560 | REBAN AYAM BKT HIJAU | TX1-300KVA
380108653 | TNB | DISTRIBUTION | KUALA SELANGOR | Existing | 11 kV | PE MV TERMINAL | RYB | BKSL/PCE/J00122 | SOUTHERN REALTY | S05462 REBAN AYAM BKT HIJAU
380108654 | TNB | DISTRIBUTION | KUALA SELANGOR | Existing | 11 kV | PE MV TERMINAL | RYB | BKSL/PCE/J00122 | SOUTHERN REALTY | S00317 PT MAHANG NO 1
380108657 | TNB | DISTRIBUTION | KUALA SELANGOR | Existing | 11 kV | PE MV TERMINAL | RYB | BKSL/PCE/J00122 | SOUTHERN REALTY | TX1-500KVA
380108747 | TNB | DISTRIBUTION | KUALA SELANGOR | Existing | 11 kV | PE MV TERMINAL | RYB | BKSL/PCE/J00123 | PT MAHANG NO 1 | S01455 PKNS PT MAHANG (TMN DESA MAHANG)
380108748 | TNB | DISTRIBUTION | KUALA SELANGOR | Existing | 11 kV | PE MV TERMINAL | RYB | BKSL/PCE/J00123 | PT MAHANG NO 1 | S01449 SOUTHERN REALTY
380108751 | TNB | DISTRIBUTION | KUALA SELANGOR | Existing | 11 kV | PE MV TERMINAL | RYB | BKSL/PCE/J00123 | PT MAHANG NO 1 | TX1-500KVA
380108841 | TNB | DISTRIBUTION | KUALA SELANGOR | Existing | 11 kV | PE MV TERMINAL | RYB | BKSL/PCE/J00130 | PKNS PT MAHANG (TMN DESA MAHANG) | S00319 PT MAHANG NO 1
380108842 | TNB | DISTRIBUTION | KUALA SELANGOR | Existing | 11 kV | PE MV TERMINAL | RYB | BKSL/PCE/J00130 | PKNS PT MAHANG (TMN DESA MAHANG) | S00320 PE PARIT MAHANG NO.2
380108845 | TNB | DISTRIBUTION | KUALA SELANGOR | Existing | 11 kV | PE MV TERMINAL | RYB | BKSL/PCE/J00130 | PKNS PT MAHANG (TMN DESA MAHANG) | TX1-500KVA
380109189 | TNB | DISTRIBUTION | KUALA SELANGOR | Existing | 11 kV | PE MV TERMINAL | RYB | BKSL/PCE/J00543 | TMN BENDAHARA NO 2 | S01229 TMN BENDAHARA NO 1
380109190 | TNB | DISTRIBUTION | KUALA SELANGOR | Existing | 11 kV | PE MV TERMINAL | RYB | BKSL/PCE/J00543 | TMN BENDAHARA NO 2 | PMU KSGR Fdr1
380109193 | TNB | DISTRIBUTION | KUALA SELANGOR | Existing | 11 kV | PE MV TERMINAL | RYB | BKSL/PCE/J00543 | TMN BENDAHARA NO 2 | TX1-1000KVA
380109273 | TNB | DISTRIBUTION | KUALA SELANGOR | Existing | 11 kV | PE MV TERMINAL | RYB | BKSL/PCE/J00012 | TMN BENDAHARA NO 1 | TX2-1000KVA
380109280 | TNB | DISTRIBUTION | KUALA SELANGOR | Existing | 11 kV | PE MV TERMINAL | RYB | BKSL/PCE/J00012 | TMN BENDAHARA NO 1 | S00003 TMN PENGGAWA
380109288 | TNB | DISTRIBUTION | KUALA SELANGOR | Existing | 11 kV | PE MV TERMINAL | RYB | BKSL/PCE/J00012 | TMN BENDAHARA NO 1 | S01662 TMN BENDAHARA NO 2
380109298 | TNB | DISTRIBUTION | KUALA SELANGOR | Existing | 11 kV | PE MV TERMINAL | RYB | BKSL/PCE/J00012 | TMN BENDAHARA NO 1 | TX1-1000KVA
380109456 | TNB | DISTRIBUTION | KUALA SELANGOR | Existing | 11 kV | PE MV TERMINAL | RYB | BKSL/PCE/J00001 | TMN PENGGAWA | S00007 TLK PIAH
380109457 | TNB | DISTRIBUTION | KUALA SELANGOR | Existing | 11 kV | PE MV TERMINAL | RYB | BKSL/PCE/J00001 | TMN PENGGAWA | S01226 TMN BENDAHARA NO 1
380109460 | TNB | DISTRIBUTION | KUALA SELANGOR | Existing | 11 kV | PE MV TERMINAL | RYB | BKSL/PCE/J00001 | TMN PENGGAWA | TX1-500KVA
380109538 | TNB | DISTRIBUTION | KUALA SELANGOR | Existing | 11 kV | PE MV TERMINAL | RYB | BKSL/PCE/J00003 | TLK PIAH | SPARE
380109545 | TNB | DISTRIBUTION | KUALA SELANGOR | Existing | 11 kV | PE MV TERMINAL | RYB | BKSL/PCE/J00003 | TLK PIAH | S05594 BANDAR BARU NO.5
380109553 | TNB | DISTRIBUTION | KUALA SELANGOR | Existing | 11 kV | PE MV TERMINAL | RYB | BKSL/PCE/J00003 | TLK PIAH | S00001 TMN PENGGAWA
380109563 | TNB | DISTRIBUTION | KUALA SELANGOR | Existing | 11 kV | PE MV TERMINAL | RYB | BKSL/PCE/J00003 | TLK PIAH | TX1-1000KVA
380109787 | TNB | DISTRIBUTION | KUALA SELANGOR | Existing | 11 kV | PE MV TERMINAL | RYB | BKSL/PCE/J00004 | BDR MELAWATI (C) | S00011 PEJABAT DAERAH
380109788 | TNB | DISTRIBUTION | KUALA SELANGOR | Existing | 11 kV | PE MV TERMINAL | RYB | BKSL/PCE/J00004 | BDR MELAWATI (C) | S05592 BANDAR BARU NO.5
380109791 | TNB | DISTRIBUTION | KUALA SELANGOR | Existing | 11 kV | PE MV TERMINAL | RYB | BKSL/PCE/J00004 | BDR MELAWATI (C) | TX1-1000KVA
380109891 | TNB | DISTRIBUTION | KUALA SELANGOR | Existing | 11 kV | PE MV TERMINAL | RYB | BKSL/PCE/J00005 | PEJABAT DAERAH | S05519 KOMPLEKS PEJABAT BARAT LAUT
380109892 | TNB | DISTRIBUTION | KUALA SELANGOR | Existing | 11 kV | PE MV TERMINAL | RYB | BKSL/PCE/J00005 | PEJABAT DAERAH | S01231 BDR MELAWATI (C)
380109895 | TNB | DISTRIBUTION | KUALA SELANGOR | Existing | 11 kV | PE MV TERMINAL | RYB | BKSL/PCE/J00005 | PEJABAT DAERAH | TX1-750KVA
380109985 | TNB | DISTRIBUTION | KUALA SELANGOR | Existing | 11 kV | PE MV TERMINAL | RYB | BKSL/PCE/J00591 | KOMPLEKS PEJABAT BARAT LAUT | S00014 JLN KLINIK
380109986 | TNB | DISTRIBUTION | KUALA SELANGOR | Existing | 11 kV | PE MV TERMINAL | RYB | BKSL/PCE/J00591 | KOMPLEKS PEJABAT BARAT LAUT | S00013 PEJABAT DAERAH
380109989 | TNB | DISTRIBUTION | KUALA SELANGOR | Existing | 11 kV | PE MV TERMINAL | RYB | BKSL/PCE/J00591 | KOMPLEKS PEJABAT BARAT LAUT | TX-500KVA
380110067 | TNB | DISTRIBUTION | KUALA SELANGOR | Existing | 11 kV | PE MV TERMINAL | RYB | BKSL/PCE/J00006 | JLN KLINIK | SPARE
380110074 | TNB | DISTRIBUTION | KUALA SELANGOR | Existing | 11 kV | PE MV TERMINAL | RYB | BKSL/PCE/J00006 | JLN KLINIK | S01234 BAZAR PEKAN K/SELANGOR
380110082 | TNB | DISTRIBUTION | KUALA SELANGOR | Existing | 11 kV | PE MV TERMINAL | RYB | BKSL/PCE/J00006 | JLN KLINIK | S05517 KOMPLEKS PEJABAT BARAT LAUT
380110092 | TNB | DISTRIBUTION | KUALA SELANGOR | Existing | 11 kV | PE MV TERMINAL | RYB | BKSL/PCE/J00006 | JLN KLINIK | TX1750KVA
380110238 | TNB | DISTRIBUTION | KUALA SELANGOR | Existing | 11 kV | PE MV TERMINAL | RYB | BKSL/PCE/J00544 | BAZAR PEKAN K/SELANGOR | TX2-1000KVA
380110245 | TNB | DISTRIBUTION | KUALA SELANGOR | Existing | 11 kV | PE MV TERMINAL | RYB | BKSL/PCE/J00544 | BAZAR PEKAN K/SELANGOR | S01237 PANGSAPURI KSL
380110253 | TNB | DISTRIBUTION | KUALA SELANGOR | Existing | 11 kV | PE MV TERMINAL | RYB | BKSL/PCE/J00544 | BAZAR PEKAN K/SELANGOR | S00016 JLN KLINIK
380110263 | TNB | DISTRIBUTION | KUALA SELANGOR | Existing | 11 kV | PE MV TERMINAL | RYB | BKSL/PCE/J00544 | BAZAR PEKAN K/SELANGOR | TX1-750KVA
380110421 | TNB | DISTRIBUTION | KUALA SELANGOR | Existing | 11 kV | PE MV TERMINAL | RYB | BKSL/PCE/J00043 | PANGSAPURI KSL | S00021 VIP KSL
380110422 | TNB | DISTRIBUTION | KUALA SELANGOR | Existing | 11 kV | PE MV TERMINAL | RYB | BKSL/PCE/J00043 | PANGSAPURI KSL | S01236 BAZAR PEKAN K/SELANGOR
380110425 | TNB | DISTRIBUTION | KUALA SELANGOR | Existing | 11 kV | PE MV TERMINAL | RYB | BKSL/PCE/J00043 | PANGSAPURI KSL | TX1-1000KVA
380110515 | TNB | DISTRIBUTION | KUALA SELANGOR | Existing | 11 kV | PE MV TERMINAL | RYB | BKSL/PCE/J00007 | VIP KSL | S00026 TG KERAMAT
380110516 | TNB | DISTRIBUTION | KUALA SELANGOR | Existing | 11 kV | PE MV TERMINAL | RYB | BKSL/PCE/J00007 | VIP KSL | S01238 PANGSAPURI KSL
380110519 | TNB | DISTRIBUTION | KUALA SELANGOR | Existing | 11 kV | PE MV TERMINAL | RYB | BKSL/PCE/J00007 | VIP KSL | TX1-300KVA
380110609 | TNB | DISTRIBUTION | KUALA SELANGOR | Existing | 11 kV | PE MV TERMINAL | RYB | BKSL/PCE/J00008 | TG KERAMAT | S00023 VIP KSL
380110610 | TNB | DISTRIBUTION | KUALA SELANGOR | Existing | 11 kV | PE MV TERMINAL | RYB | BKSL/PCE/J00008 | TG KERAMAT | S05566 SRJK AIK THEE
380110613 | TNB | DISTRIBUTION | KUALA SELANGOR | Existing | 11 kV | PE MV TERMINAL | RYB | BKSL/PCE/J00008 | TG KERAMAT | TX1-500KVA
380110759 | TNB | DISTRIBUTION | KUALA SELANGOR | Existing | 11 kV | PE MV TERMINAL | RYB | BKSL/PCE/J00810 | SRJK AIK THEE | S00024 TG KERAMAT
380110760 | TNB | DISTRIBUTION | KUALA SELANGOR | Existing | 11 kV | PE MV TERMINAL | RYB | BKSL/PCE/J00810 | SRJK AIK THEE | S00027 HOTEL D'PALMA
380110763 | TNB | DISTRIBUTION | KUALA SELANGOR | Existing | 11 kV | PE MV TERMINAL | RYB | BKSL/PCE/J00810 | SRJK AIK THEE | TX1-500KVA
380110853 | TNB | DISTRIBUTION | KUALA SELANGOR | Existing | 11 kV | PE MV TERMINAL | RYB | BKSL/PCE/J00010 | HOTEL D'PALMA | S05306 DEWAN BANQUIT D-PALMA
380110854 | TNB | DISTRIBUTION | KUALA SELANGOR | Existing | 11 kV | PE MV TERMINAL | RYB | BKSL/PCE/J00010 | HOTEL D'PALMA | S05564 SRJK AIK THEE
380110857 | TNB | DISTRIBUTION | KUALA SELANGOR | Existing | 11 kV | PE MV TERMINAL | RYB | BKSL/PCE/J00010 | HOTEL D'PALMA | TX-500KVA
380110947 | TNB | DISTRIBUTION | KUALA SELANGOR | Existing | 11 kV | PE MV TERMINAL | RYB | BKSL/PCE/J00556 | DEWAN BANQUIT D-PALMA | S01243 HOTEL D'PALMA
380110948 | TNB | DISTRIBUTION | KUALA SELANGOR | Existing | 11 kV | PE MV TERMINAL | RYB | BKSL/PCE/J00556 | DEWAN BANQUIT D-PALMA | S01240 PEJABAT HAIWAN
380110951 | TNB | DISTRIBUTION | KUALA SELANGOR | Existing | 11 kV | PE MV TERMINAL | RYB | BKSL/PCE/J00556 | DEWAN BANQUIT D-PALMA | TX-500KVA
380111067 | TNB | DISTRIBUTION | KUALA SELANGOR | Existing | 11 kV | PE MV TERMINAL | RYB | BKSL/PCE/J00013 | PEKAN KSL (TNB) | S00029 KAKI BKT MELAWATI
380111068 | TNB | DISTRIBUTION | KUALA SELANGOR | Existing | 11 kV | PE MV TERMINAL | RYB | BKSL/PCE/J00013 | PEKAN KSL (TNB) | S05652 GIANT KSL
380111071 | TNB | DISTRIBUTION | KUALA SELANGOR | Existing | 11 kV | PE MV TERMINAL | RYB | BKSL/PCE/J00013 | PEKAN KSL (TNB) | TX1-300 KVA
380111146 | TNB | DISTRIBUTION | KUALA SELANGOR | Existing | 11 kV | PE MV TERMINAL | RYB | BKSL/PCE/J00011 | KAKI BKT MELAWATI | S00017 PEKAN KSL (TNB)
380111149 | TNB | DISTRIBUTION | KUALA SELANGOR | Existing | 11 kV | PE MV TERMINAL | RYB | BKSL/PCE/J00011 | KAKI BKT MELAWATI | TX1-1000 KVA
380111166 | TNB | DISTRIBUTION | KUALA SELANGOR | Existing | 11 kV | PE MV TERMINAL | RYB | BKSL/PCE/J00011 | KAKI BKT MELAWATI | SPARE
380111169 | TNB | DISTRIBUTION | KUALA SELANGOR | Existing | 11 kV | PE MV TERMINAL | RYB | BKSL/PCE/J00011 | KAKI BKT MELAWATI | S01242 PEJABAT HAIWAN
380111266 | TNB | DISTRIBUTION | KUALA SELANGOR | Existing | 11 kV | PE MV TERMINAL | RYB | BKSL/PCE/J00009 | PEJABAT HAIWAN | S05308 DEWAN BANQUIT D-PALMA
380111267 | TNB | DISTRIBUTION | KUALA SELANGOR | Existing | 11 kV | PE MV TERMINAL | RYB | BKSL/PCE/J00009 | PEJABAT HAIWAN | S00031 KAKI BKT MELAWATI
380111270 | TNB | DISTRIBUTION | KUALA SELANGOR | Existing | 11 kV | PE MV TERMINAL | RYB | BKSL/PCE/J00009 | PEJABAT HAIWAN | TX1-500 KVA
380111362 | TNB | DISTRIBUTION | KUALA SELANGOR | Existing | 11 kV | PE MV TERMINAL | RYB | BKSL/PCE/J00125 | OCEAN LAND NO.1 | FEEDER 3 PMU KSGR
380111366 | TNB | DISTRIBUTION | KUALA SELANGOR | Existing | 11 kV | PE MV TERMINAL | RYB | BKSL/PCE/J00125 | OCEAN LAND NO.1 | S05293 OCEAN LAND NO.2
380111380 | TNB | DISTRIBUTION | KUALA SELANGOR | Existing | 11 kV | PE MV TERMINAL | RYB | BKSL/PCE/J00125 | OCEAN LAND NO.1 | CUSTOMER HT
380111403 | TNB | DISTRIBUTION | KUALA SELANGOR | Existing | 11 kV | PE MV TERMINAL | RYB | BKSL/PCE/J00546 | OCEAN LAND NO 2 | S01280 KUATERS MDKS
380111404 | TNB | DISTRIBUTION | KUALA SELANGOR | Existing | 11 kV | PE MV TERMINAL | RYB | BKSL/PCE/J00546 | OCEAN LAND NO 2 | S00120 OCEAN LAND NO 1
380111407 | TNB | DISTRIBUTION | KUALA SELANGOR | Existing | 11 kV | PE MV TERMINAL | RYB | BKSL/PCE/J00546 | OCEAN LAND NO 2 | TX - 1000 KVA
380111482 | TNB | DISTRIBUTION | KUALA SELANGOR | Existing | 11 kV | PE MV TERMINAL | RYB | BKSL/PCE/J00338 | QTRS MDKS K.SEL | S05295 OCEAN LAND NO 2
380111485 | TNB | DISTRIBUTION | KUALA SELANGOR | Existing | 11 kV | PE MV TERMINAL | RYB | BKSL/PCE/J00338 | QTRS MDKS K.SEL | TX - 750KVA
380111502 | TNB | DISTRIBUTION | KUALA SELANGOR | Existing | 11 kV | PE MV TERMINAL | RYB | BKSL/PCE/J00338 | QTRS MDKS K.SEL | S01282 KOLAM UDANG 3
380111505 | TNB | DISTRIBUTION | KUALA SELANGOR | Existing | 11 kV | PE MV TERMINAL | RYB | BKSL/PCE/J00338 | QTRS MDKS K.SEL | S05694 PKNS INDS
380111602 | TNB | DISTRIBUTION | KUALA SELANGOR | Existing | 11 kV | PE MV TERMINAL | RYB | BKSL/PCE/J00519 | K/UDANG API-API NO 3 | S01285 K/UDANG API-API NO 4
380111603 | TNB | DISTRIBUTION | KUALA SELANGOR | Existing | 11 kV | PE MV TERMINAL | RYB | BKSL/PCE/J00519 | K/UDANG API-API NO 3 | S01281 KUARTERS MDKS
380111606 | TNB | DISTRIBUTION | KUALA SELANGOR | Existing | 11 kV | PE MV TERMINAL | RYB | BKSL/PCE/J00519 | K/UDANG API-API NO 3 | TX - 750 KVA
380111698 | TNB | DISTRIBUTION | KUALA SELANGOR | Existing | 11 kV | PE MV TERMINAL | RYB | BKSL/PCE/J00521 | K/UDANG API-API NO 4 | S01323 K/UDANG API-API NO 2
380111699 | TNB | DISTRIBUTION | KUALA SELANGOR | Existing | 11 kV | PE MV TERMINAL | RYB | BKSL/PCE/J00521 | K/UDANG API-API NO 4 | S01284 K/UDANG API-API NO 3
380111702 | TNB | DISTRIBUTION | KUALA SELANGOR | Existing | 11 kV | PE MV TERMINAL | RYB | BKSL/PCE/J00521 | K/UDANG API-API NO 4 | TX - 1000 KVA
380111792 | TNB | DISTRIBUTION | KUALA SELANGOR | Existing | 11 kV | PE MV TERMINAL | RYB | BKSL/PCE/J00135 | K/UDANG API-API NO 2 | S01288 K/UDANG API-API NO 5
380111793 | TNB | DISTRIBUTION | KUALA SELANGOR | Existing | 11 kV | PE MV TERMINAL | RYB | BKSL/PCE/J00135 | K/UDANG API-API NO 2 | S01287 K/UDANG API-API NO 4
380111796 | TNB | DISTRIBUTION | KUALA SELANGOR | Existing | 11 kV | PE MV TERMINAL | RYB | BKSL/PCE/J00135 | K/UDANG API-API NO 2 | TX - 1000 KVA
380111886 | TNB | DISTRIBUTION | KUALA SELANGOR | Existing | 11 kV | PE MV TERMINAL | RYB | BKSL/PCE/J00522 | K/UDANG API-API NO 5 | S01291 K/UDANG API-API NO 6
380111887 | TNB | DISTRIBUTION | KUALA SELANGOR | Existing | 11 kV | PE MV TERMINAL | RYB | BKSL/PCE/J00522 | K/UDANG API-API NO 5 | S01324 K/UDANG API-API NO 2
380111890 | TNB | DISTRIBUTION | KUALA SELANGOR | Existing | 11 kV | PE MV TERMINAL | RYB | BKSL/PCE/J00522 | K/UDANG API-API NO 5 | TX - 1000 KVA
380111980 | TNB | DISTRIBUTION | KUALA SELANGOR | Existing | 11 kV | PE MV TERMINAL | RYB | BKSL/PCE/J00523 | K/UDANG API-API NO 6 | S01294 K/UDANG API-API NO 7
380111981 | TNB | DISTRIBUTION | KUALA SELANGOR | Existing | 11 kV | PE MV TERMINAL | RYB | BKSL/PCE/J00523 | K/UDANG API-API NO 6 | S01290 K/UDANG API-API NO 5
380111984 | TNB | DISTRIBUTION | KUALA SELANGOR | Existing | 11 kV | PE MV TERMINAL | RYB | BKSL/PCE/J00523 | K/UDANG API-API NO 6 | TX - 1000 KVA
380112074 | TNB | DISTRIBUTION | KUALA SELANGOR | Existing | 11 kV | PE MV TERMINAL | RYB | BKSL/PCE/J00524 | K/UDANG API-API NO 7 | S01297 K/UDANG API-API NO 8
380112075 | TNB | DISTRIBUTION | KUALA SELANGOR | Existing | 11 kV | PE MV TERMINAL | RYB | BKSL/PCE/J00524 | K/UDANG API-API NO 7 | S01293 K/UDANG API-API NO 6
380112078 | TNB | DISTRIBUTION | KUALA SELANGOR | Existing | 11 kV | PE MV TERMINAL | RYB | BKSL/PCE/J00524 | K/UDANG API-API NO 7 | TX - 750KVA
380112168 | TNB | DISTRIBUTION | KUALA SELANGOR | Existing | 11 kV | PE MV TERMINAL | RYB | BKSL/PCE/J00525 | K/UDANG API-API NO 8 | S01300 K/UDANG API-API NO 9
380112169 | TNB | DISTRIBUTION | KUALA SELANGOR | Existing | 11 kV | PE MV TERMINAL | RYB | BKSL/PCE/J00525 | K/UDANG API-API NO 8 | S01296 K/UDANG API-API NO 7
380112172 | TNB | DISTRIBUTION | KUALA SELANGOR | Existing | 11 kV | PE MV TERMINAL | RYB | BKSL/PCE/J00525 | K/UDANG API-API NO 8 | TX - 750 KVA
380112262 | TNB | DISTRIBUTION | KUALA SELANGOR | Existing | 11 kV | PE MV TERMINAL | RYB | BKSL/PCE/J00526 | K/UDANG API-API NO 9 | S05784 PADAT RUMAH KEDAI SASARAN
380112263 | TNB | DISTRIBUTION | KUALA SELANGOR | Existing | 11 kV | PE MV TERMINAL | RYB | BKSL/PCE/J00526 | K/UDANG API-API NO 9 | S01299 K/UDANG API-API NO 8
380112266 | TNB | DISTRIBUTION | KUALA SELANGOR | Existing | 11 kV | PE MV TERMINAL | RYB | BKSL/PCE/J00526 | K/UDANG API-API NO 9 | TX - 1000 KVA
380112356 | TNB | DISTRIBUTION | KUALA SELANGOR | Existing | 11 kV | PE MV TERMINAL | RYB | BKSL/PCE/J00115 | TMN SENANGIN SG.BULOH | S00285 TMN SERI PERTAMA
380112357 | TNB | DISTRIBUTION | KUALA SELANGOR | Existing | 11 kV | PE MV TERMINAL | RYB | BKSL/PCE/J00115 | TMN SENANGIN SG.BULOH | TMN KELISA
380112360 | TNB | DISTRIBUTION | KUALA SELANGOR | Existing | 11 kV | PE MV TERMINAL | RYB | BKSL/PCE/J00115 | TMN SENANGIN SG.BULOH | TX - 750 KVA
380112452 | TNB | DISTRIBUTION | KUALA SELANGOR | Existing | 11 kV | PE MV TERMINAL | RYB | BKSL/PCE/J00335 | EMINEM FARM | S05684 PE EXCEL GROWTECH
380112453 | TNB | DISTRIBUTION | KUALA SELANGOR | Existing | 11 kV | PE MV TERMINAL | RYB | BKSL/PCE/J00335 | EMINEM FARM | S05983 D-KSL-C19-1643
380112456 | TNB | DISTRIBUTION | KUALA SELANGOR | Existing | 11 kV | PE MV TERMINAL | RYB | BKSL/PCE/J00335 | EMINEM FARM | TX - 750 KVA
380112546 | TNB | DISTRIBUTION | KUALA SELANGOR | Existing | 11 kV | PE MV TERMINAL | RYB | BKSL/PCE/J00830 | EXCEL GROWTECH | S01368 PE MUARA NO 1
380112547 | TNB | DISTRIBUTION | KUALA SELANGOR | Existing | 11 kV | PE MV TERMINAL | RYB | BKSL/PCE/J00830 | EXCEL GROWTECH | S01363 PE EMINEM FARM
380112550 | TNB | DISTRIBUTION | KUALA SELANGOR | Existing | 11 kV | PE MV TERMINAL | RYB | BKSL/PCE/J00830 | EXCEL GROWTECH | TX - 300 KVA
380112625 | TNB | DISTRIBUTION | KUALA SELANGOR | Existing | 11 kV | PE MV TERMINAL | RYB | BKSL/PCE/J00071 | MUARA NO 1 | S05686 PE EXCEL GROWTECH
380112628 | TNB | DISTRIBUTION | KUALA SELANGOR | Existing | 11 kV | PE MV TERMINAL | RYB | BKSL/PCE/J00071 | MUARA NO 1 | TX - 1000 KVA
380112645 | TNB | DISTRIBUTION | KUALA SELANGOR | Existing | 11 kV | PE MV TERMINAL | RYB | BKSL/PCE/J00071 | MUARA NO 1 | SPARE
380112648 | TNB | DISTRIBUTION | KUALA SELANGOR | Existing | 11 kV | PE MV TERMINAL | RYB | BKSL/PCE/J00071 | MUARA NO 1 | S01370 PE MUARA NO 2
380112745 | TNB | DISTRIBUTION | KUALA SELANGOR | Existing | 11 kV | PE MV TERMINAL | RYB | BKSL/PCE/J00079 | MUARA NO 2 | S01372 PE JLN JATI SG BULOH
380112746 | TNB | DISTRIBUTION | KUALA SELANGOR | Existing | 11 kV | PE MV TERMINAL | RYB | BKSL/PCE/J00079 | MUARA NO 2 | S01366 PE MUARA NO 1
380112749 | TNB | DISTRIBUTION | KUALA SELANGOR | Existing | 11 kV | PE MV TERMINAL | RYB | BKSL/PCE/J00079 | MUARA NO 2 | TX - 1000 KVA
380112841 | TNB | DISTRIBUTION | KUALA SELANGOR | Existing | 11 kV | PE MV TERMINAL | RYB | BKSL/PCE/J00059 | JLN JATI SG BULOH | S00173 PE SPG RJ ABDULLAH
380112842 | TNB | DISTRIBUTION | KUALA SELANGOR | Existing | 11 kV | PE MV TERMINAL | RYB | BKSL/PCE/J00059 | JLN JATI SG BULOH | S01369 PE MUARA NO 2
380112845 | TNB | DISTRIBUTION | KUALA SELANGOR | Existing | 11 kV | PE MV TERMINAL | RYB | BKSL/PCE/J00059 | JLN JATI SG BULOH | TX-500 KVA
380112942 | TNB | DISTRIBUTION | KUALA SELANGOR | Existing | 11 kV | PE MV TERMINAL | RYB | BKSL/PCE/J00060 | SPG RJ ABDULLAH | S01374 PE JLN JATI SG BULOH
380112945 | TNB | DISTRIBUTION | KUALA SELANGOR | Existing | 11 kV | PE MV TERMINAL | RYB | BKSL/PCE/J00060 | SPG RJ ABDULLAH | TX-300KVA
380112962 | TNB | DISTRIBUTION | KUALA SELANGOR | Existing | 11 kV | PE MV TERMINAL | RYB | BKSL/PCE/J00060 | SPG RJ ABDULLAH | S01381 PE SM AGAMA JERAM
380112965 | TNB | DISTRIBUTION | KUALA SELANGOR | Existing | 11 kV | PE MV TERMINAL | RYB | BKSL/PCE/J00060 | SPG RJ ABDULLAH | S05877 PE TAMAN GELAMA
380113087 | TNB | DISTRIBUTION | KUALA SELANGOR | Existing | 11 kV | PE MV TERMINAL | RYB | BKSL/PCE/J00058 | TALIKOM SG BULOH | S01360 PE WISMA PELADANG SG BULOH
380113088 | TNB | DISTRIBUTION | KUALA SELANGOR | Existing | 11 kV | PE MV TERMINAL | RYB | BKSL/PCE/J00058 | TALIKOM SG BULOH | S05879 PE TAMAN GELAMA
380113091 | TNB | DISTRIBUTION | KUALA SELANGOR | Existing | 11 kV | PE MV TERMINAL | RYB | BKSL/PCE/J00058 | TALIKOM SG BULOH | TX-500 KVA
380113203 | TNB | DISTRIBUTION | KUALA SELANGOR | Existing | 11 kV | PE MV TERMINAL | RYB | BKSL/PCE/J00057 | WISMA PELADANG SG BULOH | S00153 PE PEKAN SG BULOH
380113204 | TNB | DISTRIBUTION | KUALA SELANGOR | Existing | 11 kV | PE MV TERMINAL | RYB | BKSL/PCE/J00057 | WISMA PELADANG SG BULOH | S00158 PE TALIKOM SG BULOH
380113207 | TNB | DISTRIBUTION | KUALA SELANGOR | Existing | 11 kV | PE MV TERMINAL | RYB | BKSL/PCE/J00057 | WISMA PELADANG SG BULOH | TX-750KVA
380113304 | TNB | DISTRIBUTION | KUALA SELANGOR | Existing | 11 kV | PE MV TERMINAL | RYB | BKSL/PCE/J00056 | PEKAN SG BULOH | S01362 PE WISMA PELADANG SG BULOH
380113307 | TNB | DISTRIBUTION | KUALA SELANGOR | Existing | 11 kV | PE MV TERMINAL | RYB | BKSL/PCE/J00056 | PEKAN SG BULOH | TX-750KVA
380113324 | TNB | DISTRIBUTION | KUALA SELANGOR | Existing | 11 kV | PE MV TERMINAL | RYB | BKSL/PCE/J00056 | PEKAN SG BULOH | SPARE
380113327 | TNB | DISTRIBUTION | KUALA SELANGOR | Existing | 11 kV | PE MV TERMINAL | RYB | BKSL/PCE/J00056 | PEKAN SG BULOH | S00151 PE KEMAYAN
380117806 | TNB | DISTRIBUTION | KUALA SELANGOR | Existing | 11 kV | PE MV TERMINAL | RYB | BKSL/PCE/J00831 | AMAN SURIA | R00554 KG JAYA SETIA
380117807 | TNB | DISTRIBUTION | KUALA SELANGOR | Existing | 11 kV | PE MV TERMINAL | RYB | BKSL/PCE/J00831 | AMAN SURIA | R06100 SW/STN SIME DARBY NO 2
380117810 | TNB | DISTRIBUTION | KUALA SELANGOR | Existing | 11 kV | PE MV TERMINAL | RYB | BKSL/PCE/J00831 | AMAN SURIA | TX1-500kVA
380117923 | TNB | DISTRIBUTION | KUALA SELANGOR | Existing | 11 kV | PE MV TERMINAL | RYB | BKSL/PCE/J00465 | TECHNOPARK NO 2 | 1000KVA
380117930 | TNB | DISTRIBUTION | KUALA SELANGOR | Existing | 11 kV | PE MV TERMINAL | RYB | BKSL/PCE/J00465 | TECHNOPARK NO 2 | R03183 TECHNOPARK NO 3
380117938 | TNB | DISTRIBUTION | KUALA SELANGOR | Existing | 11 kV | PE MV TERMINAL | RYB | BKSL/PCE/J00465 | TECHNOPARK NO 2 | R03176 TECHNOPARK NO 1
380117948 | TNB | DISTRIBUTION | KUALA SELANGOR | Existing | 11 kV | PE MV TERMINAL | RYB | BKSL/PCE/J00465 | TECHNOPARK NO 2 | 1000KVA
380118113 | TNB | DISTRIBUTION | KUALA SELANGOR | Existing | 11 kV | PE MV TERMINAL | RYB | BKSL/PCE/J00502 | SPECIAL MADE IRON &STEEL | PENGGUNA HT
380118119 | TNB | DISTRIBUTION | KUALA SELANGOR | Existing | 11 kV | PE MV TERMINAL | RYB | BKSL/PCE/J00502 | SPECIAL MADE IRON &STEEL | PPU SDBY CB 4
380118131 | TNB | DISTRIBUTION | KUALA SELANGOR | Existing | 11 kV | PE MV TERMINAL | RYB | BKSL/PCE/J00502 | SPECIAL MADE IRON &STEEL | PENGGUNA HT
380118139 | TNB | DISTRIBUTION | KUALA SELANGOR | Existing | 11 kV | PE MV TERMINAL | RYB | BKSL/PCE/J00502 | SPECIAL MADE IRON &STEEL | S05948 D-KSL-C17-1600
380118143 | TNB | DISTRIBUTION | KUALA SELANGOR | Existing | 11 kV | PE MV TERMINAL | RYB | BKSL/PCE/J00502 | SPECIAL MADE IRON &STEEL | PPU SDBY CB 9
380118146 | TNB | DISTRIBUTION | KUALA SELANGOR | Existing | 11 kV | PE MV TERMINAL | RYB | BKSL/PCE/J00502 | SPECIAL MADE IRON &STEEL | R01901 SIME INAX
380118188 | TNB | DISTRIBUTION | KUALA SELANGOR | Existing | 11 kV | PE MV TERMINAL | RYB | BKSL/PCE/J00463 | TMN MUHIBBAH | R01895 HANG TUAH
380118191 | TNB | DISTRIBUTION | KUALA SELANGOR | Existing | 11 kV | PE MV TERMINAL | RYB | BKSL/PCE/J00463 | TMN MUHIBBAH | 500KVA
380118208 | TNB | DISTRIBUTION | KUALA SELANGOR | Existing | 11 kV | PE MV TERMINAL | RYB | BKSL/PCE/J00463 | TMN MUHIBBAH | R01868 HWA TEH
380118211 | TNB | DISTRIBUTION | KUALA SELANGOR | Existing | 11 kV | PE MV TERMINAL | RYB | BKSL/PCE/J00463 | TMN MUHIBBAH | R01858 BALAI POLIS BTG BERJUNTAI
380118333 | TNB | DISTRIBUTION | KUALA SELANGOR | Existing | 11 kV | PE MV TERMINAL | RYB | BKSL/PCE/J00584 | TMN SURIA BESTARI | R01847 TMN SURIA
380118334 | TNB | DISTRIBUTION | KUALA SELANGOR | Existing | 11 kV | PE MV TERMINAL | RYB | BKSL/PCE/J00584 | TMN SURIA BESTARI | R05364 TMN SRI BISTARI
380118337 | TNB | DISTRIBUTION | KUALA SELANGOR | Existing | 11 kV | PE MV TERMINAL | RYB | BKSL/PCE/J00584 | TMN SURIA BESTARI | TX1-500kVA
380118464 | TNB | DISTRIBUTION | KUALA SELANGOR | Existing | 11 kV | PE MV TERMINAL | RYB | BKSL/PCE/J00613 | TANAMARAN NO.2 | S01544 LDG TERNAK AYAM JLN RAJA MUSA
380118465 | TNB | DISTRIBUTION | KUALA SELANGOR | Existing | 11 kV | PE MV TERMINAL | RYB | BKSL/PCE/J00613 | TANAMARAN NO.2 | S05560 TANAMARAN NO.1
380118468 | TNB | DISTRIBUTION | KUALA SELANGOR | Existing | 11 kV | PE MV TERMINAL | RYB | BKSL/PCE/J00613 | TANAMARAN NO.2 | TX-500KVA
380118614 | TNB | DISTRIBUTION | KUALA SELANGOR | Existing | 11 kV | PE MV TERMINAL | RYB | BKSL/PCE/J00349 | QTRS LADANG BKT TALANG NO 2 | SPUR
380118615 | TNB | DISTRIBUTION | KUALA SELANGOR | Existing | 11 kV | PE MV TERMINAL | RYB | BKSL/PCE/J00349 | QTRS LADANG BKT TALANG NO 2 | S00504 STS RAJA MUSA
380118618 | TNB | DISTRIBUTION | KUALA SELANGOR | Existing | 11 kV | PE MV TERMINAL | RYB | BKSL/PCE/J00349 | QTRS LADANG BKT TALANG NO 2 | TX1-300kVA
380118795 | TNB | DISTRIBUTION | KUALA SELANGOR | Existing | 11 kV | PE MV TERMINAL | RYB | BKSL/PCE/J00239 | UJONG PERMATANG | SPUR
380118796 | TNB | DISTRIBUTION | KUALA SELANGOR | Existing | 11 kV | PE MV TERMINAL | RYB | BKSL/PCE/J00239 | UJONG PERMATANG | S00483 SW/STN BKT BELIMBING
380118799 | TNB | DISTRIBUTION | KUALA SELANGOR | Existing | 11 kV | PE MV TERMINAL | RYB | BKSL/PCE/J00239 | UJONG PERMATANG | 300KVA
380134964 | TNB | DISTRIBUTION | KUALA SELANGOR | Existing | 11 kV | PE MV TERMINAL | RYB | BKSL/PCE/J00740 | SHAH ALAM 2 NO.5B 1 | S01693 SHAH ALAM 2 NO.5B 7
380134965 | TNB | DISTRIBUTION | KUALA SELANGOR | Existing | 11 kV | PE MV TERMINAL | RYB | BKSL/PCE/J00740 | SHAH ALAM 2 NO.5B 1 | S05629 SHAH ALAM 2 FASA 5A5/2
380134968 | TNB | DISTRIBUTION | KUALA SELANGOR | Existing | 11 kV | PE MV TERMINAL | RYB | BKSL/PCE/J00740 | SHAH ALAM 2 NO.5B 1 | TX1-1000KVA
380135046 | TNB | DISTRIBUTION | KUALA SELANGOR | Existing | 11 kV | PE MV TERMINAL | RYB | BKSL/PCE/J00735 | SHAH ALAM 2 FASA 5A5/1 | SPARE
380135053 | TNB | DISTRIBUTION | KUALA SELANGOR | Existing | 11 kV | PE MV TERMINAL | RYB | BKSL/PCE/J00735 | SHAH ALAM 2 FASA 5A5/1 | S05712 SHAH ALAM 2 FASA 5A4 NO.2
380135061 | TNB | DISTRIBUTION | KUALA SELANGOR | Existing | 11 kV | PE MV TERMINAL | RYB | BKSL/PCE/J00735 | SHAH ALAM 2 FASA 5A5/1 | S05773 SHAH ALAM 2 FASA 5A6 NO.1
380135071 | TNB | DISTRIBUTION | KUALA SELANGOR | Existing | 11 kV | PE MV TERMINAL | RYB | BKSL/PCE/J00735 | SHAH ALAM 2 FASA 5A5/1 | TX1-750KVA
380135205 | TNB | DISTRIBUTION | KUALA SELANGOR | Existing | 11 kV | PE MV TERMINAL | RYB | BKSL/PCE/J00790 | INDS ALAM JAYA NO.5 | TX2-500KVA
380135212 | TNB | DISTRIBUTION | KUALA SELANGOR | Existing | 11 kV | PE MV TERMINAL | RYB | BKSL/PCE/J00790 | INDS ALAM JAYA NO.5 | R04595 KLNG 63A
380135220 | TNB | DISTRIBUTION | KUALA SELANGOR | Existing | 11 kV | PE MV TERMINAL | RYB | BKSL/PCE/J00790 | INDS ALAM JAYA NO.5 | R05789 STN SUIS BASIC AVENUE ALAM JAYA
380135230 | TNB | DISTRIBUTION | KUALA SELANGOR | Existing | 11 kV | PE MV TERMINAL | RYB | BKSL/PCE/J00790 | INDS ALAM JAYA NO.5 | TX1-750KVA
380135388 | TNB | DISTRIBUTION | KUALA SELANGOR | Existing | 11 kV | PE MV TERMINAL | RYB | BKSL/PCE/J00791 | PERDANA PARK NO.1 | R04595 KLG LOT 63 UNICAN ALAM JAYA
380135389 | TNB | DISTRIBUTION | KUALA SELANGOR | Existing | 11 kV | PE MV TERMINAL | RYB | BKSL/PCE/J00791 | PERDANA PARK NO.1 | R04745 INDS ALAM JAYA NO.5
380135392 | TNB | DISTRIBUTION | KUALA SELANGOR | Existing | 11 kV | PE MV TERMINAL | RYB | BKSL/PCE/J00791 | PERDANA PARK NO.1 | TX1-1000KVA
380135482 | TNB | DISTRIBUTION | KUALA SELANGOR | Existing | 11 kV | PE MV TERMINAL | RYB | BKSL/PCE/J00792 | KLG LOT 63 UNICAN ALAM JAYA | R04598 KLG LOT 62 ALAM JAYA
380135483 | TNB | DISTRIBUTION | KUALA SELANGOR | Existing | 11 kV | PE MV TERMINAL | RYB | BKSL/PCE/J00792 | KLG LOT 63 UNICAN ALAM JAYA | R04745 IND ALAM JAYA 5
380135486 | TNB | DISTRIBUTION | KUALA SELANGOR | Existing | 11 kV | PE MV TERMINAL | RYB | BKSL/PCE/J00792 | KLG LOT 63 UNICAN ALAM JAYA | TX1-500KVA
380135576 | TNB | DISTRIBUTION | KUALA SELANGOR | Existing | 11 kV | PE MV TERMINAL | RYB | BKSL/PCE/J00793 | KLG LOT 62 ALAM JAYA | R06590 GUDANG BESI JLN 2/6
380135577 | TNB | DISTRIBUTION | KUALA SELANGOR | Existing | 11 kV | PE MV TERMINAL | RYB | BKSL/PCE/J00793 | KLG LOT 62 ALAM JAYA | R04597 KLG LOT 63 UNICAN ALAM JAYA
380135580 | TNB | DISTRIBUTION | KUALA SELANGOR | Existing | 11 kV | PE MV TERMINAL | RYB | BKSL/PCE/J00793 | KLG LOT 62 ALAM JAYA | TX1-750KVA
380135670 | TNB | DISTRIBUTION | KUALA SELANGOR | Existing | 11 kV | PE MV TERMINAL | RYB | BKSL/PCE/J00823 | GUDANG BESI JLN 2/6 | R05677 LOT 65 JS CON ALAM JAYA
380135671 | TNB | DISTRIBUTION | KUALA SELANGOR | Existing | 11 kV | PE MV TERMINAL | RYB | BKSL/PCE/J00823 | GUDANG BESI JLN 2/6 | R04600 KLG LOT 62 ALAM JAYA
380135674 | TNB | DISTRIBUTION | KUALA SELANGOR | Existing | 11 kV | PE MV TERMINAL | RYB | BKSL/PCE/J00823 | GUDANG BESI JLN 2/6 | TX1-750KVA
380135764 | TNB | DISTRIBUTION | KUALA SELANGOR | Existing | 11 kV | PE MV TERMINAL | RYB | BKSL/PCE/J00796 | LOT 65 JS CON ALAM JAYA | R06250 KILANG LOT 11273 JLN 2/6
380135765 | TNB | DISTRIBUTION | KUALA SELANGOR | Existing | 11 kV | PE MV TERMINAL | RYB | BKSL/PCE/J00796 | LOT 65 JS CON ALAM JAYA | R06588 GUDANG BESI JLN 2/6
380135768 | TNB | DISTRIBUTION | KUALA SELANGOR | Existing | 11 kV | PE MV TERMINAL | RYB | BKSL/PCE/J00796 | LOT 65 JS CON ALAM JAYA | TX1-300KVA
380135858 | TNB | DISTRIBUTION | KUALA SELANGOR | Existing | 11 kV | PE MV TERMINAL | RYB | BKSL/PCE/J00816 | KILANG LOT 11273 JLN 2/6 | R04536 ICECLUB ALAM JAYA
380135859 | TNB | DISTRIBUTION | KUALA SELANGOR | Existing | 11 kV | PE MV TERMINAL | RYB | BKSL/PCE/J00816 | KILANG LOT 11273 JLN 2/6 | R05679 LOT 65 JS CON ALAM JAYA
380135862 | TNB | DISTRIBUTION | KUALA SELANGOR | Existing | 11 kV | PE MV TERMINAL | RYB | BKSL/PCE/J00816 | KILANG LOT 11273 JLN 2/6 | TX1-300KVA
380136036 | TNB | DISTRIBUTION | KUALA SELANGOR | Existing | 11 kV | PE MV TERMINAL | RYB | BKSL/PCE/J00794 | ICECLUB ALAM JAYA | HT CUSTOMER
380136045 | TNB | DISTRIBUTION | KUALA SELANGOR | Existing | 11 kV | PE MV TERMINAL | RYB | BKSL/PCE/J00794 | ICECLUB ALAM JAYA | R06275 MULTIGUNA CONSTRUCTION & DEV JLN 2/6 AL:
380136056 | TNB | DISTRIBUTION | KUALA SELANGOR | Existing | 11 kV | PE MV TERMINAL | RYB | BKSL/PCE/J00794 | ICECLUB ALAM JAYA | R06248 LOT 11273 J2/6
380136072 | TNB | DISTRIBUTION | KUALA SELANGOR | Existing | 11 kV | PE MV TERMINAL | RYB | BKSL/PCE/J00755 | MULTIGUNA CON & DEV | R05398 PLANTFIELD NO.2
380136073 | TNB | DISTRIBUTION | KUALA SELANGOR | Existing | 11 kV | PE MV TERMINAL | RYB | BKSL/PCE/J00755 | MULTIGUNA CON & DEV | R06851 MACHMAR IND ALAM JAYA
380136076 | TNB | DISTRIBUTION | KUALA SELANGOR | Existing | 11 kV | PE MV TERMINAL | RYB | BKSL/PCE/J00755 | MULTIGUNA CON & DEV | TX1-500KVA
380136166 | TNB | DISTRIBUTION | KUALA SELANGOR | Existing | 11 kV | PE MV TERMINAL | RYB | BKSL/PCE/J00799 | KLG LOT 58 ALAM JAYA | R05361 KYODO STEEL
380136167 | TNB | DISTRIBUTION | KUALA SELANGOR | Existing | 11 kV | PE MV TERMINAL | RYB | BKSL/PCE/J00799 | KLG LOT 58 ALAM JAYA | R06273 MULTIGUNA CONSTRUCTION & DEV JLN 2/6 AL:
380136170 | TNB | DISTRIBUTION | KUALA SELANGOR | Existing | 11 kV | PE MV TERMINAL | RYB | BKSL/PCE/J00799 | KLG LOT 58 ALAM JAYA | TX1-500KVA
380136260 | TNB | DISTRIBUTION | KUALA SELANGOR | Existing | 11 kV | PE MV TERMINAL | RYB | BKSL/PCE/J00797 | KYODO STEEL | R05739 SUBANG VENTURE
380136261 | TNB | DISTRIBUTION | KUALA SELANGOR | Existing | 11 kV | PE MV TERMINAL | RYB | BKSL/PCE/J00797 | KYODO STEEL | R05491 KLG LOT 58,ALAM MUTIARA
380136264 | TNB | DISTRIBUTION | KUALA SELANGOR | Existing | 11 kV | PE MV TERMINAL | RYB | BKSL/PCE/J00797 | KYODO STEEL | TX1-1000KVA
380136380 | TNB | DISTRIBUTION | KUALA SELANGOR | Existing | 11 kV | PE MV TERMINAL | RYB | BKSL/PCE/J00800 | KLG KAYU PAPAN & LOGAM BERJAYA | R05324 KWAN SENS WARE
380136381 | TNB | DISTRIBUTION | KUALA SELANGOR | Existing | 11 kV | PE MV TERMINAL | RYB | BKSL/PCE/J00800 | KLG KAYU PAPAN & LOGAM BERJAYA | R05737 SUBANG VENTURE
380136384 | TNB | DISTRIBUTION | KUALA SELANGOR | Existing | 11 kV | PE MV TERMINAL | RYB | BKSL/PCE/J00800 | KLG KAYU PAPAN & LOGAM BERJAYA | TX1-500KVA
380136474 | TNB | DISTRIBUTION | KUALA SELANGOR | Existing | 11 kV | PE MV TERMINAL | RYB | BKSL/PCE/J00801 | KWAN SENS WARE | R05570 NATURE LEADER
380136475 | TNB | DISTRIBUTION | KUALA SELANGOR | Existing | 11 kV | PE MV TERMINAL | RYB | BKSL/PCE/J00801 | KWAN SENS WARE | R05228 LOGAM BERJAYA
380136478 | TNB | DISTRIBUTION | KUALA SELANGOR | Existing | 11 kV | PE MV TERMINAL | RYB | BKSL/PCE/J00801 | KWAN SENS WARE | TX1-750KVA
380136568 | TNB | DISTRIBUTION | KUALA SELANGOR | Existing | 11 kV | PE MV TERMINAL | RYB | BKSL/PCE/J00802 | NATURE LEADER | R06299 PADAT MULTIGUNA TMN ALAM JAYA 2/5
380136569 | TNB | DISTRIBUTION | KUALA SELANGOR | Existing | 11 kV | PE MV TERMINAL | RYB | BKSL/PCE/J00802 | NATURE LEADER | R05326 KWAN SENS WARE
380136572 | TNB | DISTRIBUTION | KUALA SELANGOR | Existing | 11 kV | PE MV TERMINAL | RYB | BKSL/PCE/J00802 | NATURE LEADER | TX1-1000KVA
380136756 | TNB | DISTRIBUTION | KUALA SELANGOR | Existing | 11 kV | PE MV TERMINAL | RYB | BKSL/PCE/J00788 | PADAT MULTIGUNA TMN ALAM JAYA 2/5 | R06485 TMT INDUSTRI
380136757 | TNB | DISTRIBUTION | KUALA SELANGOR | Existing | 11 kV | PE MV TERMINAL | RYB | BKSL/PCE/J00788 | PADAT MULTIGUNA TMN ALAM JAYA 2/5 | R05572 NATURE LEADER
380136760 | TNB | DISTRIBUTION | KUALA SELANGOR | Existing | 11 kV | PE MV TERMINAL | RYB | BKSL/PCE/J00788 | PADAT MULTIGUNA TMN ALAM JAYA 2/5 | TX1-500KVA
380136851 | TNB | DISTRIBUTION | KUALA SELANGOR | Existing | 11 kV | PE MV TERMINAL | RYB | BKSL/PCE/J00697 | STESEN SUIS SECTION 2 PHASE 1B P.ALAM | TX1-1000KVA
380136869 | TNB | DISTRIBUTION | KUALA SELANGOR | Existing | 11 kV | PE MV TERMINAL | RYB | BKSL/PCE/J00697 | STESEN SUIS SECTION 2 PHASE 1B P.ALAM | S01012 SEKSYEN 3 PHASE 1B PUNCAK ALAM
380136877 | TNB | DISTRIBUTION | KUALA SELANGOR | Existing | 11 kV | PE MV TERMINAL | RYB | BKSL/PCE/J00697 | STESEN SUIS SECTION 2 PHASE 1B P.ALAM | PPU PAM1 FDR1
380136881 | TNB | DISTRIBUTION | KUALA SELANGOR | Existing | 11 kV | PE MV TERMINAL | RYB | BKSL/PCE/J00697 | STESEN SUIS SECTION 2 PHASE 1B P.ALAM | PPU PAM1 FDR 2
380136884 | TNB | DISTRIBUTION | KUALA SELANGOR | Existing | 11 kV | PE MV TERMINAL | RYB | BKSL/PCE/J00697 | STESEN SUIS SECTION 2 PHASE 1B P.ALAM | S01150 UITM 1
380136908 | TNB | DISTRIBUTION | KUALA SELANGOR | Existing | 11 kV | PE MV TERMINAL | RYB | BKSL/PCE/J00697 | STESEN SUIS SECTION 2 PHASE 1B P.ALAM | S05906 S.ALAM 2 5A7 JAS16/67
380136916 | TNB | DISTRIBUTION | KUALA SELANGOR | Existing | 11 kV | PE MV TERMINAL | RYB | BKSL/PCE/J00697 | STESEN SUIS SECTION 2 PHASE 1B P.ALAM | S05722 LAUTAN SAMUDERA
380137100 | TNB | DISTRIBUTION | KUALA SELANGOR | Existing | 11 kV | PE MV TERMINAL | RYB | BKSL/PCE/J00716 | STESEN SUIS FASA 3A PUNCAK ALAM | TX2-1000KVA
380137105 | TNB | DISTRIBUTION | KUALA SELANGOR | Existing | 11 kV | PE MV TERMINAL | RYB | BKSL/PCE/J00716 | STESEN SUIS FASA 3A PUNCAK ALAM | TX1-1000KVA
380137133 | TNB | DISTRIBUTION | KUALA SELANGOR | Existing | 11 kV | PE MV TERMINAL | RYB | BKSL/PCE/J00716 | STESEN SUIS FASA 3A PUNCAK ALAM | S01091 FASA 3A1 PUNCAK ALAM
380137134 | TNB | DISTRIBUTION | KUALA SELANGOR | Existing | 11 kV | PE MV TERMINAL | RYB | BKSL/PCE/J00716 | STESEN SUIS FASA 3A PUNCAK ALAM | S01094 FASA 3A 2 PUNCAK ALAM
380137137 | TNB | DISTRIBUTION | KUALA SELANGOR | Existing | 11 kV | PE MV TERMINAL | RYB | BKSL/PCE/J00716 | STESEN SUIS FASA 3A PUNCAK ALAM | PPU PAM1: 5
380137323 | TNB | DISTRIBUTION | KUALA SELANGOR | Existing | 11 kV | PE MV TERMINAL | RYB | BKSL/PCE/J00718 | FASA 3A1 PUNCAK ALAM | TX1-1000KVA
380137330 | TNB | DISTRIBUTION | KUALA SELANGOR | Existing | 11 kV | PE MV TERMINAL | RYB | BKSL/PCE/J00718 | FASA 3A1 PUNCAK ALAM | S05881 RUMAH BANGLO PUNCAK ALAM JAYA 2
380137338 | TNB | DISTRIBUTION | KUALA SELANGOR | Existing | 11 kV | PE MV TERMINAL | RYB | BKSL/PCE/J00718 | FASA 3A1 PUNCAK ALAM | S01101 STESEN SUIS FASA 3A PUNCAK ALAM
380137348 | TNB | DISTRIBUTION | KUALA SELANGOR | Existing | 11 kV | PE MV TERMINAL | RYB | BKSL/PCE/J00718 | FASA 3A1 PUNCAK ALAM | TX2-1000KVA
380137573 | TNB | DISTRIBUTION | KUALA SELANGOR | Existing | 11 kV | PE MV TERMINAL | RYB | BKSL/PCE/J00866 | SMK PUNCAK ALAM FASA 3 | S01137 JUWITA FASA 3 C NO 3
380137574 | TNB | DISTRIBUTION | KUALA SELANGOR | Existing | 11 kV | PE MV TERMINAL | RYB | BKSL/PCE/J00866 | SMK PUNCAK ALAM FASA 3 | S05852 PUSAT NIAGA ASTANA ALAM 2
380137577 | TNB | DISTRIBUTION | KUALA SELANGOR | Existing | 11 kV | PE MV TERMINAL | RYB | BKSL/PCE/J00866 | SMK PUNCAK ALAM FASA 3 | TX1-500KVA
380137675 | TNB | DISTRIBUTION | KUALA SELANGOR | Existing | 11 kV | PE MV TERMINAL | RYB | BKSL/PCE/J00724 | JUWITA FASA 3 C NO 3 | TX1-1000KVA
380137682 | TNB | DISTRIBUTION | KUALA SELANGOR | Existing | 11 kV | PE MV TERMINAL | RYB | BKSL/PCE/J00724 | JUWITA FASA 3 C NO 3 | S01133 JUWITA FASA 3 C NO 2
380137690 | TNB | DISTRIBUTION | KUALA SELANGOR | Existing | 11 kV | PE MV TERMINAL | RYB | BKSL/PCE/J00724 | JUWITA FASA 3 C NO 3 | S05647 SMK PUNCAK ALAM 3
380137700 | TNB | DISTRIBUTION | KUALA SELANGOR | Existing | 11 kV | PE MV TERMINAL | RYB | BKSL/PCE/J00724 | JUWITA FASA 3 C NO 3 | TX2-1000KVA
380137886 | TNB | DISTRIBUTION | KUALA SELANGOR | Existing | 11 kV | PE MV TERMINAL | RYB | BKSL/PCE/J00726 | JUWITA FASA 3 C NO 1 | TX1-1000KVA
380137893 | TNB | DISTRIBUTION | KUALA SELANGOR | Existing | 11 kV | PE MV TERMINAL | RYB | BKSL/PCE/J00726 | JUWITA FASA 3 C NO 1 | S05505 SEK KEB P/ALAM 3
380137901 | TNB | DISTRIBUTION | KUALA SELANGOR | Existing | 11 kV | PE MV TERMINAL | RYB | BKSL/PCE/J00726 | JUWITA FASA 3 C NO 1 | S01126 JUWITA FASA 3 C NO 1
380137911 | TNB | DISTRIBUTION | KUALA SELANGOR | Existing | 11 kV | PE MV TERMINAL | RYB | BKSL/PCE/J00726 | JUWITA FASA 3 C NO 1 | TX2-1000KVA
380138135 | TNB | DISTRIBUTION | KUALA SELANGOR | Existing | 11 kV | PE MV TERMINAL | RYB | BKSL/PCE/J00861 | TESCO PUNCAK ALAM | S05690 RUMAH PAM PUNCAK BESTARI
380138139 | TNB | DISTRIBUTION | KUALA SELANGOR | Existing | 11 kV | PE MV TERMINAL | RYB | BKSL/PCE/J00861 | TESCO PUNCAK ALAM | S01106 FASA 3A6 PUNCAK ALAM
380138153 | TNB | DISTRIBUTION | KUALA SELANGOR | Existing | 11 kV | PE MV TERMINAL | RYB | BKSL/PCE/J00861 | TESCO PUNCAK ALAM | HT CUSTOMER
380138164 | TNB | DISTRIBUTION | KUALA SELANGOR | Existing | 11 kV | PE MV TERMINAL | RYB | BKSL/PCE/J00849 | RUMAH PAM PUNCAK BESTARI | TX1-1000KVA
380138171 | TNB | DISTRIBUTION | KUALA SELANGOR | Existing | 11 kV | PE MV TERMINAL | RYB | BKSL/PCE/J00849 | RUMAH PAM PUNCAK BESTARI | S05681 TESCO PUNCAK ALAM
380138179 | TNB | DISTRIBUTION | KUALA SELANGOR | Existing | 11 kV | PE MV TERMINAL | RYB | BKSL/PCE/J00849 | RUMAH PAM PUNCAK BESTARI | S05919 : PERUMAHAN FASA 4 PCK BESTARI
380138189 | TNB | DISTRIBUTION | KUALA SELANGOR | Existing | 11 kV | PE MV TERMINAL | RYB | BKSL/PCE/J00849 | RUMAH PAM PUNCAK BESTARI | TX2- 1000KVA
380138387 | TNB | DISTRIBUTION | KUALA SELANGOR | Existing | 11 kV | PE MV TERMINAL | RYB | BKSL/PCE/J00863 | MASJID BARU PUNCAK ALAM | S05667 LAVENDER VILLA
380138388 | TNB | DISTRIBUTION | KUALA SELANGOR | Existing | 11 kV | PE MV TERMINAL | RYB | BKSL/PCE/J00863 | MASJID BARU PUNCAK ALAM | S01109 FASA 3A6 PUNCAK ALAM
380138391 | TNB | DISTRIBUTION | KUALA SELANGOR | Existing | 11 kV | PE MV TERMINAL | RYB | BKSL/PCE/J00863 | MASJID BARU PUNCAK ALAM | TX1-500KVA
380138486 | TNB | DISTRIBUTION | KUALA SELANGOR | Existing | 11 kV | PE MV TERMINAL | RYB | BKSL/PCE/J00117 | BKT KUCING KLINIK | S00305 REZAB ZAZULI
380138489 | TNB | DISTRIBUTION | KUALA SELANGOR | Existing | 11 kV | PE MV TERMINAL | RYB | BKSL/PCE/J00117 | BKT KUCING KLINIK | TX1-500KVA
380138506 | TNB | DISTRIBUTION | KUALA SELANGOR | Existing | 11 kV | PE MV TERMINAL | RYB | BKSL/PCE/J00117 | BKT KUCING KLINIK | S00294 BKT KUCING TAMBAHAN
380138509 | TNB | DISTRIBUTION | KUALA SELANGOR | Existing | 11 kV | PE MV TERMINAL | RYB | BKSL/PCE/J00117 | BKT KUCING KLINIK | S05604 SMK BKT KUCHING TENGAH
380138612 | TNB | DISTRIBUTION | KUALA SELANGOR | Existing | 11 kV | PE MV TERMINAL | RYB | BKSL/PCE/J00352 | TAMAN ALAM SUTERA ALAM JAYA | TX1-500KVA
380138619 | TNB | DISTRIBUTION | KUALA SELANGOR | Existing | 11 kV | PE MV TERMINAL | RYB | BKSL/PCE/J00352 | TAMAN ALAM SUTERA ALAM JAYA | R04719 INDUSTRI ALAM JAYA NO.2
380138627 | TNB | DISTRIBUTION | KUALA SELANGOR | Existing | 11 kV | PE MV TERMINAL | RYB | BKSL/PCE/J00352 | TAMAN ALAM SUTERA ALAM JAYA | R04717 INDUSTRI ALAM JAYA NO.1
380138637 | TNB | DISTRIBUTION | KUALA SELANGOR | Existing | 11 kV | PE MV TERMINAL | RYB | BKSL/PCE/J00352 | TAMAN ALAM SUTERA ALAM JAYA | TX2-750KVA
380152256 | TNB | DISTRIBUTION | KUALA SELANGOR | Existing | 11 kV | PE MV TERMINAL | RYB | BKSL/PCE/J00388 | SG SIREH BAN 3 | S05836 PE SG SIREH BAN 4
380152257 | TNB | DISTRIBUTION | KUALA SELANGOR | Existing | 11 kV | PE MV TERMINAL | RYB | BKSL/PCE/J00388 | SG SIREH BAN 3 | S05827 SG SIREH BAN 2
380152260 | TNB | DISTRIBUTION | KUALA SELANGOR | Existing | 11 kV | PE MV TERMINAL | RYB | BKSL/PCE/J00388 | SG SIREH BAN 3 | TX-500KVA
380152370 | TNB | DISTRIBUTION | KUALA SELANGOR | Existing | 11 kV | PE MV TERMINAL | RYB | BKSL/PCE/J00857 | SG SIREH BAN 4 | S05839 PE LOJI AIR SG SIREH, L807
380152371 | TNB | DISTRIBUTION | KUALA SELANGOR | Existing | 11 kV | PE MV TERMINAL | RYB | BKSL/PCE/J00857 | SG SIREH BAN 4 | S05835 PE SG SIREH BAN 3
380152374 | TNB | DISTRIBUTION | KUALA SELANGOR | Existing | 11 kV | PE MV TERMINAL | RYB | BKSL/PCE/J00857 | SG SIREH BAN 4 | TX-500KVA
380152484 | TNB | DISTRIBUTION | KUALA SELANGOR | Existing | 11 kV | PE MV TERMINAL | RYB | BKSL/PCE/J00871 | LOJI AIR SG SIREH | SPARE
380152485 | TNB | DISTRIBUTION | KUALA SELANGOR | Existing | 11 kV | PE MV TERMINAL | RYB | BKSL/PCE/J00871 | LOJI AIR SG SIREH | S05838 PE SG SIREH BAN 4
380152488 | TNB | DISTRIBUTION | KUALA SELANGOR | Existing | 11 kV | PE MV TERMINAL | RYB | BKSL/PCE/J00871 | LOJI AIR SG SIREH | TX-750KVA
380152598 | TNB | DISTRIBUTION | KUALA SELANGOR | Existing | 11 kV | PE MV TERMINAL | RYB | BKSL/PCE/J00158 | PT 2 | S00563 PE KLG BIJI BENIH T/AIR 2
380152599 | TNB | DISTRIBUTION | KUALA SELANGOR | Existing | 11 kV | PE MV TERMINAL | RYB | BKSL/PCE/J00158 | PT 2 | S00569 PE PT 1
380152602 | TNB | DISTRIBUTION | KUALA SELANGOR | Existing | 11 kV | PE MV TERMINAL | RYB | BKSL/PCE/J00158 | PT 2 | TX-500KVA
380152712 | TNB | DISTRIBUTION | KUALA SELANGOR | Existing | 11 kV | PE MV TERMINAL | RYB | BKSL/PCE/J00157 | KLG BIJI BENIH T/AIR 2 | S00568 PE PT 2
380152713 | TNB | DISTRIBUTION | KUALA SELANGOR | Existing | 11 kV | PE MV TERMINAL | RYB | BKSL/PCE/J00157 | KLG BIJI BENIH T/AIR 2 | S00562 PE PT 3
380152716 | TNB | DISTRIBUTION | KUALA SELANGOR | Existing | 11 kV | PE MV TERMINAL | RYB | BKSL/PCE/J00157 | KLG BIJI BENIH T/AIR 2 | TX-750KVA
380152826 | TNB | DISTRIBUTION | KUALA SELANGOR | Existing | 11 kV | PE MV TERMINAL | RYB | BKSL/PCE/J00156 | PT 3 | S00565 PE KLG BIJI BENIH T/AIR 2
380152827 | TNB | DISTRIBUTION | KUALA SELANGOR | Existing | 11 kV | PE MV TERMINAL | RYB | BKSL/PCE/J00156 | PT 3 | S00559 PE PT 4
380152830 | TNB | DISTRIBUTION | KUALA SELANGOR | Existing | 11 kV | PE MV TERMINAL | RYB | BKSL/PCE/J00156 | PT 3 | TX-300KVA
380152940 | TNB | DISTRIBUTION | KUALA SELANGOR | Existing | 11 kV | PE MV TERMINAL | RYB | BKSL/PCE/J00155 | PT 4 | S05451 PE ZHONG LEE FISHERY
380152941 | TNB | DISTRIBUTION | KUALA SELANGOR | Existing | 11 kV | PE MV TERMINAL | RYB | BKSL/PCE/J00155 | PT 4 | S00560 PE PT 3
380152944 | TNB | DISTRIBUTION | KUALA SELANGOR | Existing | 11 kV | PE MV TERMINAL | RYB | BKSL/PCE/J00155 | PT 4 | TX-750KVA
380153056 | TNB | DISTRIBUTION | KUALA SELANGOR | Existing | 11 kV | PE MV TERMINAL | RYB | BKSL/PCE/J00575 | ZHONG LEE FISHERY | S05579 PE PANJI MUARA
380153057 | TNB | DISTRIBUTION | KUALA SELANGOR | Existing | 11 kV | PE MV TERMINAL | RYB | BKSL/PCE/J00575 | ZHONG LEE FISHERY | S00557 PE PT 4
380153060 | TNB | DISTRIBUTION | KUALA SELANGOR | Existing | 11 kV | PE MV TERMINAL | RYB | BKSL/PCE/J00575 | ZHONG LEE FISHERY | TX-750KVA
380153170 | TNB | DISTRIBUTION | KUALA SELANGOR | Existing | 11 kV | PE MV TERMINAL | RYB | BKSL/PCE/J00208 | GAWAR-GAWAR (JENTAYU TUAH) | S00408 PE SG GULANG-GULANG
380153171 | TNB | DISTRIBUTION | KUALA SELANGOR | Existing | 11 kV | PE MV TERMINAL | RYB | BKSL/PCE/J00208 | GAWAR-GAWAR (JENTAYU TUAH) | S05867 SSU TMN MAKMUR
380153174 | TNB | DISTRIBUTION | KUALA SELANGOR | Existing | 11 kV | PE MV TERMINAL | RYB | BKSL/PCE/J00208 | GAWAR-GAWAR (JENTAYU TUAH) | TX-750KVA
380153284 | TNB | DISTRIBUTION | KUALA SELANGOR | Existing | 11 kV | PE MV TERMINAL | RYB | BKSL/PCE/J00210 | SG GULANG-GULANG | S05591 PE DETIK ATURAN
380153285 | TNB | DISTRIBUTION | KUALA SELANGOR | Existing | 11 kV | PE MV TERMINAL | RYB | BKSL/PCE/J00210 | SG GULANG-GULANG | S01510 PE GAWAR-GAWAR (JENTAYU TUAH)
380153288 | TNB | DISTRIBUTION | KUALA SELANGOR | Existing | 11 kV | PE MV TERMINAL | RYB | BKSL/PCE/J00210 | SG GULANG-GULANG | TX-300KVA
380153560 | TNB | DISTRIBUTION | KUALA SELANGOR | Existing | 11 kV | PE MV TERMINAL | RYB | BKSL/PCE/J00212 | SG TUNGGUL | S00412 PE SG TUNGGUL
380153563 | TNB | DISTRIBUTION | KUALA SELANGOR | Existing | 11 kV | PE MV TERMINAL | RYB | BKSL/PCE/J00212 | SG TUNGGUL | TX-300KVA
380153580 | TNB | DISTRIBUTION | KUALA SELANGOR | Existing | 11 kV | PE MV TERMINAL | RYB | BKSL/PCE/J00212 | SG TUNGGUL | SPARE
380153583 | TNB | DISTRIBUTION | KUALA SELANGOR | Existing | 11 kV | PE MV TERMINAL | RYB | BKSL/PCE/J00212 | SG TUNGGUL | S00417 PE INNOBRIDE NO 1
380153698 | TNB | DISTRIBUTION | KUALA SELANGOR | Existing | 11 kV | PE MV TERMINAL | RYB | BKSL/PCE/J00216 | INNOBRIDE NO 1 | S00420 PE INNOBRIDE NO 2
380153699 | TNB | DISTRIBUTION | KUALA SELANGOR | Existing | 11 kV | PE MV TERMINAL | RYB | BKSL/PCE/J00216 | INNOBRIDE NO 1 | S00414 PE SG TUNGGUL
380153702 | TNB | DISTRIBUTION | KUALA SELANGOR | Existing | 11 kV | PE MV TERMINAL | RYB | BKSL/PCE/J00216 | INNOBRIDE NO 1 | TX-300KVA
380153812 | TNB | DISTRIBUTION | KUALA SELANGOR | Existing | 11 kV | PE MV TERMINAL | RYB | BKSL/PCE/J00217 | INNOBRIDE NO 2 | S00423 PE INNOBRIDE NO 3
380153813 | TNB | DISTRIBUTION | KUALA SELANGOR | Existing | 11 kV | PE MV TERMINAL | RYB | BKSL/PCE/J00217 | INNOBRIDE NO 2 | S00419 PE INNOBRIDE NO 1
380153816 | TNB | DISTRIBUTION | KUALA SELANGOR | Existing | 11 kV | PE MV TERMINAL | RYB | BKSL/PCE/J00217 | INNOBRIDE NO 2 | TX-500KVA
380153926 | TNB | DISTRIBUTION | KUALA SELANGOR | Existing | 11 kV | PE MV TERMINAL | RYB | BKSL/PCE/J00218 | INNOBRIDE NO 3 | S00428 PE INNOBRIDE NO 4
380153927 | TNB | DISTRIBUTION | KUALA SELANGOR | Existing | 11 kV | PE MV TERMINAL | RYB | BKSL/PCE/J00218 | INNOBRIDE NO 3 | S00422 PE INNOBRIDE NO 2
380153930 | TNB | DISTRIBUTION | KUALA SELANGOR | Existing | 11 kV | PE MV TERMINAL | RYB | BKSL/PCE/J00218 | INNOBRIDE NO 3 | TX-750KVA
380154040 | TNB | DISTRIBUTION | KUALA SELANGOR | Existing | 11 kV | PE MV TERMINAL | RYB | BKSL/PCE/J00219 | INNOBRIDE NO 4 | S00429 PE INNOBRIDE NO 5
380154041 | TNB | DISTRIBUTION | KUALA SELANGOR | Existing | 11 kV | PE MV TERMINAL | RYB | BKSL/PCE/J00219 | INNOBRIDE NO 4 | S00425 PE INNOBRIDE NO 3
380154044 | TNB | DISTRIBUTION | KUALA SELANGOR | Existing | 11 kV | PE MV TERMINAL | RYB | BKSL/PCE/J00219 | INNOBRIDE NO 4 | TX-300KVA
380154154 | TNB | DISTRIBUTION | KUALA SELANGOR | Existing | 11 kV | PE MV TERMINAL | RYB | BKSL/PCE/J00215 | INNOBRIDE NO 5 | S00426 PE INNOBRIDE NO 4
380154155 | TNB | DISTRIBUTION | KUALA SELANGOR | Existing | 11 kV | PE MV TERMINAL | RYB | BKSL/PCE/J00215 | INNOBRIDE NO 5 | S02588 PE SAWAH SEMPADAN NO 6
380154158 | TNB | DISTRIBUTION | KUALA SELANGOR | Existing | 11 kV | PE MV TERMINAL | RYB | BKSL/PCE/J00215 | INNOBRIDE NO 5 | TX-300KVA
380154268 | TNB | DISTRIBUTION | KUALA SELANGOR | Existing | 11 kV | PE MV TERMINAL | RYB | BKSL/PCE/J00177 | TMN RADEN MAS | S01700 PE TMN RIA MAS
380154269 | TNB | DISTRIBUTION | KUALA SELANGOR | Existing | 11 kV | PE MV TERMINAL | RYB | BKSL/PCE/J00177 | TMN RADEN MAS | PPU TKMI: VCB 6
380154272 | TNB | DISTRIBUTION | KUALA SELANGOR | Existing | 11 kV | PE MV TERMINAL | RYB | BKSL/PCE/J00177 | TMN RADEN MAS | TX-750KVA
380154384 | TNB | DISTRIBUTION | KUALA SELANGOR | Existing | 11 kV | PE MV TERMINAL | RYB | BKSL/PCE/J00536 | TMN RIA MAS | S150515 TMN RIA MAS NO.2
380154385 | TNB | DISTRIBUTION | KUALA SELANGOR | Existing | 11 kV | PE MV TERMINAL | RYB | BKSL/PCE/J00536 | TMN RIA MAS | S01517 PE TMN RADEN MAS
380154388 | TNB | DISTRIBUTION | KUALA SELANGOR | Existing | 11 kV | PE MV TERMINAL | RYB | BKSL/PCE/J00536 | TMN RIA MAS | TX-1000KVA
380154500 | TNB | DISTRIBUTION | KUALA SELANGOR | Existing | 11 kV | PE MV TERMINAL | RYB | BKSL/PCE/J00813 | RESTORAN MEWAH TG.KARANG | S01518 PE SURIA INDAH
380154501 | TNB | DISTRIBUTION | KUALA SELANGOR | Existing | 11 kV | PE MV TERMINAL | RYB | BKSL/PCE/J00813 | RESTORAN MEWAH TG.KARANG | S05938 PE TMN RIA MAS NO. 3
380154504 | TNB | DISTRIBUTION | KUALA SELANGOR | Existing | 11 kV | PE MV TERMINAL | RYB | BKSL/PCE/J00813 | RESTORAN MEWAH TG.KARANG | TX-750KVA
380154718 | TNB | DISTRIBUTION | KUALA SELANGOR | Existing | 11 kV | PE MV TERMINAL | RYB | BKSL/PCE/J00173 | SURIA INDAH | TX 2-1000KVA
380154725 | TNB | DISTRIBUTION | KUALA SELANGOR | Existing | 11 kV | PE MV TERMINAL | RYB | BKSL/PCE/J00173 | SURIA INDAH | S01511 PE INDUSTRI BENG LEE
380154733 | TNB | DISTRIBUTION | KUALA SELANGOR | Existing | 11 kV | PE MV TERMINAL | RYB | BKSL/PCE/J00173 | SURIA INDAH | S05628 PE RESTORAN MEWAH TG.KARANG
380154743 | TNB | DISTRIBUTION | KUALA SELANGOR | Existing | 11 kV | PE MV TERMINAL | RYB | BKSL/PCE/J00173 | SURIA INDAH | TX1-300KVA
380154942 | TNB | DISTRIBUTION | KUALA SELANGOR | Existing | 11 kV | PE MV TERMINAL | RYB | BKSL/PCE/J00209 | INDUSTRI BENG LEE | S05642 PE PADAT TMN SAHABAT
380154943 | TNB | DISTRIBUTION | KUALA SELANGOR | Existing | 11 kV | PE MV TERMINAL | RYB | BKSL/PCE/J00209 | INDUSTRI BENG LEE | S01520 PE SURIA INDAH
380154946 | TNB | DISTRIBUTION | KUALA SELANGOR | Existing | 11 kV | PE MV TERMINAL | RYB | BKSL/PCE/J00209 | INDUSTRI BENG LEE | TX-750KVA
380155501 | TNB | DISTRIBUTION | KUALA SELANGOR | Existing | 11 kV | PE MV TERMINAL | RYB | BKSL/PCE/J00211 | BANYU EMAS (FIRMA RENA) | BUSTIE 2
380155516 | TNB | DISTRIBUTION | KUALA SELANGOR | Existing | 11 kV | PE MV TERMINAL | RYB | BKSL/PCE/J00211 | BANYU EMAS (FIRMA RENA) | TX-750KVA
380155517 | TNB | DISTRIBUTION | KUALA SELANGOR | Existing | 11 kV | PE MV TERMINAL | RYB | BKSL/PCE/J00211 | BANYU EMAS (FIRMA RENA) | S05644 PE PADAT TMN SAHABAT
380155530 | TNB | DISTRIBUTION | KUALA SELANGOR | Existing | 11 kV | PE MV TERMINAL | RYB | BKSL/PCE/J00211 | BANYU EMAS (FIRMA RENA) | TX-750KVA
380155539 | TNB | DISTRIBUTION | KUALA SELANGOR | Existing | 11 kV | PE MV TERMINAL | RYB | BKSL/PCE/J00211 | BANYU EMAS (FIRMA RENA) | BUSTIE 1
380155729 | TNB | DISTRIBUTION | KUALA SELANGOR | Existing | 11 kV | PE MV TERMINAL | RYB | BKSL/PCE/J00211 | BANYU EMAS (FIRMA RENA) | S05585 PE DETIK ATURAN
380155733 | TNB | DISTRIBUTION | KUALA SELANGOR | Existing | 11 kV | PE MV TERMINAL | RYB | BKSL/PCE/J00211 | BANYU EMAS (FIRMA RENA) | TX-750KVA
380155996 | TNB | DISTRIBUTION | KUALA SELANGOR | Existing | 11 kV | PE MV TERMINAL | RYB | BKSL/PCE/J00137 | DESA MAWAR N0 2 | TX-1000KVA
380156003 | TNB | DISTRIBUTION | KUALA SELANGOR | Existing | 11 kV | PE MV TERMINAL | RYB | BKSL/PCE/J00137 | DESA MAWAR N0 2 | S01527 PE DESA MAWAR N0 1
380156011 | TNB | DISTRIBUTION | KUALA SELANGOR | Existing | 11 kV | PE MV TERMINAL | RYB | BKSL/PCE/J00137 | DESA MAWAR N0 2 | S05586 PE DETIK ATURAN
380156021 | TNB | DISTRIBUTION | KUALA SELANGOR | Existing | 11 kV | PE MV TERMINAL | RYB | BKSL/PCE/J00137 | DESA MAWAR N0 2 | TX2-1000KVA
380156211 | TNB | DISTRIBUTION | KUALA SELANGOR | Existing | 11 kV | PE MV TERMINAL | RYB | BKSL/PCE/J00259 | DESA MAWAR N0 1 | TX-1000KVA
380156218 | TNB | DISTRIBUTION | KUALA SELANGOR | Existing | 11 kV | PE MV TERMINAL | RYB | BKSL/PCE/J00259 | DESA MAWAR N0 1 | S01514 PE POULTRY FARM NO 2
380156226 | TNB | DISTRIBUTION | KUALA SELANGOR | Existing | 11 kV | PE MV TERMINAL | RYB | BKSL/PCE/J00259 | DESA MAWAR N0 1 | S01531 PE DESA MAWAR N0 2
380156236 | TNB | DISTRIBUTION | KUALA SELANGOR | Existing | 11 kV | PE MV TERMINAL | RYB | BKSL/PCE/J00259 | DESA MAWAR N0 1 | TX-750KVA
380225544 | TNB | DISTRIBUTION | KUALA SELANGOR | Existing | 11 kV | PE MV TERMINAL | RYB | BKSL/PCE/J00621 | STP KOTA PUTERI | R04874 : KOTA PUTERI NO.1
380225547 | TNB | DISTRIBUTION | KUALA SELANGOR | Existing | 11 kV | PE MV TERMINAL | RYB | BKSL/PCE/J00621 | STP KOTA PUTERI | TX1-300kVA
380225564 | TNB | DISTRIBUTION | KUALA SELANGOR | Existing | 11 kV | PE MV TERMINAL | RYB | BKSL/PCE/J00621 | STP KOTA PUTERI | R07925 MAY POLYESTER
380225567 | TNB | DISTRIBUTION | KUALA SELANGOR | Existing | 11 kV | PE MV TERMINAL | RYB | BKSL/PCE/J00621 | STP KOTA PUTERI | R07936 : TOWN HOUSE KP 5
380225888 | TNB | DISTRIBUTION | KUALA SELANGOR | Existing | 11 kV | PE MV TERMINAL | RYB | BKSL/PCE/J00034 | KG ASAHAN | S01335 R/PAM AIR JPS KG ASAHAN
380225889 | TNB | DISTRIBUTION | KUALA SELANGOR | Existing | 11 kV | PE MV TERMINAL | RYB | BKSL/PCE/J00034 | KG ASAHAN | S00061 LDG SEL RIVER SIDE
380225892 | TNB | DISTRIBUTION | KUALA SELANGOR | Existing | 11 kV | PE MV TERMINAL | RYB | BKSL/PCE/J00034 | KG ASAHAN | TX1-300kVA
380226126 | TNB | DISTRIBUTION | KUALA SELANGOR | Existing | 11 kV | PE MV TERMINAL | RYB | BKSL/PCE/J00681 | TAMAN SEJATI | TX2-1000kVA
380226133 | TNB | DISTRIBUTION | KUALA SELANGOR | Existing | 11 kV | PE MV TERMINAL | RYB | BKSL/PCE/J00681 | TAMAN SEJATI | R06710 TAMAN SEJATI JALAN 9
380226141 | TNB | DISTRIBUTION | KUALA SELANGOR | Existing | 11 kV | PE MV TERMINAL | RYB | BKSL/PCE/J00681 | TAMAN SEJATI | R05362 TMN IJOK UTAMA
380226151 | TNB | DISTRIBUTION | KUALA SELANGOR | Existing | 11 kV | PE MV TERMINAL | RYB | BKSL/PCE/J00681 | TAMAN SEJATI | TX1-1000kVA
380259541 | TNB | DISTRIBUTION | KUALA SELANGOR | Existing | 11 kV | PE MV TERMINAL | RYB | BKSL/PCE/J00055 | KEMAYAN | S00152 PE PEKAN SG BULOH
380259544 | TNB | DISTRIBUTION | KUALA SELANGOR | Existing | 11 kV | PE MV TERMINAL | RYB | BKSL/PCE/J00055 | KEMAYAN | TX-300KVA
380259561 | TNB | DISTRIBUTION | KUALA SELANGOR | Existing | 11 kV | PE MV TERMINAL | RYB | BKSL/PCE/J00055 | KEMAYAN | SPARE
380259564 | TNB | DISTRIBUTION | KUALA SELANGOR | Existing | 11 kV | PE MV TERMINAL | RYB | BKSL/PCE/J00055 | KEMAYAN | S01356 PE TMN SOLOMON
380259666 | TNB | DISTRIBUTION | KUALA SELANGOR | Existing | 11 kV | PE MV TERMINAL | RYB | BKSL/PCE/J00100 | TMN SOLOMON | S00149 PE KEMAYAN
380259672 | TNB | DISTRIBUTION | KUALA SELANGOR | Existing | 11 kV | PE MV TERMINAL | RYB | BKSL/PCE/J00100 | TMN SOLOMON | S05616 PE TMN PARI
380259713 | TNB | DISTRIBUTION | KUALA SELANGOR | Existing | 11 kV | PE MV TERMINAL | RYB | BKSL/PCE/J00100 | TMN SOLOMON | TX-1000KVA
380259822 | TNB | DISTRIBUTION | KUALA SELANGOR | Existing | 11 kV | PE MV TERMINAL | RYB | BKSL/PCE/J00351 | TMN PARI | S05480 PE TMN YU
380259823 | TNB | DISTRIBUTION | KUALA SELANGOR | Existing | 11 kV | PE MV TERMINAL | RYB | BKSL/PCE/J00351 | TMN PARI | S01358 PE TMN SOLOMON
380259826 | TNB | DISTRIBUTION | KUALA SELANGOR | Existing | 11 kV | PE MV TERMINAL | RYB | BKSL/PCE/J00351 | TMN PARI | TX-500 KVA
380259936 | TNB | DISTRIBUTION | KUALA SELANGOR | Existing | 11 kV | PE MV TERMINAL | RYB | BKSL/PCE/J00573 | TMN YU | S05439 PE TMN SIAKAP
380259937 | TNB | DISTRIBUTION | KUALA SELANGOR | Existing | 11 kV | PE MV TERMINAL | RYB | BKSL/PCE/J00573 | TMN YU | S05618 PE TMN PARI
380259940 | TNB | DISTRIBUTION | KUALA SELANGOR | Existing | 11 kV | PE MV TERMINAL | RYB | BKSL/PCE/J00573 | TMN YU | TX-1000KVA
380260050 | TNB | DISTRIBUTION | KUALA SELANGOR | Existing | 11 kV | PE MV TERMINAL | RYB | BKSL/PCE/J00572 | TMN SIAKAP | S00146 PE TMN SG BULOH
380260051 | TNB | DISTRIBUTION | KUALA SELANGOR | Existing | 11 kV | PE MV TERMINAL | RYB | BKSL/PCE/J00572 | TMN SIAKAP | S05478 PE TMN YU
380260054 | TNB | DISTRIBUTION | KUALA SELANGOR | Existing | 11 kV | PE MV TERMINAL | RYB | BKSL/PCE/J00572 | TMN SIAKAP | TX-500KVA
380260282 | TNB | DISTRIBUTION | KUALA SELANGOR | Existing | 11 kV | PE MV TERMINAL | RYB | BKSL/PCE/J00101 | TMN BAWAL PUTIH | S00145 PE KLG EKZOS
380260283 | TNB | DISTRIBUTION | KUALA SELANGOR | Existing | 11 kV | PE MV TERMINAL | RYB | BKSL/PCE/J00101 | TMN BAWAL PUTIH | S00148 PE TMN SG BULOH
380260286 | TNB | DISTRIBUTION | KUALA SELANGOR | Existing | 11 kV | PE MV TERMINAL | RYB | BKSL/PCE/J00101 | TMN BAWAL PUTIH | TX-750KVA
380260398 | TNB | DISTRIBUTION | KUALA SELANGOR | Existing | 11 kV | PE MV TERMINAL | RYB | BKSL/PCE/J00053 | KLG EKZOS (UNITED EVERCO) | S00140 PE EDAR BERAS
380260399 | TNB | DISTRIBUTION | KUALA SELANGOR | Existing | 11 kV | PE MV TERMINAL | RYB | BKSL/PCE/J00053 | KLG EKZOS (UNITED EVERCO) | S01354 PE TMN BAWAL PUTIH
380260402 | TNB | DISTRIBUTION | KUALA SELANGOR | Existing | 11 kV | PE MV TERMINAL | RYB | BKSL/PCE/J00053 | KLG EKZOS (UNITED EVERCO) | TX-750KVA
380260512 | TNB | DISTRIBUTION | KUALA SELANGOR | Existing | 11 kV | PE MV TERMINAL | RYB | BKSL/PCE/J00052 | EDAR BERAS | S01352 PE KLG BATU-BATA
380260513 | TNB | DISTRIBUTION | KUALA SELANGOR | Existing | 11 kV | PE MV TERMINAL | RYB | BKSL/PCE/J00052 | EDAR BERAS | S00143 PE KLG EKZOS
380260516 | TNB | DISTRIBUTION | KUALA SELANGOR | Existing | 11 kV | PE MV TERMINAL | RYB | BKSL/PCE/J00052 | EDAR BERAS | TX-500KVA
380260628 | TNB | DISTRIBUTION | KUALA SELANGOR | Existing | 11 kV | PE MV TERMINAL | RYB | BKSL/PCE/J00051 | KLG BATU-BATA | S00134 PE KG API API
380260629 | TNB | DISTRIBUTION | KUALA SELANGOR | Existing | 11 kV | PE MV TERMINAL | RYB | BKSL/PCE/J00051 | KLG BATU-BATA | S00142 PE EDAR BERAS
380260632 | TNB | DISTRIBUTION | KUALA SELANGOR | Existing | 11 kV | PE MV TERMINAL | RYB | BKSL/PCE/J00051 | KLG BATU-BATA | TX-750KVA
380260742 | TNB | DISTRIBUTION | KUALA SELANGOR | Existing | 11 kV | PE MV TERMINAL | RYB | BKSL/PCE/J00050 | KG API API | S01351 PE TMN SELESA API API
380260743 | TNB | DISTRIBUTION | KUALA SELANGOR | Existing | 11 kV | PE MV TERMINAL | RYB | BKSL/PCE/J00050 | KG API API | S00138 PE KLG BATU-BATA
380260746 | TNB | DISTRIBUTION | KUALA SELANGOR | Existing | 11 kV | PE MV TERMINAL | RYB | BKSL/PCE/J00050 | KG API API | TX-300KVA
380260856 | TNB | DISTRIBUTION | KUALA SELANGOR | Existing | 11 kV | PE MV TERMINAL | RYB | BKSL/PCE/J00092 | BALAI POLIS KSL | S00101TALIKOM
380260857 | TNB | DISTRIBUTION | KUALA SELANGOR | Existing | 11 kV | PE MV TERMINAL | RYB | BKSL/PCE/J00092 | BALAI POLIS KSL | FEEDER 5 PMU KSGR
380260860 | TNB | DISTRIBUTION | KUALA SELANGOR | Existing | 11 kV | PE MV TERMINAL | RYB | BKSL/PCE/J00092 | BALAI POLIS KSL | TX - 750 KVA
380260972 | TNB | DISTRIBUTION | KUALA SELANGOR | Existing | 11 kV | PE MV TERMINAL | RYB | BKSL/PCE/J00094 | TALIKOM KSL | S00104 BANDAR BARU NO 1
380260973 | TNB | DISTRIBUTION | KUALA SELANGOR | Existing | 11 kV | PE MV TERMINAL | RYB | BKSL/PCE/J00094 | TALIKOM KSL | S00095 BALAI POLIS K.SEL
380260976 | TNB | DISTRIBUTION | KUALA SELANGOR | Existing | 11 kV | PE MV TERMINAL | RYB | BKSL/PCE/J00094 | TALIKOM KSL | TX - 750 KVA
380261071 | TNB | DISTRIBUTION | KUALA SELANGOR | Existing | 11 kV | PE MV TERMINAL | RYB | BKSL/PCE/J00095 | BDR BARU NO 1 | S00103 TALIKOM
380261074 | TNB | DISTRIBUTION | KUALA SELANGOR | Existing | 11 kV | PE MV TERMINAL | RYB | BKSL/PCE/J00095 | BDR BARU NO 1 | TX - 500 KVA
380261091 | TNB | DISTRIBUTION | KUALA SELANGOR | Existing | 11 kV | PE MV TERMINAL | RYB | BKSL/PCE/J00095 | BDR BARU NO 1 | SPARE
380261094 | TNB | DISTRIBUTION | KUALA SELANGOR | Existing | 11 kV | PE MV TERMINAL | RYB | BKSL/PCE/J00095 | BDR BARU NO 1 | S01261 KOMPLEKS MAHKAMAH
380261211 | TNB | DISTRIBUTION | KUALA SELANGOR | Existing | 11 kV | PE MV TERMINAL | RYB | BKSL/PCE/J00096 | SK BDR BARU | S05921 TAMAN WAWASAN
380261212 | TNB | DISTRIBUTION | KUALA SELANGOR | Existing | 11 kV | PE MV TERMINAL | RYB | BKSL/PCE/J00096 | SK BDR BARU | S01262 KOMPLEKS MAHKAMAH
380261215 | TNB | DISTRIBUTION | KUALA SELANGOR | Existing | 11 kV | PE MV TERMINAL | RYB | BKSL/PCE/J00096 | SK BDR BARU | TX - 500 KVA
380261377 | TNB | DISTRIBUTION | KUALA SELANGOR | Existing | 11 kV | PE MV TERMINAL | RYB | BKSL/PCE/J00337 | KOMPLEKS MAHKAMAH | S00110 SEK KEB BNDAR BARU
380261378 | TNB | DISTRIBUTION | KUALA SELANGOR | Existing | 11 kV | PE MV TERMINAL | RYB | BKSL/PCE/J00337 | KOMPLEKS MAHKAMAH | S00107 BANDAR BARU NO 1
380261381 | TNB | DISTRIBUTION | KUALA SELANGOR | Existing | 11 kV | PE MV TERMINAL | RYB | BKSL/PCE/J00337 | KOMPLEKS MAHKAMAH | TX - 300 KVA
380261607 | TNB | DISTRIBUTION | KUALA SELANGOR | Existing | 11 kV | PE MV TERMINAL | RYB | BKSL/PCE/J00596 | TMN WARISAN | S00111 BANDAR BARU NO 3
380261608 | TNB | DISTRIBUTION | KUALA SELANGOR | Existing | 11 kV | PE MV TERMINAL | RYB | BKSL/PCE/J00596 | TMN WARISAN | S05923 TAMAN WAWASAN
380261611 | TNB | DISTRIBUTION | KUALA SELANGOR | Existing | 11 kV | PE MV TERMINAL | RYB | BKSL/PCE/J00596 | TMN WARISAN | TX - 300 KVA
380261721 | TNB | DISTRIBUTION | KUALA SELANGOR | Existing | 11 kV | PE MV TERMINAL | RYB | BKSL/PCE/J00097 | BDR BARU NO 3 | S05533 TMN WARISAN
380261722 | TNB | DISTRIBUTION | KUALA SELANGOR | Existing | 11 kV | PE MV TERMINAL | RYB | BKSL/PCE/J00097 | BDR BARU NO 3 | S00114 BDR BARU NO 4
380261725 | TNB | DISTRIBUTION | KUALA SELANGOR | Existing | 11 kV | PE MV TERMINAL | RYB | BKSL/PCE/J00097 | BDR BARU NO 3 | TX - 1000 KVA
380261820 | TNB | DISTRIBUTION | KUALA SELANGOR | Existing | 11 kV | PE MV TERMINAL | RYB | BKSL/PCE/J00098 | BDR BARU NO 4 | S00113 BANDAR BARU NO 3
380261823 | TNB | DISTRIBUTION | KUALA SELANGOR | Existing | 11 kV | PE MV TERMINAL | RYB | BKSL/PCE/J00098 | BDR BARU NO 4 | TX - 500 KVA
380261840 | TNB | DISTRIBUTION | KUALA SELANGOR | Existing | 11 kV | PE MV TERMINAL | RYB | BKSL/PCE/J00098 | BDR BARU NO 4 | SPARE
380261843 | TNB | DISTRIBUTION | KUALA SELANGOR | Existing | 11 kV | PE MV TERMINAL | RYB | BKSL/PCE/J00098 | BDR BARU NO 4 | S00117 SEK MEN SAINS
380261960 | TNB | DISTRIBUTION | KUALA SELANGOR | Existing | 11 kV | PE MV TERMINAL | RYB | BKSL/PCE/J00099 | SM SAINS KSL | S01266 QTRS GURU KSR
380261961 | TNB | DISTRIBUTION | KUALA SELANGOR | Existing | 11 kV | PE MV TERMINAL | RYB | BKSL/PCE/J00099 | SM SAINS KSL | S00116 BANDAR BARU NO 4
380261964 | TNB | DISTRIBUTION | KUALA SELANGOR | Existing | 11 kV | PE MV TERMINAL | RYB | BKSL/PCE/J00099 | SM SAINS KSL | TX - 500 KVA
380262074 | TNB | DISTRIBUTION | KUALA SELANGOR | Existing | 11 kV | PE MV TERMINAL | RYB | BKSL/PCE/J00070 | QTRS GURU SM SAINS KSL | S01276 STADIUM NO 2 (TERTUTUP)
380262075 | TNB | DISTRIBUTION | KUALA SELANGOR | Existing | 11 kV | PE MV TERMINAL | RYB | BKSL/PCE/J00070 | QTRS GURU SM SAINS KSL | S01264 SEK MEN SAINS
380262078 | TNB | DISTRIBUTION | KUALA SELANGOR | Existing | 11 kV | PE MV TERMINAL | RYB | BKSL/PCE/J00070 | QTRS GURU SM SAINS KSL | TX - 1000 KVA
380262190 | TNB | DISTRIBUTION | KUALA SELANGOR | Existing | 11 kV | PE MV TERMINAL | RYB | BKSL/PCE/J00107 | STADIUM NO 2 (TERTUTUP) | S01274 STADIUM NO 1 (TERBUKA)
380262191 | TNB | DISTRIBUTION | KUALA SELANGOR | Existing | 11 kV | PE MV TERMINAL | RYB | BKSL/PCE/J00107 | STADIUM NO 2 (TERTUTUP) | S01267 QTRS GURU SM SAINS KSL
380262194 | TNB | DISTRIBUTION | KUALA SELANGOR | Existing | 11 kV | PE MV TERMINAL | RYB | BKSL/PCE/J00107 | STADIUM NO 2 (TERTUTUP) | TX - 1000 KVA
380262468 | TNB | DISTRIBUTION | KUALA SELANGOR | Existing | 11 kV | PE MV TERMINAL | RYB | BKSL/PCE/J00597 | JABATAN PENGALIRAN DAN SALIRAN | S00170 SCHULTZ
380262469 | TNB | DISTRIBUTION | KUALA SELANGOR | Existing | 11 kV | PE MV TERMINAL | RYB | BKSL/PCE/J00597 | JABATAN PENGALIRAN DAN SALIRAN | S01272 STADIUM NO 1 (TERBUKA)
380262472 | TNB | DISTRIBUTION | KUALA SELANGOR | Existing | 11 kV | PE MV TERMINAL | RYB | BKSL/PCE/J00597 | JABATAN PENGALIRAN DAN SALIRAN | TX - 300 KVA
380262684 | TNB | DISTRIBUTION | KUALA SELANGOR | Existing | 11 kV | PE MV TERMINAL | RYB | BKSL/PCE/J00105 | SCHULTZ | TX2 - 750 KVA
380262691 | TNB | DISTRIBUTION | KUALA SELANGOR | Existing | 11 kV | PE MV TERMINAL | RYB | BKSL/PCE/J00105 | SCHULTZ | S00166 PALWA
380262699 | TNB | DISTRIBUTION | KUALA SELANGOR | Existing | 11 kV | PE MV TERMINAL | RYB | BKSL/PCE/J00105 | SCHULTZ | S05539 JAB PARIT DAN SALIRAN
380262709 | TNB | DISTRIBUTION | KUALA SELANGOR | Existing | 11 kV | PE MV TERMINAL | RYB | BKSL/PCE/J00105 | SCHULTZ | TX1 - 750 KVA
380262907 | TNB | DISTRIBUTION | KUALA SELANGOR | Existing | 11 kV | PE MV TERMINAL | RYB | BKSL/PCE/J00104 | D'PALWA (KRISTALINA) | S01268 KOMPLEKS PKNS KSL
380262908 | TNB | DISTRIBUTION | KUALA SELANGOR | Existing | 11 kV | PE MV TERMINAL | RYB | BKSL/PCE/J00104 | D'PALWA (KRISTALINA) | S00169 SCHULTZ
380262911 | TNB | DISTRIBUTION | KUALA SELANGOR | Existing | 11 kV | PE MV TERMINAL | RYB | BKSL/PCE/J00104 | D'PALWA (KRISTALINA) | TX - 300 KVA
380263011 | TNB | DISTRIBUTION | KUALA SELANGOR | Existing | 11 kV | PE MV TERMINAL | RYB | BKSL/PCE/J00103 | KOMPLEKS PKNS KSL | TX2 - 1000 KVA
380263018 | TNB | DISTRIBUTION | KUALA SELANGOR | Existing | 11 kV | PE MV TERMINAL | RYB | BKSL/PCE/J00103 | KOMPLEKS PKNS KSL | S00162 BMZ
380263026 | TNB | DISTRIBUTION | KUALA SELANGOR | Existing | 11 kV | PE MV TERMINAL | RYB | BKSL/PCE/J00103 | KOMPLEKS PKNS KSL | S00168 PE PALWA (KRISTALINA)
380263036 | TNB | DISTRIBUTION | KUALA SELANGOR | Existing | 11 kV | PE MV TERMINAL | RYB | BKSL/PCE/J00103 | KOMPLEKS PKNS KSL | TX1 - 1000 KVA
380263266 | TNB | DISTRIBUTION | KUALA SELANGOR | Existing | 11 kV | PE MV TERMINAL | RYB | BKSL/PCE/J00590 | ONE PLAZA | S05471 MEDAN NIAGA
380263272 | TNB | DISTRIBUTION | KUALA SELANGOR | Existing | 11 kV | PE MV TERMINAL | RYB | BKSL/PCE/J00590 | ONE PLAZA | FEEDER 10 PMU KSGR
380263284 | TNB | DISTRIBUTION | KUALA SELANGOR | Existing | 11 kV | PE MV TERMINAL | RYB | BKSL/PCE/J00590 | ONE PLAZA | S05436 TESCO KUALA SELANGOR
380263292 | TNB | DISTRIBUTION | KUALA SELANGOR | Existing | 11 kV | PE MV TERMINAL | RYB | BKSL/PCE/J00590 | ONE PLAZA | S05531 MEDAN NIAGA NO 2
380263296 | TNB | DISTRIBUTION | KUALA SELANGOR | Existing | 11 kV | PE MV TERMINAL | RYB | BKSL/PCE/J00590 | ONE PLAZA | FEEDER 7 PMU KSGR
380263299 | TNB | DISTRIBUTION | KUALA SELANGOR | Existing | 11 kV | PE MV TERMINAL | RYB | BKSL/PCE/J00590 | ONE PLAZA | MSB PENGGUNA 11KV
380263336 | TNB | DISTRIBUTION | KUALA SELANGOR | Existing | 11 kV | PE MV TERMINAL | RYB | BKSL/PCE/J00559 | NTS | S01665 TMN BENDAHARA 3
380263337 | TNB | DISTRIBUTION | KUALA SELANGOR | Existing | 11 kV | PE MV TERMINAL | RYB | BKSL/PCE/J00559 | NTS | S05743 PADAT TAMAN SERI BENDAHARA
380263340 | TNB | DISTRIBUTION | KUALA SELANGOR | Existing | 11 kV | PE MV TERMINAL | RYB | BKSL/PCE/J00559 | NTS | TX - 1000 KVA
380263435 | TNB | DISTRIBUTION | KUALA SELANGOR | Existing | 11 kV | PE MV TERMINAL | RYB | BKSL/PCE/J00547 | TMN BENDAHARA NO 3 | S05281 TMN BENDAHARA NO 4
380263438 | TNB | DISTRIBUTION | KUALA SELANGOR | Existing | 11 kV | PE MV TERMINAL | RYB | BKSL/PCE/J00547 | TMN BENDAHARA NO 3 | TX-1000KVA
380263455 | TNB | DISTRIBUTION | KUALA SELANGOR | Existing | 11 kV | PE MV TERMINAL | RYB | BKSL/PCE/J00547 | TMN BENDAHARA NO 3 | SPARE
380263458 | TNB | DISTRIBUTION | KUALA SELANGOR | Existing | 11 kV | PE MV TERMINAL | RYB | BKSL/PCE/J00547 | TMN BENDAHARA NO 3 | S05467 NTS
380263575 | TNB | DISTRIBUTION | KUALA SELANGOR | Existing | 11 kV | PE MV TERMINAL | RYB | BKSL/PCE/J00527 | TMN MERANTI | S00275 BELB API-API
380263576 | TNB | DISTRIBUTION | KUALA SELANGOR | Existing | 11 kV | PE MV TERMINAL | RYB | BKSL/PCE/J00527 | TMN MERANTI | FEEDER 6 PMU KSGR
380263579 | TNB | DISTRIBUTION | KUALA SELANGOR | Existing | 11 kV | PE MV TERMINAL | RYB | BKSL/PCE/J00527 | TMN MERANTI | TX - 300 KVA
380263788 | TNB | DISTRIBUTION | KUALA SELANGOR | Existing | 11 kV | PE MV TERMINAL | RYB | BKSL/PCE/J00214 | POULTRY FARM NO 2 | S00435 PE POULTRY FARM NO 1
380263789 | TNB | DISTRIBUTION | KUALA SELANGOR | Existing | 11 kV | PE MV TERMINAL | RYB | BKSL/PCE/J00214 | POULTRY FARM NO 2 | S01524 PE DESA MAWAR N0 1
380263792 | TNB | DISTRIBUTION | KUALA SELANGOR | Existing | 11 kV | PE MV TERMINAL | RYB | BKSL/PCE/J00214 | POULTRY FARM NO 2 | TX-300KVA
380263902 | TNB | DISTRIBUTION | KUALA SELANGOR | Existing | 11 kV | PE MV TERMINAL | RYB | BKSL/PCE/J00213 | POULTRY FARM NO 1 | S05597 PE KILANG IKAN KELI SG YU
380263903 | TNB | DISTRIBUTION | KUALA SELANGOR | Existing | 11 kV | PE MV TERMINAL | RYB | BKSL/PCE/J00213 | POULTRY FARM NO 1 | S00438 PE POULTRY FARM NO 2
380263906 | TNB | DISTRIBUTION | KUALA SELANGOR | Existing | 11 kV | PE MV TERMINAL | RYB | BKSL/PCE/J00213 | POULTRY FARM NO 1 | TX-300KVA
380264130 | TNB | DISTRIBUTION | KUALA SELANGOR | Existing | 11 kV | PE MV TERMINAL | RYB | BKSL/PCE/J00231 | SG YU NO 1 | S00447 PE KG SG YU
380264131 | TNB | DISTRIBUTION | KUALA SELANGOR | Existing | 11 kV | PE MV TERMINAL | RYB | BKSL/PCE/J00231 | SG YU NO 1 | S05595 PE KILANG IKAN KELI SG YU
380264134 | TNB | DISTRIBUTION | KUALA SELANGOR | Existing | 11 kV | PE MV TERMINAL | RYB | BKSL/PCE/J00231 | SG YU NO 1 | TX-300KVA
380264229 | TNB | DISTRIBUTION | KUALA SELANGOR | Existing | 11 kV | PE MV TERMINAL | RYB | BKSL/PCE/J00230 | KG SG YU | S00454 PE SG YU NO 2
380264232 | TNB | DISTRIBUTION | KUALA SELANGOR | Existing | 11 kV | PE MV TERMINAL | RYB | BKSL/PCE/J00230 | KG SG YU | TX-300KVA
380264249 | TNB | DISTRIBUTION | KUALA SELANGOR | Existing | 11 kV | PE MV TERMINAL | RYB | BKSL/PCE/J00230 | KG SG YU | SPARE
380264252 | TNB | DISTRIBUTION | KUALA SELANGOR | Existing | 11 kV | PE MV TERMINAL | RYB | BKSL/PCE/J00230 | KG SG YU | SPARE
380264357 | TNB | DISTRIBUTION | KUALA SELANGOR | Existing | 11 kV | PE MV TERMINAL | RYB | BKSL/PCE/J00230 | KG SG YU | S00452 PE SG YU NO 1
380264376 | TNB | DISTRIBUTION | KUALA SELANGOR | Existing | 11 kV | PE MV TERMINAL | RYB | BKSL/PCE/J00232 | SG YU NO 2 | S05924 : REBAN AYAM BAIZILAH
380264377 | TNB | DISTRIBUTION | KUALA SELANGOR | Existing | 11 kV | PE MV TERMINAL | RYB | BKSL/PCE/J00232 | SG YU NO 2 | S00448 PE KG SG YU
380264380 | TNB | DISTRIBUTION | KUALA SELANGOR | Existing | 11 kV | PE MV TERMINAL | RYB | BKSL/PCE/J00232 | SG YU NO 2 | TX-100KVA
380264490 | TNB | DISTRIBUTION | KUALA SELANGOR | Existing | 11 kV | PE MV TERMINAL | RYB | BKSL/PCE/J00233 | SG YU NO 3 | S01550 PE MASJID SG TERAP
380264491 | TNB | DISTRIBUTION | KUALA SELANGOR | Existing | 11 kV | PE MV TERMINAL | RYB | BKSL/PCE/J00233 | SG YU NO 3 | S05926 : REBAN AYAM BAIZILAH
380264494 | TNB | DISTRIBUTION | KUALA SELANGOR | Existing | 11 kV | PE MV TERMINAL | RYB | BKSL/PCE/J00233 | SG YU NO 3 | TX-100KVA
380264604 | TNB | DISTRIBUTION | KUALA SELANGOR | Existing | 11 kV | PE MV TERMINAL | RYB | BKSL/PCE/J00180 | MASJID SG TERAP | S00446 PE SG TERAP
380264605 | TNB | DISTRIBUTION | KUALA SELANGOR | Existing | 11 kV | PE MV TERMINAL | RYB | BKSL/PCE/J00180 | MASJID SG TERAP | S00456 PE SG YU NO 3
380264608 | TNB | DISTRIBUTION | KUALA SELANGOR | Existing | 11 kV | PE MV TERMINAL | RYB | BKSL/PCE/J00180 | MASJID SG TERAP | TX-1000KVA
380264735 | TNB | DISTRIBUTION | KUALA SELANGOR | Existing | 11 kV | PE MV TERMINAL | RYB | BKSL/PCE/J00168 | PASAR TG KARANG | TX-500KVA
380264742 | TNB | DISTRIBUTION | KUALA SELANGOR | Existing | 11 kV | PE MV TERMINAL | RYB | BKSL/PCE/J00168 | PASAR TG KARANG | S00376 PE PADAT TOK ADAM
380264750 | TNB | DISTRIBUTION | KUALA SELANGOR | Existing | 11 kV | PE MV TERMINAL | RYB | BKSL/PCE/J00168 | PASAR TG KARANG | S05816 PE BOOSTER TG. KARANG
380264760 | TNB | DISTRIBUTION | KUALA SELANGOR | Existing | 11 kV | PE MV TERMINAL | RYB | BKSL/PCE/J00168 | PASAR TG KARANG | TX-1000KVA
380264958 | TNB | DISTRIBUTION | KUALA SELANGOR | Existing | 11 kV | PE MV TERMINAL | RYB | BKSL/PCE/J00199 | TOK ADAM | S00380 PE SG TENGI KANAN NO 1
380264959 | TNB | DISTRIBUTION | KUALA SELANGOR | Existing | 11 kV | PE MV TERMINAL | RYB | BKSL/PCE/J00199 | TOK ADAM | S01505 PE PASAR TG KARANG
380264962 | TNB | DISTRIBUTION | KUALA SELANGOR | Existing | 11 kV | PE MV TERMINAL | RYB | BKSL/PCE/J00199 | TOK ADAM | TX-500KVA
380265059 | TNB | DISTRIBUTION | KUALA SELANGOR | Existing | 11 kV | PE MV TERMINAL | RYB | BKSL/PCE/J00200 | SG TENGI KANAN NO 1 | S00378 PE PADAT TOK ADAM
380265062 | TNB | DISTRIBUTION | KUALA SELANGOR | Existing | 11 kV | PE MV TERMINAL | RYB | BKSL/PCE/J00200 | SG TENGI KANAN NO 1 | TX-500KVA
380265079 | TNB | DISTRIBUTION | KUALA SELANGOR | Existing | 11 kV | PE MV TERMINAL | RYB | BKSL/PCE/J00200 | SG TENGI KANAN NO 1 | S00388 PE SG TENGI KANAN NO 2
380265082 | TNB | DISTRIBUTION | KUALA SELANGOR | Existing | 11 kV | PE MV TERMINAL | RYB | BKSL/PCE/J00200 | SG TENGI KANAN NO 1 | S00384 PE SG TENGI KANAN NO 3
380265197 | TNB | DISTRIBUTION | KUALA SELANGOR | Existing | 11 kV | PE MV TERMINAL | RYB | BKSL/PCE/J00178 | SG TENGI KANAN NO 3 | S00389 PE SAWAH SEMPADAN NO 1
380265198 | TNB | DISTRIBUTION | KUALA SELANGOR | Existing | 11 kV | PE MV TERMINAL | RYB | BKSL/PCE/J00178 | SG TENGI KANAN NO 3 | S00381 PE SG TENGI KANAN NO 1
380265201 | TNB | DISTRIBUTION | KUALA SELANGOR | Existing | 11 kV | PE MV TERMINAL | RYB | BKSL/PCE/J00178 | SG TENGI KANAN NO 3 | TX-500KVA
380265296 | TNB | DISTRIBUTION | KUALA SELANGOR | Existing | 11 kV | PE MV TERMINAL | RYB | BKSL/PCE/J00202 | SAWAH SEMP NO 1 | S01507 PE SG TENGI KANAN NO 3
380265299 | TNB | DISTRIBUTION | KUALA SELANGOR | Existing | 11 kV | PE MV TERMINAL | RYB | BKSL/PCE/J00202 | SAWAH SEMP NO 1 | TX-100KVA
380265316 | TNB | DISTRIBUTION | KUALA SELANGOR | Existing | 11 kV | PE MV TERMINAL | RYB | BKSL/PCE/J00202 | SAWAH SEMP NO 1 | S00395 PE SAWAH SEMPADAN NO 3
380265319 | TNB | DISTRIBUTION | KUALA SELANGOR | Existing | 11 kV | PE MV TERMINAL | RYB | BKSL/PCE/J00202 | SAWAH SEMP NO 1 | S00393 PE SAWAH SEMPADAN NO 2
380265434 | TNB | DISTRIBUTION | KUALA SELANGOR | Existing | 11 kV | PE MV TERMINAL | RYB | BKSL/PCE/J00203 | SAWAH SEMP NO 2 | SPUR
380265435 | TNB | DISTRIBUTION | KUALA SELANGOR | Existing | 11 kV | PE MV TERMINAL | RYB | BKSL/PCE/J00203 | SAWAH SEMP NO 2 | S00392 PE SAWAH SEMPADAN NO 1
380265438 | TNB | DISTRIBUTION | KUALA SELANGOR | Existing | 11 kV | PE MV TERMINAL | RYB | BKSL/PCE/J00203 | SAWAH SEMP NO 2 | TX-300KVA
380265533 | TNB | DISTRIBUTION | KUALA SELANGOR | Existing | 11 kV | PE MV TERMINAL | RYB | BKSL/PCE/J00204 | SAWAH SEMP NO 3 | R00390 PE SAWAH SEMPADAN NO 1
380265536 | TNB | DISTRIBUTION | KUALA SELANGOR | Existing | 11 kV | PE MV TERMINAL | RYB | BKSL/PCE/J00204 | SAWAH SEMP NO 3 | TX-300KVA
380265553 | TNB | DISTRIBUTION | KUALA SELANGOR | Existing | 11 kV | PE MV TERMINAL | RYB | BKSL/PCE/J00204 | SAWAH SEMP NO 3 | S00402 PE SAWAH SEMPADAN NO 5
380265556 | TNB | DISTRIBUTION | KUALA SELANGOR | Existing | 11 kV | PE MV TERMINAL | RYB | BKSL/PCE/J00204 | SAWAH SEMP NO 3 | S00399 PE SAWAH SEMPADAN NO 4
380265671 | TNB | DISTRIBUTION | KUALA SELANGOR | Existing | 11 kV | PE MV TERMINAL | RYB | BKSL/PCE/J00207 | SAWAH SEMP NO 4 | SPUR
380265672 | TNB | DISTRIBUTION | KUALA SELANGOR | Existing | 11 kV | PE MV TERMINAL | RYB | BKSL/PCE/J00207 | SAWAH SEMP NO 4 | S00398 PE SAWAH SEMPADAN NO 3
380265675 | TNB | DISTRIBUTION | KUALA SELANGOR | Existing | 11 kV | PE MV TERMINAL | RYB | BKSL/PCE/J00207 | SAWAH SEMP NO 4 | TX-300KVA
380265785 | TNB | DISTRIBUTION | KUALA SELANGOR | Existing | 11 kV | PE MV TERMINAL | RYB | BKSL/PCE/J00205 | SAWAH SEMP NO 5 | S00404 PE SAWAH SEMPADAN NO 6
380265786 | TNB | DISTRIBUTION | KUALA SELANGOR | Existing | 11 kV | PE MV TERMINAL | RYB | BKSL/PCE/J00205 | SAWAH SEMP NO 5 | S00396 PE SAWAH SEMPADAN NO 3
380265789 | TNB | DISTRIBUTION | KUALA SELANGOR | Existing | 11 kV | PE MV TERMINAL | RYB | BKSL/PCE/J00205 | SAWAH SEMP NO 5 | TX-300KVA
380265899 | TNB | DISTRIBUTION | KUALA SELANGOR | Existing | 11 kV | PE MV TERMINAL | RYB | BKSL/PCE/J00206 | SAWAH SEMP NO 6 | S00431 PE INNOBRIDE NO 5
380265900 | TNB | DISTRIBUTION | KUALA SELANGOR | Existing | 11 kV | PE MV TERMINAL | RYB | BKSL/PCE/J00206 | SAWAH SEMP NO 6 | S00401 PE SAWAH SEMPADAN NO 5
380265903 | TNB | DISTRIBUTION | KUALA SELANGOR | Existing | 11 kV | PE MV TERMINAL | RYB | BKSL/PCE/J00206 | SAWAH SEMP NO 6 | TX-100KVA
380266111 | TNB | DISTRIBUTION | KUALA SELANGOR | Existing | 11 kV | PE MV TERMINAL | RYB | BKSL/PCE/J00186 | PEKAN TG KARANG (RIVER SIDE) | S05872 SSU TMN MAKMUR
380266114 | TNB | DISTRIBUTION | KUALA SELANGOR | Existing | 11 kV | PE MV TERMINAL | RYB | BKSL/PCE/J00186 | PEKAN TG KARANG (RIVER SIDE) | TX-100KVA
380266131 | TNB | DISTRIBUTION | KUALA SELANGOR | Existing | 11 kV | PE MV TERMINAL | RYB | BKSL/PCE/J00186 | PEKAN TG KARANG (RIVER SIDE) | S00340 PE PASARAYA BILLION
380266134 | TNB | DISTRIBUTION | KUALA SELANGOR | Existing | 11 kV | PE MV TERMINAL | RYB | BKSL/PCE/J00186 | PEKAN TG KARANG (RIVER SIDE) | S00345 PE TMN SRI TANJUNG (LOT 1970)
380266248 | TNB | DISTRIBUTION | KUALA SELANGOR | Existing | 11 kV | PE MV TERMINAL | RYB | BKSL/PCE/J00187 | TMN SRI TANJUNG (LOT 1970) | S00352 PE BALAI POLIS TG KARANG
380266249 | TNB | DISTRIBUTION | KUALA SELANGOR | Existing | 11 kV | PE MV TERMINAL | RYB | BKSL/PCE/J00187 | TMN SRI TANJUNG (LOT 1970) | S00343 PE PEKAN TG KARANG (RIVER SIDE)
380266252 | TNB | DISTRIBUTION | KUALA SELANGOR | Existing | 11 kV | PE MV TERMINAL | RYB | BKSL/PCE/J00187 | TMN SRI TANJUNG (LOT 1970) | TX-1000KVA
380266364 | TNB | DISTRIBUTION | KUALA SELANGOR | Existing | 11 kV | PE MV TERMINAL | RYB | BKSL/PCE/J00189 | BALAI POLIS TG KARANG | S00353 PE JKR LOW COST
380266365 | TNB | DISTRIBUTION | KUALA SELANGOR | Existing | 11 kV | PE MV TERMINAL | RYB | BKSL/PCE/J00189 | BALAI POLIS TG KARANG | S00344 PE TMN SRI TANJUNG (LOT 1970)
380266368 | TNB | DISTRIBUTION | KUALA SELANGOR | Existing | 11 kV | PE MV TERMINAL | RYB | BKSL/PCE/J00189 | BALAI POLIS TG KARANG | TX1- 750KVA
380266465 | TNB | DISTRIBUTION | KUALA SELANGOR | Existing | 11 kV | PE MV TERMINAL | RYB | BKSL/PCE/J00190 | JKR LOW COST | S00350 PE BALAI POLIS TG KARANG
380266468 | TNB | DISTRIBUTION | KUALA SELANGOR | Existing | 11 kV | PE MV TERMINAL | RYB | BKSL/PCE/J00190 | JKR LOW COST | TX-750KVA
380266485 | TNB | DISTRIBUTION | KUALA SELANGOR | Existing | 11 kV | PE MV TERMINAL | RYB | BKSL/PCE/J00190 | JKR LOW COST | SPARE
380266488 | TNB | DISTRIBUTION | KUALA SELANGOR | Existing | 11 kV | PE MV TERMINAL | RYB | BKSL/PCE/J00190 | JKR LOW COST | S01474 PE UKM
380266624 | TNB | DISTRIBUTION | KUALA SELANGOR | Existing | 11 kV | PE MV TERMINAL | RYB | BKSL/PCE/J00618 | LKIM PASIR PENAMBANG | S05657 PE GOLDPAGE NO.2
380266625 | TNB | DISTRIBUTION | KUALA SELANGOR | Existing | 11 kV | PE MV TERMINAL | RYB | BKSL/PCE/J00618 | LKIM PASIR PENAMBANG | S05526 PE MAHKAMAH SYARIAH KUALA SELANGOR
380266628 | TNB | DISTRIBUTION | KUALA SELANGOR | Existing | 11 kV | PE MV TERMINAL | RYB | BKSL/PCE/J00618 | LKIM PASIR PENAMBANG | TX-500KVA
380266768 | TNB | DISTRIBUTION | KUALA SELANGOR | Existing | 11 kV | PE MV TERMINAL | RYB | BKSL/PCE/J00183 | HOSPITAL TG KARANG | S01466 PE BANJARAYA (C)
380266771 | TNB | DISTRIBUTION | KUALA SELANGOR | Existing | 11 kV | PE MV TERMINAL | RYB | BKSL/PCE/J00183 | HOSPITAL TG KARANG | TX-1000KVA
380266788 | TNB | DISTRIBUTION | KUALA SELANGOR | Existing | 11 kV | PE MV TERMINAL | RYB | BKSL/PCE/J00183 | HOSPITAL TG KARANG | S05744 PE PASARAYA BILLION
380266791 | TNB | DISTRIBUTION | KUALA SELANGOR | Existing | 11 kV | PE MV TERMINAL | RYB | BKSL/PCE/J00183 | HOSPITAL TG KARANG | PPU TKMI: VCB4
380266948 | TNB | DISTRIBUTION | KUALA SELANGOR | Existing | 11 kV | PE MV TERMINAL | RYB | BKSL/PCE/J00812 | KO SEGAR | S05823 PE PT 1,L670 MARDI SG SIREH
380266949 | TNB | DISTRIBUTION | KUALA SELANGOR | Existing | 11 kV | PE MV TERMINAL | RYB | BKSL/PCE/J00812 | KO SEGAR | S01646 PE TMN KHATIJAH
380266952 | TNB | DISTRIBUTION | KUALA SELANGOR | Existing | 11 kV | PE MV TERMINAL | RYB | BKSL/PCE/J00812 | KO SEGAR | TX-300KVA
380267154 | TNB | DISTRIBUTION | KUALA SELANGOR | Existing | 11 kV | PE MV TERMINAL | RYB | BKSL/PCE/J00430 | TMN SERI MANIK | S05962 PE TAMAN PADI SUTERA
380267155 | TNB | DISTRIBUTION | KUALA SELANGOR | Existing | 11 kV | PE MV TERMINAL | RYB | BKSL/PCE/J00430 | TMN SERI MANIK | S05429 KLG PADI DATARAN PUSAKA
380267158 | TNB | DISTRIBUTION | KUALA SELANGOR | Existing | 11 kV | PE MV TERMINAL | RYB | BKSL/PCE/J00430 | TMN SERI MANIK | TX-500KVA
380267268 | TNB | DISTRIBUTION | KUALA SELANGOR | Existing | 11 kV | PE MV TERMINAL | RYB | BKSL/PCE/J00426 | PUSAT LATIHAN PERTANIAN | S05964 PE TAMAN PADI SUTERA
380267269 | TNB | DISTRIBUTION | KUALA SELANGOR | Existing | 11 kV | PE MV TERMINAL | RYB | BKSL/PCE/J00426 | PUSAT LATIHAN PERTANIAN | S05913 PE TMN MAHSURI INDAH
380267272 | TNB | DISTRIBUTION | KUALA SELANGOR | Existing | 11 kV | PE MV TERMINAL | RYB | BKSL/PCE/J00426 | PUSAT LATIHAN PERTANIAN | TX-500KVA
380267382 | TNB | DISTRIBUTION | KUALA SELANGOR | Existing | 11 kV | PE MV TERMINAL | RYB | BKSL/PCE/J00420 | TMN MAHSURI INDAH | S05931 PE PST LATIHAN PERTANIAN
380267383 | TNB | DISTRIBUTION | KUALA SELANGOR | Existing | 11 kV | PE MV TERMINAL | RYB | BKSL/PCE/J00420 | TMN MAHSURI INDAH | S05866 SSU TMN MAKMUR
380267386 | TNB | DISTRIBUTION | KUALA SELANGOR | Existing | 11 kV | PE MV TERMINAL | RYB | BKSL/PCE/J00420 | TMN MAHSURI INDAH | TX-500KVA
380267531 | TNB | DISTRIBUTION | KUALA SELANGOR | Existing | 11 kV | PE MV TERMINAL | RYB | BKSL/PCE/J00377 | TMN RIA MAS NO.2 | S05937 PE TMN RIA MAS NO. 3
380267532 | TNB | DISTRIBUTION | KUALA SELANGOR | Existing | 11 kV | PE MV TERMINAL | RYB | BKSL/PCE/J00377 | TMN RIA MAS NO.2 | S01701 PE TMN RIA MAS
380267535 | TNB | DISTRIBUTION | KUALA SELANGOR | Existing | 11 kV | PE MV TERMINAL | RYB | BKSL/PCE/J00377 | TMN RIA MAS NO.2 | TX-500KVA
380267673 | TNB | DISTRIBUTION | KUALA SELANGOR | Existing | 11 kV | PE MV TERMINAL | RYB | BKSL/PCE/J00855 | PADAT TMN SAHABAT | S01513 PE INDUSTRI BENG LEE
380267674 | TNB | DISTRIBUTION | KUALA SELANGOR | Existing | 11 kV | PE MV TERMINAL | RYB | BKSL/PCE/J00855 | PADAT TMN SAHABAT | S05495 PE BANYU EMAS (FIRMA RENA)
380267677 | TNB | DISTRIBUTION | KUALA SELANGOR | Existing | 11 kV | PE MV TERMINAL | RYB | BKSL/PCE/J00855 | PADAT TMN SAHABAT | TX-1000KVA
380267812 | TNB | DISTRIBUTION | KUALA SELANGOR | Existing | 11 kV | PE MV TERMINAL | RYB | BKSL/PCE/J00670 | KILANG IKAN KELI SG YU | S00437 PE POULTRY FARM NO 1
380267813 | TNB | DISTRIBUTION | KUALA SELANGOR | Existing | 11 kV | PE MV TERMINAL | RYB | BKSL/PCE/J00670 | KILANG IKAN KELI SG YU | S05481 PE SG YU NO 1
380267816 | TNB | DISTRIBUTION | KUALA SELANGOR | Existing | 11 kV | PE MV TERMINAL | RYB | BKSL/PCE/J00670 | KILANG IKAN KELI SG YU | TX-300KVA
380267962 | TNB | DISTRIBUTION | KUALA SELANGOR | Existing | 11 kV | PE MV TERMINAL | RYB | BKSL/PCE/J00179 | TMN MAKMUR KSL | S00328 PE KIM LIAN HUAT
380267963 | TNB | DISTRIBUTION | KUALA SELANGOR | Existing | 11 kV | PE MV TERMINAL | RYB | BKSL/PCE/J00179 | TMN MAKMUR KSL | PPU TKMI: VCB 9
380267966 | TNB | DISTRIBUTION | KUALA SELANGOR | Existing | 11 kV | PE MV TERMINAL | RYB | BKSL/PCE/J00179 | TMN MAKMUR KSL | TX-1000KVA
380521468 | TNB | DISTRIBUTION | KUALA SELANGOR | Existing | 11 kV | PE MV TERMINAL | RYB | BKSL/PCE/J00638 | P/PENURUN BALAI POLIS BATU ARANG | R01592 : MALEX QTRS
380521471 | TNB | DISTRIBUTION | KUALA SELANGOR | Existing | 11 kV | PE MV TERMINAL | RYB | BKSL/PCE/J00638 | P/PENURUN BALAI POLIS BATU ARANG | R07384 VHF BATU ARANG
380521488 | TNB | DISTRIBUTION | KUALA SELANGOR | Existing | 11 kV | PE MV TERMINAL | RYB | BKSL/PCE/J00638 | P/PENURUN BALAI POLIS BATU ARANG | N/A
380521491 | TNB | DISTRIBUTION | KUALA SELANGOR | Existing | 11 kV | PE MV TERMINAL | RYB | BKSL/PCE/J00638 | P/PENURUN BALAI POLIS BATU ARANG | N/A
380521628 | TNB | DISTRIBUTION | KUALA SELANGOR | Existing | 11 kV | PE MV TERMINAL | RYB | BKSL/PCE/J00640 | TENAGA KIMIA BT ARANG | R05265 : KG MELAYU A/T
380521629 | TNB | DISTRIBUTION | KUALA SELANGOR | Existing | 11 kV | PE MV TERMINAL | RYB | BKSL/PCE/J00640 | TENAGA KIMIA BT ARANG | R04550 : (LARGE AMUNITION)
380521632 | TNB | DISTRIBUTION | KUALA SELANGOR | Existing | 11 kV | PE MV TERMINAL | RYB | BKSL/PCE/J00640 | TENAGA KIMIA BT ARANG | TX1- 500KVA
380522041 | TNB | DISTRIBUTION | KUALA SELANGOR | Existing | 11 kV | PE MV TERMINAL | RYB | BKSL/PCE/J00692 | SSU KOTA PUTERI (CB9) | SPARE
380522123 | TNB | DISTRIBUTION | KUALA SELANGOR | Existing | 11 kV | PE MV TERMINAL | RYB | BKSL/PCE/J00629 | RHONG KHEN INDUSTRI | TX1- 1000KVA
380522128 | TNB | DISTRIBUTION | KUALA SELANGOR | Existing | 11 kV | PE MV TERMINAL | RYB | BKSL/PCE/J00629 | RHONG KHEN INDUSTRI | TX2- 1000KVA
380522156 | TNB | DISTRIBUTION | KUALA SELANGOR | Existing | 11 kV | PE MV TERMINAL | RYB | BKSL/PCE/J00629 | RHONG KHEN INDUSTRI | R01818 : KLG PAPAN SEKINCAN
380522157 | TNB | DISTRIBUTION | KUALA SELANGOR | Existing | 11 kV | PE MV TERMINAL | RYB | BKSL/PCE/J00629 | RHONG KHEN INDUSTRI | SPARE
380522160 | TNB | DISTRIBUTION | KUALA SELANGOR | Existing | 11 kV | PE MV TERMINAL | RYB | BKSL/PCE/J00629 | RHONG KHEN INDUSTRI | R05043 : TAKE SIX
380522386 | TNB | DISTRIBUTION | KUALA SELANGOR | Existing | 11 kV | PE MV TERMINAL | RYB | BKSL/PCE/J00632 | LIM & LIM HARDWARE | R05151 : TAMAN HARMONI
380522387 | TNB | DISTRIBUTION | KUALA SELANGOR | Existing | 11 kV | PE MV TERMINAL | RYB | BKSL/PCE/J00632 | LIM & LIM HARDWARE | R06386 : NOTION VENTURE
380522390 | TNB | DISTRIBUTION | KUALA SELANGOR | Existing | 11 kV | PE MV TERMINAL | RYB | BKSL/PCE/J00632 | LIM & LIM HARDWARE | TX1- 1000KVA
380522501 | TNB | DISTRIBUTION | KUALA SELANGOR | Existing | 11 kV | PE MV TERMINAL | RYB | BKSL/PCE/J00654 | KOTA PUTERI PERSIARAN BT ARANG NO.1 | R04778 : OSCAR CANARY
380522502 | TNB | DISTRIBUTION | KUALA SELANGOR | Existing | 11 kV | PE MV TERMINAL | RYB | BKSL/PCE/J00654 | KOTA PUTERI PERSIARAN BT ARANG NO.1 | PMU BARG CB3
380522505 | TNB | DISTRIBUTION | KUALA SELANGOR | Existing | 11 kV | PE MV TERMINAL | RYB | BKSL/PCE/J00654 | KOTA PUTERI PERSIARAN BT ARANG NO.1 | TX1- 750KVA
380522789 | TNB | DISTRIBUTION | KUALA SELANGOR | Existing | 11 kV | PE MV TERMINAL | RYB | BKSL/PCE/J00643 | JASA RINGGIT HOLDINGS | R06527 : SOUTHPROP NO.1
380522793 | TNB | DISTRIBUTION | KUALA SELANGOR | Existing | 11 kV | PE MV TERMINAL | RYB | BKSL/PCE/J00643 | JASA RINGGIT HOLDINGS | PENGGUNA HT
380522807 | TNB | DISTRIBUTION | KUALA SELANGOR | Existing | 11 kV | PE MV TERMINAL | RYB | BKSL/PCE/J00643 | JASA RINGGIT HOLDINGS | PMU BARG CB7
380522825 | TNB | DISTRIBUTION | KUALA SELANGOR | Existing | 11 kV | PE MV TERMINAL | RYB | BKSL/PCE/J00363 | PE SOO CHEW SHENG | R05062 : SSU UNITED PAPER BOARD
380522831 | TNB | DISTRIBUTION | KUALA SELANGOR | Existing | 11 kV | PE MV TERMINAL | RYB | BKSL/PCE/J00363 | PE SOO CHEW SHENG | PENGGUNA HT 11kV
380522843 | TNB | DISTRIBUTION | KUALA SELANGOR | Existing | 11 kV | PE MV TERMINAL | RYB | BKSL/PCE/J00363 | PE SOO CHEW SHENG | TX1- 300KVA
380522851 | TNB | DISTRIBUTION | KUALA SELANGOR | Existing | 11 kV | PE MV TERMINAL | RYB | BKSL/PCE/J00363 | PE SOO CHEW SHENG | R06525 : SOUTHPROP NO.1
380522858 | TNB | DISTRIBUTION | KUALA SELANGOR | Existing | 11 kV | PE MV TERMINAL | RYB | BKSL/PCE/J00363 | PE SOO CHEW SHENG | SPARE
380534601 | TNB | DISTRIBUTION | KUALA SELANGOR | Existing | 11 kV | PE MV TERMINAL | RYB | BKSL/PCE/J00874 | PUSAT NIAGA ASTANA ALAM 2 | TX1-1000KVA
380534608 | TNB | DISTRIBUTION | KUALA SELANGOR | Existing | 11 kV | PE MV TERMINAL | RYB | BKSL/PCE/J00874 | PUSAT NIAGA ASTANA ALAM 2 | S01110 APRT NO.1 PUNCAK ALAM
380534616 | TNB | DISTRIBUTION | KUALA SELANGOR | Existing | 11 kV | PE MV TERMINAL | RYB | BKSL/PCE/J00874 | PUSAT NIAGA ASTANA ALAM 2 | S05645 SMK PUNCAK ALAM 3
380534626 | TNB | DISTRIBUTION | KUALA SELANGOR | Existing | 11 kV | PE MV TERMINAL | RYB | BKSL/PCE/J00874 | PUSAT NIAGA ASTANA ALAM 2 | TX2-SPARE
380534856 | TNB | DISTRIBUTION | KUALA SELANGOR | Existing | 11 kV | PE MV TERMINAL | RYB | BKSL/PCE/J00876 | R/KEDAI PH 3B JLN ASTANA C13/C | TX1-1000KVA
380534863 | TNB | DISTRIBUTION | KUALA SELANGOR | Existing | 11 kV | PE MV TERMINAL | RYB | BKSL/PCE/J00876 | R/KEDAI PH 3B JLN ASTANA C13/C | S01090 RMH PAM AIR JBA PH3 PUNCAK ALAM
380534871 | TNB | DISTRIBUTION | KUALA SELANGOR | Existing | 11 kV | PE MV TERMINAL | RYB | BKSL/PCE/J00876 | R/KEDAI PH 3B JLN ASTANA C13/C | S05507 SEK KEB P/ALAM 3
380534881 | TNB | DISTRIBUTION | KUALA SELANGOR | Existing | 11 kV | PE MV TERMINAL | RYB | BKSL/PCE/J00876 | R/KEDAI PH 3B JLN ASTANA C13/C | TX2-1000KVA
380535396 | TNB | DISTRIBUTION | KUALA SELANGOR | Existing | 11 kV | PE MV TERMINAL | RYB | BKSL/PCE/J00729 | APARTMENT MELOR NO. 2 PUNCAK ALAM | S01146 APRTMENT MELATI NO.1 PUNCAK ALAM
380535397 | TNB | DISTRIBUTION | KUALA SELANGOR | Existing | 11 kV | PE MV TERMINAL | RYB | BKSL/PCE/J00729 | APARTMENT MELOR NO. 2 PUNCAK ALAM | S01141 APRTMENT MELOR NO.1 PUNCAK ALAM
380535400 | TNB | DISTRIBUTION | KUALA SELANGOR | Existing | 11 kV | PE MV TERMINAL | RYB | BKSL/PCE/J00729 | APARTMENT MELOR NO. 2 PUNCAK ALAM | TX1-1000KVA
380535627 | TNB | DISTRIBUTION | KUALA SELANGOR | Existing | 11 kV | PE MV TERMINAL | RYB | BKSL/PCE/J00124 | PT MAHANG NO 2 | S06001 PDT REBAN AYAM 2 JLN BAHAGIA
380535628 | TNB | DISTRIBUTION | KUALA SELANGOR | Existing | 11 kV | PE MV TERMINAL | RYB | BKSL/PCE/J00124 | PT MAHANG NO 2 | S01453 PKNS PT MAHANG (TMN DESA MAHANG)
380535631 | TNB | DISTRIBUTION | KUALA SELANGOR | Existing | 11 kV | PE MV TERMINAL | RYB | BKSL/PCE/J00124 | PT MAHANG NO 2 | TX1-500KVA
380564598 | TNB | DISTRIBUTION | KUALA SELANGOR | Existing | 11 kV | PE MV TERMINAL | RYB | BKSL/PCE/J00064 | TMN MALAWATI JAYA NO 1 | S05755 MELAWATI CERGAS
380564599 | TNB | DISTRIBUTION | KUALA SELANGOR | Existing | 11 kV | PE MV TERMINAL | RYB | BKSL/PCE/J00064 | TMN MALAWATI JAYA NO 1 | S09273 BELB API-API
380564602 | TNB | DISTRIBUTION | KUALA SELANGOR | Existing | 11 kV | PE MV TERMINAL | RYB | BKSL/PCE/J00064 | TMN MALAWATI JAYA NO 1 | TX - 1000 KVA
380564703 | TNB | DISTRIBUTION | KUALA SELANGOR | Existing | 11 kV | PE MV TERMINAL | RYB | BKSL/PCE/J00069 | TMN MALAWATI JAYA NO 2 | TX - 1000 KVA
380564705 | TNB | DISTRIBUTION | KUALA SELANGOR | Existing | 11 kV | PE MV TERMINAL | RYB | BKSL/PCE/J00069 | TMN MALAWATI JAYA NO 2 | S05757 MELAWATI CERGAS
380564746 | TNB | DISTRIBUTION | KUALA SELANGOR | Existing | 11 kV | PE MV TERMINAL | RYB | BKSL/PCE/J00069 | TMN MALAWATI JAYA NO 2 | S00276 MONDAY CANE
380564843 | TNB | DISTRIBUTION | KUALA SELANGOR | Existing | 11 kV | PE MV TERMINAL | RYB | BKSL/PCE/J00109 | MONDAY CANE | TX 2 - 750 KVA
380564850 | TNB | DISTRIBUTION | KUALA SELANGOR | Existing | 11 kV | PE MV TERMINAL | RYB | BKSL/PCE/J00109 | MONDAY CANE | S00280 KOLAM UDANG API-API- NO 1
380564858 | TNB | DISTRIBUTION | KUALA SELANGOR | Existing | 11 kV | PE MV TERMINAL | RYB | BKSL/PCE/J00109 | MONDAY CANE | S01321 TMN MELATI JAYA NO 2
380564868 | TNB | DISTRIBUTION | KUALA SELANGOR | Existing | 11 kV | PE MV TERMINAL | RYB | BKSL/PCE/J00109 | MONDAY CANE | TX 1 - 750 KVA
380565066 | TNB | DISTRIBUTION | KUALA SELANGOR | Existing | 11 kV | PE MV TERMINAL | RYB | BKSL/PCE/J00112 | K/UDANG API-API NO 1 | S01328 TAMAN IMPIAN
380565067 | TNB | DISTRIBUTION | KUALA SELANGOR | Existing | 11 kV | PE MV TERMINAL | RYB | BKSL/PCE/J00112 | K/UDANG API-API NO 1 | S00278 MONDAY CANE
380565070 | TNB | DISTRIBUTION | KUALA SELANGOR | Existing | 11 kV | PE MV TERMINAL | RYB | BKSL/PCE/J00112 | K/UDANG API-API NO 1 | TX - 1000 KVA
380565296 | TNB | DISTRIBUTION | KUALA SELANGOR | Existing | 11 kV | PE MV TERMINAL | RYB | BKSL/PCE/J00132 | TMN IMPIAN (C) | S01327 BAZAR SUNGAI BULOH
380565297 | TNB | DISTRIBUTION | KUALA SELANGOR | Existing | 11 kV | PE MV TERMINAL | RYB | BKSL/PCE/J00132 | TMN IMPIAN (C) | S00279 KOLAM UDANG API-API- NO 1
380565300 | TNB | DISTRIBUTION | KUALA SELANGOR | Existing | 11 kV | PE MV TERMINAL | RYB | BKSL/PCE/J00132 | TMN IMPIAN (C) | TX - 1000 KVA
380565412 | TNB | DISTRIBUTION | KUALA SELANGOR | Existing | 11 kV | PE MV TERMINAL | RYB | BKSL/PCE/J00131 | BAZAR SG BULOH | S05954 PE PDT SRJKC JLN SASARAN
380565413 | TNB | DISTRIBUTION | KUALA SELANGOR | Existing | 11 kV | PE MV TERMINAL | RYB | BKSL/PCE/J00131 | BAZAR SG BULOH | S01330 TAMAN IMPIAN
380565416 | TNB | DISTRIBUTION | KUALA SELANGOR | Existing | 11 kV | PE MV TERMINAL | RYB | BKSL/PCE/J00131 | BAZAR SG BULOH | TX - 1000 KVA
380565513 | TNB | DISTRIBUTION | KUALA SELANGOR | Existing | 11 kV | PE MV TERMINAL | RYB | BKSL/PCE/J00114 | TMN SRI PERTAMA | S05952 PE PDT SRJKC JLN SASARAN
380565516 | TNB | DISTRIBUTION | KUALA SELANGOR | Existing | 11 kV | PE MV TERMINAL | RYB | BKSL/PCE/J00114 | TMN SRI PERTAMA | TX - 500 KVA
380565533 | TNB | DISTRIBUTION | KUALA SELANGOR | Existing | 11 kV | PE MV TERMINAL | RYB | BKSL/PCE/J00114 | TMN SRI PERTAMA | S00291 LOT 24 T.SENANGIN
380565536 | TNB | DISTRIBUTION | KUALA SELANGOR | Existing | 11 kV | PE MV TERMINAL | RYB | BKSL/PCE/J00114 | TMN SRI PERTAMA | S00292 BUKIT KUCING TAMBAHAN
380565643 | TNB | DISTRIBUTION | KUALA SELANGOR | Existing | 11 kV | PE MV TERMINAL | RYB | BKSL/PCE/J00574 | TESCO KUALA SELNGOR | PENGGUNA HT
380565652 | TNB | DISTRIBUTION | KUALA SELANGOR | Existing | 11 kV | PE MV TERMINAL | RYB | BKSL/PCE/J00574 | TESCO KUALA SELNGOR | S05698 TEXTILE CITY
380565663 | TNB | DISTRIBUTION | KUALA SELANGOR | Existing | 11 kV | PE MV TERMINAL | RYB | BKSL/PCE/J00574 | TESCO KUALA SELNGOR | S05508 ONE PLAZA
380565679 | TNB | DISTRIBUTION | KUALA SELANGOR | Existing | 11 kV | PE MV TERMINAL | RYB | BKSL/PCE/J00040 | BT 2 JLN KLANG | S05309 TMN RHU PERMAI
380565680 | TNB | DISTRIBUTION | KUALA SELANGOR | Existing | 11 kV | PE MV TERMINAL | RYB | BKSL/PCE/J00040 | BT 2 JLN KLANG | S05701 TEXTILE CITY
380565683 | TNB | DISTRIBUTION | KUALA SELANGOR | Existing | 11 kV | PE MV TERMINAL | RYB | BKSL/PCE/J00040 | BT 2 JLN KLANG | TX - 300 KVA
380565782 | TNB | DISTRIBUTION | KUALA SELANGOR | Existing | 11 kV | PE MV TERMINAL | RYB | BKSL/PCE/J00542 | TMN RHU PERMAI | TX - 1000 KVA
380565784 | TNB | DISTRIBUTION | KUALA SELANGOR | Existing | 11 kV | PE MV TERMINAL | RYB | BKSL/PCE/J00542 | TMN RHU PERMAI | S00121 BATU2 JLN KLANG
380565825 | TNB | DISTRIBUTION | KUALA SELANGOR | Existing | 11 kV | PE MV TERMINAL | RYB | BKSL/PCE/J00542 | TMN RHU PERMAI | S00126 TMN RHU BATU 2
380565934 | TNB | DISTRIBUTION | KUALA SELANGOR | Existing | 11 kV | PE MV TERMINAL | RYB | BKSL/PCE/J00045 | TMN RHU | S05484 TMN SERINDIT
380565935 | TNB | DISTRIBUTION | KUALA SELANGOR | Existing | 11 kV | PE MV TERMINAL | RYB | BKSL/PCE/J00045 | TMN RHU | S05401 TMN RHU PERMAI
380565938 | TNB | DISTRIBUTION | KUALA SELANGOR | Existing | 11 kV | PE MV TERMINAL | RYB | BKSL/PCE/J00045 | TMN RHU | TX - 750KVA
380566050 | TNB | DISTRIBUTION | KUALA SELANGOR | Existing | 11 kV | PE MV TERMINAL | RYB | BKSL/PCE/J00571 | TMN SERINDIT | S05785 PDT TOYOTA SHOOROOM
380566051 | TNB | DISTRIBUTION | KUALA SELANGOR | Existing | 11 kV | PE MV TERMINAL | RYB | BKSL/PCE/J00571 | TMN SERINDIT | S00124 TMN RHU
380566054 | TNB | DISTRIBUTION | KUALA SELANGOR | Existing | 11 kV | PE MV TERMINAL | RYB | BKSL/PCE/J00571 | TMN SERINDIT | TX - 300 KVA
380566164 | TNB | DISTRIBUTION | KUALA SELANGOR | Existing | 11 kV | PE MV TERMINAL | RYB | BKSL/PCE/J00048 | TMN ASSAM JAWA (C) | S00131 PEKAN ASAM JAWA
380566165 | TNB | DISTRIBUTION | KUALA SELANGOR | Existing | 11 kV | PE MV TERMINAL | RYB | BKSL/PCE/J00048 | TMN ASSAM JAWA (C) | S05787 PDT TOYOTA SHOOROOM
380566168 | TNB | DISTRIBUTION | KUALA SELANGOR | Existing | 11 kV | PE MV TERMINAL | RYB | BKSL/PCE/J00048 | TMN ASSAM JAWA (C) | TX - 1000 KVA
380566265 | TNB | DISTRIBUTION | KUALA SELANGOR | Existing | 11 kV | PE MV TERMINAL | RYB | BKSL/PCE/J00047 | PEKAN ASSAM JAWA | S01343 TMN ASSAM JAWA
380566268 | TNB | DISTRIBUTION | KUALA SELANGOR | Existing | 11 kV | PE MV TERMINAL | RYB | BKSL/PCE/J00047 | PEKAN ASSAM JAWA | TX - 750 KVA
380566285 | TNB | DISTRIBUTION | KUALA SELANGOR | Existing | 11 kV | PE MV TERMINAL | RYB | BKSL/PCE/J00047 | PEKAN ASSAM JAWA | S05555 TMN BILIBIS
380566288 | TNB | DISTRIBUTION | KUALA SELANGOR | Existing | 11 kV | PE MV TERMINAL | RYB | BKSL/PCE/J00047 | PEKAN ASSAM JAWA | S01346 TMN MULIA
380566405 | TNB | DISTRIBUTION | KUALA SELANGOR | Existing | 11 kV | PE MV TERMINAL | RYB | BKSL/PCE/J00049 | TMN MULIA | S01349 TMN SELESA
380566406 | TNB | DISTRIBUTION | KUALA SELANGOR | Existing | 11 kV | PE MV TERMINAL | RYB | BKSL/PCE/J00049 | TMN MULIA | S00130 PEKAN ASSAM JAWA
380566409 | TNB | DISTRIBUTION | KUALA SELANGOR | Existing | 11 kV | PE MV TERMINAL | RYB | BKSL/PCE/J00049 | TMN MULIA | TX - 500 KVA
380566521 | TNB | DISTRIBUTION | KUALA SELANGOR | Existing | 11 kV | PE MV TERMINAL | RYB | BKSL/PCE/J00285 | TMN SELESA API API | S00137 KG API-API
380566522 | TNB | DISTRIBUTION | KUALA SELANGOR | Existing | 11 kV | PE MV TERMINAL | RYB | BKSL/PCE/J00285 | TMN SELESA API API | S01348 TMN MULIA
380566525 | TNB | DISTRIBUTION | KUALA SELANGOR | Existing | 11 kV | PE MV TERMINAL | RYB | BKSL/PCE/J00285 | TMN SELESA API API | TX - 100 KVA
380566622 | TNB | DISTRIBUTION | KUALA SELANGOR | Existing | 11 kV | PE MV TERMINAL | RYB | BKSL/PCE/J00616 | TAMAN BELIBIS | PMU KSGR: VCB 12
380566625 | TNB | DISTRIBUTION | KUALA SELANGOR | Existing | 11 kV | PE MV TERMINAL | RYB | BKSL/PCE/J00616 | TAMAN BELIBIS | TX - 300 KVA
380566642 | TNB | DISTRIBUTION | KUALA SELANGOR | Existing | 11 kV | PE MV TERMINAL | RYB | BKSL/PCE/J00616 | TAMAN BELIBIS | S00133 PE PEKAN ASSAM JAWA
380566645 | TNB | DISTRIBUTION | KUALA SELANGOR | Existing | 11 kV | PE MV TERMINAL | RYB | BKSL/PCE/J00616 | TAMAN BELIBIS | S00094 PE LDG KSL
380566760 | TNB | DISTRIBUTION | KUALA SELANGOR | Existing | 11 kV | PE MV TERMINAL | RYB | BKSL/PCE/J00029 | LDG KSL | S00089 PE PKNS SIME DARBY (TMN RAJAWALI)
380566761 | TNB | DISTRIBUTION | KUALA SELANGOR | Existing | 11 kV | PE MV TERMINAL | RYB | BKSL/PCE/J00029 | LDG KSL | S05557 PE TAMAN BELIBIS
380566764 | TNB | DISTRIBUTION | KUALA SELANGOR | Existing | 11 kV | PE MV TERMINAL | RYB | BKSL/PCE/J00029 | LDG KSL | TX-300 KVA
380566876 | TNB | DISTRIBUTION | KUALA SELANGOR | Existing | 11 kV | PE MV TERMINAL | RYB | BKSL/PCE/J00028 | PKNS SIME DARBY (TMN RAJAWALI) | S00089 PE PEKAN BKT ROTAN
380566877 | TNB | DISTRIBUTION | KUALA SELANGOR | Existing | 11 kV | PE MV TERMINAL | RYB | BKSL/PCE/J00028 | PKNS SIME DARBY (TMN RAJAWALI) | S00092 PE LDG KSL
380566880 | TNB | DISTRIBUTION | KUALA SELANGOR | Existing | 11 kV | PE MV TERMINAL | RYB | BKSL/PCE/J00028 | PKNS SIME DARBY (TMN RAJAWALI) | TX-750 KVA
380567222 | TNB | DISTRIBUTION | KUALA SELANGOR | Existing | 11 kV | PE MV TERMINAL | RYB | BKSL/PCE/J00024 | PEKAN BKT ROTAN | S00074 PE LADANG KG KUANTAN
380567237 | TNB | DISTRIBUTION | KUALA SELANGOR | Existing | 11 kV | PE MV TERMINAL | RYB | BKSL/PCE/J00024 | PEKAN BKT ROTAN | S01339 PKNS BKT ROTAN (TMN KASAWARI)
380567238 | TNB | DISTRIBUTION | KUALA SELANGOR | Existing | 11 kV | PE MV TERMINAL | RYB | BKSL/PCE/J00024 | PEKAN BKT ROTAN | TX 2-500 KVA
380567248 | TNB | DISTRIBUTION | KUALA SELANGOR | Existing | 11 kV | PE MV TERMINAL | RYB | BKSL/PCE/J00024 | PEKAN BKT ROTAN | TX1-500 KVA
380567251 | TNB | DISTRIBUTION | KUALA SELANGOR | Existing | 11 kV | PE MV TERMINAL | RYB | BKSL/PCE/J00024 | PEKAN BKT ROTAN | LOOPING
380567260 | TNB | DISTRIBUTION | KUALA SELANGOR | Existing | 11 kV | PE MV TERMINAL | RYB | BKSL/PCE/J00024 | PEKAN BKT ROTAN | LOOPING
380567451 | TNB | DISTRIBUTION | KUALA SELANGOR | Existing | 11 kV | PE MV TERMINAL | RYB | BKSL/PCE/J00024 | PEKAN BKT ROTAN | S00091 PKNS SIME DARBY (TMN RAJAWALI)
380567464 | TNB | DISTRIBUTION | KUALA SELANGOR | Existing | 11 kV | PE MV TERMINAL | RYB | BKSL/PCE/J00548 | TMN BENDAHARA NO 4 | TX2-750KVA
380567471 | TNB | DISTRIBUTION | KUALA SELANGOR | Existing | 11 kV | PE MV TERMINAL | RYB | BKSL/PCE/J00548 | TMN BENDAHARA NO 4 | S01667 TMN BENDAHARA 3
380567479 | TNB | DISTRIBUTION | KUALA SELANGOR | Existing | 11 kV | PE MV TERMINAL | RYB | BKSL/PCE/J00548 | TMN BENDAHARA NO 4 | S05468 MEDAN NIAGA
380567489 | TNB | DISTRIBUTION | KUALA SELANGOR | Existing | 11 kV | PE MV TERMINAL | RYB | BKSL/PCE/J00548 | TMN BENDAHARA NO 4 | TX1-1000KVA
380585819 | TNB | DISTRIBUTION | KUALA SELANGOR | Existing | 11 kV | PE MV TERMINAL | RYB | BKSL/PCE/J00181 | KIM LIAN HUAT | S01459 PE BGN PASIR TG KARANG
380585822 | TNB | DISTRIBUTION | KUALA SELANGOR | Existing | 11 kV | PE MV TERMINAL | RYB | BKSL/PCE/J00181 | KIM LIAN HUAT | TX-1000KVA
380585839 | TNB | DISTRIBUTION | KUALA SELANGOR | Existing | 11 kV | PE MV TERMINAL | RYB | BKSL/PCE/J00181 | KIM LIAN HUAT | S00333 PE TG KARANG DEVELOPMENT
380585842 | TNB | DISTRIBUTION | KUALA SELANGOR | Existing | 11 kV | PE MV TERMINAL | RYB | BKSL/PCE/J00181 | KIM LIAN HUAT | S01456 PE TMN MAKMUR
380585957 | TNB | DISTRIBUTION | KUALA SELANGOR | Existing | 11 kV | PE MV TERMINAL | RYB | BKSL/PCE/J00457 | BGN PASIR TG KARANG | SPUR
380585958 | TNB | DISTRIBUTION | KUALA SELANGOR | Existing | 11 kV | PE MV TERMINAL | RYB | BKSL/PCE/J00457 | BGN PASIR TG KARANG | S00326 PE KIM LIAN HUAT
380585961 | TNB | DISTRIBUTION | KUALA SELANGOR | Existing | 11 kV | PE MV TERMINAL | RYB | BKSL/PCE/J00457 | BGN PASIR TG KARANG | TX-750KVA
380586059 | TNB | DISTRIBUTION | KUALA SELANGOR | Existing | 11 kV | PE MV TERMINAL | RYB | BKSL/PCE/J00182 | TG KARANG DEVELOPMENT | TX1-1000KVA
380586066 | TNB | DISTRIBUTION | KUALA SELANGOR | Existing | 11 kV | PE MV TERMINAL | RYB | BKSL/PCE/J00182 | TG KARANG DEVELOPMENT | S00325 PE KIM LIAN HUAT
380586074 | TNB | DISTRIBUTION | KUALA SELANGOR | Existing | 11 kV | PE MV TERMINAL | RYB | BKSL/PCE/J00182 | TG KARANG DEVELOPMENT | S01462 PE PKPS TG KARANG
380586084 | TNB | DISTRIBUTION | KUALA SELANGOR | Existing | 11 kV | PE MV TERMINAL | RYB | BKSL/PCE/J00182 | TG KARANG DEVELOPMENT | TX2-500KVA
380586287 | TNB | DISTRIBUTION | KUALA SELANGOR | Existing | 11 kV | PE MV TERMINAL | RYB | BKSL/PCE/J00184 | PKPS TG KARANG | S00331 PE TG KARANG DEVELOPMENT
380586288 | TNB | DISTRIBUTION | KUALA SELANGOR | Existing | 11 kV | PE MV TERMINAL | RYB | BKSL/PCE/J00184 | PKPS TG KARANG | S00338 PE PASARAYA BILLION
380586291 | TNB | DISTRIBUTION | KUALA SELANGOR | Existing | 11 kV | PE MV TERMINAL | RYB | BKSL/PCE/J00184 | PKPS TG KARANG | TX-300KVA
380586387 | TNB | DISTRIBUTION | KUALA SELANGOR | Existing | 11 kV | PE MV TERMINAL | RYB | BKSL/PCE/J00185 | PASARAYA BILLION | S00334 PE HOSPITAL TG KARANG
380586390 | TNB | DISTRIBUTION | KUALA SELANGOR | Existing | 11 kV | PE MV TERMINAL | RYB | BKSL/PCE/J00185 | PASARAYA BILLION | TX-100KVA
380586407 | TNB | DISTRIBUTION | KUALA SELANGOR | Existing | 11 kV | PE MV TERMINAL | RYB | BKSL/PCE/J00185 | PASARAYA BILLION | S01463 PE PKPS TG KARANG
380586410 | TNB | DISTRIBUTION | KUALA SELANGOR | Existing | 11 kV | PE MV TERMINAL | RYB | BKSL/PCE/J00185 | PASARAYA BILLION | S00341 PE PEKAN TG KARANG (RIVER SIDE)
380586611 | TNB | DISTRIBUTION | KUALA SELANGOR | Existing | 11 kV | PE MV TERMINAL | RYB | BKSL/PCE/J00191 | UKM | S01479 PE SG KAJANG
380586612 | TNB | DISTRIBUTION | KUALA SELANGOR | Existing | 11 kV | PE MV TERMINAL | RYB | BKSL/PCE/J00191 | UKM | S00355 PE JKR LOW COST
380586615 | TNB | DISTRIBUTION | KUALA SELANGOR | Existing | 11 kV | PE MV TERMINAL | RYB | BKSL/PCE/J00191 | UKM | TX-300KVA
380586643 | TNB | DISTRIBUTION | KUALA SELANGOR | Existing | 11 kV | PE MV TERMINAL | RYB | BKSL/PCE/J00192 | SG KAJANG | S01480 PE PPRT SG KAJANG
380586644 | TNB | DISTRIBUTION | KUALA SELANGOR | Existing | 11 kV | PE MV TERMINAL | RYB | BKSL/PCE/J00192 | SG KAJANG | S01476 PE UKM
380586647 | TNB | DISTRIBUTION | KUALA SELANGOR | Existing | 11 kV | PE MV TERMINAL | RYB | BKSL/PCE/J00192 | SG KAJANG | TX-750KVA
380586744 | TNB | DISTRIBUTION | KUALA SELANGOR | Existing | 11 kV | PE MV TERMINAL | RYB | BKSL/PCE/J00193 | PPRT SG KAJANG | S01478 PE SG KAJANG
380586747 | TNB | DISTRIBUTION | KUALA SELANGOR | Existing | 11 kV | PE MV TERMINAL | RYB | BKSL/PCE/J00193 | PPRT SG KAJANG | TX-300KVA
380586764 | TNB | DISTRIBUTION | KUALA SELANGOR | Existing | 11 kV | PE MV TERMINAL | RYB | BKSL/PCE/J00193 | PPRT SG KAJANG | S01483 PE BAGAN TANJUNG KARANG
380586767 | TNB | DISTRIBUTION | KUALA SELANGOR | Existing | 11 kV | PE MV TERMINAL | RYB | BKSL/PCE/J00193 | PPRT SG KAJANG | S01490 PE TMN RADIN JAYA NO 2
380586881 | TNB | DISTRIBUTION | KUALA SELANGOR | Existing | 11 kV | PE MV TERMINAL | RYB | BKSL/PCE/J00194 | BGN SG KAJANG | SPUR
380586882 | TNB | DISTRIBUTION | KUALA SELANGOR | Existing | 11 kV | PE MV TERMINAL | RYB | BKSL/PCE/J00194 | BGN SG KAJANG | S01482 PE PPRT SG KAJANG
380586885 | TNB | DISTRIBUTION | KUALA SELANGOR | Existing | 11 kV | PE MV TERMINAL | RYB | BKSL/PCE/J00194 | BGN SG KAJANG | TX-500KVA
380586907 | TNB | DISTRIBUTION | KUALA SELANGOR | Existing | 11 kV | PE MV TERMINAL | RYB | BKSL/PCE/J00310 | TMN RADIN JAYA NO 2 | S01486 TMN RADIN JAYA NO 1
380586908 | TNB | DISTRIBUTION | KUALA SELANGOR | Existing | 11 kV | PE MV TERMINAL | RYB | BKSL/PCE/J00310 | TMN RADIN JAYA NO 2 | S05729 PE PPRT SG KAJANG
380586911 | TNB | DISTRIBUTION | KUALA SELANGOR | Existing | 11 kV | PE MV TERMINAL | RYB | BKSL/PCE/J00310 | TMN RADIN JAYA NO 2 | TX-1000KVA
380587023 | TNB | DISTRIBUTION | KUALA SELANGOR | Existing | 11 kV | PE MV TERMINAL | RYB | BKSL/PCE/J00254 | TMN RADIN JAYA NO 1 | S05544 AADK TANJUNG KARANG
380587024 | TNB | DISTRIBUTION | KUALA SELANGOR | Existing | 11 kV | PE MV TERMINAL | RYB | BKSL/PCE/J00254 | TMN RADIN JAYA NO 1 | S01489 TMN RADIN JAYA NO 2
380587027 | TNB | DISTRIBUTION | KUALA SELANGOR | Existing | 11 kV | PE MV TERMINAL | RYB | BKSL/PCE/J00254 | TMN RADIN JAYA NO 1 | TX-1000KVA
380587145 | TNB | DISTRIBUTION | KUALA SELANGOR | Existing | 11 kV | PE MV TERMINAL | RYB | BKSL/PCE/J00580 | SEKOLAH PT 3 | S00368 SW/STN BGN TENGKORAK
380587146 | TNB | DISTRIBUTION | KUALA SELANGOR | Existing | 11 kV | PE MV TERMINAL | RYB | BKSL/PCE/J00580 | SEKOLAH PT 3 | S00374 K/UDANG BGN TENGKORAK
380587149 | TNB | DISTRIBUTION | KUALA SELANGOR | Existing | 11 kV | PE MV TERMINAL | RYB | BKSL/PCE/J00580 | SEKOLAH PT 3 | TX-750KVA
380658852 | TNB | DISTRIBUTION | KUALA SELANGOR | Existing | 11 kV | PE MV TERMINAL | RYB | BKSL/PCE/J00661 | BANDAR BARU NO.5 | S01230 BDR MELAWATI (C)
380658853 | TNB | DISTRIBUTION | KUALA SELANGOR | Existing | 11 kV | PE MV TERMINAL | RYB | BKSL/PCE/J00661 | BANDAR BARU NO.5 | S00008 TLK PIAH
380658856 | TNB | DISTRIBUTION | KUALA SELANGOR | Existing | 11 kV | PE MV TERMINAL | RYB | BKSL/PCE/J00661 | BANDAR BARU NO.5 | TX1-1000kVA
380659137 | TNB | DISTRIBUTION | KUALA SELANGOR | Existing | 11 kV | PE MV TERMINAL | RYB | BKSL/PCE/J00824 | GIANT KSL | S05672 GOLDPAGE NO.3
380659163 | TNB | DISTRIBUTION | KUALA SELANGOR | Existing | 11 kV | PE MV TERMINAL | RYB | BKSL/PCE/J00824 | GIANT KSL | S05614 PEKAN KSL (TNB)
380659165 | TNB | DISTRIBUTION | KUALA SELANGOR | Existing | 11 kV | PE MV TERMINAL | RYB | BKSL/PCE/J00824 | GIANT KSL | PMU KSGR Fdr 2
380659171 | TNB | DISTRIBUTION | KUALA SELANGOR | Existing | 11 kV | PE MV TERMINAL | RYB | BKSL/PCE/J00824 | GIANT KSL | TX1-750kVA
380659172 | TNB | DISTRIBUTION | KUALA SELANGOR | Existing | 11 kV | PE MV TERMINAL | RYB | BKSL/PCE/J00824 | GIANT KSL | TX2-750kVA
380659416 | TNB | DISTRIBUTION | KUALA SELANGOR | Existing | 11 kV | PE MV TERMINAL | RYB | BKSL/PCE/J00368 | GOLDPAGE NO.3 | S05695 STP PASIR PENAMBANG
380659417 | TNB | DISTRIBUTION | KUALA SELANGOR | Existing | 11 kV | PE MV TERMINAL | RYB | BKSL/PCE/J00368 | GOLDPAGE NO.3 | S05649 GIANT KSL
380659420 | TNB | DISTRIBUTION | KUALA SELANGOR | Existing | 11 kV | PE MV TERMINAL | RYB | BKSL/PCE/J00368 | GOLDPAGE NO.3 | TX1-500kVA
380659524 | TNB | DISTRIBUTION | KUALA SELANGOR | Existing | 11 kV | PE MV TERMINAL | RYB | BKSL/PCE/J00841 | PE TMN BOTANIK JLN 4 | TX2-500kVA
380659531 | TNB | DISTRIBUTION | KUALA SELANGOR | Existing | 11 kV | PE MV TERMINAL | RYB | BKSL/PCE/J00841 | PE TMN BOTANIK JLN 4 | S01570 S.AGAMA KSL (P/PENAMBANG)
380659539 | TNB | DISTRIBUTION | KUALA SELANGOR | Existing | 11 kV | PE MV TERMINAL | RYB | BKSL/PCE/J00841 | PE TMN BOTANIK JLN 4 | S05697 STP PASIR PENAMBANG
380659549 | TNB | DISTRIBUTION | KUALA SELANGOR | Existing | 11 kV | PE MV TERMINAL | RYB | BKSL/PCE/J00841 | PE TMN BOTANIK JLN 4 | TX1-500kVA
380671691 | TNB | DISTRIBUTION | KUALA SELANGOR | Existing | 11 kV | PE MV TERMINAL | RYB | BKSL/PCE/J00093 | PKNS INDUSTRI (PERUSAHAAN RINGAN) | S01303 IKS NO 1
380671694 | TNB | DISTRIBUTION | KUALA SELANGOR | Existing | 11 kV | PE MV TERMINAL | RYB | BKSL/PCE/J00093 | PKNS INDUSTRI (PERUSAHAAN RINGAN) | N/A
380671711 | TNB | DISTRIBUTION | KUALA SELANGOR | Existing | 11 kV | PE MV TERMINAL | RYB | BKSL/PCE/J00093 | PKNS INDUSTRI (PERUSAHAAN RINGAN) | S05709 QTRS MDKS K.SEL
380671714 | TNB | DISTRIBUTION | KUALA SELANGOR | Existing | 11 kV | PE MV TERMINAL | RYB | BKSL/PCE/J00093 | PKNS INDUSTRI (PERUSAHAAN RINGAN) | S05842 MAJLIS AGAMA ISLAM SELANGOR (MAIS)
380672011 | TNB | DISTRIBUTION | KUALA SELANGOR | Existing | 11 kV | PE MV TERMINAL | RYB | BKSL/PCE/J00111 | BELB API-API | 1000KVA
380672018 | TNB | DISTRIBUTION | KUALA SELANGOR | Existing | 11 kV | PE MV TERMINAL | RYB | BKSL/PCE/J00111 | BELB API-API | S01316 TMN MALAWATI JAYA NO 1
380672026 | TNB | DISTRIBUTION | KUALA SELANGOR | Existing | 11 kV | PE MV TERMINAL | RYB | BKSL/PCE/J00111 | BELB API-API | S05301 TMN MERANTI
380672036 | TNB | DISTRIBUTION | KUALA SELANGOR | Existing | 11 kV | PE MV TERMINAL | RYB | BKSL/PCE/J00111 | BELB API-API | 500KVA
380672457 | TNB | DISTRIBUTION | KUALA SELANGOR | Existing | 11 kV | PE MV TERMINAL | RYB | BKSL/PCE/J00839 | TMN MELAWATI CERGAS | S01319 TMN MALAWATI JAYA NO 2
380672483 | TNB | DISTRIBUTION | KUALA SELANGOR | Existing | 11 kV | PE MV TERMINAL | RYB | BKSL/PCE/J00839 | TMN MELAWATI CERGAS | S05750 BMZ
380672485 | TNB | DISTRIBUTION | KUALA SELANGOR | Existing | 11 kV | PE MV TERMINAL | RYB | BKSL/PCE/J00839 | TMN MELAWATI CERGAS | S01318 TMN MALAWATI JAYA NO 1
380672491 | TNB | DISTRIBUTION | KUALA SELANGOR | Existing | 11 kV | PE MV TERMINAL | RYB | BKSL/PCE/J00839 | TMN MELAWATI CERGAS | 500KVA
380672492 | TNB | DISTRIBUTION | KUALA SELANGOR | Existing | 11 kV | PE MV TERMINAL | RYB | BKSL/PCE/J00839 | TMN MELAWATI CERGAS | 750KVA
380672713 | TNB | DISTRIBUTION | KUALA SELANGOR | Existing | 11 kV | PE MV TERMINAL | RYB | BKSL/PCE/J00116 | BKT KUCING TAMBAHAN | S00298 PE BUKIT KUCING (KLINIK)
380672714 | TNB | DISTRIBUTION | KUALA SELANGOR | Existing | 11 kV | PE MV TERMINAL | RYB | BKSL/PCE/J00116 | BKT KUCING TAMBAHAN | S00286 TMN SRI PERTAMA
380672717 | TNB | DISTRIBUTION | KUALA SELANGOR | Existing | 11 kV | PE MV TERMINAL | RYB | BKSL/PCE/J00116 | BKT KUCING TAMBAHAN | 750KVA
380672820 | TNB | DISTRIBUTION | KUALA SELANGOR | Existing | 11 kV | PE MV TERMINAL | RYB | BKSL/PCE/J00850 | TEXTILE CITY | 750KVA
380672827 | TNB | DISTRIBUTION | KUALA SELANGOR | Existing | 11 kV | PE MV TERMINAL | RYB | BKSL/PCE/J00850 | TEXTILE CITY | S00123 BT 2 JLN KLANG
380672835 | TNB | DISTRIBUTION | KUALA SELANGOR | Existing | 11 kV | PE MV TERMINAL | RYB | BKSL/PCE/J00850 | TEXTILE CITY | S05438 TESCO KUALA SELNGOR
380672845 | TNB | DISTRIBUTION | KUALA SELANGOR | Existing | 11 kV | PE MV TERMINAL | RYB | BKSL/PCE/J00850 | TEXTILE CITY | 750KVA
380673065 | TNB | DISTRIBUTION | KUALA SELANGOR | Existing | 11 kV | PE MV TERMINAL | RYB | BKSL/PCE/J00845 | TOYOTA SHOWROOM | S01344 TMN ASSAM JAWA (C)
380673066 | TNB | DISTRIBUTION | KUALA SELANGOR | Existing | 11 kV | PE MV TERMINAL | RYB | BKSL/PCE/J00845 | TOYOTA SHOWROOM | S05482 TMN SERINDIT
380673069 | TNB | DISTRIBUTION | KUALA SELANGOR | Existing | 11 kV | PE MV TERMINAL | RYB | BKSL/PCE/J00845 | TOYOTA SHOWROOM | 500KVA
380673187 | TNB | DISTRIBUTION | KUALA SELANGOR | Existing | 11 kV | PE MV TERMINAL | RYB | BKSL/PCE/J00558 | MEDAN NIAGA KSL | TX2-750KVA
380673194 | TNB | DISTRIBUTION | KUALA SELANGOR | Existing | 11 kV | PE MV TERMINAL | RYB | BKSL/PCE/J00558 | MEDAN NIAGA KSL | S05284 TMN BENDAHARA NO 4
380673202 | TNB | DISTRIBUTION | KUALA SELANGOR | Existing | 11 kV | PE MV TERMINAL | RYB | BKSL/PCE/J00558 | MEDAN NIAGA KSL | S05507 ONE PLAZA
380673212 | TNB | DISTRIBUTION | KUALA SELANGOR | Existing | 11 kV | PE MV TERMINAL | RYB | BKSL/PCE/J00558 | MEDAN NIAGA KSL | TX1-500KVA
380673451 | TNB | DISTRIBUTION | KUALA SELANGOR | Existing | 11 kV | PE MV TERMINAL | RYB | BKSL/PCE/J00566 | TMN MELAWATI UTAMA | TX2-750KVA
380673458 | TNB | DISTRIBUTION | KUALA SELANGOR | Existing | 11 kV | PE MV TERMINAL | RYB | BKSL/PCE/J00566 | TMN MELAWATI UTAMA | S01313 IKS NO 4
380673466 | TNB | DISTRIBUTION | KUALA SELANGOR | Existing | 11 kV | PE MV TERMINAL | RYB | BKSL/PCE/J00566 | TMN MELAWATI UTAMA | PMU KSGR CB 8
380673476 | TNB | DISTRIBUTION | KUALA SELANGOR | Existing | 11 kV | PE MV TERMINAL | RYB | BKSL/PCE/J00566 | TMN MELAWATI UTAMA | TX1-750KVA
380673680 | TNB | DISTRIBUTION | KUALA SELANGOR | Existing | 11 kV | PE MV TERMINAL | RYB | BKSL/PCE/J00129 | IKS NO 4 | S01311 IKS NO 3
380673681 | TNB | DISTRIBUTION | KUALA SELANGOR | Existing | 11 kV | PE MV TERMINAL | RYB | BKSL/PCE/J00129 | IKS NO 4 | S05455 TMN MELAWATI UTAMA
380673684 | TNB | DISTRIBUTION | KUALA SELANGOR | Existing | 11 kV | PE MV TERMINAL | RYB | BKSL/PCE/J00129 | IKS NO 4 | TX-1000KVA
380673903 | TNB | DISTRIBUTION | KUALA SELANGOR | Existing | 11 kV | PE MV TERMINAL | RYB | BKSL/PCE/J00128 | IKS NO 3 | TX2-1000KVA
380673910 | TNB | DISTRIBUTION | KUALA SELANGOR | Existing | 11 kV | PE MV TERMINAL | RYB | BKSL/PCE/J00128 | IKS NO 3 | S05740 MEDIDATA
380673918 | TNB | DISTRIBUTION | KUALA SELANGOR | Existing | 11 kV | PE MV TERMINAL | RYB | BKSL/PCE/J00128 | IKS NO 3 | S01315 IKS NO 4
380673928 | TNB | DISTRIBUTION | KUALA SELANGOR | Existing | 11 kV | PE MV TERMINAL | RYB | BKSL/PCE/J00128 | IKS NO 3 | TX1-1000KVA
380674118 | TNB | DISTRIBUTION | KUALA SELANGOR | Existing | 11 kV | PE MV TERMINAL | RYB | BKSL/PCE/J00358 | MEDIDATA | TX1-750KVA
380674125 | TNB | DISTRIBUTION | KUALA SELANGOR | Existing | 11 kV | PE MV TERMINAL | RYB | BKSL/PCE/J00358 | MEDIDATA | S01308 IKS NO 2
380674133 | TNB | DISTRIBUTION | KUALA SELANGOR | Existing | 11 kV | PE MV TERMINAL | RYB | BKSL/PCE/J00358 | MEDIDATA | S01309 IKS NO 3
380674143 | TNB | DISTRIBUTION | KUALA SELANGOR | Existing | 11 kV | PE MV TERMINAL | RYB | BKSL/PCE/J00358 | MEDIDATA | TX2-750KVA
380674343 | TNB | DISTRIBUTION | KUALA SELANGOR | Existing | 11 kV | PE MV TERMINAL | RYB | BKSL/PCE/J00127 | IKS NO 2 | S01305 IKS NO 1
380674344 | TNB | DISTRIBUTION | KUALA SELANGOR | Existing | 11 kV | PE MV TERMINAL | RYB | BKSL/PCE/J00127 | IKS NO 2 | S05738 MEDIDATA
380674347 | TNB | DISTRIBUTION | KUALA SELANGOR | Existing | 11 kV | PE MV TERMINAL | RYB | BKSL/PCE/J00127 | IKS NO 2 | TX-1000KVA
380674463 | TNB | DISTRIBUTION | KUALA SELANGOR | Existing | 11 kV | PE MV TERMINAL | RYB | BKSL/PCE/J00126 | IKS NO 1 | S00100 PKNS INDUSTRI (PERUSAHAAN RINGAN)
380674464 | TNB | DISTRIBUTION | KUALA SELANGOR | Existing | 11 kV | PE MV TERMINAL | RYB | BKSL/PCE/J00126 | IKS NO 1 | S01306 IKS NO 2
380674467 | TNB | DISTRIBUTION | KUALA SELANGOR | Existing | 11 kV | PE MV TERMINAL | RYB | BKSL/PCE/J00126 | IKS NO 1 | TX-1000KVA
380674580 | TNB | DISTRIBUTION | KUALA SELANGOR | Existing | 11 kV | PE MV TERMINAL | RYB | BKSL/PCE/J00391 | MAJLIS AGAMA ISLAM SELANGOR (MAIS) | N/A
380674581 | TNB | DISTRIBUTION | KUALA SELANGOR | Existing | 11 kV | PE MV TERMINAL | RYB | BKSL/PCE/J00391 | MAJLIS AGAMA ISLAM SELANGOR (MAIS) | S00098 PKNS INDUSTRI (PERUSAHAAN RINGAN)
380674584 | TNB | DISTRIBUTION | KUALA SELANGOR | Existing | 11 kV | PE MV TERMINAL | RYB | BKSL/PCE/J00391 | MAJLIS AGAMA ISLAM SELANGOR (MAIS) | TX-750KVA
380674699 | TNB | DISTRIBUTION | KUALA SELANGOR | Existing | 11 kV | PE MV TERMINAL | RYB | BKSL/PCE/J00582 | TMN YAYASAN | S01254 IKK
380674700 | TNB | DISTRIBUTION | KUALA SELANGOR | Existing | 11 kV | PE MV TERMINAL | RYB | BKSL/PCE/J00582 | TMN YAYASAN | S05844 MAJLIS AGAMA ISLAM SELANGOR (MAIS)
380674703 | TNB | DISTRIBUTION | KUALA SELANGOR | Existing | 11 kV | PE MV TERMINAL | RYB | BKSL/PCE/J00582 | TMN YAYASAN | TX-750KVA
380674804 | TNB | DISTRIBUTION | KUALA SELANGOR | Existing | 11 kV | PE MV TERMINAL | RYB | BKSL/PCE/J00134 | IKK | S05489 TMN YAYASAN
380674810 | TNB | DISTRIBUTION | KUALA SELANGOR | Existing | 11 kV | PE MV TERMINAL | RYB | BKSL/PCE/J00134 | IKK | S01619 KOMPLEKS PERTANIAN
380674851 | TNB | DISTRIBUTION | KUALA SELANGOR | Existing | 11 kV | PE MV TERMINAL | RYB | BKSL/PCE/J00134 | IKK | PENGGUNA HT
380674962 | TNB | DISTRIBUTION | KUALA SELANGOR | Existing | 11 kV | PE MV TERMINAL | RYB | BKSL/PCE/J00462 | KOMPLEKS PERTANIAN | S05492 TMN DESERAN MELAWATI NO 3
380674963 | TNB | DISTRIBUTION | KUALA SELANGOR | Existing | 11 kV | PE MV TERMINAL | RYB | BKSL/PCE/J00462 | KOMPLEKS PERTANIAN | S01256 IKK
380674966 | TNB | DISTRIBUTION | KUALA SELANGOR | Existing | 11 kV | PE MV TERMINAL | RYB | BKSL/PCE/J00462 | KOMPLEKS PERTANIAN | TX-300KVA
380675077 | TNB | DISTRIBUTION | KUALA SELANGOR | Existing | 11 kV | PE MV TERMINAL | RYB | BKSL/PCE/J00581 | TMN DESERAN MELAWATI NO 3 | S05461 TMN BAYU PUTRA
380675078 | TNB | DISTRIBUTION | KUALA SELANGOR | Existing | 11 kV | PE MV TERMINAL | RYB | BKSL/PCE/J00581 | TMN DESERAN MELAWATI NO 3 | S01620 KOMPLEKS PERTANIAN
380675081 | TNB | DISTRIBUTION | KUALA SELANGOR | Existing | 11 kV | PE MV TERMINAL | RYB | BKSL/PCE/J00581 | TMN DESERAN MELAWATI NO 3 | TX-750KVA
380675194 | TNB | DISTRIBUTION | KUALA SELANGOR | Existing | 11 kV | PE MV TERMINAL | RYB | BKSL/PCE/J00564 | TMN BAYU PUTRA | S01618 TMN KOTA ALAM NO 2
380675195 | TNB | DISTRIBUTION | KUALA SELANGOR | Existing | 11 kV | PE MV TERMINAL | RYB | BKSL/PCE/J00564 | TMN BAYU PUTRA | S05494 TMN DESERAN MELAWATI NO 3
380675198 | TNB | DISTRIBUTION | KUALA SELANGOR | Existing | 11 kV | PE MV TERMINAL | RYB | BKSL/PCE/J00564 | TMN BAYU PUTRA | TX-1000KVA
380675311 | TNB | DISTRIBUTION | KUALA SELANGOR | Existing | 11 kV | PE MV TERMINAL | RYB | BKSL/PCE/J00347 | TMN KOTA ALAM NO 2 | S01259 TMN KOTA ALAM
380675312 | TNB | DISTRIBUTION | KUALA SELANGOR | Existing | 11 kV | PE MV TERMINAL | RYB | BKSL/PCE/J00347 | TMN KOTA ALAM NO 2 | S05459 TMN BAYU PUTRA
380675315 | TNB | DISTRIBUTION | KUALA SELANGOR | Existing | 11 kV | PE MV TERMINAL | RYB | BKSL/PCE/J00347 | TMN KOTA ALAM NO 2 | TX-1000KVA
380675427 | TNB | DISTRIBUTION | KUALA SELANGOR | Existing | 11 kV | PE MV TERMINAL | RYB | BKSL/PCE/J00016 | TMN KOTA ALAM | S01248 KEMAS KSL
380675428 | TNB | DISTRIBUTION | KUALA SELANGOR | Existing | 11 kV | PE MV TERMINAL | RYB | BKSL/PCE/J00016 | TMN KOTA ALAM | S01617 TMN KOTA ALAM NO 2
380675431 | TNB | DISTRIBUTION | KUALA SELANGOR | Existing | 11 kV | PE MV TERMINAL | RYB | BKSL/PCE/J00016 | TMN KOTA ALAM | TX-1000KVA
380675543 | TNB | DISTRIBUTION | KUALA SELANGOR | Existing | 11 kV | PE MV TERMINAL | RYB | BKSL/PCE/J00020 | KEMAS KSL | S01252 PERPUSTAKAAN
380675544 | TNB | DISTRIBUTION | KUALA SELANGOR | Existing | 11 kV | PE MV TERMINAL | RYB | BKSL/PCE/J00020 | KEMAS KSL | S01257 TMN KOTA ALAM
380675547 | TNB | DISTRIBUTION | KUALA SELANGOR | Existing | 11 kV | PE MV TERMINAL | RYB | BKSL/PCE/J00020 | KEMAS KSL | TX-750KVA
380675659 | TNB | DISTRIBUTION | KUALA SELANGOR | Existing | 11 kV | PE MV TERMINAL | RYB | BKSL/PCE/J00042 | PERPUSTAKAAN | S01247 DEWAN SERBAGUNA (UMNO)
380675660 | TNB | DISTRIBUTION | KUALA SELANGOR | Existing | 11 kV | PE MV TERMINAL | RYB | BKSL/PCE/J00042 | PERPUSTAKAAN | S01249 KEMAS KSL
380675663 | TNB | DISTRIBUTION | KUALA SELANGOR | Existing | 11 kV | PE MV TERMINAL | RYB | BKSL/PCE/J00042 | PERPUSTAKAAN | TX-750KVA
380675775 | TNB | DISTRIBUTION | KUALA SELANGOR | Existing | 11 kV | PE MV TERMINAL | RYB | BKSL/PCE/J00019 | DEWAN SERBAGUNA (UMNO) | S05528 MAHKAMAH SYARIAH KUALA SELANGOR
380675776 | TNB | DISTRIBUTION | KUALA SELANGOR | Existing | 11 kV | PE MV TERMINAL | RYB | BKSL/PCE/J00019 | DEWAN SERBAGUNA (UMNO) | S01251 PERPUSTAKAAN
380675779 | TNB | DISTRIBUTION | KUALA SELANGOR | Existing | 11 kV | PE MV TERMINAL | RYB | BKSL/PCE/J00019 | DEWAN SERBAGUNA (UMNO) | TX-1000KVA
380675889 | TNB | DISTRIBUTION | KUALA SELANGOR | Existing | 11 kV | PE MV TERMINAL | RYB | BKSL/PCE/J00594 | MAHKAMAH SYARIAH KUALA SELANGOR | N/A
380675890 | TNB | DISTRIBUTION | KUALA SELANGOR | Existing | 11 kV | PE MV TERMINAL | RYB | BKSL/PCE/J00594 | MAHKAMAH SYARIAH KUALA SELANGOR | S01245 DEWAN SERBAGUNA (UMNO)
380675893 | TNB | DISTRIBUTION | KUALA SELANGOR | Existing | 11 kV | PE MV TERMINAL | RYB | BKSL/PCE/J00594 | MAHKAMAH SYARIAH KUALA SELANGOR | TX-300KVA
380676009 | TNB | DISTRIBUTION | KUALA SELANGOR | Existing | 11 kV | PE MV TERMINAL | RYB | BKSL/PCE/J00306 | SM AGAMA JERAM | S00262 BAGUS INDUSTRI
380676013 | TNB | DISTRIBUTION | KUALA SELANGOR | Existing | 11 kV | PE MV TERMINAL | RYB | BKSL/PCE/J00306 | SM AGAMA JERAM | TX-1000KVA
380676015 | TNB | DISTRIBUTION | KUALA SELANGOR | Existing | 11 kV | PE MV TERMINAL | RYB | BKSL/PCE/J00306 | SM AGAMA JERAM | S00175 PE SPG RJ ABDULLAH
380676056 | TNB | DISTRIBUTION | KUALA SELANGOR | Existing | 11 kV | PE MV TERMINAL | RYB | BKSL/PCE/J00306 | SM AGAMA JERAM | S00178 BALAI POLIS JERAM
380676213 | TNB | DISTRIBUTION | KUALA SELANGOR | Existing | 11 kV | PE MV TERMINAL | RYB | BKSL/PCE/J00054 | TMN SG BULOH | S01353 PE TMN BAWAL PUTIH
380676214 | TNB | DISTRIBUTION | KUALA SELANGOR | Existing | 11 kV | PE MV TERMINAL | RYB | BKSL/PCE/J00054 | TMN SG BULOH | S05441 PE TMN SIAKAP
380676217 | TNB | DISTRIBUTION | KUALA SELANGOR | Existing | 11 kV | PE MV TERMINAL | RYB | BKSL/PCE/J00054 | TMN SG BULOH | TX-300KVA
380942238 | TNB | DISTRIBUTION | KUALA SELANGOR | Existing | 11 kV | PE MV TERMINAL | RYB | BKSL/PCE/J00002 | BDR BARU NO 2 | S01696 TMN JAYA K.SEL
380942239 | TNB | DISTRIBUTION | KUALA SELANGOR | Existing | 11 kV | PE MV TERMINAL | RYB | BKSL/PCE/J00002 | BDR BARU NO 2 | PMU KSGR CB 9
380942242 | TNB | DISTRIBUTION | KUALA SELANGOR | Existing | 11 kV | PE MV TERMINAL | RYB | BKSL/PCE/J00002 | BDR BARU NO 2 | TX-750KVA
380942360 | TNB | DISTRIBUTION | KUALA SELANGOR | Existing | 11 kV | PE MV TERMINAL | RYB | BKSL/PCE/J00356 | TMN JAYA K.SEL | S00040 TMN SIRAMBAI
380942361 | TNB | DISTRIBUTION | KUALA SELANGOR | Existing | 11 kV | PE MV TERMINAL | RYB | BKSL/PCE/J00356 | TMN JAYA K.SEL | S00004 BDR BARU NO 2
380942364 | TNB | DISTRIBUTION | KUALA SELANGOR | Existing | 11 kV | PE MV TERMINAL | RYB | BKSL/PCE/J00356 | TMN JAYA K.SEL | TX-500KVA
380942487 | TNB | DISTRIBUTION | KUALA SELANGOR | Existing | 11 kV | PE MV TERMINAL | RYB | BKSL/PCE/J00015 | TMN SIRAMBAI | S01331 TMN BENTARA
380942488 | TNB | DISTRIBUTION | KUALA SELANGOR | Existing | 11 kV | PE MV TERMINAL | RYB | BKSL/PCE/J00015 | TMN SIRAMBAI | S01697 TMN JAYA K.SEL
380942491 | TNB | DISTRIBUTION | KUALA SELANGOR | Existing | 11 kV | PE MV TERMINAL | RYB | BKSL/PCE/J00015 | TMN SIRAMBAI | TX-500KVA
380942611 | TNB | DISTRIBUTION | KUALA SELANGOR | Existing | 11 kV | PE MV TERMINAL | RYB | BKSL/PCE/J00014 | TMN BENTARA | S05552 SMK KUALA SELANGOR ( SI RAMBAI)
380942612 | TNB | DISTRIBUTION | KUALA SELANGOR | Existing | 11 kV | PE MV TERMINAL | RYB | BKSL/PCE/J00014 | TMN BENTARA | S00038 TMN SIRAMBAI
380942615 | TNB | DISTRIBUTION | KUALA SELANGOR | Existing | 11 kV | PE MV TERMINAL | RYB | BKSL/PCE/J00014 | TMN BENTARA | TX-1000KVA
380942734 | TNB | DISTRIBUTION | KUALA SELANGOR | Existing | 11 kV | PE MV TERMINAL | RYB | BKSL/PCE/J00614 | SMK KUALA SELANGOR ( SI RAMBAI) | S05730 TMN KSU FASA 5 NO.1
380942735 | TNB | DISTRIBUTION | KUALA SELANGOR | Existing | 11 kV | PE MV TERMINAL | RYB | BKSL/PCE/J00614 | SMK KUALA SELANGOR ( SI RAMBAI) | S01332 TMN BENTARA
380942738 | TNB | DISTRIBUTION | KUALA SELANGOR | Existing | 11 kV | PE MV TERMINAL | RYB | BKSL/PCE/J00614 | SMK KUALA SELANGOR ( SI RAMBAI) | TX-750KVA
380942970 | TNB | DISTRIBUTION | KUALA SELANGOR | Existing | 11 kV | PE MV TERMINAL | RYB | BKSL/PCE/J00565 | TMN KUALA SELANGOR UTAMA | S00041 TLK PENYAMUN
380942971 | TNB | DISTRIBUTION | KUALA SELANGOR | Existing | 11 kV | PE MV TERMINAL | RYB | BKSL/PCE/J00565 | TMN KUALA SELANGOR UTAMA | S05731 TMN KSU FASA 5 NO.1
380942974 | TNB | DISTRIBUTION | KUALA SELANGOR | Existing | 11 kV | PE MV TERMINAL | RYB | BKSL/PCE/J00565 | TMN KUALA SELANGOR UTAMA | TX-300KVA
380943082 | TNB | DISTRIBUTION | KUALA SELANGOR | Existing | 11 kV | PE MV TERMINAL | RYB | BKSL/PCE/J00017 | TLK PENYAMUN | S05688 TMN KUALA SELANGOR UTAMA
380943085 | TNB | DISTRIBUTION | KUALA SELANGOR | Existing | 11 kV | PE MV TERMINAL | RYB | BKSL/PCE/J00017 | TLK PENYAMUN | TX-300KVA
380943102 | TNB | DISTRIBUTION | KUALA SELANGOR | Existing | 11 kV | PE MV TERMINAL | RYB | BKSL/PCE/J00017 | TLK PENYAMUN | N/A
380943105 | TNB | DISTRIBUTION | KUALA SELANGOR | Existing | 11 kV | PE MV TERMINAL | RYB | BKSL/PCE/J00017 | TLK PENYAMUN | S00047 TLK PENYAMUN-Kg sepakat
380943239 | TNB | DISTRIBUTION | KUALA SELANGOR | Existing | 11 kV | PE MV TERMINAL | RYB | BKSL/PCE/J00018 | TLK PENYAMUN-Kg sepakat | S00044 TLK PENYAMUN
380943240 | TNB | DISTRIBUTION | KUALA SELANGOR | Existing | 11 kV | PE MV TERMINAL | RYB | BKSL/PCE/J00018 | TLK PENYAMUN-Kg sepakat | S00048 K/UDANG TLK PENYAMUN
380943243 | TNB | DISTRIBUTION | KUALA SELANGOR | Existing | 11 kV | PE MV TERMINAL | RYB | BKSL/PCE/J00018 | TLK PENYAMUN-Kg sepakat | TX-300KVA
380943363 | TNB | DISTRIBUTION | KUALA SELANGOR | Existing | 11 kV | PE MV TERMINAL | RYB | BKSL/PCE/J00021 | K/UDANG TLK PENYAMUN | N/A
380943364 | TNB | DISTRIBUTION | KUALA SELANGOR | Existing | 11 kV | PE MV TERMINAL | RYB | BKSL/PCE/J00021 | K/UDANG TLK PENYAMUN | S00045 TLK PENYAMUN-Kg sepakat
380943367 | TNB | DISTRIBUTION | KUALA SELANGOR | Existing | 11 kV | PE MV TERMINAL | RYB | BKSL/PCE/J00021 | K/UDANG TLK PENYAMUN | TX-750KVA
380943470 | TNB | DISTRIBUTION | KUALA SELANGOR | Existing | 11 kV | PE MV TERMINAL | RYB | BKSL/PCE/J00022 | KG KUANTAN | S00043 TLK PENYAMUN
380943473 | TNB | DISTRIBUTION | KUALA SELANGOR | Existing | 11 kV | PE MV TERMINAL | RYB | BKSL/PCE/J00022 | KG KUANTAN | TX-500KVA
380943490 | TNB | DISTRIBUTION | KUALA SELANGOR | Existing | 11 kV | PE MV TERMINAL | RYB | BKSL/PCE/J00022 | KG KUANTAN | S00056 PKNS KG KUANTAN
380943493 | TNB | DISTRIBUTION | KUALA SELANGOR | Existing | 11 kV | PE MV TERMINAL | RYB | BKSL/PCE/J00022 | KG KUANTAN | S00072 LDG KG KUANTAN
380943618 | TNB | DISTRIBUTION | KUALA SELANGOR | Existing | 11 kV | PE MV TERMINAL | RYB | BKSL/PCE/J00023 | LDG KG KUANTAN | S00055 KG KUANTAN
380943619 | TNB | DISTRIBUTION | KUALA SELANGOR | Existing | 11 kV | PE MV TERMINAL | RYB | BKSL/PCE/J00023 | LDG KG KUANTAN | S00075 PEKAN BKT ROTAN
380943622 | TNB | DISTRIBUTION | KUALA SELANGOR | Existing | 11 kV | PE MV TERMINAL | RYB | BKSL/PCE/J00023 | LDG KG KUANTAN | TX-100KVA
380943733 | TNB | DISTRIBUTION | KUALA SELANGOR | Existing | 11 kV | PE MV TERMINAL | RYB | BKSL/PCE/J00685 | MEDAN NIAGA NO.2 | S05512 ONE PLAZA
380943748 | TNB | DISTRIBUTION | KUALA SELANGOR | Existing | 11 kV | PE MV TERMINAL | RYB | BKSL/PCE/J00685 | MEDAN NIAGA NO.2 | TX-500KVA
380943749 | TNB | DISTRIBUTION | KUALA SELANGOR | Existing | 11 kV | PE MV TERMINAL | RYB | BKSL/PCE/J00685 | MEDAN NIAGA NO.2 | S00163 BMZ
380943759 | TNB | DISTRIBUTION | KUALA SELANGOR | Existing | 11 kV | PE MV TERMINAL | RYB | BKSL/PCE/J00685 | MEDAN NIAGA NO.2 | S05741 PADAT TAMAN SERI BENDAHARA
380943762 | TNB | DISTRIBUTION | KUALA SELANGOR | Existing | 11 kV | PE MV TERMINAL | RYB | BKSL/PCE/J00685 | MEDAN NIAGA NO.2 | LOOPING
380943771 | TNB | DISTRIBUTION | KUALA SELANGOR | Existing | 11 kV | PE MV TERMINAL | RYB | BKSL/PCE/J00685 | MEDAN NIAGA NO.2 | LOOPING
380943996 | TNB | DISTRIBUTION | KUALA SELANGOR | Existing | 11 kV | PE MV TERMINAL | RYB | BKSL/PCE/J00851 | PADAT TAMAN SERI BENDAHARA | S05465 NTS
380943997 | TNB | DISTRIBUTION | KUALA SELANGOR | Existing | 11 kV | PE MV TERMINAL | RYB | BKSL/PCE/J00851 | PADAT TAMAN SERI BENDAHARA | S05530 MEDAN NIAGA NO.2
380944000 | TNB | DISTRIBUTION | KUALA SELANGOR | Existing | 11 kV | PE MV TERMINAL | RYB | BKSL/PCE/J00851 | PADAT TAMAN SERI BENDAHARA | TX-500KVA
380944135 | TNB | DISTRIBUTION | KUALA SELANGOR | Existing | 11 kV | PE MV TERMINAL | RYB | BKSL/PCE/J00102 | BNZ | S05538 MEDAN NIAGA NO.2
380944150 | TNB | DISTRIBUTION | KUALA SELANGOR | Existing | 11 kV | PE MV TERMINAL | RYB | BKSL/PCE/J00102 | BNZ | TX1-1000KVA
380944151 | TNB | DISTRIBUTION | KUALA SELANGOR | Existing | 11 kV | PE MV TERMINAL | RYB | BKSL/PCE/J00102 | BNZ | S01271 KOMPLEKS PKNS KSL
380944161 | TNB | DISTRIBUTION | KUALA SELANGOR | Existing | 11 kV | PE MV TERMINAL | RYB | BKSL/PCE/J00102 | BNZ | S05758 TMN MELAWATI CERGAS
380944164 | TNB | DISTRIBUTION | KUALA SELANGOR | Existing | 11 kV | PE MV TERMINAL | RYB | BKSL/PCE/J00102 | BNZ | S05751 LOOPING
380944173 | TNB | DISTRIBUTION | KUALA SELANGOR | Existing | 11 kV | PE MV TERMINAL | RYB | BKSL/PCE/J00102 | BNZ | S05749 LOOPING
380944628 | TNB | DISTRIBUTION | KUALA SELANGOR | Existing | 11 kV | PE MV TERMINAL | RYB | BKSL/PCE/J00102 | BNZ | TX2-1000KVA
380944880 | TNB | DISTRIBUTION | KUALA SELANGOR | Existing | 11 kV | PE MV TERMINAL | RYB | BKSL/PCE/J00106 | STADIUM NO 1 (TERBUKA) | S01275 STADIUM NO 2 (TERTUTUP)
380944881 | TNB | DISTRIBUTION | KUALA SELANGOR | Existing | 11 kV | PE MV TERMINAL | RYB | BKSL/PCE/J00106 | STADIUM NO 1 (TERBUKA) | S05541 JABATAN PENGALIRAN DAN SALIRAN
380944884 | TNB | DISTRIBUTION | KUALA SELANGOR | Existing | 11 kV | PE MV TERMINAL | RYB | BKSL/PCE/J00106 | STADIUM NO 1 (TERBUKA) | TX-1000KVA
380972322 | TNB | DISTRIBUTION | KUALA SELANGOR | Existing | 11 kV | PE MV TERMINAL | RYB | BKSL/PCE/J00306 | SM AGAMA JERAM | PMU KSGR Fdr11
380972352 | TNB | DISTRIBUTION | KUALA SELANGOR | Existing | 11 kV | PE MV TERMINAL | RYB | BKSL/PCE/J00038 | BAGUS INDUSTRI | S00302 KLG PLASTIK LIBEN LOT 1824
380972353 | TNB | DISTRIBUTION | KUALA SELANGOR | Existing | 11 kV | PE MV TERMINAL | RYB | BKSL/PCE/J00038 | BAGUS INDUSTRI | S01384 SM AGAMA JERAM
380972356 | TNB | DISTRIBUTION | KUALA SELANGOR | Existing | 11 kV | PE MV TERMINAL | RYB | BKSL/PCE/J00038 | BAGUS INDUSTRI | TX1-750kVA
380972479 | TNB | DISTRIBUTION | KUALA SELANGOR | Existing | 11 kV | PE MV TERMINAL | RYB | BKSL/PCE/J00037 | KLG PLASTIK LIBEN LOT 1824 | S01378 LAY HONG NO 4
380972480 | TNB | DISTRIBUTION | KUALA SELANGOR | Existing | 11 kV | PE MV TERMINAL | RYB | BKSL/PCE/J00037 | KLG PLASTIK LIBEN LOT 1824 | S00260 BAGUS INDUSTRI
380972483 | TNB | DISTRIBUTION | KUALA SELANGOR | Existing | 11 kV | PE MV TERMINAL | RYB | BKSL/PCE/J00037 | KLG PLASTIK LIBEN LOT 1824 | TX1-1000kVA
380972605 | TNB | DISTRIBUTION | KUALA SELANGOR | Existing | 11 kV | PE MV TERMINAL | RYB | BKSL/PCE/J00528 | LAY HONG NO 4 (SPG RAJA ABDULLAH) | S01377 LAY HONG (JLN RJ ABDULLAH)NO3
380972606 | TNB | DISTRIBUTION | KUALA SELANGOR | Existing | 11 kV | PE MV TERMINAL | RYB | BKSL/PCE/J00528 | LAY HONG NO 4 (SPG RAJA ABDULLAH) | S00304 KLG PLASTIK LIBEN LOT 1824
380972609 | TNB | DISTRIBUTION | KUALA SELANGOR | Existing | 11 kV | PE MV TERMINAL | RYB | BKSL/PCE/J00528 | LAY HONG NO 4 (SPG RAJA ABDULLAH) | TX1-750kVA
380972733 | TNB | DISTRIBUTION | KUALA SELANGOR | Existing | 11 kV | PE MV TERMINAL | RYB | BKSL/PCE/J00146 | LAY HONG (JLN RJ ABDULLAH)NO3 | S00299 RAJA ABDULLAH
380972734 | TNB | DISTRIBUTION | KUALA SELANGOR | Existing | 11 kV | PE MV TERMINAL | RYB | BKSL/PCE/J00146 | LAY HONG (JLN RJ ABDULLAH)NO3 | S01380 LAY HONG NO 4 (SPG RAJA ABDULLAH)
380972737 | TNB | DISTRIBUTION | KUALA SELANGOR | Existing | 11 kV | PE MV TERMINAL | RYB | BKSL/PCE/J00146 | LAY HONG (JLN RJ ABDULLAH)NO3 | TX1-1000kVA
380972860 | TNB | DISTRIBUTION | KUALA SELANGOR | Existing | 11 kV | PE MV TERMINAL | RYB | BKSL/PCE/J00041 | RAJA ABDULLAH | S05567 CARPENWISE
380972861 | TNB | DISTRIBUTION | KUALA SELANGOR | Existing | 11 kV | PE MV TERMINAL | RYB | BKSL/PCE/J00041 | RAJA ABDULLAH | S01375 LAY HONG (JLN RJ ABDULLAH)NO3
380972864 | TNB | DISTRIBUTION | KUALA SELANGOR | Existing | 11 kV | PE MV TERMINAL | RYB | BKSL/PCE/J00041 | RAJA ABDULLAH | TX1-500kVA
380972986 | TNB | DISTRIBUTION | KUALA SELANGOR | Existing | 11 kV | PE MV TERMINAL | RYB | BKSL/PCE/J00671 | CARPENWISE | S05606 SMK BKT KUCHING TENGAH
380972987 | TNB | DISTRIBUTION | KUALA SELANGOR | Existing | 11 kV | PE MV TERMINAL | RYB | BKSL/PCE/J00671 | CARPENWISE | S00301 RAJA ABDULLAH
380972990 | TNB | DISTRIBUTION | KUALA SELANGOR | Existing | 11 kV | PE MV TERMINAL | RYB | BKSL/PCE/J00671 | CARPENWISE | TX1-500kVA
380973134 | TNB | DISTRIBUTION | KUALA SELANGOR | Existing | 11 kV | PE MV TERMINAL | RYB | BKSL/PCE/J00350 | MASJID PEKAN JERAM | S01392 BALAI DAKWAH JERAM
380973135 | TNB | DISTRIBUTION | KUALA SELANGOR | Existing | 11 kV | PE MV TERMINAL | RYB | BKSL/PCE/J00350 | MASJID PEKAN JERAM | S00179 BALAI POLIS JERAM
380973138 | TNB | DISTRIBUTION | KUALA SELANGOR | Existing | 11 kV | PE MV TERMINAL | RYB | BKSL/PCE/J00350 | MASJID PEKAN JERAM | TX1-300kVA
380973289 | TNB | DISTRIBUTION | KUALA SELANGOR | Existing | 11 kV | PE MV TERMINAL | RYB | BKSL/PCE/J00086 | BALAI DAKWAH JERAM | S05621 MASJID PEKAN JERAM
380973290 | TNB | DISTRIBUTION | KUALA SELANGOR | Existing | 11 kV | PE MV TERMINAL | RYB | BKSL/PCE/J00086 | BALAI DAKWAH JERAM | S01397 HIRA'
380973293 | TNB | DISTRIBUTION | KUALA SELANGOR | Existing | 11 kV | PE MV TERMINAL | RYB | BKSL/PCE/J00086 | BALAI DAKWAH JERAM | TX1-1000kVA
380973503 | TNB | DISTRIBUTION | KUALA SELANGOR | Existing | 11 kV | PE MV TERMINAL | RYB | BKSL/PCE/J00087 | HIRA' | S00196 MATAKKU
380973504 | TNB | DISTRIBUTION | KUALA SELANGOR | Existing | 11 kV | PE MV TERMINAL | RYB | BKSL/PCE/J00087 | HIRA' | S01391 BALAI DAKWAH JERAM
380973507 | TNB | DISTRIBUTION | KUALA SELANGOR | Existing | 11 kV | PE MV TERMINAL | RYB | BKSL/PCE/J00087 | HIRA' | TX1-1000kVA
380973611 | TNB | DISTRIBUTION | KUALA SELANGOR | Existing | 11 kV | PE MV TERMINAL | RYB | BKSL/PCE/J00140 | MATAKKU | S01395 HIRA'
380973614 | TNB | DISTRIBUTION | KUALA SELANGOR | Existing | 11 kV | PE MV TERMINAL | RYB | BKSL/PCE/J00140 | MATAKKU | TX1-500kVA
380973631 | TNB | DISTRIBUTION | KUALA SELANGOR | Existing | 11 kV | PE MV TERMINAL | RYB | BKSL/PCE/J00140 | MATAKKU | S01398 EYU BER EER NO 2
380973634 | TNB | DISTRIBUTION | KUALA SELANGOR | Existing | 11 kV | PE MV TERMINAL | RYB | BKSL/PCE/J00140 | MATAKKU | S00201 PANTAI REMIS
380973758 | TNB | DISTRIBUTION | KUALA SELANGOR | Existing | 11 kV | PE MV TERMINAL | RYB | BKSL/PCE/J00311 | EYU BER EER NO 2 | SPUR
380973759 | TNB | DISTRIBUTION | KUALA SELANGOR | Existing | 11 kV | PE MV TERMINAL | RYB | BKSL/PCE/J00311 | EYU BER EER NO 2 | S00199 MATAKKU
380973762 | TNB | DISTRIBUTION | KUALA SELANGOR | Existing | 11 kV | PE MV TERMINAL | RYB | BKSL/PCE/J00311 | EYU BER EER NO 2 | TX1-500kVA
380973892 | TNB | DISTRIBUTION | KUALA SELANGOR | Existing | 11 kV | PE MV TERMINAL | RYB | BKSL/PCE/J00687 | SMK BKT KUCHING TENGAH | S00295 BKT KUCING KLINIK
380973893 | TNB | DISTRIBUTION | KUALA SELANGOR | Existing | 11 kV | PE MV TERMINAL | RYB | BKSL/PCE/J00687 | SMK BKT KUCHING TENGAH | S05569 CARPENWISE
380973896 | TNB | DISTRIBUTION | KUALA SELANGOR | Existing | 11 kV | PE MV TERMINAL | RYB | BKSL/PCE/J00687 | SMK BKT KUCHING TENGAH | TX1-500kVA
380980943 | TNB | DISTRIBUTION | KUALA SELANGOR | Existing | 11 kV | PE MV TERMINAL | RYB | BKSL/PCE/J00025 | PKNS BKT ROTAN (TMN KASAWARI) | S00081 PE PETRONAS GAS
380980944 | TNB | DISTRIBUTION | KUALA SELANGOR | Existing | 11 kV | PE MV TERMINAL | RYB | BKSL/PCE/J00025 | PKNS BKT ROTAN (TMN KASAWARI) | S00076 PE PEKAN BKT ROTAN
380980947 | TNB | DISTRIBUTION | KUALA SELANGOR | Existing | 11 kV | PE MV TERMINAL | RYB | BKSL/PCE/J00025 | PKNS BKT ROTAN (TMN KASAWARI) | TX-1000KVA
380981068 | TNB | DISTRIBUTION | KUALA SELANGOR | Existing | 11 kV | PE MV TERMINAL | RYB | BKSL/PCE/J00027 | PETRONAS GAS | S00084 PE LDG MONMOUTH
380981069 | TNB | DISTRIBUTION | KUALA SELANGOR | Existing | 11 kV | PE MV TERMINAL | RYB | BKSL/PCE/J00027 | PETRONAS GAS | S01340 PE PKNS BKT ROTAN (TMN KASAWARI)
380981072 | TNB | DISTRIBUTION | KUALA SELANGOR | Existing | 11 kV | PE MV TERMINAL | RYB | BKSL/PCE/J00027 | PETRONAS GAS | TX-100KVA
380981186 | TNB | DISTRIBUTION | KUALA SELANGOR | Existing | 11 kV | PE MV TERMINAL | RYB | BKSL/PCE/J00030 | LDG MONMOUTH | S00088 PE LDG RAJAGIRI
380981187 | TNB | DISTRIBUTION | KUALA SELANGOR | Existing | 11 kV | PE MV TERMINAL | RYB | BKSL/PCE/J00030 | LDG MONMOUTH | S00083 PE PETRONAS GAS
380981190 | TNB | DISTRIBUTION | KUALA SELANGOR | Existing | 11 kV | PE MV TERMINAL | RYB | BKSL/PCE/J00030 | LDG MONMOUTH | TX-500KVA
380981296 | TNB | DISTRIBUTION | KUALA SELANGOR | Existing | 11 kV | PE MV TERMINAL | RYB | BKSL/PCE/J00031 | LDG RAJAGIRI | S00086 PE LDG MONMOUTH
380981299 | TNB | DISTRIBUTION | KUALA SELANGOR | Existing | 11 kV | PE MV TERMINAL | RYB | BKSL/PCE/J00031 | LDG RAJAGIRI | TX-100KVA
380981316 | TNB | DISTRIBUTION | KUALA SELANGOR | Existing | 11 kV | PE MV TERMINAL | RYB | BKSL/PCE/J00031 | LDG RAJAGIRI | R01804 PE TERNAKAN AYAM HING HONG
380981319 | TNB | DISTRIBUTION | KUALA SELANGOR | Existing | 11 kV | PE MV TERMINAL | RYB | BKSL/PCE/J00031 | LDG RAJAGIRI | S05546 PE PLAZA TOL LATAR (IJOK)
380981443 | TNB | DISTRIBUTION | KUALA SELANGOR | Existing | 11 kV | PE MV TERMINAL | RYB | BKSL/PCE/J00615 | PLAZA TOL LATAR (IJOK) | S05598 PE REBAN AYAM HJ ISMAIL PT MAHANG
380981444 | TNB | DISTRIBUTION | KUALA SELANGOR | Existing | 11 kV | PE MV TERMINAL | RYB | BKSL/PCE/J00615 | PLAZA TOL LATAR (IJOK) | S00087 PE LDG RAJAGIRI
380981447 | TNB | DISTRIBUTION | KUALA SELANGOR | Existing | 11 kV | PE MV TERMINAL | RYB | BKSL/PCE/J00615 | PLAZA TOL LATAR (IJOK) | TX-300KVA
380981638 | TNB | DISTRIBUTION | KUALA SELANGOR | Existing | 11 kV | PE MV TERMINAL | RYB | BKSL/PCE/J00660 | REBAN AYAM HJ ISMAIL PT MAHANG | S06003 PDT REBAN AYAM 2 JLN BAHAGIA
380981639 | TNB | DISTRIBUTION | KUALA SELANGOR | Existing | 11 kV | PE MV TERMINAL | RYB | BKSL/PCE/J00660 | REBAN AYAM HJ ISMAIL PT MAHANG | S05548 PE PLAZA TOL LATAR (IJOK)
380981642 | TNB | DISTRIBUTION | KUALA SELANGOR | Existing | 11 kV | PE MV TERMINAL | RYB | BKSL/PCE/J00660 | REBAN AYAM HJ ISMAIL PT MAHANG | TX-300KVA
380998035 | TNB | DISTRIBUTION | KUALA SELANGOR | Existing | 11 kV | PE MV TERMINAL | RYB | BKSL/PCE/J00550 | PUSAT PELUPUSAN SAMPAH JERAM | TX-750KVA
380998042 | TNB | DISTRIBUTION | KUALA SELANGOR | Existing | 11 kV | PE MV TERMINAL | RYB | BKSL/PCE/J00550 | PUSAT PELUPUSAN SAMPAH JERAM | S05405 PE PKNS TMN PEKERTI JERAM
380998050 | TNB | DISTRIBUTION | KUALA SELANGOR | Existing | 11 kV | PE MV TERMINAL | RYB | BKSL/PCE/J00550 | PUSAT PELUPUSAN SAMPAH JERAM | S05609 KILANG SAWIT SIME DARBY
380998060 | TNB | DISTRIBUTION | KUALA SELANGOR | Existing | 11 kV | PE MV TERMINAL | RYB | BKSL/PCE/J00550 | PUSAT PELUPUSAN SAMPAH JERAM | HT CUSTOMER
380998273 | TNB | DISTRIBUTION | KUALA SELANGOR | Existing | 11 kV | PE MV TERMINAL | RYB | BKSL/PCE/J00688 | KILANG SAWIT SIME DARBY | S05734 PE PUSAT PELUPUSAN SAMPAH JERAM
380998274 | TNB | DISTRIBUTION | KUALA SELANGOR | Existing | 11 kV | PE MV TERMINAL | RYB | BKSL/PCE/J00688 | KILANG SAWIT SIME DARBY | S05549 PE PADAT LDG TUAN MEE CHERAKAH
380998277 | TNB | DISTRIBUTION | KUALA SELANGOR | Existing | 11 kV | PE MV TERMINAL | RYB | BKSL/PCE/J00688 | KILANG SAWIT SIME DARBY | TX-750KVA
380998406 | TNB | DISTRIBUTION | KUALA SELANGOR | Existing | 11 kV | PE MV TERMINAL | RYB | BKSL/PCE/J00686 | PADAT LDG TUAN MEE CHERAKAH | S05607 PE KILANG SAWIT SIME DARBY
380998407 | TNB | DISTRIBUTION | KUALA SELANGOR | Existing | 11 kV | PE MV TERMINAL | RYB | BKSL/PCE/J00686 | PADAT LDG TUAN MEE CHERAKAH | PMU BKPR 132/11 kV: CB14
380998410 | TNB | DISTRIBUTION | KUALA SELANGOR | Existing | 11 kV | PE MV TERMINAL | RYB | BKSL/PCE/J00686 | PADAT LDG TUAN MEE CHERAKAH | TX-500KVA
380998534 | TNB | DISTRIBUTION | KUALA SELANGOR | Existing | 11 kV | PE MV TERMINAL | RYB | BKSL/PCE/J00396 | KILANG ISI SAWIT | SS05861 PE QMAC REHON (SG SERDANG)
380998538 | TNB | DISTRIBUTION | KUALA SELANGOR | Existing | 11 kV | PE MV TERMINAL | RYB | BKSL/PCE/J00396 | KILANG ISI SAWIT | S05865 PE SONG ENGINEERING
380998552 | TNB | DISTRIBUTION | KUALA SELANGOR | Existing | 11 kV | PE MV TERMINAL | RYB | BKSL/PCE/J00396 | KILANG ISI SAWIT | PENGGUNA HT
380998583 | TNB | DISTRIBUTION | KUALA SELANGOR | Existing | 11 kV | PE MV TERMINAL | RYB | BKSL/PCE/J00592 | SOON LIEN FATT ENGINEERING | S00251 PE WORLD STAR
380998584 | TNB | DISTRIBUTION | KUALA SELANGOR | Existing | 11 kV | PE MV TERMINAL | RYB | BKSL/PCE/J00592 | SOON LIEN FATT ENGINEERING | S01443 PE QMAC REHON
380998587 | TNB | DISTRIBUTION | KUALA SELANGOR | Existing | 11 kV | PE MV TERMINAL | RYB | BKSL/PCE/J00592 | SOON LIEN FATT ENGINEERING | TX-750KVA
380998711 | TNB | DISTRIBUTION | KUALA SELANGOR | Existing | 11 kV | PE MV TERMINAL | RYB | BKSL/PCE/J00431 | KILANG PADI PUKAL | S05965 PE PDT JLN MAKMUR 4
380998712 | TNB | DISTRIBUTION | KUALA SELANGOR | Existing | 11 kV | PE MV TERMINAL | RYB | BKSL/PCE/J00431 | KILANG PADI PUKAL | S05589 PE DETIK ATURAN
380998715 | TNB | DISTRIBUTION | KUALA SELANGOR | Existing | 11 kV | PE MV TERMINAL | RYB | BKSL/PCE/J00431 | KILANG PADI PUKAL | TX-1000KVA
380998816 | TNB | DISTRIBUTION | KUALA SELANGOR | Existing | 11 kV | PE MV TERMINAL | RYB | BKSL/PCE/J00662 | DETIK ATURAN | S00410 PE BANYU EMAS (FIRMA RENA)
380998822 | TNB | DISTRIBUTION | KUALA SELANGOR | Existing | 11 kV | PE MV TERMINAL | RYB | BKSL/PCE/J00662 | DETIK ATURAN | S05927 KILANG PADI PUKAL
380998834 | TNB | DISTRIBUTION | KUALA SELANGOR | Existing | 11 kV | PE MV TERMINAL | RYB | BKSL/PCE/J00662 | DETIK ATURAN | S01528 PE DESA MAWAR N0 2
380998842 | TNB | DISTRIBUTION | KUALA SELANGOR | Existing | 11 kV | PE MV TERMINAL | RYB | BKSL/PCE/J00662 | DETIK ATURAN | S00406 PE SG GULANG-GULANG
380998846 | TNB | DISTRIBUTION | KUALA SELANGOR | Existing | 11 kV | PE MV TERMINAL | RYB | BKSL/PCE/J00662 | DETIK ATURAN | PENGGUNA HT
380998849 | TNB | DISTRIBUTION | KUALA SELANGOR | Existing | 11 kV | PE MV TERMINAL | RYB | BKSL/PCE/J00662 | DETIK ATURAN | S05717 PE ZON IKS SG GULANG-GULANG
381002341 | TNB | DISTRIBUTION | KUALA SELANGOR | Existing | 11 kV | PE MV TERMINAL | RYB | BKSL/PCE/J00379 | KOLAM UDANG PARIT 3 | S05292 PE ASIA AQUACULTURE BGN TENGKORAK
381002342 | TNB | DISTRIBUTION | KUALA SELANGOR | Existing | 11 kV | PE MV TERMINAL | RYB | BKSL/PCE/J00379 | KOLAM UDANG PARIT 3 | S05936 ONE SEKINCAN
381002345 | TNB | DISTRIBUTION | KUALA SELANGOR | Existing | 11 kV | PE MV TERMINAL | RYB | BKSL/PCE/J00379 | KOLAM UDANG PARIT 3 | TX1-750kVA
381002476 | TNB | DISTRIBUTION | KUALA SELANGOR | Existing | 11 kV | PE MV TERMINAL | RYB | BKSL/PCE/J00877 | SITE A SEKINCHAN | S05887 JALAN PARIT 5 SAI KIM
381002477 | TNB | DISTRIBUTION | KUALA SELANGOR | Existing | 11 kV | PE MV TERMINAL | RYB | BKSL/PCE/J00877 | SITE A SEKINCHAN | S01590 KLG SEMERAH PADI SITE A SEKINCHAN
381002480 | TNB | DISTRIBUTION | KUALA SELANGOR | Existing | 11 kV | PE MV TERMINAL | RYB | BKSL/PCE/J00877 | SITE A SEKINCHAN | TX1-750kVA
381002613 | TNB | DISTRIBUTION | KUALA SELANGOR | Existing | 11 kV | PE MV TERMINAL | RYB | BKSL/PCE/J00859 | RUMAH KEDAI PUNCAK BISTARI | TX1-1000kVA
381002620 | TNB | DISTRIBUTION | KUALA SELANGOR | Existing | 11 kV | PE MV TERMINAL | RYB | BKSL/PCE/J00859 | RUMAH KEDAI PUNCAK BISTARI | S05677 PERUMAHAN FASA 1 PUNCAK BISTARI
381002628 | TNB | DISTRIBUTION | KUALA SELANGOR | Existing | 11 kV | PE MV TERMINAL | RYB | BKSL/PCE/J00859 | RUMAH KEDAI PUNCAK BISTARI | PPU PAM1 FDR 8
381002638 | TNB | DISTRIBUTION | KUALA SELANGOR | Existing | 11 kV | PE MV TERMINAL | RYB | BKSL/PCE/J00859 | RUMAH KEDAI PUNCAK BISTARI | TX2-750kVA
381015223 | TNB | DISTRIBUTION | KUALA SELANGOR | Existing | 11 kV | PE MV TERMINAL | RYB | BKSL/PCE/J00774 | TS ENG WORK ALAM JAYA | R06028 : PPAJ NO.6
381015224 | TNB | DISTRIBUTION | KUALA SELANGOR | Existing | 11 kV | PE MV TERMINAL | RYB | BKSL/PCE/J00774 | TS ENG WORK ALAM JAYA | S05745 : ADVANCE PRELUDE
381015227 | TNB | DISTRIBUTION | KUALA SELANGOR | Existing | 11 kV | PE MV TERMINAL | RYB | BKSL/PCE/J00774 | TS ENG WORK ALAM JAYA | TX1- 500KVA
381015353 | TNB | DISTRIBUTION | KUALA SELANGOR | Existing | 11 kV | PE MV TERMINAL | RYB | BKSL/PCE/J00879 | YEAP JING FONG 2/6 | R04544 : OHTSUKI SEIKO
381015354 | TNB | DISTRIBUTION | KUALA SELANGOR | Existing | 11 kV | PE MV TERMINAL | RYB | BKSL/PCE/J00879 | YEAP JING FONG 2/6 | R06930 IRON WORK 2/6
381015357 | TNB | DISTRIBUTION | KUALA SELANGOR | Existing | 11 kV | PE MV TERMINAL | RYB | BKSL/PCE/J00879 | YEAP JING FONG 2/6 | TX1- 500KVA
381015482 | TNB | DISTRIBUTION | KUALA SELANGOR | Existing | 11 kV | PE MV TERMINAL | RYB | BKSL/PCE/J00828 | CHUA ENG PHUA | R05894 : MULTI GUNA NO.3
381015483 | TNB | DISTRIBUTION | KUALA SELANGOR | Existing | 11 kV | PE MV TERMINAL | RYB | BKSL/PCE/J00828 | CHUA ENG PHUA | R06007 : SSU PPAJ NO.1
381015486 | TNB | DISTRIBUTION | KUALA SELANGOR | Existing | 11 kV | PE MV TERMINAL | RYB | BKSL/PCE/J00828 | CHUA ENG PHUA | TX1- 500KVA
381015612 | TNB | DISTRIBUTION | KUALA SELANGOR | Existing | 11 kV | PE MV TERMINAL | RYB | BKSL/PCE/J00404 | SANDARAN TIAJ 2/5 | R07922 ; RGB INDUSTRI 2/5
381015613 | TNB | DISTRIBUTION | KUALA SELANGOR | Existing | 11 kV | PE MV TERMINAL | RYB | BKSL/PCE/J00404 | SANDARAN TIAJ 2/5 | R06488 : TMT INDUSTRI
381015616 | TNB | DISTRIBUTION | KUALA SELANGOR | Existing | 11 kV | PE MV TERMINAL | RYB | BKSL/PCE/J00404 | SANDARAN TIAJ 2/5 | TX1- 1000KVA
381015733 | TNB | DISTRIBUTION | KUALA SELANGOR | Existing | 11 kV | PE MV TERMINAL | RYB | BKSL/PCE/J00786 | AIRSTATIC NO.1 POWDER COATING ENG | R05229 : KLG LOT 7 ALAM JAYA
381015734 | TNB | DISTRIBUTION | KUALA SELANGOR | Existing | 11 kV | PE MV TERMINAL | RYB | BKSL/PCE/J00786 | AIRSTATIC NO.1 POWDER COATING ENG | R06358 : AIRSTATIC NO.2 ENG
381015737 | TNB | DISTRIBUTION | KUALA SELANGOR | Existing | 11 kV | PE MV TERMINAL | RYB | BKSL/PCE/J00786 | AIRSTATIC NO.1 POWDER COATING ENG | TX1- 300KVA
381015847 | TNB | DISTRIBUTION | KUALA SELANGOR | Existing | 11 kV | PE MV TERMINAL | RYB | BKSL/PCE/J00787 | AIRSTATIC NO.2 POWDER COATING ENG | R06359 : AIRSTATIC NO.1 ENG
381015848 | TNB | DISTRIBUTION | KUALA SELANGOR | Existing | 11 kV | PE MV TERMINAL | RYB | BKSL/PCE/J00787 | AIRSTATIC NO.2 POWDER COATING ENG | R07568 : R&S PETROLEUM TIAJ 2/4
381015851 | TNB | DISTRIBUTION | KUALA SELANGOR | Existing | 11 kV | PE MV TERMINAL | RYB | BKSL/PCE/J00787 | AIRSTATIC NO.2 POWDER COATING ENG | TX1- 300KVA
381015990 | TNB | DISTRIBUTION | KUALA SELANGOR | Existing | 11 kV | PE MV TERMINAL | RYB | BKSL/PCE/J00663 | RUMAH PANGSA ALAM PERDANA | R06370 APARTMENT ALAM PERDANA 1
381015991 | TNB | DISTRIBUTION | KUALA SELANGOR | Existing | 11 kV | PE MV TERMINAL | RYB | BKSL/PCE/J00663 | RUMAH PANGSA ALAM PERDANA | R05348 LOJI AIR ALAM PERDANA P.ALAM
381015994 | TNB | DISTRIBUTION | KUALA SELANGOR | Existing | 11 kV | PE MV TERMINAL | RYB | BKSL/PCE/J00663 | RUMAH PANGSA ALAM PERDANA | TX1- 1000KVA
381016519 | TNB | DISTRIBUTION | KUALA SELANGOR | Existing | 11 kV | PE MV TERMINAL | RYB | BKSL/PCE/J00872 | RUMAH KEDAI PUNCAK ALAM JAYA | TX2- 1000KVA
381016526 | TNB | DISTRIBUTION | KUALA SELANGOR | Existing | 11 kV | PE MV TERMINAL | RYB | BKSL/PCE/J00872 | RUMAH KEDAI PUNCAK ALAM JAYA | S05882 RUMAH BANGLO PUNCAK ALAM JAYA 2
381016534 | TNB | DISTRIBUTION | KUALA SELANGOR | Existing | 11 kV | PE MV TERMINAL | RYB | BKSL/PCE/J00872 | RUMAH KEDAI PUNCAK ALAM JAYA | S01103 : LOJI (NO.2) FASA 3
381016544 | TNB | DISTRIBUTION | KUALA SELANGOR | Existing | 11 kV | PE MV TERMINAL | RYB | BKSL/PCE/J00872 | RUMAH KEDAI PUNCAK ALAM JAYA | TX1- 1000KVA
381198190 | TNB | DISTRIBUTION | KUALA SELANGOR | Existing | 33 kV | PE MV TERMINAL | RYB | BKSL/PCE/G00040 | KG.TALIAIR LAPAN, L936 | TX-100KVA
381198191 | TNB | DISTRIBUTION | KUALA SELANGOR | Existing | 33 kV | PE MV TERMINAL | RYB | BKSL/PCE/G00040 | KG.TALIAIR LAPAN, L936 | N/A
381198196 | TNB | DISTRIBUTION | KUALA SELANGOR | Existing | 30 - 33 V | PE MV TERMINAL | RYB | BKSL/PCE/G00040 | KG.TALIAIR LAPAN, L936 | N/A
381198325 | TNB | DISTRIBUTION | KUALA SELANGOR | Existing | 11 kV | PE MV TERMINAL | RYB | BKSL/PCE/G00041 | SG.LEMAN, L673 | TX-100KVA
381198326 | TNB | DISTRIBUTION | KUALA SELANGOR | Existing | 33 kV | PE MV TERMINAL | RYB | BKSL/PCE/G00041 | SG.LEMAN, L673 | N/A
381198331 | TNB | DISTRIBUTION | KUALA SELANGOR | Existing | 33 kV | PE MV TERMINAL | RYB | BKSL/PCE/G00041 | SG.LEMAN, L673 | N/A
381201230 | TNB | DISTRIBUTION | KUALA SELANGOR | Existing | 33 kV | PE MV TERMINAL | RYB | BKSL/PCE/G00012 | TENNAMARAN ESTATE, L370 | TX- 300KVA
381201231 | TNB | DISTRIBUTION | KUALA SELANGOR | Existing | 33 kV | PE MV TERMINAL | RYB | BKSL/PCE/G00012 | TENNAMARAN ESTATE, L370 | N/A
381201236 | TNB | DISTRIBUTION | KUALA SELANGOR | Existing | 33 kV | PE MV TERMINAL | RYB | BKSL/PCE/G00012 | TENNAMARAN ESTATE, L370 | PMU BTAI: 1L5
381201363 | TNB | DISTRIBUTION | KUALA SELANGOR | Existing | 33 kV | PE MV TERMINAL | RYB | BKSL/PCE/G00013 | KLG PAPAN, L287 | TX- 500KVA
381201364 | TNB | DISTRIBUTION | KUALA SELANGOR | Existing | 11 kV | PE MV TERMINAL | RYB | BKSL/PCE/G00013 | KLG PAPAN, L287 | N/A
381201369 | TNB | DISTRIBUTION | KUALA SELANGOR | Existing | 33/0.415 kV | PE MV TERMINAL | RYB | BKSL/PCE/G00013 | KLG PAPAN, L287 | TENNAMARAN ESTATE, L370
381201482 | TNB | DISTRIBUTION | KUALA SELANGOR | Existing | 33 kV | PE MV TERMINAL | RYB | BKSL/PCE/G00014 | SERI MAKMUR, L118 | KLG PAPAN, L287
381201485 | TNB | DISTRIBUTION | KUALA SELANGOR | Existing | 33 kV | PE MV TERMINAL | RYB | BKSL/PCE/G00014 | SERI MAKMUR, L118 | N/A
381201489 | TNB | DISTRIBUTION | KUALA SELANGOR | Existing | 33 kV | PE MV TERMINAL | RYB | BKSL/PCE/G00014 | SERI MAKMUR, L118 | TX-100KVA
381201618 | TNB | DISTRIBUTION | KUALA SELANGOR | Existing | 33 kV | PE MV TERMINAL | RYB | BKSL/PCE/G00015 | BT.11 JLN RAJA MUSA, L783 | N/A
381201623 | TNB | DISTRIBUTION | KUALA SELANGOR | Existing | 33 kV | PE MV TERMINAL | RYB | BKSL/PCE/G00015 | BT.11 JLN RAJA MUSA, L783 | SERI MAKMUR, L118
381201744 | TNB | DISTRIBUTION | KUALA SELANGOR | Existing | 33 kV | PE MV TERMINAL | RYB | BKSL/PCE/G00016 | KG RAJA MUSA, L326 | TX- 100KVA
381201745 | TNB | DISTRIBUTION | KUALA SELANGOR | Existing | 33 kV | PE MV TERMINAL | RYB | BKSL/PCE/G00016 | KG RAJA MUSA, L326 | N/A
381201750 | TNB | DISTRIBUTION | KUALA SELANGOR | Existing | 33 kV | PE MV TERMINAL | RYB | BKSL/PCE/G00016 | KG RAJA MUSA, L326 | BT.11 JLN RAJA MUSA, L783
381201893 | TNB | DISTRIBUTION | KUALA SELANGOR | Existing | 33 kV | PE MV TERMINAL | RYB | BKSL/PCE/G00002 | SG. TINGGI ESTATE NO.1 - L631 | N/A
381201896 | TNB | DISTRIBUTION | KUALA SELANGOR | Existing | 33 kV | PE MV TERMINAL | RYB | BKSL/PCE/G00002 | SG. TINGGI ESTATE NO.1 - L631 | N/A
381201900 | TNB | DISTRIBUTION | KUALA SELANGOR | Existing | 33 kV | PE MV TERMINAL | RYB | BKSL/PCE/G00002 | SG. TINGGI ESTATE NO.1 - L631 | TX- 300KVA
381202020 | TNB | DISTRIBUTION | KUALA SELANGOR | Existing | 33 kV | PE MV TERMINAL | RYB | BKSL/PCE/G00003 | SG TINGGI ESTATE NO.2, L601 | N/A
381202023 | TNB | DISTRIBUTION | KUALA SELANGOR | Existing | 33 kV | PE MV TERMINAL | RYB | BKSL/PCE/G00003 | SG TINGGI ESTATE NO.2, L601 | N/A
381202027 | TNB | DISTRIBUTION | KUALA SELANGOR | Existing | 33 kV | PE MV TERMINAL | RYB | BKSL/PCE/G00003 | SG TINGGI ESTATE NO.2, L601 | TX- 300KVA
381202297 | TNB | DISTRIBUTION | KUALA SELANGOR | Existing | 33/0.415 kV | PE MV TERMINAL | RYB | BKSL/PCE/G00006 | MINYAK ESTATE, L848 | N/A
381202300 | TNB | DISTRIBUTION | KUALA SELANGOR | Existing | 33/0.415 kV | PE MV TERMINAL | RYB | BKSL/PCE/G00006 | MINYAK ESTATE, L848 | N/A
381202304 | TNB | DISTRIBUTION | KUALA SELANGOR | Existing | 33/0.415 kV | PE MV TERMINAL | RYB | BKSL/PCE/G00006 | MINYAK ESTATE, L848 | TX- 500KVA
381202432 | TNB | DISTRIBUTION | KUALA SELANGOR | Existing | 33/0.415 kV | PE MV TERMINAL | RYB | BKSL/PCE/G00004 | KLG MINYAK, L847 | N/A
381202435 | TNB | DISTRIBUTION | KUALA SELANGOR | Existing | 33 kV | PE MV TERMINAL | RYB | BKSL/PCE/G00004 | KLG MINYAK, L847 | N/A
381202439 | TNB | DISTRIBUTION | KUALA SELANGOR | Existing | 33/0.415 kV | PE MV TERMINAL | RYB | BKSL/PCE/G00004 | KLG MINYAK, L847 | TX- 500KVA
381202582 | TNB | DISTRIBUTION | KUALA SELANGOR | Existing | 33 kV | PE MV TERMINAL | RYB | BKSL/PCE/G00007 | MARRY ESTATE, L849 | N/A
381202585 | TNB | DISTRIBUTION | KUALA SELANGOR | Existing | 33 kV | PE MV TERMINAL | RYB | BKSL/PCE/G00007 | MARRY ESTATE, L849 | N/A
381202589 | TNB | DISTRIBUTION | KUALA SELANGOR | Existing | 33 kV | PE MV TERMINAL | RYB | BKSL/PCE/G00007 | MARRY ESTATE, L849 | TX- 500KVA
381363058 | TNB | DISTRIBUTION | KUALA SELANGOR | Existing | 33 kV | PE MV TERMINAL | RYB | BKSL/PCE/G00024 | TG.KARANG LOCAL Tx, L681 | TX1-300kVA
381363059 | TNB | DISTRIBUTION | KUALA SELANGOR | Existing | 33 kV | PE MV TERMINAL | RYB | BKSL/PCE/G00024 | TG.KARANG LOCAL Tx, L681 | N/A
381363064 | TNB | DISTRIBUTION | KUALA SELANGOR | Existing | 33 kV | PE MV TERMINAL | RYB | BKSL/PCE/G00024 | TG.KARANG LOCAL Tx, L681
381363200 | TNB | DISTRIBUTION | KUALA SELANGOR | Existing | 33 kV | PE MV TERMINAL | RYB | BKSL/PCE/G00032 | PT 2 BAN 1/2 L637 | TX1-300kVA
381363201 | TNB | DISTRIBUTION | KUALA SELANGOR | Existing | 33 kV | PE MV TERMINAL | RYB | BKSL/PCE/G00032 | PT 2 BAN 1/2 L637 | N/A
381363206 | TNB | DISTRIBUTION | KUALA SELANGOR | Existing | 33 kV | PE MV TERMINAL | RYB | BKSL/PCE/G00032 | PT 2 BAN 1/2 L637 | N/A
381363341 | TNB | DISTRIBUTION | KUALA SELANGOR | Existing | 33 kV | PE MV TERMINAL | RYB | BKSL/PCE/G00037 | PT 4 BAN 1/2 L671 | TX1-100kVA
381363342 | TNB | DISTRIBUTION | KUALA SELANGOR | Existing | 33 kV | PE MV TERMINAL | RYB | BKSL/PCE/G00037 | PT 4 BAN 1/2 L671 | N/A
381363347 | TNB | DISTRIBUTION | KUALA SELANGOR | Existing | 33 kV | PE MV TERMINAL | RYB | BKSL/PCE/G00037 | PT 4 BAN 1/2 L671 | N/A
381363480 | TNB | DISTRIBUTION | KUALA SELANGOR | Existing | 33 kV | PE MV TERMINAL | RYB | BKSL/PCE/G00033 | T/A 3 BAN 2, L766 | TX1-100kVA
381363481 | TNB | DISTRIBUTION | KUALA SELANGOR | Existing | 33 kV | PE MV TERMINAL | RYB | BKSL/PCE/G00033 | T/A 3 BAN 2, L766 | N/A
381363486 | TNB | DISTRIBUTION | KUALA SELANGOR | Existing | 33 kV | PE MV TERMINAL | RYB | BKSL/PCE/G00033 | T/A 3 BAN 2, L766 | N/A
381363618 | TNB | DISTRIBUTION | KUALA SELANGOR | Existing | 11 kV | PE MV TERMINAL | RYB | BKSL/PCE/G00034 | PT 4 BAN 2, L105 | TX1-300kVA
381363619 | TNB | DISTRIBUTION | KUALA SELANGOR | Existing | 33 kV | PE MV TERMINAL | RYB | BKSL/PCE/G00034 | PT 4 BAN 2, L105 | N/A
381363624 | TNB | DISTRIBUTION | KUALA SELANGOR | Existing | 33 kV | PE MV TERMINAL | RYB | BKSL/PCE/G00034 | PT 4 BAN 2, L105 | N/A
381363757 | TNB | DISTRIBUTION | KUALA SELANGOR | Existing | 33 kV | PE MV TERMINAL | RYB | BKSL/PCE/G00035 | T/A 2 BAN 2, L767 | TX1-100kVA
381363758 | TNB | DISTRIBUTION | KUALA SELANGOR | Existing | 33 kV | PE MV TERMINAL | RYB | BKSL/PCE/G00035 | T/A 2 BAN 2, L767 | N/A
381363763 | TNB | DISTRIBUTION | KUALA SELANGOR | Existing | 33 kV | PE MV TERMINAL | RYB | BKSL/PCE/G00035 | T/A 2 BAN 2, L767 | N/A
381363887 | TNB | DISTRIBUTION | KUALA SELANGOR | Existing | 33 kV | PE MV TERMINAL | RYB | BKSL/PCE/G00036 | T/A 3 BAN.3, L768 | TX1-300kVA
381363888 | TNB | DISTRIBUTION | KUALA SELANGOR | Existing | 33 kV | PE MV TERMINAL | RYB | BKSL/PCE/G00036 | T/A 3 BAN.3, L768 | N/A
381363893 | TNB | DISTRIBUTION | KUALA SELANGOR | Existing | 33 kV | PE MV TERMINAL | RYB | BKSL/PCE/G00036 | T/A 3 BAN.3, L768 | N/A
381364020 | TNB | DISTRIBUTION | KUALA SELANGOR | Existing | 33 kV | PE MV TERMINAL | RYB | BKSL/PCE/G00018 | SAWAH SEMPADAN, L353 | TX1-100kVA
381364021 | TNB | DISTRIBUTION | KUALA SELANGOR | Existing | 33 kV | PE MV TERMINAL | RYB | BKSL/PCE/G00018 | SAWAH SEMPADAN, L353 | N/A
381364026 | TNB | DISTRIBUTION | KUALA SELANGOR | Existing | 33 kV | PE MV TERMINAL | RYB | BKSL/PCE/G00018 | SAWAH SEMPADAN, L353 | N/A
381364151 | TNB | DISTRIBUTION | KUALA SELANGOR | Existing | 33 kV | PE MV TERMINAL | RYB | BKSL/PCE/G00019 | PT SERONG, L182-jln setanjung | TX1-100kVA
381364152 | TNB | DISTRIBUTION | KUALA SELANGOR | Existing | 33 kV | PE MV TERMINAL | RYB | BKSL/PCE/G00019 | PT SERONG, L182-jln setanjung | N/A
381364157 | TNB | DISTRIBUTION | KUALA SELANGOR | Existing | 33 kV | PE MV TERMINAL | RYB | BKSL/PCE/G00019 | PT SERONG, L182-jln setanjung | N/A
381364291 | TNB | DISTRIBUTION | KUALA SELANGOR | Existing | 33 kV | PE MV TERMINAL | RYB | BKSL/PCE/G00022 | LPN TG.KARANG, L184 | TX1-1000kVA
381364292 | TNB | DISTRIBUTION | KUALA SELANGOR | Existing | 33 kV | PE MV TERMINAL | RYB | BKSL/PCE/G00022 | LPN TG.KARANG, L184 | N/A
381364297 | TNB | DISTRIBUTION | KUALA SELANGOR | Existing | 33 kV | PE MV TERMINAL | RYB | BKSL/PCE/G00022 | LPN TG.KARANG, L184 | N/A
382208960 | TNB | DISTRIBUTION | KUALA SELANGOR | Existing | 11 kV | PE MV TERMINAL | RYB | BKSL/PCE/J00642 | MAKMAL PENYELIDIKAN PELURU | R01603 KG MELAYU A/T
382208961 | TNB | DISTRIBUTION | KUALA SELANGOR | Existing | 11 kV | PE MV TERMINAL | RYB | BKSL/PCE/J00642 | MAKMAL PENYELIDIKAN PELURU | R06072 KOTA PUTERI NO.5 JLN KP 5/13
382208964 | TNB | DISTRIBUTION | KUALA SELANGOR | Existing | 11 kV | PE MV TERMINAL | RYB | BKSL/PCE/J00642 | MAKMAL PENYELIDIKAN PELURU | TX1-750kVA
382209068 | TNB | DISTRIBUTION | KUALA SELANGOR | Existing | 11 kV | PE MV TERMINAL | RYB | BKSL/PCE/J00473 | FISH POND NO 1 | R06734 TIP TOP MEAT
382209071 | TNB | DISTRIBUTION | KUALA SELANGOR | Existing | 11 kV | PE MV TERMINAL | RYB | BKSL/PCE/J00473 | FISH POND NO 1 | TX1-1000kVA
382209088 | TNB | DISTRIBUTION | KUALA SELANGOR | Existing | 11 kV | PE MV TERMINAL | RYB | BKSL/PCE/J00473 | FISH POND NO 1 | R05956 LOJI AIR RANTAU PANJANG
382209091 | TNB | DISTRIBUTION | KUALA SELANGOR | Existing | 11 kV | PE MV TERMINAL | RYB | BKSL/PCE/J00473 | FISH POND NO 1 | R03840 PENURUN FISH POND
382209196 | TNB | DISTRIBUTION | KUALA SELANGOR | Existing | 11 kV | PE MV TERMINAL | RYB | BKSL/PCE/J00475 | TIP TOP MEAT | R03844 FISH POND NO 2
382209202 | TNB | DISTRIBUTION | KUALA SELANGOR | Existing | 11 kV | PE MV TERMINAL | RYB | BKSL/PCE/J00475 | TIP TOP MEAT | BUSTIE R04241
382209223 | TNB | DISTRIBUTION | KUALA SELANGOR | Existing | 11 kV | PE MV TERMINAL | RYB | BKSL/PCE/J00475 | TIP TOP MEAT | R04240 PE FISH POND NO 1
382209227 | TNB | DISTRIBUTION | KUALA SELANGOR | Existing | 11 kV | PE MV TERMINAL | RYB | BKSL/PCE/J00475 | TIP TOP MEAT | BUSTIE R06735
382209230 | TNB | DISTRIBUTION | KUALA SELANGOR | Existing | 11 kV | PE MV TERMINAL | RYB | BKSL/PCE/J00475 | TIP TOP MEAT | PENGGUNA HT 11kV
382209290 | TNB | DISTRIBUTION | KUALA SELANGOR | Existing | 11 kV | PE MV TERMINAL | RYB | BKSL/SSU/J00011 | SSU TMN MAKMUR | S05809 PE PEKAN TG KARANG (RIVER SIDE)
382209294 | TNB | DISTRIBUTION | KUALA SELANGOR | Existing | 11 kV | PE MV TERMINAL | RYB | BKSL/SSU/J00011 | SSU TMN MAKMUR | PPU TKMI Fdr 5
382209298 | TNB | DISTRIBUTION | KUALA SELANGOR | Existing | 11 kV | PE MV TERMINAL | RYB | BKSL/SSU/J00011 | SSU TMN MAKMUR | S05913 PE TMN MAHSURI INDAH
382209305 | TNB | DISTRIBUTION | KUALA SELANGOR | Existing | 11 kV | PE MV TERMINAL | RYB | BKSL/SSU/J00011 | SSU TMN MAKMUR | PPU TKMI Fdr 8
382209314 | TNB | DISTRIBUTION | KUALA SELANGOR | Existing | 11 kV | PE MV TERMINAL | RYB | BKSL/SSU/J00011 | SSU TMN MAKMUR | S05815 BOOSTER TG KARANG
382209316 | TNB | DISTRIBUTION | KUALA SELANGOR | Existing | 11 kV | PE MV TERMINAL | RYB | BKSL/SSU/J00011 | SSU TMN MAKMUR | S01508 PE GAWAR-GAWAR (JENTAYU TUAH)
382209361 | TNB | DISTRIBUTION | KUALA SELANGOR | Existing | 11 kV | PE MV TERMINAL | RYB | BKSL/PCE/J00378 | BOOSTER TG KARANG | S01502 PE PASAR TG KARANG
382209362 | TNB | DISTRIBUTION | KUALA SELANGOR | Existing | 11 kV | PE MV TERMINAL | RYB | BKSL/PCE/J00378 | BOOSTER TG KARANG | S05871 SSU TMN MAKMUR
382209365 | TNB | DISTRIBUTION | KUALA SELANGOR | Existing | 11 kV | PE MV TERMINAL | RYB | BKSL/PCE/J00378 | BOOSTER TG KARANG | TX1-500kVA
382273350 | TNB | DISTRIBUTION | KUALA SELANGOR | Existing | 11 kV | PE MV TERMINAL | RYB | BKSL/PCE/J00369 | SG SIREH BAN 2 | S05825 PE PT 1,L670 MARDI SG SIREH
382273353 | TNB | DISTRIBUTION | KUALA SELANGOR | Existing | 11 kV | PE MV TERMINAL | RYB | BKSL/PCE/J00369 | SG SIREH BAN 2 | TX-500KVA
382273370 | TNB | DISTRIBUTION | KUALA SELANGOR | Existing | 11 kV | PE MV TERMINAL | RYB | BKSL/PCE/J00369 | SG SIREH BAN 2 | S05833 PE SG SIREH BAN 3
382273373 | TNB | DISTRIBUTION | KUALA SELANGOR | Existing | 11 kV | PE MV TERMINAL | RYB | BKSL/PCE/J00369 | SG SIREH BAN 2 | S01249 PT 1
382359462 | TNB | DISTRIBUTION | KUALA SELANGOR | Existing | 33 kV | PE MV TERMINAL | RYB | BKSL/PCE/G00042 | TENAGA KIMIA, L414 | TX1-500kVA
382359463 | TNB | DISTRIBUTION | KUALA SELANGOR | Existing | 33 kV | PE MV TERMINAL | RYB | BKSL/PCE/G00042 | TENAGA KIMIA, L414 | N/A
382359468 | TNB | DISTRIBUTION | KUALA SELANGOR | Existing | 33 kV | PE MV TERMINAL | RYB | BKSL/PCE/G00042 | TENAGA KIMIA, L414 | N/A
382359597 | TNB | DISTRIBUTION | KUALA SELANGOR | Existing | 33 kV | PE MV TERMINAL | RYB | BKSL/PCE/G00043 | SYKT MALAYSIA EXPLOSIVE, L415 | TX1-500kVA
382359598 | TNB | DISTRIBUTION | KUALA SELANGOR | Existing | 33 kV | PE MV TERMINAL | RYB | BKSL/PCE/G00043 | SYKT MALAYSIA EXPLOSIVE, L415 | N/A
382359603 | TNB | DISTRIBUTION | KUALA SELANGOR | Existing | 33 kV | PE MV TERMINAL | RYB | BKSL/PCE/G00043 | SYKT MALAYSIA EXPLOSIVE, L415 | N/A
382359726 | TNB | DISTRIBUTION | KUALA SELANGOR | Existing | 33 kV | PE MV TERMINAL | RYB | BKSL/PCE/G00044 | KILANG PELURU, L410 | PENURUN 33/0.415kV STANDBY
382359727 | TNB | DISTRIBUTION | KUALA SELANGOR | Existing | 33 kV | PE MV TERMINAL | RYB | BKSL/PCE/G00044 | KILANG PELURU, L410 | N/A
382359732 | TNB | DISTRIBUTION | KUALA SELANGOR | Existing | 33 kV | PE MV TERMINAL | RYB | BKSL/PCE/G00044 | KILANG PELURU, L410 | N/A
382389303 | TNB | DISTRIBUTION | KUALA SELANGOR | Existing | 11 kV | PE MV TERMINAL | RYB | BKSL/PCE/J00364 | LAUTAN SAMUDERA | S05723 SS SEK 2 PHASE 1B P.ALAM
382389304 | TNB | DISTRIBUTION | KUALA SELANGOR | Existing | 11 kV | PE MV TERMINAL | RYB | BKSL/PCE/J00364 | LAUTAN SAMUDERA | S05713 SHAH ALAM 2 NO.5B 7
382389307 | TNB | DISTRIBUTION | KUALA SELANGOR | Existing | 11 kV | PE MV TERMINAL | RYB | BKSL/PCE/J00364 | LAUTAN SAMUDERA | TX-750KVA
382389430 | TNB | DISTRIBUTION | KUALA SELANGOR | Existing | 11 kV | PE MV TERMINAL | RYB | BKSL/PCE/J00865 | SHAH ALAM 2 FASA 5A6 NO.1 | S05622 SHAH ALAM 2 FASA 5A5/1
382389431 | TNB | DISTRIBUTION | KUALA SELANGOR | Existing | 11 kV | PE MV TERMINAL | RYB | BKSL/PCE/J00865 | SHAH ALAM 2 FASA 5A6 NO.1 | S05776 SHAH ALAM 2 5A6 NO 2
382389434 | TNB | DISTRIBUTION | KUALA SELANGOR | Existing | 11 kV | PE MV TERMINAL | RYB | BKSL/PCE/J00865 | SHAH ALAM 2 FASA 5A6 NO.1 | TX-500KVA
382389588 | TNB | DISTRIBUTION | KUALA SELANGOR | Existing | 11 kV | PE MV TERMINAL | RYB | BKSL/PCE/J00362 | SHAH ALAM 2 5A6 NO 2 | S05775 SHAH ALAM 2 FASA 5A6 NO.1
382389589 | TNB | DISTRIBUTION | KUALA SELANGOR | Existing | 11 kV | PE MV TERMINAL | RYB | BKSL/PCE/J00362 | SHAH ALAM 2 5A6 NO 2 | S05632 SHAH ALAM 2 FASA 5A5/2
382389592 | TNB | DISTRIBUTION | KUALA SELANGOR | Existing | 11 kV | PE MV TERMINAL | RYB | BKSL/PCE/J00362 | SHAH ALAM 2 5A6 NO 2 | TX-750KVA
382389694 | TNB | DISTRIBUTION | KUALA SELANGOR | Existing | 11 kV | PE MV TERMINAL | RYB | BKSL/PCE/J00811 | SHAH ALAM 2 FASA 5A5/2 | S01688 SHAH ALAM 2 NO.5B 1
382389697 | TNB | DISTRIBUTION | KUALA SELANGOR | Existing | 11 kV | PE MV TERMINAL | RYB | BKSL/PCE/J00811 | SHAH ALAM 2 FASA 5A5/2 | TX-500KVA
382389708 | TNB | DISTRIBUTION | KUALA SELANGOR | Existing | 11 kV | PE MV TERMINAL | RYB | BKSL/PCE/J00811 | SHAH ALAM 2 FASA 5A5/2 | S05778 SHAH ALAM 2 5A6 NO 2
382389711 | TNB | DISTRIBUTION | KUALA SELANGOR | Existing | 11 kV | PE MV TERMINAL | RYB | BKSL/PCE/J00811 | SHAH ALAM 2 FASA 5A5/2 | SPARE
382389843 | TNB | DISTRIBUTION | KUALA SELANGOR | Existing | 11 kV | PE MV TERMINAL | RYB | BKSL/PCE/J00862 | SHAH ALAM 2 FASA 5A4 NO.1 | S01074 SHAH ALAM 2 NO.3 PUNCAK ALAM
382389844 | TNB | DISTRIBUTION | KUALA SELANGOR | Existing | 11 kV | PE MV TERMINAL | RYB | BKSL/PCE/J00862 | SHAH ALAM 2 FASA 5A4 NO.1 | S05625 SHAH ALAM 2 FASA 5A5/1
382389847 | TNB | DISTRIBUTION | KUALA SELANGOR | Existing | 11 kV | PE MV TERMINAL | RYB | BKSL/PCE/J00862 | SHAH ALAM 2 FASA 5A4 NO.1 | TX-500KVA
382389951 | TNB | DISTRIBUTION | KUALA SELANGOR | Existing | 11 kV | PE MV TERMINAL | RYB | BKSL/PCE/J00843 | SHAH ALAM 2 5C 4 NO.1 | S05806 SHAH ALAM 2 5C 4 NO.2
382389954 | TNB | DISTRIBUTION | KUALA SELANGOR | Existing | 11 kV | PE MV TERMINAL | RYB | BKSL/PCE/J00843 | SHAH ALAM 2 5C 4 NO.1 | TX-500KVA
382389965 | TNB | DISTRIBUTION | KUALA SELANGOR | Existing | 11 kV | PE MV TERMINAL | RYB | BKSL/PCE/J00843 | SHAH ALAM 2 5C 4 NO.1 | SPARE
382389968 | TNB | DISTRIBUTION | KUALA SELANGOR | Existing | 11 kV | PE MV TERMINAL | RYB | BKSL/PCE/J00843 | SHAH ALAM 2 5C 4 NO.1 | S05514 BANDAR PUNCAK ALAM JAS
382390072 | TNB | DISTRIBUTION | KUALA SELANGOR | Existing | 11 kV | PE MV TERMINAL | RYB | BKSL/PCE/J00417 | SHAH ALAM 2 5C 4 NO.2 | S01073 SHAH ALAM 2 NO.2
382390075 | TNB | DISTRIBUTION | KUALA SELANGOR | Existing | 11 kV | PE MV TERMINAL | RYB | BKSL/PCE/J00417 | SHAH ALAM 2 5C 4 NO.2 | TX-1000KVA
382390086 | TNB | DISTRIBUTION | KUALA SELANGOR | Existing | 11 kV | PE MV TERMINAL | RYB | BKSL/PCE/J00417 | SHAH ALAM 2 5C 4 NO.2 | SPARE
382390089 | TNB | DISTRIBUTION | KUALA SELANGOR | Existing | 11 kV | PE MV TERMINAL | RYB | BKSL/PCE/J00417 | SHAH ALAM 2 5C 4 NO.2 | S05801 SHAH ALAM 2 5C 4 NO.1
382390212 | TNB | DISTRIBUTION | KUALA SELANGOR | Existing | 11 kV | PE MV TERMINAL | RYB | BKSL/PCE/J00875 | APARTMENT WARNASARI 2 | TX1-750KVA
382390216 | TNB | DISTRIBUTION | KUALA SELANGOR | Existing | 11 kV | PE MV TERMINAL | RYB | BKSL/PCE/J00875 | APARTMENT WARNASARI 2 | S01138 APRTMENT MELOR NO.1 PUNCAK ALAM
382390224 | TNB | DISTRIBUTION | KUALA SELANGOR | Existing | 11 kV | PE MV TERMINAL | RYB | BKSL/PCE/J00875 | APARTMENT WARNASARI 2 | S01088 RMH PAM AIR JBA PH3 PUNCAK ALAM
382390234 | TNB | DISTRIBUTION | KUALA SELANGOR | Existing | 11 kV | PE MV TERMINAL | RYB | BKSL/PCE/J00875 | APARTMENT WARNASARI 2 | TX2-750KVA
382390436 | TNB | DISTRIBUTION | KUALA SELANGOR | Existing | 11 kV | PE MV TERMINAL | RYB | BKSL/PCE/J00842 | IRON WORK 2/6 | R06931 PE YEAP JING FONG 2/6
382390437 | TNB | DISTRIBUTION | KUALA SELANGOR | Existing | 11 kV | PE MV TERMINAL | RYB | BKSL/PCE/J00842 | IRON WORK 2/6 | R06530 PE TOONG HENG LOONG
382390440 | TNB | DISTRIBUTION | KUALA SELANGOR | Existing | 11 kV | PE MV TERMINAL | RYB | BKSL/PCE/J00842 | IRON WORK 2/6 | TX-500KVA
382390557 | TNB | DISTRIBUTION | KUALA SELANGOR | Existing | 11 kV | PE MV TERMINAL | RYB | BKSL/PCE/J00398 | TAMAN GELAMA | S00156 TALIKOM SG BULOH
382390558 | TNB | DISTRIBUTION | KUALA SELANGOR | Existing | 11 kV | PE MV TERMINAL | RYB | BKSL/PCE/J00398 | TAMAN GELAMA | S00174 SPG RJ ABDULLAH
382390561 | TNB | DISTRIBUTION | KUALA SELANGOR | Existing | 11 kV | PE MV TERMINAL | RYB | BKSL/PCE/J00398 | TAMAN GELAMA | TX-300KVA
382390682 | TNB | DISTRIBUTION | KUALA SELANGOR | Existing | 11 kV | PE MV TERMINAL | RYB | BKSL/PCE/J00837 | PADAT RUMAH KEDAI SASARAN | S01302 K/UDANG API-API NO 9
382390683 | TNB | DISTRIBUTION | KUALA SELANGOR | Existing | 11 kV | PE MV TERMINAL | RYB | BKSL/PCE/J00837 | PADAT RUMAH KEDAI SASARAN | TMN KELISA
382390686 | TNB | DISTRIBUTION | KUALA SELANGOR | Existing | 11 kV | PE MV TERMINAL | RYB | BKSL/PCE/J00837 | PADAT RUMAH KEDAI SASARAN | TX-500KVA
382390808 | TNB | DISTRIBUTION | KUALA SELANGOR | Existing | 11 kV | PE MV TERMINAL | RYB | BKSL/PCE/J00620 | BEACON | SPUR
382390809 | TNB | DISTRIBUTION | KUALA SELANGOR | Existing | 11 kV | PE MV TERMINAL | RYB | BKSL/PCE/J00620 | BEACON | R01834 TERNAK LEMBU IJOK
382390812 | TNB | DISTRIBUTION | KUALA SELANGOR | Existing | 11 kV | PE MV TERMINAL | RYB | BKSL/PCE/J00620 | BEACON | TX1-100KVA
382390940 | TNB | DISTRIBUTION | KUALA SELANGOR | Existing | 11 kV | PE MV TERMINAL | RYB | BKSL/PCE/J00873 | RUMAH BANGLO PUNCAK ALAM JAYA 2 | S05702 FASA 3A1 PUNCAK ALAM
382390943 | TNB | DISTRIBUTION | KUALA SELANGOR | Existing | 11 kV | PE MV TERMINAL | RYB | BKSL/PCE/J00873 | RUMAH BANGLO PUNCAK ALAM JAYA 2 | TX-500KVA
382390954 | TNB | DISTRIBUTION | KUALA SELANGOR | Existing | 11 kV | PE MV TERMINAL | RYB | BKSL/PCE/J00873 | RUMAH BANGLO PUNCAK ALAM JAYA 2 | SPARE
382390957 | TNB | DISTRIBUTION | KUALA SELANGOR | Existing | 11 kV | PE MV TERMINAL | RYB | BKSL/PCE/J00873 | RUMAH BANGLO PUNCAK ALAM JAYA 2 | S05858 RUMAH KEDAI PUNCAK ALAM JAYA
382391088 | TNB | DISTRIBUTION | KUALA SELANGOR | Existing | 11 kV | PE MV TERMINAL | RYB | BKSL/PCE/J00382 | VHF BATU ARANG | R06741 KILANG PELURU (SME ORDINANCE)
382391089 | TNB | DISTRIBUTION | KUALA SELANGOR | Existing | 11 kV | PE MV TERMINAL | RYB | BKSL/PCE/J00382 | VHF BATU ARANG | R02754 P/PENURUN BALAI POLIS BATU ARANG
382391092 | TNB | DISTRIBUTION | KUALA SELANGOR | Existing | 11 kV | PE MV TERMINAL | RYB | BKSL/PCE/J00382 | VHF BATU ARANG | TX-300KVA
382391198 | TNB | DISTRIBUTION | KUALA SELANGOR | Existing | 11 kV | PE MV TERMINAL | RYB | BKSL/PCE/J00853 | TMN KSU FASA 5 NO.1 | S05554 SMK KUALA SELANGOR ( SI RAMBAI)
382391201 | TNB | DISTRIBUTION | KUALA SELANGOR | Existing | 11 kV | PE MV TERMINAL | RYB | BKSL/PCE/J00853 | TMN KSU FASA 5 NO.1 | TX-500KVA
382391212 | TNB | DISTRIBUTION | KUALA SELANGOR | Existing | 11 kV | PE MV TERMINAL | RYB | BKSL/PCE/J00853 | TMN KSU FASA 5 NO.1 | SPARE
382391215 | TNB | DISTRIBUTION | KUALA SELANGOR | Existing | 11 kV | PE MV TERMINAL | RYB | BKSL/PCE/J00853 | TMN KSU FASA 5 NO.1 | S05686 TMN KUALA SELANGOR UTAMA
382391338 | TNB | DISTRIBUTION | KUALA SELANGOR | Existing | 11 kV | PE MV TERMINAL | RYB | BKSL/PCE/J00367 | STP PASIR PENAMBANG | S05765 PE TMN BOTANIK JLN 4
382391339 | TNB | DISTRIBUTION | KUALA SELANGOR | Existing | 11 kV | PE MV TERMINAL | RYB | BKSL/PCE/J00367 | STP PASIR PENAMBANG | S05674 GOLDPAGE NO.3
382391342 | TNB | DISTRIBUTION | KUALA SELANGOR | Existing | 11 kV | PE MV TERMINAL | RYB | BKSL/PCE/J00367 | STP PASIR PENAMBANG | TX-500KVA
382391469 | TNB | DISTRIBUTION | KUALA SELANGOR | Existing | 11 kV | PE MV TERMINAL | RYB | BKSL/PCE/J00373 | PEWIRA RAYA | S01533 PADAT KEM CINA TIRAM BUROK
382391470 | TNB | DISTRIBUTION | KUALA SELANGOR | Existing | 11 kV | PE MV TERMINAL | RYB | BKSL/PCE/J00373 | PEWIRA RAYA | S01653 KONG LEE ENG FARM
382391473 | TNB | DISTRIBUTION | KUALA SELANGOR | Existing | 11 kV | PE MV TERMINAL | RYB | BKSL/PCE/J00373 | PEWIRA RAYA | TX-750KVA
382391719 | TNB | DISTRIBUTION | KUALA SELANGOR | Existing | 11 kV | PE MV TERMINAL | RYB | BKSL/PCE/J00372 | JLN ANGGERIK TIRAM BUROK | S01535 PADAT KEM CINA TIRAM BUROK
382391720 | TNB | DISTRIBUTION | KUALA SELANGOR | Existing | 11 kV | PE MV TERMINAL | RYB | BKSL/PCE/J00372 | JLN ANGGERIK TIRAM BUROK | S05792 SMK SERI TIRAM BUROK
382391723 | TNB | DISTRIBUTION | KUALA SELANGOR | Existing | 11 kV | PE MV TERMINAL | RYB | BKSL/PCE/J00372 | JLN ANGGERIK TIRAM BUROK | TX-1000KVA
382391845 | TNB | DISTRIBUTION | KUALA SELANGOR | Existing | 11 kV | PE MV TERMINAL | RYB | BKSL/PCE/J00380 | LADANG HOPEFUL | PPU SDBY CB 5
382391846 | TNB | DISTRIBUTION | KUALA SELANGOR | Existing | 11 kV | PE MV TERMINAL | RYB | BKSL/PCE/J00380 | LADANG HOPEFUL | R05531 LDG MINYAK
382391849 | TNB | DISTRIBUTION | KUALA SELANGOR | Existing | 11 kV | PE MV TERMINAL | RYB | BKSL/PCE/J00380 | LADANG HOPEFUL | TX-500KVA
382391994 | TNB | DISTRIBUTION | KUALA SELANGOR | Existing | 11 kV | PE MV TERMINAL | RYB | BKSL/PCE/J00357 | MAHSURI JLN PERDANA NO.1 | S00577 SEAFOOD BGN SEKINCHAN
382391995 | TNB | DISTRIBUTION | KUALA SELANGOR | Existing | 11 kV | PE MV TERMINAL | RYB | BKSL/PCE/J00357 | MAHSURI JLN PERDANA NO.1 | S00586 TELEKOM SEKINCHAN
382391998 | TNB | DISTRIBUTION | KUALA SELANGOR | Existing | 11 kV | PE MV TERMINAL | RYB | BKSL/PCE/J00357 | MAHSURI JLN PERDANA NO.1 | TX-1000KVA
382392120 | TNB | DISTRIBUTION | KUALA SELANGOR | Existing | 11 kV | PE MV TERMINAL | RYB | BKSL/PCE/J00361 | APARTMENT SEKINCHAN | S01624 QTRS MAJLIS DAERAH SEKINCHAN
382392121 | TNB | DISTRIBUTION | KUALA SELANGOR | Existing | 11 kV | PE MV TERMINAL | RYB | BKSL/PCE/J00361 | APARTMENT SEKINCHAN | PPU SKCN M: CB1
382392124 | TNB | DISTRIBUTION | KUALA SELANGOR | Existing | 11 kV | PE MV TERMINAL | RYB | BKSL/PCE/J00361 | APARTMENT SEKINCHAN | TX-500KVA
382392274 | TNB | DISTRIBUTION | KUALA SELANGOR | Existing | 11 kV | PE MV TERMINAL | RYB | BKSL/PCE/J00601 | SW/STN KOTA PUTERI | PMU BARG 132/11 KV: CB 6
382392280 | TNB | DISTRIBUTION | KUALA SELANGOR | Existing | 11 kV | PE MV TERMINAL | RYB | BKSL/PCE/J00601 | SW/STN KOTA PUTERI | R01783 UNITED PAPER BOARD
382392285 | TNB | DISTRIBUTION | KUALA SELANGOR | Existing | 11 kV | PE MV TERMINAL | RYB | BKSL/PCE/J00601 | SW/STN KOTA PUTERI | R00591 KG BARU IJOK
382392314 | TNB | DISTRIBUTION | KUALA SELANGOR | Existing | 11 kV | PE MV TERMINAL | RYB | BKSL/PCE/J00354 | APARTMENT ALAM PERDANA 4 | TX-750KVA
382392318 | TNB | DISTRIBUTION | KUALA SELANGOR | Existing | 11 kV | PE MV TERMINAL | RYB | BKSL/PCE/J00354 | APARTMENT ALAM PERDANA 4 | R04455 STP PERDANA ALAM JAYA
382392326 | TNB | DISTRIBUTION | KUALA SELANGOR | Existing | 11 kV | PE MV TERMINAL | RYB | BKSL/PCE/J00354 | APARTMENT ALAM PERDANA 4 | R06382 APARTMENT ALAM PERDANA 4
382392336 | TNB | DISTRIBUTION | KUALA SELANGOR | Existing | 11 kV | PE MV TERMINAL | RYB | BKSL/PCE/J00354 | APARTMENT ALAM PERDANA 4 | TX-750KVA
382392539 | TNB | DISTRIBUTION | KUALA SELANGOR | Existing | 11 kV | PE MV TERMINAL | RYB | BKSL/PCE/J00353 | APARTMENT ALAM PERDANA 3 | TX-1000KVA
382392543 | TNB | DISTRIBUTION | KUALA SELANGOR | Existing | 11 kV | PE MV TERMINAL | RYB | BKSL/PCE/J00353 | APARTMENT ALAM PERDANA 3 | R06382 APARTMENT ALAM PERDANA 4
382392551 | TNB | DISTRIBUTION | KUALA SELANGOR | Existing | 11 kV | PE MV TERMINAL | RYB | BKSL/PCE/J00353 | APARTMENT ALAM PERDANA 3 | R06377 APARTMENT ALAM PERDANA 2
382392561 | TNB | DISTRIBUTION | KUALA SELANGOR | Existing | 11 kV | PE MV TERMINAL | RYB | BKSL/PCE/J00353 | APARTMENT ALAM PERDANA 3 | TX-1000KVA
382392779 | TNB | DISTRIBUTION | KUALA SELANGOR | Existing | 11 kV | PE MV TERMINAL | RYB | BKSL/PCE/J00301 | APARTMENT ALAM PERDANA 2 | TX2-750KVA
382392783 | TNB | DISTRIBUTION | KUALA SELANGOR | Existing | 11 kV | PE MV TERMINAL | RYB | BKSL/PCE/J00301 | APARTMENT ALAM PERDANA 2 | R06373 APARTMENT ALAM PERDANA 1
382392791 | TNB | DISTRIBUTION | KUALA SELANGOR | Existing | 11 kV | PE MV TERMINAL | RYB | BKSL/PCE/J00301 | APARTMENT ALAM PERDANA 2 | R06378 APARTMENT ALAM PERDANA 3
382392801 | TNB | DISTRIBUTION | KUALA SELANGOR | Existing | 11 kV | PE MV TERMINAL | RYB | BKSL/PCE/J00301 | APARTMENT ALAM PERDANA 2 | TX1-750KVA
382393021 | TNB | DISTRIBUTION | KUALA SELANGOR | Existing | 11 kV | PE MV TERMINAL | RYB | BKSL/PCE/J00664 | LOJI AIR ALAM PERDANA P.ALAM | R05349 RUMAH PANGSA ALAM PERDANA
382393022 | TNB | DISTRIBUTION | KUALA SELANGOR | Existing | 11 kV | PE MV TERMINAL | RYB | BKSL/PCE/J00664 | LOJI AIR ALAM PERDANA P.ALAM | R05340 IND ALAM JAYA NO 4
382393025 | TNB | DISTRIBUTION | KUALA SELANGOR | Existing | 11 kV | PE MV TERMINAL | RYB | BKSL/PCE/J00664 | LOJI AIR ALAM PERDANA P.ALAM | TX-300KVA
382393142 | TNB | DISTRIBUTION | KUALA SELANGOR | Existing | 11 kV | PE MV TERMINAL | RYB | BKSL/PCE/J00659 | STP PERDANA ALAM JAYA | R04454 PERDANA ALAM JAYA NO.1
382393143 | TNB | DISTRIBUTION | KUALA SELANGOR | Existing | 11 kV | PE MV TERMINAL | RYB | BKSL/PCE/J00659 | STP PERDANA ALAM JAYA | R06385 APARTMENT ALAM PERDANA 4
382393146 | TNB | DISTRIBUTION | KUALA SELANGOR | Existing | 11 kV | PE MV TERMINAL | RYB | BKSL/PCE/J00659 | STP PERDANA ALAM JAYA | TX-1000KVA
382393269 | TNB | DISTRIBUTION | KUALA SELANGOR | Existing | 11 kV | PE MV TERMINAL | RYB | BKSL/PCE/J00658 | PERDANA ALAM JAYA NO.1 | TX2-1000KVA
382393273 | TNB | DISTRIBUTION | KUALA SELANGOR | Existing | 11 kV | PE MV TERMINAL | RYB | BKSL/PCE/J00658 | PERDANA ALAM JAYA NO.1 | R04456 STP PERDANA ALAM JAYA
382393281 | TNB | DISTRIBUTION | KUALA SELANGOR | Existing | 11 kV | PE MV TERMINAL | RYB | BKSL/PCE/J00658 | PERDANA ALAM JAYA NO.1 | R04450 PERDANA ALAM JAYA NO.2
382393291 | TNB | DISTRIBUTION | KUALA SELANGOR | Existing | 11 kV | PE MV TERMINAL | RYB | BKSL/PCE/J00658 | PERDANA ALAM JAYA NO.1 | TX1-1000KVA
382711353 | TNB | DISTRIBUTION | KUALA SELANGOR | Existing | 11 kV | PE MV TERMINAL | RYB | BKSL/PCE/J00820 | LYWOOD SG SEMBILANG | S01413 SW/STN TMN JATI
382711354 | TNB | DISTRIBUTION | KUALA SELANGOR | Existing | 11 kV | PE MV TERMINAL | RYB | BKSL/PCE/J00820 | LYWOOD SG SEMBILANG | S01417 PE KOSSAN 1
382711357 | TNB | DISTRIBUTION | KUALA SELANGOR | Existing | 11 kV | PE MV TERMINAL | RYB | BKSL/PCE/J00820 | LYWOOD SG SEMBILANG | TX-500KVA
382711478 | TNB | DISTRIBUTION | KUALA SELANGOR | Existing | 11 kV | PE MV TERMINAL | RYB | BKSL/PCE/J00836 | ZON IKS SG GULANG-GULANG | S00412 PE SG TUNGGUL
382711479 | TNB | DISTRIBUTION | KUALA SELANGOR | Existing | 11 kV | PE MV TERMINAL | RYB | BKSL/PCE/J00836 | ZON IKS SG GULANG-GULANG | S05590 PE DETIK ATURAN
382711482 | TNB | DISTRIBUTION | KUALA SELANGOR | Existing | 11 kV | PE MV TERMINAL | RYB | BKSL/PCE/J00836 | ZON IKS SG GULANG-GULANG | TX-300KVA
382711603 | TNB | DISTRIBUTION | KUALA SELANGOR | Existing | 11 kV | PE MV TERMINAL | RYB | BKSL/PCE/J00552 | LDG MINYAK | R05058 BERJUNTAI BESTARI NO 2
382711604 | TNB | DISTRIBUTION | KUALA SELANGOR | Existing | 11 kV | PE MV TERMINAL | RYB | BKSL/PCE/J00552 | LDG MINYAK | R07389 LADANG HOPEFUL
382711607 | TNB | DISTRIBUTION | KUALA SELANGOR | Existing | 11 kV | PE MV TERMINAL | RYB | BKSL/PCE/J00552 | LDG MINYAK | TX-300KVA
383385868 | TNB | DISTRIBUTION | KUALA SELANGOR | Existing | 11 kV | PE MV TERMINAL | RYB | BKSL/PCE/J00436 | TYCOPLUS BT 22 IJOK | R05851 GUARDIAN CAUCUS
383385869 | TNB | DISTRIBUTION | KUALA SELANGOR | Existing | 11 kV | PE MV TERMINAL | RYB | BKSL/PCE/J00436 | TYCOPLUS BT 22 IJOK | R08229 D-KSL-C18-1627
383385872 | TNB | DISTRIBUTION | KUALA SELANGOR | Existing | 11 kV | PE MV TERMINAL | RYB | BKSL/PCE/J00436 | TYCOPLUS BT 22 IJOK | TX-1000KVA
383814899 | TNB | DISTRIBUTION | KUALA SELANGOR | Existing | 11 kV | PE MV TERMINAL | RYB | BKSL/PCE/J00414 | PERUMAHAN FASA 4 PUNCAK BESTARI | TX2- 1000KVA
383814903 | TNB | DISTRIBUTION | KUALA SELANGOR | Existing | 11 kV | PE MV TERMINAL | RYB | BKSL/PCE/J00414 | PERUMAHAN FASA 4 PUNCAK BESTARI | S05687 : RMH PAM PUNCAK BESTARI
383814911 | TNB | DISTRIBUTION | KUALA SELANGOR | Existing | 11 kV | PE MV TERMINAL | RYB | BKSL/PCE/J00414 | PERUMAHAN FASA 4 PUNCAK BESTARI | S05680 : PERUMAHAN FASA 1 PCK BISTARI
383814918 | TNB | DISTRIBUTION | KUALA SELANGOR | Existing | 11 kV | PE MV TERMINAL | RYB | BKSL/PCE/J00414 | PERUMAHAN FASA 4 PUNCAK BESTARI | TX1- 1000KVA
383815132 | TNB | DISTRIBUTION | KUALA SELANGOR | Existing | 11 kV | PE MV TERMINAL | RYB | BKSL/PCE/J00424 | REBAN AYAM BAIZILAH | S01554 : SG YU NO 2
383815133 | TNB | DISTRIBUTION | KUALA SELANGOR | Existing | 11 kV | PE MV TERMINAL | RYB | BKSL/PCE/J00424 | REBAN AYAM BAIZILAH | S01555 : PE SG YU NO 3
383815136 | TNB | DISTRIBUTION | KUALA SELANGOR | Existing | 11 kV | PE MV TERMINAL | RYB | BKSL/PCE/J00424 | REBAN AYAM BAIZILAH | TX1- 500KVA
383815249 | TNB | DISTRIBUTION | KUALA SELANGOR | Existing | 11 kV | PE MV TERMINAL | RYB | BKSL/PCE/J00434 | Grp: Substation Comp. 1 | R06798 : ASSOSIATED M. TRADER
383815250 | TNB | DISTRIBUTION | KUALA SELANGOR | Existing | 11 kV | PE MV TERMINAL | RYB | BKSL/PCE/J00434 | Grp: Substation Comp. 1 | R01829 : TERNAK LEMBU IJOK
383815253 | TNB | DISTRIBUTION | KUALA SELANGOR | Existing | 11 kV | PE MV TERMINAL | RYB | BKSL/PCE/J00434 | Grp: Substation Comp. 1 | TX1- 500KVA
383819199 | TNB | DISTRIBUTION | KUALA SELANGOR | Existing | 11 kV | PE MV TERMINAL | RYB | BKSL/PCE/J00432 | ONE SEKINCAN | S05819 KOLAM UDANG PARIT 3
383819200 | TNB | DISTRIBUTION | KUALA SELANGOR | Existing | 11 kV | PE MV TERMINAL | RYB | BKSL/PCE/J00432 | ONE SEKINCAN | S01604 SELOKA GAGAH NO 2
383819203 | TNB | DISTRIBUTION | KUALA SELANGOR | Existing | 11 kV | PE MV TERMINAL | RYB | BKSL/PCE/J00432 | ONE SEKINCAN | TX1-500KVA
383819313 | TNB | DISTRIBUTION | KUALA SELANGOR | Existing | 11 kV | PE MV TERMINAL | RYB | BKSL/PCE/J00435 | Grp: Substation Comp. 1 | S01579 TMN RIA JAYA
383819314 | TNB | DISTRIBUTION | KUALA SELANGOR | Existing | 11 kV | PE MV TERMINAL | RYB | BKSL/PCE/J00435 | Grp: Substation Comp. 1 | S05664 TAMAN INDAH 2
383819317 | TNB | DISTRIBUTION | KUALA SELANGOR | Existing | 11 kV | PE MV TERMINAL | RYB | BKSL/PCE/J00435 | Grp: Substation Comp. 1 | TX1-500KVA
383819427 | TNB | DISTRIBUTION | KUALA SELANGOR | Existing | 11 kV | PE MV TERMINAL | RYB | BKSL/PCE/J00437 | Grp: Substation Comp. 1 | S05798 PKNS RAJA MUSA (TMN RAJA MUSA)
383819428 | TNB | DISTRIBUTION | KUALA SELANGOR | Existing | 11 kV | PE MV TERMINAL | RYB | BKSL/PCE/J00437 | Grp: Substation Comp. 1 | R03563 SPECIAL MADE IRON &STEEL
383819431 | TNB | DISTRIBUTION | KUALA SELANGOR | Existing | 11 kV | PE MV TERMINAL | RYB | BKSL/PCE/J00437 | Grp: Substation Comp. 1 | TX1-500KVA
384888541 | TNB | DISTRIBUTION | KUALA SELANGOR | Existing | 11 kV | PE MV TERMINAL | RYB | BKSL/PCE/J00443 | D-KSL-C17-1624 | R04777 SS OSCAR KENARI
384888542 | TNB | DISTRIBUTION | KUALA SELANGOR | Existing | 11 kV | PE MV TERMINAL | RYB | BKSL/PCE/J00443 | D-KSL-C17-1624 | R04443 ALAM PERDANA 3
384888545 | TNB | DISTRIBUTION | KUALA SELANGOR | Existing | 11 kV | PE MV TERMINAL | RYB | BKSL/PCE/J00443 | D-KSL-C17-1624 | TX1-500kVA
384888697 | TNB | DISTRIBUTION | KUALA SELANGOR | Existing | 11 kV | PE MV TERMINAL | RYB | BKSL/PCE/J00451 | D-KSL-C17-1592 | R08231 D-KSL-C18-1627
384888698 | TNB | DISTRIBUTION | KUALA SELANGOR | Existing | 11 kV | PE MV TERMINAL | RYB | BKSL/PCE/J00451 | D-KSL-C17-1592 | R04383 SS OSCAR KENARI
384888701 | TNB | DISTRIBUTION | KUALA SELANGOR | Existing | 11 kV | PE MV TERMINAL | RYB | BKSL/PCE/J00451 | D-KSL-C17-1592 | TX1-1000kVA
384892867 | TNB | DISTRIBUTION | KUALA SELANGOR | Existing | 11 kV | PE MV TERMINAL | RYB | BKSL/PCE/J00448 | D-KSL-C17-1525 | S05933 PE PST LATIHAN PERTANIAN
384892868 | TNB | DISTRIBUTION | KUALA SELANGOR | Existing | 11 kV | PE MV TERMINAL | RYB | BKSL/PCE/J00448 | D-KSL-C17-1525 | S05945 PE TMN SERI MANIK
384892871 | TNB | DISTRIBUTION | KUALA SELANGOR | Existing | 11 kV | PE MV TERMINAL | RYB | BKSL/PCE/J00448 | D-KSL-C17-1525 | TX-300kVA
384893010 | TNB | DISTRIBUTION | KUALA SELANGOR | Existing | 11 kV | PE MV TERMINAL | RYB | BKSL/PCE/J00450 | D-KSL-C17-1545 (tmn makmur) | S05872 SSU TMN MAKMUR
384893011 | TNB | DISTRIBUTION | KUALA SELANGOR | Existing | 11 kV | PE MV TERMINAL | RYB | BKSL/PCE/J00450 | D-KSL-C17-1545 (tmn makmur) | S05929 PE KILANG PADI PUKAL
384893014 | TNB | DISTRIBUTION | KUALA SELANGOR | Existing | 11 kV | PE MV TERMINAL | RYB | BKSL/PCE/J00450 | D-KSL-C17-1545 (tmn makmur) | TX1-500kVA
384893355 | TNB | DISTRIBUTION | KUALA SELANGOR | Existing | 11 kV | PE MV TERMINAL | RYB | BKSL/PCE/J00442 | D-KSL-C17-1380 | S01574 PE TMN BAYU
384893358 | TNB | DISTRIBUTION | KUALA SELANGOR | Existing | 11 kV | PE MV TERMINAL | RYB | BKSL/PCE/J00442 | D-KSL-C17-1380 | TX-500kVA
384893375 | TNB | DISTRIBUTION | KUALA SELANGOR | Existing | 11 kV | PE MV TERMINAL | RYB | BKSL/PCE/J00442 | D-KSL-C17-1380 | SPARE
384893378 | TNB | DISTRIBUTION | KUALA SELANGOR | Existing | 11 kV | PE MV TERMINAL | RYB | BKSL/PCE/J00442 | D-KSL-C17-1380 | SPUR
384893510 | TNB | DISTRIBUTION | KUALA SELANGOR | Existing | 11 kV | PE MV TERMINAL | RYB | BKSL/PCE/J00444 | D-KSL-C17-1607 | S01434 PE EYU TECK CHAI
384893511 | TNB | DISTRIBUTION | KUALA SELANGOR | Existing | 11 kV | PE MV TERMINAL | RYB | BKSL/PCE/J00444 | D-KSL-C17-1607 | S05448 PE FBK INDUSTRY
384893514 | TNB | DISTRIBUTION | KUALA SELANGOR | Existing | 11 kV | PE MV TERMINAL | RYB | BKSL/PCE/J00444 | D-KSL-C17-1607 | TX-1000kVA
384893624 | TNB | DISTRIBUTION | KUALA SELANGOR | Existing | 11 kV | PE MV TERMINAL | RYB | BKSL/SSU/J00011 | SSU TMN MAKMUR | S05967 PE PDT JLN MAKMUR 4
384965703 | TNB | DISTRIBUTION | KUALA SELANGOR | Existing | 11 kV | PE MV TERMINAL | RYB | BKSL/PCE/J00883 | LOT 11311 TIAJ 2/5 | R06486 TMT INDUSTRI
384965704 | TNB | DISTRIBUTION | KUALA SELANGOR | Existing | 11 kV | PE MV TERMINAL | RYB | BKSL/PCE/J00883 | LOT 11311 TIAJ 2/5 | R06012 SSU PPAJ NO.1 JLN PPAJ (CB10)
384965707 | TNB | DISTRIBUTION | KUALA SELANGOR | Existing | 11 kV | PE MV TERMINAL | RYB | BKSL/PCE/J00883 | LOT 11311 TIAJ 2/5 | TX1-500KVA
385030210 | TNB | DISTRIBUTION | KUALA SELANGOR | Existing | 11 kV | PE MV TERMINAL | RYB | BKSL/PCE/J00453 | D-KSL-C17-1621 | R04162 TMN SRI CAHAYA(C/S)
385030211 | TNB | DISTRIBUTION | KUALA SELANGOR | Existing | 11 kV | PE MV TERMINAL | RYB | BKSL/PCE/J00453 | D-KSL-C17-1621 | R00477 WATASEKO
385030214 | TNB | DISTRIBUTION | KUALA SELANGOR | Existing | 11 kV | PE MV TERMINAL | RYB | BKSL/PCE/J00453 | D-KSL-C17-1621 | TX1-500kVA
385502525 | TNB | DISTRIBUTION | KUALA SELANGOR | Existing | 11 kV | PE MV TERMINAL | RYB | BKSL/PCE/J00882 | D-KSL-C17-1638 | Tx2-1000 kVA
385502532 | TNB | DISTRIBUTION | KUALA SELANGOR | Existing | 11 kV | PE MV TERMINAL | RYB | BKSL/PCE/J00882 | D-KSL-C17-1638 | R08202 JLN HILLPARK 11/4A
385502540 | TNB | DISTRIBUTION | KUALA SELANGOR | Existing | 11 kV | PE MV TERMINAL | RYB | BKSL/PCE/J00882 | D-KSL-C17-1638 | PPU PAM1 F4
385502550 | TNB | DISTRIBUTION | KUALA SELANGOR | Existing | 11 kV | PE MV TERMINAL | RYB | BKSL/PCE/J00882 | D-KSL-C17-1638 | Tx1-1000 kVA
385502756 | TNB | DISTRIBUTION | KUALA SELANGOR | Existing | 11 kV | PE MV TERMINAL | RYB | BKSL/PCE/J00881 | D-KSL-C17-1497 | Tx2-1000 kVA
385502763 | TNB | DISTRIBUTION | KUALA SELANGOR | Existing | 11 kV | PE MV TERMINAL | RYB | BKSL/PCE/J00881 | D-KSL-C17-1497 | R08198 JLN HILLPARK 11/2
385502771 | TNB | DISTRIBUTION | KUALA SELANGOR | Existing | 11 kV | PE MV TERMINAL | RYB | BKSL/PCE/J00881 | D-KSL-C17-1497 | R08209 JLN HILLPAR 11/9
385502781 | TNB | DISTRIBUTION | KUALA SELANGOR | Existing | 11 kV | PE MV TERMINAL | RYB | BKSL/PCE/J00881 | D-KSL-C17-1497 | Tx1-1000 kVA
385503197 | TNB | DISTRIBUTION | KUALA SELANGOR | Existing | 11 kV | PE MV TERMINAL | RYB | BKSL/PCE/J00449 | D-KSL-C17-1588 | TX2
385503204 | TNB | DISTRIBUTION | KUALA SELANGOR | Existing | 11 kV | PE MV TERMINAL | RYB | BKSL/PCE/J00449 | D-KSL-C17-1588 | R04689 LOJI RAWATAN
385503212 | TNB | DISTRIBUTION | KUALA SELANGOR | Existing | 11 kV | PE MV TERMINAL | RYB | BKSL/PCE/J00449 | D-KSL-C17-1588 | R07925 MAY POLYESTER
385503222 | TNB | DISTRIBUTION | KUALA SELANGOR | Existing | 11 kV | PE MV TERMINAL | RYB | BKSL/PCE/J00449 | D-KSL-C17-1588 | TX1-500 kVA
386034926 | TNB | DISTRIBUTION | KUALA SELANGOR | Existing | 11 kV | PE MV TERMINAL | RYB | BKSL/PCE/J00454 | D-KSL-C17-1497 | TX1-1000kVA
386034930 | TNB | DISTRIBUTION | KUALA SELANGOR | Existing | 11 kV | PE MV TERMINAL | RYB | BKSL/PCE/J00454 | D-KSL-C17-1497 | R07604 PE BDR HILLPARK 3
386034934 | TNB | DISTRIBUTION | KUALA SELANGOR | Existing | 11 kV | PE MV TERMINAL | RYB | BKSL/PCE/J00454 | D-KSL-C17-1497 | R087205 PE JLN HILLPARK 14/4A
386034942 | TNB | DISTRIBUTION | KUALA SELANGOR | Existing | 11 kV | PE MV TERMINAL | RYB | BKSL/PCE/J00454 | D-KSL-C17-1497 | TX2-1000kVA
387816940 | TNB | DISTRIBUTION | KUALA SELANGOR | Existing | 11 kV | PE MV TERMINAL | RYB | BKSL/PCE/J00889 | D-KSL-C18-1506 | TX2-1000kVA
387816944 | TNB | DISTRIBUTION | KUALA SELANGOR | Existing | 11 kV | PE MV TERMINAL | RYB | BKSL/PCE/J00889 | D-KSL-C18-1506 | R08325 INDS JLN KP2 NO 1
387816948 | TNB | DISTRIBUTION | KUALA SELANGOR | Existing | 11 kV | PE MV TERMINAL | RYB | BKSL/PCE/J00889 | D-KSL-C18-1506 | R08306 SSU KOTA PUTERI
387816956 | TNB | DISTRIBUTION | KUALA SELANGOR | Existing | 11 kV | PE MV TERMINAL | RYB | BKSL/PCE/J00889 | D-KSL-C18-1506 | TX1-1000kVA
387817158 | TNB | DISTRIBUTION | KUALA SELANGOR | Existing | 11 kV | PE MV TERMINAL | RYB | BKSL/PCE/J00692 | SSU KOTA PUTERI (CB9) | R08321 SSU IND JLN KP2
387817181 | TNB | DISTRIBUTION | KUALA SELANGOR | Existing | 11 kV | PE MV TERMINAL | RYB | BKSL/PCE/J00898 | D-KSL-C18-1555 | R06008 SSU PPAJ NO.1 JLN PPAJ
387817182 | TNB | DISTRIBUTION | KUALA SELANGOR | Existing | 11 kV | PE MV TERMINAL | RYB | BKSL/PCE/J00898 | D-KSL-C18-1555 | R07556 SSU JASA RINGGIT
387817185 | TNB | DISTRIBUTION | KUALA SELANGOR | Existing | 11 kV | PE MV TERMINAL | RYB | BKSL/PCE/J00898 | D-KSL-C18-1555 | TX-500kVA
387817299 | TNB | DISTRIBUTION | KUALA SELANGOR | Existing | 11 kV | PE MV TERMINAL | RYB | BKSL/PCE/J00904 | D-KSL-C18-1522 | R06800 ASSOSIATED MANUFACTURE TRADER
387817320 | TNB | DISTRIBUTION | KUALA SELANGOR | Existing | 11 kV | PE MV TERMINAL | RYB | BKSL/PCE/J00904 | D-KSL-C18-1522 | R07560 JLN MAKMUR BT 28 IJOK
387817324 | TNB | DISTRIBUTION | KUALA SELANGOR | Existing | 11 kV | PE MV TERMINAL | RYB | BKSL/PCE/J00904 | D-KSL-C18-1522 | PENGGUNA HT
387817337 | TNB | DISTRIBUTION | KUALA SELANGOR | Existing | 11 kV | PE MV TERMINAL | RYB |  |  | TX1-1000kVA
387817344 | TNB | DISTRIBUTION | KUALA SELANGOR | Existing | 11 kV | PE MV TERMINAL | RYB |  |  | N/A
387817352 | TNB | DISTRIBUTION | KUALA SELANGOR | Existing | 11 kV | PE MV TERMINAL | RYB |  |  | R08324 SSU IND JLN KP2
387817362 | TNB | DISTRIBUTION | KUALA SELANGOR | Existing | 11 kV | PE MV TERMINAL | RYB |  |  | TX2-1000kVA
388117487 | TNB | DISTRIBUTION | KUALA SELANGOR | Existing | 11 kV | PE MV TERMINAL | RYB | BKSL/PCE/J00428 | SHAH ALAM 2 5A7 | TX2 1000KVA
388117494 | TNB | DISTRIBUTION | KUALA SELANGOR | Existing | 11 kV | PE MV TERMINAL | RYB | BKSL/PCE/J00428 | SHAH ALAM 2 5A7 | SEC 2 FAS A 1B
388117502 | TNB | DISTRIBUTION | KUALA SELANGOR | Existing | 11 kV | PE MV TERMINAL | RYB | BKSL/PCE/J00428 | SHAH ALAM 2 5A7 | 5B7
388117512 | TNB | DISTRIBUTION | KUALA SELANGOR | Existing | 11 kV | PE MV TERMINAL | RYB | BKSL/PCE/J00428 | SHAH ALAM 2 5A7 | TX1 1000KVA
388856060 | TNB | DISTRIBUTION | KUALA SELANGOR | Existing | 11 kV | PE MV TERMINAL | RYB | BKSL/PCE/J00773 | MULTI GUNA NO.3 | F6 PPU PLTF
388856113 | TNB | DISTRIBUTION | KUALA SELANGOR | Existing | 11 kV | PE MV TERMINAL | RYB | BKSL/PCE/J00798 | SUBANG VENTURE | R05363 KYODO STEEL
388856134 | TNB | DISTRIBUTION | KUALA SELANGOR | Existing | 11 kV | PE MV TERMINAL | RYB | BKSL/PCE/J00798 | SUBANG VENTURE | F8 PPU PLTF
388856138 | TNB | DISTRIBUTION | KUALA SELANGOR | Existing | 11 kV | PE MV TERMINAL | RYB | BKSL/PCE/J00798 | SUBANG VENTURE | R05226 LOGAM BERJAYA
388856143 | TNB | DISTRIBUTION | KUALA SELANGOR | Existing | 11 kV | PE MV TERMINAL | RYB | BKSL/PCE/J00798 | SUBANG VENTURE | PENGGUNA HT
388856214 | TNB | DISTRIBUTION | KUALA SELANGOR | Existing | 11 kV | PE MV TERMINAL | RYB | BKSL/PCE/J00745 | APRTMENT MELOR NO.1 PUNCAK ALAM | F4 PPU PLTF
389036409 | TNB | DISTRIBUTION | KUALA SELANGOR | Existing | 11 kV | PE MV TERMINAL | RYB | BKSL/PCE/J00244 | TMN BKT BELIMBING INDAH | S00503 STS RAJA MUSA
389036415 | TNB | DISTRIBUTION | KUALA SELANGOR | Existing | 11 kV | PE MV TERMINAL | RYB | BKSL/PCE/J00244 | TMN BKT BELIMBING INDAH | S00494 PKNS BKT BELIMBING
389036440 | TNB | DISTRIBUTION | KUALA SELANGOR | Existing | 11 kV | PE MV TERMINAL | RYB | BKSL/PCE/J00244 | TMN BKT BELIMBING INDAH | TX - 1000 KVA
390513551 | TNB | DISTRIBUTION | KUALA SELANGOR | Existing | 11 kV | PE MV TERMINAL | RYB | BKSL/PCE/J00886 | D-KSL-C18-1627 | R08043 TYCOPLUS BT 22 IJOK
390513552 | TNB | DISTRIBUTION | KUALA SELANGOR | Existing | 11 kV | PE MV TERMINAL | RYB | BKSL/PCE/J00886 | D-KSL-C18-1627 | R08105 D-KSL-C17-1592
390513555 | TNB | DISTRIBUTION | KUALA SELANGOR | Existing | 11 kV | PE MV TERMINAL | RYB | BKSL/PCE/J00886 | D-KSL-C18-1627 | TX1-1000KVA
390513678 | TNB | DISTRIBUTION | KUALA SELANGOR | Existing | 11 kV | PE MV TERMINAL | RYB | BKSL/PCE/J00887 | D-KSL-C18-1653 | S05296 TMN NILAM
390513679 | TNB | DISTRIBUTION | KUALA SELANGOR | Existing | 11 kV | PE MV TERMINAL | RYB | BKSL/PCE/J00887 | D-KSL-C18-1653 | S00444 SG TERAP
390513682 | TNB | DISTRIBUTION | KUALA SELANGOR | Existing | 11 kV | PE MV TERMINAL | RYB | BKSL/PCE/J00887 | D-KSL-C18-1653 | TX1-500KVA
390513820 | TNB | DISTRIBUTION | KUALA SELANGOR | Existing | 11 kV | PE MV TERMINAL | RYB | BKSL/PCE/J00891 | D-KSL-C19-1643 | S01365 EMINEM FARM
390513821 | TNB | DISTRIBUTION | KUALA SELANGOR | Existing | 11 kV | PE MV TERMINAL | RYB | BKSL/PCE/J00891 | D-KSL-C19-1643 | PMU KSGR: 4
390513824 | TNB | DISTRIBUTION | KUALA SELANGOR | Existing | 11 kV | PE MV TERMINAL | RYB | BKSL/PCE/J00891 | D-KSL-C19-1643 | TX1-500KVA
393786117 | TNB | DISTRIBUTION | KUALA SELANGOR | Existing | 11 kV | PE MV TERMINAL | RYB | BKSL/PCE/J00906 | D-KSL-C18-1668 | TX1 1000kVA
393786124 | TNB | DISTRIBUTION | KUALA SELANGOR | Existing | 11 kV | PE MV TERMINAL | RYB | BKSL/PCE/J00906 | D-KSL-C18-1668 | R06788 RUBPLAST JLN RUKUN
393786132 | TNB | DISTRIBUTION | KUALA SELANGOR | Existing | 11 kV | PE MV TERMINAL | RYB | BKSL/PCE/J00906 | D-KSL-C18-1668 | R06797 EVERFLOW
393786142 | TNB | DISTRIBUTION | KUALA SELANGOR | Existing | 11 kV | PE MV TERMINAL | RYB | BKSL/PCE/J00906 | D-KSL-C18-1668 | TX2 1000kVA
393786358 | TNB | DISTRIBUTION | KUALA SELANGOR | Existing | 11 kV | PE MV TERMINAL | RYB | BKSL/PCE/J00905 | D-KSL-C18-1658 | S01452 PT MAHANG NO 2
393786359 | TNB | DISTRIBUTION | KUALA SELANGOR | Existing | 11 kV | PE MV TERMINAL | RYB | BKSL/PCE/J00905 | D-KSL-C18-1658 | S05600 REBAN AYAM HJ ISMAIL PT MAHANG
393786362 | TNB | DISTRIBUTION | KUALA SELANGOR | Existing | 11 kV | PE MV TERMINAL | RYB | BKSL/PCE/J00905 | D-KSL-C18-1658 | TX1 500kVA
393786464 | TNB | DISTRIBUTION | KUALA SELANGOR | Existing | 11 kV | PE MV TERMINAL | RYB | BKSL/PCE/J00908 | D-KSL-C18-1646 | R03485 RUMAH PKNS IJOK
393786465 | TNB | DISTRIBUTION | KUALA SELANGOR | Existing | 11 kV | PE MV TERMINAL | RYB | BKSL/PCE/J00908 | D-KSL-C18-1646 | R05726 DURAFILL
393786468 | TNB | DISTRIBUTION | KUALA SELANGOR | Existing | 11 kV | PE MV TERMINAL | RYB | BKSL/PCE/J00908 | D-KSL-C18-1646 | TX1 500kVA

## Output
Id | Owner Type | Owner Name | Operational Area | Status | Nominal Voltage | Type | Phasing | Substation Functional Location | Substation Name | Label | Remarks | Check | Detail
376961700 | TNB | DISTRIBUTION | KUALA SELANGOR | Existing | 11 kV | PE MV TERMINAL | RYB | BKSL/PCE/J00438 | EASTBAY ENG TIAJ 2/8 | R05896 MULTI GUNA NO.3 |  | Pass | null
376961701 | TNB | DISTRIBUTION | KUALA SELANGOR | Existing | 11 kV | PE MV TERMINAL | RYB | BKSL/PCE/J00438 | EASTBAY ENG TIAJ 2/8 | R06399 JS CONSC TRUCTION |  | Pass | null
376961704 | TNB | DISTRIBUTION | KUALA SELANGOR | Existing | 11 kV | PE MV TERMINAL | RYB | BKSL/PCE/J00438 | EASTBAY ENG TIAJ 2/8 | TX1-300kVA |  | Pass | null
376961829 | TNB | DISTRIBUTION | KUALA SELANGOR | Existing | 11 kV | PE MV TERMINAL | RYB | BKSL/PCE/J00416 | TMN KELISA | S05782 PADAT RUMAH KEDAI SASARAN |  | Pass | null
376961830 | TNB | DISTRIBUTION | KUALA SELANGOR | Existing | 11 kV | PE MV TERMINAL | RYB | BKSL/PCE/J00416 | TMN KELISA | S00289 TMN SENANGIN SG.BULOH |  | Pass | null
376961833 | TNB | DISTRIBUTION | KUALA SELANGOR | Existing | 11 kV | PE MV TERMINAL | RYB | BKSL/PCE/J00416 | TMN KELISA | TX1-500kVA |  | Pass | null
376961972 | TNB | DISTRIBUTION | KUALA SELANGOR | Existing | 11 kV | PE MV TERMINAL | RYB | BKSL/PCE/J00371 | KG SRI TIRAM BUROK | SPUR |  | Pass | null
376961973 | TNB | DISTRIBUTION | KUALA SELANGOR | Existing | 11 kV | PE MV TERMINAL | RYB | BKSL/PCE/J00371 | KG SRI TIRAM BUROK | S05794 SMK SERI TIRAM BUROK |  | Pass | null
376961976 | TNB | DISTRIBUTION | KUALA SELANGOR | Existing | 11 kV | PE MV TERMINAL | RYB | BKSL/PCE/J00371 | KG SRI TIRAM BUROK | TX1-500kVA |  | Pass | null
376962078 | TNB | DISTRIBUTION | KUALA SELANGOR | Existing | 11 kV | PE MV TERMINAL | RYB | BKSL/PCE/J00370 | SMK SERI TIRAM BUROK | S05795 KG SRI TIRAM BUROK |  | Pass | null
376962081 | TNB | DISTRIBUTION | KUALA SELANGOR | Existing | 11 kV | PE MV TERMINAL | RYB | BKSL/PCE/J00370 | SMK SERI TIRAM BUROK | TX1-300kVA |  | Pass | null
376962092 | TNB | DISTRIBUTION | KUALA SELANGOR | Existing | 11 kV | PE MV TERMINAL | RYB | BKSL/PCE/J00370 | SMK SERI TIRAM BUROK | S05761 JLN ANGGERIK TIRAM BUROK |  | Pass | null
376962095 | TNB | DISTRIBUTION | KUALA SELANGOR | Existing | 11 kV | PE MV TERMINAL | RYB | BKSL/PCE/J00370 | SMK SERI TIRAM BUROK | S01532 PT SERONG |  | Pass | null
377034958 | TNB | DISTRIBUTION | KUALA SELANGOR | Existing | 11 kV | PE MV TERMINAL | RYB | BKSL/PCE/J00433 | D-KSL-C17-1510 | S05626 PE RESTORAN MEWAH TG.KARANG |  | Pass | null
377034959 | TNB | DISTRIBUTION | KUALA SELANGOR | Existing | 11 kV | PE MV TERMINAL | RYB | BKSL/PCE/J00433 | D-KSL-C17-1510 | S150517 PE TMN RIA MAS NO.2 |  | Pass | null
377034962 | TNB | DISTRIBUTION | KUALA SELANGOR | Existing | 11 kV | PE MV TERMINAL | RYB | BKSL/PCE/J00433 | D-KSL-C17-1510 | TX-500KVA |  | Pass | null
377966619 | TNB | DISTRIBUTION | KUALA SELANGOR | Existing | 11 kV | PE MV TERMINAL | RYB | BKSL/PCE/J00418 | Grp: Substation Comp. 1 | S05535 TMN WARISAN |  | Pass | null
377966620 | TNB | DISTRIBUTION | KUALA SELANGOR | Existing | 11 kV | PE MV TERMINAL | RYB | BKSL/PCE/J00418 | Grp: Substation Comp. 1 | S00108 SK BDR BARU |  | Pass | null
377966623 | TNB | DISTRIBUTION | KUALA SELANGOR | Existing | 11 kV | PE MV TERMINAL | RYB | BKSL/PCE/J00418 | Grp: Substation Comp. 1 | TX-1000KVA |  | Pass | null
377966837 | TNB | DISTRIBUTION | KUALA SELANGOR | Existing | 11 kV | PE MV TERMINAL | RYB | BKSL/PCE/J00421 | Grp: Substation Comp. 1 | R01866 HWA TEH |  | Pass | null
377966843 | TNB | DISTRIBUTION | KUALA SELANGOR | Existing | 11 kV | PE MV TERMINAL | RYB | BKSL/PCE/J00421 | Grp: Substation Comp. 1 | R05047 TMN SULUH BESTARI |  | Pass | null
377966864 | TNB | DISTRIBUTION | KUALA SELANGOR | Existing | 11 kV | PE MV TERMINAL | RYB | BKSL/PCE/J00421 | Grp: Substation Comp. 1 | PENGGUNA HT |  | Pass | null
377966889 | TNB | DISTRIBUTION | KUALA SELANGOR | Existing | 11 kV | PE MV TERMINAL | RYB | BKSL/PCE/J00439 | SRJKC JLN SASARAN | S01325 BAZAR SG BULOH |  | Pass | null
377966890 | TNB | DISTRIBUTION | KUALA SELANGOR | Existing | 11 kV | PE MV TERMINAL | RYB | BKSL/PCE/J00439 | SRJKC JLN SASARAN | S00288 TMN SRI PERTAMA |  | Pass | null
377966893 | TNB | DISTRIBUTION | KUALA SELANGOR | Existing | 11 kV | PE MV TERMINAL | RYB | BKSL/PCE/J00439 | SRJKC JLN SASARAN | TX-500kVA |  | Pass | null
379512324 | TNB | DISTRIBUTION | KUALA SELANGOR | Existing | 11 kV | PE MV TERMINAL | RYB | BKSL/PCE/J00452 | D-KSL-C17-1613 | S00513 : STS BKT TALANG |  | Pass | null
379512325 | TNB | DISTRIBUTION | KUALA SELANGOR | Existing | 11 kV | PE MV TERMINAL | RYB | BKSL/PCE/J00452 | D-KSL-C17-1613 | S01536 : PKNS RAJA MUSA |  | Pass | null
379512328 | TNB | DISTRIBUTION | KUALA SELANGOR | Existing | 11 kV | PE MV TERMINAL | RYB | BKSL/PCE/J00452 | D-KSL-C17-1613 | TX-300 kVA |  | Pass | null
379512455 | TNB | DISTRIBUTION | KUALA SELANGOR | Existing | 11 kV | PE MV TERMINAL | RYB | BKSL/PCE/J00884 | D-KSL-C17-1268 | S00479 : JPJ P.PENAMBANG |  | Pass | null
379512456 | TNB | DISTRIBUTION | KUALA SELANGOR | Existing | 11 kV | PE MV TERMINAL | RYB | BKSL/PCE/J00884 | D-KSL-C17-1268 | S00478 : PKN PENAMBANG |  | Pass | null
379512459 | TNB | DISTRIBUTION | KUALA SELANGOR | Existing | 11 kV | PE MV TERMINAL | RYB | BKSL/PCE/J00884 | D-KSL-C17-1268 | TX-1000 kVA |  | Pass | null
379787220 | TNB | DISTRIBUTION | KUALA SELANGOR | Existing | 11 kV | PE MV TERMINAL | RYB | BKSL/PCE/J00074 | KOSSAN 1 | S05461 PE LYWOOD SG SEMBILANG |  | Pass | null
379787224 | TNB | DISTRIBUTION | KUALA SELANGOR | Existing | 11 kV | PE MV TERMINAL | RYB | BKSL/PCE/J00074 | KOSSAN 1 | S05302 KOSSAN RUBBER NO 6 |  | Pass | null
379787226 | TNB | DISTRIBUTION | KUALA SELANGOR | Existing | 11 kV | PE MV TERMINAL | RYB | BKSL/PCE/J00074 | KOSSAN 1 | S00214 PE KOSSAN NO 5 |  | Pass | null
379787267 | TNB | DISTRIBUTION | KUALA SELANGOR | Existing | 11 kV | PE MV TERMINAL | RYB | BKSL/PCE/J00074 | KOSSAN 1 | PENGGUNA HT 11kV |  | Pass | null
379787344 | TNB | DISTRIBUTION | KUALA SELANGOR | Existing | 11 kV | PE MV TERMINAL | RYB | BKSL/PCE/J00540 | KOSSAN RUBBER NO 6 | PENGGUNA HT |  | Pass | null
379787353 | TNB | DISTRIBUTION | KUALA SELANGOR | Existing | 11 kV | PE MV TERMINAL | RYB | BKSL/PCE/J00540 | KOSSAN RUBBER NO 6 | S01418 PE KOSSAN NO4 |  | Pass | null
379787364 | TNB | DISTRIBUTION | KUALA SELANGOR | Existing | 11 kV | PE MV TERMINAL | RYB | BKSL/PCE/J00540 | KOSSAN RUBBER NO 6 | S01414 KOSSAN 1 |  | Pass | null
379787380 | TNB | DISTRIBUTION | KUALA SELANGOR | Existing | 11 kV | PE MV TERMINAL | RYB | BKSL/PCE/J00531 | KOSSAN RUBBER NO 5 | S01405 KOSSAN 3 |  | Pass | null
379787381 | TNB | DISTRIBUTION | KUALA SELANGOR | Existing | 11 kV | PE MV TERMINAL | RYB | BKSL/PCE/J00531 | KOSSAN RUBBER NO 5 | S01416 KOSSAN 1 |  | Pass | null
379787384 | TNB | DISTRIBUTION | KUALA SELANGOR | Existing | 11 kV | PE MV TERMINAL | RYB | BKSL/PCE/J00531 | KOSSAN RUBBER NO 5 | TX1-300kVA |  | Pass | null
379787464 | TNB | DISTRIBUTION | KUALA SELANGOR | Existing | 11 kV | PE MV TERMINAL | RYB | BKSL/PCE/J00072 | KOSSAN 3 | PENGGUNA HT 11kV |  | Pass | null
379787473 | TNB | DISTRIBUTION | KUALA SELANGOR | Existing | 11 kV | PE MV TERMINAL | RYB | BKSL/PCE/J00072 | KOSSAN 3 | S00211 SYNLE HART |  | Pass | null
379787484 | TNB | DISTRIBUTION | KUALA SELANGOR | Existing | 11 kV | PE MV TERMINAL | RYB | BKSL/PCE/J00072 | KOSSAN 3 | S00216 KOSSAN RUBBER NO 5 |  | Pass | null
379787500 | TNB | DISTRIBUTION | KUALA SELANGOR | Existing | 11 kV | PE MV TERMINAL | RYB | BKSL/PCE/J00073 | SYNLE HART | S01404 KEM BINA INSAN |  | Pass | null
379787501 | TNB | DISTRIBUTION | KUALA SELANGOR | Existing | 11 kV | PE MV TERMINAL | RYB | BKSL/PCE/J00073 | SYNLE HART | S01407 KOSSAN 3 |  | Pass | null
379787504 | TNB | DISTRIBUTION | KUALA SELANGOR | Existing | 11 kV | PE MV TERMINAL | RYB | BKSL/PCE/J00073 | SYNLE HART | TX1-500KVA |  | Pass | null
379787594 | TNB | DISTRIBUTION | KUALA SELANGOR | Existing | 11 kV | PE MV TERMINAL | RYB | BKSL/PCE/J00142 | KEM BINA INSAN SG SEMBILANG | S01401 PANTAI REMIS |  | Pass | null
379787595 | TNB | DISTRIBUTION | KUALA SELANGOR | Existing | 11 kV | PE MV TERMINAL | RYB | BKSL/PCE/J00142 | KEM BINA INSAN SG SEMBILANG | S00213 SYNLE HART |  | Pass | null
379787598 | TNB | DISTRIBUTION | KUALA SELANGOR | Existing | 11 kV | PE MV TERMINAL | RYB | BKSL/PCE/J00142 | KEM BINA INSAN SG SEMBILANG | TX1-300KVA |  | Pass | null
379787690 | TNB | DISTRIBUTION | KUALA SELANGOR | Existing | 11 kV | PE MV TERMINAL | RYB | BKSL/PCE/J00068 | PANTAI REMIS | S00198 MATAKKU |  | Pass | null
379787691 | TNB | DISTRIBUTION | KUALA SELANGOR | Existing | 11 kV | PE MV TERMINAL | RYB | BKSL/PCE/J00068 | PANTAI REMIS | S01402 KEM BINA INSAN SG SEMBILANG |  | Pass | null
379787694 | TNB | DISTRIBUTION | KUALA SELANGOR | Existing | 11 kV | PE MV TERMINAL | RYB | BKSL/PCE/J00068 | PANTAI REMIS | TX1-500kVA |  | Pass | null
379787775 | TNB | DISTRIBUTION | KUALA SELANGOR | Existing | 11 kV | PE MV TERMINAL | RYB | BKSL/PCE/J00141 | SW/STN TMN JATI | S05639 LYWOOD SG SEMBILANG |  | Pass | null
379787781 | TNB | DISTRIBUTION | KUALA SELANGOR | Existing | 11 kV | PE MV TERMINAL | RYB | BKSL/PCE/J00141 | SW/STN TMN JATI | S05572 PE SONG ENGINEERING |  | Pass | null
379787793 | TNB | DISTRIBUTION | KUALA SELANGOR | Existing | 11 kV | PE MV TERMINAL | RYB | BKSL/PCE/J00141 | SW/STN TMN JATI | PPU TPMU CB7 |  | Pass | null
379787801 | TNB | DISTRIBUTION | KUALA SELANGOR | Existing | 11 kV | PE MV TERMINAL | RYB | BKSL/PCE/J00141 | SW/STN TMN JATI | TX1-1000KVA |  | Pass | null
379787808 | TNB | DISTRIBUTION | KUALA SELANGOR | Existing | 11 kV | PE MV TERMINAL | RYB | BKSL/PCE/J00141 | SW/STN TMN JATI | S05648 PE TAMBAK JAWA |  | Pass | null
379791527 | TNB | DISTRIBUTION | KUALA SELANGOR | Existing | 11 kV | PE MV TERMINAL | RYB | BKSL/PCE/J00160 | TMN SRI SEKINCHAN NO 1 | S01596 TMN SRI SEKINCHAN NO 2 (C) |  | Pass | null
379791528 | TNB | DISTRIBUTION | KUALA SELANGOR | Existing | 11 kV | PE MV TERMINAL | RYB | BKSL/PCE/J00160 | TMN SRI SEKINCHAN NO 1 | S01623 QTRS MAJLIS DAERAH SEKINCHAN |  | Pass | null
379791531 | TNB | DISTRIBUTION | KUALA SELANGOR | Existing | 11 kV | PE MV TERMINAL | RYB | BKSL/PCE/J00160 | TMN SRI SEKINCHAN NO 1 | TX1-1000kVA |  | Pass | null
379791623 | TNB | DISTRIBUTION | KUALA SELANGOR | Existing | 11 kV | PE MV TERMINAL | RYB | BKSL/PCE/J00313 | TMN SRI SEKINCHAN NO 2 (C) | S0057 TMN SRI SEKINCHAN NO 1 |  | Pass | null
379791624 | TNB | DISTRIBUTION | KUALA SELANGOR | Existing | 11 kV | PE MV TERMINAL | RYB | BKSL/PCE/J00313 | TMN SRI SEKINCHAN NO 2 (C) | S00575 SEAFOOD BGN SEKINCHAN |  | Pass | null
379791627 | TNB | DISTRIBUTION | KUALA SELANGOR | Existing | 11 kV | PE MV TERMINAL | RYB | BKSL/PCE/J00313 | TMN SRI SEKINCHAN NO 2 (C) | TX1-500kVA |  | Pass | null
379791702 | TNB | DISTRIBUTION | KUALA SELANGOR | Existing | 11 kV | PE MV TERMINAL | RYB | BKSL/PCE/J00161 | SEAFOOD BGN SEKINCHAN | S01594 TMN SRI SEKINCHAN NO 2 (C) |  | Pass | null
379791705 | TNB | DISTRIBUTION | KUALA SELANGOR | Existing | 11 kV | PE MV TERMINAL | RYB | BKSL/PCE/J00161 | SEAFOOD BGN SEKINCHAN | TX1-1000kVA |  | Pass | null
379791722 | TNB | DISTRIBUTION | KUALA SELANGOR | Existing | 11 kV | PE MV TERMINAL | RYB | BKSL/PCE/J00161 | SEAFOOD BGN SEKINCHAN | S05770 MAHSURI JLN PERDANA NO.1 |  | Pass | null
379791725 | TNB | DISTRIBUTION | KUALA SELANGOR | Existing | 11 kV | PE MV TERMINAL | RYB | BKSL/PCE/J00161 | SEAFOOD BGN SEKINCHAN | S01638 PUAS SEKINCHAN |  | Pass | null
379791820 | TNB | DISTRIBUTION | KUALA SELANGOR | Existing | 11 kV | PE MV TERMINAL | RYB | BKSL/PCE/J00164 | TELEKOM SEKINCHAN | S05580 SURIA PRESS |  | Pass | null
379791821 | TNB | DISTRIBUTION | KUALA SELANGOR | Existing | 11 kV | PE MV TERMINAL | RYB | BKSL/PCE/J00164 | TELEKOM SEKINCHAN | S05772 MAHSURI JLN PERDANA NO.1 |  | Pass | null
379791824 | TNB | DISTRIBUTION | KUALA SELANGOR | Existing | 11 kV | PE MV TERMINAL | RYB | BKSL/PCE/J00164 | TELEKOM SEKINCHAN | TX1-750kVA |  | Pass | null
379791941 | TNB | DISTRIBUTION | KUALA SELANGOR | Existing | 11 kV | PE MV TERMINAL | RYB | BKSL/PCE/J00691 | SURIA PRESS | S05744 BERNAS (LPN) |  | Pass | null
379791942 | TNB | DISTRIBUTION | KUALA SELANGOR | Existing | 11 kV | PE MV TERMINAL | RYB | BKSL/PCE/J00691 | SURIA PRESS | S00584 TELEKOM SEKINCHAN |  | Pass | null
379791945 | TNB | DISTRIBUTION | KUALA SELANGOR | Existing | 11 kV | PE MV TERMINAL | RYB | BKSL/PCE/J00691 | SURIA PRESS | TX1-500kVA |  | Pass | null
379792035 | TNB | DISTRIBUTION | KUALA SELANGOR | Existing | 11 kV | PE MV TERMINAL | RYB | BKSL/PCE/J00143 | TMN RIA JAYA | S05940 D-KSL-C17-1534 |  | Pass | null
379792036 | TNB | DISTRIBUTION | KUALA SELANGOR | Existing | 11 kV | PE MV TERMINAL | RYB | BKSL/PCE/J00143 | TMN RIA JAYA | PPU SKCN M CB 3 |  | Pass | null
379792039 | TNB | DISTRIBUTION | KUALA SELANGOR | Existing | 11 kV | PE MV TERMINAL | RYB | BKSL/PCE/J00143 | TMN RIA JAYA | TX1-500kVA |  | Pass | null
379792131 | TNB | DISTRIBUTION | KUALA SELANGOR | Existing | 11 kV | PE MV TERMINAL | RYB | BKSL/PCE/J00165 | KEE HIN NO 1 | S00580 SEKINCHAN NO 2 |  | Pass | null
379792132 | TNB | DISTRIBUTION | KUALA SELANGOR | Existing | 11 kV | PE MV TERMINAL | RYB | BKSL/PCE/J00165 | KEE HIN NO 1 | S05661 TAMAN INDAH 2 |  | Pass | null
379792135 | TNB | DISTRIBUTION | KUALA SELANGOR | Existing | 11 kV | PE MV TERMINAL | RYB | BKSL/PCE/J00165 | KEE HIN NO 1 | TX1-750kVA |  | Pass | null
379792227 | TNB | DISTRIBUTION | KUALA SELANGOR | Existing | 11 kV | PE MV TERMINAL | RYB | BKSL/PCE/J00162 | SEKINCHAN NO 2(DEPAN BALAI POLIS SKN) | S00582 BGN SEKINCHAN |  | Pass | null
379792228 | TNB | DISTRIBUTION | KUALA SELANGOR | Existing | 11 kV | PE MV TERMINAL | RYB | BKSL/PCE/J00162 | SEKINCHAN NO 2(DEPAN BALAI POLIS SKN) | S00587 KEE HIN NO 1 |  | Pass | null
379792231 | TNB | DISTRIBUTION | KUALA SELANGOR | Existing | 11 kV | PE MV TERMINAL | RYB | BKSL/PCE/J00162 | SEKINCHAN NO 2(DEPAN BALAI POLIS SKN) | TX1-1000kVA |  | Pass | null
379792323 | TNB | DISTRIBUTION | KUALA SELANGOR | Existing | 11 kV | PE MV TERMINAL | RYB | BKSL/PCE/J00163 | BGN SEKINCHAN | S05747 BERNAS (LPN) |  | Pass | null
379792324 | TNB | DISTRIBUTION | KUALA SELANGOR | Existing | 11 kV | PE MV TERMINAL | RYB | BKSL/PCE/J00163 | BGN SEKINCHAN | S00581 SEKINCHAN NO 2(DEPAN BALAI POLIS SKN) |  | Pass | null
379792327 | TNB | DISTRIBUTION | KUALA SELANGOR | Existing | 11 kV | PE MV TERMINAL | RYB | BKSL/PCE/J00163 | BGN SEKINCHAN | TX1-1000kVA |  | Pass | null
379792417 | TNB | DISTRIBUTION | KUALA SELANGOR | Existing | 11 kV | PE MV TERMINAL | RYB | BKSL/PCE/J00619 | PANJI MUARA | S05449 PE ZHONG LEE FISHERY |  | Pass | null
379792418 | TNB | DISTRIBUTION | KUALA SELANGOR | Existing | 11 kV | PE MV TERMINAL | RYB | BKSL/PCE/J00619 | PANJI MUARA | S00553 PE BERNAS (LPN) |  | Pass | null
379792421 | TNB | DISTRIBUTION | KUALA SELANGOR | Existing | 11 kV | PE MV TERMINAL | RYB | BKSL/PCE/J00619 | PANJI MUARA | TX1-1000kVA |  | Pass | null
379792511 | TNB | DISTRIBUTION | KUALA SELANGOR | Existing | 11 kV | PE MV TERMINAL | RYB | BKSL/PCE/J00166 | SITE C SEKINCHAN | S05523 SEK KEB SRI SEKINCAN |  | Pass | null
379792512 | TNB | DISTRIBUTION | KUALA SELANGOR | Existing | 11 kV | PE MV TERMINAL | RYB | BKSL/PCE/J00166 | SITE C SEKINCHAN | PPU SKCN M FDR5 |  | Pass | null
379792515 | TNB | DISTRIBUTION | KUALA SELANGOR | Existing | 11 kV | PE MV TERMINAL | RYB | BKSL/PCE/J00166 | SITE C SEKINCHAN | TX1-1000kVA |  | Pass | null
379792607 | TNB | DISTRIBUTION | KUALA SELANGOR | Existing | 11 kV | PE MV TERMINAL | RYB | BKSL/PCE/J00167 | SELOKA GAGAH NO 1 | S01602 SELOKA GAGAH NO 2 |  | Pass | null
379792608 | TNB | DISTRIBUTION | KUALA SELANGOR | Existing | 11 kV | PE MV TERMINAL | RYB | BKSL/PCE/J00167 | SELOKA GAGAH NO 1 | S05525 SEK KEB SRI SEKINCAN |  | Pass | null
379792611 | TNB | DISTRIBUTION | KUALA SELANGOR | Existing | 11 kV | PE MV TERMINAL | RYB | BKSL/PCE/J00167 | SELOKA GAGAH NO 1 | TX1-1000kVA |  | Pass | null
379792703 | TNB | DISTRIBUTION | KUALA SELANGOR | Existing | 11 kV | PE MV TERMINAL | RYB | BKSL/PCE/J00176 | SELOKA GAGAH NO 2 | S05934 ONE SEKINCAN |  | Pass | null
379792704 | TNB | DISTRIBUTION | KUALA SELANGOR | Existing | 11 kV | PE MV TERMINAL | RYB | BKSL/PCE/J00176 | SELOKA GAGAH NO 2 | S01601 SELOKA GAGAH NO 1 |  | Pass | null
379792707 | TNB | DISTRIBUTION | KUALA SELANGOR | Existing | 11 kV | PE MV TERMINAL | RYB | BKSL/PCE/J00176 | SELOKA GAGAH NO 2 | TX1-1000kVA |  | Pass | null
379792799 | TNB | DISTRIBUTION | KUALA SELANGOR | Existing | 11 kV | PE MV TERMINAL | RYB | BKSL/PCE/J00589 | SEK KEB SRI SEKINCAN | S01599 SELOKA GAGAH NO 1 |  | Pass | null
379792800 | TNB | DISTRIBUTION | KUALA SELANGOR | Existing | 11 kV | PE MV TERMINAL | RYB | BKSL/PCE/J00589 | SEK KEB SRI SEKINCAN | S01598 SITE C SEKINCHAN |  | Pass | null
379792803 | TNB | DISTRIBUTION | KUALA SELANGOR | Existing | 11 kV | PE MV TERMINAL | RYB | BKSL/PCE/J00589 | SEK KEB SRI SEKINCAN | TX-1000KVA |  | Pass | null
379792903 | TNB | DISTRIBUTION | KUALA SELANGOR | Existing | 11 kV | PE MV TERMINAL | RYB | BKSL/PCE/J00535 | ASIA AQUACULTURE BGN TENGKORAK | S05289 K/UDANG BGN TENGKORAK |  | Pass | null
379792904 | TNB | DISTRIBUTION | KUALA SELANGOR | Existing | 11 kV | PE MV TERMINAL | RYB | BKSL/PCE/J00535 | ASIA AQUACULTURE BGN TENGKORAK | S05818 KOLAM UDANG PARIT 3 |  | Pass | null
379792907 | TNB | DISTRIBUTION | KUALA SELANGOR | Existing | 11 kV | PE MV TERMINAL | RYB | BKSL/PCE/J00535 | ASIA AQUACULTURE BGN TENGKORAK | TX1-750kVA |  | Pass | null
379793100 | TNB | DISTRIBUTION | KUALA SELANGOR | Existing | 11 kV | PE MV TERMINAL | RYB | BKSL/PCE/J00198 | K/UDANG BGN TENGKORAK | S05290 ASIA AQUACULTURE BGN TENGKORAK |  | Pass | null
379793101 | TNB | DISTRIBUTION | KUALA SELANGOR | Existing | 11 kV | PE MV TERMINAL | RYB | BKSL/PCE/J00198 | K/UDANG BGN TENGKORAK | S05477 SEKOLAH PT 3 |  | Pass | null
379793104 | TNB | DISTRIBUTION | KUALA SELANGOR | Existing | 11 kV | PE MV TERMINAL | RYB | BKSL/PCE/J00198 | K/UDANG BGN TENGKORAK | TX1-750kVA |  | Pass | null
379793194 | TNB | DISTRIBUTION | KUALA SELANGOR | Existing | 11 kV | PE MV TERMINAL | RYB | BKSL/PCE/J00149 | KEE HIN NO 2 | S00545 GEMA JAYA |  | Pass | null
379793195 | TNB | DISTRIBUTION | KUALA SELANGOR | Existing | 11 kV | PE MV TERMINAL | RYB | BKSL/PCE/J00149 | KEE HIN NO 2 | PPU SKCN M FDR 7 |  | Pass | null
379793198 | TNB | DISTRIBUTION | KUALA SELANGOR | Existing | 11 kV | PE MV TERMINAL | RYB | BKSL/PCE/J00149 | KEE HIN NO 2 | TX1-1000kVA |  | Pass | null
379793340 | TNB | DISTRIBUTION | KUALA SELANGOR | Existing | 11 kV | PE MV TERMINAL | RYB | BKSL/PCE/J00150 | GEMA JAYA | S00550 JURU JAYA |  | Pass | null
379793341 | TNB | DISTRIBUTION | KUALA SELANGOR | Existing | 11 kV | PE MV TERMINAL | RYB | BKSL/PCE/J00150 | GEMA JAYA | S00544 KEE HIN NO 2 |  | Pass | null
379793344 | TNB | DISTRIBUTION | KUALA SELANGOR | Existing | 11 kV | PE MV TERMINAL | RYB | BKSL/PCE/J00150 | GEMA JAYA | TX1-500kVA |  | Pass | null
379793436 | TNB | DISTRIBUTION | KUALA SELANGOR | Existing | 11 kV | PE MV TERMINAL | RYB | BKSL/PCE/J00151 | JURU JAYA | S01632 SITE B SEKINCHAN |  | Pass | null
379793437 | TNB | DISTRIBUTION | KUALA SELANGOR | Existing | 11 kV | PE MV TERMINAL | RYB | BKSL/PCE/J00151 | JURU JAYA | S00547 GEMA JAYA |  | Pass | null
379793440 | TNB | DISTRIBUTION | KUALA SELANGOR | Existing | 11 kV | PE MV TERMINAL | RYB | BKSL/PCE/J00151 | JURU JAYA | TX1-750kVA |  | Pass | null
379793518 | TNB | DISTRIBUTION | KUALA SELANGOR | Existing | 11 kV | PE MV TERMINAL | RYB | BKSL/PCE/J00152 | SITE B SEKINCHAN | TX2-1000kVA |  | Pass | null
379793525 | TNB | DISTRIBUTION | KUALA SELANGOR | Existing | 11 kV | PE MV TERMINAL | RYB | BKSL/PCE/J00152 | SITE B SEKINCHAN | S01588 KLG SEMERAH PADI SITE A SEKINCHAN |  | Pass | null
379793533 | TNB | DISTRIBUTION | KUALA SELANGOR | Existing | 11 kV | PE MV TERMINAL | RYB | BKSL/PCE/J00152 | SITE B SEKINCHAN | S00548 JURU JAYA |  | Pass | null
379793543 | TNB | DISTRIBUTION | KUALA SELANGOR | Existing | 11 kV | PE MV TERMINAL | RYB | BKSL/PCE/J00152 | SITE B SEKINCHAN | TX1-1000kVA |  | Pass | null
379793689 | TNB | DISTRIBUTION | KUALA SELANGOR | Existing | 11 kV | PE MV TERMINAL | RYB | BKSL/PCE/J00348 | KLG SEMERAH PADI SITE A SEKINCHAN | TX2-1000kVA |  | Pass | null
379793696 | TNB | DISTRIBUTION | KUALA SELANGOR | Existing | 11 kV | PE MV TERMINAL | RYB | BKSL/PCE/J00348 | KLG SEMERAH PADI SITE A SEKINCHAN | S05790 SITE A SEKINCHAN |  | Pass | null
379793704 | TNB | DISTRIBUTION | KUALA SELANGOR | Existing | 11 kV | PE MV TERMINAL | RYB | BKSL/PCE/J00348 | KLG SEMERAH PADI SITE A SEKINCHAN | S01585 SITE B SEKINCHAN |  | Pass | null
379793714 | TNB | DISTRIBUTION | KUALA SELANGOR | Existing | 11 kV | PE MV TERMINAL | RYB | BKSL/PCE/J00348 | KLG SEMERAH PADI SITE A SEKINCHAN | TX1-300kVA |  | Pass | null
379793964 | TNB | DISTRIBUTION | KUALA SELANGOR | Existing | 11 kV | PE MV TERMINAL | RYB | BKSL/PCE/J00412 | JALAN PARIT 5 SAI KIM | S05789 SITE A SEKINCHAN |  | Pass | null
379793968 | TNB | DISTRIBUTION | KUALA SELANGOR | Existing | 11 kV | PE MV TERMINAL | RYB | BKSL/PCE/J00412 | JALAN PARIT 5 SAI KIM | TX1-300kVA |  | Pass | null
379793970 | TNB | DISTRIBUTION | KUALA SELANGOR | Existing | 11 kV | PE MV TERMINAL | RYB | BKSL/PCE/J00412 | JALAN PARIT 5 SAI KIM | PENGGUNA HT 11kV |  | Pass | null
379794011 | TNB | DISTRIBUTION | KUALA SELANGOR | Existing | 11 kV | PE MV TERMINAL | RYB | BKSL/PCE/J00412 | JALAN PARIT 5 SAI KIM | S05426 KLG PADI DATARAN PUSAKA |  | Pass | null
379794086 | TNB | DISTRIBUTION | KUALA SELANGOR | Existing | 11 kV | PE MV TERMINAL | RYB | BKSL/PCE/J00555 | KLG PADI DATARAN PUSAKA | TX2-1000kVA |  | Pass | null
379794093 | TNB | DISTRIBUTION | KUALA SELANGOR | Existing | 11 kV | PE MV TERMINAL | RYB | BKSL/PCE/J00555 | KLG PADI DATARAN PUSAKA | S05943 TMN SERI MANIK |  | Pass | null
379794101 | TNB | DISTRIBUTION | KUALA SELANGOR | Existing | 11 kV | PE MV TERMINAL | RYB | BKSL/PCE/J00555 | KLG PADI DATARAN PUSAKA | S05890 JALAN PARIT 5 SAI KIM |  | Pass | null
379794111 | TNB | DISTRIBUTION | KUALA SELANGOR | Existing | 11 kV | PE MV TERMINAL | RYB | BKSL/PCE/J00555 | KLG PADI DATARAN PUSAKA | TX1-1000kVA |  | Pass | null
379794260 | TNB | DISTRIBUTION | KUALA SELANGOR | Existing | 11 kV | PE MV TERMINAL | RYB | BKSL/PCE/J00153 | BERNAS (LPN) | S05582 SURIA PRESS |  | Pass | null
379794275 | TNB | DISTRIBUTION | KUALA SELANGOR | Existing | 11 kV | PE MV TERMINAL | RYB | BKSL/PCE/J00153 | BERNAS (LPN) | TX2-1000kVA |  | Pass | null
379794276 | TNB | DISTRIBUTION | KUALA SELANGOR | Existing | 11 kV | PE MV TERMINAL | RYB | BKSL/PCE/J00153 | BERNAS (LPN) | S01597 BGN SEKINCHAN |  | Pass | null
379794286 | TNB | DISTRIBUTION | KUALA SELANGOR | Existing | 11 kV | PE MV TERMINAL | RYB | BKSL/PCE/J00153 | BERNAS (LPN) | S05746 BUSTIE |  | Pass | null
379794289 | TNB | DISTRIBUTION | KUALA SELANGOR | Existing | 11 kV | PE MV TERMINAL | RYB | BKSL/PCE/J00153 | BERNAS (LPN) | TX1-1000kVA |  | Pass | null
379794298 | TNB | DISTRIBUTION | KUALA SELANGOR | Existing | 11 kV | PE MV TERMINAL | RYB | BKSL/PCE/J00153 | BERNAS (LPN) | S05745 BUSTIE |  | Pass | null
379794445 | TNB | DISTRIBUTION | KUALA SELANGOR | Existing | 11 kV | PE MV TERMINAL | RYB | BKSL/PCE/J00826 | TAMAN INDAH 2 | TX2-1000kVA |  | Pass | null
379794452 | TNB | DISTRIBUTION | KUALA SELANGOR | Existing | 11 kV | PE MV TERMINAL | RYB | BKSL/PCE/J00826 | TAMAN INDAH 2 | S00589 KEE HIN NO 1 |  | Pass | null
379794460 | TNB | DISTRIBUTION | KUALA SELANGOR | Existing | 11 kV | PE MV TERMINAL | RYB | BKSL/PCE/J00826 | TAMAN INDAH 2 | S05942 D-KSL-C17-1534 |  | Pass | null
379794470 | TNB | DISTRIBUTION | KUALA SELANGOR | Existing | 11 kV | PE MV TERMINAL | RYB | BKSL/PCE/J00826 | TAMAN INDAH 2 | TX1-1000kVA |  | Pass | null
379794616 | TNB | DISTRIBUTION | KUALA SELANGOR | Existing | 11 kV | PE MV TERMINAL | RYB | BKSL/PCE/J00312 | BALAI BOMBA SEKINCHAN | TX2-1000kVA |  | Pass | null
379794623 | TNB | DISTRIBUTION | KUALA SELANGOR | Existing | 11 kV | PE MV TERMINAL | RYB | BKSL/PCE/J00312 | BALAI BOMBA SEKINCHAN | S01581 PE HOTEL DELUXE |  | Pass | null
379794631 | TNB | DISTRIBUTION | KUALA SELANGOR | Existing | 11 kV | PE MV TERMINAL | RYB | BKSL/PCE/J00312 | BALAI BOMBA SEKINCHAN | PPU SKCN M FDR9 |  | Pass | null
379794641 | TNB | DISTRIBUTION | KUALA SELANGOR | Existing | 11 kV | PE MV TERMINAL | RYB | BKSL/PCE/J00312 | BALAI BOMBA SEKINCHAN | TX1-500kVA |  | Pass | null
379794791 | TNB | DISTRIBUTION | KUALA SELANGOR | Existing | 11 kV | PE MV TERMINAL | RYB | BKSL/PCE/J00144 | HOTEL DELUXE | TX2-1000kVA |  | Pass | null
379794798 | TNB | DISTRIBUTION | KUALA SELANGOR | Existing | 11 kV | PE MV TERMINAL | RYB | BKSL/PCE/J00144 | HOTEL DELUXE | S01582 TOKONG BUDHA SEKINCHAN |  | Pass | null
379794806 | TNB | DISTRIBUTION | KUALA SELANGOR | Existing | 11 kV | PE MV TERMINAL | RYB | BKSL/PCE/J00144 | HOTEL DELUXE | S01614 BALAI BOMBA SEKINCHAN |  | Pass | null
379794816 | TNB | DISTRIBUTION | KUALA SELANGOR | Existing | 11 kV | PE MV TERMINAL | RYB | BKSL/PCE/J00144 | HOTEL DELUXE | TX1-750kVA |  | Pass | null
379794974 | TNB | DISTRIBUTION | KUALA SELANGOR | Existing | 11 kV | PE MV TERMINAL | RYB | BKSL/PCE/J00341 | TOKONG BUDHA SEKINCHAN | S00669 T/A 6 BAN 2 |  | Pass | null
379794975 | TNB | DISTRIBUTION | KUALA SELANGOR | Existing | 11 kV | PE MV TERMINAL | RYB | BKSL/PCE/J00341 | TOKONG BUDHA SEKINCHAN | S05754 "TOKONG SEKINCHAN, L672" |  | Pass | null
379794978 | TNB | DISTRIBUTION | KUALA SELANGOR | Existing | 11 kV | PE MV TERMINAL | RYB | BKSL/PCE/J00341 | TOKONG BUDHA SEKINCHAN | TX1-750kVA |  | Pass | null
379795068 | TNB | DISTRIBUTION | KUALA SELANGOR | Existing | 11 kV | PE MV TERMINAL | RYB | BKSL/PCE/J00878 | L672 TOKONG CINA | S01582 TOKONG BUDHA SEKINCHAN |  | Pass | null
379795069 | TNB | DISTRIBUTION | KUALA SELANGOR | Existing | 11 kV | PE MV TERMINAL | RYB | BKSL/PCE/J00878 | L672 TOKONG CINA | S00535 HOTEL DELUXE |  | Pass | null
379795072 | TNB | DISTRIBUTION | KUALA SELANGOR | Existing | 11 kV | PE MV TERMINAL | RYB | BKSL/PCE/J00878 | L672 TOKONG CINA | TX1-1000kVA |  | Pass | null
379795164 | TNB | DISTRIBUTION | KUALA SELANGOR | Existing | 11 kV | PE MV TERMINAL | RYB | BKSL/PCE/J00562 | T/A 6 BAN 2 | S05907 CTS COOKIES PT7 |  | Pass | null
379795165 | TNB | DISTRIBUTION | KUALA SELANGOR | Existing | 11 kV | PE MV TERMINAL | RYB | BKSL/PCE/J00562 | T/A 6 BAN 2 | S01583 TOKONG BUDHA SEKINCHAN |  | Pass | null
379795168 | TNB | DISTRIBUTION | KUALA SELANGOR | Existing | 11 kV | PE MV TERMINAL | RYB | BKSL/PCE/J00562 | T/A 6 BAN 2 | TX1-100kVA |  | Pass | null
379795258 | TNB | DISTRIBUTION | KUALA SELANGOR | Existing | 11 kV | PE MV TERMINAL | RYB | BKSL/PCE/J00415 | CTS COOKIES PARIT 7 | S00667 PT 7 BAN 2 |  | Pass | null
379795259 | TNB | DISTRIBUTION | KUALA SELANGOR | Existing | 11 kV | PE MV TERMINAL | RYB | BKSL/PCE/J00415 | CTS COOKIES PARIT 7 | S00668 T/A 6 BAN 2 |  | Pass | null
379795262 | TNB | DISTRIBUTION | KUALA SELANGOR | Existing | 11 kV | PE MV TERMINAL | RYB | BKSL/PCE/J00415 | CTS COOKIES PARIT 7 | TX1-500kVA |  | Pass | null
379795352 | TNB | DISTRIBUTION | KUALA SELANGOR | Existing | 11 kV | PE MV TERMINAL | RYB | BKSL/PCE/J00315 | PT 7 BAN 2 | S00664 PT 8 BAN 2 |  | Pass | null
379795353 | TNB | DISTRIBUTION | KUALA SELANGOR | Existing | 11 kV | PE MV TERMINAL | RYB | BKSL/PCE/J00315 | PT 7 BAN 2 | S05909 CTS COOKIES PT7 |  | Pass | null
379795356 | TNB | DISTRIBUTION | KUALA SELANGOR | Existing | 11 kV | PE MV TERMINAL | RYB | BKSL/PCE/J00315 | PT 7 BAN 2 | TX1-300kVA |  | Pass | null
379795446 | TNB | DISTRIBUTION | KUALA SELANGOR | Existing | 11 kV | PE MV TERMINAL | RYB | BKSL/PCE/J00316 | PT 8 BAN 2 | S01610 T/A 8 BAN 2 |  | Pass | null
379795447 | TNB | DISTRIBUTION | KUALA SELANGOR | Existing | 11 kV | PE MV TERMINAL | RYB | BKSL/PCE/J00316 | PT 8 BAN 2 | S00665 PT 7 BAN 2 |  | Pass | null
379795450 | TNB | DISTRIBUTION | KUALA SELANGOR | Existing | 11 kV | PE MV TERMINAL | RYB | BKSL/PCE/J00316 | PT 8 BAN 2 | TX1-300kVA |  | Pass | null
379795540 | TNB | DISTRIBUTION | KUALA SELANGOR | Existing | 11 kV | PE MV TERMINAL | RYB | BKSL/PCE/J00317 | T/A 8 BAN 2 | S00661 PT 9 BAN 2 |  | Pass | null
379795541 | TNB | DISTRIBUTION | KUALA SELANGOR | Existing | 11 kV | PE MV TERMINAL | RYB | BKSL/PCE/J00317 | T/A 8 BAN 2 | S00662 PT 8 BAN 2 |  | Pass | null
379795544 | TNB | DISTRIBUTION | KUALA SELANGOR | Existing | 11 kV | PE MV TERMINAL | RYB | BKSL/PCE/J00317 | T/A 8 BAN 2 | TX1-300kVA |  | Pass | null
379795634 | TNB | DISTRIBUTION | KUALA SELANGOR | Existing | 11 kV | PE MV TERMINAL | RYB | BKSL/PCE/J00576 | PT 9 BAN 2 | S00656 TALIAIR 9 BAN 2 |  | Pass | null
379795635 | TNB | DISTRIBUTION | KUALA SELANGOR | Existing | 11 kV | PE MV TERMINAL | RYB | BKSL/PCE/J00576 | PT 9 BAN 2 | S01608 T/A 8 BAN 2 |  | Pass | null
379795638 | TNB | DISTRIBUTION | KUALA SELANGOR | Existing | 11 kV | PE MV TERMINAL | RYB | BKSL/PCE/J00576 | PT 9 BAN 2 | TX1-300kVA |  | Pass | null
379795717 | TNB | DISTRIBUTION | KUALA SELANGOR | Existing | 11 kV | PE MV TERMINAL | RYB | BKSL/PCE/J00611 | YEAP JING HONG | HT CUSTOMER |  | Pass | null
379795726 | TNB | DISTRIBUTION | KUALA SELANGOR | Existing | 11 kV | PE MV TERMINAL | RYB | BKSL/PCE/J00611 | YEAP JING HONG | R05426 : GEMHARTA |  | Pass | null
379795737 | TNB | DISTRIBUTION | KUALA SELANGOR | Existing | 11 kV | PE MV TERMINAL | RYB | BKSL/PCE/J00611 | YEAP JING HONG | PPU CLFD CB5 |  | Pass | null
379795753 | TNB | DISTRIBUTION | KUALA SELANGOR | Existing | 11 kV | PE MV TERMINAL | RYB | BKSL/PCE/J00781 | GEMHARTA | R05405 : PE VPN MARKETING (M) S/B |  | Pass | null
379795754 | TNB | DISTRIBUTION | KUALA SELANGOR | Existing | 11 kV | PE MV TERMINAL | RYB | BKSL/PCE/J00781 | GEMHARTA | R06497 : YEAP JING HONG |  | Pass | null
379795757 | TNB | DISTRIBUTION | KUALA SELANGOR | Existing | 11 kV | PE MV TERMINAL | RYB | BKSL/PCE/J00781 | GEMHARTA | 500KVA |  | Pass | null
379795847 | TNB | DISTRIBUTION | KUALA SELANGOR | Existing | 11 kV | PE MV TERMINAL | RYB | BKSL/PCE/J00780 | VPN MARKETING (M) | R06706 : FORWARD SCOPE |  | Pass | null
379795848 | TNB | DISTRIBUTION | KUALA SELANGOR | Existing | 11 kV | PE MV TERMINAL | RYB | BKSL/PCE/J00780 | VPN MARKETING (M) | R05428 : GEMHARTA |  | Pass | null
379795851 | TNB | DISTRIBUTION | KUALA SELANGOR | Existing | 11 kV | PE MV TERMINAL | RYB | BKSL/PCE/J00780 | VPN MARKETING (M) | 1000KVA |  | Pass | null
379795941 | TNB | DISTRIBUTION | KUALA SELANGOR | Existing | 11 kV | PE MV TERMINAL | RYB | BKSL/PCE/J00779 | KHUEN HING METAL SDN BHD | R05783 : HF MAROSHUMI ALAM JAYA |  | Pass | null
379795942 | TNB | DISTRIBUTION | KUALA SELANGOR | Existing | 11 kV | PE MV TERMINAL | RYB | BKSL/PCE/J00779 | KHUEN HING METAL SDN BHD | R06704 : FORWARD SCOPE |  | Pass | null
379795945 | TNB | DISTRIBUTION | KUALA SELANGOR | Existing | 11 kV | PE MV TERMINAL | RYB | BKSL/PCE/J00779 | KHUEN HING METAL SDN BHD | 500KVA |  | Pass | null
379796035 | TNB | DISTRIBUTION | KUALA SELANGOR | Existing | 11 kV | PE MV TERMINAL | RYB | BKSL/PCE/J00778 | HF MAROSHUMI ALAM JAYA | R05277 : SAM TECK IND ALAM JAYA |  | Pass | null
379796036 | TNB | DISTRIBUTION | KUALA SELANGOR | Existing | 11 kV | PE MV TERMINAL | RYB | BKSL/PCE/J00778 | HF MAROSHUMI ALAM JAYA | R05278 : KHUEN HING METAL SDN BHD |  | Pass | null
379796039 | TNB | DISTRIBUTION | KUALA SELANGOR | Existing | 11 kV | PE MV TERMINAL | RYB | BKSL/PCE/J00778 | HF MAROSHUMI ALAM JAYA | 1000KVA |  | Pass | null
379796129 | TNB | DISTRIBUTION | KUALA SELANGOR | Existing | 11 kV | PE MV TERMINAL | RYB | BKSL/PCE/J00777 | KLG SANTEX | R05392 : MULTIGUNA NO.2 |  | Pass | null
379796130 | TNB | DISTRIBUTION | KUALA SELANGOR | Existing | 11 kV | PE MV TERMINAL | RYB | BKSL/PCE/J00777 | KLG SANTEX | R05781 : HF MAROSHUMI ALAM JAYA |  | Pass | null
379796133 | TNB | DISTRIBUTION | KUALA SELANGOR | Existing | 11 kV | PE MV TERMINAL | RYB | BKSL/PCE/J00777 | KLG SANTEX | 750KVA |  | Pass | null
379796223 | TNB | DISTRIBUTION | KUALA SELANGOR | Existing | 11 kV | PE MV TERMINAL | RYB | BKSL/PCE/J00776 | MULTIGUNA NO.2 | S05743 : ADVANCE PRELUDE |  | Pass | null
379796224 | TNB | DISTRIBUTION | KUALA SELANGOR | Existing | 11 kV | PE MV TERMINAL | RYB | BKSL/PCE/J00776 | MULTIGUNA NO.2 | R05275 : SAM TECK IND ALAM JAYA |  | Pass | null
379796227 | TNB | DISTRIBUTION | KUALA SELANGOR | Existing | 11 kV | PE MV TERMINAL | RYB | BKSL/PCE/J00776 | MULTIGUNA NO.2 | 750KVA |  | Pass | null
379796317 | TNB | DISTRIBUTION | KUALA SELANGOR | Existing | 11 kV | PE MV TERMINAL | RYB | BKSL/PCE/J00775 | ADVANCE PRELUDE | R06151 : TS ENG WORK ALAM JAYA |  | Pass | null
379796318 | TNB | DISTRIBUTION | KUALA SELANGOR | Existing | 11 kV | PE MV TERMINAL | RYB | BKSL/PCE/J00775 | ADVANCE PRELUDE | R05394 : MULTIGUNA NO.2 |  | Pass | null
379796321 | TNB | DISTRIBUTION | KUALA SELANGOR | Existing | 11 kV | PE MV TERMINAL | RYB | BKSL/PCE/J00775 | ADVANCE PRELUDE | TX1- 1000KVA |  | Pass | null
379796501 | TNB | DISTRIBUTION | KUALA SELANGOR | Existing | 11 kV | PE MV TERMINAL | RYB | BKSL/PCE/J00767 | MANETWTECH BELLE ALAM JAYA | R05404 MARKLON INDS |  | Pass | null
379796527 | TNB | DISTRIBUTION | KUALA SELANGOR | Existing | 11 kV | PE MV TERMINAL | RYB | BKSL/PCE/J00767 | MANETWTECH BELLE ALAM JAYA | R06528 : PE TOONG HENG LOONG |  | Pass | null
379796529 | TNB | DISTRIBUTION | KUALA SELANGOR | Existing | 11 kV | PE MV TERMINAL | RYB | BKSL/PCE/J00767 | MANETWTECH BELLE ALAM JAYA | PPU CLFD CB8 |  | Pass | null
379796535 | TNB | DISTRIBUTION | KUALA SELANGOR | Existing | 11 kV | PE MV TERMINAL | RYB | BKSL/PCE/J00767 | MANETWTECH BELLE ALAM JAYA | 750KVA |  | Pass | null
379796536 | TNB | DISTRIBUTION | KUALA SELANGOR | Existing | 11 kV | PE MV TERMINAL | RYB | BKSL/PCE/J00767 | MANETWTECH BELLE ALAM JAYA | 750KVA |  | Pass | null
379796788 | TNB | DISTRIBUTION | KUALA SELANGOR | Existing | 11 kV | PE MV TERMINAL | RYB | BKSL/PCE/J00835 | TOONG HENG LONG | R06928 IRON WORK 2/6 |  | Pass | null
379796789 | TNB | DISTRIBUTION | KUALA SELANGOR | Existing | 11 kV | PE MV TERMINAL | RYB | BKSL/PCE/J00835 | TOONG HENG LONG | R06321 : MANETWTECH BELLE ALAM JAYA |  | Pass | null
379796792 | TNB | DISTRIBUTION | KUALA SELANGOR | Existing | 11 kV | PE MV TERMINAL | RYB | BKSL/PCE/J00835 | TOONG HENG LONG | TX-500KVA |  | Pass | null
379796882 | TNB | DISTRIBUTION | KUALA SELANGOR | Existing | 11 kV | PE MV TERMINAL | RYB | BKSL/PCE/J00759 | OHTSUKI SEIKO | R07570 : ASSIGN PRECISION |  | Pass | null
379796883 | TNB | DISTRIBUTION | KUALA SELANGOR | Existing | 11 kV | PE MV TERMINAL | RYB | BKSL/PCE/J00759 | OHTSUKI SEIKO | R06933 : PE YEAP JING FONG 2/6 |  | Pass | null
379796886 | TNB | DISTRIBUTION | KUALA SELANGOR | Existing | 11 kV | PE MV TERMINAL | RYB | BKSL/PCE/J00759 | OHTSUKI SEIKO | 1000KVA |  | Pass | null
379796976 | TNB | DISTRIBUTION | KUALA SELANGOR | Existing | 11 kV | PE MV TERMINAL | RYB | BKSL/PCE/J00760 | LITEX METAL SDN BHD | R05676 : FUJI BAKERY P.ALAM |  | Pass | null
379796977 | TNB | DISTRIBUTION | KUALA SELANGOR | Existing | 11 kV | PE MV TERMINAL | RYB | BKSL/PCE/J00760 | LITEX METAL SDN BHD | R07572 : ASSIGN PRECISION |  | Pass | null
379796980 | TNB | DISTRIBUTION | KUALA SELANGOR | Existing | 11 kV | PE MV TERMINAL | RYB | BKSL/PCE/J00760 | LITEX METAL SDN BHD | 750KVA |  | Pass | null
379797070 | TNB | DISTRIBUTION | KUALA SELANGOR | Existing | 11 kV | PE MV TERMINAL | RYB | BKSL/PCE/J00761 | FUJI BAKERY P.ALAM | R05407 : PROGRESSIVE FOAM |  | Pass | null
379797071 | TNB | DISTRIBUTION | KUALA SELANGOR | Existing | 11 kV | PE MV TERMINAL | RYB | BKSL/PCE/J00761 | FUJI BAKERY P.ALAM | R05863 : LITEX METAL SDN BHD |  | Pass | null
379797074 | TNB | DISTRIBUTION | KUALA SELANGOR | Existing | 11 kV | PE MV TERMINAL | RYB | BKSL/PCE/J00761 | FUJI BAKERY P.ALAM | 750KVA |  | Pass | null
379797164 | TNB | DISTRIBUTION | KUALA SELANGOR | Existing | 11 kV | PE MV TERMINAL | RYB | BKSL/PCE/J00762 | PROGRESSIVE FOAM | R05720 : PE AROTECH SDN BHD |  | Pass | null
379797165 | TNB | DISTRIBUTION | KUALA SELANGOR | Existing | 11 kV | PE MV TERMINAL | RYB | BKSL/PCE/J00762 | PROGRESSIVE FOAM | R05674 : FUJI BAKERY P.ALAM |  | Pass | null
379797168 | TNB | DISTRIBUTION | KUALA SELANGOR | Existing | 11 kV | PE MV TERMINAL | RYB | BKSL/PCE/J00762 | PROGRESSIVE FOAM | 500KVA |  | Pass | null
379797258 | TNB | DISTRIBUTION | KUALA SELANGOR | Existing | 11 kV | PE MV TERMINAL | RYB | BKSL/PCE/J00763 | AGRO TECH ALAM JAYA | R04736 : INDUSTRI ALAM JAYA NO.7 |  | Pass | null
379797259 | TNB | DISTRIBUTION | KUALA SELANGOR | Existing | 11 kV | PE MV TERMINAL | RYB | BKSL/PCE/J00763 | AGRO TECH ALAM JAYA | R05409 : PROGRESSIVE FOAM |  | Pass | null
379797262 | TNB | DISTRIBUTION | KUALA SELANGOR | Existing | 11 kV | PE MV TERMINAL | RYB | BKSL/PCE/J00763 | AGRO TECH ALAM JAYA | TX-500KVA |  | Pass | null
379797340 | TNB | DISTRIBUTION | KUALA SELANGOR | Existing | 11 kV | PE MV TERMINAL | RYB | BKSL/PCE/J00764 | INDUSTRI ALAM JAYA NO.7 | 750KVA |  | Pass | null
379797347 | TNB | DISTRIBUTION | KUALA SELANGOR | Existing | 11 kV | PE MV TERMINAL | RYB | BKSL/PCE/J00764 | INDUSTRI ALAM JAYA NO.7 | R05245 : SANON PRINTING |  | Pass | null
379797355 | TNB | DISTRIBUTION | KUALA SELANGOR | Existing | 11 kV | PE MV TERMINAL | RYB | BKSL/PCE/J00764 | INDUSTRI ALAM JAYA NO.7 | R05722 : PE AROTECH SDN BHD |  | Pass | null
379797365 | TNB | DISTRIBUTION | KUALA SELANGOR | Existing | 11 kV | PE MV TERMINAL | RYB | BKSL/PCE/J00764 | INDUSTRI ALAM JAYA NO.7 | 750KVA |  | Pass | null
379797523 | TNB | DISTRIBUTION | KUALA SELANGOR | Existing | 11 kV | PE MV TERMINAL | RYB | BKSL/PCE/J00765 | SANON PRINTING | R05248 : GIMATECH MALAYSIA |  | Pass | null
379797524 | TNB | DISTRIBUTION | KUALA SELANGOR | Existing | 11 kV | PE MV TERMINAL | RYB | BKSL/PCE/J00765 | SANON PRINTING | R04738 : INDUSTRI ALAM JAYA NO.7 |  | Pass | null
379797527 | TNB | DISTRIBUTION | KUALA SELANGOR | Existing | 11 kV | PE MV TERMINAL | RYB | BKSL/PCE/J00765 | SANON PRINTING | 500KVA |  | Pass | null
379797617 | TNB | DISTRIBUTION | KUALA SELANGOR | Existing | 11 kV | PE MV TERMINAL | RYB | BKSL/PCE/J00766 | GIMATECH MALAYSIA | R06325 : MULTIGUNA TIAJ 2 /9[OFF] |  | Pass | null
379797618 | TNB | DISTRIBUTION | KUALA SELANGOR | Existing | 11 kV | PE MV TERMINAL | RYB | BKSL/PCE/J00766 | GIMATECH MALAYSIA | R05247 : SANON PRINTING |  | Pass | null
379797621 | TNB | DISTRIBUTION | KUALA SELANGOR | Existing | 11 kV | PE MV TERMINAL | RYB | BKSL/PCE/J00766 | GIMATECH MALAYSIA | 500KVA |  | Pass | null
379797711 | TNB | DISTRIBUTION | KUALA SELANGOR | Existing | 11 kV | PE MV TERMINAL | RYB | BKSL/PCE/J00768 | MULTIGUNA TIAJ 2 /9 | R06391: PDT BAN GUAT HUAT |  | Pass | null
379797712 | TNB | DISTRIBUTION | KUALA SELANGOR | Existing | 11 kV | PE MV TERMINAL | RYB | BKSL/PCE/J00768 | MULTIGUNA TIAJ 2 /9 | R05250 : GIMATECH MALAYSIA |  | Pass | null
379797715 | TNB | DISTRIBUTION | KUALA SELANGOR | Existing | 11 kV | PE MV TERMINAL | RYB | BKSL/PCE/J00768 | MULTIGUNA TIAJ 2 /9 | TX1- 500KVA |  | Pass | null
379797796 | TNB | DISTRIBUTION | KUALA SELANGOR | Existing | 11 kV | PE MV TERMINAL | RYB | BKSL/PCE/J00741 | STN SUIS BASIC AVENUE ALAM JAYA | PENGGUNA HT |  | Pass | null
379797802 | TNB | DISTRIBUTION | KUALA SELANGOR | Existing | 11 kV | PE MV TERMINAL | RYB | BKSL/PCE/J00741 | STN SUIS BASIC AVENUE ALAM JAYA | PPU PAM1 CB7 |  | Pass | null
379797814 | TNB | DISTRIBUTION | KUALA SELANGOR | Existing | 11 kV | PE MV TERMINAL | RYB | BKSL/PCE/J00741 | STN SUIS BASIC AVENUE ALAM JAYA | SPARE |  | Pass | null
379797822 | TNB | DISTRIBUTION | KUALA SELANGOR | Existing | 11 kV | PE MV TERMINAL | RYB | BKSL/PCE/J00741 | STN SUIS BASIC AVENUE ALAM JAYA | SPARE |  | Pass | null
379797826 | TNB | DISTRIBUTION | KUALA SELANGOR | Existing | 11 kV | PE MV TERMINAL | RYB | BKSL/PCE/J00741 | STN SUIS BASIC AVENUE ALAM JAYA | PPU DESA COALFIELD CB6 |  | Pass | null
379797829 | TNB | DISTRIBUTION | KUALA SELANGOR | Existing | 11 kV | PE MV TERMINAL | RYB | BKSL/PCE/J00741 | STN SUIS BASIC AVENUE ALAM JAYA | R04743 INDS ALAM JAYA NO.5 |  | Pass | null
379797951 | TNB | DISTRIBUTION | KUALA SELANGOR | Existing | 11 kV | PE MV TERMINAL | RYB | BKSL/PCE/J00806 | SSU PPAJ NO.1 JLN PPAJ (CB10) | R08134 LOT 11311 TIAJ 2/5 |  | Pass | null
379797957 | TNB | DISTRIBUTION | KUALA SELANGOR | Existing | 11 kV | PE MV TERMINAL | RYB | BKSL/PCE/J00806 | SSU PPAJ NO.1 JLN PPAJ (CB10) | PENGGUNA |  | Pass | null
379797969 | TNB | DISTRIBUTION | KUALA SELANGOR | Existing | 11 kV | PE MV TERMINAL | RYB | BKSL/PCE/J00806 | SSU PPAJ NO.1 JLN PPAJ (CB10) | R06040 PPAJ NO.2 |  | Pass | null
379797977 | TNB | DISTRIBUTION | KUALA SELANGOR | Existing | 11 kV | PE MV TERMINAL | RYB | BKSL/PCE/J00806 | SSU PPAJ NO.1 JLN PPAJ (CB10) | R08319 PE JLN TUNGSTON IJOK |  | Pass | null
379797981 | TNB | DISTRIBUTION | KUALA SELANGOR | Existing | 11 kV | PE MV TERMINAL | RYB | BKSL/PCE/J00806 | SSU PPAJ NO.1 JLN PPAJ (CB10) | PPU CLFD CB10 |  | Pass | null
379797984 | TNB | DISTRIBUTION | KUALA SELANGOR | Existing | 11 kV | PE MV TERMINAL | RYB | BKSL/PCE/J00806 | SSU PPAJ NO.1 JLN PPAJ (CB10) | R06522 : CHUA ENG PHUA |  | Pass | null
379798021 | TNB | DISTRIBUTION | KUALA SELANGOR | Existing | 11 kV | PE MV TERMINAL | RYB | BKSL/PCE/J00807 | PPAJ NO.2 | R06039 : PASARAYA ECONSAVE ALAM JAYA |  | Pass | null
379798022 | TNB | DISTRIBUTION | KUALA SELANGOR | Existing | 11 kV | PE MV TERMINAL | RYB | BKSL/PCE/J00807 | PPAJ NO.2 | R06011 : SSU PPAJ NO.1 JLN PPAJ |  | Pass | null
379798025 | TNB | DISTRIBUTION | KUALA SELANGOR | Existing | 11 kV | PE MV TERMINAL | RYB | BKSL/PCE/J00807 | PPAJ NO.2 | TX-1000KVA |  | Pass | null
379798115 | TNB | DISTRIBUTION | KUALA SELANGOR | Existing | 11 kV | PE MV TERMINAL | RYB | BKSL/PCE/J00808 | PASARAYA ECONSAVE ALAM JAYA | R06826 PPAJ NO.4 |  | Pass | null
379798116 | TNB | DISTRIBUTION | KUALA SELANGOR | Existing | 11 kV | PE MV TERMINAL | RYB | BKSL/PCE/J00808 | PASARAYA ECONSAVE ALAM JAYA | R06042 : PE PPAJ NO 2 JLN PPAJ 1/1 |  | Pass | null
379798119 | TNB | DISTRIBUTION | KUALA SELANGOR | Existing | 11 kV | PE MV TERMINAL | RYB | BKSL/PCE/J00808 | PASARAYA ECONSAVE ALAM JAYA | TX1- 1000KVA |  | Pass | null
379798397 | TNB | DISTRIBUTION | KUALA SELANGOR | Existing | 11 kV | PE MV TERMINAL | RYB | BKSL/PCE/J00819 | LOJI PEMBENTUNGAN (NO.2) FASA 3 | S05859 : R/KEDAI PUNCAK BISTARI |  | Pass | null
379798398 | TNB | DISTRIBUTION | KUALA SELANGOR | Existing | 11 kV | PE MV TERMINAL | RYB | BKSL/PCE/J00819 | LOJI PEMBENTUNGAN (NO.2) FASA 3 | R06827 : PE PPAJ NO 4 JLN PPAJ 1 |  | Pass | null
379798401 | TNB | DISTRIBUTION | KUALA SELANGOR | Existing | 11 kV | PE MV TERMINAL | RYB | BKSL/PCE/J00819 | LOJI PEMBENTUNGAN (NO.2) FASA 3 | 1000KVA |  | Pass | null
379864432 | TNB | DISTRIBUTION | KUALA SELANGOR | Existing | 11 kV | PE MV TERMINAL | RYB | BKSL/PCE/J00318 | TALIAIR 9 BAN 2 | D00604 T/AIR 11 BAN 2 SG NIBONG |  | Pass | null
379864433 | TNB | DISTRIBUTION | KUALA SELANGOR | Existing | 11 kV | PE MV TERMINAL | RYB | BKSL/PCE/J00318 | TALIAIR 9 BAN 2 | S00659 PT 9 BAN 2 |  | Pass | null
379864436 | TNB | DISTRIBUTION | KUALA SELANGOR | Existing | 11 kV | PE MV TERMINAL | RYB | BKSL/PCE/J00318 | TALIAIR 9 BAN 2 | TX1-100kVA |  | Pass | null
379864512 | TNB | DISTRIBUTION | KUALA SELANGOR | Existing | 11 kV | PE MV TERMINAL | RYB | BKSL/PCE/J00153 | BERNAS (LPN) | SPARE |  | Pass | null
379864521 | TNB | DISTRIBUTION | KUALA SELANGOR | Existing | 11 kV | PE MV TERMINAL | RYB | BKSL/PCE/J00153 | BERNAS (LPN) | S05577 PE PANJI MUARA |  | Pass | null
379864633 | TNB | DISTRIBUTION | KUALA SELANGOR | Existing | 11 kV | PE MV TERMINAL | RYB | BKSL/PCE/J00174 | KLG PADI PT 8 | PPU SKCN M CB 11 |  | Pass | null
379864636 | TNB | DISTRIBUTION | KUALA SELANGOR | Existing | 11 kV | PE MV TERMINAL | RYB | BKSL/PCE/J00174 | KLG PADI PT 8 | TX1-1000kVA |  | Pass | null
379864653 | TNB | DISTRIBUTION | KUALA SELANGOR | Existing | 11 kV | PE MV TERMINAL | RYB | BKSL/PCE/J00174 | KLG PADI PT 8 | S05574 MASRI PARIT 7 SG LEMAN |  | Pass | null
379864656 | TNB | DISTRIBUTION | KUALA SELANGOR | Existing | 11 kV | PE MV TERMINAL | RYB | BKSL/PCE/J00174 | KLG PADI PT 8 | D00088 PT 9 PASIR PANJANG |  | Pass | null
379864751 | TNB | DISTRIBUTION | KUALA SELANGOR | Existing | 11 kV | PE MV TERMINAL | RYB | BKSL/PCE/J00170 | PT 9 PASIR PANJANG | D06762 P/E AHMAD FUAD |  | Pass | null
379864752 | TNB | DISTRIBUTION | KUALA SELANGOR | Existing | 11 kV | PE MV TERMINAL | RYB | BKSL/PCE/J00170 | PT 9 PASIR PANJANG | S01607 KLG PADI PT 8 |  | Pass | null
379864755 | TNB | DISTRIBUTION | KUALA SELANGOR | Existing | 11 kV | PE MV TERMINAL | RYB | BKSL/PCE/J00170 | PT 9 PASIR PANJANG | TX1-300kVA |  | Pass | null
379864845 | TNB | DISTRIBUTION | KUALA SELANGOR | Existing | 11 kV | PE MV TERMINAL | RYB | BKSL/PCE/J00265 | MASRI PARIT 7 SG LEMAN | S01637 PUAS SEKINCHAN |  | Pass | null
379864846 | TNB | DISTRIBUTION | KUALA SELANGOR | Existing | 11 kV | PE MV TERMINAL | RYB | BKSL/PCE/J00265 | MASRI PARIT 7 SG LEMAN | S01704 KLG PADI PT 8 |  | Pass | null
379864849 | TNB | DISTRIBUTION | KUALA SELANGOR | Existing | 11 kV | PE MV TERMINAL | RYB | BKSL/PCE/J00265 | MASRI PARIT 7 SG LEMAN | TX1-500kVA |  | Pass | null
379868710 | TNB | DISTRIBUTION | KUALA SELANGOR | Existing | 11 kV | PE MV TERMINAL | RYB | BKSL/PCE/J00085 | CHOP GUAN SENG | PMU BKPR 132/11 kV : CB10 |  | Pass | null
379868713 | TNB | DISTRIBUTION | KUALA SELANGOR | Existing | 11 kV | PE MV TERMINAL | RYB | BKSL/PCE/J00085 | CHOP GUAN SENG | TX1-750KVA |  | Pass | null
379868730 | TNB | DISTRIBUTION | KUALA SELANGOR | Existing | 11 kV | PE MV TERMINAL | RYB | BKSL/PCE/J00085 | CHOP GUAN SENG | S00240 PE TAWEI SG SERDANG |  | Pass | null
379868733 | TNB | DISTRIBUTION | KUALA SELANGOR | Existing | 11 kV | PE MV TERMINAL | RYB | BKSL/PCE/J00085 | CHOP GUAN SENG | S05724 PE CHEW ER |  | Pass | null
379868829 | TNB | DISTRIBUTION | KUALA SELANGOR | Existing | 11 kV | PE MV TERMINAL | RYB | BKSL/PCE/J00856 | CHEW ER | S05420 PE GOOD NITE |  | Pass | null
379868835 | TNB | DISTRIBUTION | KUALA SELANGOR | Existing | 11 kV | PE MV TERMINAL | RYB | BKSL/PCE/J00856 | CHEW ER | PMU PKLG: VCB 6 |  | Pass | null
379868847 | TNB | DISTRIBUTION | KUALA SELANGOR | Existing | 11 kV | PE MV TERMINAL | RYB | BKSL/PCE/J00856 | CHEW ER | S00246 PE CHOP GUAN SENG |  | Pass | null
379868862 | TNB | DISTRIBUTION | KUALA SELANGOR | Existing | 11 kV | PE MV TERMINAL | RYB | BKSL/PCE/J00856 | CHEW ER | PENGGUNA |  | Pass | null
379868907 | TNB | DISTRIBUTION | KUALA SELANGOR | Existing | 11 kV | PE MV TERMINAL | RYB | BKSL/PCE/J00083 | TAWEI SG SERDANG | S00248 PE CHOP GUAN SENG |  | Pass | null
379868910 | TNB | DISTRIBUTION | KUALA SELANGOR | Existing | 11 kV | PE MV TERMINAL | RYB | BKSL/PCE/J00083 | TAWEI SG SERDANG | TX1-1000KVA |  | Pass | null
379869015 | TNB | DISTRIBUTION | KUALA SELANGOR | Existing | 11 kV | PE MV TERMINAL | RYB | BKSL/PCE/J00551 | GOOD NITE | S01424 PE KOSSAN 2 |  | Pass | null
379869016 | TNB | DISTRIBUTION | KUALA SELANGOR | Existing | 11 kV | PE MV TERMINAL | RYB | BKSL/PCE/J00551 | GOOD NITE | S05725 PE CHEW ER |  | Pass | null
379869019 | TNB | DISTRIBUTION | KUALA SELANGOR | Existing | 11 kV | PE MV TERMINAL | RYB | BKSL/PCE/J00551 | GOOD NITE | TX-750KVA |  | Pass | null
379869147 | TNB | DISTRIBUTION | KUALA SELANGOR | Existing | 11 kV | PE MV TERMINAL | RYB | BKSL/PCE/J00075 | KOSSAN 2 | PENGGUNA |  | Pass | null
379869151 | TNB | DISTRIBUTION | KUALA SELANGOR | Existing | 11 kV | PE MV TERMINAL | RYB | BKSL/PCE/J00075 | KOSSAN 2 | S01420 PE KOSSAN 4 |  | Pass | null
379869165 | TNB | DISTRIBUTION | KUALA SELANGOR | Existing | 11 kV | PE MV TERMINAL | RYB | BKSL/PCE/J00075 | KOSSAN 2 | S05422 PE GOOD NITE |  | Pass | null
379869166 | TNB | DISTRIBUTION | KUALA SELANGOR | Existing | 132 kV | PE MV TERMINAL | RYB | BKSL/PCE/J00075 | KOSSAN 2 | S01427 PE PANGSAPURI PANTAI INDAH |  | Fail | Please check "Nominal Voltage"
379869215 | TNB | DISTRIBUTION | KUALA SELANGOR | Existing | 11 kV | PE MV TERMINAL | RYB | BKSL/PCE/J00138 | PANGSAPURI PANTAI INDAH | S01421 PE KOSSAN 2 |  | Pass | null
379869216 | TNB | DISTRIBUTION | KUALA SELANGOR | Existing | 11 kV | PE MV TERMINAL | RYB | BKSL/PCE/J00138 | PANGSAPURI PANTAI INDAH | S05894 PE KOLAM UDANG SG JANGGUT |  | Pass | null
379869219 | TNB | DISTRIBUTION | KUALA SELANGOR | Existing | 11 kV | PE MV TERMINAL | RYB | BKSL/PCE/J00138 | PANGSAPURI PANTAI INDAH | TX-1000KVA |  | Pass | null
379869241 | TNB | DISTRIBUTION | KUALA SELANGOR | Existing | 11 kV | PE MV TERMINAL | RYB | BKSL/PCE/J00411 | KOLAM UDANG SG JANGGUT | S00220 PE PETRONAS SG SEMBILANG |  | Pass | null
379869242 | TNB | DISTRIBUTION | KUALA SELANGOR | Existing | 11 kV | PE MV TERMINAL | RYB | BKSL/PCE/J00411 | KOLAM UDANG SG JANGGUT | S01425 PE PANGSAPURI PANTAI INDAH |  | Pass | null
379869245 | TNB | DISTRIBUTION | KUALA SELANGOR | Existing | 11 kV | PE MV TERMINAL | RYB | BKSL/PCE/J00411 | KOLAM UDANG SG JANGGUT | TX-500KVA |  | Pass | null
379869342 | TNB | DISTRIBUTION | KUALA SELANGOR | Existing | 11 kV | PE MV TERMINAL | RYB | BKSL/PCE/J00076 | PETRONAS SG SEMBILANG | S05896 PE KOLAM UDANG SG JANGGUT |  | Pass | null
379869343 | TNB | DISTRIBUTION | KUALA SELANGOR | Existing | 11 kV | PE MV TERMINAL | RYB | BKSL/PCE/J00076 | PETRONAS SG SEMBILANG | S00225 PE TMN SG SEMBILANG |  | Pass | null
379869346 | TNB | DISTRIBUTION | KUALA SELANGOR | Existing | 11 kV | PE MV TERMINAL | RYB | BKSL/PCE/J00076 | PETRONAS SG SEMBILANG | TX-300KVA |  | Pass | null
379869432 | TNB | DISTRIBUTION | KUALA SELANGOR | Existing | 11 kV | PE MV TERMINAL | RYB | BKSL/PCE/J00336 | KOSSAN 4 | S05304 PE KOSSAN RUBBER NO 6 |  | Pass | null
379869433 | TNB | DISTRIBUTION | KUALA SELANGOR | Existing | 11 kV | PE MV TERMINAL | RYB | BKSL/PCE/J00336 | KOSSAN 4 | S01423 PE KOSSAN 2 |  | Pass | null
379869436 | TNB | DISTRIBUTION | KUALA SELANGOR | Existing | 11 kV | PE MV TERMINAL | RYB | BKSL/PCE/J00336 | KOSSAN 4 | PENGGUNA |  | Pass | null
379869509 | TNB | DISTRIBUTION | KUALA SELANGOR | Existing | 11 kV | PE MV TERMINAL | RYB | BKSL/PCE/J00334 | SW/STN LAY HONG | PENGGUNA HT |  | Pass | null
379869518 | TNB | DISTRIBUTION | KUALA SELANGOR | Existing | 11 kV | PE MV TERMINAL | RYB | BKSL/PCE/J00334 | SW/STN LAY HONG | PMU BKPR 132/11 kV: CB13 |  | Pass | null
379869529 | TNB | DISTRIBUTION | KUALA SELANGOR | Existing | 11 kV | PE MV TERMINAL | RYB | BKSL/PCE/J00334 | SW/STN LAY HONG | S00255 PE LAY HONG (BT 14 SG SERDANG)NO 1 |  | Pass | null
379869566 | TNB | DISTRIBUTION | KUALA SELANGOR | Existing | 11 kV | PE MV TERMINAL | RYB | BKSL/PCE/J00091 | LAY HONG (BT 14 SG SERDANG)NO 1 | S05570 PE SONG ENGINEERING |  | Pass | null
379869567 | TNB | DISTRIBUTION | KUALA SELANGOR | Existing | 11 kV | PE MV TERMINAL | RYB | BKSL/PCE/J00091 | LAY HONG (BT 14 SG SERDANG)NO 1 | S00254 SW/STN LAY HONG |  | Pass | null
379869570 | TNB | DISTRIBUTION | KUALA SELANGOR | Existing | 11 kV | PE MV TERMINAL | RYB | BKSL/PCE/J00091 | LAY HONG (BT 14 SG SERDANG)NO 1 | TX-1000KVA |  | Pass | null
379869615 | TNB | DISTRIBUTION | KUALA SELANGOR | Existing | 11 kV | PE MV TERMINAL | RYB | BKSL/PCE/J00689 | SONG ENGINEERING | S00256 PE LAY HONG NO 1 |  | Pass | null
379869618 | TNB | DISTRIBUTION | KUALA SELANGOR | Existing | 11 kV | PE MV TERMINAL | RYB | BKSL/PCE/J00689 | SONG ENGINEERING | TX-500KVA |  | Pass | null
379869635 | TNB | DISTRIBUTION | KUALA SELANGOR | Existing | 11 kV | PE MV TERMINAL | RYB | BKSL/PCE/J00689 | SONG ENGINEERING | S01408 SW/STN TMN JATI |  | Pass | null
379869638 | TNB | DISTRIBUTION | KUALA SELANGOR | Existing | 11 kV | PE MV TERMINAL | RYB | BKSL/PCE/J00689 | SONG ENGINEERING | S05865 PE KILANG ISI SAWIT |  | Pass | null
379869728 | TNB | DISTRIBUTION | KUALA SELANGOR | Existing | 11 kV | PE MV TERMINAL | RYB | BKSL/PCE/J00147 | TAMBAK JAWA | S01410 SW/STN TMN JATI |  | Pass | null
379869731 | TNB | DISTRIBUTION | KUALA SELANGOR | Existing | 11 kV | PE MV TERMINAL | RYB | BKSL/PCE/J00147 | TAMBAK JAWA | TX-500KVA |  | Pass | null
379869748 | TNB | DISTRIBUTION | KUALA SELANGOR | Existing | 11 kV | PE MV TERMINAL | RYB | BKSL/PCE/J00147 | TAMBAK JAWA | S00232 PE KAPAR COCONUT |  | Pass | null
379869751 | TNB | DISTRIBUTION | KUALA SELANGOR | Existing | 11 kV | PE MV TERMINAL | RYB | BKSL/PCE/J00147 | TAMBAK JAWA | S00226 PE PADANG GAJAH |  | Pass | null
379869854 | TNB | DISTRIBUTION | KUALA SELANGOR | Existing | 11 kV | PE MV TERMINAL | RYB | BKSL/PCE/J00110 | PADANG GAJAH | S05446 PE PUA YU NEN(FBK SYSTEM) |  | Pass | null
379869855 | TNB | DISTRIBUTION | KUALA SELANGOR | Existing | 11 kV | PE MV TERMINAL | RYB | BKSL/PCE/J00110 | PADANG GAJAH | S00229 PE TAMBAK JAWA |  | Pass | null
379869858 | TNB | DISTRIBUTION | KUALA SELANGOR | Existing | 11 kV | PE MV TERMINAL | RYB | BKSL/PCE/J00110 | PADANG GAJAH | TX-300KVA |  | Pass | null
379869947 | TNB | DISTRIBUTION | KUALA SELANGOR | Existing | 11 kV | PE MV TERMINAL | RYB | BKSL/PCE/J00585 | PUA YU NEN(FBK SYSTEM) | S05955 PE YUEN TUNG PREMIX |  | Pass | null
379869948 | TNB | DISTRIBUTION | KUALA SELANGOR | Existing | 11 kV | PE MV TERMINAL | RYB | BKSL/PCE/J00585 | PUA YU NEN(FBK SYSTEM) | S00228 PE PADANG GAJAH |  | Pass | null
379869951 | TNB | DISTRIBUTION | KUALA SELANGOR | Existing | 11 kV | PE MV TERMINAL | RYB | BKSL/PCE/J00585 | PUA YU NEN(FBK SYSTEM) | TX-750KVA |  | Pass | null
379870046 | TNB | DISTRIBUTION | KUALA SELANGOR | Existing | 11 kV | PE MV TERMINAL | RYB | BKSL/PCE/J00078 | EYU TECK CHAI | S01437 PE EYU BER EER NO 1 |  | Pass | null
379870047 | TNB | DISTRIBUTION | KUALA SELANGOR | Existing | 11 kV | PE MV TERMINAL | RYB | BKSL/PCE/J00078 | EYU TECK CHAI | S05957 PE YUEN TUNG PREMIX |  | Pass | null
379870050 | TNB | DISTRIBUTION | KUALA SELANGOR | Existing | 11 kV | PE MV TERMINAL | RYB | BKSL/PCE/J00078 | EYU TECK CHAI | TX-500KVA |  | Pass | null
379870139 | TNB | DISTRIBUTION | KUALA SELANGOR | Existing | 11 kV | PE MV TERMINAL | RYB | BKSL/PCE/J00088 | EYU BER EER NO 1 | S01431 PE KIEN HUAT FURNITURE |  | Pass | null
379870140 | TNB | DISTRIBUTION | KUALA SELANGOR | Existing | 11 kV | PE MV TERMINAL | RYB | BKSL/PCE/J00088 | EYU BER EER NO 1 | S01436 PE EYU TECK CHAI |  | Pass | null
379870143 | TNB | DISTRIBUTION | KUALA SELANGOR | Existing | 11 kV | PE MV TERMINAL | RYB | BKSL/PCE/J00088 | EYU BER EER NO 1 | TX-1000KVA |  | Pass | null
379870232 | TNB | DISTRIBUTION | KUALA SELANGOR | Existing | 11 kV | PE MV TERMINAL | RYB | BKSL/PCE/J00044 | KIEN HUAT FURNITURE | S05501 PE TMN SETIA BUDI |  | Pass | null
379870233 | TNB | DISTRIBUTION | KUALA SELANGOR | Existing | 11 kV | PE MV TERMINAL | RYB | BKSL/PCE/J00044 | KIEN HUAT FURNITURE | S01439 PE EYU BER EER NO 1 |  | Pass | null
379870236 | TNB | DISTRIBUTION | KUALA SELANGOR | Existing | 11 kV | PE MV TERMINAL | RYB | BKSL/PCE/J00044 | KIEN HUAT FURNITURE | TX-1000KVA |  | Pass | null
379870334 | TNB | DISTRIBUTION | KUALA SELANGOR | Existing | 11 kV | PE MV TERMINAL | RYB | BKSL/PCE/J00595 | TMN SETIA BUDI | S01433 PE KIEN HUAT FURNITURE |  | Pass | null
379870335 | TNB | DISTRIBUTION | KUALA SELANGOR | Existing | 11 kV | PE MV TERMINAL | RYB | BKSL/PCE/J00595 | TMN SETIA BUDI | S05474 PE TMN SEJAHTERA |  | Pass | null
379870338 | TNB | DISTRIBUTION | KUALA SELANGOR | Existing | 11 kV | PE MV TERMINAL | RYB | BKSL/PCE/J00595 | TMN SETIA BUDI | TX-500KVA |  | Pass | null
379870428 | TNB | DISTRIBUTION | KUALA SELANGOR | Existing | 11 kV | PE MV TERMINAL | RYB | BKSL/PCE/J00304 | TMN KENARI | S00223 PE TMN SG SEMBILANG |  | Pass | null
379870429 | TNB | DISTRIBUTION | KUALA SELANGOR | Existing | 11 kV | PE MV TERMINAL | RYB | BKSL/PCE/J00304 | TMN KENARI | S05472 PE TMN SEJAHTERA |  | Pass | null
379870432 | TNB | DISTRIBUTION | KUALA SELANGOR | Existing | 11 kV | PE MV TERMINAL | RYB | BKSL/PCE/J00304 | TMN KENARI | TX-1000KVA |  | Pass | null
379870519 | TNB | DISTRIBUTION | KUALA SELANGOR | Existing | 11 kV | PE MV TERMINAL | RYB | BKSL/PCE/J00563 | TMN SEJAHTERA | S01430 PE TMN KENARI |  | Pass | null
379870520 | TNB | DISTRIBUTION | KUALA SELANGOR | Existing | 11 kV | PE MV TERMINAL | RYB | BKSL/PCE/J00563 | TMN SEJAHTERA | S05499 PE TMN SETIA BUDI |  | Pass | null
379870523 | TNB | DISTRIBUTION | KUALA SELANGOR | Existing | 11 kV | PE MV TERMINAL | RYB | BKSL/PCE/J00563 | TMN SEJAHTERA | TX-500KVA |  | Pass | null
379870621 | TNB | DISTRIBUTION | KUALA SELANGOR | Existing | 11 kV | PE MV TERMINAL | RYB | BKSL/PCE/J00077 | TMN SG SEMBILANG | S00222 PE PETRONAS SG SEMBILANG |  | Pass | null
379870622 | TNB | DISTRIBUTION | KUALA SELANGOR | Existing | 11 kV | PE MV TERMINAL | RYB | BKSL/PCE/J00077 | TMN SG SEMBILANG | S01428 PE TMN KENARI |  | Pass | null
379870625 | TNB | DISTRIBUTION | KUALA SELANGOR | Existing | 11 kV | PE MV TERMINAL | RYB | BKSL/PCE/J00077 | TMN SG SEMBILANG | TX-300KVA |  | Pass | null
379870716 | TNB | DISTRIBUTION | KUALA SELANGOR | Existing | 11 kV | PE MV TERMINAL | RYB | BKSL/PCE/J00067 | LDG BUKIT CERAKAH | SPUR |  | Pass | null
379870717 | TNB | DISTRIBUTION | KUALA SELANGOR | Existing | 11 kV | PE MV TERMINAL | RYB | BKSL/PCE/J00067 | LDG BUKIT CERAKAH | S00191 PE TAMAN PEKERTI |  | Pass | null
379870720 | TNB | DISTRIBUTION | KUALA SELANGOR | Existing | 11 kV | PE MV TERMINAL | RYB | BKSL/PCE/J00067 | LDG BUKIT CERAKAH | TX-300KVA |  | Pass | null
379870750 | TNB | DISTRIBUTION | KUALA SELANGOR | Existing | 11 kV | PE MV TERMINAL | RYB | BKSL/PCE/J00066 | PKNS TMN PEKERTI JERAM | S05735 PE PUSAT PELUPUSAN SAMPAH JERAM |  | Pass | null
379870753 | TNB | DISTRIBUTION | KUALA SELANGOR | Existing | 11 kV | PE MV TERMINAL | RYB | BKSL/PCE/J00066 | PKNS TMN PEKERTI JERAM | TX-300KVA |  | Pass | null
379870770 | TNB | DISTRIBUTION | KUALA SELANGOR | Existing | 11 kV | PE MV TERMINAL | RYB | BKSL/PCE/J00066 | PKNS TMN PEKERTI JERAM | S00194 PE LDG BUKIT CERAKAH |  | Pass | null
379870773 | TNB | DISTRIBUTION | KUALA SELANGOR | Existing | 11 kV | PE MV TERMINAL | RYB | BKSL/PCE/J00066 | PKNS TMN PEKERTI JERAM | S01390 PE PKNS TMN PERMAI JERAM |  | Pass | null
379870868 | TNB | DISTRIBUTION | KUALA SELANGOR | Existing | 11 kV | PE MV TERMINAL | RYB | BKSL/PCE/J00065 | PKNS TMN PERMAI JERAM | S00185 PE JERAM NO 2 |  | Pass | null
379870869 | TNB | DISTRIBUTION | KUALA SELANGOR | Existing | 11 kV | PE MV TERMINAL | RYB | BKSL/PCE/J00065 | PKNS TMN PERMAI JERAM | S00193 PE PKNS TMN PEKERTI JERAM |  | Pass | null
379870872 | TNB | DISTRIBUTION | KUALA SELANGOR | Existing | 11 kV | PE MV TERMINAL | RYB | BKSL/PCE/J00065 | PKNS TMN PERMAI JERAM | TX-500KVA |  | Pass | null
379870965 | TNB | DISTRIBUTION | KUALA SELANGOR | Existing | 11 kV | PE MV TERMINAL | RYB | BKSL/PCE/J00063 | JERAM NO 2 | S01388 PE PKNS TMN PERMAI JERAM |  | Pass | null
379870966 | TNB | DISTRIBUTION | KUALA SELANGOR | Existing | 11 kV | PE MV TERMINAL | RYB | BKSL/PCE/J00063 | JERAM NO 2 | S05418 PE QUARTERS LDG BUKIT CERAKAH |  | Pass | null
379870969 | TNB | DISTRIBUTION | KUALA SELANGOR | Existing | 11 kV | PE MV TERMINAL | RYB | BKSL/PCE/J00063 | JERAM NO 2 | TX-300KVA |  | Pass | null
379871058 | TNB | DISTRIBUTION | KUALA SELANGOR | Existing | 11 kV | PE MV TERMINAL | RYB | BKSL/PCE/J00530 | KENTUNE FURNITURE (SHE CHE SING) | N/A |  | Pass | null
379871059 | TNB | DISTRIBUTION | KUALA SELANGOR | Existing | 11 kV | PE MV TERMINAL | RYB | BKSL/PCE/J00530 | KENTUNE FURNITURE (SHE CHE SING) | S01628 PE LAY HONG NO 5(SPG 3 JERAM) |  | Pass | null
379871062 | TNB | DISTRIBUTION | KUALA SELANGOR | Existing | 11 kV | PE MV TERMINAL | RYB | BKSL/PCE/J00530 | KENTUNE FURNITURE (SHE CHE SING) | TX-500KVA |  | Pass | null
379871110 | TNB | DISTRIBUTION | KUALA SELANGOR | Existing | 11 kV | PE MV TERMINAL | RYB | BKSL/PCE/J00553 | QUARTERS LDG BUKIT CERAKAH | S00186 PE JERAM NO 2 |  | Pass | null
379871111 | TNB | DISTRIBUTION | KUALA SELANGOR | Existing | 11 kV | PE MV TERMINAL | RYB | BKSL/PCE/J00553 | QUARTERS LDG BUKIT CERAKAH | N/A |  | Pass | null
379871114 | TNB | DISTRIBUTION | KUALA SELANGOR | Existing | 11 kV | PE MV TERMINAL | RYB | BKSL/PCE/J00553 | QUARTERS LDG BUKIT CERAKAH | TX-300KVA |  | Pass | null
379871216 | TNB | DISTRIBUTION | KUALA SELANGOR | Existing | 11 kV | PE MV TERMINAL | RYB | BKSL/PCE/J00529 | LAY HONG NO 5(SPG 3 JERAM) | S00188 KENTUNE FURNITURE (SHE CHE SING) |  | Pass | null
379871217 | TNB | DISTRIBUTION | KUALA SELANGOR | Existing | 11 kV | PE MV TERMINAL | RYB | BKSL/PCE/J00529 | LAY HONG NO 5(SPG 3 JERAM) | S05488 PE LAY HONG NO.6 |  | Pass | null
379871220 | TNB | DISTRIBUTION | KUALA SELANGOR | Existing | 11 kV | PE MV TERMINAL | RYB | BKSL/PCE/J00529 | LAY HONG NO 5(SPG 3 JERAM) | TX-500KVA |  | Pass | null
379871242 | TNB | DISTRIBUTION | KUALA SELANGOR | Existing | 11 kV | PE MV TERMINAL | RYB | BKSL/PCE/J00588 | LAY HONG NO.6 | S01627 PE LAY HONG NO 5(SPG 3 JERAM) |  | Pass | null
379871243 | TNB | DISTRIBUTION | KUALA SELANGOR | Existing | 11 kV | PE MV TERMINAL | RYB | BKSL/PCE/J00588 | LAY HONG NO.6 | S00184 PE JERAM NO 1 |  | Pass | null
379871246 | TNB | DISTRIBUTION | KUALA SELANGOR | Existing | 11 kV | PE MV TERMINAL | RYB | BKSL/PCE/J00588 | LAY HONG NO.6 | TX-500KVA |  | Pass | null
379871346 | TNB | DISTRIBUTION | KUALA SELANGOR | Existing | 11 kV | PE MV TERMINAL | RYB | BKSL/PCE/J00062 | JERAM NO 1 | S05486 PE LAY HONG NO.6 |  | Pass | null
379871347 | TNB | DISTRIBUTION | KUALA SELANGOR | Existing | 11 kV | PE MV TERMINAL | RYB | BKSL/PCE/J00062 | JERAM NO 1 | S01385 PE LAY HONG (SPG 3 JERAM) NO 2 |  | Pass | null
379871350 | TNB | DISTRIBUTION | KUALA SELANGOR | Existing | 11 kV | PE MV TERMINAL | RYB | BKSL/PCE/J00062 | JERAM NO 1 | TX-750KVA |  | Pass | null
379871430 | TNB | DISTRIBUTION | KUALA SELANGOR | Existing | 11 kV | PE MV TERMINAL | RYB | BKSL/PCE/J00284 | LAY HONG (SPG 3 JERAM) NO 2 | TX-500KVA |  | Pass | null
379871432 | TNB | DISTRIBUTION | KUALA SELANGOR | Existing | 11 kV | PE MV TERMINAL | RYB | BKSL/PCE/J00284 | LAY HONG (SPG 3 JERAM) NO 2 | S00182 PE JERAM NO 1 |  | Pass | null
379871473 | TNB | DISTRIBUTION | KUALA SELANGOR | Existing | 11 kV | PE MV TERMINAL | RYB | BKSL/PCE/J00284 | LAY HONG (SPG 3 JERAM) NO 2 | S00181 BALAI POLIS JERAM |  | Pass | null
379871553 | TNB | DISTRIBUTION | KUALA SELANGOR | Existing | 11 kV | PE MV TERMINAL | RYB | BKSL/PCE/J00061 | BALAI POLIS JERAM | S01382 PE SEK. MEN. AGAMA JERAM |  | Pass | null
379871556 | TNB | DISTRIBUTION | KUALA SELANGOR | Existing | 11 kV | PE MV TERMINAL | RYB | BKSL/PCE/J00061 | BALAI POLIS JERAM | TX-1000KVA |  | Pass | null
379871573 | TNB | DISTRIBUTION | KUALA SELANGOR | Existing | 11 kV | PE MV TERMINAL | RYB | BKSL/PCE/J00061 | BALAI POLIS JERAM | S01387 PE LAY HONG (SPG 3 JERAM) NO 2 |  | Pass | null
379871576 | TNB | DISTRIBUTION | KUALA SELANGOR | Existing | 11 kV | PE MV TERMINAL | RYB | BKSL/PCE/J00061 | BALAI POLIS JERAM | S05621 MASJID PEKAN JERAM |  | Pass | null
379873113 | TNB | DISTRIBUTION | KUALA SELANGOR | Existing | 11 kV | PE MV TERMINAL | RYB | BKSL/PCE/J00089 | WORLD STAR | S05522 PE SOON LIEN FATT ENG |  | Pass | null
379873286 | TNB | DISTRIBUTION | KUALA SELANGOR | Existing | 11 kV | PE MV TERMINAL | RYB | BKSL/PCE/J00307 | QMAC REHON (SG SERDANG) | S05520 PE SOON LIEN FATT ENG |  | Pass | null
379873309 | TNB | DISTRIBUTION | KUALA SELANGOR | Existing | 11 kV | PE MV TERMINAL | RYB | BKSL/PCE/J00307 | QMAC REHON (SG SERDANG) | S05862 PE KILANG ISI SAWIT |  | Pass | null
379890249 | TNB | DISTRIBUTION | KUALA SELANGOR | Existing | 11 kV | PE MV TERMINAL | RYB | BKSL/PCE/J00617 | KOLAM AIR BT ARANG | 1000KVA |  | Pass | null
379890256 | TNB | DISTRIBUTION | KUALA SELANGOR | Existing | 11 kV | PE MV TERMINAL | RYB | BKSL/PCE/J00617 | KOLAM AIR BT ARANG | R04532 : SEC 12 K PUTERI BT ARANG |  | Pass | null
379890264 | TNB | DISTRIBUTION | KUALA SELANGOR | Existing | 11 kV | PE MV TERMINAL | RYB | BKSL/PCE/J00617 | KOLAM AIR BT ARANG | PMU BARG CB1 |  | Pass | null
379890274 | TNB | DISTRIBUTION | KUALA SELANGOR | Existing | 11 kV | PE MV TERMINAL | RYB | BKSL/PCE/J00617 | KOLAM AIR BT ARANG | 750KVA |  | Pass | null
379890420 | TNB | DISTRIBUTION | KUALA SELANGOR | Existing | 11 kV | PE MV TERMINAL | RYB | BKSL/PCE/J00636 | SEKSYEN 12 KOTA PUTERI BT ARANG | SPARE |  | Pass | null
379890427 | TNB | DISTRIBUTION | KUALA SELANGOR | Existing | 11 kV | PE MV TERMINAL | RYB | BKSL/PCE/J00636 | SEKSYEN 12 KOTA PUTERI BT ARANG | R01594 : MALEX QTRS |  | Pass | null
379890435 | TNB | DISTRIBUTION | KUALA SELANGOR | Existing | 11 kV | PE MV TERMINAL | RYB | BKSL/PCE/J00636 | SEKSYEN 12 KOTA PUTERI BT ARANG | R01614 : KOLAM AIR BT ARANG |  | Pass | null
379890445 | TNB | DISTRIBUTION | KUALA SELANGOR | Existing | 11 kV | PE MV TERMINAL | RYB | BKSL/PCE/J00636 | SEKSYEN 12 KOTA PUTERI BT ARANG | 1000KVA |  | Pass | null
379890603 | TNB | DISTRIBUTION | KUALA SELANGOR | Existing | 11 kV | PE MV TERMINAL | RYB | BKSL/PCE/J00637 | MALEX QTRS | R02751 : P/PENURUN B/POLIS B/ARANG |  | Pass | null
379890604 | TNB | DISTRIBUTION | KUALA SELANGOR | Existing | 11 kV | PE MV TERMINAL | RYB | BKSL/PCE/J00637 | MALEX QTRS | R04531 : SEC12 K PUTERI BT ARANG |  | Pass | null
379890607 | TNB | DISTRIBUTION | KUALA SELANGOR | Existing | 11 kV | PE MV TERMINAL | RYB | BKSL/PCE/J00637 | MALEX QTRS | 300KVA |  | Pass | null
379890682 | TNB | DISTRIBUTION | KUALA SELANGOR | Existing | 11 kV | PE MV TERMINAL | RYB | BKSL/PCE/J00641 | KG MELAYU A/T | R05976 : TENAGA KIMIA BT ARANG NO.2 |  | Pass | null
379890685 | TNB | DISTRIBUTION | KUALA SELANGOR | Existing | 11 kV | PE MV TERMINAL | RYB | BKSL/PCE/J00641 | KG MELAYU A/T | 300KVA |  | Pass | null
379890702 | TNB | DISTRIBUTION | KUALA SELANGOR | Existing | 11 kV | PE MV TERMINAL | RYB | BKSL/PCE/J00641 | KG MELAYU A/T | R01604 : TERNAKAN AYAM HUP KEE |  | Pass | null
379890705 | TNB | DISTRIBUTION | KUALA SELANGOR | Existing | 11 kV | PE MV TERMINAL | RYB | BKSL/PCE/J00641 | KG MELAYU A/T | R01617 MAKMAL PENYELIDIKAN PELURU |  | Pass | null
379890791 | TNB | DISTRIBUTION | KUALA SELANGOR | Existing | 11 kV | PE MV TERMINAL | RYB | BKSL/PCE/J00393 | KILANG PELURU (SME ORDINANCE) | R07386 VHF BATU ARANG |  | Pass | null
379890797 | TNB | DISTRIBUTION | KUALA SELANGOR | Existing | 11 kV | PE MV TERMINAL | RYB | BKSL/PCE/J00393 | KILANG PELURU (SME ORDINANCE) | PENGGUNA HT |  | Pass | null
379890809 | TNB | DISTRIBUTION | KUALA SELANGOR | Existing | 11 kV | PE MV TERMINAL | RYB | BKSL/PCE/J00393 | KILANG PELURU (SME ORDINANCE) | PENGGUNA HT |  | Pass | null
379890821 | TNB | DISTRIBUTION | KUALA SELANGOR | Existing | 11 kV | PE MV TERMINAL | RYB | BKSL/PCE/J00393 | KILANG PELURU (SME ORDINANCE) | R04552 (LARGE AMUNITION) |  | Pass | null
379890824 | TNB | DISTRIBUTION | KUALA SELANGOR | Existing | 11 kV | PE MV TERMINAL | RYB | BKSL/PCE/J00393 | KILANG PELURU (SME ORDINANCE) | PMU BARG CB4 |  | Pass | null
379890861 | TNB | DISTRIBUTION | KUALA SELANGOR | Existing | 11 kV | PE MV TERMINAL | RYB | BKSL/PCE/J00639 | AMMO DEPOT (LARGE AMUNITION) | R05974 : TENAGA KIMIA BT ARANG NO.2 |  | Pass | null
379890862 | TNB | DISTRIBUTION | KUALA SELANGOR | Existing | 11 kV | PE MV TERMINAL | RYB | BKSL/PCE/J00639 | AMMO DEPOT (LARGE AMUNITION) | R06739 : KLG PELURU (SME ORDINANCE) |  | Pass | null
379890865 | TNB | DISTRIBUTION | KUALA SELANGOR | Existing | 11 kV | PE MV TERMINAL | RYB | BKSL/PCE/J00639 | AMMO DEPOT (LARGE AMUNITION) | TX1- 300KVA |  | Pass | null
379890943 | TNB | DISTRIBUTION | KUALA SELANGOR | Existing | 11 kV | PE MV TERMINAL | RYB | BKSL/PCE/J00422 | TOWNHOUSE KP5 | SPARE |  | Pass | null
379890950 | TNB | DISTRIBUTION | KUALA SELANGOR | Existing | 11 kV | PE MV TERMINAL | RYB | BKSL/PCE/J00422 | TOWNHOUSE KP5 | R05672 : LOJI RAWATAN KUMBAHAN |  | Pass | null
379890958 | TNB | DISTRIBUTION | KUALA SELANGOR | Existing | 11 kV | PE MV TERMINAL | RYB | BKSL/PCE/J00422 | TOWNHOUSE KP5 | PMU BARG CB2 |  | Pass | null
379890968 | TNB | DISTRIBUTION | KUALA SELANGOR | Existing | 11 kV | PE MV TERMINAL | RYB | BKSL/PCE/J00422 | TOWNHOUSE KP5 | TX-750KVA |  | Pass | null
379891285 | TNB | DISTRIBUTION | KUALA SELANGOR | Existing | 11 kV | PE MV TERMINAL | RYB | BKSL/PCE/J00622 | KOTA PUTERI NO.1 | 1000KVA |  | Pass | null
379891292 | TNB | DISTRIBUTION | KUALA SELANGOR | Existing | 11 kV | PE MV TERMINAL | RYB | BKSL/PCE/J00622 | KOTA PUTERI NO.1 | R02823 : RESCUERS |  | Pass | null
379891300 | TNB | DISTRIBUTION | KUALA SELANGOR | Existing | 11 kV | PE MV TERMINAL | RYB | BKSL/PCE/J00622 | KOTA PUTERI NO.1 | R04688 : LOJI RAWATAN KUMBAHAN |  | Pass | null
379891310 | TNB | DISTRIBUTION | KUALA SELANGOR | Existing | 11 kV | PE MV TERMINAL | RYB | BKSL/PCE/J00622 | KOTA PUTERI NO.1 | 750KVA |  | Pass | null
379891566 | TNB | DISTRIBUTION | KUALA SELANGOR | Existing | 11 kV | PE MV TERMINAL | RYB | BKSL/PCE/J00623 | RESCUEVERS | R03484 : HUP SENG SANITARY |  | Pass | null
379891567 | TNB | DISTRIBUTION | KUALA SELANGOR | Existing | 11 kV | PE MV TERMINAL | RYB | BKSL/PCE/J00623 | RESCUEVERS | R04872 : KOTA PUTERI NO.1 |  | Pass | null
379891570 | TNB | DISTRIBUTION | KUALA SELANGOR | Existing | 11 kV | PE MV TERMINAL | RYB | BKSL/PCE/J00623 | RESCUEVERS | TX-750KVA |  | Pass | null
379891660 | TNB | DISTRIBUTION | KUALA SELANGOR | Existing | 11 kV | PE MV TERMINAL | RYB | BKSL/PCE/J00624 | HUP SENG SANITARY | R04015 : KUATERS LOJI AIR BKT BADONG |  | Pass | null
379891661 | TNB | DISTRIBUTION | KUALA SELANGOR | Existing | 11 kV | PE MV TERMINAL | RYB | BKSL/PCE/J00624 | HUP SENG SANITARY | R02822 : RESCUERS |  | Pass | null
379891664 | TNB | DISTRIBUTION | KUALA SELANGOR | Existing | 11 kV | PE MV TERMINAL | RYB | BKSL/PCE/J00624 | HUP SENG SANITARY | 1000KVA |  | Pass | null
379891754 | TNB | DISTRIBUTION | KUALA SELANGOR | Existing | 11 kV | PE MV TERMINAL | RYB | BKSL/PCE/J00607 | KUATERS LOJI PEMBERSIHAN AIR BKT BADONG | R06577 : KILANG MING ZHANG |  | Pass | null
379891755 | TNB | DISTRIBUTION | KUALA SELANGOR | Existing | 11 kV | PE MV TERMINAL | RYB | BKSL/PCE/J00607 | KUATERS LOJI PEMBERSIHAN AIR BKT BADONG | R03482 : HUP SENG SANITARY |  | Pass | null
379891758 | TNB | DISTRIBUTION | KUALA SELANGOR | Existing | 11 kV | PE MV TERMINAL | RYB | BKSL/PCE/J00607 | KUATERS LOJI PEMBERSIHAN AIR BKT BADONG | 1000KVA |  | Pass | null
379891848 | TNB | DISTRIBUTION | KUALA SELANGOR | Existing | 11 kV | PE MV TERMINAL | RYB | BKSL/PCE/J00626 | ADVANCE INDUSTRIES SDN BHD | R05943 : CHANG SHI MINERAL S/B |  | Pass | null
379891849 | TNB | DISTRIBUTION | KUALA SELANGOR | Existing | 11 kV | PE MV TERMINAL | RYB | BKSL/PCE/J00626 | ADVANCE INDUSTRIES SDN BHD | R06579 : KILANG MING ZHANG |  | Pass | null
379891852 | TNB | DISTRIBUTION | KUALA SELANGOR | Existing | 11 kV | PE MV TERMINAL | RYB | BKSL/PCE/J00626 | ADVANCE INDUSTRIES SDN BHD | 1000KVA |  | Pass | null
379891942 | TNB | DISTRIBUTION | KUALA SELANGOR | Existing | 11 kV | PE MV TERMINAL | RYB | BKSL/PCE/J00627 | CHANG SHI MINERAL SDN BHD | R06794 : EVERFLOW |  | Pass | null
379891943 | TNB | DISTRIBUTION | KUALA SELANGOR | Existing | 11 kV | PE MV TERMINAL | RYB | BKSL/PCE/J00627 | CHANG SHI MINERAL SDN BHD | R04476 : ADVANCE INDUSTRIES S/B |  | Pass | null
379891946 | TNB | DISTRIBUTION | KUALA SELANGOR | Existing | 11 kV | PE MV TERMINAL | RYB | BKSL/PCE/J00627 | CHANG SHI MINERAL SDN BHD | 750KVA |  | Pass | null
379892036 | TNB | DISTRIBUTION | KUALA SELANGOR | Existing | 11 kV | PE MV TERMINAL | RYB | BKSL/PCE/J00628 | TAKE SIX | R01840 : RHONG KHEN INDUSTRI |  | Pass | null
379892037 | TNB | DISTRIBUTION | KUALA SELANGOR | Existing | 11 kV | PE MV TERMINAL | RYB | BKSL/PCE/J00628 | TAKE SIX | R06790 : RUBPLAST JLN RUKUN |  | Pass | null
379892040 | TNB | DISTRIBUTION | KUALA SELANGOR | Existing | 11 kV | PE MV TERMINAL | RYB | BKSL/PCE/J00628 | TAKE SIX | 500KVA |  | Pass | null
379892460 | TNB | DISTRIBUTION | KUALA SELANGOR | Existing | 11 kV | PE MV TERMINAL | RYB | BKSL/PCE/J00630 | KLG PAPAN SEKINCAN | 500KVA |  | Pass | null
379892467 | TNB | DISTRIBUTION | KUALA SELANGOR | Existing | 11 kV | PE MV TERMINAL | RYB | BKSL/PCE/J00630 | KLG PAPAN SEKINCAN | R06107 : KC PILE |  | Pass | null
379892475 | TNB | DISTRIBUTION | KUALA SELANGOR | Existing | 11 kV | PE MV TERMINAL | RYB | BKSL/PCE/J00630 | KLG PAPAN SEKINCAN | R01841 : RHONG KHEN INDUSTRI |  | Pass | null
379892485 | TNB | DISTRIBUTION | KUALA SELANGOR | Existing | 11 kV | PE MV TERMINAL | RYB | BKSL/PCE/J00630 | KLG PAPAN SEKINCAN | 300KVA |  | Pass | null
379892643 | TNB | DISTRIBUTION | KUALA SELANGOR | Existing | 11 kV | PE MV TERMINAL | RYB | BKSL/PCE/J00631 | KC PILE | R06388 : NOTION VENTURE |  | Pass | null
379892644 | TNB | DISTRIBUTION | KUALA SELANGOR | Existing | 11 kV | PE MV TERMINAL | RYB | BKSL/PCE/J00631 | KC PILE | R01817 : KLG PAPAN SEKINCAN |  | Pass | null
379892647 | TNB | DISTRIBUTION | KUALA SELANGOR | Existing | 11 kV | PE MV TERMINAL | RYB | BKSL/PCE/J00631 | KC PILE | 750KVA |  | Pass | null
379892737 | TNB | DISTRIBUTION | KUALA SELANGOR | Existing | 11 kV | PE MV TERMINAL | RYB | BKSL/PCE/J00815 | NOTION VENTURE | R06231 : LIM & LIM HARDWARE |  | Pass | null
379892738 | TNB | DISTRIBUTION | KUALA SELANGOR | Existing | 11 kV | PE MV TERMINAL | RYB | BKSL/PCE/J00815 | NOTION VENTURE | R06105 : KC PILE |  | Pass | null
379892741 | TNB | DISTRIBUTION | KUALA SELANGOR | Existing | 11 kV | PE MV TERMINAL | RYB | BKSL/PCE/J00815 | NOTION VENTURE | 1000KVA |  | Pass | null
379892916 | TNB | DISTRIBUTION | KUALA SELANGOR | Existing | 11 kV | PE MV TERMINAL | RYB | BKSL/PCE/J00655 | OSCAR CANARY | PENGGUNA HT |  | Pass | null
379892922 | TNB | DISTRIBUTION | KUALA SELANGOR | Existing | 11 kV | PE MV TERMINAL | RYB | BKSL/PCE/J00655 | OSCAR CANARY | R08103 : SYNCOATES (M) SDN BHD JLN PLATINUM |  | Pass | null
379892934 | TNB | DISTRIBUTION | KUALA SELANGOR | Existing | 11 kV | PE MV TERMINAL | RYB | BKSL/PCE/J00655 | OSCAR CANARY | R05444 : SSU KOTA PUTERI BT ARANG NO.1 |  | Pass | null
379892949 | TNB | DISTRIBUTION | KUALA SELANGOR | Existing | 11 kV | PE MV TERMINAL | RYB | BKSL/PCE/J00655 | OSCAR CANARY | R08099 :PADAT SALES GALERY ALAM PERDANA |  | Pass | null
379892986 | TNB | DISTRIBUTION | KUALA SELANGOR | Existing | 11 kV | PE MV TERMINAL | RYB | BKSL/PCE/J00667 | GUARDIAN CAUCUS | R04947 WORK SHOP MAMECH |  | Pass | null
379892987 | TNB | DISTRIBUTION | KUALA SELANGOR | Existing | 11 kV | PE MV TERMINAL | RYB | BKSL/PCE/J00667 | GUARDIAN CAUCUS | R08043 TYCOPLAST |  | Pass | null
379892990 | TNB | DISTRIBUTION | KUALA SELANGOR | Existing | 11 kV | PE MV TERMINAL | RYB | BKSL/PCE/J00667 | GUARDIAN CAUCUS | 750KVA |  | Pass | null
379893080 | TNB | DISTRIBUTION | KUALA SELANGOR | Existing | 11 kV | PE MV TERMINAL | RYB | BKSL/PCE/J00666 | WORK SHOP MAMECH | R05853 : GUARDIAN CAUCUS |  | Pass | null
379893081 | TNB | DISTRIBUTION | KUALA SELANGOR | Existing | 11 kV | PE MV TERMINAL | RYB | BKSL/PCE/J00666 | WORK SHOP MAMECH | R05914 : INTERSIT INDUSTRIES |  | Pass | null
379893084 | TNB | DISTRIBUTION | KUALA SELANGOR | Existing | 11 kV | PE MV TERMINAL | RYB | BKSL/PCE/J00666 | WORK SHOP MAMECH | 500KVA |  | Pass | null
379893174 | TNB | DISTRIBUTION | KUALA SELANGOR | Existing | 11 kV | PE MV TERMINAL | RYB | BKSL/PCE/J00668 | INTERSIT INDUSTRIES IJOK | N/A |  | Pass | null
379893175 | TNB | DISTRIBUTION | KUALA SELANGOR | Existing | 11 kV | PE MV TERMINAL | RYB | BKSL/PCE/J00668 | INTERSIT INDUSTRIES IJOK | R04949 : WORK SHOP MAMECH |  | Pass | null
379893178 | TNB | DISTRIBUTION | KUALA SELANGOR | Existing | 11 kV | PE MV TERMINAL | RYB | BKSL/PCE/J00668 | INTERSIT INDUSTRIES IJOK | 750KVA |  | Pass | null
379893268 | TNB | DISTRIBUTION | KUALA SELANGOR | Existing | 11 kV | PE MV TERMINAL | RYB | BKSL/PCE/J00669 | WILLY STEEL | R05066 : SSU UNITED PAPER BOARD |  | Pass | null
379893269 | TNB | DISTRIBUTION | KUALA SELANGOR | Existing | 11 kV | PE MV TERMINAL | RYB | BKSL/PCE/J00669 | WILLY STEEL | R05916 : INTERSIT INDUSTRIES |  | Pass | null
379893272 | TNB | DISTRIBUTION | KUALA SELANGOR | Existing | 11 kV | PE MV TERMINAL | RYB | BKSL/PCE/J00669 | WILLY STEEL | 1000KVA |  | Pass | null
379893350 | TNB | DISTRIBUTION | KUALA SELANGOR | Existing | 11 kV | PE MV TERMINAL | RYB | BKSL/PCE/J00656 | PERDANA ALAM JAYA NO.3 | TX2-500KVA |  | Pass | null
379893357 | TNB | DISTRIBUTION | KUALA SELANGOR | Existing | 11 kV | PE MV TERMINAL | RYB | BKSL/PCE/J00656 | PERDANA ALAM JAYA NO.3 | R04447 PERDANA ALAM JAYA NO.2 |  | Pass | null
379893365 | TNB | DISTRIBUTION | KUALA SELANGOR | Existing | 11 kV | PE MV TERMINAL | RYB | BKSL/PCE/J00656 | PERDANA ALAM JAYA NO.3 | R08097 PADAT SALES GALERY ALAM PERDANA |  | Pass | null
379893375 | TNB | DISTRIBUTION | KUALA SELANGOR | Existing | 11 kV | PE MV TERMINAL | RYB | BKSL/PCE/J00656 | PERDANA ALAM JAYA NO.3 | TX1-750KVA |  | Pass | null
379893521 | TNB | DISTRIBUTION | KUALA SELANGOR | Existing | 11 kV | PE MV TERMINAL | RYB | BKSL/PCE/J00657 | PERDANA ALAM JAYA NO.2 | TX1-1000KVA |  | Pass | null
379893528 | TNB | DISTRIBUTION | KUALA SELANGOR | Existing | 11 kV | PE MV TERMINAL | RYB | BKSL/PCE/J00657 | PERDANA ALAM JAYA NO.2 | R04451 PERDANA ALAM JAYA NO.1 |  | Pass | null
379893536 | TNB | DISTRIBUTION | KUALA SELANGOR | Existing | 11 kV | PE MV TERMINAL | RYB | BKSL/PCE/J00657 | PERDANA ALAM JAYA NO.2 | R04446 PERDANA ALAM JAYA NO.3 |  | Pass | null
379893546 | TNB | DISTRIBUTION | KUALA SELANGOR | Existing | 11 kV | PE MV TERMINAL | RYB | BKSL/PCE/J00657 | PERDANA ALAM JAYA NO.2 | TX2-1000KVA |  | Pass | null
379893694 | TNB | DISTRIBUTION | KUALA SELANGOR | Existing | 11 kV | PE MV TERMINAL | RYB | BKSL/PCE/J00644 | POLYMIX PLASTIC BT ARANG | HT CUSTOMER |  | Pass | null
379893703 | TNB | DISTRIBUTION | KUALA SELANGOR | Existing | 11 kV | PE MV TERMINAL | RYB | BKSL/PCE/J00644 | POLYMIX PLASTIC BT ARANG | R01776 : SOUTH PROP HOLDING |  | Pass | null
379893714 | TNB | DISTRIBUTION | KUALA SELANGOR | Existing | 11 kV | PE MV TERMINAL | RYB | BKSL/PCE/J00644 | POLYMIX PLASTIC BT ARANG | PMU BARG CB5 |  | Pass | null
379893730 | TNB | DISTRIBUTION | KUALA SELANGOR | Existing | 11 kV | PE MV TERMINAL | RYB | BKSL/PCE/J00645 | SOUTHPROP NO.1 | R07034 : SOO CHEW SHENG |  | Pass | null
379893731 | TNB | DISTRIBUTION | KUALA SELANGOR | Existing | 11 kV | PE MV TERMINAL | RYB | BKSL/PCE/J00645 | SOUTHPROP NO.1 | R03447 : JASA RINGGIT HOLDINGS |  | Pass | null
379893734 | TNB | DISTRIBUTION | KUALA SELANGOR | Existing | 11 kV | PE MV TERMINAL | RYB | BKSL/PCE/J00645 | SOUTHPROP NO.1 | 1000KVA |  | Pass | null
379893824 | TNB | DISTRIBUTION | KUALA SELANGOR | Existing | 11 kV | PE MV TERMINAL | RYB | BKSL/PCE/J00817 | KILANG MING ZHANG | R04474 : ADVANCE INDUSTRIES SB |  | Pass | null
379893825 | TNB | DISTRIBUTION | KUALA SELANGOR | Existing | 11 kV | PE MV TERMINAL | RYB | BKSL/PCE/J00817 | KILANG MING ZHANG | R04014 : LOJI BERSIHAN AIR B/BADONG |  | Pass | null
379893828 | TNB | DISTRIBUTION | KUALA SELANGOR | Existing | 11 kV | PE MV TERMINAL | RYB | BKSL/PCE/J00817 | KILANG MING ZHANG | 500KVA |  | Pass | null
379893906 | TNB | DISTRIBUTION | KUALA SELANGOR | Existing | 11 kV | PE MV TERMINAL | RYB | BKSL/PCE/J00635 | EVERFLOW | 500KVA |  | Pass | null
379893913 | TNB | DISTRIBUTION | KUALA SELANGOR | Existing | 11 kV | PE MV TERMINAL | RYB | BKSL/PCE/J00635 | EVERFLOW | R08341 PE OVERFLOW NO.2 |  | Pass | null
379893921 | TNB | DISTRIBUTION | KUALA SELANGOR | Existing | 11 kV | PE MV TERMINAL | RYB | BKSL/PCE/J00635 | EVERFLOW | R05941 : CHANG SHI MINERAL S/B |  | Pass | null
379893931 | TNB | DISTRIBUTION | KUALA SELANGOR | Existing | 11 kV | PE MV TERMINAL | RYB | BKSL/PCE/J00635 | EVERFLOW | 500KVA |  | Pass | null
379894089 | TNB | DISTRIBUTION | KUALA SELANGOR | Existing | 11 kV | PE MV TERMINAL | RYB | BKSL/PCE/J00834 | RUBPLAST JLN RUKUN | R05041 TAKE SIX |  | Pass | null
379894090 | TNB | DISTRIBUTION | KUALA SELANGOR | Existing | 11 kV | PE MV TERMINAL | RYB | BKSL/PCE/J00834 | RUBPLAST JLN RUKUN | R08339 PE OVERFLOW NO.2 |  | Pass | null
379894093 | TNB | DISTRIBUTION | KUALA SELANGOR | Existing | 11 kV | PE MV TERMINAL | RYB | BKSL/PCE/J00834 | RUBPLAST JLN RUKUN | 500KVA |  | Pass | null
379894183 | TNB | DISTRIBUTION | KUALA SELANGOR | Existing | 11 kV | PE MV TERMINAL | RYB | BKSL/PCE/J00482 | SOUTH PROP NO.2 | R05126 : LBH BROTHERS |  | Pass | null
379894184 | TNB | DISTRIBUTION | KUALA SELANGOR | Existing | 11 kV | PE MV TERMINAL | RYB | BKSL/PCE/J00482 | SOUTH PROP NO.2 | R01777 : SOUTH PROP HOLDING |  | Pass | null
379894187 | TNB | DISTRIBUTION | KUALA SELANGOR | Existing | 11 kV | PE MV TERMINAL | RYB | BKSL/PCE/J00482 | SOUTH PROP NO.2 | 750KVA |  | Pass | null
379894277 | TNB | DISTRIBUTION | KUALA SELANGOR | Existing | 11 kV | PE MV TERMINAL | RYB | BKSL/PCE/J00646 | LBH BROTHERS | R01774 : BE PILE |  | Pass | null
379894278 | TNB | DISTRIBUTION | KUALA SELANGOR | Existing | 11 kV | PE MV TERMINAL | RYB | BKSL/PCE/J00646 | LBH BROTHERS | R06521 : SOUTH PROP NO.2 |  | Pass | null
379894281 | TNB | DISTRIBUTION | KUALA SELANGOR | Existing | 11 kV | PE MV TERMINAL | RYB | BKSL/PCE/J00646 | LBH BROTHERS | 1000KVA |  | Pass | null
379894359 | TNB | DISTRIBUTION | KUALA SELANGOR | Existing | 11 kV | PE MV TERMINAL | RYB | BKSL/PCE/J00647 | BE PILE | 1000KVA |  | Pass | null
379894366 | TNB | DISTRIBUTION | KUALA SELANGOR | Existing | 11 kV | PE MV TERMINAL | RYB | BKSL/PCE/J00647 | BE PILE | R04993 : SON STAR |  | Pass | null
379894374 | TNB | DISTRIBUTION | KUALA SELANGOR | Existing | 11 kV | PE MV TERMINAL | RYB | BKSL/PCE/J00647 | BE PILE | R05128 : LBH BROTHERS |  | Pass | null
379894384 | TNB | DISTRIBUTION | KUALA SELANGOR | Existing | 11 kV | PE MV TERMINAL | RYB | BKSL/PCE/J00647 | BE PILE | 1000KVA |  | Pass | null
379894480 | TNB | DISTRIBUTION | KUALA SELANGOR | Existing | 11 kV | PE MV TERMINAL | RYB | BKSL/PCE/J00405 | SSU INDUSTRI BUKIT BADONG | TX2-1000kVA |  | Pass | null
379894486 | TNB | DISTRIBUTION | KUALA SELANGOR | Existing | 11 kV | PE MV TERMINAL | RYB | BKSL/PCE/J00405 | SSU INDUSTRI BUKIT BADONG | R01781 UNITED PAPER BOARD |  | Pass | null
379894498 | TNB | DISTRIBUTION | KUALA SELANGOR | Existing | 11 kV | PE MV TERMINAL | RYB | BKSL/PCE/J00405 | SSU INDUSTRI BUKIT BADONG | R07592 TMN INDUSTRI BUKIT BADONG A |  | Pass | null
379894506 | TNB | DISTRIBUTION | KUALA SELANGOR | Existing | 11 kV | PE MV TERMINAL | RYB | BKSL/PCE/J00405 | SSU INDUSTRI BUKIT BADONG | R07585 TMN INDUSTRI BUKIT BADONG B |  | Pass | null
379894510 | TNB | DISTRIBUTION | KUALA SELANGOR | Existing | 11 kV | PE MV TERMINAL | RYB | BKSL/PCE/J00405 | SSU INDUSTRI BUKIT BADONG | PMU BBDG FDR 1 |  | Pass | null
379894513 | TNB | DISTRIBUTION | KUALA SELANGOR | Existing | 11 kV | PE MV TERMINAL | RYB | BKSL/PCE/J00405 | SSU INDUSTRI BUKIT BADONG | R07573 KG JAYA SETIA |  | Pass | null
379894538 | TNB | DISTRIBUTION | KUALA SELANGOR | Existing | 11 kV | PE MV TERMINAL | RYB | BKSL/PCE/J00405 | SSU INDUSTRI BUKIT BADONG | TX1-1000kVA |  | Pass | null
379894547 | TNB | DISTRIBUTION | KUALA SELANGOR | Existing | 11 kV | PE MV TERMINAL | RYB | BKSL/PCE/J00113 | UNITED PAPER BOARD | PENGGUNA HT |  | Pass | null
379894553 | TNB | DISTRIBUTION | KUALA SELANGOR | Existing | 11 kV | PE MV TERMINAL | RYB | BKSL/PCE/J00113 | UNITED PAPER BOARD | PENGGUNA HT |  | Pass | null
379894565 | TNB | DISTRIBUTION | KUALA SELANGOR | Existing | 11 kV | PE MV TERMINAL | RYB | BKSL/PCE/J00113 | UNITED PAPER BOARD | R07583 SSU TMN INDUSTRI BUKIT BADONG |  | Pass | null
379894573 | TNB | DISTRIBUTION | KUALA SELANGOR | Existing | 11 kV | PE MV TERMINAL | RYB | BKSL/PCE/J00113 | UNITED PAPER BOARD | R05063 SSU UNITED PAPER BOARD |  | Pass | null
379894577 | TNB | DISTRIBUTION | KUALA SELANGOR | Existing | 11 kV | PE MV TERMINAL | RYB | BKSL/PCE/J00113 | UNITED PAPER BOARD | R05067 : SSU UNITED PAPER BOARD |  | Pass | null
379894580 | TNB | DISTRIBUTION | KUALA SELANGOR | Existing | 11 kV | PE MV TERMINAL | RYB | BKSL/PCE/J00113 | UNITED PAPER BOARD | R05307 SW/STN KOTA PUTERI |  | Pass | null
379894662 | TNB | DISTRIBUTION | KUALA SELANGOR | Existing | 11 kV | PE MV TERMINAL | RYB | BKSL/PCE/J00600 | KG BARU IJOK | R01809 RUMAH PKNS IJOK |  | Pass | null
379894677 | TNB | DISTRIBUTION | KUALA SELANGOR | Existing | 11 kV | PE MV TERMINAL | RYB | BKSL/PCE/J00600 | KG BARU IJOK | R05308 SW/STN KOTA PUTERI |  | Pass | null
379894678 | TNB | DISTRIBUTION | KUALA SELANGOR | Existing | 11 kV | PE MV TERMINAL | RYB | BKSL/PCE/J00600 | KG BARU IJOK | R01808 BINAAN TEPAT IJOK 9 BUAH KILANG |  | Pass | null
379894688 | TNB | DISTRIBUTION | KUALA SELANGOR | Existing | 11 kV | PE MV TERMINAL | RYB | BKSL/PCE/J00600 | KG BARU IJOK | R02748 BUSTIE |  | Pass | null
379894691 | TNB | DISTRIBUTION | KUALA SELANGOR | Existing | 11 kV | PE MV TERMINAL | RYB | BKSL/PCE/J00600 | KG BARU IJOK | TX1-1000kVA |  | Pass | null
379894700 | TNB | DISTRIBUTION | KUALA SELANGOR | Existing | 11 kV | PE MV TERMINAL | RYB | BKSL/PCE/J00600 | KG BARU IJOK | R00588 BUSTIE |  | Pass | null
379894850 | TNB | DISTRIBUTION | KUALA SELANGOR | Existing | 11 kV | PE MV TERMINAL | RYB | BKSL/PCE/J00600 | KG BARU IJOK | PMU BBDG FDR 2 |  | Pass | null
379894872 | TNB | DISTRIBUTION | KUALA SELANGOR | Existing | 11 kV | PE MV TERMINAL | RYB | BKSL/PCE/J00599 | RUMAH PKNS IJOK | R08342 TMN JASA SETIA 1 |  | Pass | null
379894873 | TNB | DISTRIBUTION | KUALA SELANGOR | Existing | 11 kV | PE MV TERMINAL | RYB | BKSL/PCE/J00599 | RUMAH PKNS IJOK | R00590 KG BARU IJOK |  | Pass | null
379894876 | TNB | DISTRIBUTION | KUALA SELANGOR | Existing | 11 kV | PE MV TERMINAL | RYB | BKSL/PCE/J00599 | RUMAH PKNS IJOK | TX1-1000kVA |  | Pass | null
379894966 | TNB | DISTRIBUTION | KUALA SELANGOR | Existing | 11 kV | PE MV TERMINAL | RYB | BKSL/PCE/J00674 | DURAFILL | R01826 SOUTHERN FURNITURE |  | Pass | null
379894967 | TNB | DISTRIBUTION | KUALA SELANGOR | Existing | 11 kV | PE MV TERMINAL | RYB | BKSL/PCE/J00674 | DURAFILL | R0844 PE TMN JASA SETIA 1 |  | Pass | null
379894970 | TNB | DISTRIBUTION | KUALA SELANGOR | Existing | 11 kV | PE MV TERMINAL | RYB | BKSL/PCE/J00674 | DURAFILL | TX1-750kVA |  | Pass | null
379895060 | TNB | DISTRIBUTION | KUALA SELANGOR | Existing | 11 kV | PE MV TERMINAL | RYB | BKSL/PCE/J00672 | SOUTHERN FURNITURE | R01825 IBU SAWAT TELEKOM IJOK |  | Pass | null
379895061 | TNB | DISTRIBUTION | KUALA SELANGOR | Existing | 11 kV | PE MV TERMINAL | RYB | BKSL/PCE/J00672 | SOUTHERN FURNITURE | R05728 DURAFILL |  | Pass | null
379895064 | TNB | DISTRIBUTION | KUALA SELANGOR | Existing | 11 kV | PE MV TERMINAL | RYB | BKSL/PCE/J00672 | SOUTHERN FURNITURE | TX1-1000kVA |  | Pass | null
379895233 | TNB | DISTRIBUTION | KUALA SELANGOR | Existing | 11 kV | PE MV TERMINAL | RYB | BKSL/PCE/J00625 | LOJI AIR BKT BDG | PMU BBDG Fdr 3 |  | Pass | null
379895236 | TNB | DISTRIBUTION | KUALA SELANGOR | Existing | 11 kV | PE MV TERMINAL | RYB | BKSL/PCE/J00625 | LOJI AIR BKT BDG | TX1-1000kVA |  | Pass | null
379895253 | TNB | DISTRIBUTION | KUALA SELANGOR | Existing | 11 kV | PE MV TERMINAL | RYB | BKSL/PCE/J00625 | LOJI AIR BKT BDG | R06878 PE KLG BESIBATU 7 IJOK |  | Pass | null
379895256 | TNB | DISTRIBUTION | KUALA SELANGOR | Existing | 11 kV | PE MV TERMINAL | RYB | BKSL/PCE/J00625 | LOJI AIR BKT BDG | R00556 KG JAYA SETIA |  | Pass | null
379895342 | TNB | DISTRIBUTION | KUALA SELANGOR | Existing | 11 kV | PE MV TERMINAL | RYB | BKSL/PCE/J00847 | KILANG BESI BT 7 JALAN IJOK | R02882 BINAAN TEPAT IJOK 9 BUAH KILANG |  | Pass | null
379895348 | TNB | DISTRIBUTION | KUALA SELANGOR | Existing | 11 kV | PE MV TERMINAL | RYB | BKSL/PCE/J00847 | KILANG BESI BT 7 JALAN IJOK | R06828 LOJI AIR BKT BDG |  | Pass | null
379895360 | TNB | DISTRIBUTION | KUALA SELANGOR | Existing | 11 kV | PE MV TERMINAL | RYB | BKSL/PCE/J00847 | KILANG BESI BT 7 JALAN IJOK | R03620 PADAT BT. 7 IJOK |  | Pass | null
379895368 | TNB | DISTRIBUTION | KUALA SELANGOR | Existing | 11 kV | PE MV TERMINAL | RYB | BKSL/PCE/J00847 | KILANG BESI BT 7 JALAN IJOK | PENGGUNA HT 11kV |  | Pass | null
379895375 | TNB | DISTRIBUTION | KUALA SELANGOR | Existing | 11 kV | PE MV TERMINAL | RYB | BKSL/PCE/J00847 | KILANG BESI BT 7 JALAN IJOK | R06833 PE KLG BESI JLN KANDAR IJOK |  | Pass | null
379895403 | TNB | DISTRIBUTION | KUALA SELANGOR | Existing | 11 kV | PE MV TERMINAL | RYB | BKSL/PCE/J00854 | KILANG BESI BT 7 JALAN KANDAR | R02880 BINAAN TEPAT IJOK 9 BUAH KILANG |  | Pass | null
379895409 | TNB | DISTRIBUTION | KUALA SELANGOR | Existing | 11 kV | PE MV TERMINAL | RYB | BKSL/PCE/J00854 | KILANG BESI BT 7 JALAN KANDAR | R06879 PE KLG BESIBATU 7 IJOK |  | Pass | null
379895421 | TNB | DISTRIBUTION | KUALA SELANGOR | Existing | 11 kV | PE MV TERMINAL | RYB | BKSL/PCE/J00854 | KILANG BESI BT 7 JALAN KANDAR | R04603 ENG TEX METAL BOX |  | Pass | null
379895436 | TNB | DISTRIBUTION | KUALA SELANGOR | Existing | 11 kV | PE MV TERMINAL | RYB | BKSL/PCE/J00854 | KILANG BESI BT 7 JALAN KANDAR | PENGGUNA HT 11kV |  | Pass | null
379895525 | TNB | DISTRIBUTION | KUALA SELANGOR | Existing | 11 kV | PE MV TERMINAL | RYB | BKSL/PCE/J00606 | KUARTERS STP BKT BADONG | TX1-500kVA |  | Pass | null
379895531 | TNB | DISTRIBUTION | KUALA SELANGOR | Existing | 11 kV | PE MV TERMINAL | RYB | BKSL/PCE/J00606 | KUARTERS STP BKT BADONG | PMU BBDG Fdr 5 |  | Pass | null
379895543 | TNB | DISTRIBUTION | KUALA SELANGOR | Existing | 11 kV | PE MV TERMINAL | RYB | BKSL/PCE/J00606 | KUARTERS STP BKT BADONG | R04602 ENG TEX METAL BOX |  | Pass | null
379895551 | TNB | DISTRIBUTION | KUALA SELANGOR | Existing | 11 kV | PE MV TERMINAL | RYB | BKSL/PCE/J00606 | KUARTERS STP BKT BADONG | SPARE |  | Pass | null
379895555 | TNB | DISTRIBUTION | KUALA SELANGOR | Existing | 11 kV | PE MV TERMINAL | RYB | BKSL/PCE/J00606 | KUARTERS STP BKT BADONG | PMU BBDG Fdr 4 |  | Pass | null
379895558 | TNB | DISTRIBUTION | KUALA SELANGOR | Existing | 11 kV | PE MV TERMINAL | RYB | BKSL/PCE/J00606 | KUARTERS STP BKT BADONG | R05017 RUMAH PKNS BKT BADONG |  | Pass | null
379895595 | TNB | DISTRIBUTION | KUALA SELANGOR | Existing | 11 kV | PE MV TERMINAL | RYB | BKSL/PCE/J00605 | ENG TEX METAL BOX | R05468 KUARTERS STP BKT BADONG |  | Pass | null
379895599 | TNB | DISTRIBUTION | KUALA SELANGOR | Existing | 11 kV | PE MV TERMINAL | RYB | BKSL/PCE/J00605 | ENG TEX METAL BOX | PENGGUNA HT 11kV |  | Pass | null
379895613 | TNB | DISTRIBUTION | KUALA SELANGOR | Existing | 11 kV | PE MV TERMINAL | RYB | BKSL/PCE/J00605 | ENG TEX METAL BOX | SPARE |  | Pass | null
379895614 | TNB | DISTRIBUTION | KUALA SELANGOR | Existing | 11 kV | PE MV TERMINAL | RYB | BKSL/PCE/J00605 | ENG TEX METAL BOX | R06829 PE KLG BESI JLN KANDAR IJOK |  | Pass | null
379895627 | TNB | DISTRIBUTION | KUALA SELANGOR | Existing | 11 kV | PE MV TERMINAL | RYB | BKSL/PCE/J00603 | BINAAN TEPAT IJOK 9 BUAH KILANG | R00589 KG BARU IJOK |  | Pass | null
379895633 | TNB | DISTRIBUTION | KUALA SELANGOR | Existing | 11 kV | PE MV TERMINAL | RYB | BKSL/PCE/J00603 | BINAAN TEPAT IJOK 9 BUAH KILANG | R06874 KLG BESIBATU 7 IJOK |  | Pass | null
379895645 | TNB | DISTRIBUTION | KUALA SELANGOR | Existing | 11 kV | PE MV TERMINAL | RYB | BKSL/PCE/J00603 | BINAAN TEPAT IJOK 9 BUAH KILANG | R06830 KLG BESI JLN KANDAR IJOK |  | Pass | null
379895653 | TNB | DISTRIBUTION | KUALA SELANGOR | Existing | 11 kV | PE MV TERMINAL | RYB | BKSL/PCE/J00603 | BINAAN TEPAT IJOK 9 BUAH KILANG | TX1-1000kVA |  | Pass | null
379895660 | TNB | DISTRIBUTION | KUALA SELANGOR | Existing | 11 kV | PE MV TERMINAL | RYB | BKSL/PCE/J00603 | BINAAN TEPAT IJOK 9 BUAH KILANG | PENGGUNA HT 11kV |  | Pass | null
379895796 | TNB | DISTRIBUTION | KUALA SELANGOR | Existing | 11 kV | PE MV TERMINAL | RYB | BKSL/PCE/J00602 | PADAT BT. 7 IJOK | R06875 KLG BESIBATU 7 IJOK |  | Pass | null
379895797 | TNB | DISTRIBUTION | KUALA SELANGOR | Existing | 11 kV | PE MV TERMINAL | RYB | BKSL/PCE/J00602 | PADAT BT. 7 IJOK | R01802 TERNAKAN AYAM HING HONG |  | Pass | null
379895800 | TNB | DISTRIBUTION | KUALA SELANGOR | Existing | 11 kV | PE MV TERMINAL | RYB | BKSL/PCE/J00602 | PADAT BT. 7 IJOK | TX1-500kVA |  | Pass | null
379895892 | TNB | DISTRIBUTION | KUALA SELANGOR | Existing | 11 kV | PE MV TERMINAL | RYB | BKSL/PCE/J00604 | TERNAKAN AYAM HING HONG | S05305 PE LDG RAJAGIRI |  | Pass | null
379895893 | TNB | DISTRIBUTION | KUALA SELANGOR | Existing | 11 kV | PE MV TERMINAL | RYB | BKSL/PCE/J00604 | TERNAKAN AYAM HING HONG | R03622 PADAT BT. 7 IJOK |  | Pass | null
379895896 | TNB | DISTRIBUTION | KUALA SELANGOR | Existing | 11 kV | PE MV TERMINAL | RYB | BKSL/PCE/J00604 | TERNAKAN AYAM HING HONG | TX1-1000kVA |  | Pass | null
379895988 | TNB | DISTRIBUTION | KUALA SELANGOR | Existing | 11 kV | PE MV TERMINAL | RYB | BKSL/PCE/J00608 | RUMAH PKNS BKT BADONG | R07564 PST NIAGA NO 2 IJOK |  | Pass | null
379895989 | TNB | DISTRIBUTION | KUALA SELANGOR | Existing | 11 kV | PE MV TERMINAL | RYB | BKSL/PCE/J00608 | RUMAH PKNS BKT BADONG | R05472 KUARTERS STP BKT BADONG |  | Pass | null
379895992 | TNB | DISTRIBUTION | KUALA SELANGOR | Existing | 11 kV | PE MV TERMINAL | RYB | BKSL/PCE/J00608 | RUMAH PKNS BKT BADONG | TX1-500kVA |  | Pass | null
379896082 | TNB | DISTRIBUTION | KUALA SELANGOR | Existing | 11 kV | PE MV TERMINAL | RYB | BKSL/PCE/J00852 | PADAT PUSAT NIAGA IJOK PERMAI | R06834 MASJID IJOK |  | Pass | null
379896083 | TNB | DISTRIBUTION | KUALA SELANGOR | Existing | 11 kV | PE MV TERMINAL | RYB | BKSL/PCE/J00852 | PADAT PUSAT NIAGA IJOK PERMAI | R01798 RUMAH PKNS BKT BADONG |  | Pass | null
379896086 | TNB | DISTRIBUTION | KUALA SELANGOR | Existing | 11 kV | PE MV TERMINAL | RYB | BKSL/PCE/J00852 | PADAT PUSAT NIAGA IJOK PERMAI | TX1-500kVA |  | Pass | null
379896176 | TNB | DISTRIBUTION | KUALA SELANGOR | Existing | 11 kV | PE MV TERMINAL | RYB | BKSL/PCE/J00832 | MASJID IJOK | R07563 JLN MAKMUR BT 28 IJOK |  | Pass | null
379896177 | TNB | DISTRIBUTION | KUALA SELANGOR | Existing | 11 kV | PE MV TERMINAL | RYB | BKSL/PCE/J00832 | MASJID IJOK | R07566 PST NIAGA NO 2 IJOK |  | Pass | null
379896180 | TNB | DISTRIBUTION | KUALA SELANGOR | Existing | 11 kV | PE MV TERMINAL | RYB | BKSL/PCE/J00832 | MASJID IJOK | TX1-500kVA |  | Pass | null
379896258 | TNB | DISTRIBUTION | KUALA SELANGOR | Existing | 11 kV | PE MV TERMINAL | RYB | BKSL/PCE/J00394 | JLN MAKMUR BT 28 IJOK | TX1-500kVA |  | Pass | null
379896265 | TNB | DISTRIBUTION | KUALA SELANGOR | Existing | 11 kV | PE MV TERMINAL | RYB | BKSL/PCE/J00394 | JLN MAKMUR BT 28 IJOK | R08310 PE GREAT ECO GLOVE |  | Pass | null
379896273 | TNB | DISTRIBUTION | KUALA SELANGOR | Existing | 11 kV | PE MV TERMINAL | RYB | BKSL/PCE/J00394 | JLN MAKMUR BT 28 IJOK | R06836 MASJID IJOK |  | Pass | null
379896283 | TNB | DISTRIBUTION | KUALA SELANGOR | Existing | 11 kV | PE MV TERMINAL | RYB | BKSL/PCE/J00394 | JLN MAKMUR BT 28 IJOK | TX2-500kVA |  | Pass | null
379896441 | TNB | DISTRIBUTION | KUALA SELANGOR | Existing | 11 kV | PE MV TERMINAL | RYB | BKSL/PCE/J00833 | ASSOSIATED MANUFACTURE TRADER | R08009 : BTY WORLDWIDE |  | Pass | null
379896442 | TNB | DISTRIBUTION | KUALA SELANGOR | Existing | 11 kV | PE MV TERMINAL | RYB | BKSL/PCE/J00833 | ASSOSIATED MANUFACTURE TRADER | R06800 PE GREAT ECO GLOVE |  | Pass | null
379896445 | TNB | DISTRIBUTION | KUALA SELANGOR | Existing | 11 kV | PE MV TERMINAL | RYB | BKSL/PCE/J00833 | ASSOSIATED MANUFACTURE TRADER | TX1-300kVA |  | Pass | null
379896526 | TNB | DISTRIBUTION | KUALA SELANGOR | Existing | 11 kV | PE MV TERMINAL | RYB | BKSL/PCE/J00609 | TERNAK LEMBU IJOK | R0002 BEACON A/T |  | Pass | null
379896542 | TNB | DISTRIBUTION | KUALA SELANGOR | Existing | 11 kV | PE MV TERMINAL | RYB | BKSL/PCE/J00609 | TERNAK LEMBU IJOK | R08011 : BTY WORLDWIDE |  | Pass | null
379896552 | TNB | DISTRIBUTION | KUALA SELANGOR | Existing | 11 kV | PE MV TERMINAL | RYB | BKSL/PCE/J00609 | TERNAK LEMBU IJOK | R02472 BUSTIE |  | Pass | null
379896555 | TNB | DISTRIBUTION | KUALA SELANGOR | Existing | 11 kV | PE MV TERMINAL | RYB | BKSL/PCE/J00609 | TERNAK LEMBU IJOK | TX1-300kVA |  | Pass | null
379896564 | TNB | DISTRIBUTION | KUALA SELANGOR | Existing | 11 kV | PE MV TERMINAL | RYB | BKSL/PCE/J00609 | TERNAK LEMBU IJOK | R02471 BUSTIE |  | Pass | null
379896710 | TNB | DISTRIBUTION | KUALA SELANGOR | Existing | 11 kV | PE MV TERMINAL | RYB | BKSL/PCE/J00609 | TERNAK LEMBU IJOK | R06870 KOTA PUTERI 6(2) JALAN KP 2/2 |  | Pass | null
379896722 | TNB | DISTRIBUTION | KUALA SELANGOR | Existing | 11 kV | PE MV TERMINAL | RYB | BKSL/PCE/J00609 | TERNAK LEMBU IJOK | R01836 LOJI AIR BKT MAYUNG |  | Pass | null
379896850 | TNB | DISTRIBUTION | KUALA SELANGOR | Existing | 11 kV | PE MV TERMINAL | RYB | BKSL/PCE/J00610 | LOJI AIR BKT MAYUNG | SPARE |  | Pass | null
379896851 | TNB | DISTRIBUTION | KUALA SELANGOR | Existing | 11 kV | PE MV TERMINAL | RYB | BKSL/PCE/J00610 | LOJI AIR BKT MAYUNG | R01830 TERNAK LEMBU IJOK |  | Pass | null
379896854 | TNB | DISTRIBUTION | KUALA SELANGOR | Existing | 11 kV | PE MV TERMINAL | RYB | BKSL/PCE/J00610 | LOJI AIR BKT MAYUNG | TX1-300kVA |  | Pass | null
379896944 | TNB | DISTRIBUTION | KUALA SELANGOR | Existing | 11 kV | PE MV TERMINAL | RYB | BKSL/PCE/J00425 | KOTA PUTERI 6(2) JALAN KP 2/2 | R07924 MAY POLYESTER |  | Pass | null
379896945 | TNB | DISTRIBUTION | KUALA SELANGOR | Existing | 11 kV | PE MV TERMINAL | RYB | BKSL/PCE/J00425 | KOTA PUTERI 6(2) JALAN KP 2/2 | R01831 TERNAK LEMBU IJOK |  | Pass | null
379896948 | TNB | DISTRIBUTION | KUALA SELANGOR | Existing | 11 kV | PE MV TERMINAL | RYB | BKSL/PCE/J00425 | KOTA PUTERI 6(2) JALAN KP 2/2 | TX1-750kVA |  | Pass | null
379897064 | TNB | DISTRIBUTION | KUALA SELANGOR | Existing | 11 kV | PE MV TERMINAL | RYB | BKSL/PCE/J00423 | MAY POLYESTER | R04689 LOJI RAWATAN KUMBAHAN |  | Pass | null
379897068 | TNB | DISTRIBUTION | KUALA SELANGOR | Existing | 11 kV | PE MV TERMINAL | RYB | BKSL/PCE/J00423 | MAY POLYESTER | R06868 KOTA PUTERI 6(2) JALAN KP 2/2 |  | Pass | null
379897082 | TNB | DISTRIBUTION | KUALA SELANGOR | Existing | 11 kV | PE MV TERMINAL | RYB | BKSL/PCE/J00423 | MAY POLYESTER | PENGGUNA HT 11kV |  | Pass | null
379897093 | TNB | DISTRIBUTION | KUALA SELANGOR | Existing | 11 kV | PE MV TERMINAL | RYB | BKSL/PCE/J00480 | VASATECH | TX2-1000kVA |  | Pass | null
379897100 | TNB | DISTRIBUTION | KUALA SELANGOR | Existing | 11 kV | PE MV TERMINAL | RYB | BKSL/PCE/J00480 | VASATECH | R06364 STALHAEM NO.2 |  | Pass | null
379897108 | TNB | DISTRIBUTION | KUALA SELANGOR | Existing | 11 kV | PE MV TERMINAL | RYB | BKSL/PCE/J00480 | VASATECH | PMU BBDG Fdr6 |  | Pass | null
379897118 | TNB | DISTRIBUTION | KUALA SELANGOR | Existing | 11 kV | PE MV TERMINAL | RYB | BKSL/PCE/J00480 | VASATECH | TX1-1000kVA |  | Pass | null
379897528 | TNB | DISTRIBUTION | KUALA SELANGOR | Existing | 11 kV | PE MV TERMINAL | RYB | BKSL/PCE/J00478 | TMN SURIA | R06362 STALHAEM NO.2 |  | Pass | null
379897531 | TNB | DISTRIBUTION | KUALA SELANGOR | Existing | 11 kV | PE MV TERMINAL | RYB | BKSL/PCE/J00478 | TMN SURIA | TX1-750kVA |  | Pass | null
379897548 | TNB | DISTRIBUTION | KUALA SELANGOR | Existing | 11 kV | PE MV TERMINAL | RYB | BKSL/PCE/J00478 | TMN SURIA | SPARE |  | Pass | null
379897551 | TNB | DISTRIBUTION | KUALA SELANGOR | Existing | 11 kV | PE MV TERMINAL | RYB | BKSL/PCE/J00478 | TMN SURIA | R06136 TMN SURIA BESTARI |  | Pass | null
379897633 | TNB | DISTRIBUTION | KUALA SELANGOR | Existing | 11 kV | PE MV TERMINAL | RYB | BKSL/PCE/J00483 | STALHAEM NO.2 | R03225 VASATECH |  | Pass | null
379897636 | TNB | DISTRIBUTION | KUALA SELANGOR | Existing | 11 kV | PE MV TERMINAL | RYB | BKSL/PCE/J00483 | STALHAEM NO.2 | TX1-750kVA |  | Pass | null
379897653 | TNB | DISTRIBUTION | KUALA SELANGOR | Existing | 11 kV | PE MV TERMINAL | RYB | BKSL/PCE/J00483 | STALHAEM NO.2 | PENGGUNA HT 11kV |  | Pass | null
379897656 | TNB | DISTRIBUTION | KUALA SELANGOR | Existing | 11 kV | PE MV TERMINAL | RYB | BKSL/PCE/J00483 | STALHAEM NO.2 | R01846 TMN SURIA |  | Pass | null
379897763 | TNB | DISTRIBUTION | KUALA SELANGOR | Existing | 11 kV | PE MV TERMINAL | RYB | BKSL/PCE/J00500 | KG SG RAMBAI | R03150 KG JAWA |  | Pass | null
379897766 | TNB | DISTRIBUTION | KUALA SELANGOR | Existing | 11 kV | PE MV TERMINAL | RYB | BKSL/PCE/J00500 | KG SG RAMBAI | TX1-500kVA |  | Pass | null
379897783 | TNB | DISTRIBUTION | KUALA SELANGOR | Existing | 11 kV | PE MV TERMINAL | RYB | BKSL/PCE/J00500 | KG SG RAMBAI | S01338 SW/STN SG RAMBAI ESTET |  | Pass | null
379897786 | TNB | DISTRIBUTION | KUALA SELANGOR | Existing | 11 kV | PE MV TERMINAL | RYB | BKSL/PCE/J00500 | KG SG RAMBAI | R05411 RESTORAN YU HEE SWALLOW |  | Pass | null
379897881 | TNB | DISTRIBUTION | KUALA SELANGOR | Existing | 11 kV | PE MV TERMINAL | RYB | BKSL/PCE/J00493 | KG JAWA | R01876 KG SG RAMBAI |  | Pass | null
379897882 | TNB | DISTRIBUTION | KUALA SELANGOR | Existing | 11 kV | PE MV TERMINAL | RYB | BKSL/PCE/J00493 | KG JAWA | PMU BBDG Fdr 7 |  | Pass | null
379897885 | TNB | DISTRIBUTION | KUALA SELANGOR | Existing | 11 kV | PE MV TERMINAL | RYB | BKSL/PCE/J00493 | KG JAWA | TX1-1000kVA |  | Pass | null
379897975 | TNB | DISTRIBUTION | KUALA SELANGOR | Existing | 11 kV | PE MV TERMINAL | RYB | BKSL/PCE/J00501 | RESTORAN YU HEE SWALLOW | R03916 TMN KILAUAN |  | Pass | null
379897976 | TNB | DISTRIBUTION | KUALA SELANGOR | Existing | 11 kV | PE MV TERMINAL | RYB | BKSL/PCE/J00501 | RESTORAN YU HEE SWALLOW | R01874 KG SG RAMBAI |  | Pass | null
379897979 | TNB | DISTRIBUTION | KUALA SELANGOR | Existing | 11 kV | PE MV TERMINAL | RYB | BKSL/PCE/J00501 | RESTORAN YU HEE SWALLOW | TX1-500kVA |  | Pass | null
379898069 | TNB | DISTRIBUTION | KUALA SELANGOR | Existing | 11 kV | PE MV TERMINAL | RYB | BKSL/PCE/J00499 | TMN KILAUAN | R07391 TAMAN RUI DEV |  | Pass | null
379898070 | TNB | DISTRIBUTION | KUALA SELANGOR | Existing | 11 kV | PE MV TERMINAL | RYB | BKSL/PCE/J00499 | TMN KILAUAN | R05413 RESTORAN YU HEE SWALLOW |  | Pass | null
379898073 | TNB | DISTRIBUTION | KUALA SELANGOR | Existing | 11 kV | PE MV TERMINAL | RYB | BKSL/PCE/J00499 | TMN KILAUAN | TX1-1000kVA |  | Pass | null
379898190 | TNB | DISTRIBUTION | KUALA SELANGOR | Existing | 11 kV | PE MV TERMINAL | RYB | BKSL/PCE/J00814 | TAMAN RUI DEV | R00475 WATASEKO |  | Pass | null
379898191 | TNB | DISTRIBUTION | KUALA SELANGOR | Existing | 11 kV | PE MV TERMINAL | RYB | BKSL/PCE/J00814 | TAMAN RUI DEV | R03915 TMN KILAUAN |  | Pass | null
379898194 | TNB | DISTRIBUTION | KUALA SELANGOR | Existing | 11 kV | PE MV TERMINAL | RYB | BKSL/PCE/J00814 | TAMAN RUI DEV | TX1-300kVA |  | Pass | null
379898284 | TNB | DISTRIBUTION | KUALA SELANGOR | Existing | 11 kV | PE MV TERMINAL | RYB | BKSL/PCE/J00498 | WATASEKO | R08146 PE PDT JLN HOLMWOOD |  | Pass | null
379898285 | TNB | DISTRIBUTION | KUALA SELANGOR | Existing | 11 kV | PE MV TERMINAL | RYB | BKSL/PCE/J00498 | WATASEKO | R07392 TAMAN RUI DEV |  | Pass | null
379898288 | TNB | DISTRIBUTION | KUALA SELANGOR | Existing | 11 kV | PE MV TERMINAL | RYB | BKSL/PCE/J00498 | WATASEKO | TX1-750kVA |  | Pass | null
379898378 | TNB | DISTRIBUTION | KUALA SELANGOR | Existing | 11 kV | PE MV TERMINAL | RYB | BKSL/PCE/J00497 | TMN SRI CAHAYA(C/S) | R00478 SM TEKNIK BATANG BERJUNTAI |  | Pass | null
379898379 | TNB | DISTRIBUTION | KUALA SELANGOR | Existing | 11 kV | PE MV TERMINAL | RYB | BKSL/PCE/J00497 | TMN SRI CAHAYA(C/S) | R08148 PE PDT JLN HOLMWOOD |  | Pass | null
379898382 | TNB | DISTRIBUTION | KUALA SELANGOR | Existing | 11 kV | PE MV TERMINAL | RYB | BKSL/PCE/J00497 | TMN SRI CAHAYA(C/S) | TX1-1000kVA |  | Pass | null
379898474 | TNB | DISTRIBUTION | KUALA SELANGOR | Existing | 11 kV | PE MV TERMINAL | RYB | BKSL/PCE/J00495 | SM TEKNIK BATANG BERJUNTAI | R03820 SK BATANG BERJUNTAI |  | Pass | null
379898475 | TNB | DISTRIBUTION | KUALA SELANGOR | Existing | 11 kV | PE MV TERMINAL | RYB | BKSL/PCE/J00495 | SM TEKNIK BATANG BERJUNTAI | R04164 TMN SRI CAHAYA(C/S) |  | Pass | null
379898478 | TNB | DISTRIBUTION | KUALA SELANGOR | Existing | 11 kV | PE MV TERMINAL | RYB | BKSL/PCE/J00495 | SM TEKNIK BATANG BERJUNTAI | TX1-1000kVA |  | Pass | null
379898570 | TNB | DISTRIBUTION | KUALA SELANGOR | Existing | 11 kV | PE MV TERMINAL | RYB | BKSL/PCE/J00494 | SK BATANG BERJUNTAI | R05515 TMN PELANGI |  | Pass | null
379898571 | TNB | DISTRIBUTION | KUALA SELANGOR | Existing | 11 kV | PE MV TERMINAL | RYB | BKSL/PCE/J00494 | SK BATANG BERJUNTAI | R00480 SM TEKNIK BATANG BERJUNTAI |  | Pass | null
379898574 | TNB | DISTRIBUTION | KUALA SELANGOR | Existing | 11 kV | PE MV TERMINAL | RYB | BKSL/PCE/J00494 | SK BATANG BERJUNTAI | TX1-1000kVA |  | Pass | null
379898666 | TNB | DISTRIBUTION | KUALA SELANGOR | Existing | 11 kV | PE MV TERMINAL | RYB | BKSL/PCE/J00568 | TMN PELANGI | R01879 PKNS TAMAN SRI INDAH |  | Pass | null
379898667 | TNB | DISTRIBUTION | KUALA SELANGOR | Existing | 11 kV | PE MV TERMINAL | RYB | BKSL/PCE/J00568 | TMN PELANGI | R03819 SK BATANG BERJUNTAI |  | Pass | null
379898670 | TNB | DISTRIBUTION | KUALA SELANGOR | Existing | 11 kV | PE MV TERMINAL | RYB | BKSL/PCE/J00568 | TMN PELANGI | TX1-500kVA |  | Pass | null
379898760 | TNB | DISTRIBUTION | KUALA SELANGOR | Existing | 11 kV | PE MV TERMINAL | RYB | BKSL/PCE/J00035 | SG RAMBAI NO 1 | S00070 SG RAMBAI NO 2 |  | Pass | null
379898761 | TNB | DISTRIBUTION | KUALA SELANGOR | Existing | 11 kV | PE MV TERMINAL | RYB | BKSL/PCE/J00035 | SG RAMBAI NO 1 | S00065 SW/STN SG RAMBAI ESTET |  | Pass | null
379898764 | TNB | DISTRIBUTION | KUALA SELANGOR | Existing | 11 kV | PE MV TERMINAL | RYB | BKSL/PCE/J00035 | SG RAMBAI NO 1 | TX1-100kVA |  | Pass | null
379915999 | TNB | DISTRIBUTION | KUALA SELANGOR | Existing | 11 kV | PE MV TERMINAL | RYB | BKSL/PCE/J00586 | KLINIK KESIHATAN B/BERJUNTAI | TX 2 - 500 KVA |  | Pass | null
379916006 | TNB | DISTRIBUTION | KUALA SELANGOR | Existing | 11 kV | PE MV TERMINAL | RYB | BKSL/PCE/J00586 | KLINIK KESIHATAN B/BERJUNTAI | PE TMN SENTOSA BTG BERJUNTAI |  | Pass | null
379916014 | TNB | DISTRIBUTION | KUALA SELANGOR | Existing | 11 kV | PE MV TERMINAL | RYB | BKSL/PCE/J00586 | KLINIK KESIHATAN B/BERJUNTAI | PE TELEKOM BESTARI JAYA |  | Pass | null
379916024 | TNB | DISTRIBUTION | KUALA SELANGOR | Existing | 11 kV | PE MV TERMINAL | RYB | BKSL/PCE/J00586 | KLINIK KESIHATAN B/BERJUNTAI | TX 1 - 750 KVA |  | Pass | null
379916349 | TNB | DISTRIBUTION | KUALA SELANGOR | Existing | 11 kV | PE MV TERMINAL | RYB | BKSL/PCE/J00504 | SIME HYUNDAI | HT CUSTOMER |  | Pass | null
379916358 | TNB | DISTRIBUTION | KUALA SELANGOR | Existing | 11 kV | PE MV TERMINAL | RYB | BKSL/PCE/J00504 | SIME HYUNDAI | R03175 BB TECHNO PARK 1 |  | Pass | null
379916369 | TNB | DISTRIBUTION | KUALA SELANGOR | Existing | 11 kV | PE MV TERMINAL | RYB | BKSL/PCE/J00504 | SIME HYUNDAI | R01900 SIME INAX |  | Pass | null
379916408 | TNB | DISTRIBUTION | KUALA SELANGOR | Existing | 11 kV | PE MV TERMINAL | RYB | BKSL/PCE/J00557 | LOJI AIR RANTAU PANJANG | R03842 FISH POND NO 1 |  | Pass | null
379916409 | TNB | DISTRIBUTION | KUALA SELANGOR | Existing | 11 kV | PE MV TERMINAL | RYB | BKSL/PCE/J00557 | LOJI AIR RANTAU PANJANG | R05752 SYABAS R/PANJANG |  | Pass | null
379916412 | TNB | DISTRIBUTION | KUALA SELANGOR | Existing | 11 kV | PE MV TERMINAL | RYB | BKSL/PCE/J00557 | LOJI AIR RANTAU PANJANG | TX 500 KVA |  | Pass | null
379916596 | TNB | DISTRIBUTION | KUALA SELANGOR | Existing | 11 kV | PE MV TERMINAL | RYB | BKSL/PCE/J00612 | TANAMARAN NO.1 | S05561 LADANG TANAMARAM 2 |  | Pass | null
379916597 | TNB | DISTRIBUTION | KUALA SELANGOR | Existing | 11 kV | PE MV TERMINAL | RYB | BKSL/PCE/J00612 | TANAMARAN NO.1 | PPU SDBY FDR 6 |  | Pass | null
379916600 | TNB | DISTRIBUTION | KUALA SELANGOR | Existing | 11 kV | PE MV TERMINAL | RYB | BKSL/PCE/J00612 | TANAMARAN NO.1 | TX-500KVA |  | Pass | null
379916677 | TNB | DISTRIBUTION | KUALA SELANGOR | Existing | 11 kV | PE MV TERMINAL | RYB | BKSL/PCE/J00234 | SW/STN BKT TALANG | S00516 LDG BKT TLG |  | Pass | null
379916703 | TNB | DISTRIBUTION | KUALA SELANGOR | Existing | 11 kV | PE MV TERMINAL | RYB | BKSL/PCE/J00234 | SW/STN BKT TALANG | S05973 : KONG LEE RAJA MUSA |  | Pass | null
379916705 | TNB | DISTRIBUTION | KUALA SELANGOR | Existing | 11 kV | PE MV TERMINAL | RYB | BKSL/PCE/J00234 | SW/STN BKT TALANG | S01541 AGROTEK |  | Pass | null
379916711 | TNB | DISTRIBUTION | KUALA SELANGOR | Existing | 11 kV | PE MV TERMINAL | RYB | BKSL/PCE/J00234 | SW/STN BKT TALANG | TX- 1000 KVA |  | Pass | null
379916712 | TNB | DISTRIBUTION | KUALA SELANGOR | Existing | 11 kV | PE MV TERMINAL | RYB | BKSL/PCE/J00234 | SW/STN BKT TALANG | TX- 1000 KVA |  | Pass | null
379916870 | TNB | DISTRIBUTION | KUALA SELANGOR | Existing | 11 kV | PE MV TERMINAL | RYB | BKSL/PCE/J00477 | HANG TUAH | R01861 TMN MUHIBAH |  | Pass | null
379916871 | TNB | DISTRIBUTION | KUALA SELANGOR | Existing | 11 kV | PE MV TERMINAL | RYB | BKSL/PCE/J00477 | HANG TUAH | FEEDER 7 PPU SDBY |  | Pass | null
379916874 | TNB | DISTRIBUTION | KUALA SELANGOR | Existing | 11 kV | PE MV TERMINAL | RYB | BKSL/PCE/J00477 | HANG TUAH | 100KVA |  | Pass | null
379917260 | TNB | DISTRIBUTION | KUALA SELANGOR | Existing | 11 kV | PE MV TERMINAL | RYB | BKSL/PCE/J00479 | BALAI POLIS BATANG BEJUNTAI | R05366 TMN SERI BISTARI |  | Pass | null
379917261 | TNB | DISTRIBUTION | KUALA SELANGOR | Existing | 11 kV | PE MV TERMINAL | RYB | BKSL/PCE/J00479 | BALAI POLIS BATANG BEJUNTAI | R01864 TMN MUHIBAH |  | Pass | null
379917264 | TNB | DISTRIBUTION | KUALA SELANGOR | Existing | 11 kV | PE MV TERMINAL | RYB | BKSL/PCE/J00479 | BALAI POLIS BATANG BEJUNTAI | 500KVA |  | Pass | null
379917356 | TNB | DISTRIBUTION | KUALA SELANGOR | Existing | 11 kV | PE MV TERMINAL | RYB | BKSL/PCE/J00570 | TMN SRI BISTARI | R06134 SURIA BISTARI |  | Pass | null
379917357 | TNB | DISTRIBUTION | KUALA SELANGOR | Existing | 11 kV | PE MV TERMINAL | RYB | BKSL/PCE/J00570 | TMN SRI BISTARI | R01859 B.POLIS BTG.JUNTAI |  | Pass | null
379917360 | TNB | DISTRIBUTION | KUALA SELANGOR | Existing | 11 kV | PE MV TERMINAL | RYB | BKSL/PCE/J00570 | TMN SRI BISTARI | TX-300KVA |  | Pass | null
379917458 | TNB | DISTRIBUTION | KUALA SELANGOR | Existing | 11 kV | PE MV TERMINAL | RYB | BKSL/PCE/J00471 | HWA TEH | R08091 BRIGHTWAY SG DARAH |  | Pass | null
379917459 | TNB | DISTRIBUTION | KUALA SELANGOR | Existing | 11 kV | PE MV TERMINAL | RYB | BKSL/PCE/J00471 | HWA TEH | R01863 TMN MUHIBAH |  | Pass | null
379917462 | TNB | DISTRIBUTION | KUALA SELANGOR | Existing | 11 kV | PE MV TERMINAL | RYB | BKSL/PCE/J00471 | HWA TEH | TX- 750KVA |  | Pass | null
379917554 | TNB | DISTRIBUTION | KUALA SELANGOR | Existing | 11 kV | PE MV TERMINAL | RYB | BKSL/PCE/J00469 | TMN SULUH BESTARI | R05050 FRUIT VALLEY |  | Pass | null
379917555 | TNB | DISTRIBUTION | KUALA SELANGOR | Existing | 11 kV | PE MV TERMINAL | RYB | BKSL/PCE/J00469 | TMN SULUH BESTARI | R08093 BRIGHTWAY SG DARAH |  | Pass | null
379917558 | TNB | DISTRIBUTION | KUALA SELANGOR | Existing | 11 kV | PE MV TERMINAL | RYB | BKSL/PCE/J00469 | TMN SULUH BESTARI | TX-300 KVA |  | Pass | null
379917730 | TNB | DISTRIBUTION | KUALA SELANGOR | Existing | 11 kV | PE MV TERMINAL | RYB | BKSL/PCE/J00470 | FRUIT VALLEY | R05052 SPARE |  | Pass | null
379917737 | TNB | DISTRIBUTION | KUALA SELANGOR | Existing | 11 kV | PE MV TERMINAL | RYB | BKSL/PCE/J00470 | FRUIT VALLEY | R03845 FISHPOND 2 |  | Pass | null
379917745 | TNB | DISTRIBUTION | KUALA SELANGOR | Existing | 11 kV | PE MV TERMINAL | RYB | BKSL/PCE/J00470 | FRUIT VALLEY | R05049 TMN SULOH BISTARI |  | Pass | null
379917755 | TNB | DISTRIBUTION | KUALA SELANGOR | Existing | 11 kV | PE MV TERMINAL | RYB | BKSL/PCE/J00470 | FRUIT VALLEY | TX1- 300 KVA |  | Pass | null
379917917 | TNB | DISTRIBUTION | KUALA SELANGOR | Existing | 11 kV | PE MV TERMINAL | RYB | BKSL/PCE/J00474 | FISH POND NO 2 | R06733 TIP TOP MEAT |  | Pass | null
379917918 | TNB | DISTRIBUTION | KUALA SELANGOR | Existing | 11 kV | PE MV TERMINAL | RYB | BKSL/PCE/J00474 | FISH POND NO 2 | R06002 FRUIT VALLEY |  | Pass | null
379917921 | TNB | DISTRIBUTION | KUALA SELANGOR | Existing | 11 kV | PE MV TERMINAL | RYB | BKSL/PCE/J00474 | FISH POND NO 2 | TX - 1000 KVA |  | Pass | null
379918011 | TNB | DISTRIBUTION | KUALA SELANGOR | Existing | 11 kV | PE MV TERMINAL | RYB | BKSL/PCE/J00227 | LDG TERNAK AYAM JLN RAJA MUSA | S00519 PERMATA CITRA |  | Pass | null
379918012 | TNB | DISTRIBUTION | KUALA SELANGOR | Existing | 11 kV | PE MV TERMINAL | RYB | BKSL/PCE/J00227 | LDG TERNAK AYAM JLN RAJA MUSA | S05563 LADANG TANAMARAM 2 |  | Pass | null
379918015 | TNB | DISTRIBUTION | KUALA SELANGOR | Existing | 11 kV | PE MV TERMINAL | RYB | BKSL/PCE/J00227 | LDG TERNAK AYAM JLN RAJA MUSA | TX-1000 KVA |  | Pass | null
379918105 | TNB | DISTRIBUTION | KUALA SELANGOR | Existing | 11 kV | PE MV TERMINAL | RYB | BKSL/PCE/J00226 | PERMATA CITRA | S01539 AGROTEK |  | Pass | null
379918106 | TNB | DISTRIBUTION | KUALA SELANGOR | Existing | 11 kV | PE MV TERMINAL | RYB | BKSL/PCE/J00226 | PERMATA CITRA | S01546 LT AYAM RAJA MUSA |  | Pass | null
379918109 | TNB | DISTRIBUTION | KUALA SELANGOR | Existing | 11 kV | PE MV TERMINAL | RYB | BKSL/PCE/J00226 | PERMATA CITRA | TX - 500 KVA |  | Pass | null
379918199 | TNB | DISTRIBUTION | KUALA SELANGOR | Existing | 11 kV | PE MV TERMINAL | RYB | BKSL/PCE/J00281 | TMN AGROTEKNOLOGI | S00512 STS BKT TALANG |  | Pass | null
379918200 | TNB | DISTRIBUTION | KUALA SELANGOR | Existing | 11 kV | PE MV TERMINAL | RYB | BKSL/PCE/J00281 | TMN AGROTEKNOLOGI | S00518 PERMATA CITRA |  | Pass | null
379918203 | TNB | DISTRIBUTION | KUALA SELANGOR | Existing | 11 kV | PE MV TERMINAL | RYB | BKSL/PCE/J00281 | TMN AGROTEKNOLOGI | TX- 1000 KVA |  | Pass | null
379918293 | TNB | DISTRIBUTION | KUALA SELANGOR | Existing | 11 kV | PE MV TERMINAL | RYB | BKSL/PCE/J00225 | LDG BKT TALANG | N/A |  | Pass | null
379918294 | TNB | DISTRIBUTION | KUALA SELANGOR | Existing | 11 kV | PE MV TERMINAL | RYB | BKSL/PCE/J00225 | LDG BKT TALANG | S00514 STS BKT TALANG |  | Pass | null
379918297 | TNB | DISTRIBUTION | KUALA SELANGOR | Existing | 11 kV | PE MV TERMINAL | RYB | BKSL/PCE/J00225 | LDG BKT TALANG | TX 300 KVA |  | Pass | null
379918468 | TNB | DISTRIBUTION | KUALA SELANGOR | Existing | 11 kV | PE MV TERMINAL | RYB | BKSL/PCE/J00224 | PKNS RAJA MUSA (TMN RAJA MUSA) | S05975 : KONG LEE RAJA MUSA |  | Pass | null
379918471 | TNB | DISTRIBUTION | KUALA SELANGOR | Existing | 11 kV | PE MV TERMINAL | RYB | BKSL/PCE/J00224 | PKNS RAJA MUSA (TMN RAJA MUSA) | TX - 500 KVA |  | Pass | null
379918488 | TNB | DISTRIBUTION | KUALA SELANGOR | Existing | 11 kV | PE MV TERMINAL | RYB | BKSL/PCE/J00224 | PKNS RAJA MUSA (TMN RAJA MUSA) | S05950 : REBAN AYAM D/EMAS |  | Pass | null
379918491 | TNB | DISTRIBUTION | KUALA SELANGOR | Existing | 11 kV | PE MV TERMINAL | RYB | BKSL/PCE/J00224 | PKNS RAJA MUSA (TMN RAJA MUSA) | S05402 GUTHRIE BKT LALANG |  | Pass | null
379918588 | TNB | DISTRIBUTION | KUALA SELANGOR | Existing | 11 kV | PE MV TERMINAL | RYB | BKSL/PCE/J00541 | LDG GUTHREY BKT TALANG | S00511 RAJA MUSA 2 |  | Pass | null
379918589 | TNB | DISTRIBUTION | KUALA SELANGOR | Existing | 11 kV | PE MV TERMINAL | RYB | BKSL/PCE/J00541 | LDG GUTHREY BKT TALANG | S01538 PKNS RAJA MUSA |  | Pass | null
379918592 | TNB | DISTRIBUTION | KUALA SELANGOR | Existing | 11 kV | PE MV TERMINAL | RYB | BKSL/PCE/J00541 | LDG GUTHREY BKT TALANG | TX - 500 KVA |  | Pass | null
379918682 | TNB | DISTRIBUTION | KUALA SELANGOR | Existing | 11 kV | PE MV TERMINAL | RYB | BKSL/PCE/J00223 | RJ MUSA NO 2(ESTATE) | S00506 RAJA MUSA 1 |  | Pass | null
379918683 | TNB | DISTRIBUTION | KUALA SELANGOR | Existing | 11 kV | PE MV TERMINAL | RYB | BKSL/PCE/J00223 | RJ MUSA NO 2(ESTATE) | S05404 GUTHRIE BKT LALANG |  | Pass | null
379918686 | TNB | DISTRIBUTION | KUALA SELANGOR | Existing | 11 kV | PE MV TERMINAL | RYB | BKSL/PCE/J00223 | RJ MUSA NO 2(ESTATE) | TX - 300 KVA |  | Pass | null
379918763 | TNB | DISTRIBUTION | KUALA SELANGOR | Existing | 11 kV | PE MV TERMINAL | RYB | BKSL/PCE/J00222 | RJ MUSA NO 1 (TMN MANICKAVASAGAM) | S01652 KONG LEE ENG FARM |  | Pass | null
379918789 | TNB | DISTRIBUTION | KUALA SELANGOR | Existing | 11 kV | PE MV TERMINAL | RYB | BKSL/PCE/J00222 | RJ MUSA NO 1 (TMN MANICKAVASAGAM) | S00505 STS RAJA MUSA |  | Pass | null
379918791 | TNB | DISTRIBUTION | KUALA SELANGOR | Existing | 11 kV | PE MV TERMINAL | RYB | BKSL/PCE/J00222 | RJ MUSA NO 1 (TMN MANICKAVASAGAM) | S00509 RAJA MUSA 2 |  | Pass | null
379918797 | TNB | DISTRIBUTION | KUALA SELANGOR | Existing | 11 kV | PE MV TERMINAL | RYB | BKSL/PCE/J00222 | RJ MUSA NO 1 (TMN MANICKAVASAGAM) | TX - 300 KVA |  | Pass | null
379918945 | TNB | DISTRIBUTION | KUALA SELANGOR | Existing | 11 kV | PE MV TERMINAL | RYB | BKSL/PCE/J00236 | SW/STN RJ MUSA | S01565 QTRS LADANG BKT TALANG |  | Pass | null
379918948 | TNB | DISTRIBUTION | KUALA SELANGOR | Existing | 11 kV | PE MV TERMINAL | RYB | BKSL/PCE/J00236 | SW/STN RJ MUSA | TX1 - 1000 KVA |  | Pass | null
379918965 | TNB | DISTRIBUTION | KUALA SELANGOR | Existing | 11 kV | PE MV TERMINAL | RYB | BKSL/PCE/J00236 | SW/STN RJ MUSA | SPARE |  | Pass | null
379918968 | TNB | DISTRIBUTION | KUALA SELANGOR | Existing | 11 kV | PE MV TERMINAL | RYB | BKSL/PCE/J00236 | SW/STN RJ MUSA | S01560 PKNS B.BLMB INDAH |  | Pass | null
379919053 | TNB | DISTRIBUTION | KUALA SELANGOR | Existing | 11 kV | PE MV TERMINAL | RYB | BKSL/PCE/J00583 | SW/STN SIME DARBY NO 2 | R04846 SSU PKPS |  | Pass | null
379919062 | TNB | DISTRIBUTION | KUALA SELANGOR | Existing | 11 kV | PE MV TERMINAL | RYB | BKSL/PCE/J00583 | SW/STN SIME DARBY NO 2 | R06757 PDT AMAN SURIA |  | Pass | null
379919073 | TNB | DISTRIBUTION | KUALA SELANGOR | Existing | 11 kV | PE MV TERMINAL | RYB | BKSL/PCE/J00583 | SW/STN SIME DARBY NO 2 | FEEDER 2 PPU SDBY |  | Pass | null
379919081 | TNB | DISTRIBUTION | KUALA SELANGOR | Existing | 11 kV | PE MV TERMINAL | RYB | BKSL/PCE/J00236 | SW/STN RJ MUSA | S00508 RAJA MUSA 1 |  | Pass | null
379919177 | TNB | DISTRIBUTION | KUALA SELANGOR | Existing | 11 kV | PE MV TERMINAL | RYB | BKSL/PCE/J00243 | PKNS BKT BELIMBING (R/MURAH) | S01561 PKNS B.BLMB INDAH |  | Pass | null
379919180 | TNB | DISTRIBUTION | KUALA SELANGOR | Existing | 11 kV | PE MV TERMINAL | RYB | BKSL/PCE/J00243 | PKNS BKT BELIMBING (R/MURAH) | TX - 300 KVA |  | Pass | null
379919197 | TNB | DISTRIBUTION | KUALA SELANGOR | Existing | 11 kV | PE MV TERMINAL | RYB | BKSL/PCE/J00243 | PKNS BKT BELIMBING (R/MURAH) | S00491 TOK 4 MAJID |  | Pass | null
379919200 | TNB | DISTRIBUTION | KUALA SELANGOR | Existing | 11 kV | PE MV TERMINAL | RYB | BKSL/PCE/J00243 | PKNS BKT BELIMBING (R/MURAH) | S01566 KELIP KELIP |  | Pass | null
379919295 | TNB | DISTRIBUTION | KUALA SELANGOR | Existing | 11 kV | PE MV TERMINAL | RYB | BKSL/PCE/J00242 | TOK 4 MAJID | S00490 GOODWILL COCONUT |  | Pass | null
379919296 | TNB | DISTRIBUTION | KUALA SELANGOR | Existing | 11 kV | PE MV TERMINAL | RYB | BKSL/PCE/J00242 | TOK 4 MAJID | S00495 PKNS BKT BELIMBING |  | Pass | null
379919299 | TNB | DISTRIBUTION | KUALA SELANGOR | Existing | 11 kV | PE MV TERMINAL | RYB | BKSL/PCE/J00242 | TOK 4 MAJID | TX - 300 KVA |  | Pass | null
379919389 | TNB | DISTRIBUTION | KUALA SELANGOR | Existing | 11 kV | PE MV TERMINAL | RYB | BKSL/PCE/J00240 | GOODWILL COCONUT | S05689 FA HERB |  | Pass | null
379919390 | TNB | DISTRIBUTION | KUALA SELANGOR | Existing | 11 kV | PE MV TERMINAL | RYB | BKSL/PCE/J00240 | GOODWILL COCONUT | S00493 TOK 4 MAJID |  | Pass | null
379919393 | TNB | DISTRIBUTION | KUALA SELANGOR | Existing | 11 kV | PE MV TERMINAL | RYB | BKSL/PCE/J00240 | GOODWILL COCONUT | TX - 300 KVA |  | Pass | null
379919483 | TNB | DISTRIBUTION | KUALA SELANGOR | Existing | 11 kV | PE MV TERMINAL | RYB | BKSL/PCE/J00554 | FA HERB | S01559 TMN MENGKUANG |  | Pass | null
379919484 | TNB | DISTRIBUTION | KUALA SELANGOR | Existing | 11 kV | PE MV TERMINAL | RYB | BKSL/PCE/J00554 | FA HERB | S00488 GOODWILL COCONUT |  | Pass | null
379919487 | TNB | DISTRIBUTION | KUALA SELANGOR | Existing | 11 kV | PE MV TERMINAL | RYB | BKSL/PCE/J00554 | FA HERB | TX - 500 KVA |  | Pass | null
379919577 | TNB | DISTRIBUTION | KUALA SELANGOR | Existing | 11 kV | PE MV TERMINAL | RYB | BKSL/PCE/J00339 | TMN MENGKUANG | S00482 STS B. B/LIMBING |  | Pass | null
379919578 | TNB | DISTRIBUTION | KUALA SELANGOR | Existing | 11 kV | PE MV TERMINAL | RYB | BKSL/PCE/J00339 | TMN MENGKUANG | S05691 FA HERB |  | Pass | null
379919581 | TNB | DISTRIBUTION | KUALA SELANGOR | Existing | 11 kV | PE MV TERMINAL | RYB | BKSL/PCE/J00339 | TMN MENGKUANG | TX - 1000 KVA |  | Pass | null
379919658 | TNB | DISTRIBUTION | KUALA SELANGOR | Existing | 11 kV | PE MV TERMINAL | RYB | BKSL/PCE/J00255 | SW/STN BKT BELIMBING | S01558 TMN MENGKUANG |  | Pass | null
379919661 | TNB | DISTRIBUTION | KUALA SELANGOR | Existing | 11 kV | PE MV TERMINAL | RYB | BKSL/PCE/J00255 | SW/STN BKT BELIMBING | TX - 1000 KVA |  | Pass | null
379919678 | TNB | DISTRIBUTION | KUALA SELANGOR | Existing | 11 kV | PE MV TERMINAL | RYB | BKSL/PCE/J00255 | SW/STN BKT BELIMBING | S00461 LPN BATU 2 |  | Pass | null
379919681 | TNB | DISTRIBUTION | KUALA SELANGOR | Existing | 11 kV | PE MV TERMINAL | RYB | BKSL/PCE/J00255 | SW/STN BKT BELIMBING | S00486 UJONG PERMATANG |  | Pass | null
379919872 | TNB | DISTRIBUTION | KUALA SELANGOR | Existing | 11 kV | PE MV TERMINAL | RYB | BKSL/PCE/J00245 | KELIP-KELIP BKT BELIMBING | S00498 INNOBRID NO 6 |  | Pass | null
379919873 | TNB | DISTRIBUTION | KUALA SELANGOR | Existing | 11 kV | PE MV TERMINAL | RYB | BKSL/PCE/J00245 | KELIP-KELIP BKT BELIMBING | S00497 PKNS BKT BELIMBING |  | Pass | null
379919876 | TNB | DISTRIBUTION | KUALA SELANGOR | Existing | 11 kV | PE MV TERMINAL | RYB | BKSL/PCE/J00245 | KELIP-KELIP BKT BELIMBING | TX - 500 KVA |  | Pass | null
379919966 | TNB | DISTRIBUTION | KUALA SELANGOR | Existing | 11 kV | PE MV TERMINAL | RYB | BKSL/PCE/J00246 | INNOBRIDE NO 6 | S00501 LUBOK PASANGAN |  | Pass | null
379919967 | TNB | DISTRIBUTION | KUALA SELANGOR | Existing | 11 kV | PE MV TERMINAL | RYB | BKSL/PCE/J00246 | INNOBRIDE NO 6 | S01568 KELIP KELIP |  | Pass | null
379919970 | TNB | DISTRIBUTION | KUALA SELANGOR | Existing | 11 kV | PE MV TERMINAL | RYB | BKSL/PCE/J00246 | INNOBRIDE NO 6 | TX - 300 KVA |  | Pass | null
379920060 | TNB | DISTRIBUTION | KUALA SELANGOR | Existing | 11 kV | PE MV TERMINAL | RYB | BKSL/PCE/J00247 | LUBOK PASANGAN | SPUR |  | Pass | null
379920061 | TNB | DISTRIBUTION | KUALA SELANGOR | Existing | 11 kV | PE MV TERMINAL | RYB | BKSL/PCE/J00247 | LUBOK PASANGAN | S00500 INNOBRIDE NO 6 |  | Pass | null
379920064 | TNB | DISTRIBUTION | KUALA SELANGOR | Existing | 11 kV | PE MV TERMINAL | RYB | BKSL/PCE/J00247 | LUBOK PASANGAN | TX1-100kVA |  | Pass | null
379920154 | TNB | DISTRIBUTION | KUALA SELANGOR | Existing | 11 kV | PE MV TERMINAL | RYB | BKSL/PCE/J00476 | QUARTERS TENNAMARAN | R05498 SIME PLANTATION |  | Pass | null
379920155 | TNB | DISTRIBUTION | KUALA SELANGOR | Existing | 11 kV | PE MV TERMINAL | RYB | BKSL/PCE/J00476 | QUARTERS TENNAMARAN | FEEDER 1 PPU SDBY |  | Pass | null
379920158 | TNB | DISTRIBUTION | KUALA SELANGOR | Existing | 11 kV | PE MV TERMINAL | RYB | BKSL/PCE/J00476 | QUARTERS TENNAMARAN | TX - 300 KVA |  | Pass | null
379993251 | TNB | DISTRIBUTION | KUALA SELANGOR | Existing | 11 kV | PE MV TERMINAL | RYB | BKSL/PCE/J00702 | PADAT RUMAH PAM JBA PUNCAK ALAM | S01639 SEK REN KEB PUNCAK ALAM |  | Pass | null
379993252 | TNB | DISTRIBUTION | KUALA SELANGOR | Existing | 11 kV | PE MV TERMINAL | RYB | BKSL/PCE/J00702 | PADAT RUMAH PAM JBA PUNCAK ALAM | PPU PAM1: 3 |  | Pass | null
379993255 | TNB | DISTRIBUTION | KUALA SELANGOR | Existing | 11 kV | PE MV TERMINAL | RYB | BKSL/PCE/J00702 | PADAT RUMAH PAM JBA PUNCAK ALAM | TX1-1000KVA |  | Pass | null
379993355 | TNB | DISTRIBUTION | KUALA SELANGOR | Existing | 11 kV | PE MV TERMINAL | RYB | BKSL/PCE/J00703 | SEK REN KEB PUNCAK ALAM | S01015 PADAT RUMAH PAM JBA PUNCAK ALAM |  | Pass | null
379993356 | TNB | DISTRIBUTION | KUALA SELANGOR | Existing | 11 kV | PE MV TERMINAL | RYB | BKSL/PCE/J00703 | SEK REN KEB PUNCAK ALAM | S01030 PE SEK MEN P.ALAM FASA 1 |  | Pass | null
379993359 | TNB | DISTRIBUTION | KUALA SELANGOR | Existing | 11 kV | PE MV TERMINAL | RYB | BKSL/PCE/J00703 | SEK REN KEB PUNCAK ALAM | TX1-1000KVA |  | Pass | null
379993449 | TNB | DISTRIBUTION | KUALA SELANGOR | Existing | 11 kV | PE MV TERMINAL | RYB | BKSL/PCE/J00704 | SEK MEN KEB PUNCAK ALAM | S01033 ZON A1 FASA 2A PUNCAK ALAM |  | Pass | null
379993450 | TNB | DISTRIBUTION | KUALA SELANGOR | Existing | 11 kV | PE MV TERMINAL | RYB | BKSL/PCE/J00704 | SEK MEN KEB PUNCAK ALAM | S01028 SEK REN KEB PUNCAK ALAM |  | Pass | null
379993453 | TNB | DISTRIBUTION | KUALA SELANGOR | Existing | 11 kV | PE MV TERMINAL | RYB | BKSL/PCE/J00704 | SEK MEN KEB PUNCAK ALAM | TX1-1000KVA |  | Pass | null
379993543 | TNB | DISTRIBUTION | KUALA SELANGOR | Existing | 11 kV | PE MV TERMINAL | RYB | BKSL/PCE/J00705 | ZON A1 FASA 2A PUNCAK ALAM | S01037 ZON A2 FASA 2A PUNCAK ALAM |  | Pass | null
379993544 | TNB | DISTRIBUTION | KUALA SELANGOR | Existing | 11 kV | PE MV TERMINAL | RYB | BKSL/PCE/J00705 | ZON A1 FASA 2A PUNCAK ALAM | S01031 SEK MEN KEB PUNCAK ALAM |  | Pass | null
379993625 | TNB | DISTRIBUTION | KUALA SELANGOR | Existing | 11 kV | PE MV TERMINAL | RYB | BKSL/PCE/J00706 | ZON A2 FASA 2A PUNCAK ALAM | TX1-1000KVA |  | Pass | null
379993632 | TNB | DISTRIBUTION | KUALA SELANGOR | Existing | 11 kV | PE MV TERMINAL | RYB | BKSL/PCE/J00706 | ZON A2 FASA 2A PUNCAK ALAM | S01044 PE ZON B FASA 2A PUNCAK ALAM |  | Pass | null
379993640 | TNB | DISTRIBUTION | KUALA SELANGOR | Existing | 11 kV | PE MV TERMINAL | RYB | BKSL/PCE/J00706 | ZON A2 FASA 2A PUNCAK ALAM | S01036 ZON A1 FASA 2A PUNCAK ALAM |  | Pass | null
379993650 | TNB | DISTRIBUTION | KUALA SELANGOR | Existing | 11 kV | PE MV TERMINAL | RYB | BKSL/PCE/J00706 | ZON A2 FASA 2A PUNCAK ALAM | TX2-1000KVA |  | Pass | null
379993796 | TNB | DISTRIBUTION | KUALA SELANGOR | Existing | 11 kV | PE MV TERMINAL | RYB | BKSL/PCE/J00707 | ZON B FASA 2A PUNCAK ALAM | TX2-1000KVA |  | Pass | null
379993803 | TNB | DISTRIBUTION | KUALA SELANGOR | Existing | 11 kV | PE MV TERMINAL | RYB | BKSL/PCE/J00707 | ZON B FASA 2A PUNCAK ALAM | S01047 SEK REN KEB PUNCAK ALAM |  | Pass | null
379993811 | TNB | DISTRIBUTION | KUALA SELANGOR | Existing | 11 kV | PE MV TERMINAL | RYB | BKSL/PCE/J00707 | ZON B FASA 2A PUNCAK ALAM | S01040 ZON A2 FASA 2A PUNCAK ALAM |  | Pass | null
379993821 | TNB | DISTRIBUTION | KUALA SELANGOR | Existing | 11 kV | PE MV TERMINAL | RYB | BKSL/PCE/J00707 | ZON B FASA 2A PUNCAK ALAM | TX1-1000KVA |  | Pass | null
379993979 | TNB | DISTRIBUTION | KUALA SELANGOR | Existing | 11 kV | PE MV TERMINAL | RYB | BKSL/PCE/J00708 | SEK REN KEB PUNCAK ALAM FASA 2 | S01048 PE ZON E FASA 2A |  | Pass | null
379993980 | TNB | DISTRIBUTION | KUALA SELANGOR | Existing | 11 kV | PE MV TERMINAL | RYB | BKSL/PCE/J00708 | SEK REN KEB PUNCAK ALAM FASA 2 | S01041 ZON B FASA 2A PUNCAK ALAM |  | Pass | null
379993983 | TNB | DISTRIBUTION | KUALA SELANGOR | Existing | 11 kV | PE MV TERMINAL | RYB | BKSL/PCE/J00708 | SEK REN KEB PUNCAK ALAM FASA 2 | TX1-1000KVA |  | Pass | null
379994061 | TNB | DISTRIBUTION | KUALA SELANGOR | Existing | 11 kV | PE MV TERMINAL | RYB | BKSL/PCE/J00710 | ZON E FASA 2A PUNCAK ALAM | TX2-1000KVA |  | Pass | null
379994068 | TNB | DISTRIBUTION | KUALA SELANGOR | Existing | 11 kV | PE MV TERMINAL | RYB | BKSL/PCE/J00710 | ZON E FASA 2A PUNCAK ALAM | S01052 ZON C FASA 2A PUNCAK ALAM |  | Pass | null
379994076 | TNB | DISTRIBUTION | KUALA SELANGOR | Existing | 11 kV | PE MV TERMINAL | RYB | BKSL/PCE/J00710 | ZON E FASA 2A PUNCAK ALAM | S01045 SEK REN KEB PUNCAK ALAM FASA 2 |  | Pass | null
379994086 | TNB | DISTRIBUTION | KUALA SELANGOR | Existing | 11 kV | PE MV TERMINAL | RYB | BKSL/PCE/J00710 | ZON E FASA 2A PUNCAK ALAM | TX1-1000KVA |  | Pass | null
379994232 | TNB | DISTRIBUTION | KUALA SELANGOR | Existing | 11 kV | PE MV TERMINAL | RYB | BKSL/PCE/J00709 | ZON C FASA 2A PUNCAK ALAM | TX1-1000KVA |  | Pass | null
379994239 | TNB | DISTRIBUTION | KUALA SELANGOR | Existing | 11 kV | PE MV TERMINAL | RYB | BKSL/PCE/J00709 | ZON C FASA 2A PUNCAK ALAM | S01087 SHAH ALAM 2 NO 4 |  | Pass | null
379994247 | TNB | DISTRIBUTION | KUALA SELANGOR | Existing | 11 kV | PE MV TERMINAL | RYB | BKSL/PCE/J00709 | ZON C FASA 2A PUNCAK ALAM | S01051 ZON E FASA 2A PUNCAK ALAM |  | Pass | null
379994257 | TNB | DISTRIBUTION | KUALA SELANGOR | Existing | 11 kV | PE MV TERMINAL | RYB | BKSL/PCE/J00709 | ZON C FASA 2A PUNCAK ALAM | TX2-1000KVA |  | Pass | null
379994403 | TNB | DISTRIBUTION | KUALA SELANGOR | Existing | 11 kV | PE MV TERMINAL | RYB | BKSL/PCE/J00711 | SHAH ALAM 2 NO.4 PUNCAK ALAM | TX2-1000KVA |  | Pass | null
379994410 | TNB | DISTRIBUTION | KUALA SELANGOR | Existing | 11 kV | PE MV TERMINAL | RYB | BKSL/PCE/J00711 | SHAH ALAM 2 NO.4 PUNCAK ALAM | S01055 ZON C FASA 2A PUNCAK ALAM |  | Pass | null
379994418 | TNB | DISTRIBUTION | KUALA SELANGOR | Existing | 11 kV | PE MV TERMINAL | RYB | BKSL/PCE/J00711 | SHAH ALAM 2 NO.4 PUNCAK ALAM | S01078 SHAH ALAM 2 NO 6 |  | Pass | null
379994428 | TNB | DISTRIBUTION | KUALA SELANGOR | Existing | 11 kV | PE MV TERMINAL | RYB | BKSL/PCE/J00711 | SHAH ALAM 2 NO.4 PUNCAK ALAM | TX1-1000KVA |  | Pass | null
379994574 | TNB | DISTRIBUTION | KUALA SELANGOR | Existing | 11 kV | PE MV TERMINAL | RYB | BKSL/PCE/J00713 | SHAH ALAM 2 NO.6 PUNCAK ALAM | TX1-1000KVA |  | Pass | null
379994581 | TNB | DISTRIBUTION | KUALA SELANGOR | Existing | 11 kV | PE MV TERMINAL | RYB | BKSL/PCE/J00713 | SHAH ALAM 2 NO.6 PUNCAK ALAM | S01081 SHAH ALAM 2 NO 5 |  | Pass | null
379994589 | TNB | DISTRIBUTION | KUALA SELANGOR | Existing | 11 kV | PE MV TERMINAL | RYB | BKSL/PCE/J00713 | SHAH ALAM 2 NO.6 PUNCAK ALAM | S01084 SHAH ALAM 2 NO 4 |  | Pass | null
379994599 | TNB | DISTRIBUTION | KUALA SELANGOR | Existing | 11 kV | PE MV TERMINAL | RYB | BKSL/PCE/J00713 | SHAH ALAM 2 NO.6 PUNCAK ALAM | TX2-1000KVA |  | Pass | null
379994757 | TNB | DISTRIBUTION | KUALA SELANGOR | Existing | 11 kV | PE MV TERMINAL | RYB | BKSL/PCE/J00712 | SHAH ALAM 2 NO.5 PUNCAK ALAM | S01680 SHAH ALAM 2 NO.7 PUNCAK ALAM |  | Pass | null
379994758 | TNB | DISTRIBUTION | KUALA SELANGOR | Existing | 11 kV | PE MV TERMINAL | RYB | BKSL/PCE/J00712 | SHAH ALAM 2 NO.5 PUNCAK ALAM | S01080 SHAH ALAM 2 NO.6 PUNCAK ALAM |  | Pass | null
379994761 | TNB | DISTRIBUTION | KUALA SELANGOR | Existing | 11 kV | PE MV TERMINAL | RYB | BKSL/PCE/J00712 | SHAH ALAM 2 NO.5 PUNCAK ALAM | TX1-1000KVA |  | Pass | null
379994851 | TNB | DISTRIBUTION | KUALA SELANGOR | Existing | 11 kV | PE MV TERMINAL | RYB | BKSL/PCE/J00714 | SHAH ALAM 2 NO.7 PUNCAK ALAM | S01077 SHAH ALAM 2 NO.3 PUNCAK ALAM |  | Pass | null
379994852 | TNB | DISTRIBUTION | KUALA SELANGOR | Existing | 11 kV | PE MV TERMINAL | RYB | BKSL/PCE/J00714 | SHAH ALAM 2 NO.7 PUNCAK ALAM | S01083 SHAH ALAM 2 NO.5 PUNCAK ALAM |  | Pass | null
379994855 | TNB | DISTRIBUTION | KUALA SELANGOR | Existing | 11 kV | PE MV TERMINAL | RYB | BKSL/PCE/J00714 | SHAH ALAM 2 NO.7 PUNCAK ALAM | TX1-1000KVA |  | Pass | null
379994945 | TNB | DISTRIBUTION | KUALA SELANGOR | Existing | 11 kV | PE MV TERMINAL | RYB | BKSL/PCE/J00715 | SHAH ALAM 2 NO.3 PUNCAK ALAM | S01678 SHAH ALAM 2 NO.7 PUNCAK ALAM |  | Pass | null
379994946 | TNB | DISTRIBUTION | KUALA SELANGOR | Existing | 11 kV | PE MV TERMINAL | RYB | BKSL/PCE/J00715 | SHAH ALAM 2 NO.3 PUNCAK ALAM | S05710 SHAH ALAM 2 FASA 5A4 NO.2 |  | Pass | null
379994949 | TNB | DISTRIBUTION | KUALA SELANGOR | Existing | 11 kV | PE MV TERMINAL | RYB | BKSL/PCE/J00715 | SHAH ALAM 2 NO.3 PUNCAK ALAM | TX1-1000KVA |  | Pass | null
379995027 | TNB | DISTRIBUTION | KUALA SELANGOR | Existing | 11 kV | PE MV TERMINAL | RYB | BKSL/PCE/J00730 | ZON D FASA 2A PUNCAK ALAM | TX1-1000KVA |  | Pass | null
379995034 | TNB | DISTRIBUTION | KUALA SELANGOR | Existing | 11 kV | PE MV TERMINAL | RYB | BKSL/PCE/J00730 | ZON D FASA 2A PUNCAK ALAM | S01060 LAVENDER VILLA |  | Pass | null
379995042 | TNB | DISTRIBUTION | KUALA SELANGOR | Existing | 11 kV | PE MV TERMINAL | RYB | BKSL/PCE/J00730 | ZON D FASA 2A PUNCAK ALAM | PPU PAM1: 6 |  | Pass | null
379995052 | TNB | DISTRIBUTION | KUALA SELANGOR | Existing | 11 kV | PE MV TERMINAL | RYB | BKSL/PCE/J00730 | ZON D FASA 2A PUNCAK ALAM | TX2-1000KVA |  | Pass | null
379995195 | TNB | DISTRIBUTION | KUALA SELANGOR | Existing | 11 kV | PE MV TERMINAL | RYB | BKSL/PCE/J00731 | LAVENDER VILLA | S01063 ZON A3 FASA 2A PUNCAK ALAM |  | Pass | null
379995198 | TNB | DISTRIBUTION | KUALA SELANGOR | Existing | 11 kV | PE MV TERMINAL | RYB | BKSL/PCE/J00731 | LAVENDER VILLA | TX1-1000KVA |  | Pass | null
379995215 | TNB | DISTRIBUTION | KUALA SELANGOR | Existing | 11 kV | PE MV TERMINAL | RYB | BKSL/PCE/J00731 | LAVENDER VILLA | S05691 MASJID BARU PUNCAK ALAM |  | Pass | null
379995218 | TNB | DISTRIBUTION | KUALA SELANGOR | Existing | 11 kV | PE MV TERMINAL | RYB | BKSL/PCE/J00731 | LAVENDER VILLA | S01059 ZON D FASA 2A PUNCAK ALAM |  | Pass | null
379995313 | TNB | DISTRIBUTION | KUALA SELANGOR | Existing | 11 kV | PE MV TERMINAL | RYB | BKSL/PCE/J00732 | ZON A3 FASA 2A PUNCAK ALAM | S01069 PE SHAH ALAM 2 NO 1 |  | Pass | null
379995314 | TNB | DISTRIBUTION | KUALA SELANGOR | Existing | 11 kV | PE MV TERMINAL | RYB | BKSL/PCE/J00732 | ZON A3 FASA 2A PUNCAK ALAM | S01062 LAVENDER VILLA |  | Pass | null
379995317 | TNB | DISTRIBUTION | KUALA SELANGOR | Existing | 11 kV | PE MV TERMINAL | RYB | BKSL/PCE/J00732 | ZON A3 FASA 2A PUNCAK ALAM | TX1-1000KVA |  | Pass | null
379995395 | TNB | DISTRIBUTION | KUALA SELANGOR | Existing | 11 kV | PE MV TERMINAL | RYB | BKSL/PCE/J00733 | SHAH ALAM 2 NO.1 | TX1-1000KVA |  | Pass | null
379995402 | TNB | DISTRIBUTION | KUALA SELANGOR | Existing | 11 kV | PE MV TERMINAL | RYB | BKSL/PCE/J00733 | SHAH ALAM 2 NO.1 | S01070 SHAH ALAM 2 NO2 |  | Pass | null
379995410 | TNB | DISTRIBUTION | KUALA SELANGOR | Existing | 11 kV | PE MV TERMINAL | RYB | BKSL/PCE/J00733 | SHAH ALAM 2 NO.1 | S01065 ZON A3 FASA 2A PUNCAK ALAM |  | Pass | null
379995420 | TNB | DISTRIBUTION | KUALA SELANGOR | Existing | 11 kV | PE MV TERMINAL | RYB | BKSL/PCE/J00733 | SHAH ALAM 2 NO.1 | TX2-1000KVA |  | Pass | null
379995566 | TNB | DISTRIBUTION | KUALA SELANGOR | Existing | 11 kV | PE MV TERMINAL | RYB | BKSL/PCE/J00734 | SHAH ALAM 2 NO.2 | TX1-1000KVA |  | Pass | null
379995573 | TNB | DISTRIBUTION | KUALA SELANGOR | Existing | 11 kV | PE MV TERMINAL | RYB | BKSL/PCE/J00734 | SHAH ALAM 2 NO.2 | S05805 SHAH ALAM 2 5C 4 NO.2 |  | Pass | null
379995581 | TNB | DISTRIBUTION | KUALA SELANGOR | Existing | 11 kV | PE MV TERMINAL | RYB | BKSL/PCE/J00734 | SHAH ALAM 2 NO.2 | S01066 SHAH ALAM 2 NO 1 |  | Pass | null
379995591 | TNB | DISTRIBUTION | KUALA SELANGOR | Existing | 11 kV | PE MV TERMINAL | RYB | BKSL/PCE/J00734 | SHAH ALAM 2 NO.2 | TX2-1000KVA |  | Pass | null
379995737 | TNB | DISTRIBUTION | KUALA SELANGOR | Existing | 11 kV | PE MV TERMINAL | RYB | BKSL/PCE/J00039 | BANDAR PUNCAK ALAM JAS | TX1-1000KVA |  | Pass | null
379995744 | TNB | DISTRIBUTION | KUALA SELANGOR | Existing | 11 kV | PE MV TERMINAL | RYB | BKSL/PCE/J00039 | BANDAR PUNCAK ALAM JAS | S05802 SHAH ALAM 2 5C 4 NO.1 |  | Pass | null
379995752 | TNB | DISTRIBUTION | KUALA SELANGOR | Existing | 11 kV | PE MV TERMINAL | RYB | BKSL/PCE/J00039 | BANDAR PUNCAK ALAM JAS | S05406 SHAH ALAM 2 NO.8 |  | Pass | null
379995762 | TNB | DISTRIBUTION | KUALA SELANGOR | Existing | 11 kV | PE MV TERMINAL | RYB | BKSL/PCE/J00039 | BANDAR PUNCAK ALAM JAS | TX2-1000KVA |  | Pass | null
379995908 | TNB | DISTRIBUTION | KUALA SELANGOR | Existing | 11 kV | PE MV TERMINAL | RYB | BKSL/PCE/J00736 | SHAH ALAM 2 NO.8 | TX1-750KVA |  | Pass | null
379995915 | TNB | DISTRIBUTION | KUALA SELANGOR | Existing | 11 kV | PE MV TERMINAL | RYB | BKSL/PCE/J00736 | SHAH ALAM 2 NO.8 | S05706 SHAH ALAM 2 FASA 5A4 NO.1 |  | Pass | null
379995923 | TNB | DISTRIBUTION | KUALA SELANGOR | Existing | 11 kV | PE MV TERMINAL | RYB | BKSL/PCE/J00736 | SHAH ALAM 2 NO.8 | S05516 BANDAR PUNCAK ALAM JAS |  | Pass | null
379995933 | TNB | DISTRIBUTION | KUALA SELANGOR | Existing | 11 kV | PE MV TERMINAL | RYB | BKSL/PCE/J00736 | SHAH ALAM 2 NO.8 | TX2-750KVA |  | Pass | null
379996091 | TNB | DISTRIBUTION | KUALA SELANGOR | Existing | 11 kV | PE MV TERMINAL | RYB | BKSL/PCE/J00864 | SHAH ALAM 2 FASA 5A4 NO.2 | BANDAR S05445 PUNCAK ALAM JLN ALAM SURIA 16/20 |  | Pass | null
379996092 | TNB | DISTRIBUTION | KUALA SELANGOR | Existing | 11 kV | PE MV TERMINAL | RYB | BKSL/PCE/J00864 | SHAH ALAM 2 FASA 5A4 NO.2 | S05442 BANDAR PUNCAK ALAM JLN ALAM SURIA 16/20 |  | Pass | null
379996095 | TNB | DISTRIBUTION | KUALA SELANGOR | Existing | 11 kV | PE MV TERMINAL | RYB | BKSL/PCE/J00864 | SHAH ALAM 2 FASA 5A4 NO.2 | TX1-500KVA |  | Pass | null
379996173 | TNB | DISTRIBUTION | KUALA SELANGOR | Existing | 11 kV | PE MV TERMINAL | RYB | BKSL/PCE/J00737 | BANDAR PUNCAK ALAM JLN ALAM SURIA 16/20 | TX1-750KVA |  | Pass | null
379996180 | TNB | DISTRIBUTION | KUALA SELANGOR | Existing | 11 kV | PE MV TERMINAL | RYB | BKSL/PCE/J00737 | BANDAR PUNCAK ALAM JLN ALAM SURIA 16/20 | S01685 SHAH ALAM 2 FASA 5B 3 |  | Pass | null
379996188 | TNB | DISTRIBUTION | KUALA SELANGOR | Existing | 11 kV | PE MV TERMINAL | RYB | BKSL/PCE/J00737 | BANDAR PUNCAK ALAM JLN ALAM SURIA 16/20 | S05708 SHAH ALAM 2 FASA 5A4 NO.1 |  | Pass | null
379996198 | TNB | DISTRIBUTION | KUALA SELANGOR | Existing | 11 kV | PE MV TERMINAL | RYB | BKSL/PCE/J00737 | BANDAR PUNCAK ALAM JLN ALAM SURIA 16/20 | TX2-750KVA |  | Pass | null
379996356 | TNB | DISTRIBUTION | KUALA SELANGOR | Existing | 11 kV | PE MV TERMINAL | RYB | BKSL/PCE/J00738 | SHAH ALAM 2 FASA 5B 3 | S05708 SHAH ALAM 2 FASA 5A4 NO.1 |  | Pass | null
379996357 | TNB | DISTRIBUTION | KUALA SELANGOR | Existing | 11 kV | PE MV TERMINAL | RYB | BKSL/PCE/J00738 | SHAH ALAM 2 FASA 5B 3 | S01691 SHAH ALAM 2 NO.5B 7 |  | Pass | null
379996360 | TNB | DISTRIBUTION | KUALA SELANGOR | Existing | 11 kV | PE MV TERMINAL | RYB | BKSL/PCE/J00738 | SHAH ALAM 2 FASA 5B 3 | TX1-1000KVA |  | Pass | null
379996438 | TNB | DISTRIBUTION | KUALA SELANGOR | Existing | 11 kV | PE MV TERMINAL | RYB | BKSL/PCE/J00860 | PERUMAHAN FASA 1 PUNCAK BISTARI | TX1-500KVA |  | Pass | null
379996445 | TNB | DISTRIBUTION | KUALA SELANGOR | Existing | 11 kV | PE MV TERMINAL | RYB | BKSL/PCE/J00860 | PERUMAHAN FASA 1 PUNCAK BISTARI | S05916 : PERUMAHAN FASA 4 PCK BESTARI |  | Pass | null
379996453 | TNB | DISTRIBUTION | KUALA SELANGOR | Existing | 11 kV | PE MV TERMINAL | RYB | BKSL/PCE/J00860 | PERUMAHAN FASA 1 PUNCAK BISTARI | S05676 RUMAH KEDAI PUNCAK BISTARI |  | Pass | null
379996463 | TNB | DISTRIBUTION | KUALA SELANGOR | Existing | 11 kV | PE MV TERMINAL | RYB | BKSL/PCE/J00860 | PERUMAHAN FASA 1 PUNCAK BISTARI | TX2 |  | Pass | null
379996608 | TNB | DISTRIBUTION | KUALA SELANGOR | Existing | 11 kV | PE MV TERMINAL | RYB | BKSL/PCE/J00742 | FASA 3A6 PUNCAK ALAM | S01647 APRTMENT MELATI NO.2 PUNCAK ALAM |  | Pass | null
379996634 | TNB | DISTRIBUTION | KUALA SELANGOR | Existing | 11 kV | PE MV TERMINAL | RYB | BKSL/PCE/J00742 | FASA 3A6 PUNCAK ALAM | S05693 MASJID BARU PUNCAK ALAM |  | Pass | null
379996636 | TNB | DISTRIBUTION | KUALA SELANGOR | Existing | 11 kV | PE MV TERMINAL | RYB | BKSL/PCE/J00742 | FASA 3A6 PUNCAK ALAM | S05683 TESCO PUNCAK ALAM |  | Pass | null
379996642 | TNB | DISTRIBUTION | KUALA SELANGOR | Existing | 11 kV | PE MV TERMINAL | RYB | BKSL/PCE/J00742 | FASA 3A6 PUNCAK ALAM | TX2-1000KVA |  | Pass | null
379996643 | TNB | DISTRIBUTION | KUALA SELANGOR | Existing | 11 kV | PE MV TERMINAL | RYB | BKSL/PCE/J00742 | FASA 3A6 PUNCAK ALAM | TX1-1000KVA |  | Pass | null
379996789 | TNB | DISTRIBUTION | KUALA SELANGOR | Existing | 11 kV | PE MV TERMINAL | RYB | BKSL/PCE/J00744 | APRTMENT MELATI NO.2 PUNCAK ALAM | TX1-1000KVA |  | Pass | null
379996796 | TNB | DISTRIBUTION | KUALA SELANGOR | Existing | 11 kV | PE MV TERMINAL | RYB | BKSL/PCE/J00744 | APRTMENT MELATI NO.2 PUNCAK ALAM | S01149 APRTMENT MELATI NO.1 PUNCAK ALAM |  | Pass | null
379996804 | TNB | DISTRIBUTION | KUALA SELANGOR | Existing | 11 kV | PE MV TERMINAL | RYB | BKSL/PCE/J00744 | APRTMENT MELATI NO.2 PUNCAK ALAM | S05666 FASA 3A6 PUNCAK ALAM |  | Pass | null
379996814 | TNB | DISTRIBUTION | KUALA SELANGOR | Existing | 11 kV | PE MV TERMINAL | RYB | BKSL/PCE/J00744 | APRTMENT MELATI NO.2 PUNCAK ALAM | TX2-1000KVA |  | Pass | null
379996960 | TNB | DISTRIBUTION | KUALA SELANGOR | Existing | 11 kV | PE MV TERMINAL | RYB | BKSL/PCE/J00743 | APRTMENT MELATI NO.1 PUNCAK ALAM | TX1-1000KVA |  | Pass | null
379996967 | TNB | DISTRIBUTION | KUALA SELANGOR | Existing | 11 kV | PE MV TERMINAL | RYB | BKSL/PCE/J00743 | APRTMENT MELATI NO.1 PUNCAK ALAM | S01145 APARTMENT MELOR NO. 2 PUNCAK ALAM |  | Pass | null
379996975 | TNB | DISTRIBUTION | KUALA SELANGOR | Existing | 11 kV | PE MV TERMINAL | RYB | BKSL/PCE/J00743 | APRTMENT MELATI NO.1 PUNCAK ALAM | S01650 APRTMENT MELATI NO.2 PUNCAK ALAM |  | Pass | null
379996985 | TNB | DISTRIBUTION | KUALA SELANGOR | Existing | 11 kV | PE MV TERMINAL | RYB | BKSL/PCE/J00743 | APRTMENT MELATI NO.1 PUNCAK ALAM | TX2-1000KVA |  | Pass | null
379997143 | TNB | DISTRIBUTION | KUALA SELANGOR | Existing | 11 kV | PE MV TERMINAL | RYB | BKSL/PCE/J00746 | INDUSTRI ALAM JAYA NO.1 | R07611 TAMAN ALAM SUTERA ALAM JAYA |  | Pass | null
379997144 | TNB | DISTRIBUTION | KUALA SELANGOR | Existing | 11 kV | PE MV TERMINAL | RYB | BKSL/PCE/J00746 | INDUSTRI ALAM JAYA NO.1 | PPU PAM1: 9 |  | Pass | null
379997147 | TNB | DISTRIBUTION | KUALA SELANGOR | Existing | 11 kV | PE MV TERMINAL | RYB | BKSL/PCE/J00746 | INDUSTRI ALAM JAYA NO.1 | TX1-1000KVA |  | Pass | null
379997237 | TNB | DISTRIBUTION | KUALA SELANGOR | Existing | 11 kV | PE MV TERMINAL | RYB | BKSL/PCE/J00748 | INDUSTRI ALAM JAYA NO.2 | R06500 CK CHEONG SDN BHD |  | Pass | null
379997238 | TNB | DISTRIBUTION | KUALA SELANGOR | Existing | 11 kV | PE MV TERMINAL | RYB | BKSL/PCE/J00748 | INDUSTRI ALAM JAYA NO.2 | R07613 TAMAN ALAM SUTERA ALAM JAYA |  | Pass | null
379997241 | TNB | DISTRIBUTION | KUALA SELANGOR | Existing | 11 kV | PE MV TERMINAL | RYB | BKSL/PCE/J00748 | INDUSTRI ALAM JAYA NO.2 | TX1-1000KVA |  | Pass | null
379997331 | TNB | DISTRIBUTION | KUALA SELANGOR | Existing | 11 kV | PE MV TERMINAL | RYB | BKSL/PCE/J00818 | CK CHEONG SDN BHD | R05456 GUPPY PLASTIC ALAM JAYA |  | Pass | null
379997332 | TNB | DISTRIBUTION | KUALA SELANGOR | Existing | 11 kV | PE MV TERMINAL | RYB | BKSL/PCE/J00818 | CK CHEONG SDN BHD | R04720 INDUSTRI ALAM JAYA NO.2 |  | Pass | null
379997335 | TNB | DISTRIBUTION | KUALA SELANGOR | Existing | 11 kV | PE MV TERMINAL | RYB | BKSL/PCE/J00818 | CK CHEONG SDN BHD | TX1-500KVA |  | Pass | null
379997425 | TNB | DISTRIBUTION | KUALA SELANGOR | Existing | 11 kV | PE MV TERMINAL | RYB | BKSL/PCE/J00749 | GUPPY PLASTIC ALAM JAYA | R06498 CK CHEONG SDN BHD |  | Pass | null
379997426 | TNB | DISTRIBUTION | KUALA SELANGOR | Existing | 11 kV | PE MV TERMINAL | RYB | BKSL/PCE/J00749 | GUPPY PLASTIC ALAM JAYA | R06282 PADAT MULTI GUNA TMN ALAM JAYA 2/1: |  | Pass | null
379997429 | TNB | DISTRIBUTION | KUALA SELANGOR | Existing | 11 kV | PE MV TERMINAL | RYB | BKSL/PCE/J00749 | GUPPY PLASTIC ALAM JAYA | TX1-500KVA |  | Pass | null
379997519 | TNB | DISTRIBUTION | KUALA SELANGOR | Existing | 11 kV | PE MV TERMINAL | RYB | BKSL/PCE/J00750 | PADAT MULTI GUNA TMN ALAM JAYA 2/1 | R05670 GUPPY PLASTIC NO.2 ALAM JAYA |  | Pass | null
379997520 | TNB | DISTRIBUTION | KUALA SELANGOR | Existing | 11 kV | PE MV TERMINAL | RYB | BKSL/PCE/J00750 | PADAT MULTI GUNA TMN ALAM JAYA 2/1 | R05458 GUPPY PLASTIC ALAM JAYA |  | Pass | null
379997523 | TNB | DISTRIBUTION | KUALA SELANGOR | Existing | 11 kV | PE MV TERMINAL | RYB | BKSL/PCE/J00750 | PADAT MULTI GUNA TMN ALAM JAYA 2/1 | TX1-500KVA |  | Pass | null
379997627 | TNB | DISTRIBUTION | KUALA SELANGOR | Existing | 11 kV | PE MV TERMINAL | RYB | BKSL/PCE/J00355 | QTRS MAJLIS DAERAH SEKINCHAN | S00572 TMN SRI SEKINCHAN NO 1 |  | Pass | null
379997628 | TNB | DISTRIBUTION | KUALA SELANGOR | Existing | 11 kV | PE MV TERMINAL | RYB | BKSL/PCE/J00355 | QTRS MAJLIS DAERAH SEKINCHAN | S05847 APARTMENT SEKINCHAN |  | Pass | null
379997631 | TNB | DISTRIBUTION | KUALA SELANGOR | Existing | 11 kV | PE MV TERMINAL | RYB | BKSL/PCE/J00355 | QTRS MAJLIS DAERAH SEKINCHAN | TX1-1000kVA |  | Pass | null
379997777 | TNB | DISTRIBUTION | KUALA SELANGOR | Existing | 11 kV | PE MV TERMINAL | RYB | BKSL/PCE/J00539 | PUAS SEKINCHAN | S01625 SEAFOOD BGN SEKINCHAN |  | Pass | null
379997778 | TNB | DISTRIBUTION | KUALA SELANGOR | Existing | 11 kV | PE MV TERMINAL | RYB | BKSL/PCE/J00539 | PUAS SEKINCHAN | S05575 MASRI PARIT 7 SG LEMAN |  | Pass | null
379997781 | TNB | DISTRIBUTION | KUALA SELANGOR | Existing | 11 kV | PE MV TERMINAL | RYB | BKSL/PCE/J00539 | PUAS SEKINCHAN | TX1-1000kVA |  | Pass | null
380040473 | TNB | DISTRIBUTION | KUALA SELANGOR | Existing | 11 kV | PE MV TERMINAL | RYB | BKSL/PCE/J00201 | SG TENGI KANAN NO 2 | PPU TKMI: VCB 1 |  | Pass | null
380040476 | TNB | DISTRIBUTION | KUALA SELANGOR | Existing | 11 kV | PE MV TERMINAL | RYB | BKSL/PCE/J00201 | SG TENGI KANAN NO 2 | TX-300KVA |  | Pass | null
380040493 | TNB | DISTRIBUTION | KUALA SELANGOR | Existing | 11 kV | PE MV TERMINAL | RYB | BKSL/PCE/J00201 | SG TENGI KANAN NO 2 | S00383 PE SG TENGI KANAN NO 1 |  | Pass | null
380040496 | TNB | DISTRIBUTION | KUALA SELANGOR | Existing | 11 kV | PE MV TERMINAL | RYB | BKSL/PCE/J00201 | SG TENGI KANAN NO 2 | S00432 PE PT SERONG |  | Pass | null
380040577 | TNB | DISTRIBUTION | KUALA SELANGOR | Existing | 11 kV | PE MV TERMINAL | RYB | BKSL/PCE/J00220 | PT SERONG | S01506 PE SG TENGI KANAN NO 2 |  | Pass | null
380040580 | TNB | DISTRIBUTION | KUALA SELANGOR | Existing | 11 kV | PE MV TERMINAL | RYB | BKSL/PCE/J00220 | PT SERONG | TX-300KVA |  | Pass | null
380040597 | TNB | DISTRIBUTION | KUALA SELANGOR | Existing | 11 kV | PE MV TERMINAL | RYB | BKSL/PCE/J00220 | PT SERONG | SPARE |  | Pass | null
380040600 | TNB | DISTRIBUTION | KUALA SELANGOR | Existing | 11 kV | PE MV TERMINAL | RYB | BKSL/PCE/J00220 | PT SERONG | S05793 SMK SERI TIRAM BUROK |  | Pass | null
380040799 | TNB | DISTRIBUTION | KUALA SELANGOR | Existing | 11 kV | PE MV TERMINAL | RYB | BKSL/PCE/J00314 | PADAT KEM CINA TIRAM BUROK | S05760 JLN ANGGERIK TIRAM BUROK |  | Pass | null
380040800 | TNB | DISTRIBUTION | KUALA SELANGOR | Existing | 11 kV | PE MV TERMINAL | RYB | BKSL/PCE/J00314 | PADAT KEM CINA TIRAM BUROK | S01533 PADAT KEM CINA TIRAM BUROK |  | Pass | null
380040803 | TNB | DISTRIBUTION | KUALA SELANGOR | Existing | 11 kV | PE MV TERMINAL | RYB | BKSL/PCE/J00314 | PADAT KEM CINA TIRAM BUROK | TX-1000KVA |  | Pass | null
380040902 | TNB | DISTRIBUTION | KUALA SELANGOR | Existing | 11 kV | PE MV TERMINAL | RYB | BKSL/PCE/J00537 | KONG LEE ENG FARM | S01641 RJ MUSA NO 1 (TMN MANICKAVASAGAM) |  | Pass | null
380040903 | TNB | DISTRIBUTION | KUALA SELANGOR | Existing | 11 kV | PE MV TERMINAL | RYB | BKSL/PCE/J00537 | KONG LEE ENG FARM | S05832 PEWIRA RAYA |  | Pass | null
380040906 | TNB | DISTRIBUTION | KUALA SELANGOR | Existing | 11 kV | PE MV TERMINAL | RYB | BKSL/PCE/J00537 | KONG LEE ENG FARM | TX-300KVA |  | Pass | null
380041009 | TNB | DISTRIBUTION | KUALA SELANGOR | Existing | 11 kV | PE MV TERMINAL | RYB | BKSL/PCE/J00195 | TMN DESA JAYA | S01492 PE S.AGAMA TG KARANG |  | Pass | null
380041012 | TNB | DISTRIBUTION | KUALA SELANGOR | Existing | 11 kV | PE MV TERMINAL | RYB | BKSL/PCE/J00195 | TMN DESA JAYA | TX-300KVA |  | Pass | null
380041029 | TNB | DISTRIBUTION | KUALA SELANGOR | Existing | 11 kV | PE MV TERMINAL | RYB | BKSL/PCE/J00195 | TMN DESA JAYA | PPU TKMI: VCB 2 |  | Pass | null
380041032 | TNB | DISTRIBUTION | KUALA SELANGOR | Existing | 11 kV | PE MV TERMINAL | RYB | BKSL/PCE/J00195 | TMN DESA JAYA | S05542 AADK TANJUNG KARANG |  | Pass | null
380041063 | TNB | DISTRIBUTION | KUALA SELANGOR | Existing | 11 kV | PE MV TERMINAL | RYB | BKSL/PCE/J00587 | AADK TANJUNG KARANG | S00356 TMN DESA JAYA |  | Pass | null
380041064 | TNB | DISTRIBUTION | KUALA SELANGOR | Existing | 11 kV | PE MV TERMINAL | RYB | BKSL/PCE/J00587 | AADK TANJUNG KARANG | S01488 TMN RADIN JAYA NO 1 |  | Pass | null
380041067 | TNB | DISTRIBUTION | KUALA SELANGOR | Existing | 11 kV | PE MV TERMINAL | RYB | BKSL/PCE/J00587 | AADK TANJUNG KARANG | TX-300KVA |  | Pass | null
380041146 | TNB | DISTRIBUTION | KUALA SELANGOR | Existing | 11 kV | PE MV TERMINAL | RYB | BKSL/PCE/J00256 | S.AGAMA TG KARANG | TX-1000KVA |  | Pass | null
380041148 | TNB | DISTRIBUTION | KUALA SELANGOR | Existing | 11 kV | PE MV TERMINAL | RYB | BKSL/PCE/J00256 | S.AGAMA TG KARANG | S00358 PE TMN DESA JAYA |  | Pass | null
380041189 | TNB | DISTRIBUTION | KUALA SELANGOR | Existing | 11 kV | PE MV TERMINAL | RYB | BKSL/PCE/J00256 | S.AGAMA TG KARANG | S05413 PE TMN MAYANG(C/S) |  | Pass | null
380041208 | TNB | DISTRIBUTION | KUALA SELANGOR | Existing | 11 kV | PE MV TERMINAL | RYB | BKSL/PCE/J00538 | TMN MAYANG(C/S) | S01496 PE K/UDANG SRI FUMA NO 2 |  | Pass | null
380041209 | TNB | DISTRIBUTION | KUALA SELANGOR | Existing | 11 kV | PE MV TERMINAL | RYB | BKSL/PCE/J00538 | TMN MAYANG(C/S) | S01493 PE S.AGAMA TG KARANG |  | Pass | null
380041212 | TNB | DISTRIBUTION | KUALA SELANGOR | Existing | 11 kV | PE MV TERMINAL | RYB | BKSL/PCE/J00538 | TMN MAYANG(C/S) | TX-500KVA |  | Pass | null
380041306 | TNB | DISTRIBUTION | KUALA SELANGOR | Existing | 11 kV | PE MV TERMINAL | RYB | BKSL/PCE/J00343 | K/UDANG SRI FUMA NO 2 | S00362 SW/STN SRI FUMA |  | Pass | null
380041307 | TNB | DISTRIBUTION | KUALA SELANGOR | Existing | 11 kV | PE MV TERMINAL | RYB | BKSL/PCE/J00343 | K/UDANG SRI FUMA NO 2 | S05415 PE TMN MAYANG(C/S) |  | Pass | null
380041310 | TNB | DISTRIBUTION | KUALA SELANGOR | Existing | 11 kV | PE MV TERMINAL | RYB | BKSL/PCE/J00343 | K/UDANG SRI FUMA NO 2 | TX-300KVA |  | Pass | null
380041314 | TNB | DISTRIBUTION | KUALA SELANGOR | Existing | 11 kV | PE MV TERMINAL | RYB | BKSL/PCE/J00332 | SW/STN SRI FUMA | S00367 PE TENGKORAK INDUSTRIES |  | Pass | null
380041317 | TNB | DISTRIBUTION | KUALA SELANGOR | Existing | 11 kV | PE MV TERMINAL | RYB | BKSL/PCE/J00332 | SW/STN SRI FUMA | TX-500KVA |  | Pass | null
380041334 | TNB | DISTRIBUTION | KUALA SELANGOR | Existing | 11 kV | PE MV TERMINAL | RYB | BKSL/PCE/J00332 | SW/STN SRI FUMA | S01498 PE K/UDANG SRI FUMA NO 2 |  | Pass | null
380041337 | TNB | DISTRIBUTION | KUALA SELANGOR | Existing | 11 kV | PE MV TERMINAL | RYB | BKSL/PCE/J00332 | SW/STN SRI FUMA | S00363 PE K/UDANG SRI FUMA |  | Pass | null
380041435 | TNB | DISTRIBUTION | KUALA SELANGOR | Existing | 11 kV | PE MV TERMINAL | RYB | BKSL/PCE/J00196 | K/UDANG SRI FUMA | S00361 SW/STN SRI FUMA |  | Pass | null
380041436 | TNB | DISTRIBUTION | KUALA SELANGOR | Existing | 11 kV | PE MV TERMINAL | RYB | BKSL/PCE/J00196 | K/UDANG SRI FUMA | SPARE |  | Pass | null
380041439 | TNB | DISTRIBUTION | KUALA SELANGOR | Existing | 11 kV | PE MV TERMINAL | RYB | BKSL/PCE/J00196 | K/UDANG SRI FUMA | TX-1000KVA |  | Pass | null
380041461 | TNB | DISTRIBUTION | KUALA SELANGOR | Existing | 11 kV | PE MV TERMINAL | RYB | BKSL/PCE/J00197 | TENGKORAK INDUSTRIES | S00371 SW/STN BGN TENGKORAK |  | Pass | null
380041462 | TNB | DISTRIBUTION | KUALA SELANGOR | Existing | 11 kV | PE MV TERMINAL | RYB | BKSL/PCE/J00197 | TENGKORAK INDUSTRIES | S00360 SW/STN SRI FUMA |  | Pass | null
380041465 | TNB | DISTRIBUTION | KUALA SELANGOR | Existing | 11 kV | PE MV TERMINAL | RYB | BKSL/PCE/J00197 | TENGKORAK INDUSTRIES | TX-750KVA |  | Pass | null
380041472 | TNB | DISTRIBUTION | KUALA SELANGOR | Existing | 11 kV | PE MV TERMINAL | RYB | BKSL/PCE/J00333 | SW/STN BGN TENGKORAK | S00372 PE BGN TENGKORAK TG KARANG |  | Pass | null
380041475 | TNB | DISTRIBUTION | KUALA SELANGOR | Existing | 11 kV | PE MV TERMINAL | RYB | BKSL/PCE/J00333 | SW/STN BGN TENGKORAK | S00365 PE TENGKORAK INDUSTRIES |  | Pass | null
380041492 | TNB | DISTRIBUTION | KUALA SELANGOR | Existing | 11 kV | PE MV TERMINAL | RYB | BKSL/PCE/J00333 | SW/STN BGN TENGKORAK | S01501 PE INNOBRIDE BAGAN TENGKORAK(A) |  | Pass | null
380041495 | TNB | DISTRIBUTION | KUALA SELANGOR | Existing | 11 kV | PE MV TERMINAL | RYB | BKSL/PCE/J00333 | SW/STN BGN TENGKORAK | S05475 PE SEKOLAH PT 3 |  | Pass | null
380041523 | TNB | DISTRIBUTION | KUALA SELANGOR | Existing | 11 kV | PE MV TERMINAL | RYB | BKSL/PCE/J00282 | BGN TENGKORAK TG KARANG | S00369 SW/STN BGN TENGKORAK |  | Pass | null
380041524 | TNB | DISTRIBUTION | KUALA SELANGOR | Existing | 11 kV | PE MV TERMINAL | RYB | BKSL/PCE/J00282 | BGN TENGKORAK TG KARANG | SPUR |  | Pass | null
380041527 | TNB | DISTRIBUTION | KUALA SELANGOR | Existing | 11 kV | PE MV TERMINAL | RYB | BKSL/PCE/J00282 | BGN TENGKORAK TG KARANG | TX-500KVA |  | Pass | null
380041655 | TNB | DISTRIBUTION | KUALA SELANGOR | Existing | 11 kV | PE MV TERMINAL | RYB | BKSL/PCE/J00534 | INNOBRIDE BAGAN TENGKORAK(A) | S00370 SW/STN BGN TENGKORAK |  | Pass | null
380041656 | TNB | DISTRIBUTION | KUALA SELANGOR | Existing | 11 kV | PE MV TERMINAL | RYB | BKSL/PCE/J00534 | INNOBRIDE BAGAN TENGKORAK(A) | S01700 PE INNOBRIDE BGN TENGKORAK(B) |  | Pass | null
380041659 | TNB | DISTRIBUTION | KUALA SELANGOR | Existing | 11 kV | PE MV TERMINAL | RYB | BKSL/PCE/J00534 | INNOBRIDE BAGAN TENGKORAK(A) | TX-1000KVA |  | Pass | null
380041671 | TNB | DISTRIBUTION | KUALA SELANGOR | Existing | 11 kV | PE MV TERMINAL | RYB | BKSL/PCE/J00251 | INNOBRIDE BGN TENGKORAK(B) | S01499 PE INNOBRIDE BAGAN TENGKORAK(A) |  | Pass | null
380041680 | TNB | DISTRIBUTION | KUALA SELANGOR | Existing | 11 kV | PE MV TERMINAL | RYB | BKSL/PCE/J00251 | INNOBRIDE BGN TENGKORAK(B) | PENGGUNA HT |  | Pass | null
380041691 | TNB | DISTRIBUTION | KUALA SELANGOR | Existing | 11 kV | PE MV TERMINAL | RYB | BKSL/PCE/J00251 | INNOBRIDE BGN TENGKORAK(B) | S01593 PE PT 1 |  | Pass | null
380041692 | TNB | DISTRIBUTION | KUALA SELANGOR | Existing | 11 kV | PE MV TERMINAL | RYB | BKSL/PCE/J00159 | PT 1 | S00566 PE PT 2 |  | Pass | null
380041695 | TNB | DISTRIBUTION | KUALA SELANGOR | Existing | 11 kV | PE MV TERMINAL | RYB | BKSL/PCE/J00159 | PT 1 | TX-300KVA |  | Pass | null
380041712 | TNB | DISTRIBUTION | KUALA SELANGOR | Existing | 11 kV | PE MV TERMINAL | RYB | BKSL/PCE/J00159 | PT 1 | S05829 SG SIREH BAN 2 |  | Pass | null
380041715 | TNB | DISTRIBUTION | KUALA SELANGOR | Existing | 11 kV | PE MV TERMINAL | RYB | BKSL/PCE/J00159 | PT 1 | S01698 PE INNOBRIDE BGN TENGKORAK(B) |  | Pass | null
380041805 | TNB | DISTRIBUTION | KUALA SELANGOR | Existing | 11 kV | PE MV TERMINAL | RYB | BKSL/PCE/J00228 | KOKO FAMA | S00443 PE SG TERAP |  | Pass | null
380041806 | TNB | DISTRIBUTION | KUALA SELANGOR | Existing | 11 kV | PE MV TERMINAL | RYB | BKSL/PCE/J00228 | KOKO FAMA | PPU TKMI: VCB 3 |  | Pass | null
380041809 | TNB | DISTRIBUTION | KUALA SELANGOR | Existing | 11 kV | PE MV TERMINAL | RYB | BKSL/PCE/J00228 | KOKO FAMA | TX-300KVA |  | Pass | null
380041817 | TNB | DISTRIBUTION | KUALA SELANGOR | Existing | 11 kV | PE MV TERMINAL | RYB | BKSL/PCE/J00229 | SG TERAP | S00442 PE KOKO FAMA |  | Pass | null
380041820 | TNB | DISTRIBUTION | KUALA SELANGOR | Existing | 11 kV | PE MV TERMINAL | RYB | BKSL/PCE/J00229 | SG TERAP | TX-750KVA |  | Pass | null
380041837 | TNB | DISTRIBUTION | KUALA SELANGOR | Existing | 11 kV | PE MV TERMINAL | RYB | BKSL/PCE/J00229 | SG TERAP | S01552 PE MASJID SG TERAP |  | Pass | null
380041840 | TNB | DISTRIBUTION | KUALA SELANGOR | Existing | 11 kV | PE MV TERMINAL | RYB | BKSL/PCE/J00229 | SG TERAP | S05977 D-KSL-C18-1653 |  | Pass | null
380041951 | TNB | DISTRIBUTION | KUALA SELANGOR | Existing | 11 kV | PE MV TERMINAL | RYB | BKSL/PCE/J00567 | TMN NILAM | S05603 PE TAMAN NILAM NO 2 |  | Pass | null
380041952 | TNB | DISTRIBUTION | KUALA SELANGOR | Existing | 11 kV | PE MV TERMINAL | RYB | BKSL/PCE/J00567 | TMN NILAM | S05979 D-KSL-C18-1653 |  | Pass | null
380041955 | TNB | DISTRIBUTION | KUALA SELANGOR | Existing | 11 kV | PE MV TERMINAL | RYB | BKSL/PCE/J00567 | TMN NILAM | TX-750KVA |  | Pass | null
380042033 | TNB | DISTRIBUTION | KUALA SELANGOR | Existing | 11 kV | PE MV TERMINAL | RYB | BKSL/PCE/J00652 | TAMAN NILAM NO 2 | TX-500KVA |  | Pass | null
380042035 | TNB | DISTRIBUTION | KUALA SELANGOR | Existing | 11 kV | PE MV TERMINAL | RYB | BKSL/PCE/J00652 | TAMAN NILAM NO 2 | S05298 PE TMN NILAM |  | Pass | null
380042076 | TNB | DISTRIBUTION | KUALA SELANGOR | Existing | 11 kV | PE MV TERMINAL | RYB | BKSL/PCE/J00652 | TAMAN NILAM NO 2 | S00458 PE YUSRI |  | Pass | null
380042170 | TNB | DISTRIBUTION | KUALA SELANGOR | Existing | 11 kV | PE MV TERMINAL | RYB | BKSL/PCE/J00237 | YUSRI | S00464 PE LPN BATU 2 |  | Pass | null
380042171 | TNB | DISTRIBUTION | KUALA SELANGOR | Existing | 11 kV | PE MV TERMINAL | RYB | BKSL/PCE/J00237 | YUSRI | S05601 PE TAMAN NILAM NO 2 |  | Pass | null
380042174 | TNB | DISTRIBUTION | KUALA SELANGOR | Existing | 11 kV | PE MV TERMINAL | RYB | BKSL/PCE/J00237 | YUSRI | TX-500KVA |  | Pass | null
380042338 | TNB | DISTRIBUTION | KUALA SELANGOR | Existing | 11 kV | PE MV TERMINAL | RYB | BKSL/PCE/J00238 | LPN BATU 2 | S00485 PE SW STN BKT BELIMBING |  | Pass | null
380042341 | TNB | DISTRIBUTION | KUALA SELANGOR | Existing | 11 kV | PE MV TERMINAL | RYB | BKSL/PCE/J00238 | LPN BATU 2 | TX-1000KVA |  | Pass | null
380042358 | TNB | DISTRIBUTION | KUALA SELANGOR | Existing | 11 kV | PE MV TERMINAL | RYB | BKSL/PCE/J00238 | LPN BATU 2 | S00467 PE COLD ROOM |  | Pass | null
380042361 | TNB | DISTRIBUTION | KUALA SELANGOR | Existing | 11 kV | PE MV TERMINAL | RYB | BKSL/PCE/J00238 | LPN BATU 2 | S00460 PE YUSRI |  | Pass | null
380042386 | TNB | DISTRIBUTION | KUALA SELANGOR | Existing | 11 kV | PE MV TERMINAL | RYB | BKSL/PCE/J00248 | COLD ROOM | S00462 PE LPN BATU 2 |  | Pass | null
380042389 | TNB | DISTRIBUTION | KUALA SELANGOR | Existing | 11 kV | PE MV TERMINAL | RYB | BKSL/PCE/J00248 | COLD ROOM | TX-300KVA |  | Pass | null
380042406 | TNB | DISTRIBUTION | KUALA SELANGOR | Existing | 11 kV | PE MV TERMINAL | RYB | BKSL/PCE/J00248 | COLD ROOM | S00468 PE S.AGAMA KSL (P/PENAMBANG) |  | Pass | null
380042409 | TNB | DISTRIBUTION | KUALA SELANGOR | Existing | 11 kV | PE MV TERMINAL | RYB | BKSL/PCE/J00248 | COLD ROOM | S05891 PE TAMAN DELIMA |  | Pass | null
380042441 | TNB | DISTRIBUTION | KUALA SELANGOR | Existing | 11 kV | PE MV TERMINAL | RYB | BKSL/PCE/J00249 | S.AGAMA KSL (P/PENAMBANG) | S05768 PE TMN BOTANIK JLN 4 |  | Pass | null
380042442 | TNB | DISTRIBUTION | KUALA SELANGOR | Existing | 11 kV | PE MV TERMINAL | RYB | BKSL/PCE/J00249 | S.AGAMA KSL (P/PENAMBANG) | S01569 PE COLD ROOM |  | Pass | null
380042445 | TNB | DISTRIBUTION | KUALA SELANGOR | Existing | 11 kV | PE MV TERMINAL | RYB | BKSL/PCE/J00249 | S.AGAMA KSL (P/PENAMBANG) | TX-500KVA |  | Pass | null
380042532 | TNB | DISTRIBUTION | KUALA SELANGOR | Existing | 11 kV | PE MV TERMINAL | RYB | BKSL/PCE/J00413 | TMN DELIMA | S01573 PE QTRS GURU P/PERMATANG |  | Pass | null
380042533 | TNB | DISTRIBUTION | KUALA SELANGOR | Existing | 11 kV | PE MV TERMINAL | RYB | BKSL/PCE/J00413 | TMN DELIMA | S00465 PE COLD ROOM |  | Pass | null
380042536 | TNB | DISTRIBUTION | KUALA SELANGOR | Existing | 11 kV | PE MV TERMINAL | RYB | BKSL/PCE/J00413 | TMN DELIMA | TX-500KVA |  | Pass | null
380042633 | TNB | DISTRIBUTION | KUALA SELANGOR | Existing | 11 kV | PE MV TERMINAL | RYB | BKSL/PCE/J00258 | QTRS GURU P/PERMATANG | S05893 PE TAMAN DELIMA |  | Pass | null
380042634 | TNB | DISTRIBUTION | KUALA SELANGOR | Existing | 11 kV | PE MV TERMINAL | RYB | BKSL/PCE/J00258 | QTRS GURU P/PERMATANG | S00470 PE BGN SUNGAI YU |  | Pass | null
380042637 | TNB | DISTRIBUTION | KUALA SELANGOR | Existing | 11 kV | PE MV TERMINAL | RYB | BKSL/PCE/J00258 | QTRS GURU P/PERMATANG | TX-1000KVA |  | Pass | null
380042719 | TNB | DISTRIBUTION | KUALA SELANGOR | Existing | 11 kV | PE MV TERMINAL | RYB | BKSL/PCE/J00250 | BGN SUNGAI YU | S00474 PE TMN BAYU P/PENAMBANG |  | Pass | null
380042722 | TNB | DISTRIBUTION | KUALA SELANGOR | Existing | 11 kV | PE MV TERMINAL | RYB | BKSL/PCE/J00250 | BGN SUNGAI YU | TX-1000KVA |  | Pass | null
380042739 | TNB | DISTRIBUTION | KUALA SELANGOR | Existing | 11 kV | PE MV TERMINAL | RYB | BKSL/PCE/J00250 | BGN SUNGAI YU | S01571 PE QTRS GURU P/PERMATANG |  | Pass | null
380042742 | TNB | DISTRIBUTION | KUALA SELANGOR | Existing | 11 kV | PE MV TERMINAL | RYB | BKSL/PCE/J00250 | BGN SUNGAI YU | S01575 PE TMN SRI PENAMBANG |  | Pass | null
380042847 | TNB | DISTRIBUTION | KUALA SELANGOR | Existing | 11 kV | PE MV TERMINAL | RYB | BKSL/PCE/J00139 | TMN BAYU P/PENAMBANG | S05958 PE JLN PENINSULA LILI 2 |  | Pass | null
380042848 | TNB | DISTRIBUTION | KUALA SELANGOR | Existing | 11 kV | PE MV TERMINAL | RYB | BKSL/PCE/J00139 | TMN BAYU P/PENAMBANG | S00471 PE BGN SUNGAI YU |  | Pass | null
380042851 | TNB | DISTRIBUTION | KUALA SELANGOR | Existing | 11 kV | PE MV TERMINAL | RYB | BKSL/PCE/J00139 | TMN BAYU P/PENAMBANG | TX-750KVA |  | Pass | null
380042945 | TNB | DISTRIBUTION | KUALA SELANGOR | Existing | 11 kV | PE MV TERMINAL | RYB | BKSL/PCE/J00340 | TMN SRI PENAMBANG | S00476 PE PEKAN P/PENAMBANG |  | Pass | null
380042946 | TNB | DISTRIBUTION | KUALA SELANGOR | Existing | 11 kV | PE MV TERMINAL | RYB | BKSL/PCE/J00340 | TMN SRI PENAMBANG | S00473 PE BGN SUNGAI YU |  | Pass | null
380042949 | TNB | DISTRIBUTION | KUALA SELANGOR | Existing | 11 kV | PE MV TERMINAL | RYB | BKSL/PCE/J00340 | TMN SRI PENAMBANG | TX-300KVA |  | Pass | null
380043038 | TNB | DISTRIBUTION | KUALA SELANGOR | Existing | 11 kV | PE MV TERMINAL | RYB | BKSL/PCE/J00252 | PEKAN P/PENAMBANG | S01577 PE TMN SRI PENAMBANG |  | Pass | null
380043039 | TNB | DISTRIBUTION | KUALA SELANGOR | Existing | 11 kV | PE MV TERMINAL | RYB | BKSL/PCE/J00252 | PEKAN P/PENAMBANG | S05972 : PASAR P/PENAMBANG |  | Pass | null
380043042 | TNB | DISTRIBUTION | KUALA SELANGOR | Existing | 11 kV | PE MV TERMINAL | RYB | BKSL/PCE/J00252 | PEKAN P/PENAMBANG | TX-1000KVA |  | Pass | null
380043137 | TNB | DISTRIBUTION | KUALA SELANGOR | Existing | 11 kV | PE MV TERMINAL | RYB | BKSL/PCE/J00253 | JPJ P/PENAMBANG | S05656 PE GOLDPAGE NO.1 |  | Pass | null
380043138 | TNB | DISTRIBUTION | KUALA SELANGOR | Existing | 11 kV | PE MV TERMINAL | RYB | BKSL/PCE/J00253 | JPJ P/PENAMBANG | S05970 : PASAR P/PENAMBANG |  | Pass | null
380043141 | TNB | DISTRIBUTION | KUALA SELANGOR | Existing | 11 kV | PE MV TERMINAL | RYB | BKSL/PCE/J00253 | JPJ P/PENAMBANG | TX-1000KVA |  | Pass | null
380043226 | TNB | DISTRIBUTION | KUALA SELANGOR | Existing | 11 kV | PE MV TERMINAL | RYB | BKSL/PCE/J00829 | GOLDPAGE NO.2 | TX-750KVA |  | Pass | null
380043233 | TNB | DISTRIBUTION | KUALA SELANGOR | Existing | 11 kV | PE MV TERMINAL | RYB | BKSL/PCE/J00829 | GOLDPAGE NO.2 | S05613 PE LKIM PASIR PENAMBANG |  | Pass | null
380043241 | TNB | DISTRIBUTION | KUALA SELANGOR | Existing | 11 kV | PE MV TERMINAL | RYB | BKSL/PCE/J00829 | GOLDPAGE NO.2 | S05654 PE GOLDPAGE NO.1 |  | Pass | null
380043251 | TNB | DISTRIBUTION | KUALA SELANGOR | Existing | 11 kV | PE MV TERMINAL | RYB | BKSL/PCE/J00829 | GOLDPAGE NO.2 | TX-500KVA |  | Pass | null
380043409 | TNB | DISTRIBUTION | KUALA SELANGOR | Existing | 11 kV | PE MV TERMINAL | RYB | BKSL/PCE/J00789 | GOLDPAGE NO.1 | S05660 PE GOLDPAGE NO.2 |  | Pass | null
380043410 | TNB | DISTRIBUTION | KUALA SELANGOR | Existing | 11 kV | PE MV TERMINAL | RYB | BKSL/PCE/J00789 | GOLDPAGE NO.1 | S00481 PE JPJ P/PENAMBANG |  | Pass | null
380043413 | TNB | DISTRIBUTION | KUALA SELANGOR | Existing | 11 kV | PE MV TERMINAL | RYB | BKSL/PCE/J00789 | GOLDPAGE NO.1 | TX-500KVA |  | Pass | null
380043619 | TNB | DISTRIBUTION | KUALA SELANGOR | Existing | 11 kV | PE MV TERMINAL | RYB | BKSL/PCE/J00286 | BANJARAYA (C) | S05458 PE TMN RIAMIN |  | Pass | null
380043620 | TNB | DISTRIBUTION | KUALA SELANGOR | Existing | 11 kV | PE MV TERMINAL | RYB | BKSL/PCE/J00286 | BANJARAYA (C) | S00337 PE HOSPITAL TG KARANG |  | Pass | null
380043623 | TNB | DISTRIBUTION | KUALA SELANGOR | Existing | 11 kV | PE MV TERMINAL | RYB | BKSL/PCE/J00286 | BANJARAYA (C) | TX-300KVA |  | Pass | null
380043751 | TNB | DISTRIBUTION | KUALA SELANGOR | Existing | 11 kV | PE MV TERMINAL | RYB | BKSL/PCE/J00569 | TMN RIAMIN | S05820 PE KG HAJI RAZALI |  | Pass | null
380043752 | TNB | DISTRIBUTION | KUALA SELANGOR | Existing | 11 kV | PE MV TERMINAL | RYB | BKSL/PCE/J00569 | TMN RIAMIN | S01468 PE BANJARAYA (C) |  | Pass | null
380043755 | TNB | DISTRIBUTION | KUALA SELANGOR | Existing | 11 kV | PE MV TERMINAL | RYB | BKSL/PCE/J00569 | TMN RIAMIN | TX-750KVA |  | Pass | null
380043865 | TNB | DISTRIBUTION | KUALA SELANGOR | Existing | 11 kV | PE MV TERMINAL | RYB | BKSL/PCE/J00387 | KG HAJI RAZALI | S00348 PE TMN MASRIA |  | Pass | null
380043866 | TNB | DISTRIBUTION | KUALA SELANGOR | Existing | 11 kV | PE MV TERMINAL | RYB | BKSL/PCE/J00387 | KG HAJI RAZALI | S05456 PE TMN RIAMIN |  | Pass | null
380043869 | TNB | DISTRIBUTION | KUALA SELANGOR | Existing | 11 kV | PE MV TERMINAL | RYB | BKSL/PCE/J00387 | KG HAJI RAZALI | TX-500KVA |  | Pass | null
380043979 | TNB | DISTRIBUTION | KUALA SELANGOR | Existing | 11 kV | PE MV TERMINAL | RYB | BKSL/PCE/J00188 | MASRIA | S01470 PE TMN WAWASAN |  | Pass | null
380043980 | TNB | DISTRIBUTION | KUALA SELANGOR | Existing | 11 kV | PE MV TERMINAL | RYB | BKSL/PCE/J00188 | MASRIA | S05822 PE KG HAJI RAZALI |  | Pass | null
380043983 | TNB | DISTRIBUTION | KUALA SELANGOR | Existing | 11 kV | PE MV TERMINAL | RYB | BKSL/PCE/J00188 | MASRIA | TX-500KVA |  | Pass | null
380044095 | TNB | DISTRIBUTION | KUALA SELANGOR | Existing | 11 kV | PE MV TERMINAL | RYB | BKSL/PCE/J00283 | TMN WAWASAN | S01644 PE TMN KHATIJAH |  | Pass | null
380044096 | TNB | DISTRIBUTION | KUALA SELANGOR | Existing | 11 kV | PE MV TERMINAL | RYB | BKSL/PCE/J00283 | TMN WAWASAN | S01469 PE TMN MASRIA |  | Pass | null
380044099 | TNB | DISTRIBUTION | KUALA SELANGOR | Existing | 11 kV | PE MV TERMINAL | RYB | BKSL/PCE/J00283 | TMN WAWASAN | TX-1000KVA |  | Pass | null
380044211 | TNB | DISTRIBUTION | KUALA SELANGOR | Existing | 11 kV | PE MV TERMINAL | RYB | BKSL/PCE/J00533 | TMN KHATIJAH | S05635 PE KO SEGAR |  | Pass | null
380044212 | TNB | DISTRIBUTION | KUALA SELANGOR | Existing | 11 kV | PE MV TERMINAL | RYB | BKSL/PCE/J00533 | TMN KHATIJAH | S01472 PE TMN WAWASAN |  | Pass | null
380044215 | TNB | DISTRIBUTION | KUALA SELANGOR | Existing | 11 kV | PE MV TERMINAL | RYB | BKSL/PCE/J00533 | TMN KHATIJAH | TX-1000KVA |  | Pass | null
380044439 | TNB | DISTRIBUTION | KUALA SELANGOR | Existing | 11 kV | PE MV TERMINAL | RYB | BKSL/PCE/J00386 | MARDI SG SIREH | S05826 SG SIREH BAN 2 |  | Pass | null
380044440 | TNB | DISTRIBUTION | KUALA SELANGOR | Existing | 11 kV | PE MV TERMINAL | RYB | BKSL/PCE/J00386 | MARDI SG SIREH | S05633 PE KO SEGAR |  | Pass | null
380044443 | TNB | DISTRIBUTION | KUALA SELANGOR | Existing | 11 kV | PE MV TERMINAL | RYB | BKSL/PCE/J00386 | MARDI SG SIREH | TX-300KVA |  | Pass | null
380079141 | TNB | DISTRIBUTION | KUALA SELANGOR | Existing | 11 kV | PE MV TERMINAL | RYB | BKSL/PCE/J00579 | SIME PLANTATION B.BERJUNTAI | TX2- 300 KVA |  | Pass | null
380079148 | TNB | DISTRIBUTION | KUALA SELANGOR | Existing | 11 kV | PE MV TERMINAL | RYB | BKSL/PCE/J00579 | SIME PLANTATION B.BERJUNTAI | R03863 BERJUNTAI MAJU BTG BERJUNTAI |  | Pass | null
380079156 | TNB | DISTRIBUTION | KUALA SELANGOR | Existing | 11 kV | PE MV TERMINAL | RYB | BKSL/PCE/J00579 | SIME PLANTATION B.BERJUNTAI | R01896 PERUMAHAN TENNAMARAN |  | Pass | null
380079166 | TNB | DISTRIBUTION | KUALA SELANGOR | Existing | 11 kV | PE MV TERMINAL | RYB | BKSL/PCE/J00579 | SIME PLANTATION B.BERJUNTAI | TX1- 1000 KVA |  | Pass | null
380079499 | TNB | DISTRIBUTION | KUALA SELANGOR | Existing | 11 kV | PE MV TERMINAL | RYB | BKSL/PCE/J00486 | BERJUNTAI MAJU(C/S) | R03866 BERJUNTAI MAJU(C/S) |  | Pass | null
380079500 | TNB | DISTRIBUTION | KUALA SELANGOR | Existing | 11 kV | PE MV TERMINAL | RYB | BKSL/PCE/J00486 | BERJUNTAI MAJU(C/S) | R05500 SIME PLANTATION |  | Pass | null
380079503 | TNB | DISTRIBUTION | KUALA SELANGOR | Existing | 11 kV | PE MV TERMINAL | RYB | BKSL/PCE/J00486 | BERJUNTAI MAJU(C/S) | TX - 1000 KVA |  | Pass | null
380079583 | TNB | DISTRIBUTION | KUALA SELANGOR | Existing | 11 kV | PE MV TERMINAL | RYB | BKSL/PCE/J00487 | BERJUNTAI MAJU BTG BERJUNTAI | TX - 2 1000 KVA |  | Pass | null
380079590 | TNB | DISTRIBUTION | KUALA SELANGOR | Existing | 11 kV | PE MV TERMINAL | RYB | BKSL/PCE/J00487 | BERJUNTAI MAJU BTG BERJUNTAI | R01890 TLKM BTG BERJUNTAI |  | Pass | null
380079598 | TNB | DISTRIBUTION | KUALA SELANGOR | Existing | 11 kV | PE MV TERMINAL | RYB | BKSL/PCE/J00487 | BERJUNTAI MAJU BTG BERJUNTAI | R03865 BERJUNTAI MAJU BTG BERJUNTAI |  | Pass | null
380079608 | TNB | DISTRIBUTION | KUALA SELANGOR | Existing | 11 kV | PE MV TERMINAL | RYB | BKSL/PCE/J00487 | BERJUNTAI MAJU BTG BERJUNTAI | TX 1 - 1000 KVA |  | Pass | null
380079866 | TNB | DISTRIBUTION | KUALA SELANGOR | Existing | 11 kV | PE MV TERMINAL | RYB | BKSL/PCE/J00489 | TELEKOM B/BEJUNTAI | R06201 KLINIK KESIHATAN B.JAYA |  | Pass | null
380079867 | TNB | DISTRIBUTION | KUALA SELANGOR | Existing | 11 kV | PE MV TERMINAL | RYB | BKSL/PCE/J00489 | TELEKOM B/BEJUNTAI | R03869 BERJUNTAI MAJU(C/S) |  | Pass | null
380079870 | TNB | DISTRIBUTION | KUALA SELANGOR | Existing | 11 kV | PE MV TERMINAL | RYB | BKSL/PCE/J00489 | TELEKOM B/BEJUNTAI | TX - 500 KVA |  | Pass | null
380079962 | TNB | DISTRIBUTION | KUALA SELANGOR | Existing | 11 kV | PE MV TERMINAL | RYB | BKSL/PCE/J00490 | TMN SENTOSA | R01883 PEKAN BTG BERJUNTAI |  | Pass | null
380079963 | TNB | DISTRIBUTION | KUALA SELANGOR | Existing | 11 kV | PE MV TERMINAL | RYB | BKSL/PCE/J00490 | TMN SENTOSA | R06198 KLINIK KESIHATAN B.JAYA |  | Pass | null
380079966 | TNB | DISTRIBUTION | KUALA SELANGOR | Existing | 11 kV | PE MV TERMINAL | RYB | BKSL/PCE/J00490 | TMN SENTOSA | TX - 500 KVA |  | Pass | null
380080058 | TNB | DISTRIBUTION | KUALA SELANGOR | Existing | 11 kV | PE MV TERMINAL | RYB | BKSL/PCE/J00491 | PEKAN BATANG BEJUNTAI | R01880 BINTANG JELITA |  | Pass | null
380080059 | TNB | DISTRIBUTION | KUALA SELANGOR | Existing | 11 kV | PE MV TERMINAL | RYB | BKSL/PCE/J00491 | PEKAN BATANG BEJUNTAI | R01888 TAMAN SENTOSA |  | Pass | null
380080062 | TNB | DISTRIBUTION | KUALA SELANGOR | Existing | 11 kV | PE MV TERMINAL | RYB | BKSL/PCE/J00491 | PEKAN BATANG BEJUNTAI | TX - 1000 KVA |  | Pass | null
380080154 | TNB | DISTRIBUTION | KUALA SELANGOR | Existing | 11 kV | PE MV TERMINAL | RYB | BKSL/PCE/J00492 | BINTANG JELITA | R01877 RUMAH MURAH PKNS SRI INDAH |  | Pass | null
380080155 | TNB | DISTRIBUTION | KUALA SELANGOR | Existing | 11 kV | PE MV TERMINAL | RYB | BKSL/PCE/J00492 | BINTANG JELITA | R01885 PEKAN BTG BERJUNTAI |  | Pass | null
380080158 | TNB | DISTRIBUTION | KUALA SELANGOR | Existing | 11 kV | PE MV TERMINAL | RYB | BKSL/PCE/J00492 | BINTANG JELITA | TX - 750 KVA |  | Pass | null
380080302 | TNB | DISTRIBUTION | KUALA SELANGOR | Existing | 11 kV | PE MV TERMINAL | RYB | BKSL/PCE/J00496 | PKNS TAMAN SRI INDAH | R05513 TMN PELANGI |  | Pass | null
380080303 | TNB | DISTRIBUTION | KUALA SELANGOR | Existing | 11 kV | PE MV TERMINAL | RYB | BKSL/PCE/J00496 | PKNS TAMAN SRI INDAH | R01882 BINTANG JELITA |  | Pass | null
380080306 | TNB | DISTRIBUTION | KUALA SELANGOR | Existing | 11 kV | PE MV TERMINAL | RYB | BKSL/PCE/J00496 | PKNS TAMAN SRI INDAH | TX - 750 KVA |  | Pass | null
380080383 | TNB | DISTRIBUTION | KUALA SELANGOR | Existing | 11 kV | PE MV TERMINAL | RYB | BKSL/PCE/J00506 | SSU PKPS | R06101 S/S PPU SDBY 2 |  | Pass | null
380080386 | TNB | DISTRIBUTION | KUALA SELANGOR | Existing | 11 kV | PE MV TERMINAL | RYB | BKSL/PCE/J00506 | SSU PKPS | TX-1000 KVA |  | Pass | null
380080403 | TNB | DISTRIBUTION | KUALA SELANGOR | Existing | 11 kV | PE MV TERMINAL | RYB | BKSL/PCE/J00506 | SSU PKPS | R05068 PUSAT PENYEMBELIHAN PKPS |  | Pass | null
380080406 | TNB | DISTRIBUTION | KUALA SELANGOR | Existing | 11 kV | PE MV TERMINAL | RYB | BKSL/PCE/J00506 | SSU PKPS | R04839 STP UNISEL |  | Pass | null
380080501 | TNB | DISTRIBUTION | KUALA SELANGOR | Existing | 11 kV | PE MV TERMINAL | RYB | BKSL/PCE/J00507 | PUSAT PENYEMBELIHAN PKPS | SPARE(PUSAT PENYEMBELIHAN PKPS) |  | Pass | null
380080502 | TNB | DISTRIBUTION | KUALA SELANGOR | Existing | 11 kV | PE MV TERMINAL | RYB | BKSL/PCE/J00507 | PUSAT PENYEMBELIHAN PKPS | R04848 SS PKPS |  | Pass | null
380080505 | TNB | DISTRIBUTION | KUALA SELANGOR | Existing | 11 kV | PE MV TERMINAL | RYB | BKSL/PCE/J00507 | PUSAT PENYEMBELIHAN PKPS | TX-500 KVA |  | Pass | null
380080580 | TNB | DISTRIBUTION | KUALA SELANGOR | Existing | 11 kV | PE MV TERMINAL | RYB | BKSL/PCE/J00509 | STP UNISEL | R04847 SS PKPS |  | Pass | null
380080583 | TNB | DISTRIBUTION | KUALA SELANGOR | Existing | 11 kV | PE MV TERMINAL | RYB | BKSL/PCE/J00509 | STP UNISEL | TX- 750 KVA |  | Pass | null
380080600 | TNB | DISTRIBUTION | KUALA SELANGOR | Existing | 11 kV | PE MV TERMINAL | RYB | BKSL/PCE/J00509 | STP UNISEL | R05837 TMN ILMU BESTARI |  | Pass | null
380080603 | TNB | DISTRIBUTION | KUALA SELANGOR | Existing | 11 kV | PE MV TERMINAL | RYB | BKSL/PCE/J00509 | STP UNISEL | R04834 RMH KAKITANGAN |  | Pass | null
380080698 | TNB | DISTRIBUTION | KUALA SELANGOR | Existing | 11 kV | PE MV TERMINAL | RYB | BKSL/PCE/J00508 | RUMAH KAKITANGAN UNISEL | R04831 ASRAMA PUTERI |  | Pass | null
380080699 | TNB | DISTRIBUTION | KUALA SELANGOR | Existing | 11 kV | PE MV TERMINAL | RYB | BKSL/PCE/J00508 | RUMAH KAKITANGAN UNISEL | R04836 STP UNISEL |  | Pass | null
380080702 | TNB | DISTRIBUTION | KUALA SELANGOR | Existing | 11 kV | PE MV TERMINAL | RYB | BKSL/PCE/J00508 | RUMAH KAKITANGAN UNISEL | TX - 1000 KVA |  | Pass | null
380080780 | TNB | DISTRIBUTION | KUALA SELANGOR | Existing | 11 kV | PE MV TERMINAL | RYB | BKSL/PCE/J00510 | ASRAMA PUTERI UNISEL | TX 2 - 1000 KVA |  | Pass | null
380080787 | TNB | DISTRIBUTION | KUALA SELANGOR | Existing | 11 kV | PE MV TERMINAL | RYB | BKSL/PCE/J00510 | ASRAMA PUTERI UNISEL | R04827 ASRAMA PUTERA |  | Pass | null
380080795 | TNB | DISTRIBUTION | KUALA SELANGOR | Existing | 11 kV | PE MV TERMINAL | RYB | BKSL/PCE/J00510 | ASRAMA PUTERI UNISEL | R04833 RMH KAKITANGAN UNISEL |  | Pass | null
380080805 | TNB | DISTRIBUTION | KUALA SELANGOR | Existing | 11 kV | PE MV TERMINAL | RYB | BKSL/PCE/J00510 | ASRAMA PUTERI UNISEL | TX 1 - 1000 KVA |  | Pass | null
380080957 | TNB | DISTRIBUTION | KUALA SELANGOR | Existing | 11 kV | PE MV TERMINAL | RYB | BKSL/PCE/J00512 | SSU UNISEL | PENGGUNA HT |  | Pass | null
380080966 | TNB | DISTRIBUTION | KUALA SELANGOR | Existing | 11 kV | PE MV TERMINAL | RYB | BKSL/PCE/J00512 | SSU UNISEL | R04826 ASRAMA PUTERA |  | Pass | null
380080977 | TNB | DISTRIBUTION | KUALA SELANGOR | Existing | 11 kV | PE MV TERMINAL | RYB | BKSL/PCE/J00512 | SSU UNISEL | FEEDER 3 PPU SDBY |  | Pass | null
380080981 | TNB | DISTRIBUTION | KUALA SELANGOR | Existing | 11 kV | PE MV TERMINAL | RYB | BKSL/PCE/J00511 | ASRAMA PUTERA UNISEL | TX2 - 1000 KVA |  | Pass | null
380080988 | TNB | DISTRIBUTION | KUALA SELANGOR | Existing | 11 kV | PE MV TERMINAL | RYB | BKSL/PCE/J00511 | ASRAMA PUTERA UNISEL | R04830 ASRAMA PUTERI |  | Pass | null
380080996 | TNB | DISTRIBUTION | KUALA SELANGOR | Existing | 11 kV | PE MV TERMINAL | RYB | BKSL/PCE/J00511 | ASRAMA PUTERA UNISEL | R04822 SSU UNISEL |  | Pass | null
380081006 | TNB | DISTRIBUTION | KUALA SELANGOR | Existing | 11 kV | PE MV TERMINAL | RYB | BKSL/PCE/J00511 | ASRAMA PUTERA UNISEL | TX1 - 1000 KVA |  | Pass | null
380081168 | TNB | DISTRIBUTION | KUALA SELANGOR | Existing | 11 kV | PE MV TERMINAL | RYB | BKSL/PCE/J00505 | SIME INAX | R01902 SIME HYUNDAI |  | Pass | null
380081169 | TNB | DISTRIBUTION | KUALA SELANGOR | Existing | 11 kV | PE MV TERMINAL | RYB | BKSL/PCE/J00505 | SIME INAX | R03562 SPECIALMADE IRON |  | Pass | null
380081172 | TNB | DISTRIBUTION | KUALA SELANGOR | Existing | 11 kV | PE MV TERMINAL | RYB | BKSL/PCE/J00505 | SIME INAX | TX - 1000 KVA |  | Pass | null
380081271 | TNB | DISTRIBUTION | KUALA SELANGOR | Existing | 11 kV | PE MV TERMINAL | RYB | BKSL/PCE/J00464 | TECHNOPARK NO 1 | TX2 - 1000 KVA |  | Pass | null
380081276 | TNB | DISTRIBUTION | KUALA SELANGOR | Existing | 11 kV | PE MV TERMINAL | RYB | BKSL/PCE/J00464 | TECHNOPARK NO 1 | TX1 - 1000 KVA |  | Pass | null
380081304 | TNB | DISTRIBUTION | KUALA SELANGOR | Existing | 11 kV | PE MV TERMINAL | RYB | BKSL/PCE/J00464 | TECHNOPARK NO 1 | R06915 SIME HYUNDAI |  | Pass | null
380081305 | TNB | DISTRIBUTION | KUALA SELANGOR | Existing | 11 kV | PE MV TERMINAL | RYB | BKSL/PCE/J00464 | TECHNOPARK NO 1 | R03178 TECHNO PARK 2 |  | Pass | null
380081629 | TNB | DISTRIBUTION | KUALA SELANGOR | Existing | 11 kV | PE MV TERMINAL | RYB | BKSL/PCE/J00466 | TECHNOPARK NO 3 | TX 2 - 1000 KVA |  | Pass | null
380081636 | TNB | DISTRIBUTION | KUALA SELANGOR | Existing | 11 kV | PE MV TERMINAL | RYB | BKSL/PCE/J00466 | TECHNOPARK NO 3 | R03187 TECHNO PARK 4 |  | Pass | null
380081644 | TNB | DISTRIBUTION | KUALA SELANGOR | Existing | 11 kV | PE MV TERMINAL | RYB | BKSL/PCE/J00466 | TECHNOPARK NO 3 | R03179 TECHNO PARK 2 |  | Pass | null
380081654 | TNB | DISTRIBUTION | KUALA SELANGOR | Existing | 11 kV | PE MV TERMINAL | RYB | BKSL/PCE/J00466 | TECHNOPARK NO 3 | TX 1 - 1000 KVA |  | Pass | null
380081800 | TNB | DISTRIBUTION | KUALA SELANGOR | Existing | 11 kV | PE MV TERMINAL | RYB | BKSL/PCE/J00467 | TECHNOPARK NO 4 | TX 2 - 1000 KVA |  | Pass | null
380081807 | TNB | DISTRIBUTION | KUALA SELANGOR | Existing | 11 kV | PE MV TERMINAL | RYB | BKSL/PCE/J00467 | TECHNOPARK NO 4 | R02743 RUMAH RANTAU PANJANG BTG BEJUNTAI |  | Pass | null
380081815 | TNB | DISTRIBUTION | KUALA SELANGOR | Existing | 11 kV | PE MV TERMINAL | RYB | BKSL/PCE/J00467 | TECHNOPARK NO 4 | R03182 TECHNO PARK 3 |  | Pass | null
380081825 | TNB | DISTRIBUTION | KUALA SELANGOR | Existing | 11 kV | PE MV TERMINAL | RYB | BKSL/PCE/J00467 | TECHNOPARK NO 4 | TX 1 - 1000 KVA |  | Pass | null
380081983 | TNB | DISTRIBUTION | KUALA SELANGOR | Existing | 11 kV | PE MV TERMINAL | RYB | BKSL/PCE/J00468 | PKNS RANTAU PANJANG | R05753 SYABAS R/PANJANG |  | Pass | null
380081984 | TNB | DISTRIBUTION | KUALA SELANGOR | Existing | 11 kV | PE MV TERMINAL | RYB | BKSL/PCE/J00468 | PKNS RANTAU PANJANG | R03186 TECHNO PARK 4 |  | Pass | null
380081987 | TNB | DISTRIBUTION | KUALA SELANGOR | Existing | 11 kV | PE MV TERMINAL | RYB | BKSL/PCE/J00468 | PKNS RANTAU PANJANG | TX - 1000 KVA |  | Pass | null
380082067 | TNB | DISTRIBUTION | KUALA SELANGOR | Existing | 11 kV | PE MV TERMINAL | RYB | BKSL/PCE/J00561 | SYABAS RANTAU PANJANG | CUSTOMER HT |  | Pass | null
380082076 | TNB | DISTRIBUTION | KUALA SELANGOR | Existing | 11 kV | PE MV TERMINAL | RYB | BKSL/PCE/J00561 | SYABAS RANTAU PANJANG | R05958 O/D LOJI AIR R/P |  | Pass | null
380082087 | TNB | DISTRIBUTION | KUALA SELANGOR | Existing | 11 kV | PE MV TERMINAL | RYB | BKSL/PCE/J00561 | SYABAS RANTAU PANJANG | R01869 PKNS RANTAU PANJANG |  | Pass | null
380082103 | TNB | DISTRIBUTION | KUALA SELANGOR | Existing | 11 kV | PE MV TERMINAL | RYB | BKSL/PCE/J00516 | BERJUNTAI BESTARI NO 2 | R05055 BJUNTAI BESTARI 1 |  | Pass | null
380082104 | TNB | DISTRIBUTION | KUALA SELANGOR | Existing | 11 kV | PE MV TERMINAL | RYB | BKSL/PCE/J00516 | BERJUNTAI BESTARI NO 2 | R05533 LDG MINYAK |  | Pass | null
380082107 | TNB | DISTRIBUTION | KUALA SELANGOR | Existing | 11 kV | PE MV TERMINAL | RYB | BKSL/PCE/J00516 | BERJUNTAI BESTARI NO 2 | TX - 1000 KVA |  | Pass | null
380082199 | TNB | DISTRIBUTION | KUALA SELANGOR | Existing | 11 kV | PE MV TERMINAL | RYB | BKSL/PCE/J00515 | BERJUNTAI BESTARI NO 1 | R05378 ANGGERIK LAKSANA |  | Pass | null
380082200 | TNB | DISTRIBUTION | KUALA SELANGOR | Existing | 11 kV | PE MV TERMINAL | RYB | BKSL/PCE/J00515 | BERJUNTAI BESTARI NO 1 | R05056 BJUNTAI BESTARI 2 |  | Pass | null
380082203 | TNB | DISTRIBUTION | KUALA SELANGOR | Existing | 11 kV | PE MV TERMINAL | RYB | BKSL/PCE/J00515 | BERJUNTAI BESTARI NO 1 | TX - 750 KVA |  | Pass | null
380082293 | TNB | DISTRIBUTION | KUALA SELANGOR | Existing | 11 kV | PE MV TERMINAL | RYB | BKSL/PCE/J00514 | ANGGERIK LAKSAMANA | R04996 SEGINIAGA |  | Pass | null
380082294 | TNB | DISTRIBUTION | KUALA SELANGOR | Existing | 11 kV | PE MV TERMINAL | RYB | BKSL/PCE/J00514 | ANGGERIK LAKSAMANA | R05053 BJUNTAI BESTARI 1 |  | Pass | null
380082297 | TNB | DISTRIBUTION | KUALA SELANGOR | Existing | 11 kV | PE MV TERMINAL | RYB | BKSL/PCE/J00514 | ANGGERIK LAKSAMANA | TX - 500 KVA |  | Pass | null
380082377 | TNB | DISTRIBUTION | KUALA SELANGOR | Existing | 11 kV | PE MV TERMINAL | RYB | BKSL/PCE/J00513 | SEGINIAGA | PENGGUNA HT |  | Pass | null
380082386 | TNB | DISTRIBUTION | KUALA SELANGOR | Existing | 11 kV | PE MV TERMINAL | RYB | BKSL/PCE/J00513 | SEGINIAGA | R05839 TMN ILMU BESTARI |  | Pass | null
380082397 | TNB | DISTRIBUTION | KUALA SELANGOR | Existing | 11 kV | PE MV TERMINAL | RYB | BKSL/PCE/J00513 | SEGINIAGA | R05377 ANGGERIK LAKSAMANA |  | Pass | null
380082413 | TNB | DISTRIBUTION | KUALA SELANGOR | Existing | 11 kV | PE MV TERMINAL | RYB | BKSL/PCE/J00577 | TMN ILMU BISTARI | R04837 STP UNISEL |  | Pass | null
380082414 | TNB | DISTRIBUTION | KUALA SELANGOR | Existing | 11 kV | PE MV TERMINAL | RYB | BKSL/PCE/J00577 | TMN ILMU BISTARI | R04994 SEGINIAGA |  | Pass | null
380082417 | TNB | DISTRIBUTION | KUALA SELANGOR | Existing | 11 kV | PE MV TERMINAL | RYB | BKSL/PCE/J00577 | TMN ILMU BISTARI | TX - 500 KVA |  | Pass | null
380083469 | TNB | DISTRIBUTION | KUALA SELANGOR | Existing | 11 kV | PE MV TERMINAL | RYB | BKSL/PCE/J00827 | FORWARD SCOPE | R05280 : PE KHUEN HING METAL S/B |  | Pass | null
380083470 | TNB | DISTRIBUTION | KUALA SELANGOR | Existing | 11 kV | PE MV TERMINAL | RYB | BKSL/PCE/J00827 | FORWARD SCOPE | R05407 : VPN MARKETING (M) |  | Pass | null
380083473 | TNB | DISTRIBUTION | KUALA SELANGOR | Existing | 11 kV | PE MV TERMINAL | RYB | BKSL/PCE/J00827 | FORWARD SCOPE | 750KVA |  | Pass | null
380083773 | TNB | DISTRIBUTION | KUALA SELANGOR | Existing | 11 kV | PE MV TERMINAL | RYB | BKSL/PCE/J00409 | ASSIGN PRECISION | R05865 : LITEX METAL SDN BHD |  | Pass | null
380083774 | TNB | DISTRIBUTION | KUALA SELANGOR | Existing | 11 kV | PE MV TERMINAL | RYB | BKSL/PCE/J00409 | ASSIGN PRECISION | R04542 : OHTSUKI SEIKO |  | Pass | null
380083777 | TNB | DISTRIBUTION | KUALA SELANGOR | Existing | 11 kV | PE MV TERMINAL | RYB | BKSL/PCE/J00409 | ASSIGN PRECISION | TX1- 1000KVA |  | Pass | null
380083911 | TNB | DISTRIBUTION | KUALA SELANGOR | Existing | 11 kV | PE MV TERMINAL | RYB | BKSL/PCE/J00809 | PPAJ NO.4 | R06033 : PE PPAJ NO.3 JLN 2/8 |  | Pass | null
380083926 | TNB | DISTRIBUTION | KUALA SELANGOR | Existing | 11 kV | PE MV TERMINAL | RYB | BKSL/PCE/J00809 | PPAJ NO.4 | S01105 : LOJI PEMBENTUNGAN (NO.2) FASA 3 |  | Pass | null
380083927 | TNB | DISTRIBUTION | KUALA SELANGOR | Existing | 11 kV | PE MV TERMINAL | RYB | BKSL/PCE/J00809 | PPAJ NO.4 | R06037 : PASARAYA ECONSAVE ALAM JAYA |  | Pass | null
380083937 | TNB | DISTRIBUTION | KUALA SELANGOR | Existing | 11 kV | PE MV TERMINAL | RYB | BKSL/PCE/J00809 | PPAJ NO.4 | BUSTIE |  | Pass | null
380083940 | TNB | DISTRIBUTION | KUALA SELANGOR | Existing | 11 kV | PE MV TERMINAL | RYB | BKSL/PCE/J00809 | PPAJ NO.4 | TX1- 1000KVA |  | Pass | null
380083949 | TNB | DISTRIBUTION | KUALA SELANGOR | Existing | 11 kV | PE MV TERMINAL | RYB | BKSL/PCE/J00809 | PPAJ NO.4 | BUSTIE |  | Pass | null
380084129 | TNB | DISTRIBUTION | KUALA SELANGOR | Existing | 11 kV | PE MV TERMINAL | RYB | BKSL/PCE/J00805 | PPAJ NO.3 | R06030 : PPAJ NO.6 |  | Pass | null
380084130 | TNB | DISTRIBUTION | KUALA SELANGOR | Existing | 11 kV | PE MV TERMINAL | RYB | BKSL/PCE/J00805 | PPAJ NO.3 | R06034 : PE PPAJ NO 4 JLN PPAJ 1 |  | Pass | null
380084133 | TNB | DISTRIBUTION | KUALA SELANGOR | Existing | 11 kV | PE MV TERMINAL | RYB | BKSL/PCE/J00805 | PPAJ NO.3 | TX-750 KVA |  | Pass | null
380084228 | TNB | DISTRIBUTION | KUALA SELANGOR | Existing | 11 kV | PE MV TERMINAL | RYB | BKSL/PCE/J00804 | PPAJ NO.6 | R06153 : TS ENG WORK ALAM JAYA |  | Pass | null
380084229 | TNB | DISTRIBUTION | KUALA SELANGOR | Existing | 11 kV | PE MV TERMINAL | RYB | BKSL/PCE/J00804 | PPAJ NO.6 | R06031 : PE PPAJ NO.3 JLN 2/8 |  | Pass | null
380084232 | TNB | DISTRIBUTION | KUALA SELANGOR | Existing | 11 kV | PE MV TERMINAL | RYB | BKSL/PCE/J00804 | PPAJ NO.6 | TX1- 1000KVA |  | Pass | null
380084332 | TNB | DISTRIBUTION | KUALA SELANGOR | Existing | 11 kV | PE MV TERMINAL | RYB | BKSL/PCE/J00747 | PADAT BAN GUAT HUAT TAJ JLN 2/6 | R05251 : R/PANGSA IND ALAM JAYA NO.9 |  | Pass | null
380084333 | TNB | DISTRIBUTION | KUALA SELANGOR | Existing | 11 kV | PE MV TERMINAL | RYB | BKSL/PCE/J00747 | PADAT BAN GUAT HUAT TAJ JLN 2/6 | R06327 : MULTIGUNA TIAJ 2 /9 |  | Pass | null
380084336 | TNB | DISTRIBUTION | KUALA SELANGOR | Existing | 11 kV | PE MV TERMINAL | RYB | BKSL/PCE/J00747 | PADAT BAN GUAT HUAT TAJ JLN 2/6 | TX1- 500KVA |  | Pass | null
380084458 | TNB | DISTRIBUTION | KUALA SELANGOR | Existing | 11 kV | PE MV TERMINAL | RYB | BKSL/PCE/J00769 | RUMAH PANGSA INDUSTRI ALAM JAYA NO.9 | TX1- 750KVA |  | Pass | null
380084465 | TNB | DISTRIBUTION | KUALA SELANGOR | Existing | 11 kV | PE MV TERMINAL | RYB | BKSL/PCE/J00769 | RUMAH PANGSA INDUSTRI ALAM JAYA NO.9 | R06389 PDT BAN GUAT HUAT |  | Pass | null
380084473 | TNB | DISTRIBUTION | KUALA SELANGOR | Existing | 11 kV | PE MV TERMINAL | RYB | BKSL/PCE/J00769 | RUMAH PANGSA INDUSTRI ALAM JAYA NO.9 | R04742 : PE IND ALAM JAYA NO 6 |  | Pass | null
380084483 | TNB | DISTRIBUTION | KUALA SELANGOR | Existing | 11 kV | PE MV TERMINAL | RYB | BKSL/PCE/J00769 | RUMAH PANGSA INDUSTRI ALAM JAYA NO.9 | TX2- 1000KVA |  | Pass | null
380084689 | TNB | DISTRIBUTION | KUALA SELANGOR | Existing | 11 kV | PE MV TERMINAL | RYB | BKSL/PCE/J00770 | INDUSTRI ALAM JAYA NO.6 | R05271 : PE IND ALAM JAYA NO.8 |  | Pass | null
380084690 | TNB | DISTRIBUTION | KUALA SELANGOR | Existing | 11 kV | PE MV TERMINAL | RYB | BKSL/PCE/J00770 | INDUSTRI ALAM JAYA NO.6 | R05254 : R/PANGSA IND ALAM JAYA NO.9 |  | Pass | null
380084693 | TNB | DISTRIBUTION | KUALA SELANGOR | Existing | 11 kV | PE MV TERMINAL | RYB | BKSL/PCE/J00770 | INDUSTRI ALAM JAYA NO.6 | TX1- 500KVA |  | Pass | null
380084801 | TNB | DISTRIBUTION | KUALA SELANGOR | Existing | 11 kV | PE MV TERMINAL | RYB | BKSL/PCE/J00771 | INDUSTRI ALAM JAYA NO.8 | TX1- 500KVA |  | Pass | null
380084808 | TNB | DISTRIBUTION | KUALA SELANGOR | Existing | 11 kV | PE MV TERMINAL | RYB | BKSL/PCE/J00771 | INDUSTRI ALAM JAYA NO.8 | R06703 : PE GREAT MARKETING |  | Pass | null
380084816 | TNB | DISTRIBUTION | KUALA SELANGOR | Existing | 11 kV | PE MV TERMINAL | RYB | BKSL/PCE/J00771 | INDUSTRI ALAM JAYA NO.8 | R04739 : PE IND ALAM JAYA NO 6 |  | Pass | null
380084826 | TNB | DISTRIBUTION | KUALA SELANGOR | Existing | 11 kV | PE MV TERMINAL | RYB | BKSL/PCE/J00771 | INDUSTRI ALAM JAYA NO.8 | TX2- 750KVA |  | Pass | null
380085027 | TNB | DISTRIBUTION | KUALA SELANGOR | Existing | 11 kV | PE MV TERMINAL | RYB | BKSL/PCE/J00868 | GREAT MARKETING | R06401 JS CONSC TRUCTION & DEV SDN BHD LOT106 |  | Pass | null
380085028 | TNB | DISTRIBUTION | KUALA SELANGOR | Existing | 11 kV | PE MV TERMINAL | RYB | BKSL/PCE/J00868 | GREAT MARKETING | R05274 : PE IND ALAM JAYA NO.8 |  | Pass | null
380085031 | TNB | DISTRIBUTION | KUALA SELANGOR | Existing | 11 kV | PE MV TERMINAL | RYB | BKSL/PCE/J00868 | GREAT MARKETING | TX1- 500KVA |  | Pass | null
380085170 | TNB | DISTRIBUTION | KUALA SELANGOR | Existing | 11 kV | PE MV TERMINAL | RYB | BKSL/PCE/J00772 | JS CONSC TRUCTION & DEV SDN BHD LOT106 | R06701 : PE GREAT MARKETING |  | Pass | null
380085171 | TNB | DISTRIBUTION | KUALA SELANGOR | Existing | 11 kV | PE MV TERMINAL | RYB | BKSL/PCE/J00772 | JS CONSC TRUCTION & DEV SDN BHD LOT106 | R08066 PE EASTBAY ENG TIAJ 2/8 |  | Pass | null
380085174 | TNB | DISTRIBUTION | KUALA SELANGOR | Existing | 11 kV | PE MV TERMINAL | RYB | BKSL/PCE/J00772 | JS CONSC TRUCTION & DEV SDN BHD LOT106 | TX1- 500KVA |  | Pass | null
380085285 | TNB | DISTRIBUTION | KUALA SELANGOR | Existing | 11 kV | PE MV TERMINAL | RYB | BKSL/PCE/J00773 | MULTI GUNA NO.3 | R08064 PE EASTBAY ENG TIAJ 2/8 |  | Pass | null
380085286 | TNB | DISTRIBUTION | KUALA SELANGOR | Existing | 11 kV | PE MV TERMINAL | RYB | BKSL/PCE/J00773 | MULTI GUNA NO.3 | R06524 : CHUA ENG PHUA |  | Pass | null
380085289 | TNB | DISTRIBUTION | KUALA SELANGOR | Existing | 11 kV | PE MV TERMINAL | RYB | BKSL/PCE/J00773 | MULTI GUNA NO.3 | TX1- 500KVA |  | Pass | null
380085408 | TNB | DISTRIBUTION | KUALA SELANGOR | Existing | 11 kV | PE MV TERMINAL | RYB | BKSL/PCE/J00235 | TMT INDUSTRI | R06012 : SSU PPAJ NO.1 |  | Pass | null
380085412 | TNB | DISTRIBUTION | KUALA SELANGOR | Existing | 11 kV | PE MV TERMINAL | RYB | BKSL/PCE/J00235 | TMT INDUSTRI | PENGGUNA HT |  | Pass | null
380085426 | TNB | DISTRIBUTION | KUALA SELANGOR | Existing | 11 kV | PE MV TERMINAL | RYB | BKSL/PCE/J00235 | TMT INDUSTRI | R07574 : SANDARAN TIAJ 2/5 |  | Pass | null
380085427 | TNB | DISTRIBUTION | KUALA SELANGOR | Existing | 132 kV | PE MV TERMINAL | RYB | BKSL/PCE/J00235 | TMT INDUSTRI | R06301 PADAT MULTIGUNA TMN ALAM JAYA 2/5 |  | Fail | Please check "Nominal Voltage"
380085583 | TNB | DISTRIBUTION | KUALA SELANGOR | Existing | 11 kV | PE MV TERMINAL | RYB | BKSL/PCE/J00419 | RGB INDUSTRIES 2/5 | R06492 : EXTRO GREAT |  | Pass | null
380085584 | TNB | DISTRIBUTION | KUALA SELANGOR | Existing | 11 kV | PE MV TERMINAL | RYB | BKSL/PCE/J00419 | RGB INDUSTRIES 2/5 | R07575 : SANDARAN TIAJ 2/5 |  | Pass | null
380085587 | TNB | DISTRIBUTION | KUALA SELANGOR | Existing | 11 kV | PE MV TERMINAL | RYB | BKSL/PCE/J00419 | RGB INDUSTRIES 2/5 | TX1- 1000KVA |  | Pass | null
380085689 | TNB | DISTRIBUTION | KUALA SELANGOR | Existing | 11 kV | PE MV TERMINAL | RYB | BKSL/PCE/J00757 | EXTRO GREAT | TX1- 750KVA |  | Pass | null
380085696 | TNB | DISTRIBUTION | KUALA SELANGOR | Existing | 11 kV | PE MV TERMINAL | RYB | BKSL/PCE/J00757 | EXTRO GREAT | N/A |  | Pass | null
380085704 | TNB | DISTRIBUTION | KUALA SELANGOR | Existing | 11 kV | PE MV TERMINAL | RYB | BKSL/PCE/J00757 | EXTRO GREAT | R07923 : RGB INDUSTRI 2/5 |  | Pass | null
380085714 | TNB | DISTRIBUTION | KUALA SELANGOR | Existing | 11 kV | PE MV TERMINAL | RYB | BKSL/PCE/J00757 | EXTRO GREAT | TX2- 750KVA |  | Pass | null
380085918 | TNB | DISTRIBUTION | KUALA SELANGOR | Existing | 11 kV | PE MV TERMINAL | RYB | BKSL/PCE/J00844 | R&S PETROLEUM TIAJ 2/4 | R06356 : AIRSTATIC NO.2 ENG |  | Pass | null
380085919 | TNB | DISTRIBUTION | KUALA SELANGOR | Existing | 11 kV | PE MV TERMINAL | RYB | BKSL/PCE/J00844 | R&S PETROLEUM TIAJ 2/4 | R06489 : EXTRO GREAT |  | Pass | null
380085922 | TNB | DISTRIBUTION | KUALA SELANGOR | Existing | 11 kV | PE MV TERMINAL | RYB | BKSL/PCE/J00844 | R&S PETROLEUM TIAJ 2/4 | TX1- 300KVA |  | Pass | null
380086037 | TNB | DISTRIBUTION | KUALA SELANGOR | Existing | 11 kV | PE MV TERMINAL | RYB | BKSL/PCE/J00785 | KLG LOT 7 ALAM JAYA | R06361 : AIRSTATIC NO.1 ENG |  | Pass | null
380086038 | TNB | DISTRIBUTION | KUALA SELANGOR | Existing | 11 kV | PE MV TERMINAL | RYB | BKSL/PCE/J00785 | KLG LOT 7 ALAM JAYA | R05232 : KLG LOT 8 ALAM JAYA |  | Pass | null
380086041 | TNB | DISTRIBUTION | KUALA SELANGOR | Existing | 11 kV | PE MV TERMINAL | RYB | BKSL/PCE/J00785 | KLG LOT 7 ALAM JAYA | TX1- 500KVA |  | Pass | null
380086156 | TNB | DISTRIBUTION | KUALA SELANGOR | Existing | 11 kV | PE MV TERMINAL | RYB | BKSL/PCE/J00784 | KLG LOT 8 ALAM JAYA | R05231 : KLG LOT 7 ALAM JAYA |  | Pass | null
380086157 | TNB | DISTRIBUTION | KUALA SELANGOR | Existing | 11 kV | PE MV TERMINAL | RYB | BKSL/PCE/J00784 | KLG LOT 8 ALAM JAYA | R04592 : KLG LOT 9 ALAM JAYA |  | Pass | null
380086160 | TNB | DISTRIBUTION | KUALA SELANGOR | Existing | 11 kV | PE MV TERMINAL | RYB | BKSL/PCE/J00784 | KLG LOT 8 ALAM JAYA | TX1- 750KVA |  | Pass | null
380086376 | TNB | DISTRIBUTION | KUALA SELANGOR | Existing | 11 kV | PE MV TERMINAL | RYB | BKSL/PCE/J00782 | KLG LOT 9 ALAM JAYA | TX1- 500KVA |  | Pass | null
380086393 | TNB | DISTRIBUTION | KUALA SELANGOR | Existing | 11 kV | PE MV TERMINAL | RYB | BKSL/PCE/J00782 | KLG LOT 9 ALAM JAYA | R05234 : KLG LOT 8 ALAM JAYA |  | Pass | null
380086396 | TNB | DISTRIBUTION | KUALA SELANGOR | Existing | 11 kV | PE MV TERMINAL | RYB | BKSL/PCE/J00782 | KLG LOT 9 ALAM JAYA | R05793 : YL TRADING |  | Pass | null
380086517 | TNB | DISTRIBUTION | KUALA SELANGOR | Existing | 11 kV | PE MV TERMINAL | RYB | BKSL/PCE/J00783 | YL TRADING | R05342 : PE IND ALAM JAYA NO 4 |  | Pass | null
380086518 | TNB | DISTRIBUTION | KUALA SELANGOR | Existing | 11 kV | PE MV TERMINAL | RYB | BKSL/PCE/J00783 | YL TRADING | R04594 : KLG LOT 9 ALAM JAYA |  | Pass | null
380086521 | TNB | DISTRIBUTION | KUALA SELANGOR | Existing | 11 kV | PE MV TERMINAL | RYB | BKSL/PCE/J00783 | YL TRADING | TX1- 500KVA |  | Pass | null
380086635 | TNB | DISTRIBUTION | KUALA SELANGOR | Existing | 11 kV | PE MV TERMINAL | RYB | BKSL/PCE/J00665 | INDUSTRI ALAM JAYA NO.4 | R05346 LOJI AIR ALAM PERDANA P.ALAM |  | Pass | null
380086636 | TNB | DISTRIBUTION | KUALA SELANGOR | Existing | 11 kV | PE MV TERMINAL | RYB | BKSL/PCE/J00665 | INDUSTRI ALAM JAYA NO.4 | R05791 : YL TRADING |  | Pass | null
380086639 | TNB | DISTRIBUTION | KUALA SELANGOR | Existing | 11 kV | PE MV TERMINAL | RYB | BKSL/PCE/J00665 | INDUSTRI ALAM JAYA NO.4 | TX1- 1000KVA |  | Pass | null
380086736 | TNB | DISTRIBUTION | KUALA SELANGOR | Existing | 11 kV | PE MV TERMINAL | RYB | BKSL/PCE/J00298 | APARTMENT ALAM PERDANA 1 | TX2- 1000KVA |  | Pass | null
380086743 | TNB | DISTRIBUTION | KUALA SELANGOR | Existing | 11 kV | PE MV TERMINAL | RYB | BKSL/PCE/J00298 | APARTMENT ALAM PERDANA 1 | R05351 RUMAH PANGSA ALAM PERDANA |  | Pass | null
380086751 | TNB | DISTRIBUTION | KUALA SELANGOR | Existing | 11 kV | PE MV TERMINAL | RYB | BKSL/PCE/J00298 | APARTMENT ALAM PERDANA 1 | R06374 APARTMENT ALAM PERDANA 2 |  | Pass | null
380086761 | TNB | DISTRIBUTION | KUALA SELANGOR | Existing | 11 kV | PE MV TERMINAL | RYB | BKSL/PCE/J00298 | APARTMENT ALAM PERDANA 1 | TX1- 1000KVA |  | Pass | null
380092054 | TNB | DISTRIBUTION | KUALA SELANGOR | Existing | 11 kV | PE MV TERMINAL | RYB | BKSL/PCE/J00648 | SON STAR | 1000KVA |  | Pass | null
380092061 | TNB | DISTRIBUTION | KUALA SELANGOR | Existing | 11 kV | PE MV TERMINAL | RYB | BKSL/PCE/J00648 | SON STAR | R07555 : SSU JASA RINGGIT |  | Pass | null
380092069 | TNB | DISTRIBUTION | KUALA SELANGOR | Existing | 11 kV | PE MV TERMINAL | RYB | BKSL/PCE/J00648 | SON STAR | R01773 : BE PILE |  | Pass | null
380092079 | TNB | DISTRIBUTION | KUALA SELANGOR | Existing | 11 kV | PE MV TERMINAL | RYB | BKSL/PCE/J00648 | SON STAR | 1000KVA |  | Pass | null
380092228 | TNB | DISTRIBUTION | KUALA SELANGOR | Existing | 11 kV | PE MV TERMINAL | RYB | BKSL/SSU/J00012 | SSU JASA RINGGIT | R08317 PE JLN TUNGSTON IJOK |  | Pass | null
380092234 | TNB | DISTRIBUTION | KUALA SELANGOR | Existing | 11 kV | PE MV TERMINAL | RYB | BKSL/SSU/J00012 | SSU JASA RINGGIT | R05878 SSU KOTA PUTERI |  | Pass | null
380092246 | TNB | DISTRIBUTION | KUALA SELANGOR | Existing | 11 kV | PE MV TERMINAL | RYB | BKSL/SSU/J00012 | SSU JASA RINGGIT | R04992 : SON STAR |  | Pass | null
380092261 | TNB | DISTRIBUTION | KUALA SELANGOR | Existing | 11 kV | PE MV TERMINAL | RYB | BKSL/SSU/J00012 | SSU JASA RINGGIT | PENGGUNA HT |  | Pass | null
380092289 | TNB | DISTRIBUTION | KUALA SELANGOR | Existing | 11 kV | PE MV TERMINAL | RYB | BKSL/PCE/J00692 | SSU KOTA PUTERI (CB9) | TX-1000KVA |  | Pass | null
380092295 | TNB | DISTRIBUTION | KUALA SELANGOR | Existing | 11 kV | PE MV TERMINAL | RYB | BKSL/PCE/J00692 | SSU KOTA PUTERI (CB9) | R05889 : KOTA PUTERI PERSIARAN BT ARANG NO.4 |  | Pass | null
380092307 | TNB | DISTRIBUTION | KUALA SELANGOR | Existing | 11 kV | PE MV TERMINAL | RYB | BKSL/PCE/J00692 | SSU KOTA PUTERI (CB9) | SPARE |  | Pass | null
380092319 | TNB | DISTRIBUTION | KUALA SELANGOR | Existing | 11 kV | PE MV TERMINAL | RYB | BKSL/PCE/J00692 | SSU KOTA PUTERI (CB9) | PMU BARG CB8 |  | Pass | null
380092322 | TNB | DISTRIBUTION | KUALA SELANGOR | Existing | 11 kV | PE MV TERMINAL | RYB | BKSL/PCE/J00692 | SSU KOTA PUTERI (CB9) | PMU BARG CB9 |  | Pass | null
380092359 | TNB | DISTRIBUTION | KUALA SELANGOR | Existing | 11 kV | PE MV TERMINAL | RYB | BKSL/PCE/J00821 | LOT 256 SOUTH PROP HOLDING | R06519 : SOUTH PROP NO.2 |  | Pass | null
380092360 | TNB | DISTRIBUTION | KUALA SELANGOR | Existing | 11 kV | PE MV TERMINAL | RYB | BKSL/PCE/J00821 | LOT 256 SOUTH PROP HOLDING | R06398 : POLYMIX PLASTIC BT ARANG |  | Pass | null
380092363 | TNB | DISTRIBUTION | KUALA SELANGOR | Existing | 11 kV | PE MV TERMINAL | RYB | BKSL/PCE/J00821 | LOT 256 SOUTH PROP HOLDING | 750KVA |  | Pass | null
380092678 | TNB | DISTRIBUTION | KUALA SELANGOR | Existing | 11 kV | PE MV TERMINAL | RYB | BKSL/PCE/J00696 | KOTA PUTERI NO.5 JLN KP 5/13 | R01789 MAKMAL PENYELIDIKAN PELURU |  | Pass | null
380092679 | TNB | DISTRIBUTION | KUALA SELANGOR | Existing | 11 kV | PE MV TERMINAL | RYB | BKSL/PCE/J00696 | KOTA PUTERI NO.5 JLN KP 5/13 | R05884 : JLN KOTA PUTERI 5/14B |  | Pass | null
380092682 | TNB | DISTRIBUTION | KUALA SELANGOR | Existing | 11 kV | PE MV TERMINAL | RYB | BKSL/PCE/J00696 | KOTA PUTERI NO.5 JLN KP 5/13 | 750KVA |  | Pass | null
380092772 | TNB | DISTRIBUTION | KUALA SELANGOR | Existing | 11 kV | PE MV TERMINAL | RYB | BKSL/PCE/J00694 | JLN KOTA PUTERI 5/14B | R06070 : KOTA PUTERI NO.5 JLN KP 5/13 |  | Pass | null
380092773 | TNB | DISTRIBUTION | KUALA SELANGOR | Existing | 11 kV | PE MV TERMINAL | RYB | BKSL/PCE/J00694 | JLN KOTA PUTERI 5/14B | R05887 : KOTA PUTERI PERSIARAN BT ARANG NO.4 |  | Pass | null
380092776 | TNB | DISTRIBUTION | KUALA SELANGOR | Existing | 11 kV | PE MV TERMINAL | RYB | BKSL/PCE/J00694 | JLN KOTA PUTERI 5/14B | 1000KVA |  | Pass | null
380092866 | TNB | DISTRIBUTION | KUALA SELANGOR | Existing | 11 kV | PE MV TERMINAL | RYB | BKSL/PCE/J00695 | KOTA PUTERI PERSIARAN BT ARANG NO.4 | R05886 : JLN KOTA PUTERI 5/14B |  | Pass | null
380092867 | TNB | DISTRIBUTION | KUALA SELANGOR | Existing | 11 kV | PE MV TERMINAL | RYB | BKSL/PCE/J00695 | KOTA PUTERI PERSIARAN BT ARANG NO.4 | R05881 : SSU KOTA PUTERI JLN KP 5/5J |  | Pass | null
380092870 | TNB | DISTRIBUTION | KUALA SELANGOR | Existing | 11 kV | PE MV TERMINAL | RYB | BKSL/PCE/J00695 | KOTA PUTERI PERSIARAN BT ARANG NO.4 | 1000KVA |  | Pass | null
380094070 | TNB | DISTRIBUTION | KUALA SELANGOR | Existing | 11 kV | PE MV TERMINAL | RYB | BKSL/PCE/J00653 | SSU UNITED PAPER BOARD | R05257 : WILLY STEEL |  | Pass | null
380094085 | TNB | DISTRIBUTION | KUALA SELANGOR | Existing | 11 kV | PE MV TERMINAL | RYB | BKSL/PCE/J00653 | SSU UNITED PAPER BOARD | R01780 : UNITED PAPER BOARD |  | Pass | null
380094086 | TNB | DISTRIBUTION | KUALA SELANGOR | Existing | 11 kV | PE MV TERMINAL | RYB | BKSL/PCE/J00653 | SSU UNITED PAPER BOARD | R07036 : PE SOO CHEW SHENG |  | Pass | null
380094096 | TNB | DISTRIBUTION | KUALA SELANGOR | Existing | 11 kV | PE MV TERMINAL | RYB | BKSL/PCE/J00653 | SSU UNITED PAPER BOARD | R01784 : UNITED PAPER BOARD |  | Pass | null
380094099 | TNB | DISTRIBUTION | KUALA SELANGOR | Existing | 11 kV | PE MV TERMINAL | RYB | BKSL/PCE/J00653 | SSU UNITED PAPER BOARD | BUSTIE R05065 |  | Pass | null
380094108 | TNB | DISTRIBUTION | KUALA SELANGOR | Existing | 11 kV | PE MV TERMINAL | RYB | BKSL/PCE/J00653 | SSU UNITED PAPER BOARD | BUSTIE R05064 |  | Pass | null
380100659 | TNB | DISTRIBUTION | KUALA SELANGOR | Existing | 11 kV | PE MV TERMINAL | RYB | BKSL/PCE/J00133 | SW/STN SG RAMBAI ESTET | R02756 KG SG RAMBAI |  | Pass | null
380100662 | TNB | DISTRIBUTION | KUALA SELANGOR | Existing | 11 kV | PE MV TERMINAL | RYB | BKSL/PCE/J00133 | SW/STN SG RAMBAI ESTET | TX1-300kVA |  | Pass | null
380100679 | TNB | DISTRIBUTION | KUALA SELANGOR | Existing | 11 kV | PE MV TERMINAL | RYB | BKSL/PCE/J00133 | SW/STN SG RAMBAI ESTET | S01337 R/PAM AIR JPS KG ASAHAN |  | Pass | null
380100682 | TNB | DISTRIBUTION | KUALA SELANGOR | Existing | 11 kV | PE MV TERMINAL | RYB | BKSL/PCE/J00133 | SW/STN SG RAMBAI ESTET | S00069 SG RAMBAI NO 1 |  | Pass | null
380100777 | TNB | DISTRIBUTION | KUALA SELANGOR | Existing | 11 kV | PE MV TERMINAL | RYB | BKSL/PCE/J00036 | SG RAMBAI NO 2 | SPUR |  | Pass | null
380100778 | TNB | DISTRIBUTION | KUALA SELANGOR | Existing | 11 kV | PE MV TERMINAL | RYB | BKSL/PCE/J00036 | SG RAMBAI NO 2 | S00067 SG RAMBAI NO 1 |  | Pass | null
380100781 | TNB | DISTRIBUTION | KUALA SELANGOR | Existing | 11 kV | PE MV TERMINAL | RYB | BKSL/PCE/J00036 | SG RAMBAI NO 2 | TX1-300kVA |  | Pass | null
380100873 | TNB | DISTRIBUTION | KUALA SELANGOR | Existing | 11 kV | PE MV TERMINAL | RYB | BKSL/PCE/J00136 | R/PAM AIR JPS KG ASAHAN | S00062 KG ASAHAN |  | Pass | null
380100874 | TNB | DISTRIBUTION | KUALA SELANGOR | Existing | 11 kV | PE MV TERMINAL | RYB | BKSL/PCE/J00136 | R/PAM AIR JPS KG ASAHAN | S00066 SW/STN SG RAMBAI ESTET |  | Pass | null
380100877 | TNB | DISTRIBUTION | KUALA SELANGOR | Existing | 11 kV | PE MV TERMINAL | RYB | BKSL/PCE/J00136 | R/PAM AIR JPS KG ASAHAN | TX1-1000kVA |  | Pass | null
380101061 | TNB | DISTRIBUTION | KUALA SELANGOR | Existing | 11 kV | PE MV TERMINAL | RYB | BKSL/PCE/J00033 | LDG SEL RIVER SIDE | S00058 PKNS KG KUANTAN |  | Pass | null
380101062 | TNB | DISTRIBUTION | KUALA SELANGOR | Existing | 11 kV | PE MV TERMINAL | RYB | BKSL/PCE/J00033 | LDG SEL RIVER SIDE | S00064 KG ASAHAN |  | Pass | null
380101065 | TNB | DISTRIBUTION | KUALA SELANGOR | Existing | 11 kV | PE MV TERMINAL | RYB | BKSL/PCE/J00033 | LDG SEL RIVER SIDE | TX1-300kVA |  | Pass | null
380101155 | TNB | DISTRIBUTION | KUALA SELANGOR | Existing | 11 kV | PE MV TERMINAL | RYB | BKSL/PCE/J00032 | PKNS KG KUANTAN | S00053 KG KUANTAN |  | Pass | null
380101156 | TNB | DISTRIBUTION | KUALA SELANGOR | Existing | 11 kV | PE MV TERMINAL | RYB | BKSL/PCE/J00032 | PKNS KG KUANTAN | S00059 LDG SEL RIVER SIDE |  | Pass | null
380101159 | TNB | DISTRIBUTION | KUALA SELANGOR | Existing | 11 kV | PE MV TERMINAL | RYB | BKSL/PCE/J00032 | PKNS KG KUANTAN | TX1-1000kVA |  | Pass | null
380101242 | TNB | DISTRIBUTION | KUALA SELANGOR | Existing | 11 kV | PE MV TERMINAL | RYB | BKSL/PCE/J00484 | KG JAYA SETIA | R01790 LOJI AIR BKT BDG |  | Pass | null
380101258 | TNB | DISTRIBUTION | KUALA SELANGOR | Existing | 11 kV | PE MV TERMINAL | RYB | BKSL/PCE/J00484 | KG JAYA SETIA | R06759 AMAN SURIA |  | Pass | null
380101268 | TNB | DISTRIBUTION | KUALA SELANGOR | Existing | 11 kV | PE MV TERMINAL | RYB | BKSL/PCE/J00484 | KG JAYA SETIA | BUSTIE |  | Pass | null
380101271 | TNB | DISTRIBUTION | KUALA SELANGOR | Existing | 11 kV | PE MV TERMINAL | RYB | BKSL/PCE/J00484 | KG JAYA SETIA | TX-300KVA |  | Pass | null
380101280 | TNB | DISTRIBUTION | KUALA SELANGOR | Existing | 11 kV | PE MV TERMINAL | RYB | BKSL/PCE/J00484 | KG JAYA SETIA | BUSTIE |  | Pass | null
380101424 | TNB | DISTRIBUTION | KUALA SELANGOR | Existing | 11 kV | PE MV TERMINAL | RYB | BKSL/PCE/J00484 | KG JAYA SETIA | JAYA SETIA A/T: N/A |  | Pass | null
380101438 | TNB | DISTRIBUTION | KUALA SELANGOR | Existing | 11 kV | PE MV TERMINAL | RYB | BKSL/PCE/J00484 | KG JAYA SETIA | R07579 SSU IND B.BADONG |  | Pass | null
380101448 | TNB | DISTRIBUTION | KUALA SELANGOR | Existing | 11 kV | PE MV TERMINAL | RYB | BKSL/PCE/J00484 | KG JAYA SETIA | PMU BBDG Fdr8 |  | Pass | null
380101473 | TNB | DISTRIBUTION | KUALA SELANGOR | Existing | 11 kV | PE MV TERMINAL | RYB | BKSL/PCE/J00485 | JAYA SETIA A/T | SPUR |  | Pass | null
380101474 | TNB | DISTRIBUTION | KUALA SELANGOR | Existing | 11 kV | PE MV TERMINAL | RYB | BKSL/PCE/J00485 | JAYA SETIA A/T | R00555 KG JAYA SETIA |  | Pass | null
380101477 | TNB | DISTRIBUTION | KUALA SELANGOR | Existing | 11 kV | PE MV TERMINAL | RYB | BKSL/PCE/J00485 | JAYA SETIA A/T | TX-500KVA |  | Pass | null
380101555 | TNB | DISTRIBUTION | KUALA SELANGOR | Existing | 11 kV | PE MV TERMINAL | RYB | BKSL/PCE/J00407 | INDUSTRI BUKIT BADONG B | TX2-1000kVA |  | Pass | null
380101562 | TNB | DISTRIBUTION | KUALA SELANGOR | Existing | 11 kV | PE MV TERMINAL | RYB | BKSL/PCE/J00407 | INDUSTRI BUKIT BADONG B | R07589 TMN INDUSTRI BUKIT BADONG A |  | Pass | null
380101570 | TNB | DISTRIBUTION | KUALA SELANGOR | Existing | 11 kV | PE MV TERMINAL | RYB | BKSL/PCE/J00407 | INDUSTRI BUKIT BADONG B | R07578 SSU TMN INDUSTRI BUKIT BADONG |  | Pass | null
380101580 | TNB | DISTRIBUTION | KUALA SELANGOR | Existing | 11 kV | PE MV TERMINAL | RYB | BKSL/PCE/J00407 | INDUSTRI BUKIT BADONG B | TX1-1000kVA |  | Pass | null
380101726 | TNB | DISTRIBUTION | KUALA SELANGOR | Existing | 11 kV | PE MV TERMINAL | RYB | BKSL/PCE/J00406 | INDUSTRI BUKIT BADONG A | TX2-1000kVA |  | Pass | null
380101733 | TNB | DISTRIBUTION | KUALA SELANGOR | Existing | 11 kV | PE MV TERMINAL | RYB | BKSL/PCE/J00406 | INDUSTRI BUKIT BADONG A | R07582 SSU TMN INDUSTRI BUKIT BADONG |  | Pass | null
380101741 | TNB | DISTRIBUTION | KUALA SELANGOR | Existing | 11 kV | PE MV TERMINAL | RYB | BKSL/PCE/J00406 | INDUSTRI BUKIT BADONG A | R07588 TMN INDUSTRI BUKIT BADONG B |  | Pass | null
380101751 | TNB | DISTRIBUTION | KUALA SELANGOR | Existing | 11 kV | PE MV TERMINAL | RYB | BKSL/PCE/J00406 | INDUSTRI BUKIT BADONG A | TX1-1000kVA |  | Pass | null
380101894 | TNB | DISTRIBUTION | KUALA SELANGOR | Existing | 11 kV | PE MV TERMINAL | RYB | BKSL/PCE/J00633 | TAMAN HARMONI | PMU BBDG Fdr 9 |  | Pass | null
380101897 | TNB | DISTRIBUTION | KUALA SELANGOR | Existing | 11 kV | PE MV TERMINAL | RYB | BKSL/PCE/J00633 | TAMAN HARMONI | TX1-300kVA |  | Pass | null
380101914 | TNB | DISTRIBUTION | KUALA SELANGOR | Existing | 11 kV | PE MV TERMINAL | RYB | BKSL/PCE/J00633 | TAMAN HARMONI | R06128 RUMAH KEDAI IJOK |  | Pass | null
380101917 | TNB | DISTRIBUTION | KUALA SELANGOR | Existing | 11 kV | PE MV TERMINAL | RYB | BKSL/PCE/J00633 | TAMAN HARMONI | R06229 LIM & LIM HARDWARE |  | Pass | null
380102014 | TNB | DISTRIBUTION | KUALA SELANGOR | Existing | 11 kV | PE MV TERMINAL | RYB | BKSL/PCE/J00634 | RUMAH KEDAI IJOK | R03466 PADAT JLN BKT ROBINSON |  | Pass | null
380102015 | TNB | DISTRIBUTION | KUALA SELANGOR | Existing | 11 kV | PE MV TERMINAL | RYB | BKSL/PCE/J00634 | RUMAH KEDAI IJOK | R05150 TAMAN HARMONI |  | Pass | null
380102018 | TNB | DISTRIBUTION | KUALA SELANGOR | Existing | 11 kV | PE MV TERMINAL | RYB | BKSL/PCE/J00634 | RUMAH KEDAI IJOK | TX1-500kVA |  | Pass | null
380102108 | TNB | DISTRIBUTION | KUALA SELANGOR | Existing | 11 kV | PE MV TERMINAL | RYB | BKSL/PCE/J00848 | TAMAN DAMAI IJOK | R05180 LEE LEE KONG |  | Pass | null
380102109 | TNB | DISTRIBUTION | KUALA SELANGOR | Existing | 11 kV | PE MV TERMINAL | RYB | BKSL/PCE/J00848 | TAMAN DAMAI IJOK | R03468 PADAT JLN BKT ROBINSON |  | Pass | null
380102112 | TNB | DISTRIBUTION | KUALA SELANGOR | Existing | 11 kV | PE MV TERMINAL | RYB | BKSL/PCE/J00848 | TAMAN DAMAI IJOK | TX1-1000kVA |  | Pass | null
380102202 | TNB | DISTRIBUTION | KUALA SELANGOR | Existing | 11 kV | PE MV TERMINAL | RYB | BKSL/PCE/J00684 | PADAT JLN BKT ROBINSON | R06943 PADAT TAMAN IJOK DAMAI |  | Pass | null
380102203 | TNB | DISTRIBUTION | KUALA SELANGOR | Existing | 11 kV | PE MV TERMINAL | RYB | BKSL/PCE/J00684 | PADAT JLN BKT ROBINSON | R06130 RUMAH KEDAI IJOK |  | Pass | null
380102206 | TNB | DISTRIBUTION | KUALA SELANGOR | Existing | 11 kV | PE MV TERMINAL | RYB | BKSL/PCE/J00684 | PADAT JLN BKT ROBINSON | TX1-1000kVA |  | Pass | null
380102372 | TNB | DISTRIBUTION | KUALA SELANGOR | Existing | 11 kV | PE MV TERMINAL | RYB | BKSL/PCE/J00683 | LEE LEE KONG | R05361 TMN IJOK UTAMA |  | Pass | null
380102373 | TNB | DISTRIBUTION | KUALA SELANGOR | Existing | 11 kV | PE MV TERMINAL | RYB | BKSL/PCE/J00683 | LEE LEE KONG | R06947 PADAT TAMAN IJOK DAMAI |  | Pass | null
380102376 | TNB | DISTRIBUTION | KUALA SELANGOR | Existing | 11 kV | PE MV TERMINAL | RYB | BKSL/PCE/J00683 | LEE LEE KONG | TX1-300kVA |  | Pass | null
380102456 | TNB | DISTRIBUTION | KUALA SELANGOR | Existing | 11 kV | PE MV TERMINAL | RYB | BKSL/PCE/J00682 | TMN IJOK UTAMA | TX1-1000kVA |  | Pass | null
380102463 | TNB | DISTRIBUTION | KUALA SELANGOR | Existing | 11 kV | PE MV TERMINAL | RYB | BKSL/PCE/J00682 | TMN IJOK UTAMA | R04174 TAMAN SEJATI |  | Pass | null
380102471 | TNB | DISTRIBUTION | KUALA SELANGOR | Existing | 11 kV | PE MV TERMINAL | RYB | BKSL/PCE/J00682 | TMN IJOK UTAMA | R05182 LEE LEE KONG |  | Pass | null
380102481 | TNB | DISTRIBUTION | KUALA SELANGOR | Existing | 11 kV | PE MV TERMINAL | RYB | BKSL/PCE/J00682 | TMN IJOK UTAMA | TX2-1000kVA |  | Pass | null
380102811 | TNB | DISTRIBUTION | KUALA SELANGOR | Existing | 11 kV | PE MV TERMINAL | RYB | BKSL/PCE/J00825 | TAMAN SEJATI JALAN 9 | R07397 TMN IJOK UTAMA NO 2 |  | Pass | null
380102837 | TNB | DISTRIBUTION | KUALA SELANGOR | Existing | 11 kV | PE MV TERMINAL | RYB | BKSL/PCE/J00825 | TAMAN SEJATI JALAN 9 | SPARE |  | Pass | null
380102839 | TNB | DISTRIBUTION | KUALA SELANGOR | Existing | 11 kV | PE MV TERMINAL | RYB | BKSL/PCE/J00825 | TAMAN SEJATI JALAN 9 | R04175 TAMAN SEJATI |  | Pass | null
380102845 | TNB | DISTRIBUTION | KUALA SELANGOR | Existing | 11 kV | PE MV TERMINAL | RYB | BKSL/PCE/J00825 | TAMAN SEJATI JALAN 9 | TX2-500kVA |  | Pass | null
380102846 | TNB | DISTRIBUTION | KUALA SELANGOR | Existing | 11 kV | PE MV TERMINAL | RYB | BKSL/PCE/J00825 | TAMAN SEJATI JALAN 9 | TX1-500kVA |  | Pass | null
380102992 | TNB | DISTRIBUTION | KUALA SELANGOR | Existing | 11 kV | PE MV TERMINAL | RYB | BKSL/PCE/J00389 | TMN IJOK UTAMA NO 2 | TX2-750kVA |  | Pass | null
380102999 | TNB | DISTRIBUTION | KUALA SELANGOR | Existing | 11 kV | PE MV TERMINAL | RYB | BKSL/PCE/J00389 | TMN IJOK UTAMA NO 2 | R05984 TMN SRI IJOK |  | Pass | null
380103007 | TNB | DISTRIBUTION | KUALA SELANGOR | Existing | 11 kV | PE MV TERMINAL | RYB | BKSL/PCE/J00389 | TMN IJOK UTAMA NO 2 | R06707 TAMAN SEJATI JALAN 9 |  | Pass | null
380103017 | TNB | DISTRIBUTION | KUALA SELANGOR | Existing | 11 kV | PE MV TERMINAL | RYB | BKSL/PCE/J00389 | TMN IJOK UTAMA NO 2 | TX1-300kVA |  | Pass | null
380103175 | TNB | DISTRIBUTION | KUALA SELANGOR | Existing | 11 kV | PE MV TERMINAL | RYB | BKSL/PCE/J00680 | TMN SRI IJOK | R04252 TMN KOPERASI BENA IJOK |  | Pass | null
380103176 | TNB | DISTRIBUTION | KUALA SELANGOR | Existing | 11 kV | PE MV TERMINAL | RYB | BKSL/PCE/J00680 | TMN SRI IJOK | R07399 TMN IJOK UTAMA NO 2 |  | Pass | null
380103179 | TNB | DISTRIBUTION | KUALA SELANGOR | Existing | 11 kV | PE MV TERMINAL | RYB | BKSL/PCE/J00680 | TMN SRI IJOK | TX1-500kVA |  | Pass | null
380103269 | TNB | DISTRIBUTION | KUALA SELANGOR | Existing | 11 kV | PE MV TERMINAL | RYB | BKSL/PCE/J00679 | TMN KOPERASI BENA IJOK | R03623 PADAT BT. 8 IJOK |  | Pass | null
380103270 | TNB | DISTRIBUTION | KUALA SELANGOR | Existing | 11 kV | PE MV TERMINAL | RYB | BKSL/PCE/J00679 | TMN KOPERASI BENA IJOK | R05986 TMN SRI IJOK |  | Pass | null
380103273 | TNB | DISTRIBUTION | KUALA SELANGOR | Existing | 11 kV | PE MV TERMINAL | RYB | BKSL/PCE/J00679 | TMN KOPERASI BENA IJOK | TX1-1000kVA |  | Pass | null
380103365 | TNB | DISTRIBUTION | KUALA SELANGOR | Existing | 11 kV | PE MV TERMINAL | RYB | BKSL/PCE/J00678 | PADAT BT. 8 IJOK | R03936 KG BKT BADONG NO 2 A/T |  | Pass | null
380103366 | TNB | DISTRIBUTION | KUALA SELANGOR | Existing | 11 kV | PE MV TERMINAL | RYB | BKSL/PCE/J00678 | PADAT BT. 8 IJOK | R04254 TMN KOPERASI BENA IJOK |  | Pass | null
380103369 | TNB | DISTRIBUTION | KUALA SELANGOR | Existing | 11 kV | PE MV TERMINAL | RYB | BKSL/PCE/J00678 | PADAT BT. 8 IJOK | TX1-300kVA |  | Pass | null
380103471 | TNB | DISTRIBUTION | KUALA SELANGOR | Existing | 11 kV | PE MV TERMINAL | RYB | BKSL/PCE/J00677 | KG BKT BADONG NO 2 A/T | R03625 PADAT BT. 8 IJOK |  | Pass | null
380103472 | TNB | DISTRIBUTION | KUALA SELANGOR | Existing | 11 kV | PE MV TERMINAL | RYB | BKSL/PCE/J00677 | KG BKT BADONG NO 2 A/T | R03442 KG BKT BADONG NO 1 A/T |  | Pass | null
380103475 | TNB | DISTRIBUTION | KUALA SELANGOR | Existing | 11 kV | PE MV TERMINAL | RYB | BKSL/PCE/J00677 | KG BKT BADONG NO 2 A/T | TX1-500kVA |  | Pass | null
380103565 | TNB | DISTRIBUTION | KUALA SELANGOR | Existing | 11 kV | PE MV TERMINAL | RYB | BKSL/PCE/J00676 | KG BKT BADONG NO 1 A/T | R01795 KG BKT BADONG |  | Pass | null
380103566 | TNB | DISTRIBUTION | KUALA SELANGOR | Existing | 11 kV | PE MV TERMINAL | RYB | BKSL/PCE/J00676 | KG BKT BADONG NO 1 A/T | R03934 KG BKT BADONG NO 2 A/T |  | Pass | null
380103569 | TNB | DISTRIBUTION | KUALA SELANGOR | Existing | 11 kV | PE MV TERMINAL | RYB | BKSL/PCE/J00676 | KG BKT BADONG NO 1 A/T | TX1-300kVA |  | Pass | null
380103646 | TNB | DISTRIBUTION | KUALA SELANGOR | Existing | 11 kV | PE MV TERMINAL | RYB | BKSL/PCE/J00675 | KG BKT BADONG | R01800 KG BKT BADONG NO 1 A/T |  | Pass | null
380103672 | TNB | DISTRIBUTION | KUALA SELANGOR | Existing | 11 kV | PE MV TERMINAL | RYB | BKSL/PCE/J00675 | KG BKT BADONG | SPARE |  | Pass | null
380103674 | TNB | DISTRIBUTION | KUALA SELANGOR | Existing | 11 kV | PE MV TERMINAL | RYB | BKSL/PCE/J00675 | KG BKT BADONG | R00512 ISITO |  | Pass | null
380103680 | TNB | DISTRIBUTION | KUALA SELANGOR | Existing | 11 kV | PE MV TERMINAL | RYB | BKSL/PCE/J00675 | KG BKT BADONG | SPARE |  | Pass | null
380103681 | TNB | DISTRIBUTION | KUALA SELANGOR | Existing | 11 kV | PE MV TERMINAL | RYB | BKSL/PCE/J00675 | KG BKT BADONG | TX1-500kVA |  | Pass | null
380103927 | TNB | DISTRIBUTION | KUALA SELANGOR | Existing | 11 kV | PE MV TERMINAL | RYB | BKSL/PCE/J00673 | ISITO | R01824 IBU SAWAT TELEKOM IJOK |  | Pass | null
380103931 | TNB | DISTRIBUTION | KUALA SELANGOR | Existing | 11 kV | PE MV TERMINAL | RYB | BKSL/PCE/J00673 | ISITO | TX1-750kVA |  | Pass | null
380103933 | TNB | DISTRIBUTION | KUALA SELANGOR | Existing | 11 kV | PE MV TERMINAL | RYB | BKSL/PCE/J00673 | ISITO | R01794 KG BKT BADONG |  | Pass | null
380103974 | TNB | DISTRIBUTION | KUALA SELANGOR | Existing | 11 kV | PE MV TERMINAL | RYB | BKSL/PCE/J00673 | ISITO | PENGGUNA HT 11kV |  | Pass | null
380104067 | TNB | DISTRIBUTION | KUALA SELANGOR | Existing | 11 kV | PE MV TERMINAL | RYB | BKSL/PCE/J00598 | IBU SAWAT TELEKOM IJOK | R01827 SOUTHERN FURNITURE |  | Pass | null
380104068 | TNB | DISTRIBUTION | KUALA SELANGOR | Existing | 11 kV | PE MV TERMINAL | RYB | BKSL/PCE/J00598 | IBU SAWAT TELEKOM IJOK | R00516 ISITO IJOK |  | Pass | null
380104071 | TNB | DISTRIBUTION | KUALA SELANGOR | Existing | 11 kV | PE MV TERMINAL | RYB | BKSL/PCE/J00598 | IBU SAWAT TELEKOM IJOK | TX1-100kVA |  | Pass | null
380104973 | TNB | DISTRIBUTION | KUALA SELANGOR | Existing | 11 kV | PE MV TERMINAL | RYB | BKSL/PCE/J00751 | GUPPY PLASTIC NO.2 ALAM JAYA | R05673 GUPPY PLASTIC NO.3 ALAM JAYA |  | Pass | null
380104974 | TNB | DISTRIBUTION | KUALA SELANGOR | Existing | 11 kV | PE MV TERMINAL | RYB | BKSL/PCE/J00751 | GUPPY PLASTIC NO.2 ALAM JAYA | R06280 PADAT MULTI GUNA TMN ALAM JAYA 2/1 |  | Pass | null
380104977 | TNB | DISTRIBUTION | KUALA SELANGOR | Existing | 11 kV | PE MV TERMINAL | RYB | BKSL/PCE/J00751 | GUPPY PLASTIC NO.2 ALAM JAYA | TX1-500KVA |  | Pass | null
380105067 | TNB | DISTRIBUTION | KUALA SELANGOR | Existing | 11 kV | PE MV TERMINAL | RYB | BKSL/PCE/J00752 | GUPPY PLASTIC NO.3 ALAM JAYA | R07281 HLCT LAND TIAJ 2/1 |  | Pass | null
380105068 | TNB | DISTRIBUTION | KUALA SELANGOR | Existing | 11 kV | PE MV TERMINAL | RYB | BKSL/PCE/J00752 | GUPPY PLASTIC NO.3 ALAM JAYA | R05668 GUPPY PLASTIC NO.2 ALAM JAYA |  | Pass | null
380105071 | TNB | DISTRIBUTION | KUALA SELANGOR | Existing | 11 kV | PE MV TERMINAL | RYB | BKSL/PCE/J00752 | GUPPY PLASTIC NO.3 ALAM JAYA | TX1-500KVA |  | Pass | null
380105183 | TNB | DISTRIBUTION | KUALA SELANGOR | Existing | 11 kV | PE MV TERMINAL | RYB | BKSL/PCE/J00870 | HLCT LAND TIAJ 2/1 | R05671 GUPPY PLASTIC NO.3 ALAM JAYA |  | Pass | null
380105186 | TNB | DISTRIBUTION | KUALA SELANGOR | Existing | 11 kV | PE MV TERMINAL | RYB | BKSL/PCE/J00870 | HLCT LAND TIAJ 2/1 | TX1-500KVA |  | Pass | null
380105203 | TNB | DISTRIBUTION | KUALA SELANGOR | Existing | 11 kV | PE MV TERMINAL | RYB | BKSL/PCE/J00870 | HLCT LAND TIAJ 2/1 | SPARE |  | Pass | null
380105206 | TNB | DISTRIBUTION | KUALA SELANGOR | Existing | 11 kV | PE MV TERMINAL | RYB | BKSL/PCE/J00870 | HLCT LAND TIAJ 2/1 | R04336 PLANTFIELD NO.1 |  | Pass | null
380105289 | TNB | DISTRIBUTION | KUALA SELANGOR | Existing | 11 kV | PE MV TERMINAL | RYB | BKSL/PCE/J00753 | PLANTFIELD NO.1 | TX1-500KVA |  | Pass | null
380105296 | TNB | DISTRIBUTION | KUALA SELANGOR | Existing | 11 kV | PE MV TERMINAL | RYB | BKSL/PCE/J00753 | PLANTFIELD NO.1 | R05395 PLANTFIELD NO.2 |  | Pass | null
380105304 | TNB | DISTRIBUTION | KUALA SELANGOR | Existing | 11 kV | PE MV TERMINAL | RYB | BKSL/PCE/J00753 | PLANTFIELD NO.1 | R07278 HLCT LAND TIAJ 2/1 |  | Pass | null
380105314 | TNB | DISTRIBUTION | KUALA SELANGOR | Existing | 11 kV | PE MV TERMINAL | RYB | BKSL/PCE/J00753 | PLANTFIELD NO.1 | TX2-300KVA |  | Pass | null
380105460 | TNB | DISTRIBUTION | KUALA SELANGOR | Existing | 11 kV | PE MV TERMINAL | RYB | BKSL/PCE/J00754 | PLANTFIELD NO.2 | TX1-300KVA |  | Pass | null
380105467 | TNB | DISTRIBUTION | KUALA SELANGOR | Existing | 11 kV | PE MV TERMINAL | RYB | BKSL/PCE/J00754 | PLANTFIELD NO.2 | R05501 MULTIGUNA CON & DEV |  | Pass | null
380105475 | TNB | DISTRIBUTION | KUALA SELANGOR | Existing | 11 kV | PE MV TERMINAL | RYB | BKSL/PCE/J00754 | PLANTFIELD NO.2 | R04337 PLANTFIELD NO.1 |  | Pass | null
380105485 | TNB | DISTRIBUTION | KUALA SELANGOR | Existing | 11 kV | PE MV TERMINAL | RYB | BKSL/PCE/J00754 | PLANTFIELD NO.2 | TX2-300KVA |  | Pass | null
380105643 | TNB | DISTRIBUTION | KUALA SELANGOR | Existing | 11 kV | PE MV TERMINAL | RYB | BKSL/PCE/J00795 | MULTIGUNA CONSTRUCTION & DEV JLN 2/6 AL | R04589 KLG LOT 58,ALAM MUTIARA |  | Pass | null
380105644 | TNB | DISTRIBUTION | KUALA SELANGOR | Existing | 11 kV | PE MV TERMINAL | RYB | BKSL/PCE/J00795 | MULTIGUNA CONSTRUCTION & DEV JLN 2/6 AL | R04537 ICE CUBE |  | Pass | null
380105647 | TNB | DISTRIBUTION | KUALA SELANGOR | Existing | 11 kV | PE MV TERMINAL | RYB | BKSL/PCE/J00795 | MULTIGUNA CONSTRUCTION & DEV JLN 2/6 AL | TX1-500KVA |  | Pass | null
380105737 | TNB | DISTRIBUTION | KUALA SELANGOR | Existing | 11 kV | PE MV TERMINAL | RYB | BKSL/PCE/J00869 | MACHMAR INDS NO.2 | R06849 MACHMAR INDS NO.2 |  | Pass | null
380105738 | TNB | DISTRIBUTION | KUALA SELANGOR | Existing | 11 kV | PE MV TERMINAL | RYB | BKSL/PCE/J00869 | MACHMAR INDS NO.2 | R05402 MARKLON INDS |  | Pass | null
380105741 | TNB | DISTRIBUTION | KUALA SELANGOR | Existing | 11 kV | PE MV TERMINAL | RYB | BKSL/PCE/J00869 | MACHMAR INDS NO.2 | TX1-1000KVA |  | Pass | null
380105831 | TNB | DISTRIBUTION | KUALA SELANGOR | Existing | 11 kV | PE MV TERMINAL | RYB | BKSL/PCE/J00758 | MARKLON INDS | F6 PPU PLTF |  | Pass | null
380105832 | TNB | DISTRIBUTION | KUALA SELANGOR | Existing | 11 kV | PE MV TERMINAL | RYB | BKSL/PCE/J00758 | MARKLON INDS | R05401 MACHMAR INDS |  | Pass | null
380105835 | TNB | DISTRIBUTION | KUALA SELANGOR | Existing | 11 kV | PE MV TERMINAL | RYB | BKSL/PCE/J00758 | MARKLON INDS | TX1-750KVA |  | Pass | null
380105925 | TNB | DISTRIBUTION | KUALA SELANGOR | Existing | 11 kV | PE MV TERMINAL | RYB | BKSL/PCE/J00756 | MACHMAR INDS | R05503 MULTIGUNA CON & DEV |  | Pass | null
380105926 | TNB | DISTRIBUTION | KUALA SELANGOR | Existing | 11 kV | PE MV TERMINAL | RYB | BKSL/PCE/J00756 | MACHMAR INDS | R05399 MACHMAR INDS |  | Pass | null
380105929 | TNB | DISTRIBUTION | KUALA SELANGOR | Existing | 11 kV | PE MV TERMINAL | RYB | BKSL/PCE/J00756 | MACHMAR INDS | TX1-300KVA |  | Pass | null
380106007 | TNB | DISTRIBUTION | KUALA SELANGOR | Existing | 11 kV | PE MV TERMINAL | RYB | BKSL/PCE/J00719 | FASA 3A 2 PUNCAK ALAM | TX1-1000KVA |  | Pass | null
380106014 | TNB | DISTRIBUTION | KUALA SELANGOR | Existing | 11 kV | PE MV TERMINAL | RYB | BKSL/PCE/J00719 | FASA 3A 2 PUNCAK ALAM | S01125 APRT NO.4 PUNCAK ALAM |  | Pass | null
380106022 | TNB | DISTRIBUTION | KUALA SELANGOR | Existing | 11 kV | PE MV TERMINAL | RYB | BKSL/PCE/J00719 | FASA 3A 2 PUNCAK ALAM | S01102 STESEN SUIS FASA 3A PUNCAK ALAM |  | Pass | null
380106032 | TNB | DISTRIBUTION | KUALA SELANGOR | Existing | 11 kV | PE MV TERMINAL | RYB | BKSL/PCE/J00719 | FASA 3A 2 PUNCAK ALAM | TX2-1000KVA |  | Pass | null
380106178 | TNB | DISTRIBUTION | KUALA SELANGOR | Existing | 11 kV | PE MV TERMINAL | RYB | BKSL/PCE/J00720 | APRT NO.4 PUNCAK ALAM | TX1-1000KVA |  | Pass | null
380106185 | TNB | DISTRIBUTION | KUALA SELANGOR | Existing | 11 kV | PE MV TERMINAL | RYB | BKSL/PCE/J00720 | APRT NO.4 PUNCAK ALAM | S01121 APRT NO.3 PUNCAK ALAM |  | Pass | null
380106193 | TNB | DISTRIBUTION | KUALA SELANGOR | Existing | 11 kV | PE MV TERMINAL | RYB | BKSL/PCE/J00720 | APRT NO.4 PUNCAK ALAM | S01097 FASA 3A 2 PUNCAK ALAM |  | Pass | null
380106203 | TNB | DISTRIBUTION | KUALA SELANGOR | Existing | 11 kV | PE MV TERMINAL | RYB | BKSL/PCE/J00720 | APRT NO.4 PUNCAK ALAM | TX2-1000KVA |  | Pass | null
380106349 | TNB | DISTRIBUTION | KUALA SELANGOR | Existing | 11 kV | PE MV TERMINAL | RYB | BKSL/PCE/J00721 | APRT NO.3 PUNCAK ALAM | TX1-1000KVA |  | Pass | null
380106356 | TNB | DISTRIBUTION | KUALA SELANGOR | Existing | 11 kV | PE MV TERMINAL | RYB | BKSL/PCE/J00721 | APRT NO.3 PUNCAK ALAM | S01117 APRT NO.2 PUNCAK ALAM |  | Pass | null
380106364 | TNB | DISTRIBUTION | KUALA SELANGOR | Existing | 11 kV | PE MV TERMINAL | RYB | BKSL/PCE/J00721 | APRT NO.3 PUNCAK ALAM | S01122 APRT NO.4 PUNCAK ALAM |  | Pass | null
380106374 | TNB | DISTRIBUTION | KUALA SELANGOR | Existing | 11 kV | PE MV TERMINAL | RYB | BKSL/PCE/J00721 | APRT NO.3 PUNCAK ALAM | TX2-1000KVA |  | Pass | null
380106520 | TNB | DISTRIBUTION | KUALA SELANGOR | Existing | 11 kV | PE MV TERMINAL | RYB | BKSL/PCE/J00722 | APRT NO.2 PUNCAK ALAM | TX1-1000KVA |  | Pass | null
380106527 | TNB | DISTRIBUTION | KUALA SELANGOR | Existing | 11 kV | PE MV TERMINAL | RYB | BKSL/PCE/J00722 | APRT NO.2 PUNCAK ALAM | S01113 APRT NO.1 PUNCAK ALAM |  | Pass | null
380106535 | TNB | DISTRIBUTION | KUALA SELANGOR | Existing | 11 kV | PE MV TERMINAL | RYB | BKSL/PCE/J00722 | APRT NO.2 PUNCAK ALAM | S01118 APRT NO.3 PUNCAK ALAM |  | Pass | null
380106545 | TNB | DISTRIBUTION | KUALA SELANGOR | Existing | 11 kV | PE MV TERMINAL | RYB | BKSL/PCE/J00722 | APRT NO.2 PUNCAK ALAM | TX2-1000KVA |  | Pass | null
380106691 | TNB | DISTRIBUTION | KUALA SELANGOR | Existing | 11 kV | PE MV TERMINAL | RYB | BKSL/PCE/J00723 | APRT NO.1 PUNCAK ALAM | TX1-1000KVA |  | Pass | null
380106698 | TNB | DISTRIBUTION | KUALA SELANGOR | Existing | 11 kV | PE MV TERMINAL | RYB | BKSL/PCE/J00723 | APRT NO.1 PUNCAK ALAM | S05855 PUSAT NIAGA ASTANA ALAM 2 |  | Pass | null
380106706 | TNB | DISTRIBUTION | KUALA SELANGOR | Existing | 11 kV | PE MV TERMINAL | RYB | BKSL/PCE/J00723 | APRT NO.1 PUNCAK ALAM | S01114 APRT NO.2 PUNCAK ALAM |  | Pass | null
380106716 | TNB | DISTRIBUTION | KUALA SELANGOR | Existing | 11 kV | PE MV TERMINAL | RYB | BKSL/PCE/J00723 | APRT NO.1 PUNCAK ALAM | TX2-1000KVA |  | Pass | null
380106862 | TNB | DISTRIBUTION | KUALA SELANGOR | Existing | 11 kV | PE MV TERMINAL | RYB | BKSL/PCE/J00725 | JUWITA FASA 3 C NO 2 | TX1-1000KVA |  | Pass | null
380106869 | TNB | DISTRIBUTION | KUALA SELANGOR | Existing | 11 kV | PE MV TERMINAL | RYB | BKSL/PCE/J00725 | JUWITA FASA 3 C NO 2 | S01129 JUWITA FASA 3 C NO 1 |  | Pass | null
380106877 | TNB | DISTRIBUTION | KUALA SELANGOR | Existing | 11 kV | PE MV TERMINAL | RYB | BKSL/PCE/J00725 | JUWITA FASA 3 C NO 2 | S01134 JUWITA FASA 3 C NO 3 |  | Pass | null
380106887 | TNB | DISTRIBUTION | KUALA SELANGOR | Existing | 11 kV | PE MV TERMINAL | RYB | BKSL/PCE/J00725 | JUWITA FASA 3 C NO 2 | TX2-1000KVA |  | Pass | null
380107045 | TNB | DISTRIBUTION | KUALA SELANGOR | Existing | 11 kV | PE MV TERMINAL | RYB | BKSL/PCE/J00727 | SEK KEB P/ALAM 3 | S05668 R/KEDAI PH 3B JLN ASTANA C13/C |  | Pass | null
380107046 | TNB | DISTRIBUTION | KUALA SELANGOR | Existing | 11 kV | PE MV TERMINAL | RYB | BKSL/PCE/J00727 | SEK KEB P/ALAM 3 | S01126 JUWITA FASA 3 C NO 1 |  | Pass | null
380107049 | TNB | DISTRIBUTION | KUALA SELANGOR | Existing | 11 kV | PE MV TERMINAL | RYB | BKSL/PCE/J00727 | SEK KEB P/ALAM 3 | TX1-500KVA |  | Pass | null
380107139 | TNB | DISTRIBUTION | KUALA SELANGOR | Existing | 11 kV | PE MV TERMINAL | RYB | BKSL/PCE/J00728 | RMH PAM AIR JBA PH3 PUNCAK ALAM | S05851 APARTMENT WARNASARI 2 |  | Pass | null
380107140 | TNB | DISTRIBUTION | KUALA SELANGOR | Existing | 11 kV | PE MV TERMINAL | RYB | BKSL/PCE/J00728 | RMH PAM AIR JBA PH3 PUNCAK ALAM | S05671 R/KEDAI PH 3B JLN ASTANA C13/C |  | Pass | null
380107143 | TNB | DISTRIBUTION | KUALA SELANGOR | Existing | 11 kV | PE MV TERMINAL | RYB | BKSL/PCE/J00728 | RMH PAM AIR JBA PH3 PUNCAK ALAM | TX1-1000KVA |  | Pass | null
380107221 | TNB | DISTRIBUTION | KUALA SELANGOR | Existing | 11 kV | PE MV TERMINAL | RYB | BKSL/PCE/J00745 | APRTMENT MELOR NO.1 PUNCAK ALAM | TX1-1000KVA |  | Pass | null
380107228 | TNB | DISTRIBUTION | KUALA SELANGOR | Existing | 11 kV | PE MV TERMINAL | RYB | BKSL/PCE/J00745 | APRTMENT MELOR NO.1 PUNCAK ALAM | S01142 APARTMENT MELOR NO. 2 PUNCAK ALAM |  | Pass | null
380107236 | TNB | DISTRIBUTION | KUALA SELANGOR | Existing | 11 kV | PE MV TERMINAL | RYB | BKSL/PCE/J00745 | APRTMENT MELOR NO.1 PUNCAK ALAM | S05848 APARTMENT WARNASARI 2 |  | Pass | null
380107246 | TNB | DISTRIBUTION | KUALA SELANGOR | Existing | 11 kV | PE MV TERMINAL | RYB | BKSL/PCE/J00745 | APRTMENT MELOR NO.1 PUNCAK ALAM | TX2-1000KVA |  | Pass | null
380107389 | TNB | DISTRIBUTION | KUALA SELANGOR | Existing | 11 kV | PE MV TERMINAL | RYB | BKSL/PCE/J00717 | STP 1 PHASE 1 PUNCAK ALAM | S01011 SEKSYEN 3 PHASE 1B PUNCAK ALAM |  | Pass | null
380107392 | TNB | DISTRIBUTION | KUALA SELANGOR | Existing | 11 kV | PE MV TERMINAL | RYB | BKSL/PCE/J00717 | STP 1 PHASE 1 PUNCAK ALAM | TX1-1000KVA |  | Pass | null
380107409 | TNB | DISTRIBUTION | KUALA SELANGOR | Existing | 11 kV | PE MV TERMINAL | RYB | BKSL/PCE/J00717 | STP 1 PHASE 1 PUNCAK ALAM | K9767 PE SITE OFICE PUNCAK ALAM |  | Pass | null
380107412 | TNB | DISTRIBUTION | KUALA SELANGOR | Existing | 11 kV | PE MV TERMINAL | RYB | BKSL/PCE/J00717 | STP 1 PHASE 1 PUNCAK ALAM | S05685 STP UITM |  | Pass | null
380107495 | TNB | DISTRIBUTION | KUALA SELANGOR | Existing | 11 kV | PE MV TERMINAL | RYB | BKSL/PCE/J00698 | SEKSYEN 3 PHASE 1B PUNCAK ALAM | TX1-1000KVA |  | Pass | null
380107502 | TNB | DISTRIBUTION | KUALA SELANGOR | Existing | 11 kV | PE MV TERMINAL | RYB | BKSL/PCE/J00698 | SEKSYEN 3 PHASE 1B PUNCAK ALAM | S01019 STP 1 PHASE 1 PUNCAK ALAM |  | Pass | null
380107510 | TNB | DISTRIBUTION | KUALA SELANGOR | Existing | 11 kV | PE MV TERMINAL | RYB | BKSL/PCE/J00698 | SEKSYEN 3 PHASE 1B PUNCAK ALAM | S01022 STESEN SUIS SECTION 2 PHASE 1B P.ALAM |  | Pass | null
380107520 | TNB | DISTRIBUTION | KUALA SELANGOR | Existing | 11 kV | PE MV TERMINAL | RYB | BKSL/PCE/J00698 | SEKSYEN 3 PHASE 1B PUNCAK ALAM | TX2-1000KVA |  | Pass | null
380107678 | TNB | DISTRIBUTION | KUALA SELANGOR | Existing | 11 kV | PE MV TERMINAL | RYB | BKSL/PCE/J00700 | STP UITM | S01018 STP 1 PHASE 1 PUNCAK ALAM |  | Pass | null
380107679 | TNB | DISTRIBUTION | KUALA SELANGOR | Existing | 11 kV | PE MV TERMINAL | RYB | BKSL/PCE/J00700 | STP UITM | S01152 UITM 1 |  | Pass | null
380107682 | TNB | DISTRIBUTION | KUALA SELANGOR | Existing | 11 kV | PE MV TERMINAL | RYB | BKSL/PCE/J00700 | STP UITM | TX1-300KVA |  | Pass | null
380107772 | TNB | DISTRIBUTION | KUALA SELANGOR | Existing | 11 kV | PE MV TERMINAL | RYB | BKSL/PCE/J00701 | UITM 1 | S05683 STP UITM |  | Pass | null
380107773 | TNB | DISTRIBUTION | KUALA SELANGOR | Existing | 11 kV | PE MV TERMINAL | RYB | BKSL/PCE/J00701 | UITM 1 | S01025 STESEN SUIS SECTION 2 PHASE 1B P.ALAM |  | Pass | null
380107776 | TNB | DISTRIBUTION | KUALA SELANGOR | Existing | 11 kV | PE MV TERMINAL | RYB | BKSL/PCE/J00701 | UITM 1 | TX1-1000KVA |  | Pass | null
380107851 | TNB | DISTRIBUTION | KUALA SELANGOR | Existing | 11 kV | PE MV TERMINAL | RYB | BKSL/PCE/J00739 | SHAH ALAM 2 NO.5B 7 | BUSTIE S05583 |  | Pass | null
380107866 | TNB | DISTRIBUTION | KUALA SELANGOR | Existing | 11 kV | PE MV TERMINAL | RYB | BKSL/PCE/J00739 | SHAH ALAM 2 NO.5B 7 | SHAH ALAM 2 5A7 JAS16/67 |  | Pass | null
380107879 | TNB | DISTRIBUTION | KUALA SELANGOR | Existing | 11 kV | PE MV TERMINAL | RYB | BKSL/PCE/J00739 | SHAH ALAM 2 NO.5B 7 | BUSTIE S05472 |  | Pass | null
380107881 | TNB | DISTRIBUTION | KUALA SELANGOR | Existing | 11 kV | PE MV TERMINAL | RYB | BKSL/PCE/J00739 | SHAH ALAM 2 NO.5B 7 | TX1-1000KVA |  | Pass | null
380107891 | TNB | DISTRIBUTION | KUALA SELANGOR | Existing | 11 kV | PE MV TERMINAL | RYB | BKSL/PCE/J00739 | SHAH ALAM 2 NO.5B 7 | S05485 BKT HIJAU NO 2 |  | Pass | null
380107892 | TNB | DISTRIBUTION | KUALA SELANGOR | Existing | 11 kV | PE MV TERMINAL | RYB | BKSL/PCE/J00739 | SHAH ALAM 2 NO.5B 7 | S05720 LAUTAN SAMUDERA |  | Pass | null
380108056 | TNB | DISTRIBUTION | KUALA SELANGOR | Existing | 11 kV | PE MV TERMINAL | RYB | BKSL/PCE/J00739 | SHAH ALAM 2 NO.5B 7 | S01690 SHAH ALAM 2 NO.5B 1 |  | Pass | null
380108061 | TNB | DISTRIBUTION | KUALA SELANGOR | Existing | 11 kV | PE MV TERMINAL | RYB | BKSL/PCE/J00739 | SHAH ALAM 2 NO.5B 7 | S01687 SHAH ALAM 2 FASA 5B 3 |  | Pass | null
380108159 | TNB | DISTRIBUTION | KUALA SELANGOR | Existing | 11 kV | PE MV TERMINAL | RYB | BKSL/PCE/J00121 | BKT HIJAU NO 2 | S05584 SHAH ALAM 2 NO.5B 7 |  | Pass | null
380108162 | TNB | DISTRIBUTION | KUALA SELANGOR | Existing | 11 kV | PE MV TERMINAL | RYB | BKSL/PCE/J00121 | BKT HIJAU NO 2 | TX1-500KVA |  | Pass | null
380108179 | TNB | DISTRIBUTION | KUALA SELANGOR | Existing | 11 kV | PE MV TERMINAL | RYB | BKSL/PCE/J00121 | BKT HIJAU NO 2 | S05464 REBAN AYAM BKT HIJAU |  | Pass | null
380108182 | TNB | DISTRIBUTION | KUALA SELANGOR | Existing | 11 kV | PE MV TERMINAL | RYB | BKSL/PCE/J00121 | BKT HIJAU NO 2 | S00315 BKT HIJAU NO 1 |  | Pass | null
380108277 | TNB | DISTRIBUTION | KUALA SELANGOR | Existing | 11 kV | PE MV TERMINAL | RYB | BKSL/PCE/J00120 | BKT HIJAU NO 1 | S00309 SW/STN BKT HIJAU |  | Pass | null
380108278 | TNB | DISTRIBUTION | KUALA SELANGOR | Existing | 11 kV | PE MV TERMINAL | RYB | BKSL/PCE/J00120 | BKT HIJAU NO 1 | S00312 BKT HIJAU NO 2 |  | Pass | null
380108281 | TNB | DISTRIBUTION | KUALA SELANGOR | Existing | 11 kV | PE MV TERMINAL | RYB | BKSL/PCE/J00120 | BKT HIJAU NO 1 | TX1-500KVA |  | Pass | null
380108371 | TNB | DISTRIBUTION | KUALA SELANGOR | Existing | 11 kV | PE MV TERMINAL | RYB | BKSL/PCE/J00119 | SW/STN BKT HIJAU | S00307 REZAB ZAZULI |  | Pass | null
380108372 | TNB | DISTRIBUTION | KUALA SELANGOR | Existing | 11 kV | PE MV TERMINAL | RYB | BKSL/PCE/J00119 | SW/STN BKT HIJAU | S01448 BKT HIJAU NO 1 |  | Pass | null
380108375 | TNB | DISTRIBUTION | KUALA SELANGOR | Existing | 11 kV | PE MV TERMINAL | RYB | BKSL/PCE/J00119 | SW/STN BKT HIJAU | TX1-500KVA |  | Pass | null
380108465 | TNB | DISTRIBUTION | KUALA SELANGOR | Existing | 11 kV | PE MV TERMINAL | RYB | BKSL/PCE/J00118 | REZAB ZAZULI | S00296 BKT KUCING KLINIK |  | Pass | null
380108466 | TNB | DISTRIBUTION | KUALA SELANGOR | Existing | 11 kV | PE MV TERMINAL | RYB | BKSL/PCE/J00118 | REZAB ZAZULI | S00311 SW/STN BKT HIJAU |  | Pass | null
380108469 | TNB | DISTRIBUTION | KUALA SELANGOR | Existing | 11 kV | PE MV TERMINAL | RYB | BKSL/PCE/J00118 | REZAB ZAZULI | TX1-500KVA |  | Pass | null
380108559 | TNB | DISTRIBUTION | KUALA SELANGOR | Existing | 11 kV | PE MV TERMINAL | RYB | BKSL/PCE/J00560 | REBAN AYAM BKT HIJAU | S01451 SOUTHERN REALTY |  | Pass | null
380108560 | TNB | DISTRIBUTION | KUALA SELANGOR | Existing | 11 kV | PE MV TERMINAL | RYB | BKSL/PCE/J00560 | REBAN AYAM BKT HIJAU | S00314 BKT HIJAU NO 2 |  | Pass | null
380108563 | TNB | DISTRIBUTION | KUALA SELANGOR | Existing | 11 kV | PE MV TERMINAL | RYB | BKSL/PCE/J00560 | REBAN AYAM BKT HIJAU | TX1-300KVA |  | Pass | null
380108653 | TNB | DISTRIBUTION | KUALA SELANGOR | Existing | 11 kV | PE MV TERMINAL | RYB | BKSL/PCE/J00122 | SOUTHERN REALTY | S05462 REBAN AYAM BKT HIJAU |  | Pass | null
380108654 | TNB | DISTRIBUTION | KUALA SELANGOR | Existing | 11 kV | PE MV TERMINAL | RYB | BKSL/PCE/J00122 | SOUTHERN REALTY | S00317 PT MAHANG NO 1 |  | Pass | null
380108657 | TNB | DISTRIBUTION | KUALA SELANGOR | Existing | 11 kV | PE MV TERMINAL | RYB | BKSL/PCE/J00122 | SOUTHERN REALTY | TX1-500KVA |  | Pass | null
380108747 | TNB | DISTRIBUTION | KUALA SELANGOR | Existing | 11 kV | PE MV TERMINAL | RYB | BKSL/PCE/J00123 | PT MAHANG NO 1 | S01455 PKNS PT MAHANG (TMN DESA MAHANG) |  | Pass | null
380108748 | TNB | DISTRIBUTION | KUALA SELANGOR | Existing | 11 kV | PE MV TERMINAL | RYB | BKSL/PCE/J00123 | PT MAHANG NO 1 | S01449 SOUTHERN REALTY |  | Pass | null
380108751 | TNB | DISTRIBUTION | KUALA SELANGOR | Existing | 11 kV | PE MV TERMINAL | RYB | BKSL/PCE/J00123 | PT MAHANG NO 1 | TX1-500KVA |  | Pass | null
380108841 | TNB | DISTRIBUTION | KUALA SELANGOR | Existing | 11 kV | PE MV TERMINAL | RYB | BKSL/PCE/J00130 | PKNS PT MAHANG (TMN DESA MAHANG) | S00319 PT MAHANG NO 1 |  | Pass | null
380108842 | TNB | DISTRIBUTION | KUALA SELANGOR | Existing | 11 kV | PE MV TERMINAL | RYB | BKSL/PCE/J00130 | PKNS PT MAHANG (TMN DESA MAHANG) | S00320 PE PARIT MAHANG NO.2 |  | Pass | null
380108845 | TNB | DISTRIBUTION | KUALA SELANGOR | Existing | 11 kV | PE MV TERMINAL | RYB | BKSL/PCE/J00130 | PKNS PT MAHANG (TMN DESA MAHANG) | TX1-500KVA |  | Pass | null
380109189 | TNB | DISTRIBUTION | KUALA SELANGOR | Existing | 11 kV | PE MV TERMINAL | RYB | BKSL/PCE/J00543 | TMN BENDAHARA NO 2 | S01229 TMN BENDAHARA NO 1 |  | Pass | null
380109190 | TNB | DISTRIBUTION | KUALA SELANGOR | Existing | 11 kV | PE MV TERMINAL | RYB | BKSL/PCE/J00543 | TMN BENDAHARA NO 2 | PMU KSGR Fdr1 |  | Pass | null
380109193 | TNB | DISTRIBUTION | KUALA SELANGOR | Existing | 11 kV | PE MV TERMINAL | RYB | BKSL/PCE/J00543 | TMN BENDAHARA NO 2 | TX1-1000KVA |  | Pass | null
380109273 | TNB | DISTRIBUTION | KUALA SELANGOR | Existing | 11 kV | PE MV TERMINAL | RYB | BKSL/PCE/J00012 | TMN BENDAHARA NO 1 | TX2-1000KVA |  | Pass | null
380109280 | TNB | DISTRIBUTION | KUALA SELANGOR | Existing | 11 kV | PE MV TERMINAL | RYB | BKSL/PCE/J00012 | TMN BENDAHARA NO 1 | S00003 TMN PENGGAWA |  | Pass | null
380109288 | TNB | DISTRIBUTION | KUALA SELANGOR | Existing | 11 kV | PE MV TERMINAL | RYB | BKSL/PCE/J00012 | TMN BENDAHARA NO 1 | S01662 TMN BENDAHARA NO 2 |  | Pass | null
380109298 | TNB | DISTRIBUTION | KUALA SELANGOR | Existing | 11 kV | PE MV TERMINAL | RYB | BKSL/PCE/J00012 | TMN BENDAHARA NO 1 | TX1-1000KVA |  | Pass | null
380109456 | TNB | DISTRIBUTION | KUALA SELANGOR | Existing | 11 kV | PE MV TERMINAL | RYB | BKSL/PCE/J00001 | TMN PENGGAWA | S00007 TLK PIAH |  | Pass | null
380109457 | TNB | DISTRIBUTION | KUALA SELANGOR | Existing | 11 kV | PE MV TERMINAL | RYB | BKSL/PCE/J00001 | TMN PENGGAWA | S01226 TMN BENDAHARA NO 1 |  | Pass | null
380109460 | TNB | DISTRIBUTION | KUALA SELANGOR | Existing | 11 kV | PE MV TERMINAL | RYB | BKSL/PCE/J00001 | TMN PENGGAWA | TX1-500KVA |  | Pass | null
380109538 | TNB | DISTRIBUTION | KUALA SELANGOR | Existing | 11 kV | PE MV TERMINAL | RYB | BKSL/PCE/J00003 | TLK PIAH | SPARE |  | Pass | null
380109545 | TNB | DISTRIBUTION | KUALA SELANGOR | Existing | 11 kV | PE MV TERMINAL | RYB | BKSL/PCE/J00003 | TLK PIAH | S05594 BANDAR BARU NO.5 |  | Pass | null
380109553 | TNB | DISTRIBUTION | KUALA SELANGOR | Existing | 11 kV | PE MV TERMINAL | RYB | BKSL/PCE/J00003 | TLK PIAH | S00001 TMN PENGGAWA |  | Pass | null
380109563 | TNB | DISTRIBUTION | KUALA SELANGOR | Existing | 11 kV | PE MV TERMINAL | RYB | BKSL/PCE/J00003 | TLK PIAH | TX1-1000KVA |  | Pass | null
380109787 | TNB | DISTRIBUTION | KUALA SELANGOR | Existing | 11 kV | PE MV TERMINAL | RYB | BKSL/PCE/J00004 | BDR MELAWATI (C) | S00011 PEJABAT DAERAH |  | Pass | null
380109788 | TNB | DISTRIBUTION | KUALA SELANGOR | Existing | 11 kV | PE MV TERMINAL | RYB | BKSL/PCE/J00004 | BDR MELAWATI (C) | S05592 BANDAR BARU NO.5 |  | Pass | null
380109791 | TNB | DISTRIBUTION | KUALA SELANGOR | Existing | 11 kV | PE MV TERMINAL | RYB | BKSL/PCE/J00004 | BDR MELAWATI (C) | TX1-1000KVA |  | Pass | null
380109891 | TNB | DISTRIBUTION | KUALA SELANGOR | Existing | 11 kV | PE MV TERMINAL | RYB | BKSL/PCE/J00005 | PEJABAT DAERAH | S05519 KOMPLEKS PEJABAT BARAT LAUT |  | Pass | null
380109892 | TNB | DISTRIBUTION | KUALA SELANGOR | Existing | 11 kV | PE MV TERMINAL | RYB | BKSL/PCE/J00005 | PEJABAT DAERAH | S01231 BDR MELAWATI (C) |  | Pass | null
380109895 | TNB | DISTRIBUTION | KUALA SELANGOR | Existing | 11 kV | PE MV TERMINAL | RYB | BKSL/PCE/J00005 | PEJABAT DAERAH | TX1-750KVA |  | Pass | null
380109985 | TNB | DISTRIBUTION | KUALA SELANGOR | Existing | 11 kV | PE MV TERMINAL | RYB | BKSL/PCE/J00591 | KOMPLEKS PEJABAT BARAT LAUT | S00014 JLN KLINIK |  | Pass | null
380109986 | TNB | DISTRIBUTION | KUALA SELANGOR | Existing | 11 kV | PE MV TERMINAL | RYB | BKSL/PCE/J00591 | KOMPLEKS PEJABAT BARAT LAUT | S00013 PEJABAT DAERAH |  | Pass | null
380109989 | TNB | DISTRIBUTION | KUALA SELANGOR | Existing | 11 kV | PE MV TERMINAL | RYB | BKSL/PCE/J00591 | KOMPLEKS PEJABAT BARAT LAUT | TX-500KVA |  | Pass | null
380110067 | TNB | DISTRIBUTION | KUALA SELANGOR | Existing | 11 kV | PE MV TERMINAL | RYB | BKSL/PCE/J00006 | JLN KLINIK | SPARE |  | Pass | null
380110074 | TNB | DISTRIBUTION | KUALA SELANGOR | Existing | 11 kV | PE MV TERMINAL | RYB | BKSL/PCE/J00006 | JLN KLINIK | S01234 BAZAR PEKAN K/SELANGOR |  | Pass | null
380110082 | TNB | DISTRIBUTION | KUALA SELANGOR | Existing | 11 kV | PE MV TERMINAL | RYB | BKSL/PCE/J00006 | JLN KLINIK | S05517 KOMPLEKS PEJABAT BARAT LAUT |  | Pass | null
380110092 | TNB | DISTRIBUTION | KUALA SELANGOR | Existing | 11 kV | PE MV TERMINAL | RYB | BKSL/PCE/J00006 | JLN KLINIK | TX1750KVA |  | Pass | null
380110238 | TNB | DISTRIBUTION | KUALA SELANGOR | Existing | 11 kV | PE MV TERMINAL | RYB | BKSL/PCE/J00544 | BAZAR PEKAN K/SELANGOR | TX2-1000KVA |  | Pass | null
380110245 | TNB | DISTRIBUTION | KUALA SELANGOR | Existing | 11 kV | PE MV TERMINAL | RYB | BKSL/PCE/J00544 | BAZAR PEKAN K/SELANGOR | S01237 PANGSAPURI KSL |  | Pass | null
380110253 | TNB | DISTRIBUTION | KUALA SELANGOR | Existing | 11 kV | PE MV TERMINAL | RYB | BKSL/PCE/J00544 | BAZAR PEKAN K/SELANGOR | S00016 JLN KLINIK |  | Pass | null
380110263 | TNB | DISTRIBUTION | KUALA SELANGOR | Existing | 11 kV | PE MV TERMINAL | RYB | BKSL/PCE/J00544 | BAZAR PEKAN K/SELANGOR | TX1-750KVA |  | Pass | null
380110421 | TNB | DISTRIBUTION | KUALA SELANGOR | Existing | 11 kV | PE MV TERMINAL | RYB | BKSL/PCE/J00043 | PANGSAPURI KSL | S00021 VIP KSL |  | Pass | null
380110422 | TNB | DISTRIBUTION | KUALA SELANGOR | Existing | 11 kV | PE MV TERMINAL | RYB | BKSL/PCE/J00043 | PANGSAPURI KSL | S01236 BAZAR PEKAN K/SELANGOR |  | Pass | null
380110425 | TNB | DISTRIBUTION | KUALA SELANGOR | Existing | 11 kV | PE MV TERMINAL | RYB | BKSL/PCE/J00043 | PANGSAPURI KSL | TX1-1000KVA |  | Pass | null
380110515 | TNB | DISTRIBUTION | KUALA SELANGOR | Existing | 11 kV | PE MV TERMINAL | RYB | BKSL/PCE/J00007 | VIP KSL | S00026 TG KERAMAT |  | Pass | null
380110516 | TNB | DISTRIBUTION | KUALA SELANGOR | Existing | 11 kV | PE MV TERMINAL | RYB | BKSL/PCE/J00007 | VIP KSL | S01238 PANGSAPURI KSL |  | Pass | null
380110519 | TNB | DISTRIBUTION | KUALA SELANGOR | Existing | 11 kV | PE MV TERMINAL | RYB | BKSL/PCE/J00007 | VIP KSL | TX1-300KVA |  | Pass | null
380110609 | TNB | DISTRIBUTION | KUALA SELANGOR | Existing | 11 kV | PE MV TERMINAL | RYB | BKSL/PCE/J00008 | TG KERAMAT | S00023 VIP KSL |  | Pass | null
380110610 | TNB | DISTRIBUTION | KUALA SELANGOR | Existing | 11 kV | PE MV TERMINAL | RYB | BKSL/PCE/J00008 | TG KERAMAT | S05566 SRJK AIK THEE |  | Pass | null
380110613 | TNB | DISTRIBUTION | KUALA SELANGOR | Existing | 11 kV | PE MV TERMINAL | RYB | BKSL/PCE/J00008 | TG KERAMAT | TX1-500KVA |  | Pass | null
380110759 | TNB | DISTRIBUTION | KUALA SELANGOR | Existing | 11 kV | PE MV TERMINAL | RYB | BKSL/PCE/J00810 | SRJK AIK THEE | S00024 TG KERAMAT |  | Pass | null
380110760 | TNB | DISTRIBUTION | KUALA SELANGOR | Existing | 11 kV | PE MV TERMINAL | RYB | BKSL/PCE/J00810 | SRJK AIK THEE | S00027 HOTEL D'PALMA |  | Pass | null
380110763 | TNB | DISTRIBUTION | KUALA SELANGOR | Existing | 11 kV | PE MV TERMINAL | RYB | BKSL/PCE/J00810 | SRJK AIK THEE | TX1-500KVA |  | Pass | null
380110853 | TNB | DISTRIBUTION | KUALA SELANGOR | Existing | 11 kV | PE MV TERMINAL | RYB | BKSL/PCE/J00010 | HOTEL D'PALMA | S05306 DEWAN BANQUIT D-PALMA |  | Pass | null
380110854 | TNB | DISTRIBUTION | KUALA SELANGOR | Existing | 11 kV | PE MV TERMINAL | RYB | BKSL/PCE/J00010 | HOTEL D'PALMA | S05564 SRJK AIK THEE |  | Pass | null
380110857 | TNB | DISTRIBUTION | KUALA SELANGOR | Existing | 11 kV | PE MV TERMINAL | RYB | BKSL/PCE/J00010 | HOTEL D'PALMA | TX-500KVA |  | Pass | null
380110947 | TNB | DISTRIBUTION | KUALA SELANGOR | Existing | 11 kV | PE MV TERMINAL | RYB | BKSL/PCE/J00556 | DEWAN BANQUIT D-PALMA | S01243 HOTEL D'PALMA |  | Pass | null
380110948 | TNB | DISTRIBUTION | KUALA SELANGOR | Existing | 11 kV | PE MV TERMINAL | RYB | BKSL/PCE/J00556 | DEWAN BANQUIT D-PALMA | S01240 PEJABAT HAIWAN |  | Pass | null
380110951 | TNB | DISTRIBUTION | KUALA SELANGOR | Existing | 11 kV | PE MV TERMINAL | RYB | BKSL/PCE/J00556 | DEWAN BANQUIT D-PALMA | TX-500KVA |  | Pass | null
380111067 | TNB | DISTRIBUTION | KUALA SELANGOR | Existing | 11 kV | PE MV TERMINAL | RYB | BKSL/PCE/J00013 | PEKAN KSL (TNB) | S00029 KAKI BKT MELAWATI |  | Pass | null
380111068 | TNB | DISTRIBUTION | KUALA SELANGOR | Existing | 11 kV | PE MV TERMINAL | RYB | BKSL/PCE/J00013 | PEKAN KSL (TNB) | S05652 GIANT KSL |  | Pass | null
380111071 | TNB | DISTRIBUTION | KUALA SELANGOR | Existing | 11 kV | PE MV TERMINAL | RYB | BKSL/PCE/J00013 | PEKAN KSL (TNB) | TX1-300 KVA |  | Pass | null
380111146 | TNB | DISTRIBUTION | KUALA SELANGOR | Existing | 11 kV | PE MV TERMINAL | RYB | BKSL/PCE/J00011 | KAKI BKT MELAWATI | S00017 PEKAN KSL (TNB) |  | Pass | null
380111149 | TNB | DISTRIBUTION | KUALA SELANGOR | Existing | 11 kV | PE MV TERMINAL | RYB | BKSL/PCE/J00011 | KAKI BKT MELAWATI | TX1-1000 KVA |  | Pass | null
380111166 | TNB | DISTRIBUTION | KUALA SELANGOR | Existing | 11 kV | PE MV TERMINAL | RYB | BKSL/PCE/J00011 | KAKI BKT MELAWATI | SPARE |  | Pass | null
380111169 | TNB | DISTRIBUTION | KUALA SELANGOR | Existing | 11 kV | PE MV TERMINAL | RYB | BKSL/PCE/J00011 | KAKI BKT MELAWATI | S01242 PEJABAT HAIWAN |  | Pass | null
380111266 | TNB | DISTRIBUTION | KUALA SELANGOR | Existing | 11 kV | PE MV TERMINAL | RYB | BKSL/PCE/J00009 | PEJABAT HAIWAN | S05308 DEWAN BANQUIT D-PALMA |  | Pass | null
380111267 | TNB | DISTRIBUTION | KUALA SELANGOR | Existing | 11 kV | PE MV TERMINAL | RYB | BKSL/PCE/J00009 | PEJABAT HAIWAN | S00031 KAKI BKT MELAWATI |  | Pass | null
380111270 | TNB | DISTRIBUTION | KUALA SELANGOR | Existing | 11 kV | PE MV TERMINAL | RYB | BKSL/PCE/J00009 | PEJABAT HAIWAN | TX1-500 KVA |  | Pass | null
380111362 | TNB | DISTRIBUTION | KUALA SELANGOR | Existing | 11 kV | PE MV TERMINAL | RYB | BKSL/PCE/J00125 | OCEAN LAND NO.1 | FEEDER 3 PMU KSGR |  | Pass | null
380111366 | TNB | DISTRIBUTION | KUALA SELANGOR | Existing | 11 kV | PE MV TERMINAL | RYB | BKSL/PCE/J00125 | OCEAN LAND NO.1 | S05293 OCEAN LAND NO.2 |  | Pass | null
380111380 | TNB | DISTRIBUTION | KUALA SELANGOR | Existing | 11 kV | PE MV TERMINAL | RYB | BKSL/PCE/J00125 | OCEAN LAND NO.1 | CUSTOMER HT |  | Pass | null
380111403 | TNB | DISTRIBUTION | KUALA SELANGOR | Existing | 11 kV | PE MV TERMINAL | RYB | BKSL/PCE/J00546 | OCEAN LAND NO 2 | S01280 KUATERS MDKS |  | Pass | null
380111404 | TNB | DISTRIBUTION | KUALA SELANGOR | Existing | 11 kV | PE MV TERMINAL | RYB | BKSL/PCE/J00546 | OCEAN LAND NO 2 | S00120 OCEAN LAND NO 1 |  | Pass | null
380111407 | TNB | DISTRIBUTION | KUALA SELANGOR | Existing | 11 kV | PE MV TERMINAL | RYB | BKSL/PCE/J00546 | OCEAN LAND NO 2 | TX - 1000 KVA |  | Pass | null
380111482 | TNB | DISTRIBUTION | KUALA SELANGOR | Existing | 11 kV | PE MV TERMINAL | RYB | BKSL/PCE/J00338 | QTRS MDKS K.SEL | S05295 OCEAN LAND NO 2 |  | Pass | null
380111485 | TNB | DISTRIBUTION | KUALA SELANGOR | Existing | 11 kV | PE MV TERMINAL | RYB | BKSL/PCE/J00338 | QTRS MDKS K.SEL | TX - 750KVA |  | Pass | null
380111502 | TNB | DISTRIBUTION | KUALA SELANGOR | Existing | 11 kV | PE MV TERMINAL | RYB | BKSL/PCE/J00338 | QTRS MDKS K.SEL | S01282 KOLAM UDANG 3 |  | Pass | null
380111505 | TNB | DISTRIBUTION | KUALA SELANGOR | Existing | 11 kV | PE MV TERMINAL | RYB | BKSL/PCE/J00338 | QTRS MDKS K.SEL | S05694 PKNS INDS |  | Pass | null
380111602 | TNB | DISTRIBUTION | KUALA SELANGOR | Existing | 11 kV | PE MV TERMINAL | RYB | BKSL/PCE/J00519 | K/UDANG API-API NO 3 | S01285 K/UDANG API-API NO 4 |  | Pass | null
380111603 | TNB | DISTRIBUTION | KUALA SELANGOR | Existing | 11 kV | PE MV TERMINAL | RYB | BKSL/PCE/J00519 | K/UDANG API-API NO 3 | S01281 KUARTERS MDKS |  | Pass | null
380111606 | TNB | DISTRIBUTION | KUALA SELANGOR | Existing | 11 kV | PE MV TERMINAL | RYB | BKSL/PCE/J00519 | K/UDANG API-API NO 3 | TX - 750 KVA |  | Pass | null
380111698 | TNB | DISTRIBUTION | KUALA SELANGOR | Existing | 11 kV | PE MV TERMINAL | RYB | BKSL/PCE/J00521 | K/UDANG API-API NO 4 | S01323 K/UDANG API-API NO 2 |  | Pass | null
380111699 | TNB | DISTRIBUTION | KUALA SELANGOR | Existing | 11 kV | PE MV TERMINAL | RYB | BKSL/PCE/J00521 | K/UDANG API-API NO 4 | S01284 K/UDANG API-API NO 3 |  | Pass | null
380111702 | TNB | DISTRIBUTION | KUALA SELANGOR | Existing | 11 kV | PE MV TERMINAL | RYB | BKSL/PCE/J00521 | K/UDANG API-API NO 4 | TX - 1000 KVA |  | Pass | null
380111792 | TNB | DISTRIBUTION | KUALA SELANGOR | Existing | 11 kV | PE MV TERMINAL | RYB | BKSL/PCE/J00135 | K/UDANG API-API NO 2 | S01288 K/UDANG API-API NO 5 |  | Pass | null
380111793 | TNB | DISTRIBUTION | KUALA SELANGOR | Existing | 11 kV | PE MV TERMINAL | RYB | BKSL/PCE/J00135 | K/UDANG API-API NO 2 | S01287 K/UDANG API-API NO 4 |  | Pass | null
380111796 | TNB | DISTRIBUTION | KUALA SELANGOR | Existing | 11 kV | PE MV TERMINAL | RYB | BKSL/PCE/J00135 | K/UDANG API-API NO 2 | TX - 1000 KVA |  | Pass | null
380111886 | TNB | DISTRIBUTION | KUALA SELANGOR | Existing | 11 kV | PE MV TERMINAL | RYB | BKSL/PCE/J00522 | K/UDANG API-API NO 5 | S01291 K/UDANG API-API NO 6 |  | Pass | null
380111887 | TNB | DISTRIBUTION | KUALA SELANGOR | Existing | 11 kV | PE MV TERMINAL | RYB | BKSL/PCE/J00522 | K/UDANG API-API NO 5 | S01324 K/UDANG API-API NO 2 |  | Pass | null
380111890 | TNB | DISTRIBUTION | KUALA SELANGOR | Existing | 11 kV | PE MV TERMINAL | RYB | BKSL/PCE/J00522 | K/UDANG API-API NO 5 | TX - 1000 KVA |  | Pass | null
380111980 | TNB | DISTRIBUTION | KUALA SELANGOR | Existing | 11 kV | PE MV TERMINAL | RYB | BKSL/PCE/J00523 | K/UDANG API-API NO 6 | S01294 K/UDANG API-API NO 7 |  | Pass | null
380111981 | TNB | DISTRIBUTION | KUALA SELANGOR | Existing | 11 kV | PE MV TERMINAL | RYB | BKSL/PCE/J00523 | K/UDANG API-API NO 6 | S01290 K/UDANG API-API NO 5 |  | Pass | null
380111984 | TNB | DISTRIBUTION | KUALA SELANGOR | Existing | 11 kV | PE MV TERMINAL | RYB | BKSL/PCE/J00523 | K/UDANG API-API NO 6 | TX - 1000 KVA |  | Pass | null
380112074 | TNB | DISTRIBUTION | KUALA SELANGOR | Existing | 11 kV | PE MV TERMINAL | RYB | BKSL/PCE/J00524 | K/UDANG API-API NO 7 | S01297 K/UDANG API-API NO 8 |  | Pass | null
380112075 | TNB | DISTRIBUTION | KUALA SELANGOR | Existing | 11 kV | PE MV TERMINAL | RYB | BKSL/PCE/J00524 | K/UDANG API-API NO 7 | S01293 K/UDANG API-API NO 6 |  | Pass | null
380112078 | TNB | DISTRIBUTION | KUALA SELANGOR | Existing | 11 kV | PE MV TERMINAL | RYB | BKSL/PCE/J00524 | K/UDANG API-API NO 7 | TX - 750KVA |  | Pass | null
380112168 | TNB | DISTRIBUTION | KUALA SELANGOR | Existing | 11 kV | PE MV TERMINAL | RYB | BKSL/PCE/J00525 | K/UDANG API-API NO 8 | S01300 K/UDANG API-API NO 9 |  | Pass | null
380112169 | TNB | DISTRIBUTION | KUALA SELANGOR | Existing | 11 kV | PE MV TERMINAL | RYB | BKSL/PCE/J00525 | K/UDANG API-API NO 8 | S01296 K/UDANG API-API NO 7 |  | Pass | null
380112172 | TNB | DISTRIBUTION | KUALA SELANGOR | Existing | 11 kV | PE MV TERMINAL | RYB | BKSL/PCE/J00525 | K/UDANG API-API NO 8 | TX - 750 KVA |  | Pass | null
380112262 | TNB | DISTRIBUTION | KUALA SELANGOR | Existing | 11 kV | PE MV TERMINAL | RYB | BKSL/PCE/J00526 | K/UDANG API-API NO 9 | S05784 PADAT RUMAH KEDAI SASARAN |  | Pass | null
380112263 | TNB | DISTRIBUTION | KUALA SELANGOR | Existing | 11 kV | PE MV TERMINAL | RYB | BKSL/PCE/J00526 | K/UDANG API-API NO 9 | S01299 K/UDANG API-API NO 8 |  | Pass | null
380112266 | TNB | DISTRIBUTION | KUALA SELANGOR | Existing | 11 kV | PE MV TERMINAL | RYB | BKSL/PCE/J00526 | K/UDANG API-API NO 9 | TX - 1000 KVA |  | Pass | null
380112356 | TNB | DISTRIBUTION | KUALA SELANGOR | Existing | 11 kV | PE MV TERMINAL | RYB | BKSL/PCE/J00115 | TMN SENANGIN SG.BULOH | S00285 TMN SERI PERTAMA |  | Pass | null
380112357 | TNB | DISTRIBUTION | KUALA SELANGOR | Existing | 11 kV | PE MV TERMINAL | RYB | BKSL/PCE/J00115 | TMN SENANGIN SG.BULOH | TMN KELISA |  | Pass | null
380112360 | TNB | DISTRIBUTION | KUALA SELANGOR | Existing | 11 kV | PE MV TERMINAL | RYB | BKSL/PCE/J00115 | TMN SENANGIN SG.BULOH | TX - 750 KVA |  | Pass | null
380112452 | TNB | DISTRIBUTION | KUALA SELANGOR | Existing | 11 kV | PE MV TERMINAL | RYB | BKSL/PCE/J00335 | EMINEM FARM | S05684 PE EXCEL GROWTECH |  | Pass | null
380112453 | TNB | DISTRIBUTION | KUALA SELANGOR | Existing | 11 kV | PE MV TERMINAL | RYB | BKSL/PCE/J00335 | EMINEM FARM | S05983 D-KSL-C19-1643 |  | Pass | null
380112456 | TNB | DISTRIBUTION | KUALA SELANGOR | Existing | 11 kV | PE MV TERMINAL | RYB | BKSL/PCE/J00335 | EMINEM FARM | TX - 750 KVA |  | Pass | null
380112546 | TNB | DISTRIBUTION | KUALA SELANGOR | Existing | 11 kV | PE MV TERMINAL | RYB | BKSL/PCE/J00830 | EXCEL GROWTECH | S01368 PE MUARA NO 1 |  | Pass | null
380112547 | TNB | DISTRIBUTION | KUALA SELANGOR | Existing | 11 kV | PE MV TERMINAL | RYB | BKSL/PCE/J00830 | EXCEL GROWTECH | S01363 PE EMINEM FARM |  | Pass | null
380112550 | TNB | DISTRIBUTION | KUALA SELANGOR | Existing | 11 kV | PE MV TERMINAL | RYB | BKSL/PCE/J00830 | EXCEL GROWTECH | TX - 300 KVA |  | Pass | null
380112625 | TNB | DISTRIBUTION | KUALA SELANGOR | Existing | 11 kV | PE MV TERMINAL | RYB | BKSL/PCE/J00071 | MUARA NO 1 | S05686 PE EXCEL GROWTECH |  | Pass | null
380112628 | TNB | DISTRIBUTION | KUALA SELANGOR | Existing | 11 kV | PE MV TERMINAL | RYB | BKSL/PCE/J00071 | MUARA NO 1 | TX - 1000 KVA |  | Pass | null
380112645 | TNB | DISTRIBUTION | KUALA SELANGOR | Existing | 11 kV | PE MV TERMINAL | RYB | BKSL/PCE/J00071 | MUARA NO 1 | SPARE |  | Pass | null
380112648 | TNB | DISTRIBUTION | KUALA SELANGOR | Existing | 11 kV | PE MV TERMINAL | RYB | BKSL/PCE/J00071 | MUARA NO 1 | S01370 PE MUARA NO 2 |  | Pass | null
380112745 | TNB | DISTRIBUTION | KUALA SELANGOR | Existing | 11 kV | PE MV TERMINAL | RYB | BKSL/PCE/J00079 | MUARA NO 2 | S01372 PE JLN JATI SG BULOH |  | Pass | null
380112746 | TNB | DISTRIBUTION | KUALA SELANGOR | Existing | 11 kV | PE MV TERMINAL | RYB | BKSL/PCE/J00079 | MUARA NO 2 | S01366 PE MUARA NO 1 |  | Pass | null
380112749 | TNB | DISTRIBUTION | KUALA SELANGOR | Existing | 11 kV | PE MV TERMINAL | RYB | BKSL/PCE/J00079 | MUARA NO 2 | TX - 1000 KVA |  | Pass | null
380112841 | TNB | DISTRIBUTION | KUALA SELANGOR | Existing | 11 kV | PE MV TERMINAL | RYB | BKSL/PCE/J00059 | JLN JATI SG BULOH | S00173 PE SPG RJ ABDULLAH |  | Pass | null
380112842 | TNB | DISTRIBUTION | KUALA SELANGOR | Existing | 11 kV | PE MV TERMINAL | RYB | BKSL/PCE/J00059 | JLN JATI SG BULOH | S01369 PE MUARA NO 2 |  | Pass | null
380112845 | TNB | DISTRIBUTION | KUALA SELANGOR | Existing | 11 kV | PE MV TERMINAL | RYB | BKSL/PCE/J00059 | JLN JATI SG BULOH | TX-500 KVA |  | Pass | null
380112942 | TNB | DISTRIBUTION | KUALA SELANGOR | Existing | 11 kV | PE MV TERMINAL | RYB | BKSL/PCE/J00060 | SPG RJ ABDULLAH | S01374 PE JLN JATI SG BULOH |  | Pass | null
380112945 | TNB | DISTRIBUTION | KUALA SELANGOR | Existing | 11 kV | PE MV TERMINAL | RYB | BKSL/PCE/J00060 | SPG RJ ABDULLAH | TX-300KVA |  | Pass | null
380112962 | TNB | DISTRIBUTION | KUALA SELANGOR | Existing | 11 kV | PE MV TERMINAL | RYB | BKSL/PCE/J00060 | SPG RJ ABDULLAH | S01381 PE SM AGAMA JERAM |  | Pass | null
380112965 | TNB | DISTRIBUTION | KUALA SELANGOR | Existing | 11 kV | PE MV TERMINAL | RYB | BKSL/PCE/J00060 | SPG RJ ABDULLAH | S05877 PE TAMAN GELAMA |  | Pass | null
380113087 | TNB | DISTRIBUTION | KUALA SELANGOR | Existing | 11 kV | PE MV TERMINAL | RYB | BKSL/PCE/J00058 | TALIKOM SG BULOH | S01360 PE WISMA PELADANG SG BULOH |  | Pass | null
380113088 | TNB | DISTRIBUTION | KUALA SELANGOR | Existing | 11 kV | PE MV TERMINAL | RYB | BKSL/PCE/J00058 | TALIKOM SG BULOH | S05879 PE TAMAN GELAMA |  | Pass | null
380113091 | TNB | DISTRIBUTION | KUALA SELANGOR | Existing | 11 kV | PE MV TERMINAL | RYB | BKSL/PCE/J00058 | TALIKOM SG BULOH | TX-500 KVA |  | Pass | null
380113203 | TNB | DISTRIBUTION | KUALA SELANGOR | Existing | 11 kV | PE MV TERMINAL | RYB | BKSL/PCE/J00057 | WISMA PELADANG SG BULOH | S00153 PE PEKAN SG BULOH |  | Pass | null
380113204 | TNB | DISTRIBUTION | KUALA SELANGOR | Existing | 11 kV | PE MV TERMINAL | RYB | BKSL/PCE/J00057 | WISMA PELADANG SG BULOH | S00158 PE TALIKOM SG BULOH |  | Pass | null
380113207 | TNB | DISTRIBUTION | KUALA SELANGOR | Existing | 11 kV | PE MV TERMINAL | RYB | BKSL/PCE/J00057 | WISMA PELADANG SG BULOH | TX-750KVA |  | Pass | null
380113304 | TNB | DISTRIBUTION | KUALA SELANGOR | Existing | 11 kV | PE MV TERMINAL | RYB | BKSL/PCE/J00056 | PEKAN SG BULOH | S01362 PE WISMA PELADANG SG BULOH |  | Pass | null
380113307 | TNB | DISTRIBUTION | KUALA SELANGOR | Existing | 11 kV | PE MV TERMINAL | RYB | BKSL/PCE/J00056 | PEKAN SG BULOH | TX-750KVA |  | Pass | null
380113324 | TNB | DISTRIBUTION | KUALA SELANGOR | Existing | 11 kV | PE MV TERMINAL | RYB | BKSL/PCE/J00056 | PEKAN SG BULOH | SPARE |  | Pass | null
380113327 | TNB | DISTRIBUTION | KUALA SELANGOR | Existing | 11 kV | PE MV TERMINAL | RYB | BKSL/PCE/J00056 | PEKAN SG BULOH | S00151 PE KEMAYAN |  | Pass | null
380117806 | TNB | DISTRIBUTION | KUALA SELANGOR | Existing | 11 kV | PE MV TERMINAL | RYB | BKSL/PCE/J00831 | AMAN SURIA | R00554 KG JAYA SETIA |  | Pass | null
380117807 | TNB | DISTRIBUTION | KUALA SELANGOR | Existing | 11 kV | PE MV TERMINAL | RYB | BKSL/PCE/J00831 | AMAN SURIA | R06100 SW/STN SIME DARBY NO 2 |  | Pass | null
380117810 | TNB | DISTRIBUTION | KUALA SELANGOR | Existing | 11 kV | PE MV TERMINAL | RYB | BKSL/PCE/J00831 | AMAN SURIA | TX1-500kVA |  | Pass | null
380117923 | TNB | DISTRIBUTION | KUALA SELANGOR | Existing | 11 kV | PE MV TERMINAL | RYB | BKSL/PCE/J00465 | TECHNOPARK NO 2 | 1000KVA |  | Pass | null
380117930 | TNB | DISTRIBUTION | KUALA SELANGOR | Existing | 11 kV | PE MV TERMINAL | RYB | BKSL/PCE/J00465 | TECHNOPARK NO 2 | R03183 TECHNOPARK NO 3 |  | Pass | null
380117938 | TNB | DISTRIBUTION | KUALA SELANGOR | Existing | 11 kV | PE MV TERMINAL | RYB | BKSL/PCE/J00465 | TECHNOPARK NO 2 | R03176 TECHNOPARK NO 1 |  | Pass | null
380117948 | TNB | DISTRIBUTION | KUALA SELANGOR | Existing | 11 kV | PE MV TERMINAL | RYB | BKSL/PCE/J00465 | TECHNOPARK NO 2 | 1000KVA |  | Pass | null
380118113 | TNB | DISTRIBUTION | KUALA SELANGOR | Existing | 11 kV | PE MV TERMINAL | RYB | BKSL/PCE/J00502 | SPECIAL MADE IRON &STEEL | PENGGUNA HT |  | Pass | null
380118119 | TNB | DISTRIBUTION | KUALA SELANGOR | Existing | 11 kV | PE MV TERMINAL | RYB | BKSL/PCE/J00502 | SPECIAL MADE IRON &STEEL | PPU SDBY CB 4 |  | Pass | null
380118131 | TNB | DISTRIBUTION | KUALA SELANGOR | Existing | 11 kV | PE MV TERMINAL | RYB | BKSL/PCE/J00502 | SPECIAL MADE IRON &STEEL | PENGGUNA HT |  | Pass | null
380118139 | TNB | DISTRIBUTION | KUALA SELANGOR | Existing | 11 kV | PE MV TERMINAL | RYB | BKSL/PCE/J00502 | SPECIAL MADE IRON &STEEL | S05948 D-KSL-C17-1600 |  | Pass | null
380118143 | TNB | DISTRIBUTION | KUALA SELANGOR | Existing | 11 kV | PE MV TERMINAL | RYB | BKSL/PCE/J00502 | SPECIAL MADE IRON &STEEL | PPU SDBY CB 9 |  | Pass | null
380118146 | TNB | DISTRIBUTION | KUALA SELANGOR | Existing | 11 kV | PE MV TERMINAL | RYB | BKSL/PCE/J00502 | SPECIAL MADE IRON &STEEL | R01901 SIME INAX |  | Pass | null
380118188 | TNB | DISTRIBUTION | KUALA SELANGOR | Existing | 11 kV | PE MV TERMINAL | RYB | BKSL/PCE/J00463 | TMN MUHIBBAH | R01895 HANG TUAH |  | Pass | null
380118191 | TNB | DISTRIBUTION | KUALA SELANGOR | Existing | 11 kV | PE MV TERMINAL | RYB | BKSL/PCE/J00463 | TMN MUHIBBAH | 500KVA |  | Pass | null
380118208 | TNB | DISTRIBUTION | KUALA SELANGOR | Existing | 11 kV | PE MV TERMINAL | RYB | BKSL/PCE/J00463 | TMN MUHIBBAH | R01868 HWA TEH |  | Pass | null
380118211 | TNB | DISTRIBUTION | KUALA SELANGOR | Existing | 11 kV | PE MV TERMINAL | RYB | BKSL/PCE/J00463 | TMN MUHIBBAH | R01858 BALAI POLIS BTG BERJUNTAI |  | Pass | null
380118333 | TNB | DISTRIBUTION | KUALA SELANGOR | Existing | 11 kV | PE MV TERMINAL | RYB | BKSL/PCE/J00584 | TMN SURIA BESTARI | R01847 TMN SURIA |  | Pass | null
380118334 | TNB | DISTRIBUTION | KUALA SELANGOR | Existing | 11 kV | PE MV TERMINAL | RYB | BKSL/PCE/J00584 | TMN SURIA BESTARI | R05364 TMN SRI BISTARI |  | Pass | null
380118337 | TNB | DISTRIBUTION | KUALA SELANGOR | Existing | 11 kV | PE MV TERMINAL | RYB | BKSL/PCE/J00584 | TMN SURIA BESTARI | TX1-500kVA |  | Pass | null
380118464 | TNB | DISTRIBUTION | KUALA SELANGOR | Existing | 11 kV | PE MV TERMINAL | RYB | BKSL/PCE/J00613 | TANAMARAN NO.2 | S01544 LDG TERNAK AYAM JLN RAJA MUSA |  | Pass | null
380118465 | TNB | DISTRIBUTION | KUALA SELANGOR | Existing | 11 kV | PE MV TERMINAL | RYB | BKSL/PCE/J00613 | TANAMARAN NO.2 | S05560 TANAMARAN NO.1 |  | Pass | null
380118468 | TNB | DISTRIBUTION | KUALA SELANGOR | Existing | 11 kV | PE MV TERMINAL | RYB | BKSL/PCE/J00613 | TANAMARAN NO.2 | TX-500KVA |  | Pass | null
380118614 | TNB | DISTRIBUTION | KUALA SELANGOR | Existing | 11 kV | PE MV TERMINAL | RYB | BKSL/PCE/J00349 | QTRS LADANG BKT TALANG NO 2 | SPUR |  | Pass | null
380118615 | TNB | DISTRIBUTION | KUALA SELANGOR | Existing | 11 kV | PE MV TERMINAL | RYB | BKSL/PCE/J00349 | QTRS LADANG BKT TALANG NO 2 | S00504 STS RAJA MUSA |  | Pass | null
380118618 | TNB | DISTRIBUTION | KUALA SELANGOR | Existing | 11 kV | PE MV TERMINAL | RYB | BKSL/PCE/J00349 | QTRS LADANG BKT TALANG NO 2 | TX1-300kVA |  | Pass | null
380118795 | TNB | DISTRIBUTION | KUALA SELANGOR | Existing | 11 kV | PE MV TERMINAL | RYB | BKSL/PCE/J00239 | UJONG PERMATANG | SPUR |  | Pass | null
380118796 | TNB | DISTRIBUTION | KUALA SELANGOR | Existing | 11 kV | PE MV TERMINAL | RYB | BKSL/PCE/J00239 | UJONG PERMATANG | S00483 SW/STN BKT BELIMBING |  | Pass | null
380118799 | TNB | DISTRIBUTION | KUALA SELANGOR | Existing | 11 kV | PE MV TERMINAL | RYB | BKSL/PCE/J00239 | UJONG PERMATANG | 300KVA |  | Pass | null
380134964 | TNB | DISTRIBUTION | KUALA SELANGOR | Existing | 11 kV | PE MV TERMINAL | RYB | BKSL/PCE/J00740 | SHAH ALAM 2 NO.5B 1 | S01693 SHAH ALAM 2 NO.5B 7 |  | Pass | null
380134965 | TNB | DISTRIBUTION | KUALA SELANGOR | Existing | 11 kV | PE MV TERMINAL | RYB | BKSL/PCE/J00740 | SHAH ALAM 2 NO.5B 1 | S05629 SHAH ALAM 2 FASA 5A5/2 |  | Pass | null
380134968 | TNB | DISTRIBUTION | KUALA SELANGOR | Existing | 11 kV | PE MV TERMINAL | RYB | BKSL/PCE/J00740 | SHAH ALAM 2 NO.5B 1 | TX1-1000KVA |  | Pass | null
380135046 | TNB | DISTRIBUTION | KUALA SELANGOR | Existing | 11 kV | PE MV TERMINAL | RYB | BKSL/PCE/J00735 | SHAH ALAM 2 FASA 5A5/1 | SPARE |  | Pass | null
380135053 | TNB | DISTRIBUTION | KUALA SELANGOR | Existing | 11 kV | PE MV TERMINAL | RYB | BKSL/PCE/J00735 | SHAH ALAM 2 FASA 5A5/1 | S05712 SHAH ALAM 2 FASA 5A4 NO.2 |  | Pass | null
380135061 | TNB | DISTRIBUTION | KUALA SELANGOR | Existing | 11 kV | PE MV TERMINAL | RYB | BKSL/PCE/J00735 | SHAH ALAM 2 FASA 5A5/1 | S05773 SHAH ALAM 2 FASA 5A6 NO.1 |  | Pass | null
380135071 | TNB | DISTRIBUTION | KUALA SELANGOR | Existing | 11 kV | PE MV TERMINAL | RYB | BKSL/PCE/J00735 | SHAH ALAM 2 FASA 5A5/1 | TX1-750KVA |  | Pass | null
380135205 | TNB | DISTRIBUTION | KUALA SELANGOR | Existing | 11 kV | PE MV TERMINAL | RYB | BKSL/PCE/J00790 | INDS ALAM JAYA NO.5 | TX2-500KVA |  | Pass | null
380135212 | TNB | DISTRIBUTION | KUALA SELANGOR | Existing | 11 kV | PE MV TERMINAL | RYB | BKSL/PCE/J00790 | INDS ALAM JAYA NO.5 | R04595 KLNG 63A |  | Pass | null
380135220 | TNB | DISTRIBUTION | KUALA SELANGOR | Existing | 11 kV | PE MV TERMINAL | RYB | BKSL/PCE/J00790 | INDS ALAM JAYA NO.5 | R05789 STN SUIS BASIC AVENUE ALAM JAYA |  | Pass | null
380135230 | TNB | DISTRIBUTION | KUALA SELANGOR | Existing | 11 kV | PE MV TERMINAL | RYB | BKSL/PCE/J00790 | INDS ALAM JAYA NO.5 | TX1-750KVA |  | Pass | null
380135388 | TNB | DISTRIBUTION | KUALA SELANGOR | Existing | 11 kV | PE MV TERMINAL | RYB | BKSL/PCE/J00791 | PERDANA PARK NO.1 | R04595 KLG LOT 63 UNICAN ALAM JAYA |  | Pass | null
380135389 | TNB | DISTRIBUTION | KUALA SELANGOR | Existing | 11 kV | PE MV TERMINAL | RYB | BKSL/PCE/J00791 | PERDANA PARK NO.1 | R04745 INDS ALAM JAYA NO.5 |  | Pass | null
380135392 | TNB | DISTRIBUTION | KUALA SELANGOR | Existing | 11 kV | PE MV TERMINAL | RYB | BKSL/PCE/J00791 | PERDANA PARK NO.1 | TX1-1000KVA |  | Pass | null
380135482 | TNB | DISTRIBUTION | KUALA SELANGOR | Existing | 11 kV | PE MV TERMINAL | RYB | BKSL/PCE/J00792 | KLG LOT 63 UNICAN ALAM JAYA | R04598 KLG LOT 62 ALAM JAYA |  | Pass | null
380135483 | TNB | DISTRIBUTION | KUALA SELANGOR | Existing | 11 kV | PE MV TERMINAL | RYB | BKSL/PCE/J00792 | KLG LOT 63 UNICAN ALAM JAYA | R04745 IND ALAM JAYA 5 |  | Pass | null
380135486 | TNB | DISTRIBUTION | KUALA SELANGOR | Existing | 11 kV | PE MV TERMINAL | RYB | BKSL/PCE/J00792 | KLG LOT 63 UNICAN ALAM JAYA | TX1-500KVA |  | Pass | null
380135576 | TNB | DISTRIBUTION | KUALA SELANGOR | Existing | 11 kV | PE MV TERMINAL | RYB | BKSL/PCE/J00793 | KLG LOT 62 ALAM JAYA | R06590 GUDANG BESI JLN 2/6 |  | Pass | null
380135577 | TNB | DISTRIBUTION | KUALA SELANGOR | Existing | 11 kV | PE MV TERMINAL | RYB | BKSL/PCE/J00793 | KLG LOT 62 ALAM JAYA | R04597 KLG LOT 63 UNICAN ALAM JAYA |  | Pass | null
380135580 | TNB | DISTRIBUTION | KUALA SELANGOR | Existing | 11 kV | PE MV TERMINAL | RYB | BKSL/PCE/J00793 | KLG LOT 62 ALAM JAYA | TX1-750KVA |  | Pass | null
380135670 | TNB | DISTRIBUTION | KUALA SELANGOR | Existing | 11 kV | PE MV TERMINAL | RYB | BKSL/PCE/J00823 | GUDANG BESI JLN 2/6 | R05677 LOT 65 JS CON ALAM JAYA |  | Pass | null
380135671 | TNB | DISTRIBUTION | KUALA SELANGOR | Existing | 11 kV | PE MV TERMINAL | RYB | BKSL/PCE/J00823 | GUDANG BESI JLN 2/6 | R04600 KLG LOT 62 ALAM JAYA |  | Pass | null
380135674 | TNB | DISTRIBUTION | KUALA SELANGOR | Existing | 11 kV | PE MV TERMINAL | RYB | BKSL/PCE/J00823 | GUDANG BESI JLN 2/6 | TX1-750KVA |  | Pass | null
380135764 | TNB | DISTRIBUTION | KUALA SELANGOR | Existing | 11 kV | PE MV TERMINAL | RYB | BKSL/PCE/J00796 | LOT 65 JS CON ALAM JAYA | R06250 KILANG LOT 11273 JLN 2/6 |  | Pass | null
380135765 | TNB | DISTRIBUTION | KUALA SELANGOR | Existing | 11 kV | PE MV TERMINAL | RYB | BKSL/PCE/J00796 | LOT 65 JS CON ALAM JAYA | R06588 GUDANG BESI JLN 2/6 |  | Pass | null
380135768 | TNB | DISTRIBUTION | KUALA SELANGOR | Existing | 11 kV | PE MV TERMINAL | RYB | BKSL/PCE/J00796 | LOT 65 JS CON ALAM JAYA | TX1-300KVA |  | Pass | null
380135858 | TNB | DISTRIBUTION | KUALA SELANGOR | Existing | 11 kV | PE MV TERMINAL | RYB | BKSL/PCE/J00816 | KILANG LOT 11273 JLN 2/6 | R04536 ICECLUB ALAM JAYA |  | Pass | null
380135859 | TNB | DISTRIBUTION | KUALA SELANGOR | Existing | 11 kV | PE MV TERMINAL | RYB | BKSL/PCE/J00816 | KILANG LOT 11273 JLN 2/6 | R05679 LOT 65 JS CON ALAM JAYA |  | Pass | null
380135862 | TNB | DISTRIBUTION | KUALA SELANGOR | Existing | 11 kV | PE MV TERMINAL | RYB | BKSL/PCE/J00816 | KILANG LOT 11273 JLN 2/6 | TX1-300KVA |  | Pass | null
380136036 | TNB | DISTRIBUTION | KUALA SELANGOR | Existing | 11 kV | PE MV TERMINAL | RYB | BKSL/PCE/J00794 | ICECLUB ALAM JAYA | HT CUSTOMER |  | Pass | null
380136045 | TNB | DISTRIBUTION | KUALA SELANGOR | Existing | 11 kV | PE MV TERMINAL | RYB | BKSL/PCE/J00794 | ICECLUB ALAM JAYA | R06275 MULTIGUNA CONSTRUCTION & DEV JLN 2/6 AL: |  | Pass | null
380136056 | TNB | DISTRIBUTION | KUALA SELANGOR | Existing | 11 kV | PE MV TERMINAL | RYB | BKSL/PCE/J00794 | ICECLUB ALAM JAYA | R06248 LOT 11273 J2/6 |  | Pass | null
380136072 | TNB | DISTRIBUTION | KUALA SELANGOR | Existing | 11 kV | PE MV TERMINAL | RYB | BKSL/PCE/J00755 | MULTIGUNA CON & DEV | R05398 PLANTFIELD NO.2 |  | Pass | null
380136073 | TNB | DISTRIBUTION | KUALA SELANGOR | Existing | 11 kV | PE MV TERMINAL | RYB | BKSL/PCE/J00755 | MULTIGUNA CON & DEV | R06851 MACHMAR IND ALAM JAYA |  | Pass | null
380136076 | TNB | DISTRIBUTION | KUALA SELANGOR | Existing | 11 kV | PE MV TERMINAL | RYB | BKSL/PCE/J00755 | MULTIGUNA CON & DEV | TX1-500KVA |  | Pass | null
380136166 | TNB | DISTRIBUTION | KUALA SELANGOR | Existing | 11 kV | PE MV TERMINAL | RYB | BKSL/PCE/J00799 | KLG LOT 58 ALAM JAYA | R05361 KYODO STEEL |  | Pass | null
380136167 | TNB | DISTRIBUTION | KUALA SELANGOR | Existing | 11 kV | PE MV TERMINAL | RYB | BKSL/PCE/J00799 | KLG LOT 58 ALAM JAYA | R06273 MULTIGUNA CONSTRUCTION & DEV JLN 2/6 AL: |  | Pass | null
380136170 | TNB | DISTRIBUTION | KUALA SELANGOR | Existing | 11 kV | PE MV TERMINAL | RYB | BKSL/PCE/J00799 | KLG LOT 58 ALAM JAYA | TX1-500KVA |  | Pass | null
380136260 | TNB | DISTRIBUTION | KUALA SELANGOR | Existing | 11 kV | PE MV TERMINAL | RYB | BKSL/PCE/J00797 | KYODO STEEL | R05739 SUBANG VENTURE |  | Pass | null
380136261 | TNB | DISTRIBUTION | KUALA SELANGOR | Existing | 11 kV | PE MV TERMINAL | RYB | BKSL/PCE/J00797 | KYODO STEEL | R05491 KLG LOT 58,ALAM MUTIARA |  | Pass | null
380136264 | TNB | DISTRIBUTION | KUALA SELANGOR | Existing | 11 kV | PE MV TERMINAL | RYB | BKSL/PCE/J00797 | KYODO STEEL | TX1-1000KVA |  | Pass | null
380136380 | TNB | DISTRIBUTION | KUALA SELANGOR | Existing | 11 kV | PE MV TERMINAL | RYB | BKSL/PCE/J00800 | KLG KAYU PAPAN & LOGAM BERJAYA | R05324 KWAN SENS WARE |  | Pass | null
380136381 | TNB | DISTRIBUTION | KUALA SELANGOR | Existing | 11 kV | PE MV TERMINAL | RYB | BKSL/PCE/J00800 | KLG KAYU PAPAN & LOGAM BERJAYA | R05737 SUBANG VENTURE |  | Pass | null
380136384 | TNB | DISTRIBUTION | KUALA SELANGOR | Existing | 11 kV | PE MV TERMINAL | RYB | BKSL/PCE/J00800 | KLG KAYU PAPAN & LOGAM BERJAYA | TX1-500KVA |  | Pass | null
380136474 | TNB | DISTRIBUTION | KUALA SELANGOR | Existing | 11 kV | PE MV TERMINAL | RYB | BKSL/PCE/J00801 | KWAN SENS WARE | R05570 NATURE LEADER |  | Pass | null
380136475 | TNB | DISTRIBUTION | KUALA SELANGOR | Existing | 11 kV | PE MV TERMINAL | RYB | BKSL/PCE/J00801 | KWAN SENS WARE | R05228 LOGAM BERJAYA |  | Pass | null
380136478 | TNB | DISTRIBUTION | KUALA SELANGOR | Existing | 11 kV | PE MV TERMINAL | RYB | BKSL/PCE/J00801 | KWAN SENS WARE | TX1-750KVA |  | Pass | null
380136568 | TNB | DISTRIBUTION | KUALA SELANGOR | Existing | 11 kV | PE MV TERMINAL | RYB | BKSL/PCE/J00802 | NATURE LEADER | R06299 PADAT MULTIGUNA TMN ALAM JAYA 2/5 |  | Pass | null
380136569 | TNB | DISTRIBUTION | KUALA SELANGOR | Existing | 11 kV | PE MV TERMINAL | RYB | BKSL/PCE/J00802 | NATURE LEADER | R05326 KWAN SENS WARE |  | Pass | null
380136572 | TNB | DISTRIBUTION | KUALA SELANGOR | Existing | 11 kV | PE MV TERMINAL | RYB | BKSL/PCE/J00802 | NATURE LEADER | TX1-1000KVA |  | Pass | null
380136756 | TNB | DISTRIBUTION | KUALA SELANGOR | Existing | 11 kV | PE MV TERMINAL | RYB | BKSL/PCE/J00788 | PADAT MULTIGUNA TMN ALAM JAYA 2/5 | R06485 TMT INDUSTRI |  | Pass | null
380136757 | TNB | DISTRIBUTION | KUALA SELANGOR | Existing | 11 kV | PE MV TERMINAL | RYB | BKSL/PCE/J00788 | PADAT MULTIGUNA TMN ALAM JAYA 2/5 | R05572 NATURE LEADER |  | Pass | null
380136760 | TNB | DISTRIBUTION | KUALA SELANGOR | Existing | 11 kV | PE MV TERMINAL | RYB | BKSL/PCE/J00788 | PADAT MULTIGUNA TMN ALAM JAYA 2/5 | TX1-500KVA |  | Pass | null
380136851 | TNB | DISTRIBUTION | KUALA SELANGOR | Existing | 11 kV | PE MV TERMINAL | RYB | BKSL/PCE/J00697 | STESEN SUIS SECTION 2 PHASE 1B P.ALAM | TX1-1000KVA |  | Pass | null
380136869 | TNB | DISTRIBUTION | KUALA SELANGOR | Existing | 11 kV | PE MV TERMINAL | RYB | BKSL/PCE/J00697 | STESEN SUIS SECTION 2 PHASE 1B P.ALAM | S01012 SEKSYEN 3 PHASE 1B PUNCAK ALAM |  | Pass | null
380136877 | TNB | DISTRIBUTION | KUALA SELANGOR | Existing | 11 kV | PE MV TERMINAL | RYB | BKSL/PCE/J00697 | STESEN SUIS SECTION 2 PHASE 1B P.ALAM | PPU PAM1 FDR1 |  | Pass | null
380136881 | TNB | DISTRIBUTION | KUALA SELANGOR | Existing | 11 kV | PE MV TERMINAL | RYB | BKSL/PCE/J00697 | STESEN SUIS SECTION 2 PHASE 1B P.ALAM | PPU PAM1 FDR 2 |  | Pass | null
380136884 | TNB | DISTRIBUTION | KUALA SELANGOR | Existing | 11 kV | PE MV TERMINAL | RYB | BKSL/PCE/J00697 | STESEN SUIS SECTION 2 PHASE 1B P.ALAM | S01150 UITM 1 |  | Pass | null
380136908 | TNB | DISTRIBUTION | KUALA SELANGOR | Existing | 11 kV | PE MV TERMINAL | RYB | BKSL/PCE/J00697 | STESEN SUIS SECTION 2 PHASE 1B P.ALAM | S05906 S.ALAM 2 5A7 JAS16/67 |  | Pass | null
380136916 | TNB | DISTRIBUTION | KUALA SELANGOR | Existing | 11 kV | PE MV TERMINAL | RYB | BKSL/PCE/J00697 | STESEN SUIS SECTION 2 PHASE 1B P.ALAM | S05722 LAUTAN SAMUDERA |  | Pass | null
380137100 | TNB | DISTRIBUTION | KUALA SELANGOR | Existing | 11 kV | PE MV TERMINAL | RYB | BKSL/PCE/J00716 | STESEN SUIS FASA 3A PUNCAK ALAM | TX2-1000KVA |  | Pass | null
380137105 | TNB | DISTRIBUTION | KUALA SELANGOR | Existing | 11 kV | PE MV TERMINAL | RYB | BKSL/PCE/J00716 | STESEN SUIS FASA 3A PUNCAK ALAM | TX1-1000KVA |  | Pass | null
380137133 | TNB | DISTRIBUTION | KUALA SELANGOR | Existing | 11 kV | PE MV TERMINAL | RYB | BKSL/PCE/J00716 | STESEN SUIS FASA 3A PUNCAK ALAM | S01091 FASA 3A1 PUNCAK ALAM |  | Pass | null
380137134 | TNB | DISTRIBUTION | KUALA SELANGOR | Existing | 11 kV | PE MV TERMINAL | RYB | BKSL/PCE/J00716 | STESEN SUIS FASA 3A PUNCAK ALAM | S01094 FASA 3A 2 PUNCAK ALAM |  | Pass | null
380137137 | TNB | DISTRIBUTION | KUALA SELANGOR | Existing | 11 kV | PE MV TERMINAL | RYB | BKSL/PCE/J00716 | STESEN SUIS FASA 3A PUNCAK ALAM | PPU PAM1: 5 |  | Pass | null
380137323 | TNB | DISTRIBUTION | KUALA SELANGOR | Existing | 11 kV | PE MV TERMINAL | RYB | BKSL/PCE/J00718 | FASA 3A1 PUNCAK ALAM | TX1-1000KVA |  | Pass | null
380137330 | TNB | DISTRIBUTION | KUALA SELANGOR | Existing | 11 kV | PE MV TERMINAL | RYB | BKSL/PCE/J00718 | FASA 3A1 PUNCAK ALAM | S05881 RUMAH BANGLO PUNCAK ALAM JAYA 2 |  | Pass | null
380137338 | TNB | DISTRIBUTION | KUALA SELANGOR | Existing | 11 kV | PE MV TERMINAL | RYB | BKSL/PCE/J00718 | FASA 3A1 PUNCAK ALAM | S01101 STESEN SUIS FASA 3A PUNCAK ALAM |  | Pass | null
380137348 | TNB | DISTRIBUTION | KUALA SELANGOR | Existing | 11 kV | PE MV TERMINAL | RYB | BKSL/PCE/J00718 | FASA 3A1 PUNCAK ALAM | TX2-1000KVA |  | Pass | null
380137573 | TNB | DISTRIBUTION | KUALA SELANGOR | Existing | 11 kV | PE MV TERMINAL | RYB | BKSL/PCE/J00866 | SMK PUNCAK ALAM FASA 3 | S01137 JUWITA FASA 3 C NO 3 |  | Pass | null
380137574 | TNB | DISTRIBUTION | KUALA SELANGOR | Existing | 11 kV | PE MV TERMINAL | RYB | BKSL/PCE/J00866 | SMK PUNCAK ALAM FASA 3 | S05852 PUSAT NIAGA ASTANA ALAM 2 |  | Pass | null
380137577 | TNB | DISTRIBUTION | KUALA SELANGOR | Existing | 11 kV | PE MV TERMINAL | RYB | BKSL/PCE/J00866 | SMK PUNCAK ALAM FASA 3 | TX1-500KVA |  | Pass | null
380137675 | TNB | DISTRIBUTION | KUALA SELANGOR | Existing | 11 kV | PE MV TERMINAL | RYB | BKSL/PCE/J00724 | JUWITA FASA 3 C NO 3 | TX1-1000KVA |  | Pass | null
380137682 | TNB | DISTRIBUTION | KUALA SELANGOR | Existing | 11 kV | PE MV TERMINAL | RYB | BKSL/PCE/J00724 | JUWITA FASA 3 C NO 3 | S01133 JUWITA FASA 3 C NO 2 |  | Pass | null
380137690 | TNB | DISTRIBUTION | KUALA SELANGOR | Existing | 11 kV | PE MV TERMINAL | RYB | BKSL/PCE/J00724 | JUWITA FASA 3 C NO 3 | S05647 SMK PUNCAK ALAM 3 |  | Pass | null
380137700 | TNB | DISTRIBUTION | KUALA SELANGOR | Existing | 11 kV | PE MV TERMINAL | RYB | BKSL/PCE/J00724 | JUWITA FASA 3 C NO 3 | TX2-1000KVA |  | Pass | null
380137886 | TNB | DISTRIBUTION | KUALA SELANGOR | Existing | 11 kV | PE MV TERMINAL | RYB | BKSL/PCE/J00726 | JUWITA FASA 3 C NO 1 | TX1-1000KVA |  | Pass | null
380137893 | TNB | DISTRIBUTION | KUALA SELANGOR | Existing | 11 kV | PE MV TERMINAL | RYB | BKSL/PCE/J00726 | JUWITA FASA 3 C NO 1 | S05505 SEK KEB P/ALAM 3 |  | Pass | null
380137901 | TNB | DISTRIBUTION | KUALA SELANGOR | Existing | 11 kV | PE MV TERMINAL | RYB | BKSL/PCE/J00726 | JUWITA FASA 3 C NO 1 | S01126 JUWITA FASA 3 C NO 1 |  | Pass | null
380137911 | TNB | DISTRIBUTION | KUALA SELANGOR | Existing | 11 kV | PE MV TERMINAL | RYB | BKSL/PCE/J00726 | JUWITA FASA 3 C NO 1 | TX2-1000KVA |  | Pass | null
380138135 | TNB | DISTRIBUTION | KUALA SELANGOR | Existing | 11 kV | PE MV TERMINAL | RYB | BKSL/PCE/J00861 | TESCO PUNCAK ALAM | S05690 RUMAH PAM PUNCAK BESTARI |  | Pass | null
380138139 | TNB | DISTRIBUTION | KUALA SELANGOR | Existing | 11 kV | PE MV TERMINAL | RYB | BKSL/PCE/J00861 | TESCO PUNCAK ALAM | S01106 FASA 3A6 PUNCAK ALAM |  | Pass | null
380138153 | TNB | DISTRIBUTION | KUALA SELANGOR | Existing | 11 kV | PE MV TERMINAL | RYB | BKSL/PCE/J00861 | TESCO PUNCAK ALAM | HT CUSTOMER |  | Pass | null
380138164 | TNB | DISTRIBUTION | KUALA SELANGOR | Existing | 11 kV | PE MV TERMINAL | RYB | BKSL/PCE/J00849 | RUMAH PAM PUNCAK BESTARI | TX1-1000KVA |  | Pass | null
380138171 | TNB | DISTRIBUTION | KUALA SELANGOR | Existing | 11 kV | PE MV TERMINAL | RYB | BKSL/PCE/J00849 | RUMAH PAM PUNCAK BESTARI | S05681 TESCO PUNCAK ALAM |  | Pass | null
380138179 | TNB | DISTRIBUTION | KUALA SELANGOR | Existing | 11 kV | PE MV TERMINAL | RYB | BKSL/PCE/J00849 | RUMAH PAM PUNCAK BESTARI | S05919 : PERUMAHAN FASA 4 PCK BESTARI |  | Pass | null
380138189 | TNB | DISTRIBUTION | KUALA SELANGOR | Existing | 11 kV | PE MV TERMINAL | RYB | BKSL/PCE/J00849 | RUMAH PAM PUNCAK BESTARI | TX2- 1000KVA |  | Pass | null
380138387 | TNB | DISTRIBUTION | KUALA SELANGOR | Existing | 11 kV | PE MV TERMINAL | RYB | BKSL/PCE/J00863 | MASJID BARU PUNCAK ALAM | S05667 LAVENDER VILLA |  | Pass | null
380138388 | TNB | DISTRIBUTION | KUALA SELANGOR | Existing | 11 kV | PE MV TERMINAL | RYB | BKSL/PCE/J00863 | MASJID BARU PUNCAK ALAM | S01109 FASA 3A6 PUNCAK ALAM |  | Pass | null
380138391 | TNB | DISTRIBUTION | KUALA SELANGOR | Existing | 11 kV | PE MV TERMINAL | RYB | BKSL/PCE/J00863 | MASJID BARU PUNCAK ALAM | TX1-500KVA |  | Pass | null
380138486 | TNB | DISTRIBUTION | KUALA SELANGOR | Existing | 11 kV | PE MV TERMINAL | RYB | BKSL/PCE/J00117 | BKT KUCING KLINIK | S00305 REZAB ZAZULI |  | Pass | null
380138489 | TNB | DISTRIBUTION | KUALA SELANGOR | Existing | 11 kV | PE MV TERMINAL | RYB | BKSL/PCE/J00117 | BKT KUCING KLINIK | TX1-500KVA |  | Pass | null
380138506 | TNB | DISTRIBUTION | KUALA SELANGOR | Existing | 11 kV | PE MV TERMINAL | RYB | BKSL/PCE/J00117 | BKT KUCING KLINIK | S00294 BKT KUCING TAMBAHAN |  | Pass | null
380138509 | TNB | DISTRIBUTION | KUALA SELANGOR | Existing | 11 kV | PE MV TERMINAL | RYB | BKSL/PCE/J00117 | BKT KUCING KLINIK | S05604 SMK BKT KUCHING TENGAH |  | Pass | null
380138612 | TNB | DISTRIBUTION | KUALA SELANGOR | Existing | 11 kV | PE MV TERMINAL | RYB | BKSL/PCE/J00352 | TAMAN ALAM SUTERA ALAM JAYA | TX1-500KVA |  | Pass | null
380138619 | TNB | DISTRIBUTION | KUALA SELANGOR | Existing | 11 kV | PE MV TERMINAL | RYB | BKSL/PCE/J00352 | TAMAN ALAM SUTERA ALAM JAYA | R04719 INDUSTRI ALAM JAYA NO.2 |  | Pass | null
380138627 | TNB | DISTRIBUTION | KUALA SELANGOR | Existing | 11 kV | PE MV TERMINAL | RYB | BKSL/PCE/J00352 | TAMAN ALAM SUTERA ALAM JAYA | R04717 INDUSTRI ALAM JAYA NO.1 |  | Pass | null
380138637 | TNB | DISTRIBUTION | KUALA SELANGOR | Existing | 11 kV | PE MV TERMINAL | RYB | BKSL/PCE/J00352 | TAMAN ALAM SUTERA ALAM JAYA | TX2-750KVA |  | Pass | null
380152256 | TNB | DISTRIBUTION | KUALA SELANGOR | Existing | 11 kV | PE MV TERMINAL | RYB | BKSL/PCE/J00388 | SG SIREH BAN 3 | S05836 PE SG SIREH BAN 4 |  | Pass | null
380152257 | TNB | DISTRIBUTION | KUALA SELANGOR | Existing | 11 kV | PE MV TERMINAL | RYB | BKSL/PCE/J00388 | SG SIREH BAN 3 | S05827 SG SIREH BAN 2 |  | Pass | null
380152260 | TNB | DISTRIBUTION | KUALA SELANGOR | Existing | 11 kV | PE MV TERMINAL | RYB | BKSL/PCE/J00388 | SG SIREH BAN 3 | TX-500KVA |  | Pass | null
380152370 | TNB | DISTRIBUTION | KUALA SELANGOR | Existing | 11 kV | PE MV TERMINAL | RYB | BKSL/PCE/J00857 | SG SIREH BAN 4 | S05839 PE LOJI AIR SG SIREH, L807 |  | Pass | null
380152371 | TNB | DISTRIBUTION | KUALA SELANGOR | Existing | 11 kV | PE MV TERMINAL | RYB | BKSL/PCE/J00857 | SG SIREH BAN 4 | S05835 PE SG SIREH BAN 3 |  | Pass | null
380152374 | TNB | DISTRIBUTION | KUALA SELANGOR | Existing | 11 kV | PE MV TERMINAL | RYB | BKSL/PCE/J00857 | SG SIREH BAN 4 | TX-500KVA |  | Pass | null
380152484 | TNB | DISTRIBUTION | KUALA SELANGOR | Existing | 11 kV | PE MV TERMINAL | RYB | BKSL/PCE/J00871 | LOJI AIR SG SIREH | SPARE |  | Pass | null
380152485 | TNB | DISTRIBUTION | KUALA SELANGOR | Existing | 11 kV | PE MV TERMINAL | RYB | BKSL/PCE/J00871 | LOJI AIR SG SIREH | S05838 PE SG SIREH BAN 4 |  | Pass | null
380152488 | TNB | DISTRIBUTION | KUALA SELANGOR | Existing | 11 kV | PE MV TERMINAL | RYB | BKSL/PCE/J00871 | LOJI AIR SG SIREH | TX-750KVA |  | Pass | null
380152598 | TNB | DISTRIBUTION | KUALA SELANGOR | Existing | 11 kV | PE MV TERMINAL | RYB | BKSL/PCE/J00158 | PT 2 | S00563 PE KLG BIJI BENIH T/AIR 2 |  | Pass | null
380152599 | TNB | DISTRIBUTION | KUALA SELANGOR | Existing | 11 kV | PE MV TERMINAL | RYB | BKSL/PCE/J00158 | PT 2 | S00569 PE PT 1 |  | Pass | null
380152602 | TNB | DISTRIBUTION | KUALA SELANGOR | Existing | 11 kV | PE MV TERMINAL | RYB | BKSL/PCE/J00158 | PT 2 | TX-500KVA |  | Pass | null
380152712 | TNB | DISTRIBUTION | KUALA SELANGOR | Existing | 11 kV | PE MV TERMINAL | RYB | BKSL/PCE/J00157 | KLG BIJI BENIH T/AIR 2 | S00568 PE PT 2 |  | Pass | null
380152713 | TNB | DISTRIBUTION | KUALA SELANGOR | Existing | 11 kV | PE MV TERMINAL | RYB | BKSL/PCE/J00157 | KLG BIJI BENIH T/AIR 2 | S00562 PE PT 3 |  | Pass | null
380152716 | TNB | DISTRIBUTION | KUALA SELANGOR | Existing | 11 kV | PE MV TERMINAL | RYB | BKSL/PCE/J00157 | KLG BIJI BENIH T/AIR 2 | TX-750KVA |  | Pass | null
380152826 | TNB | DISTRIBUTION | KUALA SELANGOR | Existing | 11 kV | PE MV TERMINAL | RYB | BKSL/PCE/J00156 | PT 3 | S00565 PE KLG BIJI BENIH T/AIR 2 |  | Pass | null
380152827 | TNB | DISTRIBUTION | KUALA SELANGOR | Existing | 11 kV | PE MV TERMINAL | RYB | BKSL/PCE/J00156 | PT 3 | S00559 PE PT 4 |  | Pass | null
380152830 | TNB | DISTRIBUTION | KUALA SELANGOR | Existing | 11 kV | PE MV TERMINAL | RYB | BKSL/PCE/J00156 | PT 3 | TX-300KVA |  | Pass | null
380152940 | TNB | DISTRIBUTION | KUALA SELANGOR | Existing | 11 kV | PE MV TERMINAL | RYB | BKSL/PCE/J00155 | PT 4 | S05451 PE ZHONG LEE FISHERY |  | Pass | null
380152941 | TNB | DISTRIBUTION | KUALA SELANGOR | Existing | 11 kV | PE MV TERMINAL | RYB | BKSL/PCE/J00155 | PT 4 | S00560 PE PT 3 |  | Pass | null
380152944 | TNB | DISTRIBUTION | KUALA SELANGOR | Existing | 11 kV | PE MV TERMINAL | RYB | BKSL/PCE/J00155 | PT 4 | TX-750KVA |  | Pass | null
380153056 | TNB | DISTRIBUTION | KUALA SELANGOR | Existing | 11 kV | PE MV TERMINAL | RYB | BKSL/PCE/J00575 | ZHONG LEE FISHERY | S05579 PE PANJI MUARA |  | Pass | null
380153057 | TNB | DISTRIBUTION | KUALA SELANGOR | Existing | 11 kV | PE MV TERMINAL | RYB | BKSL/PCE/J00575 | ZHONG LEE FISHERY | S00557 PE PT 4 |  | Pass | null
380153060 | TNB | DISTRIBUTION | KUALA SELANGOR | Existing | 11 kV | PE MV TERMINAL | RYB | BKSL/PCE/J00575 | ZHONG LEE FISHERY | TX-750KVA |  | Pass | null
380153170 | TNB | DISTRIBUTION | KUALA SELANGOR | Existing | 11 kV | PE MV TERMINAL | RYB | BKSL/PCE/J00208 | GAWAR-GAWAR (JENTAYU TUAH) | S00408 PE SG GULANG-GULANG |  | Pass | null
380153171 | TNB | DISTRIBUTION | KUALA SELANGOR | Existing | 11 kV | PE MV TERMINAL | RYB | BKSL/PCE/J00208 | GAWAR-GAWAR (JENTAYU TUAH) | S05867 SSU TMN MAKMUR |  | Pass | null
380153174 | TNB | DISTRIBUTION | KUALA SELANGOR | Existing | 11 kV | PE MV TERMINAL | RYB | BKSL/PCE/J00208 | GAWAR-GAWAR (JENTAYU TUAH) | TX-750KVA |  | Pass | null
380153284 | TNB | DISTRIBUTION | KUALA SELANGOR | Existing | 11 kV | PE MV TERMINAL | RYB | BKSL/PCE/J00210 | SG GULANG-GULANG | S05591 PE DETIK ATURAN |  | Pass | null
380153285 | TNB | DISTRIBUTION | KUALA SELANGOR | Existing | 11 kV | PE MV TERMINAL | RYB | BKSL/PCE/J00210 | SG GULANG-GULANG | S01510 PE GAWAR-GAWAR (JENTAYU TUAH) |  | Pass | null
380153288 | TNB | DISTRIBUTION | KUALA SELANGOR | Existing | 11 kV | PE MV TERMINAL | RYB | BKSL/PCE/J00210 | SG GULANG-GULANG | TX-300KVA |  | Pass | null
380153560 | TNB | DISTRIBUTION | KUALA SELANGOR | Existing | 11 kV | PE MV TERMINAL | RYB | BKSL/PCE/J00212 | SG TUNGGUL | S00412 PE SG TUNGGUL |  | Pass | null
380153563 | TNB | DISTRIBUTION | KUALA SELANGOR | Existing | 11 kV | PE MV TERMINAL | RYB | BKSL/PCE/J00212 | SG TUNGGUL | TX-300KVA |  | Pass | null
380153580 | TNB | DISTRIBUTION | KUALA SELANGOR | Existing | 11 kV | PE MV TERMINAL | RYB | BKSL/PCE/J00212 | SG TUNGGUL | SPARE |  | Pass | null
380153583 | TNB | DISTRIBUTION | KUALA SELANGOR | Existing | 11 kV | PE MV TERMINAL | RYB | BKSL/PCE/J00212 | SG TUNGGUL | S00417 PE INNOBRIDE NO 1 |  | Pass | null
380153698 | TNB | DISTRIBUTION | KUALA SELANGOR | Existing | 11 kV | PE MV TERMINAL | RYB | BKSL/PCE/J00216 | INNOBRIDE NO 1 | S00420 PE INNOBRIDE NO 2 |  | Pass | null
380153699 | TNB | DISTRIBUTION | KUALA SELANGOR | Existing | 11 kV | PE MV TERMINAL | RYB | BKSL/PCE/J00216 | INNOBRIDE NO 1 | S00414 PE SG TUNGGUL |  | Pass | null
380153702 | TNB | DISTRIBUTION | KUALA SELANGOR | Existing | 11 kV | PE MV TERMINAL | RYB | BKSL/PCE/J00216 | INNOBRIDE NO 1 | TX-300KVA |  | Pass | null
380153812 | TNB | DISTRIBUTION | KUALA SELANGOR | Existing | 11 kV | PE MV TERMINAL | RYB | BKSL/PCE/J00217 | INNOBRIDE NO 2 | S00423 PE INNOBRIDE NO 3 |  | Pass | null
380153813 | TNB | DISTRIBUTION | KUALA SELANGOR | Existing | 11 kV | PE MV TERMINAL | RYB | BKSL/PCE/J00217 | INNOBRIDE NO 2 | S00419 PE INNOBRIDE NO 1 |  | Pass | null
380153816 | TNB | DISTRIBUTION | KUALA SELANGOR | Existing | 11 kV | PE MV TERMINAL | RYB | BKSL/PCE/J00217 | INNOBRIDE NO 2 | TX-500KVA |  | Pass | null
380153926 | TNB | DISTRIBUTION | KUALA SELANGOR | Existing | 11 kV | PE MV TERMINAL | RYB | BKSL/PCE/J00218 | INNOBRIDE NO 3 | S00428 PE INNOBRIDE NO 4 |  | Pass | null
380153927 | TNB | DISTRIBUTION | KUALA SELANGOR | Existing | 11 kV | PE MV TERMINAL | RYB | BKSL/PCE/J00218 | INNOBRIDE NO 3 | S00422 PE INNOBRIDE NO 2 |  | Pass | null
380153930 | TNB | DISTRIBUTION | KUALA SELANGOR | Existing | 11 kV | PE MV TERMINAL | RYB | BKSL/PCE/J00218 | INNOBRIDE NO 3 | TX-750KVA |  | Pass | null
380154040 | TNB | DISTRIBUTION | KUALA SELANGOR | Existing | 11 kV | PE MV TERMINAL | RYB | BKSL/PCE/J00219 | INNOBRIDE NO 4 | S00429 PE INNOBRIDE NO 5 |  | Pass | null
380154041 | TNB | DISTRIBUTION | KUALA SELANGOR | Existing | 11 kV | PE MV TERMINAL | RYB | BKSL/PCE/J00219 | INNOBRIDE NO 4 | S00425 PE INNOBRIDE NO 3 |  | Pass | null
380154044 | TNB | DISTRIBUTION | KUALA SELANGOR | Existing | 11 kV | PE MV TERMINAL | RYB | BKSL/PCE/J00219 | INNOBRIDE NO 4 | TX-300KVA |  | Pass | null
380154154 | TNB | DISTRIBUTION | KUALA SELANGOR | Existing | 11 kV | PE MV TERMINAL | RYB | BKSL/PCE/J00215 | INNOBRIDE NO 5 | S00426 PE INNOBRIDE NO 4 |  | Pass | null
380154155 | TNB | DISTRIBUTION | KUALA SELANGOR | Existing | 11 kV | PE MV TERMINAL | RYB | BKSL/PCE/J00215 | INNOBRIDE NO 5 | S02588 PE SAWAH SEMPADAN NO 6 |  | Pass | null
380154158 | TNB | DISTRIBUTION | KUALA SELANGOR | Existing | 11 kV | PE MV TERMINAL | RYB | BKSL/PCE/J00215 | INNOBRIDE NO 5 | TX-300KVA |  | Pass | null
380154268 | TNB | DISTRIBUTION | KUALA SELANGOR | Existing | 11 kV | PE MV TERMINAL | RYB | BKSL/PCE/J00177 | TMN RADEN MAS | S01700 PE TMN RIA MAS |  | Pass | null
380154269 | TNB | DISTRIBUTION | KUALA SELANGOR | Existing | 11 kV | PE MV TERMINAL | RYB | BKSL/PCE/J00177 | TMN RADEN MAS | PPU TKMI: VCB 6 |  | Pass | null
380154272 | TNB | DISTRIBUTION | KUALA SELANGOR | Existing | 11 kV | PE MV TERMINAL | RYB | BKSL/PCE/J00177 | TMN RADEN MAS | TX-750KVA |  | Pass | null
380154384 | TNB | DISTRIBUTION | KUALA SELANGOR | Existing | 11 kV | PE MV TERMINAL | RYB | BKSL/PCE/J00536 | TMN RIA MAS | S150515 TMN RIA MAS NO.2 |  | Pass | null
380154385 | TNB | DISTRIBUTION | KUALA SELANGOR | Existing | 11 kV | PE MV TERMINAL | RYB | BKSL/PCE/J00536 | TMN RIA MAS | S01517 PE TMN RADEN MAS |  | Pass | null
380154388 | TNB | DISTRIBUTION | KUALA SELANGOR | Existing | 11 kV | PE MV TERMINAL | RYB | BKSL/PCE/J00536 | TMN RIA MAS | TX-1000KVA |  | Pass | null
380154500 | TNB | DISTRIBUTION | KUALA SELANGOR | Existing | 11 kV | PE MV TERMINAL | RYB | BKSL/PCE/J00813 | RESTORAN MEWAH TG.KARANG | S01518 PE SURIA INDAH |  | Pass | null
380154501 | TNB | DISTRIBUTION | KUALA SELANGOR | Existing | 11 kV | PE MV TERMINAL | RYB | BKSL/PCE/J00813 | RESTORAN MEWAH TG.KARANG | S05938 PE TMN RIA MAS NO. 3 |  | Pass | null
380154504 | TNB | DISTRIBUTION | KUALA SELANGOR | Existing | 11 kV | PE MV TERMINAL | RYB | BKSL/PCE/J00813 | RESTORAN MEWAH TG.KARANG | TX-750KVA |  | Pass | null
380154718 | TNB | DISTRIBUTION | KUALA SELANGOR | Existing | 11 kV | PE MV TERMINAL | RYB | BKSL/PCE/J00173 | SURIA INDAH | TX 2-1000KVA |  | Pass | null
380154725 | TNB | DISTRIBUTION | KUALA SELANGOR | Existing | 11 kV | PE MV TERMINAL | RYB | BKSL/PCE/J00173 | SURIA INDAH | S01511 PE INDUSTRI BENG LEE |  | Pass | null
380154733 | TNB | DISTRIBUTION | KUALA SELANGOR | Existing | 11 kV | PE MV TERMINAL | RYB | BKSL/PCE/J00173 | SURIA INDAH | S05628 PE RESTORAN MEWAH TG.KARANG |  | Pass | null
380154743 | TNB | DISTRIBUTION | KUALA SELANGOR | Existing | 11 kV | PE MV TERMINAL | RYB | BKSL/PCE/J00173 | SURIA INDAH | TX1-300KVA |  | Pass | null
380154942 | TNB | DISTRIBUTION | KUALA SELANGOR | Existing | 11 kV | PE MV TERMINAL | RYB | BKSL/PCE/J00209 | INDUSTRI BENG LEE | S05642 PE PADAT TMN SAHABAT |  | Pass | null
380154943 | TNB | DISTRIBUTION | KUALA SELANGOR | Existing | 11 kV | PE MV TERMINAL | RYB | BKSL/PCE/J00209 | INDUSTRI BENG LEE | S01520 PE SURIA INDAH |  | Pass | null
380154946 | TNB | DISTRIBUTION | KUALA SELANGOR | Existing | 11 kV | PE MV TERMINAL | RYB | BKSL/PCE/J00209 | INDUSTRI BENG LEE | TX-750KVA |  | Pass | null
380155501 | TNB | DISTRIBUTION | KUALA SELANGOR | Existing | 11 kV | PE MV TERMINAL | RYB | BKSL/PCE/J00211 | BANYU EMAS (FIRMA RENA) | BUSTIE 2 |  | Pass | null
380155516 | TNB | DISTRIBUTION | KUALA SELANGOR | Existing | 11 kV | PE MV TERMINAL | RYB | BKSL/PCE/J00211 | BANYU EMAS (FIRMA RENA) | TX-750KVA |  | Pass | null
380155517 | TNB | DISTRIBUTION | KUALA SELANGOR | Existing | 11 kV | PE MV TERMINAL | RYB | BKSL/PCE/J00211 | BANYU EMAS (FIRMA RENA) | S05644 PE PADAT TMN SAHABAT |  | Pass | null
380155530 | TNB | DISTRIBUTION | KUALA SELANGOR | Existing | 11 kV | PE MV TERMINAL | RYB | BKSL/PCE/J00211 | BANYU EMAS (FIRMA RENA) | TX-750KVA |  | Pass | null
380155539 | TNB | DISTRIBUTION | KUALA SELANGOR | Existing | 11 kV | PE MV TERMINAL | RYB | BKSL/PCE/J00211 | BANYU EMAS (FIRMA RENA) | BUSTIE 1 |  | Pass | null
380155729 | TNB | DISTRIBUTION | KUALA SELANGOR | Existing | 11 kV | PE MV TERMINAL | RYB | BKSL/PCE/J00211 | BANYU EMAS (FIRMA RENA) | S05585 PE DETIK ATURAN |  | Pass | null
380155733 | TNB | DISTRIBUTION | KUALA SELANGOR | Existing | 11 kV | PE MV TERMINAL | RYB | BKSL/PCE/J00211 | BANYU EMAS (FIRMA RENA) | TX-750KVA |  | Pass | null
380155996 | TNB | DISTRIBUTION | KUALA SELANGOR | Existing | 11 kV | PE MV TERMINAL | RYB | BKSL/PCE/J00137 | DESA MAWAR N0 2 | TX-1000KVA |  | Pass | null
380156003 | TNB | DISTRIBUTION | KUALA SELANGOR | Existing | 11 kV | PE MV TERMINAL | RYB | BKSL/PCE/J00137 | DESA MAWAR N0 2 | S01527 PE DESA MAWAR N0 1 |  | Pass | null
380156011 | TNB | DISTRIBUTION | KUALA SELANGOR | Existing | 11 kV | PE MV TERMINAL | RYB | BKSL/PCE/J00137 | DESA MAWAR N0 2 | S05586 PE DETIK ATURAN |  | Pass | null
380156021 | TNB | DISTRIBUTION | KUALA SELANGOR | Existing | 11 kV | PE MV TERMINAL | RYB | BKSL/PCE/J00137 | DESA MAWAR N0 2 | TX2-1000KVA |  | Pass | null
380156211 | TNB | DISTRIBUTION | KUALA SELANGOR | Existing | 11 kV | PE MV TERMINAL | RYB | BKSL/PCE/J00259 | DESA MAWAR N0 1 | TX-1000KVA |  | Pass | null
380156218 | TNB | DISTRIBUTION | KUALA SELANGOR | Existing | 11 kV | PE MV TERMINAL | RYB | BKSL/PCE/J00259 | DESA MAWAR N0 1 | S01514 PE POULTRY FARM NO 2 |  | Pass | null
380156226 | TNB | DISTRIBUTION | KUALA SELANGOR | Existing | 11 kV | PE MV TERMINAL | RYB | BKSL/PCE/J00259 | DESA MAWAR N0 1 | S01531 PE DESA MAWAR N0 2 |  | Pass | null
380156236 | TNB | DISTRIBUTION | KUALA SELANGOR | Existing | 11 kV | PE MV TERMINAL | RYB | BKSL/PCE/J00259 | DESA MAWAR N0 1 | TX-750KVA |  | Pass | null
380225544 | TNB | DISTRIBUTION | KUALA SELANGOR | Existing | 11 kV | PE MV TERMINAL | RYB | BKSL/PCE/J00621 | STP KOTA PUTERI | R04874 : KOTA PUTERI NO.1 |  | Pass | null
380225547 | TNB | DISTRIBUTION | KUALA SELANGOR | Existing | 11 kV | PE MV TERMINAL | RYB | BKSL/PCE/J00621 | STP KOTA PUTERI | TX1-300kVA |  | Pass | null
380225564 | TNB | DISTRIBUTION | KUALA SELANGOR | Existing | 11 kV | PE MV TERMINAL | RYB | BKSL/PCE/J00621 | STP KOTA PUTERI | R07925 MAY POLYESTER |  | Pass | null
380225567 | TNB | DISTRIBUTION | KUALA SELANGOR | Existing | 11 kV | PE MV TERMINAL | RYB | BKSL/PCE/J00621 | STP KOTA PUTERI | R07936 : TOWN HOUSE KP 5 |  | Pass | null
380225888 | TNB | DISTRIBUTION | KUALA SELANGOR | Existing | 11 kV | PE MV TERMINAL | RYB | BKSL/PCE/J00034 | KG ASAHAN | S01335 R/PAM AIR JPS KG ASAHAN |  | Pass | null
380225889 | TNB | DISTRIBUTION | KUALA SELANGOR | Existing | 11 kV | PE MV TERMINAL | RYB | BKSL/PCE/J00034 | KG ASAHAN | S00061 LDG SEL RIVER SIDE |  | Pass | null
380225892 | TNB | DISTRIBUTION | KUALA SELANGOR | Existing | 11 kV | PE MV TERMINAL | RYB | BKSL/PCE/J00034 | KG ASAHAN | TX1-300kVA |  | Pass | null
380226126 | TNB | DISTRIBUTION | KUALA SELANGOR | Existing | 11 kV | PE MV TERMINAL | RYB | BKSL/PCE/J00681 | TAMAN SEJATI | TX2-1000kVA |  | Pass | null
380226133 | TNB | DISTRIBUTION | KUALA SELANGOR | Existing | 11 kV | PE MV TERMINAL | RYB | BKSL/PCE/J00681 | TAMAN SEJATI | R06710 TAMAN SEJATI JALAN 9 |  | Pass | null
380226141 | TNB | DISTRIBUTION | KUALA SELANGOR | Existing | 11 kV | PE MV TERMINAL | RYB | BKSL/PCE/J00681 | TAMAN SEJATI | R05362 TMN IJOK UTAMA |  | Pass | null
380226151 | TNB | DISTRIBUTION | KUALA SELANGOR | Existing | 11 kV | PE MV TERMINAL | RYB | BKSL/PCE/J00681 | TAMAN SEJATI | TX1-1000kVA |  | Pass | null
380259541 | TNB | DISTRIBUTION | KUALA SELANGOR | Existing | 11 kV | PE MV TERMINAL | RYB | BKSL/PCE/J00055 | KEMAYAN | S00152 PE PEKAN SG BULOH |  | Pass | null
380259544 | TNB | DISTRIBUTION | KUALA SELANGOR | Existing | 11 kV | PE MV TERMINAL | RYB | BKSL/PCE/J00055 | KEMAYAN | TX-300KVA |  | Pass | null
380259561 | TNB | DISTRIBUTION | KUALA SELANGOR | Existing | 11 kV | PE MV TERMINAL | RYB | BKSL/PCE/J00055 | KEMAYAN | SPARE |  | Pass | null
380259564 | TNB | DISTRIBUTION | KUALA SELANGOR | Existing | 11 kV | PE MV TERMINAL | RYB | BKSL/PCE/J00055 | KEMAYAN | S01356 PE TMN SOLOMON |  | Pass | null
380259666 | TNB | DISTRIBUTION | KUALA SELANGOR | Existing | 11 kV | PE MV TERMINAL | RYB | BKSL/PCE/J00100 | TMN SOLOMON | S00149 PE KEMAYAN |  | Pass | null
380259672 | TNB | DISTRIBUTION | KUALA SELANGOR | Existing | 11 kV | PE MV TERMINAL | RYB | BKSL/PCE/J00100 | TMN SOLOMON | S05616 PE TMN PARI |  | Pass | null
380259713 | TNB | DISTRIBUTION | KUALA SELANGOR | Existing | 11 kV | PE MV TERMINAL | RYB | BKSL/PCE/J00100 | TMN SOLOMON | TX-1000KVA |  | Pass | null
380259822 | TNB | DISTRIBUTION | KUALA SELANGOR | Existing | 11 kV | PE MV TERMINAL | RYB | BKSL/PCE/J00351 | TMN PARI | S05480 PE TMN YU |  | Pass | null
380259823 | TNB | DISTRIBUTION | KUALA SELANGOR | Existing | 11 kV | PE MV TERMINAL | RYB | BKSL/PCE/J00351 | TMN PARI | S01358 PE TMN SOLOMON |  | Pass | null
380259826 | TNB | DISTRIBUTION | KUALA SELANGOR | Existing | 11 kV | PE MV TERMINAL | RYB | BKSL/PCE/J00351 | TMN PARI | TX-500 KVA |  | Pass | null
380259936 | TNB | DISTRIBUTION | KUALA SELANGOR | Existing | 11 kV | PE MV TERMINAL | RYB | BKSL/PCE/J00573 | TMN YU | S05439 PE TMN SIAKAP |  | Pass | null
380259937 | TNB | DISTRIBUTION | KUALA SELANGOR | Existing | 11 kV | PE MV TERMINAL | RYB | BKSL/PCE/J00573 | TMN YU | S05618 PE TMN PARI |  | Pass | null
380259940 | TNB | DISTRIBUTION | KUALA SELANGOR | Existing | 11 kV | PE MV TERMINAL | RYB | BKSL/PCE/J00573 | TMN YU | TX-1000KVA |  | Pass | null
380260050 | TNB | DISTRIBUTION | KUALA SELANGOR | Existing | 11 kV | PE MV TERMINAL | RYB | BKSL/PCE/J00572 | TMN SIAKAP | S00146 PE TMN SG BULOH |  | Pass | null
380260051 | TNB | DISTRIBUTION | KUALA SELANGOR | Existing | 11 kV | PE MV TERMINAL | RYB | BKSL/PCE/J00572 | TMN SIAKAP | S05478 PE TMN YU |  | Pass | null
380260054 | TNB | DISTRIBUTION | KUALA SELANGOR | Existing | 11 kV | PE MV TERMINAL | RYB | BKSL/PCE/J00572 | TMN SIAKAP | TX-500KVA |  | Pass | null
380260282 | TNB | DISTRIBUTION | KUALA SELANGOR | Existing | 11 kV | PE MV TERMINAL | RYB | BKSL/PCE/J00101 | TMN BAWAL PUTIH | S00145 PE KLG EKZOS |  | Pass | null
380260283 | TNB | DISTRIBUTION | KUALA SELANGOR | Existing | 11 kV | PE MV TERMINAL | RYB | BKSL/PCE/J00101 | TMN BAWAL PUTIH | S00148 PE TMN SG BULOH |  | Pass | null
380260286 | TNB | DISTRIBUTION | KUALA SELANGOR | Existing | 11 kV | PE MV TERMINAL | RYB | BKSL/PCE/J00101 | TMN BAWAL PUTIH | TX-750KVA |  | Pass | null
380260398 | TNB | DISTRIBUTION | KUALA SELANGOR | Existing | 11 kV | PE MV TERMINAL | RYB | BKSL/PCE/J00053 | KLG EKZOS (UNITED EVERCO) | S00140 PE EDAR BERAS |  | Pass | null
380260399 | TNB | DISTRIBUTION | KUALA SELANGOR | Existing | 11 kV | PE MV TERMINAL | RYB | BKSL/PCE/J00053 | KLG EKZOS (UNITED EVERCO) | S01354 PE TMN BAWAL PUTIH |  | Pass | null
380260402 | TNB | DISTRIBUTION | KUALA SELANGOR | Existing | 11 kV | PE MV TERMINAL | RYB | BKSL/PCE/J00053 | KLG EKZOS (UNITED EVERCO) | TX-750KVA |  | Pass | null
380260512 | TNB | DISTRIBUTION | KUALA SELANGOR | Existing | 11 kV | PE MV TERMINAL | RYB | BKSL/PCE/J00052 | EDAR BERAS | S01352 PE KLG BATU-BATA |  | Pass | null
380260513 | TNB | DISTRIBUTION | KUALA SELANGOR | Existing | 11 kV | PE MV TERMINAL | RYB | BKSL/PCE/J00052 | EDAR BERAS | S00143 PE KLG EKZOS |  | Pass | null
380260516 | TNB | DISTRIBUTION | KUALA SELANGOR | Existing | 11 kV | PE MV TERMINAL | RYB | BKSL/PCE/J00052 | EDAR BERAS | TX-500KVA |  | Pass | null
380260628 | TNB | DISTRIBUTION | KUALA SELANGOR | Existing | 11 kV | PE MV TERMINAL | RYB | BKSL/PCE/J00051 | KLG BATU-BATA | S00134 PE KG API API |  | Pass | null
380260629 | TNB | DISTRIBUTION | KUALA SELANGOR | Existing | 11 kV | PE MV TERMINAL | RYB | BKSL/PCE/J00051 | KLG BATU-BATA | S00142 PE EDAR BERAS |  | Pass | null
380260632 | TNB | DISTRIBUTION | KUALA SELANGOR | Existing | 11 kV | PE MV TERMINAL | RYB | BKSL/PCE/J00051 | KLG BATU-BATA | TX-750KVA |  | Pass | null
380260742 | TNB | DISTRIBUTION | KUALA SELANGOR | Existing | 11 kV | PE MV TERMINAL | RYB | BKSL/PCE/J00050 | KG API API | S01351 PE TMN SELESA API API |  | Pass | null
380260743 | TNB | DISTRIBUTION | KUALA SELANGOR | Existing | 11 kV | PE MV TERMINAL | RYB | BKSL/PCE/J00050 | KG API API | S00138 PE KLG BATU-BATA |  | Pass | null
380260746 | TNB | DISTRIBUTION | KUALA SELANGOR | Existing | 11 kV | PE MV TERMINAL | RYB | BKSL/PCE/J00050 | KG API API | TX-300KVA |  | Pass | null
380260856 | TNB | DISTRIBUTION | KUALA SELANGOR | Existing | 11 kV | PE MV TERMINAL | RYB | BKSL/PCE/J00092 | BALAI POLIS KSL | S00101TALIKOM |  | Pass | null
380260857 | TNB | DISTRIBUTION | KUALA SELANGOR | Existing | 11 kV | PE MV TERMINAL | RYB | BKSL/PCE/J00092 | BALAI POLIS KSL | FEEDER 5 PMU KSGR |  | Pass | null
380260860 | TNB | DISTRIBUTION | KUALA SELANGOR | Existing | 11 kV | PE MV TERMINAL | RYB | BKSL/PCE/J00092 | BALAI POLIS KSL | TX - 750 KVA |  | Pass | null
380260972 | TNB | DISTRIBUTION | KUALA SELANGOR | Existing | 11 kV | PE MV TERMINAL | RYB | BKSL/PCE/J00094 | TALIKOM KSL | S00104 BANDAR BARU NO 1 |  | Pass | null
380260973 | TNB | DISTRIBUTION | KUALA SELANGOR | Existing | 11 kV | PE MV TERMINAL | RYB | BKSL/PCE/J00094 | TALIKOM KSL | S00095 BALAI POLIS K.SEL |  | Pass | null
380260976 | TNB | DISTRIBUTION | KUALA SELANGOR | Existing | 11 kV | PE MV TERMINAL | RYB | BKSL/PCE/J00094 | TALIKOM KSL | TX - 750 KVA |  | Pass | null
380261071 | TNB | DISTRIBUTION | KUALA SELANGOR | Existing | 11 kV | PE MV TERMINAL | RYB | BKSL/PCE/J00095 | BDR BARU NO 1 | S00103 TALIKOM |  | Pass | null
380261074 | TNB | DISTRIBUTION | KUALA SELANGOR | Existing | 11 kV | PE MV TERMINAL | RYB | BKSL/PCE/J00095 | BDR BARU NO 1 | TX - 500 KVA |  | Pass | null
380261091 | TNB | DISTRIBUTION | KUALA SELANGOR | Existing | 11 kV | PE MV TERMINAL | RYB | BKSL/PCE/J00095 | BDR BARU NO 1 | SPARE |  | Pass | null
380261094 | TNB | DISTRIBUTION | KUALA SELANGOR | Existing | 11 kV | PE MV TERMINAL | RYB | BKSL/PCE/J00095 | BDR BARU NO 1 | S01261 KOMPLEKS MAHKAMAH |  | Pass | null
380261211 | TNB | DISTRIBUTION | KUALA SELANGOR | Existing | 11 kV | PE MV TERMINAL | RYB | BKSL/PCE/J00096 | SK BDR BARU | S05921 TAMAN WAWASAN |  | Pass | null
380261212 | TNB | DISTRIBUTION | KUALA SELANGOR | Existing | 11 kV | PE MV TERMINAL | RYB | BKSL/PCE/J00096 | SK BDR BARU | S01262 KOMPLEKS MAHKAMAH |  | Pass | null
380261215 | TNB | DISTRIBUTION | KUALA SELANGOR | Existing | 11 kV | PE MV TERMINAL | RYB | BKSL/PCE/J00096 | SK BDR BARU | TX - 500 KVA |  | Pass | null
380261377 | TNB | DISTRIBUTION | KUALA SELANGOR | Existing | 11 kV | PE MV TERMINAL | RYB | BKSL/PCE/J00337 | KOMPLEKS MAHKAMAH | S00110 SEK KEB BNDAR BARU |  | Pass | null
380261378 | TNB | DISTRIBUTION | KUALA SELANGOR | Existing | 11 kV | PE MV TERMINAL | RYB | BKSL/PCE/J00337 | KOMPLEKS MAHKAMAH | S00107 BANDAR BARU NO 1 |  | Pass | null
380261381 | TNB | DISTRIBUTION | KUALA SELANGOR | Existing | 11 kV | PE MV TERMINAL | RYB | BKSL/PCE/J00337 | KOMPLEKS MAHKAMAH | TX - 300 KVA |  | Pass | null
380261607 | TNB | DISTRIBUTION | KUALA SELANGOR | Existing | 11 kV | PE MV TERMINAL | RYB | BKSL/PCE/J00596 | TMN WARISAN | S00111 BANDAR BARU NO 3 |  | Pass | null
380261608 | TNB | DISTRIBUTION | KUALA SELANGOR | Existing | 11 kV | PE MV TERMINAL | RYB | BKSL/PCE/J00596 | TMN WARISAN | S05923 TAMAN WAWASAN |  | Pass | null
380261611 | TNB | DISTRIBUTION | KUALA SELANGOR | Existing | 11 kV | PE MV TERMINAL | RYB | BKSL/PCE/J00596 | TMN WARISAN | TX - 300 KVA |  | Pass | null
380261721 | TNB | DISTRIBUTION | KUALA SELANGOR | Existing | 11 kV | PE MV TERMINAL | RYB | BKSL/PCE/J00097 | BDR BARU NO 3 | S05533 TMN WARISAN |  | Pass | null
380261722 | TNB | DISTRIBUTION | KUALA SELANGOR | Existing | 11 kV | PE MV TERMINAL | RYB | BKSL/PCE/J00097 | BDR BARU NO 3 | S00114 BDR BARU NO 4 |  | Pass | null
380261725 | TNB | DISTRIBUTION | KUALA SELANGOR | Existing | 11 kV | PE MV TERMINAL | RYB | BKSL/PCE/J00097 | BDR BARU NO 3 | TX - 1000 KVA |  | Pass | null
380261820 | TNB | DISTRIBUTION | KUALA SELANGOR | Existing | 11 kV | PE MV TERMINAL | RYB | BKSL/PCE/J00098 | BDR BARU NO 4 | S00113 BANDAR BARU NO 3 |  | Pass | null
380261823 | TNB | DISTRIBUTION | KUALA SELANGOR | Existing | 11 kV | PE MV TERMINAL | RYB | BKSL/PCE/J00098 | BDR BARU NO 4 | TX - 500 KVA |  | Pass | null
380261840 | TNB | DISTRIBUTION | KUALA SELANGOR | Existing | 11 kV | PE MV TERMINAL | RYB | BKSL/PCE/J00098 | BDR BARU NO 4 | SPARE |  | Pass | null
380261843 | TNB | DISTRIBUTION | KUALA SELANGOR | Existing | 11 kV | PE MV TERMINAL | RYB | BKSL/PCE/J00098 | BDR BARU NO 4 | S00117 SEK MEN SAINS |  | Pass | null
380261960 | TNB | DISTRIBUTION | KUALA SELANGOR | Existing | 11 kV | PE MV TERMINAL | RYB | BKSL/PCE/J00099 | SM SAINS KSL | S01266 QTRS GURU KSR |  | Pass | null
380261961 | TNB | DISTRIBUTION | KUALA SELANGOR | Existing | 11 kV | PE MV TERMINAL | RYB | BKSL/PCE/J00099 | SM SAINS KSL | S00116 BANDAR BARU NO 4 |  | Pass | null
380261964 | TNB | DISTRIBUTION | KUALA SELANGOR | Existing | 11 kV | PE MV TERMINAL | RYB | BKSL/PCE/J00099 | SM SAINS KSL | TX - 500 KVA |  | Pass | null
380262074 | TNB | DISTRIBUTION | KUALA SELANGOR | Existing | 11 kV | PE MV TERMINAL | RYB | BKSL/PCE/J00070 | QTRS GURU SM SAINS KSL | S01276 STADIUM NO 2 (TERTUTUP) |  | Pass | null
380262075 | TNB | DISTRIBUTION | KUALA SELANGOR | Existing | 11 kV | PE MV TERMINAL | RYB | BKSL/PCE/J00070 | QTRS GURU SM SAINS KSL | S01264 SEK MEN SAINS |  | Pass | null
380262078 | TNB | DISTRIBUTION | KUALA SELANGOR | Existing | 11 kV | PE MV TERMINAL | RYB | BKSL/PCE/J00070 | QTRS GURU SM SAINS KSL | TX - 1000 KVA |  | Pass | null
380262190 | TNB | DISTRIBUTION | KUALA SELANGOR | Existing | 11 kV | PE MV TERMINAL | RYB | BKSL/PCE/J00107 | STADIUM NO 2 (TERTUTUP) | S01274 STADIUM NO 1 (TERBUKA) |  | Pass | null
380262191 | TNB | DISTRIBUTION | KUALA SELANGOR | Existing | 11 kV | PE MV TERMINAL | RYB | BKSL/PCE/J00107 | STADIUM NO 2 (TERTUTUP) | S01267 QTRS GURU SM SAINS KSL |  | Pass | null
380262194 | TNB | DISTRIBUTION | KUALA SELANGOR | Existing | 11 kV | PE MV TERMINAL | RYB | BKSL/PCE/J00107 | STADIUM NO 2 (TERTUTUP) | TX - 1000 KVA |  | Pass | null
380262468 | TNB | DISTRIBUTION | KUALA SELANGOR | Existing | 11 kV | PE MV TERMINAL | RYB | BKSL/PCE/J00597 | JABATAN PENGALIRAN DAN SALIRAN | S00170 SCHULTZ |  | Pass | null
380262469 | TNB | DISTRIBUTION | KUALA SELANGOR | Existing | 11 kV | PE MV TERMINAL | RYB | BKSL/PCE/J00597 | JABATAN PENGALIRAN DAN SALIRAN | S01272 STADIUM NO 1 (TERBUKA) |  | Pass | null
380262472 | TNB | DISTRIBUTION | KUALA SELANGOR | Existing | 11 kV | PE MV TERMINAL | RYB | BKSL/PCE/J00597 | JABATAN PENGALIRAN DAN SALIRAN | TX - 300 KVA |  | Pass | null
380262684 | TNB | DISTRIBUTION | KUALA SELANGOR | Existing | 11 kV | PE MV TERMINAL | RYB | BKSL/PCE/J00105 | SCHULTZ | TX2 - 750 KVA |  | Pass | null
380262691 | TNB | DISTRIBUTION | KUALA SELANGOR | Existing | 11 kV | PE MV TERMINAL | RYB | BKSL/PCE/J00105 | SCHULTZ | S00166 PALWA |  | Pass | null
380262699 | TNB | DISTRIBUTION | KUALA SELANGOR | Existing | 11 kV | PE MV TERMINAL | RYB | BKSL/PCE/J00105 | SCHULTZ | S05539 JAB PARIT DAN SALIRAN |  | Pass | null
380262709 | TNB | DISTRIBUTION | KUALA SELANGOR | Existing | 11 kV | PE MV TERMINAL | RYB | BKSL/PCE/J00105 | SCHULTZ | TX1 - 750 KVA |  | Pass | null
380262907 | TNB | DISTRIBUTION | KUALA SELANGOR | Existing | 11 kV | PE MV TERMINAL | RYB | BKSL/PCE/J00104 | D'PALWA (KRISTALINA) | S01268 KOMPLEKS PKNS KSL |  | Pass | null
380262908 | TNB | DISTRIBUTION | KUALA SELANGOR | Existing | 11 kV | PE MV TERMINAL | RYB | BKSL/PCE/J00104 | D'PALWA (KRISTALINA) | S00169 SCHULTZ |  | Pass | null
380262911 | TNB | DISTRIBUTION | KUALA SELANGOR | Existing | 11 kV | PE MV TERMINAL | RYB | BKSL/PCE/J00104 | D'PALWA (KRISTALINA) | TX - 300 KVA |  | Pass | null
380263011 | TNB | DISTRIBUTION | KUALA SELANGOR | Existing | 11 kV | PE MV TERMINAL | RYB | BKSL/PCE/J00103 | KOMPLEKS PKNS KSL | TX2 - 1000 KVA |  | Pass | null
380263018 | TNB | DISTRIBUTION | KUALA SELANGOR | Existing | 11 kV | PE MV TERMINAL | RYB | BKSL/PCE/J00103 | KOMPLEKS PKNS KSL | S00162 BMZ |  | Pass | null
380263026 | TNB | DISTRIBUTION | KUALA SELANGOR | Existing | 11 kV | PE MV TERMINAL | RYB | BKSL/PCE/J00103 | KOMPLEKS PKNS KSL | S00168 PE PALWA (KRISTALINA) |  | Pass | null
380263036 | TNB | DISTRIBUTION | KUALA SELANGOR | Existing | 11 kV | PE MV TERMINAL | RYB | BKSL/PCE/J00103 | KOMPLEKS PKNS KSL | TX1 - 1000 KVA |  | Pass | null
380263266 | TNB | DISTRIBUTION | KUALA SELANGOR | Existing | 11 kV | PE MV TERMINAL | RYB | BKSL/PCE/J00590 | ONE PLAZA | S05471 MEDAN NIAGA |  | Pass | null
380263272 | TNB | DISTRIBUTION | KUALA SELANGOR | Existing | 11 kV | PE MV TERMINAL | RYB | BKSL/PCE/J00590 | ONE PLAZA | FEEDER 10 PMU KSGR |  | Pass | null
380263284 | TNB | DISTRIBUTION | KUALA SELANGOR | Existing | 11 kV | PE MV TERMINAL | RYB | BKSL/PCE/J00590 | ONE PLAZA | S05436 TESCO KUALA SELANGOR |  | Pass | null
380263292 | TNB | DISTRIBUTION | KUALA SELANGOR | Existing | 11 kV | PE MV TERMINAL | RYB | BKSL/PCE/J00590 | ONE PLAZA | S05531 MEDAN NIAGA NO 2 |  | Pass | null
380263296 | TNB | DISTRIBUTION | KUALA SELANGOR | Existing | 11 kV | PE MV TERMINAL | RYB | BKSL/PCE/J00590 | ONE PLAZA | FEEDER 7 PMU KSGR |  | Pass | null
380263299 | TNB | DISTRIBUTION | KUALA SELANGOR | Existing | 11 kV | PE MV TERMINAL | RYB | BKSL/PCE/J00590 | ONE PLAZA | MSB PENGGUNA 11KV |  | Pass | null
380263336 | TNB | DISTRIBUTION | KUALA SELANGOR | Existing | 11 kV | PE MV TERMINAL | RYB | BKSL/PCE/J00559 | NTS | S01665 TMN BENDAHARA 3 |  | Pass | null
380263337 | TNB | DISTRIBUTION | KUALA SELANGOR | Existing | 11 kV | PE MV TERMINAL | RYB | BKSL/PCE/J00559 | NTS | S05743 PADAT TAMAN SERI BENDAHARA |  | Pass | null
380263340 | TNB | DISTRIBUTION | KUALA SELANGOR | Existing | 11 kV | PE MV TERMINAL | RYB | BKSL/PCE/J00559 | NTS | TX - 1000 KVA |  | Pass | null
380263435 | TNB | DISTRIBUTION | KUALA SELANGOR | Existing | 11 kV | PE MV TERMINAL | RYB | BKSL/PCE/J00547 | TMN BENDAHARA NO 3 | S05281 TMN BENDAHARA NO 4 |  | Pass | null
380263438 | TNB | DISTRIBUTION | KUALA SELANGOR | Existing | 11 kV | PE MV TERMINAL | RYB | BKSL/PCE/J00547 | TMN BENDAHARA NO 3 | TX-1000KVA |  | Pass | null
380263455 | TNB | DISTRIBUTION | KUALA SELANGOR | Existing | 11 kV | PE MV TERMINAL | RYB | BKSL/PCE/J00547 | TMN BENDAHARA NO 3 | SPARE |  | Pass | null
380263458 | TNB | DISTRIBUTION | KUALA SELANGOR | Existing | 11 kV | PE MV TERMINAL | RYB | BKSL/PCE/J00547 | TMN BENDAHARA NO 3 | S05467 NTS |  | Pass | null
380263575 | TNB | DISTRIBUTION | KUALA SELANGOR | Existing | 11 kV | PE MV TERMINAL | RYB | BKSL/PCE/J00527 | TMN MERANTI | S00275 BELB API-API |  | Pass | null
380263576 | TNB | DISTRIBUTION | KUALA SELANGOR | Existing | 11 kV | PE MV TERMINAL | RYB | BKSL/PCE/J00527 | TMN MERANTI | FEEDER 6 PMU KSGR |  | Pass | null
380263579 | TNB | DISTRIBUTION | KUALA SELANGOR | Existing | 11 kV | PE MV TERMINAL | RYB | BKSL/PCE/J00527 | TMN MERANTI | TX - 300 KVA |  | Pass | null
380263788 | TNB | DISTRIBUTION | KUALA SELANGOR | Existing | 11 kV | PE MV TERMINAL | RYB | BKSL/PCE/J00214 | POULTRY FARM NO 2 | S00435 PE POULTRY FARM NO 1 |  | Pass | null
380263789 | TNB | DISTRIBUTION | KUALA SELANGOR | Existing | 11 kV | PE MV TERMINAL | RYB | BKSL/PCE/J00214 | POULTRY FARM NO 2 | S01524 PE DESA MAWAR N0 1 |  | Pass | null
380263792 | TNB | DISTRIBUTION | KUALA SELANGOR | Existing | 11 kV | PE MV TERMINAL | RYB | BKSL/PCE/J00214 | POULTRY FARM NO 2 | TX-300KVA |  | Pass | null
380263902 | TNB | DISTRIBUTION | KUALA SELANGOR | Existing | 11 kV | PE MV TERMINAL | RYB | BKSL/PCE/J00213 | POULTRY FARM NO 1 | S05597 PE KILANG IKAN KELI SG YU |  | Pass | null
380263903 | TNB | DISTRIBUTION | KUALA SELANGOR | Existing | 11 kV | PE MV TERMINAL | RYB | BKSL/PCE/J00213 | POULTRY FARM NO 1 | S00438 PE POULTRY FARM NO 2 |  | Pass | null
380263906 | TNB | DISTRIBUTION | KUALA SELANGOR | Existing | 11 kV | PE MV TERMINAL | RYB | BKSL/PCE/J00213 | POULTRY FARM NO 1 | TX-300KVA |  | Pass | null
380264130 | TNB | DISTRIBUTION | KUALA SELANGOR | Existing | 11 kV | PE MV TERMINAL | RYB | BKSL/PCE/J00231 | SG YU NO 1 | S00447 PE KG SG YU |  | Pass | null
380264131 | TNB | DISTRIBUTION | KUALA SELANGOR | Existing | 11 kV | PE MV TERMINAL | RYB | BKSL/PCE/J00231 | SG YU NO 1 | S05595 PE KILANG IKAN KELI SG YU |  | Pass | null
380264134 | TNB | DISTRIBUTION | KUALA SELANGOR | Existing | 11 kV | PE MV TERMINAL | RYB | BKSL/PCE/J00231 | SG YU NO 1 | TX-300KVA |  | Pass | null
380264229 | TNB | DISTRIBUTION | KUALA SELANGOR | Existing | 11 kV | PE MV TERMINAL | RYB | BKSL/PCE/J00230 | KG SG YU | S00454 PE SG YU NO 2 |  | Pass | null
380264232 | TNB | DISTRIBUTION | KUALA SELANGOR | Existing | 11 kV | PE MV TERMINAL | RYB | BKSL/PCE/J00230 | KG SG YU | TX-300KVA |  | Pass | null
380264249 | TNB | DISTRIBUTION | KUALA SELANGOR | Existing | 11 kV | PE MV TERMINAL | RYB | BKSL/PCE/J00230 | KG SG YU | SPARE |  | Pass | null
380264252 | TNB | DISTRIBUTION | KUALA SELANGOR | Existing | 11 kV | PE MV TERMINAL | RYB | BKSL/PCE/J00230 | KG SG YU | SPARE |  | Pass | null
380264357 | TNB | DISTRIBUTION | KUALA SELANGOR | Existing | 11 kV | PE MV TERMINAL | RYB | BKSL/PCE/J00230 | KG SG YU | S00452 PE SG YU NO 1 |  | Pass | null
380264376 | TNB | DISTRIBUTION | KUALA SELANGOR | Existing | 11 kV | PE MV TERMINAL | RYB | BKSL/PCE/J00232 | SG YU NO 2 | S05924 : REBAN AYAM BAIZILAH |  | Pass | null
380264377 | TNB | DISTRIBUTION | KUALA SELANGOR | Existing | 11 kV | PE MV TERMINAL | RYB | BKSL/PCE/J00232 | SG YU NO 2 | S00448 PE KG SG YU |  | Pass | null
380264380 | TNB | DISTRIBUTION | KUALA SELANGOR | Existing | 11 kV | PE MV TERMINAL | RYB | BKSL/PCE/J00232 | SG YU NO 2 | TX-100KVA |  | Pass | null
380264490 | TNB | DISTRIBUTION | KUALA SELANGOR | Existing | 11 kV | PE MV TERMINAL | RYB | BKSL/PCE/J00233 | SG YU NO 3 | S01550 PE MASJID SG TERAP |  | Pass | null
380264491 | TNB | DISTRIBUTION | KUALA SELANGOR | Existing | 11 kV | PE MV TERMINAL | RYB | BKSL/PCE/J00233 | SG YU NO 3 | S05926 : REBAN AYAM BAIZILAH |  | Pass | null
380264494 | TNB | DISTRIBUTION | KUALA SELANGOR | Existing | 11 kV | PE MV TERMINAL | RYB | BKSL/PCE/J00233 | SG YU NO 3 | TX-100KVA |  | Pass | null
380264604 | TNB | DISTRIBUTION | KUALA SELANGOR | Existing | 11 kV | PE MV TERMINAL | RYB | BKSL/PCE/J00180 | MASJID SG TERAP | S00446 PE SG TERAP |  | Pass | null
380264605 | TNB | DISTRIBUTION | KUALA SELANGOR | Existing | 11 kV | PE MV TERMINAL | RYB | BKSL/PCE/J00180 | MASJID SG TERAP | S00456 PE SG YU NO 3 |  | Pass | null
380264608 | TNB | DISTRIBUTION | KUALA SELANGOR | Existing | 11 kV | PE MV TERMINAL | RYB | BKSL/PCE/J00180 | MASJID SG TERAP | TX-1000KVA |  | Pass | null
380264735 | TNB | DISTRIBUTION | KUALA SELANGOR | Existing | 11 kV | PE MV TERMINAL | RYB | BKSL/PCE/J00168 | PASAR TG KARANG | TX-500KVA |  | Pass | null
380264742 | TNB | DISTRIBUTION | KUALA SELANGOR | Existing | 11 kV | PE MV TERMINAL | RYB | BKSL/PCE/J00168 | PASAR TG KARANG | S00376 PE PADAT TOK ADAM |  | Pass | null
380264750 | TNB | DISTRIBUTION | KUALA SELANGOR | Existing | 11 kV | PE MV TERMINAL | RYB | BKSL/PCE/J00168 | PASAR TG KARANG | S05816 PE BOOSTER TG. KARANG |  | Pass | null
380264760 | TNB | DISTRIBUTION | KUALA SELANGOR | Existing | 11 kV | PE MV TERMINAL | RYB | BKSL/PCE/J00168 | PASAR TG KARANG | TX-1000KVA |  | Pass | null
380264958 | TNB | DISTRIBUTION | KUALA SELANGOR | Existing | 11 kV | PE MV TERMINAL | RYB | BKSL/PCE/J00199 | TOK ADAM | S00380 PE SG TENGI KANAN NO 1 |  | Pass | null
380264959 | TNB | DISTRIBUTION | KUALA SELANGOR | Existing | 11 kV | PE MV TERMINAL | RYB | BKSL/PCE/J00199 | TOK ADAM | S01505 PE PASAR TG KARANG |  | Pass | null
380264962 | TNB | DISTRIBUTION | KUALA SELANGOR | Existing | 11 kV | PE MV TERMINAL | RYB | BKSL/PCE/J00199 | TOK ADAM | TX-500KVA |  | Pass | null
380265059 | TNB | DISTRIBUTION | KUALA SELANGOR | Existing | 11 kV | PE MV TERMINAL | RYB | BKSL/PCE/J00200 | SG TENGI KANAN NO 1 | S00378 PE PADAT TOK ADAM |  | Pass | null
380265062 | TNB | DISTRIBUTION | KUALA SELANGOR | Existing | 11 kV | PE MV TERMINAL | RYB | BKSL/PCE/J00200 | SG TENGI KANAN NO 1 | TX-500KVA |  | Pass | null
380265079 | TNB | DISTRIBUTION | KUALA SELANGOR | Existing | 11 kV | PE MV TERMINAL | RYB | BKSL/PCE/J00200 | SG TENGI KANAN NO 1 | S00388 PE SG TENGI KANAN NO 2 |  | Pass | null
380265082 | TNB | DISTRIBUTION | KUALA SELANGOR | Existing | 11 kV | PE MV TERMINAL | RYB | BKSL/PCE/J00200 | SG TENGI KANAN NO 1 | S00384 PE SG TENGI KANAN NO 3 |  | Pass | null
380265197 | TNB | DISTRIBUTION | KUALA SELANGOR | Existing | 11 kV | PE MV TERMINAL | RYB | BKSL/PCE/J00178 | SG TENGI KANAN NO 3 | S00389 PE SAWAH SEMPADAN NO 1 |  | Pass | null
380265198 | TNB | DISTRIBUTION | KUALA SELANGOR | Existing | 11 kV | PE MV TERMINAL | RYB | BKSL/PCE/J00178 | SG TENGI KANAN NO 3 | S00381 PE SG TENGI KANAN NO 1 |  | Pass | null
380265201 | TNB | DISTRIBUTION | KUALA SELANGOR | Existing | 11 kV | PE MV TERMINAL | RYB | BKSL/PCE/J00178 | SG TENGI KANAN NO 3 | TX-500KVA |  | Pass | null
380265296 | TNB | DISTRIBUTION | KUALA SELANGOR | Existing | 11 kV | PE MV TERMINAL | RYB | BKSL/PCE/J00202 | SAWAH SEMP NO 1 | S01507 PE SG TENGI KANAN NO 3 |  | Pass | null
380265299 | TNB | DISTRIBUTION | KUALA SELANGOR | Existing | 11 kV | PE MV TERMINAL | RYB | BKSL/PCE/J00202 | SAWAH SEMP NO 1 | TX-100KVA |  | Pass | null
380265316 | TNB | DISTRIBUTION | KUALA SELANGOR | Existing | 11 kV | PE MV TERMINAL | RYB | BKSL/PCE/J00202 | SAWAH SEMP NO 1 | S00395 PE SAWAH SEMPADAN NO 3 |  | Pass | null
380265319 | TNB | DISTRIBUTION | KUALA SELANGOR | Existing | 11 kV | PE MV TERMINAL | RYB | BKSL/PCE/J00202 | SAWAH SEMP NO 1 | S00393 PE SAWAH SEMPADAN NO 2 |  | Pass | null
380265434 | TNB | DISTRIBUTION | KUALA SELANGOR | Existing | 11 kV | PE MV TERMINAL | RYB | BKSL/PCE/J00203 | SAWAH SEMP NO 2 | SPUR |  | Pass | null
380265435 | TNB | DISTRIBUTION | KUALA SELANGOR | Existing | 11 kV | PE MV TERMINAL | RYB | BKSL/PCE/J00203 | SAWAH SEMP NO 2 | S00392 PE SAWAH SEMPADAN NO 1 |  | Pass | null
380265438 | TNB | DISTRIBUTION | KUALA SELANGOR | Existing | 11 kV | PE MV TERMINAL | RYB | BKSL/PCE/J00203 | SAWAH SEMP NO 2 | TX-300KVA |  | Pass | null
380265533 | TNB | DISTRIBUTION | KUALA SELANGOR | Existing | 11 kV | PE MV TERMINAL | RYB | BKSL/PCE/J00204 | SAWAH SEMP NO 3 | R00390 PE SAWAH SEMPADAN NO 1 |  | Pass | null
380265536 | TNB | DISTRIBUTION | KUALA SELANGOR | Existing | 11 kV | PE MV TERMINAL | RYB | BKSL/PCE/J00204 | SAWAH SEMP NO 3 | TX-300KVA |  | Pass | null
380265553 | TNB | DISTRIBUTION | KUALA SELANGOR | Existing | 11 kV | PE MV TERMINAL | RYB | BKSL/PCE/J00204 | SAWAH SEMP NO 3 | S00402 PE SAWAH SEMPADAN NO 5 |  | Pass | null
380265556 | TNB | DISTRIBUTION | KUALA SELANGOR | Existing | 11 kV | PE MV TERMINAL | RYB | BKSL/PCE/J00204 | SAWAH SEMP NO 3 | S00399 PE SAWAH SEMPADAN NO 4 |  | Pass | null
380265671 | TNB | DISTRIBUTION | KUALA SELANGOR | Existing | 11 kV | PE MV TERMINAL | RYB | BKSL/PCE/J00207 | SAWAH SEMP NO 4 | SPUR |  | Pass | null
380265672 | TNB | DISTRIBUTION | KUALA SELANGOR | Existing | 11 kV | PE MV TERMINAL | RYB | BKSL/PCE/J00207 | SAWAH SEMP NO 4 | S00398 PE SAWAH SEMPADAN NO 3 |  | Pass | null
380265675 | TNB | DISTRIBUTION | KUALA SELANGOR | Existing | 11 kV | PE MV TERMINAL | RYB | BKSL/PCE/J00207 | SAWAH SEMP NO 4 | TX-300KVA |  | Pass | null
380265785 | TNB | DISTRIBUTION | KUALA SELANGOR | Existing | 11 kV | PE MV TERMINAL | RYB | BKSL/PCE/J00205 | SAWAH SEMP NO 5 | S00404 PE SAWAH SEMPADAN NO 6 |  | Pass | null
380265786 | TNB | DISTRIBUTION | KUALA SELANGOR | Existing | 11 kV | PE MV TERMINAL | RYB | BKSL/PCE/J00205 | SAWAH SEMP NO 5 | S00396 PE SAWAH SEMPADAN NO 3 |  | Pass | null
380265789 | TNB | DISTRIBUTION | KUALA SELANGOR | Existing | 11 kV | PE MV TERMINAL | RYB | BKSL/PCE/J00205 | SAWAH SEMP NO 5 | TX-300KVA |  | Pass | null
380265899 | TNB | DISTRIBUTION | KUALA SELANGOR | Existing | 11 kV | PE MV TERMINAL | RYB | BKSL/PCE/J00206 | SAWAH SEMP NO 6 | S00431 PE INNOBRIDE NO 5 |  | Pass | null
380265900 | TNB | DISTRIBUTION | KUALA SELANGOR | Existing | 11 kV | PE MV TERMINAL | RYB | BKSL/PCE/J00206 | SAWAH SEMP NO 6 | S00401 PE SAWAH SEMPADAN NO 5 |  | Pass | null
380265903 | TNB | DISTRIBUTION | KUALA SELANGOR | Existing | 11 kV | PE MV TERMINAL | RYB | BKSL/PCE/J00206 | SAWAH SEMP NO 6 | TX-100KVA |  | Pass | null
380266111 | TNB | DISTRIBUTION | KUALA SELANGOR | Existing | 11 kV | PE MV TERMINAL | RYB | BKSL/PCE/J00186 | PEKAN TG KARANG (RIVER SIDE) | S05872 SSU TMN MAKMUR |  | Pass | null
380266114 | TNB | DISTRIBUTION | KUALA SELANGOR | Existing | 11 kV | PE MV TERMINAL | RYB | BKSL/PCE/J00186 | PEKAN TG KARANG (RIVER SIDE) | TX-100KVA |  | Pass | null
380266131 | TNB | DISTRIBUTION | KUALA SELANGOR | Existing | 11 kV | PE MV TERMINAL | RYB | BKSL/PCE/J00186 | PEKAN TG KARANG (RIVER SIDE) | S00340 PE PASARAYA BILLION |  | Pass | null
380266134 | TNB | DISTRIBUTION | KUALA SELANGOR | Existing | 11 kV | PE MV TERMINAL | RYB | BKSL/PCE/J00186 | PEKAN TG KARANG (RIVER SIDE) | S00345 PE TMN SRI TANJUNG (LOT 1970) |  | Pass | null
380266248 | TNB | DISTRIBUTION | KUALA SELANGOR | Existing | 11 kV | PE MV TERMINAL | RYB | BKSL/PCE/J00187 | TMN SRI TANJUNG (LOT 1970) | S00352 PE BALAI POLIS TG KARANG |  | Pass | null
380266249 | TNB | DISTRIBUTION | KUALA SELANGOR | Existing | 11 kV | PE MV TERMINAL | RYB | BKSL/PCE/J00187 | TMN SRI TANJUNG (LOT 1970) | S00343 PE PEKAN TG KARANG (RIVER SIDE) |  | Pass | null
380266252 | TNB | DISTRIBUTION | KUALA SELANGOR | Existing | 11 kV | PE MV TERMINAL | RYB | BKSL/PCE/J00187 | TMN SRI TANJUNG (LOT 1970) | TX-1000KVA |  | Pass | null
380266364 | TNB | DISTRIBUTION | KUALA SELANGOR | Existing | 11 kV | PE MV TERMINAL | RYB | BKSL/PCE/J00189 | BALAI POLIS TG KARANG | S00353 PE JKR LOW COST |  | Pass | null
380266365 | TNB | DISTRIBUTION | KUALA SELANGOR | Existing | 11 kV | PE MV TERMINAL | RYB | BKSL/PCE/J00189 | BALAI POLIS TG KARANG | S00344 PE TMN SRI TANJUNG (LOT 1970) |  | Pass | null
380266368 | TNB | DISTRIBUTION | KUALA SELANGOR | Existing | 11 kV | PE MV TERMINAL | RYB | BKSL/PCE/J00189 | BALAI POLIS TG KARANG | TX1- 750KVA |  | Pass | null
380266465 | TNB | DISTRIBUTION | KUALA SELANGOR | Existing | 11 kV | PE MV TERMINAL | RYB | BKSL/PCE/J00190 | JKR LOW COST | S00350 PE BALAI POLIS TG KARANG |  | Pass | null
380266468 | TNB | DISTRIBUTION | KUALA SELANGOR | Existing | 11 kV | PE MV TERMINAL | RYB | BKSL/PCE/J00190 | JKR LOW COST | TX-750KVA |  | Pass | null
380266485 | TNB | DISTRIBUTION | KUALA SELANGOR | Existing | 11 kV | PE MV TERMINAL | RYB | BKSL/PCE/J00190 | JKR LOW COST | SPARE |  | Pass | null
380266488 | TNB | DISTRIBUTION | KUALA SELANGOR | Existing | 11 kV | PE MV TERMINAL | RYB | BKSL/PCE/J00190 | JKR LOW COST | S01474 PE UKM |  | Pass | null
380266624 | TNB | DISTRIBUTION | KUALA SELANGOR | Existing | 11 kV | PE MV TERMINAL | RYB | BKSL/PCE/J00618 | LKIM PASIR PENAMBANG | S05657 PE GOLDPAGE NO.2 |  | Pass | null
380266625 | TNB | DISTRIBUTION | KUALA SELANGOR | Existing | 11 kV | PE MV TERMINAL | RYB | BKSL/PCE/J00618 | LKIM PASIR PENAMBANG | S05526 PE MAHKAMAH SYARIAH KUALA SELANGOR |  | Pass | null
380266628 | TNB | DISTRIBUTION | KUALA SELANGOR | Existing | 11 kV | PE MV TERMINAL | RYB | BKSL/PCE/J00618 | LKIM PASIR PENAMBANG | TX-500KVA |  | Pass | null
380266768 | TNB | DISTRIBUTION | KUALA SELANGOR | Existing | 11 kV | PE MV TERMINAL | RYB | BKSL/PCE/J00183 | HOSPITAL TG KARANG | S01466 PE BANJARAYA (C) |  | Pass | null
380266771 | TNB | DISTRIBUTION | KUALA SELANGOR | Existing | 11 kV | PE MV TERMINAL | RYB | BKSL/PCE/J00183 | HOSPITAL TG KARANG | TX-1000KVA |  | Pass | null
380266788 | TNB | DISTRIBUTION | KUALA SELANGOR | Existing | 11 kV | PE MV TERMINAL | RYB | BKSL/PCE/J00183 | HOSPITAL TG KARANG | S05744 PE PASARAYA BILLION |  | Pass | null
380266791 | TNB | DISTRIBUTION | KUALA SELANGOR | Existing | 11 kV | PE MV TERMINAL | RYB | BKSL/PCE/J00183 | HOSPITAL TG KARANG | PPU TKMI: VCB4 |  | Pass | null
380266948 | TNB | DISTRIBUTION | KUALA SELANGOR | Existing | 11 kV | PE MV TERMINAL | RYB | BKSL/PCE/J00812 | KO SEGAR | S05823 PE PT 1,L670 MARDI SG SIREH |  | Pass | null
380266949 | TNB | DISTRIBUTION | KUALA SELANGOR | Existing | 11 kV | PE MV TERMINAL | RYB | BKSL/PCE/J00812 | KO SEGAR | S01646 PE TMN KHATIJAH |  | Pass | null
380266952 | TNB | DISTRIBUTION | KUALA SELANGOR | Existing | 11 kV | PE MV TERMINAL | RYB | BKSL/PCE/J00812 | KO SEGAR | TX-300KVA |  | Pass | null
380267154 | TNB | DISTRIBUTION | KUALA SELANGOR | Existing | 11 kV | PE MV TERMINAL | RYB | BKSL/PCE/J00430 | TMN SERI MANIK | S05962 PE TAMAN PADI SUTERA |  | Pass | null
380267155 | TNB | DISTRIBUTION | KUALA SELANGOR | Existing | 11 kV | PE MV TERMINAL | RYB | BKSL/PCE/J00430 | TMN SERI MANIK | S05429 KLG PADI DATARAN PUSAKA |  | Pass | null
380267158 | TNB | DISTRIBUTION | KUALA SELANGOR | Existing | 11 kV | PE MV TERMINAL | RYB | BKSL/PCE/J00430 | TMN SERI MANIK | TX-500KVA |  | Pass | null
380267268 | TNB | DISTRIBUTION | KUALA SELANGOR | Existing | 11 kV | PE MV TERMINAL | RYB | BKSL/PCE/J00426 | PUSAT LATIHAN PERTANIAN | S05964 PE TAMAN PADI SUTERA |  | Pass | null
380267269 | TNB | DISTRIBUTION | KUALA SELANGOR | Existing | 11 kV | PE MV TERMINAL | RYB | BKSL/PCE/J00426 | PUSAT LATIHAN PERTANIAN | S05913 PE TMN MAHSURI INDAH |  | Pass | null
380267272 | TNB | DISTRIBUTION | KUALA SELANGOR | Existing | 11 kV | PE MV TERMINAL | RYB | BKSL/PCE/J00426 | PUSAT LATIHAN PERTANIAN | TX-500KVA |  | Pass | null
380267382 | TNB | DISTRIBUTION | KUALA SELANGOR | Existing | 11 kV | PE MV TERMINAL | RYB | BKSL/PCE/J00420 | TMN MAHSURI INDAH | S05931 PE PST LATIHAN PERTANIAN |  | Pass | null
380267383 | TNB | DISTRIBUTION | KUALA SELANGOR | Existing | 11 kV | PE MV TERMINAL | RYB | BKSL/PCE/J00420 | TMN MAHSURI INDAH | S05866 SSU TMN MAKMUR |  | Pass | null
380267386 | TNB | DISTRIBUTION | KUALA SELANGOR | Existing | 11 kV | PE MV TERMINAL | RYB | BKSL/PCE/J00420 | TMN MAHSURI INDAH | TX-500KVA |  | Pass | null
380267531 | TNB | DISTRIBUTION | KUALA SELANGOR | Existing | 11 kV | PE MV TERMINAL | RYB | BKSL/PCE/J00377 | TMN RIA MAS NO.2 | S05937 PE TMN RIA MAS NO. 3 |  | Pass | null
380267532 | TNB | DISTRIBUTION | KUALA SELANGOR | Existing | 11 kV | PE MV TERMINAL | RYB | BKSL/PCE/J00377 | TMN RIA MAS NO.2 | S01701 PE TMN RIA MAS |  | Pass | null
380267535 | TNB | DISTRIBUTION | KUALA SELANGOR | Existing | 11 kV | PE MV TERMINAL | RYB | BKSL/PCE/J00377 | TMN RIA MAS NO.2 | TX-500KVA |  | Pass | null
380267673 | TNB | DISTRIBUTION | KUALA SELANGOR | Existing | 11 kV | PE MV TERMINAL | RYB | BKSL/PCE/J00855 | PADAT TMN SAHABAT | S01513 PE INDUSTRI BENG LEE |  | Pass | null
380267674 | TNB | DISTRIBUTION | KUALA SELANGOR | Existing | 11 kV | PE MV TERMINAL | RYB | BKSL/PCE/J00855 | PADAT TMN SAHABAT | S05495 PE BANYU EMAS (FIRMA RENA) |  | Pass | null
380267677 | TNB | DISTRIBUTION | KUALA SELANGOR | Existing | 11 kV | PE MV TERMINAL | RYB | BKSL/PCE/J00855 | PADAT TMN SAHABAT | TX-1000KVA |  | Pass | null
380267812 | TNB | DISTRIBUTION | KUALA SELANGOR | Existing | 11 kV | PE MV TERMINAL | RYB | BKSL/PCE/J00670 | KILANG IKAN KELI SG YU | S00437 PE POULTRY FARM NO 1 |  | Pass | null
380267813 | TNB | DISTRIBUTION | KUALA SELANGOR | Existing | 11 kV | PE MV TERMINAL | RYB | BKSL/PCE/J00670 | KILANG IKAN KELI SG YU | S05481 PE SG YU NO 1 |  | Pass | null
380267816 | TNB | DISTRIBUTION | KUALA SELANGOR | Existing | 11 kV | PE MV TERMINAL | RYB | BKSL/PCE/J00670 | KILANG IKAN KELI SG YU | TX-300KVA |  | Pass | null
380267962 | TNB | DISTRIBUTION | KUALA SELANGOR | Existing | 11 kV | PE MV TERMINAL | RYB | BKSL/PCE/J00179 | TMN MAKMUR KSL | S00328 PE KIM LIAN HUAT |  | Pass | null
380267963 | TNB | DISTRIBUTION | KUALA SELANGOR | Existing | 11 kV | PE MV TERMINAL | RYB | BKSL/PCE/J00179 | TMN MAKMUR KSL | PPU TKMI: VCB 9 |  | Pass | null
380267966 | TNB | DISTRIBUTION | KUALA SELANGOR | Existing | 11 kV | PE MV TERMINAL | RYB | BKSL/PCE/J00179 | TMN MAKMUR KSL | TX-1000KVA |  | Pass | null
380521468 | TNB | DISTRIBUTION | KUALA SELANGOR | Existing | 11 kV | PE MV TERMINAL | RYB | BKSL/PCE/J00638 | P/PENURUN BALAI POLIS BATU ARANG | R01592 : MALEX QTRS |  | Pass | null
380521471 | TNB | DISTRIBUTION | KUALA SELANGOR | Existing | 11 kV | PE MV TERMINAL | RYB | BKSL/PCE/J00638 | P/PENURUN BALAI POLIS BATU ARANG | R07384 VHF BATU ARANG |  | Pass | null
380521488 | TNB | DISTRIBUTION | KUALA SELANGOR | Existing | 11 kV | PE MV TERMINAL | RYB | BKSL/PCE/J00638 | P/PENURUN BALAI POLIS BATU ARANG | N/A |  | Pass | null
380521491 | TNB | DISTRIBUTION | KUALA SELANGOR | Existing | 11 kV | PE MV TERMINAL | RYB | BKSL/PCE/J00638 | P/PENURUN BALAI POLIS BATU ARANG | N/A |  | Pass | null
380521628 | TNB | DISTRIBUTION | KUALA SELANGOR | Existing | 11 kV | PE MV TERMINAL | RYB | BKSL/PCE/J00640 | TENAGA KIMIA BT ARANG | R05265 : KG MELAYU A/T |  | Pass | null
380521629 | TNB | DISTRIBUTION | KUALA SELANGOR | Existing | 11 kV | PE MV TERMINAL | RYB | BKSL/PCE/J00640 | TENAGA KIMIA BT ARANG | R04550 : (LARGE AMUNITION) |  | Pass | null
380521632 | TNB | DISTRIBUTION | KUALA SELANGOR | Existing | 11 kV | PE MV TERMINAL | RYB | BKSL/PCE/J00640 | TENAGA KIMIA BT ARANG | TX1- 500KVA |  | Pass | null
380522041 | TNB | DISTRIBUTION | KUALA SELANGOR | Existing | 11 kV | PE MV TERMINAL | RYB | BKSL/PCE/J00692 | SSU KOTA PUTERI (CB9) | SPARE |  | Pass | null
380522123 | TNB | DISTRIBUTION | KUALA SELANGOR | Existing | 11 kV | PE MV TERMINAL | RYB | BKSL/PCE/J00629 | RHONG KHEN INDUSTRI | TX1- 1000KVA |  | Pass | null
380522128 | TNB | DISTRIBUTION | KUALA SELANGOR | Existing | 11 kV | PE MV TERMINAL | RYB | BKSL/PCE/J00629 | RHONG KHEN INDUSTRI | TX2- 1000KVA |  | Pass | null
380522156 | TNB | DISTRIBUTION | KUALA SELANGOR | Existing | 11 kV | PE MV TERMINAL | RYB | BKSL/PCE/J00629 | RHONG KHEN INDUSTRI | R01818 : KLG PAPAN SEKINCAN |  | Pass | null
380522157 | TNB | DISTRIBUTION | KUALA SELANGOR | Existing | 11 kV | PE MV TERMINAL | RYB | BKSL/PCE/J00629 | RHONG KHEN INDUSTRI | SPARE |  | Pass | null
380522160 | TNB | DISTRIBUTION | KUALA SELANGOR | Existing | 11 kV | PE MV TERMINAL | RYB | BKSL/PCE/J00629 | RHONG KHEN INDUSTRI | R05043 : TAKE SIX |  | Pass | null
380522386 | TNB | DISTRIBUTION | KUALA SELANGOR | Existing | 11 kV | PE MV TERMINAL | RYB | BKSL/PCE/J00632 | LIM & LIM HARDWARE | R05151 : TAMAN HARMONI |  | Pass | null
380522387 | TNB | DISTRIBUTION | KUALA SELANGOR | Existing | 11 kV | PE MV TERMINAL | RYB | BKSL/PCE/J00632 | LIM & LIM HARDWARE | R06386 : NOTION VENTURE |  | Pass | null
380522390 | TNB | DISTRIBUTION | KUALA SELANGOR | Existing | 11 kV | PE MV TERMINAL | RYB | BKSL/PCE/J00632 | LIM & LIM HARDWARE | TX1- 1000KVA |  | Pass | null
380522501 | TNB | DISTRIBUTION | KUALA SELANGOR | Existing | 11 kV | PE MV TERMINAL | RYB | BKSL/PCE/J00654 | KOTA PUTERI PERSIARAN BT ARANG NO.1 | R04778 : OSCAR CANARY |  | Pass | null
380522502 | TNB | DISTRIBUTION | KUALA SELANGOR | Existing | 11 kV | PE MV TERMINAL | RYB | BKSL/PCE/J00654 | KOTA PUTERI PERSIARAN BT ARANG NO.1 | PMU BARG CB3 |  | Pass | null
380522505 | TNB | DISTRIBUTION | KUALA SELANGOR | Existing | 11 kV | PE MV TERMINAL | RYB | BKSL/PCE/J00654 | KOTA PUTERI PERSIARAN BT ARANG NO.1 | TX1- 750KVA |  | Pass | null
380522789 | TNB | DISTRIBUTION | KUALA SELANGOR | Existing | 11 kV | PE MV TERMINAL | RYB | BKSL/PCE/J00643 | JASA RINGGIT HOLDINGS | R06527 : SOUTHPROP NO.1 |  | Pass | null
380522793 | TNB | DISTRIBUTION | KUALA SELANGOR | Existing | 11 kV | PE MV TERMINAL | RYB | BKSL/PCE/J00643 | JASA RINGGIT HOLDINGS | PENGGUNA HT |  | Pass | null
380522807 | TNB | DISTRIBUTION | KUALA SELANGOR | Existing | 11 kV | PE MV TERMINAL | RYB | BKSL/PCE/J00643 | JASA RINGGIT HOLDINGS | PMU BARG CB7 |  | Pass | null
380522825 | TNB | DISTRIBUTION | KUALA SELANGOR | Existing | 11 kV | PE MV TERMINAL | RYB | BKSL/PCE/J00363 | PE SOO CHEW SHENG | R05062 : SSU UNITED PAPER BOARD |  | Pass | null
380522831 | TNB | DISTRIBUTION | KUALA SELANGOR | Existing | 11 kV | PE MV TERMINAL | RYB | BKSL/PCE/J00363 | PE SOO CHEW SHENG | PENGGUNA HT 11kV |  | Pass | null
380522843 | TNB | DISTRIBUTION | KUALA SELANGOR | Existing | 11 kV | PE MV TERMINAL | RYB | BKSL/PCE/J00363 | PE SOO CHEW SHENG | TX1- 300KVA |  | Pass | null
380522851 | TNB | DISTRIBUTION | KUALA SELANGOR | Existing | 11 kV | PE MV TERMINAL | RYB | BKSL/PCE/J00363 | PE SOO CHEW SHENG | R06525 : SOUTHPROP NO.1 |  | Pass | null
380522858 | TNB | DISTRIBUTION | KUALA SELANGOR | Existing | 11 kV | PE MV TERMINAL | RYB | BKSL/PCE/J00363 | PE SOO CHEW SHENG | SPARE |  | Pass | null
380534601 | TNB | DISTRIBUTION | KUALA SELANGOR | Existing | 11 kV | PE MV TERMINAL | RYB | BKSL/PCE/J00874 | PUSAT NIAGA ASTANA ALAM 2 | TX1-1000KVA |  | Pass | null
380534608 | TNB | DISTRIBUTION | KUALA SELANGOR | Existing | 11 kV | PE MV TERMINAL | RYB | BKSL/PCE/J00874 | PUSAT NIAGA ASTANA ALAM 2 | S01110 APRT NO.1 PUNCAK ALAM |  | Pass | null
380534616 | TNB | DISTRIBUTION | KUALA SELANGOR | Existing | 11 kV | PE MV TERMINAL | RYB | BKSL/PCE/J00874 | PUSAT NIAGA ASTANA ALAM 2 | S05645 SMK PUNCAK ALAM 3 |  | Pass | null
380534626 | TNB | DISTRIBUTION | KUALA SELANGOR | Existing | 11 kV | PE MV TERMINAL | RYB | BKSL/PCE/J00874 | PUSAT NIAGA ASTANA ALAM 2 | TX2-SPARE |  | Pass | null
380534856 | TNB | DISTRIBUTION | KUALA SELANGOR | Existing | 11 kV | PE MV TERMINAL | RYB | BKSL/PCE/J00876 | R/KEDAI PH 3B JLN ASTANA C13/C | TX1-1000KVA |  | Pass | null
380534863 | TNB | DISTRIBUTION | KUALA SELANGOR | Existing | 11 kV | PE MV TERMINAL | RYB | BKSL/PCE/J00876 | R/KEDAI PH 3B JLN ASTANA C13/C | S01090 RMH PAM AIR JBA PH3 PUNCAK ALAM |  | Pass | null
380534871 | TNB | DISTRIBUTION | KUALA SELANGOR | Existing | 11 kV | PE MV TERMINAL | RYB | BKSL/PCE/J00876 | R/KEDAI PH 3B JLN ASTANA C13/C | S05507 SEK KEB P/ALAM 3 |  | Pass | null
380534881 | TNB | DISTRIBUTION | KUALA SELANGOR | Existing | 11 kV | PE MV TERMINAL | RYB | BKSL/PCE/J00876 | R/KEDAI PH 3B JLN ASTANA C13/C | TX2-1000KVA |  | Pass | null
380535396 | TNB | DISTRIBUTION | KUALA SELANGOR | Existing | 11 kV | PE MV TERMINAL | RYB | BKSL/PCE/J00729 | APARTMENT MELOR NO. 2 PUNCAK ALAM | S01146 APRTMENT MELATI NO.1 PUNCAK ALAM |  | Pass | null
380535397 | TNB | DISTRIBUTION | KUALA SELANGOR | Existing | 11 kV | PE MV TERMINAL | RYB | BKSL/PCE/J00729 | APARTMENT MELOR NO. 2 PUNCAK ALAM | S01141 APRTMENT MELOR NO.1 PUNCAK ALAM |  | Pass | null
380535400 | TNB | DISTRIBUTION | KUALA SELANGOR | Existing | 11 kV | PE MV TERMINAL | RYB | BKSL/PCE/J00729 | APARTMENT MELOR NO. 2 PUNCAK ALAM | TX1-1000KVA |  | Pass | null
380535627 | TNB | DISTRIBUTION | KUALA SELANGOR | Existing | 11 kV | PE MV TERMINAL | RYB | BKSL/PCE/J00124 | PT MAHANG NO 2 | S06001 PDT REBAN AYAM 2 JLN BAHAGIA |  | Pass | null
380535628 | TNB | DISTRIBUTION | KUALA SELANGOR | Existing | 11 kV | PE MV TERMINAL | RYB | BKSL/PCE/J00124 | PT MAHANG NO 2 | S01453 PKNS PT MAHANG (TMN DESA MAHANG) |  | Pass | null
380535631 | TNB | DISTRIBUTION | KUALA SELANGOR | Existing | 11 kV | PE MV TERMINAL | RYB | BKSL/PCE/J00124 | PT MAHANG NO 2 | TX1-500KVA |  | Pass | null
380564598 | TNB | DISTRIBUTION | KUALA SELANGOR | Existing | 11 kV | PE MV TERMINAL | RYB | BKSL/PCE/J00064 | TMN MALAWATI JAYA NO 1 | S05755 MELAWATI CERGAS |  | Pass | null
380564599 | TNB | DISTRIBUTION | KUALA SELANGOR | Existing | 11 kV | PE MV TERMINAL | RYB | BKSL/PCE/J00064 | TMN MALAWATI JAYA NO 1 | S09273 BELB API-API |  | Pass | null
380564602 | TNB | DISTRIBUTION | KUALA SELANGOR | Existing | 11 kV | PE MV TERMINAL | RYB | BKSL/PCE/J00064 | TMN MALAWATI JAYA NO 1 | TX - 1000 KVA |  | Pass | null
380564703 | TNB | DISTRIBUTION | KUALA SELANGOR | Existing | 11 kV | PE MV TERMINAL | RYB | BKSL/PCE/J00069 | TMN MALAWATI JAYA NO 2 | TX - 1000 KVA |  | Pass | null
380564705 | TNB | DISTRIBUTION | KUALA SELANGOR | Existing | 11 kV | PE MV TERMINAL | RYB | BKSL/PCE/J00069 | TMN MALAWATI JAYA NO 2 | S05757 MELAWATI CERGAS |  | Pass | null
380564746 | TNB | DISTRIBUTION | KUALA SELANGOR | Existing | 11 kV | PE MV TERMINAL | RYB | BKSL/PCE/J00069 | TMN MALAWATI JAYA NO 2 | S00276 MONDAY CANE |  | Pass | null
380564843 | TNB | DISTRIBUTION | KUALA SELANGOR | Existing | 11 kV | PE MV TERMINAL | RYB | BKSL/PCE/J00109 | MONDAY CANE | TX 2 - 750 KVA |  | Pass | null
380564850 | TNB | DISTRIBUTION | KUALA SELANGOR | Existing | 11 kV | PE MV TERMINAL | RYB | BKSL/PCE/J00109 | MONDAY CANE | S00280 KOLAM UDANG API-API- NO 1 |  | Pass | null
380564858 | TNB | DISTRIBUTION | KUALA SELANGOR | Existing | 11 kV | PE MV TERMINAL | RYB | BKSL/PCE/J00109 | MONDAY CANE | S01321 TMN MELATI JAYA NO 2 |  | Pass | null
380564868 | TNB | DISTRIBUTION | KUALA SELANGOR | Existing | 11 kV | PE MV TERMINAL | RYB | BKSL/PCE/J00109 | MONDAY CANE | TX 1 - 750 KVA |  | Pass | null
380565066 | TNB | DISTRIBUTION | KUALA SELANGOR | Existing | 11 kV | PE MV TERMINAL | RYB | BKSL/PCE/J00112 | K/UDANG API-API NO 1 | S01328 TAMAN IMPIAN |  | Pass | null
380565067 | TNB | DISTRIBUTION | KUALA SELANGOR | Existing | 11 kV | PE MV TERMINAL | RYB | BKSL/PCE/J00112 | K/UDANG API-API NO 1 | S00278 MONDAY CANE |  | Pass | null
380565070 | TNB | DISTRIBUTION | KUALA SELANGOR | Existing | 11 kV | PE MV TERMINAL | RYB | BKSL/PCE/J00112 | K/UDANG API-API NO 1 | TX - 1000 KVA |  | Pass | null
380565296 | TNB | DISTRIBUTION | KUALA SELANGOR | Existing | 11 kV | PE MV TERMINAL | RYB | BKSL/PCE/J00132 | TMN IMPIAN (C) | S01327 BAZAR SUNGAI BULOH |  | Pass | null
380565297 | TNB | DISTRIBUTION | KUALA SELANGOR | Existing | 11 kV | PE MV TERMINAL | RYB | BKSL/PCE/J00132 | TMN IMPIAN (C) | S00279 KOLAM UDANG API-API- NO 1 |  | Pass | null
380565300 | TNB | DISTRIBUTION | KUALA SELANGOR | Existing | 11 kV | PE MV TERMINAL | RYB | BKSL/PCE/J00132 | TMN IMPIAN (C) | TX - 1000 KVA |  | Pass | null
380565412 | TNB | DISTRIBUTION | KUALA SELANGOR | Existing | 11 kV | PE MV TERMINAL | RYB | BKSL/PCE/J00131 | BAZAR SG BULOH | S05954 PE PDT SRJKC JLN SASARAN |  | Pass | null
380565413 | TNB | DISTRIBUTION | KUALA SELANGOR | Existing | 11 kV | PE MV TERMINAL | RYB | BKSL/PCE/J00131 | BAZAR SG BULOH | S01330 TAMAN IMPIAN |  | Pass | null
380565416 | TNB | DISTRIBUTION | KUALA SELANGOR | Existing | 11 kV | PE MV TERMINAL | RYB | BKSL/PCE/J00131 | BAZAR SG BULOH | TX - 1000 KVA |  | Pass | null
380565513 | TNB | DISTRIBUTION | KUALA SELANGOR | Existing | 11 kV | PE MV TERMINAL | RYB | BKSL/PCE/J00114 | TMN SRI PERTAMA | S05952 PE PDT SRJKC JLN SASARAN |  | Pass | null
380565516 | TNB | DISTRIBUTION | KUALA SELANGOR | Existing | 11 kV | PE MV TERMINAL | RYB | BKSL/PCE/J00114 | TMN SRI PERTAMA | TX - 500 KVA |  | Pass | null
380565533 | TNB | DISTRIBUTION | KUALA SELANGOR | Existing | 11 kV | PE MV TERMINAL | RYB | BKSL/PCE/J00114 | TMN SRI PERTAMA | S00291 LOT 24 T.SENANGIN |  | Pass | null
380565536 | TNB | DISTRIBUTION | KUALA SELANGOR | Existing | 11 kV | PE MV TERMINAL | RYB | BKSL/PCE/J00114 | TMN SRI PERTAMA | S00292 BUKIT KUCING TAMBAHAN |  | Pass | null
380565643 | TNB | DISTRIBUTION | KUALA SELANGOR | Existing | 11 kV | PE MV TERMINAL | RYB | BKSL/PCE/J00574 | TESCO KUALA SELNGOR | PENGGUNA HT |  | Pass | null
380565652 | TNB | DISTRIBUTION | KUALA SELANGOR | Existing | 11 kV | PE MV TERMINAL | RYB | BKSL/PCE/J00574 | TESCO KUALA SELNGOR | S05698 TEXTILE CITY |  | Pass | null
380565663 | TNB | DISTRIBUTION | KUALA SELANGOR | Existing | 11 kV | PE MV TERMINAL | RYB | BKSL/PCE/J00574 | TESCO KUALA SELNGOR | S05508 ONE PLAZA |  | Pass | null
380565679 | TNB | DISTRIBUTION | KUALA SELANGOR | Existing | 11 kV | PE MV TERMINAL | RYB | BKSL/PCE/J00040 | BT 2 JLN KLANG | S05309 TMN RHU PERMAI |  | Pass | null
380565680 | TNB | DISTRIBUTION | KUALA SELANGOR | Existing | 11 kV | PE MV TERMINAL | RYB | BKSL/PCE/J00040 | BT 2 JLN KLANG | S05701 TEXTILE CITY |  | Pass | null
380565683 | TNB | DISTRIBUTION | KUALA SELANGOR | Existing | 11 kV | PE MV TERMINAL | RYB | BKSL/PCE/J00040 | BT 2 JLN KLANG | TX - 300 KVA |  | Pass | null
380565782 | TNB | DISTRIBUTION | KUALA SELANGOR | Existing | 11 kV | PE MV TERMINAL | RYB | BKSL/PCE/J00542 | TMN RHU PERMAI | TX - 1000 KVA |  | Pass | null
380565784 | TNB | DISTRIBUTION | KUALA SELANGOR | Existing | 11 kV | PE MV TERMINAL | RYB | BKSL/PCE/J00542 | TMN RHU PERMAI | S00121 BATU2 JLN KLANG |  | Pass | null
380565825 | TNB | DISTRIBUTION | KUALA SELANGOR | Existing | 11 kV | PE MV TERMINAL | RYB | BKSL/PCE/J00542 | TMN RHU PERMAI | S00126 TMN RHU BATU 2 |  | Pass | null
380565934 | TNB | DISTRIBUTION | KUALA SELANGOR | Existing | 11 kV | PE MV TERMINAL | RYB | BKSL/PCE/J00045 | TMN RHU | S05484 TMN SERINDIT |  | Pass | null
380565935 | TNB | DISTRIBUTION | KUALA SELANGOR | Existing | 11 kV | PE MV TERMINAL | RYB | BKSL/PCE/J00045 | TMN RHU | S05401 TMN RHU PERMAI |  | Pass | null
380565938 | TNB | DISTRIBUTION | KUALA SELANGOR | Existing | 11 kV | PE MV TERMINAL | RYB | BKSL/PCE/J00045 | TMN RHU | TX - 750KVA |  | Pass | null
380566050 | TNB | DISTRIBUTION | KUALA SELANGOR | Existing | 11 kV | PE MV TERMINAL | RYB | BKSL/PCE/J00571 | TMN SERINDIT | S05785 PDT TOYOTA SHOOROOM |  | Pass | null
380566051 | TNB | DISTRIBUTION | KUALA SELANGOR | Existing | 11 kV | PE MV TERMINAL | RYB | BKSL/PCE/J00571 | TMN SERINDIT | S00124 TMN RHU |  | Pass | null
380566054 | TNB | DISTRIBUTION | KUALA SELANGOR | Existing | 11 kV | PE MV TERMINAL | RYB | BKSL/PCE/J00571 | TMN SERINDIT | TX - 300 KVA |  | Pass | null
380566164 | TNB | DISTRIBUTION | KUALA SELANGOR | Existing | 11 kV | PE MV TERMINAL | RYB | BKSL/PCE/J00048 | TMN ASSAM JAWA (C) | S00131 PEKAN ASAM JAWA |  | Pass | null
380566165 | TNB | DISTRIBUTION | KUALA SELANGOR | Existing | 11 kV | PE MV TERMINAL | RYB | BKSL/PCE/J00048 | TMN ASSAM JAWA (C) | S05787 PDT TOYOTA SHOOROOM |  | Pass | null
380566168 | TNB | DISTRIBUTION | KUALA SELANGOR | Existing | 11 kV | PE MV TERMINAL | RYB | BKSL/PCE/J00048 | TMN ASSAM JAWA (C) | TX - 1000 KVA |  | Pass | null
380566265 | TNB | DISTRIBUTION | KUALA SELANGOR | Existing | 11 kV | PE MV TERMINAL | RYB | BKSL/PCE/J00047 | PEKAN ASSAM JAWA | S01343 TMN ASSAM JAWA |  | Pass | null
380566268 | TNB | DISTRIBUTION | KUALA SELANGOR | Existing | 11 kV | PE MV TERMINAL | RYB | BKSL/PCE/J00047 | PEKAN ASSAM JAWA | TX - 750 KVA |  | Pass | null
380566285 | TNB | DISTRIBUTION | KUALA SELANGOR | Existing | 11 kV | PE MV TERMINAL | RYB | BKSL/PCE/J00047 | PEKAN ASSAM JAWA | S05555 TMN BILIBIS |  | Pass | null
380566288 | TNB | DISTRIBUTION | KUALA SELANGOR | Existing | 11 kV | PE MV TERMINAL | RYB | BKSL/PCE/J00047 | PEKAN ASSAM JAWA | S01346 TMN MULIA |  | Pass | null
380566405 | TNB | DISTRIBUTION | KUALA SELANGOR | Existing | 11 kV | PE MV TERMINAL | RYB | BKSL/PCE/J00049 | TMN MULIA | S01349 TMN SELESA |  | Pass | null
380566406 | TNB | DISTRIBUTION | KUALA SELANGOR | Existing | 11 kV | PE MV TERMINAL | RYB | BKSL/PCE/J00049 | TMN MULIA | S00130 PEKAN ASSAM JAWA |  | Pass | null
380566409 | TNB | DISTRIBUTION | KUALA SELANGOR | Existing | 11 kV | PE MV TERMINAL | RYB | BKSL/PCE/J00049 | TMN MULIA | TX - 500 KVA |  | Pass | null
380566521 | TNB | DISTRIBUTION | KUALA SELANGOR | Existing | 11 kV | PE MV TERMINAL | RYB | BKSL/PCE/J00285 | TMN SELESA API API | S00137 KG API-API |  | Pass | null
380566522 | TNB | DISTRIBUTION | KUALA SELANGOR | Existing | 11 kV | PE MV TERMINAL | RYB | BKSL/PCE/J00285 | TMN SELESA API API | S01348 TMN MULIA |  | Pass | null
380566525 | TNB | DISTRIBUTION | KUALA SELANGOR | Existing | 11 kV | PE MV TERMINAL | RYB | BKSL/PCE/J00285 | TMN SELESA API API | TX - 100 KVA |  | Pass | null
380566622 | TNB | DISTRIBUTION | KUALA SELANGOR | Existing | 11 kV | PE MV TERMINAL | RYB | BKSL/PCE/J00616 | TAMAN BELIBIS | PMU KSGR: VCB 12 |  | Pass | null
380566625 | TNB | DISTRIBUTION | KUALA SELANGOR | Existing | 11 kV | PE MV TERMINAL | RYB | BKSL/PCE/J00616 | TAMAN BELIBIS | TX - 300 KVA |  | Pass | null
380566642 | TNB | DISTRIBUTION | KUALA SELANGOR | Existing | 11 kV | PE MV TERMINAL | RYB | BKSL/PCE/J00616 | TAMAN BELIBIS | S00133 PE PEKAN ASSAM JAWA |  | Pass | null
380566645 | TNB | DISTRIBUTION | KUALA SELANGOR | Existing | 11 kV | PE MV TERMINAL | RYB | BKSL/PCE/J00616 | TAMAN BELIBIS | S00094 PE LDG KSL |  | Pass | null
380566760 | TNB | DISTRIBUTION | KUALA SELANGOR | Existing | 11 kV | PE MV TERMINAL | RYB | BKSL/PCE/J00029 | LDG KSL | S00089 PE PKNS SIME DARBY (TMN RAJAWALI) |  | Pass | null
380566761 | TNB | DISTRIBUTION | KUALA SELANGOR | Existing | 11 kV | PE MV TERMINAL | RYB | BKSL/PCE/J00029 | LDG KSL | S05557 PE TAMAN BELIBIS |  | Pass | null
380566764 | TNB | DISTRIBUTION | KUALA SELANGOR | Existing | 11 kV | PE MV TERMINAL | RYB | BKSL/PCE/J00029 | LDG KSL | TX-300 KVA |  | Pass | null
380566876 | TNB | DISTRIBUTION | KUALA SELANGOR | Existing | 11 kV | PE MV TERMINAL | RYB | BKSL/PCE/J00028 | PKNS SIME DARBY (TMN RAJAWALI) | S00089 PE PEKAN BKT ROTAN |  | Pass | null
380566877 | TNB | DISTRIBUTION | KUALA SELANGOR | Existing | 11 kV | PE MV TERMINAL | RYB | BKSL/PCE/J00028 | PKNS SIME DARBY (TMN RAJAWALI) | S00092 PE LDG KSL |  | Pass | null
380566880 | TNB | DISTRIBUTION | KUALA SELANGOR | Existing | 11 kV | PE MV TERMINAL | RYB | BKSL/PCE/J00028 | PKNS SIME DARBY (TMN RAJAWALI) | TX-750 KVA |  | Pass | null
380567222 | TNB | DISTRIBUTION | KUALA SELANGOR | Existing | 11 kV | PE MV TERMINAL | RYB | BKSL/PCE/J00024 | PEKAN BKT ROTAN | S00074 PE LADANG KG KUANTAN |  | Pass | null
380567237 | TNB | DISTRIBUTION | KUALA SELANGOR | Existing | 11 kV | PE MV TERMINAL | RYB | BKSL/PCE/J00024 | PEKAN BKT ROTAN | S01339 PKNS BKT ROTAN (TMN KASAWARI) |  | Pass | null
380567238 | TNB | DISTRIBUTION | KUALA SELANGOR | Existing | 11 kV | PE MV TERMINAL | RYB | BKSL/PCE/J00024 | PEKAN BKT ROTAN | TX 2-500 KVA |  | Pass | null
380567248 | TNB | DISTRIBUTION | KUALA SELANGOR | Existing | 11 kV | PE MV TERMINAL | RYB | BKSL/PCE/J00024 | PEKAN BKT ROTAN | TX1-500 KVA |  | Pass | null
380567251 | TNB | DISTRIBUTION | KUALA SELANGOR | Existing | 11 kV | PE MV TERMINAL | RYB | BKSL/PCE/J00024 | PEKAN BKT ROTAN | LOOPING |  | Pass | null
380567260 | TNB | DISTRIBUTION | KUALA SELANGOR | Existing | 11 kV | PE MV TERMINAL | RYB | BKSL/PCE/J00024 | PEKAN BKT ROTAN | LOOPING |  | Pass | null
380567451 | TNB | DISTRIBUTION | KUALA SELANGOR | Existing | 11 kV | PE MV TERMINAL | RYB | BKSL/PCE/J00024 | PEKAN BKT ROTAN | S00091 PKNS SIME DARBY (TMN RAJAWALI) |  | Pass | null
380567464 | TNB | DISTRIBUTION | KUALA SELANGOR | Existing | 11 kV | PE MV TERMINAL | RYB | BKSL/PCE/J00548 | TMN BENDAHARA NO 4 | TX2-750KVA |  | Pass | null
380567471 | TNB | DISTRIBUTION | KUALA SELANGOR | Existing | 11 kV | PE MV TERMINAL | RYB | BKSL/PCE/J00548 | TMN BENDAHARA NO 4 | S01667 TMN BENDAHARA 3 |  | Pass | null
380567479 | TNB | DISTRIBUTION | KUALA SELANGOR | Existing | 11 kV | PE MV TERMINAL | RYB | BKSL/PCE/J00548 | TMN BENDAHARA NO 4 | S05468 MEDAN NIAGA |  | Pass | null
380567489 | TNB | DISTRIBUTION | KUALA SELANGOR | Existing | 11 kV | PE MV TERMINAL | RYB | BKSL/PCE/J00548 | TMN BENDAHARA NO 4 | TX1-1000KVA |  | Pass | null
380585819 | TNB | DISTRIBUTION | KUALA SELANGOR | Existing | 11 kV | PE MV TERMINAL | RYB | BKSL/PCE/J00181 | KIM LIAN HUAT | S01459 PE BGN PASIR TG KARANG |  | Pass | null
380585822 | TNB | DISTRIBUTION | KUALA SELANGOR | Existing | 11 kV | PE MV TERMINAL | RYB | BKSL/PCE/J00181 | KIM LIAN HUAT | TX-1000KVA |  | Pass | null
380585839 | TNB | DISTRIBUTION | KUALA SELANGOR | Existing | 11 kV | PE MV TERMINAL | RYB | BKSL/PCE/J00181 | KIM LIAN HUAT | S00333 PE TG KARANG DEVELOPMENT |  | Pass | null
380585842 | TNB | DISTRIBUTION | KUALA SELANGOR | Existing | 11 kV | PE MV TERMINAL | RYB | BKSL/PCE/J00181 | KIM LIAN HUAT | S01456 PE TMN MAKMUR |  | Pass | null
380585957 | TNB | DISTRIBUTION | KUALA SELANGOR | Existing | 11 kV | PE MV TERMINAL | RYB | BKSL/PCE/J00457 | BGN PASIR TG KARANG | SPUR |  | Pass | null
380585958 | TNB | DISTRIBUTION | KUALA SELANGOR | Existing | 11 kV | PE MV TERMINAL | RYB | BKSL/PCE/J00457 | BGN PASIR TG KARANG | S00326 PE KIM LIAN HUAT |  | Pass | null
380585961 | TNB | DISTRIBUTION | KUALA SELANGOR | Existing | 11 kV | PE MV TERMINAL | RYB | BKSL/PCE/J00457 | BGN PASIR TG KARANG | TX-750KVA |  | Pass | null
380586059 | TNB | DISTRIBUTION | KUALA SELANGOR | Existing | 11 kV | PE MV TERMINAL | RYB | BKSL/PCE/J00182 | TG KARANG DEVELOPMENT | TX1-1000KVA |  | Pass | null
380586066 | TNB | DISTRIBUTION | KUALA SELANGOR | Existing | 11 kV | PE MV TERMINAL | RYB | BKSL/PCE/J00182 | TG KARANG DEVELOPMENT | S00325 PE KIM LIAN HUAT |  | Pass | null
380586074 | TNB | DISTRIBUTION | KUALA SELANGOR | Existing | 11 kV | PE MV TERMINAL | RYB | BKSL/PCE/J00182 | TG KARANG DEVELOPMENT | S01462 PE PKPS TG KARANG |  | Pass | null
380586084 | TNB | DISTRIBUTION | KUALA SELANGOR | Existing | 11 kV | PE MV TERMINAL | RYB | BKSL/PCE/J00182 | TG KARANG DEVELOPMENT | TX2-500KVA |  | Pass | null
380586287 | TNB | DISTRIBUTION | KUALA SELANGOR | Existing | 11 kV | PE MV TERMINAL | RYB | BKSL/PCE/J00184 | PKPS TG KARANG | S00331 PE TG KARANG DEVELOPMENT |  | Pass | null
380586288 | TNB | DISTRIBUTION | KUALA SELANGOR | Existing | 11 kV | PE MV TERMINAL | RYB | BKSL/PCE/J00184 | PKPS TG KARANG | S00338 PE PASARAYA BILLION |  | Pass | null
380586291 | TNB | DISTRIBUTION | KUALA SELANGOR | Existing | 11 kV | PE MV TERMINAL | RYB | BKSL/PCE/J00184 | PKPS TG KARANG | TX-300KVA |  | Pass | null
380586387 | TNB | DISTRIBUTION | KUALA SELANGOR | Existing | 11 kV | PE MV TERMINAL | RYB | BKSL/PCE/J00185 | PASARAYA BILLION | S00334 PE HOSPITAL TG KARANG |  | Pass | null
380586390 | TNB | DISTRIBUTION | KUALA SELANGOR | Existing | 11 kV | PE MV TERMINAL | RYB | BKSL/PCE/J00185 | PASARAYA BILLION | TX-100KVA |  | Pass | null
380586407 | TNB | DISTRIBUTION | KUALA SELANGOR | Existing | 11 kV | PE MV TERMINAL | RYB | BKSL/PCE/J00185 | PASARAYA BILLION | S01463 PE PKPS TG KARANG |  | Pass | null
380586410 | TNB | DISTRIBUTION | KUALA SELANGOR | Existing | 11 kV | PE MV TERMINAL | RYB | BKSL/PCE/J00185 | PASARAYA BILLION | S00341 PE PEKAN TG KARANG (RIVER SIDE) |  | Pass | null
380586611 | TNB | DISTRIBUTION | KUALA SELANGOR | Existing | 11 kV | PE MV TERMINAL | RYB | BKSL/PCE/J00191 | UKM | S01479 PE SG KAJANG |  | Pass | null
380586612 | TNB | DISTRIBUTION | KUALA SELANGOR | Existing | 11 kV | PE MV TERMINAL | RYB | BKSL/PCE/J00191 | UKM | S00355 PE JKR LOW COST |  | Pass | null
380586615 | TNB | DISTRIBUTION | KUALA SELANGOR | Existing | 11 kV | PE MV TERMINAL | RYB | BKSL/PCE/J00191 | UKM | TX-300KVA |  | Pass | null
380586643 | TNB | DISTRIBUTION | KUALA SELANGOR | Existing | 11 kV | PE MV TERMINAL | RYB | BKSL/PCE/J00192 | SG KAJANG | S01480 PE PPRT SG KAJANG |  | Pass | null
380586644 | TNB | DISTRIBUTION | KUALA SELANGOR | Existing | 11 kV | PE MV TERMINAL | RYB | BKSL/PCE/J00192 | SG KAJANG | S01476 PE UKM |  | Pass | null
380586647 | TNB | DISTRIBUTION | KUALA SELANGOR | Existing | 11 kV | PE MV TERMINAL | RYB | BKSL/PCE/J00192 | SG KAJANG | TX-750KVA |  | Pass | null
380586744 | TNB | DISTRIBUTION | KUALA SELANGOR | Existing | 11 kV | PE MV TERMINAL | RYB | BKSL/PCE/J00193 | PPRT SG KAJANG | S01478 PE SG KAJANG |  | Pass | null
380586747 | TNB | DISTRIBUTION | KUALA SELANGOR | Existing | 11 kV | PE MV TERMINAL | RYB | BKSL/PCE/J00193 | PPRT SG KAJANG | TX-300KVA |  | Pass | null
380586764 | TNB | DISTRIBUTION | KUALA SELANGOR | Existing | 11 kV | PE MV TERMINAL | RYB | BKSL/PCE/J00193 | PPRT SG KAJANG | S01483 PE BAGAN TANJUNG KARANG |  | Pass | null
380586767 | TNB | DISTRIBUTION | KUALA SELANGOR | Existing | 11 kV | PE MV TERMINAL | RYB | BKSL/PCE/J00193 | PPRT SG KAJANG | S01490 PE TMN RADIN JAYA NO 2 |  | Pass | null
380586881 | TNB | DISTRIBUTION | KUALA SELANGOR | Existing | 11 kV | PE MV TERMINAL | RYB | BKSL/PCE/J00194 | BGN SG KAJANG | SPUR |  | Pass | null
380586882 | TNB | DISTRIBUTION | KUALA SELANGOR | Existing | 11 kV | PE MV TERMINAL | RYB | BKSL/PCE/J00194 | BGN SG KAJANG | S01482 PE PPRT SG KAJANG |  | Pass | null
380586885 | TNB | DISTRIBUTION | KUALA SELANGOR | Existing | 11 kV | PE MV TERMINAL | RYB | BKSL/PCE/J00194 | BGN SG KAJANG | TX-500KVA |  | Pass | null
380586907 | TNB | DISTRIBUTION | KUALA SELANGOR | Existing | 11 kV | PE MV TERMINAL | RYB | BKSL/PCE/J00310 | TMN RADIN JAYA NO 2 | S01486 TMN RADIN JAYA NO 1 |  | Pass | null
380586908 | TNB | DISTRIBUTION | KUALA SELANGOR | Existing | 11 kV | PE MV TERMINAL | RYB | BKSL/PCE/J00310 | TMN RADIN JAYA NO 2 | S05729 PE PPRT SG KAJANG |  | Pass | null
380586911 | TNB | DISTRIBUTION | KUALA SELANGOR | Existing | 11 kV | PE MV TERMINAL | RYB | BKSL/PCE/J00310 | TMN RADIN JAYA NO 2 | TX-1000KVA |  | Pass | null
380587023 | TNB | DISTRIBUTION | KUALA SELANGOR | Existing | 11 kV | PE MV TERMINAL | RYB | BKSL/PCE/J00254 | TMN RADIN JAYA NO 1 | S05544 AADK TANJUNG KARANG |  | Pass | null
380587024 | TNB | DISTRIBUTION | KUALA SELANGOR | Existing | 11 kV | PE MV TERMINAL | RYB | BKSL/PCE/J00254 | TMN RADIN JAYA NO 1 | S01489 TMN RADIN JAYA NO 2 |  | Pass | null
380587027 | TNB | DISTRIBUTION | KUALA SELANGOR | Existing | 11 kV | PE MV TERMINAL | RYB | BKSL/PCE/J00254 | TMN RADIN JAYA NO 1 | TX-1000KVA |  | Pass | null
380587145 | TNB | DISTRIBUTION | KUALA SELANGOR | Existing | 11 kV | PE MV TERMINAL | RYB | BKSL/PCE/J00580 | SEKOLAH PT 3 | S00368 SW/STN BGN TENGKORAK |  | Pass | null
380587146 | TNB | DISTRIBUTION | KUALA SELANGOR | Existing | 11 kV | PE MV TERMINAL | RYB | BKSL/PCE/J00580 | SEKOLAH PT 3 | S00374 K/UDANG BGN TENGKORAK |  | Pass | null
380587149 | TNB | DISTRIBUTION | KUALA SELANGOR | Existing | 11 kV | PE MV TERMINAL | RYB | BKSL/PCE/J00580 | SEKOLAH PT 3 | TX-750KVA |  | Pass | null
380658852 | TNB | DISTRIBUTION | KUALA SELANGOR | Existing | 11 kV | PE MV TERMINAL | RYB | BKSL/PCE/J00661 | BANDAR BARU NO.5 | S01230 BDR MELAWATI (C) |  | Pass | null
380658853 | TNB | DISTRIBUTION | KUALA SELANGOR | Existing | 11 kV | PE MV TERMINAL | RYB | BKSL/PCE/J00661 | BANDAR BARU NO.5 | S00008 TLK PIAH |  | Pass | null
380658856 | TNB | DISTRIBUTION | KUALA SELANGOR | Existing | 11 kV | PE MV TERMINAL | RYB | BKSL/PCE/J00661 | BANDAR BARU NO.5 | TX1-1000kVA |  | Pass | null
380659137 | TNB | DISTRIBUTION | KUALA SELANGOR | Existing | 11 kV | PE MV TERMINAL | RYB | BKSL/PCE/J00824 | GIANT KSL | S05672 GOLDPAGE NO.3 |  | Pass | null
380659163 | TNB | DISTRIBUTION | KUALA SELANGOR | Existing | 11 kV | PE MV TERMINAL | RYB | BKSL/PCE/J00824 | GIANT KSL | S05614 PEKAN KSL (TNB) |  | Pass | null
380659165 | TNB | DISTRIBUTION | KUALA SELANGOR | Existing | 11 kV | PE MV TERMINAL | RYB | BKSL/PCE/J00824 | GIANT KSL | PMU KSGR Fdr 2 |  | Pass | null
380659171 | TNB | DISTRIBUTION | KUALA SELANGOR | Existing | 11 kV | PE MV TERMINAL | RYB | BKSL/PCE/J00824 | GIANT KSL | TX1-750kVA |  | Pass | null
380659172 | TNB | DISTRIBUTION | KUALA SELANGOR | Existing | 11 kV | PE MV TERMINAL | RYB | BKSL/PCE/J00824 | GIANT KSL | TX2-750kVA |  | Pass | null
380659416 | TNB | DISTRIBUTION | KUALA SELANGOR | Existing | 11 kV | PE MV TERMINAL | RYB | BKSL/PCE/J00368 | GOLDPAGE NO.3 | S05695 STP PASIR PENAMBANG |  | Pass | null
380659417 | TNB | DISTRIBUTION | KUALA SELANGOR | Existing | 11 kV | PE MV TERMINAL | RYB | BKSL/PCE/J00368 | GOLDPAGE NO.3 | S05649 GIANT KSL |  | Pass | null
380659420 | TNB | DISTRIBUTION | KUALA SELANGOR | Existing | 11 kV | PE MV TERMINAL | RYB | BKSL/PCE/J00368 | GOLDPAGE NO.3 | TX1-500kVA |  | Pass | null
380659524 | TNB | DISTRIBUTION | KUALA SELANGOR | Existing | 11 kV | PE MV TERMINAL | RYB | BKSL/PCE/J00841 | PE TMN BOTANIK JLN 4 | TX2-500kVA |  | Pass | null
380659531 | TNB | DISTRIBUTION | KUALA SELANGOR | Existing | 11 kV | PE MV TERMINAL | RYB | BKSL/PCE/J00841 | PE TMN BOTANIK JLN 4 | S01570 S.AGAMA KSL (P/PENAMBANG) |  | Pass | null
380659539 | TNB | DISTRIBUTION | KUALA SELANGOR | Existing | 11 kV | PE MV TERMINAL | RYB | BKSL/PCE/J00841 | PE TMN BOTANIK JLN 4 | S05697 STP PASIR PENAMBANG |  | Pass | null
380659549 | TNB | DISTRIBUTION | KUALA SELANGOR | Existing | 11 kV | PE MV TERMINAL | RYB | BKSL/PCE/J00841 | PE TMN BOTANIK JLN 4 | TX1-500kVA |  | Pass | null
380671691 | TNB | DISTRIBUTION | KUALA SELANGOR | Existing | 11 kV | PE MV TERMINAL | RYB | BKSL/PCE/J00093 | PKNS INDUSTRI (PERUSAHAAN RINGAN) | S01303 IKS NO 1 |  | Pass | null
380671694 | TNB | DISTRIBUTION | KUALA SELANGOR | Existing | 11 kV | PE MV TERMINAL | RYB | BKSL/PCE/J00093 | PKNS INDUSTRI (PERUSAHAAN RINGAN) | N/A |  | Pass | null
380671711 | TNB | DISTRIBUTION | KUALA SELANGOR | Existing | 11 kV | PE MV TERMINAL | RYB | BKSL/PCE/J00093 | PKNS INDUSTRI (PERUSAHAAN RINGAN) | S05709 QTRS MDKS K.SEL |  | Pass | null
380671714 | TNB | DISTRIBUTION | KUALA SELANGOR | Existing | 11 kV | PE MV TERMINAL | RYB | BKSL/PCE/J00093 | PKNS INDUSTRI (PERUSAHAAN RINGAN) | S05842 MAJLIS AGAMA ISLAM SELANGOR (MAIS) |  | Pass | null
380672011 | TNB | DISTRIBUTION | KUALA SELANGOR | Existing | 11 kV | PE MV TERMINAL | RYB | BKSL/PCE/J00111 | BELB API-API | 1000KVA |  | Pass | null
380672018 | TNB | DISTRIBUTION | KUALA SELANGOR | Existing | 11 kV | PE MV TERMINAL | RYB | BKSL/PCE/J00111 | BELB API-API | S01316 TMN MALAWATI JAYA NO 1 |  | Pass | null
380672026 | TNB | DISTRIBUTION | KUALA SELANGOR | Existing | 11 kV | PE MV TERMINAL | RYB | BKSL/PCE/J00111 | BELB API-API | S05301 TMN MERANTI |  | Pass | null
380672036 | TNB | DISTRIBUTION | KUALA SELANGOR | Existing | 11 kV | PE MV TERMINAL | RYB | BKSL/PCE/J00111 | BELB API-API | 500KVA |  | Pass | null
380672457 | TNB | DISTRIBUTION | KUALA SELANGOR | Existing | 11 kV | PE MV TERMINAL | RYB | BKSL/PCE/J00839 | TMN MELAWATI CERGAS | S01319 TMN MALAWATI JAYA NO 2 |  | Pass | null
380672483 | TNB | DISTRIBUTION | KUALA SELANGOR | Existing | 11 kV | PE MV TERMINAL | RYB | BKSL/PCE/J00839 | TMN MELAWATI CERGAS | S05750 BMZ |  | Pass | null
380672485 | TNB | DISTRIBUTION | KUALA SELANGOR | Existing | 11 kV | PE MV TERMINAL | RYB | BKSL/PCE/J00839 | TMN MELAWATI CERGAS | S01318 TMN MALAWATI JAYA NO 1 |  | Pass | null
380672491 | TNB | DISTRIBUTION | KUALA SELANGOR | Existing | 11 kV | PE MV TERMINAL | RYB | BKSL/PCE/J00839 | TMN MELAWATI CERGAS | 500KVA |  | Pass | null
380672492 | TNB | DISTRIBUTION | KUALA SELANGOR | Existing | 11 kV | PE MV TERMINAL | RYB | BKSL/PCE/J00839 | TMN MELAWATI CERGAS | 750KVA |  | Pass | null
380672713 | TNB | DISTRIBUTION | KUALA SELANGOR | Existing | 11 kV | PE MV TERMINAL | RYB | BKSL/PCE/J00116 | BKT KUCING TAMBAHAN | S00298 PE BUKIT KUCING (KLINIK) |  | Pass | null
380672714 | TNB | DISTRIBUTION | KUALA SELANGOR | Existing | 11 kV | PE MV TERMINAL | RYB | BKSL/PCE/J00116 | BKT KUCING TAMBAHAN | S00286 TMN SRI PERTAMA |  | Pass | null
380672717 | TNB | DISTRIBUTION | KUALA SELANGOR | Existing | 11 kV | PE MV TERMINAL | RYB | BKSL/PCE/J00116 | BKT KUCING TAMBAHAN | 750KVA |  | Pass | null
380672820 | TNB | DISTRIBUTION | KUALA SELANGOR | Existing | 11 kV | PE MV TERMINAL | RYB | BKSL/PCE/J00850 | TEXTILE CITY | 750KVA |  | Pass | null
380672827 | TNB | DISTRIBUTION | KUALA SELANGOR | Existing | 11 kV | PE MV TERMINAL | RYB | BKSL/PCE/J00850 | TEXTILE CITY | S00123 BT 2 JLN KLANG |  | Pass | null
380672835 | TNB | DISTRIBUTION | KUALA SELANGOR | Existing | 11 kV | PE MV TERMINAL | RYB | BKSL/PCE/J00850 | TEXTILE CITY | S05438 TESCO KUALA SELNGOR |  | Pass | null
380672845 | TNB | DISTRIBUTION | KUALA SELANGOR | Existing | 11 kV | PE MV TERMINAL | RYB | BKSL/PCE/J00850 | TEXTILE CITY | 750KVA |  | Pass | null
380673065 | TNB | DISTRIBUTION | KUALA SELANGOR | Existing | 11 kV | PE MV TERMINAL | RYB | BKSL/PCE/J00845 | TOYOTA SHOWROOM | S01344 TMN ASSAM JAWA (C) |  | Pass | null
380673066 | TNB | DISTRIBUTION | KUALA SELANGOR | Existing | 11 kV | PE MV TERMINAL | RYB | BKSL/PCE/J00845 | TOYOTA SHOWROOM | S05482 TMN SERINDIT |  | Pass | null
380673069 | TNB | DISTRIBUTION | KUALA SELANGOR | Existing | 11 kV | PE MV TERMINAL | RYB | BKSL/PCE/J00845 | TOYOTA SHOWROOM | 500KVA |  | Pass | null
380673187 | TNB | DISTRIBUTION | KUALA SELANGOR | Existing | 11 kV | PE MV TERMINAL | RYB | BKSL/PCE/J00558 | MEDAN NIAGA KSL | TX2-750KVA |  | Pass | null
380673194 | TNB | DISTRIBUTION | KUALA SELANGOR | Existing | 11 kV | PE MV TERMINAL | RYB | BKSL/PCE/J00558 | MEDAN NIAGA KSL | S05284 TMN BENDAHARA NO 4 |  | Pass | null
380673202 | TNB | DISTRIBUTION | KUALA SELANGOR | Existing | 11 kV | PE MV TERMINAL | RYB | BKSL/PCE/J00558 | MEDAN NIAGA KSL | S05507 ONE PLAZA |  | Pass | null
380673212 | TNB | DISTRIBUTION | KUALA SELANGOR | Existing | 11 kV | PE MV TERMINAL | RYB | BKSL/PCE/J00558 | MEDAN NIAGA KSL | TX1-500KVA |  | Pass | null
380673451 | TNB | DISTRIBUTION | KUALA SELANGOR | Existing | 11 kV | PE MV TERMINAL | RYB | BKSL/PCE/J00566 | TMN MELAWATI UTAMA | TX2-750KVA |  | Pass | null
380673458 | TNB | DISTRIBUTION | KUALA SELANGOR | Existing | 11 kV | PE MV TERMINAL | RYB | BKSL/PCE/J00566 | TMN MELAWATI UTAMA | S01313 IKS NO 4 |  | Pass | null
380673466 | TNB | DISTRIBUTION | KUALA SELANGOR | Existing | 11 kV | PE MV TERMINAL | RYB | BKSL/PCE/J00566 | TMN MELAWATI UTAMA | PMU KSGR CB 8 |  | Pass | null
380673476 | TNB | DISTRIBUTION | KUALA SELANGOR | Existing | 11 kV | PE MV TERMINAL | RYB | BKSL/PCE/J00566 | TMN MELAWATI UTAMA | TX1-750KVA |  | Pass | null
380673680 | TNB | DISTRIBUTION | KUALA SELANGOR | Existing | 11 kV | PE MV TERMINAL | RYB | BKSL/PCE/J00129 | IKS NO 4 | S01311 IKS NO 3 |  | Pass | null
380673681 | TNB | DISTRIBUTION | KUALA SELANGOR | Existing | 11 kV | PE MV TERMINAL | RYB | BKSL/PCE/J00129 | IKS NO 4 | S05455 TMN MELAWATI UTAMA |  | Pass | null
380673684 | TNB | DISTRIBUTION | KUALA SELANGOR | Existing | 11 kV | PE MV TERMINAL | RYB | BKSL/PCE/J00129 | IKS NO 4 | TX-1000KVA |  | Pass | null
380673903 | TNB | DISTRIBUTION | KUALA SELANGOR | Existing | 11 kV | PE MV TERMINAL | RYB | BKSL/PCE/J00128 | IKS NO 3 | TX2-1000KVA |  | Pass | null
380673910 | TNB | DISTRIBUTION | KUALA SELANGOR | Existing | 11 kV | PE MV TERMINAL | RYB | BKSL/PCE/J00128 | IKS NO 3 | S05740 MEDIDATA |  | Pass | null
380673918 | TNB | DISTRIBUTION | KUALA SELANGOR | Existing | 11 kV | PE MV TERMINAL | RYB | BKSL/PCE/J00128 | IKS NO 3 | S01315 IKS NO 4 |  | Pass | null
380673928 | TNB | DISTRIBUTION | KUALA SELANGOR | Existing | 11 kV | PE MV TERMINAL | RYB | BKSL/PCE/J00128 | IKS NO 3 | TX1-1000KVA |  | Pass | null
380674118 | TNB | DISTRIBUTION | KUALA SELANGOR | Existing | 11 kV | PE MV TERMINAL | RYB | BKSL/PCE/J00358 | MEDIDATA | TX1-750KVA |  | Pass | null
380674125 | TNB | DISTRIBUTION | KUALA SELANGOR | Existing | 11 kV | PE MV TERMINAL | RYB | BKSL/PCE/J00358 | MEDIDATA | S01308 IKS NO 2 |  | Pass | null
380674133 | TNB | DISTRIBUTION | KUALA SELANGOR | Existing | 11 kV | PE MV TERMINAL | RYB | BKSL/PCE/J00358 | MEDIDATA | S01309 IKS NO 3 |  | Pass | null
380674143 | TNB | DISTRIBUTION | KUALA SELANGOR | Existing | 11 kV | PE MV TERMINAL | RYB | BKSL/PCE/J00358 | MEDIDATA | TX2-750KVA |  | Pass | null
380674343 | TNB | DISTRIBUTION | KUALA SELANGOR | Existing | 11 kV | PE MV TERMINAL | RYB | BKSL/PCE/J00127 | IKS NO 2 | S01305 IKS NO 1 |  | Pass | null
380674344 | TNB | DISTRIBUTION | KUALA SELANGOR | Existing | 11 kV | PE MV TERMINAL | RYB | BKSL/PCE/J00127 | IKS NO 2 | S05738 MEDIDATA |  | Pass | null
380674347 | TNB | DISTRIBUTION | KUALA SELANGOR | Existing | 11 kV | PE MV TERMINAL | RYB | BKSL/PCE/J00127 | IKS NO 2 | TX-1000KVA |  | Pass | null
380674463 | TNB | DISTRIBUTION | KUALA SELANGOR | Existing | 11 kV | PE MV TERMINAL | RYB | BKSL/PCE/J00126 | IKS NO 1 | S00100 PKNS INDUSTRI (PERUSAHAAN RINGAN) |  | Pass | null
380674464 | TNB | DISTRIBUTION | KUALA SELANGOR | Existing | 11 kV | PE MV TERMINAL | RYB | BKSL/PCE/J00126 | IKS NO 1 | S01306 IKS NO 2 |  | Pass | null
380674467 | TNB | DISTRIBUTION | KUALA SELANGOR | Existing | 11 kV | PE MV TERMINAL | RYB | BKSL/PCE/J00126 | IKS NO 1 | TX-1000KVA |  | Pass | null
380674580 | TNB | DISTRIBUTION | KUALA SELANGOR | Existing | 11 kV | PE MV TERMINAL | RYB | BKSL/PCE/J00391 | MAJLIS AGAMA ISLAM SELANGOR (MAIS) | N/A |  | Pass | null
380674581 | TNB | DISTRIBUTION | KUALA SELANGOR | Existing | 11 kV | PE MV TERMINAL | RYB | BKSL/PCE/J00391 | MAJLIS AGAMA ISLAM SELANGOR (MAIS) | S00098 PKNS INDUSTRI (PERUSAHAAN RINGAN) |  | Pass | null
380674584 | TNB | DISTRIBUTION | KUALA SELANGOR | Existing | 11 kV | PE MV TERMINAL | RYB | BKSL/PCE/J00391 | MAJLIS AGAMA ISLAM SELANGOR (MAIS) | TX-750KVA |  | Pass | null
380674699 | TNB | DISTRIBUTION | KUALA SELANGOR | Existing | 11 kV | PE MV TERMINAL | RYB | BKSL/PCE/J00582 | TMN YAYASAN | S01254 IKK |  | Pass | null
380674700 | TNB | DISTRIBUTION | KUALA SELANGOR | Existing | 11 kV | PE MV TERMINAL | RYB | BKSL/PCE/J00582 | TMN YAYASAN | S05844 MAJLIS AGAMA ISLAM SELANGOR (MAIS) |  | Pass | null
380674703 | TNB | DISTRIBUTION | KUALA SELANGOR | Existing | 11 kV | PE MV TERMINAL | RYB | BKSL/PCE/J00582 | TMN YAYASAN | TX-750KVA |  | Pass | null
380674804 | TNB | DISTRIBUTION | KUALA SELANGOR | Existing | 11 kV | PE MV TERMINAL | RYB | BKSL/PCE/J00134 | IKK | S05489 TMN YAYASAN |  | Pass | null
380674810 | TNB | DISTRIBUTION | KUALA SELANGOR | Existing | 11 kV | PE MV TERMINAL | RYB | BKSL/PCE/J00134 | IKK | S01619 KOMPLEKS PERTANIAN |  | Pass | null
380674851 | TNB | DISTRIBUTION | KUALA SELANGOR | Existing | 11 kV | PE MV TERMINAL | RYB | BKSL/PCE/J00134 | IKK | PENGGUNA HT |  | Pass | null
380674962 | TNB | DISTRIBUTION | KUALA SELANGOR | Existing | 11 kV | PE MV TERMINAL | RYB | BKSL/PCE/J00462 | KOMPLEKS PERTANIAN | S05492 TMN DESERAN MELAWATI NO 3 |  | Pass | null
380674963 | TNB | DISTRIBUTION | KUALA SELANGOR | Existing | 11 kV | PE MV TERMINAL | RYB | BKSL/PCE/J00462 | KOMPLEKS PERTANIAN | S01256 IKK |  | Pass | null
380674966 | TNB | DISTRIBUTION | KUALA SELANGOR | Existing | 11 kV | PE MV TERMINAL | RYB | BKSL/PCE/J00462 | KOMPLEKS PERTANIAN | TX-300KVA |  | Pass | null
380675077 | TNB | DISTRIBUTION | KUALA SELANGOR | Existing | 11 kV | PE MV TERMINAL | RYB | BKSL/PCE/J00581 | TMN DESERAN MELAWATI NO 3 | S05461 TMN BAYU PUTRA |  | Pass | null
380675078 | TNB | DISTRIBUTION | KUALA SELANGOR | Existing | 11 kV | PE MV TERMINAL | RYB | BKSL/PCE/J00581 | TMN DESERAN MELAWATI NO 3 | S01620 KOMPLEKS PERTANIAN |  | Pass | null
380675081 | TNB | DISTRIBUTION | KUALA SELANGOR | Existing | 11 kV | PE MV TERMINAL | RYB | BKSL/PCE/J00581 | TMN DESERAN MELAWATI NO 3 | TX-750KVA |  | Pass | null
380675194 | TNB | DISTRIBUTION | KUALA SELANGOR | Existing | 11 kV | PE MV TERMINAL | RYB | BKSL/PCE/J00564 | TMN BAYU PUTRA | S01618 TMN KOTA ALAM NO 2 |  | Pass | null
380675195 | TNB | DISTRIBUTION | KUALA SELANGOR | Existing | 11 kV | PE MV TERMINAL | RYB | BKSL/PCE/J00564 | TMN BAYU PUTRA | S05494 TMN DESERAN MELAWATI NO 3 |  | Pass | null
380675198 | TNB | DISTRIBUTION | KUALA SELANGOR | Existing | 11 kV | PE MV TERMINAL | RYB | BKSL/PCE/J00564 | TMN BAYU PUTRA | TX-1000KVA |  | Pass | null
380675311 | TNB | DISTRIBUTION | KUALA SELANGOR | Existing | 11 kV | PE MV TERMINAL | RYB | BKSL/PCE/J00347 | TMN KOTA ALAM NO 2 | S01259 TMN KOTA ALAM |  | Pass | null
380675312 | TNB | DISTRIBUTION | KUALA SELANGOR | Existing | 11 kV | PE MV TERMINAL | RYB | BKSL/PCE/J00347 | TMN KOTA ALAM NO 2 | S05459 TMN BAYU PUTRA |  | Pass | null
380675315 | TNB | DISTRIBUTION | KUALA SELANGOR | Existing | 11 kV | PE MV TERMINAL | RYB | BKSL/PCE/J00347 | TMN KOTA ALAM NO 2 | TX-1000KVA |  | Pass | null
380675427 | TNB | DISTRIBUTION | KUALA SELANGOR | Existing | 11 kV | PE MV TERMINAL | RYB | BKSL/PCE/J00016 | TMN KOTA ALAM | S01248 KEMAS KSL |  | Pass | null
380675428 | TNB | DISTRIBUTION | KUALA SELANGOR | Existing | 11 kV | PE MV TERMINAL | RYB | BKSL/PCE/J00016 | TMN KOTA ALAM | S01617 TMN KOTA ALAM NO 2 |  | Pass | null
380675431 | TNB | DISTRIBUTION | KUALA SELANGOR | Existing | 11 kV | PE MV TERMINAL | RYB | BKSL/PCE/J00016 | TMN KOTA ALAM | TX-1000KVA |  | Pass | null
380675543 | TNB | DISTRIBUTION | KUALA SELANGOR | Existing | 11 kV | PE MV TERMINAL | RYB | BKSL/PCE/J00020 | KEMAS KSL | S01252 PERPUSTAKAAN |  | Pass | null
380675544 | TNB | DISTRIBUTION | KUALA SELANGOR | Existing | 11 kV | PE MV TERMINAL | RYB | BKSL/PCE/J00020 | KEMAS KSL | S01257 TMN KOTA ALAM |  | Pass | null
380675547 | TNB | DISTRIBUTION | KUALA SELANGOR | Existing | 11 kV | PE MV TERMINAL | RYB | BKSL/PCE/J00020 | KEMAS KSL | TX-750KVA |  | Pass | null
380675659 | TNB | DISTRIBUTION | KUALA SELANGOR | Existing | 11 kV | PE MV TERMINAL | RYB | BKSL/PCE/J00042 | PERPUSTAKAAN | S01247 DEWAN SERBAGUNA (UMNO) |  | Pass | null
380675660 | TNB | DISTRIBUTION | KUALA SELANGOR | Existing | 11 kV | PE MV TERMINAL | RYB | BKSL/PCE/J00042 | PERPUSTAKAAN | S01249 KEMAS KSL |  | Pass | null
380675663 | TNB | DISTRIBUTION | KUALA SELANGOR | Existing | 11 kV | PE MV TERMINAL | RYB | BKSL/PCE/J00042 | PERPUSTAKAAN | TX-750KVA |  | Pass | null
380675775 | TNB | DISTRIBUTION | KUALA SELANGOR | Existing | 11 kV | PE MV TERMINAL | RYB | BKSL/PCE/J00019 | DEWAN SERBAGUNA (UMNO) | S05528 MAHKAMAH SYARIAH KUALA SELANGOR |  | Pass | null
380675776 | TNB | DISTRIBUTION | KUALA SELANGOR | Existing | 11 kV | PE MV TERMINAL | RYB | BKSL/PCE/J00019 | DEWAN SERBAGUNA (UMNO) | S01251 PERPUSTAKAAN |  | Pass | null
380675779 | TNB | DISTRIBUTION | KUALA SELANGOR | Existing | 11 kV | PE MV TERMINAL | RYB | BKSL/PCE/J00019 | DEWAN SERBAGUNA (UMNO) | TX-1000KVA |  | Pass | null
380675889 | TNB | DISTRIBUTION | KUALA SELANGOR | Existing | 11 kV | PE MV TERMINAL | RYB | BKSL/PCE/J00594 | MAHKAMAH SYARIAH KUALA SELANGOR | N/A |  | Pass | null
380675890 | TNB | DISTRIBUTION | KUALA SELANGOR | Existing | 11 kV | PE MV TERMINAL | RYB | BKSL/PCE/J00594 | MAHKAMAH SYARIAH KUALA SELANGOR | S01245 DEWAN SERBAGUNA (UMNO) |  | Pass | null
380675893 | TNB | DISTRIBUTION | KUALA SELANGOR | Existing | 11 kV | PE MV TERMINAL | RYB | BKSL/PCE/J00594 | MAHKAMAH SYARIAH KUALA SELANGOR | TX-300KVA |  | Pass | null
380676009 | TNB | DISTRIBUTION | KUALA SELANGOR | Existing | 11 kV | PE MV TERMINAL | RYB | BKSL/PCE/J00306 | SM AGAMA JERAM | S00262 BAGUS INDUSTRI |  | Pass | null
380676013 | TNB | DISTRIBUTION | KUALA SELANGOR | Existing | 11 kV | PE MV TERMINAL | RYB | BKSL/PCE/J00306 | SM AGAMA JERAM | TX-1000KVA |  | Pass | null
380676015 | TNB | DISTRIBUTION | KUALA SELANGOR | Existing | 11 kV | PE MV TERMINAL | RYB | BKSL/PCE/J00306 | SM AGAMA JERAM | S00175 PE SPG RJ ABDULLAH |  | Pass | null
380676056 | TNB | DISTRIBUTION | KUALA SELANGOR | Existing | 11 kV | PE MV TERMINAL | RYB | BKSL/PCE/J00306 | SM AGAMA JERAM | S00178 BALAI POLIS JERAM |  | Pass | null
380676213 | TNB | DISTRIBUTION | KUALA SELANGOR | Existing | 11 kV | PE MV TERMINAL | RYB | BKSL/PCE/J00054 | TMN SG BULOH | S01353 PE TMN BAWAL PUTIH |  | Pass | null
380676214 | TNB | DISTRIBUTION | KUALA SELANGOR | Existing | 11 kV | PE MV TERMINAL | RYB | BKSL/PCE/J00054 | TMN SG BULOH | S05441 PE TMN SIAKAP |  | Pass | null
380676217 | TNB | DISTRIBUTION | KUALA SELANGOR | Existing | 11 kV | PE MV TERMINAL | RYB | BKSL/PCE/J00054 | TMN SG BULOH | TX-300KVA |  | Pass | null
380942238 | TNB | DISTRIBUTION | KUALA SELANGOR | Existing | 11 kV | PE MV TERMINAL | RYB | BKSL/PCE/J00002 | BDR BARU NO 2 | S01696 TMN JAYA K.SEL |  | Pass | null
380942239 | TNB | DISTRIBUTION | KUALA SELANGOR | Existing | 11 kV | PE MV TERMINAL | RYB | BKSL/PCE/J00002 | BDR BARU NO 2 | PMU KSGR CB 9 |  | Pass | null
380942242 | TNB | DISTRIBUTION | KUALA SELANGOR | Existing | 11 kV | PE MV TERMINAL | RYB | BKSL/PCE/J00002 | BDR BARU NO 2 | TX-750KVA |  | Pass | null
380942360 | TNB | DISTRIBUTION | KUALA SELANGOR | Existing | 11 kV | PE MV TERMINAL | RYB | BKSL/PCE/J00356 | TMN JAYA K.SEL | S00040 TMN SIRAMBAI |  | Pass | null
380942361 | TNB | DISTRIBUTION | KUALA SELANGOR | Existing | 11 kV | PE MV TERMINAL | RYB | BKSL/PCE/J00356 | TMN JAYA K.SEL | S00004 BDR BARU NO 2 |  | Pass | null
380942364 | TNB | DISTRIBUTION | KUALA SELANGOR | Existing | 11 kV | PE MV TERMINAL | RYB | BKSL/PCE/J00356 | TMN JAYA K.SEL | TX-500KVA |  | Pass | null
380942487 | TNB | DISTRIBUTION | KUALA SELANGOR | Existing | 11 kV | PE MV TERMINAL | RYB | BKSL/PCE/J00015 | TMN SIRAMBAI | S01331 TMN BENTARA |  | Pass | null
380942488 | TNB | DISTRIBUTION | KUALA SELANGOR | Existing | 11 kV | PE MV TERMINAL | RYB | BKSL/PCE/J00015 | TMN SIRAMBAI | S01697 TMN JAYA K.SEL |  | Pass | null
380942491 | TNB | DISTRIBUTION | KUALA SELANGOR | Existing | 11 kV | PE MV TERMINAL | RYB | BKSL/PCE/J00015 | TMN SIRAMBAI | TX-500KVA |  | Pass | null
380942611 | TNB | DISTRIBUTION | KUALA SELANGOR | Existing | 11 kV | PE MV TERMINAL | RYB | BKSL/PCE/J00014 | TMN BENTARA | S05552 SMK KUALA SELANGOR ( SI RAMBAI) |  | Pass | null
380942612 | TNB | DISTRIBUTION | KUALA SELANGOR | Existing | 11 kV | PE MV TERMINAL | RYB | BKSL/PCE/J00014 | TMN BENTARA | S00038 TMN SIRAMBAI |  | Pass | null
380942615 | TNB | DISTRIBUTION | KUALA SELANGOR | Existing | 11 kV | PE MV TERMINAL | RYB | BKSL/PCE/J00014 | TMN BENTARA | TX-1000KVA |  | Pass | null
380942734 | TNB | DISTRIBUTION | KUALA SELANGOR | Existing | 11 kV | PE MV TERMINAL | RYB | BKSL/PCE/J00614 | SMK KUALA SELANGOR ( SI RAMBAI) | S05730 TMN KSU FASA 5 NO.1 |  | Pass | null
380942735 | TNB | DISTRIBUTION | KUALA SELANGOR | Existing | 11 kV | PE MV TERMINAL | RYB | BKSL/PCE/J00614 | SMK KUALA SELANGOR ( SI RAMBAI) | S01332 TMN BENTARA |  | Pass | null
380942738 | TNB | DISTRIBUTION | KUALA SELANGOR | Existing | 11 kV | PE MV TERMINAL | RYB | BKSL/PCE/J00614 | SMK KUALA SELANGOR ( SI RAMBAI) | TX-750KVA |  | Pass | null
380942970 | TNB | DISTRIBUTION | KUALA SELANGOR | Existing | 11 kV | PE MV TERMINAL | RYB | BKSL/PCE/J00565 | TMN KUALA SELANGOR UTAMA | S00041 TLK PENYAMUN |  | Pass | null
380942971 | TNB | DISTRIBUTION | KUALA SELANGOR | Existing | 11 kV | PE MV TERMINAL | RYB | BKSL/PCE/J00565 | TMN KUALA SELANGOR UTAMA | S05731 TMN KSU FASA 5 NO.1 |  | Pass | null
380942974 | TNB | DISTRIBUTION | KUALA SELANGOR | Existing | 11 kV | PE MV TERMINAL | RYB | BKSL/PCE/J00565 | TMN KUALA SELANGOR UTAMA | TX-300KVA |  | Pass | null
380943082 | TNB | DISTRIBUTION | KUALA SELANGOR | Existing | 11 kV | PE MV TERMINAL | RYB | BKSL/PCE/J00017 | TLK PENYAMUN | S05688 TMN KUALA SELANGOR UTAMA |  | Pass | null
380943085 | TNB | DISTRIBUTION | KUALA SELANGOR | Existing | 11 kV | PE MV TERMINAL | RYB | BKSL/PCE/J00017 | TLK PENYAMUN | TX-300KVA |  | Pass | null
380943102 | TNB | DISTRIBUTION | KUALA SELANGOR | Existing | 11 kV | PE MV TERMINAL | RYB | BKSL/PCE/J00017 | TLK PENYAMUN | N/A |  | Pass | null
380943105 | TNB | DISTRIBUTION | KUALA SELANGOR | Existing | 11 kV | PE MV TERMINAL | RYB | BKSL/PCE/J00017 | TLK PENYAMUN | S00047 TLK PENYAMUN-Kg sepakat |  | Pass | null
380943239 | TNB | DISTRIBUTION | KUALA SELANGOR | Existing | 11 kV | PE MV TERMINAL | RYB | BKSL/PCE/J00018 | TLK PENYAMUN-Kg sepakat | S00044 TLK PENYAMUN |  | Pass | null
380943240 | TNB | DISTRIBUTION | KUALA SELANGOR | Existing | 11 kV | PE MV TERMINAL | RYB | BKSL/PCE/J00018 | TLK PENYAMUN-Kg sepakat | S00048 K/UDANG TLK PENYAMUN |  | Pass | null
380943243 | TNB | DISTRIBUTION | KUALA SELANGOR | Existing | 11 kV | PE MV TERMINAL | RYB | BKSL/PCE/J00018 | TLK PENYAMUN-Kg sepakat | TX-300KVA |  | Pass | null
380943363 | TNB | DISTRIBUTION | KUALA SELANGOR | Existing | 11 kV | PE MV TERMINAL | RYB | BKSL/PCE/J00021 | K/UDANG TLK PENYAMUN | N/A |  | Pass | null
380943364 | TNB | DISTRIBUTION | KUALA SELANGOR | Existing | 11 kV | PE MV TERMINAL | RYB | BKSL/PCE/J00021 | K/UDANG TLK PENYAMUN | S00045 TLK PENYAMUN-Kg sepakat |  | Pass | null
380943367 | TNB | DISTRIBUTION | KUALA SELANGOR | Existing | 11 kV | PE MV TERMINAL | RYB | BKSL/PCE/J00021 | K/UDANG TLK PENYAMUN | TX-750KVA |  | Pass | null
380943470 | TNB | DISTRIBUTION | KUALA SELANGOR | Existing | 11 kV | PE MV TERMINAL | RYB | BKSL/PCE/J00022 | KG KUANTAN | S00043 TLK PENYAMUN |  | Pass | null
380943473 | TNB | DISTRIBUTION | KUALA SELANGOR | Existing | 11 kV | PE MV TERMINAL | RYB | BKSL/PCE/J00022 | KG KUANTAN | TX-500KVA |  | Pass | null
380943490 | TNB | DISTRIBUTION | KUALA SELANGOR | Existing | 11 kV | PE MV TERMINAL | RYB | BKSL/PCE/J00022 | KG KUANTAN | S00056 PKNS KG KUANTAN |  | Pass | null
380943493 | TNB | DISTRIBUTION | KUALA SELANGOR | Existing | 11 kV | PE MV TERMINAL | RYB | BKSL/PCE/J00022 | KG KUANTAN | S00072 LDG KG KUANTAN |  | Pass | null
380943618 | TNB | DISTRIBUTION | KUALA SELANGOR | Existing | 11 kV | PE MV TERMINAL | RYB | BKSL/PCE/J00023 | LDG KG KUANTAN | S00055 KG KUANTAN |  | Pass | null
380943619 | TNB | DISTRIBUTION | KUALA SELANGOR | Existing | 11 kV | PE MV TERMINAL | RYB | BKSL/PCE/J00023 | LDG KG KUANTAN | S00075 PEKAN BKT ROTAN |  | Pass | null
380943622 | TNB | DISTRIBUTION | KUALA SELANGOR | Existing | 11 kV | PE MV TERMINAL | RYB | BKSL/PCE/J00023 | LDG KG KUANTAN | TX-100KVA |  | Pass | null
380943733 | TNB | DISTRIBUTION | KUALA SELANGOR | Existing | 11 kV | PE MV TERMINAL | RYB | BKSL/PCE/J00685 | MEDAN NIAGA NO.2 | S05512 ONE PLAZA |  | Pass | null
380943748 | TNB | DISTRIBUTION | KUALA SELANGOR | Existing | 11 kV | PE MV TERMINAL | RYB | BKSL/PCE/J00685 | MEDAN NIAGA NO.2 | TX-500KVA |  | Pass | null
380943749 | TNB | DISTRIBUTION | KUALA SELANGOR | Existing | 11 kV | PE MV TERMINAL | RYB | BKSL/PCE/J00685 | MEDAN NIAGA NO.2 | S00163 BMZ |  | Pass | null
380943759 | TNB | DISTRIBUTION | KUALA SELANGOR | Existing | 11 kV | PE MV TERMINAL | RYB | BKSL/PCE/J00685 | MEDAN NIAGA NO.2 | S05741 PADAT TAMAN SERI BENDAHARA |  | Pass | null
380943762 | TNB | DISTRIBUTION | KUALA SELANGOR | Existing | 11 kV | PE MV TERMINAL | RYB | BKSL/PCE/J00685 | MEDAN NIAGA NO.2 | LOOPING |  | Pass | null
380943771 | TNB | DISTRIBUTION | KUALA SELANGOR | Existing | 11 kV | PE MV TERMINAL | RYB | BKSL/PCE/J00685 | MEDAN NIAGA NO.2 | LOOPING |  | Pass | null
380943996 | TNB | DISTRIBUTION | KUALA SELANGOR | Existing | 11 kV | PE MV TERMINAL | RYB | BKSL/PCE/J00851 | PADAT TAMAN SERI BENDAHARA | S05465 NTS |  | Pass | null
380943997 | TNB | DISTRIBUTION | KUALA SELANGOR | Existing | 11 kV | PE MV TERMINAL | RYB | BKSL/PCE/J00851 | PADAT TAMAN SERI BENDAHARA | S05530 MEDAN NIAGA NO.2 |  | Pass | null
380944000 | TNB | DISTRIBUTION | KUALA SELANGOR | Existing | 11 kV | PE MV TERMINAL | RYB | BKSL/PCE/J00851 | PADAT TAMAN SERI BENDAHARA | TX-500KVA |  | Pass | null
380944135 | TNB | DISTRIBUTION | KUALA SELANGOR | Existing | 11 kV | PE MV TERMINAL | RYB | BKSL/PCE/J00102 | BNZ | S05538 MEDAN NIAGA NO.2 |  | Pass | null
380944150 | TNB | DISTRIBUTION | KUALA SELANGOR | Existing | 11 kV | PE MV TERMINAL | RYB | BKSL/PCE/J00102 | BNZ | TX1-1000KVA |  | Pass | null
380944151 | TNB | DISTRIBUTION | KUALA SELANGOR | Existing | 11 kV | PE MV TERMINAL | RYB | BKSL/PCE/J00102 | BNZ | S01271 KOMPLEKS PKNS KSL |  | Pass | null
380944161 | TNB | DISTRIBUTION | KUALA SELANGOR | Existing | 11 kV | PE MV TERMINAL | RYB | BKSL/PCE/J00102 | BNZ | S05758 TMN MELAWATI CERGAS |  | Pass | null
380944164 | TNB | DISTRIBUTION | KUALA SELANGOR | Existing | 11 kV | PE MV TERMINAL | RYB | BKSL/PCE/J00102 | BNZ | S05751 LOOPING |  | Pass | null
380944173 | TNB | DISTRIBUTION | KUALA SELANGOR | Existing | 11 kV | PE MV TERMINAL | RYB | BKSL/PCE/J00102 | BNZ | S05749 LOOPING |  | Pass | null
380944628 | TNB | DISTRIBUTION | KUALA SELANGOR | Existing | 11 kV | PE MV TERMINAL | RYB | BKSL/PCE/J00102 | BNZ | TX2-1000KVA |  | Pass | null
380944880 | TNB | DISTRIBUTION | KUALA SELANGOR | Existing | 11 kV | PE MV TERMINAL | RYB | BKSL/PCE/J00106 | STADIUM NO 1 (TERBUKA) | S01275 STADIUM NO 2 (TERTUTUP) |  | Pass | null
380944881 | TNB | DISTRIBUTION | KUALA SELANGOR | Existing | 11 kV | PE MV TERMINAL | RYB | BKSL/PCE/J00106 | STADIUM NO 1 (TERBUKA) | S05541 JABATAN PENGALIRAN DAN SALIRAN |  | Pass | null
380944884 | TNB | DISTRIBUTION | KUALA SELANGOR | Existing | 11 kV | PE MV TERMINAL | RYB | BKSL/PCE/J00106 | STADIUM NO 1 (TERBUKA) | TX-1000KVA |  | Pass | null
380972322 | TNB | DISTRIBUTION | KUALA SELANGOR | Existing | 11 kV | PE MV TERMINAL | RYB | BKSL/PCE/J00306 | SM AGAMA JERAM | PMU KSGR Fdr11 |  | Pass | null
380972352 | TNB | DISTRIBUTION | KUALA SELANGOR | Existing | 11 kV | PE MV TERMINAL | RYB | BKSL/PCE/J00038 | BAGUS INDUSTRI | S00302 KLG PLASTIK LIBEN LOT 1824 |  | Pass | null
380972353 | TNB | DISTRIBUTION | KUALA SELANGOR | Existing | 11 kV | PE MV TERMINAL | RYB | BKSL/PCE/J00038 | BAGUS INDUSTRI | S01384 SM AGAMA JERAM |  | Pass | null
380972356 | TNB | DISTRIBUTION | KUALA SELANGOR | Existing | 11 kV | PE MV TERMINAL | RYB | BKSL/PCE/J00038 | BAGUS INDUSTRI | TX1-750kVA |  | Pass | null
380972479 | TNB | DISTRIBUTION | KUALA SELANGOR | Existing | 11 kV | PE MV TERMINAL | RYB | BKSL/PCE/J00037 | KLG PLASTIK LIBEN LOT 1824 | S01378 LAY HONG NO 4 |  | Pass | null
380972480 | TNB | DISTRIBUTION | KUALA SELANGOR | Existing | 11 kV | PE MV TERMINAL | RYB | BKSL/PCE/J00037 | KLG PLASTIK LIBEN LOT 1824 | S00260 BAGUS INDUSTRI |  | Pass | null
380972483 | TNB | DISTRIBUTION | KUALA SELANGOR | Existing | 11 kV | PE MV TERMINAL | RYB | BKSL/PCE/J00037 | KLG PLASTIK LIBEN LOT 1824 | TX1-1000kVA |  | Pass | null
380972605 | TNB | DISTRIBUTION | KUALA SELANGOR | Existing | 11 kV | PE MV TERMINAL | RYB | BKSL/PCE/J00528 | LAY HONG NO 4 (SPG RAJA ABDULLAH) | S01377 LAY HONG (JLN RJ ABDULLAH)NO3 |  | Pass | null
380972606 | TNB | DISTRIBUTION | KUALA SELANGOR | Existing | 11 kV | PE MV TERMINAL | RYB | BKSL/PCE/J00528 | LAY HONG NO 4 (SPG RAJA ABDULLAH) | S00304 KLG PLASTIK LIBEN LOT 1824 |  | Pass | null
380972609 | TNB | DISTRIBUTION | KUALA SELANGOR | Existing | 11 kV | PE MV TERMINAL | RYB | BKSL/PCE/J00528 | LAY HONG NO 4 (SPG RAJA ABDULLAH) | TX1-750kVA |  | Pass | null
380972733 | TNB | DISTRIBUTION | KUALA SELANGOR | Existing | 11 kV | PE MV TERMINAL | RYB | BKSL/PCE/J00146 | LAY HONG (JLN RJ ABDULLAH)NO3 | S00299 RAJA ABDULLAH |  | Pass | null
380972734 | TNB | DISTRIBUTION | KUALA SELANGOR | Existing | 11 kV | PE MV TERMINAL | RYB | BKSL/PCE/J00146 | LAY HONG (JLN RJ ABDULLAH)NO3 | S01380 LAY HONG NO 4 (SPG RAJA ABDULLAH) |  | Pass | null
380972737 | TNB | DISTRIBUTION | KUALA SELANGOR | Existing | 11 kV | PE MV TERMINAL | RYB | BKSL/PCE/J00146 | LAY HONG (JLN RJ ABDULLAH)NO3 | TX1-1000kVA |  | Pass | null
380972860 | TNB | DISTRIBUTION | KUALA SELANGOR | Existing | 11 kV | PE MV TERMINAL | RYB | BKSL/PCE/J00041 | RAJA ABDULLAH | S05567 CARPENWISE |  | Pass | null
380972861 | TNB | DISTRIBUTION | KUALA SELANGOR | Existing | 11 kV | PE MV TERMINAL | RYB | BKSL/PCE/J00041 | RAJA ABDULLAH | S01375 LAY HONG (JLN RJ ABDULLAH)NO3 |  | Pass | null
380972864 | TNB | DISTRIBUTION | KUALA SELANGOR | Existing | 11 kV | PE MV TERMINAL | RYB | BKSL/PCE/J00041 | RAJA ABDULLAH | TX1-500kVA |  | Pass | null
380972986 | TNB | DISTRIBUTION | KUALA SELANGOR | Existing | 11 kV | PE MV TERMINAL | RYB | BKSL/PCE/J00671 | CARPENWISE | S05606 SMK BKT KUCHING TENGAH |  | Pass | null
380972987 | TNB | DISTRIBUTION | KUALA SELANGOR | Existing | 11 kV | PE MV TERMINAL | RYB | BKSL/PCE/J00671 | CARPENWISE | S00301 RAJA ABDULLAH |  | Pass | null
380972990 | TNB | DISTRIBUTION | KUALA SELANGOR | Existing | 11 kV | PE MV TERMINAL | RYB | BKSL/PCE/J00671 | CARPENWISE | TX1-500kVA |  | Pass | null
380973134 | TNB | DISTRIBUTION | KUALA SELANGOR | Existing | 11 kV | PE MV TERMINAL | RYB | BKSL/PCE/J00350 | MASJID PEKAN JERAM | S01392 BALAI DAKWAH JERAM |  | Pass | null
380973135 | TNB | DISTRIBUTION | KUALA SELANGOR | Existing | 11 kV | PE MV TERMINAL | RYB | BKSL/PCE/J00350 | MASJID PEKAN JERAM | S00179 BALAI POLIS JERAM |  | Pass | null
380973138 | TNB | DISTRIBUTION | KUALA SELANGOR | Existing | 11 kV | PE MV TERMINAL | RYB | BKSL/PCE/J00350 | MASJID PEKAN JERAM | TX1-300kVA |  | Pass | null
380973289 | TNB | DISTRIBUTION | KUALA SELANGOR | Existing | 11 kV | PE MV TERMINAL | RYB | BKSL/PCE/J00086 | BALAI DAKWAH JERAM | S05621 MASJID PEKAN JERAM |  | Pass | null
380973290 | TNB | DISTRIBUTION | KUALA SELANGOR | Existing | 11 kV | PE MV TERMINAL | RYB | BKSL/PCE/J00086 | BALAI DAKWAH JERAM | S01397 HIRA' |  | Pass | null
380973293 | TNB | DISTRIBUTION | KUALA SELANGOR | Existing | 11 kV | PE MV TERMINAL | RYB | BKSL/PCE/J00086 | BALAI DAKWAH JERAM | TX1-1000kVA |  | Pass | null
380973503 | TNB | DISTRIBUTION | KUALA SELANGOR | Existing | 11 kV | PE MV TERMINAL | RYB | BKSL/PCE/J00087 | HIRA' | S00196 MATAKKU |  | Pass | null
380973504 | TNB | DISTRIBUTION | KUALA SELANGOR | Existing | 11 kV | PE MV TERMINAL | RYB | BKSL/PCE/J00087 | HIRA' | S01391 BALAI DAKWAH JERAM |  | Pass | null
380973507 | TNB | DISTRIBUTION | KUALA SELANGOR | Existing | 11 kV | PE MV TERMINAL | RYB | BKSL/PCE/J00087 | HIRA' | TX1-1000kVA |  | Pass | null
380973611 | TNB | DISTRIBUTION | KUALA SELANGOR | Existing | 11 kV | PE MV TERMINAL | RYB | BKSL/PCE/J00140 | MATAKKU | S01395 HIRA' |  | Pass | null
380973614 | TNB | DISTRIBUTION | KUALA SELANGOR | Existing | 11 kV | PE MV TERMINAL | RYB | BKSL/PCE/J00140 | MATAKKU | TX1-500kVA |  | Pass | null
380973631 | TNB | DISTRIBUTION | KUALA SELANGOR | Existing | 11 kV | PE MV TERMINAL | RYB | BKSL/PCE/J00140 | MATAKKU | S01398 EYU BER EER NO 2 |  | Pass | null
380973634 | TNB | DISTRIBUTION | KUALA SELANGOR | Existing | 11 kV | PE MV TERMINAL | RYB | BKSL/PCE/J00140 | MATAKKU | S00201 PANTAI REMIS |  | Pass | null
380973758 | TNB | DISTRIBUTION | KUALA SELANGOR | Existing | 11 kV | PE MV TERMINAL | RYB | BKSL/PCE/J00311 | EYU BER EER NO 2 | SPUR |  | Pass | null
380973759 | TNB | DISTRIBUTION | KUALA SELANGOR | Existing | 11 kV | PE MV TERMINAL | RYB | BKSL/PCE/J00311 | EYU BER EER NO 2 | S00199 MATAKKU |  | Pass | null
380973762 | TNB | DISTRIBUTION | KUALA SELANGOR | Existing | 11 kV | PE MV TERMINAL | RYB | BKSL/PCE/J00311 | EYU BER EER NO 2 | TX1-500kVA |  | Pass | null
380973892 | TNB | DISTRIBUTION | KUALA SELANGOR | Existing | 11 kV | PE MV TERMINAL | RYB | BKSL/PCE/J00687 | SMK BKT KUCHING TENGAH | S00295 BKT KUCING KLINIK |  | Pass | null
380973893 | TNB | DISTRIBUTION | KUALA SELANGOR | Existing | 11 kV | PE MV TERMINAL | RYB | BKSL/PCE/J00687 | SMK BKT KUCHING TENGAH | S05569 CARPENWISE |  | Pass | null
380973896 | TNB | DISTRIBUTION | KUALA SELANGOR | Existing | 11 kV | PE MV TERMINAL | RYB | BKSL/PCE/J00687 | SMK BKT KUCHING TENGAH | TX1-500kVA |  | Pass | null
380980943 | TNB | DISTRIBUTION | KUALA SELANGOR | Existing | 11 kV | PE MV TERMINAL | RYB | BKSL/PCE/J00025 | PKNS BKT ROTAN (TMN KASAWARI) | S00081 PE PETRONAS GAS |  | Pass | null
380980944 | TNB | DISTRIBUTION | KUALA SELANGOR | Existing | 11 kV | PE MV TERMINAL | RYB | BKSL/PCE/J00025 | PKNS BKT ROTAN (TMN KASAWARI) | S00076 PE PEKAN BKT ROTAN |  | Pass | null
380980947 | TNB | DISTRIBUTION | KUALA SELANGOR | Existing | 11 kV | PE MV TERMINAL | RYB | BKSL/PCE/J00025 | PKNS BKT ROTAN (TMN KASAWARI) | TX-1000KVA |  | Pass | null
380981068 | TNB | DISTRIBUTION | KUALA SELANGOR | Existing | 11 kV | PE MV TERMINAL | RYB | BKSL/PCE/J00027 | PETRONAS GAS | S00084 PE LDG MONMOUTH |  | Pass | null
380981069 | TNB | DISTRIBUTION | KUALA SELANGOR | Existing | 11 kV | PE MV TERMINAL | RYB | BKSL/PCE/J00027 | PETRONAS GAS | S01340 PE PKNS BKT ROTAN (TMN KASAWARI) |  | Pass | null
380981072 | TNB | DISTRIBUTION | KUALA SELANGOR | Existing | 11 kV | PE MV TERMINAL | RYB | BKSL/PCE/J00027 | PETRONAS GAS | TX-100KVA |  | Pass | null
380981186 | TNB | DISTRIBUTION | KUALA SELANGOR | Existing | 11 kV | PE MV TERMINAL | RYB | BKSL/PCE/J00030 | LDG MONMOUTH | S00088 PE LDG RAJAGIRI |  | Pass | null
380981187 | TNB | DISTRIBUTION | KUALA SELANGOR | Existing | 11 kV | PE MV TERMINAL | RYB | BKSL/PCE/J00030 | LDG MONMOUTH | S00083 PE PETRONAS GAS |  | Pass | null
380981190 | TNB | DISTRIBUTION | KUALA SELANGOR | Existing | 11 kV | PE MV TERMINAL | RYB | BKSL/PCE/J00030 | LDG MONMOUTH | TX-500KVA |  | Pass | null
380981296 | TNB | DISTRIBUTION | KUALA SELANGOR | Existing | 11 kV | PE MV TERMINAL | RYB | BKSL/PCE/J00031 | LDG RAJAGIRI | S00086 PE LDG MONMOUTH |  | Pass | null
380981299 | TNB | DISTRIBUTION | KUALA SELANGOR | Existing | 11 kV | PE MV TERMINAL | RYB | BKSL/PCE/J00031 | LDG RAJAGIRI | TX-100KVA |  | Pass | null
380981316 | TNB | DISTRIBUTION | KUALA SELANGOR | Existing | 11 kV | PE MV TERMINAL | RYB | BKSL/PCE/J00031 | LDG RAJAGIRI | R01804 PE TERNAKAN AYAM HING HONG |  | Pass | null
380981319 | TNB | DISTRIBUTION | KUALA SELANGOR | Existing | 11 kV | PE MV TERMINAL | RYB | BKSL/PCE/J00031 | LDG RAJAGIRI | S05546 PE PLAZA TOL LATAR (IJOK) |  | Pass | null
380981443 | TNB | DISTRIBUTION | KUALA SELANGOR | Existing | 11 kV | PE MV TERMINAL | RYB | BKSL/PCE/J00615 | PLAZA TOL LATAR (IJOK) | S05598 PE REBAN AYAM HJ ISMAIL PT MAHANG |  | Pass | null
380981444 | TNB | DISTRIBUTION | KUALA SELANGOR | Existing | 11 kV | PE MV TERMINAL | RYB | BKSL/PCE/J00615 | PLAZA TOL LATAR (IJOK) | S00087 PE LDG RAJAGIRI |  | Pass | null
380981447 | TNB | DISTRIBUTION | KUALA SELANGOR | Existing | 11 kV | PE MV TERMINAL | RYB | BKSL/PCE/J00615 | PLAZA TOL LATAR (IJOK) | TX-300KVA |  | Pass | null
380981638 | TNB | DISTRIBUTION | KUALA SELANGOR | Existing | 11 kV | PE MV TERMINAL | RYB | BKSL/PCE/J00660 | REBAN AYAM HJ ISMAIL PT MAHANG | S06003 PDT REBAN AYAM 2 JLN BAHAGIA |  | Pass | null
380981639 | TNB | DISTRIBUTION | KUALA SELANGOR | Existing | 11 kV | PE MV TERMINAL | RYB | BKSL/PCE/J00660 | REBAN AYAM HJ ISMAIL PT MAHANG | S05548 PE PLAZA TOL LATAR (IJOK) |  | Pass | null
380981642 | TNB | DISTRIBUTION | KUALA SELANGOR | Existing | 11 kV | PE MV TERMINAL | RYB | BKSL/PCE/J00660 | REBAN AYAM HJ ISMAIL PT MAHANG | TX-300KVA |  | Pass | null
380998035 | TNB | DISTRIBUTION | KUALA SELANGOR | Existing | 11 kV | PE MV TERMINAL | RYB | BKSL/PCE/J00550 | PUSAT PELUPUSAN SAMPAH JERAM | TX-750KVA |  | Pass | null
380998042 | TNB | DISTRIBUTION | KUALA SELANGOR | Existing | 11 kV | PE MV TERMINAL | RYB | BKSL/PCE/J00550 | PUSAT PELUPUSAN SAMPAH JERAM | S05405 PE PKNS TMN PEKERTI JERAM |  | Pass | null
380998050 | TNB | DISTRIBUTION | KUALA SELANGOR | Existing | 11 kV | PE MV TERMINAL | RYB | BKSL/PCE/J00550 | PUSAT PELUPUSAN SAMPAH JERAM | S05609 KILANG SAWIT SIME DARBY |  | Pass | null
380998060 | TNB | DISTRIBUTION | KUALA SELANGOR | Existing | 11 kV | PE MV TERMINAL | RYB | BKSL/PCE/J00550 | PUSAT PELUPUSAN SAMPAH JERAM | HT CUSTOMER |  | Pass | null
380998273 | TNB | DISTRIBUTION | KUALA SELANGOR | Existing | 11 kV | PE MV TERMINAL | RYB | BKSL/PCE/J00688 | KILANG SAWIT SIME DARBY | S05734 PE PUSAT PELUPUSAN SAMPAH JERAM |  | Pass | null
380998274 | TNB | DISTRIBUTION | KUALA SELANGOR | Existing | 11 kV | PE MV TERMINAL | RYB | BKSL/PCE/J00688 | KILANG SAWIT SIME DARBY | S05549 PE PADAT LDG TUAN MEE CHERAKAH |  | Pass | null
380998277 | TNB | DISTRIBUTION | KUALA SELANGOR | Existing | 11 kV | PE MV TERMINAL | RYB | BKSL/PCE/J00688 | KILANG SAWIT SIME DARBY | TX-750KVA |  | Pass | null
380998406 | TNB | DISTRIBUTION | KUALA SELANGOR | Existing | 11 kV | PE MV TERMINAL | RYB | BKSL/PCE/J00686 | PADAT LDG TUAN MEE CHERAKAH | S05607 PE KILANG SAWIT SIME DARBY |  | Pass | null
380998407 | TNB | DISTRIBUTION | KUALA SELANGOR | Existing | 11 kV | PE MV TERMINAL | RYB | BKSL/PCE/J00686 | PADAT LDG TUAN MEE CHERAKAH | PMU BKPR 132/11 kV: CB14 |  | Pass | null
380998410 | TNB | DISTRIBUTION | KUALA SELANGOR | Existing | 11 kV | PE MV TERMINAL | RYB | BKSL/PCE/J00686 | PADAT LDG TUAN MEE CHERAKAH | TX-500KVA |  | Pass | null
380998534 | TNB | DISTRIBUTION | KUALA SELANGOR | Existing | 11 kV | PE MV TERMINAL | RYB | BKSL/PCE/J00396 | KILANG ISI SAWIT | SS05861 PE QMAC REHON (SG SERDANG) |  | Pass | null
380998538 | TNB | DISTRIBUTION | KUALA SELANGOR | Existing | 11 kV | PE MV TERMINAL | RYB | BKSL/PCE/J00396 | KILANG ISI SAWIT | S05865 PE SONG ENGINEERING |  | Pass | null
380998552 | TNB | DISTRIBUTION | KUALA SELANGOR | Existing | 11 kV | PE MV TERMINAL | RYB | BKSL/PCE/J00396 | KILANG ISI SAWIT | PENGGUNA HT |  | Pass | null
380998583 | TNB | DISTRIBUTION | KUALA SELANGOR | Existing | 11 kV | PE MV TERMINAL | RYB | BKSL/PCE/J00592 | SOON LIEN FATT ENGINEERING | S00251 PE WORLD STAR |  | Pass | null
380998584 | TNB | DISTRIBUTION | KUALA SELANGOR | Existing | 11 kV | PE MV TERMINAL | RYB | BKSL/PCE/J00592 | SOON LIEN FATT ENGINEERING | S01443 PE QMAC REHON |  | Pass | null
380998587 | TNB | DISTRIBUTION | KUALA SELANGOR | Existing | 11 kV | PE MV TERMINAL | RYB | BKSL/PCE/J00592 | SOON LIEN FATT ENGINEERING | TX-750KVA |  | Pass | null
380998711 | TNB | DISTRIBUTION | KUALA SELANGOR | Existing | 11 kV | PE MV TERMINAL | RYB | BKSL/PCE/J00431 | KILANG PADI PUKAL | S05965 PE PDT JLN MAKMUR 4 |  | Pass | null
380998712 | TNB | DISTRIBUTION | KUALA SELANGOR | Existing | 11 kV | PE MV TERMINAL | RYB | BKSL/PCE/J00431 | KILANG PADI PUKAL | S05589 PE DETIK ATURAN |  | Pass | null
380998715 | TNB | DISTRIBUTION | KUALA SELANGOR | Existing | 11 kV | PE MV TERMINAL | RYB | BKSL/PCE/J00431 | KILANG PADI PUKAL | TX-1000KVA |  | Pass | null
380998816 | TNB | DISTRIBUTION | KUALA SELANGOR | Existing | 11 kV | PE MV TERMINAL | RYB | BKSL/PCE/J00662 | DETIK ATURAN | S00410 PE BANYU EMAS (FIRMA RENA) |  | Pass | null
380998822 | TNB | DISTRIBUTION | KUALA SELANGOR | Existing | 11 kV | PE MV TERMINAL | RYB | BKSL/PCE/J00662 | DETIK ATURAN | S05927 KILANG PADI PUKAL |  | Pass | null
380998834 | TNB | DISTRIBUTION | KUALA SELANGOR | Existing | 11 kV | PE MV TERMINAL | RYB | BKSL/PCE/J00662 | DETIK ATURAN | S01528 PE DESA MAWAR N0 2 |  | Pass | null
380998842 | TNB | DISTRIBUTION | KUALA SELANGOR | Existing | 11 kV | PE MV TERMINAL | RYB | BKSL/PCE/J00662 | DETIK ATURAN | S00406 PE SG GULANG-GULANG |  | Pass | null
380998846 | TNB | DISTRIBUTION | KUALA SELANGOR | Existing | 11 kV | PE MV TERMINAL | RYB | BKSL/PCE/J00662 | DETIK ATURAN | PENGGUNA HT |  | Pass | null
380998849 | TNB | DISTRIBUTION | KUALA SELANGOR | Existing | 11 kV | PE MV TERMINAL | RYB | BKSL/PCE/J00662 | DETIK ATURAN | S05717 PE ZON IKS SG GULANG-GULANG |  | Pass | null
381002341 | TNB | DISTRIBUTION | KUALA SELANGOR | Existing | 11 kV | PE MV TERMINAL | RYB | BKSL/PCE/J00379 | KOLAM UDANG PARIT 3 | S05292 PE ASIA AQUACULTURE BGN TENGKORAK |  | Pass | null
381002342 | TNB | DISTRIBUTION | KUALA SELANGOR | Existing | 11 kV | PE MV TERMINAL | RYB | BKSL/PCE/J00379 | KOLAM UDANG PARIT 3 | S05936 ONE SEKINCAN |  | Pass | null
381002345 | TNB | DISTRIBUTION | KUALA SELANGOR | Existing | 11 kV | PE MV TERMINAL | RYB | BKSL/PCE/J00379 | KOLAM UDANG PARIT 3 | TX1-750kVA |  | Pass | null
381002476 | TNB | DISTRIBUTION | KUALA SELANGOR | Existing | 11 kV | PE MV TERMINAL | RYB | BKSL/PCE/J00877 | SITE A SEKINCHAN | S05887 JALAN PARIT 5 SAI KIM |  | Pass | null
381002477 | TNB | DISTRIBUTION | KUALA SELANGOR | Existing | 11 kV | PE MV TERMINAL | RYB | BKSL/PCE/J00877 | SITE A SEKINCHAN | S01590 KLG SEMERAH PADI SITE A SEKINCHAN |  | Pass | null
381002480 | TNB | DISTRIBUTION | KUALA SELANGOR | Existing | 11 kV | PE MV TERMINAL | RYB | BKSL/PCE/J00877 | SITE A SEKINCHAN | TX1-750kVA |  | Pass | null
381002613 | TNB | DISTRIBUTION | KUALA SELANGOR | Existing | 11 kV | PE MV TERMINAL | RYB | BKSL/PCE/J00859 | RUMAH KEDAI PUNCAK BISTARI | TX1-1000kVA |  | Pass | null
381002620 | TNB | DISTRIBUTION | KUALA SELANGOR | Existing | 11 kV | PE MV TERMINAL | RYB | BKSL/PCE/J00859 | RUMAH KEDAI PUNCAK BISTARI | S05677 PERUMAHAN FASA 1 PUNCAK BISTARI |  | Pass | null
381002628 | TNB | DISTRIBUTION | KUALA SELANGOR | Existing | 11 kV | PE MV TERMINAL | RYB | BKSL/PCE/J00859 | RUMAH KEDAI PUNCAK BISTARI | PPU PAM1 FDR 8 |  | Pass | null
381002638 | TNB | DISTRIBUTION | KUALA SELANGOR | Existing | 11 kV | PE MV TERMINAL | RYB | BKSL/PCE/J00859 | RUMAH KEDAI PUNCAK BISTARI | TX2-750kVA |  | Pass | null
381015223 | TNB | DISTRIBUTION | KUALA SELANGOR | Existing | 11 kV | PE MV TERMINAL | RYB | BKSL/PCE/J00774 | TS ENG WORK ALAM JAYA | R06028 : PPAJ NO.6 |  | Pass | null
381015224 | TNB | DISTRIBUTION | KUALA SELANGOR | Existing | 11 kV | PE MV TERMINAL | RYB | BKSL/PCE/J00774 | TS ENG WORK ALAM JAYA | S05745 : ADVANCE PRELUDE |  | Pass | null
381015227 | TNB | DISTRIBUTION | KUALA SELANGOR | Existing | 11 kV | PE MV TERMINAL | RYB | BKSL/PCE/J00774 | TS ENG WORK ALAM JAYA | TX1- 500KVA |  | Pass | null
381015353 | TNB | DISTRIBUTION | KUALA SELANGOR | Existing | 11 kV | PE MV TERMINAL | RYB | BKSL/PCE/J00879 | YEAP JING FONG 2/6 | R04544 : OHTSUKI SEIKO |  | Pass | null
381015354 | TNB | DISTRIBUTION | KUALA SELANGOR | Existing | 11 kV | PE MV TERMINAL | RYB | BKSL/PCE/J00879 | YEAP JING FONG 2/6 | R06930 IRON WORK 2/6 |  | Pass | null
381015357 | TNB | DISTRIBUTION | KUALA SELANGOR | Existing | 11 kV | PE MV TERMINAL | RYB | BKSL/PCE/J00879 | YEAP JING FONG 2/6 | TX1- 500KVA |  | Pass | null
381015482 | TNB | DISTRIBUTION | KUALA SELANGOR | Existing | 11 kV | PE MV TERMINAL | RYB | BKSL/PCE/J00828 | CHUA ENG PHUA | R05894 : MULTI GUNA NO.3 |  | Pass | null
381015483 | TNB | DISTRIBUTION | KUALA SELANGOR | Existing | 11 kV | PE MV TERMINAL | RYB | BKSL/PCE/J00828 | CHUA ENG PHUA | R06007 : SSU PPAJ NO.1 |  | Pass | null
381015486 | TNB | DISTRIBUTION | KUALA SELANGOR | Existing | 11 kV | PE MV TERMINAL | RYB | BKSL/PCE/J00828 | CHUA ENG PHUA | TX1- 500KVA |  | Pass | null
381015612 | TNB | DISTRIBUTION | KUALA SELANGOR | Existing | 11 kV | PE MV TERMINAL | RYB | BKSL/PCE/J00404 | SANDARAN TIAJ 2/5 | R07922 ; RGB INDUSTRI 2/5 |  | Pass | null
381015613 | TNB | DISTRIBUTION | KUALA SELANGOR | Existing | 11 kV | PE MV TERMINAL | RYB | BKSL/PCE/J00404 | SANDARAN TIAJ 2/5 | R06488 : TMT INDUSTRI |  | Pass | null
381015616 | TNB | DISTRIBUTION | KUALA SELANGOR | Existing | 11 kV | PE MV TERMINAL | RYB | BKSL/PCE/J00404 | SANDARAN TIAJ 2/5 | TX1- 1000KVA |  | Pass | null
381015733 | TNB | DISTRIBUTION | KUALA SELANGOR | Existing | 11 kV | PE MV TERMINAL | RYB | BKSL/PCE/J00786 | AIRSTATIC NO.1 POWDER COATING ENG | R05229 : KLG LOT 7 ALAM JAYA |  | Pass | null
381015734 | TNB | DISTRIBUTION | KUALA SELANGOR | Existing | 11 kV | PE MV TERMINAL | RYB | BKSL/PCE/J00786 | AIRSTATIC NO.1 POWDER COATING ENG | R06358 : AIRSTATIC NO.2 ENG |  | Pass | null
381015737 | TNB | DISTRIBUTION | KUALA SELANGOR | Existing | 11 kV | PE MV TERMINAL | RYB | BKSL/PCE/J00786 | AIRSTATIC NO.1 POWDER COATING ENG | TX1- 300KVA |  | Pass | null
381015847 | TNB | DISTRIBUTION | KUALA SELANGOR | Existing | 11 kV | PE MV TERMINAL | RYB | BKSL/PCE/J00787 | AIRSTATIC NO.2 POWDER COATING ENG | R06359 : AIRSTATIC NO.1 ENG |  | Pass | null
381015848 | TNB | DISTRIBUTION | KUALA SELANGOR | Existing | 11 kV | PE MV TERMINAL | RYB | BKSL/PCE/J00787 | AIRSTATIC NO.2 POWDER COATING ENG | R07568 : R&S PETROLEUM TIAJ 2/4 |  | Pass | null
381015851 | TNB | DISTRIBUTION | KUALA SELANGOR | Existing | 11 kV | PE MV TERMINAL | RYB | BKSL/PCE/J00787 | AIRSTATIC NO.2 POWDER COATING ENG | TX1- 300KVA |  | Pass | null
381015990 | TNB | DISTRIBUTION | KUALA SELANGOR | Existing | 11 kV | PE MV TERMINAL | RYB | BKSL/PCE/J00663 | RUMAH PANGSA ALAM PERDANA | R06370 APARTMENT ALAM PERDANA 1 |  | Pass | null
381015991 | TNB | DISTRIBUTION | KUALA SELANGOR | Existing | 11 kV | PE MV TERMINAL | RYB | BKSL/PCE/J00663 | RUMAH PANGSA ALAM PERDANA | R05348 LOJI AIR ALAM PERDANA P.ALAM |  | Pass | null
381015994 | TNB | DISTRIBUTION | KUALA SELANGOR | Existing | 11 kV | PE MV TERMINAL | RYB | BKSL/PCE/J00663 | RUMAH PANGSA ALAM PERDANA | TX1- 1000KVA |  | Pass | null
381016519 | TNB | DISTRIBUTION | KUALA SELANGOR | Existing | 11 kV | PE MV TERMINAL | RYB | BKSL/PCE/J00872 | RUMAH KEDAI PUNCAK ALAM JAYA | TX2- 1000KVA |  | Pass | null
381016526 | TNB | DISTRIBUTION | KUALA SELANGOR | Existing | 11 kV | PE MV TERMINAL | RYB | BKSL/PCE/J00872 | RUMAH KEDAI PUNCAK ALAM JAYA | S05882 RUMAH BANGLO PUNCAK ALAM JAYA 2 |  | Pass | null
381016534 | TNB | DISTRIBUTION | KUALA SELANGOR | Existing | 11 kV | PE MV TERMINAL | RYB | BKSL/PCE/J00872 | RUMAH KEDAI PUNCAK ALAM JAYA | S01103 : LOJI (NO.2) FASA 3 |  | Pass | null
381016544 | TNB | DISTRIBUTION | KUALA SELANGOR | Existing | 11 kV | PE MV TERMINAL | RYB | BKSL/PCE/J00872 | RUMAH KEDAI PUNCAK ALAM JAYA | TX1- 1000KVA |  | Pass | null
381198190 | TNB | DISTRIBUTION | KUALA SELANGOR | Existing | 33 kV | PE MV TERMINAL | RYB | BKSL/PCE/G00040 | KG.TALIAIR LAPAN, L936 | TX-100KVA |  | Fail | Please check "Nominal Voltage"
381198191 | TNB | DISTRIBUTION | KUALA SELANGOR | Existing | 33 kV | PE MV TERMINAL | RYB | BKSL/PCE/G00040 | KG.TALIAIR LAPAN, L936 | N/A |  | Fail | Please check "Nominal Voltage"
381198196 | TNB | DISTRIBUTION | KUALA SELANGOR | Existing | 30 - 33 V | PE MV TERMINAL | RYB | BKSL/PCE/G00040 | KG.TALIAIR LAPAN, L936 | N/A |  | Fail | Please check "Nominal Voltage"
381198325 | TNB | DISTRIBUTION | KUALA SELANGOR | Existing | 11 kV | PE MV TERMINAL | RYB | BKSL/PCE/G00041 | SG.LEMAN, L673 | TX-100KVA |  | Pass | null
381198326 | TNB | DISTRIBUTION | KUALA SELANGOR | Existing | 33 kV | PE MV TERMINAL | RYB | BKSL/PCE/G00041 | SG.LEMAN, L673 | N/A |  | Fail | Please check "Nominal Voltage"
381198331 | TNB | DISTRIBUTION | KUALA SELANGOR | Existing | 33 kV | PE MV TERMINAL | RYB | BKSL/PCE/G00041 | SG.LEMAN, L673 | N/A |  | Fail | Please check "Nominal Voltage"
381201230 | TNB | DISTRIBUTION | KUALA SELANGOR | Existing | 33 kV | PE MV TERMINAL | RYB | BKSL/PCE/G00012 | TENNAMARAN ESTATE, L370 | TX- 300KVA |  | Fail | Please check "Nominal Voltage"
381201231 | TNB | DISTRIBUTION | KUALA SELANGOR | Existing | 33 kV | PE MV TERMINAL | RYB | BKSL/PCE/G00012 | TENNAMARAN ESTATE, L370 | N/A |  | Fail | Please check "Nominal Voltage"
381201236 | TNB | DISTRIBUTION | KUALA SELANGOR | Existing | 33 kV | PE MV TERMINAL | RYB | BKSL/PCE/G00012 | TENNAMARAN ESTATE, L370 | PMU BTAI: 1L5 |  | Fail | Please check "Nominal Voltage"
381201363 | TNB | DISTRIBUTION | KUALA SELANGOR | Existing | 33 kV | PE MV TERMINAL | RYB | BKSL/PCE/G00013 | KLG PAPAN, L287 | TX- 500KVA |  | Fail | Please check "Nominal Voltage"
381201364 | TNB | DISTRIBUTION | KUALA SELANGOR | Existing | 11 kV | PE MV TERMINAL | RYB | BKSL/PCE/G00013 | KLG PAPAN, L287 | N/A |  | Pass | null
381201369 | TNB | DISTRIBUTION | KUALA SELANGOR | Existing | 33/0.415 kV | PE MV TERMINAL | RYB | BKSL/PCE/G00013 | KLG PAPAN, L287 | TENNAMARAN ESTATE, L370 |  | Fail | Please check "Nominal Voltage"
381201482 | TNB | DISTRIBUTION | KUALA SELANGOR | Existing | 33 kV | PE MV TERMINAL | RYB | BKSL/PCE/G00014 | SERI MAKMUR, L118 | KLG PAPAN, L287 |  | Fail | Please check "Nominal Voltage"
381201485 | TNB | DISTRIBUTION | KUALA SELANGOR | Existing | 33 kV | PE MV TERMINAL | RYB | BKSL/PCE/G00014 | SERI MAKMUR, L118 | N/A |  | Fail | Please check "Nominal Voltage"
381201489 | TNB | DISTRIBUTION | KUALA SELANGOR | Existing | 33 kV | PE MV TERMINAL | RYB | BKSL/PCE/G00014 | SERI MAKMUR, L118 | TX-100KVA |  | Fail | Please check "Nominal Voltage"
381201618 | TNB | DISTRIBUTION | KUALA SELANGOR | Existing | 33 kV | PE MV TERMINAL | RYB | BKSL/PCE/G00015 | BT.11 JLN RAJA MUSA, L783 | N/A |  | Fail | Please check "Nominal Voltage"
381201623 | TNB | DISTRIBUTION | KUALA SELANGOR | Existing | 33 kV | PE MV TERMINAL | RYB | BKSL/PCE/G00015 | BT.11 JLN RAJA MUSA, L783 | SERI MAKMUR, L118 |  | Fail | Please check "Nominal Voltage"
381201744 | TNB | DISTRIBUTION | KUALA SELANGOR | Existing | 33 kV | PE MV TERMINAL | RYB | BKSL/PCE/G00016 | KG RAJA MUSA, L326 | TX- 100KVA |  | Fail | Please check "Nominal Voltage"
381201745 | TNB | DISTRIBUTION | KUALA SELANGOR | Existing | 33 kV | PE MV TERMINAL | RYB | BKSL/PCE/G00016 | KG RAJA MUSA, L326 | N/A |  | Fail | Please check "Nominal Voltage"
381201750 | TNB | DISTRIBUTION | KUALA SELANGOR | Existing | 33 kV | PE MV TERMINAL | RYB | BKSL/PCE/G00016 | KG RAJA MUSA, L326 | BT.11 JLN RAJA MUSA, L783 |  | Fail | Please check "Nominal Voltage"
381201893 | TNB | DISTRIBUTION | KUALA SELANGOR | Existing | 33 kV | PE MV TERMINAL | RYB | BKSL/PCE/G00002 | SG. TINGGI ESTATE NO.1 - L631 | N/A |  | Fail | Please check "Nominal Voltage"
381201896 | TNB | DISTRIBUTION | KUALA SELANGOR | Existing | 33 kV | PE MV TERMINAL | RYB | BKSL/PCE/G00002 | SG. TINGGI ESTATE NO.1 - L631 | N/A |  | Fail | Please check "Nominal Voltage"
381201900 | TNB | DISTRIBUTION | KUALA SELANGOR | Existing | 33 kV | PE MV TERMINAL | RYB | BKSL/PCE/G00002 | SG. TINGGI ESTATE NO.1 - L631 | TX- 300KVA |  | Fail | Please check "Nominal Voltage"
381202020 | TNB | DISTRIBUTION | KUALA SELANGOR | Existing | 33 kV | PE MV TERMINAL | RYB | BKSL/PCE/G00003 | SG TINGGI ESTATE NO.2, L601 | N/A |  | Fail | Please check "Nominal Voltage"
381202023 | TNB | DISTRIBUTION | KUALA SELANGOR | Existing | 33 kV | PE MV TERMINAL | RYB | BKSL/PCE/G00003 | SG TINGGI ESTATE NO.2, L601 | N/A |  | Fail | Please check "Nominal Voltage"
381202027 | TNB | DISTRIBUTION | KUALA SELANGOR | Existing | 33 kV | PE MV TERMINAL | RYB | BKSL/PCE/G00003 | SG TINGGI ESTATE NO.2, L601 | TX- 300KVA |  | Fail | Please check "Nominal Voltage"
381202297 | TNB | DISTRIBUTION | KUALA SELANGOR | Existing | 33/0.415 kV | PE MV TERMINAL | RYB | BKSL/PCE/G00006 | MINYAK ESTATE, L848 | N/A |  | Fail | Please check "Nominal Voltage"
381202300 | TNB | DISTRIBUTION | KUALA SELANGOR | Existing | 33/0.415 kV | PE MV TERMINAL | RYB | BKSL/PCE/G00006 | MINYAK ESTATE, L848 | N/A |  | Fail | Please check "Nominal Voltage"
381202304 | TNB | DISTRIBUTION | KUALA SELANGOR | Existing | 33/0.415 kV | PE MV TERMINAL | RYB | BKSL/PCE/G00006 | MINYAK ESTATE, L848 | TX- 500KVA |  | Fail | Please check "Nominal Voltage"
381202432 | TNB | DISTRIBUTION | KUALA SELANGOR | Existing | 33/0.415 kV | PE MV TERMINAL | RYB | BKSL/PCE/G00004 | KLG MINYAK, L847 | N/A |  | Fail | Please check "Nominal Voltage"
381202435 | TNB | DISTRIBUTION | KUALA SELANGOR | Existing | 33 kV | PE MV TERMINAL | RYB | BKSL/PCE/G00004 | KLG MINYAK, L847 | N/A |  | Fail | Please check "Nominal Voltage"
381202439 | TNB | DISTRIBUTION | KUALA SELANGOR | Existing | 33/0.415 kV | PE MV TERMINAL | RYB | BKSL/PCE/G00004 | KLG MINYAK, L847 | TX- 500KVA |  | Fail | Please check "Nominal Voltage"
381202582 | TNB | DISTRIBUTION | KUALA SELANGOR | Existing | 33 kV | PE MV TERMINAL | RYB | BKSL/PCE/G00007 | MARRY ESTATE, L849 | N/A |  | Fail | Please check "Nominal Voltage"
381202585 | TNB | DISTRIBUTION | KUALA SELANGOR | Existing | 33 kV | PE MV TERMINAL | RYB | BKSL/PCE/G00007 | MARRY ESTATE, L849 | N/A |  | Fail | Please check "Nominal Voltage"
381202589 | TNB | DISTRIBUTION | KUALA SELANGOR | Existing | 33 kV | PE MV TERMINAL | RYB | BKSL/PCE/G00007 | MARRY ESTATE, L849 | TX- 500KVA |  | Fail | Please check "Nominal Voltage"
381363058 | TNB | DISTRIBUTION | KUALA SELANGOR | Existing | 33 kV | PE MV TERMINAL | RYB | BKSL/PCE/G00024 | TG.KARANG LOCAL Tx, L681 | TX1-300kVA |  | Fail | Please check "Nominal Voltage"
381363059 | TNB | DISTRIBUTION | KUALA SELANGOR | Existing | 33 kV | PE MV TERMINAL | RYB | BKSL/PCE/G00024 | TG.KARANG LOCAL Tx, L681 | N/A |  | Fail | Please check "Nominal Voltage"
381363064 | TNB | DISTRIBUTION | KUALA SELANGOR | Existing | 33 kV | PE MV TERMINAL | RYB | BKSL/PCE/G00024 | TG.KARANG LOCAL Tx, L681 |  |  | Fail | Please check "Nominal Voltage"
381363200 | TNB | DISTRIBUTION | KUALA SELANGOR | Existing | 33 kV | PE MV TERMINAL | RYB | BKSL/PCE/G00032 | PT 2 BAN 1/2 L637 | TX1-300kVA |  | Fail | Please check "Nominal Voltage"
381363201 | TNB | DISTRIBUTION | KUALA SELANGOR | Existing | 33 kV | PE MV TERMINAL | RYB | BKSL/PCE/G00032 | PT 2 BAN 1/2 L637 | N/A |  | Fail | Please check "Nominal Voltage"
381363206 | TNB | DISTRIBUTION | KUALA SELANGOR | Existing | 33 kV | PE MV TERMINAL | RYB | BKSL/PCE/G00032 | PT 2 BAN 1/2 L637 | N/A |  | Fail | Please check "Nominal Voltage"
381363341 | TNB | DISTRIBUTION | KUALA SELANGOR | Existing | 33 kV | PE MV TERMINAL | RYB | BKSL/PCE/G00037 | PT 4 BAN 1/2 L671 | TX1-100kVA |  | Fail | Please check "Nominal Voltage"
381363342 | TNB | DISTRIBUTION | KUALA SELANGOR | Existing | 33 kV | PE MV TERMINAL | RYB | BKSL/PCE/G00037 | PT 4 BAN 1/2 L671 | N/A |  | Fail | Please check "Nominal Voltage"
381363347 | TNB | DISTRIBUTION | KUALA SELANGOR | Existing | 33 kV | PE MV TERMINAL | RYB | BKSL/PCE/G00037 | PT 4 BAN 1/2 L671 | N/A |  | Fail | Please check "Nominal Voltage"
381363480 | TNB | DISTRIBUTION | KUALA SELANGOR | Existing | 33 kV | PE MV TERMINAL | RYB | BKSL/PCE/G00033 | T/A 3 BAN 2, L766 | TX1-100kVA |  | Fail | Please check "Nominal Voltage"
381363481 | TNB | DISTRIBUTION | KUALA SELANGOR | Existing | 33 kV | PE MV TERMINAL | RYB | BKSL/PCE/G00033 | T/A 3 BAN 2, L766 | N/A |  | Fail | Please check "Nominal Voltage"
381363486 | TNB | DISTRIBUTION | KUALA SELANGOR | Existing | 33 kV | PE MV TERMINAL | RYB | BKSL/PCE/G00033 | T/A 3 BAN 2, L766 | N/A |  | Fail | Please check "Nominal Voltage"
381363618 | TNB | DISTRIBUTION | KUALA SELANGOR | Existing | 11 kV | PE MV TERMINAL | RYB | BKSL/PCE/G00034 | PT 4 BAN 2, L105 | TX1-300kVA |  | Pass | null
381363619 | TNB | DISTRIBUTION | KUALA SELANGOR | Existing | 33 kV | PE MV TERMINAL | RYB | BKSL/PCE/G00034 | PT 4 BAN 2, L105 | N/A |  | Fail | Please check "Nominal Voltage"
381363624 | TNB | DISTRIBUTION | KUALA SELANGOR | Existing | 33 kV | PE MV TERMINAL | RYB | BKSL/PCE/G00034 | PT 4 BAN 2, L105 | N/A |  | Fail | Please check "Nominal Voltage"
381363757 | TNB | DISTRIBUTION | KUALA SELANGOR | Existing | 33 kV | PE MV TERMINAL | RYB | BKSL/PCE/G00035 | T/A 2 BAN 2, L767 | TX1-100kVA |  | Fail | Please check "Nominal Voltage"
381363758 | TNB | DISTRIBUTION | KUALA SELANGOR | Existing | 33 kV | PE MV TERMINAL | RYB | BKSL/PCE/G00035 | T/A 2 BAN 2, L767 | N/A |  | Fail | Please check "Nominal Voltage"
381363763 | TNB | DISTRIBUTION | KUALA SELANGOR | Existing | 33 kV | PE MV TERMINAL | RYB | BKSL/PCE/G00035 | T/A 2 BAN 2, L767 | N/A |  | Fail | Please check "Nominal Voltage"
381363887 | TNB | DISTRIBUTION | KUALA SELANGOR | Existing | 33 kV | PE MV TERMINAL | RYB | BKSL/PCE/G00036 | T/A 3 BAN.3, L768 | TX1-300kVA |  | Fail | Please check "Nominal Voltage"
381363888 | TNB | DISTRIBUTION | KUALA SELANGOR | Existing | 33 kV | PE MV TERMINAL | RYB | BKSL/PCE/G00036 | T/A 3 BAN.3, L768 | N/A |  | Fail | Please check "Nominal Voltage"
381363893 | TNB | DISTRIBUTION | KUALA SELANGOR | Existing | 33 kV | PE MV TERMINAL | RYB | BKSL/PCE/G00036 | T/A 3 BAN.3, L768 | N/A |  | Fail | Please check "Nominal Voltage"
381364020 | TNB | DISTRIBUTION | KUALA SELANGOR | Existing | 33 kV | PE MV TERMINAL | RYB | BKSL/PCE/G00018 | SAWAH SEMPADAN, L353 | TX1-100kVA |  | Fail | Please check "Nominal Voltage"
381364021 | TNB | DISTRIBUTION | KUALA SELANGOR | Existing | 33 kV | PE MV TERMINAL | RYB | BKSL/PCE/G00018 | SAWAH SEMPADAN, L353 | N/A |  | Fail | Please check "Nominal Voltage"
381364026 | TNB | DISTRIBUTION | KUALA SELANGOR | Existing | 33 kV | PE MV TERMINAL | RYB | BKSL/PCE/G00018 | SAWAH SEMPADAN, L353 | N/A |  | Fail | Please check "Nominal Voltage"
381364151 | TNB | DISTRIBUTION | KUALA SELANGOR | Existing | 33 kV | PE MV TERMINAL | RYB | BKSL/PCE/G00019 | PT SERONG, L182-jln setanjung | TX1-100kVA |  | Fail | Please check "Nominal Voltage"
381364152 | TNB | DISTRIBUTION | KUALA SELANGOR | Existing | 33 kV | PE MV TERMINAL | RYB | BKSL/PCE/G00019 | PT SERONG, L182-jln setanjung | N/A |  | Fail | Please check "Nominal Voltage"
381364157 | TNB | DISTRIBUTION | KUALA SELANGOR | Existing | 33 kV | PE MV TERMINAL | RYB | BKSL/PCE/G00019 | PT SERONG, L182-jln setanjung | N/A |  | Fail | Please check "Nominal Voltage"
381364291 | TNB | DISTRIBUTION | KUALA SELANGOR | Existing | 33 kV | PE MV TERMINAL | RYB | BKSL/PCE/G00022 | LPN TG.KARANG, L184 | TX1-1000kVA |  | Fail | Please check "Nominal Voltage"
381364292 | TNB | DISTRIBUTION | KUALA SELANGOR | Existing | 33 kV | PE MV TERMINAL | RYB | BKSL/PCE/G00022 | LPN TG.KARANG, L184 | N/A |  | Fail | Please check "Nominal Voltage"
381364297 | TNB | DISTRIBUTION | KUALA SELANGOR | Existing | 33 kV | PE MV TERMINAL | RYB | BKSL/PCE/G00022 | LPN TG.KARANG, L184 | N/A |  | Fail | Please check "Nominal Voltage"
382208960 | TNB | DISTRIBUTION | KUALA SELANGOR | Existing | 11 kV | PE MV TERMINAL | RYB | BKSL/PCE/J00642 | MAKMAL PENYELIDIKAN PELURU | R01603 KG MELAYU A/T |  | Pass | null
382208961 | TNB | DISTRIBUTION | KUALA SELANGOR | Existing | 11 kV | PE MV TERMINAL | RYB | BKSL/PCE/J00642 | MAKMAL PENYELIDIKAN PELURU | R06072 KOTA PUTERI NO.5 JLN KP 5/13 |  | Pass | null
382208964 | TNB | DISTRIBUTION | KUALA SELANGOR | Existing | 11 kV | PE MV TERMINAL | RYB | BKSL/PCE/J00642 | MAKMAL PENYELIDIKAN PELURU | TX1-750kVA |  | Pass | null
382209068 | TNB | DISTRIBUTION | KUALA SELANGOR | Existing | 11 kV | PE MV TERMINAL | RYB | BKSL/PCE/J00473 | FISH POND NO 1 | R06734 TIP TOP MEAT |  | Pass | null
382209071 | TNB | DISTRIBUTION | KUALA SELANGOR | Existing | 11 kV | PE MV TERMINAL | RYB | BKSL/PCE/J00473 | FISH POND NO 1 | TX1-1000kVA |  | Pass | null
382209088 | TNB | DISTRIBUTION | KUALA SELANGOR | Existing | 11 kV | PE MV TERMINAL | RYB | BKSL/PCE/J00473 | FISH POND NO 1 | R05956 LOJI AIR RANTAU PANJANG |  | Pass | null
382209091 | TNB | DISTRIBUTION | KUALA SELANGOR | Existing | 11 kV | PE MV TERMINAL | RYB | BKSL/PCE/J00473 | FISH POND NO 1 | R03840 PENURUN FISH POND |  | Pass | null
382209196 | TNB | DISTRIBUTION | KUALA SELANGOR | Existing | 11 kV | PE MV TERMINAL | RYB | BKSL/PCE/J00475 | TIP TOP MEAT | R03844 FISH POND NO 2 |  | Pass | null
382209202 | TNB | DISTRIBUTION | KUALA SELANGOR | Existing | 11 kV | PE MV TERMINAL | RYB | BKSL/PCE/J00475 | TIP TOP MEAT | BUSTIE R04241 |  | Pass | null
382209223 | TNB | DISTRIBUTION | KUALA SELANGOR | Existing | 11 kV | PE MV TERMINAL | RYB | BKSL/PCE/J00475 | TIP TOP MEAT | R04240 PE FISH POND NO 1 |  | Pass | null
382209227 | TNB | DISTRIBUTION | KUALA SELANGOR | Existing | 11 kV | PE MV TERMINAL | RYB | BKSL/PCE/J00475 | TIP TOP MEAT | BUSTIE R06735 |  | Pass | null
382209230 | TNB | DISTRIBUTION | KUALA SELANGOR | Existing | 11 kV | PE MV TERMINAL | RYB | BKSL/PCE/J00475 | TIP TOP MEAT | PENGGUNA HT 11kV |  | Pass | null
382209290 | TNB | DISTRIBUTION | KUALA SELANGOR | Existing | 11 kV | PE MV TERMINAL | RYB | BKSL/SSU/J00011 | SSU TMN MAKMUR | S05809 PE PEKAN TG KARANG (RIVER SIDE) |  | Pass | null
382209294 | TNB | DISTRIBUTION | KUALA SELANGOR | Existing | 11 kV | PE MV TERMINAL | RYB | BKSL/SSU/J00011 | SSU TMN MAKMUR | PPU TKMI Fdr 5 |  | Pass | null
382209298 | TNB | DISTRIBUTION | KUALA SELANGOR | Existing | 11 kV | PE MV TERMINAL | RYB | BKSL/SSU/J00011 | SSU TMN MAKMUR | S05913 PE TMN MAHSURI INDAH |  | Pass | null
382209305 | TNB | DISTRIBUTION | KUALA SELANGOR | Existing | 11 kV | PE MV TERMINAL | RYB | BKSL/SSU/J00011 | SSU TMN MAKMUR | PPU TKMI Fdr 8 |  | Pass | null
382209314 | TNB | DISTRIBUTION | KUALA SELANGOR | Existing | 11 kV | PE MV TERMINAL | RYB | BKSL/SSU/J00011 | SSU TMN MAKMUR | S05815 BOOSTER TG KARANG |  | Pass | null
382209316 | TNB | DISTRIBUTION | KUALA SELANGOR | Existing | 11 kV | PE MV TERMINAL | RYB | BKSL/SSU/J00011 | SSU TMN MAKMUR | S01508 PE GAWAR-GAWAR (JENTAYU TUAH) |  | Pass | null
382209361 | TNB | DISTRIBUTION | KUALA SELANGOR | Existing | 11 kV | PE MV TERMINAL | RYB | BKSL/PCE/J00378 | BOOSTER TG KARANG | S01502 PE PASAR TG KARANG |  | Pass | null
382209362 | TNB | DISTRIBUTION | KUALA SELANGOR | Existing | 11 kV | PE MV TERMINAL | RYB | BKSL/PCE/J00378 | BOOSTER TG KARANG | S05871 SSU TMN MAKMUR |  | Pass | null
382209365 | TNB | DISTRIBUTION | KUALA SELANGOR | Existing | 11 kV | PE MV TERMINAL | RYB | BKSL/PCE/J00378 | BOOSTER TG KARANG | TX1-500kVA |  | Pass | null
382273350 | TNB | DISTRIBUTION | KUALA SELANGOR | Existing | 11 kV | PE MV TERMINAL | RYB | BKSL/PCE/J00369 | SG SIREH BAN 2 | S05825 PE PT 1,L670 MARDI SG SIREH |  | Pass | null
382273353 | TNB | DISTRIBUTION | KUALA SELANGOR | Existing | 11 kV | PE MV TERMINAL | RYB | BKSL/PCE/J00369 | SG SIREH BAN 2 | TX-500KVA |  | Pass | null
382273370 | TNB | DISTRIBUTION | KUALA SELANGOR | Existing | 11 kV | PE MV TERMINAL | RYB | BKSL/PCE/J00369 | SG SIREH BAN 2 | S05833 PE SG SIREH BAN 3 |  | Pass | null
382273373 | TNB | DISTRIBUTION | KUALA SELANGOR | Existing | 11 kV | PE MV TERMINAL | RYB | BKSL/PCE/J00369 | SG SIREH BAN 2 | S01249 PT 1 |  | Pass | null
382359462 | TNB | DISTRIBUTION | KUALA SELANGOR | Existing | 33 kV | PE MV TERMINAL | RYB | BKSL/PCE/G00042 | TENAGA KIMIA, L414 | TX1-500kVA |  | Fail | Please check "Nominal Voltage"
382359463 | TNB | DISTRIBUTION | KUALA SELANGOR | Existing | 33 kV | PE MV TERMINAL | RYB | BKSL/PCE/G00042 | TENAGA KIMIA, L414 | N/A |  | Fail | Please check "Nominal Voltage"
382359468 | TNB | DISTRIBUTION | KUALA SELANGOR | Existing | 33 kV | PE MV TERMINAL | RYB | BKSL/PCE/G00042 | TENAGA KIMIA, L414 | N/A |  | Fail | Please check "Nominal Voltage"
382359597 | TNB | DISTRIBUTION | KUALA SELANGOR | Existing | 33 kV | PE MV TERMINAL | RYB | BKSL/PCE/G00043 | SYKT MALAYSIA EXPLOSIVE, L415 | TX1-500kVA |  | Fail | Please check "Nominal Voltage"
382359598 | TNB | DISTRIBUTION | KUALA SELANGOR | Existing | 33 kV | PE MV TERMINAL | RYB | BKSL/PCE/G00043 | SYKT MALAYSIA EXPLOSIVE, L415 | N/A |  | Fail | Please check "Nominal Voltage"
382359603 | TNB | DISTRIBUTION | KUALA SELANGOR | Existing | 33 kV | PE MV TERMINAL | RYB | BKSL/PCE/G00043 | SYKT MALAYSIA EXPLOSIVE, L415 | N/A |  | Fail | Please check "Nominal Voltage"
382359726 | TNB | DISTRIBUTION | KUALA SELANGOR | Existing | 33 kV | PE MV TERMINAL | RYB | BKSL/PCE/G00044 | KILANG PELURU, L410 | PENURUN 33/0.415kV STANDBY |  | Fail | Please check "Nominal Voltage"
382359727 | TNB | DISTRIBUTION | KUALA SELANGOR | Existing | 33 kV | PE MV TERMINAL | RYB | BKSL/PCE/G00044 | KILANG PELURU, L410 | N/A |  | Fail | Please check "Nominal Voltage"
382359732 | TNB | DISTRIBUTION | KUALA SELANGOR | Existing | 33 kV | PE MV TERMINAL | RYB | BKSL/PCE/G00044 | KILANG PELURU, L410 | N/A |  | Fail | Please check "Nominal Voltage"
382389303 | TNB | DISTRIBUTION | KUALA SELANGOR | Existing | 11 kV | PE MV TERMINAL | RYB | BKSL/PCE/J00364 | LAUTAN SAMUDERA | S05723 SS SEK 2 PHASE 1B P.ALAM |  | Pass | null
382389304 | TNB | DISTRIBUTION | KUALA SELANGOR | Existing | 11 kV | PE MV TERMINAL | RYB | BKSL/PCE/J00364 | LAUTAN SAMUDERA | S05713 SHAH ALAM 2 NO.5B 7 |  | Pass | null
382389307 | TNB | DISTRIBUTION | KUALA SELANGOR | Existing | 11 kV | PE MV TERMINAL | RYB | BKSL/PCE/J00364 | LAUTAN SAMUDERA | TX-750KVA |  | Pass | null
382389430 | TNB | DISTRIBUTION | KUALA SELANGOR | Existing | 11 kV | PE MV TERMINAL | RYB | BKSL/PCE/J00865 | SHAH ALAM 2 FASA 5A6 NO.1 | S05622 SHAH ALAM 2 FASA 5A5/1 |  | Pass | null
382389431 | TNB | DISTRIBUTION | KUALA SELANGOR | Existing | 11 kV | PE MV TERMINAL | RYB | BKSL/PCE/J00865 | SHAH ALAM 2 FASA 5A6 NO.1 | S05776 SHAH ALAM 2 5A6 NO 2 |  | Pass | null
382389434 | TNB | DISTRIBUTION | KUALA SELANGOR | Existing | 11 kV | PE MV TERMINAL | RYB | BKSL/PCE/J00865 | SHAH ALAM 2 FASA 5A6 NO.1 | TX-500KVA |  | Pass | null
382389588 | TNB | DISTRIBUTION | KUALA SELANGOR | Existing | 11 kV | PE MV TERMINAL | RYB | BKSL/PCE/J00362 | SHAH ALAM 2 5A6 NO 2 | S05775 SHAH ALAM 2 FASA 5A6 NO.1 |  | Pass | null
382389589 | TNB | DISTRIBUTION | KUALA SELANGOR | Existing | 11 kV | PE MV TERMINAL | RYB | BKSL/PCE/J00362 | SHAH ALAM 2 5A6 NO 2 | S05632 SHAH ALAM 2 FASA 5A5/2 |  | Pass | null
382389592 | TNB | DISTRIBUTION | KUALA SELANGOR | Existing | 11 kV | PE MV TERMINAL | RYB | BKSL/PCE/J00362 | SHAH ALAM 2 5A6 NO 2 | TX-750KVA |  | Pass | null
382389694 | TNB | DISTRIBUTION | KUALA SELANGOR | Existing | 11 kV | PE MV TERMINAL | RYB | BKSL/PCE/J00811 | SHAH ALAM 2 FASA 5A5/2 | S01688 SHAH ALAM 2 NO.5B 1 |  | Pass | null
382389697 | TNB | DISTRIBUTION | KUALA SELANGOR | Existing | 11 kV | PE MV TERMINAL | RYB | BKSL/PCE/J00811 | SHAH ALAM 2 FASA 5A5/2 | TX-500KVA |  | Pass | null
382389708 | TNB | DISTRIBUTION | KUALA SELANGOR | Existing | 11 kV | PE MV TERMINAL | RYB | BKSL/PCE/J00811 | SHAH ALAM 2 FASA 5A5/2 | S05778 SHAH ALAM 2 5A6 NO 2 |  | Pass | null
382389711 | TNB | DISTRIBUTION | KUALA SELANGOR | Existing | 11 kV | PE MV TERMINAL | RYB | BKSL/PCE/J00811 | SHAH ALAM 2 FASA 5A5/2 | SPARE |  | Pass | null
382389843 | TNB | DISTRIBUTION | KUALA SELANGOR | Existing | 11 kV | PE MV TERMINAL | RYB | BKSL/PCE/J00862 | SHAH ALAM 2 FASA 5A4 NO.1 | S01074 SHAH ALAM 2 NO.3 PUNCAK ALAM |  | Pass | null
382389844 | TNB | DISTRIBUTION | KUALA SELANGOR | Existing | 11 kV | PE MV TERMINAL | RYB | BKSL/PCE/J00862 | SHAH ALAM 2 FASA 5A4 NO.1 | S05625 SHAH ALAM 2 FASA 5A5/1 |  | Pass | null
382389847 | TNB | DISTRIBUTION | KUALA SELANGOR | Existing | 11 kV | PE MV TERMINAL | RYB | BKSL/PCE/J00862 | SHAH ALAM 2 FASA 5A4 NO.1 | TX-500KVA |  | Pass | null
382389951 | TNB | DISTRIBUTION | KUALA SELANGOR | Existing | 11 kV | PE MV TERMINAL | RYB | BKSL/PCE/J00843 | SHAH ALAM 2 5C 4 NO.1 | S05806 SHAH ALAM 2 5C 4 NO.2 |  | Pass | null
382389954 | TNB | DISTRIBUTION | KUALA SELANGOR | Existing | 11 kV | PE MV TERMINAL | RYB | BKSL/PCE/J00843 | SHAH ALAM 2 5C 4 NO.1 | TX-500KVA |  | Pass | null
382389965 | TNB | DISTRIBUTION | KUALA SELANGOR | Existing | 11 kV | PE MV TERMINAL | RYB | BKSL/PCE/J00843 | SHAH ALAM 2 5C 4 NO.1 | SPARE |  | Pass | null
382389968 | TNB | DISTRIBUTION | KUALA SELANGOR | Existing | 11 kV | PE MV TERMINAL | RYB | BKSL/PCE/J00843 | SHAH ALAM 2 5C 4 NO.1 | S05514 BANDAR PUNCAK ALAM JAS |  | Pass | null
382390072 | TNB | DISTRIBUTION | KUALA SELANGOR | Existing | 11 kV | PE MV TERMINAL | RYB | BKSL/PCE/J00417 | SHAH ALAM 2 5C 4 NO.2 | S01073 SHAH ALAM 2 NO.2 |  | Pass | null
382390075 | TNB | DISTRIBUTION | KUALA SELANGOR | Existing | 11 kV | PE MV TERMINAL | RYB | BKSL/PCE/J00417 | SHAH ALAM 2 5C 4 NO.2 | TX-1000KVA |  | Pass | null
382390086 | TNB | DISTRIBUTION | KUALA SELANGOR | Existing | 11 kV | PE MV TERMINAL | RYB | BKSL/PCE/J00417 | SHAH ALAM 2 5C 4 NO.2 | SPARE |  | Pass | null
382390089 | TNB | DISTRIBUTION | KUALA SELANGOR | Existing | 11 kV | PE MV TERMINAL | RYB | BKSL/PCE/J00417 | SHAH ALAM 2 5C 4 NO.2 | S05801 SHAH ALAM 2 5C 4 NO.1 |  | Pass | null
382390212 | TNB | DISTRIBUTION | KUALA SELANGOR | Existing | 11 kV | PE MV TERMINAL | RYB | BKSL/PCE/J00875 | APARTMENT WARNASARI 2 | TX1-750KVA |  | Pass | null
382390216 | TNB | DISTRIBUTION | KUALA SELANGOR | Existing | 11 kV | PE MV TERMINAL | RYB | BKSL/PCE/J00875 | APARTMENT WARNASARI 2 | S01138 APRTMENT MELOR NO.1 PUNCAK ALAM |  | Pass | null
382390224 | TNB | DISTRIBUTION | KUALA SELANGOR | Existing | 11 kV | PE MV TERMINAL | RYB | BKSL/PCE/J00875 | APARTMENT WARNASARI 2 | S01088 RMH PAM AIR JBA PH3 PUNCAK ALAM |  | Pass | null
382390234 | TNB | DISTRIBUTION | KUALA SELANGOR | Existing | 11 kV | PE MV TERMINAL | RYB | BKSL/PCE/J00875 | APARTMENT WARNASARI 2 | TX2-750KVA |  | Pass | null
382390436 | TNB | DISTRIBUTION | KUALA SELANGOR | Existing | 11 kV | PE MV TERMINAL | RYB | BKSL/PCE/J00842 | IRON WORK 2/6 | R06931 PE YEAP JING FONG 2/6 |  | Pass | null
382390437 | TNB | DISTRIBUTION | KUALA SELANGOR | Existing | 11 kV | PE MV TERMINAL | RYB | BKSL/PCE/J00842 | IRON WORK 2/6 | R06530 PE TOONG HENG LOONG |  | Pass | null
382390440 | TNB | DISTRIBUTION | KUALA SELANGOR | Existing | 11 kV | PE MV TERMINAL | RYB | BKSL/PCE/J00842 | IRON WORK 2/6 | TX-500KVA |  | Pass | null
382390557 | TNB | DISTRIBUTION | KUALA SELANGOR | Existing | 11 kV | PE MV TERMINAL | RYB | BKSL/PCE/J00398 | TAMAN GELAMA | S00156 TALIKOM SG BULOH |  | Pass | null
382390558 | TNB | DISTRIBUTION | KUALA SELANGOR | Existing | 11 kV | PE MV TERMINAL | RYB | BKSL/PCE/J00398 | TAMAN GELAMA | S00174 SPG RJ ABDULLAH |  | Pass | null
382390561 | TNB | DISTRIBUTION | KUALA SELANGOR | Existing | 11 kV | PE MV TERMINAL | RYB | BKSL/PCE/J00398 | TAMAN GELAMA | TX-300KVA |  | Pass | null
382390682 | TNB | DISTRIBUTION | KUALA SELANGOR | Existing | 11 kV | PE MV TERMINAL | RYB | BKSL/PCE/J00837 | PADAT RUMAH KEDAI SASARAN | S01302 K/UDANG API-API NO 9 |  | Pass | null
382390683 | TNB | DISTRIBUTION | KUALA SELANGOR | Existing | 11 kV | PE MV TERMINAL | RYB | BKSL/PCE/J00837 | PADAT RUMAH KEDAI SASARAN | TMN KELISA |  | Pass | null
382390686 | TNB | DISTRIBUTION | KUALA SELANGOR | Existing | 11 kV | PE MV TERMINAL | RYB | BKSL/PCE/J00837 | PADAT RUMAH KEDAI SASARAN | TX-500KVA |  | Pass | null
382390808 | TNB | DISTRIBUTION | KUALA SELANGOR | Existing | 11 kV | PE MV TERMINAL | RYB | BKSL/PCE/J00620 | BEACON | SPUR |  | Pass | null
382390809 | TNB | DISTRIBUTION | KUALA SELANGOR | Existing | 11 kV | PE MV TERMINAL | RYB | BKSL/PCE/J00620 | BEACON | R01834 TERNAK LEMBU IJOK |  | Pass | null
382390812 | TNB | DISTRIBUTION | KUALA SELANGOR | Existing | 11 kV | PE MV TERMINAL | RYB | BKSL/PCE/J00620 | BEACON | TX1-100KVA |  | Pass | null
382390940 | TNB | DISTRIBUTION | KUALA SELANGOR | Existing | 11 kV | PE MV TERMINAL | RYB | BKSL/PCE/J00873 | RUMAH BANGLO PUNCAK ALAM JAYA 2 | S05702 FASA 3A1 PUNCAK ALAM |  | Pass | null
382390943 | TNB | DISTRIBUTION | KUALA SELANGOR | Existing | 11 kV | PE MV TERMINAL | RYB | BKSL/PCE/J00873 | RUMAH BANGLO PUNCAK ALAM JAYA 2 | TX-500KVA |  | Pass | null
382390954 | TNB | DISTRIBUTION | KUALA SELANGOR | Existing | 11 kV | PE MV TERMINAL | RYB | BKSL/PCE/J00873 | RUMAH BANGLO PUNCAK ALAM JAYA 2 | SPARE |  | Pass | null
382390957 | TNB | DISTRIBUTION | KUALA SELANGOR | Existing | 11 kV | PE MV TERMINAL | RYB | BKSL/PCE/J00873 | RUMAH BANGLO PUNCAK ALAM JAYA 2 | S05858 RUMAH KEDAI PUNCAK ALAM JAYA |  | Pass | null
382391088 | TNB | DISTRIBUTION | KUALA SELANGOR | Existing | 11 kV | PE MV TERMINAL | RYB | BKSL/PCE/J00382 | VHF BATU ARANG | R06741 KILANG PELURU (SME ORDINANCE) |  | Pass | null
382391089 | TNB | DISTRIBUTION | KUALA SELANGOR | Existing | 11 kV | PE MV TERMINAL | RYB | BKSL/PCE/J00382 | VHF BATU ARANG | R02754 P/PENURUN BALAI POLIS BATU ARANG |  | Pass | null
382391092 | TNB | DISTRIBUTION | KUALA SELANGOR | Existing | 11 kV | PE MV TERMINAL | RYB | BKSL/PCE/J00382 | VHF BATU ARANG | TX-300KVA |  | Pass | null
382391198 | TNB | DISTRIBUTION | KUALA SELANGOR | Existing | 11 kV | PE MV TERMINAL | RYB | BKSL/PCE/J00853 | TMN KSU FASA 5 NO.1 | S05554 SMK KUALA SELANGOR ( SI RAMBAI) |  | Pass | null
382391201 | TNB | DISTRIBUTION | KUALA SELANGOR | Existing | 11 kV | PE MV TERMINAL | RYB | BKSL/PCE/J00853 | TMN KSU FASA 5 NO.1 | TX-500KVA |  | Pass | null
382391212 | TNB | DISTRIBUTION | KUALA SELANGOR | Existing | 11 kV | PE MV TERMINAL | RYB | BKSL/PCE/J00853 | TMN KSU FASA 5 NO.1 | SPARE |  | Pass | null
382391215 | TNB | DISTRIBUTION | KUALA SELANGOR | Existing | 11 kV | PE MV TERMINAL | RYB | BKSL/PCE/J00853 | TMN KSU FASA 5 NO.1 | S05686 TMN KUALA SELANGOR UTAMA |  | Pass | null
382391338 | TNB | DISTRIBUTION | KUALA SELANGOR | Existing | 11 kV | PE MV TERMINAL | RYB | BKSL/PCE/J00367 | STP PASIR PENAMBANG | S05765 PE TMN BOTANIK JLN 4 |  | Pass | null
382391339 | TNB | DISTRIBUTION | KUALA SELANGOR | Existing | 11 kV | PE MV TERMINAL | RYB | BKSL/PCE/J00367 | STP PASIR PENAMBANG | S05674 GOLDPAGE NO.3 |  | Pass | null
382391342 | TNB | DISTRIBUTION | KUALA SELANGOR | Existing | 11 kV | PE MV TERMINAL | RYB | BKSL/PCE/J00367 | STP PASIR PENAMBANG | TX-500KVA |  | Pass | null
382391469 | TNB | DISTRIBUTION | KUALA SELANGOR | Existing | 11 kV | PE MV TERMINAL | RYB | BKSL/PCE/J00373 | PEWIRA RAYA | S01533 PADAT KEM CINA TIRAM BUROK |  | Pass | null
382391470 | TNB | DISTRIBUTION | KUALA SELANGOR | Existing | 11 kV | PE MV TERMINAL | RYB | BKSL/PCE/J00373 | PEWIRA RAYA | S01653 KONG LEE ENG FARM |  | Pass | null
382391473 | TNB | DISTRIBUTION | KUALA SELANGOR | Existing | 11 kV | PE MV TERMINAL | RYB | BKSL/PCE/J00373 | PEWIRA RAYA | TX-750KVA |  | Pass | null
382391719 | TNB | DISTRIBUTION | KUALA SELANGOR | Existing | 11 kV | PE MV TERMINAL | RYB | BKSL/PCE/J00372 | JLN ANGGERIK TIRAM BUROK | S01535 PADAT KEM CINA TIRAM BUROK |  | Pass | null
382391720 | TNB | DISTRIBUTION | KUALA SELANGOR | Existing | 11 kV | PE MV TERMINAL | RYB | BKSL/PCE/J00372 | JLN ANGGERIK TIRAM BUROK | S05792 SMK SERI TIRAM BUROK |  | Pass | null
382391723 | TNB | DISTRIBUTION | KUALA SELANGOR | Existing | 11 kV | PE MV TERMINAL | RYB | BKSL/PCE/J00372 | JLN ANGGERIK TIRAM BUROK | TX-1000KVA |  | Pass | null
382391845 | TNB | DISTRIBUTION | KUALA SELANGOR | Existing | 11 kV | PE MV TERMINAL | RYB | BKSL/PCE/J00380 | LADANG HOPEFUL | PPU SDBY CB 5 |  | Pass | null
382391846 | TNB | DISTRIBUTION | KUALA SELANGOR | Existing | 11 kV | PE MV TERMINAL | RYB | BKSL/PCE/J00380 | LADANG HOPEFUL | R05531 LDG MINYAK |  | Pass | null
382391849 | TNB | DISTRIBUTION | KUALA SELANGOR | Existing | 11 kV | PE MV TERMINAL | RYB | BKSL/PCE/J00380 | LADANG HOPEFUL | TX-500KVA |  | Pass | null
382391994 | TNB | DISTRIBUTION | KUALA SELANGOR | Existing | 11 kV | PE MV TERMINAL | RYB | BKSL/PCE/J00357 | MAHSURI JLN PERDANA NO.1 | S00577 SEAFOOD BGN SEKINCHAN |  | Pass | null
382391995 | TNB | DISTRIBUTION | KUALA SELANGOR | Existing | 11 kV | PE MV TERMINAL | RYB | BKSL/PCE/J00357 | MAHSURI JLN PERDANA NO.1 | S00586 TELEKOM SEKINCHAN |  | Pass | null
382391998 | TNB | DISTRIBUTION | KUALA SELANGOR | Existing | 11 kV | PE MV TERMINAL | RYB | BKSL/PCE/J00357 | MAHSURI JLN PERDANA NO.1 | TX-1000KVA |  | Pass | null
382392120 | TNB | DISTRIBUTION | KUALA SELANGOR | Existing | 11 kV | PE MV TERMINAL | RYB | BKSL/PCE/J00361 | APARTMENT SEKINCHAN | S01624 QTRS MAJLIS DAERAH SEKINCHAN |  | Pass | null
382392121 | TNB | DISTRIBUTION | KUALA SELANGOR | Existing | 11 kV | PE MV TERMINAL | RYB | BKSL/PCE/J00361 | APARTMENT SEKINCHAN | PPU SKCN M: CB1 |  | Pass | null
382392124 | TNB | DISTRIBUTION | KUALA SELANGOR | Existing | 11 kV | PE MV TERMINAL | RYB | BKSL/PCE/J00361 | APARTMENT SEKINCHAN | TX-500KVA |  | Pass | null
382392274 | TNB | DISTRIBUTION | KUALA SELANGOR | Existing | 11 kV | PE MV TERMINAL | RYB | BKSL/PCE/J00601 | SW/STN KOTA PUTERI | PMU BARG 132/11 KV: CB 6 |  | Pass | null
382392280 | TNB | DISTRIBUTION | KUALA SELANGOR | Existing | 11 kV | PE MV TERMINAL | RYB | BKSL/PCE/J00601 | SW/STN KOTA PUTERI | R01783 UNITED PAPER BOARD |  | Pass | null
382392285 | TNB | DISTRIBUTION | KUALA SELANGOR | Existing | 11 kV | PE MV TERMINAL | RYB | BKSL/PCE/J00601 | SW/STN KOTA PUTERI | R00591 KG BARU IJOK |  | Pass | null
382392314 | TNB | DISTRIBUTION | KUALA SELANGOR | Existing | 11 kV | PE MV TERMINAL | RYB | BKSL/PCE/J00354 | APARTMENT ALAM PERDANA 4 | TX-750KVA |  | Pass | null
382392318 | TNB | DISTRIBUTION | KUALA SELANGOR | Existing | 11 kV | PE MV TERMINAL | RYB | BKSL/PCE/J00354 | APARTMENT ALAM PERDANA 4 | R04455 STP PERDANA ALAM JAYA |  | Pass | null
382392326 | TNB | DISTRIBUTION | KUALA SELANGOR | Existing | 11 kV | PE MV TERMINAL | RYB | BKSL/PCE/J00354 | APARTMENT ALAM PERDANA 4 | R06382 APARTMENT ALAM PERDANA 4 |  | Pass | null
382392336 | TNB | DISTRIBUTION | KUALA SELANGOR | Existing | 11 kV | PE MV TERMINAL | RYB | BKSL/PCE/J00354 | APARTMENT ALAM PERDANA 4 | TX-750KVA |  | Pass | null
382392539 | TNB | DISTRIBUTION | KUALA SELANGOR | Existing | 11 kV | PE MV TERMINAL | RYB | BKSL/PCE/J00353 | APARTMENT ALAM PERDANA 3 | TX-1000KVA |  | Pass | null
382392543 | TNB | DISTRIBUTION | KUALA SELANGOR | Existing | 11 kV | PE MV TERMINAL | RYB | BKSL/PCE/J00353 | APARTMENT ALAM PERDANA 3 | R06382 APARTMENT ALAM PERDANA 4 |  | Pass | null
382392551 | TNB | DISTRIBUTION | KUALA SELANGOR | Existing | 11 kV | PE MV TERMINAL | RYB | BKSL/PCE/J00353 | APARTMENT ALAM PERDANA 3 | R06377 APARTMENT ALAM PERDANA 2 |  | Pass | null
382392561 | TNB | DISTRIBUTION | KUALA SELANGOR | Existing | 11 kV | PE MV TERMINAL | RYB | BKSL/PCE/J00353 | APARTMENT ALAM PERDANA 3 | TX-1000KVA |  | Pass | null
382392779 | TNB | DISTRIBUTION | KUALA SELANGOR | Existing | 11 kV | PE MV TERMINAL | RYB | BKSL/PCE/J00301 | APARTMENT ALAM PERDANA 2 | TX2-750KVA |  | Pass | null
382392783 | TNB | DISTRIBUTION | KUALA SELANGOR | Existing | 11 kV | PE MV TERMINAL | RYB | BKSL/PCE/J00301 | APARTMENT ALAM PERDANA 2 | R06373 APARTMENT ALAM PERDANA 1 |  | Pass | null
382392791 | TNB | DISTRIBUTION | KUALA SELANGOR | Existing | 11 kV | PE MV TERMINAL | RYB | BKSL/PCE/J00301 | APARTMENT ALAM PERDANA 2 | R06378 APARTMENT ALAM PERDANA 3 |  | Pass | null
382392801 | TNB | DISTRIBUTION | KUALA SELANGOR | Existing | 11 kV | PE MV TERMINAL | RYB | BKSL/PCE/J00301 | APARTMENT ALAM PERDANA 2 | TX1-750KVA |  | Pass | null
382393021 | TNB | DISTRIBUTION | KUALA SELANGOR | Existing | 11 kV | PE MV TERMINAL | RYB | BKSL/PCE/J00664 | LOJI AIR ALAM PERDANA P.ALAM | R05349 RUMAH PANGSA ALAM PERDANA |  | Pass | null
382393022 | TNB | DISTRIBUTION | KUALA SELANGOR | Existing | 11 kV | PE MV TERMINAL | RYB | BKSL/PCE/J00664 | LOJI AIR ALAM PERDANA P.ALAM | R05340 IND ALAM JAYA NO 4 |  | Pass | null
382393025 | TNB | DISTRIBUTION | KUALA SELANGOR | Existing | 11 kV | PE MV TERMINAL | RYB | BKSL/PCE/J00664 | LOJI AIR ALAM PERDANA P.ALAM | TX-300KVA |  | Pass | null
382393142 | TNB | DISTRIBUTION | KUALA SELANGOR | Existing | 11 kV | PE MV TERMINAL | RYB | BKSL/PCE/J00659 | STP PERDANA ALAM JAYA | R04454 PERDANA ALAM JAYA NO.1 |  | Pass | null
382393143 | TNB | DISTRIBUTION | KUALA SELANGOR | Existing | 11 kV | PE MV TERMINAL | RYB | BKSL/PCE/J00659 | STP PERDANA ALAM JAYA | R06385 APARTMENT ALAM PERDANA 4 |  | Pass | null
382393146 | TNB | DISTRIBUTION | KUALA SELANGOR | Existing | 11 kV | PE MV TERMINAL | RYB | BKSL/PCE/J00659 | STP PERDANA ALAM JAYA | TX-1000KVA |  | Pass | null
382393269 | TNB | DISTRIBUTION | KUALA SELANGOR | Existing | 11 kV | PE MV TERMINAL | RYB | BKSL/PCE/J00658 | PERDANA ALAM JAYA NO.1 | TX2-1000KVA |  | Pass | null
382393273 | TNB | DISTRIBUTION | KUALA SELANGOR | Existing | 11 kV | PE MV TERMINAL | RYB | BKSL/PCE/J00658 | PERDANA ALAM JAYA NO.1 | R04456 STP PERDANA ALAM JAYA |  | Pass | null
382393281 | TNB | DISTRIBUTION | KUALA SELANGOR | Existing | 11 kV | PE MV TERMINAL | RYB | BKSL/PCE/J00658 | PERDANA ALAM JAYA NO.1 | R04450 PERDANA ALAM JAYA NO.2 |  | Pass | null
382393291 | TNB | DISTRIBUTION | KUALA SELANGOR | Existing | 11 kV | PE MV TERMINAL | RYB | BKSL/PCE/J00658 | PERDANA ALAM JAYA NO.1 | TX1-1000KVA |  | Pass | null
382711353 | TNB | DISTRIBUTION | KUALA SELANGOR | Existing | 11 kV | PE MV TERMINAL | RYB | BKSL/PCE/J00820 | LYWOOD SG SEMBILANG | S01413 SW/STN TMN JATI |  | Pass | null
382711354 | TNB | DISTRIBUTION | KUALA SELANGOR | Existing | 11 kV | PE MV TERMINAL | RYB | BKSL/PCE/J00820 | LYWOOD SG SEMBILANG | S01417 PE KOSSAN 1 |  | Pass | null
382711357 | TNB | DISTRIBUTION | KUALA SELANGOR | Existing | 11 kV | PE MV TERMINAL | RYB | BKSL/PCE/J00820 | LYWOOD SG SEMBILANG | TX-500KVA |  | Pass | null
382711478 | TNB | DISTRIBUTION | KUALA SELANGOR | Existing | 11 kV | PE MV TERMINAL | RYB | BKSL/PCE/J00836 | ZON IKS SG GULANG-GULANG | S00412 PE SG TUNGGUL |  | Pass | null
382711479 | TNB | DISTRIBUTION | KUALA SELANGOR | Existing | 11 kV | PE MV TERMINAL | RYB | BKSL/PCE/J00836 | ZON IKS SG GULANG-GULANG | S05590 PE DETIK ATURAN |  | Pass | null
382711482 | TNB | DISTRIBUTION | KUALA SELANGOR | Existing | 11 kV | PE MV TERMINAL | RYB | BKSL/PCE/J00836 | ZON IKS SG GULANG-GULANG | TX-300KVA |  | Pass | null
382711603 | TNB | DISTRIBUTION | KUALA SELANGOR | Existing | 11 kV | PE MV TERMINAL | RYB | BKSL/PCE/J00552 | LDG MINYAK | R05058 BERJUNTAI BESTARI NO 2 |  | Pass | null
382711604 | TNB | DISTRIBUTION | KUALA SELANGOR | Existing | 11 kV | PE MV TERMINAL | RYB | BKSL/PCE/J00552 | LDG MINYAK | R07389 LADANG HOPEFUL |  | Pass | null
382711607 | TNB | DISTRIBUTION | KUALA SELANGOR | Existing | 11 kV | PE MV TERMINAL | RYB | BKSL/PCE/J00552 | LDG MINYAK | TX-300KVA |  | Pass | null
383385868 | TNB | DISTRIBUTION | KUALA SELANGOR | Existing | 11 kV | PE MV TERMINAL | RYB | BKSL/PCE/J00436 | TYCOPLUS BT 22 IJOK | R05851 GUARDIAN CAUCUS |  | Pass | null
383385869 | TNB | DISTRIBUTION | KUALA SELANGOR | Existing | 11 kV | PE MV TERMINAL | RYB | BKSL/PCE/J00436 | TYCOPLUS BT 22 IJOK | R08229 D-KSL-C18-1627 |  | Pass | null
383385872 | TNB | DISTRIBUTION | KUALA SELANGOR | Existing | 11 kV | PE MV TERMINAL | RYB | BKSL/PCE/J00436 | TYCOPLUS BT 22 IJOK | TX-1000KVA |  | Pass | null
383814899 | TNB | DISTRIBUTION | KUALA SELANGOR | Existing | 11 kV | PE MV TERMINAL | RYB | BKSL/PCE/J00414 | PERUMAHAN FASA 4 PUNCAK BESTARI | TX2- 1000KVA |  | Pass | null
383814903 | TNB | DISTRIBUTION | KUALA SELANGOR | Existing | 11 kV | PE MV TERMINAL | RYB | BKSL/PCE/J00414 | PERUMAHAN FASA 4 PUNCAK BESTARI | S05687 : RMH PAM PUNCAK BESTARI |  | Pass | null
383814911 | TNB | DISTRIBUTION | KUALA SELANGOR | Existing | 11 kV | PE MV TERMINAL | RYB | BKSL/PCE/J00414 | PERUMAHAN FASA 4 PUNCAK BESTARI | S05680 : PERUMAHAN FASA 1 PCK BISTARI |  | Pass | null
383814918 | TNB | DISTRIBUTION | KUALA SELANGOR | Existing | 11 kV | PE MV TERMINAL | RYB | BKSL/PCE/J00414 | PERUMAHAN FASA 4 PUNCAK BESTARI | TX1- 1000KVA |  | Pass | null
383815132 | TNB | DISTRIBUTION | KUALA SELANGOR | Existing | 11 kV | PE MV TERMINAL | RYB | BKSL/PCE/J00424 | REBAN AYAM BAIZILAH | S01554 : SG YU NO 2 |  | Pass | null
383815133 | TNB | DISTRIBUTION | KUALA SELANGOR | Existing | 11 kV | PE MV TERMINAL | RYB | BKSL/PCE/J00424 | REBAN AYAM BAIZILAH | S01555 : PE SG YU NO 3 |  | Pass | null
383815136 | TNB | DISTRIBUTION | KUALA SELANGOR | Existing | 11 kV | PE MV TERMINAL | RYB | BKSL/PCE/J00424 | REBAN AYAM BAIZILAH | TX1- 500KVA |  | Pass | null
383815249 | TNB | DISTRIBUTION | KUALA SELANGOR | Existing | 11 kV | PE MV TERMINAL | RYB | BKSL/PCE/J00434 | Grp: Substation Comp. 1 | R06798 : ASSOSIATED M. TRADER |  | Pass | null
383815250 | TNB | DISTRIBUTION | KUALA SELANGOR | Existing | 11 kV | PE MV TERMINAL | RYB | BKSL/PCE/J00434 | Grp: Substation Comp. 1 | R01829 : TERNAK LEMBU IJOK |  | Pass | null
383815253 | TNB | DISTRIBUTION | KUALA SELANGOR | Existing | 11 kV | PE MV TERMINAL | RYB | BKSL/PCE/J00434 | Grp: Substation Comp. 1 | TX1- 500KVA |  | Pass | null
383819199 | TNB | DISTRIBUTION | KUALA SELANGOR | Existing | 11 kV | PE MV TERMINAL | RYB | BKSL/PCE/J00432 | ONE SEKINCAN | S05819 KOLAM UDANG PARIT 3 |  | Pass | null
383819200 | TNB | DISTRIBUTION | KUALA SELANGOR | Existing | 11 kV | PE MV TERMINAL | RYB | BKSL/PCE/J00432 | ONE SEKINCAN | S01604 SELOKA GAGAH NO 2 |  | Pass | null
383819203 | TNB | DISTRIBUTION | KUALA SELANGOR | Existing | 11 kV | PE MV TERMINAL | RYB | BKSL/PCE/J00432 | ONE SEKINCAN | TX1-500KVA |  | Pass | null
383819313 | TNB | DISTRIBUTION | KUALA SELANGOR | Existing | 11 kV | PE MV TERMINAL | RYB | BKSL/PCE/J00435 | Grp: Substation Comp. 1 | S01579 TMN RIA JAYA |  | Pass | null
383819314 | TNB | DISTRIBUTION | KUALA SELANGOR | Existing | 11 kV | PE MV TERMINAL | RYB | BKSL/PCE/J00435 | Grp: Substation Comp. 1 | S05664 TAMAN INDAH 2 |  | Pass | null
383819317 | TNB | DISTRIBUTION | KUALA SELANGOR | Existing | 11 kV | PE MV TERMINAL | RYB | BKSL/PCE/J00435 | Grp: Substation Comp. 1 | TX1-500KVA |  | Pass | null
383819427 | TNB | DISTRIBUTION | KUALA SELANGOR | Existing | 11 kV | PE MV TERMINAL | RYB | BKSL/PCE/J00437 | Grp: Substation Comp. 1 | S05798 PKNS RAJA MUSA (TMN RAJA MUSA) |  | Pass | null
383819428 | TNB | DISTRIBUTION | KUALA SELANGOR | Existing | 11 kV | PE MV TERMINAL | RYB | BKSL/PCE/J00437 | Grp: Substation Comp. 1 | R03563 SPECIAL MADE IRON &STEEL |  | Pass | null
383819431 | TNB | DISTRIBUTION | KUALA SELANGOR | Existing | 11 kV | PE MV TERMINAL | RYB | BKSL/PCE/J00437 | Grp: Substation Comp. 1 | TX1-500KVA |  | Pass | null
384888541 | TNB | DISTRIBUTION | KUALA SELANGOR | Existing | 11 kV | PE MV TERMINAL | RYB | BKSL/PCE/J00443 | D-KSL-C17-1624 | R04777 SS OSCAR KENARI |  | Pass | null
384888542 | TNB | DISTRIBUTION | KUALA SELANGOR | Existing | 11 kV | PE MV TERMINAL | RYB | BKSL/PCE/J00443 | D-KSL-C17-1624 | R04443 ALAM PERDANA 3 |  | Pass | null
384888545 | TNB | DISTRIBUTION | KUALA SELANGOR | Existing | 11 kV | PE MV TERMINAL | RYB | BKSL/PCE/J00443 | D-KSL-C17-1624 | TX1-500kVA |  | Pass | null
384888697 | TNB | DISTRIBUTION | KUALA SELANGOR | Existing | 11 kV | PE MV TERMINAL | RYB | BKSL/PCE/J00451 | D-KSL-C17-1592 | R08231 D-KSL-C18-1627 |  | Pass | null
384888698 | TNB | DISTRIBUTION | KUALA SELANGOR | Existing | 11 kV | PE MV TERMINAL | RYB | BKSL/PCE/J00451 | D-KSL-C17-1592 | R04383 SS OSCAR KENARI |  | Pass | null
384888701 | TNB | DISTRIBUTION | KUALA SELANGOR | Existing | 11 kV | PE MV TERMINAL | RYB | BKSL/PCE/J00451 | D-KSL-C17-1592 | TX1-1000kVA |  | Pass | null
384892867 | TNB | DISTRIBUTION | KUALA SELANGOR | Existing | 11 kV | PE MV TERMINAL | RYB | BKSL/PCE/J00448 | D-KSL-C17-1525 | S05933 PE PST LATIHAN PERTANIAN |  | Pass | null
384892868 | TNB | DISTRIBUTION | KUALA SELANGOR | Existing | 11 kV | PE MV TERMINAL | RYB | BKSL/PCE/J00448 | D-KSL-C17-1525 | S05945 PE TMN SERI MANIK |  | Pass | null
384892871 | TNB | DISTRIBUTION | KUALA SELANGOR | Existing | 11 kV | PE MV TERMINAL | RYB | BKSL/PCE/J00448 | D-KSL-C17-1525 | TX-300kVA |  | Pass | null
384893010 | TNB | DISTRIBUTION | KUALA SELANGOR | Existing | 11 kV | PE MV TERMINAL | RYB | BKSL/PCE/J00450 | D-KSL-C17-1545 (tmn makmur) | S05872 SSU TMN MAKMUR |  | Pass | null
384893011 | TNB | DISTRIBUTION | KUALA SELANGOR | Existing | 11 kV | PE MV TERMINAL | RYB | BKSL/PCE/J00450 | D-KSL-C17-1545 (tmn makmur) | S05929 PE KILANG PADI PUKAL |  | Pass | null
384893014 | TNB | DISTRIBUTION | KUALA SELANGOR | Existing | 11 kV | PE MV TERMINAL | RYB | BKSL/PCE/J00450 | D-KSL-C17-1545 (tmn makmur) | TX1-500kVA |  | Pass | null
384893355 | TNB | DISTRIBUTION | KUALA SELANGOR | Existing | 11 kV | PE MV TERMINAL | RYB | BKSL/PCE/J00442 | D-KSL-C17-1380 | S01574 PE TMN BAYU |  | Pass | null
384893358 | TNB | DISTRIBUTION | KUALA SELANGOR | Existing | 11 kV | PE MV TERMINAL | RYB | BKSL/PCE/J00442 | D-KSL-C17-1380 | TX-500kVA |  | Pass | null
384893375 | TNB | DISTRIBUTION | KUALA SELANGOR | Existing | 11 kV | PE MV TERMINAL | RYB | BKSL/PCE/J00442 | D-KSL-C17-1380 | SPARE |  | Pass | null
384893378 | TNB | DISTRIBUTION | KUALA SELANGOR | Existing | 11 kV | PE MV TERMINAL | RYB | BKSL/PCE/J00442 | D-KSL-C17-1380 | SPUR |  | Pass | null
384893510 | TNB | DISTRIBUTION | KUALA SELANGOR | Existing | 11 kV | PE MV TERMINAL | RYB | BKSL/PCE/J00444 | D-KSL-C17-1607 | S01434 PE EYU TECK CHAI |  | Pass | null
384893511 | TNB | DISTRIBUTION | KUALA SELANGOR | Existing | 11 kV | PE MV TERMINAL | RYB | BKSL/PCE/J00444 | D-KSL-C17-1607 | S05448 PE FBK INDUSTRY |  | Pass | null
384893514 | TNB | DISTRIBUTION | KUALA SELANGOR | Existing | 11 kV | PE MV TERMINAL | RYB | BKSL/PCE/J00444 | D-KSL-C17-1607 | TX-1000kVA |  | Pass | null
384893624 | TNB | DISTRIBUTION | KUALA SELANGOR | Existing | 11 kV | PE MV TERMINAL | RYB | BKSL/SSU/J00011 | SSU TMN MAKMUR | S05967 PE PDT JLN MAKMUR 4 |  | Pass | null
384965703 | TNB | DISTRIBUTION | KUALA SELANGOR | Existing | 11 kV | PE MV TERMINAL | RYB | BKSL/PCE/J00883 | LOT 11311 TIAJ 2/5 | R06486 TMT INDUSTRI |  | Pass | null
384965704 | TNB | DISTRIBUTION | KUALA SELANGOR | Existing | 11 kV | PE MV TERMINAL | RYB | BKSL/PCE/J00883 | LOT 11311 TIAJ 2/5 | R06012 SSU PPAJ NO.1 JLN PPAJ (CB10) |  | Pass | null
384965707 | TNB | DISTRIBUTION | KUALA SELANGOR | Existing | 11 kV | PE MV TERMINAL | RYB | BKSL/PCE/J00883 | LOT 11311 TIAJ 2/5 | TX1-500KVA |  | Pass | null
385030210 | TNB | DISTRIBUTION | KUALA SELANGOR | Existing | 11 kV | PE MV TERMINAL | RYB | BKSL/PCE/J00453 | D-KSL-C17-1621 | R04162 TMN SRI CAHAYA(C/S) |  | Pass | null
385030211 | TNB | DISTRIBUTION | KUALA SELANGOR | Existing | 11 kV | PE MV TERMINAL | RYB | BKSL/PCE/J00453 | D-KSL-C17-1621 | R00477 WATASEKO |  | Pass | null
385030214 | TNB | DISTRIBUTION | KUALA SELANGOR | Existing | 11 kV | PE MV TERMINAL | RYB | BKSL/PCE/J00453 | D-KSL-C17-1621 | TX1-500kVA |  | Pass | null
385502525 | TNB | DISTRIBUTION | KUALA SELANGOR | Existing | 11 kV | PE MV TERMINAL | RYB | BKSL/PCE/J00882 | D-KSL-C17-1638 | Tx2-1000 kVA |  | Pass | null
385502532 | TNB | DISTRIBUTION | KUALA SELANGOR | Existing | 11 kV | PE MV TERMINAL | RYB | BKSL/PCE/J00882 | D-KSL-C17-1638 | R08202 JLN HILLPARK 11/4A |  | Pass | null
385502540 | TNB | DISTRIBUTION | KUALA SELANGOR | Existing | 11 kV | PE MV TERMINAL | RYB | BKSL/PCE/J00882 | D-KSL-C17-1638 | PPU PAM1 F4 |  | Pass | null
385502550 | TNB | DISTRIBUTION | KUALA SELANGOR | Existing | 11 kV | PE MV TERMINAL | RYB | BKSL/PCE/J00882 | D-KSL-C17-1638 | Tx1-1000 kVA |  | Pass | null
385502756 | TNB | DISTRIBUTION | KUALA SELANGOR | Existing | 11 kV | PE MV TERMINAL | RYB | BKSL/PCE/J00881 | D-KSL-C17-1497 | Tx2-1000 kVA |  | Pass | null
385502763 | TNB | DISTRIBUTION | KUALA SELANGOR | Existing | 11 kV | PE MV TERMINAL | RYB | BKSL/PCE/J00881 | D-KSL-C17-1497 | R08198 JLN HILLPARK 11/2 |  | Pass | null
385502771 | TNB | DISTRIBUTION | KUALA SELANGOR | Existing | 11 kV | PE MV TERMINAL | RYB | BKSL/PCE/J00881 | D-KSL-C17-1497 | R08209 JLN HILLPAR 11/9 |  | Pass | null
385502781 | TNB | DISTRIBUTION | KUALA SELANGOR | Existing | 11 kV | PE MV TERMINAL | RYB | BKSL/PCE/J00881 | D-KSL-C17-1497 | Tx1-1000 kVA |  | Pass | null
385503197 | TNB | DISTRIBUTION | KUALA SELANGOR | Existing | 11 kV | PE MV TERMINAL | RYB | BKSL/PCE/J00449 | D-KSL-C17-1588 | TX2 |  | Pass | null
385503204 | TNB | DISTRIBUTION | KUALA SELANGOR | Existing | 11 kV | PE MV TERMINAL | RYB | BKSL/PCE/J00449 | D-KSL-C17-1588 | R04689 LOJI RAWATAN |  | Pass | null
385503212 | TNB | DISTRIBUTION | KUALA SELANGOR | Existing | 11 kV | PE MV TERMINAL | RYB | BKSL/PCE/J00449 | D-KSL-C17-1588 | R07925 MAY POLYESTER |  | Pass | null
385503222 | TNB | DISTRIBUTION | KUALA SELANGOR | Existing | 11 kV | PE MV TERMINAL | RYB | BKSL/PCE/J00449 | D-KSL-C17-1588 | TX1-500 kVA |  | Pass | null
386034926 | TNB | DISTRIBUTION | KUALA SELANGOR | Existing | 11 kV | PE MV TERMINAL | RYB | BKSL/PCE/J00454 | D-KSL-C17-1497 | TX1-1000kVA |  | Pass | null
386034930 | TNB | DISTRIBUTION | KUALA SELANGOR | Existing | 11 kV | PE MV TERMINAL | RYB | BKSL/PCE/J00454 | D-KSL-C17-1497 | R07604 PE BDR HILLPARK 3 |  | Pass | null
386034934 | TNB | DISTRIBUTION | KUALA SELANGOR | Existing | 11 kV | PE MV TERMINAL | RYB | BKSL/PCE/J00454 | D-KSL-C17-1497 | R087205 PE JLN HILLPARK 14/4A |  | Pass | null
386034942 | TNB | DISTRIBUTION | KUALA SELANGOR | Existing | 11 kV | PE MV TERMINAL | RYB | BKSL/PCE/J00454 | D-KSL-C17-1497 | TX2-1000kVA |  | Pass | null
387816940 | TNB | DISTRIBUTION | KUALA SELANGOR | Existing | 11 kV | PE MV TERMINAL | RYB | BKSL/PCE/J00889 | D-KSL-C18-1506 | TX2-1000kVA |  | Pass | null
387816944 | TNB | DISTRIBUTION | KUALA SELANGOR | Existing | 11 kV | PE MV TERMINAL | RYB | BKSL/PCE/J00889 | D-KSL-C18-1506 | R08325 INDS JLN KP2 NO 1 |  | Pass | null
387816948 | TNB | DISTRIBUTION | KUALA SELANGOR | Existing | 11 kV | PE MV TERMINAL | RYB | BKSL/PCE/J00889 | D-KSL-C18-1506 | R08306 SSU KOTA PUTERI |  | Pass | null
387816956 | TNB | DISTRIBUTION | KUALA SELANGOR | Existing | 11 kV | PE MV TERMINAL | RYB | BKSL/PCE/J00889 | D-KSL-C18-1506 | TX1-1000kVA |  | Pass | null
387817158 | TNB | DISTRIBUTION | KUALA SELANGOR | Existing | 11 kV | PE MV TERMINAL | RYB | BKSL/PCE/J00692 | SSU KOTA PUTERI (CB9) | R08321 SSU IND JLN KP2 |  | Pass | null
387817181 | TNB | DISTRIBUTION | KUALA SELANGOR | Existing | 11 kV | PE MV TERMINAL | RYB | BKSL/PCE/J00898 | D-KSL-C18-1555 | R06008 SSU PPAJ NO.1 JLN PPAJ |  | Pass | null
387817182 | TNB | DISTRIBUTION | KUALA SELANGOR | Existing | 11 kV | PE MV TERMINAL | RYB | BKSL/PCE/J00898 | D-KSL-C18-1555 | R07556 SSU JASA RINGGIT |  | Pass | null
387817185 | TNB | DISTRIBUTION | KUALA SELANGOR | Existing | 11 kV | PE MV TERMINAL | RYB | BKSL/PCE/J00898 | D-KSL-C18-1555 | TX-500kVA |  | Pass | null
387817299 | TNB | DISTRIBUTION | KUALA SELANGOR | Existing | 11 kV | PE MV TERMINAL | RYB | BKSL/PCE/J00904 | D-KSL-C18-1522 | R06800 ASSOSIATED MANUFACTURE TRADER |  | Pass | null
387817320 | TNB | DISTRIBUTION | KUALA SELANGOR | Existing | 11 kV | PE MV TERMINAL | RYB | BKSL/PCE/J00904 | D-KSL-C18-1522 | R07560 JLN MAKMUR BT 28 IJOK |  | Pass | null
387817324 | TNB | DISTRIBUTION | KUALA SELANGOR | Existing | 11 kV | PE MV TERMINAL | RYB | BKSL/PCE/J00904 | D-KSL-C18-1522 | PENGGUNA HT |  | Pass | null
387817337 | TNB | DISTRIBUTION | KUALA SELANGOR | Existing | 11 kV | PE MV TERMINAL | RYB |  |  | TX1-1000kVA |  | Pass | null
387817344 | TNB | DISTRIBUTION | KUALA SELANGOR | Existing | 11 kV | PE MV TERMINAL | RYB |  |  | N/A |  | Pass | null
387817352 | TNB | DISTRIBUTION | KUALA SELANGOR | Existing | 11 kV | PE MV TERMINAL | RYB |  |  | R08324 SSU IND JLN KP2 |  | Pass | null
387817362 | TNB | DISTRIBUTION | KUALA SELANGOR | Existing | 11 kV | PE MV TERMINAL | RYB |  |  | TX2-1000kVA |  | Pass | null
388117487 | TNB | DISTRIBUTION | KUALA SELANGOR | Existing | 11 kV | PE MV TERMINAL | RYB | BKSL/PCE/J00428 | SHAH ALAM 2 5A7 | TX2 1000KVA |  | Pass | null
388117494 | TNB | DISTRIBUTION | KUALA SELANGOR | Existing | 11 kV | PE MV TERMINAL | RYB | BKSL/PCE/J00428 | SHAH ALAM 2 5A7 | SEC 2 FAS A 1B |  | Pass | null
388117502 | TNB | DISTRIBUTION | KUALA SELANGOR | Existing | 11 kV | PE MV TERMINAL | RYB | BKSL/PCE/J00428 | SHAH ALAM 2 5A7 | 5B7 |  | Pass | null
388117512 | TNB | DISTRIBUTION | KUALA SELANGOR | Existing | 11 kV | PE MV TERMINAL | RYB | BKSL/PCE/J00428 | SHAH ALAM 2 5A7 | TX1 1000KVA |  | Pass | null
388856060 | TNB | DISTRIBUTION | KUALA SELANGOR | Existing | 11 kV | PE MV TERMINAL | RYB | BKSL/PCE/J00773 | MULTI GUNA NO.3 | F6 PPU PLTF |  | Pass | null
388856113 | TNB | DISTRIBUTION | KUALA SELANGOR | Existing | 11 kV | PE MV TERMINAL | RYB | BKSL/PCE/J00798 | SUBANG VENTURE | R05363 KYODO STEEL |  | Pass | null
388856134 | TNB | DISTRIBUTION | KUALA SELANGOR | Existing | 11 kV | PE MV TERMINAL | RYB | BKSL/PCE/J00798 | SUBANG VENTURE | F8 PPU PLTF |  | Pass | null
388856138 | TNB | DISTRIBUTION | KUALA SELANGOR | Existing | 11 kV | PE MV TERMINAL | RYB | BKSL/PCE/J00798 | SUBANG VENTURE | R05226 LOGAM BERJAYA |  | Pass | null
388856143 | TNB | DISTRIBUTION | KUALA SELANGOR | Existing | 11 kV | PE MV TERMINAL | RYB | BKSL/PCE/J00798 | SUBANG VENTURE | PENGGUNA HT |  | Pass | null
388856214 | TNB | DISTRIBUTION | KUALA SELANGOR | Existing | 11 kV | PE MV TERMINAL | RYB | BKSL/PCE/J00745 | APRTMENT MELOR NO.1 PUNCAK ALAM | F4 PPU PLTF |  | Pass | null
389036409 | TNB | DISTRIBUTION | KUALA SELANGOR | Existing | 11 kV | PE MV TERMINAL | RYB | BKSL/PCE/J00244 | TMN BKT BELIMBING INDAH | S00503 STS RAJA MUSA |  | Pass | null
389036415 | TNB | DISTRIBUTION | KUALA SELANGOR | Existing | 11 kV | PE MV TERMINAL | RYB | BKSL/PCE/J00244 | TMN BKT BELIMBING INDAH | S00494 PKNS BKT BELIMBING |  | Pass | null
389036440 | TNB | DISTRIBUTION | KUALA SELANGOR | Existing | 11 kV | PE MV TERMINAL | RYB | BKSL/PCE/J00244 | TMN BKT BELIMBING INDAH | TX - 1000 KVA |  | Pass | null
390513551 | TNB | DISTRIBUTION | KUALA SELANGOR | Existing | 11 kV | PE MV TERMINAL | RYB | BKSL/PCE/J00886 | D-KSL-C18-1627 | R08043 TYCOPLUS BT 22 IJOK |  | Pass | null
390513552 | TNB | DISTRIBUTION | KUALA SELANGOR | Existing | 11 kV | PE MV TERMINAL | RYB | BKSL/PCE/J00886 | D-KSL-C18-1627 | R08105 D-KSL-C17-1592 |  | Pass | null
390513555 | TNB | DISTRIBUTION | KUALA SELANGOR | Existing | 11 kV | PE MV TERMINAL | RYB | BKSL/PCE/J00886 | D-KSL-C18-1627 | TX1-1000KVA |  | Pass | null
390513678 | TNB | DISTRIBUTION | KUALA SELANGOR | Existing | 11 kV | PE MV TERMINAL | RYB | BKSL/PCE/J00887 | D-KSL-C18-1653 | S05296 TMN NILAM |  | Pass | null
390513679 | TNB | DISTRIBUTION | KUALA SELANGOR | Existing | 11 kV | PE MV TERMINAL | RYB | BKSL/PCE/J00887 | D-KSL-C18-1653 | S00444 SG TERAP |  | Pass | null
390513682 | TNB | DISTRIBUTION | KUALA SELANGOR | Existing | 11 kV | PE MV TERMINAL | RYB | BKSL/PCE/J00887 | D-KSL-C18-1653 | TX1-500KVA |  | Pass | null
390513820 | TNB | DISTRIBUTION | KUALA SELANGOR | Existing | 11 kV | PE MV TERMINAL | RYB | BKSL/PCE/J00891 | D-KSL-C19-1643 | S01365 EMINEM FARM |  | Pass | null
390513821 | TNB | DISTRIBUTION | KUALA SELANGOR | Existing | 11 kV | PE MV TERMINAL | RYB | BKSL/PCE/J00891 | D-KSL-C19-1643 | PMU KSGR: 4 |  | Pass | null
390513824 | TNB | DISTRIBUTION | KUALA SELANGOR | Existing | 11 kV | PE MV TERMINAL | RYB | BKSL/PCE/J00891 | D-KSL-C19-1643 | TX1-500KVA |  | Pass | null
393786117 | TNB | DISTRIBUTION | KUALA SELANGOR | Existing | 11 kV | PE MV TERMINAL | RYB | BKSL/PCE/J00906 | D-KSL-C18-1668 | TX1 1000kVA |  | Pass | null
393786124 | TNB | DISTRIBUTION | KUALA SELANGOR | Existing | 11 kV | PE MV TERMINAL | RYB | BKSL/PCE/J00906 | D-KSL-C18-1668 | R06788 RUBPLAST JLN RUKUN |  | Pass | null
393786132 | TNB | DISTRIBUTION | KUALA SELANGOR | Existing | 11 kV | PE MV TERMINAL | RYB | BKSL/PCE/J00906 | D-KSL-C18-1668 | R06797 EVERFLOW |  | Pass | null
393786142 | TNB | DISTRIBUTION | KUALA SELANGOR | Existing | 11 kV | PE MV TERMINAL | RYB | BKSL/PCE/J00906 | D-KSL-C18-1668 | TX2 1000kVA |  | Pass | null
393786358 | TNB | DISTRIBUTION | KUALA SELANGOR | Existing | 11 kV | PE MV TERMINAL | RYB | BKSL/PCE/J00905 | D-KSL-C18-1658 | S01452 PT MAHANG NO 2 |  | Pass | null
393786359 | TNB | DISTRIBUTION | KUALA SELANGOR | Existing | 11 kV | PE MV TERMINAL | RYB | BKSL/PCE/J00905 | D-KSL-C18-1658 | S05600 REBAN AYAM HJ ISMAIL PT MAHANG |  | Pass | null
393786362 | TNB | DISTRIBUTION | KUALA SELANGOR | Existing | 11 kV | PE MV TERMINAL | RYB | BKSL/PCE/J00905 | D-KSL-C18-1658 | TX1 500kVA |  | Pass | null
393786464 | TNB | DISTRIBUTION | KUALA SELANGOR | Existing | 11 kV | PE MV TERMINAL | RYB | BKSL/PCE/J00908 | D-KSL-C18-1646 | R03485 RUMAH PKNS IJOK |  | Pass | null
393786465 | TNB | DISTRIBUTION | KUALA SELANGOR | Existing | 11 kV | PE MV TERMINAL | RYB | BKSL/PCE/J00908 | D-KSL-C18-1646 | R05726 DURAFILL |  | Pass | null
393786468 | TNB | DISTRIBUTION | KUALA SELANGOR | Existing | 11 kV | PE MV TERMINAL | RYB | BKSL/PCE/J00908 | D-KSL-C18-1646 | TX1 500kVA |  | Pass | null