## Distribution Transformer
Id | Owner Type | Owner Name | Operational Area | Status | ERMS Functional Location | ERMS Equipment No | Label | Distribution PE | Demand Load | Customer Count | Phasing | ERMS System Status | ERMS User Status | Voltage In [Old] | Voltage In/Out | Voltage Out [Old] | Manufacturer | Manufacturer [Old] | Capacity | Date Commissioned | Remarks | Distribution Transformer Units | Demand Points
254720494 | TNB | DISTRIBUTION | KUALA SELANGOR | Existing | BKSL/PCE/J00606/MATX | 300313733 | TX1-R05467 | KUARTERS STP BKT BADONG |  | 0 | RYB |  |  | 11 kV |  | 415 V |  | SGB | 500.00 kVA | 14/11/2008 |  | 1 | 0
254722426 | TNB | DISTRIBUTION | KUALA SELANGOR | Existing | BKSL/PCE/J00304/MATX1 | 300023059 | TX1-S01429 | TMN KENARI |  | 68 | RYB |  |  | 11 kV |  | 415 V |  | MTM | 1000.00 kVA | 15/12/2002 |  | 1 | 82
254722428 | TNB | DISTRIBUTION | KUALA SELANGOR | Existing | BKSL/PCE/J00077/MATX1 | 300022251 | TX1-S00224 | TMN SG SEMBILANG |  | 60 | RYB |  |  | 11 kV |  | 415 V |  | MTM | 300.00 kVA | 19/02/1988 |  | 1 | 73
254722566 | TNB | DISTRIBUTION | KUALA SELANGOR | Existing | BKSL/PCE/J00343/MATX1 | 300241443 | TX1-S01497 | K/UDANG SRI FUMA NO 2 |  | 0 | RYB |  |  | 11 kV |  | 415 V |  | MTM | 300.00 kVA | 15/12/1997 |  | 1 | 0
254722848 | TNB | DISTRIBUTION | KUALA SELANGOR | Existing |  |  | TX3-LOCAL TRANS |  |  | 0 | RYB |  |  | 11 kV |  | 415 V |  | LKH | 1000.00 kVA |  |  | 1 | 0
254722944 | TNB | DISTRIBUTION | KUALA SELANGOR | Existing | BKSL/PCE/J00181/MATX1 | 300022685 | TX1-S00327 | KIM LIAN HUAT |  | 386 | RYB |  |  | 11 kV |  | 415 V |  | MTM | 1000.00 kVA | 20/05/2001 |  | 1 | 469
254722946 | TNB | DISTRIBUTION | KUALA SELANGOR | Existing | BKSL/PCE/J00194/MATX1 | 300022761 | TX1-S01484 | BGN SG KAJANG |  | 62 | RYB |  |  | 11 kV |  | 415 V |  | LKH | 500.00 kVA | 18/08/1990 |  | 1 | 71
254722948 | TNB | DISTRIBUTION | KUALA SELANGOR | Existing | BKSL/PCE/J00254/MATX1 | 300022964 | TX1-S01487 | TMN RADIN JAYA NO 1 |  | 134 | RYB |  |  | 11 kV |  | 415 V |  | MTM | 1000.00 kVA | 14/11/1996 |  | 1 | 139
254723066 | TNB | DISTRIBUTION | KUALA SELANGOR | Existing | BKSL/PCE/J00184/MATX1 | 300022702 | TX1-S01464 | PKPS TG KARANG |  | 0 | RYB |  |  | 11 kV |  | 415 V |  | MTM | 300.00 kVA | 18/08/1983 |  | 1 | 0
254723068 | TNB | DISTRIBUTION | KUALA SELANGOR | Existing | BKSL/PCE/J00220/MATX1 | 300022831 | TX1-S00433 | PT SERONG |  | 111 | RYB |  |  | 11 kV |  | 415 V |  | MTM | 300.00 kVA | 22/09/1982 |  | 1 | 128
254723178 | TNB | DISTRIBUTION | KUALA SELANGOR | Existing | BKSL/PCE/J00044/MATX1 | 300022108 | TX1-S01432 | KIEN HUAT FURNITURE |  | 9 | RYB |  |  | 11 kV |  | 415 V |  | MTM | 1000.00 kVA | 22/09/1990 |  | 1 | 9
254723186 | TNB | DISTRIBUTION | KUALA SELANGOR | Existing | BKSL/PCE/J00182/MATX1 | 300022691 | TX1-S00332 | TG KARANG DEVELOPMENT |  | 0 | RYB |  |  | 11 kV |  | 415 V |  | MTM | 1000.00 kVA | 26/06/2000 |  | 1 | 0
254723318 | TNB | DISTRIBUTION | KUALA SELANGOR | Existing | BKSL/PCE/J00537/MATX1 | 300261305 | TX1-S01651 | KONG LEE ENG FARM |  | 99 | RYB |  |  | 11 kV |  | 415 V |  | EWT | 300.00 kVA | 22/03/2009 |  | 1 | 105
254723456 | TNB | DISTRIBUTION | KUALA SELANGOR | Existing | BKSL/PCE/J00340/MATX1 | 300241012 | TX1-S01576 | TMN SRI PENAMBANG |  | 16 | RYB |  |  | 11 kV |  | 415 V |  | SGB | 300.00 kVA | 17/07/2004 |  | 1 | 23
254723458 | TNB | DISTRIBUTION | KUALA SELANGOR | Existing | BKSL/PCE/J00252/MATX1 | 300022953 | TX1-S00477 | PEKAN P/PENAMBANG |  | 257 | RYB |  |  | 11 kV |  | 415 V |  | MTM | 1000.00 kVA | 22/09/1987 |  | 1 | 349
254723522 | TNB | DISTRIBUTION | KUALA SELANGOR | Existing | BKSL/PCE/J00665/MATX1 | 300319544 | TX1-R05341 | INDUSTRI ALAM JAYA NO.4 |  | 0 | RYB |  |  | 11 kV |  | 415 V |  | EWT | 1000.00 kVA | 2006-11-07 |  | 1 | 0
254723570 | TNB | DISTRIBUTION | KUALA SELANGOR | Existing | BKSL/PCE/J00250/MATX1 | 300022942 | TX1-S00472 | BGN SUNGAI YU |  | 167 | RYB |  |  | 11 kV |  | 415 V |  | SGB | 1000.00 kVA | 18/08/1987 |  | 1 | 185
254723574 | TNB | DISTRIBUTION | KUALA SELANGOR | Existing | BKSL/PCE/J00139/MATX1 | 300261109 | TX1-S00475 | TMN BAYU P/PENAMBANG |  | 262 | RYB |  |  | 11 kV |  | 415 V |  | MTM | 750.00 kVA | 19/04/1985 |  | 1 | 294
254723796 | TNB | DISTRIBUTION | KUALA SELANGOR | Existing | BKSL/PCE/J00091/MATX1 | 300022312 | TX1-S01447 | PE LAY HONG CHICKEN FARM |  | 0 | RYB |  |  | 11 kV |  | 415 V |  | MTM | 1000.00 kVA | 19/04/2000 |  | 1 | 0
254723808 | TNB | DISTRIBUTION | KUALA SELANGOR | Existing | BKSL/PCE/J00110/MATX1 | 300022416 | TX1-S00227 | PE PADANG GAJAH |  | 0 | RYB |  |  | 11 kV |  | 415 V |  | MTM | 300.00 kVA | 18/03/1995 |  | 1 | 0
254723812 | TNB | DISTRIBUTION | KUALA SELANGOR | Existing | BKSL/PCE/J00078/MATX1 | 300022257 | TX1-S01435 | PE EYU TEK CHAI |  | 1 | RYB |  |  | 11 kV |  | 415 V |  | MTM | 500.00 kVA | 22/03/1992 |  | 1 | 1
254723814 | TNB | DISTRIBUTION | KUALA SELANGOR | Existing | BKSL/PCE/J00473/MATX1 | 300261170 | TX1-R03843 | FISH POND NO 1 |  | 0 | RYB |  |  | 11 kV |  | 415 V |  | MTM | 1000.00 kVA | 26/06/2007 |  | 1 | 0
254724322 | TNB | DISTRIBUTION | KUALA SELANGOR | Existing | BKSL/PCE/J00238/MATX1 | 300022896 | TX1-S00463 | LPN BATU 2 |  | 23 | RYB |  |  | 11 kV |  | 415 V |  | LKH | 1000.00 kVA | 27/11/2000 |  | 1 | 28
254724324 | TNB | DISTRIBUTION | KUALA SELANGOR | Existing | BKSL/PCE/J00248/MATX1 | 300261142 | TX1-S00466 | COLD ROOM |  | 0 | RYB |  |  | 11 kV |  | 415 V |  | MTM | 300.00 kVA | 27/11/1994 |  | 1 | 1
254724448 | TNB | DISTRIBUTION | KUALA SELANGOR | Existing | BKSL/PCE/J00284/MATX1 | 300242489 | TX1-S01386 | LAY HONG (SPG 3 JERAM) NO 2 |  | 2 | RYB |  |  | 11 kV |  | 415 V |  | MTM | 500.00 kVA | 19/04/1988 |  | 1 | 3
254725034 | TNB | DISTRIBUTION | KUALA SELANGOR | Existing | BKSL/PCE/J00192/MATX1 | 300022749 | TX1-S01477 | SG KAJANG |  | 336 | RYB |  |  | 11 kV |  | 415 V |  | MTM | 750.00 kVA | 28/06/1997 |  | 1 | 405
254725038 | TNB | DISTRIBUTION | KUALA SELANGOR | Existing | BKSL/PCE/J00191/MATX1 | 300022743 | TX1-S01475 | UKM |  | 0 | RYB |  |  | 11 kV |  | 415 V |  | SAVIGLIANA | 300.00 kVA | 19/04/1959 |  | 1 | 0
254725542 | TNB | DISTRIBUTION | KUALA SELANGOR | Existing | BKSL/PCE/J00529/MATX1 | 300261218 | TX1-S01626 | LAY HONG NO 5(SPG 3 JERAM) |  | 1 | RYB |  |  | 11 kV |  | 415 V |  | SGB | 500.00 kVA | 17/07/2007 |  | 1 | 1
254725544 | TNB | DISTRIBUTION | KUALA SELANGOR | Existing | BKSL/PCE/J00066/MATX1 | 300022220 | TX1-S00192 | PKNS TMN PEKERTI JERAM |  | 97 | RYB |  |  | 11 kV |  | 415 V |  | MTM | 300.00 kVA | 18/08/1983 |  | 1 | 138
254725546 | TNB | DISTRIBUTION | KUALA SELANGOR | Existing | BKSL/PCE/J00282/MATX1 | 300261147 | TX1-S00373 | BGN TENGKORAK TG KARANG |  | 63 | RYB |  |  | 11 kV |  | 415 V |  | MTM | 500.00 kVA | 20/05/1993 |  | 1 | 79
254725574 | TNB | DISTRIBUTION | KUALA SELANGOR | Existing | BKSL/PCE/J00567/MATX1 | 300287661 | TX1-S05297 | TMN NILAM |  | 394 | RYB |  |  | 11 kV |  | 415 V |  | EWT | 750.00 kVA | 19/04/2008 |  | 1 | 467
254725930 | TNB | DISTRIBUTION | KUALA SELANGOR | Existing | BKSL/PCE/J00063/MATX1 | 300022209 | TX1-S00187 | JERAM NO 2 |  | 145 | RYB |  |  | 11 kV |  | 415 V |  | MTM | 300.00 kVA | 26/06/1983 |  | 1 | 183
254725934 | TNB | DISTRIBUTION | KUALA SELANGOR | Existing | BKSL/PCE/J00310/MATX1 | 300229317 | TX1-S01491 | TMN RADIN JAYA NO 2 |  | 23 | RYB |  |  | 11 kV |  | 415 V |  | MTM | 1000.00 kVA | 2003-10-10 |  | 1 | 52
254725936 | TNB | DISTRIBUTION | KUALA SELANGOR | Existing | BKSL/PCE/J00195/MATX1 | 300022765 | TX1-S00357 | TMN DESA JAYA |  | 0 | RYB |  |  | 11 kV |  | 415 V |  | MTM | 300.00 kVA | 20/09/1988 |  | 1 | 0
254725938 | TNB | DISTRIBUTION | KUALA SELANGOR | Existing | BKSL/PCE/J00256/MATX1 | 300242529 | TX1-S01494 | S.AGAMA TG KARANG |  | 0 | RYB |  |  | 11 kV |  | 415 V |  | EWT | 1000.00 kVA | 28/06/2001 |  | 1 | 0
254725944 | TNB | DISTRIBUTION | KUALA SELANGOR | Existing | BKSL/PCE/J00179/MATX1 | 300228848 | TX1-S01457 | TMN MAKMUR KSL |  | 113 | RYB |  |  | 11 kV |  | 415 V |  | MTM | 1000.00 kVA | 2003-11-07 |  | 1 | 155
254726182 | TNB | DISTRIBUTION | KUALA SELANGOR | Existing | BKSL/PCE/J00530/MATX1 | 300261219 | TX1-S00189 | KENTUNE FURNITURE (SHE CHE SIN |  | 0 | RYB |  |  | 11 kV |  | 415 V |  | SGB | 500.00 kVA | 18/08/2008 |  | 1 | 0
254726184 | TNB | DISTRIBUTION | KUALA SELANGOR | Existing | BKSL/PCE/J00065/MATX1 | 300022215 | TX1-S01389 | PKNS TMN PERMAI JERAM |  | 96 | RYB |  |  | 11 kV |  | 415 V |  | MTM | 500.00 kVA | 17/07/1991 |  | 1 | 282
254735070 | TNB | DISTRIBUTION | KUALA SELANGOR | Existing | BKSL/PCE/J00585/MATX1 | 300287677 | TX1-S05447 | PE FBK SYSTEMS SDN BHD |  | 0 | RYB |  |  | 11 kV |  | 415 V |  | EWT | 750.00 kVA | 18/08/2007 |  | 1 | 0
254744254 | TNB | DISTRIBUTION | KUALA SELANGOR | Existing | BKSL/PCE/J00193/MATX1 | 300022755 | TX1-S01481 | PPRT SG KAJANG |  | 25 | RYB |  |  | 11 kV |  | 415 V |  | MTM | 300.00 kVA | 1991-11-07 |  | 1 | 29
254745002 | TNB | DISTRIBUTION | KUALA SELANGOR | Existing | BKSL/PCE/J00771/MATX | 300319679 | TX1-R05272 | INDUSTRI ALAM JAYA NO.8 |  | 0 | RYB |  |  | 11 kV |  | 415 V |  | MTM | 500.00 kVA | 22/09/1980 |  | 1 | 0
254745126 | TNB | DISTRIBUTION | KUALA SELANGOR | Existing | BKSL/PCE/J00088/MATX1 | 300022297 | TX1-S01438 | PE EYE BER EE NO1 |  | 17 | RYB |  |  | 11 kV |  | 415 V |  | MTM | 1000.00 kVA | 1994-10-12 |  | 1 | 23
254745172 | TNB | DISTRIBUTION | KUALA SELANGOR | Existing | BKSL/PCE/J00237/MATX1 | 300022890 | TX1-S00459 | YUSRI |  | 48 | RYB |  |  | 11 kV |  | 415 V |  | MTM | 500.00 kVA | 1988-10-10 |  | 1 | 51
254745666 | TNB | DISTRIBUTION | KUALA SELANGOR | Existing | BKSL/PCE/J00228/MATX1 | 300022861 | TX1-S00441 | KOKO FAMA |  | 0 | RYB |  |  | 11 kV |  | 415 V |  | EWT | 300.00 kVA | 22/03/1997 |  | 1 | 0
254745798 | TNB | DISTRIBUTION | KUALA SELANGOR | Existing | BKSL/PCE/J00147/MATX1 | 300261112 | TX1-S00230 | PE TAMBAK JAWA |  | 165 | RYB |  |  | 11 kV |  | 415 V |  | MTM | 500.00 kVA | 18/08/1988 |  | 1 | 183
254746592 | TNB | DISTRIBUTION | KUALA SELANGOR | Existing | BKSL/PCE/J00258/MATX1 | 300261145 | TX1-S01572 | QTRS GURU P/PERMATANG |  | 21 | RYB |  |  | 11 kV |  | 415 V |  | MTM | 1000.00 kVA | 18/03/2000 |  | 1 | 31
254746766 | TNB | DISTRIBUTION | KUALA SELANGOR | Existing | BKSL/PCE/J00067/MATX1 | 300022225 | TX1-S00195 | LDG BUKIT CERAKAH |  | 5 | RYB |  |  | 11 kV |  | 415 V |  | SGB | 300.00 kVA | 22/09/1997 |  | 1 | 15
254747576 | TNB | DISTRIBUTION | KUALA SELANGOR | Existing |  |  | TX3-LOCAL TRANS |  |  | 0 | RYB |  |  | 11 kV |  | 415 V |  | MTM | 1000.00 kVA |  |  | 1 | 0
254747922 | TNB | DISTRIBUTION | KUALA SELANGOR | Existing | BKSL/PCE/J00196/MATX1 | 300022771 | TX1-S00364 | K/UDANG SRI FUMA |  | 0 | RYB |  |  | 11 kV |  | 415 V |  | MTM | 1000.00 kVA | 1998-10-10 |  | 1 | 1
254748102 | TNB | DISTRIBUTION | KUALA SELANGOR | Existing | BKSL/PCE/J00085/MATX1 | 300022282 | TX1-S00247 | PE CHOP GUAN SENG |  | 0 | RYB |  |  | 11 kV |  | 415 V |  | SGB | 750.00 kVA | 20/09/1996 |  | 1 | 14
254748104 | TNB | DISTRIBUTION | KUALA SELANGOR | Existing | BKSL/PCE/J00314/MATX1 | 300343363 | TX1-S01534 | PADAT KEM CINA TIRAM BUROK |  | 211 | RYB |  |  | 11 kV |  | 415 V |  | Unknown | 1000.00 kVA | 2009-09-03 |  | 1 | 218
254748292 | TNB | DISTRIBUTION | KUALA SELANGOR | Existing | BKSL/PCE/J00603/MATX | 300313669 | TX1-R01807 | BINAAN TEPAT IJOK 9 BUAH KILANG |  | 0 | RYB |  |  | 11 kV |  | 415 V |  | MTM | 1000.00 kVA | 18/08/2009 |  | 1 | 0
254751096 | TNB | DISTRIBUTION | KUALA SELANGOR | Existing | BKSL/PCE/J00185/MATX1 | 300022708 | TX1-S00339 | PASARAYA BILLION |  | 14 | RYB |  |  | 11 kV |  | 415 V |  | SGB | 100.00 kVA | 22/09/1997 |  | 1 | 17
254751100 | TNB | DISTRIBUTION | KUALA SELANGOR | Existing | BKSL/PCE/J00253/MATX1 | 300022958 | TX1-S00480 | JPJ P/PENAMBANG |  | 43 | RYB |  |  | 11 kV |  | 415 V |  | MTM | 1000.00 kVA | 1996-11-10 |  | 1 | 63
254751888 | TNB | DISTRIBUTION | KUALA SELANGOR | Existing | BKSL/PCE/J00083/MATX1 | 300022277 | TX1-S00241 | PE TAWIE |  | 0 | RYB |  |  | 11 kV |  | 415 V |  | MTM | 1000.00 kVA | 18/08/2001 |  | 1 | 0
254751902 | TNB | DISTRIBUTION | KUALA SELANGOR | Existing | BKSL/PCE/J00306/MATX1 | 300261149 | TX1-S01383 | SM AGAMA JERAM |  | 0 | RYB |  |  | 11 kV |  | 415 V |  | MTM | 1000.00 kVA | 17/07/1994 |  | 1 | 0
254751910 | TNB | DISTRIBUTION | KUALA SELANGOR | Existing | BKSL/PCE/J00201/MATX1 | 300022801 | TX1-S00387 | SG TENGI KANAN NO 2 |  | 294 | RYB |  |  | 11 kV |  | 415 V |  | MTM | 300.00 kVA | 19/04/1988 |  | 1 | 318
254752144 | TNB | DISTRIBUTION | KUALA SELANGOR | Existing | BKSL/PCE/J00249/MATX1 | 300022937 | TX1-S00469 | S.AGAMA KSL (P/PENAMBANG) |  | 0 | RYB |  |  | 11 kV |  | 415 V |  | MTM | 500.00 kVA | 17/07/1993 |  | 1 | 0
254752642 | TNB | DISTRIBUTION | KUALA SELANGOR | Existing | BKSL/PCE/J00457/MATX1 | 300228851 | TX1-S01460 | BGN PASIR TG KARANG |  | 217 | RYB |  |  | 11 kV |  | 415 V |  | ABB | 750.00 kVA | 18/08/1997 |  | 1 | 247
254753148 | TNB | DISTRIBUTION | KUALA SELANGOR | Existing | BKSL/PCE/J00062/MATX1 | 300022204 | TX1-S00183 | JERAM NO 1 |  | 138 | RYB |  |  | 11 kV |  | 415 V |  | SGB | 750.00 kVA | 20/05/1995 |  | 1 | 163
254754000 | TNB | DISTRIBUTION | KUALA SELANGOR | Existing | BKSL/PCE/J00061/MATX1 | 300022198 | TX1-S00180 | BALAI POLIS JERAM |  | 418 | RYB |  |  | 11 kV |  | 415 V |  | MTM | 1000.00 kVA | 19/04/1996 |  | 1 | 500
254754458 | TNB | DISTRIBUTION | KUALA SELANGOR | Existing | BKSL/PPU/G00008/NALTX | 300051747 | TX3-LOCAL TRANS | LOCAL TX PPU SDBY |  | 0 | RYB |  |  | 11 kV |  | 415 V |  | MTM | 300.00 kVA | 1994-08-08 |  | 1 | 0
254754702 | TNB | DISTRIBUTION | KUALA SELANGOR | Existing | BKSL/PCE/J00534/MATX1 | 300261302 | TX1-S01500 | INNOBRIDE BAGAN TENGKORAK(A) |  | 0 | RYB |  |  | 11 kV |  | 415 V |  | EWT | 1000.00 kVA | 14/11/2008 |  | 1 | 1
254755194 | TNB | DISTRIBUTION | KUALA SELANGOR | Existing | BKSL/PCE/J00229/MATX1 | 300022866 | TX1-S00445 | SG TERAP |  | 0 | RYB |  |  | 11 kV |  | 415 V |  | MTM | 750.00 kVA | 19/04/1984 |  | 1 | 0
254755546 | TNB | DISTRIBUTION | KUALA SELANGOR | Existing | BKSL/PCE/J00197/MATX1 | 300022777 | TX1-S00366 | TENGKORAK INDUSTRIES |  | 0 | RYB |  |  | 11 kV |  | 415 V |  | MTM | 750.00 kVA | 27/11/1994 |  | 1 | 1
254755930 | TNB | DISTRIBUTION | KUALA SELANGOR | Existing | BKSL/PCE/J00076/MATX1 | 300022246 | TX1-S00221 | PETRONAS SG SEMBILANG |  | 0 | RYB |  |  | 11 kV |  | 415 V |  | MTM | 300.00 kVA | 15/12/1983 |  | 1 | 0
254755934 | TNB | DISTRIBUTION | KUALA SELANGOR | Existing | BKSL/PCE/J00595/MATX | 300313590 | TX1-S05286 | TMN SETIA BUDI |  | 0 | RYB |  |  | 11 kV |  | 415 V |  | MTM | 500.00 kVA | 14/11/2008 |  | 1 | 51
254757630 | TNB | DISTRIBUTION | KUALA SELANGOR | Existing | BKSL/PCE/J00159/MATX1 | 300022612 | TX1-S00570 | PT 1 |  | 408 | RYB |  |  | 11 kV |  | 415 V |  | MTM | 300.00 kVA | 19/04/1994 |  | 1 | 452
254760292 | TNB | DISTRIBUTION | KUALA SELANGOR | Existing |  |  | LOCAL TX BARG | LOCAL TX PMU BARG |  | 0 | RYB |  |  | 11 kV |  | 415 V |  | Unknown | 1000.00 kVA |  |  | 1 | 0
254760450 | TNB | DISTRIBUTION | KUALA SELANGOR | Existing | BKSL/PCE/J00138/MATX1 | 300022533 | TX1-S01426 | PANGSAPURI PANTAI INDAH |  | 0 | RYB |  |  | 11 kV |  | 415 V |  | MTM | 1000.00 kVA | 14/02/2003 |  | 1 | 0
376961709 | TNB | DISTRIBUTION | KUALA SELANGOR | Existing | BKSL/PCE/J00438/MATX1 | 310425107 | TX1-R08065 | Grp: Substation Comp. 1 |  | 0 | RYB |  |  | 11 kV |  | 415 V |  | EWT | 300.00 kVA | 1970-01-01 |  | 1 | 0
376961838 | TNB | DISTRIBUTION | KUALA SELANGOR | Existing |  |  | TX1 | TMN KELISA |  | 0 | RYB |  |  | 11 kV |  | 415 V |  |  |  | 1970-01-01 |  | 1 | 0
376961981 | TNB | DISTRIBUTION | KUALA SELANGOR | Existing | BKSL/PCE/J00371/MATX1 | 300519638 | TX1-S05797 | KG SRI TIRAM BUROK |  | 0 | RYB |  |  | 11 kV |  | 415 V |  | EWT | 500.00 kVA | 18/10/2014 |  | 1 | 0
377034967 | TNB | DISTRIBUTION | KUALA SELANGOR | Existing |  |  | TX1-S05938 | D-KSL-C17-1510 |  | 0 | RYB |  |  | 11 kV |  | 415 V |  |  |  | 1970-01-01 |  | 1 | 0
377966628 | TNB | DISTRIBUTION | KUALA SELANGOR | Existing |  |  | TX1-S05922 | Grp: Substation Comp. 1 |  | 0 | RYB |  |  | 11 kV |  | 415 V |  |  |  | 1970-01-01 |  | 1 | 0
377966898 | TNB | DISTRIBUTION | KUALA SELANGOR | Existing |  |  | TX1-S05953 | D-KSL-C17-1576 |  | 0 | RYB |  |  | 11 kV |  | 415 V |  |  |  | 1970-01-01 |  | 1 | 0
379512333 | TNB | DISTRIBUTION | KUALA SELANGOR | Existing | BKSL/PCE/J00452/MATX1 | 300519666 | TX-S05974 | D-KSL-C17-1613 |  | 0 | RYB |  |  | 11 kV | 11/0.415 kV | 415 V | MTM |  | 300.00 kVA | 1970-01-01 |  | 1 | 0
379512464 | TNB | DISTRIBUTION | KUALA SELANGOR | Existing | BKSL/PCE/J00884/MATX1 | 310251102 | TX1-S05971 | D-KSL-C17-1268 |  | 0 | RYB |  |  | 11 kV | 11/0.415 kV | 415 V | MTM |  | 1000.00 kVA | 1970-01-01 |  | 1 | 0
379787389 | TNB | DISTRIBUTION | KUALA SELANGOR | Existing | BKSL/PCE/J00531/MATX1 | 300261220 | TX-S00215 | KOSSAN RUBBER NO 5 |  | 3 | RYB |  |  | 11 kV |  | 415 V |  | MTM | 300.00 kVA | 22/09/2008 |  | 1 | 5
379787509 | TNB | DISTRIBUTION | KUALA SELANGOR | Existing | BKSL/PCE/J00073/MATX1 | 300022235 | TX-S00212 | SYNLE HART |  | 1 | RYB |  |  | 11 kV |  | 415 V |  | MTM | 750.00 kVA | 14/11/1976 |  | 1 | 1
379787605 | TNB | DISTRIBUTION | KUALA SELANGOR | Existing | BKSL/PCE/J00142/MATX1 | 300022538 | TX-S01403 | KEM BINA INSAN SG SEMBILANG |  | 16 | RYB |  |  | 11 kV |  | 415 V |  | EWT | 300.00 kVA | 18/03/1997 |  | 1 | 22
379787699 | TNB | DISTRIBUTION | KUALA SELANGOR | Existing | BKSL/PCE/J00068/MATX1 | 300022230 | TX-S00202 | PANTAI REMIS |  | 77 | RYB |  |  | 11 kV |  | 415 V |  | MTM | 300.00 kVA | 1980-11-10 |  | 1 | 86
379787858 | TNB | DISTRIBUTION | KUALA SELANGOR | Existing | BKSL/PCE/J00141/MATX1 | 300261110 | TX-S01409 | SW/STN TMN JATI |  | 46 | RYB |  |  | 11 kV |  | 415 V |  | MTM | 500.00 kVA | 28/06/1988 |  | 1 | 58
379791538 | TNB | DISTRIBUTION | KUALA SELANGOR | Existing | BKSL/PCE/J00160/MATX1 | 300022618 | TX1-S00573 | TMN SRI SEKINCHAN NO 1 |  | 346 | RYB |  |  | 11 kV |  | 415 V |  | MTM | 1000.00 kVA | 28/06/1993 |  | 1 | 394
379791632 | TNB | DISTRIBUTION | KUALA SELANGOR | Existing | BKSL/PCE/J00313/MATX1 | 300232743 | TX1-S01595 | TMN SRI SEKINCHAN NO 2 (C) |  | 30 | RYB |  |  | 11 kV |  | 415 V |  | INDKOM | 500.00 kVA | 19/04/2004 |  | 1 | 34
379791735 | TNB | DISTRIBUTION | KUALA SELANGOR | Existing | BKSL/PCE/J00161/MATX1 | 300022623 | TX1-S00576 | SEAFOOD BGN SEKINCHAN |  | 83 | RYB |  |  | 11 kV |  | 415 V |  | SGB | 1000.00 kVA | 1996-11-07 |  | 1 | 91
379791829 | TNB | DISTRIBUTION | KUALA SELANGOR | Existing | BKSL/PCE/J00164/MATX1 | 300022634 | TX1-S005845 | TELEKOM SEKINCHAN |  | 0 | RYB |  |  | 11 kV |  | 415 V |  | MTM | 750.00 kVA | 20/09/1994 |  | 1 | 0
379791950 | TNB | DISTRIBUTION | KUALA SELANGOR | Existing | BKSL/PCE/J00691/MATX | 300319499 | TX1-S05581 | SURIA PRESS |  | 3 | RYB |  |  | 11 kV |  | 415 V |  | MTM | 500.00 kVA | 20/09/2008 |  | 1 | 5
379792046 | TNB | DISTRIBUTION | KUALA SELANGOR | Existing | BKSL/PCE/J00143/MATX1 | 300022543 | TX1-S01580 | TMN RIA JAYA |  | 160 | RYB |  |  | 11 kV |  | 415 V |  | MTM | 500.00 kVA | 19/04/1998 |  | 1 | 195
379792142 | TNB | DISTRIBUTION | KUALA SELANGOR | Existing | BKSL/PCE/J00165/MATX1 | 300022639 | TX1-S00588 | KEE HIN NO 1 |  | 4 | RYB |  |  | 11 kV |  | 415 V |  | MTM | 750.00 kVA | 1990-10-10 |  | 1 | 8
379792238 | TNB | DISTRIBUTION | KUALA SELANGOR | Existing | BKSL/PCE/J00162/MATX1 | 300261114 | TX1-S00579 | SEKINCHAN NO 2(DEPAN BALAI POL |  | 117 | RYB |  |  | 11 kV |  | 415 V |  | EWT | 1000.00 kVA | 1990-10-10 |  | 1 | 134
379792332 | TNB | DISTRIBUTION | KUALA SELANGOR | Existing | BKSL/PCE/J00163/MATX1 | 300022628 | TX1-S00583 | BGN SEKINCHAN |  | 151 | RYB |  |  | 11 kV |  | 415 V |  | MTM | 1000.00 kVA | 18/08/1985 |  | 1 | 168
379792426 | TNB | DISTRIBUTION | KUALA SELANGOR | Existing | BKSL/PCE/J00619/MATX1 | 300319300 | TX1-S05578 | PANJI MUARA |  | 0 | RYB |  |  | 11 kV |  | 415 V |  | MTM | 1000.00 kVA | 26/06/2008 |  | 1 | 0
379792522 | TNB | DISTRIBUTION | KUALA SELANGOR | Existing | BKSL/PCE/J00166/MATX1 | 300261115 | TX1-S00592 | SITE C SEKINCHAN |  | 415 | RYB |  |  | 11 kV |  | 415 V |  | MTM | 1000.00 kVA | 27/11/1991 |  | 1 | 472
379792618 | TNB | DISTRIBUTION | KUALA SELANGOR | Existing | BKSL/PCE/J00167/MATX1 | 300261116 | TX1-S01600 | SELOKA GAGAH NO 1 |  | 47 | RYB |  |  | 11 kV |  | 415 V |  | EWT | 1000.00 kVA | 1989-10-12 |  | 1 | 132
379792714 | TNB | DISTRIBUTION | KUALA SELANGOR | Existing | BKSL/PCE/J00176/MATX1 | 300261119 | TX1-S01603 | SELOKA GAGAH NO 2 |  | 41 | RYB |  |  | 11 kV |  | 415 V |  | MTM | 1000.00 kVA | 19/04/1988 |  | 1 | 116
379792808 | TNB | DISTRIBUTION | KUALA SELANGOR | Existing | BKSL/PCE/J00589/MATX | 300319501 | TX1-S05524 | SEK KEB SRI SEKINCAN |  | 175 | RYB |  |  | 11 kV |  | 415 V |  | MTM | 1000.00 kVA | 27/11/2000 |  | 1 | 192
379792912 | TNB | DISTRIBUTION | KUALA SELANGOR | Existing | BKSL/PCE/J00535/MATX1 | 300261303 | TX1-S05291 | ASIA AQUACULTURE BGN TENGKORAK |  | 0 | RYB |  |  | 11 kV |  | 415 V |  | MTM | 750.00 kVA | 15/12/2008 |  | 1 | 0
379793109 | TNB | DISTRIBUTION | KUALA SELANGOR | Existing | BKSL/PCE/J00198/MATX1 | 300022783 | TX1-S00374 | K/UDANG BGN TENGKORAK |  | 9 | RYB |  |  | 11 kV |  | 415 V |  | MTM | 750.00 kVA | 1994-10-12 |  | 1 | 10
379793203 | TNB | DISTRIBUTION | KUALA SELANGOR | Existing | BKSL/PCE/J00149/MATX1 | 300022560 | TX1-S00543 | KEE HIN NO 2 |  | 1 | RYB |  |  | 11 kV |  | 415 V |  | MTM | 1000.00 kVA | 26/06/1997 |  | 1 | 1
379793351 | TNB | DISTRIBUTION | KUALA SELANGOR | Existing | BKSL/PCE/J00150/MATX1 | 300022565 | TX1-S00546 | GEMA JAYA |  | 242 | RYB |  |  | 11 kV |  | 415 V |  | EWT | 500.00 kVA | 17/07/1990 |  | 1 | 259
379793445 | TNB | DISTRIBUTION | KUALA SELANGOR | Existing | BKSL/PCE/J00151/MATX1 | 300022570 | TX1-S00549 | JURU JAYA |  | 285 | RYB |  |  | 11 kV |  | 415 V |  | MTM | 750.00 kVA | 18/08/1990 |  | 1 | 351
379793546 | TNB | DISTRIBUTION | KUALA SELANGOR | Existing | BKSL/PCE/J00152/MATX1 | 300022575 | TX1-S01586 | SITE B SEKINCHAN |  | 527 | RYB |  |  | 11 kV |  | 415 V |  | MTM | 1000.00 kVA | 22/09/1999 |  | 1 | 570
379793721 | TNB | DISTRIBUTION | KUALA SELANGOR | Existing | BKSL/PCE/J00348/MATX1 | 300243127 | TX1-S01589 | KLG SEMERAH PADI SITE A SEKINC |  | 4 | RYB |  |  | 11 kV |  | 415 V |  | MTM | 300.00 kVA | 17/07/1991 |  | 1 | 4
379793724 | TNB | DISTRIBUTION | KUALA SELANGOR | Existing | BKSL/PCE/J00348/MATX 2 | 300343241 | TX2-S05545 | KLG SEMERAH PADI SITE A SEKINC |  | 1 | RYB |  |  | 11 kV |  | 415 V |  | EWT | 1000.00 kVA | 2009-09-03 |  | 1 | 1
379794013 | TNB | DISTRIBUTION | KUALA SELANGOR | Existing | BKSL/PCE/J00412/MATX1 | 300503133 | TX1-S05888 | JALAN PARIT 5 SAI KIM |  | 17 | RYB |  |  | 11 kV |  | 415 V |  | MTM | 300.00 kVA | 1970-01-01 |  | 1 | 19
379794114 | TNB | DISTRIBUTION | KUALA SELANGOR | Existing | BKSL/PCE/J00555/MATX1 | 300284507 | TX1-S05428 | KLG PADI DATARAN PUSAKA |  | 1 | RYB |  |  | 11 kV |  | 415 V |  | MTM | 1000.00 kVA | 2007-10-12 |  | 1 | 1
379794117 | TNB | DISTRIBUTION | KUALA SELANGOR | Existing | BKSL/PCE/J00555/MATX2 | 300284514 | TX2-S05427 | KLG PADI DATARAN PUSAKA |  | 0 | RYB |  |  | 11 kV |  | 415 V |  | MTM | 1000.00 kVA | 26/06/2008 |  | 1 | 0
379794302 | TNB | DISTRIBUTION | KUALA SELANGOR | Existing | BKSL/PCE/J00153/MATX1 | 300022580 | TX1-S01591 | BERNAS (LPN) |  | 1 | RYB |  |  | 11 kV |  | 415 V |  | MTM | 1000.00 kVA | 1997-11-10 |  | 1 | 1
379794305 | TNB | DISTRIBUTION | KUALA SELANGOR | Existing | BKSL/PCE/J00153/MATX2 | 300261113 | TX2-S00552 | BERNAS (LPN) |  | 212 | RYB |  |  | 11 kV |  | 415 V |  | MTM | 1000.00 kVA | 20/09/1983 |  | 1 | 243
379794473 | TNB | DISTRIBUTION | KUALA SELANGOR | Existing | BKSL/PCE/J00826/MATX1 | 300443211 | TX1-S05662 | TAMAN INDAH 2 |  | 0 | RYB |  |  | 11 kV |  | 415 V |  | MTM | 1000.00 kVA | 2012-01-11 |  | 1 | 0
379794476 | TNB | DISTRIBUTION | KUALA SELANGOR | Existing | BKSL/PCE/J00826/MATX2 | 300443223 | TX2-S05663 | TAMAN INDAH 2 |  | 0 | RYB |  |  | 11 kV |  | 415 V |  | MTM | 1000.00 kVA | 2012-01-11 |  | 1 | 0
379794648 | TNB | DISTRIBUTION | KUALA SELANGOR | Existing | BKSL/PCE/J00312/MATX1 | 300261150 | TX1-S01612 | BALAI BOMBA SEKINCHAN |  | 1 | RYB |  |  | 11 kV |  | 415 V |  | EWT | 500.00 kVA | 18/08/1996 |  | 1 | 4
379794651 | TNB | DISTRIBUTION | KUALA SELANGOR | Existing | BKSL/PCE/J00312/MATX2 | 300261151 | TX2-S01613 | BALAI BOMBA SEKINCHAN |  | 437 | RYB |  |  | 11 kV |  | 415 V |  | MTM | 1000.00 kVA | 22/09/1996 |  | 1 | 508
379794819 | TNB | DISTRIBUTION | KUALA SELANGOR | Existing | BKSL/PCE/J00144/MATX1 | 300022548 | TX1-S00537 | HOTEL DELUXE |  | 0 | RYB |  |  | 11 kV |  | 415 V |  | MTM | 750.00 kVA | 20/05/1990 |  | 1 | 0
379794822 | TNB | DISTRIBUTION | KUALA SELANGOR | Existing | BKSL/PCE/J00144/MATX2 | 300274853 | TX2-S00536 | HOTEL DELUXE |  | 53 | RYB |  |  | 11 kV |  | 415 V |  | MTM | 1000.00 kVA | 2007-11-10 |  | 1 | 92
379794983 | TNB | DISTRIBUTION | KUALA SELANGOR | Existing | BKSL/PCE/J00341/MATX1 | 300241020 | TX1-S01584 | TOKONG BUDHA SEKINCHAN |  | 16 | RYB |  |  | 11 kV |  | 415 V |  | MTM | 750.00 kVA | 2004-11-10 |  | 1 | 24
379795079 | TNB | DISTRIBUTION | KUALA SELANGOR | Existing | BKSL/PCE/J00878/MATX1 | 310527931 | TX1-S05752 | L672 TOKONG CINA |  | 114 | RYB |  |  | 11 kV |  | 415 V |  | MTM | 1000.00 kVA | 24/08/1979 |  | 1 | 199
379795173 | TNB | DISTRIBUTION | KUALA SELANGOR | Existing | BKSL/PCE/J00562/MATX1 | 300287656 | TX1-S01611 | T/A 6 BAN 2 |  | 82 | RYB |  |  | 11 kV |  | 415 V |  | MTM | 100.00 kVA | 2006-11-10 |  | 1 | 101
379795267 | TNB | DISTRIBUTION | KUALA SELANGOR | Existing |  |  | TX1-S05908 | CTS COOKIES PT7 |  | 0 | RYB |  |  | 11 kV |  | 415 V |  |  | 500.00 kVA | 1970-01-01 |  | 1 | 1
379795361 | TNB | DISTRIBUTION | KUALA SELANGOR | Existing | BKSL/PCE/J00315/MATX1 | 300261153 | TX1-S00666 | PT 7 BAN 2 |  | 116 | RYB |  |  | 11 kV |  | 415 V |  | EWT | 300.00 kVA | 1994-11-10 |  | 1 | 163
379795455 | TNB | DISTRIBUTION | KUALA SELANGOR | Existing | BKSL/PCE/J00316/MATX1 | 300261154 | TX1-S00663 | PT 8 BAN 2 |  | 75 | RYB |  |  | 11 kV |  | 415 V |  | EWT | 300.00 kVA | 14/11/1989 |  | 1 | 93
379795549 | TNB | DISTRIBUTION | KUALA SELANGOR | Existing | BKSL/PCE/J00317/MATX1 | 300261155 | TX1-S01609 | T/A 8 BAN 2 |  | 87 | RYB |  |  | 11 kV |  | 415 V |  | MTM | 300.00 kVA | 15/12/2000 |  | 1 | 117
379795643 | TNB | DISTRIBUTION | KUALA SELANGOR | Existing | BKSL/PCE/J00576/MATX | 300313791 | TX1-S00660 | PT 9 BAN 2 |  | 75 | RYB |  |  | 11 kV |  | 415 V |  | MTM | 300.00 kVA | 20/09/2007 |  | 1 | 325
379795762 | TNB | DISTRIBUTION | KUALA SELANGOR | Existing | BKSL/PCE/J00781/MATX | 300319676 | TX1-R05427 | GEMHARTA |  | 0 | RYB |  |  | 11 kV |  | 415 V |  |  | 500.00 kVA | 1970-01-01 |  | 1 | 0
379795856 | TNB | DISTRIBUTION | KUALA SELANGOR | Existing | BKSL/PCE/J00780/MATX | 300319681 | TX-R05406 | VPN MARKETING (M) |  | 0 | RYB |  |  | 11 kV |  | 415 V |  | MTM | 1000.00 kVA | 14/11/2001 |  | 1 | 0
379795950 | TNB | DISTRIBUTION | KUALA SELANGOR | Existing | BKSL/PCE/J00779/MATX | 300319682 | TX-R05279 | KHUEN HING METAL SDN BHD |  | 0 | RYB |  |  | 11 kV |  | 415 V |  | EWT | 300.00 kVA | 15/12/1981 |  | 1 | 0
379796044 | TNB | DISTRIBUTION | KUALA SELANGOR | Existing | BKSL/PCE/J00778/MATX | 300319683 | TX-R05782 | HF MAROSHUMI ALAM JAYA |  | 0 | RYB |  |  | 11 kV |  | 415 V |  | MTM | 300.00 kVA | 19/02/1980 |  | 1 | 0
379796138 | TNB | DISTRIBUTION | KUALA SELANGOR | Existing | BKSL/PCE/J00777/MATX1 | 300262123 | TX-R05276 | KLG SANTEX |  | 0 | RYB |  |  | 11 kV |  | 415 V |  | MTM | 750.00 kVA | 17/07/2008 |  | 1 | 0
379796232 | TNB | DISTRIBUTION | KUALA SELANGOR | Existing | BKSL/PCE/J00776/MATX | 300319684 | TX-R05393 | MULTIGUNA NO.2 |  | 0 | RYB |  |  | 11 kV |  | 415 V |  | EWT | 500.00 kVA | 22/03/1994 |  | 1 | 0
379796326 | TNB | DISTRIBUTION | KUALA SELANGOR | Existing | BKSL/PCE/J00775/MATX | 300319685 | TX1- S05744 | ADVANCE PRELUDE |  | 0 | RYB |  |  | 11 kV |  | 415 V |  |  | 1000.00 kVA | 1970-01-01 |  | 1 | 0
379796539 | TNB | DISTRIBUTION | KUALA SELANGOR | Existing | BKSL/PCE/J00767/MATX | 300319686 | TX1-R06319 | MANETWTECH BELLE ALAM JAYA |  | 0 | RYB |  |  | 11 kV |  | 415 V |  | MTM | 750.00 kVA | 28/06/1997 |  | 1 | 0
379796542 | TNB | DISTRIBUTION | KUALA SELANGOR | Existing |  |  | TX2-R06529 | MANETWTECH BELLE ALAM JAYA |  | 0 | RYB |  |  | 11 kV |  | 415 V |  |  | 750.00 kVA | 1970-01-01 |  | 1 | 0
379796797 | TNB | DISTRIBUTION | KUALA SELANGOR | Existing | BKSL/PCE/J00835/MATX | 300451516 | TX-R06529 | TOONG HENG LONG |  | 0 | RYB |  |  | 11 kV |  | 415 V |  | EWT | 500.00 kVA | 1970-01-01 |  | 1 | 0
379796891 | TNB | DISTRIBUTION | KUALA SELANGOR | Existing | BKSL/PCE/J00759/MATX | 300319687 | TX-R04543 | OHTSUKI SEIKO |  | 0 | RYB |  |  | 11 kV |  | 415 V |  | MTM | 750.00 kVA | 1990-11-07 |  | 1 | 0
379796985 | TNB | DISTRIBUTION | KUALA SELANGOR | Existing | BKSL/PCE/J00760/MATX | 300319688 | TX-R05864 | LITEX METAL SDN BHD |  | 0 | RYB |  |  | 11 kV |  | 415 V |  | MTM | 750.00 kVA | 18/08/2002 |  | 1 | 0
379797079 | TNB | DISTRIBUTION | KUALA SELANGOR | Existing | BKSL/PCE/J00761/MATX | 300319689 | TX-R05675 | FUJI BAKERY P.ALAM |  | 0 | RYB |  |  | 11 kV |  | 415 V |  | SGB | 300.00 kVA | 20/09/1984 |  | 1 | 0
379797173 | TNB | DISTRIBUTION | KUALA SELANGOR | Existing | BKSL/PCE/J00762/MATX | 300319690 | TX-R05408 | PROGRESSIVE FOAM |  | 0 | RYB |  |  | 11 kV |  | 415 V |  | EWT | 500.00 kVA | 1997-10-10 |  | 1 | 0
379797267 | TNB | DISTRIBUTION | KUALA SELANGOR | Existing | BKSL/PCE/J00763/MATX | 300319691 | TX-R05721 | AGRO TECH ALAM JAYA |  | 0 | RYB |  |  | 11 kV |  | 415 V |  | SGB | 500.00 kVA | 27/11/2001 |  | 1 | 0
379797368 | TNB | DISTRIBUTION | KUALA SELANGOR | Existing | BKSL/PCE/J00764/MATX2 | 300344192 | TX-R05907 | INDUSTRI ALAM JAYA NO.7 |  | 0 | RYB |  |  | 11 kV |  | 415 V |  | MTM | 1000.00 kVA | 2009-09-03 |  | 1 | 0
379797371 | TNB | DISTRIBUTION | KUALA SELANGOR | Existing | BKSL/PCE/J00764/MATX | 300319692 | TX-R04737 | INDUSTRI ALAM JAYA NO.7 |  | 0 | RYB |  |  | 11 kV |  | 415 V |  | MTM | 750.00 kVA | 1981-10-12 |  | 1 | 0
379797532 | TNB | DISTRIBUTION | KUALA SELANGOR | Existing | BKSL/PCE/J00765/MATX | 300319693 | TX1-R05246 | SANON PRINTING |  | 0 | RYB |  |  | 11 kV |  | 415 V |  | EWT | 500.00 kVA | 14/02/1980 |  | 1 | 0
379797626 | TNB | DISTRIBUTION | KUALA SELANGOR | Existing | BKSL/PCE/J00766/MATX | 300319694 | TX1-R05249 | GIMATECH MALAYSIA |  | 0 | RYB |  |  | 11 kV |  | 415 V |  |  | 500.00 kVA | 18/03/1994 |  | 1 | 0
379797720 | TNB | DISTRIBUTION | KUALA SELANGOR | Existing | BKSL/PCE/J00768/MATX | 300319695 | TX1- R06326 | MULTIGUNA TIAJ 2 /9 |  | 0 | RYB |  |  | 11 kV |  | 415 V |  | MTM | 500.00 kVA | 19/04/1979 |  | 1 | 0
379798030 | TNB | DISTRIBUTION | KUALA SELANGOR | Existing | BKSL/PCE/J00807/MATX | 300319670 | TX-R06041 | PPAJ NO.2 |  | 0 | RYB |  |  | 11 kV |  | 415 V |  | EWT | 1000.00 kVA | 2003-10-12 |  | 1 | 0
379798124 | TNB | DISTRIBUTION | KUALA SELANGOR | Existing | BKSL/PCE/J00808/MATX | 300319669 | TX-R06038 | PASARAYA ECONSAVE ALAM JAYA |  | 0 | RYB |  |  | 11 kV |  | 415 V |  | EWT | 1000.00 kVA | 27/11/1980 |  | 1 | 0
379798406 | TNB | DISTRIBUTION | KUALA SELANGOR | Existing | BKSL/PCE/J00819/MATX | 300346274 | TX-S01104 | LOJI PEMBENTUNGAN (NO.2) FASA 3 |  | 0 | RYB |  |  | 11 kV |  | 415 V |  | SGB | 500.00 kVA | 2009-09-03 |  | 1 | 0
379864441 | TNB | DISTRIBUTION | KUALA SELANGOR | Existing | BKSL/PCE/J00318/MATX1 | 300261156 | TX1-S00657 | TALIAIR 9 BAN 2 |  | 0 | RYB |  |  | 11 kV |  | 415 V |  | MTM | 100.00 kVA | 19/02/2002 |  | 1 | 0
379864666 | TNB | DISTRIBUTION | KUALA SELANGOR | Existing | BKSL/PCE/J00174/MATX1 | 300022669 | TX1-S01606 | KLG PADI PT 8 |  | 0 | RYB |  |  | 11 kV |  | 415 V |  | SGB | 1000.00 kVA | 14/02/1999 |  | 1 | 1
379864760 | TNB | DISTRIBUTION | KUALA SELANGOR | Existing | BKSL/PCE/J00170/MATX1 | 300022654 | TX1-D00089 | PT 9 PASIR PANJANG |  | 44 | RYB |  |  | 11 kV |  | 415 V |  | MTM | 300.00 kVA | 1993-10-12 |  | 1 | 134
379864854 | TNB | DISTRIBUTION | KUALA SELANGOR | Existing | BKSL/PCE/J00265/MATX1 | 300343360 | TX1-S05576 | MASRI PARIT 7 SG LEMAN |  | 161 | RYB |  |  | 11 kV |  | 415 V |  | EWT | 500.00 kVA | 2009-09-03 |  | 1 | 181
379869024 | TNB | DISTRIBUTION | KUALA SELANGOR | Existing | BKSL/PCE/J00551/MATX1 | 300261088 | TX1-S05421 | GOOD NITE |  | 0 | RYB |  |  | 11 kV |  | 415 V |  | MTM | 750.00 kVA | 22/03/1990 |  | 1 | 0
379869250 | TNB | DISTRIBUTION | KUALA SELANGOR | Existing |  |  | TX1-S05895 | KOLAM UDANG SG JANGGUT |  | 0 | RYB |  |  | 11 kV |  | 415 V |  |  | 500.00 kVA | 1970-01-01 |  | 1 | 0
379869648 | TNB | DISTRIBUTION | KUALA SELANGOR | Existing | BKSL/PCE/J00689/MATX1 | 300319471 | TX1-S05571 | SONG ENGINEERING |  | 0 | RYB |  |  | 11 kV |  | 415 V |  | MTM | 500.00 kVA | 14/11/2007 |  | 1 | 0
379870528 | TNB | DISTRIBUTION | KUALA SELANGOR | Existing | BKSL/PCE/J00563/MATX1 | 300287657 | TX1-S05473 | TMN SEJAHTERA |  | 3 | RYB |  |  | 11 kV |  | 415 V |  | EWT | 300.00 kVA | 14/11/2007 |  | 1 | 43
379871119 | TNB | DISTRIBUTION | KUALA SELANGOR | Existing | BKSL/PCE/J00553/MATX1 | 300262864 | TX1-S05417 | QUARTERS LDG BUKIT CERAKAH |  | 10 | RYB |  |  | 11 kV |  | 415 V |  | SGB | 300.00 kVA | 18/08/2007 |  | 1 | 69
379871251 | TNB | DISTRIBUTION | KUALA SELANGOR | Existing | BKSL/PCE/J00588/MATX1 | 300288204 | TX1-S05487 | LAY HONG NO.6 |  | 0 | RYB |  |  | 11 kV |  | 415 V |  | SGB | 500.00 kVA | 14/11/2009 |  | 1 | 1
379873028 | TNB | DISTRIBUTION | KUALA SELANGOR | Existing | BKSL/PCE/J00090/MATX1 | 300022307 | TX1-S01446 | AIM WOOD |  | 0 | RYB |  |  | 11 kV |  | 415 V |  | MTM | 500.00 kVA | 18/03/1992 |  | 1 | 0
379873122 | TNB | DISTRIBUTION | KUALA SELANGOR | Existing | BKSL/PCE/J00089/MATX1 | 300022302 | TX1-S00250 | WORLD STAR |  | 0 | RYB |  |  | 11 kV |  | 415 V |  | SGB | 1000.00 kVA | 14/02/1998 |  | 1 | 0
379873533 | TNB | DISTRIBUTION | KUALA SELANGOR | Existing | BKSL/PCE/J00593/MATX | 300313618 | TX1-S05503 | HUP CHONG |  | 1 | RYB |  |  | 11 kV |  | 415 V |  | EWT | 1000.00 kVA | 19/02/2008 |  | 1 | 1
379873747 | TNB | DISTRIBUTION | KUALA SELANGOR | Existing | BKSL/PCE/J00081/MATX1 | 300022267 | TX1-S02236 | KLG PERABUT SG JANGGUT |  | 0 | RYB |  |  | 11 kV |  | 415 V |  | MTM | 1000.00 kVA | 28/06/1997 |  | 1 | 0
379873841 | TNB | DISTRIBUTION | KUALA SELANGOR | Existing | BKSL/PCE/J00080/MATX1 | 300022262 | TX1-S02233 | KAPAR COCONUT |  | 0 | RYB |  |  | 11 kV |  | 415 V |  | MTM | 750.00 kVA | 19/04/1992 |  | 1 | 0
379890277 | TNB | DISTRIBUTION | KUALA SELANGOR | Existing | BKSL/PCE/J00617/MATX | 300319489 | TX1-R01615 | KOLAM AIR BT ARANG |  | 0 | RYB |  |  | 11 kV |  | 415 V |  | SGB | 750.00 kVA | 19/04/2011 |  | 1 | 0
379890280 | TNB | DISTRIBUTION | KUALA SELANGOR | Existing |  |  | TX2-R01616 | KOLAM AIR BT ARANG |  | 0 | RYB |  |  | 11 kV |  | 415 V |  |  | 1000.00 kVA | 1970-01-01 |  | 1 | 0
379890448 | TNB | DISTRIBUTION | KUALA SELANGOR | Existing | BKSL/PCE/J00636/MATX1 | 300319498 | TX-R04534 | SEKSYEN 12 KOTA PUTERI BT ARANG |  | 0 | RYB |  |  | 11 kV |  | 415 V |  | EWT | 750.00 kVA | 18/08/2007 |  | 1 | 0
379890451 | TNB | DISTRIBUTION | KUALA SELANGOR | Existing |  |  | TX-R04533 | SEKSYEN 12 KOTA PUTERI BT ARANG |  | 0 | RYB |  |  | 11 kV |  | 415 V |  |  | 1000.00 kVA | 1970-01-01 |  | 1 | 0
379890612 | TNB | DISTRIBUTION | KUALA SELANGOR | Existing | BKSL/PCE/J00637/MATX1 | 300319495 | TX-R01593 | MALEX QTRS |  | 0 | RYB |  |  | 11 kV |  | 415 V |  | SGB | 500.00 kVA | 28/06/2008 |  | 1 | 0
379890715 | TNB | DISTRIBUTION | KUALA SELANGOR | Existing | BKSL/PCE/J00641/MATX1 | 300319508 | TX-R05266 | KG MELAYU A/T |  | 0 | RYB |  |  | 11 kV |  | 415 V |  | MTM | 500.00 kVA | 14/02/2011 |  | 1 | 0
379890870 | TNB | DISTRIBUTION | KUALA SELANGOR | Existing | BKSL/PCE/J00639/MATX1 | 300319510 | TX1- R04551 | AMMO DEPOT (LARGE AMUNITION) |  | 0 | RYB |  |  | 11 kV |  | 415 V |  | MTM | 300.00 kVA | 19/04/2006 |  | 1 | 0
379890971 | TNB | DISTRIBUTION | KUALA SELANGOR | Existing | BKSL/PCE/J00422/MATX1 | 300549128 | TX1-R07937 | TOWNHOUSE KP5 |  | 0 | RYB |  |  | 11 kV |  | 415 V |  | MTM | 750.00 kVA | 1970-01-01 |  | 1 | 0
379890974 | TNB | DISTRIBUTION | KUALA SELANGOR | Existing |  |  | TX2-R07938 | TOWNHOUSE KP5 |  | 0 | RYB |  |  | 11 kV |  | 415 V |  |  | 750.00 kVA | 1970-01-01 |  | 1 | 0
379891317 | TNB | DISTRIBUTION | KUALA SELANGOR | Existing | BKSL/PCE/J00622/MATX1 | 300313764 | TX-R04873 | KOTA PUTERI NO.1 |  | 0 | RYB |  |  | 11 kV |  | 415 V |  | SGB | 750.00 kVA | 2011-11-07 |  | 1 | 0
379891320 | TNB | DISTRIBUTION | KUALA SELANGOR | Existing | BKSL/PCE/J00622/MATX2 | 300313765 | TX-R05474 | KOTA PUTERI NO.1 |  | 0 | RYB |  |  | 11 kV |  | 415 V |  | MTM | 750.00 kVA | 18/08/2011 |  | 1 | 0
379891575 | TNB | DISTRIBUTION | KUALA SELANGOR | Existing | BKSL/PCE/J00623/MATX1 | 300313125 | TX-R02824 | RESCUEVERS |  | 0 | RYB |  |  | 11 kV |  | 415 V |  | MTM | 750.00 kVA | 22/03/2010 |  | 1 | 0
379891669 | TNB | DISTRIBUTION | KUALA SELANGOR | Existing | BKSL/PCE/J00624/MATX1 | 300313144 | TX-R03483 | HUP SENG SANITARY |  | 0 | RYB |  |  | 11 kV |  | 415 V |  | MTM | 1000.00 kVA | 19/04/2011 |  | 1 | 0
379891763 | TNB | DISTRIBUTION | KUALA SELANGOR | Existing | BKSL/PCE/J00607/MATX | 300313744 | TX-R04016 | KUATERS LOJI PEMBERSIHAN AIR B |  | 0 | RYB |  |  | 11 kV |  | 415 V |  | MTM | 1000.00 kVA | 15/12/2007 |  | 1 | 0
379891857 | TNB | DISTRIBUTION | KUALA SELANGOR | Existing | BKSL/PCE/J00626/MATX1 | 300313177 | TX-R04475 | ADVANCE INDUSTRIES SDN BHD |  | 0 | RYB |  |  | 11 kV |  | 415 V |  | EWT | 1000.00 kVA | 2009-11-07 |  | 1 | 0
379891951 | TNB | DISTRIBUTION | KUALA SELANGOR | Existing | BKSL/PCE/J00627/MATX1 | 300313198 | TX-R05942 | CHANG SHI MINERAL SDN BHD |  | 0 | RYB |  |  | 11 kV |  | 415 V |  | MTM | 750.00 kVA | 18/08/2009 |  | 1 | 0
379892045 | TNB | DISTRIBUTION | KUALA SELANGOR | Existing | BKSL/PCE/J00628/MATX1 | 300313204 | TX-R05042 | TAKE SIX |  | 0 | RYB |  |  | 11 kV |  | 415 V |  | MTM | 750.00 kVA | 20/09/2011 |  | 1 | 0
379892488 | TNB | DISTRIBUTION | KUALA SELANGOR | Existing |  |  | TX-R01821 | KLG PAPAN SEKINCAN |  | 0 | RYB |  |  | 11 kV |  | 415 V |  |  | 300.00 kVA | 1970-01-01 |  | 1 | 0
379892491 | TNB | DISTRIBUTION | KUALA SELANGOR | Existing | BKSL/PCE/J00630/MATX1 | 300313233 | TX-R01819 | KLG PAPAN SEKINCAN |  | 0 | RYB |  |  | 11 kV |  | 415 V |  | MTM | 750.00 kVA | 2011-10-10 |  | 1 | 0
379892652 | TNB | DISTRIBUTION | KUALA SELANGOR | Existing | BKSL/PCE/J00631/MATX1 | 300313254 | TX-R06106 | KC PILE |  | 0 | RYB |  |  | 11 kV |  | 415 V |  | MTM | 750.00 kVA | 27/11/2010 |  | 1 | 0
379892746 | TNB | DISTRIBUTION | KUALA SELANGOR | Existing | BKSL/PCE/J00815/MATX | 300346254 | TX-R06387 | NOTION VENTURE |  | 0 | RYB |  |  | 11 kV |  | 415 V |  | EWT | 1000.00 kVA | 2009-09-03 |  | 1 | 0
379892995 | TNB | DISTRIBUTION | KUALA SELANGOR | Existing | BKSL/PCE/J00667/MATX1 | 300319546 | TX-R05852 | GUARDIAN CAUCUS |  | 0 | RYB |  |  | 11 kV |  | 415 V |  | EWT | 750.00 kVA | 20/09/2010 |  | 1 | 0
379893089 | TNB | DISTRIBUTION | KUALA SELANGOR | Existing | BKSL/PCE/J00666/MATX1 | 300319545 | TX-R04948 | WORK SHOP MAMECH |  | 0 | RYB |  |  | 11 kV |  | 415 V |  | EWT | 500.00 kVA | 18/08/2011 |  | 1 | 0
379893183 | TNB | DISTRIBUTION | KUALA SELANGOR | Existing | BKSL/PCE/J00668/MATX1 | 300319547 | TX-R05915 | INTERSIT INDUSTRIES IJOK |  | 0 | RYB |  |  | 11 kV |  | 415 V |  | MTM | 1000.00 kVA | 2011-10-10 |  | 1 | 0
379893277 | TNB | DISTRIBUTION | KUALA SELANGOR | Existing | BKSL/PCE/J00669/MATX1 | 300319549 | TX-R05255 | WILLY STEEL |  | 0 | RYB |  |  | 11 kV |  | 415 V |  | MTM | 1000.00 kVA | 2007-10-12 |  | 1 | 0
379893378 | TNB | DISTRIBUTION | KUALA SELANGOR | Existing | BKSL/PCE/J00656/MATX1 | 300319594 | TX1-R04444 | PERDANA ALAM JAYA NO.3 |  | 0 | RYB |  |  | 11 kV |  | 415 V |  | SGB | 750.00 kVA | 20/09/1997 |  | 1 | 0
379893381 | TNB | DISTRIBUTION | KUALA SELANGOR | Existing | BKSL/PCE/J00656/MATX2 | 300345422 | TX2-R04445 | PERDANA ALAM JAYA NO.3 |  | 0 | RYB |  |  | 11 kV |  | 415 V |  | EWT | 500.00 kVA | 2009-09-03 |  | 1 | 0
379893549 | TNB | DISTRIBUTION | KUALA SELANGOR | Existing | BKSL/PCE/J00657/MATX2 | 300345392 | TX-R04448 | PERDANA ALAM JAYA NO.2 |  | 0 | RYB |  |  | 11 kV |  | 415 V |  | EWT | 1000.00 kVA | 2009-09-03 |  | 1 | 0
379893552 | TNB | DISTRIBUTION | KUALA SELANGOR | Existing | BKSL/PCE/J00657/MATX1 | 300319595 | TX-R04449 | PERDANA ALAM JAYA NO.2 |  | 0 | RYB |  |  | 11 kV |  | 415 V |  | EWT | 1000.00 kVA | 2001-10-10 |  | 1 | 0
379893739 | TNB | DISTRIBUTION | KUALA SELANGOR | Existing | BKSL/PCE/J00645/MATX1 | 300319560 | TX-R06526 | SOUTHPROP NO.1 |  | 0 | RYB |  |  | 11 kV |  | 415 V |  | EWT | 1000.00 kVA | 14/11/2010 |  | 1 | 0
379893833 | TNB | DISTRIBUTION | KUALA SELANGOR | Existing | BKSL/PCE/J00817/MATX | 300346270 | TX-R06578 | KILANG MING ZHANG |  | 0 | RYB |  |  | 11 kV |  | 415 V |  | MTM | 500.00 kVA | 2009-09-03 |  | 1 | 0
379893934 | TNB | DISTRIBUTION | KUALA SELANGOR | Existing | BKSL/PCE/J00635/MATX1 | 310527937 | TX1-R06795 | EVERFLOW |  | 0 | RYB |  |  | 11 kV |  | 415 V |  |  | 500.00 kVA | 1970-01-01 |  | 1 | 0
379893937 | TNB | DISTRIBUTION | KUALA SELANGOR | Existing | BKSL/PCE/J00635/MATX2 | 310527938 | TX2-R06796 | EVERFLOW |  | 0 | RYB |  |  | 11 kV |  | 415 V |  |  | 500.00 kVA | 1970-01-01 |  | 1 | 0
379894098 | TNB | DISTRIBUTION | KUALA SELANGOR | Existing | BKSL/PCE/J00834/MATX | 300443285 | TX-R06789 | RUBPLAST JLN RUKUN |  | 0 | RYB |  |  | 11 kV |  | 415 V |  | SGB | 500.00 kVA | 13/06/2013 |  | 1 | 0
379894192 | TNB | DISTRIBUTION | KUALA SELANGOR | Existing | BKSL/PCE/J00482/MATX1 | 300319552 | TX-R06520 | SOUTH PROP NO.2 |  | 0 | RYB |  |  | 11 kV |  | 415 V |  | MTM | 750.00 kVA | 18/03/2008 |  | 1 | 0
379894286 | TNB | DISTRIBUTION | KUALA SELANGOR | Existing | BKSL/PCE/J00646/MATX1 | 300319562 | TX-R05127 | LBH BROTHERS |  | 0 | RYB |  |  | 11 kV |  | 415 V |  | SGB | 1000.00 kVA | 19/02/2008 |  | 1 | 0
379894387 | TNB | DISTRIBUTION | KUALA SELANGOR | Existing | BKSL/PCE/J00647/MATX1 | 300319564 | TX-R01775 | BE PILE |  | 0 | RYB |  |  | 11 kV |  | 415 V |  | MTM | 1000.00 kVA | 19/04/2007 |  | 1 | 0
379894390 | TNB | DISTRIBUTION | KUALA SELANGOR | Existing | BKSL/PCE/J00647/MATX2 | 300345813 | TX-R01772 | BE PILE |  | 0 | RYB |  |  | 11 kV |  | 415 V |  | MTM | 1000.00 kVA | 2009-09-03 |  | 1 | 0
379894707 | TNB | DISTRIBUTION | KUALA SELANGOR | Existing | BKSL/PCE/J00600/MATX1 | 300319551 | TX1-R00593 | KG BARU IJOK |  | 0 | RYB |  |  | 11 kV |  | 415 V |  | MTM | 1000.00 kVA | 14/02/2007 |  | 1 | 0
379894881 | TNB | DISTRIBUTION | KUALA SELANGOR | Existing | BKSL/PCE/J00599/MATX | 300313638 | TX1-R01810 | RUMAH PKNS IJOK |  | 0 | RYB |  |  | 11 kV |  | 415 V |  | MTM | 1000.00 kVA | 22/03/2008 |  | 1 | 0
379894975 | TNB | DISTRIBUTION | KUALA SELANGOR | Existing | BKSL/PCE/J00674/MATX | 300313641 | TX1-R05727 | DURAFILL |  | 0 | RYB |  |  | 11 kV |  | 415 V |  | EWT | 750.00 kVA | 19/04/2010 |  | 1 | 0
379895069 | TNB | DISTRIBUTION | KUALA SELANGOR | Existing | BKSL/PCE/J00672/MATX | 300313656 | TX1-R01828 | SOUTHERN FURNITURE |  | 0 | RYB |  |  | 11 kV |  | 415 V |  | SGB | 1000.00 kVA | 28/06/2010 |  | 1 | 0
379895266 | TNB | DISTRIBUTION | KUALA SELANGOR | Existing | BKSL/PCE/J00625/MATX1 | 300313159 | TX1-R01791 | LOJI AIR BKT BDG |  | 0 | RYB |  |  | 11 kV |  | 415 V |  | SGB | 300.00 kVA | 28/06/2010 |  | 1 | 0
379895807 | TNB | DISTRIBUTION | KUALA SELANGOR | Existing | BKSL/PCE/J00602/MATX | 300313678 | TX1-R03621 | PADAT BT. 7 IJOK |  | 3 | RYB |  |  | 11 kV |  | 415 V |  | MTM | 500.00 kVA | 20/09/2009 |  | 1 | 181
379895903 | TNB | DISTRIBUTION | KUALA SELANGOR | Existing | BKSL/PCE/J00604/MATX | 300313681 | TX1-R01803 | TERNAKAN AYAM HING HONG |  | 0 | RYB |  |  | 11 kV |  | 415 V |  | MTM | 1000.00 kVA | 2008-10-10 |  | 1 | 36
379895997 | TNB | DISTRIBUTION | KUALA SELANGOR | Existing | BKSL/PCE/J00608/MATX | 300313747 | TX1-R01799 | RUMAH PKNS BKT BADONG |  | 0 | RYB |  |  | 11 kV |  | 415 V |  | EWT | 500.00 kVA | 19/02/2007 |  | 1 | 0
379896091 | TNB | DISTRIBUTION | KUALA SELANGOR | Existing |  |  | TX1-R07565 | PST NIAGA NO 2 IJOK |  | 0 | RYB |  |  | 11 kV |  | 415 V |  |  | 500.00 kVA | 1970-01-01 |  | 1 | 0
379896185 | TNB | DISTRIBUTION | KUALA SELANGOR | Existing | BKSL/PCE/J00832/MATX1 | 300443413 | TX1-R06835 | MASJID IJOK |  | 0 | RYB |  |  | 11 kV |  | 415 V |  | EWT | 500.00 kVA | 1990-01-01 |  | 1 | 0
379896286 | TNB | DISTRIBUTION | KUALA SELANGOR | Existing | BKSL/PCE/J00394/MATX1 | 300492344 | TX1-R07562 | JLN MAKMUR BT 28 IJOK |  | 0 | RYB |  |  | 11 kV |  | 415 V |  | EWT | 500.00 kVA | 1970-01-01 |  | 1 | 0
379896289 | TNB | DISTRIBUTION | KUALA SELANGOR | Existing |  |  | TX2-R07561 | JLN MAKMUR BT 28 IJOK |  | 0 | RYB |  |  | 11 kV |  | 415 V |  |  | 500.00 kVA | 1970-01-01 |  | 1 | 0
379896450 | TNB | DISTRIBUTION | KUALA SELANGOR | Existing | BKSL/PCE/J00833/MATX1 | 300443332 | TX1-R06799 | ASSOSIATED MANUFACTURE TRADER |  | 0 | RYB |  |  | 11 kV |  | 415 V |  | SGB | 300.00 kVA | 2009-09-03 |  | 1 | 0
379896568 | TNB | DISTRIBUTION | KUALA SELANGOR | Existing |  |  | TX1-R01833 | TERNAK LEMBU IJOK |  | 0 | RYB |  |  | 11 kV |  | 415 V |  |  | 300.00 kVA | 1970-01-01 |  | 1 | 0
379896859 | TNB | DISTRIBUTION | KUALA SELANGOR | Existing | BKSL/PCE/J00610/MATX | 300313756 | TX1-R01837 | LOJI AIR BKT MAYUNG |  | 0 | RYB |  |  | 11 kV |  | 415 V |  | EWT | 300.00 kVA | 19/04/2007 |  | 1 | 0
379896953 | TNB | DISTRIBUTION | KUALA SELANGOR | Existing | BKSL/PCE/J00425/MATX1 | 300548849 | TX1-R06869 | KOTA PUTERI 6(2) JALAN KP 2/2 |  | 0 | RYB |  |  | 11 kV |  | 415 V |  | MTM | 750.00 kVA | 1970-01-01 |  | 1 | 0
379897121 | TNB | DISTRIBUTION | KUALA SELANGOR | Existing | BKSL/PCE/J00480/MATX1 | 300261176 | TX1-R03226 | VASATECH |  | 0 | RYB |  |  | 11 kV |  | 415 V |  | EWT | 1000.00 kVA | 15/12/2006 |  | 1 | 0
379897124 | TNB | DISTRIBUTION | KUALA SELANGOR | Existing | BKSL/PCE/J00480/MATX2 | 300313318 | TX2-R03227 | VASATECH |  | 0 | RYB |  |  | 11 kV |  | 415 V |  | EWT | 1000.00 kVA | 19/04/2009 |  | 1 | 0
379897563 | TNB | DISTRIBUTION | KUALA SELANGOR | Existing | BKSL/PCE/J00478/MATX1 | 300261174 | TX1-R01845 | TMN SURIA |  | 213 | RYB |  |  | 11 kV |  | 415 V |  | MTM | 750.00 kVA | 2008-11-10 |  | 1 | 232
379897666 | TNB | DISTRIBUTION | KUALA SELANGOR | Existing | BKSL/PCE/J00483/MATX | 300319553 | TX1-R06363 | STALHAEM NO.2 |  | 0 | RYB |  |  | 11 kV |  | 415 V |  | SGB | 750.00 kVA | 19/04/2007 |  | 1 | 0
379897796 | TNB | DISTRIBUTION | KUALA SELANGOR | Existing | BKSL/PCE/J00500/MATX1 | 300261195 | TX1-R01875 | KG SG RAMBAI |  | 0 | RYB |  |  | 11 kV |  | 415 V |  | MTM | 500.00 kVA | 22/09/2009 |  | 1 | 190
379897890 | TNB | DISTRIBUTION | KUALA SELANGOR | Existing | BKSL/PCE/J00493/MATX1 | 300261188 | TX1-R03149 | KG JAWA |  | 0 | RYB |  |  | 11 kV |  | 415 V |  | MTM | 1000.00 kVA | 14/02/2005 |  | 1 | 126
379897984 | TNB | DISTRIBUTION | KUALA SELANGOR | Existing | BKSL/PCE/J00501/MATX1 | 300261196 | TX1-R05412 | RESTORAN YU HEE SWALLOW |  | 3 | RYB |  |  | 11 kV |  | 415 V |  | EWT | 500.00 kVA | 2009-11-10 |  | 1 | 6
379898078 | TNB | DISTRIBUTION | KUALA SELANGOR | Existing | BKSL/PCE/J00499/MATX1 | 300261194 | TX1-R03917 | TMN KILAUAN |  | 0 | RYB |  |  | 11 kV |  | 415 V |  | MTM | 1000.00 kVA | 18/08/2009 |  | 1 | 184
379898199 | TNB | DISTRIBUTION | KUALA SELANGOR | Existing | BKSL/PCE/J00814/MATX | 300344394 | TX1-R07390 | TAMAN RUI DEV |  | 0 | RYB |  |  | 11 kV |  | 415 V |  | MTM | 300.00 kVA | 2009-09-03 |  | 1 | 0
379898293 | TNB | DISTRIBUTION | KUALA SELANGOR | Existing | BKSL/PCE/J00498/MATX1 | 300261193 | TX1-R00476 | WATASEKO |  | 0 | RYB |  |  | 11 kV |  | 415 V |  | SGB | 750.00 kVA | 17/07/2009 |  | 1 | 172
379898389 | TNB | DISTRIBUTION | KUALA SELANGOR | Existing | BKSL/PCE/J00497/MATX1 | 300261192 | TX1-R04163 | TMN SRI CAHAYA(C/S) |  | 0 | RYB |  |  | 11 kV |  | 415 V |  | EWT | 1000.00 kVA | 26/06/2008 |  | 1 | 207
379898485 | TNB | DISTRIBUTION | KUALA SELANGOR | Existing | BKSL/PCE/J00495/MATX1 | 300261190 | TX1-R00479 | SM TEKNIK BATANG BERJUNTAI |  | 0 | RYB |  |  | 11 kV |  | 415 V |  | SGB | 1000.00 kVA | 19/04/2007 |  | 1 | 0
379898581 | TNB | DISTRIBUTION | KUALA SELANGOR | Existing | BKSL/PCE/J00494/MATX1 | 300261189 | TX1-R03821 | SK BATANG BERJUNTAI |  | 0 | RYB |  |  | 11 kV |  | 415 V |  | MTM | 1000.00 kVA | 18/03/2005 |  | 1 | 415
379898675 | TNB | DISTRIBUTION | KUALA SELANGOR | Existing | BKSL/PCE/J00568/MATX1 | 300287662 | TX1-R05514 | TMN PELANGI |  | 0 | RYB |  |  | 11 kV |  | 415 V |  | SGB | 500.00 kVA | 28/06/2008 |  | 1 | 31
379916027 | TNB | DISTRIBUTION | KUALA SELANGOR | Existing | BKSL/PCE/J00586/MATX1 | 300288202 | TX1-R06200 | KLINIK KESIHATAN B/BERJUNTAI |  | 0 | RYB |  |  | 11 kV |  | 415 V |  | EWT | 750.00 kVA | 22/09/2007 |  | 1 | 0
379916030 | TNB | DISTRIBUTION | KUALA SELANGOR | Existing | BKSL/PCE/J00586/MATX2 | 300288203 | TX2-R06199 | KLINIK KESIHATAN B/BERJUNTAI |  | 0 | RYB |  |  | 11 kV |  | 415 V |  | MTM | 500.00 kVA | 2007-11-10 |  | 1 | 0
379916417 | TNB | DISTRIBUTION | KUALA SELANGOR | Existing | BKSL/PCE/J00557/MATX1 | 300284509 | TX-R05957 | LOJI AIR RANTAU PANJANG |  | 0 | RYB |  |  | 11 kV |  | 415 V |  | MTM | 500.00 kVA | 18/03/2009 |  | 1 | 0
379916605 | TNB | DISTRIBUTION | KUALA SELANGOR | Existing | BKSL/PCE/J00612/MATX1 | 300319301 | TX-S05559 | TANAMARAN NO.1 |  | 0 | RYB |  |  | 11 kV |  | 415 V |  | MTM | 500.00 kVA | 17/07/2007 |  | 1 | 0
379916715 | TNB | DISTRIBUTION | KUALA SELANGOR | Existing |  |  | TX1-S00514 | SW/STN BKT TALANG |  | 0 | RYB |  |  | 11 kV |  | 415 V |  |  | 1000.00 kVA | 1970-01-01 |  | 1 | 0
379916718 | TNB | DISTRIBUTION | KUALA SELANGOR | Existing |  |  | TX2-S0170 | SW/STN BKT TALANG |  | 0 | RYB |  |  | 11 kV |  | 415 V |  |  | 1000.00 kVA | 1970-01-01 |  | 1 | 0
379916881 | TNB | DISTRIBUTION | KUALA SELANGOR | Existing | BKSL/PCE/J00477/MATX1 | 300261173 | TX-R01896 | HANG TUAH |  | 0 | RYB |  |  | 11 kV |  | 415 V |  | EWT | 100.00 kVA | 22/09/2008 |  | 1 | 46
379917271 | TNB | DISTRIBUTION | KUALA SELANGOR | Existing | BKSL/PCE/J00479/MATX1 | 300261175 | TX-R01860 | BALAI POLIS BATANG BEJUNTAI |  | 0 | RYB |  |  | 11 kV |  | 415 V |  | LKH | 500.00 kVA | 14/11/2006 |  | 1 | 54
379917367 | TNB | DISTRIBUTION | KUALA SELANGOR | Existing | BKSL/PCE/J00570/MATX1 | 300287665 | TX-R05365 | TMN SRI BISTARI |  | 0 | RYB |  |  | 11 kV |  | 415 V |  | EWT | 300.00 kVA | 18/08/2009 |  | 1 | 111
379917469 | TNB | DISTRIBUTION | KUALA SELANGOR | Existing | BKSL/PCE/J00471/MATX1 | 300261169 | TX-R01867 | HWA TEH |  | 0 | RYB |  |  | 11 kV |  | 415 V |  | EWT | 750.00 kVA | 20/05/2006 |  | 1 | 0
379917563 | TNB | DISTRIBUTION | KUALA SELANGOR | Existing | BKSL/PCE/J00469/MATX1 | 300261167 | TX-R05048 | TMN SULUH BESTARI |  | 0 | RYB |  |  | 11 kV |  | 415 V |  | EWT | 500.00 kVA | 18/03/2005 |  | 1 | 138
379917762 | TNB | DISTRIBUTION | KUALA SELANGOR | Existing | BKSL/PCE/J00470/MATX1 | 300261168 | TX1-R05051 | FRUIT VALLEY |  | 0 | RYB |  |  | 11 kV |  | 415 V |  | MTM | 500.00 kVA | 19/04/2004 |  | 1 | 1
379917926 | TNB | DISTRIBUTION | KUALA SELANGOR | Existing | BKSL/PCE/J00474/MATX1 | 300261171 | TX-R03846 | FISH POND NO 2 |  | 0 | RYB |  |  | 11 kV |  | 415 V |  | MTM | 1000.00 kVA | 17/07/2006 |  | 1 | 0
379918020 | TNB | DISTRIBUTION | KUALA SELANGOR | Existing | BKSL/PCE/J00227/MATX1 | 300261139 | TX-S01545 | LDG TERNAK AYAM JLN RAJA MUSA |  | 1 | RYB |  |  | 11 kV |  | 415 V |  | EWT | 500.00 kVA | 20/09/1992 |  | 1 | 1
379918114 | TNB | DISTRIBUTION | KUALA SELANGOR | Existing | BKSL/PCE/J00226/MATX1 | 300022855 | TX-S01543 | PERMATA CITRA |  | 58 | RYB |  |  | 11 kV |  | 415 V |  |  | 500.00 kVA | 19/02/1976 |  | 1 | 64
379918208 | TNB | DISTRIBUTION | KUALA SELANGOR | Existing | BKSL/PCE/J00281/MATX1 | 300261146 | TX-S01540 | TMN AGROTEKNOLOGI |  | 0 | RYB |  |  | 11 kV |  | 415 V |  | MTM | 500.00 kVA | 19/04/2001 |  | 1 | 0
379918302 | TNB | DISTRIBUTION | KUALA SELANGOR | Existing | BKSL/PCE/J00225/MATX1 | 300261138 | TX-S00517 | LDG BKT TALANG |  | 0 | RYB |  |  | 11 kV |  | 415 V |  | MTM | 300.00 kVA | 18/08/1990 |  | 1 | 0
379918503 | TNB | DISTRIBUTION | KUALA SELANGOR | Existing | BKSL/PCE/J00224/MATX1 | 300022849 | TX-S01537 | PKNS RAJA MUSA (TMN RAJA MUSA) |  | 236 | RYB |  |  | 11 kV |  | 415 V |  | EWT | 500.00 kVA | 15/12/1996 |  | 1 | 268
379918597 | TNB | DISTRIBUTION | KUALA SELANGOR | Existing | BKSL/PCE/J00541/MATX1 | 300261316 | TX-S05403 | LDG GUTHREY BKT TALANG |  | 1 | RYB |  |  | 11 kV |  | 415 V |  | MTM | 500.00 kVA | 2008-11-07 |  | 1 | 1
379918691 | TNB | DISTRIBUTION | KUALA SELANGOR | Existing | BKSL/PCE/J00223/MATX1 | 300022843 | TX-S00510 | RJ MUSA NO 2(ESTATE) |  | 13 | RYB |  |  | 11 kV |  | 415 V |  | MTM | 300.00 kVA | 14/11/1997 |  | 1 | 30
379918808 | TNB | DISTRIBUTION | KUALA SELANGOR | Existing | BKSL/PCE/J00222/MATX1 | 300022837 | TX1-S00507 | RJ MUSA NO 1 (TMN MANICKAVASAG |  | 88 | RYB |  |  | 11 kV |  | 415 V |  | LKH | 300.00 kVA | 1996-11-10 |  | 1 | 108
379918978 | TNB | DISTRIBUTION | KUALA SELANGOR | Existing |  |  | TX1-S0167 | SW/STN RJ MUSA |  | 0 | RYB |  |  | 11 kV |  | 415 V |  |  | 1000.00 kVA | 1970-01-01 |  | 1 | 0
379919210 | TNB | DISTRIBUTION | KUALA SELANGOR | Existing | BKSL/PCE/J00243/MATX1 | 300022920 | TX-S00496 | PKNS BKT BELIMBING (R/MURAH) |  | 108 | RYB |  |  | 11 kV |  | 415 V |  | MTM | 300.00 kVA | 19/04/1983 |  | 1 | 118
379919304 | TNB | DISTRIBUTION | KUALA SELANGOR | Existing | BKSL/PCE/J00242/MATX1 | 300022916 | TX-S00492 | TOK 4 MAJID |  | 0 | RYB |  |  | 11 kV |  | 415 V |  | MTM | 300.00 kVA | 18/03/1991 |  | 1 | 0
379919398 | TNB | DISTRIBUTION | KUALA SELANGOR | Existing | BKSL/PCE/J00240/MATX1 | 300022906 | TX-S00489 | GOODWILL COCONUT |  | 0 | RYB |  |  | 11 kV |  | 415 V |  | MTM | 750.00 kVA | 14/02/1994 |  | 1 | 0
379919492 | TNB | DISTRIBUTION | KUALA SELANGOR | Existing | BKSL/PCE/J00554/MATX1 | 300283915 | TX-S05690 | FA HERB |  | 262 | RYB |  |  | 11 kV |  | 415 V |  | EWT | 500.00 kVA | 27/11/2007 |  | 1 | 319
379919588 | TNB | DISTRIBUTION | KUALA SELANGOR | Existing | BKSL/PCE/J00339/MATX1 | 300241017 | TX-S01557 | TMN MENGKUANG |  | 21 | RYB |  |  | 11 kV |  | 415 V |  | MTM | 300.00 kVA | 22/09/1987 |  | 1 | 22
379919693 | TNB | DISTRIBUTION | KUALA SELANGOR | Existing | BKSL/PCE/J00255/MATX1 | 300261143 | TX1-S00484 | SW/STN BKT BELIMBING |  | 85 | RYB |  |  | 11 kV |  | 415 V |  |  | 300.00 kVA | 1992-10-12 |  | 1 | 97
379919881 | TNB | DISTRIBUTION | KUALA SELANGOR | Existing | BKSL/PCE/J00245/MATX1 | 300022932 | TX-S01567 | KELIP-KELIP BKT BELIMBING |  | 1 | RYB |  |  | 11 kV |  | 415 V |  | SGB | 300.00 kVA | 26/06/1984 |  | 1 | 1
379919975 | TNB | DISTRIBUTION | KUALA SELANGOR | Existing | BKSL/PCE/J00246/MATX1 | 300261141 | TX-S00499 | INNOBRIDE NO 6 |  | 0 | RYB |  |  | 11 kV |  | 415 V |  | MTM | 1000.00 kVA | 1992-10-10 |  | 1 | 1
379920069 | TNB | DISTRIBUTION | KUALA SELANGOR | Existing | BKSL/PCE/J00247/MATX1 | 300242572 | TX1-S00502 | LUBOK PASANGAN |  | 27 | RYB |  |  | 11 kV |  | 415 V |  | MTM | 100.00 kVA | 1990-10-12 |  | 1 | 37
379920163 | TNB | DISTRIBUTION | KUALA SELANGOR | Existing | BKSL/PCE/J00476/MATX1 | 300261172 | TX-R05332 | QUARTERS TENNAMARAN |  | 0 | RYB |  |  | 11 kV |  | 415 V |  | LKH | 300.00 kVA | 18/08/2007 |  | 1 | 37
379993260 | TNB | DISTRIBUTION | KUALA SELANGOR | Existing | BKSL/PCE/J00702/MATX1 | 300319572 | TX1-S01016 | PADAT RUMAH PAM JBA PUNCAK ALAM |  | 0 | RYB |  |  | 11 kV |  | 415 V |  | MTM | 750.00 kVA | 2011-10-10 |  | 1 | 0
379993364 | TNB | DISTRIBUTION | KUALA SELANGOR | Existing | BKSL/PCE/J00703/MATX1 | 300319573 | TX1-S01029 | SEK REN KEB PUNCAK ALAM |  | 0 | RYB |  |  | 11 kV |  | 415 V |  | MTM | 750.00 kVA | 27/11/2007 |  | 1 | 0
379993458 | TNB | DISTRIBUTION | KUALA SELANGOR | Existing | BKSL/PCE/J00704/MATX1 | 300319576 | TX1-S01029 | SEK MEN KEB PUNCAK ALAM |  | 0 | RYB |  |  | 11 kV |  | 415 V |  | MTM | 500.00 kVA | 18/03/1992 |  | 1 | 0
379993653 | TNB | DISTRIBUTION | KUALA SELANGOR | Existing | BKSL/PCE/J00706/MATX1 | 300319578 | TX1-S01038 | ZON A2 FASA 2A PUNCAK ALAM |  | 0 | RYB |  |  | 11 kV |  | 415 V |  | MTM | 1000.00 kVA | 20/05/1985 |  | 1 | 0
379993656 | TNB | DISTRIBUTION | KUALA SELANGOR | Existing |  |  | TX2-S01039 | ZON A2 FASA 2A PUNCAK ALAM |  | 0 | RYB |  |  | 11 kV |  | 415 V |  |  | 1000.00 kVA | 1970-01-01 |  | 1 | 0
379993824 | TNB | DISTRIBUTION | KUALA SELANGOR | Existing | BKSL/PCE/J00707/MATX1 | 300319579 | TX1-S01042 | ZON B FASA 2A PUNCAK ALAM |  | 0 | RYB |  |  | 11 kV |  | 415 V |  | MTM | 1000.00 kVA | 26/06/1992 |  | 1 | 0
379993827 | TNB | DISTRIBUTION | KUALA SELANGOR | Existing | BKSL/PCE/J00707/MATX2 | 300344576 | TX2-S01043 | ZON B FASA 2A PUNCAK ALAM |  | 0 | RYB |  |  | 11 kV |  | 415 V |  | MTM | 1000.00 kVA | 2009-09-03 |  | 1 | 0
379993988 | TNB | DISTRIBUTION | KUALA SELANGOR | Existing | BKSL/PCE/J00708/MATX1 | 300319580 | TX1-S01046 | SEK REN KEB PUNCAK ALAM FASA 2 |  | 0 | RYB |  |  | 11 kV |  | 415 V |  | MTM | 500.00 kVA | 17/07/1995 |  | 1 | 0
379994089 | TNB | DISTRIBUTION | KUALA SELANGOR | Existing | BKSL/PCE/J00710/MATX1 | 300319583 | TX1-S01049 | ZON E FASA 2A PUNCAK ALAM |  | 0 | RYB |  |  | 11 kV |  | 415 V |  | MTM | 1000.00 kVA | 2003-11-10 |  | 1 | 0
379994092 | TNB | DISTRIBUTION | KUALA SELANGOR | Existing |  |  | TX2-S01050 | ZON E FASA 2A PUNCAK ALAM |  | 0 | RYB |  |  | 11 kV |  | 415 V |  |  | 1000.00 kVA | 1970-01-01 |  | 1 | 0
379994260 | TNB | DISTRIBUTION | KUALA SELANGOR | Existing | BKSL/PCE/J00709/MATX1 | 300319582 | TX1-S01053 | ZON C FASA 2A PUNCAK ALAM |  | 0 | RYB |  |  | 11 kV |  | 415 V |  | MTM | 1000.00 kVA | 22/09/1980 |  | 1 | 0
379994263 | TNB | DISTRIBUTION | KUALA SELANGOR | Existing |  |  | TX2-S01054 | ZON C FASA 2A PUNCAK ALAM |  | 0 | RYB |  |  | 11 kV |  | 415 V |  |  | 1000.00 kVA | 1970-01-01 |  | 1 | 0
379994431 | TNB | DISTRIBUTION | KUALA SELANGOR | Existing | BKSL/PCE/J00711/MATX1 | 300319585 | TX1-S01085 | SHAH ALAM 2 NO.4 PUNCAK ALAM |  | 0 | RYB |  |  | 11 kV |  | 415 V |  | EWT | 1000.00 kVA | 14/11/1992 |  | 1 | 0
379994434 | TNB | DISTRIBUTION | KUALA SELANGOR | Existing |  |  | TX2-S01086 | SHAH ALAM 2 NO.4 PUNCAK ALAM |  | 0 | RYB |  |  | 11 kV |  | 415 V |  |  | 1000.00 kVA | 1970-01-01 |  | 1 | 0
379994602 | TNB | DISTRIBUTION | KUALA SELANGOR | Existing |  |  | TX2-S501681 | SHAH ALAM 2 NO.6 PUNCAK ALAM |  | 0 | RYB |  |  | 11 kV |  | 415 V |  |  | 1000.00 kVA | 1970-01-01 |  | 1 | 0
379994605 | TNB | DISTRIBUTION | KUALA SELANGOR | Existing | BKSL/PCE/J00713/MATX1 | 300319588 | TX1-S01079 | SHAH ALAM 2 NO.6 PUNCAK ALAM |  | 0 | RYB |  |  | 11 kV |  | 415 V |  | SGB | 500.00 kVA | 22/03/1998 |  | 1 | 0
379994766 | TNB | DISTRIBUTION | KUALA SELANGOR | Existing | BKSL/PCE/J00712/MATX1 | 300319586 | TX1-S01082 | SHAH ALAM 2 NO.5 PUNCAK ALAM |  | 0 | RYB |  |  | 11 kV |  | 415 V |  | SGB | 500.00 kVA | 15/12/1996 |  | 1 | 0
379994860 | TNB | DISTRIBUTION | KUALA SELANGOR | Existing | BKSL/PCE/J00714/MATX1 | 300319591 | TX1-S01679 | SHAH ALAM 2 NO.7 PUNCAK ALAM |  | 0 | RYB |  |  | 11 kV |  | 415 V |  | MTM | 1000.00 kVA | 28/06/1994 |  | 1 | 0
379994954 | TNB | DISTRIBUTION | KUALA SELANGOR | Existing | BKSL/PCE/J00715/MATX1 | 300319593 | TX1-S01075 | SHAH ALAM 2 NO.3 PUNCAK ALAM |  | 0 | RYB |  |  | 11 kV |  | 415 V |  | MTM | 1000.00 kVA | 18/08/1980 |  | 1 | 0
379995055 | TNB | DISTRIBUTION | KUALA SELANGOR | Existing |  |  | TX2-S01058 | ZON D FASA 2A PUNCAK ALAM |  | 0 | RYB |  |  | 11 kV |  | 415 V |  |  | 1000.00 kVA | 1970-01-01 |  | 1 | 0
379995058 | TNB | DISTRIBUTION | KUALA SELANGOR | Existing | BKSL/PCE/J00730/MATX1 | 300319629 | TX1-S01057 | ZON D FASA 2A PUNCAK ALAM |  | 0 | RYB |  |  | 11 kV |  | 415 V |  | MTM | 1000.00 kVA | 1997-11-10 |  | 1 | 0
379995228 | TNB | DISTRIBUTION | KUALA SELANGOR | Existing | BKSL/PCE/J00731/MATX1 | 300319628 | TX1-S01061 | LAVENDER VILLA |  | 0 | RYB |  |  | 11 kV |  | 415 V |  | MTM | 750.00 kVA | 22/09/1979 |  | 1 | 0
379995322 | TNB | DISTRIBUTION | KUALA SELANGOR | Existing | BKSL/PCE/J00732/MATX1 | 300319627 | TX1-S01065 | ZON A3 FASA 2A PUNCAK ALAM |  | 0 | RYB |  |  | 11 kV |  | 415 V |  | MTM | 1000.00 kVA | 18/08/1994 |  | 1 | 0
379995423 | TNB | DISTRIBUTION | KUALA SELANGOR | Existing | BKSL/PCE/J00733/MATX2 | 300345980 | TX2-S01067 | SHAH ALAM 2 NO.1 |  | 0 | RYB |  |  | 11 kV |  | 415 V |  | EWT | 1000.00 kVA | 2009-09-03 |  | 1 | 0
379995426 | TNB | DISTRIBUTION | KUALA SELANGOR | Existing | BKSL/PCE/J00733/MATX1 | 300319626 | TX1-S01067 | SHAH ALAM 2 NO.1 |  | 0 | RYB |  |  | 11 kV |  | 415 V |  | EWT | 1000.00 kVA | 17/07/1980 |  | 1 | 0
379995594 | TNB | DISTRIBUTION | KUALA SELANGOR | Existing | BKSL/PCE/J00734/MATX2 | 300345984 | TX2-S01072 | SHAH ALAM 2 NO.2 |  | 0 | RYB |  |  | 11 kV |  | 415 V |  | EWT | 1000.00 kVA | 2009-09-03 |  | 1 | 0
379995597 | TNB | DISTRIBUTION | KUALA SELANGOR | Existing | BKSL/PCE/J00734/MATX1 | 300319630 | TX1-S01071 | SHAH ALAM 2 NO.2 |  | 0 | RYB |  |  | 11 kV |  | 415 V |  | EWT | 1000.00 kVA | 14/11/1990 |  | 1 | 0
379995765 | TNB | DISTRIBUTION | KUALA SELANGOR | Existing | BKSL/PCE/J00039/MATX2 | 300346283 | TX2-S05573 | BANDAR PUNCAK ALAM JAS |  | 0 | RYB |  |  | 11 kV |  | 415 V |  | MTM | 1000.00 kVA | 2009-09-03 |  | 1 | 0
379995768 | TNB | DISTRIBUTION | KUALA SELANGOR | Existing | BKSL/PCE/J00039/MATX | 300346282 | TX1-S05515 | BANDAR PUNCAK ALAM JAS |  | 0 | RYB |  |  | 11 kV |  | 415 V |  | MTM | 1000.00 kVA | 2009-09-03 |  | 1 | 0
379995936 | TNB | DISTRIBUTION | KUALA SELANGOR | Existing | BKSL/PCE/J00736/MATX2 | 300345988 | TX2-S05435 | SHAH ALAM 2 NO.8 |  | 0 | RYB |  |  | 11 kV |  | 415 V |  | SGB | 750.00 kVA | 2009-09-03 |  | 1 | 0
379995939 | TNB | DISTRIBUTION | KUALA SELANGOR | Existing | BKSL/PCE/J00736/MATX1 | 300319631 | TX1-S05407 | SHAH ALAM 2 NO.8 |  | 0 | RYB |  |  | 11 kV |  | 415 V |  | MTM | 750.00 kVA | 15/12/2002 |  | 1 | 0
379996100 | TNB | DISTRIBUTION | KUALA SELANGOR | Existing |  |  | TX1-S05707 | SHAH ALAM 2 FASA 5A4 NO.1 |  | 0 | RYB |  |  | 11 kV |  | 415 V |  | MTM | 500.00 kVA | 18/09/2013 |  | 1 | 0
379996201 | TNB | DISTRIBUTION | KUALA SELANGOR | Existing | BKSL/PCE/J00737/MATX2 | 300345992 | TX2-S05444 | BANDAR PUNCAK ALAM JLN ALAM SU |  | 0 | RYB |  |  | 11 kV |  | 415 V |  | SGB | 750.00 kVA | 2009-09-03 |  | 1 | 0
379996204 | TNB | DISTRIBUTION | KUALA SELANGOR | Existing | BKSL/PCE/J00737/MATX1 | 300319632 | TX1-S05443 | BANDAR PUNCAK ALAM JLN ALAM SU |  | 0 | RYB |  |  | 11 kV |  | 415 V |  | SGB | 750.00 kVA | 19/02/1984 |  | 1 | 0
379996365 | TNB | DISTRIBUTION | KUALA SELANGOR | Existing | BKSL/PCE/J00738/MATX1 | 300319633 | TX1-S01686 | SHAH ALAM 2 FASA 5B 3 |  | 0 | RYB |  |  | 11 kV |  | 415 V |  | MTM | 1000.00 kVA | 22/03/1998 |  | 1 | 0
379996466 | TNB | DISTRIBUTION | KUALA SELANGOR | Existing |  |  | TX2-S05679 | PERUMAHAN FASA 1 PUNCAK BISTARI |  | 0 | RYB |  |  | 11 kV |  | 415 V |  |  | 1000.00 kVA | 1970-01-01 |  | 1 | 0
379996469 | TNB | DISTRIBUTION | KUALA SELANGOR | Existing |  |  | TX1-S05678 | PERUMAHAN FASA 1 PUNCAK BISTARI |  | 0 | RYB |  |  | 11 kV |  | 415 V |  |  | 1000.00 kVA | 1970-01-01 |  | 1 | 0
379996646 | TNB | DISTRIBUTION | KUALA SELANGOR | Existing |  |  | TX2-S01108 | FASA 3A6 PUNCAK ALAM |  | 0 | RYB |  |  | 11 kV |  | 415 V |  |  | 1000.00 kVA | 1970-01-01 |  | 1 | 0
379996649 | TNB | DISTRIBUTION | KUALA SELANGOR | Existing | BKSL/PCE/J00742/MATX1 | 300319636 | TX1-S01107 | FASA 3A6 PUNCAK ALAM |  | 0 | RYB |  |  | 11 kV |  | 415 V |  | MTM | 1000.00 kVA | 1985-11-07 |  | 1 | 0
379996817 | TNB | DISTRIBUTION | KUALA SELANGOR | Existing | BKSL/PCE/J00744/MATX1 | 300319637 | TX1-S01648 | APRTMENT MELATI NO.2 PUNCAK AL |  | 0 | RYB |  |  | 11 kV |  | 415 V |  | MTM | 1000.00 kVA | 18/08/1992 |  | 1 | 0
379996820 | TNB | DISTRIBUTION | KUALA SELANGOR | Existing |  |  | TX2-S01649 | APRTMENT MELATI NO.2 PUNCAK AL |  | 0 | RYB |  |  | 11 kV |  | 415 V |  |  | 1000.00 kVA | 1970-01-01 |  | 1 | 0
379996988 | TNB | DISTRIBUTION | KUALA SELANGOR | Existing | BKSL/PCE/J00743/MATX1 | 300319638 | TX1-S01147 | APRTMENT MELATI NO.1 PUNCAK AL |  | 0 | RYB |  |  | 11 kV |  | 415 V |  | MTM | 1000.00 kVA | 20/09/1995 |  | 1 | 0
379996991 | TNB | DISTRIBUTION | KUALA SELANGOR | Existing |  |  | TX2-S01148 | APRTMENT MELATI NO.1 PUNCAK AL |  | 0 | RYB |  |  | 11 kV |  | 415 V |  |  | 1000.00 kVA | 1970-01-01 |  | 1 | 0
379997152 | TNB | DISTRIBUTION | KUALA SELANGOR | Existing | BKSL/PCE/J00746/MATX | 300346066 | TX1-R04716 | INDUSTRI ALAM JAYA NO.1 |  | 0 | RYB |  |  | 11 kV |  | 415 V |  | EWT | 300.00 kVA | 2009-09-03 |  | 1 | 0
379997246 | TNB | DISTRIBUTION | KUALA SELANGOR | Existing | BKSL/PCE/J00748/MATX1 | 300319602 | TX1-R04721 | INDUSTRI ALAM JAYA NO.2 |  | 0 | RYB |  |  | 11 kV |  | 415 V |  | SGB | 750.00 kVA | 26/06/2002 |  | 1 | 0
379997340 | TNB | DISTRIBUTION | KUALA SELANGOR | Existing | BKSL/PCE/J00818/MATX | 300346272 | TX1-R06499 | CK CHEONG SDN BHD |  | 0 | RYB |  |  | 11 kV |  | 415 V |  | MTM | 500.00 kVA | 2009-09-03 |  | 1 | 0
379997434 | TNB | DISTRIBUTION | KUALA SELANGOR | Existing | BKSL/PCE/J00749/MATX1 | 300319606 | TX1-R05457 | GUPPY PLASTIC ALAM JAYA |  | 0 | RYB |  |  | 11 kV |  | 415 V |  | SGB | 500.00 kVA | 1990-11-10 |  | 1 | 0
379997528 | TNB | DISTRIBUTION | KUALA SELANGOR | Existing | BKSL/PCE/J00750/MATX1 | 300319611 | TX1-R06281 | PADAT MULTI GUNA TMN ALAM JAYA |  | 0 | RYB |  |  | 11 kV |  | 415 V |  |  | 500.00 kVA | 19/04/1980 |  | 1 | 0
379997636 | TNB | DISTRIBUTION | KUALA SELANGOR | Existing | BKSL/PCE/J00355/MATX1 | 300243249 | TX1-S01622 | QTRS MAJLIS DAERAH SEKINCHAN |  | 38 | RYB |  |  | 11 kV |  | 415 V |  | SGB | 1000.00 kVA | 22/09/2003 |  | 1 | 52
379997786 | TNB | DISTRIBUTION | KUALA SELANGOR | Existing | BKSL/PCE/J00539/MATX1 | 300261311 | TX1-S01631 | PUAS SEKINCHAN |  | 0 | RYB |  |  | 11 kV |  | 415 V |  | EWT | 1000.00 kVA | 28/06/2008 |  | 1 | 1
380041072 | TNB | DISTRIBUTION | KUALA SELANGOR | Existing | BKSL/PCE/J00587/MATX1 | 300313798 | TX1-05543 | AADK TANJUNG KARANG |  | 0 | RYB |  |  | 11 kV |  | 415 V |  | MTM | 300.00 kVA | 2006-10-10 |  | 1 | 0
380041217 | TNB | DISTRIBUTION | KUALA SELANGOR | Existing | BKSL/PCE/J00538/MATX1 | 300261308 | TX1-S05414 | TMN MAYANG(C/S) |  | 87 | RYB |  |  | 11 kV |  | 415 V |  |  | 500.00 kVA | 19/04/2009 |  | 1 | 107
380041347 | TNB | DISTRIBUTION | KUALA SELANGOR | Existing | BKSL/PCE/J00332/MATX1 | 300343348 | TX1-S05610 | SW/STN SRI FUMA |  | 0 | RYB |  |  | 11 kV |  | 415 V |  | EWT | 500.00 kVA | 2012-09-03 |  | 1 | 0
380042078 | TNB | DISTRIBUTION | KUALA SELANGOR | Existing | BKSL/PCE/J00652/MATX1 | 300343352 | TX1-S05602 | TAMAN NILAM NO 2 |  | 29 | RYB |  |  | 11 kV |  | 415 V |  | SGB | 500.00 kVA | 2012-09-03 |  | 1 | 40
380042541 | TNB | DISTRIBUTION | KUALA SELANGOR | Existing |  |  | TX1-S05892 | TMN DELIMA |  | 0 | RYB |  |  | 11 kV |  | 415 V |  |  | 500.00 kVA | 1970-01-01 |  | 1 | 0
380043254 | TNB | DISTRIBUTION | KUALA SELANGOR | Existing | BKSL/PCE/J00829/MATX1 | 300442859 | TX1-S05659 | GOLDPAGE NO.2 |  | 0 | RYB |  |  | 11 kV |  | 415 V |  | EWT | 500.00 kVA | 2012-01-12 |  | 1 | 0
380043257 | TNB | DISTRIBUTION | KUALA SELANGOR | Existing | BKSL/PCE/J00829/MATX2 | 300443143 | TX2-S05658 | GOLDPAGE NO.2 |  | 0 | RYB |  |  | 11 kV |  | 415 V |  | MTM | 750.00 kVA | 2009-01-12 |  | 1 | 0
380043418 | TNB | DISTRIBUTION | KUALA SELANGOR | Existing | BKSL/PCE/J00789/MATX1 | 300431016 | TX1-S05655 | GOLDPAGE NO.1 |  | 0 | RYB |  |  | 11 kV |  | 415 V |  | MTM | 500.00 kVA | 13/09/2013 |  | 1 | 0
380043630 | TNB | DISTRIBUTION | KUALA SELANGOR | Existing | BKSL/PCE/J00286/MATX1 | 300242569 | TX1-S01467 | BANJARAYA (C) |  | 51 | RYB |  |  | 11 kV |  | 415 V |  | EWT | 300.00 kVA | 27/11/1999 |  | 1 | 69
380043760 | TNB | DISTRIBUTION | KUALA SELANGOR | Existing | BKSL/PCE/J00569/MATX1 | 300287664 | TX1-S05457 | TMN RIAMIN |  | 92 | RYB |  |  | 11 kV |  | 415 V |  | MTM | 750.00 kVA | 2008-11-07 |  | 1 | 111
380043874 | TNB | DISTRIBUTION | KUALA SELANGOR | Existing | BKSL/PCE/J00387/MATX1 | 300515982 | TX1-S05821 | KG HAJI RAZALI |  | 249 | RYB |  |  | 11 kV |  | 415 V |  | MTM | 500.00 kVA | 1970-01-01 |  | 1 | 285
380043990 | TNB | DISTRIBUTION | KUALA SELANGOR | Existing | BKSL/PCE/J00188/MATX1 | 300022726 | TX1-S00349 | MASRIA |  | 135 | RYB |  |  | 11 kV |  | 415 V |  | EWT | 500.00 kVA | 15/12/1995 |  | 1 | 156
380044106 | TNB | DISTRIBUTION | KUALA SELANGOR | Existing | BKSL/PCE/J00283/MATX1 | 300261148 | TX1-S01471 | TMN WAWASAN |  | 65 | RYB |  |  | 11 kV |  | 415 V |  | MTM | 1000.00 kVA | 26/06/1987 |  | 1 | 166
380044220 | TNB | DISTRIBUTION | KUALA SELANGOR | Existing | BKSL/PCE/J00533/MATX1 | 300261222 | TX1-S01645 | TMN KHATIJAH |  | 51 | RYB |  |  | 11 kV |  | 415 V |  | SGB | 100.00 kVA | 2008-11-10 |  | 1 | 65
380044450 | TNB | DISTRIBUTION | KUALA SELANGOR | Existing | BKSL/PCE/J00386/MATX1 | 300461002 | TX1-S05824 | MARDI SG SIREH |  | 105 | RYB | [6 empty] | MTM | 300.00 kVA | 1979-01-04 |  | 1 | 115
380079169 | TNB | DISTRIBUTION | KUALA SELANGOR | Existing | BKSL/PCE/J00579/MATX1 | 300287671 | TX1-R05695 | SIME PLANTATION B.BERJUNTAI |  | 0 | RYB |  |  | 11 kV |  | 415 V |  | EWT | 1000.00 kVA | 18/03/2007 |  | 1 | 1
380079172 | TNB | DISTRIBUTION | KUALA SELANGOR | Existing | BKSL/PCE/J00579/MATX2 | 300313105 | TX2-R05499 | SIME PLANTATION B.BERJUNTAI |  | 0 | RYB |  |  | 11 kV |  | 415 V |  | SGB | 300.00 kVA | 19/02/2007 |  | 1 | 0
380079510 | TNB | DISTRIBUTION | KUALA SELANGOR | Existing | BKSL/PCE/J00486/MATX1 | 300261181 | TX-R03864 | BERJUNTAI MAJU(C/S) |  | 0 | RYB |  |  | 11 kV |  | 415 V |  | EWT | 1000.00 kVA | 28/06/2004 |  | 1 | 13
380079615 | TNB | DISTRIBUTION | KUALA SELANGOR | Existing | BKSL/PCE/J00487/MATX1 | 300261182 | TX1-R03867 | BERJUNTAI MAJU BTG BERJUNTAI |  | 0 | RYB |  |  | 11 kV |  | 415 V |  | SGB | 1000.00 kVA | 2005-11-07 |  | 1 | 0
380079618 | TNB | DISTRIBUTION | KUALA SELANGOR | Existing | BKSL/PCE/J00487/MATX2 | 300261183 | TX2-R03868 | BERJUNTAI MAJU BTG BERJUNTAI |  | 0 | RYB |  |  | 11 kV |  | 415 V |  | MTM | 1000.00 kVA | 18/08/2006 |  | 1 | 0
380079877 | TNB | DISTRIBUTION | KUALA SELANGOR | Existing | BKSL/PCE/J00489/MATX1 | 300261184 | TX-R01891 | TELEKOM B/BEJUNTAI |  | 0 | RYB |  |  | 11 kV |  | 415 V |  | EWT | 500.00 kVA | 20/09/2005 |  | 1 | 90
380079973 | TNB | DISTRIBUTION | KUALA SELANGOR | Existing | BKSL/PCE/J00490/MATX1 | 300261185 | TX-R01887 | TMN SENTOSA |  | 0 | RYB |  |  | 11 kV |  | 415 V |  | MTM | 500.00 kVA | 2005-10-10 |  | 1 | 172
380080069 | TNB | DISTRIBUTION | KUALA SELANGOR | Existing | BKSL/PCE/J00491/MATX1 | 300261186 | TX-R01884 | PEKAN BATANG BEJUNTAI |  | 0 | RYB |  |  | 11 kV |  | 415 V |  | MTM | 1000.00 kVA | 27/11/2007 |  | 1 | 175
380080165 | TNB | DISTRIBUTION | KUALA SELANGOR | Existing | BKSL/PCE/J00492/MATX1 | 300261187 | TX-R01881 | BINTANG JELITA |  | 0 | RYB |  |  | 11 kV |  | 415 V |  | MTM | 750.00 kVA | 2007-10-12 |  | 1 | 300
380080313 | TNB | DISTRIBUTION | KUALA SELANGOR | Existing | BKSL/PCE/J00496/MATX1 | 300261191 | TX-R01878 | PKNS TAMAN SRI INDAH |  | 0 | RYB |  |  | 11 kV |  | 415 V |  | MTM | 750.00 kVA | 20/05/2007 |  | 1 | 0
380080416 | TNB | DISTRIBUTION | KUALA SELANGOR | Existing |  |  | TX-R04849 | SSU PKPS |  | 0 | RYB |  |  | 11 kV |  | 415 V |  |  | 1000.00 kVA | 1970-01-01 |  | 1 | 0
380080510 | TNB | DISTRIBUTION | KUALA SELANGOR | Existing | BKSL/PCE/J00507/MATX1 | 300261198 | TX-R05069 | PUSAT PENYEMBELIHAN PKPS |  | 0 | RYB |  |  | 11 kV |  | 415 V |  | EWT | 300.00 kVA | 14/11/2008 |  | 1 | 0
380080613 | TNB | DISTRIBUTION | KUALA SELANGOR | Existing | BKSL/PCE/J00509/MATX1 | 300261200 | TX-R04838 | STP UNISEL |  | 0 | RYB |  |  | 11 kV |  | 415 V |  | MTM | 750.00 kVA | 19/02/2008 |  | 1 | 7
380080707 | TNB | DISTRIBUTION | KUALA SELANGOR | Existing | BKSL/PCE/J00508/MATX1 | 300261199 | TX-R04835 | RUMAH KAKITANGAN UNISEL |  | 0 | RYB |  |  | 11 kV |  | 415 V |  | MTM | 300.00 kVA | 15/12/2008 |  | 1 | 27
380080812 | TNB | DISTRIBUTION | KUALA SELANGOR | Existing | BKSL/PCE/J00510/MATX1 | 300261201 | TX1-R04829 | ASRAMA PUTERI UNISEL |  | 0 | RYB |  |  | 11 kV |  | 415 V |  | SGB | 1000.00 kVA | 22/03/2009 |  | 1 | 0
380080815 | TNB | DISTRIBUTION | KUALA SELANGOR | Existing | BKSL/PCE/J00510/MATX2 | 300261969 | TX2-R04823 | ASRAMA PUTERI UNISEL |  | 0 | RYB |  |  | 11 kV |  | 415 V |  | SGB | 1000.00 kVA | 19/04/2007 |  | 1 | 0
380081013 | TNB | DISTRIBUTION | KUALA SELANGOR | Existing | BKSL/PCE/J00511/MATX2 | 300261970 | TX2-R04828 | ASRAMA PUTERA UNISEL |  | 0 | RYB |  |  | 11 kV |  | 415 V |  | MTM | 1000.00 kVA | 20/05/2008 |  | 1 | 6
380081016 | TNB | DISTRIBUTION | KUALA SELANGOR | Existing | BKSL/PCE/J00511/MATX1 | 300261202 | TX1-R04825 | ASRAMA PUTERA UNISEL |  | 0 | RYB |  |  | 11 kV |  | 415 V |  | MTM | 1000.00 kVA | 19/04/2000 |  | 1 | 5
380081177 | TNB | DISTRIBUTION | KUALA SELANGOR | Existing |  |  | TX1-R01899 | SIME INAX |  | 0 | RYB |  |  | 11 kV |  | 415 V |  |  | 1000.00 kVA | 1970-01-01 |  | 1 | 1
380081315 | TNB | DISTRIBUTION | KUALA SELANGOR | Existing | BKSL/PCE/J00464/MATX1 | 300261158 | TX1-R03177 | TECHNOPARK NO 1 |  | 2 | RYB |  |  | 11 kV |  | 415 V |  | SGB | 1000.00 kVA | 19/04/2005 |  | 1 | 2
380081318 | TNB | DISTRIBUTION | KUALA SELANGOR | Existing | BKSL/PCE/J00464/MATX2 | 300261159 | TX2-R03174 | TECHNOPARK NO 1 |  | 0 | RYB |  |  | 11 kV |  | 415 V |  | SGB | 1000.00 kVA | 28/06/2003 |  | 1 | 0
380081657 | TNB | DISTRIBUTION | KUALA SELANGOR | Existing | BKSL/PCE/J00466/MATX1 | 300261162 | TX1-R03184 | TECHNOPARK NO 3 |  | 0 | RYB |  |  | 11 kV |  | 415 V |  | MTM | 500.00 kVA | 20/09/2002 |  | 1 | 0
380081660 | TNB | DISTRIBUTION | KUALA SELANGOR | Existing | BKSL/PCE/J00466/MATX2 | 300261163 | TX2-R03185 | TECHNOPARK NO 3 |  | 0 | RYB |  |  | 11 kV |  | 415 V |  | EWT | 1000.00 kVA | 2003-10-10 |  | 1 | 0
380081828 | TNB | DISTRIBUTION | KUALA SELANGOR | Existing | BKSL/PCE/J00467/MATX1 | 300261164 | TX1-R03189 | TECHNOPARK NO 4 |  | 0 | RYB |  |  | 11 kV |  | 415 V |  | SGB | 1000.00 kVA | 27/11/2005 |  | 1 | 0
380081831 | TNB | DISTRIBUTION | KUALA SELANGOR | Existing | BKSL/PCE/J00467/MATX2 | 300261165 | TX2-R03188 | TECHNOPARK NO 4 |  | 0 | RYB |  |  | 11 kV |  | 415 V |  | EWT | 1000.00 kVA | 2004-10-12 |  | 1 | 0
380081992 | TNB | DISTRIBUTION | KUALA SELANGOR | Existing | BKSL/PCE/J00468/MATX1 | 300261166 | TX-R01870 | PKNS RANTAU PANJANG |  | 0 | RYB |  |  | 11 kV |  | 415 V |  | LKH | 300.00 kVA | 14/02/2005 |  | 1 | 101
380082114 | TNB | DISTRIBUTION | KUALA SELANGOR | Existing | BKSL/PCE/J00516/MATX1 | 300261205 | TX-R05057 | BERJUNTAI BESTARI NO 2 |  | 0 | RYB |  |  | 11 kV |  | 415 V |  | MTM | 1000.00 kVA | 2007-11-07 |  | 1 | 376
380082208 | TNB | DISTRIBUTION | KUALA SELANGOR | Existing | BKSL/PCE/J00515/MATX1 | 300261204 | TX-R05054 | BERJUNTAI BESTARI NO 1 |  | 0 | RYB |  |  | 11 kV |  | 415 V |  | MTM | 750.00 kVA | 28/06/2008 |  | 1 | 217
380082302 | TNB | DISTRIBUTION | KUALA SELANGOR | Existing | BKSL/PCE/J00514/MATX1 | 300343342 | TX-R05376 | ANGGERIK LAKSAMANA |  | 0 | RYB |  |  | 11 kV |  | 415 V |  | MTM | 750.00 kVA | 2001-09-03 |  | 1 | 2
380082424 | TNB | DISTRIBUTION | KUALA SELANGOR | Existing | BKSL/PCE/J00577/MATX1 | 300287670 | TX-R05838 | TMN ILMU BISTARI |  | 0 | RYB |  |  | 11 kV |  | 415 V |  | EWT | 500.00 kVA | 14/02/2007 |  | 1 | 171
380083478 | TNB | DISTRIBUTION | KUALA SELANGOR | Existing | BKSL/PCE/J00827/MATX | 300443146 | TX1- R06705 | FORWARD SCOPE |  | 0 | RYB |  |  | 11 kV |  | 415 V |  | EWT | 750.00 kVA | 2010-01-04 |  | 1 | 0
380083782 | TNB | DISTRIBUTION | KUALA SELANGOR | Existing | BKSL/PCE/J00409/MATX1 | 300511623 | TX1- R07571 | ASSIGN PRECISION |  | 0 | RYB | [7 empty] | 1000.00 kVA | 1970-01-01 |  | 1 | 0
380083956 | TNB | DISTRIBUTION | KUALA SELANGOR | Existing | BKSL/PCE/J00809/MATX | 300319671 | TX1- R06035 | PPAJ NO.4 |  | 0 | RYB |  |  | 11 kV |  | 415 V |  | EWT | 1000.00 kVA | 14/02/1992 |  | 1 | 0
380084138 | TNB | DISTRIBUTION | KUALA SELANGOR | Existing | BKSL/PCE/J00805/MATX | 300319672 | TX1- R06032 | PPAJ NO.3 |  | 0 | RYB |  |  | 11 kV |  | 415 V |  | SGB | 750.00 kVA | 18/03/1996 |  | 1 | 0
380084237 | TNB | DISTRIBUTION | KUALA SELANGOR | Existing | BKSL/PCE/J00804/MATX | 300319673 | TX1- R06029 | PPAJ NO.6 |  | 0 | RYB |  |  | 11 kV |  | 415 V |  | MTM | 1000.00 kVA | 19/04/1994 |  | 1 | 0
380084341 | TNB | DISTRIBUTION | KUALA SELANGOR | Existing | BKSL/PCE/J00747/MATX | 300319698 | TX1- R06390 | PADAT BAN GUAT HUAT TAJ JLN 2/6 |  | 0 | RYB |  |  | 11 kV |  | 415 V |  | MTM | 500.00 kVA | 26/06/1990 |  | 1 | 0
380084486 | TNB | DISTRIBUTION | KUALA SELANGOR | Existing |  |  | TX2- R05253 | RUMAH PANGSA INDUSTRI ALAM JAY |  | 0 | RYB |  |  | 11 kV |  | 415 V |  |  | 1000.00 kVA | 1970-01-01 |  | 1 | 0
380084489 | TNB | DISTRIBUTION | KUALA SELANGOR | Existing | BKSL/PCE/J00769/MATX | 300319697 | TX1- R05252 | RUMAH PANGSA INDUSTRI ALAM JAY |  | 0 | RYB |  |  | 11 kV |  | 415 V |  | MTM | 500.00 kVA | 20/05/1997 |  | 1 | 0
380084702 | TNB | DISTRIBUTION | KUALA SELANGOR | Existing | BKSL/PCE/J00770/MATX | 300319680 | TX1- R04740 | INDUSTRI ALAM JAYA NO.6 |  | 0 | RYB |  |  | 11 kV |  | 415 V |  | MTM | 500.00 kVA | 1997-11-10 |  | 1 | 0
380084997 | TNB | DISTRIBUTION | KUALA SELANGOR | Existing |  |  | TX2-R05273 | PE IND ALAM JAYA NO.8 |  | 0 | RYB |  |  | 11 kV |  | 415 V |  | MTM | 500.00 kVA | 22/09/1980 |  | 1 | 0
380085036 | TNB | DISTRIBUTION | KUALA SELANGOR | Existing |  |  | TX1- R06702 | GREAT MARKETING |  | 0 | RYB |  |  | 11 kV |  | 415 V |  |  | 500.00 kVA | 1970-01-01 |  | 1 | 0
380085179 | TNB | DISTRIBUTION | KUALA SELANGOR | Existing | BKSL/PCE/J00772/MATX | 300319678 | TX1- R06400 | JS CONSC TRUCTION & DEV SDN BH |  | 0 | RYB |  |  | 11 kV |  | 415 V |  | MTM | 500.00 kVA | 18/08/1986 |  | 1 | 0
380085294 | TNB | DISTRIBUTION | KUALA SELANGOR | Existing | BKSL/PCE/J00773/MATX | 300319677 | TX1- R05895 | MULTI GUNA NO.3 |  | 0 | RYB |  |  | 11 kV |  | 415 V |  | MTM | 500.00 kVA | 17/07/1994 |  | 1 | 0
380085592 | TNB | DISTRIBUTION | KUALA SELANGOR | Existing |  |  | TX1 | RGB INDUSTRIES 2/5 |  | 0 | RYB |  |  | 11 kV |  | 415 V |  |  | 1000.00 kVA | 1970-01-01 |  | 1 | 0
380085717 | TNB | DISTRIBUTION | KUALA SELANGOR | Existing | BKSL/PCE/J00757/MATX1 | 300319625 | TX2- R06491 | EXTRO GREAT |  | 0 | RYB |  |  | 11 kV |  | 415 V |  | EWT | 750.00 kVA | 26/06/1981 |  | 1 | 0
380085720 | TNB | DISTRIBUTION | KUALA SELANGOR | Existing | BKSL/PCE/J00757 | 300544897 | TX1- R06490 | EXTRO GREAT |  | 0 | RYB |  |  | 11 kV |  | 415 V |  | MTM | 750.00 kVA | 1970-01-01 |  | 1 | 0
380085927 | TNB | DISTRIBUTION | KUALA SELANGOR | Existing | BKSL/PCE/J00844/MATX1 | 300526588 | TX1-R07569 | R&S PETROLEUM TIAJ 2/4 |  | 0 | RYB |  |  | 11 kV |  | 415 V |  | MTM | 300.00 kVA | 1970-01-01 |  | 1 | 0
380086046 | TNB | DISTRIBUTION | KUALA SELANGOR | Existing | BKSL/PCE/J00785/MATX1 | 300319571 | TX1- R05230 | KLG LOT 7 ALAM JAYA |  | 0 | RYB |  |  | 11 kV |  | 415 V |  | MTM | 500.00 kVA | 20/09/2011 |  | 1 | 0
380086165 | TNB | DISTRIBUTION | KUALA SELANGOR | Existing | BKSL/PCE/J00784/MATX1 | 300319569 | TX1- R05233 | KLG LOT 8 ALAM JAYA |  | 0 | RYB |  |  | 11 kV |  | 415 V |  | SGB | 750.00 kVA | 18/08/2000 |  | 1 | 0
380086406 | TNB | DISTRIBUTION | KUALA SELANGOR | Existing | BKSL/PCE/J00782/MATX1 | 300315474 | TX1- R04593 | KLG LOT 9 ALAM JAYA |  | 0 | RYB |  |  | 11 kV |  | 415 V |  | SGB | 500.00 kVA | 27/11/2011 |  | 1 | 0
380086526 | TNB | DISTRIBUTION | KUALA SELANGOR | Existing | BKSL/PCE/J00783/MATX1 | 300319568 | TX1- R05792 | YL TRADING |  | 0 | RYB |  |  | 11 kV |  | 415 V |  | EWT | 500.00 kVA | 2007-11-07 |  | 1 | 0
380086764 | TNB | DISTRIBUTION | KUALA SELANGOR | Existing | BKSL/PCE/J00298/MATX1 | 300319541 | TX1- R06371 | APARTMENT ALAM PERDANA 1 |  | 0 | RYB |  |  | 11 kV |  | 415 V |  | EWT | 1000.00 kVA | 22/03/2011 |  | 1 | 0
380086767 | TNB | DISTRIBUTION | KUALA SELANGOR | Existing | BKSL/PCE/J00298/MATX2 | 300345107 | TX2- R06372 | APARTMENT ALAM PERDANA 1 |  | 0 | RYB |  |  | 11 kV |  | 415 V |  | SGB | 1000.00 kVA | 2009-09-03 |  | 1 | 0
380092082 | TNB | DISTRIBUTION | KUALA SELANGOR | Existing | BKSL/PCE/J00648/MATX2 | 300345811 | TX-R04990 | SON STAR |  | 0 | RYB |  |  | 11 kV |  | 415 V |  | MTM | 1000.00 kVA | 2009-09-03 |  | 1 | 0
380092085 | TNB | DISTRIBUTION | KUALA SELANGOR | Existing | BKSL/PCE/J00648/MATX1 | 300319567 | TX-R04991 | SON STAR |  | 0 | RYB |  |  | 11 kV |  | 415 V |  | MTM | 1000.00 kVA | 28/06/2008 |  | 1 | 0
380092368 | TNB | DISTRIBUTION | KUALA SELANGOR | Existing | BKSL/PCE/J00821/MATX | 300346287 | TX-R01778 | LOT 256 SOUTH PROP HOLDING |  | 0 | RYB |  |  | 11 kV |  | 415 V |  | SGB | 750.00 kVA | 2009-09-03 |  | 1 | 0
380092781 | TNB | DISTRIBUTION | KUALA SELANGOR | Existing | BKSL/PCE/J00694/MATX | 300319535 | TX-R05885 | JLN KOTA PUTERI 5/14B |  | 0 | RYB |  |  | 11 kV |  | 415 V |  | EWT | 500.00 kVA | 22/09/2007 |  | 1 | 0
380092875 | TNB | DISTRIBUTION | KUALA SELANGOR | Existing | BKSL/PCE/J00695/MATX | 300319536 | TX-R05888 | KOTA PUTERI PERSIARAN BT ARANG |  | 0 | RYB |  |  | 11 kV |  | 415 V |  | SGB | 750.00 kVA | 2007-11-10 |  | 1 | 0
380093682 | TNB | DISTRIBUTION | KUALA SELANGOR | Existing | BKSL/PCE/J00696/MATX1 | 300319517 | TX-R06071 | KOTA PUTERI NO.5 JLN KP 5/13 |  | 0 | RYB |  |  | 11 kV |  | 415 V |  | SGB | 750.00 kVA | 20/05/2011 |  | 1 | 0
380093702 | TNB | DISTRIBUTION | KUALA SELANGOR | Existing | BKSL/PCE/J00692/MATX | 300346137 | TX-R05877 | SSU KOTA PUTERI (CB9) |  | 0 | RYB |  |  | 11 kV |  | 415 V |  | MTM | 1000.00 kVA | 2009-09-03 | R05877 | 1 | 0
380100589 | TNB | DISTRIBUTION | KUALA SELANGOR | Existing | BKSL/PCE/J00035/MATX1 | 300022064 | TX1-S00068 | SG RAMBAI NO 1 |  | 3 | RYB |  |  | 11 kV |  | 415 V |  | MTM | 100.00 kVA | 1988-10-12 |  | 1 | 13
380100692 | TNB | DISTRIBUTION | KUALA SELANGOR | Existing | BKSL/PCE/J00133/MATX1 | 300228397 | TX1-S01640 | SW/STN SG RAMBAI ESTET |  | 117 | RYB |  |  | 11 kV |  | 415 V |  | MTM | 300.00 kVA | 19/04/1993 |  | 1 | 127
380100788 | TNB | DISTRIBUTION | KUALA SELANGOR | Existing | BKSL/PCE/J00036/MATX1 | 300022069 | TX1-S00071 | SG RAMBAI NO 2 |  | 0 | RYB |  |  | 11 kV |  | 415 V |  | MTM | 300.00 kVA | 14/02/1997 |  | 1 | 0
380100882 | TNB | DISTRIBUTION | KUALA SELANGOR | Existing | BKSL/PCE/J00136/MATX1 | 300239556 | TX1-S01336 | R/PAM AIR JPS KG ASAHAN |  | 0 | RYB |  |  | 11 kV |  | 415 V |  | EWT | 1000.00 kVA | 20/05/2002 |  | 1 | 0
380101070 | TNB | DISTRIBUTION | KUALA SELANGOR | Existing | BKSL/PCE/J00033/MATX1 | 300022054 | TX1-S00060 | LDG SEL RIVER SIDE |  | 82 | RYB |  |  | 11 kV |  | 415 V |  | MTM | 300.00 kVA | 1984-10-10 |  | 1 | 91
380101166 | TNB | DISTRIBUTION | KUALA SELANGOR | Existing | BKSL/PCE/J00032/MATX1 | 300022049 | TX1-S00057 | PKNS KG KUANTAN |  | 0 | RYB |  |  | 11 kV |  | 415 V |  | MTM | 1000.00 kVA | 20/09/2002 |  | 1 | 0
380101284 | TNB | DISTRIBUTION | KUALA SELANGOR | Existing | BKSL/PCE/J00484/MATX1 | 300261179 | TX1-R00559 | KG JAYA SETIA |  | 87 | RYB |  |  | 11 kV |  | 415 V |  | MTM | 300.00 kVA | 22/03/2008 |  | 1 | 100
380101482 | TNB | DISTRIBUTION | KUALA SELANGOR | Existing | BKSL/PCE/J00485/MATX1 | 310024271 | TX1-R1 | JAYA SETIA A/T |  | 305 | RYB |  |  | 11 kV |  | 415 V |  | MTM | 500.00 kVA | 23/08/2016 |  | 1 | 356
380101583 | TNB | DISTRIBUTION | KUALA SELANGOR | Existing | BKSL/PCE/J00407/MATX1 | 300510460 | TX1-R07586 | INDUSTRI BUKIT BADONG B |  | 0 | RYB |  |  | 11 kV |  | 415 V |  | EWT | 1000.00 kVA | 1970-01-01 |  | 1 | 0
380101586 | TNB | DISTRIBUTION | KUALA SELANGOR | Existing |  |  | TX2-R07587 | INDUSTRI BUKIT BADONG B |  | 0 | RYB |  |  | 11 kV |  | 415 V |  |  | 1000.00 kVA | 1970-01-01 |  | 1 | 0
380101754 | TNB | DISTRIBUTION | KUALA SELANGOR | Existing | BKSL/PCE/J00406/MATX1 | 300510601 | TX1-R07590 | INDUSTRI BUKIT BADONG A |  | 0 | RYB |  |  | 11 kV |  | 415 V |  | EWT | 1000.00 kVA | 1970-01-01 |  | 1 | 0
380101757 | TNB | DISTRIBUTION | KUALA SELANGOR | Existing | BKSL/PCE/J00406/MATX2 | 300510463 | TX2-R07591 | INDUSTRI BUKIT BADONG A |  | 0 | RYB |  |  | 11 kV |  | 415 V |  | EWT | 1000.00 kVA | 1970-01-01 |  | 1 | 0
380101929 | TNB | DISTRIBUTION | KUALA SELANGOR | Existing | BKSL/PCE/J00633/MATX1 | 300313287 | TX1-R05149 | TAMAN HARMONI |  | 0 | RYB |  |  | 11 kV |  | 415 V |  | EWT | 300.00 kVA | 14/02/2011 |  | 1 | 0
380102023 | TNB | DISTRIBUTION | KUALA SELANGOR | Existing | BKSL/PCE/J00634/MATX1 | 300313302 | TX1-R06129 | RUMAH KEDAI IJOK |  | 0 | RYB |  |  | 11 kV |  | 415 V |  | MTM | 500.00 kVA | 18/03/2011 |  | 1 | 0
380102117 | TNB | DISTRIBUTION | KUALA SELANGOR | Existing |  |  | TX1-R06944 | PADAT TAMAN IJOK DAMAI |  | 0 | RYB |  |  | 11 kV |  | 415 V |  |  | 1000.00 kVA | 1970-01-01 |  | 1 | 0
380102211 | TNB | DISTRIBUTION | KUALA SELANGOR | Existing | BKSL/PCE/J00684/MATX | 300313730 | TX1-R03467 | PADAT JLN BKT ROBINSON |  | 0 | RYB |  |  | 11 kV |  | 415 V |  | SCHNEIDER ELECTRIC | 1000.00 kVA | 2011-11-10 |  | 1 | 0
380102383 | TNB | DISTRIBUTION | KUALA SELANGOR | Existing | BKSL/PCE/J00683/MATX | 300313727 | TX1-R05181 | LEE LEE KONG |  | 0 | RYB |  |  | 11 kV |  | 415 V |  | SGB | 300.00 kVA | 22/09/2010 |  | 1 | 0
380102485 | TNB | DISTRIBUTION | KUALA SELANGOR | Existing | BKSL/PCE/J00682/MATX | 300313719 | TX1-R05359 | TMN IJOK UTAMA |  | 0 | RYB |  |  | 11 kV |  | 415 V |  | MTM | 1000.00 kVA | 18/08/2011 |  | 1 | 0
380102488 | TNB | DISTRIBUTION | KUALA SELANGOR | Existing |  |  | TX2-R05360 | TMN IJOK UTAMA |  | 0 | RYB |  |  | 11 kV |  | 415 V |  |  | 1000.00 kVA | 1970-01-01 |  | 1 | 0
380102849 | TNB | DISTRIBUTION | KUALA SELANGOR | Existing | BKSL/PCE/J00825/MATX1 | 300443276 | TX1-R06708 | TAMAN SEJATI JALAN 9 |  | 0 | RYB |  |  | 11 kV |  | 415 V |  | SGB | 500.00 kVA | 1990-01-01 |  | 1 | 0
380102852 | TNB | DISTRIBUTION | KUALA SELANGOR | Existing |  |  | TX2-R07273 | TAMAN SEJATI JALAN 9 |  | 0 | RYB |  |  | 11 kV |  | 415 V |  |  | 500.00 kVA | 1970-01-01 |  | 1 | 0
380103020 | TNB | DISTRIBUTION | KUALA SELANGOR | Existing | BKSL/PCE/J00389/MATX1 | 300485435 | TX1-R07400 | TMN IJOK UTAMA NO 2 |  | 0 | RYB |  |  | 11 kV |  | 415 V |  | EWT | 300.00 kVA | 1970-01-01 |  | 1 | 0
380103023 | TNB | DISTRIBUTION | KUALA SELANGOR | Existing |  |  | TX2-R07398 | TMN IJOK UTAMA NO 2 |  | 0 | RYB |  |  | 11 kV |  | 415 V |  |  | 750.00 kVA | 1970-01-01 |  | 1 | 0
380103184 | TNB | DISTRIBUTION | KUALA SELANGOR | Existing | BKSL/PCE/J00680/MATX | 300313709 | TX1-R05985 | TMN SRI IJOK |  | 0 | RYB |  |  | 11 kV |  | 415 V |  | SGB | 500.00 kVA | 26/06/2011 |  | 1 | 0
380103280 | TNB | DISTRIBUTION | KUALA SELANGOR | Existing | BKSL/PCE/J00679/MATX | 300313705 | TX1-R04253 | TMN KOPERASI BENA IJOK |  | 0 | RYB |  |  | 11 kV |  | 415 V |  | MTM | 1000.00 kVA | 20/05/2010 |  | 1 | 0
380103376 | TNB | DISTRIBUTION | KUALA SELANGOR | Existing | BKSL/PCE/J00678/MATX | 300313701 | TX1-R03624 | PADAT BT. 8 IJOK |  | 0 | RYB |  |  | 11 kV |  | 415 V |  | MTM | 500.00 kVA | 19/04/2011 |  | 1 | 0
380103480 | TNB | DISTRIBUTION | KUALA SELANGOR | Existing | BKSL/PCE/J00677/MATX | 300313698 | TX1-R03935 | KG BKT BADONG NO 2 A/T |  | 0 | RYB |  |  | 11 kV |  | 415 V |  | MTM | 500.00 kVA | 18/03/2011 |  | 1 | 0
380103574 | TNB | DISTRIBUTION | KUALA SELANGOR | Existing | BKSL/PCE/J00676/MATX | 300313694 | TX1-R03441 | KG BKT BADONG NO 1 A/T |  | 0 | RYB |  |  | 11 kV |  | 415 V |  | EWT | 300.00 kVA | 14/02/2009 |  | 1 | 0
380103684 | TNB | DISTRIBUTION | KUALA SELANGOR | Existing | BKSL/PCE/J00675/MATX | 300313691 | TX1-R01793 | KG BKT BADONG |  | 0 | RYB |  |  | 11 kV |  | 415 V |  | MTM | 500.00 kVA | 2009-10-12 |  | 1 | 0
380103976 | TNB | DISTRIBUTION | KUALA SELANGOR | Existing | BKSL/PCE/J00673/MATX | 300313684 | TX1-R00515 | ISITO |  | 0 | RYB |  |  | 11 kV |  | 415 V |  | MTM | 750.00 kVA | 27/11/2011 |  | 1 | 0
380104076 | TNB | DISTRIBUTION | KUALA SELANGOR | Existing | BKSL/PCE/J00598/MATX | 300313658 | TX1-R01823 | IBU SAWAT TELEKOM IJOK |  | 0 | RYB |  |  | 11 kV |  | 415 V |  | MTM | 100.00 kVA | 2008-11-07 |  | 1 | 0
380104982 | TNB | DISTRIBUTION | KUALA SELANGOR | Existing | BKSL/PCE/J00751/MATX1 | 300319613 | TX1-R05669 | GUPPY PLASTIC NO.2 ALAM JAYA |  | 0 | RYB |  |  | 11 kV |  | 415 V |  | SGB | 1000.00 kVA | 1992-11-07 |  | 1 | 0
380105076 | TNB | DISTRIBUTION | KUALA SELANGOR | Existing | BKSL/PCE/J00752/MATX1 | 300319614 | TX1-R05672 | GUPPY PLASTIC NO.3 ALAM JAYA |  | 0 | RYB |  |  | 11 kV |  | 415 V |  | MTM | 500.00 kVA | 18/08/1996 |  | 1 | 0
380105216 | TNB | DISTRIBUTION | KUALA SELANGOR | Existing | BKSL/PCE/J00870/MATX1 | 300541058 | TX1-R07279 | HLCT LAND TIAJ 2/1 |  | 0 | RYB |  |  | 11 kV |  | 415 V |  | MTM | 500.00 kVA | 22/08/2014 |  | 1 | 0
380105317 | TNB | DISTRIBUTION | KUALA SELANGOR | Existing | BKSL/PCE/J00753/MATX1 | 300319616 | TX1-R04338 | PLANTFIELD NO.1 |  | 0 | RYB |  |  | 11 kV |  | 415 V |  | MTM | 1000.00 kVA | 1998-10-10 |  | 1 | 0
380105320 | TNB | DISTRIBUTION | KUALA SELANGOR | Existing | BKSL/PCE/J00753/MATX2 | 300346111 | TX2-R05463 | PLANTFIELD NO.1 |  | 0 | RYB |  |  | 11 kV |  | 415 V |  | MTM | 300.00 kVA | 2009-09-03 |  | 1 | 0
380105488 | TNB | DISTRIBUTION | KUALA SELANGOR | Existing | BKSL/PCE/J00754/MATX1 | 300319618 | TX1-R05396 | PLANTFIELD NO.2 |  | 0 | RYB |  |  | 11 kV |  | 415 V |  | SGB | 500.00 kVA | 1994-10-12 |  | 1 | 0
380105491 | TNB | DISTRIBUTION | KUALA SELANGOR | Existing |  |  | TX2-R05397 | PLANTFIELD NO.2 |  | 0 | RYB |  |  | 11 kV |  | 415 V |  |  | 300.00 kVA | 1970-01-01 |  | 1 | 0
380105652 | TNB | DISTRIBUTION | KUALA SELANGOR | Existing | BKSL/PCE/J00795/MATX1 | 300319599 | TX1-R06274 | MULTIGUNA CONSTRUCTION & DEV |  | 0 | RYB |  |  | 11 kV |  | 415 V |  | MTM | 500.00 kVA | 18/03/1979 |  | 1 | 0
380105746 | TNB | DISTRIBUTION | KUALA SELANGOR | Existing | BKSL/PCE/J00869/MATX1 | 300541049 | TX1-R06850 | MACHMAR INDS NO.2 |  | 0 | RYB |  |  | 11 kV |  | 415 V |  | INDKOM | 300.00 kVA | 2014-01-01 |  | 1 | 0
380105840 | TNB | DISTRIBUTION | KUALA SELANGOR | Existing | BKSL/PCE/J00758/MATX1 | 300319624 | TX1-R05403 | MARKLON INDS |  | 0 | RYB | [7 empty] | 1000.00 kVA | 1970-01-01 |  | 1 | 0
380105934 | TNB | DISTRIBUTION | KUALA SELANGOR | Existing | BKSL/PCE/J00756/MATX1 | 300319623 | TX1-R05400 | MACHMAR INDS |  | 0 | RYB |  |  | 11 kV |  | 415 V |  | MTM | 1000.00 kVA | 19/04/1997 |  | 1 | 0
380106035 | TNB | DISTRIBUTION | KUALA SELANGOR | Existing | BKSL/PCE/J00719/MATX1 | 300319556 | TX1-S01095 | FASA 3A 2 PUNCAK ALAM |  | 0 | RYB |  |  | 11 kV |  | 415 V |  | MTM | 1000.00 kVA | 17/07/2011 |  | 1 | 0
380106038 | TNB | DISTRIBUTION | KUALA SELANGOR | Existing | BKSL/PCE/J00719/MATX2 | 300345841 | TX2-S01096 | FASA 3A 2 PUNCAK ALAM |  | 0 | RYB |  |  | 11 kV |  | 415 V |  | MTM | 1000.00 kVA | 2009-09-03 |  | 1 | 0
380106206 | TNB | DISTRIBUTION | KUALA SELANGOR | Existing | BKSL/PCE/J00720/MATX2 | 300345845 | TX2-S01124 | APRT NO.4 PUNCAK ALAM |  | 0 | RYB |  |  | 11 kV |  | 415 V |  | MTM | 1000.00 kVA | 2009-09-03 |  | 1 | 0
380106209 | TNB | DISTRIBUTION | KUALA SELANGOR | Existing | BKSL/PCE/J00720/MATX1 | 300319557 | TX1-S01123 | APRT NO.4 PUNCAK ALAM |  | 0 | RYB |  |  | 11 kV |  | 415 V |  | MTM | 1000.00 kVA | 18/08/2007 |  | 1 | 0
380106377 | TNB | DISTRIBUTION | KUALA SELANGOR | Existing | BKSL/PCE/J00721/MATX2 | 300345881 | TX2-S01120 | APRT NO.3 PUNCAK ALAM |  | 0 | RYB |  |  | 11 kV |  | 415 V |  | MTM | 1000.00 kVA | 2009-09-03 |  | 1 | 0
380106380 | TNB | DISTRIBUTION | KUALA SELANGOR | Existing | BKSL/PCE/J00721/MATX1 | 300319558 | TX1-S01119 | APRT NO.3 PUNCAK ALAM |  | 0 | RYB |  |  | 11 kV |  | 415 V |  | MTM | 1000.00 kVA | 22/09/2006 |  | 1 | 0
380106548 | TNB | DISTRIBUTION | KUALA SELANGOR | Existing | BKSL/PCE/J00722/MATX1 | 300319561 | TX1-S01115 | APRT NO.2 PUNCAK ALAM |  | 0 | RYB |  |  | 11 kV |  | 415 V |  | MTM | 1000.00 kVA | 15/12/2011 |  | 1 | 0
380106551 | TNB | DISTRIBUTION | KUALA SELANGOR | Existing | BKSL/PCE/J00722/MATX2 | 300345889 | TX2-S01116 | APRT NO.2 PUNCAK ALAM |  | 0 | RYB |  |  | 11 kV |  | 415 V |  | MTM | 1000.00 kVA | 2009-09-03 |  | 1 | 0
380106719 | TNB | DISTRIBUTION | KUALA SELANGOR | Existing | BKSL/PCE/J00723/MATX2 | 300345893 | TX1-S01112 | APRT NO.1 PUNCAK ALAM |  | 0 | RYB |  |  | 11 kV |  | 415 V |  | MTM | 1000.00 kVA | 2009-09-03 |  | 1 | 0
380106722 | TNB | DISTRIBUTION | KUALA SELANGOR | Existing | BKSL/PCE/J00723/MATX1 | 300319563 | TX1-S01111 | APRT NO.1 PUNCAK ALAM |  | 0 | RYB |  |  | 11 kV |  | 415 V |  | MTM | 1000.00 kVA | 22/03/2007 |  | 1 | 0
380106890 | TNB | DISTRIBUTION | KUALA SELANGOR | Existing |  |  | TX2-S01132 | JUWITA FASA 3 C NO 2 |  | 0 | RYB |  |  | 11 kV |  | 415 V |  | MTM | 1000.00 kVA | 14/11/1985 |  | 1 | 0
380106893 | TNB | DISTRIBUTION | KUALA SELANGOR | Existing | BKSL/PCE/J00725/MATX1 | 300319607 | TX1-S01131 | JUWITA FASA 3 C NO 2 |  | 0 | RYB |  |  | 11 kV |  | 415 V |  | MTM | 1000.00 kVA | 14/11/1985 |  | 1 | 0
380107054 | TNB | DISTRIBUTION | KUALA SELANGOR | Existing | BKSL/PCE/J00727/MATX1 | 300319609 | TX1-S05506 | SEK KEB P/ALAM 3 |  | 0 | RYB |  |  | 11 kV |  | 415 V |  | MTM | 500.00 kVA | 19/02/1995 |  | 1 | 0
380107148 | TNB | DISTRIBUTION | KUALA SELANGOR | Existing | BKSL/PCE/J00728/MATX1 | 300319610 | TX1-S01089 | RMH PAM AIR JBA PH3 PUNCAK ALAM |  | 0 | RYB |  |  | 11 kV |  | 415 V |  | SGB | 1000.00 kVA | 22/03/2005 |  | 1 | 0
380107249 | TNB | DISTRIBUTION | KUALA SELANGOR | Existing | BKSL/PCE/J00745/MATX2 | 300345914 | TX2-S01140 | APRTMENT MELOR NO.1 PUNCAK ALAM |  | 0 | RYB |  |  | 11 kV |  | 415 V |  | MTM | 1000.00 kVA | 2009-09-03 |  | 1 | 0
380107252 | TNB | DISTRIBUTION | KUALA SELANGOR | Existing | BKSL/PCE/J00745/MATX1 | 300319639 | TX1-S01139 | APRTMENT MELOR NO.1 PUNCAK ALAM |  | 0 | RYB |  |  | 11 kV |  | 415 V |  | MTM | 1000.00 kVA | 2005-10-10 |  | 1 | 0
380107422 | TNB | DISTRIBUTION | KUALA SELANGOR | Existing | BKSL/PCE/J00717/MATX1 | 300319604 | TX1-S01021 | STP 1 PHASE 1 PUNCAK ALAM |  | 0 | RYB |  |  | 11 kV |  | 415 V |  | SGB | 1000.00 kVA | 18/08/1998 |  | 1 | 0
380107523 | TNB | DISTRIBUTION | KUALA SELANGOR | Existing |  |  | TX2-S01014 | SEKSYEN 3 PHASE 1B PUNCAK ALAM |  | 0 | RYB |  |  | 11 kV |  | 415 V |  |  |  | 1970-01-01 |  | 1 | 0
380107526 | TNB | DISTRIBUTION | KUALA SELANGOR | Existing | BKSL/PCE/J00698/MATX | 300344591 | TX1-S01013 | SEKSYEN 3 PHASE 1B PUNCAK ALAM |  | 0 | RYB |  |  | 11 kV |  | 415 V |  | LKH | 1000.00 kVA | 2009-09-03 |  | 1 | 0
380107687 | TNB | DISTRIBUTION | KUALA SELANGOR | Existing | BKSL/PCE/J00700/MATX | 300344604 | TX1-S05684 | STP UITM |  | 0 | RYB |  |  | 11 kV |  | 415 V |  | MTM | 750.00 kVA | 2009-09-03 |  | 1 | 0
380107781 | TNB | DISTRIBUTION | KUALA SELANGOR | Existing | BKSL/PCE/J00701/MATX | 300344588 | TX1-S01151 | UITM 1 |  | 0 | RYB |  |  | 11 kV |  | 415 V |  | MTM | 300.00 kVA | 2009-09-03 |  | 1 | 0
380107910 | TNB | DISTRIBUTION | KUALA SELANGOR | Existing | BKSL/PCE/J00739/MATX1 | 300319634 | TX1-S10692 | SHAH ALAM 2 NO.5B 7 |  | 0 | RYB |  |  | 11 kV |  | 415 V |  | MTM | 1000.00 kVA | 19/04/1992 |  | 1 | 0
380108192 | TNB | DISTRIBUTION | KUALA SELANGOR | Existing | BKSL/PCE/J00121/MATX1 | 300022476 | TX1-S00313 | BKT HIJAU NO 2 |  | 212 | RYB |  |  | 11 kV |  | 415 V |  | MTM | 500.00 kVA | 19/02/1992 |  | 1 | 230
380108286 | TNB | DISTRIBUTION | KUALA SELANGOR | Existing | BKSL/PCE/J00120/MATX1 | 300022470 | TX1-S00316 | BKT HIJAU NO 1 |  | 389 | RYB |  |  | 11 kV |  | 415 V |  | EWT | 500.00 kVA | 15/12/1987 |  | 1 | 410
380108380 | TNB | DISTRIBUTION | KUALA SELANGOR | Existing | BKSL/PCE/J00119/MATX1 | 300022464 | TX1-S00310 | SW/STN BKT HIJAU |  | 0 | RYB |  |  | 11 kV |  | 415 V |  | MTM | 300.00 kVA | 14/11/1993 |  | 1 | 0
380108474 | TNB | DISTRIBUTION | KUALA SELANGOR | Existing | BKSL/PCE/J00118/MATX1 | 300022458 | TX1-S00306 | REZAB ZAZULI |  | 565 | RYB |  |  | 11 kV |  | 415 V |  | EWT | 500.00 kVA | 1982-11-10 |  | 1 | 669
380108568 | TNB | DISTRIBUTION | KUALA SELANGOR | Existing | BKSL/PCE/J00560/MATX1 | 300284521 | TX1-S05463 | REBAN AYAM BKT HIJAU |  | 0 | RYB |  |  | 11 kV |  | 415 V |  | SGB | 300.00 kVA | 17/07/2009 |  | 1 | 0
380108662 | TNB | DISTRIBUTION | KUALA SELANGOR | Existing | BKSL/PCE/J00122/MATX1 | 300022481 | TX1-S01450 | SOUTHERN REALTY |  | 0 | RYB |  |  | 11 kV |  | 415 V |  | MTM | 500.00 kVA | 22/03/1981 |  | 1 | 0
380108756 | TNB | DISTRIBUTION | KUALA SELANGOR | Existing | BKSL/PCE/J00123/MATX1 | 300022486 | TX1-S00318 | PT MAHANG NO 1 |  | 1 | RYB |  |  | 11 kV |  | 415 V |  | MTM | 300.00 kVA | 19/04/1984 |  | 1 | 1
380108850 | TNB | DISTRIBUTION | KUALA SELANGOR | Existing | BKSL/PCE/J00130/MATX1 | 300022523 | TX1-S01454 | PKNS PT MAHANG (TMN DESA MAHAN |  | 34 | RYB |  |  | 11 kV |  | 415 V |  | EWT | 1000.00 kVA | 27/11/2001 |  | 1 | 555
380109200 | TNB | DISTRIBUTION | KUALA SELANGOR | Existing | BKSL/PCE/J00543/MATX1 | 300261320 | TX-S01663 | TMN BENDAHARA NO 2 |  | 236 | RYB |  |  | 11 kV |  | 415 V |  | MTM | 1000.00 kVA | 20/09/2007 |  | 1 | 253
380109301 | TNB | DISTRIBUTION | KUALA SELANGOR | Existing | BKSL/PCE/J00012/MATX1 | 300228309 | TX1-S01227 | TMN BENDAHARA NO 1 |  | 0 | RYB |  |  | 11 kV |  | 415 V |  | MTM | 1000.00 kVA | 18/03/2003 |  | 1 | 0
380109304 | TNB | DISTRIBUTION | KUALA SELANGOR | Existing | BKSL/PCE/J00012/MATX2 | 300228310 | TX2-S01228 | TMN BENDAHARA NO 1 |  | 162 | RYB |  |  | 11 kV |  | 415 V |  | SGB | 1000.00 kVA | 19/04/2003 |  | 1 | 377
380109465 | TNB | DISTRIBUTION | KUALA SELANGOR | Existing | BKSL/PCE/J00001/MATX1 | 300021905 | TX-S00002 | TMN PENGGAWA |  | 293 | RYB |  |  | 11 kV |  | 415 V |  | MTM | 500.00 kVA | 19/02/1994 |  | 1 | 491
380109566 | TNB | DISTRIBUTION | KUALA SELANGOR | Existing | BKSL/PCE/J00003/MATX1 | 300021916 | TX1-S00009 | TLK PIAH |  | 147 | RYB |  |  | 11 kV |  | 415 V |  | SGB | 1000.00 kVA | 19/04/1998 |  | 1 | 330
380109796 | TNB | DISTRIBUTION | KUALA SELANGOR | Existing | BKSL/PCE/J00004/MATX1 | 300021921 | TX-S01232 | BDR MELAWATI (C) |  | 31 | RYB |  |  | 11 kV |  | 415 V |  | EWT | 1000.00 kVA | 28/06/1992 |  | 1 | 118
380109900 | TNB | DISTRIBUTION | KUALA SELANGOR | Existing | BKSL/PCE/J00005/MATX1 | 300021926 | TX1-S00012 | PEJABAT DAERAH |  | 5 | RYB |  |  | 11 kV |  | 415 V |  | MTM | 750.00 kVA | 1990-11-07 |  | 1 | 11
380109994 | TNB | DISTRIBUTION | KUALA SELANGOR | Existing | BKSL/PCE/J00591/MATX1 | 300319260 | TX-S05518 | KOMPLEKS PEJABAT BARAT LAUT |  | 0 | RYB |  |  | 11 kV |  | 415 V |  | MTM | 500.00 kVA | 19/04/2007 |  | 1 | 0
380110095 | TNB | DISTRIBUTION | KUALA SELANGOR | Existing | BKSL/PCE/J00006/MATX1 | 300021931 | TX1-S00015 | JLN KLINIK |  | 248 | RYB |  |  | 11 kV |  | 415 V |  | SGB | 750.00 kVA | 18/08/1985 |  | 1 | 296
380110266 | TNB | DISTRIBUTION | KUALA SELANGOR | Existing | BKSL/PCE/J00544/MATX1 | 300261324 | TX1-S01235 | BAZAR PEKAN K/SELANGOR |  | 0 | RYB |  |  | 11 kV |  | 415 V |  | ABB | 750.00 kVA | 2007-10-10 |  | 1 | 0
380110269 | TNB | DISTRIBUTION | KUALA SELANGOR | Existing | BKSL/PCE/J00544/MATX2 | 300265241 | TX2-S05419 | BAZAR PEKAN K/SELANGOR |  | 0 | RYB |  |  | 11 kV |  | 415 V |  | MTM | 1000.00 kVA | 22/09/2007 |  | 1 | 0
380110430 | TNB | DISTRIBUTION | KUALA SELANGOR | Existing | BKSL/PCE/J00043/MATX1 | 300022103 | TX-S01239 | PANGSAPURI KSL |  | 0 | RYB |  |  | 11 kV |  | 415 V |  | EWT | 1000.00 kVA | 18/08/2000 |  | 1 | 0
380110524 | TNB | DISTRIBUTION | KUALA SELANGOR | Existing | BKSL/PCE/J00007/MATX1 | 300021937 | TX-S00022 | VIP KSL |  | 19 | RYB |  |  | 11 kV |  | 415 V |  | MTM | 300.00 kVA | 20/09/1992 |  | 1 | 44
380110618 | TNB | DISTRIBUTION | KUALA SELANGOR | Existing | BKSL/PCE/J00008/MATX1 | 300021942 | TX-S00025 | TG KERAMAT |  | 0 | RYB |  |  | 11 kV |  | 415 V |  | MTM | 500.00 kVA | 1995-10-10 |  | 1 | 0
380110768 | TNB | DISTRIBUTION | KUALA SELANGOR | Existing | BKSL/PCE/J00810/MATX1 | 300319265 | TX1-S05565 | SRJK AIK THEE |  | 0 | RYB |  |  | 11 kV |  | 415 V |  | EWT | 500.00 kVA | 20/05/2007 |  | 1 | 0
380110862 | TNB | DISTRIBUTION | KUALA SELANGOR | Existing | BKSL/PCE/J00010/MATX1 | 300228303 | TX-S00028 | HOTEL D'PALMA |  | 56 | RYB |  |  | 11 kV |  | 415 V |  | MTM | 500.00 kVA | 14/02/1980 |  | 1 | 79
380110956 | TNB | DISTRIBUTION | KUALA SELANGOR | Existing | BKSL/PCE/J00556/MATX1 | 300284508 | TX-S05307 | DEWAN BANQUIT D-PALMA |  | 0 | RYB |  |  | 11 kV |  | 415 V |  | SGB | 500.00 kVA | 14/02/2007 |  | 1 | 0
380111076 | TNB | DISTRIBUTION | KUALA SELANGOR | Existing | BKSL/PCE/J00013/MATX1 | 300021957 | TX1-S00019 | PEKAN KSL (TNB) |  | 14 | RYB |  |  | 11 kV |  | 415 V |  | MTM | 750.00 kVA | 14/02/2003 |  | 1 | 25
380111181 | TNB | DISTRIBUTION | KUALA SELANGOR | Existing | BKSL/PCE/J00011/MATX1 | 300021952 | TX1-S00030 | KAKI BKT MELAWATI |  | 27 | RYB |  |  | 11 kV |  | 415 V |  | MTM | 1000.00 kVA | 1980-10-12 |  | 1 | 72
380111277 | TNB | DISTRIBUTION | KUALA SELANGOR | Existing | BKSL/PCE/J00009/MATX1 | 300021947 | TX1-S01241 | PEJABAT HAIWAN |  | 72 | RYB |  |  | 11 kV |  | 415 V |  | BONAR LONG | 500.00 kVA | 27/11/2005 |  | 1 | 112
380111412 | TNB | DISTRIBUTION | KUALA SELANGOR | Existing | BKSL/PCE/J00546/MATX1 | 300261325 | TX-S05294 | OCEAN LAND NO 2 |  | 0 | RYB |  |  | 11 kV |  | 415 V |  | MTM | 1000.00 kVA | 27/11/2006 |  | 1 | 0
380111517 | TNB | DISTRIBUTION | KUALA SELANGOR | Existing | BKSL/PCE/J00338/MATX1 | 300240548 | TX-S01279 | QTRS MDKS K.SEL |  | 0 | RYB |  |  | 11 kV |  | 415 V |  | EWT | 750.00 kVA | 26/06/2004 |  | 1 | 0
380111613 | TNB | DISTRIBUTION | KUALA SELANGOR | Existing | BKSL/PCE/J00519/MATX1 | 300261208 | TX-S01283 | K/UDANG API-API NO 3 |  | 2 | RYB |  |  | 11 kV |  | 415 V |  | EWT | 750.00 kVA | 18/08/2007 |  | 1 | 2
380111707 | TNB | DISTRIBUTION | KUALA SELANGOR | Existing | BKSL/PCE/J00521/MATX1 | 300261210 | TX-S01286 | K/UDANG API-API NO 4 |  | 0 | RYB |  |  | 11 kV |  | 415 V |  | EWT | 750.00 kVA | 2009-10-10 |  | 1 | 0
380111801 | TNB | DISTRIBUTION | KUALA SELANGOR | Existing | BKSL/PCE/J00135/MATX1 | 300242542 | TX-S01322 | K/UDANG API-API NO 2 |  | 0 | RYB |  |  | 11 kV |  | 415 V |  | MTM | 1000.00 kVA | 18/08/2001 |  | 1 | 0
380111895 | TNB | DISTRIBUTION | KUALA SELANGOR | Existing | BKSL/PCE/J00522/MATX1 | 300261211 | TX-S01289 | K/UDANG API-API NO 5 |  | 0 | RYB |  |  | 11 kV |  | 415 V |  | EWT | 1000.00 kVA | 27/11/2008 |  | 1 | 0
380111989 | TNB | DISTRIBUTION | KUALA SELANGOR | Existing | BKSL/PCE/J00523/MATX1 | 300261212 | TX-S01292 | K/UDANG API-API NO 6 |  | 0 | RYB |  |  | 11 kV |  | 415 V |  | MTM | 1000.00 kVA | 2009-10-12 |  | 1 | 0
380112083 | TNB | DISTRIBUTION | KUALA SELANGOR | Existing | BKSL/PCE/J00524/MATX1 | 300261213 | TX-S01295 | K/UDANG API-API NO 7 |  | 0 | RYB |  |  | 11 kV |  | 415 V |  | MTM | 750.00 kVA | 14/02/2008 |  | 1 | 0
380112177 | TNB | DISTRIBUTION | KUALA SELANGOR | Existing | BKSL/PCE/J00525/MATX1 | 300261214 | TX-S01298 | K/UDANG API-API NO 8 |  | 0 | RYB |  |  | 11 kV |  | 415 V |  | EWT | 750.00 kVA | 18/03/2009 |  | 1 | 0
380112271 | TNB | DISTRIBUTION | KUALA SELANGOR | Existing | BKSL/PCE/J00526/MATX1 | 300261215 | TX-S01301 | K/UDANG API-API NO 9 |  | 0 | RYB |  |  | 11 kV |  | 415 V |  | MTM | 1000.00 kVA | 19/04/2007 |  | 1 | 0
380112367 | TNB | DISTRIBUTION | KUALA SELANGOR | Existing | BKSL/PCE/J00115/MATX1 | 300022442 | TX-S00290 | TMN SENANGIN SG.BULOH |  | 5 | RYB |  |  | 11 kV |  | 415 V |  | MTM | 750.00 kVA | 17/07/1988 |  | 1 | 7
380112461 | TNB | DISTRIBUTION | KUALA SELANGOR | Existing | BKSL/PCE/J00335/MATX1 | 300241511 | TX1-S01364 | EMINEM FARM |  | 0 | RYB |  |  | 11 kV |  | 415 V |  | SGB | 750.00 kVA | 19/02/2004 |  | 1 | 0
380112555 | TNB | DISTRIBUTION | KUALA SELANGOR | Existing |  |  | TX1-S05685 | EXCEL GROWTECH |  | 0 | RYB |  |  | 11 kV |  | 415 V |  |  | 1000.00 kVA | 1970-01-01 |  | 1 | 0
380112660 | TNB | DISTRIBUTION | KUALA SELANGOR | Existing | BKSL/PCE/J00071/MATX1 | 300228370 | TX1-S01367 | MUARA NO 1 |  | 153 | RYB |  |  | 11 kV |  | 415 V |  | MTM | 1000.00 kVA | 14/11/2003 |  | 1 | 178
380112756 | TNB | DISTRIBUTION | KUALA SELANGOR | Existing | BKSL/PCE/J00079/MATX1 | 300228384 | TX1-S01371 | MUARA NO 2 |  | 54 | RYB |  |  | 11 kV |  | 415 V |  | MTM | 1000.00 kVA | 15/12/2003 |  | 1 | 74
380112852 | TNB | DISTRIBUTION | KUALA SELANGOR | Existing | BKSL/PCE/J00059/MATX1 | 300022186 | TX1-S01373 | JLN JATI SG BULOH |  | 35 | RYB |  |  | 11 kV |  | 415 V |  | MTM | 500.00 kVA | 14/02/1994 |  | 1 | 60
380112977 | TNB | DISTRIBUTION | KUALA SELANGOR | Existing | BKSL/PCE/J00060/MATX1 | 300022191 | TX1-S00176 | SPG RJ ABDULLAH |  | 1 | RYB |  |  | 11 kV |  | 415 V |  | MTM | 300.00 kVA | 18/03/1992 |  | 1 | 1
380113098 | TNB | DISTRIBUTION | KUALA SELANGOR | Existing | BKSL/PCE/J00058/MATX1 | 300022181 | TX1-S00157 | TALIKOM SG BULOH |  | 898 | RYB |  |  | 11 kV |  | 415 V |  | MTM | 500.00 kVA | 1997-10-12 |  | 1 | 1031
380113214 | TNB | DISTRIBUTION | KUALA SELANGOR | Existing | BKSL/PCE/J00057/MATX1 | 300022176 | TX1-S01361 | WISMA PELADANG SG BULOH |  | 0 | RYB |  |  | 11 kV |  | 415 V |  | MTM | 750.00 kVA | 27/11/1991 |  | 1 | 0
380113339 | TNB | DISTRIBUTION | KUALA SELANGOR | Existing | BKSL/PCE/J00056/MATX1 | 300022170 | TX1-S00154 | PEKAN SG BULOH |  | 37 | RYB |  |  | 11 kV |  | 415 V |  | MTM | 750.00 kVA | 1997-10-10 |  | 1 | 85
380117815 | TNB | DISTRIBUTION | KUALA SELANGOR | Existing | BKSL/PCE/J00831/MATX1 | 300452589 | TX1-R06758 | AMAN SURIA |  | 0 | RYB | [7 empty] | 500.00 kVA | 1970-01-01 |  | 1 | 0
380117951 | TNB | DISTRIBUTION | KUALA SELANGOR | Existing | BKSL/PCE/J00465/MATX1 | 300261160 | TX1-R03181 | TECHNOPARK NO 2 |  | 0 | RYB |  |  | 11 kV |  | 415 V |  | EWT | 1000.00 kVA | 2004-11-07 |  | 1 | 0
380117954 | TNB | DISTRIBUTION | KUALA SELANGOR | Existing | BKSL/PCE/J00465/MATX2 | 300261161 | TX2-R03180 | TECHNOPARK NO 2 |  | 0 | RYB |  |  | 11 kV |  | 415 V |  | EWT | 1000.00 kVA | 18/08/2003 |  | 1 | 0
380118221 | TNB | DISTRIBUTION | KUALA SELANGOR | Existing | BKSL/PCE/J00463/MATX1 | 300261157 | TX-R01865 | TMN MUHIBBAH |  | 0 | RYB |  |  | 11 kV |  | 415 V |  | LKH | 500.00 kVA | 22/03/2004 |  | 1 | 229
380118342 | TNB | DISTRIBUTION | KUALA SELANGOR | Existing | BKSL/PCE/J00584/MATX1 | 300287676 | TX-R06135 | TMN SURIA BESTARI |  | 0 | RYB |  |  | 11 kV |  | 415 V |  | SGB | 500.00 kVA | 17/07/2008 |  | 1 | 0
380118473 | TNB | DISTRIBUTION | KUALA SELANGOR | Existing | BKSL/PCE/J00613/MATX1 | 300319302 | TX-S05562 | TANAMARAN NO.2 |  | 0 | RYB |  |  | 11 kV |  | 415 V |  | MTM | 500.00 kVA | 18/08/2000 |  | 1 | 0
380118623 | TNB | DISTRIBUTION | KUALA SELANGOR | Existing | BKSL/PCE/J00349/MATX1 | 300243130 | TX1-S01563 | QTRS LADANG BKT TALANG NO 2 |  | 27 | RYB |  |  | 11 kV |  | 415 V |  | MTM | 300.00 kVA | 18/08/1984 |  | 1 | 28
380118804 | TNB | DISTRIBUTION | KUALA SELANGOR | Existing | BKSL/PCE/J00239/MATX1 | 300022902 | TX-S00487 | UJONG PERMATANG |  | 118 | RYB |  |  | 11 kV |  | 415 V |  | SGB | 300.00 kVA | 1988-10-12 |  | 1 | 127
380134973 | TNB | DISTRIBUTION | KUALA SELANGOR | Existing | BKSL/PCE/J00740/MATX1 | 300319635 | TX1-S01689 | SHAH ALAM 2 NO.5B 1 |  | 0 | RYB |  |  | 11 kV |  | 415 V |  | SGB | 1000.00 kVA | 28/06/1990 |  | 1 | 0
380135074 | TNB | DISTRIBUTION | KUALA SELANGOR | Existing | BKSL/PCE/J00735/MATX2 | 300346007 | TX2-S05624 | SHAH ALAM 2 FASA 5A5/1 |  | 0 | RYB |  |  | 11 kV |  | 415 V |  | MTM | 750.00 kVA | 2009-09-03 |  | 1 | 0
380135077 | TNB | DISTRIBUTION | KUALA SELANGOR | Existing | BKSL/PCE/J00735/MATX1 | 300346006 | TX1-S05624 | SHAH ALAM 2 FASA 5A5/1 |  | 0 | RYB |  |  | 11 kV |  | 415 V |  | MTM | 1000.00 kVA | 2009-09-03 |  | 1 | 0
380135233 | TNB | DISTRIBUTION | KUALA SELANGOR | Existing | BKSL/PCE/J00790/MATX1 | 300344307 | TX1-R04744 | INDS ALAM JAYA NO.5 |  | 0 | RYB |  |  | 11 kV |  | 415 V |  | MTM | 750.00 kVA | 2009-09-03 |  | 1 | 0
380135236 | TNB | DISTRIBUTION | KUALA SELANGOR | Existing |  |  | TX2-R07615 | INDS ALAM JAYA NO.5 |  | 0 | RYB |  |  | 11 kV |  | 415 V |  | MTM | 750.00 kVA | 2009-09-03 |  | 1 | 0
380135397 | TNB | DISTRIBUTION | KUALA SELANGOR | Existing | BKSL/PCE/J00791/MATX1 | 300319587 | TX1-R04539 | PERDANA PARK NO.1 |  | 0 | RYB |  |  | 11 kV |  | 415 V |  | EWT | 1000.00 kVA | 19/02/1994 |  | 1 | 0
380135491 | TNB | DISTRIBUTION | KUALA SELANGOR | Existing | BKSL/PCE/J00792/MATX1 | 300319589 | TX1-R04596 | KLG LOT 63 UNICAN ALAM JAYA |  | 0 | RYB |  |  | 11 kV |  | 415 V |  | MTM | 500.00 kVA | 19/04/1992 |  | 1 | 0
380135585 | TNB | DISTRIBUTION | KUALA SELANGOR | Existing | BKSL/PCE/J00793/MATX1 | 300319592 | TX1-R04599 | KLG LOT 62 ALAM JAYA |  | 0 | RYB |  |  | 11 kV |  | 415 V |  | EWT | 750.00 kVA | 1986-11-07 |  | 1 | 0
380135679 | TNB | DISTRIBUTION | KUALA SELANGOR | Existing | BKSL/PCE/J00823/MATX1 | 300346301 | TX1-R06589 | GUDANG BESI JLN 2/6 |  | 0 | RYB | [6 empty] | MTM | 750.00 kVA | 1970-01-01 |  | 1 | 0
380135773 | TNB | DISTRIBUTION | KUALA SELANGOR | Existing | BKSL/PCE/J00796/MATX1 | 300319600 | TX1-R05678 | LOT 65 JS CON ALAM JAYA |  | 0 | RYB |  |  | 11 kV |  | 415 V |  | SGB | 300.00 kVA | 19/04/1997 |  | 1 | 0
380135867 | TNB | DISTRIBUTION | KUALA SELANGOR | Existing | BKSL/PCE/J00816/MATX | 300346267 | TX1-R06249 | KILANG LOT 11273 JLN 2/6 |  | 0 | RYB |  |  | 11 kV |  | 415 V |  | MTM | 300.00 kVA | 2009-09-03 |  | 1 | 0
380136081 | TNB | DISTRIBUTION | KUALA SELANGOR | Existing | BKSL/PCE/J00755/MATX1 | 300319620 | TX1-R05502 | MULTIGUNA CON & DEV |  | 0 | RYB |  |  | 11 kV |  | 415 V |  | SGB | 500.00 kVA | 14/02/1986 |  | 1 | 0
380136175 | TNB | DISTRIBUTION | KUALA SELANGOR | Existing | BKSL/PCE/J00799/MATX1 | 300319603 | TX1-R05490 | KLG LOT 58 ALAM JAYA |  | 0 | RYB |  |  | 11 kV |  | 415 V |  | SGB | 500.00 kVA | 17/07/1984 |  | 1 | 0
380136269 | TNB | DISTRIBUTION | KUALA SELANGOR | Existing | BKSL/PCE/J00797/MATX1 | 300319601 | TX1-R05362 | KYODO STEEL |  | 0 | RYB |  |  | 11 kV |  | 415 V |  | MTM | 1000.00 kVA | 20/05/1990 |  | 1 | 0
380136389 | TNB | DISTRIBUTION | KUALA SELANGOR | Existing | BKSL/PCE/J00800/MATX1 | 300319615 | TX1-R05227 | KLG KAYU PAPAN & LOGAM BERJAYA |  | 0 | RYB |  |  | 11 kV |  | 415 V |  | EWT | 500.00 kVA | 20/09/1994 |  | 1 | 0
380136483 | TNB | DISTRIBUTION | KUALA SELANGOR | Existing | BKSL/PCE/J00801/MATX1 | 300319617 | TX1-R05325 | KWAN SENS WARE |  | 0 | RYB |  |  | 11 kV |  | 415 V |  | EWT | 750.00 kVA | 27/11/1992 |  | 1 | 0
380136577 | TNB | DISTRIBUTION | KUALA SELANGOR | Existing | BKSL/PCE/J00802/MATX1 | 300319621 | TX1-R05571 | NATURE LEADER |  | 0 | RYB |  |  | 11 kV |  | 415 V |  | MTM | 1000.00 kVA | 18/03/1980 |  | 1 | 0
380136765 | TNB | DISTRIBUTION | KUALA SELANGOR | Existing | BKSL/PCE/J00788/MATX1 | 300319581 | TX1-R06300 | PADAT MULTIGUNA TMN ALAM JAYA |  | 0 | RYB |  |  | 11 kV |  | 415 V |  | EWT | 500.00 kVA | 18/08/2005 |  | 1 | 0
380137040 | TNB | DISTRIBUTION | KUALA SELANGOR | Existing | BKSL/PCE/J00697/MATX1 | 300346045 | TX1-S01023 | STESEN SUIS SECTION 2 PHASE 1B |  | 0 | RYB |  |  | 11 kV |  | 415 V |  | LKH | 1000.00 kVA | 27/11/2007 |  | 1 | 0
380137140 | TNB | DISTRIBUTION | KUALA SELANGOR | Existing |  |  | TX2-S01100 | STESEN SUIS FASA 3A PUNCAK AL |  | 0 | RYB |  |  | 11 kV |  | 415 V |  |  | 1000.00 kVA | 1970-01-01 |  | 1 | 0
380137143 | TNB | DISTRIBUTION | KUALA SELANGOR | Existing | BKSL/PCE/J00716/MATX1 | 300319554 | TX1-S01099 | STESEN SUIS FASA 3A PUNCAK AL |  | 0 | RYB | [7 empty] | 1000.00 kVA | 1970-01-01 |  | 1 | 0
380137351 | TNB | DISTRIBUTION | KUALA SELANGOR | Existing | BKSL/PCE/J00718/MATX1 | 300319555 | TX1-S01092 | FASA 3A1 PUNCAK ALAM |  | 0 | RYB |  |  | 11 kV |  | 415 V |  | MTM | 1000.00 kVA | 26/06/2011 |  | 1 | 0
380137354 | TNB | DISTRIBUTION | KUALA SELANGOR | Existing |  |  | TX2-S01093 | FASA 3A1 PUNCAK ALAM |  | 0 | RYB |  |  | 11 kV |  | 415 V |  |  | 1000.00 kVA | 1970-01-01 |  | 1 | 0
380137582 | TNB | DISTRIBUTION | KUALA SELANGOR | Existing |  |  | TX1-S05646 | SMK PUNCAK ALAM FASA 3 |  | 0 | RYB |  |  | 11 kV |  | 415 V |  |  | 1000.00 kVA | 1970-01-01 |  | 1 | 0
380137703 | TNB | DISTRIBUTION | KUALA SELANGOR | Existing |  |  | TX2-S01136 | JUWITA FASA 3 C NO 3 |  | 0 | RYB |  |  | 11 kV |  | 415 V |  |  | 1000.00 kVA | 1970-01-01 |  | 1 | 0
380137706 | TNB | DISTRIBUTION | KUALA SELANGOR | Existing | BKSL/PCE/J00724/MATX1 | 300319605 | TX1-S01135 | JUWITA FASA 3 C NO 3 |  | 0 | RYB |  |  | 11 kV |  | 415 V |  | MTM | 1000.00 kVA | 22/09/1992 |  | 1 | 0
380137914 | TNB | DISTRIBUTION | KUALA SELANGOR | Existing | BKSL/PCE/J00726/MATX2 | 300345909 | TX2-S01128 | JUWITA FASA 3 C NO 1 |  | 0 | RYB |  |  | 11 kV |  | 415 V |  | MTM | 1000.00 kVA | 2009-09-03 |  | 1 | 0
380137917 | TNB | DISTRIBUTION | KUALA SELANGOR | Existing | BKSL/PCE/J00726/MATX1 | 300319608 | TX1-S01127 | JUWITA FASA 3 C NO 1 |  | 0 | RYB |  |  | 11 kV |  | 415 V |  | MTM | 1000.00 kVA | 15/12/1992 |  | 1 | 0
380138192 | TNB | DISTRIBUTION | KUALA SELANGOR | Existing | BKSL/PCE/J00849 | 300487316 | TX1-S05688 | RUMAH PAM PUNCAK BESTARI |  | 0 | RYB |  |  | 11 kV |  | 415 V |  | MTM | 1000.00 kVA | 1970-01-01 |  | 1 | 0
380138195 | TNB | DISTRIBUTION | KUALA SELANGOR | Existing |  |  | TX2-S05689 | RUMAH PAM PUNCAK BESTARI |  | 0 | RYB |  |  | 11 kV |  | 415 V |  |  | 1000.00 kVA | 1970-01-01 |  | 1 | 0
380138396 | TNB | DISTRIBUTION | KUALA SELANGOR | Existing | BKSL/PCE/J00863/MATX | 300515333 | TX1-S05692 | MASJID BARU PUNCAK ALAM |  | 0 | RYB |  |  | 11 kV |  | 415 V |  | EWT | 500.00 kVA | 1970-01-01 |  | 1 | 0
380138519 | TNB | DISTRIBUTION | KUALA SELANGOR | Existing | BKSL/PCE/J00117/MATX1 | 300022452 | TX1-S00297 | BKT KUCING KLINIK |  | 832 | RYB |  |  | 11 kV |  | 415 V |  | MTM | 1000.00 kVA | 22/09/1996 |  | 1 | 915
380138640 | TNB | DISTRIBUTION | KUALA SELANGOR | Existing |  |  | TX2-R07614 | TAMAN ALAM SUTERA ALAM JAYA |  | 0 | RYB |  |  | 11 kV |  | 415 V |  |  | 1000.00 kVA | 1970-01-01 |  | 1 | 0
380138643 | TNB | DISTRIBUTION | KUALA SELANGOR | Existing | BKSL/PCE/J00352/MATX | 300344566 | TX1-R07612 | TAMAN ALAM SUTERA ALAM JAYA |  | 0 | RYB |  |  | 11 kV |  | 415 V |  | MTM | 750.00 kVA | 2009-09-03 |  | 1 | 0
380152265 | TNB | DISTRIBUTION | KUALA SELANGOR | Existing | BKSL/PCE/J00388/MATX1 | 300461742 | TX1-S05835 | SG SIREH BAN 3 |  | 186 | RYB |  |  | 11 kV |  | 415 V |  |  | 500.00 kVA | 1970-01-01 |  | 1 | 210
380152379 | TNB | DISTRIBUTION | KUALA SELANGOR | Existing | BKSL/PCE/J00857/MATX1 | 300461741 | TX1-S05837 | SG SIREH BAN 4 |  | 289 | RYB |  |  | 11 kV |  | 415 V |  |  | 500.00 kVA | 1970-01-01 |  | 1 | 312
380152493 | TNB | DISTRIBUTION | KUALA SELANGOR | Existing | BKSL/PCE/J00871/MATX1 | 300515672 | TX1-S05840 | LOJI AIR SG SIREH |  | 55 | RYB |  |  | 11 kV |  | 415 V |  | EWT | 750.00 kVA | 29/08/1979 |  | 1 | 72
380152607 | TNB | DISTRIBUTION | KUALA SELANGOR | Existing | BKSL/PCE/J00158/MATX1 | 300022607 | TX1-S00567 | PT 2 |  | 0 | RYB |  |  | 11 kV |  | 415 V |  |  | 500.00 kVA | 22/03/1994 |  | 1 | 0
380152721 | TNB | DISTRIBUTION | KUALA SELANGOR | Existing | BKSL/PCE/J00157/MATX1 | 300022602 | TX1-S00564 | KLG BIJI BENIH T/AIR 2 |  | 0 | RYB |  |  | 11 kV |  | 415 V |  | MTM | 750.00 kVA | 19/02/1997 |  | 1 | 0
380152835 | TNB | DISTRIBUTION | KUALA SELANGOR | Existing | BKSL/PCE/J00156/MATX1 | 300022597 | TX1-S00561 | PT 3 |  | 0 | RYB |  |  | 11 kV |  | 415 V |  | MTM | 300.00 kVA | 15/12/1990 |  | 1 | 0
380152951 | TNB | DISTRIBUTION | KUALA SELANGOR | Existing | BKSL/PCE/J00155/MATX1 | 300022592 | TX1-S00558 | PT 4 |  | 829 | RYB |  |  | 11 kV |  | 415 V |  | MTM | 750.00 kVA | 14/11/1975 |  | 1 | 926
380153065 | TNB | DISTRIBUTION | KUALA SELANGOR | Existing | BKSL/PCE/J00575/MATX1 | 300287669 | TX1-S05450 | ZHONG LEE FISHERY |  | 0 | RYB |  |  | 11 kV |  | 415 V |  | EWT | 750.00 kVA | 2007-10-12 |  | 1 | 0
380153179 | TNB | DISTRIBUTION | KUALA SELANGOR | Existing | BKSL/PCE/J00208/MATX1 | 300242563 | TX1-S01509 | GAWAR-GAWAR (JENTAYU TUAH) |  | 0 | RYB |  |  | 11 kV |  | 415 V |  | MTM | 750.00 kVA | 20/09/1993 |  | 1 | 0
380153295 | TNB | DISTRIBUTION | KUALA SELANGOR | Existing | BKSL/PCE/J00210/MATX1 | 300022813 | TX1-S00407 | SG GULANG-GULANG |  | 191 | RYB |  |  | 11 kV |  | 415 V |  | EWT | 300.00 kVA | 26/06/1992 |  | 1 | 206
380153593 | TNB | DISTRIBUTION | KUALA SELANGOR | Existing | BKSL/PCE/J00212/MATX1 | 300022819 | TX1-S00415 | SG TUNGGUL |  | 173 | RYB |  |  | 11 kV |  | 415 V |  | MTM | 300.00 kVA | 17/07/1992 |  | 1 | 197
380153707 | TNB | DISTRIBUTION | KUALA SELANGOR | Existing | BKSL/PCE/J00216/MATX1 | 300242596 | TX1-S00418 | INNOBRIDE NO 1 |  | 0 | RYB |  |  | 11 kV |  | 415 V |  | LKH | 300.00 kVA | 18/03/1996 |  | 1 | 0
380153821 | TNB | DISTRIBUTION | KUALA SELANGOR | Existing | BKSL/PCE/J00217/MATX1 | 300022826 | TX1-S00421 | INNOBRIDE NO 2 |  | 0 | RYB |  |  | 11 kV |  | 415 V |  | MTM | 500.00 kVA | 18/08/1984 |  | 1 | 0
380153935 | TNB | DISTRIBUTION | KUALA SELANGOR | Existing | BKSL/PCE/J00218/MATX1 | 300261135 | TX1-S00424 | INNOBRIDE NO 3 |  | 0 | RYB |  |  | 11 kV |  | 415 V |  | SGB | 750.00 kVA | 19/04/1995 |  | 1 | 1
380154049 | TNB | DISTRIBUTION | KUALA SELANGOR | Existing | BKSL/PCE/J00219/MATX1 | 300261136 | TX1-S00427 | INNOBRIDE NO 4 |  | 0 | RYB |  |  | 11 kV |  | 415 V |  | MTM | 300.00 kVA | 28/06/1994 |  | 1 | 0
380154163 | TNB | DISTRIBUTION | KUALA SELANGOR | Existing | BKSL/PCE/J00215/MATX1 | 300242599 | TX1-S00430 | INNOBRIDE NO 5 |  | 4 | RYB |  |  | 11 kV |  | 415 V |  | EWT | 300.00 kVA | 19/04/1996 |  | 1 | 5
380154279 | TNB | DISTRIBUTION | KUALA SELANGOR | Existing | BKSL/PCE/J00177/MATX1 | 300261120 | TX1-S01516 | TMN RADEN MAS |  | 105 | RYB |  |  | 11 kV |  | 415 V |  |  | 750.00 kVA | 20/05/1980 |  | 1 | 128
380154395 | TNB | DISTRIBUTION | KUALA SELANGOR | Existing | BKSL/PCE/J00536/MATX1 | 300261304 | TX1-S01702 | TMN RIA MAS |  | 0 | RYB |  |  | 11 kV |  | 415 V |  | MTM | 1000.00 kVA | 19/02/2008 |  | 1 | 0
380154509 | TNB | DISTRIBUTION | KUALA SELANGOR | Existing | BKSL/PCE/J00813/MATX | 300344320 | TX1-S05627 | RESTORAN MEWAH TG.KARANG |  | 0 | RYB |  |  | 11 kV |  | 415 V |  |  | 750.00 kVA | 2009-09-03 |  | 1 | 0
380154746 | TNB | DISTRIBUTION | KUALA SELANGOR | Existing | BKSL/PCE/J00173/MATX1 | 300261117 | TX1-S01519 | SURIA INDAH |  | 74 | RYB |  |  | 11 kV |  | 415 V |  | SGB | 300.00 kVA | 14/02/1989 |  | 1 | 92
380154749 | TNB | DISTRIBUTION | KUALA SELANGOR | Existing | BKSL/PCE/J00173/MATX2 | 300261118 | TX2-S01640 | SURIA INDAH |  | 68 | RYB |  |  | 11 kV |  | 415 V |  | MTM | 1000.00 kVA | 18/03/1989 |  | 1 | 70
380154953 | TNB | DISTRIBUTION | KUALA SELANGOR | Existing | BKSL/PCE/J00209/MATX1 | 300022807 | TX1-S01512 | INDUSTRI BENG LEE |  | 74 | RYB |  |  | 11 kV |  | 415 V |  | MTM | 750.00 kVA | 20/05/1993 |  | 1 | 95
380155543 | TNB | DISTRIBUTION | KUALA SELANGOR | Existing | BKSL/PCE/J00211/MATX1 | 300261132 | TX1-S00411 | BANYU EMAS (FIRMA RENA) |  | 1 | RYB |  |  | 11 kV |  | 415 V |  | MTM | 750.00 kVA | 15/12/1989 |  | 1 | 1
380155546 | TNB | DISTRIBUTION | KUALA SELANGOR | Existing | BKSL/PCE/J00211/MATX2 | 300346182 | TX2-S05496 | BANYU EMAS (FIRMA RENA) |  | 0 | RYB |  |  | 11 kV |  | 415 V |  | MTM | 750.00 kVA | 2009-09-03 |  | 1 | 1
380155751 | TNB | DISTRIBUTION | KUALA SELANGOR | Existing | BKSL/PCE/J00211/MATX3 | 300346183 | TX3-S05497 | BANYU EMAS (FIRMA RENA) |  | 3 | RYB |  |  | 11 kV |  | 415 V |  | MTM | 750.00 kVA | 2009-09-03 |  | 1 | 4
380156028 | TNB | DISTRIBUTION | KUALA SELANGOR | Existing | BKSL/PCE/J00137/MATX1 | 300232738 | TX1-S01529 | DESA MAWAR N0 2 |  | 47 | RYB |  |  | 11 kV |  | 415 V |  | MTM | 1000.00 kVA | 14/02/2002 |  | 1 | 77
380156031 | TNB | DISTRIBUTION | KUALA SELANGOR | Existing | BKSL/PCE/J00137/MATX2 | 300232739 | TX2-S01530 | DESA MAWAR N0 2 |  | 85 | RYB |  |  | 11 kV |  | 415 V |  | MTM | 1000.00 kVA | 18/03/2002 |  | 1 | 112
380156243 | TNB | DISTRIBUTION | KUALA SELANGOR | Existing | BKSL/PCE/J00259/MATX1 | 300232733 | TX1-S01525 | DESA MAWAR N0 1 |  | 8 | RYB |  |  | 11 kV |  | 415 V |  | LKH | 750.00 kVA | 27/11/1999 |  | 1 | 13
380156246 | TNB | DISTRIBUTION | KUALA SELANGOR | Existing | BKSL/PCE/J00259/MATX2 | 300232734 | TX2-S01526 | DESA MAWAR N0 1 |  | 208 | RYB |  |  | 11 kV |  | 415 V |  | MTM | 1000.00 kVA | 1996-10-12 |  | 1 | 281
380225139 | TNB | DISTRIBUTION | KUALA SELANGOR | Existing | BKSL/PCE/J00405/MATX2 | 300510605 | TX2-R07581 | SSU INDUSTRI BUKIT BADONG |  | 0 | RYB |  |  | 11 kV |  | 415 V |  | EWT | 1000.00 kVA | 27/11/2011 |  | 1 | 0
380225149 | TNB | DISTRIBUTION | KUALA SELANGOR | Existing | BKSL/PCE/J00405/MATX1 | 300510604 | TX1-R07577 | SSU INDUSTRI BUKIT BADONG |  | 0 | RYB |  |  | 11 kV |  | 415 V |  | EWT | 1000.00 kVA | 27/11/2011 |  | 1 | 0
380225577 | TNB | DISTRIBUTION | KUALA SELANGOR | Existing | BKSL/PCE/J00621/MATX | 300313760 | TX1-R04687 | STP KOTA PUTERI |  | 0 | RYB |  |  | 11 kV |  | 415 V |  | SGB | 300.00 kVA | 28/06/2000 |  | 1 | 0
380225897 | TNB | DISTRIBUTION | KUALA SELANGOR | Existing | BKSL/PCE/J00034/MATX1 | 300022059 | TX1-S00063 | KG ASAHAN |  | 495 | RYB |  |  | 11 kV |  | 415 V |  | EWT | 300.00 kVA | 27/11/2004 |  | 1 | 562
380226154 | TNB | DISTRIBUTION | KUALA SELANGOR | Existing | BKSL/PCE/J00681/MATX | 300313712 | TX1-R04173 | TAMAN SEJATI |  | 0 | RYB |  |  | 11 kV |  | 415 V |  | EWT | 1000.00 kVA | 17/07/2011 |  | 1 | 0
380226157 | TNB | DISTRIBUTION | KUALA SELANGOR | Existing |  |  | TX2-R04176 | TAMAN SEJATI |  | 0 | RYB |  |  | 11 kV |  | 415 V |  |  | 1000.00 kVA | 1970-01-01 |  | 1 | 0
380259576 | TNB | DISTRIBUTION | KUALA SELANGOR | Existing | BKSL/PCE/J00055/MATX1 | 300022165 | TX1-S00150 | KEMAYAN |  | 52 | RYB |  |  | 11 kV |  | 415 V |  | MTM | 300.00 kVA | 20/09/1994 |  | 1 | 62
380259715 | TNB | DISTRIBUTION | KUALA SELANGOR | Existing | BKSL/PCE/J00100/MATX1 | 300022361 | TX1-S01357 | TMN SOLOMON |  | 61 | RYB |  |  | 11 kV |  | 415 V |  | MTM | 1000.00 kVA | 19/02/2002 |  | 1 | 71
380259831 | TNB | DISTRIBUTION | KUALA SELANGOR | Existing | BKSL/PCE/J00351/MATX1 | 300342970 | TX1-S05617 | TMN PARI |  | 0 | RYB |  |  | 11 kV |  | 415 V |  | INDKOM | 500.00 kVA | 2012-10-02 |  | 1 | 0
380259945 | TNB | DISTRIBUTION | KUALA SELANGOR | Existing | BKSL/PCE/J00573/MATX1 | 300287668 | TX1-S05479 | TMN YU |  | 39 | RYB |  |  | 11 kV |  | 415 V |  | MTM | 1000.00 kVA | 27/11/2008 |  | 1 | 56
380260061 | TNB | DISTRIBUTION | KUALA SELANGOR | Existing | BKSL/PCE/J00572/MATX1 | 300287667 | TX1-S05440 | TMN SIAKAP |  | 40 | RYB |  |  | 11 kV |  | 415 V |  | SGB | 500.00 kVA | 2008-10-10 |  | 1 | 43
380260293 | TNB | DISTRIBUTION | KUALA SELANGOR | Existing | BKSL/PCE/J00101/MATX1 | 300228392 | TX1-S01355 | TMN BAWAL PUTIH |  | 63 | RYB |  |  | 11 kV |  | 415 V |  | MTM | 750.00 kVA | 22/03/2003 |  | 1 | 88
380260407 | TNB | DISTRIBUTION | KUALA SELANGOR | Existing | BKSL/PCE/J00053/MATX1 | 300022155 | TX1-S00144 | KLG EKZOS (UNITED EVERCO) |  | 0 | RYB |  |  | 11 kV |  | 415 V |  | MTM | 750.00 kVA | 1956-11-07 |  | 1 | 0
380260523 | TNB | DISTRIBUTION | KUALA SELANGOR | Existing | BKSL/PCE/J00052/MATX1 | 300022150 | TX1-S00141 | EDAR BERAS |  | 1 | RYB |  |  | 11 kV |  | 415 V |  | EWT | 500.00 kVA | 28/06/1989 |  | 1 | 1
380260637 | TNB | DISTRIBUTION | KUALA SELANGOR | Existing | BKSL/PCE/J00051/MATX1 | 300022145 | TX1-S00139 | KLG BATU-BATA |  | 0 | RYB |  |  | 11 kV |  | 415 V |  | MTM | 750.00 kVA | 19/04/1994 |  | 1 | 0
380260751 | TNB | DISTRIBUTION | KUALA SELANGOR | Existing | BKSL/PCE/J00050/MATX1 | 300022139 | TX1-S00136 | KG API API |  | 408 | RYB |  |  | 11 kV |  | 415 V |  | MTM | 300.00 kVA | 22/03/1984 |  | 1 | 463
380260867 | TNB | DISTRIBUTION | KUALA SELANGOR | Existing | BKSL/PCE/J00092/MATX1 | 300022317 | TX-S00096 | BALAI POLIS KSL |  | 0 | RYB |  |  | 11 kV |  | 415 V |  | MTM | 750.00 kVA | 20/05/1992 |  | 1 | 0
380260981 | TNB | DISTRIBUTION | KUALA SELANGOR | Existing | BKSL/PCE/J00094/MATX1 | 300022327 | TX-S00102 | TALIKOM KSL |  | 0 | RYB |  |  | 11 kV |  | 415 V |  | MTM | 750.00 kVA | 17/07/1984 |  | 1 | 0
380261106 | TNB | DISTRIBUTION | KUALA SELANGOR | Existing | BKSL/PCE/J00095/MATX1 | 300022332 | TX-S00106 | BDR BARU NO 1 |  | 247 | RYB |  |  | 11 kV |  | 415 V |  | MTM | 500.00 kVA | 18/08/1984 |  | 1 | 297
380261222 | TNB | DISTRIBUTION | KUALA SELANGOR | Existing | BKSL/PCE/J00096/MATX1 | 300022338 | TX-S00109 | SK BDR BARU |  | 86 | RYB |  |  | 11 kV |  | 415 V |  | TATUNG | 500.00 kVA | 22/09/1975 |  | 1 | 109
380261386 | TNB | DISTRIBUTION | KUALA SELANGOR | Existing | BKSL/PCE/J00337/MATX1 | 300241015 | TX-S01260 | KOMPLEKS MAHKAMAH |  | 0 | RYB |  |  | 11 kV |  | 415 V |  | EWT | 300.00 kVA | 18/08/2004 |  | 1 | 0
380261616 | TNB | DISTRIBUTION | KUALA SELANGOR | Existing | BKSL/PCE/J00596/MATX | 300319518 | TX-S05534 | TMN WARISAN |  | 0 | RYB |  |  | 11 kV |  | 415 V |  | MTM | 300.00 kVA | 26/06/2010 |  | 1 | 0
380261730 | TNB | DISTRIBUTION | KUALA SELANGOR | Existing | BKSL/PCE/J00097/MATX1 | 300022343 | TX-S00112 | BDR BARU NO 3 |  | 4 | RYB |  |  | 11 kV |  | 415 V |  | MTM | 1000.00 kVA | 1996-11-10 |  | 1 | 58
380261855 | TNB | DISTRIBUTION | KUALA SELANGOR | Existing | BKSL/PCE/J00098/MATX1 | 300022349 | TX-S00115 | BDR BARU NO 4 |  | 215 | RYB |  |  | 11 kV |  | 415 V |  | LKH | 500.00 kVA | 14/11/1998 |  | 1 | 237
380261969 | TNB | DISTRIBUTION | KUALA SELANGOR | Existing | BKSL/PCE/J00099/MATX1 | 300022355 | TX-S00118 | SM SAINS KSL |  | 0 | RYB |  |  | 11 kV |  | 415 V |  | LKH | 500.00 kVA | 15/12/1996 |  | 1 | 0
380262085 | TNB | DISTRIBUTION | KUALA SELANGOR | Existing | BKSL/PCE/J00070/MATX1 | 300228365 | TX-S01265 | QTRS GURU SM SAINS KSL |  | 0 | RYB |  |  | 11 kV |  | 415 V |  | MTM | 1000.00 kVA | 2002-11-10 |  | 1 | 0
380262199 | TNB | DISTRIBUTION | KUALA SELANGOR | Existing | BKSL/PCE/J00107/MATX1 | 300022401 | TX-S01277 | STADIUM NO 2 (TERTUTUP) |  | 0 | RYB |  |  | 11 kV |  | 415 V |  | SGB | 1000.00 kVA | 1999-10-12 |  | 1 | 0
380262477 | TNB | DISTRIBUTION | KUALA SELANGOR | Existing | BKSL/PCE/J00597/MATX | 300313524 | TX-S05540 | JABATAN PENGALIRAN DAN SALIRAN |  | 0 | RYB |  |  | 11 kV |  | 415 V |  | MTM | 300.00 kVA | 18/08/2008 |  | 1 | 0
380262712 | TNB | DISTRIBUTION | KUALA SELANGOR | Existing | BKSL/PCE/J00105/MATX1 | 300022388 | TX1-S00172 | SCHULTZ |  | 0 | RYB |  |  | 11 kV |  | 415 V |  | MTM | 750.00 kVA | 20/09/1990 |  | 1 | 0
380262715 | TNB | DISTRIBUTION | KUALA SELANGOR | Existing | BKSL/PCE/J00105/MATX2 | 300022389 | TX2-S00171 | SCHULTZ |  | 0 | RYB |  |  | 11 kV |  | 415 V |  | MTM | 750.00 kVA | 1991-10-10 |  | 1 | 0
380262918 | TNB | DISTRIBUTION | KUALA SELANGOR | Existing | BKSL/PCE/J00104/MATX1 | 300022382 | TX-S00167 | D'PALWA (KRISTALINA) |  | 2 | RYB |  |  | 11 kV |  | 415 V |  | MTM | 300.00 kVA | 18/08/1996 |  | 1 | 2
380263039 | TNB | DISTRIBUTION | KUALA SELANGOR | Existing | BKSL/PCE/J00103/MATX1 | 300022374 | TX1-S01269 | KOMPLEKS PKNS KSL |  | 0 | RYB |  |  | 11 kV |  | 415 V |  | EWT | 1000.00 kVA | 28/06/2000 |  | 1 | 0
380263042 | TNB | DISTRIBUTION | KUALA SELANGOR | Existing | BKSL/PCE/J00103/MATX2 | 300022375 | TX2-S01270 | KOMPLEKS PKNS KSL |  | 59 | RYB |  |  | 11 kV |  | 415 V |  | MTM | 1000.00 kVA | 2000-11-07 |  | 1 | 186
380263345 | TNB | DISTRIBUTION | KUALA SELANGOR | Existing | BKSL/PCE/J00559/MATX | 300287654 | TX-S05466 | NTS |  | 3 | RYB |  |  | 11 kV |  | 415 V |  | MTM | 1000.00 kVA | 18/08/2007 |  | 1 | 20
380263470 | TNB | DISTRIBUTION | KUALA SELANGOR | Existing | BKSL/PCE/J00547/MATX1 | 300261327 | TX-S01666 | TMN BENDAHARA NO 3 |  | 9 | RYB |  |  | 11 kV |  | 415 V |  | MTM | 1000.00 kVA | 2007-10-12 |  | 1 | 53
380263584 | TNB | DISTRIBUTION | KUALA SELANGOR | Existing | BKSL/PCE/J00527/MATX1 | 300261216 | TX-S05300 | TMN MERANTI |  | 20 | RYB |  |  | 11 kV |  | 415 V |  | SGB | 300.00 kVA | 20/05/2007 |  | 1 | 27
380263797 | TNB | DISTRIBUTION | KUALA SELANGOR | Existing | BKSL/PCE/J00214/MATX1 | 300261134 | TX1-S00439 | POULTRY FARM NO 2 |  | 0 | RYB |  |  | 11 kV |  | 415 V |  | MTM | 300.00 kVA | 22/03/1990 |  | 1 | 0
380263911 | TNB | DISTRIBUTION | KUALA SELANGOR | Existing | BKSL/PCE/J00213/MATX1 | 300261133 | TX1-S00436 | POULTRY FARM NO 1 |  | 0 | RYB |  |  | 11 kV |  | 415 V |  | MTM | 300.00 kVA | 19/02/1986 |  | 1 | 0
380264139 | TNB | DISTRIBUTION | KUALA SELANGOR | Existing | BKSL/PCE/J00231/MATX1 | 300022878 | TX1-S05596 | SG YU NO 1 |  | 0 | RYB |  |  | 11 kV |  | 415 V |  | MTM | 100.00 kVA | 1990-11-07 |  | 1 | 0
380264262 | TNB | DISTRIBUTION | KUALA SELANGOR | Existing | BKSL/PCE/J00230/MATX1 | 300022872 | TX1-S00450 | KG SG YU |  | 3 | RYB |  |  | 11 kV |  | 415 V |  | EWT | 300.00 kVA | 28/06/1982 |  | 1 | 3
380264385 | TNB | DISTRIBUTION | KUALA SELANGOR | Existing | BKSL/PCE/J00232/MATX1 | 300022882 | TX1-S00455 | SG YU NO 2 |  | 39 | RYB |  |  | 11 kV |  | 415 V |  | EWT | 100.00 kVA | 18/08/1990 |  | 1 | 48
380264499 | TNB | DISTRIBUTION | KUALA SELANGOR | Existing | BKSL/PCE/J00233/MATX1 | 300022886 | TX1-S00457 | SG YU NO 3 |  | 95 | RYB |  |  | 11 kV |  | 415 V |  | MTM | 100.00 kVA | 20/09/1990 |  | 1 | 106
380264615 | TNB | DISTRIBUTION | KUALA SELANGOR | Existing | BKSL/PCE/J00180/MATX1 | 300261121 | TX1-S01551 | MASJID SG TERAP |  | 115 | RYB |  |  | 11 kV |  | 415 V |  | EWT | 1000.00 kVA | 26/06/1985 |  | 1 | 134
380264763 | TNB | DISTRIBUTION | KUALA SELANGOR | Existing | BKSL/PCE/J00168/MATX1 | 300022644 | TX1-S01504 | PASAR TG KARANG |  | 0 | RYB |  |  | 11 kV |  | 415 V |  | MTM | 1000.00 kVA | 27/11/2003 |  | 1 | 0
380264766 | TNB | DISTRIBUTION | KUALA SELANGOR | Existing | BKSL/PCE/J00168/MATX2 | 300228854 | TX2-S01503 | PASAR TG KARANG |  | 123 | RYB |  |  | 11 kV |  | 415 V |  | EWT | 500.00 kVA | 20/09/1990 |  | 1 | 144
380264969 | TNB | DISTRIBUTION | KUALA SELANGOR | Existing | BKSL/PCE/J00199/MATX1 | 300022789 | TX1-S00377 | TOK ADAM |  | 192 | RYB |  |  | 11 kV |  | 415 V |  | MTM | 500.00 kVA | 14/02/1990 |  | 1 | 215
380265092 | TNB | DISTRIBUTION | KUALA SELANGOR | Existing | BKSL/PCE/J00200/MATX1 | 300022795 | TX1-S00382 | SG TENGI KANAN NO 1 |  | 99 | RYB |  |  | 11 kV |  | 415 V |  | TATUNG | 500.00 kVA | 18/03/1975 |  | 1 | 103
380265206 | TNB | DISTRIBUTION | KUALA SELANGOR | Existing | BKSL/PCE/J00178/MATX1 | 300022679 | TX1-S00385 | SG TENGI KANAN NO 3 |  | 142 | RYB |  |  | 11 kV |  | 415 V |  | MTM | 500.00 kVA | 19/04/1992 |  | 1 | 153
380265329 | TNB | DISTRIBUTION | KUALA SELANGOR | Existing | BKSL/PCE/J00202/MATX1 | 300261127 | TX1-S00391 | SAWAH SEMP NO 1 |  | 391 | RYB |  |  | 11 kV |  | 415 V |  | MTM | 100.00 kVA | 17/07/1988 |  | 1 | 424
380265443 | TNB | DISTRIBUTION | KUALA SELANGOR | Existing | BKSL/PCE/J00203/MATX1 | 300261128 | TX1-S00394 | SAWAH SEMP NO 2 |  | 154 | RYB |  |  | 11 kV |  | 415 V |  | SGB | 300.00 kVA | 18/08/1984 |  | 1 | 170
380265566 | TNB | DISTRIBUTION | KUALA SELANGOR | Existing | BKSL/PCE/J00204/MATX1 | 300242594 | TX1-S00397 | SAWAH SEMP NO 3 |  | 0 | RYB |  |  | 11 kV |  | 415 V |  | SGB | 300.00 kVA | 14/02/1980 |  | 1 | 0
380265680 | TNB | DISTRIBUTION | KUALA SELANGOR | Existing | BKSL/PCE/J00207/MATX1 | 300261131 | TX1-S00400 | SAWAH SEMP NO 4 |  | 132 | RYB |  |  | 11 kV |  | 415 V |  | MTM | 300.00 kVA | 14/11/1985 |  | 1 | 138
380265794 | TNB | DISTRIBUTION | KUALA SELANGOR | Existing | BKSL/PCE/J00205/MATX1 | 300261129 | TX1-S00403 | SAWAH SEMP NO 5 |  | 1 | RYB |  |  | 11 kV |  | 415 V |  | MTM | 300.00 kVA | 22/09/1988 |  | 1 | 1
380265908 | TNB | DISTRIBUTION | KUALA SELANGOR | Existing | BKSL/PCE/J00206/MATX1 | 300261130 | TX1-S00405 | SAWAH SEMP NO 6 |  | 130 | RYB |  |  | 11 kV |  | 415 V |  | MTM | 100.00 kVA | 1983-11-10 |  | 1 | 134
380266146 | TNB | DISTRIBUTION | KUALA SELANGOR | Existing | BKSL/PCE/J00186/MATX1 | 300022714 | TX1- S00342 | PEKAN TG KARANG (RIVER SIDE) |  | 0 | RYB |  |  | 11 kV |  | 415 V |  | SGB | 100.00 kVA | 1999-11-10 |  | 1 | 0
380266259 | TNB | DISTRIBUTION | KUALA SELANGOR | Existing | BKSL/PCE/J00187/MATX1 | 300022720 | TX1- S00346 | TMN SRI TANJUNG (LOT 1970) |  | 356 | RYB |  |  | 11 kV |  | 415 V |  | MTM | 1000.00 kVA | 14/11/1993 |  | 1 | 437
380266375 | TNB | DISTRIBUTION | KUALA SELANGOR | Existing | BKSL/PCE/J00189/MATX1 | 300022732 | TX1- S00351 | BALAI POLIS TG KARANG |  | 36 | RYB |  |  | 11 kV |  | 415 V |  | MTM | 750.00 kVA | 19/02/1997 |  | 1 | 43
380266500 | TNB | DISTRIBUTION | KUALA SELANGOR | Existing | BKSL/PCE/J00190/MATX1 | 300022737 | TX1- S00354 | JKR LOW COST |  | 510 | RYB |  |  | 11 kV |  | 415 V |  | EWT | 750.00 kVA | 22/03/1983 |  | 1 | 626
380266633 | TNB | DISTRIBUTION | KUALA SELANGOR | Existing | BKSL/PCE/J00618/MATX | 300319519 | TX1-S05612 | LKIM PASIR PENAMBANG |  | 0 | RYB |  |  | 11 kV |  | 415 V |  | MTM | 500.00 kVA | 17/07/2011 |  | 1 | 0
380266801 | TNB | DISTRIBUTION | KUALA SELANGOR | Existing | BKSL/PCE/J00183/MATX1 | 300022696 | TX1-S00336 | HOSPITAL TG KARANG |  | 10 | RYB |  |  | 11 kV |  | 415 V |  | SGB | 1000.00 kVA | 17/07/1997 |  | 1 | 14
380266957 | TNB | DISTRIBUTION | KUALA SELANGOR | Existing |  |  | TX1-S05634 | PE KO SEGAR |  | 0 | RYB |  |  | 11 kV |  | 415 V |  |  | 300.00 kVA | 1970-01-01 |  | 1 | 0
380267163 | TNB | DISTRIBUTION | KUALA SELANGOR | Existing | BKSL/PCE/J00430/MATX1 | 310179779 | TX1-S05944 | TMN SERI MANIK |  | 0 | RYB | [6 empty] | EWT | 500.00 kVA | 1970-01-01 |  | 1 | 0
380267277 | TNB | DISTRIBUTION | KUALA SELANGOR | Existing |  |  | TX1-S05932 | PUSAT LATIHAN PERTANIAN |  | 0 | RYB |  |  | 11 kV |  | 415 V |  |  | 500.00 kVA | 1970-01-01 |  | 1 | 0
380267391 | TNB | DISTRIBUTION | KUALA SELANGOR | Existing |  |  | TX1-S05914 | PE TMN MAHSURI INDAH |  | 40 | RYB |  |  | 11 kV |  | 415 V |  |  | 500.00 kVA | 1970-01-01 |  | 1 | 52
380267540 | TNB | DISTRIBUTION | KUALA SELANGOR | Existing |  |  | TX1-S150516 | TMN RIA MAS NO.2 |  | 0 | RYB |  |  | 11 kV |  | 415 V |  |  | 500.00 kVA | 1970-01-01 |  | 1 | 0
380267682 | TNB | DISTRIBUTION | KUALA SELANGOR | Existing | BKSL/PCE/J00855/MATX | 300520242 | TX1-S05643 | PADAT TMN SAHABAT |  | 0 | RYB |  |  | 11 kV |  | 415 V |  | MTM | 1000.00 kVA | 2014-01-12 |  | 1 | 0
380267821 | TNB | DISTRIBUTION | KUALA SELANGOR | Existing | BKSL/PCE/J00670/MATX | 300346290 | TX1-S05596 | KILANG IKAN KELI SG YU |  | 0 | RYB |  |  | 11 kV |  | 415 V |  | MTM | 300.00 kVA | 2009-09-03 |  | 1 | 0
380521637 | TNB | DISTRIBUTION | KUALA SELANGOR | Existing | BKSL/PCE/J00640/MATX1 | 300319507 | TX1- R05975 | TENAGA KIMIA BT ARANG |  | 0 | RYB |  |  | 11 kV |  | 415 V |  | EWT | 500.00 kVA | 2011-10-12 |  | 1 | 0
380521935 | TNB | DISTRIBUTION | KUALA SELANGOR | Existing |  |  | TX1- R01601 | PE O/D OC8 BT. ARANG R MURAH |  | 0 | RYB |  |  | 11 kV |  | 415 V |  |  | 500.00 kVA | 1970-01-01 |  | 1 | 0
380522163 | TNB | DISTRIBUTION | KUALA SELANGOR | Existing | BKSL/PCE/J00629/MATX | 300345588 | TX1- R01838 | RHONG KHEN INDUSTRI |  | 0 | RYB |  |  | 11 kV |  | 415 V |  | MTM | 1000.00 kVA | 2009-09-03 |  | 1 | 0
380522166 | TNB | DISTRIBUTION | KUALA SELANGOR | Existing | BKSL/PCE/J00629/MATX2 | 300345589 | TX2- R01839 | RHONG KHEN INDUSTRI |  | 0 | RYB |  |  | 11 kV |  | 415 V |  | SGB | 1000.00 kVA | 2009-09-03 |  | 1 | 0
380522395 | TNB | DISTRIBUTION | KUALA SELANGOR | Existing | BKSL/PCE/J00632/MATX1 | 300313275 | TX1- R06230 | LIM & LIM HARDWARE |  | 0 | RYB |  |  | 11 kV |  | 415 V |  | SGB | 1000.00 kVA | 2011-10-12 |  | 1 | 0
380522510 | TNB | DISTRIBUTION | KUALA SELANGOR | Existing | BKSL/PCE/J00654/MATX1 | 300319542 | TX1- R05443 | KOTA PUTERI PERSIARAN BT ARANG |  | 0 | RYB |  |  | 11 kV |  | 415 V |  | MTM | 750.00 kVA | 19/04/2011 |  | 1 | 0
380522904 | TNB | DISTRIBUTION | KUALA SELANGOR | Existing |  |  | TX1- R07035 | PE SOO CHEW SHENG |  | 0 | RYB |  |  | 11 kV |  | 415 V |  |  | 300.00 kVA | 1970-01-01 |  | 1 | 0
380523050 | TNB | DISTRIBUTION | KUALA SELANGOR | Existing | BRWG/PCE/J01143/MATX1 | 300229196 | TX1- R04563 | MAKMAL TISU KULTUR LDG TUAN MEE |  | 0 | RYB |  |  | 11 kV |  | 415 V |  |  | 1000.00 kVA | 14/08/2007 |  | 1 | 0
380534629 | TNB | DISTRIBUTION | KUALA SELANGOR | Existing |  |  | TX2-S05854 | PUSAT NIAGA ASTANA ALAM 2 |  | 0 | RYB |  |  | 11 kV |  | 415 V |  |  | 1000.00 kVA | 1970-01-01 |  | 1 | 0
380534632 | TNB | DISTRIBUTION | KUALA SELANGOR | Existing | BKSL/PCE/J00874 | 300492713 | TX1-S05853 | PUSAT NIAGA ASTANA ALAM 2 |  | 0 | RYB |  |  | 11 kV |  | 415 V |  | EWT | 1000.00 kVA | 1970-01-01 |  | 1 | 0
380534884 | TNB | DISTRIBUTION | KUALA SELANGOR | Existing |  |  | TX2-S05670 | R/KEDAI PH 3B JLN ASTANA C13/C |  | 0 | RYB |  |  | 11 kV |  | 415 V |  |  | 1000.00 kVA | 1970-01-01 |  | 1 | 0
380534887 | TNB | DISTRIBUTION | KUALA SELANGOR | Existing |  |  | TX1-S05669 | R/KEDAI PH 3B JLN ASTANA C13/C |  | 0 | RYB |  |  | 11 kV |  | 415 V |  |  | 1000.00 kVA | 1970-01-01 |  | 1 | 0
380535405 | TNB | DISTRIBUTION | KUALA SELANGOR | Existing | BKSL/PCE/J00729/MATX1 | 300319612 | TX1-S01144 | APARTMENT MELOR NO. 2 PUNCAK A |  | 0 | RYB |  |  | 11 kV |  | 415 V |  | MTM | 1000.00 kVA | 28/06/2003 |  | 1 | 0
380535636 | TNB | DISTRIBUTION | KUALA SELANGOR | Existing | BKSL/PCE/J00124/MATX1 | 300022492 | TX1-S00321 | PT MAHANG NO 2 |  | 1 | RYB |  |  | 11 kV |  | 415 V |  | EWT | 500.00 kVA | 28/06/1966 |  | 1 | 115
380564609 | TNB | DISTRIBUTION | KUALA SELANGOR | Existing | BKSL/PCE/J00064/MATX1 | 300228344 | TX-S01317 | TMN MALAWATI JAYA NO 1 |  | 270 | RYB |  |  | 11 kV |  | 415 V |  | MTM | 1000.00 kVA | 17/07/2003 |  | 1 | 295
380564750 | TNB | DISTRIBUTION | KUALA SELANGOR | Existing | BKSL/PCE/J00069/MATX1 | 300228350 | TX1-S01320 | TMN MALAWATI JAYA NO 2 |  | 106 | RYB |  |  | 11 kV |  | 415 V |  | MTM | 1000.00 kVA | 22/09/2003 |  | 1 | 126
380564871 | TNB | DISTRIBUTION | KUALA SELANGOR | Existing | BKSL/PCE/J00109/MATX1 | 300022411 | TX1-S00277 | MONDAY CANE |  | 12 | RYB |  |  | 11 kV |  | 415 V |  | MTM | 750.00 kVA | 14/02/1994 |  | 1 | 16
380564874 | TNB | DISTRIBUTION | KUALA SELANGOR | Existing |  |  | TX2-S0092 | MONDAY CANE |  | 0 | RYB |  |  | 11 kV |  | 415 V |  |  | 750.00 kVA | 1970-01-01 |  | 1 | 0
380565075 | TNB | DISTRIBUTION | KUALA SELANGOR | Existing | BKSL/PCE/J00112/MATX1 | 300022426 | TX-S00281 | K/UDANG API-API NO 1 |  | 0 | RYB |  |  | 11 kV |  | 415 V |  | MTM | 1000.00 kVA | 20/05/1994 |  | 1 | 0
380565307 | TNB | DISTRIBUTION | KUALA SELANGOR | Existing | BKSL/PCE/J00132/MATX1 | 300242644 | TX-S01329 | TMN IMPIAN (C) |  | 0 | RYB |  |  | 11 kV |  | 415 V |  |  | 1000.00 kVA | 20/05/1990 |  | 1 | 0
380565423 | TNB | DISTRIBUTION | KUALA SELANGOR | Existing | BKSL/PCE/J00131/MATX1 | 300022528 | TX-S01326 | BAZAR SG BULOH |  | 0 | RYB |  |  | 11 kV |  | 415 V |  |  | 1000.00 kVA | 1990-10-12 |  | 1 | 0
380565548 | TNB | DISTRIBUTION | KUALA SELANGOR | Existing | BKSL/PCE/J00114/MATX1 | 300022436 | TX1-S00287 | TMN SRI PERTAMA |  | 371 | RYB |  |  | 11 kV |  | 415 V |  | MTM | 1000.00 kVA | 26/06/2002 |  | 1 | 539
380565688 | TNB | DISTRIBUTION | KUALA SELANGOR | Existing | BKSL/PCE/J00040/MATX1 | 300022088 | TX-S00122 | BT 2 JLN KLANG |  | 74 | RYB |  |  | 11 kV |  | 415 V |  | MTM | 300.00 kVA | 20/05/1992 |  | 1 | 86
380565829 | TNB | DISTRIBUTION | KUALA SELANGOR | Existing | BKSL/PCE/J00542/MATX1 | 300261318 | TX-S05400 | TMN RHU PERMAI |  | 38 | RYB |  |  | 11 kV |  | 415 V |  | MTM | 1000.00 kVA | 18/08/2007 |  | 1 | 59
380565945 | TNB | DISTRIBUTION | KUALA SELANGOR | Existing | BKSL/PCE/J00045/MATX1 | 300022113 | TX-S00125 | TMN RHU |  | 210 | RYB |  |  | 11 kV |  | 415 V |  | MTM | 750.00 kVA | 1994-11-10 |  | 1 | 245
380566059 | TNB | DISTRIBUTION | KUALA SELANGOR | Existing | BKSL/PCE/J00571/MATX1 | 300287666 | TX-S05483 | TMN SERINDIT |  | 12 | RYB |  |  | 11 kV |  | 415 V |  | MTM | 300.00 kVA | 20/09/2009 |  | 1 | 26
380566175 | TNB | DISTRIBUTION | KUALA SELANGOR | Existing | BKSL/PCE/J00048/MATX1 | 300022129 | TX-S00130 | TMN ASSAM JAWA (C) |  | 290 | RYB |  |  | 11 kV |  | 415 V |  | EWT | 1000.00 kVA | 15/12/2002 |  | 1 | 345
380566300 | TNB | DISTRIBUTION | KUALA SELANGOR | Existing | BKSL/PCE/J00047/MATX1 | 300022123 | TX-S00132 | PEKAN ASSAM JAWA |  | 0 | RYB |  |  | 11 kV |  | 415 V |  |  | 750.00 kVA | 14/11/1975 |  | 1 | 0
380566416 | TNB | DISTRIBUTION | KUALA SELANGOR | Existing | BKSL/PCE/J00049/MATX1 | 300022134 | TX-S01347 | TMN MULIA |  | 245 | RYB |  |  | 11 kV |  | 415 V |  | MTM | 500.00 kVA | 19/02/1984 |  | 1 | 300
380566532 | TNB | DISTRIBUTION | KUALA SELANGOR | Existing | BKSL/PCE/J00285/MATX1 | 300242419 | TX-S01350 | TMN SELESA API API |  | 24 | RYB |  |  | 11 kV |  | 415 V |  | EWT | 100.00 kVA | 22/03/2002 |  | 1 | 31
380566655 | TNB | DISTRIBUTION | KUALA SELANGOR | Existing | BKSL/PCE/J00616/MATX1 | 300313523 | TX-S05556 | TAMAN BELIBIS |  | 36 | RYB |  |  | 11 kV |  | 415 V |  | MTM | 300.00 kVA | 17/07/2007 |  | 1 | 41
380566771 | TNB | DISTRIBUTION | KUALA SELANGOR | Existing | BKSL/PCE/J00029/MATX1 | 300022036 | TX1-S00093 | LDG KSL |  | 207 | RYB |  |  | 11 kV |  | 415 V |  | MTM | 300.00 kVA | 28/06/1979 |  | 1 | 243
380566887 | TNB | DISTRIBUTION | KUALA SELANGOR | Existing | BKSL/PCE/J00028/MATX1 | 300022031 | TX1-S00090 | PKNS SIME DARBY (TMN RAJAWALI) |  | 194 | RYB |  |  | 11 kV |  | 415 V |  | MTM | 750.00 kVA | 19/04/1994 |  | 1 | 211
380567264 | TNB | DISTRIBUTION | KUALA SELANGOR | Existing | BKSL/PCE/J00024/MATX1 | 300022007 | TX1-S00077 | PEKAN BKT ROTAN |  | 4 | RYB |  |  | 11 kV |  | 415 V |  |  | 500.00 kVA | 14/11/1997 |  | 1 | 4
380567267 | TNB | DISTRIBUTION | KUALA SELANGOR | Existing |  |  | TX2-S00079 | PEKAN BKT ROTAN |  | 2 | RYB |  |  | 11 kV |  | 415 V |  |  | 1000.00 kVA | 1970-01-01 |  | 1 | 5
380567496 | TNB | DISTRIBUTION | KUALA SELANGOR | Existing | BKSL/PCE/J00548/MATX1 | 300261330 | TX1-S05283 | TMN BENDAHARA NO 4 |  | 75 | RYB |  |  | 11 kV |  | 415 V |  | MTM | 1000.00 kVA | 18/03/1993 |  | 1 | 88
380567499 | TNB | DISTRIBUTION | KUALA SELANGOR | Existing | BKSL/PCE/J00548/MATX2 | 300345741 | TX2-S05282 | TMN BENDAHARA NO 4 |  | 75 | RYB |  |  | 11 kV |  | 415 V |  | SGB | 750.00 kVA | 2009-09-03 |  | 1 | 85
380586096 | TNB | DISTRIBUTION | KUALA SELANGOR | Existing |  |  | TX2-S05813 | TG KARANG DEVELOPMENT |  | 0 | RYB |  |  | 11 kV |  | 415 V |  | MTM | 500.00 kVA | 26/06/2000 |  | 1 | 0
380587154 | TNB | DISTRIBUTION | KUALA SELANGOR | Existing | BKSL/PCE/J00580/MATX1 | 300287672 | TX1-S05476 | SEKOLAH PT 3 |  | 2 | RYB |  |  | 11 kV |  | 415 V |  | SGB | 750.00 kVA | 19/04/2006 |  | 1 | 2
380658861 | TNB | DISTRIBUTION | KUALA SELANGOR | Existing | BKSL/PCE/J00661/MATX1 | 300319250 | TX1-S05593 | BANDAR BARU NO.5 |  | 82 | RYB |  |  | 11 kV |  | 415 V |  | MTM | 1000.00 kVA | 2010-10-12 |  | 1 | 39
380659175 | TNB | DISTRIBUTION | KUALA SELANGOR | Existing | BKSL/PCE/J00824/MATX1 | 300443490 | TX1-S05650 | GIANT KSL |  | 0 | RYB |  |  | 11 kV |  | 415 V |  | SGB | 750.00 kVA | 2012-01-01 |  | 1 | 0
380659178 | TNB | DISTRIBUTION | KUALA SELANGOR | Existing | BKSL/PCE/J00824/MATX2 | 300443509 | TX2-S05651 | GIANT KSL |  | 0 | RYB |  |  | 11 kV |  | 415 V |  | SGB | 750.00 kVA | 2012-01-01 |  | 1 | 0
380659427 | TNB | DISTRIBUTION | KUALA SELANGOR | Existing | BKSL/PCE/J00368/MATX1 | 300540316 | TX1-S05673 | GOLDPAGE NO.3 |  | 0 | RYB |  |  | 11 kV |  | 415 V |  | MTM | 500.00 kVA | 2016-01-01 |  | 1 | 0
380659552 | TNB | DISTRIBUTION | KUALA SELANGOR | Existing | BKSL/PCE/J00841/MATX1 | 300541046 | TX1-S05766 | PE TMN BOTANIK JLN 4 |  | 0 | RYB |  |  | 11 kV |  | 415 V |  | MTM | 500.00 kVA | 2015-01-01 |  | 1 | 0
380659555 | TNB | DISTRIBUTION | KUALA SELANGOR | Existing | BKSL/PCE/J00841/MATX2 | 300541047 | TX2-S05767 | PE TMN BOTANIK JLN 4 |  | 0 | RYB |  |  | 11 kV |  | 415 V |  | MTM | 500.00 kVA | 2015-01-01 |  | 1 | 0
380671724 | TNB | DISTRIBUTION | KUALA SELANGOR | Existing | BKSL/PCE/J00093/MATX1 | 300022322 | TX-S00099 | PKNS INDUSTRI (PERUSAHAAN RING |  | 8 | RYB |  |  | 11 kV |  | 415 V |  |  | 1000.00 kVA | 26/06/1965 |  | 1 | 10
380672039 | TNB | DISTRIBUTION | KUALA SELANGOR | Existing | BKSL/PCE/J00111/MATX1 | 300022421 | TX1-S00274 | BELB API-API |  | 0 | RYB |  |  | 11 kV |  | 415 V |  | MTM | 500.00 kVA | 19/04/1983 |  | 1 | 0
380672042 | TNB | DISTRIBUTION | KUALA SELANGOR | Existing |  |  | TX2-S0091 | BELB API-API |  | 1 | RYB |  |  | 11 kV |  | 415 V |  |  | 1000.00 kVA | 1970-01-01 |  | 1 | 1
380672495 | TNB | DISTRIBUTION | KUALA SELANGOR | Existing | BKSL/PCE/J00839/MATX1 | 300519496 | TX1-S05920 | TMN MELAWATI CERGAS |  | 0 | RYB |  |  | 11 kV |  | 415 V |  | MTM | 750.00 kVA | 1970-01-01 |  | 1 | 0
380672498 | TNB | DISTRIBUTION | KUALA SELANGOR | Existing |  |  | TX2-S05756 | TMN MELAWATI CERGAS |  | 0 | RYB |  |  | 11 kV |  | 415 V |  |  | 1000.00 kVA | 1970-01-01 |  | 1 | 0
380672722 | TNB | DISTRIBUTION | KUALA SELANGOR | Existing | BKSL/PCE/J00116/MATX1 | 300022447 | TX-S00293 | BKT KUCING TAMBAHAN |  | 453 | RYB |  |  | 11 kV |  | 415 V |  | MTM | 750.00 kVA | 18/08/2000 |  | 1 | 479
380672848 | TNB | DISTRIBUTION | KUALA SELANGOR | Existing | BKSL/PCE/J00850/MATX1 | 300540499 | TX1-S05700 | TEXTILE CITY |  | 0 | RYB |  |  | 11 kV |  | 415 V |  | MTM | 750.00 kVA | 2014-01-01 |  | 1 | 0
380672851 | TNB | DISTRIBUTION | KUALA SELANGOR | Existing |  |  | TX2-S05699 | TEXTILE CITY |  | 0 | RYB |  |  | 11 kV |  | 415 V |  |  |  | 1970-01-01 |  | 1 | 0
380673074 | TNB | DISTRIBUTION | KUALA SELANGOR | Existing |  |  | TX1-S05786 | TOYOTA SHOWROOM |  | 0 | RYB |  |  | 11 kV |  | 415 V |  |  | 500.00 kVA | 1970-01-01 |  | 1 | 0
380673215 | TNB | DISTRIBUTION | KUALA SELANGOR | Existing | BKSL/PCE/J00558/MATX | 300284510 | TX1-S05470 | MEDAN NIAGA KSL |  | 0 | RYB |  |  | 11 kV |  | 415 V |  | SGB | 500.00 kVA | 19/04/2008 |  | 1 | 33
380673218 | TNB | DISTRIBUTION | KUALA SELANGOR | Existing | BKSL/PCE/J00558/MATX2 | 300284511 | TX2-S05469 | MEDAN NIAGA KSL |  | 1 | RYB |  |  | 11 kV |  | 415 V |  | MTM | 750.00 kVA | 20/05/2009 |  | 1 | 22
380673479 | TNB | DISTRIBUTION | KUALA SELANGOR | Existing | BKSL/PCE/J00566/MATX1 | 300287660 | TX1-S05454 | TMN MELAWATI UTAMA |  | 0 | RYB |  |  | 11 kV |  | 415 V |  | EWT | 750.00 kVA | 22/03/2008 |  | 1 | 0
380673482 | TNB | DISTRIBUTION | KUALA SELANGOR | Existing | BKSL/PCE/J00566/MATX2 | 300313527 | TX2-S05453 | TMN MELAWATI UTAMA |  | 14 | RYB |  |  | 11 kV |  | 415 V |  | EWT | 750.00 kVA | 22/09/2009 |  | 1 | 110
380673689 | TNB | DISTRIBUTION | KUALA SELANGOR | Existing | BKSL/PCE/J00129/MATX1 | 300022517 | TX-S01314 | IKS NO 4 |  | 6 | RYB |  |  | 11 kV |  | 415 V |  | LKH | 1000.00 kVA | 2000-10-10 |  | 1 | 12
380673931 | TNB | DISTRIBUTION | KUALA SELANGOR | Existing | BKSL/PCE/J00128/MATX1 | 300022510 | TX1-S01312 | IKS NO 3 |  | 0 | RYB |  |  | 11 kV |  | 415 V |  | LKH | 1000.00 kVA | 20/09/2000 |  | 1 | 0
380673934 | TNB | DISTRIBUTION | KUALA SELANGOR | Existing |  |  | TX2-S01310 | IKS NO 3 |  | 0 | RYB |  |  | 11 kV |  | 415 V |  |  | 1000.00 kVA | 1970-01-01 |  | 1 | 0
380674146 | TNB | DISTRIBUTION | KUALA SELANGOR | Existing | BKSL/PCE/J00358/MATX1 | 300540320 | TX1-S05876 | MEDIDATA |  | 0 | RYB |  |  | 11 kV |  | 415 V |  | EWT | 750.00 kVA | 1970-01-01 |  | 1 | 0
380674149 | TNB | DISTRIBUTION | KUALA SELANGOR | Existing | BKSL/PCE/J00358/MATX2 | 300540321 | TX2-S05739 | MEDIDATA |  | 0 | RYB |  |  | 11 kV |  | 415 V |  | SGB | 750.00 kVA | 2015-01-01 |  | 1 | 0
380674352 | TNB | DISTRIBUTION | KUALA SELANGOR | Existing | BKSL/PCE/J00127/MATX1 | 300022504 | TX-S01307 | IKS NO 2 |  | 3 | RYB |  |  | 11 kV |  | 415 V |  | MTM | 1000.00 kVA | 18/08/2002 |  | 1 | 57
380674472 | TNB | DISTRIBUTION | KUALA SELANGOR | Existing | BKSL/PCE/J00126/MATX1 | 300022498 | TX-S01304 | IKS NO 1 |  | 6 | RYB |  |  | 11 kV |  | 415 V |  | SGB | 1000.00 kVA | 2000-11-07 |  | 1 | 15
380674589 | TNB | DISTRIBUTION | KUALA SELANGOR | Existing | BKSL/PCE/J00391/MATX1 | 300492355 | TX-S05843 | MAJLIS AGAMA ISLAM SELANGOR (M |  | 0 | RYB |  |  | 11 kV |  | 415 V |  | EWT | 750.00 kVA | 1970-01-01 |  | 1 | 0
380674708 | TNB | DISTRIBUTION | KUALA SELANGOR | Existing | BKSL/PCE/J00582/MATX1 | 300287674 | TX-S05490 | TMN YAYASAN |  | 27 | RYB |  |  | 11 kV |  | 415 V |  | SGB | 750.00 kVA | 26/06/2008 |  | 1 | 77
380674971 | TNB | DISTRIBUTION | KUALA SELANGOR | Existing | BKSL/PCE/J00462/MATX1 | 300261051 | TX-S01621 | KOMPLEKS PERTANIAN |  | 0 | RYB |  |  | 11 kV |  | 415 V |  | MTM | 300.00 kVA | 15/12/2003 |  | 1 | 0
380675086 | TNB | DISTRIBUTION | KUALA SELANGOR | Existing | BKSL/PCE/J00581/MATX1 | 300287673 | TX-S05493 | TMN DESERAN MELAWATI NO 3 |  | 43 | RYB |  |  | 11 kV |  | 415 V |  | MTM | 750.00 kVA | 20/05/2007 |  | 1 | 46
380675203 | TNB | DISTRIBUTION | KUALA SELANGOR | Existing | BKSL/PCE/J00564/MATX1 | 300287658 | TX-S05460 | TMN BAYU PUTRA |  | 2 | RYB |  |  | 11 kV |  | 415 V |  | MTM | 1000.00 kVA | 15/12/2008 |  | 1 | 108
380675320 | TNB | DISTRIBUTION | KUALA SELANGOR | Existing | BKSL/PCE/J00347/MATX1 | 300243124 | TX-S01616 | TMN KOTA ALAM NO 2 |  | 171 | RYB |  |  | 11 kV |  | 415 V |  | MTM | 1000.00 kVA | 26/06/2005 |  | 1 | 183
380675436 | TNB | DISTRIBUTION | KUALA SELANGOR | Existing | BKSL/PCE/J00016/MATX1 | 300228339 | TX-S01258 | TMN KOTA ALAM |  | 96 | RYB |  |  | 11 kV |  | 415 V |  | EWT | 1000.00 kVA | 26/06/2003 |  | 1 | 109
380675552 | TNB | DISTRIBUTION | KUALA SELANGOR | Existing | BKSL/PCE/J00020/MATX1 | 300021986 | TX-S01250 | KEMAS KSL |  | 17 | RYB |  |  | 11 kV |  | 415 V |  | MTM | 750.00 kVA | 17/07/1992 |  | 1 | 35
380675668 | TNB | DISTRIBUTION | KUALA SELANGOR | Existing | BKSL/PCE/J00042/MATX1 | 300022098 | TX-S01253 | PERPUSTAKAAN |  | 0 | RYB |  |  | 11 kV |  | 415 V |  | MTM | 750.00 kVA | 17/07/1996 |  | 1 | 0
380675784 | TNB | DISTRIBUTION | KUALA SELANGOR | Existing | BKSL/PCE/J00019/MATX1 | 300021980 | TX-S01246 | DEWAN SERBAGUNA (UMNO) |  | 0 | RYB |  |  | 11 kV |  | 415 V |  | MTM | 1000.00 kVA | 26/06/1998 |  | 1 | 0
380675898 | TNB | DISTRIBUTION | KUALA SELANGOR | Existing | BKSL/PCE/J00594/MATX | 300313549 | TX-S05527 | MAHKAMAH SYARIAH KUALA SELANGOR |  | 0 | RYB |  |  | 11 kV |  | 415 V |  | EWT | 300.00 kVA | 2008-11-10 |  | 1 | 0
380676222 | TNB | DISTRIBUTION | KUALA SELANGOR | Existing | BKSL/PCE/J00054/MATX1 | 300022160 | TX1-S00147 | TMN SG BULOH |  | 158 | RYB |  |  | 11 kV |  | 415 V |  | MTM | 300.00 kVA | 18/08/1988 |  | 1 | 217
380942247 | TNB | DISTRIBUTION | KUALA SELANGOR | Existing | BKSL/PCE/J00002/MATX1 | 300021911 | TX-S00005 | BDR BARU NO 2 |  | 147 | RYB |  |  | 11 kV |  | 415 V |  | MTM | 750.00 kVA | 22/03/1994 |  | 1 | 165
380942369 | TNB | DISTRIBUTION | KUALA SELANGOR | Existing | BKSL/PCE/J00356/MATX1 | 300243252 | TX-S01695 | TMN JAYA K.SEL |  | 119 | RYB |  |  | 11 kV |  | 415 V |  | MTM | 500.00 kVA | 1983-11-10 |  | 1 | 134
380942496 | TNB | DISTRIBUTION | KUALA SELANGOR | Existing | BKSL/PCE/J00015/MATX1 | 300021962 | TX-S00039 | TMN SIRAMBAI |  | 40 | RYB |  |  | 11 kV |  | 415 V |  | EWT | 500.00 kVA | 18/03/1992 |  | 1 | 364
380942620 | TNB | DISTRIBUTION | KUALA SELANGOR | Existing | BKSL/PCE/J00014/MATX1 | 300228333 | TX-S01333 | TMN BENTARA |  | 140 | RYB |  |  | 11 kV |  | 415 V |  | MTM | 1000.00 kVA | 20/05/2003 |  | 1 | 169
380942743 | TNB | DISTRIBUTION | KUALA SELANGOR | Existing | BKSL/PCE/J00614/MATX1 | 300313490 | TX-S05553 | SMK KUALA SELANGOR ( SI RAMBAI) |  | 0 | RYB |  |  | 11 kV |  | 415 V |  | MTM | 750.00 kVA | 26/06/2006 |  | 1 | 0
380942979 | TNB | DISTRIBUTION | KUALA SELANGOR | Existing | BKSL/PCE/J00565/MATX1 | 300287659 | TX-S05687 | TMN KUALA SELANGOR UTAMA |  | 200 | RYB |  |  | 11 kV |  | 415 V |  | SGB | 300.00 kVA | 19/02/2008 |  | 1 | 222
380943115 | TNB | DISTRIBUTION | KUALA SELANGOR | Existing | BKSL/PCE/J00017/MATX1 | 300021968 | TX-S00042 | TLK PENYAMUN |  | 53 | RYB |  |  | 11 kV |  | 415 V |  | EWT | 300.00 kVA | 19/04/1996 |  | 1 | 57
380943248 | TNB | DISTRIBUTION | KUALA SELANGOR | Existing | BKSL/PCE/J00018/MATX1 | 300021974 | TX-S00046 | TLK PENYAMUN-Kg sepakat |  | 116 | RYB |  |  | 11 kV |  | 415 V |  | MTM | 300.00 kVA | 20/05/1994 |  | 1 | 122
380943372 | TNB | DISTRIBUTION | KUALA SELANGOR | Existing | BKSL/PCE/J00021/MATX1 | 300021992 | TX1-S00049 | K/UDANG TLK PENYAMUN |  | 0 | RYB |  |  | 11 kV |  | 415 V |  | MTM | 750.00 kVA | 18/08/1994 |  | 1 | 0
380943503 | TNB | DISTRIBUTION | KUALA SELANGOR | Existing | BKSL/PCE/J00022/MATX1 | 300021996 | TX-S00054 | KG KUANTAN |  | 192 | RYB |  |  | 11 kV |  | 415 V |  | SGB | 500.00 kVA | 22/09/1986 |  | 1 | 209
380943627 | TNB | DISTRIBUTION | KUALA SELANGOR | Existing | BKSL/PCE/J00023/MATX1 | 300022002 | TX-S00073 | LDG KG KUANTAN |  | 0 | RYB |  |  | 11 kV |  | 415 V |  |  | 100.00 kVA | 1980-11-10 |  | 1 | 0
380943778 | TNB | DISTRIBUTION | KUALA SELANGOR | Existing | BKSL/PCE/J00685/MATX1 | 300319487 | TX-S05537 | MEDAN NIAGA NO.2 |  | 24 | RYB |  |  | 11 kV |  | 415 V |  | MTM | 500.00 kVA | 22/03/2010 |  | 1 | 70
380944005 | TNB | DISTRIBUTION | KUALA SELANGOR | Existing | BKSL/PCE/J00851/MATX1 | 300515133 | TX-S05742 | PADAT TAMAN SERI BENDAHARA |  | 84 | RYB |  |  | 11 kV |  | 415 V |  | EWT | 500.00 kVA | 2014-01-12 |  | 1 | 94
380944177 | TNB | DISTRIBUTION | KUALA SELANGOR | Existing | BKSL/PCE/J00102/MATX1 | 300022366 | TX1-S00165 | BNZ |  | 0 | RYB |  |  | 11 kV |  | 415 V |  | MTM | 1000.00 kVA | 22/03/1997 |  | 1 | 0
380944624 | TNB | DISTRIBUTION | KUALA SELANGOR | Existing | BKSL/PCE/J00102/MATX2 | 300022367 | TX2-S00164 | BNZ |  | 0 | RYB |  |  | 11 kV |  | 415 V |  | MTM | 1000.00 kVA | 19/04/1998 |  | 1 | 0
380944889 | TNB | DISTRIBUTION | KUALA SELANGOR | Existing | BKSL/PCE/J00106/MATX1 | 300022396 | TX-S01273 | STADIUM NO 1 (TERBUKA) |  | 0 | RYB |  |  | 11 kV |  | 415 V |  | SGB | 1000.00 kVA | 27/11/1999 |  | 1 | 0
380972361 | TNB | DISTRIBUTION | KUALA SELANGOR | Existing | BKSL/PCE/J00038/MATX1 | 300022078 | TX1-S00261 | BAGUS INDUSTRI |  | 0 | RYB |  |  | 11 kV |  | 415 V |  | MTM | 750.00 kVA | 19/04/1990 |  | 1 | 0
380972488 | TNB | DISTRIBUTION | KUALA SELANGOR | Existing | BKSL/PCE/J00037/MATX1 | 300022073 | TX1-S00303 | KLG PLASTIK LIBEN LOT 1824 |  | 0 | RYB |  |  | 11 kV |  | 415 V |  | MTM | 1000.00 kVA | 18/03/1997 |  | 1 | 1
380972614 | TNB | DISTRIBUTION | KUALA SELANGOR | Existing | BKSL/PCE/J00528/MATX1 | 300261217 | TX1-S01379 | LAY HONG NO 4 (SPG RAJA ABDULL |  | 1 | RYB |  |  | 11 kV |  | 415 V |  | MTM | 750.00 kVA | 26/06/2006 |  | 1 | 2
380972742 | TNB | DISTRIBUTION | KUALA SELANGOR | Existing | BKSL/PCE/J00146/MATX1 | 300261111 | TX1-S01376 | LAY HONG (JLN RJ ABDULLAH)NO3 |  | 0 | RYB |  |  | 11 kV |  | 415 V |  | EWT | 1000.00 kVA | 1984-11-07 |  | 1 | 1
380972869 | TNB | DISTRIBUTION | KUALA SELANGOR | Existing | BKSL/PCE/J00041/MATX1 | 300022093 | TX1-S00300 | RAJA ABDULLAH |  | 55 | RYB |  |  | 11 kV |  | 415 V |  | LKH | 500.00 kVA | 26/06/1991 |  | 1 | 65
380972995 | TNB | DISTRIBUTION | KUALA SELANGOR | Existing | BKSL/PCE/J00671/MATX1 | 300319478 | TX1-S05568 | CARPENWISE |  | 0 | RYB |  |  | 11 kV |  | 415 V |  | MTM | 500.00 kVA | 19/02/2011 |  | 1 | 2
380973143 | TNB | DISTRIBUTION | KUALA SELANGOR | Existing | BKSL/PCE/J00350/MATX1 | 300320169 | TX1-S05620 | MASJID PEKAN JERAM |  | 375 | RYB |  |  | 11 kV |  | 415 V |  | EWT | 300.00 kVA | 20/05/1997 |  | 1 | 419
380973298 | TNB | DISTRIBUTION | KUALA SELANGOR | Existing | BKSL/PCE/J00086/MATX1 | 300022287 | TX1-S01393 | BALAI DAKWAH JERAM |  | 184 | RYB |  |  | 11 kV |  | 415 V |  | EWT | 1000.00 kVA | 1999-10-10 |  | 1 | 189
380973512 | TNB | DISTRIBUTION | KUALA SELANGOR | Existing | BKSL/PCE/J00087/MATX1 | 300022292 | TX1-S01396 | HIRA' |  | 22 | RYB |  |  | 11 kV |  | 415 V |  | MTM | 1000.00 kVA | 27/11/2000 |  | 1 | 22
380973644 | TNB | DISTRIBUTION | KUALA SELANGOR | Existing | BKSL/PCE/J00140/MATX1 | 300242531 | TX1-S00197 | MATAKKU |  | 63 | RYB |  |  | 11 kV |  | 415 V |  | SGB | 500.00 kVA | 1997-11-07 |  | 1 | 77
380973767 | TNB | DISTRIBUTION | KUALA SELANGOR | Existing | BKSL/PCE/J00311/MATX1 | 300241023 | TX1-S01399 | EYU BER EER NO 2 |  | 1 | RYB |  |  | 11 kV |  | 415 V |  | EWT | 500.00 kVA | 14/11/2004 |  | 1 | 1
380973901 | TNB | DISTRIBUTION | KUALA SELANGOR | Existing | BKSL/PCE/J00687/MATX1 | 300319458 | TX1-S05605 | SMK BKT KUCHING TENGAH |  | 0 | RYB |  |  | 11 kV |  | 415 V |  | EWT | 500.00 kVA | 22/09/2011 |  | 1 | 0
380980954 | TNB | DISTRIBUTION | KUALA SELANGOR | Existing | BKSL/PCE/J00025/MATX1 | 300022014 | TX1-S01341 | PKNS BKT ROTAN (TMN KASAWARI) |  | 158 | RYB |  |  | 11 kV |  | 415 V |  | EWT | 1000.00 kVA | 15/12/2001 |  | 1 | 191
380981077 | TNB | DISTRIBUTION | KUALA SELANGOR | Existing | BKSL/PCE/J00027/MATX1 | 300022026 | TX1-S00082 | PETRONAS GAS |  | 2 | RYB |  |  | 11 kV |  | 415 V |  | MTM | 100.00 kVA | 22/03/1980 |  | 1 | 4
380981195 | TNB | DISTRIBUTION | KUALA SELANGOR | Existing | BKSL/PCE/J00030/MATX1 | 300022041 | TX1-S00085 | LDG MONMOUTH |  | 57 | RYB |  |  | 11 kV |  | 415 V |  | MTM | 500.00 kVA | 1997-11-07 |  | 1 | 62
380981329 | TNB | DISTRIBUTION | KUALA SELANGOR | Existing | BKSL/PCE/J00031/MATX1 | 300022045 | TX1-S01342 | LDG RAJAGIRI |  | 0 | RYB |  |  | 11 kV |  | 415 V |  | SGB | 100.00 kVA | 18/08/1990 |  | 1 | 0
380981452 | TNB | DISTRIBUTION | KUALA SELANGOR | Existing | BKSL/PCE/J00615/MATX1 | 300319255 | TX1-05547 | PLAZA TOL LATAR (IJOK) |  | 0 | RYB |  |  | 11 kV |  | 415 V |  | MTM | 300.00 kVA | 14/02/2011 |  | 1 | 0
380981647 | TNB | DISTRIBUTION | KUALA SELANGOR | Existing | BKSL/PCE/J00660/MATX1 | 300319256 | TX1-05599 | REBAN AYAM HJ ISMAIL PT MAHANG |  | 0 | RYB |  |  | 11 kV |  | 415 V |  | MTM | 300.00 kVA | 18/03/2008 |  | 1 | 0
380998063 | TNB | DISTRIBUTION | KUALA SELANGOR | Existing | BKSL/PCE/J00550/MATX1 | 300261085 | TX1-S05736 | PUSAT PELUPUSAN SAMPAH JERAM |  | 0 | RYB |  |  | 11 kV |  | 415 V |  | MTM | 750.00 kVA | 19/02/1993 |  | 1 | 0
380998066 | TNB | DISTRIBUTION | KUALA SELANGOR | Existing | BKSL/PCE/J00550/MATX2 | 300456514 | TX2-S05737 | PUSAT PELUPUSAN SAMPAH JERAM |  | 0 | RYB |  |  | 11 kV |  | 415 V |  | MTM | 750.00 kVA | 1970-01-01 |  | 1 | 0
380998282 | TNB | DISTRIBUTION | KUALA SELANGOR | Existing | BKSL/PCE/J00688/MATX1 | 300319460 | TX1-S05608 | KILANG SAWIT SIME DARBY |  | 0 | RYB |  |  | 11 kV |  | 415 V |  | MTM | 750.00 kVA | 2011-11-10 |  | 1 | 0
380998415 | TNB | DISTRIBUTION | KUALA SELANGOR | Existing | BKSL/PCE/J00686/MATX1 | 300319474 | TX1-S05550 | PADAT LDG TUAN MEE CHERAKAH |  | 0 | RYB |  |  | 11 kV |  | 415 V |  | INDKOM | 500.00 kVA | 15/12/2006 |  | 1 | 0
380998592 | TNB | DISTRIBUTION | KUALA SELANGOR | Existing | BKSL/PCE/J00592/MATX | 300313612 | TX1-S05521 | SOON LIEN FATT ENGINEERING |  | 1 | RYB |  |  | 11 kV |  | 415 V |  | MTM | 750.00 kVA | 15/12/2007 |  | 1 | 1
380998720 | TNB | DISTRIBUTION | KUALA SELANGOR | Existing | BKSL/PCE/J00431/MATX1 | 300554323 | TX1-S05928 | KILANG PADI PUKAL |  | 0 | RYB |  |  | 11 kV |  | 415 V |  | MTM | 1000.00 kVA | 1970-01-01 |  | 1 | 0
381002350 | TNB | DISTRIBUTION | KUALA SELANGOR | Existing | BKSL/PCE/J00379/MATX1 | 300519857 | TX1-S05817 | KOLAM UDANG PARIT 3 |  | 0 | RYB |  |  | 11 kV |  | 415 V |  | INDKOM | 750.00 kVA | 1970-01-01 |  | 1 | 0
381002485 | TNB | DISTRIBUTION | KUALA SELANGOR | Existing |  |  | TX1-S05788 | SITE A SEKINCHAN |  | 165 | RYB |  |  | 11 kV |  | 415 V |  |  | 750.00 kVA | 1970-01-01 |  | 1 | 190
381002641 | TNB | DISTRIBUTION | KUALA SELANGOR | Existing | BKSL/PCE/J00859 | 309957171 | TX1-S05674 | RUMAH KEDAI PUNCAK BISTARI |  | 0 | RYB |  |  | 11 kV |  | 415 V |  | MTM | 1000.00 kVA | 1970-01-01 |  | 1 | 0
381002644 | TNB | DISTRIBUTION | KUALA SELANGOR | Existing | BKSL/PCE/J00859 | 300548844 | TX2-S05675 | RUMAH KEDAI PUNCAK BISTARI |  | 0 | RYB |  |  | 11 kV |  | 415 V |  | MTM | 750.00 kVA | 1970-01-01 |  | 1 | 0
381015232 | TNB | DISTRIBUTION | KUALA SELANGOR | Existing | BKSL/PCE/J00774/MATX | 300319675 | TX1- R06152 | TS ENG WORK ALAM JAYA |  | 0 | RYB |  |  | 11 kV |  | 415 V |  | MTM | 500.00 kVA | 20/05/1998 |  | 1 | 0
381015362 | TNB | DISTRIBUTION | KUALA SELANGOR | Existing | BKSL/PCE/J00879/MATX1 | 310526854 | TX1- R06932 | YEAP JING FONG 2/6 |  | 0 | RYB |  |  | 11 kV |  | 415 V |  | EWT | 500.00 kVA | 2009-09-03 |  | 1 | 0
381015491 | TNB | DISTRIBUTION | KUALA SELANGOR | Existing | BKSL/PCE/J00828/MATX1 | 300431034 | TX1- R06523 | CHUA ENG PHUA |  | 0 | RYB |  |  | 11 kV |  | 415 V |  | MTM | 500.00 kVA | 17/09/2013 |  | 1 | 0
381015621 | TNB | DISTRIBUTION | KUALA SELANGOR | Existing |  |  | TX1- R07576 | SANDARAN TIAJ 2/5 |  | 0 | RYB |  |  | 11 kV |  | 415 V |  |  | 1000.00 kVA | 1970-01-01 |  | 1 | 0
381015742 | TNB | DISTRIBUTION | KUALA SELANGOR | Existing | BKSL/PCE/J00786/MATX1 | 300319574 | TX1- R06360 | AIRSTATIC NO.1 POWDER COATING |  | 0 | RYB |  |  | 11 kV |  | 415 V |  | MTM | 300.00 kVA | 2006-10-12 |  | 1 | 0
381015856 | TNB | DISTRIBUTION | KUALA SELANGOR | Existing | BKSL/PCE/J00787/MATX1 | 300319575 | TX1- R06357 | AIRSTATIC NO.2 POWDER COATING |  | 0 | RYB |  |  | 11 kV |  | 415 V |  | MTM | 300.00 kVA | 14/02/1998 |  | 1 | 0
381015999 | TNB | DISTRIBUTION | KUALA SELANGOR | Existing | BKSL/PCE/J00663/MATX1 | 300319598 | TX1- R05347 | RUMAH PANGSA ALAM PERDANA |  | 0 | RYB |  |  | 11 kV |  | 415 V |  | MTM | 1000.00 kVA | 14/02/1994 |  | 1 | 0
381016547 | TNB | DISTRIBUTION | KUALA SELANGOR | Existing | BKSL/PCE/J00872 | 300491240 | TX1-S05857 | RUMAH KEDAI PUNCAK ALAM JAYA |  | 0 | RYB |  |  | 11 kV |  | 415 V |  | EWT | 1000.00 kVA | 1970-01-01 |  | 1 | 0
381016550 | TNB | DISTRIBUTION | KUALA SELANGOR | Existing | BKSL/PCE/J00872 | 300491790 | TX2-S05860 | RUMAH KEDAI PUNCAK ALAM JAYA |  | 0 | RYB |  |  | 11 kV |  | 415 V |  | EWT | 1000.00 kVA | 1970-01-01 |  | 1 | 0
381198204 | TNB | DISTRIBUTION | KUALA SELANGOR | Existing | BKSL/PCE/G00040/MATX1 | 300276027 | TX1 | KG.TALIAIR LAPAN, L936 |  | 209 | RYB |  |  | 33 kV |  | 415 V |  | MTM | 100.00 kVA | 17/12/1985 |  | 1 | 241
381198339 | TNB | DISTRIBUTION | KUALA SELANGOR | Existing | BKSL/PCE/G00041/MATX1 | 300276033 | TX1 | SG.LEMAN, L673 |  | 209 | RYB |  |  | 33 kV |  | 415 V |  |  | 100.00 kVA | 17/03/1982 |  | 1 | 263
381201244 | TNB | DISTRIBUTION | KUALA SELANGOR | Existing | BKSL/PCE/G00012/MATX1 | 300276262 | TX1 | TENNAMARAN ESTATE, L370 |  | 0 | RYB |  |  | 11 kV |  | 415 V |  |  | 300.00 kVA | 16/08/1977 |  | 1 | 199
381201377 | TNB | DISTRIBUTION | KUALA SELANGOR | Existing | BKSL/PCE/G00013/MATX1 | 300276263 | TX1 | KLG PAPAN, L287 |  | 0 | RYB |  |  | 33 kV |  | 415 V |  | MTM | 500.00 kVA | 19/09/1977 |  | 1 | 0
381201504 | TNB | DISTRIBUTION | KUALA SELANGOR | Existing | BKSL/PCE/G00014/MATX1 | 300276264 | TX1 | SERI MAKMUR, L118 |  | 52 | RYB |  |  | 33 kV |  | 415 V |  | MTM | 100.00 kVA | 27/02/1977 |  | 1 | 71
381201631 | TNB | DISTRIBUTION | KUALA SELANGOR | Existing | BKSL/PCE/G00015/MATX1 | 300276265 | TX1 | BT.11 JLN RAJA MUSA, L783 |  | 64 | RYB |  |  | 11 kV |  | 415 V |  |  | 100.00 kVA | 1977-12-04 |  | 1 | 84
381201758 | TNB | DISTRIBUTION | KUALA SELANGOR | Existing | BKSL/PCE/G00016/MATX1 | 300276266 | TX1 | KG RAJA MUSA, L326 |  | 66 | RYB |  |  | 33 kV |  | 415 V |  |  | 100.00 kVA | 29/04/1977 |  | 1 | 78
381201915 | TNB | DISTRIBUTION | KUALA SELANGOR | Existing | BKSL/PCE/G00002/MATX1 | 300276252 | TX1 | SG. TINGGI ESTATE NO.1 - L631 |  | 0 | RYB |  |  | 11 kV |  | 415 V |  | BONAR LONG | 300.00 kVA | 19/06/1975 |  | 1 | 0
381202319 | TNB | DISTRIBUTION | KUALA SELANGOR | Existing | BKSL/PCE/G00006/MATX1 | 300276256 | TX1 | MINYAK ESTATE, L848 |  | 0 | RYB |  |  | 33 kV |  | 415 V |  | MTM | 500.00 kVA | 26/11/1974 |  | 1 | 0
381202454 | TNB | DISTRIBUTION | KUALA SELANGOR | Existing | BKSL/PCE/G00004/MATX1 | 300276254 | TX1 | KLG MINYAK, L847 |  | 0 | RYB |  |  | 33 kV |  | 415 V |  | MTM | 500.00 kVA | 1985-10-10 |  | 1 | 0
381202604 | TNB | DISTRIBUTION | KUALA SELANGOR | Existing | BKSL/PCE/G00007/MATX1 | 300276258 | TX1 | MARRY ESTATE, L849 |  | 0 | RYB |  |  | 33 kV |  | 415 V |  | MTM | 500.00 kVA | 18/09/1974 |  | 1 | 0
381363072 | TNB | DISTRIBUTION | KUALA SELANGOR | Existing | BKSL/PCE/G00024/MATX1 | 300276273 | TX1 | TG.KARANG LOCAL Tx, L681 |  | 0 | RYB |  |  | 33 kV |  | 415 V |  | MTM | 300.00 kVA | 14/04/1973 |  | 1 | 0
381363214 | TNB | DISTRIBUTION | KUALA SELANGOR | Existing | BKSL/PCE/G00032/MATX1 | 300276281 | TX1 | PT 2 BAN 1/2 L637 |  | 1 | RYB |  |  | 33 kV |  | 415 V |  | MTM | 300.00 kVA | 1979-12-10 |  | 1 | 1
381363355 | TNB | DISTRIBUTION | KUALA SELANGOR | Existing | BKSL/PCE/G00037/MATX1 | 300276287 | TX1 | PT 4 BAN 1/2 L671 |  | 111 | RYB |  |  | 33 kV |  | 415 V |  | MTM | 100.00 kVA | 21/11/1979 |  | 1 | 119
381363494 | TNB | DISTRIBUTION | KUALA SELANGOR | Existing | BKSL/PCE/G00033/MATX1 | 300276282 | TX1 | T/A 3 BAN 2, L766 |  | 117 | RYB |  |  | 33 kV |  | 415 V |  |  | 100.00 kVA | 13/02/1979 |  | 1 | 128
381363632 | TNB | DISTRIBUTION | KUALA SELANGOR | Existing | BKSL/PCE/G00034/MATX1 | 300276284 | TX1 | PT 4 BAN 2, L105 |  | 121 | RYB |  |  | 33 kV |  | 415 V |  | MTM | 300.00 kVA | 14/04/1979 |  | 1 | 132
381363771 | TNB | DISTRIBUTION | KUALA SELANGOR | Existing | BKSL/PCE/G00035/MATX1 | 300276285 | TX1 | T/A 2 BAN 2, L767 |  | 81 | RYB |  |  | 33 kV |  | 415 V |  | MTM | 100.00 kVA | 17/03/1979 |  | 1 | 90
381363901 | TNB | DISTRIBUTION | KUALA SELANGOR | Existing | BKSL/PCE/G00036/MATX1 | 300276286 | TX1 | T/A 3 BAN.3, L768 |  | 345 | RYB |  |  | 33 kV |  | 415 V |  | MTM | 300.00 kVA | 19/12/1979 |  | 1 | 368
381364034 | TNB | DISTRIBUTION | KUALA SELANGOR | Existing | BKSL/PCE/G00018/MATX1 | 300276267 | TX1 | SAWAH SEMPADAN, L353 |  | 2 | RYB |  |  | 33 kV |  | 415 V |  | MTM | 100.00 kVA | 15/05/1978 |  | 1 | 2
381364165 | TNB | DISTRIBUTION | KUALA SELANGOR | Existing | BKSL/PCE/G00019/MATX1 | 300276268 | TX1 | PT SERONG, L182-jln setanjung |  | 45 | RYB |  |  | 33 kV |  | 415 V |  | MTM | 100.00 kVA | 13/02/1973 |  | 1 | 47
381364305 | TNB | DISTRIBUTION | KUALA SELANGOR | Existing | BKSL/PCE/G00022/MATX1 | 300276271 | TX1 | LPN TG.KARANG, L184 |  | 0 | RYB |  |  | 33 kV |  | 415 V |  | ELIN | 1000.00 kVA | 14/10/1979 |  | 1 | 0
382208969 | TNB | DISTRIBUTION | KUALA SELANGOR | Existing | BKSL/PCE/J00642/MATX1 | 300319509 | TX1-R01616 | MAKMAL PENYELIDIKAN PELURU |  | 0 | RYB |  |  | 11 kV |  | 415 V |  | MTM | 750.00 kVA | 18/03/2007 |  | 1 | 0
382209372 | TNB | DISTRIBUTION | KUALA SELANGOR | Existing |  |  | TX1-S05814 | BOOSTER TG KARANG |  | 173 | RYB |  |  | 11 kV |  | 415 V |  |  | 500.00 kVA | 1970-01-01 |  | 1 | 188
382273383 | TNB | DISTRIBUTION | KUALA SELANGOR | Existing | BKSL/PCE/J00369/MATX1 | 300520551 | TX1-S05828 | SG SIREH BAN 2 |  | 318 | RYB |  |  | 11 kV |  | 415 V |  | MTM | 500.00 kVA | 2015-01-01 |  | 1 | 364
382359476 | TNB | DISTRIBUTION | KUALA SELANGOR | Existing | BKSL/PCE/G00042/MATX1 | 300276737 | TX1-PENURUN 33/0.415kV | TENAGA KIMIA, L414 |  | 0 | RYB |  |  | 33 kV |  | 415 V |  | SIRIWIWAT | 500.00 kVA | 1985-02-10 |  | 1 | 0
382359611 | TNB | DISTRIBUTION | KUALA SELANGOR | Existing | BKSL/PCE/G00043/MATX1 | 300276738 | TX1-PENURUN 33/0415kV | SYKT MALAYSIA EXPLOSIVE, L415 |  | 0 | RYB |  |  | 33 kV |  | 415 V |  |  | 500.00 kVA | 1985-09-10 |  | 1 | 0
382359740 | TNB | DISTRIBUTION | KUALA SELANGOR | Existing | BKSL/PCE/G00044/MATX1 | 300276739 | TX1-PENURUN 33/0.415kV STANDBY | KILANG PELURU, L410 |  | 0 | RYB |  |  | 33 kV |  | Unknown |  | MTM | 1500.00 kVA | 15/04/1985 |  | 1 | 0
382389312 | TNB | DISTRIBUTION | KUALA SELANGOR | Existing | BKSL/PCE/J00364/MATX1 | 300499995 | TX1-S05721 | LAUTAN SAMUDERA |  | 0 | RYB |  |  | 11 kV |  | 415 V |  |  | 750.00 kVA | 1970-01-01 |  | 1 | 0
382389439 | TNB | DISTRIBUTION | KUALA SELANGOR | Existing | BKSL/PCE/J00865/MATX1 | 300515392 | TX1-S05774 | SHAH ALAM 2 FASA 5A6 NO.1 |  | 0 | RYB |  |  | 11 kV |  | 415 V |  | MTM | 500.00 kVA | 1970-01-01 |  | 1 | 0
382389597 | TNB | DISTRIBUTION | KUALA SELANGOR | Existing | BKSL/PCE/J00362/MATX1 | 300515485 | TX1-S05777 | SHAH ALAM 2 5A6 NO 2 |  | 0 | RYB |  |  | 11 kV |  | 415 V |  | MTM | 750.00 kVA | 1970-01-01 |  | 1 | 0
382389718 | TNB | DISTRIBUTION | KUALA SELANGOR | Existing | BKSL/PCE/J00811/MATX | 300346011 | TX1-S05630 | SHAH ALAM 2 FASA 5A5/2 |  | 0 | RYB |  |  | 11 kV |  | 415 V |  | MTM | 500.00 kVA | 2009-09-03 |  | 1 | 0
382389852 | TNB | DISTRIBUTION | KUALA SELANGOR | Existing | BKSL/PCE/J00862/MATX1 | 300544759 | TX1-S05711 | SHAH ALAM 2 FASA 5A4 NO.1 |  | 0 | RYB |  |  | 11 kV |  | 415 V |  | MTM | 500.00 kVA | 18/09/2013 |  | 1 | 0
382389975 | TNB | DISTRIBUTION | KUALA SELANGOR | Existing | BKSL/PCE/J00843/MATX1 | 300511231 | TX1-S05803 | SHAH ALAM 2 5C 4 NO.1 |  | 0 | RYB |  |  | 11 kV |  | 415 V |  | EWT | 500.00 kVA | 1970-01-01 |  | 1 | 0
382390096 | TNB | DISTRIBUTION | KUALA SELANGOR | Existing | BKSL/PCE/J00417/MATX1 | 300554034 | TX1-S05807 | SHAH ALAM 2 5C 4 NO.2 |  | 0 | RYB |  |  | 11 kV |  | 415 V |  | MTM | 1000.00 kVA | 1970-01-01 |  | 1 | 0
382390237 | TNB | DISTRIBUTION | KUALA SELANGOR | Existing | BKSL/PCE/J00875 | 300492714 | TX2-S05849 | APARTMENT WARNASARI 2 |  | 0 | RYB |  |  | 11 kV |  | 415 V |  | EWT | 750.00 kVA | 1970-01-01 |  | 1 | 0
382390240 | TNB | DISTRIBUTION | KUALA SELANGOR | Existing | BKSL/PCE/J00875 | 300492339 | TX1-S05849 | APARTMENT WARNASARI 2 |  | 0 | RYB |  |  | 11 kV |  | 415 V |  | EWT | 750.00 kVA | 1970-01-01 |  | 1 | 0
382390445 | TNB | DISTRIBUTION | KUALA SELANGOR | Existing | BKSL/PCE/J00842/MATX1 | 300511621 | TX1-R06929 | IRON WORK 2/6 |  | 0 | RYB |  |  | 11 kV |  | 415 V |  | EWT | 500.00 kVA | 1970-01-01 |  | 1 | 0
382390566 | TNB | DISTRIBUTION | KUALA SELANGOR | Existing | BKSL/PCE/J00398/MATX1 | 300497835 | TX1-05878 | TAMAN GELAMA |  | 0 | RYB |  |  | 11 kV |  | 415 V |  | EWT | 300.00 kVA | 1970-01-01 |  | 1 | 0
382390691 | TNB | DISTRIBUTION | KUALA SELANGOR | Existing | BKSL/PCE/J00837/MATX1 | 310399133 | TX1-05783 | PADAT RUMAH KEDAI SASARAN |  | 0 | RYB |  |  | 11 kV |  | 415 V |  | EWT | 500.00 kVA | 1970-01-01 |  | 1 | 0
382390817 | TNB | DISTRIBUTION | KUALA SELANGOR | Existing | BKSL/PCE/J00620/MATX | 300313753 | TX1-R02113 | BEACON |  | 0 | RYB |  |  | 11 kV |  | 415 V |  | MTM | 100.00 kVA | 22/03/2008 |  | 1 | 0
382390964 | TNB | DISTRIBUTION | KUALA SELANGOR | Existing | BKSL/PCE/J00873/MATX1 | 310271330 | TX1-S05883 | RUMAH BANGLO PUNCAK ALAM JAYA 2 |  | 0 | RYB |  |  | 11 kV |  | 415 V |  | MTM | 500.00 kVA | 1970-01-01 |  | 1 | 0
382391097 | TNB | DISTRIBUTION | KUALA SELANGOR | Existing | BKSL/PCE/J00382/MATX2 | 300461785 | TX1-R07385 | VHF BATU ARANG |  | 0 | RYB |  |  | 11 kV |  | 415 V |  |  | 300.00 kVA | 1970-01-01 |  | 1 | 0
382391222 | TNB | DISTRIBUTION | KUALA SELANGOR | Existing | BKSL/PCE/J00853/MATX1 | 300525028 | TX1-S05732 | TMN KSU FASA 5 NO.1 |  | 0 | RYB |  |  | 11 kV |  | 415 V |  | EWT | 500.00 kVA | 20/02/2014 |  | 1 | 0
382391347 | TNB | DISTRIBUTION | KUALA SELANGOR | Existing |  |  | TX1-S05696 | STP PASIR PENAMBANG |  | 0 | RYB |  |  | 11 kV |  | 415 V |  |  | 500.00 kVA | 1970-01-01 |  | 1 | 0
382391478 | TNB | DISTRIBUTION | KUALA SELANGOR | Existing | BKSL/PCE/J00373/MATX1 | 300519855 | TX1-S05831 | PEWIRA RAYA |  | 0 | RYB |  |  | 11 kV |  | 415 V |  | MTM | 750.00 kVA | 2015-01-01 |  | 1 | 0
382391603 | TNB | DISTRIBUTION | KUALA SELANGOR | Existing | BKSL/PCE/J00370/MATX1 | 300519646 | TX1-S05791 | SMK SERI TIRAM BUROK |  | 0 | RYB |  |  | 11 kV |  | 415 V |  | MTM | 300.00 kVA | 18/10/2014 |  | 1 | 0
382391728 | TNB | DISTRIBUTION | KUALA SELANGOR | Existing | BKSL/PCE/J00372/MATX1 | 300519632 | TX1-S05759 | JLN ANGGERIK TIRAM BUROK |  | 0 | RYB |  |  | 11 kV |  | 415 V |  | MTM | 1000.00 kVA | 2015-01-01 |  | 1 | 0
382391854 | TNB | DISTRIBUTION | KUALA SELANGOR | Existing |  |  | TX1-R07388 | LADANG HOPEFUL |  | 0 | RYB |  |  | 11 kV |  | 415 V |  |  | 500.00 kVA | 1970-01-01 |  | 1 | 0
382392003 | TNB | DISTRIBUTION | KUALA SELANGOR | Existing | BKSL/PCE/J00357/MATX1 | 300541055 | TX1-S05771 | MAHSURI JLN PERDANA NO.1 |  | 0 | RYB |  |  | 11 kV |  | 415 V |  | MTM | 1000.00 kVA | 2015-01-01 |  | 1 | 0
382392129 | TNB | DISTRIBUTION | KUALA SELANGOR | Existing | BKSL/PCE/J00361/MATX1 | 300537931 | TX1-S05846 | APARTMENT SEKINCHAN |  | 0 | RYB |  |  | 11 kV |  | 415 V |  | EWT | 500.00 kVA | 1970-01-01 |  | 1 | 0
382392339 | TNB | DISTRIBUTION | KUALA SELANGOR | Existing | BKSL/PCE/J00354/MATX1 | 300319538 | TX1-R06384 | APARTMENT ALAM PERDANA 4 |  | 0 | RYB |  |  | 11 kV |  | 415 V |  | SGB | 750.00 kVA | 14/11/2008 |  | 1 | 0
382392342 | TNB | DISTRIBUTION | KUALA SELANGOR | Existing | BKSL/PCE/J00354/MATX2 | 300345123 | TX2-R06383 | APARTMENT ALAM PERDANA 4 |  | 0 | RYB |  |  | 11 kV |  | 415 V |  | EWT | 750.00 kVA | 2009-09-03 |  | 1 | 0
382392564 | TNB | DISTRIBUTION | KUALA SELANGOR | Existing | BKSL/PCE/J00353/MATX1 | 300319539 | TX1-R06380 | APARTMENT ALAM PERDANA 3 |  | 0 | RYB |  |  | 11 kV |  | 415 V |  | EWT | 1000.00 kVA | 15/12/2007 |  | 1 | 0
382392567 | TNB | DISTRIBUTION | KUALA SELANGOR | Existing | BKSL/PCE/J00353/MATX2 | 300345138 | TX2-R06379 | APARTMENT ALAM PERDANA 3 |  | 0 | RYB |  |  | 11 kV |  | 415 V |  | EWT | 1000.00 kVA | 2009-09-03 |  | 1 | 0
382392804 | TNB | DISTRIBUTION | KUALA SELANGOR | Existing | BKSL/PCE/J00301/MATX1 | 300319540 | TX1-R06375 | APARTMENT ALAM PERDANA 2 |  | 0 | RYB |  |  | 11 kV |  | 415 V |  | EWT | 750.00 kVA | 19/02/2000 |  | 1 | 0
382392807 | TNB | DISTRIBUTION | KUALA SELANGOR | Existing | BKSL/PCE/J00301/MATX2 | 300345115 | TX2-R06376 | APARTMENT ALAM PERDANA 2 |  | 0 | RYB |  |  | 11 kV |  | 415 V |  | EWT | 750.00 kVA | 2009-09-03 |  | 1 | 0
382393030 | TNB | DISTRIBUTION | KUALA SELANGOR | Existing | BKSL/PCE/J00664/MATX1 | 300319543 | TX1-R05347 | LOJI AIR ALAM PERDANA P.ALAM |  | 0 | RYB |  |  | 11 kV |  | 415 V |  | MTM | 300.00 kVA | 28/06/2007 |  | 1 | 0
382393151 | TNB | DISTRIBUTION | KUALA SELANGOR | Existing | BKSL/PCE/J00659/MATX1 | 300319597 | TX1-R04457 | STP PERDANA ALAM JAYA |  | 0 | RYB |  |  | 11 kV |  | 415 V |  | EWT | 1000.00 kVA | 1980-10-12 |  | 1 | 0
382393294 | TNB | DISTRIBUTION | KUALA SELANGOR | Existing | BKSL/PCE/J00658/MATX1 | 300319596 | TX1-R04453 | PERDANA ALAM JAYA NO.1 |  | 0 | RYB |  |  | 11 kV |  | 415 V |  | EWT | 1000.00 kVA | 27/11/1981 |  | 1 | 0
382393297 | TNB | DISTRIBUTION | KUALA SELANGOR | Existing | BKSL/PCE/J00658/MATX2 | 300345432 | TX2-R04452 | PERDANA ALAM JAYA NO.1 |  | 0 | RYB |  |  | 11 kV |  | 415 V |  | EWT | 1000.00 kVA | 2009-09-03 |  | 1 | 0
382711362 | TNB | DISTRIBUTION | KUALA SELANGOR | Existing | BKSL/PCE/J00820/MATX | 300346280 | TX1-S05640 | LYWOOD SG SEMBILANG |  | 0 | RYB |  |  | 11 kV |  | 415 V |  | MTM | 500.00 kVA | 2009-09-03 |  | 1 | 0
382711487 | TNB | DISTRIBUTION | KUALA SELANGOR | Existing | BKSL/PCE/J00836/MATX | 300451871 | TX1-S05718 | ZON IKS SG GULANG-GULANG |  | 0 | RYB |  |  | 11 kV |  | 415 V |  | MTM | 300.00 kVA | 23/03/2013 |  | 1 | 0
382711614 | TNB | DISTRIBUTION | KUALA SELANGOR | Existing | BKSL/PCE/J00552/MATX1 | 300261971 | TX1-S05532 | LDG MINYAK |  | 0 | RYB |  |  | 11 kV |  | 415 V |  | SGB | 300.00 kVA | 26/06/2009 |  | 1 | 0
383385877 | TNB | DISTRIBUTION | KUALA SELANGOR | Existing | BKSL/PCE/J00436/MATX1 | 310019213 | TX1-R08044 | TYCOPLUS BT 22 IJOK |  | 0 | RYB |  |  | 11 kV |  | 415 V |  | MTM | 1000.00 kVA | 1970-01-01 |  | 1 | 0
383814921 | TNB | DISTRIBUTION | KUALA SELANGOR | Existing | BKSL/PCE/J00414/MATX1 | 301945774 | TX1- S05917 | PERUMAHAN FASA 4 PUNCAK BESTARI |  | 0 | RYB |  |  | 11 kV |  | 415 V |  | MTM | 1000.00 kVA | 1970-01-01 |  | 1 | 0
383814924 | TNB | DISTRIBUTION | KUALA SELANGOR | Existing | BKSL/PCE/J00414/MATX2 | 301945773 | TX2- S05918 | PERUMAHAN FASA 4 PUNCAK BESTARI |  | 0 | RYB |  |  | 11 kV |  | 415 V |  | MTM | 1000.00 kVA | 1970-01-01 |  | 1 | 0
383815141 | TNB | DISTRIBUTION | KUALA SELANGOR | Existing | BKSL/PCE/J00424/MATX1 | 309954079 | TX1- S05925 | REBAN AYAM BAIZILAH |  | 0 | RYB | [6 empty] | EWT |  | 1970-01-01 |  | 1 | 0
383815258 | TNB | DISTRIBUTION | KUALA SELANGOR | Existing | BKSL/PCE/J00434/MATX1 | 300548846 | TX1- R08010 | Grp: Substation Comp. 1 |  | 0 | RYB |  |  | 11 kV |  | 415 V |  | MTM | 750.00 kVA | 1970-01-01 |  | 1 | 0
383819208 | TNB | DISTRIBUTION | KUALA SELANGOR | Existing |  |  | TX1-S05935 | ONE SEKINCAN |  | 0 | RYB |  |  | 11 kV |  | 415 V |  |  |  | 1970-01-01 |  | 1 | 0
383819322 | TNB | DISTRIBUTION | KUALA SELANGOR | Existing |  |  | TX1-S05942 | D-KSL-C17-1534 |  | 0 | RYB |  |  | 11 kV |  | 415 V |  |  |  | 1970-01-01 |  | 1 | 0
383819436 | TNB | DISTRIBUTION | KUALA SELANGOR | Existing | BKSL/PCE/J00437/MATX1 | 310329608 | TX1-S05949 | Grp: Substation Comp. 1 |  | 0 | RYB | [6 empty] | INDKOM |  | 1970-01-01 |  | 1 | 0
384274919 | TNB | DISTRIBUTION | KUALA SELANGOR | Existing |  |  | TX1-LOCAL TRANS |  |  | 0 | RYB |  |  | 11 kV |  | 415 V |  |  | 1000.00 kVA | 1981-10-12 |  | 1 | 0
384888550 | TNB | DISTRIBUTION | KUALA SELANGOR | Existing | BKSL/PCE/J00443/MATX1 | 310513800 | TX1-R08098 | D-KSL-C17-1624 |  | 0 | RYB | [6 empty] | EWT |  | 1970-01-01 |  | 1 | 0
384888706 | TNB | DISTRIBUTION | KUALA SELANGOR | Existing | BKSL/PCE/J00451/MATX1 | 310541526 | TX1-R08104 | D-KSL-C17-1592 |  | 0 | RYB |  |  | 11 kV |  | 415 V |  | EWT | 1000.00 kVA | 1970-01-01 |  | 1 | 0
384892876 | TNB | DISTRIBUTION | KUALA SELANGOR | Existing | BKSL/PCE/J00448/MATX1 | 310425113 | TX1-S05962 | D-KSL-C17-1525 |  | 0 | RYB |  |  | 11 kV |  | 415 V |  | EWT | 300.00 kVA | 1970-01-01 |  | 1 | 0
384893019 | TNB | DISTRIBUTION | KUALA SELANGOR | Existing |  |  | TX1-S05966 | D-KSL-C17-1545 (tmn makmur) |  | 0 | RYB |  |  | 11 kV |  | 415 V |  |  |  | 1970-01-01 |  | 1 | 0
384893388 | TNB | DISTRIBUTION | KUALA SELANGOR | Existing | BKSL/PCE/J00442/MATX1 | 310271339 | TX1-S05959 | D-KSL-C17-1380 |  | 0 | RYB |  |  | 11 kV |  | 415 V |  | MTM | 500.00 kVA | 1970-01-01 |  | 1 | 0
384893519 | TNB | DISTRIBUTION | KUALA SELANGOR | Existing | BKSL/PCE/J00444/MATX1 | 309997331 | TX1-S05956 | D-KSL-C17-1607 |  | 0 | RYB |  |  | 11 kV |  | 415 V |  | MTM | 1000.00 kVA | 1970-01-01 |  | 1 | 0
384965712 | TNB | DISTRIBUTION | KUALA SELANGOR | Existing | BKSL/PCE/J00883/MATX1 | 310273049 | TX1-R08135 | PE LOT 11311, JALAN TIAJ 2/5 T |  | 0 | RYB |  |  | 11 kV |  | 415 V |  |  | 500.00 kVA | 1970-01-01 |  | 1 | 0
385030108 | TNB | DISTRIBUTION | KUALA SELANGOR | Existing |  |  | TX2-S01587 | SITE B SEKINCHAN |  | 0 | RYB |  |  | 11 kV |  | 415 V |  | MTM | 1000.00 kVA | 22/09/1999 |  | 1 | 0
385030219 | TNB | DISTRIBUTION | KUALA SELANGOR | Existing | BKSL/PCE/J00453/MATX1 | 310616172 | TX1-R08147 | D-KSL-C17-1621 |  | 0 | RYB | [6 empty] | INDKOM |  | 1970-01-01 |  | 1 | 0
385502553 | TNB | DISTRIBUTION | KUALA SELANGOR | Existing | BKSL/PCE/J00882/MATX1 | 310210332 | TX1-1000 kVA | PE JLN HILLPARK 11/9 |  | 0 | RYB |  |  | 11 kV | 11/0.415 kV | 415 V | MTM |  | 1000.00 kVA | 1970-01-01 |  | 1 | 0
385502556 | TNB | DISTRIBUTION | KUALA SELANGOR | Existing | BKSL/PCE/J00882/MATX2 | 310210337 | TX2-1000 kVA | PE JLN HILLPARK 11/9 |  | 0 | RYB |  |  | 11 kV | 11/0.415 kV | 415 V | MTM |  | 1000.00 kVA | 1970-01-01 |  | 1 | 0
385502784 | TNB | DISTRIBUTION | KUALA SELANGOR | Existing | BKSL/PCE/J00881/MATX1 | 310251111 | TX1-R08203 | D-KSL-C17-1497 |  | 0 | RYB |  |  | 11 kV | 11/0.415 kV | 415 V | MTM |  | 1000.00 kVA | 1970-01-01 |  | 1 | 0
385502787 | TNB | DISTRIBUTION | KUALA SELANGOR | Existing | BKSL/PCE/J00454/MATX2 | 310251113 | TX2-R08204 | D-KSL-C17-1497 |  | 0 | RYB |  |  | 11 kV | 11/0.415 kV | 415 V | MTM |  | 1000.00 kVA | 1970-01-01 |  | 1 | 0
385503225 | TNB | DISTRIBUTION | KUALA SELANGOR | Existing | BKSL/PCE/J00449/MATX1 | 310253580 | TX1-R08215 | D-KSL-C17-1588 |  | 0 | RYB |  |  | 11 kV | 11/0.415 kV | 415 V | AMSGB |  | 500.00 kVA | 1970-01-01 |  | 1 | 0
385503228 | TNB | DISTRIBUTION | KUALA SELANGOR | Existing |  |  | TX2-R08217 | D-KSL-C17-1588 |  | 0 | RYB |  |  | 11 kV |  | 415 V |  |  |  | 1970-01-01 |  | 1 | 0
386034947 | TNB | DISTRIBUTION | KUALA SELANGOR | Existing | BKSL/PCE/J00454/MATX1 | 310251114 | TX1-R08199 | D-KSL-C17-1497 |  | 0 | RYB |  |  | 11 kV | 11/0.415 kV | 415 V | MTM |  | 1000.00 kVA | 1970-01-01 |  | 1 | 0
386034950 | TNB | DISTRIBUTION | KUALA SELANGOR | Existing | BKSL/PCE/J00454/MATX2 | 310251113 | TX2-R08200 | D-KSL-C17-1497 |  | 0 | RYB |  |  | 11 kV | 11/0.415 kV | 415 V | MTM |  | 1000.00 kVA | 1970-01-01 |  | 1 | 0
387816961 | TNB | DISTRIBUTION | KUALA SELANGOR | Existing | BKSL/PCE/J00889/MATX1 | 310827659 | TX1-R08322 | D-KSL-C18-1506 |  | 0 | RYB | INST | YTBC | 11 kV | 11/0.415 kV | 415 V | EWT |  | 1000.00 kVA | 1970-01-01 |  | 1 | 0
387816964 | TNB | DISTRIBUTION | KUALA SELANGOR | Existing | BKSL/PCE/J00889/MATX2 | 310827658 | TX2-R08322 | D-KSL-C18-1506 |  | 0 | RYB | INST | YTBC | 11 kV | 11/0.415 kV | 415 V | EWT |  | 1000.00 kVA | 1970-01-01 |  | 1 | 0
387817190 | TNB | DISTRIBUTION | KUALA SELANGOR | Existing | BKSL/PCE/J00898/MATX1 | 310283355 | TX1-R08318 | D-KSL-C18-1555 |  | 0 | RYB | INST | YTBC | 11 kV | 11/0.415 kV | 415 V | AMSGB |  | 500.00 kVA | 1970-01-01 |  | 1 | 0
387817365 | TNB | DISTRIBUTION | KUALA SELANGOR | Existing |  |  | TX1-R08326 | D-KSL-C18-1506 |  | 0 | RYB |  |  | 11 kV |  | 415 V |  |  |  | 1970-01-01 |  | 1 | 0
387817368 | TNB | DISTRIBUTION | KUALA SELANGOR | Existing |  |  | TX2-R08327 | D-KSL-C18-1506 |  | 0 | RYB |  |  | 11 kV |  | 415 V |  |  |  | 1970-01-01 |  | 1 | 0
388117515 | TNB | DISTRIBUTION | KUALA SELANGOR | Existing |  |  | TX1 |  |  | 0 | RYB |  |  | 11 kV |  | 415 V |  |  |  | 1970-01-01 |  | 1 | 0
388117518 | TNB | DISTRIBUTION | KUALA SELANGOR | Existing |  |  | TX2 |  |  | 0 | RYB |  |  | 11 kV |  | 415 V |  |  |  | 1970-01-01 |  | 1 | 0
389036444 | TNB | DISTRIBUTION | KUALA SELANGOR | Existing | BKSL/PCE/J00244/MATX1 | 300022926 | TX1-S01562 | TMN BKT BELIMBING INDAH |  | 0 | RYB |  |  | 11 kV | 11/0.415 kV | 415 V | LKH |  | 500.00 kVA | 20/05/1997 |  | 1 | 0
390513560 | TNB | DISTRIBUTION | KUALA SELANGOR | Existing | BKSL/PCE/J00886/MATX1 | 310623647 | TX1-R08230 | D-KSL-C18-1627 |  | 0 | RYB |  |  | 11 kV | 11/0.415 kV | 415 V | EWT |  | 1000.00 kVA | 1970-01-01 |  | 1 | 0
390513687 | TNB | DISTRIBUTION | KUALA SELANGOR | Existing | BKSL/PCE/J00887/MATX1 | 310772677 | TX1-S05978 | D-KSL-C18-1653 |  | 0 | RYB |  |  | 11 kV |  | 415 V | INDKOM |  |  | 1970-01-01 |  | 1 | 0
390513829 | TNB | DISTRIBUTION | KUALA SELANGOR | Existing | BKSL/PCE/J00891/MATX1 | 310715118 | TX1-S05982 | D-KSL-C19-1643 |  | 0 | RYB |  |  | 11 kV |  | 415 V | EWT |  |  | 1970-01-01 |  | 1 | 0
393786145 | TNB | DISTRIBUTION | KUALA SELANGOR | Existing | BKSL/PCE/J00906/MATX1 | 310895729 | TX1 R08340 | D-KSL-C18-1668 |  | 0 | RYB | INST | YTBC | 11 kV | 11/0.415 kV | 415 V | MTM |  | 1000.00 kVA | 1970-01-01 |  | 1 | 0
393786148 | TNB | DISTRIBUTION | KUALA SELANGOR | Existing |  |  | TX2 | D-KSL-C18-1668 |  | 0 | RYB |  |  | 11 kV |  | 415 V |  |  |  | 1970-01-01 |  | 1 | 0
393786367 | TNB | DISTRIBUTION | KUALA SELANGOR | Existing | BKSL/PCE/J00905/MATX1 | 310986298 | TX1 S06002 | D-KSL-C18-1658 |  | 0 | RYB | INST | YTBC | 11 kV |  | 415 V | EWT |  |  | 1970-01-01 |  | 1 | 0
393786473 | TNB | DISTRIBUTION | KUALA SELANGOR | Existing | BKSL/PCE/J00908/MATX1 | 310983101 | TX1 R08343 | D-KSL-C18-1646 |  | 0 | RYB | INST | YTBC | 11 kV |  | 415 V | EWT |  |  | 1970-01-01 |  | 1 | 0

## Output
Id | Owner Type | Owner Name | Operational Area | Status | ERMS Functional Location | ERMS Equipment No | Label | Distribution PE | Demand Load | Customer Count | Phasing | ERMS System Status | ERMS User Status | Voltage In _Old_ | Voltage In/Out | Voltage Out _Old_ | Manufacturer | Manufacturer _Old_ | Capacity | Date Commissioned | Remarks | Distribution Transformer Units | Demand Points | Check | Detail
254720494 | TNB | DISTRIBUTION | KUALA SELANGOR | Existing | BKSL/PCE/J00606/MATX | 300313733 | TX1-R05467 | KUARTERS STP BKT BADONG |  | 0 | RYB |  |  | 11 kV |  | 415 V |  | SGB | 500.00 kVA | 14/11/2008 |  | 1 | 0 | Fail | Please check "Voltage In/Out"
254722426 | TNB | DISTRIBUTION | KUALA SELANGOR | Existing | BKSL/PCE/J00304/MATX1 | 300023059 | TX1-S01429 | TMN KENARI |  | 68 | RYB |  |  | 11 kV |  | 415 V |  | MTM | 1000.00 kVA | 15/12/2002 |  | 1 | 82 | Fail | Please check "Voltage In/Out"
254722428 | TNB | DISTRIBUTION | KUALA SELANGOR | Existing | BKSL/PCE/J00077/MATX1 | 300022251 | TX1-S00224 | TMN SG SEMBILANG |  | 60 | RYB |  |  | 11 kV |  | 415 V |  | MTM | 300.00 kVA | 19/02/1988 |  | 1 | 73 | Fail | Please check "Voltage In/Out"
254722566 | TNB | DISTRIBUTION | KUALA SELANGOR | Existing | BKSL/PCE/J00343/MATX1 | 300241443 | TX1-S01497 | K/UDANG SRI FUMA NO 2 |  | 0 | RYB |  |  | 11 kV |  | 415 V |  | MTM | 300.00 kVA | 15/12/1997 |  | 1 | 0 | Fail | Please check "Voltage In/Out"
254722848 | TNB | DISTRIBUTION | KUALA SELANGOR | Existing |  |  | TX3-LOCAL TRANS |  |  | 0 | RYB |  |  | 11 kV |  | 415 V |  | LKH | 1000.00 kVA |  |  | 1 | 0 | Fail | Please check "Voltage In/Out"
254722944 | TNB | DISTRIBUTION | KUALA SELANGOR | Existing | BKSL/PCE/J00181/MATX1 | 300022685 | TX1-S00327 | KIM LIAN HUAT |  | 386 | RYB |  |  | 11 kV |  | 415 V |  | MTM | 1000.00 kVA | 20/05/2001 |  | 1 | 469 | Fail | Please check "Voltage In/Out"
254722946 | TNB | DISTRIBUTION | KUALA SELANGOR | Existing | BKSL/PCE/J00194/MATX1 | 300022761 | TX1-S01484 | BGN SG KAJANG |  | 62 | RYB |  |  | 11 kV |  | 415 V |  | LKH | 500.00 kVA | 18/08/1990 |  | 1 | 71 | Fail | Please check "Voltage In/Out"
254722948 | TNB | DISTRIBUTION | KUALA SELANGOR | Existing | BKSL/PCE/J00254/MATX1 | 300022964 | TX1-S01487 | TMN RADIN JAYA NO 1 |  | 134 | RYB |  |  | 11 kV |  | 415 V |  | MTM | 1000.00 kVA | 14/11/1996 |  | 1 | 139 | Fail | Please check "Voltage In/Out"
254723066 | TNB | DISTRIBUTION | KUALA SELANGOR | Existing | BKSL/PCE/J00184/MATX1 | 300022702 | TX1-S01464 | PKPS TG KARANG |  | 0 | RYB |  |  | 11 kV |  | 415 V |  | MTM | 300.00 kVA | 18/08/1983 |  | 1 | 0 | Fail | Please check "Voltage In/Out"
254723068 | TNB | DISTRIBUTION | KUALA SELANGOR | Existing | BKSL/PCE/J00220/MATX1 | 300022831 | TX1-S00433 | PT SERONG |  | 111 | RYB |  |  | 11 kV |  | 415 V |  | MTM | 300.00 kVA | 22/09/1982 |  | 1 | 128 | Fail | Please check "Voltage In/Out"
254723178 | TNB | DISTRIBUTION | KUALA SELANGOR | Existing | BKSL/PCE/J00044/MATX1 | 300022108 | TX1-S01432 | KIEN HUAT FURNITURE |  | 9 | RYB |  |  | 11 kV |  | 415 V |  | MTM | 1000.00 kVA | 22/09/1990 |  | 1 | 9 | Fail | Please check "Voltage In/Out"
254723186 | TNB | DISTRIBUTION | KUALA SELANGOR | Existing | BKSL/PCE/J00182/MATX1 | 300022691 | TX1-S00332 | TG KARANG DEVELOPMENT |  | 0 | RYB |  |  | 11 kV |  | 415 V |  | MTM | 1000.00 kVA | 26/06/2000 |  | 1 | 0 | Fail | Please check "Voltage In/Out"
254723318 | TNB | DISTRIBUTION | KUALA SELANGOR | Existing | BKSL/PCE/J00537/MATX1 | 300261305 | TX1-S01651 | KONG LEE ENG FARM |  | 99 | RYB |  |  | 11 kV |  | 415 V |  | EWT | 300.00 kVA | 22/03/2009 |  | 1 | 105 | Fail | Please check "Voltage In/Out"
254723456 | TNB | DISTRIBUTION | KUALA SELANGOR | Existing | BKSL/PCE/J00340/MATX1 | 300241012 | TX1-S01576 | TMN SRI PENAMBANG |  | 16 | RYB |  |  | 11 kV |  | 415 V |  | SGB | 300.00 kVA | 17/07/2004 |  | 1 | 23 | Fail | Please check "Voltage In/Out"
254723458 | TNB | DISTRIBUTION | KUALA SELANGOR | Existing | BKSL/PCE/J00252/MATX1 | 300022953 | TX1-S00477 | PEKAN P/PENAMBANG |  | 257 | RYB |  |  | 11 kV |  | 415 V |  | MTM | 1000.00 kVA | 22/09/1987 |  | 1 | 349 | Fail | Please check "Voltage In/Out"
254723522 | TNB | DISTRIBUTION | KUALA SELANGOR | Existing | BKSL/PCE/J00665/MATX1 | 300319544 | TX1-R05341 | INDUSTRI ALAM JAYA NO.4 |  | 0 | RYB |  |  | 11 kV |  | 415 V |  | EWT | 1000.00 kVA | 20061107 |  | 1 | 0 | Fail | Please check "Voltage In/Out"
254723570 | TNB | DISTRIBUTION | KUALA SELANGOR | Existing | BKSL/PCE/J00250/MATX1 | 300022942 | TX1-S00472 | BGN SUNGAI YU |  | 167 | RYB |  |  | 11 kV |  | 415 V |  | SGB | 1000.00 kVA | 18/08/1987 |  | 1 | 185 | Fail | Please check "Voltage In/Out"
254723574 | TNB | DISTRIBUTION | KUALA SELANGOR | Existing | BKSL/PCE/J00139/MATX1 | 300261109 | TX1-S00475 | TMN BAYU P/PENAMBANG |  | 262 | RYB |  |  | 11 kV |  | 415 V |  | MTM | 750.00 kVA | 19/04/1985 |  | 1 | 294 | Fail | Please check "Voltage In/Out"
254723796 | TNB | DISTRIBUTION | KUALA SELANGOR | Existing | BKSL/PCE/J00091/MATX1 | 300022312 | TX1-S01447 | PE LAY HONG CHICKEN FARM |  | 0 | RYB |  |  | 11 kV |  | 415 V |  | MTM | 1000.00 kVA | 19/04/2000 |  | 1 | 0 | Fail | Please check "Voltage In/Out"
254723808 | TNB | DISTRIBUTION | KUALA SELANGOR | Existing | BKSL/PCE/J00110/MATX1 | 300022416 | TX1-S00227 | PE PADANG GAJAH |  | 0 | RYB |  |  | 11 kV |  | 415 V |  | MTM | 300.00 kVA | 18/03/1995 |  | 1 | 0 | Fail | Please check "Voltage In/Out"
254723812 | TNB | DISTRIBUTION | KUALA SELANGOR | Existing | BKSL/PCE/J00078/MATX1 | 300022257 | TX1-S01435 | PE EYU TEK CHAI |  | 1 | RYB |  |  | 11 kV |  | 415 V |  | MTM | 500.00 kVA | 22/03/1992 |  | 1 | 1 | Fail | Please check "Voltage In/Out"
254723814 | TNB | DISTRIBUTION | KUALA SELANGOR | Existing | BKSL/PCE/J00473/MATX1 | 300261170 | TX1-R03843 | FISH POND NO 1 |  | 0 | RYB |  |  | 11 kV |  | 415 V |  | MTM | 1000.00 kVA | 26/06/2007 |  | 1 | 0 | Fail | Please check "Voltage In/Out"
254724322 | TNB | DISTRIBUTION | KUALA SELANGOR | Existing | BKSL/PCE/J00238/MATX1 | 300022896 | TX1-S00463 | LPN BATU 2 |  | 23 | RYB |  |  | 11 kV |  | 415 V |  | LKH | 1000.00 kVA | 27/11/2000 |  | 1 | 28 | Fail | Please check "Voltage In/Out"
254724324 | TNB | DISTRIBUTION | KUALA SELANGOR | Existing | BKSL/PCE/J00248/MATX1 | 300261142 | TX1-S00466 | COLD ROOM |  | 0 | RYB |  |  | 11 kV |  | 415 V |  | MTM | 300.00 kVA | 27/11/1994 |  | 1 | 1 | Fail | Please check "Voltage In/Out"
254724448 | TNB | DISTRIBUTION | KUALA SELANGOR | Existing | BKSL/PCE/J00284/MATX1 | 300242489 | TX1-S01386 | LAY HONG (SPG 3 JERAM) NO 2 |  | 2 | RYB |  |  | 11 kV |  | 415 V |  | MTM | 500.00 kVA | 19/04/1988 |  | 1 | 3 | Fail | Please check "Voltage In/Out"
254725034 | TNB | DISTRIBUTION | KUALA SELANGOR | Existing | BKSL/PCE/J00192/MATX1 | 300022749 | TX1-S01477 | SG KAJANG |  | 336 | RYB |  |  | 11 kV |  | 415 V |  | MTM | 750.00 kVA | 28/06/1997 |  | 1 | 405 | Fail | Please check "Voltage In/Out"
254725038 | TNB | DISTRIBUTION | KUALA SELANGOR | Existing | BKSL/PCE/J00191/MATX1 | 300022743 | TX1-S01475 | UKM |  | 0 | RYB |  |  | 11 kV |  | 415 V |  | SAVIGLIANA | 300.00 kVA | 19/04/1959 |  | 1 | 0 | Fail | Please check "Voltage In/Out"
254725542 | TNB | DISTRIBUTION | KUALA SELANGOR | Existing | BKSL/PCE/J00529/MATX1 | 300261218 | TX1-S01626 | LAY HONG NO 5(SPG 3 JERAM) |  | 1 | RYB |  |  | 11 kV |  | 415 V |  | SGB | 500.00 kVA | 17/07/2007 |  | 1 | 1 | Fail | Please check "Voltage In/Out"
254725544 | TNB | DISTRIBUTION | KUALA SELANGOR | Existing | BKSL/PCE/J00066/MATX1 | 300022220 | TX1-S00192 | PKNS TMN PEKERTI JERAM |  | 97 | RYB |  |  | 11 kV |  | 415 V |  | MTM | 300.00 kVA | 18/08/1983 |  | 1 | 138 | Fail | Please check "Voltage In/Out"
254725546 | TNB | DISTRIBUTION | KUALA SELANGOR | Existing | BKSL/PCE/J00282/MATX1 | 300261147 | TX1-S00373 | BGN TENGKORAK TG KARANG |  | 63 | RYB |  |  | 11 kV |  | 415 V |  | MTM | 500.00 kVA | 20/05/1993 |  | 1 | 79 | Fail | Please check "Voltage In/Out"
254725574 | TNB | DISTRIBUTION | KUALA SELANGOR | Existing | BKSL/PCE/J00567/MATX1 | 300287661 | TX1-S05297 | TMN NILAM |  | 394 | RYB |  |  | 11 kV |  | 415 V |  | EWT | 750.00 kVA | 19/04/2008 |  | 1 | 467 | Fail | Please check "Voltage In/Out"
254725930 | TNB | DISTRIBUTION | KUALA SELANGOR | Existing | BKSL/PCE/J00063/MATX1 | 300022209 | TX1-S00187 | JERAM NO 2 |  | 145 | RYB |  |  | 11 kV |  | 415 V |  | MTM | 300.00 kVA | 26/06/1983 |  | 1 | 183 | Fail | Please check "Voltage In/Out"
254725934 | TNB | DISTRIBUTION | KUALA SELANGOR | Existing | BKSL/PCE/J00310/MATX1 | 300229317 | TX1-S01491 | TMN RADIN JAYA NO 2 |  | 23 | RYB |  |  | 11 kV |  | 415 V |  | MTM | 1000.00 kVA | 20031010 |  | 1 | 52 | Fail | Please check "Voltage In/Out"
254725936 | TNB | DISTRIBUTION | KUALA SELANGOR | Existing | BKSL/PCE/J00195/MATX1 | 300022765 | TX1-S00357 | TMN DESA JAYA |  | 0 | RYB |  |  | 11 kV |  | 415 V |  | MTM | 300.00 kVA | 20/09/1988 |  | 1 | 0 | Fail | Please check "Voltage In/Out"
254725938 | TNB | DISTRIBUTION | KUALA SELANGOR | Existing | BKSL/PCE/J00256/MATX1 | 300242529 | TX1-S01494 | S.AGAMA TG KARANG |  | 0 | RYB |  |  | 11 kV |  | 415 V |  | EWT | 1000.00 kVA | 28/06/2001 |  | 1 | 0 | Fail | Please check "Voltage In/Out"
254725944 | TNB | DISTRIBUTION | KUALA SELANGOR | Existing | BKSL/PCE/J00179/MATX1 | 300228848 | TX1-S01457 | TMN MAKMUR KSL |  | 113 | RYB |  |  | 11 kV |  | 415 V |  | MTM | 1000.00 kVA | 20031107 |  | 1 | 155 | Fail | Please check "Voltage In/Out"
254726182 | TNB | DISTRIBUTION | KUALA SELANGOR | Existing | BKSL/PCE/J00530/MATX1 | 300261219 | TX1-S00189 | KENTUNE FURNITURE (SHE CHE SIN |  | 0 | RYB |  |  | 11 kV |  | 415 V |  | SGB | 500.00 kVA | 18/08/2008 |  | 1 | 0 | Fail | Please check "Voltage In/Out"
254726184 | TNB | DISTRIBUTION | KUALA SELANGOR | Existing | BKSL/PCE/J00065/MATX1 | 300022215 | TX1-S01389 | PKNS TMN PERMAI JERAM |  | 96 | RYB |  |  | 11 kV |  | 415 V |  | MTM | 500.00 kVA | 17/07/1991 |  | 1 | 282 | Fail | Please check "Voltage In/Out"
254735070 | TNB | DISTRIBUTION | KUALA SELANGOR | Existing | BKSL/PCE/J00585/MATX1 | 300287677 | TX1-S05447 | PE FBK SYSTEMS SDN BHD |  | 0 | RYB |  |  | 11 kV |  | 415 V |  | EWT | 750.00 kVA | 18/08/2007 |  | 1 | 0 | Fail | Please check "Voltage In/Out"
254744254 | TNB | DISTRIBUTION | KUALA SELANGOR | Existing | BKSL/PCE/J00193/MATX1 | 300022755 | TX1-S01481 | PPRT SG KAJANG |  | 25 | RYB |  |  | 11 kV |  | 415 V |  | MTM | 300.00 kVA | 19911107 |  | 1 | 29 | Fail | Please check "Voltage In/Out"
254745002 | TNB | DISTRIBUTION | KUALA SELANGOR | Existing | BKSL/PCE/J00771/MATX | 300319679 | TX1-R05272 | INDUSTRI ALAM JAYA NO.8 |  | 0 | RYB |  |  | 11 kV |  | 415 V |  | MTM | 500.00 kVA | 22/09/1980 |  | 1 | 0 | Fail | Please check "Voltage In/Out"
254745126 | TNB | DISTRIBUTION | KUALA SELANGOR | Existing | BKSL/PCE/J00088/MATX1 | 300022297 | TX1-S01438 | PE EYE BER EE NO1 |  | 17 | RYB |  |  | 11 kV |  | 415 V |  | MTM | 1000.00 kVA | 19941012 |  | 1 | 23 | Fail | Please check "Voltage In/Out"
254745172 | TNB | DISTRIBUTION | KUALA SELANGOR | Existing | BKSL/PCE/J00237/MATX1 | 300022890 | TX1-S00459 | YUSRI |  | 48 | RYB |  |  | 11 kV |  | 415 V |  | MTM | 500.00 kVA | 19881010 |  | 1 | 51 | Fail | Please check "Voltage In/Out"
254745666 | TNB | DISTRIBUTION | KUALA SELANGOR | Existing | BKSL/PCE/J00228/MATX1 | 300022861 | TX1-S00441 | KOKO FAMA |  | 0 | RYB |  |  | 11 kV |  | 415 V |  | EWT | 300.00 kVA | 22/03/1997 |  | 1 | 0 | Fail | Please check "Voltage In/Out"
254745798 | TNB | DISTRIBUTION | KUALA SELANGOR | Existing | BKSL/PCE/J00147/MATX1 | 300261112 | TX1-S00230 | PE TAMBAK JAWA |  | 165 | RYB |  |  | 11 kV |  | 415 V |  | MTM | 500.00 kVA | 18/08/1988 |  | 1 | 183 | Fail | Please check "Voltage In/Out"
254746592 | TNB | DISTRIBUTION | KUALA SELANGOR | Existing | BKSL/PCE/J00258/MATX1 | 300261145 | TX1-S01572 | QTRS GURU P/PERMATANG |  | 21 | RYB |  |  | 11 kV |  | 415 V |  | MTM | 1000.00 kVA | 18/03/2000 |  | 1 | 31 | Fail | Please check "Voltage In/Out"
254746766 | TNB | DISTRIBUTION | KUALA SELANGOR | Existing | BKSL/PCE/J00067/MATX1 | 300022225 | TX1-S00195 | LDG BUKIT CERAKAH |  | 5 | RYB |  |  | 11 kV |  | 415 V |  | SGB | 300.00 kVA | 22/09/1997 |  | 1 | 15 | Fail | Please check "Voltage In/Out"
254747576 | TNB | DISTRIBUTION | KUALA SELANGOR | Existing |  |  | TX3-LOCAL TRANS |  |  | 0 | RYB |  |  | 11 kV |  | 415 V |  | MTM | 1000.00 kVA |  |  | 1 | 0 | Fail | Please check "Voltage In/Out"
254747922 | TNB | DISTRIBUTION | KUALA SELANGOR | Existing | BKSL/PCE/J00196/MATX1 | 300022771 | TX1-S00364 | K/UDANG SRI FUMA |  | 0 | RYB |  |  | 11 kV |  | 415 V |  | MTM | 1000.00 kVA | 19981010 |  | 1 | 1 | Fail | Please check "Voltage In/Out"
254748102 | TNB | DISTRIBUTION | KUALA SELANGOR | Existing | BKSL/PCE/J00085/MATX1 | 300022282 | TX1-S00247 | PE CHOP GUAN SENG |  | 0 | RYB |  |  | 11 kV |  | 415 V |  | SGB | 750.00 kVA | 20/09/1996 |  | 1 | 14 | Fail | Please check "Voltage In/Out"
254748104 | TNB | DISTRIBUTION | KUALA SELANGOR | Existing | BKSL/PCE/J00314/MATX1 | 300343363 | TX1-S01534 | PADAT KEM CINA TIRAM BUROK |  | 211 | RYB |  |  | 11 kV |  | 415 V |  | Unknown | 1000.00 kVA | 20090903 |  | 1 | 218 | Fail | Please check "Voltage In/Out"
254748292 | TNB | DISTRIBUTION | KUALA SELANGOR | Existing | BKSL/PCE/J00603/MATX | 300313669 | TX1-R01807 | BINAAN TEPAT IJOK 9 BUAH KILANG |  | 0 | RYB |  |  | 11 kV |  | 415 V |  | MTM | 1000.00 kVA | 18/08/2009 |  | 1 | 0 | Fail | Please check "Voltage In/Out"
254751096 | TNB | DISTRIBUTION | KUALA SELANGOR | Existing | BKSL/PCE/J00185/MATX1 | 300022708 | TX1-S00339 | PASARAYA BILLION |  | 14 | RYB |  |  | 11 kV |  | 415 V |  | SGB | 100.00 kVA | 22/09/1997 |  | 1 | 17 | Fail | Please check "Voltage In/Out"
254751100 | TNB | DISTRIBUTION | KUALA SELANGOR | Existing | BKSL/PCE/J00253/MATX1 | 300022958 | TX1-S00480 | JPJ P/PENAMBANG |  | 43 | RYB |  |  | 11 kV |  | 415 V |  | MTM | 1000.00 kVA | 19961110 |  | 1 | 63 | Fail | Please check "Voltage In/Out"
254751888 | TNB | DISTRIBUTION | KUALA SELANGOR | Existing | BKSL/PCE/J00083/MATX1 | 300022277 | TX1-S00241 | PE TAWIE |  | 0 | RYB |  |  | 11 kV |  | 415 V |  | MTM | 1000.00 kVA | 18/08/2001 |  | 1 | 0 | Fail | Please check "Voltage In/Out"
254751902 | TNB | DISTRIBUTION | KUALA SELANGOR | Existing | BKSL/PCE/J00306/MATX1 | 300261149 | TX1-S01383 | SM AGAMA JERAM |  | 0 | RYB |  |  | 11 kV |  | 415 V |  | MTM | 1000.00 kVA | 17/07/1994 |  | 1 | 0 | Fail | Please check "Voltage In/Out"
254751910 | TNB | DISTRIBUTION | KUALA SELANGOR | Existing | BKSL/PCE/J00201/MATX1 | 300022801 | TX1-S00387 | SG TENGI KANAN NO 2 |  | 294 | RYB |  |  | 11 kV |  | 415 V |  | MTM | 300.00 kVA | 19/04/1988 |  | 1 | 318 | Fail | Please check "Voltage In/Out"
254752144 | TNB | DISTRIBUTION | KUALA SELANGOR | Existing | BKSL/PCE/J00249/MATX1 | 300022937 | TX1-S00469 | S.AGAMA KSL (P/PENAMBANG) |  | 0 | RYB |  |  | 11 kV |  | 415 V |  | MTM | 500.00 kVA | 17/07/1993 |  | 1 | 0 | Fail | Please check "Voltage In/Out"
254752642 | TNB | DISTRIBUTION | KUALA SELANGOR | Existing | BKSL/PCE/J00457/MATX1 | 300228851 | TX1-S01460 | BGN PASIR TG KARANG |  | 217 | RYB |  |  | 11 kV |  | 415 V |  | ABB | 750.00 kVA | 18/08/1997 |  | 1 | 247 | Fail | Please check "Voltage In/Out"
254753148 | TNB | DISTRIBUTION | KUALA SELANGOR | Existing | BKSL/PCE/J00062/MATX1 | 300022204 | TX1-S00183 | JERAM NO 1 |  | 138 | RYB |  |  | 11 kV |  | 415 V |  | SGB | 750.00 kVA | 20/05/1995 |  | 1 | 163 | Fail | Please check "Voltage In/Out"
254754000 | TNB | DISTRIBUTION | KUALA SELANGOR | Existing | BKSL/PCE/J00061/MATX1 | 300022198 | TX1-S00180 | BALAI POLIS JERAM |  | 418 | RYB |  |  | 11 kV |  | 415 V |  | MTM | 1000.00 kVA | 19/04/1996 |  | 1 | 500 | Fail | Please check "Voltage In/Out"
254754458 | TNB | DISTRIBUTION | KUALA SELANGOR | Existing | BKSL/PPU/G00008/NALTX | 300051747 | TX3-LOCAL TRANS | LOCAL TX PPU SDBY |  | 0 | RYB |  |  | 11 kV |  | 415 V |  | MTM | 300.00 kVA | 19940808 |  | 1 | 0 | Fail | Please check "Voltage In/Out"
254754702 | TNB | DISTRIBUTION | KUALA SELANGOR | Existing | BKSL/PCE/J00534/MATX1 | 300261302 | TX1-S01500 | INNOBRIDE BAGAN TENGKORAK(A) |  | 0 | RYB |  |  | 11 kV |  | 415 V |  | EWT | 1000.00 kVA | 14/11/2008 |  | 1 | 1 | Fail | Please check "Voltage In/Out"
254755194 | TNB | DISTRIBUTION | KUALA SELANGOR | Existing | BKSL/PCE/J00229/MATX1 | 300022866 | TX1-S00445 | SG TERAP |  | 0 | RYB |  |  | 11 kV |  | 415 V |  | MTM | 750.00 kVA | 19/04/1984 |  | 1 | 0 | Fail | Please check "Voltage In/Out"
254755546 | TNB | DISTRIBUTION | KUALA SELANGOR | Existing | BKSL/PCE/J00197/MATX1 | 300022777 | TX1-S00366 | TENGKORAK INDUSTRIES |  | 0 | RYB |  |  | 11 kV |  | 415 V |  | MTM | 750.00 kVA | 27/11/1994 |  | 1 | 1 | Fail | Please check "Voltage In/Out"
254755930 | TNB | DISTRIBUTION | KUALA SELANGOR | Existing | BKSL/PCE/J00076/MATX1 | 300022246 | TX1-S00221 | PETRONAS SG SEMBILANG |  | 0 | RYB |  |  | 11 kV |  | 415 V |  | MTM | 300.00 kVA | 15/12/1983 |  | 1 | 0 | Fail | Please check "Voltage In/Out"
254755934 | TNB | DISTRIBUTION | KUALA SELANGOR | Existing | BKSL/PCE/J00595/MATX | 300313590 | TX1-S05286 | TMN SETIA BUDI |  | 0 | RYB |  |  | 11 kV |  | 415 V |  | MTM | 500.00 kVA | 14/11/2008 |  | 1 | 51 | Fail | Please check "Voltage In/Out"
254757630 | TNB | DISTRIBUTION | KUALA SELANGOR | Existing | BKSL/PCE/J00159/MATX1 | 300022612 | TX1-S00570 | PT 1 |  | 408 | RYB |  |  | 11 kV |  | 415 V |  | MTM | 300.00 kVA | 19/04/1994 |  | 1 | 452 | Fail | Please check "Voltage In/Out"
254760292 | TNB | DISTRIBUTION | KUALA SELANGOR | Existing |  |  | LOCAL TX BARG | LOCAL TX PMU BARG |  | 0 | RYB |  |  | 11 kV |  | 415 V |  | Unknown | 1000.00 kVA |  |  | 1 | 0 | Fail | Please check "Voltage In/Out"
254760450 | TNB | DISTRIBUTION | KUALA SELANGOR | Existing | BKSL/PCE/J00138/MATX1 | 300022533 | TX1-S01426 | PANGSAPURI PANTAI INDAH |  | 0 | RYB |  |  | 11 kV |  | 415 V |  | MTM | 1000.00 kVA | 14/02/2003 |  | 1 | 0 | Fail | Please check "Voltage In/Out"
376961709 | TNB | DISTRIBUTION | KUALA SELANGOR | Existing | BKSL/PCE/J00438/MATX1 | 310425107 | TX1-R08065 | Grp: Substation Comp. 1 |  | 0 | RYB |  |  | 11 kV |  | 415 V |  | EWT | 300.00 kVA | 19700101 |  | 1 | 0 | Fail | Please check "Voltage In/Out"
376961838 | TNB | DISTRIBUTION | KUALA SELANGOR | Existing |  |  | TX1 | TMN KELISA |  | 0 | RYB |  |  | 11 kV |  | 415 V |  |  |  | 19700101 |  | 1 | 0 | Fail | Please check "Voltage In/Out"
376961981 | TNB | DISTRIBUTION | KUALA SELANGOR | Existing | BKSL/PCE/J00371/MATX1 | 300519638 | TX1-S05797 | KG SRI TIRAM BUROK |  | 0 | RYB |  |  | 11 kV |  | 415 V |  | EWT | 500.00 kVA | 18/10/2014 |  | 1 | 0 | Fail | Please check "Voltage In/Out"
377034967 | TNB | DISTRIBUTION | KUALA SELANGOR | Existing |  |  | TX1-S05938 | D-KSL-C17-1510 |  | 0 | RYB |  |  | 11 kV |  | 415 V |  |  |  | 19700101 |  | 1 | 0 | Fail | Please check "Voltage In/Out"
377966628 | TNB | DISTRIBUTION | KUALA SELANGOR | Existing |  |  | TX1-S05922 | Grp: Substation Comp. 1 |  | 0 | RYB |  |  | 11 kV |  | 415 V |  |  |  | 19700101 |  | 1 | 0 | Fail | Please check "Voltage In/Out"
377966898 | TNB | DISTRIBUTION | KUALA SELANGOR | Existing |  |  | TX1-S05953 | D-KSL-C17-1576 |  | 0 | RYB |  |  | 11 kV |  | 415 V |  |  |  | 19700101 |  | 1 | 0 | Fail | Please check "Voltage In/Out"
379512333 | TNB | DISTRIBUTION | KUALA SELANGOR | Existing | BKSL/PCE/J00452/MATX1 | 300519666 | TX-S05974 | D-KSL-C17-1613 |  | 0 | RYB |  |  | 11 kV | 11/0.415 kV | 415 V | MTM |  | 300.00 kVA | 19700101 |  | 1 | 0 | Fail | Please check "Voltage In/Out"
379512464 | TNB | DISTRIBUTION | KUALA SELANGOR | Existing | BKSL/PCE/J00884/MATX1 | 310251102 | TX1-S05971 | D-KSL-C17-1268 |  | 0 | RYB |  |  | 11 kV | 11/0.415 kV | 415 V | MTM |  | 1000.00 kVA | 19700101 |  | 1 | 0 | Fail | Please check "Voltage In/Out"
379787389 | TNB | DISTRIBUTION | KUALA SELANGOR | Existing | BKSL/PCE/J00531/MATX1 | 300261220 | TX-S00215 | KOSSAN RUBBER NO 5 |  | 3 | RYB |  |  | 11 kV |  | 415 V |  | MTM | 300.00 kVA | 22/09/2008 |  | 1 | 5 | Fail | Please check "Voltage In/Out"
379787509 | TNB | DISTRIBUTION | KUALA SELANGOR | Existing | BKSL/PCE/J00073/MATX1 | 300022235 | TX-S00212 | SYNLE HART |  | 1 | RYB |  |  | 11 kV |  | 415 V |  | MTM | 750.00 kVA | 14/11/1976 |  | 1 | 1 | Fail | Please check "Voltage In/Out"
379787605 | TNB | DISTRIBUTION | KUALA SELANGOR | Existing | BKSL/PCE/J00142/MATX1 | 300022538 | TX-S01403 | KEM BINA INSAN SG SEMBILANG |  | 16 | RYB |  |  | 11 kV |  | 415 V |  | EWT | 300.00 kVA | 18/03/1997 |  | 1 | 22 | Fail | Please check "Voltage In/Out"
379787699 | TNB | DISTRIBUTION | KUALA SELANGOR | Existing | BKSL/PCE/J00068/MATX1 | 300022230 | TX-S00202 | PANTAI REMIS |  | 77 | RYB |  |  | 11 kV |  | 415 V |  | MTM | 300.00 kVA | 19801110 |  | 1 | 86 | Fail | Please check "Voltage In/Out"
379787858 | TNB | DISTRIBUTION | KUALA SELANGOR | Existing | BKSL/PCE/J00141/MATX1 | 300261110 | TX-S01409 | SW/STN TMN JATI |  | 46 | RYB |  |  | 11 kV |  | 415 V |  | MTM | 500.00 kVA | 28/06/1988 |  | 1 | 58 | Fail | Please check "Voltage In/Out"
379791538 | TNB | DISTRIBUTION | KUALA SELANGOR | Existing | BKSL/PCE/J00160/MATX1 | 300022618 | TX1-S00573 | TMN SRI SEKINCHAN NO 1 |  | 346 | RYB |  |  | 11 kV |  | 415 V |  | MTM | 1000.00 kVA | 28/06/1993 |  | 1 | 394 | Fail | Please check "Voltage In/Out"
379791632 | TNB | DISTRIBUTION | KUALA SELANGOR | Existing | BKSL/PCE/J00313/MATX1 | 300232743 | TX1-S01595 | TMN SRI SEKINCHAN NO 2 (C) |  | 30 | RYB |  |  | 11 kV |  | 415 V |  | INDKOM | 500.00 kVA | 19/04/2004 |  | 1 | 34 | Fail | Please check "Voltage In/Out"
379791735 | TNB | DISTRIBUTION | KUALA SELANGOR | Existing | BKSL/PCE/J00161/MATX1 | 300022623 | TX1-S00576 | SEAFOOD BGN SEKINCHAN |  | 83 | RYB |  |  | 11 kV |  | 415 V |  | SGB | 1000.00 kVA | 19961107 |  | 1 | 91 | Fail | Please check "Voltage In/Out"
379791829 | TNB | DISTRIBUTION | KUALA SELANGOR | Existing | BKSL/PCE/J00164/MATX1 | 300022634 | TX1-S005845 | TELEKOM SEKINCHAN |  | 0 | RYB |  |  | 11 kV |  | 415 V |  | MTM | 750.00 kVA | 20/09/1994 |  | 1 | 0 | Fail | Please check "Voltage In/Out"
379791950 | TNB | DISTRIBUTION | KUALA SELANGOR | Existing | BKSL/PCE/J00691/MATX | 300319499 | TX1-S05581 | SURIA PRESS |  | 3 | RYB |  |  | 11 kV |  | 415 V |  | MTM | 500.00 kVA | 20/09/2008 |  | 1 | 5 | Fail | Please check "Voltage In/Out"
379792046 | TNB | DISTRIBUTION | KUALA SELANGOR | Existing | BKSL/PCE/J00143/MATX1 | 300022543 | TX1-S01580 | TMN RIA JAYA |  | 160 | RYB |  |  | 11 kV |  | 415 V |  | MTM | 500.00 kVA | 19/04/1998 |  | 1 | 195 | Fail | Please check "Voltage In/Out"
379792142 | TNB | DISTRIBUTION | KUALA SELANGOR | Existing | BKSL/PCE/J00165/MATX1 | 300022639 | TX1-S00588 | KEE HIN NO 1 |  | 4 | RYB |  |  | 11 kV |  | 415 V |  | MTM | 750.00 kVA | 19901010 |  | 1 | 8 | Fail | Please check "Voltage In/Out"
379792238 | TNB | DISTRIBUTION | KUALA SELANGOR | Existing | BKSL/PCE/J00162/MATX1 | 300261114 | TX1-S00579 | SEKINCHAN NO 2(DEPAN BALAI POL |  | 117 | RYB |  |  | 11 kV |  | 415 V |  | EWT | 1000.00 kVA | 19901010 |  | 1 | 134 | Fail | Please check "Voltage In/Out"
379792332 | TNB | DISTRIBUTION | KUALA SELANGOR | Existing | BKSL/PCE/J00163/MATX1 | 300022628 | TX1-S00583 | BGN SEKINCHAN |  | 151 | RYB |  |  | 11 kV |  | 415 V |  | MTM | 1000.00 kVA | 18/08/1985 |  | 1 | 168 | Fail | Please check "Voltage In/Out"
379792426 | TNB | DISTRIBUTION | KUALA SELANGOR | Existing | BKSL/PCE/J00619/MATX1 | 300319300 | TX1-S05578 | PANJI MUARA |  | 0 | RYB |  |  | 11 kV |  | 415 V |  | MTM | 1000.00 kVA | 26/06/2008 |  | 1 | 0 | Fail | Please check "Voltage In/Out"
379792522 | TNB | DISTRIBUTION | KUALA SELANGOR | Existing | BKSL/PCE/J00166/MATX1 | 300261115 | TX1-S00592 | SITE C SEKINCHAN |  | 415 | RYB |  |  | 11 kV |  | 415 V |  | MTM | 1000.00 kVA | 27/11/1991 |  | 1 | 472 | Fail | Please check "Voltage In/Out"
379792618 | TNB | DISTRIBUTION | KUALA SELANGOR | Existing | BKSL/PCE/J00167/MATX1 | 300261116 | TX1-S01600 | SELOKA GAGAH NO 1 |  | 47 | RYB |  |  | 11 kV |  | 415 V |  | EWT | 1000.00 kVA | 19891012 |  | 1 | 132 | Fail | Please check "Voltage In/Out"
379792714 | TNB | DISTRIBUTION | KUALA SELANGOR | Existing | BKSL/PCE/J00176/MATX1 | 300261119 | TX1-S01603 | SELOKA GAGAH NO 2 |  | 41 | RYB |  |  | 11 kV |  | 415 V |  | MTM | 1000.00 kVA | 19/04/1988 |  | 1 | 116 | Fail | Please check "Voltage In/Out"
379792808 | TNB | DISTRIBUTION | KUALA SELANGOR | Existing | BKSL/PCE/J00589/MATX | 300319501 | TX1-S05524 | SEK KEB SRI SEKINCAN |  | 175 | RYB |  |  | 11 kV |  | 415 V |  | MTM | 1000.00 kVA | 27/11/2000 |  | 1 | 192 | Fail | Please check "Voltage In/Out"
379792912 | TNB | DISTRIBUTION | KUALA SELANGOR | Existing | BKSL/PCE/J00535/MATX1 | 300261303 | TX1-S05291 | ASIA AQUACULTURE BGN TENGKORAK |  | 0 | RYB |  |  | 11 kV |  | 415 V |  | MTM | 750.00 kVA | 15/12/2008 |  | 1 | 0 | Fail | Please check "Voltage In/Out"
379793109 | TNB | DISTRIBUTION | KUALA SELANGOR | Existing | BKSL/PCE/J00198/MATX1 | 300022783 | TX1-S00374 | K/UDANG BGN TENGKORAK |  | 9 | RYB |  |  | 11 kV |  | 415 V |  | MTM | 750.00 kVA | 19941012 |  | 1 | 10 | Fail | Please check "Voltage In/Out"
379793203 | TNB | DISTRIBUTION | KUALA SELANGOR | Existing | BKSL/PCE/J00149/MATX1 | 300022560 | TX1-S00543 | KEE HIN NO 2 |  | 1 | RYB |  |  | 11 kV |  | 415 V |  | MTM | 1000.00 kVA | 26/06/1997 |  | 1 | 1 | Fail | Please check "Voltage In/Out"
379793351 | TNB | DISTRIBUTION | KUALA SELANGOR | Existing | BKSL/PCE/J00150/MATX1 | 300022565 | TX1-S00546 | GEMA JAYA |  | 242 | RYB |  |  | 11 kV |  | 415 V |  | EWT | 500.00 kVA | 17/07/1990 |  | 1 | 259 | Fail | Please check "Voltage In/Out"
379793445 | TNB | DISTRIBUTION | KUALA SELANGOR | Existing | BKSL/PCE/J00151/MATX1 | 300022570 | TX1-S00549 | JURU JAYA |  | 285 | RYB |  |  | 11 kV |  | 415 V |  | MTM | 750.00 kVA | 18/08/1990 |  | 1 | 351 | Fail | Please check "Voltage In/Out"
379793546 | TNB | DISTRIBUTION | KUALA SELANGOR | Existing | BKSL/PCE/J00152/MATX1 | 300022575 | TX1-S01586 | SITE B SEKINCHAN |  | 527 | RYB |  |  | 11 kV |  | 415 V |  | MTM | 1000.00 kVA | 22/09/1999 |  | 1 | 570 | Fail | Please check "Voltage In/Out"
379793721 | TNB | DISTRIBUTION | KUALA SELANGOR | Existing | BKSL/PCE/J00348/MATX1 | 300243127 | TX1-S01589 | KLG SEMERAH PADI SITE A SEKINC |  | 4 | RYB |  |  | 11 kV |  | 415 V |  | MTM | 300.00 kVA | 17/07/1991 |  | 1 | 4 | Fail | Please check "Voltage In/Out"
379793724 | TNB | DISTRIBUTION | KUALA SELANGOR | Existing | BKSL/PCE/J00348/MATX 2 | 300343241 | TX2-S05545 | KLG SEMERAH PADI SITE A SEKINC |  | 1 | RYB |  |  | 11 kV |  | 415 V |  | EWT | 1000.00 kVA | 20090903 |  | 1 | 1 | Fail | Please check "Voltage In/Out"
379794013 | TNB | DISTRIBUTION | KUALA SELANGOR | Existing | BKSL/PCE/J00412/MATX1 | 300503133 | TX1-S05888 | JALAN PARIT 5 SAI KIM |  | 17 | RYB |  |  | 11 kV |  | 415 V |  | MTM | 300.00 kVA | 19700101 |  | 1 | 19 | Fail | Please check "Voltage In/Out"
379794114 | TNB | DISTRIBUTION | KUALA SELANGOR | Existing | BKSL/PCE/J00555/MATX1 | 300284507 | TX1-S05428 | KLG PADI DATARAN PUSAKA |  | 1 | RYB |  |  | 11 kV |  | 415 V |  | MTM | 1000.00 kVA | 20071012 |  | 1 | 1 | Fail | Please check "Voltage In/Out"
379794117 | TNB | DISTRIBUTION | KUALA SELANGOR | Existing | BKSL/PCE/J00555/MATX2 | 300284514 | TX2-S05427 | KLG PADI DATARAN PUSAKA |  | 0 | RYB |  |  | 11 kV |  | 415 V |  | MTM | 1000.00 kVA | 26/06/2008 |  | 1 | 0 | Fail | Please check "Voltage In/Out"
379794302 | TNB | DISTRIBUTION | KUALA SELANGOR | Existing | BKSL/PCE/J00153/MATX1 | 300022580 | TX1-S01591 | BERNAS (LPN) |  | 1 | RYB |  |  | 11 kV |  | 415 V |  | MTM | 1000.00 kVA | 19971110 |  | 1 | 1 | Fail | Please check "Voltage In/Out"
379794305 | TNB | DISTRIBUTION | KUALA SELANGOR | Existing | BKSL/PCE/J00153/MATX2 | 300261113 | TX2-S00552 | BERNAS (LPN) |  | 212 | RYB |  |  | 11 kV |  | 415 V |  | MTM | 1000.00 kVA | 20/09/1983 |  | 1 | 243 | Fail | Please check "Voltage In/Out"
379794473 | TNB | DISTRIBUTION | KUALA SELANGOR | Existing | BKSL/PCE/J00826/MATX1 | 300443211 | TX1-S05662 | TAMAN INDAH 2 |  | 0 | RYB |  |  | 11 kV |  | 415 V |  | MTM | 1000.00 kVA | 20120111 |  | 1 | 0 | Fail | Please check "Voltage In/Out"
379794476 | TNB | DISTRIBUTION | KUALA SELANGOR | Existing | BKSL/PCE/J00826/MATX2 | 300443223 | TX2-S05663 | TAMAN INDAH 2 |  | 0 | RYB |  |  | 11 kV |  | 415 V |  | MTM | 1000.00 kVA | 20120111 |  | 1 | 0 | Fail | Please check "Voltage In/Out"
379794648 | TNB | DISTRIBUTION | KUALA SELANGOR | Existing | BKSL/PCE/J00312/MATX1 | 300261150 | TX1-S01612 | BALAI BOMBA SEKINCHAN |  | 1 | RYB |  |  | 11 kV |  | 415 V |  | EWT | 500.00 kVA | 18/08/1996 |  | 1 | 4 | Fail | Please check "Voltage In/Out"
379794651 | TNB | DISTRIBUTION | KUALA SELANGOR | Existing | BKSL/PCE/J00312/MATX2 | 300261151 | TX2-S01613 | BALAI BOMBA SEKINCHAN |  | 437 | RYB |  |  | 11 kV |  | 415 V |  | MTM | 1000.00 kVA | 22/09/1996 |  | 1 | 508 | Fail | Please check "Voltage In/Out"
379794819 | TNB | DISTRIBUTION | KUALA SELANGOR | Existing | BKSL/PCE/J00144/MATX1 | 300022548 | TX1-S00537 | HOTEL DELUXE |  | 0 | RYB |  |  | 11 kV |  | 415 V |  | MTM | 750.00 kVA | 20/05/1990 |  | 1 | 0 | Fail | Please check "Voltage In/Out"
379794822 | TNB | DISTRIBUTION | KUALA SELANGOR | Existing | BKSL/PCE/J00144/MATX2 | 300274853 | TX2-S00536 | HOTEL DELUXE |  | 53 | RYB |  |  | 11 kV |  | 415 V |  | MTM | 1000.00 kVA | 20071110 |  | 1 | 92 | Fail | Please check "Voltage In/Out"
379794983 | TNB | DISTRIBUTION | KUALA SELANGOR | Existing | BKSL/PCE/J00341/MATX1 | 300241020 | TX1-S01584 | TOKONG BUDHA SEKINCHAN |  | 16 | RYB |  |  | 11 kV |  | 415 V |  | MTM | 750.00 kVA | 20041110 |  | 1 | 24 | Fail | Please check "Voltage In/Out"
379795079 | TNB | DISTRIBUTION | KUALA SELANGOR | Existing | BKSL/PCE/J00878/MATX1 | 310527931 | TX1-S05752 | L672 TOKONG CINA |  | 114 | RYB |  |  | 11 kV |  | 415 V |  | MTM | 1000.00 kVA | 24/08/1979 |  | 1 | 199 | Fail | Please check "Voltage In/Out"
379795173 | TNB | DISTRIBUTION | KUALA SELANGOR | Existing | BKSL/PCE/J00562/MATX1 | 300287656 | TX1-S01611 | T/A 6 BAN 2 |  | 82 | RYB |  |  | 11 kV |  | 415 V |  | MTM | 100.00 kVA | 20061110 |  | 1 | 101 | Fail | Please check "Voltage In/Out"
379795267 | TNB | DISTRIBUTION | KUALA SELANGOR | Existing |  |  | TX1-S05908 | CTS COOKIES PT7 |  | 0 | RYB |  |  | 11 kV |  | 415 V |  |  | 500.00 kVA | 19700101 |  | 1 | 1 | Fail | Please check "Voltage In/Out"
379795361 | TNB | DISTRIBUTION | KUALA SELANGOR | Existing | BKSL/PCE/J00315/MATX1 | 300261153 | TX1-S00666 | PT 7 BAN 2 |  | 116 | RYB |  |  | 11 kV |  | 415 V |  | EWT | 300.00 kVA | 19941110 |  | 1 | 163 | Fail | Please check "Voltage In/Out"
379795455 | TNB | DISTRIBUTION | KUALA SELANGOR | Existing | BKSL/PCE/J00316/MATX1 | 300261154 | TX1-S00663 | PT 8 BAN 2 |  | 75 | RYB |  |  | 11 kV |  | 415 V |  | EWT | 300.00 kVA | 14/11/1989 |  | 1 | 93 | Fail | Please check "Voltage In/Out"
379795549 | TNB | DISTRIBUTION | KUALA SELANGOR | Existing | BKSL/PCE/J00317/MATX1 | 300261155 | TX1-S01609 | T/A 8 BAN 2 |  | 87 | RYB |  |  | 11 kV |  | 415 V |  | MTM | 300.00 kVA | 15/12/2000 |  | 1 | 117 | Fail | Please check "Voltage In/Out"
379795643 | TNB | DISTRIBUTION | KUALA SELANGOR | Existing | BKSL/PCE/J00576/MATX | 300313791 | TX1-S00660 | PT 9 BAN 2 |  | 75 | RYB |  |  | 11 kV |  | 415 V |  | MTM | 300.00 kVA | 20/09/2007 |  | 1 | 325 | Fail | Please check "Voltage In/Out"
379795762 | TNB | DISTRIBUTION | KUALA SELANGOR | Existing | BKSL/PCE/J00781/MATX | 300319676 | TX1-R05427 | GEMHARTA |  | 0 | RYB |  |  | 11 kV |  | 415 V |  |  | 500.00 kVA | 19700101 |  | 1 | 0 | Fail | Please check "Voltage In/Out"
379795856 | TNB | DISTRIBUTION | KUALA SELANGOR | Existing | BKSL/PCE/J00780/MATX | 300319681 | TX-R05406 | VPN MARKETING (M) |  | 0 | RYB |  |  | 11 kV |  | 415 V |  | MTM | 1000.00 kVA | 14/11/2001 |  | 1 | 0 | Fail | Please check "Voltage In/Out"
379795950 | TNB | DISTRIBUTION | KUALA SELANGOR | Existing | BKSL/PCE/J00779/MATX | 300319682 | TX-R05279 | KHUEN HING METAL SDN BHD |  | 0 | RYB |  |  | 11 kV |  | 415 V |  | EWT | 300.00 kVA | 15/12/1981 |  | 1 | 0 | Fail | Please check "Voltage In/Out"
379796044 | TNB | DISTRIBUTION | KUALA SELANGOR | Existing | BKSL/PCE/J00778/MATX | 300319683 | TX-R05782 | HF MAROSHUMI ALAM JAYA |  | 0 | RYB |  |  | 11 kV |  | 415 V |  | MTM | 300.00 kVA | 19/02/1980 |  | 1 | 0 | Fail | Please check "Voltage In/Out"
379796138 | TNB | DISTRIBUTION | KUALA SELANGOR | Existing | BKSL/PCE/J00777/MATX1 | 300262123 | TX-R05276 | KLG SANTEX |  | 0 | RYB |  |  | 11 kV |  | 415 V |  | MTM | 750.00 kVA | 17/07/2008 |  | 1 | 0 | Fail | Please check "Voltage In/Out"
379796232 | TNB | DISTRIBUTION | KUALA SELANGOR | Existing | BKSL/PCE/J00776/MATX | 300319684 | TX-R05393 | MULTIGUNA NO.2 |  | 0 | RYB |  |  | 11 kV |  | 415 V |  | EWT | 500.00 kVA | 22/03/1994 |  | 1 | 0 | Fail | Please check "Voltage In/Out"
379796326 | TNB | DISTRIBUTION | KUALA SELANGOR | Existing | BKSL/PCE/J00775/MATX | 300319685 | TX1- S05744 | ADVANCE PRELUDE |  | 0 | RYB |  |  | 11 kV |  | 415 V |  |  | 1000.00 kVA | 19700101 |  | 1 | 0 | Fail | Please check "Voltage In/Out"
379796539 | TNB | DISTRIBUTION | KUALA SELANGOR | Existing | BKSL/PCE/J00767/MATX | 300319686 | TX1-R06319 | MANETWTECH BELLE ALAM JAYA |  | 0 | RYB |  |  | 11 kV |  | 415 V |  | MTM | 750.00 kVA | 28/06/1997 |  | 1 | 0 | Fail | Please check "Voltage In/Out"
379796542 | TNB | DISTRIBUTION | KUALA SELANGOR | Existing |  |  | TX2-R06529 | MANETWTECH BELLE ALAM JAYA |  | 0 | RYB |  |  | 11 kV |  | 415 V |  |  | 750.00 kVA | 19700101 |  | 1 | 0 | Fail | Please check "Voltage In/Out"
379796797 | TNB | DISTRIBUTION | KUALA SELANGOR | Existing | BKSL/PCE/J00835/MATX | 300451516 | TX-R06529 | TOONG HENG LONG |  | 0 | RYB |  |  | 11 kV |  | 415 V |  | EWT | 500.00 kVA | 19700101 |  | 1 | 0 | Fail | Please check "Voltage In/Out"
379796891 | TNB | DISTRIBUTION | KUALA SELANGOR | Existing | BKSL/PCE/J00759/MATX | 300319687 | TX-R04543 | OHTSUKI SEIKO |  | 0 | RYB |  |  | 11 kV |  | 415 V |  | MTM | 750.00 kVA | 19901107 |  | 1 | 0 | Fail | Please check "Voltage In/Out"
379796985 | TNB | DISTRIBUTION | KUALA SELANGOR | Existing | BKSL/PCE/J00760/MATX | 300319688 | TX-R05864 | LITEX METAL SDN BHD |  | 0 | RYB |  |  | 11 kV |  | 415 V |  | MTM | 750.00 kVA | 18/08/2002 |  | 1 | 0 | Fail | Please check "Voltage In/Out"
379797079 | TNB | DISTRIBUTION | KUALA SELANGOR | Existing | BKSL/PCE/J00761/MATX | 300319689 | TX-R05675 | FUJI BAKERY P.ALAM |  | 0 | RYB |  |  | 11 kV |  | 415 V |  | SGB | 300.00 kVA | 20/09/1984 |  | 1 | 0 | Fail | Please check "Voltage In/Out"
379797173 | TNB | DISTRIBUTION | KUALA SELANGOR | Existing | BKSL/PCE/J00762/MATX | 300319690 | TX-R05408 | PROGRESSIVE FOAM |  | 0 | RYB |  |  | 11 kV |  | 415 V |  | EWT | 500.00 kVA | 19971010 |  | 1 | 0 | Fail | Please check "Voltage In/Out"
379797267 | TNB | DISTRIBUTION | KUALA SELANGOR | Existing | BKSL/PCE/J00763/MATX | 300319691 | TX-R05721 | AGRO TECH ALAM JAYA |  | 0 | RYB |  |  | 11 kV |  | 415 V |  | SGB | 500.00 kVA | 27/11/2001 |  | 1 | 0 | Fail | Please check "Voltage In/Out"
379797368 | TNB | DISTRIBUTION | KUALA SELANGOR | Existing | BKSL/PCE/J00764/MATX2 | 300344192 | TX-R05907 | INDUSTRI ALAM JAYA NO.7 |  | 0 | RYB |  |  | 11 kV |  | 415 V |  | MTM | 1000.00 kVA | 20090903 |  | 1 | 0 | Fail | Please check "Voltage In/Out"
379797371 | TNB | DISTRIBUTION | KUALA SELANGOR | Existing | BKSL/PCE/J00764/MATX | 300319692 | TX-R04737 | INDUSTRI ALAM JAYA NO.7 |  | 0 | RYB |  |  | 11 kV |  | 415 V |  | MTM | 750.00 kVA | 19811012 |  | 1 | 0 | Fail | Please check "Voltage In/Out"
379797532 | TNB | DISTRIBUTION | KUALA SELANGOR | Existing | BKSL/PCE/J00765/MATX | 300319693 | TX1-R05246 | SANON PRINTING |  | 0 | RYB |  |  | 11 kV |  | 415 V |  | EWT | 500.00 kVA | 14/02/1980 |  | 1 | 0 | Fail | Please check "Voltage In/Out"
379797626 | TNB | DISTRIBUTION | KUALA SELANGOR | Existing | BKSL/PCE/J00766/MATX | 300319694 | TX1-R05249 | GIMATECH MALAYSIA |  | 0 | RYB |  |  | 11 kV |  | 415 V |  |  | 500.00 kVA | 18/03/1994 |  | 1 | 0 | Fail | Please check "Voltage In/Out"
379797720 | TNB | DISTRIBUTION | KUALA SELANGOR | Existing | BKSL/PCE/J00768/MATX | 300319695 | TX1- R06326 | MULTIGUNA TIAJ 2 /9 |  | 0 | RYB |  |  | 11 kV |  | 415 V |  | MTM | 500.00 kVA | 19/04/1979 |  | 1 | 0 | Fail | Please check "Voltage In/Out"
379798030 | TNB | DISTRIBUTION | KUALA SELANGOR | Existing | BKSL/PCE/J00807/MATX | 300319670 | TX-R06041 | PPAJ NO.2 |  | 0 | RYB |  |  | 11 kV |  | 415 V |  | EWT | 1000.00 kVA | 20031012 |  | 1 | 0 | Fail | Please check "Voltage In/Out"
379798124 | TNB | DISTRIBUTION | KUALA SELANGOR | Existing | BKSL/PCE/J00808/MATX | 300319669 | TX-R06038 | PASARAYA ECONSAVE ALAM JAYA |  | 0 | RYB |  |  | 11 kV |  | 415 V |  | EWT | 1000.00 kVA | 27/11/1980 |  | 1 | 0 | Fail | Please check "Voltage In/Out"
379798406 | TNB | DISTRIBUTION | KUALA SELANGOR | Existing | BKSL/PCE/J00819/MATX | 300346274 | TX-S01104 | LOJI PEMBENTUNGAN (NO.2) FASA 3 |  | 0 | RYB |  |  | 11 kV |  | 415 V |  | SGB | 500.00 kVA | 20090903 |  | 1 | 0 | Fail | Please check "Voltage In/Out"
379864441 | TNB | DISTRIBUTION | KUALA SELANGOR | Existing | BKSL/PCE/J00318/MATX1 | 300261156 | TX1-S00657 | TALIAIR 9 BAN 2 |  | 0 | RYB |  |  | 11 kV |  | 415 V |  | MTM | 100.00 kVA | 19/02/2002 |  | 1 | 0 | Fail | Please check "Voltage In/Out"
379864666 | TNB | DISTRIBUTION | KUALA SELANGOR | Existing | BKSL/PCE/J00174/MATX1 | 300022669 | TX1-S01606 | KLG PADI PT 8 |  | 0 | RYB |  |  | 11 kV |  | 415 V |  | SGB | 1000.00 kVA | 14/02/1999 |  | 1 | 1 | Fail | Please check "Voltage In/Out"
379864760 | TNB | DISTRIBUTION | KUALA SELANGOR | Existing | BKSL/PCE/J00170/MATX1 | 300022654 | TX1-D00089 | PT 9 PASIR PANJANG |  | 44 | RYB |  |  | 11 kV |  | 415 V |  | MTM | 300.00 kVA | 19931012 |  | 1 | 134 | Fail | Please check "Voltage In/Out"
379864854 | TNB | DISTRIBUTION | KUALA SELANGOR | Existing | BKSL/PCE/J00265/MATX1 | 300343360 | TX1-S05576 | MASRI PARIT 7 SG LEMAN |  | 161 | RYB |  |  | 11 kV |  | 415 V |  | EWT | 500.00 kVA | 20090903 |  | 1 | 181 | Fail | Please check "Voltage In/Out"
379869024 | TNB | DISTRIBUTION | KUALA SELANGOR | Existing | BKSL/PCE/J00551/MATX1 | 300261088 | TX1-S05421 | GOOD NITE |  | 0 | RYB |  |  | 11 kV |  | 415 V |  | MTM | 750.00 kVA | 22/03/1990 |  | 1 | 0 | Fail | Please check "Voltage In/Out"
379869250 | TNB | DISTRIBUTION | KUALA SELANGOR | Existing |  |  | TX1-S05895 | KOLAM UDANG SG JANGGUT |  | 0 | RYB |  |  | 11 kV |  | 415 V |  |  | 500.00 kVA | 19700101 |  | 1 | 0 | Fail | Please check "Voltage In/Out"
379869648 | TNB | DISTRIBUTION | KUALA SELANGOR | Existing | BKSL/PCE/J00689/MATX1 | 300319471 | TX1-S05571 | SONG ENGINEERING |  | 0 | RYB |  |  | 11 kV |  | 415 V |  | MTM | 500.00 kVA | 14/11/2007 |  | 1 | 0 | Fail | Please check "Voltage In/Out"
379870528 | TNB | DISTRIBUTION | KUALA SELANGOR | Existing | BKSL/PCE/J00563/MATX1 | 300287657 | TX1-S05473 | TMN SEJAHTERA |  | 3 | RYB |  |  | 11 kV |  | 415 V |  | EWT | 300.00 kVA | 14/11/2007 |  | 1 | 43 | Fail | Please check "Voltage In/Out"
379871119 | TNB | DISTRIBUTION | KUALA SELANGOR | Existing | BKSL/PCE/J00553/MATX1 | 300262864 | TX1-S05417 | QUARTERS LDG BUKIT CERAKAH |  | 10 | RYB |  |  | 11 kV |  | 415 V |  | SGB | 300.00 kVA | 18/08/2007 |  | 1 | 69 | Fail | Please check "Voltage In/Out"
379871251 | TNB | DISTRIBUTION | KUALA SELANGOR | Existing | BKSL/PCE/J00588/MATX1 | 300288204 | TX1-S05487 | LAY HONG NO.6 |  | 0 | RYB |  |  | 11 kV |  | 415 V |  | SGB | 500.00 kVA | 14/11/2009 |  | 1 | 1 | Fail | Please check "Voltage In/Out"
379873028 | TNB | DISTRIBUTION | KUALA SELANGOR | Existing | BKSL/PCE/J00090/MATX1 | 300022307 | TX1-S01446 | AIM WOOD |  | 0 | RYB |  |  | 11 kV |  | 415 V |  | MTM | 500.00 kVA | 18/03/1992 |  | 1 | 0 | Fail | Please check "Voltage In/Out"
379873122 | TNB | DISTRIBUTION | KUALA SELANGOR | Existing | BKSL/PCE/J00089/MATX1 | 300022302 | TX1-S00250 | WORLD STAR |  | 0 | RYB |  |  | 11 kV |  | 415 V |  | SGB | 1000.00 kVA | 14/02/1998 |  | 1 | 0 | Fail | Please check "Voltage In/Out"
379873533 | TNB | DISTRIBUTION | KUALA SELANGOR | Existing | BKSL/PCE/J00593/MATX | 300313618 | TX1-S05503 | HUP CHONG |  | 1 | RYB |  |  | 11 kV |  | 415 V |  | EWT | 1000.00 kVA | 19/02/2008 |  | 1 | 1 | Fail | Please check "Voltage In/Out"
379873747 | TNB | DISTRIBUTION | KUALA SELANGOR | Existing | BKSL/PCE/J00081/MATX1 | 300022267 | TX1-S02236 | KLG PERABUT SG JANGGUT |  | 0 | RYB |  |  | 11 kV |  | 415 V |  | MTM | 1000.00 kVA | 28/06/1997 |  | 1 | 0 | Fail | Please check "Voltage In/Out"
379873841 | TNB | DISTRIBUTION | KUALA SELANGOR | Existing | BKSL/PCE/J00080/MATX1 | 300022262 | TX1-S02233 | KAPAR COCONUT |  | 0 | RYB |  |  | 11 kV |  | 415 V |  | MTM | 750.00 kVA | 19/04/1992 |  | 1 | 0 | Fail | Please check "Voltage In/Out"
379890277 | TNB | DISTRIBUTION | KUALA SELANGOR | Existing | BKSL/PCE/J00617/MATX | 300319489 | TX1-R01615 | KOLAM AIR BT ARANG |  | 0 | RYB |  |  | 11 kV |  | 415 V |  | SGB | 750.00 kVA | 19/04/2011 |  | 1 | 0 | Fail | Please check "Voltage In/Out"
379890280 | TNB | DISTRIBUTION | KUALA SELANGOR | Existing |  |  | TX2-R01616 | KOLAM AIR BT ARANG |  | 0 | RYB |  |  | 11 kV |  | 415 V |  |  | 1000.00 kVA | 19700101 |  | 1 | 0 | Fail | Please check "Voltage In/Out"
379890448 | TNB | DISTRIBUTION | KUALA SELANGOR | Existing | BKSL/PCE/J00636/MATX1 | 300319498 | TX-R04534 | SEKSYEN 12 KOTA PUTERI BT ARANG |  | 0 | RYB |  |  | 11 kV |  | 415 V |  | EWT | 750.00 kVA | 18/08/2007 |  | 1 | 0 | Fail | Please check "Voltage In/Out"
379890451 | TNB | DISTRIBUTION | KUALA SELANGOR | Existing |  |  | TX-R04533 | SEKSYEN 12 KOTA PUTERI BT ARANG |  | 0 | RYB |  |  | 11 kV |  | 415 V |  |  | 1000.00 kVA | 19700101 |  | 1 | 0 | Fail | Please check "Voltage In/Out"
379890612 | TNB | DISTRIBUTION | KUALA SELANGOR | Existing | BKSL/PCE/J00637/MATX1 | 300319495 | TX-R01593 | MALEX QTRS |  | 0 | RYB |  |  | 11 kV |  | 415 V |  | SGB | 500.00 kVA | 28/06/2008 |  | 1 | 0 | Fail | Please check "Voltage In/Out"
379890715 | TNB | DISTRIBUTION | KUALA SELANGOR | Existing | BKSL/PCE/J00641/MATX1 | 300319508 | TX-R05266 | KG MELAYU A/T |  | 0 | RYB |  |  | 11 kV |  | 415 V |  | MTM | 500.00 kVA | 14/02/2011 |  | 1 | 0 | Fail | Please check "Voltage In/Out"
379890870 | TNB | DISTRIBUTION | KUALA SELANGOR | Existing | BKSL/PCE/J00639/MATX1 | 300319510 | TX1- R04551 | AMMO DEPOT (LARGE AMUNITION) |  | 0 | RYB |  |  | 11 kV |  | 415 V |  | MTM | 300.00 kVA | 19/04/2006 |  | 1 | 0 | Fail | Please check "Voltage In/Out"
379890971 | TNB | DISTRIBUTION | KUALA SELANGOR | Existing | BKSL/PCE/J00422/MATX1 | 300549128 | TX1-R07937 | TOWNHOUSE KP5 |  | 0 | RYB |  |  | 11 kV |  | 415 V |  | MTM | 750.00 kVA | 19700101 |  | 1 | 0 | Fail | Please check "Voltage In/Out"
379890974 | TNB | DISTRIBUTION | KUALA SELANGOR | Existing |  |  | TX2-R07938 | TOWNHOUSE KP5 |  | 0 | RYB |  |  | 11 kV |  | 415 V |  |  | 750.00 kVA | 19700101 |  | 1 | 0 | Fail | Please check "Voltage In/Out"
379891317 | TNB | DISTRIBUTION | KUALA SELANGOR | Existing | BKSL/PCE/J00622/MATX1 | 300313764 | TX-R04873 | KOTA PUTERI NO.1 |  | 0 | RYB |  |  | 11 kV |  | 415 V |  | SGB | 750.00 kVA | 20111107 |  | 1 | 0 | Fail | Please check "Voltage In/Out"
379891320 | TNB | DISTRIBUTION | KUALA SELANGOR | Existing | BKSL/PCE/J00622/MATX2 | 300313765 | TX-R05474 | KOTA PUTERI NO.1 |  | 0 | RYB |  |  | 11 kV |  | 415 V |  | MTM | 750.00 kVA | 18/08/2011 |  | 1 | 0 | Fail | Please check "Voltage In/Out"
379891575 | TNB | DISTRIBUTION | KUALA SELANGOR | Existing | BKSL/PCE/J00623/MATX1 | 300313125 | TX-R02824 | RESCUEVERS |  | 0 | RYB |  |  | 11 kV |  | 415 V |  | MTM | 750.00 kVA | 22/03/2010 |  | 1 | 0 | Fail | Please check "Voltage In/Out"
379891669 | TNB | DISTRIBUTION | KUALA SELANGOR | Existing | BKSL/PCE/J00624/MATX1 | 300313144 | TX-R03483 | HUP SENG SANITARY |  | 0 | RYB |  |  | 11 kV |  | 415 V |  | MTM | 1000.00 kVA | 19/04/2011 |  | 1 | 0 | Fail | Please check "Voltage In/Out"
379891763 | TNB | DISTRIBUTION | KUALA SELANGOR | Existing | BKSL/PCE/J00607/MATX | 300313744 | TX-R04016 | KUATERS LOJI PEMBERSIHAN AIR B |  | 0 | RYB |  |  | 11 kV |  | 415 V |  | MTM | 1000.00 kVA | 15/12/2007 |  | 1 | 0 | Fail | Please check "Voltage In/Out"
379891857 | TNB | DISTRIBUTION | KUALA SELANGOR | Existing | BKSL/PCE/J00626/MATX1 | 300313177 | TX-R04475 | ADVANCE INDUSTRIES SDN BHD |  | 0 | RYB |  |  | 11 kV |  | 415 V |  | EWT | 1000.00 kVA | 20091107 |  | 1 | 0 | Fail | Please check "Voltage In/Out"
379891951 | TNB | DISTRIBUTION | KUALA SELANGOR | Existing | BKSL/PCE/J00627/MATX1 | 300313198 | TX-R05942 | CHANG SHI MINERAL SDN BHD |  | 0 | RYB |  |  | 11 kV |  | 415 V |  | MTM | 750.00 kVA | 18/08/2009 |  | 1 | 0 | Fail | Please check "Voltage In/Out"
379892045 | TNB | DISTRIBUTION | KUALA SELANGOR | Existing | BKSL/PCE/J00628/MATX1 | 300313204 | TX-R05042 | TAKE SIX |  | 0 | RYB |  |  | 11 kV |  | 415 V |  | MTM | 750.00 kVA | 20/09/2011 |  | 1 | 0 | Fail | Please check "Voltage In/Out"
379892488 | TNB | DISTRIBUTION | KUALA SELANGOR | Existing |  |  | TX-R01821 | KLG PAPAN SEKINCAN |  | 0 | RYB |  |  | 11 kV |  | 415 V |  |  | 300.00 kVA | 19700101 |  | 1 | 0 | Fail | Please check "Voltage In/Out"
379892491 | TNB | DISTRIBUTION | KUALA SELANGOR | Existing | BKSL/PCE/J00630/MATX1 | 300313233 | TX-R01819 | KLG PAPAN SEKINCAN |  | 0 | RYB |  |  | 11 kV |  | 415 V |  | MTM | 750.00 kVA | 20111010 |  | 1 | 0 | Fail | Please check "Voltage In/Out"
379892652 | TNB | DISTRIBUTION | KUALA SELANGOR | Existing | BKSL/PCE/J00631/MATX1 | 300313254 | TX-R06106 | KC PILE |  | 0 | RYB |  |  | 11 kV |  | 415 V |  | MTM | 750.00 kVA | 27/11/2010 |  | 1 | 0 | Fail | Please check "Voltage In/Out"
379892746 | TNB | DISTRIBUTION | KUALA SELANGOR | Existing | BKSL/PCE/J00815/MATX | 300346254 | TX-R06387 | NOTION VENTURE |  | 0 | RYB |  |  | 11 kV |  | 415 V |  | EWT | 1000.00 kVA | 20090903 |  | 1 | 0 | Fail | Please check "Voltage In/Out"
379892995 | TNB | DISTRIBUTION | KUALA SELANGOR | Existing | BKSL/PCE/J00667/MATX1 | 300319546 | TX-R05852 | GUARDIAN CAUCUS |  | 0 | RYB |  |  | 11 kV |  | 415 V |  | EWT | 750.00 kVA | 20/09/2010 |  | 1 | 0 | Fail | Please check "Voltage In/Out"
379893089 | TNB | DISTRIBUTION | KUALA SELANGOR | Existing | BKSL/PCE/J00666/MATX1 | 300319545 | TX-R04948 | WORK SHOP MAMECH |  | 0 | RYB |  |  | 11 kV |  | 415 V |  | EWT | 500.00 kVA | 18/08/2011 |  | 1 | 0 | Fail | Please check "Voltage In/Out"
379893183 | TNB | DISTRIBUTION | KUALA SELANGOR | Existing | BKSL/PCE/J00668/MATX1 | 300319547 | TX-R05915 | INTERSIT INDUSTRIES IJOK |  | 0 | RYB |  |  | 11 kV |  | 415 V |  | MTM | 1000.00 kVA | 20111010 |  | 1 | 0 | Fail | Please check "Voltage In/Out"
379893277 | TNB | DISTRIBUTION | KUALA SELANGOR | Existing | BKSL/PCE/J00669/MATX1 | 300319549 | TX-R05255 | WILLY STEEL |  | 0 | RYB |  |  | 11 kV |  | 415 V |  | MTM | 1000.00 kVA | 20071012 |  | 1 | 0 | Fail | Please check "Voltage In/Out"
379893378 | TNB | DISTRIBUTION | KUALA SELANGOR | Existing | BKSL/PCE/J00656/MATX1 | 300319594 | TX1-R04444 | PERDANA ALAM JAYA NO.3 |  | 0 | RYB |  |  | 11 kV |  | 415 V |  | SGB | 750.00 kVA | 20/09/1997 |  | 1 | 0 | Fail | Please check "Voltage In/Out"
379893381 | TNB | DISTRIBUTION | KUALA SELANGOR | Existing | BKSL/PCE/J00656/MATX2 | 300345422 | TX2-R04445 | PERDANA ALAM JAYA NO.3 |  | 0 | RYB |  |  | 11 kV |  | 415 V |  | EWT | 500.00 kVA | 20090903 |  | 1 | 0 | Fail | Please check "Voltage In/Out"
379893549 | TNB | DISTRIBUTION | KUALA SELANGOR | Existing | BKSL/PCE/J00657/MATX2 | 300345392 | TX-R04448 | PERDANA ALAM JAYA NO.2 |  | 0 | RYB |  |  | 11 kV |  | 415 V |  | EWT | 1000.00 kVA | 20090903 |  | 1 | 0 | Fail | Please check "Voltage In/Out"
379893552 | TNB | DISTRIBUTION | KUALA SELANGOR | Existing | BKSL/PCE/J00657/MATX1 | 300319595 | TX-R04449 | PERDANA ALAM JAYA NO.2 |  | 0 | RYB |  |  | 11 kV |  | 415 V |  | EWT | 1000.00 kVA | 20011010 |  | 1 | 0 | Fail | Please check "Voltage In/Out"
379893739 | TNB | DISTRIBUTION | KUALA SELANGOR | Existing | BKSL/PCE/J00645/MATX1 | 300319560 | TX-R06526 | SOUTHPROP NO.1 |  | 0 | RYB |  |  | 11 kV |  | 415 V |  | EWT | 1000.00 kVA | 14/11/2010 |  | 1 | 0 | Fail | Please check "Voltage In/Out"
379893833 | TNB | DISTRIBUTION | KUALA SELANGOR | Existing | BKSL/PCE/J00817/MATX | 300346270 | TX-R06578 | KILANG MING ZHANG |  | 0 | RYB |  |  | 11 kV |  | 415 V |  | MTM | 500.00 kVA | 20090903 |  | 1 | 0 | Fail | Please check "Voltage In/Out"
379893934 | TNB | DISTRIBUTION | KUALA SELANGOR | Existing | BKSL/PCE/J00635/MATX1 | 310527937 | TX1-R06795 | EVERFLOW |  | 0 | RYB |  |  | 11 kV |  | 415 V |  |  | 500.00 kVA | 19700101 |  | 1 | 0 | Fail | Please check "Voltage In/Out"
379893937 | TNB | DISTRIBUTION | KUALA SELANGOR | Existing | BKSL/PCE/J00635/MATX2 | 310527938 | TX2-R06796 | EVERFLOW |  | 0 | RYB |  |  | 11 kV |  | 415 V |  |  | 500.00 kVA | 19700101 |  | 1 | 0 | Fail | Please check "Voltage In/Out"
379894098 | TNB | DISTRIBUTION | KUALA SELANGOR | Existing | BKSL/PCE/J00834/MATX | 300443285 | TX-R06789 | RUBPLAST JLN RUKUN |  | 0 | RYB |  |  | 11 kV |  | 415 V |  | SGB | 500.00 kVA | 13/06/2013 |  | 1 | 0 | Fail | Please check "Voltage In/Out"
379894192 | TNB | DISTRIBUTION | KUALA SELANGOR | Existing | BKSL/PCE/J00482/MATX1 | 300319552 | TX-R06520 | SOUTH PROP NO.2 |  | 0 | RYB |  |  | 11 kV |  | 415 V |  | MTM | 750.00 kVA | 18/03/2008 |  | 1 | 0 | Fail | Please check "Voltage In/Out"
379894286 | TNB | DISTRIBUTION | KUALA SELANGOR | Existing | BKSL/PCE/J00646/MATX1 | 300319562 | TX-R05127 | LBH BROTHERS |  | 0 | RYB |  |  | 11 kV |  | 415 V |  | SGB | 1000.00 kVA | 19/02/2008 |  | 1 | 0 | Fail | Please check "Voltage In/Out"
379894387 | TNB | DISTRIBUTION | KUALA SELANGOR | Existing | BKSL/PCE/J00647/MATX1 | 300319564 | TX-R01775 | BE PILE |  | 0 | RYB |  |  | 11 kV |  | 415 V |  | MTM | 1000.00 kVA | 19/04/2007 |  | 1 | 0 | Fail | Please check "Voltage In/Out"
379894390 | TNB | DISTRIBUTION | KUALA SELANGOR | Existing | BKSL/PCE/J00647/MATX2 | 300345813 | TX-R01772 | BE PILE |  | 0 | RYB |  |  | 11 kV |  | 415 V |  | MTM | 1000.00 kVA | 20090903 |  | 1 | 0 | Fail | Please check "Voltage In/Out"
379894707 | TNB | DISTRIBUTION | KUALA SELANGOR | Existing | BKSL/PCE/J00600/MATX1 | 300319551 | TX1-R00593 | KG BARU IJOK |  | 0 | RYB |  |  | 11 kV |  | 415 V |  | MTM | 1000.00 kVA | 14/02/2007 |  | 1 | 0 | Fail | Please check "Voltage In/Out"
379894881 | TNB | DISTRIBUTION | KUALA SELANGOR | Existing | BKSL/PCE/J00599/MATX | 300313638 | TX1-R01810 | RUMAH PKNS IJOK |  | 0 | RYB |  |  | 11 kV |  | 415 V |  | MTM | 1000.00 kVA | 22/03/2008 |  | 1 | 0 | Fail | Please check "Voltage In/Out"
379894975 | TNB | DISTRIBUTION | KUALA SELANGOR | Existing | BKSL/PCE/J00674/MATX | 300313641 | TX1-R05727 | DURAFILL |  | 0 | RYB |  |  | 11 kV |  | 415 V |  | EWT | 750.00 kVA | 19/04/2010 |  | 1 | 0 | Fail | Please check "Voltage In/Out"
379895069 | TNB | DISTRIBUTION | KUALA SELANGOR | Existing | BKSL/PCE/J00672/MATX | 300313656 | TX1-R01828 | SOUTHERN FURNITURE |  | 0 | RYB |  |  | 11 kV |  | 415 V |  | SGB | 1000.00 kVA | 28/06/2010 |  | 1 | 0 | Fail | Please check "Voltage In/Out"
379895266 | TNB | DISTRIBUTION | KUALA SELANGOR | Existing | BKSL/PCE/J00625/MATX1 | 300313159 | TX1-R01791 | LOJI AIR BKT BDG |  | 0 | RYB |  |  | 11 kV |  | 415 V |  | SGB | 300.00 kVA | 28/06/2010 |  | 1 | 0 | Fail | Please check "Voltage In/Out"
379895807 | TNB | DISTRIBUTION | KUALA SELANGOR | Existing | BKSL/PCE/J00602/MATX | 300313678 | TX1-R03621 | PADAT BT. 7 IJOK |  | 3 | RYB |  |  | 11 kV |  | 415 V |  | MTM | 500.00 kVA | 20/09/2009 |  | 1 | 181 | Fail | Please check "Voltage In/Out"
379895903 | TNB | DISTRIBUTION | KUALA SELANGOR | Existing | BKSL/PCE/J00604/MATX | 300313681 | TX1-R01803 | TERNAKAN AYAM HING HONG |  | 0 | RYB |  |  | 11 kV |  | 415 V |  | MTM | 1000.00 kVA | 20081010 |  | 1 | 36 | Fail | Please check "Voltage In/Out"
379895997 | TNB | DISTRIBUTION | KUALA SELANGOR | Existing | BKSL/PCE/J00608/MATX | 300313747 | TX1-R01799 | RUMAH PKNS BKT BADONG |  | 0 | RYB |  |  | 11 kV |  | 415 V |  | EWT | 500.00 kVA | 19/02/2007 |  | 1 | 0 | Fail | Please check "Voltage In/Out"
379896091 | TNB | DISTRIBUTION | KUALA SELANGOR | Existing |  |  | TX1-R07565 | PST NIAGA NO 2 IJOK |  | 0 | RYB |  |  | 11 kV |  | 415 V |  |  | 500.00 kVA | 19700101 |  | 1 | 0 | Fail | Please check "Voltage In/Out"
379896185 | TNB | DISTRIBUTION | KUALA SELANGOR | Existing | BKSL/PCE/J00832/MATX1 | 300443413 | TX1-R06835 | MASJID IJOK |  | 0 | RYB |  |  | 11 kV |  | 415 V |  | EWT | 500.00 kVA | 19900101 |  | 1 | 0 | Fail | Please check "Voltage In/Out"
379896286 | TNB | DISTRIBUTION | KUALA SELANGOR | Existing | BKSL/PCE/J00394/MATX1 | 300492344 | TX1-R07562 | JLN MAKMUR BT 28 IJOK |  | 0 | RYB |  |  | 11 kV |  | 415 V |  | EWT | 500.00 kVA | 19700101 |  | 1 | 0 | Fail | Please check "Voltage In/Out"
379896289 | TNB | DISTRIBUTION | KUALA SELANGOR | Existing |  |  | TX2-R07561 | JLN MAKMUR BT 28 IJOK |  | 0 | RYB |  |  | 11 kV |  | 415 V |  |  | 500.00 kVA | 19700101 |  | 1 | 0 | Fail | Please check "Voltage In/Out"
379896450 | TNB | DISTRIBUTION | KUALA SELANGOR | Existing | BKSL/PCE/J00833/MATX1 | 300443332 | TX1-R06799 | ASSOSIATED MANUFACTURE TRADER |  | 0 | RYB |  |  | 11 kV |  | 415 V |  | SGB | 300.00 kVA | 20090903 |  | 1 | 0 | Fail | Please check "Voltage In/Out"
379896568 | TNB | DISTRIBUTION | KUALA SELANGOR | Existing |  |  | TX1-R01833 | TERNAK LEMBU IJOK |  | 0 | RYB |  |  | 11 kV |  | 415 V |  |  | 300.00 kVA | 19700101 |  | 1 | 0 | Fail | Please check "Voltage In/Out"
379896859 | TNB | DISTRIBUTION | KUALA SELANGOR | Existing | BKSL/PCE/J00610/MATX | 300313756 | TX1-R01837 | LOJI AIR BKT MAYUNG |  | 0 | RYB |  |  | 11 kV |  | 415 V |  | EWT | 300.00 kVA | 19/04/2007 |  | 1 | 0 | Fail | Please check "Voltage In/Out"
379896953 | TNB | DISTRIBUTION | KUALA SELANGOR | Existing | BKSL/PCE/J00425/MATX1 | 300548849 | TX1-R06869 | KOTA PUTERI 6(2) JALAN KP 2/2 |  | 0 | RYB |  |  | 11 kV |  | 415 V |  | MTM | 750.00 kVA | 19700101 |  | 1 | 0 | Fail | Please check "Voltage In/Out"
379897121 | TNB | DISTRIBUTION | KUALA SELANGOR | Existing | BKSL/PCE/J00480/MATX1 | 300261176 | TX1-R03226 | VASATECH |  | 0 | RYB |  |  | 11 kV |  | 415 V |  | EWT | 1000.00 kVA | 15/12/2006 |  | 1 | 0 | Fail | Please check "Voltage In/Out"
379897124 | TNB | DISTRIBUTION | KUALA SELANGOR | Existing | BKSL/PCE/J00480/MATX2 | 300313318 | TX2-R03227 | VASATECH |  | 0 | RYB |  |  | 11 kV |  | 415 V |  | EWT | 1000.00 kVA | 19/04/2009 |  | 1 | 0 | Fail | Please check "Voltage In/Out"
379897563 | TNB | DISTRIBUTION | KUALA SELANGOR | Existing | BKSL/PCE/J00478/MATX1 | 300261174 | TX1-R01845 | TMN SURIA |  | 213 | RYB |  |  | 11 kV |  | 415 V |  | MTM | 750.00 kVA | 20081110 |  | 1 | 232 | Fail | Please check "Voltage In/Out"
379897666 | TNB | DISTRIBUTION | KUALA SELANGOR | Existing | BKSL/PCE/J00483/MATX | 300319553 | TX1-R06363 | STALHAEM NO.2 |  | 0 | RYB |  |  | 11 kV |  | 415 V |  | SGB | 750.00 kVA | 19/04/2007 |  | 1 | 0 | Fail | Please check "Voltage In/Out"
379897796 | TNB | DISTRIBUTION | KUALA SELANGOR | Existing | BKSL/PCE/J00500/MATX1 | 300261195 | TX1-R01875 | KG SG RAMBAI |  | 0 | RYB |  |  | 11 kV |  | 415 V |  | MTM | 500.00 kVA | 22/09/2009 |  | 1 | 190 | Fail | Please check "Voltage In/Out"
379897890 | TNB | DISTRIBUTION | KUALA SELANGOR | Existing | BKSL/PCE/J00493/MATX1 | 300261188 | TX1-R03149 | KG JAWA |  | 0 | RYB |  |  | 11 kV |  | 415 V |  | MTM | 1000.00 kVA | 14/02/2005 |  | 1 | 126 | Fail | Please check "Voltage In/Out"
379897984 | TNB | DISTRIBUTION | KUALA SELANGOR | Existing | BKSL/PCE/J00501/MATX1 | 300261196 | TX1-R05412 | RESTORAN YU HEE SWALLOW |  | 3 | RYB |  |  | 11 kV |  | 415 V |  | EWT | 500.00 kVA | 20091110 |  | 1 | 6 | Fail | Please check "Voltage In/Out"
379898078 | TNB | DISTRIBUTION | KUALA SELANGOR | Existing | BKSL/PCE/J00499/MATX1 | 300261194 | TX1-R03917 | TMN KILAUAN |  | 0 | RYB |  |  | 11 kV |  | 415 V |  | MTM | 1000.00 kVA | 18/08/2009 |  | 1 | 184 | Fail | Please check "Voltage In/Out"
379898199 | TNB | DISTRIBUTION | KUALA SELANGOR | Existing | BKSL/PCE/J00814/MATX | 300344394 | TX1-R07390 | TAMAN RUI DEV |  | 0 | RYB |  |  | 11 kV |  | 415 V |  | MTM | 300.00 kVA | 20090903 |  | 1 | 0 | Fail | Please check "Voltage In/Out"
379898293 | TNB | DISTRIBUTION | KUALA SELANGOR | Existing | BKSL/PCE/J00498/MATX1 | 300261193 | TX1-R00476 | WATASEKO |  | 0 | RYB |  |  | 11 kV |  | 415 V |  | SGB | 750.00 kVA | 17/07/2009 |  | 1 | 172 | Fail | Please check "Voltage In/Out"
379898389 | TNB | DISTRIBUTION | KUALA SELANGOR | Existing | BKSL/PCE/J00497/MATX1 | 300261192 | TX1-R04163 | TMN SRI CAHAYA(C/S) |  | 0 | RYB |  |  | 11 kV |  | 415 V |  | EWT | 1000.00 kVA | 26/06/2008 |  | 1 | 207 | Fail | Please check "Voltage In/Out"
379898485 | TNB | DISTRIBUTION | KUALA SELANGOR | Existing | BKSL/PCE/J00495/MATX1 | 300261190 | TX1-R00479 | SM TEKNIK BATANG BERJUNTAI |  | 0 | RYB |  |  | 11 kV |  | 415 V |  | SGB | 1000.00 kVA | 19/04/2007 |  | 1 | 0 | Fail | Please check "Voltage In/Out"
379898581 | TNB | DISTRIBUTION | KUALA SELANGOR | Existing | BKSL/PCE/J00494/MATX1 | 300261189 | TX1-R03821 | SK BATANG BERJUNTAI |  | 0 | RYB |  |  | 11 kV |  | 415 V |  | MTM | 1000.00 kVA | 18/03/2005 |  | 1 | 415 | Fail | Please check "Voltage In/Out"
379898675 | TNB | DISTRIBUTION | KUALA SELANGOR | Existing | BKSL/PCE/J00568/MATX1 | 300287662 | TX1-R05514 | TMN PELANGI |  | 0 | RYB |  |  | 11 kV |  | 415 V |  | SGB | 500.00 kVA | 28/06/2008 |  | 1 | 31 | Fail | Please check "Voltage In/Out"
379916027 | TNB | DISTRIBUTION | KUALA SELANGOR | Existing | BKSL/PCE/J00586/MATX1 | 300288202 | TX1-R06200 | KLINIK KESIHATAN B/BERJUNTAI |  | 0 | RYB |  |  | 11 kV |  | 415 V |  | EWT | 750.00 kVA | 22/09/2007 |  | 1 | 0 | Fail | Please check "Voltage In/Out"
379916030 | TNB | DISTRIBUTION | KUALA SELANGOR | Existing | BKSL/PCE/J00586/MATX2 | 300288203 | TX2-R06199 | KLINIK KESIHATAN B/BERJUNTAI |  | 0 | RYB |  |  | 11 kV |  | 415 V |  | MTM | 500.00 kVA | 20071110 |  | 1 | 0 | Fail | Please check "Voltage In/Out"
379916417 | TNB | DISTRIBUTION | KUALA SELANGOR | Existing | BKSL/PCE/J00557/MATX1 | 300284509 | TX-R05957 | LOJI AIR RANTAU PANJANG |  | 0 | RYB |  |  | 11 kV |  | 415 V |  | MTM | 500.00 kVA | 18/03/2009 |  | 1 | 0 | Fail | Please check "Voltage In/Out"
379916605 | TNB | DISTRIBUTION | KUALA SELANGOR | Existing | BKSL/PCE/J00612/MATX1 | 300319301 | TX-S05559 | TANAMARAN NO.1 |  | 0 | RYB |  |  | 11 kV |  | 415 V |  | MTM | 500.00 kVA | 17/07/2007 |  | 1 | 0 | Fail | Please check "Voltage In/Out"
379916715 | TNB | DISTRIBUTION | KUALA SELANGOR | Existing |  |  | TX1-S00514 | SW/STN BKT TALANG |  | 0 | RYB |  |  | 11 kV |  | 415 V |  |  | 1000.00 kVA | 19700101 |  | 1 | 0 | Fail | Please check "Voltage In/Out"
379916718 | TNB | DISTRIBUTION | KUALA SELANGOR | Existing |  |  | TX2-S0170 | SW/STN BKT TALANG |  | 0 | RYB |  |  | 11 kV |  | 415 V |  |  | 1000.00 kVA | 19700101 |  | 1 | 0 | Fail | Please check "Voltage In/Out"
379916881 | TNB | DISTRIBUTION | KUALA SELANGOR | Existing | BKSL/PCE/J00477/MATX1 | 300261173 | TX-R01896 | HANG TUAH |  | 0 | RYB |  |  | 11 kV |  | 415 V |  | EWT | 100.00 kVA | 22/09/2008 |  | 1 | 46 | Fail | Please check "Voltage In/Out"
379917271 | TNB | DISTRIBUTION | KUALA SELANGOR | Existing | BKSL/PCE/J00479/MATX1 | 300261175 | TX-R01860 | BALAI POLIS BATANG BEJUNTAI |  | 0 | RYB |  |  | 11 kV |  | 415 V |  | LKH | 500.00 kVA | 14/11/2006 |  | 1 | 54 | Fail | Please check "Voltage In/Out"
379917367 | TNB | DISTRIBUTION | KUALA SELANGOR | Existing | BKSL/PCE/J00570/MATX1 | 300287665 | TX-R05365 | TMN SRI BISTARI |  | 0 | RYB |  |  | 11 kV |  | 415 V |  | EWT | 300.00 kVA | 18/08/2009 |  | 1 | 111 | Fail | Please check "Voltage In/Out"
379917469 | TNB | DISTRIBUTION | KUALA SELANGOR | Existing | BKSL/PCE/J00471/MATX1 | 300261169 | TX-R01867 | HWA TEH |  | 0 | RYB |  |  | 11 kV |  | 415 V |  | EWT | 750.00 kVA | 20/05/2006 |  | 1 | 0 | Fail | Please check "Voltage In/Out"
379917563 | TNB | DISTRIBUTION | KUALA SELANGOR | Existing | BKSL/PCE/J00469/MATX1 | 300261167 | TX-R05048 | TMN SULUH BESTARI |  | 0 | RYB |  |  | 11 kV |  | 415 V |  | EWT | 500.00 kVA | 18/03/2005 |  | 1 | 138 | Fail | Please check "Voltage In/Out"
379917762 | TNB | DISTRIBUTION | KUALA SELANGOR | Existing | BKSL/PCE/J00470/MATX1 | 300261168 | TX1-R05051 | FRUIT VALLEY |  | 0 | RYB |  |  | 11 kV |  | 415 V |  | MTM | 500.00 kVA | 19/04/2004 |  | 1 | 1 | Fail | Please check "Voltage In/Out"
379917926 | TNB | DISTRIBUTION | KUALA SELANGOR | Existing | BKSL/PCE/J00474/MATX1 | 300261171 | TX-R03846 | FISH POND NO 2 |  | 0 | RYB |  |  | 11 kV |  | 415 V |  | MTM | 1000.00 kVA | 17/07/2006 |  | 1 | 0 | Fail | Please check "Voltage In/Out"
379918020 | TNB | DISTRIBUTION | KUALA SELANGOR | Existing | BKSL/PCE/J00227/MATX1 | 300261139 | TX-S01545 | LDG TERNAK AYAM JLN RAJA MUSA |  | 1 | RYB |  |  | 11 kV |  | 415 V |  | EWT | 500.00 kVA | 20/09/1992 |  | 1 | 1 | Fail | Please check "Voltage In/Out"
379918114 | TNB | DISTRIBUTION | KUALA SELANGOR | Existing | BKSL/PCE/J00226/MATX1 | 300022855 | TX-S01543 | PERMATA CITRA |  | 58 | RYB |  |  | 11 kV |  | 415 V |  |  | 500.00 kVA | 19/02/1976 |  | 1 | 64 | Fail | Please check "Voltage In/Out"
379918208 | TNB | DISTRIBUTION | KUALA SELANGOR | Existing | BKSL/PCE/J00281/MATX1 | 300261146 | TX-S01540 | TMN AGROTEKNOLOGI |  | 0 | RYB |  |  | 11 kV |  | 415 V |  | MTM | 500.00 kVA | 19/04/2001 |  | 1 | 0 | Fail | Please check "Voltage In/Out"
379918302 | TNB | DISTRIBUTION | KUALA SELANGOR | Existing | BKSL/PCE/J00225/MATX1 | 300261138 | TX-S00517 | LDG BKT TALANG |  | 0 | RYB |  |  | 11 kV |  | 415 V |  | MTM | 300.00 kVA | 18/08/1990 |  | 1 | 0 | Fail | Please check "Voltage In/Out"
379918503 | TNB | DISTRIBUTION | KUALA SELANGOR | Existing | BKSL/PCE/J00224/MATX1 | 300022849 | TX-S01537 | PKNS RAJA MUSA (TMN RAJA MUSA) |  | 236 | RYB |  |  | 11 kV |  | 415 V |  | EWT | 500.00 kVA | 15/12/1996 |  | 1 | 268 | Fail | Please check "Voltage In/Out"
379918597 | TNB | DISTRIBUTION | KUALA SELANGOR | Existing | BKSL/PCE/J00541/MATX1 | 300261316 | TX-S05403 | LDG GUTHREY BKT TALANG |  | 1 | RYB |  |  | 11 kV |  | 415 V |  | MTM | 500.00 kVA | 20081107 |  | 1 | 1 | Fail | Please check "Voltage In/Out"
379918691 | TNB | DISTRIBUTION | KUALA SELANGOR | Existing | BKSL/PCE/J00223/MATX1 | 300022843 | TX-S00510 | RJ MUSA NO 2(ESTATE) |  | 13 | RYB |  |  | 11 kV |  | 415 V |  | MTM | 300.00 kVA | 14/11/1997 |  | 1 | 30 | Fail | Please check "Voltage In/Out"
379918808 | TNB | DISTRIBUTION | KUALA SELANGOR | Existing | BKSL/PCE/J00222/MATX1 | 300022837 | TX1-S00507 | RJ MUSA NO 1 (TMN MANICKAVASAG |  | 88 | RYB |  |  | 11 kV |  | 415 V |  | LKH | 300.00 kVA | 19961110 |  | 1 | 108 | Fail | Please check "Voltage In/Out"
379918978 | TNB | DISTRIBUTION | KUALA SELANGOR | Existing |  |  | TX1-S0167 | SW/STN RJ MUSA |  | 0 | RYB |  |  | 11 kV |  | 415 V |  |  | 1000.00 kVA | 19700101 |  | 1 | 0 | Fail | Please check "Voltage In/Out"
379919210 | TNB | DISTRIBUTION | KUALA SELANGOR | Existing | BKSL/PCE/J00243/MATX1 | 300022920 | TX-S00496 | PKNS BKT BELIMBING (R/MURAH) |  | 108 | RYB |  |  | 11 kV |  | 415 V |  | MTM | 300.00 kVA | 19/04/1983 |  | 1 | 118 | Fail | Please check "Voltage In/Out"
379919304 | TNB | DISTRIBUTION | KUALA SELANGOR | Existing | BKSL/PCE/J00242/MATX1 | 300022916 | TX-S00492 | TOK 4 MAJID |  | 0 | RYB |  |  | 11 kV |  | 415 V |  | MTM | 300.00 kVA | 18/03/1991 |  | 1 | 0 | Fail | Please check "Voltage In/Out"
379919398 | TNB | DISTRIBUTION | KUALA SELANGOR | Existing | BKSL/PCE/J00240/MATX1 | 300022906 | TX-S00489 | GOODWILL COCONUT |  | 0 | RYB |  |  | 11 kV |  | 415 V |  | MTM | 750.00 kVA | 14/02/1994 |  | 1 | 0 | Fail | Please check "Voltage In/Out"
379919492 | TNB | DISTRIBUTION | KUALA SELANGOR | Existing | BKSL/PCE/J00554/MATX1 | 300283915 | TX-S05690 | FA HERB |  | 262 | RYB |  |  | 11 kV |  | 415 V |  | EWT | 500.00 kVA | 27/11/2007 |  | 1 | 319 | Fail | Please check "Voltage In/Out"
379919588 | TNB | DISTRIBUTION | KUALA SELANGOR | Existing | BKSL/PCE/J00339/MATX1 | 300241017 | TX-S01557 | TMN MENGKUANG |  | 21 | RYB |  |  | 11 kV |  | 415 V |  | MTM | 300.00 kVA | 22/09/1987 |  | 1 | 22 | Fail | Please check "Voltage In/Out"
379919693 | TNB | DISTRIBUTION | KUALA SELANGOR | Existing | BKSL/PCE/J00255/MATX1 | 300261143 | TX1-S00484 | SW/STN BKT BELIMBING |  | 85 | RYB |  |  | 11 kV |  | 415 V |  |  | 300.00 kVA | 19921012 |  | 1 | 97 | Fail | Please check "Voltage In/Out"
379919881 | TNB | DISTRIBUTION | KUALA SELANGOR | Existing | BKSL/PCE/J00245/MATX1 | 300022932 | TX-S01567 | KELIP-KELIP BKT BELIMBING |  | 1 | RYB |  |  | 11 kV |  | 415 V |  | SGB | 300.00 kVA | 26/06/1984 |  | 1 | 1 | Fail | Please check "Voltage In/Out"
379919975 | TNB | DISTRIBUTION | KUALA SELANGOR | Existing | BKSL/PCE/J00246/MATX1 | 300261141 | TX-S00499 | INNOBRIDE NO 6 |  | 0 | RYB |  |  | 11 kV |  | 415 V |  | MTM | 1000.00 kVA | 19921010 |  | 1 | 1 | Fail | Please check "Voltage In/Out"
379920069 | TNB | DISTRIBUTION | KUALA SELANGOR | Existing | BKSL/PCE/J00247/MATX1 | 300242572 | TX1-S00502 | LUBOK PASANGAN |  | 27 | RYB |  |  | 11 kV |  | 415 V |  | MTM | 100.00 kVA | 19901012 |  | 1 | 37 | Fail | Please check "Voltage In/Out"
379920163 | TNB | DISTRIBUTION | KUALA SELANGOR | Existing | BKSL/PCE/J00476/MATX1 | 300261172 | TX-R05332 | QUARTERS TENNAMARAN |  | 0 | RYB |  |  | 11 kV |  | 415 V |  | LKH | 300.00 kVA | 18/08/2007 |  | 1 | 37 | Fail | Please check "Voltage In/Out"
379993260 | TNB | DISTRIBUTION | KUALA SELANGOR | Existing | BKSL/PCE/J00702/MATX1 | 300319572 | TX1-S01016 | PADAT RUMAH PAM JBA PUNCAK ALAM |  | 0 | RYB |  |  | 11 kV |  | 415 V |  | MTM | 750.00 kVA | 20111010 |  | 1 | 0 | Fail | Please check "Voltage In/Out"
379993364 | TNB | DISTRIBUTION | KUALA SELANGOR | Existing | BKSL/PCE/J00703/MATX1 | 300319573 | TX1-S01029 | SEK REN KEB PUNCAK ALAM |  | 0 | RYB |  |  | 11 kV |  | 415 V |  | MTM | 750.00 kVA | 27/11/2007 |  | 1 | 0 | Fail | Please check "Voltage In/Out"
379993458 | TNB | DISTRIBUTION | KUALA SELANGOR | Existing | BKSL/PCE/J00704/MATX1 | 300319576 | TX1-S01029 | SEK MEN KEB PUNCAK ALAM |  | 0 | RYB |  |  | 11 kV |  | 415 V |  | MTM | 500.00 kVA | 18/03/1992 |  | 1 | 0 | Fail | Please check "Voltage In/Out"
379993653 | TNB | DISTRIBUTION | KUALA SELANGOR | Existing | BKSL/PCE/J00706/MATX1 | 300319578 | TX1-S01038 | ZON A2 FASA 2A PUNCAK ALAM |  | 0 | RYB |  |  | 11 kV |  | 415 V |  | MTM | 1000.00 kVA | 20/05/1985 |  | 1 | 0 | Fail | Please check "Voltage In/Out"
379993656 | TNB | DISTRIBUTION | KUALA SELANGOR | Existing |  |  | TX2-S01039 | ZON A2 FASA 2A PUNCAK ALAM |  | 0 | RYB |  |  | 11 kV |  | 415 V |  |  | 1000.00 kVA | 19700101 |  | 1 | 0 | Fail | Please check "Voltage In/Out"
379993824 | TNB | DISTRIBUTION | KUALA SELANGOR | Existing | BKSL/PCE/J00707/MATX1 | 300319579 | TX1-S01042 | ZON B FASA 2A PUNCAK ALAM |  | 0 | RYB |  |  | 11 kV |  | 415 V |  | MTM | 1000.00 kVA | 26/06/1992 |  | 1 | 0 | Fail | Please check "Voltage In/Out"
379993827 | TNB | DISTRIBUTION | KUALA SELANGOR | Existing | BKSL/PCE/J00707/MATX2 | 300344576 | TX2-S01043 | ZON B FASA 2A PUNCAK ALAM |  | 0 | RYB |  |  | 11 kV |  | 415 V |  | MTM | 1000.00 kVA | 20090903 |  | 1 | 0 | Fail | Please check "Voltage In/Out"
379993988 | TNB | DISTRIBUTION | KUALA SELANGOR | Existing | BKSL/PCE/J00708/MATX1 | 300319580 | TX1-S01046 | SEK REN KEB PUNCAK ALAM FASA 2 |  | 0 | RYB |  |  | 11 kV |  | 415 V |  | MTM | 500.00 kVA | 17/07/1995 |  | 1 | 0 | Fail | Please check "Voltage In/Out"
379994089 | TNB | DISTRIBUTION | KUALA SELANGOR | Existing | BKSL/PCE/J00710/MATX1 | 300319583 | TX1-S01049 | ZON E FASA 2A PUNCAK ALAM |  | 0 | RYB |  |  | 11 kV |  | 415 V |  | MTM | 1000.00 kVA | 20031110 |  | 1 | 0 | Fail | Please check "Voltage In/Out"
379994092 | TNB | DISTRIBUTION | KUALA SELANGOR | Existing |  |  | TX2-S01050 | ZON E FASA 2A PUNCAK ALAM |  | 0 | RYB |  |  | 11 kV |  | 415 V |  |  | 1000.00 kVA | 19700101 |  | 1 | 0 | Fail | Please check "Voltage In/Out"
379994260 | TNB | DISTRIBUTION | KUALA SELANGOR | Existing | BKSL/PCE/J00709/MATX1 | 300319582 | TX1-S01053 | ZON C FASA 2A PUNCAK ALAM |  | 0 | RYB |  |  | 11 kV |  | 415 V |  | MTM | 1000.00 kVA | 22/09/1980 |  | 1 | 0 | Fail | Please check "Voltage In/Out"
379994263 | TNB | DISTRIBUTION | KUALA SELANGOR | Existing |  |  | TX2-S01054 | ZON C FASA 2A PUNCAK ALAM |  | 0 | RYB |  |  | 11 kV |  | 415 V |  |  | 1000.00 kVA | 19700101 |  | 1 | 0 | Fail | Please check "Voltage In/Out"
379994431 | TNB | DISTRIBUTION | KUALA SELANGOR | Existing | BKSL/PCE/J00711/MATX1 | 300319585 | TX1-S01085 | SHAH ALAM 2 NO.4 PUNCAK ALAM |  | 0 | RYB |  |  | 11 kV |  | 415 V |  | EWT | 1000.00 kVA | 14/11/1992 |  | 1 | 0 | Fail | Please check "Voltage In/Out"
379994434 | TNB | DISTRIBUTION | KUALA SELANGOR | Existing |  |  | TX2-S01086 | SHAH ALAM 2 NO.4 PUNCAK ALAM |  | 0 | RYB |  |  | 11 kV |  | 415 V |  |  | 1000.00 kVA | 19700101 |  | 1 | 0 | Fail | Please check "Voltage In/Out"
379994602 | TNB | DISTRIBUTION | KUALA SELANGOR | Existing |  |  | TX2-S501681 | SHAH ALAM 2 NO.6 PUNCAK ALAM |  | 0 | RYB |  |  | 11 kV |  | 415 V |  |  | 1000.00 kVA | 19700101 |  | 1 | 0 | Fail | Please check "Voltage In/Out"
379994605 | TNB | DISTRIBUTION | KUALA SELANGOR | Existing | BKSL/PCE/J00713/MATX1 | 300319588 | TX1-S01079 | SHAH ALAM 2 NO.6 PUNCAK ALAM |  | 0 | RYB |  |  | 11 kV |  | 415 V |  | SGB | 500.00 kVA | 22/03/1998 |  | 1 | 0 | Fail | Please check "Voltage In/Out"
379994766 | TNB | DISTRIBUTION | KUALA SELANGOR | Existing | BKSL/PCE/J00712/MATX1 | 300319586 | TX1-S01082 | SHAH ALAM 2 NO.5 PUNCAK ALAM |  | 0 | RYB |  |  | 11 kV |  | 415 V |  | SGB | 500.00 kVA | 15/12/1996 |  | 1 | 0 | Fail | Please check "Voltage In/Out"
379994860 | TNB | DISTRIBUTION | KUALA SELANGOR | Existing | BKSL/PCE/J00714/MATX1 | 300319591 | TX1-S01679 | SHAH ALAM 2 NO.7 PUNCAK ALAM |  | 0 | RYB |  |  | 11 kV |  | 415 V |  | MTM | 1000.00 kVA | 28/06/1994 |  | 1 | 0 | Fail | Please check "Voltage In/Out"
379994954 | TNB | DISTRIBUTION | KUALA SELANGOR | Existing | BKSL/PCE/J00715/MATX1 | 300319593 | TX1-S01075 | SHAH ALAM 2 NO.3 PUNCAK ALAM |  | 0 | RYB |  |  | 11 kV |  | 415 V |  | MTM | 1000.00 kVA | 18/08/1980 |  | 1 | 0 | Fail | Please check "Voltage In/Out"
379995055 | TNB | DISTRIBUTION | KUALA SELANGOR | Existing |  |  | TX2-S01058 | ZON D FASA 2A PUNCAK ALAM |  | 0 | RYB |  |  | 11 kV |  | 415 V |  |  | 1000.00 kVA | 19700101 |  | 1 | 0 | Fail | Please check "Voltage In/Out"
379995058 | TNB | DISTRIBUTION | KUALA SELANGOR | Existing | BKSL/PCE/J00730/MATX1 | 300319629 | TX1-S01057 | ZON D FASA 2A PUNCAK ALAM |  | 0 | RYB |  |  | 11 kV |  | 415 V |  | MTM | 1000.00 kVA | 19971110 |  | 1 | 0 | Fail | Please check "Voltage In/Out"
379995228 | TNB | DISTRIBUTION | KUALA SELANGOR | Existing | BKSL/PCE/J00731/MATX1 | 300319628 | TX1-S01061 | LAVENDER VILLA |  | 0 | RYB |  |  | 11 kV |  | 415 V |  | MTM | 750.00 kVA | 22/09/1979 |  | 1 | 0 | Fail | Please check "Voltage In/Out"
379995322 | TNB | DISTRIBUTION | KUALA SELANGOR | Existing | BKSL/PCE/J00732/MATX1 | 300319627 | TX1-S01065 | ZON A3 FASA 2A PUNCAK ALAM |  | 0 | RYB |  |  | 11 kV |  | 415 V |  | MTM | 1000.00 kVA | 18/08/1994 |  | 1 | 0 | Fail | Please check "Voltage In/Out"
379995423 | TNB | DISTRIBUTION | KUALA SELANGOR | Existing | BKSL/PCE/J00733/MATX2 | 300345980 | TX2-S01067 | SHAH ALAM 2 NO.1 |  | 0 | RYB |  |  | 11 kV |  | 415 V |  | EWT | 1000.00 kVA | 20090903 |  | 1 | 0 | Fail | Please check "Voltage In/Out"
379995426 | TNB | DISTRIBUTION | KUALA SELANGOR | Existing | BKSL/PCE/J00733/MATX1 | 300319626 | TX1-S01067 | SHAH ALAM 2 NO.1 |  | 0 | RYB |  |  | 11 kV |  | 415 V |  | EWT | 1000.00 kVA | 17/07/1980 |  | 1 | 0 | Fail | Please check "Voltage In/Out"
379995594 | TNB | DISTRIBUTION | KUALA SELANGOR | Existing | BKSL/PCE/J00734/MATX2 | 300345984 | TX2-S01072 | SHAH ALAM 2 NO.2 |  | 0 | RYB |  |  | 11 kV |  | 415 V |  | EWT | 1000.00 kVA | 20090903 |  | 1 | 0 | Fail | Please check "Voltage In/Out"
379995597 | TNB | DISTRIBUTION | KUALA SELANGOR | Existing | BKSL/PCE/J00734/MATX1 | 300319630 | TX1-S01071 | SHAH ALAM 2 NO.2 |  | 0 | RYB |  |  | 11 kV |  | 415 V |  | EWT | 1000.00 kVA | 14/11/1990 |  | 1 | 0 | Fail | Please check "Voltage In/Out"
379995765 | TNB | DISTRIBUTION | KUALA SELANGOR | Existing | BKSL/PCE/J00039/MATX2 | 300346283 | TX2-S05573 | BANDAR PUNCAK ALAM JAS |  | 0 | RYB |  |  | 11 kV |  | 415 V |  | MTM | 1000.00 kVA | 20090903 |  | 1 | 0 | Fail | Please check "Voltage In/Out"
379995768 | TNB | DISTRIBUTION | KUALA SELANGOR | Existing | BKSL/PCE/J00039/MATX | 300346282 | TX1-S05515 | BANDAR PUNCAK ALAM JAS |  | 0 | RYB |  |  | 11 kV |  | 415 V |  | MTM | 1000.00 kVA | 20090903 |  | 1 | 0 | Fail | Please check "Voltage In/Out"
379995936 | TNB | DISTRIBUTION | KUALA SELANGOR | Existing | BKSL/PCE/J00736/MATX2 | 300345988 | TX2-S05435 | SHAH ALAM 2 NO.8 |  | 0 | RYB |  |  | 11 kV |  | 415 V |  | SGB | 750.00 kVA | 20090903 |  | 1 | 0 | Fail | Please check "Voltage In/Out"
379995939 | TNB | DISTRIBUTION | KUALA SELANGOR | Existing | BKSL/PCE/J00736/MATX1 | 300319631 | TX1-S05407 | SHAH ALAM 2 NO.8 |  | 0 | RYB |  |  | 11 kV |  | 415 V |  | MTM | 750.00 kVA | 15/12/2002 |  | 1 | 0 | Fail | Please check "Voltage In/Out"
379996100 | TNB | DISTRIBUTION | KUALA SELANGOR | Existing |  |  | TX1-S05707 | SHAH ALAM 2 FASA 5A4 NO.1 |  | 0 | RYB |  |  | 11 kV |  | 415 V |  | MTM | 500.00 kVA | 18/09/2013 |  | 1 | 0 | Fail | Please check "Voltage In/Out"
379996201 | TNB | DISTRIBUTION | KUALA SELANGOR | Existing | BKSL/PCE/J00737/MATX2 | 300345992 | TX2-S05444 | BANDAR PUNCAK ALAM JLN ALAM SU |  | 0 | RYB |  |  | 11 kV |  | 415 V |  | SGB | 750.00 kVA | 20090903 |  | 1 | 0 | Fail | Please check "Voltage In/Out"
379996204 | TNB | DISTRIBUTION | KUALA SELANGOR | Existing | BKSL/PCE/J00737/MATX1 | 300319632 | TX1-S05443 | BANDAR PUNCAK ALAM JLN ALAM SU |  | 0 | RYB |  |  | 11 kV |  | 415 V |  | SGB | 750.00 kVA | 19/02/1984 |  | 1 | 0 | Fail | Please check "Voltage In/Out"
379996365 | TNB | DISTRIBUTION | KUALA SELANGOR | Existing | BKSL/PCE/J00738/MATX1 | 300319633 | TX1-S01686 | SHAH ALAM 2 FASA 5B 3 |  | 0 | RYB |  |  | 11 kV |  | 415 V |  | MTM | 1000.00 kVA | 22/03/1998 |  | 1 | 0 | Fail | Please check "Voltage In/Out"
379996466 | TNB | DISTRIBUTION | KUALA SELANGOR | Existing |  |  | TX2-S05679 | PERUMAHAN FASA 1 PUNCAK BISTARI |  | 0 | RYB |  |  | 11 kV |  | 415 V |  |  | 1000.00 kVA | 19700101 |  | 1 | 0 | Fail | Please check "Voltage In/Out"
379996469 | TNB | DISTRIBUTION | KUALA SELANGOR | Existing |  |  | TX1-S05678 | PERUMAHAN FASA 1 PUNCAK BISTARI |  | 0 | RYB |  |  | 11 kV |  | 415 V |  |  | 1000.00 kVA | 19700101 |  | 1 | 0 | Fail | Please check "Voltage In/Out"
379996646 | TNB | DISTRIBUTION | KUALA SELANGOR | Existing |  |  | TX2-S01108 | FASA 3A6 PUNCAK ALAM |  | 0 | RYB |  |  | 11 kV |  | 415 V |  |  | 1000.00 kVA | 19700101 |  | 1 | 0 | Fail | Please check "Voltage In/Out"
379996649 | TNB | DISTRIBUTION | KUALA SELANGOR | Existing | BKSL/PCE/J00742/MATX1 | 300319636 | TX1-S01107 | FASA 3A6 PUNCAK ALAM |  | 0 | RYB |  |  | 11 kV |  | 415 V |  | MTM | 1000.00 kVA | 19851107 |  | 1 | 0 | Fail | Please check "Voltage In/Out"
379996817 | TNB | DISTRIBUTION | KUALA SELANGOR | Existing | BKSL/PCE/J00744/MATX1 | 300319637 | TX1-S01648 | APRTMENT MELATI NO.2 PUNCAK AL |  | 0 | RYB |  |  | 11 kV |  | 415 V |  | MTM | 1000.00 kVA | 18/08/1992 |  | 1 | 0 | Fail | Please check "Voltage In/Out"
379996820 | TNB | DISTRIBUTION | KUALA SELANGOR | Existing |  |  | TX2-S01649 | APRTMENT MELATI NO.2 PUNCAK AL |  | 0 | RYB |  |  | 11 kV |  | 415 V |  |  | 1000.00 kVA | 19700101 |  | 1 | 0 | Fail | Please check "Voltage In/Out"
379996988 | TNB | DISTRIBUTION | KUALA SELANGOR | Existing | BKSL/PCE/J00743/MATX1 | 300319638 | TX1-S01147 | APRTMENT MELATI NO.1 PUNCAK AL |  | 0 | RYB |  |  | 11 kV |  | 415 V |  | MTM | 1000.00 kVA | 20/09/1995 |  | 1 | 0 | Fail | Please check "Voltage In/Out"
379996991 | TNB | DISTRIBUTION | KUALA SELANGOR | Existing |  |  | TX2-S01148 | APRTMENT MELATI NO.1 PUNCAK AL |  | 0 | RYB |  |  | 11 kV |  | 415 V |  |  | 1000.00 kVA | 19700101 |  | 1 | 0 | Fail | Please check "Voltage In/Out"
379997152 | TNB | DISTRIBUTION | KUALA SELANGOR | Existing | BKSL/PCE/J00746/MATX | 300346066 | TX1-R04716 | INDUSTRI ALAM JAYA NO.1 |  | 0 | RYB |  |  | 11 kV |  | 415 V |  | EWT | 300.00 kVA | 20090903 |  | 1 | 0 | Fail | Please check "Voltage In/Out"
379997246 | TNB | DISTRIBUTION | KUALA SELANGOR | Existing | BKSL/PCE/J00748/MATX1 | 300319602 | TX1-R04721 | INDUSTRI ALAM JAYA NO.2 |  | 0 | RYB |  |  | 11 kV |  | 415 V |  | SGB | 750.00 kVA | 26/06/2002 |  | 1 | 0 | Fail | Please check "Voltage In/Out"
379997340 | TNB | DISTRIBUTION | KUALA SELANGOR | Existing | BKSL/PCE/J00818/MATX | 300346272 | TX1-R06499 | CK CHEONG SDN BHD |  | 0 | RYB |  |  | 11 kV |  | 415 V |  | MTM | 500.00 kVA | 20090903 |  | 1 | 0 | Fail | Please check "Voltage In/Out"
379997434 | TNB | DISTRIBUTION | KUALA SELANGOR | Existing | BKSL/PCE/J00749/MATX1 | 300319606 | TX1-R05457 | GUPPY PLASTIC ALAM JAYA |  | 0 | RYB |  |  | 11 kV |  | 415 V |  | SGB | 500.00 kVA | 19901110 |  | 1 | 0 | Fail | Please check "Voltage In/Out"
379997528 | TNB | DISTRIBUTION | KUALA SELANGOR | Existing | BKSL/PCE/J00750/MATX1 | 300319611 | TX1-R06281 | PADAT MULTI GUNA TMN ALAM JAYA |  | 0 | RYB |  |  | 11 kV |  | 415 V |  |  | 500.00 kVA | 19/04/1980 |  | 1 | 0 | Fail | Please check "Voltage In/Out"
379997636 | TNB | DISTRIBUTION | KUALA SELANGOR | Existing | BKSL/PCE/J00355/MATX1 | 300243249 | TX1-S01622 | QTRS MAJLIS DAERAH SEKINCHAN |  | 38 | RYB |  |  | 11 kV |  | 415 V |  | SGB | 1000.00 kVA | 22/09/2003 |  | 1 | 52 | Fail | Please check "Voltage In/Out"
379997786 | TNB | DISTRIBUTION | KUALA SELANGOR | Existing | BKSL/PCE/J00539/MATX1 | 300261311 | TX1-S01631 | PUAS SEKINCHAN |  | 0 | RYB |  |  | 11 kV |  | 415 V |  | EWT | 1000.00 kVA | 28/06/2008 |  | 1 | 1 | Fail | Please check "Voltage In/Out"
380041072 | TNB | DISTRIBUTION | KUALA SELANGOR | Existing | BKSL/PCE/J00587/MATX1 | 300313798 | TX1-05543 | AADK TANJUNG KARANG |  | 0 | RYB |  |  | 11 kV |  | 415 V |  | MTM | 300.00 kVA | 20061010 |  | 1 | 0 | Fail | Please check "Voltage In/Out"
380041217 | TNB | DISTRIBUTION | KUALA SELANGOR | Existing | BKSL/PCE/J00538/MATX1 | 300261308 | TX1-S05414 | TMN MAYANG(C/S) |  | 87 | RYB |  |  | 11 kV |  | 415 V |  |  | 500.00 kVA | 19/04/2009 |  | 1 | 107 | Fail | Please check "Voltage In/Out"
380041347 | TNB | DISTRIBUTION | KUALA SELANGOR | Existing | BKSL/PCE/J00332/MATX1 | 300343348 | TX1-S05610 | SW/STN SRI FUMA |  | 0 | RYB |  |  | 11 kV |  | 415 V |  | EWT | 500.00 kVA | 20120903 |  | 1 | 0 | Fail | Please check "Voltage In/Out"
380042078 | TNB | DISTRIBUTION | KUALA SELANGOR | Existing | BKSL/PCE/J00652/MATX1 | 300343352 | TX1-S05602 | TAMAN NILAM NO 2 |  | 29 | RYB |  |  | 11 kV |  | 415 V |  | SGB | 500.00 kVA | 20120903 |  | 1 | 40 | Fail | Please check "Voltage In/Out"
380042541 | TNB | DISTRIBUTION | KUALA SELANGOR | Existing |  |  | TX1-S05892 | TMN DELIMA |  | 0 | RYB |  |  | 11 kV |  | 415 V |  |  | 500.00 kVA | 19700101 |  | 1 | 0 | Fail | Please check "Voltage In/Out"
380043254 | TNB | DISTRIBUTION | KUALA SELANGOR | Existing | BKSL/PCE/J00829/MATX1 | 300442859 | TX1-S05659 | GOLDPAGE NO.2 |  | 0 | RYB |  |  | 11 kV |  | 415 V |  | EWT | 500.00 kVA | 20120112 |  | 1 | 0 | Fail | Please check "Voltage In/Out"
380043257 | TNB | DISTRIBUTION | KUALA SELANGOR | Existing | BKSL/PCE/J00829/MATX2 | 300443143 | TX2-S05658 | GOLDPAGE NO.2 |  | 0 | RYB |  |  | 11 kV |  | 415 V |  | MTM | 750.00 kVA | 20090112 |  | 1 | 0 | Fail | Please check "Voltage In/Out"
380043418 | TNB | DISTRIBUTION | KUALA SELANGOR | Existing | BKSL/PCE/J00789/MATX1 | 300431016 | TX1-S05655 | GOLDPAGE NO.1 |  | 0 | RYB |  |  | 11 kV |  | 415 V |  | MTM | 500.00 kVA | 13/09/2013 |  | 1 | 0 | Fail | Please check "Voltage In/Out"
380043630 | TNB | DISTRIBUTION | KUALA SELANGOR | Existing | BKSL/PCE/J00286/MATX1 | 300242569 | TX1-S01467 | BANJARAYA (C) |  | 51 | RYB |  |  | 11 kV |  | 415 V |  | EWT | 300.00 kVA | 27/11/1999 |  | 1 | 69 | Fail | Please check "Voltage In/Out"
380043760 | TNB | DISTRIBUTION | KUALA SELANGOR | Existing | BKSL/PCE/J00569/MATX1 | 300287664 | TX1-S05457 | TMN RIAMIN |  | 92 | RYB |  |  | 11 kV |  | 415 V |  | MTM | 750.00 kVA | 20081107 |  | 1 | 111 | Fail | Please check "Voltage In/Out"
380043874 | TNB | DISTRIBUTION | KUALA SELANGOR | Existing | BKSL/PCE/J00387/MATX1 | 300515982 | TX1-S05821 | KG HAJI RAZALI |  | 249 | RYB |  |  | 11 kV |  | 415 V |  | MTM | 500.00 kVA | 19700101 |  | 1 | 285 | Fail | Please check "Voltage In/Out"
380043990 | TNB | DISTRIBUTION | KUALA SELANGOR | Existing | BKSL/PCE/J00188/MATX1 | 300022726 | TX1-S00349 | MASRIA |  | 135 | RYB |  |  | 11 kV |  | 415 V |  | EWT | 500.00 kVA | 15/12/1995 |  | 1 | 156 | Fail | Please check "Voltage In/Out"
380044106 | TNB | DISTRIBUTION | KUALA SELANGOR | Existing | BKSL/PCE/J00283/MATX1 | 300261148 | TX1-S01471 | TMN WAWASAN |  | 65 | RYB |  |  | 11 kV |  | 415 V |  | MTM | 1000.00 kVA | 26/06/1987 |  | 1 | 166 | Fail | Please check "Voltage In/Out"
380044220 | TNB | DISTRIBUTION | KUALA SELANGOR | Existing | BKSL/PCE/J00533/MATX1 | 300261222 | TX1-S01645 | TMN KHATIJAH |  | 51 | RYB |  |  | 11 kV |  | 415 V |  | SGB | 100.00 kVA | 20081110 |  | 1 | 65 | Fail | Please check "Voltage In/Out"
380044450 | TNB | DISTRIBUTION | KUALA SELANGOR | Existing | BKSL/PCE/J00386/MATX1 | 300461002 | TX1-S05824 | MARDI SG SIREH |  | 105 | RYB | [6 empty] | MTM | 300.00 kVA | 19790104 |  | 1 | 115 | Fail | Please check "Voltage In/Out"
380079169 | TNB | DISTRIBUTION | KUALA SELANGOR | Existing | BKSL/PCE/J00579/MATX1 | 300287671 | TX1-R05695 | SIME PLANTATION B.BERJUNTAI |  | 0 | RYB |  |  | 11 kV |  | 415 V |  | EWT | 1000.00 kVA | 18/03/2007 |  | 1 | 1 | Fail | Please check "Voltage In/Out"
380079172 | TNB | DISTRIBUTION | KUALA SELANGOR | Existing | BKSL/PCE/J00579/MATX2 | 300313105 | TX2-R05499 | SIME PLANTATION B.BERJUNTAI |  | 0 | RYB |  |  | 11 kV |  | 415 V |  | SGB | 300.00 kVA | 19/02/2007 |  | 1 | 0 | Fail | Please check "Voltage In/Out"
380079510 | TNB | DISTRIBUTION | KUALA SELANGOR | Existing | BKSL/PCE/J00486/MATX1 | 300261181 | TX-R03864 | BERJUNTAI MAJU(C/S) |  | 0 | RYB |  |  | 11 kV |  | 415 V |  | EWT | 1000.00 kVA | 28/06/2004 |  | 1 | 13 | Fail | Please check "Voltage In/Out"
380079615 | TNB | DISTRIBUTION | KUALA SELANGOR | Existing | BKSL/PCE/J00487/MATX1 | 300261182 | TX1-R03867 | BERJUNTAI MAJU BTG BERJUNTAI |  | 0 | RYB |  |  | 11 kV |  | 415 V |  | SGB | 1000.00 kVA | 20051107 |  | 1 | 0 | Fail | Please check "Voltage In/Out"
380079618 | TNB | DISTRIBUTION | KUALA SELANGOR | Existing | BKSL/PCE/J00487/MATX2 | 300261183 | TX2-R03868 | BERJUNTAI MAJU BTG BERJUNTAI |  | 0 | RYB |  |  | 11 kV |  | 415 V |  | MTM | 1000.00 kVA | 18/08/2006 |  | 1 | 0 | Fail | Please check "Voltage In/Out"
380079877 | TNB | DISTRIBUTION | KUALA SELANGOR | Existing | BKSL/PCE/J00489/MATX1 | 300261184 | TX-R01891 | TELEKOM B/BEJUNTAI |  | 0 | RYB |  |  | 11 kV |  | 415 V |  | EWT | 500.00 kVA | 20/09/2005 |  | 1 | 90 | Fail | Please check "Voltage In/Out"
380079973 | TNB | DISTRIBUTION | KUALA SELANGOR | Existing | BKSL/PCE/J00490/MATX1 | 300261185 | TX-R01887 | TMN SENTOSA |  | 0 | RYB |  |  | 11 kV |  | 415 V |  | MTM | 500.00 kVA | 20051010 |  | 1 | 172 | Fail | Please check "Voltage In/Out"
380080069 | TNB | DISTRIBUTION | KUALA SELANGOR | Existing | BKSL/PCE/J00491/MATX1 | 300261186 | TX-R01884 | PEKAN BATANG BEJUNTAI |  | 0 | RYB |  |  | 11 kV |  | 415 V |  | MTM | 1000.00 kVA | 27/11/2007 |  | 1 | 175 | Fail | Please check "Voltage In/Out"
380080165 | TNB | DISTRIBUTION | KUALA SELANGOR | Existing | BKSL/PCE/J00492/MATX1 | 300261187 | TX-R01881 | BINTANG JELITA |  | 0 | RYB |  |  | 11 kV |  | 415 V |  | MTM | 750.00 kVA | 20071012 |  | 1 | 300 | Fail | Please check "Voltage In/Out"
380080313 | TNB | DISTRIBUTION | KUALA SELANGOR | Existing | BKSL/PCE/J00496/MATX1 | 300261191 | TX-R01878 | PKNS TAMAN SRI INDAH |  | 0 | RYB |  |  | 11 kV |  | 415 V |  | MTM | 750.00 kVA | 20/05/2007 |  | 1 | 0 | Fail | Please check "Voltage In/Out"
380080416 | TNB | DISTRIBUTION | KUALA SELANGOR | Existing |  |  | TX-R04849 | SSU PKPS |  | 0 | RYB |  |  | 11 kV |  | 415 V |  |  | 1000.00 kVA | 19700101 |  | 1 | 0 | Fail | Please check "Voltage In/Out"
380080510 | TNB | DISTRIBUTION | KUALA SELANGOR | Existing | BKSL/PCE/J00507/MATX1 | 300261198 | TX-R05069 | PUSAT PENYEMBELIHAN PKPS |  | 0 | RYB |  |  | 11 kV |  | 415 V |  | EWT | 300.00 kVA | 14/11/2008 |  | 1 | 0 | Fail | Please check "Voltage In/Out"
380080613 | TNB | DISTRIBUTION | KUALA SELANGOR | Existing | BKSL/PCE/J00509/MATX1 | 300261200 | TX-R04838 | STP UNISEL |  | 0 | RYB |  |  | 11 kV |  | 415 V |  | MTM | 750.00 kVA | 19/02/2008 |  | 1 | 7 | Fail | Please check "Voltage In/Out"
380080707 | TNB | DISTRIBUTION | KUALA SELANGOR | Existing | BKSL/PCE/J00508/MATX1 | 300261199 | TX-R04835 | RUMAH KAKITANGAN UNISEL |  | 0 | RYB |  |  | 11 kV |  | 415 V |  | MTM | 300.00 kVA | 15/12/2008 |  | 1 | 27 | Fail | Please check "Voltage In/Out"
380080812 | TNB | DISTRIBUTION | KUALA SELANGOR | Existing | BKSL/PCE/J00510/MATX1 | 300261201 | TX1-R04829 | ASRAMA PUTERI UNISEL |  | 0 | RYB |  |  | 11 kV |  | 415 V |  | SGB | 1000.00 kVA | 22/03/2009 |  | 1 | 0 | Fail | Please check "Voltage In/Out"
380080815 | TNB | DISTRIBUTION | KUALA SELANGOR | Existing | BKSL/PCE/J00510/MATX2 | 300261969 | TX2-R04823 | ASRAMA PUTERI UNISEL |  | 0 | RYB |  |  | 11 kV |  | 415 V |  | SGB | 1000.00 kVA | 19/04/2007 |  | 1 | 0 | Fail | Please check "Voltage In/Out"
380081013 | TNB | DISTRIBUTION | KUALA SELANGOR | Existing | BKSL/PCE/J00511/MATX2 | 300261970 | TX2-R04828 | ASRAMA PUTERA UNISEL |  | 0 | RYB |  |  | 11 kV |  | 415 V |  | MTM | 1000.00 kVA | 20/05/2008 |  | 1 | 6 | Fail | Please check "Voltage In/Out"
380081016 | TNB | DISTRIBUTION | KUALA SELANGOR | Existing | BKSL/PCE/J00511/MATX1 | 300261202 | TX1-R04825 | ASRAMA PUTERA UNISEL |  | 0 | RYB |  |  | 11 kV |  | 415 V |  | MTM | 1000.00 kVA | 19/04/2000 |  | 1 | 5 | Fail | Please check "Voltage In/Out"
380081177 | TNB | DISTRIBUTION | KUALA SELANGOR | Existing |  |  | TX1-R01899 | SIME INAX |  | 0 | RYB |  |  | 11 kV |  | 415 V |  |  | 1000.00 kVA | 19700101 |  | 1 | 1 | Fail | Please check "Voltage In/Out"
380081315 | TNB | DISTRIBUTION | KUALA SELANGOR | Existing | BKSL/PCE/J00464/MATX1 | 300261158 | TX1-R03177 | TECHNOPARK NO 1 |  | 2 | RYB |  |  | 11 kV |  | 415 V |  | SGB | 1000.00 kVA | 19/04/2005 |  | 1 | 2 | Fail | Please check "Voltage In/Out"
380081318 | TNB | DISTRIBUTION | KUALA SELANGOR | Existing | BKSL/PCE/J00464/MATX2 | 300261159 | TX2-R03174 | TECHNOPARK NO 1 |  | 0 | RYB |  |  | 11 kV |  | 415 V |  | SGB | 1000.00 kVA | 28/06/2003 |  | 1 | 0 | Fail | Please check "Voltage In/Out"
380081657 | TNB | DISTRIBUTION | KUALA SELANGOR | Existing | BKSL/PCE/J00466/MATX1 | 300261162 | TX1-R03184 | TECHNOPARK NO 3 |  | 0 | RYB |  |  | 11 kV |  | 415 V |  | MTM | 500.00 kVA | 20/09/2002 |  | 1 | 0 | Fail | Please check "Voltage In/Out"
380081660 | TNB | DISTRIBUTION | KUALA SELANGOR | Existing | BKSL/PCE/J00466/MATX2 | 300261163 | TX2-R03185 | TECHNOPARK NO 3 |  | 0 | RYB |  |  | 11 kV |  | 415 V |  | EWT | 1000.00 kVA | 20031010 |  | 1 | 0 | Fail | Please check "Voltage In/Out"
380081828 | TNB | DISTRIBUTION | KUALA SELANGOR | Existing | BKSL/PCE/J00467/MATX1 | 300261164 | TX1-R03189 | TECHNOPARK NO 4 |  | 0 | RYB |  |  | 11 kV |  | 415 V |  | SGB | 1000.00 kVA | 27/11/2005 |  | 1 | 0 | Fail | Please check "Voltage In/Out"
380081831 | TNB | DISTRIBUTION | KUALA SELANGOR | Existing | BKSL/PCE/J00467/MATX2 | 300261165 | TX2-R03188 | TECHNOPARK NO 4 |  | 0 | RYB |  |  | 11 kV |  | 415 V |  | EWT | 1000.00 kVA | 20041012 |  | 1 | 0 | Fail | Please check "Voltage In/Out"
380081992 | TNB | DISTRIBUTION | KUALA SELANGOR | Existing | BKSL/PCE/J00468/MATX1 | 300261166 | TX-R01870 | PKNS RANTAU PANJANG |  | 0 | RYB |  |  | 11 kV |  | 415 V |  | LKH | 300.00 kVA | 14/02/2005 |  | 1 | 101 | Fail | Please check "Voltage In/Out"
380082114 | TNB | DISTRIBUTION | KUALA SELANGOR | Existing | BKSL/PCE/J00516/MATX1 | 300261205 | TX-R05057 | BERJUNTAI BESTARI NO 2 |  | 0 | RYB |  |  | 11 kV |  | 415 V |  | MTM | 1000.00 kVA | 20071107 |  | 1 | 376 | Fail | Please check "Voltage In/Out"
380082208 | TNB | DISTRIBUTION | KUALA SELANGOR | Existing | BKSL/PCE/J00515/MATX1 | 300261204 | TX-R05054 | BERJUNTAI BESTARI NO 1 |  | 0 | RYB |  |  | 11 kV |  | 415 V |  | MTM | 750.00 kVA | 28/06/2008 |  | 1 | 217 | Fail | Please check "Voltage In/Out"
380082302 | TNB | DISTRIBUTION | KUALA SELANGOR | Existing | BKSL/PCE/J00514/MATX1 | 300343342 | TX-R05376 | ANGGERIK LAKSAMANA |  | 0 | RYB |  |  | 11 kV |  | 415 V |  | MTM | 750.00 kVA | 20010903 |  | 1 | 2 | Fail | Please check "Voltage In/Out"
380082424 | TNB | DISTRIBUTION | KUALA SELANGOR | Existing | BKSL/PCE/J00577/MATX1 | 300287670 | TX-R05838 | TMN ILMU BISTARI |  | 0 | RYB |  |  | 11 kV |  | 415 V |  | EWT | 500.00 kVA | 14/02/2007 |  | 1 | 171 | Fail | Please check "Voltage In/Out"
380083478 | TNB | DISTRIBUTION | KUALA SELANGOR | Existing | BKSL/PCE/J00827/MATX | 300443146 | TX1- R06705 | FORWARD SCOPE |  | 0 | RYB |  |  | 11 kV |  | 415 V |  | EWT | 750.00 kVA | 20100104 |  | 1 | 0 | Fail | Please check "Voltage In/Out"
380083782 | TNB | DISTRIBUTION | KUALA SELANGOR | Existing | BKSL/PCE/J00409/MATX1 | 300511623 | TX1- R07571 | ASSIGN PRECISION |  | 0 | RYB | [7 empty] | 1000.00 kVA | 19700101 |  | 1 | 0 | Fail | Please check "Voltage In/Out"
380083956 | TNB | DISTRIBUTION | KUALA SELANGOR | Existing | BKSL/PCE/J00809/MATX | 300319671 | TX1- R06035 | PPAJ NO.4 |  | 0 | RYB |  |  | 11 kV |  | 415 V |  | EWT | 1000.00 kVA | 14/02/1992 |  | 1 | 0 | Fail | Please check "Voltage In/Out"
380084138 | TNB | DISTRIBUTION | KUALA SELANGOR | Existing | BKSL/PCE/J00805/MATX | 300319672 | TX1- R06032 | PPAJ NO.3 |  | 0 | RYB |  |  | 11 kV |  | 415 V |  | SGB | 750.00 kVA | 18/03/1996 |  | 1 | 0 | Fail | Please check "Voltage In/Out"
380084237 | TNB | DISTRIBUTION | KUALA SELANGOR | Existing | BKSL/PCE/J00804/MATX | 300319673 | TX1- R06029 | PPAJ NO.6 |  | 0 | RYB |  |  | 11 kV |  | 415 V |  | MTM | 1000.00 kVA | 19/04/1994 |  | 1 | 0 | Fail | Please check "Voltage In/Out"
380084341 | TNB | DISTRIBUTION | KUALA SELANGOR | Existing | BKSL/PCE/J00747/MATX | 300319698 | TX1- R06390 | PADAT BAN GUAT HUAT TAJ JLN 2/6 |  | 0 | RYB |  |  | 11 kV |  | 415 V |  | MTM | 500.00 kVA | 26/06/1990 |  | 1 | 0 | Fail | Please check "Voltage In/Out"
380084486 | TNB | DISTRIBUTION | KUALA SELANGOR | Existing |  |  | TX2- R05253 | RUMAH PANGSA INDUSTRI ALAM JAY |  | 0 | RYB |  |  | 11 kV |  | 415 V |  |  | 1000.00 kVA | 19700101 |  | 1 | 0 | Fail | Please check "Voltage In/Out"
380084489 | TNB | DISTRIBUTION | KUALA SELANGOR | Existing | BKSL/PCE/J00769/MATX | 300319697 | TX1- R05252 | RUMAH PANGSA INDUSTRI ALAM JAY |  | 0 | RYB |  |  | 11 kV |  | 415 V |  | MTM | 500.00 kVA | 20/05/1997 |  | 1 | 0 | Fail | Please check "Voltage In/Out"
380084702 | TNB | DISTRIBUTION | KUALA SELANGOR | Existing | BKSL/PCE/J00770/MATX | 300319680 | TX1- R04740 | INDUSTRI ALAM JAYA NO.6 |  | 0 | RYB |  |  | 11 kV |  | 415 V |  | MTM | 500.00 kVA | 19971110 |  | 1 | 0 | Fail | Please check "Voltage In/Out"
380084997 | TNB | DISTRIBUTION | KUALA SELANGOR | Existing |  |  | TX2-R05273 | PE IND ALAM JAYA NO.8 |  | 0 | RYB |  |  | 11 kV |  | 415 V |  | MTM | 500.00 kVA | 22/09/1980 |  | 1 | 0 | Fail | Please check "Voltage In/Out"
380085036 | TNB | DISTRIBUTION | KUALA SELANGOR | Existing |  |  | TX1- R06702 | GREAT MARKETING |  | 0 | RYB |  |  | 11 kV |  | 415 V |  |  | 500.00 kVA | 19700101 |  | 1 | 0 | Fail | Please check "Voltage In/Out"
380085179 | TNB | DISTRIBUTION | KUALA SELANGOR | Existing | BKSL/PCE/J00772/MATX | 300319678 | TX1- R06400 | JS CONSC TRUCTION & DEV SDN BH |  | 0 | RYB |  |  | 11 kV |  | 415 V |  | MTM | 500.00 kVA | 18/08/1986 |  | 1 | 0 | Fail | Please check "Voltage In/Out"
380085294 | TNB | DISTRIBUTION | KUALA SELANGOR | Existing | BKSL/PCE/J00773/MATX | 300319677 | TX1- R05895 | MULTI GUNA NO.3 |  | 0 | RYB |  |  | 11 kV |  | 415 V |  | MTM | 500.00 kVA | 17/07/1994 |  | 1 | 0 | Fail | Please check "Voltage In/Out"
380085592 | TNB | DISTRIBUTION | KUALA SELANGOR | Existing |  |  | TX1 | RGB INDUSTRIES 2/5 |  | 0 | RYB |  |  | 11 kV |  | 415 V |  |  | 1000.00 kVA | 19700101 |  | 1 | 0 | Fail | Please check "Voltage In/Out"
380085717 | TNB | DISTRIBUTION | KUALA SELANGOR | Existing | BKSL/PCE/J00757/MATX1 | 300319625 | TX2- R06491 | EXTRO GREAT |  | 0 | RYB |  |  | 11 kV |  | 415 V |  | EWT | 750.00 kVA | 26/06/1981 |  | 1 | 0 | Fail | Please check "Voltage In/Out"
380085720 | TNB | DISTRIBUTION | KUALA SELANGOR | Existing | BKSL/PCE/J00757 | 300544897 | TX1- R06490 | EXTRO GREAT |  | 0 | RYB |  |  | 11 kV |  | 415 V |  | MTM | 750.00 kVA | 19700101 |  | 1 | 0 | Fail | Please check "Voltage In/Out"
380085927 | TNB | DISTRIBUTION | KUALA SELANGOR | Existing | BKSL/PCE/J00844/MATX1 | 300526588 | TX1-R07569 | R&S PETROLEUM TIAJ 2/4 |  | 0 | RYB |  |  | 11 kV |  | 415 V |  | MTM | 300.00 kVA | 19700101 |  | 1 | 0 | Fail | Please check "Voltage In/Out"
380086046 | TNB | DISTRIBUTION | KUALA SELANGOR | Existing | BKSL/PCE/J00785/MATX1 | 300319571 | TX1- R05230 | KLG LOT 7 ALAM JAYA |  | 0 | RYB |  |  | 11 kV |  | 415 V |  | MTM | 500.00 kVA | 20/09/2011 |  | 1 | 0 | Fail | Please check "Voltage In/Out"
380086165 | TNB | DISTRIBUTION | KUALA SELANGOR | Existing | BKSL/PCE/J00784/MATX1 | 300319569 | TX1- R05233 | KLG LOT 8 ALAM JAYA |  | 0 | RYB |  |  | 11 kV |  | 415 V |  | SGB | 750.00 kVA | 18/08/2000 |  | 1 | 0 | Fail | Please check "Voltage In/Out"
380086406 | TNB | DISTRIBUTION | KUALA SELANGOR | Existing | BKSL/PCE/J00782/MATX1 | 300315474 | TX1- R04593 | KLG LOT 9 ALAM JAYA |  | 0 | RYB |  |  | 11 kV |  | 415 V |  | SGB | 500.00 kVA | 27/11/2011 |  | 1 | 0 | Fail | Please check "Voltage In/Out"
380086526 | TNB | DISTRIBUTION | KUALA SELANGOR | Existing | BKSL/PCE/J00783/MATX1 | 300319568 | TX1- R05792 | YL TRADING |  | 0 | RYB |  |  | 11 kV |  | 415 V |  | EWT | 500.00 kVA | 20071107 |  | 1 | 0 | Fail | Please check "Voltage In/Out"
380086764 | TNB | DISTRIBUTION | KUALA SELANGOR | Existing | BKSL/PCE/J00298/MATX1 | 300319541 | TX1- R06371 | APARTMENT ALAM PERDANA 1 |  | 0 | RYB |  |  | 11 kV |  | 415 V |  | EWT | 1000.00 kVA | 22/03/2011 |  | 1 | 0 | Fail | Please check "Voltage In/Out"
380086767 | TNB | DISTRIBUTION | KUALA SELANGOR | Existing | BKSL/PCE/J00298/MATX2 | 300345107 | TX2- R06372 | APARTMENT ALAM PERDANA 1 |  | 0 | RYB |  |  | 11 kV |  | 415 V |  | SGB | 1000.00 kVA | 20090903 |  | 1 | 0 | Fail | Please check "Voltage In/Out"
380092082 | TNB | DISTRIBUTION | KUALA SELANGOR | Existing | BKSL/PCE/J00648/MATX2 | 300345811 | TX-R04990 | SON STAR |  | 0 | RYB |  |  | 11 kV |  | 415 V |  | MTM | 1000.00 kVA | 20090903 |  | 1 | 0 | Fail | Please check "Voltage In/Out"
380092085 | TNB | DISTRIBUTION | KUALA SELANGOR | Existing | BKSL/PCE/J00648/MATX1 | 300319567 | TX-R04991 | SON STAR |  | 0 | RYB |  |  | 11 kV |  | 415 V |  | MTM | 1000.00 kVA | 28/06/2008 |  | 1 | 0 | Fail | Please check "Voltage In/Out"
380092368 | TNB | DISTRIBUTION | KUALA SELANGOR | Existing | BKSL/PCE/J00821/MATX | 300346287 | TX-R01778 | LOT 256 SOUTH PROP HOLDING |  | 0 | RYB |  |  | 11 kV |  | 415 V |  | SGB | 750.00 kVA | 20090903 |  | 1 | 0 | Fail | Please check "Voltage In/Out"
380092781 | TNB | DISTRIBUTION | KUALA SELANGOR | Existing | BKSL/PCE/J00694/MATX | 300319535 | TX-R05885 | JLN KOTA PUTERI 5/14B |  | 0 | RYB |  |  | 11 kV |  | 415 V |  | EWT | 500.00 kVA | 22/09/2007 |  | 1 | 0 | Fail | Please check "Voltage In/Out"
380092875 | TNB | DISTRIBUTION | KUALA SELANGOR | Existing | BKSL/PCE/J00695/MATX | 300319536 | TX-R05888 | KOTA PUTERI PERSIARAN BT ARANG |  | 0 | RYB |  |  | 11 kV |  | 415 V |  | SGB | 750.00 kVA | 20071110 |  | 1 | 0 | Fail | Please check "Voltage In/Out"
380093682 | TNB | DISTRIBUTION | KUALA SELANGOR | Existing | BKSL/PCE/J00696/MATX1 | 300319517 | TX-R06071 | KOTA PUTERI NO.5 JLN KP 5/13 |  | 0 | RYB |  |  | 11 kV |  | 415 V |  | SGB | 750.00 kVA | 20/05/2011 |  | 1 | 0 | Fail | Please check "Voltage In/Out"
380093702 | TNB | DISTRIBUTION | KUALA SELANGOR | Existing | BKSL/PCE/J00692/MATX | 300346137 | TX-R05877 | SSU KOTA PUTERI (CB9) |  | 0 | RYB |  |  | 11 kV |  | 415 V |  | MTM | 1000.00 kVA | 20090903 | R05877 | 1 | 0 | Fail | Please check "Voltage In/Out"
380100589 | TNB | DISTRIBUTION | KUALA SELANGOR | Existing | BKSL/PCE/J00035/MATX1 | 300022064 | TX1-S00068 | SG RAMBAI NO 1 |  | 3 | RYB |  |  | 11 kV |  | 415 V |  | MTM | 100.00 kVA | 19881012 |  | 1 | 13 | Fail | Please check "Voltage In/Out"
380100692 | TNB | DISTRIBUTION | KUALA SELANGOR | Existing | BKSL/PCE/J00133/MATX1 | 300228397 | TX1-S01640 | SW/STN SG RAMBAI ESTET |  | 117 | RYB |  |  | 11 kV |  | 415 V |  | MTM | 300.00 kVA | 19/04/1993 |  | 1 | 127 | Fail | Please check "Voltage In/Out"
380100788 | TNB | DISTRIBUTION | KUALA SELANGOR | Existing | BKSL/PCE/J00036/MATX1 | 300022069 | TX1-S00071 | SG RAMBAI NO 2 |  | 0 | RYB |  |  | 11 kV |  | 415 V |  | MTM | 300.00 kVA | 14/02/1997 |  | 1 | 0 | Fail | Please check "Voltage In/Out"
380100882 | TNB | DISTRIBUTION | KUALA SELANGOR | Existing | BKSL/PCE/J00136/MATX1 | 300239556 | TX1-S01336 | R/PAM AIR JPS KG ASAHAN |  | 0 | RYB |  |  | 11 kV |  | 415 V |  | EWT | 1000.00 kVA | 20/05/2002 |  | 1 | 0 | Fail | Please check "Voltage In/Out"
380101070 | TNB | DISTRIBUTION | KUALA SELANGOR | Existing | BKSL/PCE/J00033/MATX1 | 300022054 | TX1-S00060 | LDG SEL RIVER SIDE |  | 82 | RYB |  |  | 11 kV |  | 415 V |  | MTM | 300.00 kVA | 19841010 |  | 1 | 91 | Fail | Please check "Voltage In/Out"
380101166 | TNB | DISTRIBUTION | KUALA SELANGOR | Existing | BKSL/PCE/J00032/MATX1 | 300022049 | TX1-S00057 | PKNS KG KUANTAN |  | 0 | RYB |  |  | 11 kV |  | 415 V |  | MTM | 1000.00 kVA | 20/09/2002 |  | 1 | 0 | Fail | Please check "Voltage In/Out"
380101284 | TNB | DISTRIBUTION | KUALA SELANGOR | Existing | BKSL/PCE/J00484/MATX1 | 300261179 | TX1-R00559 | KG JAYA SETIA |  | 87 | RYB |  |  | 11 kV |  | 415 V |  | MTM | 300.00 kVA | 22/03/2008 |  | 1 | 100 | Fail | Please check "Voltage In/Out"
380101482 | TNB | DISTRIBUTION | KUALA SELANGOR | Existing | BKSL/PCE/J00485/MATX1 | 310024271 | TX1-R1 | JAYA SETIA A/T |  | 305 | RYB |  |  | 11 kV |  | 415 V |  | MTM | 500.00 kVA | 23/08/2016 |  | 1 | 356 | Fail | Please check "Voltage In/Out"
380101583 | TNB | DISTRIBUTION | KUALA SELANGOR | Existing | BKSL/PCE/J00407/MATX1 | 300510460 | TX1-R07586 | INDUSTRI BUKIT BADONG B |  | 0 | RYB |  |  | 11 kV |  | 415 V |  | EWT | 1000.00 kVA | 19700101 |  | 1 | 0 | Fail | Please check "Voltage In/Out"
380101586 | TNB | DISTRIBUTION | KUALA SELANGOR | Existing |  |  | TX2-R07587 | INDUSTRI BUKIT BADONG B |  | 0 | RYB |  |  | 11 kV |  | 415 V |  |  | 1000.00 kVA | 19700101 |  | 1 | 0 | Fail | Please check "Voltage In/Out"
380101754 | TNB | DISTRIBUTION | KUALA SELANGOR | Existing | BKSL/PCE/J00406/MATX1 | 300510601 | TX1-R07590 | INDUSTRI BUKIT BADONG A |  | 0 | RYB |  |  | 11 kV |  | 415 V |  | EWT | 1000.00 kVA | 19700101 |  | 1 | 0 | Fail | Please check "Voltage In/Out"
380101757 | TNB | DISTRIBUTION | KUALA SELANGOR | Existing | BKSL/PCE/J00406/MATX2 | 300510463 | TX2-R07591 | INDUSTRI BUKIT BADONG A |  | 0 | RYB |  |  | 11 kV |  | 415 V |  | EWT | 1000.00 kVA | 19700101 |  | 1 | 0 | Fail | Please check "Voltage In/Out"
380101929 | TNB | DISTRIBUTION | KUALA SELANGOR | Existing | BKSL/PCE/J00633/MATX1 | 300313287 | TX1-R05149 | TAMAN HARMONI |  | 0 | RYB |  |  | 11 kV |  | 415 V |  | EWT | 300.00 kVA | 14/02/2011 |  | 1 | 0 | Fail | Please check "Voltage In/Out"
380102023 | TNB | DISTRIBUTION | KUALA SELANGOR | Existing | BKSL/PCE/J00634/MATX1 | 300313302 | TX1-R06129 | RUMAH KEDAI IJOK |  | 0 | RYB |  |  | 11 kV |  | 415 V |  | MTM | 500.00 kVA | 18/03/2011 |  | 1 | 0 | Fail | Please check "Voltage In/Out"
380102117 | TNB | DISTRIBUTION | KUALA SELANGOR | Existing |  |  | TX1-R06944 | PADAT TAMAN IJOK DAMAI |  | 0 | RYB |  |  | 11 kV |  | 415 V |  |  | 1000.00 kVA | 19700101 |  | 1 | 0 | Fail | Please check "Voltage In/Out"
380102211 | TNB | DISTRIBUTION | KUALA SELANGOR | Existing | BKSL/PCE/J00684/MATX | 300313730 | TX1-R03467 | PADAT JLN BKT ROBINSON |  | 0 | RYB |  |  | 11 kV |  | 415 V |  | SCHNEIDER ELECTRIC | 1000.00 kVA | 20111110 |  | 1 | 0 | Fail | Please check "Voltage In/Out"
380102383 | TNB | DISTRIBUTION | KUALA SELANGOR | Existing | BKSL/PCE/J00683/MATX | 300313727 | TX1-R05181 | LEE LEE KONG |  | 0 | RYB |  |  | 11 kV |  | 415 V |  | SGB | 300.00 kVA | 22/09/2010 |  | 1 | 0 | Fail | Please check "Voltage In/Out"
380102485 | TNB | DISTRIBUTION | KUALA SELANGOR | Existing | BKSL/PCE/J00682/MATX | 300313719 | TX1-R05359 | TMN IJOK UTAMA |  | 0 | RYB |  |  | 11 kV |  | 415 V |  | MTM | 1000.00 kVA | 18/08/2011 |  | 1 | 0 | Fail | Please check "Voltage In/Out"
380102488 | TNB | DISTRIBUTION | KUALA SELANGOR | Existing |  |  | TX2-R05360 | TMN IJOK UTAMA |  | 0 | RYB |  |  | 11 kV |  | 415 V |  |  | 1000.00 kVA | 19700101 |  | 1 | 0 | Fail | Please check "Voltage In/Out"
380102849 | TNB | DISTRIBUTION | KUALA SELANGOR | Existing | BKSL/PCE/J00825/MATX1 | 300443276 | TX1-R06708 | TAMAN SEJATI JALAN 9 |  | 0 | RYB |  |  | 11 kV |  | 415 V |  | SGB | 500.00 kVA | 19900101 |  | 1 | 0 | Fail | Please check "Voltage In/Out"
380102852 | TNB | DISTRIBUTION | KUALA SELANGOR | Existing |  |  | TX2-R07273 | TAMAN SEJATI JALAN 9 |  | 0 | RYB |  |  | 11 kV |  | 415 V |  |  | 500.00 kVA | 19700101 |  | 1 | 0 | Fail | Please check "Voltage In/Out"
380103020 | TNB | DISTRIBUTION | KUALA SELANGOR | Existing | BKSL/PCE/J00389/MATX1 | 300485435 | TX1-R07400 | TMN IJOK UTAMA NO 2 |  | 0 | RYB |  |  | 11 kV |  | 415 V |  | EWT | 300.00 kVA | 19700101 |  | 1 | 0 | Fail | Please check "Voltage In/Out"
380103023 | TNB | DISTRIBUTION | KUALA SELANGOR | Existing |  |  | TX2-R07398 | TMN IJOK UTAMA NO 2 |  | 0 | RYB |  |  | 11 kV |  | 415 V |  |  | 750.00 kVA | 19700101 |  | 1 | 0 | Fail | Please check "Voltage In/Out"
380103184 | TNB | DISTRIBUTION | KUALA SELANGOR | Existing | BKSL/PCE/J00680/MATX | 300313709 | TX1-R05985 | TMN SRI IJOK |  | 0 | RYB |  |  | 11 kV |  | 415 V |  | SGB | 500.00 kVA | 26/06/2011 |  | 1 | 0 | Fail | Please check "Voltage In/Out"
380103280 | TNB | DISTRIBUTION | KUALA SELANGOR | Existing | BKSL/PCE/J00679/MATX | 300313705 | TX1-R04253 | TMN KOPERASI BENA IJOK |  | 0 | RYB |  |  | 11 kV |  | 415 V |  | MTM | 1000.00 kVA | 20/05/2010 |  | 1 | 0 | Fail | Please check "Voltage In/Out"
380103376 | TNB | DISTRIBUTION | KUALA SELANGOR | Existing | BKSL/PCE/J00678/MATX | 300313701 | TX1-R03624 | PADAT BT. 8 IJOK |  | 0 | RYB |  |  | 11 kV |  | 415 V |  | MTM | 500.00 kVA | 19/04/2011 |  | 1 | 0 | Fail | Please check "Voltage In/Out"
380103480 | TNB | DISTRIBUTION | KUALA SELANGOR | Existing | BKSL/PCE/J00677/MATX | 300313698 | TX1-R03935 | KG BKT BADONG NO 2 A/T |  | 0 | RYB |  |  | 11 kV |  | 415 V |  | MTM | 500.00 kVA | 18/03/2011 |  | 1 | 0 | Fail | Please check "Voltage In/Out"
380103574 | TNB | DISTRIBUTION | KUALA SELANGOR | Existing | BKSL/PCE/J00676/MATX | 300313694 | TX1-R03441 | KG BKT BADONG NO 1 A/T |  | 0 | RYB |  |  | 11 kV |  | 415 V |  | EWT | 300.00 kVA | 14/02/2009 |  | 1 | 0 | Fail | Please check "Voltage In/Out"
380103684 | TNB | DISTRIBUTION | KUALA SELANGOR | Existing | BKSL/PCE/J00675/MATX | 300313691 | TX1-R01793 | KG BKT BADONG |  | 0 | RYB |  |  | 11 kV |  | 415 V |  | MTM | 500.00 kVA | 20091012 |  | 1 | 0 | Fail | Please check "Voltage In/Out"
380103976 | TNB | DISTRIBUTION | KUALA SELANGOR | Existing | BKSL/PCE/J00673/MATX | 300313684 | TX1-R00515 | ISITO |  | 0 | RYB |  |  | 11 kV |  | 415 V |  | MTM | 750.00 kVA | 27/11/2011 |  | 1 | 0 | Fail | Please check "Voltage In/Out"
380104076 | TNB | DISTRIBUTION | KUALA SELANGOR | Existing | BKSL/PCE/J00598/MATX | 300313658 | TX1-R01823 | IBU SAWAT TELEKOM IJOK |  | 0 | RYB |  |  | 11 kV |  | 415 V |  | MTM | 100.00 kVA | 20081107 |  | 1 | 0 | Fail | Please check "Voltage In/Out"
380104982 | TNB | DISTRIBUTION | KUALA SELANGOR | Existing | BKSL/PCE/J00751/MATX1 | 300319613 | TX1-R05669 | GUPPY PLASTIC NO.2 ALAM JAYA |  | 0 | RYB |  |  | 11 kV |  | 415 V |  | SGB | 1000.00 kVA | 19921107 |  | 1 | 0 | Fail | Please check "Voltage In/Out"
380105076 | TNB | DISTRIBUTION | KUALA SELANGOR | Existing | BKSL/PCE/J00752/MATX1 | 300319614 | TX1-R05672 | GUPPY PLASTIC NO.3 ALAM JAYA |  | 0 | RYB |  |  | 11 kV |  | 415 V |  | MTM | 500.00 kVA | 18/08/1996 |  | 1 | 0 | Fail | Please check "Voltage In/Out"
380105216 | TNB | DISTRIBUTION | KUALA SELANGOR | Existing | BKSL/PCE/J00870/MATX1 | 300541058 | TX1-R07279 | HLCT LAND TIAJ 2/1 |  | 0 | RYB |  |  | 11 kV |  | 415 V |  | MTM | 500.00 kVA | 22/08/2014 |  | 1 | 0 | Fail | Please check "Voltage In/Out"
380105317 | TNB | DISTRIBUTION | KUALA SELANGOR | Existing | BKSL/PCE/J00753/MATX1 | 300319616 | TX1-R04338 | PLANTFIELD NO.1 |  | 0 | RYB |  |  | 11 kV |  | 415 V |  | MTM | 1000.00 kVA | 19981010 |  | 1 | 0 | Fail | Please check "Voltage In/Out"
380105320 | TNB | DISTRIBUTION | KUALA SELANGOR | Existing | BKSL/PCE/J00753/MATX2 | 300346111 | TX2-R05463 | PLANTFIELD NO.1 |  | 0 | RYB |  |  | 11 kV |  | 415 V |  | MTM | 300.00 kVA | 20090903 |  | 1 | 0 | Fail | Please check "Voltage In/Out"
380105488 | TNB | DISTRIBUTION | KUALA SELANGOR | Existing | BKSL/PCE/J00754/MATX1 | 300319618 | TX1-R05396 | PLANTFIELD NO.2 |  | 0 | RYB |  |  | 11 kV |  | 415 V |  | SGB | 500.00 kVA | 19941012 |  | 1 | 0 | Fail | Please check "Voltage In/Out"
380105491 | TNB | DISTRIBUTION | KUALA SELANGOR | Existing |  |  | TX2-R05397 | PLANTFIELD NO.2 |  | 0 | RYB |  |  | 11 kV |  | 415 V |  |  | 300.00 kVA | 19700101 |  | 1 | 0 | Fail | Please check "Voltage In/Out"
380105652 | TNB | DISTRIBUTION | KUALA SELANGOR | Existing | BKSL/PCE/J00795/MATX1 | 300319599 | TX1-R06274 | MULTIGUNA CONSTRUCTION & DEV |  | 0 | RYB |  |  | 11 kV |  | 415 V |  | MTM | 500.00 kVA | 18/03/1979 |  | 1 | 0 | Fail | Please check "Voltage In/Out"
380105746 | TNB | DISTRIBUTION | KUALA SELANGOR | Existing | BKSL/PCE/J00869/MATX1 | 300541049 | TX1-R06850 | MACHMAR INDS NO.2 |  | 0 | RYB |  |  | 11 kV |  | 415 V |  | INDKOM | 300.00 kVA | 20140101 |  | 1 | 0 | Fail | Please check "Voltage In/Out"
380105840 | TNB | DISTRIBUTION | KUALA SELANGOR | Existing | BKSL/PCE/J00758/MATX1 | 300319624 | TX1-R05403 | MARKLON INDS |  | 0 | RYB | [7 empty] | 1000.00 kVA | 19700101 |  | 1 | 0 | Fail | Please check "Voltage In/Out"
380105934 | TNB | DISTRIBUTION | KUALA SELANGOR | Existing | BKSL/PCE/J00756/MATX1 | 300319623 | TX1-R05400 | MACHMAR INDS |  | 0 | RYB |  |  | 11 kV |  | 415 V |  | MTM | 1000.00 kVA | 19/04/1997 |  | 1 | 0 | Fail | Please check "Voltage In/Out"
380106035 | TNB | DISTRIBUTION | KUALA SELANGOR | Existing | BKSL/PCE/J00719/MATX1 | 300319556 | TX1-S01095 | FASA 3A 2 PUNCAK ALAM |  | 0 | RYB |  |  | 11 kV |  | 415 V |  | MTM | 1000.00 kVA | 17/07/2011 |  | 1 | 0 | Fail | Please check "Voltage In/Out"
380106038 | TNB | DISTRIBUTION | KUALA SELANGOR | Existing | BKSL/PCE/J00719/MATX2 | 300345841 | TX2-S01096 | FASA 3A 2 PUNCAK ALAM |  | 0 | RYB |  |  | 11 kV |  | 415 V |  | MTM | 1000.00 kVA | 20090903 |  | 1 | 0 | Fail | Please check "Voltage In/Out"
380106206 | TNB | DISTRIBUTION | KUALA SELANGOR | Existing | BKSL/PCE/J00720/MATX2 | 300345845 | TX2-S01124 | APRT NO.4 PUNCAK ALAM |  | 0 | RYB |  |  | 11 kV |  | 415 V |  | MTM | 1000.00 kVA | 20090903 |  | 1 | 0 | Fail | Please check "Voltage In/Out"
380106209 | TNB | DISTRIBUTION | KUALA SELANGOR | Existing | BKSL/PCE/J00720/MATX1 | 300319557 | TX1-S01123 | APRT NO.4 PUNCAK ALAM |  | 0 | RYB |  |  | 11 kV |  | 415 V |  | MTM | 1000.00 kVA | 18/08/2007 |  | 1 | 0 | Fail | Please check "Voltage In/Out"
380106377 | TNB | DISTRIBUTION | KUALA SELANGOR | Existing | BKSL/PCE/J00721/MATX2 | 300345881 | TX2-S01120 | APRT NO.3 PUNCAK ALAM |  | 0 | RYB |  |  | 11 kV |  | 415 V |  | MTM | 1000.00 kVA | 20090903 |  | 1 | 0 | Fail | Please check "Voltage In/Out"
380106380 | TNB | DISTRIBUTION | KUALA SELANGOR | Existing | BKSL/PCE/J00721/MATX1 | 300319558 | TX1-S01119 | APRT NO.3 PUNCAK ALAM |  | 0 | RYB |  |  | 11 kV |  | 415 V |  | MTM | 1000.00 kVA | 22/09/2006 |  | 1 | 0 | Fail | Please check "Voltage In/Out"
380106548 | TNB | DISTRIBUTION | KUALA SELANGOR | Existing | BKSL/PCE/J00722/MATX1 | 300319561 | TX1-S01115 | APRT NO.2 PUNCAK ALAM |  | 0 | RYB |  |  | 11 kV |  | 415 V |  | MTM | 1000.00 kVA | 15/12/2011 |  | 1 | 0 | Fail | Please check "Voltage In/Out"
380106551 | TNB | DISTRIBUTION | KUALA SELANGOR | Existing | BKSL/PCE/J00722/MATX2 | 300345889 | TX2-S01116 | APRT NO.2 PUNCAK ALAM |  | 0 | RYB |  |  | 11 kV |  | 415 V |  | MTM | 1000.00 kVA | 20090903 |  | 1 | 0 | Fail | Please check "Voltage In/Out"
380106719 | TNB | DISTRIBUTION | KUALA SELANGOR | Existing | BKSL/PCE/J00723/MATX2 | 300345893 | TX1-S01112 | APRT NO.1 PUNCAK ALAM |  | 0 | RYB |  |  | 11 kV |  | 415 V |  | MTM | 1000.00 kVA | 20090903 |  | 1 | 0 | Fail | Please check "Voltage In/Out"
380106722 | TNB | DISTRIBUTION | KUALA SELANGOR | Existing | BKSL/PCE/J00723/MATX1 | 300319563 | TX1-S01111 | APRT NO.1 PUNCAK ALAM |  | 0 | RYB |  |  | 11 kV |  | 415 V |  | MTM | 1000.00 kVA | 22/03/2007 |  | 1 | 0 | Fail | Please check "Voltage In/Out"
380106890 | TNB | DISTRIBUTION | KUALA SELANGOR | Existing |  |  | TX2-S01132 | JUWITA FASA 3 C NO 2 |  | 0 | RYB |  |  | 11 kV |  | 415 V |  | MTM | 1000.00 kVA | 14/11/1985 |  | 1 | 0 | Fail | Please check "Voltage In/Out"
380106893 | TNB | DISTRIBUTION | KUALA SELANGOR | Existing | BKSL/PCE/J00725/MATX1 | 300319607 | TX1-S01131 | JUWITA FASA 3 C NO 2 |  | 0 | RYB |  |  | 11 kV |  | 415 V |  | MTM | 1000.00 kVA | 14/11/1985 |  | 1 | 0 | Fail | Please check "Voltage In/Out"
380107054 | TNB | DISTRIBUTION | KUALA SELANGOR | Existing | BKSL/PCE/J00727/MATX1 | 300319609 | TX1-S05506 | SEK KEB P/ALAM 3 |  | 0 | RYB |  |  | 11 kV |  | 415 V |  | MTM | 500.00 kVA | 19/02/1995 |  | 1 | 0 | Fail | Please check "Voltage In/Out"
380107148 | TNB | DISTRIBUTION | KUALA SELANGOR | Existing | BKSL/PCE/J00728/MATX1 | 300319610 | TX1-S01089 | RMH PAM AIR JBA PH3 PUNCAK ALAM |  | 0 | RYB |  |  | 11 kV |  | 415 V |  | SGB | 1000.00 kVA | 22/03/2005 |  | 1 | 0 | Fail | Please check "Voltage In/Out"
380107249 | TNB | DISTRIBUTION | KUALA SELANGOR | Existing | BKSL/PCE/J00745/MATX2 | 300345914 | TX2-S01140 | APRTMENT MELOR NO.1 PUNCAK ALAM |  | 0 | RYB |  |  | 11 kV |  | 415 V |  | MTM | 1000.00 kVA | 20090903 |  | 1 | 0 | Fail | Please check "Voltage In/Out"
380107252 | TNB | DISTRIBUTION | KUALA SELANGOR | Existing | BKSL/PCE/J00745/MATX1 | 300319639 | TX1-S01139 | APRTMENT MELOR NO.1 PUNCAK ALAM |  | 0 | RYB |  |  | 11 kV |  | 415 V |  | MTM | 1000.00 kVA | 20051010 |  | 1 | 0 | Fail | Please check "Voltage In/Out"
380107422 | TNB | DISTRIBUTION | KUALA SELANGOR | Existing | BKSL/PCE/J00717/MATX1 | 300319604 | TX1-S01021 | STP 1 PHASE 1 PUNCAK ALAM |  | 0 | RYB |  |  | 11 kV |  | 415 V |  | SGB | 1000.00 kVA | 18/08/1998 |  | 1 | 0 | Fail | Please check "Voltage In/Out"
380107523 | TNB | DISTRIBUTION | KUALA SELANGOR | Existing |  |  | TX2-S01014 | SEKSYEN 3 PHASE 1B PUNCAK ALAM |  | 0 | RYB |  |  | 11 kV |  | 415 V |  |  |  | 19700101 |  | 1 | 0 | Fail | Please check "Voltage In/Out"
380107526 | TNB | DISTRIBUTION | KUALA SELANGOR | Existing | BKSL/PCE/J00698/MATX | 300344591 | TX1-S01013 | SEKSYEN 3 PHASE 1B PUNCAK ALAM |  | 0 | RYB |  |  | 11 kV |  | 415 V |  | LKH | 1000.00 kVA | 20090903 |  | 1 | 0 | Fail | Please check "Voltage In/Out"
380107687 | TNB | DISTRIBUTION | KUALA SELANGOR | Existing | BKSL/PCE/J00700/MATX | 300344604 | TX1-S05684 | STP UITM |  | 0 | RYB |  |  | 11 kV |  | 415 V |  | MTM | 750.00 kVA | 20090903 |  | 1 | 0 | Fail | Please check "Voltage In/Out"
380107781 | TNB | DISTRIBUTION | KUALA SELANGOR | Existing | BKSL/PCE/J00701/MATX | 300344588 | TX1-S01151 | UITM 1 |  | 0 | RYB |  |  | 11 kV |  | 415 V |  | MTM | 300.00 kVA | 20090903 |  | 1 | 0 | Fail | Please check "Voltage In/Out"
380107910 | TNB | DISTRIBUTION | KUALA SELANGOR | Existing | BKSL/PCE/J00739/MATX1 | 300319634 | TX1-S10692 | SHAH ALAM 2 NO.5B 7 |  | 0 | RYB |  |  | 11 kV |  | 415 V |  | MTM | 1000.00 kVA | 19/04/1992 |  | 1 | 0 | Fail | Please check "Voltage In/Out"
380108192 | TNB | DISTRIBUTION | KUALA SELANGOR | Existing | BKSL/PCE/J00121/MATX1 | 300022476 | TX1-S00313 | BKT HIJAU NO 2 |  | 212 | RYB |  |  | 11 kV |  | 415 V |  | MTM | 500.00 kVA | 19/02/1992 |  | 1 | 230 | Fail | Please check "Voltage In/Out"
380108286 | TNB | DISTRIBUTION | KUALA SELANGOR | Existing | BKSL/PCE/J00120/MATX1 | 300022470 | TX1-S00316 | BKT HIJAU NO 1 |  | 389 | RYB |  |  | 11 kV |  | 415 V |  | EWT | 500.00 kVA | 15/12/1987 |  | 1 | 410 | Fail | Please check "Voltage In/Out"
380108380 | TNB | DISTRIBUTION | KUALA SELANGOR | Existing | BKSL/PCE/J00119/MATX1 | 300022464 | TX1-S00310 | SW/STN BKT HIJAU |  | 0 | RYB |  |  | 11 kV |  | 415 V |  | MTM | 300.00 kVA | 14/11/1993 |  | 1 | 0 | Fail | Please check "Voltage In/Out"
380108474 | TNB | DISTRIBUTION | KUALA SELANGOR | Existing | BKSL/PCE/J00118/MATX1 | 300022458 | TX1-S00306 | REZAB ZAZULI |  | 565 | RYB |  |  | 11 kV |  | 415 V |  | EWT | 500.00 kVA | 19821110 |  | 1 | 669 | Fail | Please check "Voltage In/Out"
380108568 | TNB | DISTRIBUTION | KUALA SELANGOR | Existing | BKSL/PCE/J00560/MATX1 | 300284521 | TX1-S05463 | REBAN AYAM BKT HIJAU |  | 0 | RYB |  |  | 11 kV |  | 415 V |  | SGB | 300.00 kVA | 17/07/2009 |  | 1 | 0 | Fail | Please check "Voltage In/Out"
380108662 | TNB | DISTRIBUTION | KUALA SELANGOR | Existing | BKSL/PCE/J00122/MATX1 | 300022481 | TX1-S01450 | SOUTHERN REALTY |  | 0 | RYB |  |  | 11 kV |  | 415 V |  | MTM | 500.00 kVA | 22/03/1981 |  | 1 | 0 | Fail | Please check "Voltage In/Out"
380108756 | TNB | DISTRIBUTION | KUALA SELANGOR | Existing | BKSL/PCE/J00123/MATX1 | 300022486 | TX1-S00318 | PT MAHANG NO 1 |  | 1 | RYB |  |  | 11 kV |  | 415 V |  | MTM | 300.00 kVA | 19/04/1984 |  | 1 | 1 | Fail | Please check "Voltage In/Out"
380108850 | TNB | DISTRIBUTION | KUALA SELANGOR | Existing | BKSL/PCE/J00130/MATX1 | 300022523 | TX1-S01454 | PKNS PT MAHANG (TMN DESA MAHAN |  | 34 | RYB |  |  | 11 kV |  | 415 V |  | EWT | 1000.00 kVA | 27/11/2001 |  | 1 | 555 | Fail | Please check "Voltage In/Out"
380109200 | TNB | DISTRIBUTION | KUALA SELANGOR | Existing | BKSL/PCE/J00543/MATX1 | 300261320 | TX-S01663 | TMN BENDAHARA NO 2 |  | 236 | RYB |  |  | 11 kV |  | 415 V |  | MTM | 1000.00 kVA | 20/09/2007 |  | 1 | 253 | Fail | Please check "Voltage In/Out"
380109301 | TNB | DISTRIBUTION | KUALA SELANGOR | Existing | BKSL/PCE/J00012/MATX1 | 300228309 | TX1-S01227 | TMN BENDAHARA NO 1 |  | 0 | RYB |  |  | 11 kV |  | 415 V |  | MTM | 1000.00 kVA | 18/03/2003 |  | 1 | 0 | Fail | Please check "Voltage In/Out"
380109304 | TNB | DISTRIBUTION | KUALA SELANGOR | Existing | BKSL/PCE/J00012/MATX2 | 300228310 | TX2-S01228 | TMN BENDAHARA NO 1 |  | 162 | RYB |  |  | 11 kV |  | 415 V |  | SGB | 1000.00 kVA | 19/04/2003 |  | 1 | 377 | Fail | Please check "Voltage In/Out"
380109465 | TNB | DISTRIBUTION | KUALA SELANGOR | Existing | BKSL/PCE/J00001/MATX1 | 300021905 | TX-S00002 | TMN PENGGAWA |  | 293 | RYB |  |  | 11 kV |  | 415 V |  | MTM | 500.00 kVA | 19/02/1994 |  | 1 | 491 | Fail | Please check "Voltage In/Out"
380109566 | TNB | DISTRIBUTION | KUALA SELANGOR | Existing | BKSL/PCE/J00003/MATX1 | 300021916 | TX1-S00009 | TLK PIAH |  | 147 | RYB |  |  | 11 kV |  | 415 V |  | SGB | 1000.00 kVA | 19/04/1998 |  | 1 | 330 | Fail | Please check "Voltage In/Out"
380109796 | TNB | DISTRIBUTION | KUALA SELANGOR | Existing | BKSL/PCE/J00004/MATX1 | 300021921 | TX-S01232 | BDR MELAWATI (C) |  | 31 | RYB |  |  | 11 kV |  | 415 V |  | EWT | 1000.00 kVA | 28/06/1992 |  | 1 | 118 | Fail | Please check "Voltage In/Out"
380109900 | TNB | DISTRIBUTION | KUALA SELANGOR | Existing | BKSL/PCE/J00005/MATX1 | 300021926 | TX1-S00012 | PEJABAT DAERAH |  | 5 | RYB |  |  | 11 kV |  | 415 V |  | MTM | 750.00 kVA | 19901107 |  | 1 | 11 | Fail | Please check "Voltage In/Out"
380109994 | TNB | DISTRIBUTION | KUALA SELANGOR | Existing | BKSL/PCE/J00591/MATX1 | 300319260 | TX-S05518 | KOMPLEKS PEJABAT BARAT LAUT |  | 0 | RYB |  |  | 11 kV |  | 415 V |  | MTM | 500.00 kVA | 19/04/2007 |  | 1 | 0 | Fail | Please check "Voltage In/Out"
380110095 | TNB | DISTRIBUTION | KUALA SELANGOR | Existing | BKSL/PCE/J00006/MATX1 | 300021931 | TX1-S00015 | JLN KLINIK |  | 248 | RYB |  |  | 11 kV |  | 415 V |  | SGB | 750.00 kVA | 18/08/1985 |  | 1 | 296 | Fail | Please check "Voltage In/Out"
380110266 | TNB | DISTRIBUTION | KUALA SELANGOR | Existing | BKSL/PCE/J00544/MATX1 | 300261324 | TX1-S01235 | BAZAR PEKAN K/SELANGOR |  | 0 | RYB |  |  | 11 kV |  | 415 V |  | ABB | 750.00 kVA | 20071010 |  | 1 | 0 | Fail | Please check "Voltage In/Out"
380110269 | TNB | DISTRIBUTION | KUALA SELANGOR | Existing | BKSL/PCE/J00544/MATX2 | 300265241 | TX2-S05419 | BAZAR PEKAN K/SELANGOR |  | 0 | RYB |  |  | 11 kV |  | 415 V |  | MTM | 1000.00 kVA | 22/09/2007 |  | 1 | 0 | Fail | Please check "Voltage In/Out"
380110430 | TNB | DISTRIBUTION | KUALA SELANGOR | Existing | BKSL/PCE/J00043/MATX1 | 300022103 | TX-S01239 | PANGSAPURI KSL |  | 0 | RYB |  |  | 11 kV |  | 415 V |  | EWT | 1000.00 kVA | 18/08/2000 |  | 1 | 0 | Fail | Please check "Voltage In/Out"
380110524 | TNB | DISTRIBUTION | KUALA SELANGOR | Existing | BKSL/PCE/J00007/MATX1 | 300021937 | TX-S00022 | VIP KSL |  | 19 | RYB |  |  | 11 kV |  | 415 V |  | MTM | 300.00 kVA | 20/09/1992 |  | 1 | 44 | Fail | Please check "Voltage In/Out"
380110618 | TNB | DISTRIBUTION | KUALA SELANGOR | Existing | BKSL/PCE/J00008/MATX1 | 300021942 | TX-S00025 | TG KERAMAT |  | 0 | RYB |  |  | 11 kV |  | 415 V |  | MTM | 500.00 kVA | 19951010 |  | 1 | 0 | Fail | Please check "Voltage In/Out"
380110768 | TNB | DISTRIBUTION | KUALA SELANGOR | Existing | BKSL/PCE/J00810/MATX1 | 300319265 | TX1-S05565 | SRJK AIK THEE |  | 0 | RYB |  |  | 11 kV |  | 415 V |  | EWT | 500.00 kVA | 20/05/2007 |  | 1 | 0 | Fail | Please check "Voltage In/Out"
380110862 | TNB | DISTRIBUTION | KUALA SELANGOR | Existing | BKSL/PCE/J00010/MATX1 | 300228303 | TX-S00028 | HOTEL D'PALMA |  | 56 | RYB |  |  | 11 kV |  | 415 V |  | MTM | 500.00 kVA | 14/02/1980 |  | 1 | 79 | Fail | Please check "Voltage In/Out"
380110956 | TNB | DISTRIBUTION | KUALA SELANGOR | Existing | BKSL/PCE/J00556/MATX1 | 300284508 | TX-S05307 | DEWAN BANQUIT D-PALMA |  | 0 | RYB |  |  | 11 kV |  | 415 V |  | SGB | 500.00 kVA | 14/02/2007 |  | 1 | 0 | Fail | Please check "Voltage In/Out"
380111076 | TNB | DISTRIBUTION | KUALA SELANGOR | Existing | BKSL/PCE/J00013/MATX1 | 300021957 | TX1-S00019 | PEKAN KSL (TNB) |  | 14 | RYB |  |  | 11 kV |  | 415 V |  | MTM | 750.00 kVA | 14/02/2003 |  | 1 | 25 | Fail | Please check "Voltage In/Out"
380111181 | TNB | DISTRIBUTION | KUALA SELANGOR | Existing | BKSL/PCE/J00011/MATX1 | 300021952 | TX1-S00030 | KAKI BKT MELAWATI |  | 27 | RYB |  |  | 11 kV |  | 415 V |  | MTM | 1000.00 kVA | 19801012 |  | 1 | 72 | Fail | Please check "Voltage In/Out"
380111277 | TNB | DISTRIBUTION | KUALA SELANGOR | Existing | BKSL/PCE/J00009/MATX1 | 300021947 | TX1-S01241 | PEJABAT HAIWAN |  | 72 | RYB |  |  | 11 kV |  | 415 V |  | BONAR LONG | 500.00 kVA | 27/11/2005 |  | 1 | 112 | Fail | Please check "Voltage In/Out"
380111412 | TNB | DISTRIBUTION | KUALA SELANGOR | Existing | BKSL/PCE/J00546/MATX1 | 300261325 | TX-S05294 | OCEAN LAND NO 2 |  | 0 | RYB |  |  | 11 kV |  | 415 V |  | MTM | 1000.00 kVA | 27/11/2006 |  | 1 | 0 | Fail | Please check "Voltage In/Out"
380111517 | TNB | DISTRIBUTION | KUALA SELANGOR | Existing | BKSL/PCE/J00338/MATX1 | 300240548 | TX-S01279 | QTRS MDKS K.SEL |  | 0 | RYB |  |  | 11 kV |  | 415 V |  | EWT | 750.00 kVA | 26/06/2004 |  | 1 | 0 | Fail | Please check "Voltage In/Out"
380111613 | TNB | DISTRIBUTION | KUALA SELANGOR | Existing | BKSL/PCE/J00519/MATX1 | 300261208 | TX-S01283 | K/UDANG API-API NO 3 |  | 2 | RYB |  |  | 11 kV |  | 415 V |  | EWT | 750.00 kVA | 18/08/2007 |  | 1 | 2 | Fail | Please check "Voltage In/Out"
380111707 | TNB | DISTRIBUTION | KUALA SELANGOR | Existing | BKSL/PCE/J00521/MATX1 | 300261210 | TX-S01286 | K/UDANG API-API NO 4 |  | 0 | RYB |  |  | 11 kV |  | 415 V |  | EWT | 750.00 kVA | 20091010 |  | 1 | 0 | Fail | Please check "Voltage In/Out"
380111801 | TNB | DISTRIBUTION | KUALA SELANGOR | Existing | BKSL/PCE/J00135/MATX1 | 300242542 | TX-S01322 | K/UDANG API-API NO 2 |  | 0 | RYB |  |  | 11 kV |  | 415 V |  | MTM | 1000.00 kVA | 18/08/2001 |  | 1 | 0 | Fail | Please check "Voltage In/Out"
380111895 | TNB | DISTRIBUTION | KUALA SELANGOR | Existing | BKSL/PCE/J00522/MATX1 | 300261211 | TX-S01289 | K/UDANG API-API NO 5 |  | 0 | RYB |  |  | 11 kV |  | 415 V |  | EWT | 1000.00 kVA | 27/11/2008 |  | 1 | 0 | Fail | Please check "Voltage In/Out"
380111989 | TNB | DISTRIBUTION | KUALA SELANGOR | Existing | BKSL/PCE/J00523/MATX1 | 300261212 | TX-S01292 | K/UDANG API-API NO 6 |  | 0 | RYB |  |  | 11 kV |  | 415 V |  | MTM | 1000.00 kVA | 20091012 |  | 1 | 0 | Fail | Please check "Voltage In/Out"
380112083 | TNB | DISTRIBUTION | KUALA SELANGOR | Existing | BKSL/PCE/J00524/MATX1 | 300261213 | TX-S01295 | K/UDANG API-API NO 7 |  | 0 | RYB |  |  | 11 kV |  | 415 V |  | MTM | 750.00 kVA | 14/02/2008 |  | 1 | 0 | Fail | Please check "Voltage In/Out"
380112177 | TNB | DISTRIBUTION | KUALA SELANGOR | Existing | BKSL/PCE/J00525/MATX1 | 300261214 | TX-S01298 | K/UDANG API-API NO 8 |  | 0 | RYB |  |  | 11 kV |  | 415 V |  | EWT | 750.00 kVA | 18/03/2009 |  | 1 | 0 | Fail | Please check "Voltage In/Out"
380112271 | TNB | DISTRIBUTION | KUALA SELANGOR | Existing | BKSL/PCE/J00526/MATX1 | 300261215 | TX-S01301 | K/UDANG API-API NO 9 |  | 0 | RYB |  |  | 11 kV |  | 415 V |  | MTM | 1000.00 kVA | 19/04/2007 |  | 1 | 0 | Fail | Please check "Voltage In/Out"
380112367 | TNB | DISTRIBUTION | KUALA SELANGOR | Existing | BKSL/PCE/J00115/MATX1 | 300022442 | TX-S00290 | TMN SENANGIN SG.BULOH |  | 5 | RYB |  |  | 11 kV |  | 415 V |  | MTM | 750.00 kVA | 17/07/1988 |  | 1 | 7 | Fail | Please check "Voltage In/Out"
380112461 | TNB | DISTRIBUTION | KUALA SELANGOR | Existing | BKSL/PCE/J00335/MATX1 | 300241511 | TX1-S01364 | EMINEM FARM |  | 0 | RYB |  |  | 11 kV |  | 415 V |  | SGB | 750.00 kVA | 19/02/2004 |  | 1 | 0 | Fail | Please check "Voltage In/Out"
380112555 | TNB | DISTRIBUTION | KUALA SELANGOR | Existing |  |  | TX1-S05685 | EXCEL GROWTECH |  | 0 | RYB |  |  | 11 kV |  | 415 V |  |  | 1000.00 kVA | 19700101 |  | 1 | 0 | Fail | Please check "Voltage In/Out"
380112660 | TNB | DISTRIBUTION | KUALA SELANGOR | Existing | BKSL/PCE/J00071/MATX1 | 300228370 | TX1-S01367 | MUARA NO 1 |  | 153 | RYB |  |  | 11 kV |  | 415 V |  | MTM | 1000.00 kVA | 14/11/2003 |  | 1 | 178 | Fail | Please check "Voltage In/Out"
380112756 | TNB | DISTRIBUTION | KUALA SELANGOR | Existing | BKSL/PCE/J00079/MATX1 | 300228384 | TX1-S01371 | MUARA NO 2 |  | 54 | RYB |  |  | 11 kV |  | 415 V |  | MTM | 1000.00 kVA | 15/12/2003 |  | 1 | 74 | Fail | Please check "Voltage In/Out"
380112852 | TNB | DISTRIBUTION | KUALA SELANGOR | Existing | BKSL/PCE/J00059/MATX1 | 300022186 | TX1-S01373 | JLN JATI SG BULOH |  | 35 | RYB |  |  | 11 kV |  | 415 V |  | MTM | 500.00 kVA | 14/02/1994 |  | 1 | 60 | Fail | Please check "Voltage In/Out"
380112977 | TNB | DISTRIBUTION | KUALA SELANGOR | Existing | BKSL/PCE/J00060/MATX1 | 300022191 | TX1-S00176 | SPG RJ ABDULLAH |  | 1 | RYB |  |  | 11 kV |  | 415 V |  | MTM | 300.00 kVA | 18/03/1992 |  | 1 | 1 | Fail | Please check "Voltage In/Out"
380113098 | TNB | DISTRIBUTION | KUALA SELANGOR | Existing | BKSL/PCE/J00058/MATX1 | 300022181 | TX1-S00157 | TALIKOM SG BULOH |  | 898 | RYB |  |  | 11 kV |  | 415 V |  | MTM | 500.00 kVA | 19971012 |  | 1 | 1031 | Fail | Please check "Voltage In/Out"
380113214 | TNB | DISTRIBUTION | KUALA SELANGOR | Existing | BKSL/PCE/J00057/MATX1 | 300022176 | TX1-S01361 | WISMA PELADANG SG BULOH |  | 0 | RYB |  |  | 11 kV |  | 415 V |  | MTM | 750.00 kVA | 27/11/1991 |  | 1 | 0 | Fail | Please check "Voltage In/Out"
380113339 | TNB | DISTRIBUTION | KUALA SELANGOR | Existing | BKSL/PCE/J00056/MATX1 | 300022170 | TX1-S00154 | PEKAN SG BULOH |  | 37 | RYB |  |  | 11 kV |  | 415 V |  | MTM | 750.00 kVA | 19971010 |  | 1 | 85 | Fail | Please check "Voltage In/Out"
380117815 | TNB | DISTRIBUTION | KUALA SELANGOR | Existing | BKSL/PCE/J00831/MATX1 | 300452589 | TX1-R06758 | AMAN SURIA |  | 0 | RYB | [7 empty] | 500.00 kVA | 19700101 |  | 1 | 0 | Fail | Please check "Voltage In/Out"
380117951 | TNB | DISTRIBUTION | KUALA SELANGOR | Existing | BKSL/PCE/J00465/MATX1 | 300261160 | TX1-R03181 | TECHNOPARK NO 2 |  | 0 | RYB |  |  | 11 kV |  | 415 V |  | EWT | 1000.00 kVA | 20041107 |  | 1 | 0 | Fail | Please check "Voltage In/Out"
380117954 | TNB | DISTRIBUTION | KUALA SELANGOR | Existing | BKSL/PCE/J00465/MATX2 | 300261161 | TX2-R03180 | TECHNOPARK NO 2 |  | 0 | RYB |  |  | 11 kV |  | 415 V |  | EWT | 1000.00 kVA | 18/08/2003 |  | 1 | 0 | Fail | Please check "Voltage In/Out"
380118221 | TNB | DISTRIBUTION | KUALA SELANGOR | Existing | BKSL/PCE/J00463/MATX1 | 300261157 | TX-R01865 | TMN MUHIBBAH |  | 0 | RYB |  |  | 11 kV |  | 415 V |  | LKH | 500.00 kVA | 22/03/2004 |  | 1 | 229 | Fail | Please check "Voltage In/Out"
380118342 | TNB | DISTRIBUTION | KUALA SELANGOR | Existing | BKSL/PCE/J00584/MATX1 | 300287676 | TX-R06135 | TMN SURIA BESTARI |  | 0 | RYB |  |  | 11 kV |  | 415 V |  | SGB | 500.00 kVA | 17/07/2008 |  | 1 | 0 | Fail | Please check "Voltage In/Out"
380118473 | TNB | DISTRIBUTION | KUALA SELANGOR | Existing | BKSL/PCE/J00613/MATX1 | 300319302 | TX-S05562 | TANAMARAN NO.2 |  | 0 | RYB |  |  | 11 kV |  | 415 V |  | MTM | 500.00 kVA | 18/08/2000 |  | 1 | 0 | Fail | Please check "Voltage In/Out"
380118623 | TNB | DISTRIBUTION | KUALA SELANGOR | Existing | BKSL/PCE/J00349/MATX1 | 300243130 | TX1-S01563 | QTRS LADANG BKT TALANG NO 2 |  | 27 | RYB |  |  | 11 kV |  | 415 V |  | MTM | 300.00 kVA | 18/08/1984 |  | 1 | 28 | Fail | Please check "Voltage In/Out"
380118804 | TNB | DISTRIBUTION | KUALA SELANGOR | Existing | BKSL/PCE/J00239/MATX1 | 300022902 | TX-S00487 | UJONG PERMATANG |  | 118 | RYB |  |  | 11 kV |  | 415 V |  | SGB | 300.00 kVA | 19881012 |  | 1 | 127 | Fail | Please check "Voltage In/Out"
380134973 | TNB | DISTRIBUTION | KUALA SELANGOR | Existing | BKSL/PCE/J00740/MATX1 | 300319635 | TX1-S01689 | SHAH ALAM 2 NO.5B 1 |  | 0 | RYB |  |  | 11 kV |  | 415 V |  | SGB | 1000.00 kVA | 28/06/1990 |  | 1 | 0 | Fail | Please check "Voltage In/Out"
380135074 | TNB | DISTRIBUTION | KUALA SELANGOR | Existing | BKSL/PCE/J00735/MATX2 | 300346007 | TX2-S05624 | SHAH ALAM 2 FASA 5A5/1 |  | 0 | RYB |  |  | 11 kV |  | 415 V |  | MTM | 750.00 kVA | 20090903 |  | 1 | 0 | Fail | Please check "Voltage In/Out"
380135077 | TNB | DISTRIBUTION | KUALA SELANGOR | Existing | BKSL/PCE/J00735/MATX1 | 300346006 | TX1-S05624 | SHAH ALAM 2 FASA 5A5/1 |  | 0 | RYB |  |  | 11 kV |  | 415 V |  | MTM | 1000.00 kVA | 20090903 |  | 1 | 0 | Fail | Please check "Voltage In/Out"
380135233 | TNB | DISTRIBUTION | KUALA SELANGOR | Existing | BKSL/PCE/J00790/MATX1 | 300344307 | TX1-R04744 | INDS ALAM JAYA NO.5 |  | 0 | RYB |  |  | 11 kV |  | 415 V |  | MTM | 750.00 kVA | 20090903 |  | 1 | 0 | Fail | Please check "Voltage In/Out"
380135236 | TNB | DISTRIBUTION | KUALA SELANGOR | Existing |  |  | TX2-R07615 | INDS ALAM JAYA NO.5 |  | 0 | RYB |  |  | 11 kV |  | 415 V |  | MTM | 750.00 kVA | 20090903 |  | 1 | 0 | Fail | Please check "Voltage In/Out"
380135397 | TNB | DISTRIBUTION | KUALA SELANGOR | Existing | BKSL/PCE/J00791/MATX1 | 300319587 | TX1-R04539 | PERDANA PARK NO.1 |  | 0 | RYB |  |  | 11 kV |  | 415 V |  | EWT | 1000.00 kVA | 19/02/1994 |  | 1 | 0 | Fail | Please check "Voltage In/Out"
380135491 | TNB | DISTRIBUTION | KUALA SELANGOR | Existing | BKSL/PCE/J00792/MATX1 | 300319589 | TX1-R04596 | KLG LOT 63 UNICAN ALAM JAYA |  | 0 | RYB |  |  | 11 kV |  | 415 V |  | MTM | 500.00 kVA | 19/04/1992 |  | 1 | 0 | Fail | Please check "Voltage In/Out"
380135585 | TNB | DISTRIBUTION | KUALA SELANGOR | Existing | BKSL/PCE/J00793/MATX1 | 300319592 | TX1-R04599 | KLG LOT 62 ALAM JAYA |  | 0 | RYB |  |  | 11 kV |  | 415 V |  | EWT | 750.00 kVA | 19861107 |  | 1 | 0 | Fail | Please check "Voltage In/Out"
380135679 | TNB | DISTRIBUTION | KUALA SELANGOR | Existing | BKSL/PCE/J00823/MATX1 | 300346301 | TX1-R06589 | GUDANG BESI JLN 2/6 |  | 0 | RYB | [6 empty] | MTM | 750.00 kVA | 19700101 |  | 1 | 0 | Fail | Please check "Voltage In/Out"
380135773 | TNB | DISTRIBUTION | KUALA SELANGOR | Existing | BKSL/PCE/J00796/MATX1 | 300319600 | TX1-R05678 | LOT 65 JS CON ALAM JAYA |  | 0 | RYB |  |  | 11 kV |  | 415 V |  | SGB | 300.00 kVA | 19/04/1997 |  | 1 | 0 | Fail | Please check "Voltage In/Out"
380135867 | TNB | DISTRIBUTION | KUALA SELANGOR | Existing | BKSL/PCE/J00816/MATX | 300346267 | TX1-R06249 | KILANG LOT 11273 JLN 2/6 |  | 0 | RYB |  |  | 11 kV |  | 415 V |  | MTM | 300.00 kVA | 20090903 |  | 1 | 0 | Fail | Please check "Voltage In/Out"
380136081 | TNB | DISTRIBUTION | KUALA SELANGOR | Existing | BKSL/PCE/J00755/MATX1 | 300319620 | TX1-R05502 | MULTIGUNA CON & DEV |  | 0 | RYB |  |  | 11 kV |  | 415 V |  | SGB | 500.00 kVA | 14/02/1986 |  | 1 | 0 | Fail | Please check "Voltage In/Out"
380136175 | TNB | DISTRIBUTION | KUALA SELANGOR | Existing | BKSL/PCE/J00799/MATX1 | 300319603 | TX1-R05490 | KLG LOT 58 ALAM JAYA |  | 0 | RYB |  |  | 11 kV |  | 415 V |  | SGB | 500.00 kVA | 17/07/1984 |  | 1 | 0 | Fail | Please check "Voltage In/Out"
380136269 | TNB | DISTRIBUTION | KUALA SELANGOR | Existing | BKSL/PCE/J00797/MATX1 | 300319601 | TX1-R05362 | KYODO STEEL |  | 0 | RYB |  |  | 11 kV |  | 415 V |  | MTM | 1000.00 kVA | 20/05/1990 |  | 1 | 0 | Fail | Please check "Voltage In/Out"
380136389 | TNB | DISTRIBUTION | KUALA SELANGOR | Existing | BKSL/PCE/J00800/MATX1 | 300319615 | TX1-R05227 | KLG KAYU PAPAN & LOGAM BERJAYA |  | 0 | RYB |  |  | 11 kV |  | 415 V |  | EWT | 500.00 kVA | 20/09/1994 |  | 1 | 0 | Fail | Please check "Voltage In/Out"
380136483 | TNB | DISTRIBUTION | KUALA SELANGOR | Existing | BKSL/PCE/J00801/MATX1 | 300319617 | TX1-R05325 | KWAN SENS WARE |  | 0 | RYB |  |  | 11 kV |  | 415 V |  | EWT | 750.00 kVA | 27/11/1992 |  | 1 | 0 | Fail | Please check "Voltage In/Out"
380136577 | TNB | DISTRIBUTION | KUALA SELANGOR | Existing | BKSL/PCE/J00802/MATX1 | 300319621 | TX1-R05571 | NATURE LEADER |  | 0 | RYB |  |  | 11 kV |  | 415 V |  | MTM | 1000.00 kVA | 18/03/1980 |  | 1 | 0 | Fail | Please check "Voltage In/Out"
380136765 | TNB | DISTRIBUTION | KUALA SELANGOR | Existing | BKSL/PCE/J00788/MATX1 | 300319581 | TX1-R06300 | PADAT MULTIGUNA TMN ALAM JAYA |  | 0 | RYB |  |  | 11 kV |  | 415 V |  | EWT | 500.00 kVA | 18/08/2005 |  | 1 | 0 | Fail | Please check "Voltage In/Out"
380137040 | TNB | DISTRIBUTION | KUALA SELANGOR | Existing | BKSL/PCE/J00697/MATX1 | 300346045 | TX1-S01023 | STESEN SUIS SECTION 2 PHASE 1B |  | 0 | RYB |  |  | 11 kV |  | 415 V |  | LKH | 1000.00 kVA | 27/11/2007 |  | 1 | 0 | Fail | Please check "Voltage In/Out"
380137140 | TNB | DISTRIBUTION | KUALA SELANGOR | Existing |  |  | TX2-S01100 | STESEN SUIS FASA 3A PUNCAK AL |  | 0 | RYB |  |  | 11 kV |  | 415 V |  |  | 1000.00 kVA | 19700101 |  | 1 | 0 | Fail | Please check "Voltage In/Out"
380137143 | TNB | DISTRIBUTION | KUALA SELANGOR | Existing | BKSL/PCE/J00716/MATX1 | 300319554 | TX1-S01099 | STESEN SUIS FASA 3A PUNCAK AL |  | 0 | RYB | [7 empty] | 1000.00 kVA | 19700101 |  | 1 | 0 | Fail | Please check "Voltage In/Out"
380137351 | TNB | DISTRIBUTION | KUALA SELANGOR | Existing | BKSL/PCE/J00718/MATX1 | 300319555 | TX1-S01092 | FASA 3A1 PUNCAK ALAM |  | 0 | RYB |  |  | 11 kV |  | 415 V |  | MTM | 1000.00 kVA | 26/06/2011 |  | 1 | 0 | Fail | Please check "Voltage In/Out"
380137354 | TNB | DISTRIBUTION | KUALA SELANGOR | Existing |  |  | TX2-S01093 | FASA 3A1 PUNCAK ALAM |  | 0 | RYB |  |  | 11 kV |  | 415 V |  |  | 1000.00 kVA | 19700101 |  | 1 | 0 | Fail | Please check "Voltage In/Out"
380137582 | TNB | DISTRIBUTION | KUALA SELANGOR | Existing |  |  | TX1-S05646 | SMK PUNCAK ALAM FASA 3 |  | 0 | RYB |  |  | 11 kV |  | 415 V |  |  | 1000.00 kVA | 19700101 |  | 1 | 0 | Fail | Please check "Voltage In/Out"
380137703 | TNB | DISTRIBUTION | KUALA SELANGOR | Existing |  |  | TX2-S01136 | JUWITA FASA 3 C NO 3 |  | 0 | RYB |  |  | 11 kV |  | 415 V |  |  | 1000.00 kVA | 19700101 |  | 1 | 0 | Fail | Please check "Voltage In/Out"
380137706 | TNB | DISTRIBUTION | KUALA SELANGOR | Existing | BKSL/PCE/J00724/MATX1 | 300319605 | TX1-S01135 | JUWITA FASA 3 C NO 3 |  | 0 | RYB |  |  | 11 kV |  | 415 V |  | MTM | 1000.00 kVA | 22/09/1992 |  | 1 | 0 | Fail | Please check "Voltage In/Out"
380137914 | TNB | DISTRIBUTION | KUALA SELANGOR | Existing | BKSL/PCE/J00726/MATX2 | 300345909 | TX2-S01128 | JUWITA FASA 3 C NO 1 |  | 0 | RYB |  |  | 11 kV |  | 415 V |  | MTM | 1000.00 kVA | 20090903 |  | 1 | 0 | Fail | Please check "Voltage In/Out"
380137917 | TNB | DISTRIBUTION | KUALA SELANGOR | Existing | BKSL/PCE/J00726/MATX1 | 300319608 | TX1-S01127 | JUWITA FASA 3 C NO 1 |  | 0 | RYB |  |  | 11 kV |  | 415 V |  | MTM | 1000.00 kVA | 15/12/1992 |  | 1 | 0 | Fail | Please check "Voltage In/Out"
380138192 | TNB | DISTRIBUTION | KUALA SELANGOR | Existing | BKSL/PCE/J00849 | 300487316 | TX1-S05688 | RUMAH PAM PUNCAK BESTARI |  | 0 | RYB |  |  | 11 kV |  | 415 V |  | MTM | 1000.00 kVA | 19700101 |  | 1 | 0 | Fail | Please check "Voltage In/Out"
380138195 | TNB | DISTRIBUTION | KUALA SELANGOR | Existing |  |  | TX2-S05689 | RUMAH PAM PUNCAK BESTARI |  | 0 | RYB |  |  | 11 kV |  | 415 V |  |  | 1000.00 kVA | 19700101 |  | 1 | 0 | Fail | Please check "Voltage In/Out"
380138396 | TNB | DISTRIBUTION | KUALA SELANGOR | Existing | BKSL/PCE/J00863/MATX | 300515333 | TX1-S05692 | MASJID BARU PUNCAK ALAM |  | 0 | RYB |  |  | 11 kV |  | 415 V |  | EWT | 500.00 kVA | 19700101 |  | 1 | 0 | Fail | Please check "Voltage In/Out"
380138519 | TNB | DISTRIBUTION | KUALA SELANGOR | Existing | BKSL/PCE/J00117/MATX1 | 300022452 | TX1-S00297 | BKT KUCING KLINIK |  | 832 | RYB |  |  | 11 kV |  | 415 V |  | MTM | 1000.00 kVA | 22/09/1996 |  | 1 | 915 | Fail | Please check "Voltage In/Out"
380138640 | TNB | DISTRIBUTION | KUALA SELANGOR | Existing |  |  | TX2-R07614 | TAMAN ALAM SUTERA ALAM JAYA |  | 0 | RYB |  |  | 11 kV |  | 415 V |  |  | 1000.00 kVA | 19700101 |  | 1 | 0 | Fail | Please check "Voltage In/Out"
380138643 | TNB | DISTRIBUTION | KUALA SELANGOR | Existing | BKSL/PCE/J00352/MATX | 300344566 | TX1-R07612 | TAMAN ALAM SUTERA ALAM JAYA |  | 0 | RYB |  |  | 11 kV |  | 415 V |  | MTM | 750.00 kVA | 20090903 |  | 1 | 0 | Fail | Please check "Voltage In/Out"
380152265 | TNB | DISTRIBUTION | KUALA SELANGOR | Existing | BKSL/PCE/J00388/MATX1 | 300461742 | TX1-S05835 | SG SIREH BAN 3 |  | 186 | RYB |  |  | 11 kV |  | 415 V |  |  | 500.00 kVA | 19700101 |  | 1 | 210 | Fail | Please check "Voltage In/Out"
380152379 | TNB | DISTRIBUTION | KUALA SELANGOR | Existing | BKSL/PCE/J00857/MATX1 | 300461741 | TX1-S05837 | SG SIREH BAN 4 |  | 289 | RYB |  |  | 11 kV |  | 415 V |  |  | 500.00 kVA | 19700101 |  | 1 | 312 | Fail | Please check "Voltage In/Out"
380152493 | TNB | DISTRIBUTION | KUALA SELANGOR | Existing | BKSL/PCE/J00871/MATX1 | 300515672 | TX1-S05840 | LOJI AIR SG SIREH |  | 55 | RYB |  |  | 11 kV |  | 415 V |  | EWT | 750.00 kVA | 29/08/1979 |  | 1 | 72 | Fail | Please check "Voltage In/Out"
380152607 | TNB | DISTRIBUTION | KUALA SELANGOR | Existing | BKSL/PCE/J00158/MATX1 | 300022607 | TX1-S00567 | PT 2 |  | 0 | RYB |  |  | 11 kV |  | 415 V |  |  | 500.00 kVA | 22/03/1994 |  | 1 | 0 | Fail | Please check "Voltage In/Out"
380152721 | TNB | DISTRIBUTION | KUALA SELANGOR | Existing | BKSL/PCE/J00157/MATX1 | 300022602 | TX1-S00564 | KLG BIJI BENIH T/AIR 2 |  | 0 | RYB |  |  | 11 kV |  | 415 V |  | MTM | 750.00 kVA | 19/02/1997 |  | 1 | 0 | Fail | Please check "Voltage In/Out"
380152835 | TNB | DISTRIBUTION | KUALA SELANGOR | Existing | BKSL/PCE/J00156/MATX1 | 300022597 | TX1-S00561 | PT 3 |  | 0 | RYB |  |  | 11 kV |  | 415 V |  | MTM | 300.00 kVA | 15/12/1990 |  | 1 | 0 | Fail | Please check "Voltage In/Out"
380152951 | TNB | DISTRIBUTION | KUALA SELANGOR | Existing | BKSL/PCE/J00155/MATX1 | 300022592 | TX1-S00558 | PT 4 |  | 829 | RYB |  |  | 11 kV |  | 415 V |  | MTM | 750.00 kVA | 14/11/1975 |  | 1 | 926 | Fail | Please check "Voltage In/Out"
380153065 | TNB | DISTRIBUTION | KUALA SELANGOR | Existing | BKSL/PCE/J00575/MATX1 | 300287669 | TX1-S05450 | ZHONG LEE FISHERY |  | 0 | RYB |  |  | 11 kV |  | 415 V |  | EWT | 750.00 kVA | 20071012 |  | 1 | 0 | Fail | Please check "Voltage In/Out"
380153179 | TNB | DISTRIBUTION | KUALA SELANGOR | Existing | BKSL/PCE/J00208/MATX1 | 300242563 | TX1-S01509 | GAWAR-GAWAR (JENTAYU TUAH) |  | 0 | RYB |  |  | 11 kV |  | 415 V |  | MTM | 750.00 kVA | 20/09/1993 |  | 1 | 0 | Fail | Please check "Voltage In/Out"
380153295 | TNB | DISTRIBUTION | KUALA SELANGOR | Existing | BKSL/PCE/J00210/MATX1 | 300022813 | TX1-S00407 | SG GULANG-GULANG |  | 191 | RYB |  |  | 11 kV |  | 415 V |  | EWT | 300.00 kVA | 26/06/1992 |  | 1 | 206 | Fail | Please check "Voltage In/Out"
380153593 | TNB | DISTRIBUTION | KUALA SELANGOR | Existing | BKSL/PCE/J00212/MATX1 | 300022819 | TX1-S00415 | SG TUNGGUL |  | 173 | RYB |  |  | 11 kV |  | 415 V |  | MTM | 300.00 kVA | 17/07/1992 |  | 1 | 197 | Fail | Please check "Voltage In/Out"
380153707 | TNB | DISTRIBUTION | KUALA SELANGOR | Existing | BKSL/PCE/J00216/MATX1 | 300242596 | TX1-S00418 | INNOBRIDE NO 1 |  | 0 | RYB |  |  | 11 kV |  | 415 V |  | LKH | 300.00 kVA | 18/03/1996 |  | 1 | 0 | Fail | Please check "Voltage In/Out"
380153821 | TNB | DISTRIBUTION | KUALA SELANGOR | Existing | BKSL/PCE/J00217/MATX1 | 300022826 | TX1-S00421 | INNOBRIDE NO 2 |  | 0 | RYB |  |  | 11 kV |  | 415 V |  | MTM | 500.00 kVA | 18/08/1984 |  | 1 | 0 | Fail | Please check "Voltage In/Out"
380153935 | TNB | DISTRIBUTION | KUALA SELANGOR | Existing | BKSL/PCE/J00218/MATX1 | 300261135 | TX1-S00424 | INNOBRIDE NO 3 |  | 0 | RYB |  |  | 11 kV |  | 415 V |  | SGB | 750.00 kVA | 19/04/1995 |  | 1 | 1 | Fail | Please check "Voltage In/Out"
380154049 | TNB | DISTRIBUTION | KUALA SELANGOR | Existing | BKSL/PCE/J00219/MATX1 | 300261136 | TX1-S00427 | INNOBRIDE NO 4 |  | 0 | RYB |  |  | 11 kV |  | 415 V |  | MTM | 300.00 kVA | 28/06/1994 |  | 1 | 0 | Fail | Please check "Voltage In/Out"
380154163 | TNB | DISTRIBUTION | KUALA SELANGOR | Existing | BKSL/PCE/J00215/MATX1 | 300242599 | TX1-S00430 | INNOBRIDE NO 5 |  | 4 | RYB |  |  | 11 kV |  | 415 V |  | EWT | 300.00 kVA | 19/04/1996 |  | 1 | 5 | Fail | Please check "Voltage In/Out"
380154279 | TNB | DISTRIBUTION | KUALA SELANGOR | Existing | BKSL/PCE/J00177/MATX1 | 300261120 | TX1-S01516 | TMN RADEN MAS |  | 105 | RYB |  |  | 11 kV |  | 415 V |  |  | 750.00 kVA | 20/05/1980 |  | 1 | 128 | Fail | Please check "Voltage In/Out"
380154395 | TNB | DISTRIBUTION | KUALA SELANGOR | Existing | BKSL/PCE/J00536/MATX1 | 300261304 | TX1-S01702 | TMN RIA MAS |  | 0 | RYB |  |  | 11 kV |  | 415 V |  | MTM | 1000.00 kVA | 19/02/2008 |  | 1 | 0 | Fail | Please check "Voltage In/Out"
380154509 | TNB | DISTRIBUTION | KUALA SELANGOR | Existing | BKSL/PCE/J00813/MATX | 300344320 | TX1-S05627 | RESTORAN MEWAH TG.KARANG |  | 0 | RYB |  |  | 11 kV |  | 415 V |  |  | 750.00 kVA | 20090903 |  | 1 | 0 | Fail | Please check "Voltage In/Out"
380154746 | TNB | DISTRIBUTION | KUALA SELANGOR | Existing | BKSL/PCE/J00173/MATX1 | 300261117 | TX1-S01519 | SURIA INDAH |  | 74 | RYB |  |  | 11 kV |  | 415 V |  | SGB | 300.00 kVA | 14/02/1989 |  | 1 | 92 | Fail | Please check "Voltage In/Out"
380154749 | TNB | DISTRIBUTION | KUALA SELANGOR | Existing | BKSL/PCE/J00173/MATX2 | 300261118 | TX2-S01640 | SURIA INDAH |  | 68 | RYB |  |  | 11 kV |  | 415 V |  | MTM | 1000.00 kVA | 18/03/1989 |  | 1 | 70 | Fail | Please check "Voltage In/Out"
380154953 | TNB | DISTRIBUTION | KUALA SELANGOR | Existing | BKSL/PCE/J00209/MATX1 | 300022807 | TX1-S01512 | INDUSTRI BENG LEE |  | 74 | RYB |  |  | 11 kV |  | 415 V |  | MTM | 750.00 kVA | 20/05/1993 |  | 1 | 95 | Fail | Please check "Voltage In/Out"
380155543 | TNB | DISTRIBUTION | KUALA SELANGOR | Existing | BKSL/PCE/J00211/MATX1 | 300261132 | TX1-S00411 | BANYU EMAS (FIRMA RENA) |  | 1 | RYB |  |  | 11 kV |  | 415 V |  | MTM | 750.00 kVA | 15/12/1989 |  | 1 | 1 | Fail | Please check "Voltage In/Out"
380155546 | TNB | DISTRIBUTION | KUALA SELANGOR | Existing | BKSL/PCE/J00211/MATX2 | 300346182 | TX2-S05496 | BANYU EMAS (FIRMA RENA) |  | 0 | RYB |  |  | 11 kV |  | 415 V |  | MTM | 750.00 kVA | 20090903 |  | 1 | 1 | Fail | Please check "Voltage In/Out"
380155751 | TNB | DISTRIBUTION | KUALA SELANGOR | Existing | BKSL/PCE/J00211/MATX3 | 300346183 | TX3-S05497 | BANYU EMAS (FIRMA RENA) |  | 3 | RYB |  |  | 11 kV |  | 415 V |  | MTM | 750.00 kVA | 20090903 |  | 1 | 4 | Fail | Please check "Voltage In/Out"
380156028 | TNB | DISTRIBUTION | KUALA SELANGOR | Existing | BKSL/PCE/J00137/MATX1 | 300232738 | TX1-S01529 | DESA MAWAR N0 2 |  | 47 | RYB |  |  | 11 kV |  | 415 V |  | MTM | 1000.00 kVA | 14/02/2002 |  | 1 | 77 | Fail | Please check "Voltage In/Out"
380156031 | TNB | DISTRIBUTION | KUALA SELANGOR | Existing | BKSL/PCE/J00137/MATX2 | 300232739 | TX2-S01530 | DESA MAWAR N0 2 |  | 85 | RYB |  |  | 11 kV |  | 415 V |  | MTM | 1000.00 kVA | 18/03/2002 |  | 1 | 112 | Fail | Please check "Voltage In/Out"
380156243 | TNB | DISTRIBUTION | KUALA SELANGOR | Existing | BKSL/PCE/J00259/MATX1 | 300232733 | TX1-S01525 | DESA MAWAR N0 1 |  | 8 | RYB |  |  | 11 kV |  | 415 V |  | LKH | 750.00 kVA | 27/11/1999 |  | 1 | 13 | Fail | Please check "Voltage In/Out"
380156246 | TNB | DISTRIBUTION | KUALA SELANGOR | Existing | BKSL/PCE/J00259/MATX2 | 300232734 | TX2-S01526 | DESA MAWAR N0 1 |  | 208 | RYB |  |  | 11 kV |  | 415 V |  | MTM | 1000.00 kVA | 19961012 |  | 1 | 281 | Fail | Please check "Voltage In/Out"
380225139 | TNB | DISTRIBUTION | KUALA SELANGOR | Existing | BKSL/PCE/J00405/MATX2 | 300510605 | TX2-R07581 | SSU INDUSTRI BUKIT BADONG |  | 0 | RYB |  |  | 11 kV |  | 415 V |  | EWT | 1000.00 kVA | 27/11/2011 |  | 1 | 0 | Fail | Please check "Voltage In/Out"
380225149 | TNB | DISTRIBUTION | KUALA SELANGOR | Existing | BKSL/PCE/J00405/MATX1 | 300510604 | TX1-R07577 | SSU INDUSTRI BUKIT BADONG |  | 0 | RYB |  |  | 11 kV |  | 415 V |  | EWT | 1000.00 kVA | 27/11/2011 |  | 1 | 0 | Fail | Please check "Voltage In/Out"
380225577 | TNB | DISTRIBUTION | KUALA SELANGOR | Existing | BKSL/PCE/J00621/MATX | 300313760 | TX1-R04687 | STP KOTA PUTERI |  | 0 | RYB |  |  | 11 kV |  | 415 V |  | SGB | 300.00 kVA | 28/06/2000 |  | 1 | 0 | Fail | Please check "Voltage In/Out"
380225897 | TNB | DISTRIBUTION | KUALA SELANGOR | Existing | BKSL/PCE/J00034/MATX1 | 300022059 | TX1-S00063 | KG ASAHAN |  | 495 | RYB |  |  | 11 kV |  | 415 V |  | EWT | 300.00 kVA | 27/11/2004 |  | 1 | 562 | Fail | Please check "Voltage In/Out"
380226154 | TNB | DISTRIBUTION | KUALA SELANGOR | Existing | BKSL/PCE/J00681/MATX | 300313712 | TX1-R04173 | TAMAN SEJATI |  | 0 | RYB |  |  | 11 kV |  | 415 V |  | EWT | 1000.00 kVA | 17/07/2011 |  | 1 | 0 | Fail | Please check "Voltage In/Out"
380226157 | TNB | DISTRIBUTION | KUALA SELANGOR | Existing |  |  | TX2-R04176 | TAMAN SEJATI |  | 0 | RYB |  |  | 11 kV |  | 415 V |  |  | 1000.00 kVA | 19700101 |  | 1 | 0 | Fail | Please check "Voltage In/Out"
380259576 | TNB | DISTRIBUTION | KUALA SELANGOR | Existing | BKSL/PCE/J00055/MATX1 | 300022165 | TX1-S00150 | KEMAYAN |  | 52 | RYB |  |  | 11 kV |  | 415 V |  | MTM | 300.00 kVA | 20/09/1994 |  | 1 | 62 | Fail | Please check "Voltage In/Out"
380259715 | TNB | DISTRIBUTION | KUALA SELANGOR | Existing | BKSL/PCE/J00100/MATX1 | 300022361 | TX1-S01357 | TMN SOLOMON |  | 61 | RYB |  |  | 11 kV |  | 415 V |  | MTM | 1000.00 kVA | 19/02/2002 |  | 1 | 71 | Fail | Please check "Voltage In/Out"
380259831 | TNB | DISTRIBUTION | KUALA SELANGOR | Existing | BKSL/PCE/J00351/MATX1 | 300342970 | TX1-S05617 | TMN PARI |  | 0 | RYB |  |  | 11 kV |  | 415 V |  | INDKOM | 500.00 kVA | 20121002 |  | 1 | 0 | Fail | Please check "Voltage In/Out"
380259945 | TNB | DISTRIBUTION | KUALA SELANGOR | Existing | BKSL/PCE/J00573/MATX1 | 300287668 | TX1-S05479 | TMN YU |  | 39 | RYB |  |  | 11 kV |  | 415 V |  | MTM | 1000.00 kVA | 27/11/2008 |  | 1 | 56 | Fail | Please check "Voltage In/Out"
380260061 | TNB | DISTRIBUTION | KUALA SELANGOR | Existing | BKSL/PCE/J00572/MATX1 | 300287667 | TX1-S05440 | TMN SIAKAP |  | 40 | RYB |  |  | 11 kV |  | 415 V |  | SGB | 500.00 kVA | 20081010 |  | 1 | 43 | Fail | Please check "Voltage In/Out"
380260293 | TNB | DISTRIBUTION | KUALA SELANGOR | Existing | BKSL/PCE/J00101/MATX1 | 300228392 | TX1-S01355 | TMN BAWAL PUTIH |  | 63 | RYB |  |  | 11 kV |  | 415 V |  | MTM | 750.00 kVA | 22/03/2003 |  | 1 | 88 | Fail | Please check "Voltage In/Out"
380260407 | TNB | DISTRIBUTION | KUALA SELANGOR | Existing | BKSL/PCE/J00053/MATX1 | 300022155 | TX1-S00144 | KLG EKZOS (UNITED EVERCO) |  | 0 | RYB |  |  | 11 kV |  | 415 V |  | MTM | 750.00 kVA | 19561107 |  | 1 | 0 | Fail | Please check "Voltage In/Out"
380260523 | TNB | DISTRIBUTION | KUALA SELANGOR | Existing | BKSL/PCE/J00052/MATX1 | 300022150 | TX1-S00141 | EDAR BERAS |  | 1 | RYB |  |  | 11 kV |  | 415 V |  | EWT | 500.00 kVA | 28/06/1989 |  | 1 | 1 | Fail | Please check "Voltage In/Out"
380260637 | TNB | DISTRIBUTION | KUALA SELANGOR | Existing | BKSL/PCE/J00051/MATX1 | 300022145 | TX1-S00139 | KLG BATU-BATA |  | 0 | RYB |  |  | 11 kV |  | 415 V |  | MTM | 750.00 kVA | 19/04/1994 |  | 1 | 0 | Fail | Please check "Voltage In/Out"
380260751 | TNB | DISTRIBUTION | KUALA SELANGOR | Existing | BKSL/PCE/J00050/MATX1 | 300022139 | TX1-S00136 | KG API API |  | 408 | RYB |  |  | 11 kV |  | 415 V |  | MTM | 300.00 kVA | 22/03/1984 |  | 1 | 463 | Fail | Please check "Voltage In/Out"
380260867 | TNB | DISTRIBUTION | KUALA SELANGOR | Existing | BKSL/PCE/J00092/MATX1 | 300022317 | TX-S00096 | BALAI POLIS KSL |  | 0 | RYB |  |  | 11 kV |  | 415 V |  | MTM | 750.00 kVA | 20/05/1992 |  | 1 | 0 | Fail | Please check "Voltage In/Out"
380260981 | TNB | DISTRIBUTION | KUALA SELANGOR | Existing | BKSL/PCE/J00094/MATX1 | 300022327 | TX-S00102 | TALIKOM KSL |  | 0 | RYB |  |  | 11 kV |  | 415 V |  | MTM | 750.00 kVA | 17/07/1984 |  | 1 | 0 | Fail | Please check "Voltage In/Out"
380261106 | TNB | DISTRIBUTION | KUALA SELANGOR | Existing | BKSL/PCE/J00095/MATX1 | 300022332 | TX-S00106 | BDR BARU NO 1 |  | 247 | RYB |  |  | 11 kV |  | 415 V |  | MTM | 500.00 kVA | 18/08/1984 |  | 1 | 297 | Fail | Please check "Voltage In/Out"
380261222 | TNB | DISTRIBUTION | KUALA SELANGOR | Existing | BKSL/PCE/J00096/MATX1 | 300022338 | TX-S00109 | SK BDR BARU |  | 86 | RYB |  |  | 11 kV |  | 415 V |  | TATUNG | 500.00 kVA | 22/09/1975 |  | 1 | 109 | Fail | Please check "Voltage In/Out"
380261386 | TNB | DISTRIBUTION | KUALA SELANGOR | Existing | BKSL/PCE/J00337/MATX1 | 300241015 | TX-S01260 | KOMPLEKS MAHKAMAH |  | 0 | RYB |  |  | 11 kV |  | 415 V |  | EWT | 300.00 kVA | 18/08/2004 |  | 1 | 0 | Fail | Please check "Voltage In/Out"
380261616 | TNB | DISTRIBUTION | KUALA SELANGOR | Existing | BKSL/PCE/J00596/MATX | 300319518 | TX-S05534 | TMN WARISAN |  | 0 | RYB |  |  | 11 kV |  | 415 V |  | MTM | 300.00 kVA | 26/06/2010 |  | 1 | 0 | Fail | Please check "Voltage In/Out"
380261730 | TNB | DISTRIBUTION | KUALA SELANGOR | Existing | BKSL/PCE/J00097/MATX1 | 300022343 | TX-S00112 | BDR BARU NO 3 |  | 4 | RYB |  |  | 11 kV |  | 415 V |  | MTM | 1000.00 kVA | 19961110 |  | 1 | 58 | Fail | Please check "Voltage In/Out"
380261855 | TNB | DISTRIBUTION | KUALA SELANGOR | Existing | BKSL/PCE/J00098/MATX1 | 300022349 | TX-S00115 | BDR BARU NO 4 |  | 215 | RYB |  |  | 11 kV |  | 415 V |  | LKH | 500.00 kVA | 14/11/1998 |  | 1 | 237 | Fail | Please check "Voltage In/Out"
380261969 | TNB | DISTRIBUTION | KUALA SELANGOR | Existing | BKSL/PCE/J00099/MATX1 | 300022355 | TX-S00118 | SM SAINS KSL |  | 0 | RYB |  |  | 11 kV |  | 415 V |  | LKH | 500.00 kVA | 15/12/1996 |  | 1 | 0 | Fail | Please check "Voltage In/Out"
380262085 | TNB | DISTRIBUTION | KUALA SELANGOR | Existing | BKSL/PCE/J00070/MATX1 | 300228365 | TX-S01265 | QTRS GURU SM SAINS KSL |  | 0 | RYB |  |  | 11 kV |  | 415 V |  | MTM | 1000.00 kVA | 20021110 |  | 1 | 0 | Fail | Please check "Voltage In/Out"
380262199 | TNB | DISTRIBUTION | KUALA SELANGOR | Existing | BKSL/PCE/J00107/MATX1 | 300022401 | TX-S01277 | STADIUM NO 2 (TERTUTUP) |  | 0 | RYB |  |  | 11 kV |  | 415 V |  | SGB | 1000.00 kVA | 19991012 |  | 1 | 0 | Fail | Please check "Voltage In/Out"
380262477 | TNB | DISTRIBUTION | KUALA SELANGOR | Existing | BKSL/PCE/J00597/MATX | 300313524 | TX-S05540 | JABATAN PENGALIRAN DAN SALIRAN |  | 0 | RYB |  |  | 11 kV |  | 415 V |  | MTM | 300.00 kVA | 18/08/2008 |  | 1 | 0 | Fail | Please check "Voltage In/Out"
380262712 | TNB | DISTRIBUTION | KUALA SELANGOR | Existing | BKSL/PCE/J00105/MATX1 | 300022388 | TX1-S00172 | SCHULTZ |  | 0 | RYB |  |  | 11 kV |  | 415 V |  | MTM | 750.00 kVA | 20/09/1990 |  | 1 | 0 | Fail | Please check "Voltage In/Out"
380262715 | TNB | DISTRIBUTION | KUALA SELANGOR | Existing | BKSL/PCE/J00105/MATX2 | 300022389 | TX2-S00171 | SCHULTZ |  | 0 | RYB |  |  | 11 kV |  | 415 V |  | MTM | 750.00 kVA | 19911010 |  | 1 | 0 | Fail | Please check "Voltage In/Out"
380262918 | TNB | DISTRIBUTION | KUALA SELANGOR | Existing | BKSL/PCE/J00104/MATX1 | 300022382 | TX-S00167 | D'PALWA (KRISTALINA) |  | 2 | RYB |  |  | 11 kV |  | 415 V |  | MTM | 300.00 kVA | 18/08/1996 |  | 1 | 2 | Fail | Please check "Voltage In/Out"
380263039 | TNB | DISTRIBUTION | KUALA SELANGOR | Existing | BKSL/PCE/J00103/MATX1 | 300022374 | TX1-S01269 | KOMPLEKS PKNS KSL |  | 0 | RYB |  |  | 11 kV |  | 415 V |  | EWT | 1000.00 kVA | 28/06/2000 |  | 1 | 0 | Fail | Please check "Voltage In/Out"
380263042 | TNB | DISTRIBUTION | KUALA SELANGOR | Existing | BKSL/PCE/J00103/MATX2 | 300022375 | TX2-S01270 | KOMPLEKS PKNS KSL |  | 59 | RYB |  |  | 11 kV |  | 415 V |  | MTM | 1000.00 kVA | 20001107 |  | 1 | 186 | Fail | Please check "Voltage In/Out"
380263345 | TNB | DISTRIBUTION | KUALA SELANGOR | Existing | BKSL/PCE/J00559/MATX | 300287654 | TX-S05466 | NTS |  | 3 | RYB |  |  | 11 kV |  | 415 V |  | MTM | 1000.00 kVA | 18/08/2007 |  | 1 | 20 | Fail | Please check "Voltage In/Out"
380263470 | TNB | DISTRIBUTION | KUALA SELANGOR | Existing | BKSL/PCE/J00547/MATX1 | 300261327 | TX-S01666 | TMN BENDAHARA NO 3 |  | 9 | RYB |  |  | 11 kV |  | 415 V |  | MTM | 1000.00 kVA | 20071012 |  | 1 | 53 | Fail | Please check "Voltage In/Out"
380263584 | TNB | DISTRIBUTION | KUALA SELANGOR | Existing | BKSL/PCE/J00527/MATX1 | 300261216 | TX-S05300 | TMN MERANTI |  | 20 | RYB |  |  | 11 kV |  | 415 V |  | SGB | 300.00 kVA | 20/05/2007 |  | 1 | 27 | Fail | Please check "Voltage In/Out"
380263797 | TNB | DISTRIBUTION | KUALA SELANGOR | Existing | BKSL/PCE/J00214/MATX1 | 300261134 | TX1-S00439 | POULTRY FARM NO 2 |  | 0 | RYB |  |  | 11 kV |  | 415 V |  | MTM | 300.00 kVA | 22/03/1990 |  | 1 | 0 | Fail | Please check "Voltage In/Out"
380263911 | TNB | DISTRIBUTION | KUALA SELANGOR | Existing | BKSL/PCE/J00213/MATX1 | 300261133 | TX1-S00436 | POULTRY FARM NO 1 |  | 0 | RYB |  |  | 11 kV |  | 415 V |  | MTM | 300.00 kVA | 19/02/1986 |  | 1 | 0 | Fail | Please check "Voltage In/Out"
380264139 | TNB | DISTRIBUTION | KUALA SELANGOR | Existing | BKSL/PCE/J00231/MATX1 | 300022878 | TX1-S05596 | SG YU NO 1 |  | 0 | RYB |  |  | 11 kV |  | 415 V |  | MTM | 100.00 kVA | 19901107 |  | 1 | 0 | Fail | Please check "Voltage In/Out"
380264262 | TNB | DISTRIBUTION | KUALA SELANGOR | Existing | BKSL/PCE/J00230/MATX1 | 300022872 | TX1-S00450 | KG SG YU |  | 3 | RYB |  |  | 11 kV |  | 415 V |  | EWT | 300.00 kVA | 28/06/1982 |  | 1 | 3 | Fail | Please check "Voltage In/Out"
380264385 | TNB | DISTRIBUTION | KUALA SELANGOR | Existing | BKSL/PCE/J00232/MATX1 | 300022882 | TX1-S00455 | SG YU NO 2 |  | 39 | RYB |  |  | 11 kV |  | 415 V |  | EWT | 100.00 kVA | 18/08/1990 |  | 1 | 48 | Fail | Please check "Voltage In/Out"
380264499 | TNB | DISTRIBUTION | KUALA SELANGOR | Existing | BKSL/PCE/J00233/MATX1 | 300022886 | TX1-S00457 | SG YU NO 3 |  | 95 | RYB |  |  | 11 kV |  | 415 V |  | MTM | 100.00 kVA | 20/09/1990 |  | 1 | 106 | Fail | Please check "Voltage In/Out"
380264615 | TNB | DISTRIBUTION | KUALA SELANGOR | Existing | BKSL/PCE/J00180/MATX1 | 300261121 | TX1-S01551 | MASJID SG TERAP |  | 115 | RYB |  |  | 11 kV |  | 415 V |  | EWT | 1000.00 kVA | 26/06/1985 |  | 1 | 134 | Fail | Please check "Voltage In/Out"
380264763 | TNB | DISTRIBUTION | KUALA SELANGOR | Existing | BKSL/PCE/J00168/MATX1 | 300022644 | TX1-S01504 | PASAR TG KARANG |  | 0 | RYB |  |  | 11 kV |  | 415 V |  | MTM | 1000.00 kVA | 27/11/2003 |  | 1 | 0 | Fail | Please check "Voltage In/Out"
380264766 | TNB | DISTRIBUTION | KUALA SELANGOR | Existing | BKSL/PCE/J00168/MATX2 | 300228854 | TX2-S01503 | PASAR TG KARANG |  | 123 | RYB |  |  | 11 kV |  | 415 V |  | EWT | 500.00 kVA | 20/09/1990 |  | 1 | 144 | Fail | Please check "Voltage In/Out"
380264969 | TNB | DISTRIBUTION | KUALA SELANGOR | Existing | BKSL/PCE/J00199/MATX1 | 300022789 | TX1-S00377 | TOK ADAM |  | 192 | RYB |  |  | 11 kV |  | 415 V |  | MTM | 500.00 kVA | 14/02/1990 |  | 1 | 215 | Fail | Please check "Voltage In/Out"
380265092 | TNB | DISTRIBUTION | KUALA SELANGOR | Existing | BKSL/PCE/J00200/MATX1 | 300022795 | TX1-S00382 | SG TENGI KANAN NO 1 |  | 99 | RYB |  |  | 11 kV |  | 415 V |  | TATUNG | 500.00 kVA | 18/03/1975 |  | 1 | 103 | Fail | Please check "Voltage In/Out"
380265206 | TNB | DISTRIBUTION | KUALA SELANGOR | Existing | BKSL/PCE/J00178/MATX1 | 300022679 | TX1-S00385 | SG TENGI KANAN NO 3 |  | 142 | RYB |  |  | 11 kV |  | 415 V |  | MTM | 500.00 kVA | 19/04/1992 |  | 1 | 153 | Fail | Please check "Voltage In/Out"
380265329 | TNB | DISTRIBUTION | KUALA SELANGOR | Existing | BKSL/PCE/J00202/MATX1 | 300261127 | TX1-S00391 | SAWAH SEMP NO 1 |  | 391 | RYB |  |  | 11 kV |  | 415 V |  | MTM | 100.00 kVA | 17/07/1988 |  | 1 | 424 | Fail | Please check "Voltage In/Out"
380265443 | TNB | DISTRIBUTION | KUALA SELANGOR | Existing | BKSL/PCE/J00203/MATX1 | 300261128 | TX1-S00394 | SAWAH SEMP NO 2 |  | 154 | RYB |  |  | 11 kV |  | 415 V |  | SGB | 300.00 kVA | 18/08/1984 |  | 1 | 170 | Fail | Please check "Voltage In/Out"
380265566 | TNB | DISTRIBUTION | KUALA SELANGOR | Existing | BKSL/PCE/J00204/MATX1 | 300242594 | TX1-S00397 | SAWAH SEMP NO 3 |  | 0 | RYB |  |  | 11 kV |  | 415 V |  | SGB | 300.00 kVA | 14/02/1980 |  | 1 | 0 | Fail | Please check "Voltage In/Out"
380265680 | TNB | DISTRIBUTION | KUALA SELANGOR | Existing | BKSL/PCE/J00207/MATX1 | 300261131 | TX1-S00400 | SAWAH SEMP NO 4 |  | 132 | RYB |  |  | 11 kV |  | 415 V |  | MTM | 300.00 kVA | 14/11/1985 |  | 1 | 138 | Fail | Please check "Voltage In/Out"
380265794 | TNB | DISTRIBUTION | KUALA SELANGOR | Existing | BKSL/PCE/J00205/MATX1 | 300261129 | TX1-S00403 | SAWAH SEMP NO 5 |  | 1 | RYB |  |  | 11 kV |  | 415 V |  | MTM | 300.00 kVA | 22/09/1988 |  | 1 | 1 | Fail | Please check "Voltage In/Out"
380265908 | TNB | DISTRIBUTION | KUALA SELANGOR | Existing | BKSL/PCE/J00206/MATX1 | 300261130 | TX1-S00405 | SAWAH SEMP NO 6 |  | 130 | RYB |  |  | 11 kV |  | 415 V |  | MTM | 100.00 kVA | 19831110 |  | 1 | 134 | Fail | Please check "Voltage In/Out"
380266146 | TNB | DISTRIBUTION | KUALA SELANGOR | Existing | BKSL/PCE/J00186/MATX1 | 300022714 | TX1- S00342 | PEKAN TG KARANG (RIVER SIDE) |  | 0 | RYB |  |  | 11 kV |  | 415 V |  | SGB | 100.00 kVA | 19991110 |  | 1 | 0 | Fail | Please check "Voltage In/Out"
380266259 | TNB | DISTRIBUTION | KUALA SELANGOR | Existing | BKSL/PCE/J00187/MATX1 | 300022720 | TX1- S00346 | TMN SRI TANJUNG (LOT 1970) |  | 356 | RYB |  |  | 11 kV |  | 415 V |  | MTM | 1000.00 kVA | 14/11/1993 |  | 1 | 437 | Fail | Please check "Voltage In/Out"
380266375 | TNB | DISTRIBUTION | KUALA SELANGOR | Existing | BKSL/PCE/J00189/MATX1 | 300022732 | TX1- S00351 | BALAI POLIS TG KARANG |  | 36 | RYB |  |  | 11 kV |  | 415 V |  | MTM | 750.00 kVA | 19/02/1997 |  | 1 | 43 | Fail | Please check "Voltage In/Out"
380266500 | TNB | DISTRIBUTION | KUALA SELANGOR | Existing | BKSL/PCE/J00190/MATX1 | 300022737 | TX1- S00354 | JKR LOW COST |  | 510 | RYB |  |  | 11 kV |  | 415 V |  | EWT | 750.00 kVA | 22/03/1983 |  | 1 | 626 | Fail | Please check "Voltage In/Out"
380266633 | TNB | DISTRIBUTION | KUALA SELANGOR | Existing | BKSL/PCE/J00618/MATX | 300319519 | TX1-S05612 | LKIM PASIR PENAMBANG |  | 0 | RYB |  |  | 11 kV |  | 415 V |  | MTM | 500.00 kVA | 17/07/2011 |  | 1 | 0 | Fail | Please check "Voltage In/Out"
380266801 | TNB | DISTRIBUTION | KUALA SELANGOR | Existing | BKSL/PCE/J00183/MATX1 | 300022696 | TX1-S00336 | HOSPITAL TG KARANG |  | 10 | RYB |  |  | 11 kV |  | 415 V |  | SGB | 1000.00 kVA | 17/07/1997 |  | 1 | 14 | Fail | Please check "Voltage In/Out"
380266957 | TNB | DISTRIBUTION | KUALA SELANGOR | Existing |  |  | TX1-S05634 | PE KO SEGAR |  | 0 | RYB |  |  | 11 kV |  | 415 V |  |  | 300.00 kVA | 19700101 |  | 1 | 0 | Fail | Please check "Voltage In/Out"
380267163 | TNB | DISTRIBUTION | KUALA SELANGOR | Existing | BKSL/PCE/J00430/MATX1 | 310179779 | TX1-S05944 | TMN SERI MANIK |  | 0 | RYB | [6 empty] | EWT | 500.00 kVA | 19700101 |  | 1 | 0 | Fail | Please check "Voltage In/Out"
380267277 | TNB | DISTRIBUTION | KUALA SELANGOR | Existing |  |  | TX1-S05932 | PUSAT LATIHAN PERTANIAN |  | 0 | RYB |  |  | 11 kV |  | 415 V |  |  | 500.00 kVA | 19700101 |  | 1 | 0 | Fail | Please check "Voltage In/Out"
380267391 | TNB | DISTRIBUTION | KUALA SELANGOR | Existing |  |  | TX1-S05914 | PE TMN MAHSURI INDAH |  | 40 | RYB |  |  | 11 kV |  | 415 V |  |  | 500.00 kVA | 19700101 |  | 1 | 52 | Fail | Please check "Voltage In/Out"
380267540 | TNB | DISTRIBUTION | KUALA SELANGOR | Existing |  |  | TX1-S150516 | TMN RIA MAS NO.2 |  | 0 | RYB |  |  | 11 kV |  | 415 V |  |  | 500.00 kVA | 19700101 |  | 1 | 0 | Fail | Please check "Voltage In/Out"
380267682 | TNB | DISTRIBUTION | KUALA SELANGOR | Existing | BKSL/PCE/J00855/MATX | 300520242 | TX1-S05643 | PADAT TMN SAHABAT |  | 0 | RYB |  |  | 11 kV |  | 415 V |  | MTM | 1000.00 kVA | 20140112 |  | 1 | 0 | Fail | Please check "Voltage In/Out"
380267821 | TNB | DISTRIBUTION | KUALA SELANGOR | Existing | BKSL/PCE/J00670/MATX | 300346290 | TX1-S05596 | KILANG IKAN KELI SG YU |  | 0 | RYB |  |  | 11 kV |  | 415 V |  | MTM | 300.00 kVA | 20090903 |  | 1 | 0 | Fail | Please check "Voltage In/Out"
380521637 | TNB | DISTRIBUTION | KUALA SELANGOR | Existing | BKSL/PCE/J00640/MATX1 | 300319507 | TX1- R05975 | TENAGA KIMIA BT ARANG |  | 0 | RYB |  |  | 11 kV |  | 415 V |  | EWT | 500.00 kVA | 20111012 |  | 1 | 0 | Fail | Please check "Voltage In/Out"
380521935 | TNB | DISTRIBUTION | KUALA SELANGOR | Existing |  |  | TX1- R01601 | PE O/D OC8 BT. ARANG R MURAH |  | 0 | RYB |  |  | 11 kV |  | 415 V |  |  | 500.00 kVA | 19700101 |  | 1 | 0 | Fail | Please check "Voltage In/Out"
380522163 | TNB | DISTRIBUTION | KUALA SELANGOR | Existing | BKSL/PCE/J00629/MATX | 300345588 | TX1- R01838 | RHONG KHEN INDUSTRI |  | 0 | RYB |  |  | 11 kV |  | 415 V |  | MTM | 1000.00 kVA | 20090903 |  | 1 | 0 | Fail | Please check "Voltage In/Out"
380522166 | TNB | DISTRIBUTION | KUALA SELANGOR | Existing | BKSL/PCE/J00629/MATX2 | 300345589 | TX2- R01839 | RHONG KHEN INDUSTRI |  | 0 | RYB |  |  | 11 kV |  | 415 V |  | SGB | 1000.00 kVA | 20090903 |  | 1 | 0 | Fail | Please check "Voltage In/Out"
380522395 | TNB | DISTRIBUTION | KUALA SELANGOR | Existing | BKSL/PCE/J00632/MATX1 | 300313275 | TX1- R06230 | LIM & LIM HARDWARE |  | 0 | RYB |  |  | 11 kV |  | 415 V |  | SGB | 1000.00 kVA | 20111012 |  | 1 | 0 | Fail | Please check "Voltage In/Out"
380522510 | TNB | DISTRIBUTION | KUALA SELANGOR | Existing | BKSL/PCE/J00654/MATX1 | 300319542 | TX1- R05443 | KOTA PUTERI PERSIARAN BT ARANG |  | 0 | RYB |  |  | 11 kV |  | 415 V |  | MTM | 750.00 kVA | 19/04/2011 |  | 1 | 0 | Fail | Please check "Voltage In/Out"
380522904 | TNB | DISTRIBUTION | KUALA SELANGOR | Existing |  |  | TX1- R07035 | PE SOO CHEW SHENG |  | 0 | RYB |  |  | 11 kV |  | 415 V |  |  | 300.00 kVA | 19700101 |  | 1 | 0 | Fail | Please check "Voltage In/Out"
380523050 | TNB | DISTRIBUTION | KUALA SELANGOR | Existing | BRWG/PCE/J01143/MATX1 | 300229196 | TX1- R04563 | MAKMAL TISU KULTUR LDG TUAN MEE |  | 0 | RYB |  |  | 11 kV |  | 415 V |  |  | 1000.00 kVA | 14/08/2007 |  | 1 | 0 | Fail | Please check "Voltage In/Out"
380534629 | TNB | DISTRIBUTION | KUALA SELANGOR | Existing |  |  | TX2-S05854 | PUSAT NIAGA ASTANA ALAM 2 |  | 0 | RYB |  |  | 11 kV |  | 415 V |  |  | 1000.00 kVA | 19700101 |  | 1 | 0 | Fail | Please check "Voltage In/Out"
380534632 | TNB | DISTRIBUTION | KUALA SELANGOR | Existing | BKSL/PCE/J00874 | 300492713 | TX1-S05853 | PUSAT NIAGA ASTANA ALAM 2 |  | 0 | RYB |  |  | 11 kV |  | 415 V |  | EWT | 1000.00 kVA | 19700101 |  | 1 | 0 | Fail | Please check "Voltage In/Out"
380534884 | TNB | DISTRIBUTION | KUALA SELANGOR | Existing |  |  | TX2-S05670 | R/KEDAI PH 3B JLN ASTANA C13/C |  | 0 | RYB |  |  | 11 kV |  | 415 V |  |  | 1000.00 kVA | 19700101 |  | 1 | 0 | Fail | Please check "Voltage In/Out"
380534887 | TNB | DISTRIBUTION | KUALA SELANGOR | Existing |  |  | TX1-S05669 | R/KEDAI PH 3B JLN ASTANA C13/C |  | 0 | RYB |  |  | 11 kV |  | 415 V |  |  | 1000.00 kVA | 19700101 |  | 1 | 0 | Fail | Please check "Voltage In/Out"
380535405 | TNB | DISTRIBUTION | KUALA SELANGOR | Existing | BKSL/PCE/J00729/MATX1 | 300319612 | TX1-S01144 | APARTMENT MELOR NO. 2 PUNCAK A |  | 0 | RYB |  |  | 11 kV |  | 415 V |  | MTM | 1000.00 kVA | 28/06/2003 |  | 1 | 0 | Fail | Please check "Voltage In/Out"
380535636 | TNB | DISTRIBUTION | KUALA SELANGOR | Existing | BKSL/PCE/J00124/MATX1 | 300022492 | TX1-S00321 | PT MAHANG NO 2 |  | 1 | RYB |  |  | 11 kV |  | 415 V |  | EWT | 500.00 kVA | 28/06/1966 |  | 1 | 115 | Fail | Please check "Voltage In/Out"
380564609 | TNB | DISTRIBUTION | KUALA SELANGOR | Existing | BKSL/PCE/J00064/MATX1 | 300228344 | TX-S01317 | TMN MALAWATI JAYA NO 1 |  | 270 | RYB |  |  | 11 kV |  | 415 V |  | MTM | 1000.00 kVA | 17/07/2003 |  | 1 | 295 | Fail | Please check "Voltage In/Out"
380564750 | TNB | DISTRIBUTION | KUALA SELANGOR | Existing | BKSL/PCE/J00069/MATX1 | 300228350 | TX1-S01320 | TMN MALAWATI JAYA NO 2 |  | 106 | RYB |  |  | 11 kV |  | 415 V |  | MTM | 1000.00 kVA | 22/09/2003 |  | 1 | 126 | Fail | Please check "Voltage In/Out"
380564871 | TNB | DISTRIBUTION | KUALA SELANGOR | Existing | BKSL/PCE/J00109/MATX1 | 300022411 | TX1-S00277 | MONDAY CANE |  | 12 | RYB |  |  | 11 kV |  | 415 V |  | MTM | 750.00 kVA | 14/02/1994 |  | 1 | 16 | Fail | Please check "Voltage In/Out"
380564874 | TNB | DISTRIBUTION | KUALA SELANGOR | Existing |  |  | TX2-S0092 | MONDAY CANE |  | 0 | RYB |  |  | 11 kV |  | 415 V |  |  | 750.00 kVA | 19700101 |  | 1 | 0 | Fail | Please check "Voltage In/Out"
380565075 | TNB | DISTRIBUTION | KUALA SELANGOR | Existing | BKSL/PCE/J00112/MATX1 | 300022426 | TX-S00281 | K/UDANG API-API NO 1 |  | 0 | RYB |  |  | 11 kV |  | 415 V |  | MTM | 1000.00 kVA | 20/05/1994 |  | 1 | 0 | Fail | Please check "Voltage In/Out"
380565307 | TNB | DISTRIBUTION | KUALA SELANGOR | Existing | BKSL/PCE/J00132/MATX1 | 300242644 | TX-S01329 | TMN IMPIAN (C) |  | 0 | RYB |  |  | 11 kV |  | 415 V |  |  | 1000.00 kVA | 20/05/1990 |  | 1 | 0 | Fail | Please check "Voltage In/Out"
380565423 | TNB | DISTRIBUTION | KUALA SELANGOR | Existing | BKSL/PCE/J00131/MATX1 | 300022528 | TX-S01326 | BAZAR SG BULOH |  | 0 | RYB |  |  | 11 kV |  | 415 V |  |  | 1000.00 kVA | 19901012 |  | 1 | 0 | Fail | Please check "Voltage In/Out"
380565548 | TNB | DISTRIBUTION | KUALA SELANGOR | Existing | BKSL/PCE/J00114/MATX1 | 300022436 | TX1-S00287 | TMN SRI PERTAMA |  | 371 | RYB |  |  | 11 kV |  | 415 V |  | MTM | 1000.00 kVA | 26/06/2002 |  | 1 | 539 | Fail | Please check "Voltage In/Out"
380565688 | TNB | DISTRIBUTION | KUALA SELANGOR | Existing | BKSL/PCE/J00040/MATX1 | 300022088 | TX-S00122 | BT 2 JLN KLANG |  | 74 | RYB |  |  | 11 kV |  | 415 V |  | MTM | 300.00 kVA | 20/05/1992 |  | 1 | 86 | Fail | Please check "Voltage In/Out"
380565829 | TNB | DISTRIBUTION | KUALA SELANGOR | Existing | BKSL/PCE/J00542/MATX1 | 300261318 | TX-S05400 | TMN RHU PERMAI |  | 38 | RYB |  |  | 11 kV |  | 415 V |  | MTM | 1000.00 kVA | 18/08/2007 |  | 1 | 59 | Fail | Please check "Voltage In/Out"
380565945 | TNB | DISTRIBUTION | KUALA SELANGOR | Existing | BKSL/PCE/J00045/MATX1 | 300022113 | TX-S00125 | TMN RHU |  | 210 | RYB |  |  | 11 kV |  | 415 V |  | MTM | 750.00 kVA | 19941110 |  | 1 | 245 | Fail | Please check "Voltage In/Out"
380566059 | TNB | DISTRIBUTION | KUALA SELANGOR | Existing | BKSL/PCE/J00571/MATX1 | 300287666 | TX-S05483 | TMN SERINDIT |  | 12 | RYB |  |  | 11 kV |  | 415 V |  | MTM | 300.00 kVA | 20/09/2009 |  | 1 | 26 | Fail | Please check "Voltage In/Out"
380566175 | TNB | DISTRIBUTION | KUALA SELANGOR | Existing | BKSL/PCE/J00048/MATX1 | 300022129 | TX-S00130 | TMN ASSAM JAWA (C) |  | 290 | RYB |  |  | 11 kV |  | 415 V |  | EWT | 1000.00 kVA | 15/12/2002 |  | 1 | 345 | Fail | Please check "Voltage In/Out"
380566300 | TNB | DISTRIBUTION | KUALA SELANGOR | Existing | BKSL/PCE/J00047/MATX1 | 300022123 | TX-S00132 | PEKAN ASSAM JAWA |  | 0 | RYB |  |  | 11 kV |  | 415 V |  |  | 750.00 kVA | 14/11/1975 |  | 1 | 0 | Fail | Please check "Voltage In/Out"
380566416 | TNB | DISTRIBUTION | KUALA SELANGOR | Existing | BKSL/PCE/J00049/MATX1 | 300022134 | TX-S01347 | TMN MULIA |  | 245 | RYB |  |  | 11 kV |  | 415 V |  | MTM | 500.00 kVA | 19/02/1984 |  | 1 | 300 | Fail | Please check "Voltage In/Out"
380566532 | TNB | DISTRIBUTION | KUALA SELANGOR | Existing | BKSL/PCE/J00285/MATX1 | 300242419 | TX-S01350 | TMN SELESA API API |  | 24 | RYB |  |  | 11 kV |  | 415 V |  | EWT | 100.00 kVA | 22/03/2002 |  | 1 | 31 | Fail | Please check "Voltage In/Out"
380566655 | TNB | DISTRIBUTION | KUALA SELANGOR | Existing | BKSL/PCE/J00616/MATX1 | 300313523 | TX-S05556 | TAMAN BELIBIS |  | 36 | RYB |  |  | 11 kV |  | 415 V |  | MTM | 300.00 kVA | 17/07/2007 |  | 1 | 41 | Fail | Please check "Voltage In/Out"
380566771 | TNB | DISTRIBUTION | KUALA SELANGOR | Existing | BKSL/PCE/J00029/MATX1 | 300022036 | TX1-S00093 | LDG KSL |  | 207 | RYB |  |  | 11 kV |  | 415 V |  | MTM | 300.00 kVA | 28/06/1979 |  | 1 | 243 | Fail | Please check "Voltage In/Out"
380566887 | TNB | DISTRIBUTION | KUALA SELANGOR | Existing | BKSL/PCE/J00028/MATX1 | 300022031 | TX1-S00090 | PKNS SIME DARBY (TMN RAJAWALI) |  | 194 | RYB |  |  | 11 kV |  | 415 V |  | MTM | 750.00 kVA | 19/04/1994 |  | 1 | 211 | Fail | Please check "Voltage In/Out"
380567264 | TNB | DISTRIBUTION | KUALA SELANGOR | Existing | BKSL/PCE/J00024/MATX1 | 300022007 | TX1-S00077 | PEKAN BKT ROTAN |  | 4 | RYB |  |  | 11 kV |  | 415 V |  |  | 500.00 kVA | 14/11/1997 |  | 1 | 4 | Fail | Please check "Voltage In/Out"
380567267 | TNB | DISTRIBUTION | KUALA SELANGOR | Existing |  |  | TX2-S00079 | PEKAN BKT ROTAN |  | 2 | RYB |  |  | 11 kV |  | 415 V |  |  | 1000.00 kVA | 19700101 |  | 1 | 5 | Fail | Please check "Voltage In/Out"
380567496 | TNB | DISTRIBUTION | KUALA SELANGOR | Existing | BKSL/PCE/J00548/MATX1 | 300261330 | TX1-S05283 | TMN BENDAHARA NO 4 |  | 75 | RYB |  |  | 11 kV |  | 415 V |  | MTM | 1000.00 kVA | 18/03/1993 |  | 1 | 88 | Fail | Please check "Voltage In/Out"
380567499 | TNB | DISTRIBUTION | KUALA SELANGOR | Existing | BKSL/PCE/J00548/MATX2 | 300345741 | TX2-S05282 | TMN BENDAHARA NO 4 |  | 75 | RYB |  |  | 11 kV |  | 415 V |  | SGB | 750.00 kVA | 20090903 |  | 1 | 85 | Fail | Please check "Voltage In/Out"
380586096 | TNB | DISTRIBUTION | KUALA SELANGOR | Existing |  |  | TX2-S05813 | TG KARANG DEVELOPMENT |  | 0 | RYB |  |  | 11 kV |  | 415 V |  | MTM | 500.00 kVA | 26/06/2000 |  | 1 | 0 | Fail | Please check "Voltage In/Out"
380587154 | TNB | DISTRIBUTION | KUALA SELANGOR | Existing | BKSL/PCE/J00580/MATX1 | 300287672 | TX1-S05476 | SEKOLAH PT 3 |  | 2 | RYB |  |  | 11 kV |  | 415 V |  | SGB | 750.00 kVA | 19/04/2006 |  | 1 | 2 | Fail | Please check "Voltage In/Out"
380658861 | TNB | DISTRIBUTION | KUALA SELANGOR | Existing | BKSL/PCE/J00661/MATX1 | 300319250 | TX1-S05593 | BANDAR BARU NO.5 |  | 82 | RYB |  |  | 11 kV |  | 415 V |  | MTM | 1000.00 kVA | 20101012 |  | 1 | 39 | Fail | Please check "Voltage In/Out"
380659175 | TNB | DISTRIBUTION | KUALA SELANGOR | Existing | BKSL/PCE/J00824/MATX1 | 300443490 | TX1-S05650 | GIANT KSL |  | 0 | RYB |  |  | 11 kV |  | 415 V |  | SGB | 750.00 kVA | 20120101 |  | 1 | 0 | Fail | Please check "Voltage In/Out"
380659178 | TNB | DISTRIBUTION | KUALA SELANGOR | Existing | BKSL/PCE/J00824/MATX2 | 300443509 | TX2-S05651 | GIANT KSL |  | 0 | RYB |  |  | 11 kV |  | 415 V |  | SGB | 750.00 kVA | 20120101 |  | 1 | 0 | Fail | Please check "Voltage In/Out"
380659427 | TNB | DISTRIBUTION | KUALA SELANGOR | Existing | BKSL/PCE/J00368/MATX1 | 300540316 | TX1-S05673 | GOLDPAGE NO.3 |  | 0 | RYB |  |  | 11 kV |  | 415 V |  | MTM | 500.00 kVA | 20160101 |  | 1 | 0 | Fail | Please check "Voltage In/Out"
380659552 | TNB | DISTRIBUTION | KUALA SELANGOR | Existing | BKSL/PCE/J00841/MATX1 | 300541046 | TX1-S05766 | PE TMN BOTANIK JLN 4 |  | 0 | RYB |  |  | 11 kV |  | 415 V |  | MTM | 500.00 kVA | 20150101 |  | 1 | 0 | Fail | Please check "Voltage In/Out"
380659555 | TNB | DISTRIBUTION | KUALA SELANGOR | Existing | BKSL/PCE/J00841/MATX2 | 300541047 | TX2-S05767 | PE TMN BOTANIK JLN 4 |  | 0 | RYB |  |  | 11 kV |  | 415 V |  | MTM | 500.00 kVA | 20150101 |  | 1 | 0 | Fail | Please check "Voltage In/Out"
380671724 | TNB | DISTRIBUTION | KUALA SELANGOR | Existing | BKSL/PCE/J00093/MATX1 | 300022322 | TX-S00099 | PKNS INDUSTRI (PERUSAHAAN RING |  | 8 | RYB |  |  | 11 kV |  | 415 V |  |  | 1000.00 kVA | 26/06/1965 |  | 1 | 10 | Fail | Please check "Voltage In/Out"
380672039 | TNB | DISTRIBUTION | KUALA SELANGOR | Existing | BKSL/PCE/J00111/MATX1 | 300022421 | TX1-S00274 | BELB API-API |  | 0 | RYB |  |  | 11 kV |  | 415 V |  | MTM | 500.00 kVA | 19/04/1983 |  | 1 | 0 | Fail | Please check "Voltage In/Out"
380672042 | TNB | DISTRIBUTION | KUALA SELANGOR | Existing |  |  | TX2-S0091 | BELB API-API |  | 1 | RYB |  |  | 11 kV |  | 415 V |  |  | 1000.00 kVA | 19700101 |  | 1 | 1 | Fail | Please check "Voltage In/Out"
380672495 | TNB | DISTRIBUTION | KUALA SELANGOR | Existing | BKSL/PCE/J00839/MATX1 | 300519496 | TX1-S05920 | TMN MELAWATI CERGAS |  | 0 | RYB |  |  | 11 kV |  | 415 V |  | MTM | 750.00 kVA | 19700101 |  | 1 | 0 | Fail | Please check "Voltage In/Out"
380672498 | TNB | DISTRIBUTION | KUALA SELANGOR | Existing |  |  | TX2-S05756 | TMN MELAWATI CERGAS |  | 0 | RYB |  |  | 11 kV |  | 415 V |  |  | 1000.00 kVA | 19700101 |  | 1 | 0 | Fail | Please check "Voltage In/Out"
380672722 | TNB | DISTRIBUTION | KUALA SELANGOR | Existing | BKSL/PCE/J00116/MATX1 | 300022447 | TX-S00293 | BKT KUCING TAMBAHAN |  | 453 | RYB |  |  | 11 kV |  | 415 V |  | MTM | 750.00 kVA | 18/08/2000 |  | 1 | 479 | Fail | Please check "Voltage In/Out"
380672848 | TNB | DISTRIBUTION | KUALA SELANGOR | Existing | BKSL/PCE/J00850/MATX1 | 300540499 | TX1-S05700 | TEXTILE CITY |  | 0 | RYB |  |  | 11 kV |  | 415 V |  | MTM | 750.00 kVA | 20140101 |  | 1 | 0 | Fail | Please check "Voltage In/Out"
380672851 | TNB | DISTRIBUTION | KUALA SELANGOR | Existing |  |  | TX2-S05699 | TEXTILE CITY |  | 0 | RYB |  |  | 11 kV |  | 415 V |  |  |  | 19700101 |  | 1 | 0 | Fail | Please check "Voltage In/Out"
380673074 | TNB | DISTRIBUTION | KUALA SELANGOR | Existing |  |  | TX1-S05786 | TOYOTA SHOWROOM |  | 0 | RYB |  |  | 11 kV |  | 415 V |  |  | 500.00 kVA | 19700101 |  | 1 | 0 | Fail | Please check "Voltage In/Out"
380673215 | TNB | DISTRIBUTION | KUALA SELANGOR | Existing | BKSL/PCE/J00558/MATX | 300284510 | TX1-S05470 | MEDAN NIAGA KSL |  | 0 | RYB |  |  | 11 kV |  | 415 V |  | SGB | 500.00 kVA | 19/04/2008 |  | 1 | 33 | Fail | Please check "Voltage In/Out"
380673218 | TNB | DISTRIBUTION | KUALA SELANGOR | Existing | BKSL/PCE/J00558/MATX2 | 300284511 | TX2-S05469 | MEDAN NIAGA KSL |  | 1 | RYB |  |  | 11 kV |  | 415 V |  | MTM | 750.00 kVA | 20/05/2009 |  | 1 | 22 | Fail | Please check "Voltage In/Out"
380673479 | TNB | DISTRIBUTION | KUALA SELANGOR | Existing | BKSL/PCE/J00566/MATX1 | 300287660 | TX1-S05454 | TMN MELAWATI UTAMA |  | 0 | RYB |  |  | 11 kV |  | 415 V |  | EWT | 750.00 kVA | 22/03/2008 |  | 1 | 0 | Fail | Please check "Voltage In/Out"
380673482 | TNB | DISTRIBUTION | KUALA SELANGOR | Existing | BKSL/PCE/J00566/MATX2 | 300313527 | TX2-S05453 | TMN MELAWATI UTAMA |  | 14 | RYB |  |  | 11 kV |  | 415 V |  | EWT | 750.00 kVA | 22/09/2009 |  | 1 | 110 | Fail | Please check "Voltage In/Out"
380673689 | TNB | DISTRIBUTION | KUALA SELANGOR | Existing | BKSL/PCE/J00129/MATX1 | 300022517 | TX-S01314 | IKS NO 4 |  | 6 | RYB |  |  | 11 kV |  | 415 V |  | LKH | 1000.00 kVA | 20001010 |  | 1 | 12 | Fail | Please check "Voltage In/Out"
380673931 | TNB | DISTRIBUTION | KUALA SELANGOR | Existing | BKSL/PCE/J00128/MATX1 | 300022510 | TX1-S01312 | IKS NO 3 |  | 0 | RYB |  |  | 11 kV |  | 415 V |  | LKH | 1000.00 kVA | 20/09/2000 |  | 1 | 0 | Fail | Please check "Voltage In/Out"
380673934 | TNB | DISTRIBUTION | KUALA SELANGOR | Existing |  |  | TX2-S01310 | IKS NO 3 |  | 0 | RYB |  |  | 11 kV |  | 415 V |  |  | 1000.00 kVA | 19700101 |  | 1 | 0 | Fail | Please check "Voltage In/Out"
380674146 | TNB | DISTRIBUTION | KUALA SELANGOR | Existing | BKSL/PCE/J00358/MATX1 | 300540320 | TX1-S05876 | MEDIDATA |  | 0 | RYB |  |  | 11 kV |  | 415 V |  | EWT | 750.00 kVA | 19700101 |  | 1 | 0 | Fail | Please check "Voltage In/Out"
380674149 | TNB | DISTRIBUTION | KUALA SELANGOR | Existing | BKSL/PCE/J00358/MATX2 | 300540321 | TX2-S05739 | MEDIDATA |  | 0 | RYB |  |  | 11 kV |  | 415 V |  | SGB | 750.00 kVA | 20150101 |  | 1 | 0 | Fail | Please check "Voltage In/Out"
380674352 | TNB | DISTRIBUTION | KUALA SELANGOR | Existing | BKSL/PCE/J00127/MATX1 | 300022504 | TX-S01307 | IKS NO 2 |  | 3 | RYB |  |  | 11 kV |  | 415 V |  | MTM | 1000.00 kVA | 18/08/2002 |  | 1 | 57 | Fail | Please check "Voltage In/Out"
380674472 | TNB | DISTRIBUTION | KUALA SELANGOR | Existing | BKSL/PCE/J00126/MATX1 | 300022498 | TX-S01304 | IKS NO 1 |  | 6 | RYB |  |  | 11 kV |  | 415 V |  | SGB | 1000.00 kVA | 20001107 |  | 1 | 15 | Fail | Please check "Voltage In/Out"
380674589 | TNB | DISTRIBUTION | KUALA SELANGOR | Existing | BKSL/PCE/J00391/MATX1 | 300492355 | TX-S05843 | MAJLIS AGAMA ISLAM SELANGOR (M |  | 0 | RYB |  |  | 11 kV |  | 415 V |  | EWT | 750.00 kVA | 19700101 |  | 1 | 0 | Fail | Please check "Voltage In/Out"
380674708 | TNB | DISTRIBUTION | KUALA SELANGOR | Existing | BKSL/PCE/J00582/MATX1 | 300287674 | TX-S05490 | TMN YAYASAN |  | 27 | RYB |  |  | 11 kV |  | 415 V |  | SGB | 750.00 kVA | 26/06/2008 |  | 1 | 77 | Fail | Please check "Voltage In/Out"
380674971 | TNB | DISTRIBUTION | KUALA SELANGOR | Existing | BKSL/PCE/J00462/MATX1 | 300261051 | TX-S01621 | KOMPLEKS PERTANIAN |  | 0 | RYB |  |  | 11 kV |  | 415 V |  | MTM | 300.00 kVA | 15/12/2003 |  | 1 | 0 | Fail | Please check "Voltage In/Out"
380675086 | TNB | DISTRIBUTION | KUALA SELANGOR | Existing | BKSL/PCE/J00581/MATX1 | 300287673 | TX-S05493 | TMN DESERAN MELAWATI NO 3 |  | 43 | RYB |  |  | 11 kV |  | 415 V |  | MTM | 750.00 kVA | 20/05/2007 |  | 1 | 46 | Fail | Please check "Voltage In/Out"
380675203 | TNB | DISTRIBUTION | KUALA SELANGOR | Existing | BKSL/PCE/J00564/MATX1 | 300287658 | TX-S05460 | TMN BAYU PUTRA |  | 2 | RYB |  |  | 11 kV |  | 415 V |  | MTM | 1000.00 kVA | 15/12/2008 |  | 1 | 108 | Fail | Please check "Voltage In/Out"
380675320 | TNB | DISTRIBUTION | KUALA SELANGOR | Existing | BKSL/PCE/J00347/MATX1 | 300243124 | TX-S01616 | TMN KOTA ALAM NO 2 |  | 171 | RYB |  |  | 11 kV |  | 415 V |  | MTM | 1000.00 kVA | 26/06/2005 |  | 1 | 183 | Fail | Please check "Voltage In/Out"
380675436 | TNB | DISTRIBUTION | KUALA SELANGOR | Existing | BKSL/PCE/J00016/MATX1 | 300228339 | TX-S01258 | TMN KOTA ALAM |  | 96 | RYB |  |  | 11 kV |  | 415 V |  | EWT | 1000.00 kVA | 26/06/2003 |  | 1 | 109 | Fail | Please check "Voltage In/Out"
380675552 | TNB | DISTRIBUTION | KUALA SELANGOR | Existing | BKSL/PCE/J00020/MATX1 | 300021986 | TX-S01250 | KEMAS KSL |  | 17 | RYB |  |  | 11 kV |  | 415 V |  | MTM | 750.00 kVA | 17/07/1992 |  | 1 | 35 | Fail | Please check "Voltage In/Out"
380675668 | TNB | DISTRIBUTION | KUALA SELANGOR | Existing | BKSL/PCE/J00042/MATX1 | 300022098 | TX-S01253 | PERPUSTAKAAN |  | 0 | RYB |  |  | 11 kV |  | 415 V |  | MTM | 750.00 kVA | 17/07/1996 |  | 1 | 0 | Fail | Please check "Voltage In/Out"
380675784 | TNB | DISTRIBUTION | KUALA SELANGOR | Existing | BKSL/PCE/J00019/MATX1 | 300021980 | TX-S01246 | DEWAN SERBAGUNA (UMNO) |  | 0 | RYB |  |  | 11 kV |  | 415 V |  | MTM | 1000.00 kVA | 26/06/1998 |  | 1 | 0 | Fail | Please check "Voltage In/Out"
380675898 | TNB | DISTRIBUTION | KUALA SELANGOR | Existing | BKSL/PCE/J00594/MATX | 300313549 | TX-S05527 | MAHKAMAH SYARIAH KUALA SELANGOR |  | 0 | RYB |  |  | 11 kV |  | 415 V |  | EWT | 300.00 kVA | 20081110 |  | 1 | 0 | Fail | Please check "Voltage In/Out"
380676222 | TNB | DISTRIBUTION | KUALA SELANGOR | Existing | BKSL/PCE/J00054/MATX1 | 300022160 | TX1-S00147 | TMN SG BULOH |  | 158 | RYB |  |  | 11 kV |  | 415 V |  | MTM | 300.00 kVA | 18/08/1988 |  | 1 | 217 | Fail | Please check "Voltage In/Out"
380942247 | TNB | DISTRIBUTION | KUALA SELANGOR | Existing | BKSL/PCE/J00002/MATX1 | 300021911 | TX-S00005 | BDR BARU NO 2 |  | 147 | RYB |  |  | 11 kV |  | 415 V |  | MTM | 750.00 kVA | 22/03/1994 |  | 1 | 165 | Fail | Please check "Voltage In/Out"
380942369 | TNB | DISTRIBUTION | KUALA SELANGOR | Existing | BKSL/PCE/J00356/MATX1 | 300243252 | TX-S01695 | TMN JAYA K.SEL |  | 119 | RYB |  |  | 11 kV |  | 415 V |  | MTM | 500.00 kVA | 19831110 |  | 1 | 134 | Fail | Please check "Voltage In/Out"
380942496 | TNB | DISTRIBUTION | KUALA SELANGOR | Existing | BKSL/PCE/J00015/MATX1 | 300021962 | TX-S00039 | TMN SIRAMBAI |  | 40 | RYB |  |  | 11 kV |  | 415 V |  | EWT | 500.00 kVA | 18/03/1992 |  | 1 | 364 | Fail | Please check "Voltage In/Out"
380942620 | TNB | DISTRIBUTION | KUALA SELANGOR | Existing | BKSL/PCE/J00014/MATX1 | 300228333 | TX-S01333 | TMN BENTARA |  | 140 | RYB |  |  | 11 kV |  | 415 V |  | MTM | 1000.00 kVA | 20/05/2003 |  | 1 | 169 | Fail | Please check "Voltage In/Out"
380942743 | TNB | DISTRIBUTION | KUALA SELANGOR | Existing | BKSL/PCE/J00614/MATX1 | 300313490 | TX-S05553 | SMK KUALA SELANGOR ( SI RAMBAI) |  | 0 | RYB |  |  | 11 kV |  | 415 V |  | MTM | 750.00 kVA | 26/06/2006 |  | 1 | 0 | Fail | Please check "Voltage In/Out"
380942979 | TNB | DISTRIBUTION | KUALA SELANGOR | Existing | BKSL/PCE/J00565/MATX1 | 300287659 | TX-S05687 | TMN KUALA SELANGOR UTAMA |  | 200 | RYB |  |  | 11 kV |  | 415 V |  | SGB | 300.00 kVA | 19/02/2008 |  | 1 | 222 | Fail | Please check "Voltage In/Out"
380943115 | TNB | DISTRIBUTION | KUALA SELANGOR | Existing | BKSL/PCE/J00017/MATX1 | 300021968 | TX-S00042 | TLK PENYAMUN |  | 53 | RYB |  |  | 11 kV |  | 415 V |  | EWT | 300.00 kVA | 19/04/1996 |  | 1 | 57 | Fail | Please check "Voltage In/Out"
380943248 | TNB | DISTRIBUTION | KUALA SELANGOR | Existing | BKSL/PCE/J00018/MATX1 | 300021974 | TX-S00046 | TLK PENYAMUN-Kg sepakat |  | 116 | RYB |  |  | 11 kV |  | 415 V |  | MTM | 300.00 kVA | 20/05/1994 |  | 1 | 122 | Fail | Please check "Voltage In/Out"
380943372 | TNB | DISTRIBUTION | KUALA SELANGOR | Existing | BKSL/PCE/J00021/MATX1 | 300021992 | TX1-S00049 | K/UDANG TLK PENYAMUN |  | 0 | RYB |  |  | 11 kV |  | 415 V |  | MTM | 750.00 kVA | 18/08/1994 |  | 1 | 0 | Fail | Please check "Voltage In/Out"
380943503 | TNB | DISTRIBUTION | KUALA SELANGOR | Existing | BKSL/PCE/J00022/MATX1 | 300021996 | TX-S00054 | KG KUANTAN |  | 192 | RYB |  |  | 11 kV |  | 415 V |  | SGB | 500.00 kVA | 22/09/1986 |  | 1 | 209 | Fail | Please check "Voltage In/Out"
380943627 | TNB | DISTRIBUTION | KUALA SELANGOR | Existing | BKSL/PCE/J00023/MATX1 | 300022002 | TX-S00073 | LDG KG KUANTAN |  | 0 | RYB |  |  | 11 kV |  | 415 V |  |  | 100.00 kVA | 19801110 |  | 1 | 0 | Fail | Please check "Voltage In/Out"
380943778 | TNB | DISTRIBUTION | KUALA SELANGOR | Existing | BKSL/PCE/J00685/MATX1 | 300319487 | TX-S05537 | MEDAN NIAGA NO.2 |  | 24 | RYB |  |  | 11 kV |  | 415 V |  | MTM | 500.00 kVA | 22/03/2010 |  | 1 | 70 | Fail | Please check "Voltage In/Out"
380944005 | TNB | DISTRIBUTION | KUALA SELANGOR | Existing | BKSL/PCE/J00851/MATX1 | 300515133 | TX-S05742 | PADAT TAMAN SERI BENDAHARA |  | 84 | RYB |  |  | 11 kV |  | 415 V |  | EWT | 500.00 kVA | 20140112 |  | 1 | 94 | Fail | Please check "Voltage In/Out"
380944177 | TNB | DISTRIBUTION | KUALA SELANGOR | Existing | BKSL/PCE/J00102/MATX1 | 300022366 | TX1-S00165 | BNZ |  | 0 | RYB |  |  | 11 kV |  | 415 V |  | MTM | 1000.00 kVA | 22/03/1997 |  | 1 | 0 | Fail | Please check "Voltage In/Out"
380944624 | TNB | DISTRIBUTION | KUALA SELANGOR | Existing | BKSL/PCE/J00102/MATX2 | 300022367 | TX2-S00164 | BNZ |  | 0 | RYB |  |  | 11 kV |  | 415 V |  | MTM | 1000.00 kVA | 19/04/1998 |  | 1 | 0 | Fail | Please check "Voltage In/Out"
380944889 | TNB | DISTRIBUTION | KUALA SELANGOR | Existing | BKSL/PCE/J00106/MATX1 | 300022396 | TX-S01273 | STADIUM NO 1 (TERBUKA) |  | 0 | RYB |  |  | 11 kV |  | 415 V |  | SGB | 1000.00 kVA | 27/11/1999 |  | 1 | 0 | Fail | Please check "Voltage In/Out"
380972361 | TNB | DISTRIBUTION | KUALA SELANGOR | Existing | BKSL/PCE/J00038/MATX1 | 300022078 | TX1-S00261 | BAGUS INDUSTRI |  | 0 | RYB |  |  | 11 kV |  | 415 V |  | MTM | 750.00 kVA | 19/04/1990 |  | 1 | 0 | Fail | Please check "Voltage In/Out"
380972488 | TNB | DISTRIBUTION | KUALA SELANGOR | Existing | BKSL/PCE/J00037/MATX1 | 300022073 | TX1-S00303 | KLG PLASTIK LIBEN LOT 1824 |  | 0 | RYB |  |  | 11 kV |  | 415 V |  | MTM | 1000.00 kVA | 18/03/1997 |  | 1 | 1 | Fail | Please check "Voltage In/Out"
380972614 | TNB | DISTRIBUTION | KUALA SELANGOR | Existing | BKSL/PCE/J00528/MATX1 | 300261217 | TX1-S01379 | LAY HONG NO 4 (SPG RAJA ABDULL |  | 1 | RYB |  |  | 11 kV |  | 415 V |  | MTM | 750.00 kVA | 26/06/2006 |  | 1 | 2 | Fail | Please check "Voltage In/Out"
380972742 | TNB | DISTRIBUTION | KUALA SELANGOR | Existing | BKSL/PCE/J00146/MATX1 | 300261111 | TX1-S01376 | LAY HONG (JLN RJ ABDULLAH)NO3 |  | 0 | RYB |  |  | 11 kV |  | 415 V |  | EWT | 1000.00 kVA | 19841107 |  | 1 | 1 | Fail | Please check "Voltage In/Out"
380972869 | TNB | DISTRIBUTION | KUALA SELANGOR | Existing | BKSL/PCE/J00041/MATX1 | 300022093 | TX1-S00300 | RAJA ABDULLAH |  | 55 | RYB |  |  | 11 kV |  | 415 V |  | LKH | 500.00 kVA | 26/06/1991 |  | 1 | 65 | Fail | Please check "Voltage In/Out"
380972995 | TNB | DISTRIBUTION | KUALA SELANGOR | Existing | BKSL/PCE/J00671/MATX1 | 300319478 | TX1-S05568 | CARPENWISE |  | 0 | RYB |  |  | 11 kV |  | 415 V |  | MTM | 500.00 kVA | 19/02/2011 |  | 1 | 2 | Fail | Please check "Voltage In/Out"
380973143 | TNB | DISTRIBUTION | KUALA SELANGOR | Existing | BKSL/PCE/J00350/MATX1 | 300320169 | TX1-S05620 | MASJID PEKAN JERAM |  | 375 | RYB |  |  | 11 kV |  | 415 V |  | EWT | 300.00 kVA | 20/05/1997 |  | 1 | 419 | Fail | Please check "Voltage In/Out"
380973298 | TNB | DISTRIBUTION | KUALA SELANGOR | Existing | BKSL/PCE/J00086/MATX1 | 300022287 | TX1-S01393 | BALAI DAKWAH JERAM |  | 184 | RYB |  |  | 11 kV |  | 415 V |  | EWT | 1000.00 kVA | 19991010 |  | 1 | 189 | Fail | Please check "Voltage In/Out"
380973512 | TNB | DISTRIBUTION | KUALA SELANGOR | Existing | BKSL/PCE/J00087/MATX1 | 300022292 | TX1-S01396 | HIRA' |  | 22 | RYB |  |  | 11 kV |  | 415 V |  | MTM | 1000.00 kVA | 27/11/2000 |  | 1 | 22 | Fail | Please check "Voltage In/Out"
380973644 | TNB | DISTRIBUTION | KUALA SELANGOR | Existing | BKSL/PCE/J00140/MATX1 | 300242531 | TX1-S00197 | MATAKKU |  | 63 | RYB |  |  | 11 kV |  | 415 V |  | SGB | 500.00 kVA | 19971107 |  | 1 | 77 | Fail | Please check "Voltage In/Out"
380973767 | TNB | DISTRIBUTION | KUALA SELANGOR | Existing | BKSL/PCE/J00311/MATX1 | 300241023 | TX1-S01399 | EYU BER EER NO 2 |  | 1 | RYB |  |  | 11 kV |  | 415 V |  | EWT | 500.00 kVA | 14/11/2004 |  | 1 | 1 | Fail | Please check "Voltage In/Out"
380973901 | TNB | DISTRIBUTION | KUALA SELANGOR | Existing | BKSL/PCE/J00687/MATX1 | 300319458 | TX1-S05605 | SMK BKT KUCHING TENGAH |  | 0 | RYB |  |  | 11 kV |  | 415 V |  | EWT | 500.00 kVA | 22/09/2011 |  | 1 | 0 | Fail | Please check "Voltage In/Out"
380980954 | TNB | DISTRIBUTION | KUALA SELANGOR | Existing | BKSL/PCE/J00025/MATX1 | 300022014 | TX1-S01341 | PKNS BKT ROTAN (TMN KASAWARI) |  | 158 | RYB |  |  | 11 kV |  | 415 V |  | EWT | 1000.00 kVA | 15/12/2001 |  | 1 | 191 | Fail | Please check "Voltage In/Out"
380981077 | TNB | DISTRIBUTION | KUALA SELANGOR | Existing | BKSL/PCE/J00027/MATX1 | 300022026 | TX1-S00082 | PETRONAS GAS |  | 2 | RYB |  |  | 11 kV |  | 415 V |  | MTM | 100.00 kVA | 22/03/1980 |  | 1 | 4 | Fail | Please check "Voltage In/Out"
380981195 | TNB | DISTRIBUTION | KUALA SELANGOR | Existing | BKSL/PCE/J00030/MATX1 | 300022041 | TX1-S00085 | LDG MONMOUTH |  | 57 | RYB |  |  | 11 kV |  | 415 V |  | MTM | 500.00 kVA | 19971107 |  | 1 | 62 | Fail | Please check "Voltage In/Out"
380981329 | TNB | DISTRIBUTION | KUALA SELANGOR | Existing | BKSL/PCE/J00031/MATX1 | 300022045 | TX1-S01342 | LDG RAJAGIRI |  | 0 | RYB |  |  | 11 kV |  | 415 V |  | SGB | 100.00 kVA | 18/08/1990 |  | 1 | 0 | Fail | Please check "Voltage In/Out"
380981452 | TNB | DISTRIBUTION | KUALA SELANGOR | Existing | BKSL/PCE/J00615/MATX1 | 300319255 | TX1-05547 | PLAZA TOL LATAR (IJOK) |  | 0 | RYB |  |  | 11 kV |  | 415 V |  | MTM | 300.00 kVA | 14/02/2011 |  | 1 | 0 | Fail | Please check "Voltage In/Out"
380981647 | TNB | DISTRIBUTION | KUALA SELANGOR | Existing | BKSL/PCE/J00660/MATX1 | 300319256 | TX1-05599 | REBAN AYAM HJ ISMAIL PT MAHANG |  | 0 | RYB |  |  | 11 kV |  | 415 V |  | MTM | 300.00 kVA | 18/03/2008 |  | 1 | 0 | Fail | Please check "Voltage In/Out"
380998063 | TNB | DISTRIBUTION | KUALA SELANGOR | Existing | BKSL/PCE/J00550/MATX1 | 300261085 | TX1-S05736 | PUSAT PELUPUSAN SAMPAH JERAM |  | 0 | RYB |  |  | 11 kV |  | 415 V |  | MTM | 750.00 kVA | 19/02/1993 |  | 1 | 0 | Fail | Please check "Voltage In/Out"
380998066 | TNB | DISTRIBUTION | KUALA SELANGOR | Existing | BKSL/PCE/J00550/MATX2 | 300456514 | TX2-S05737 | PUSAT PELUPUSAN SAMPAH JERAM |  | 0 | RYB |  |  | 11 kV |  | 415 V |  | MTM | 750.00 kVA | 19700101 |  | 1 | 0 | Fail | Please check "Voltage In/Out"
380998282 | TNB | DISTRIBUTION | KUALA SELANGOR | Existing | BKSL/PCE/J00688/MATX1 | 300319460 | TX1-S05608 | KILANG SAWIT SIME DARBY |  | 0 | RYB |  |  | 11 kV |  | 415 V |  | MTM | 750.00 kVA | 20111110 |  | 1 | 0 | Fail | Please check "Voltage In/Out"
380998415 | TNB | DISTRIBUTION | KUALA SELANGOR | Existing | BKSL/PCE/J00686/MATX1 | 300319474 | TX1-S05550 | PADAT LDG TUAN MEE CHERAKAH |  | 0 | RYB |  |  | 11 kV |  | 415 V |  | INDKOM | 500.00 kVA | 15/12/2006 |  | 1 | 0 | Fail | Please check "Voltage In/Out"
380998592 | TNB | DISTRIBUTION | KUALA SELANGOR | Existing | BKSL/PCE/J00592/MATX | 300313612 | TX1-S05521 | SOON LIEN FATT ENGINEERING |  | 1 | RYB |  |  | 11 kV |  | 415 V |  | MTM | 750.00 kVA | 15/12/2007 |  | 1 | 1 | Fail | Please check "Voltage In/Out"
380998720 | TNB | DISTRIBUTION | KUALA SELANGOR | Existing | BKSL/PCE/J00431/MATX1 | 300554323 | TX1-S05928 | KILANG PADI PUKAL |  | 0 | RYB |  |  | 11 kV |  | 415 V |  | MTM | 1000.00 kVA | 19700101 |  | 1 | 0 | Fail | Please check "Voltage In/Out"
381002350 | TNB | DISTRIBUTION | KUALA SELANGOR | Existing | BKSL/PCE/J00379/MATX1 | 300519857 | TX1-S05817 | KOLAM UDANG PARIT 3 |  | 0 | RYB |  |  | 11 kV |  | 415 V |  | INDKOM | 750.00 kVA | 19700101 |  | 1 | 0 | Fail | Please check "Voltage In/Out"
381002485 | TNB | DISTRIBUTION | KUALA SELANGOR | Existing |  |  | TX1-S05788 | SITE A SEKINCHAN |  | 165 | RYB |  |  | 11 kV |  | 415 V |  |  | 750.00 kVA | 19700101 |  | 1 | 190 | Fail | Please check "Voltage In/Out"
381002641 | TNB | DISTRIBUTION | KUALA SELANGOR | Existing | BKSL/PCE/J00859 | 309957171 | TX1-S05674 | RUMAH KEDAI PUNCAK BISTARI |  | 0 | RYB |  |  | 11 kV |  | 415 V |  | MTM | 1000.00 kVA | 19700101 |  | 1 | 0 | Fail | Please check "Voltage In/Out"
381002644 | TNB | DISTRIBUTION | KUALA SELANGOR | Existing | BKSL/PCE/J00859 | 300548844 | TX2-S05675 | RUMAH KEDAI PUNCAK BISTARI |  | 0 | RYB |  |  | 11 kV |  | 415 V |  | MTM | 750.00 kVA | 19700101 |  | 1 | 0 | Fail | Please check "Voltage In/Out"
381015232 | TNB | DISTRIBUTION | KUALA SELANGOR | Existing | BKSL/PCE/J00774/MATX | 300319675 | TX1- R06152 | TS ENG WORK ALAM JAYA |  | 0 | RYB |  |  | 11 kV |  | 415 V |  | MTM | 500.00 kVA | 20/05/1998 |  | 1 | 0 | Fail | Please check "Voltage In/Out"
381015362 | TNB | DISTRIBUTION | KUALA SELANGOR | Existing | BKSL/PCE/J00879/MATX1 | 310526854 | TX1- R06932 | YEAP JING FONG 2/6 |  | 0 | RYB |  |  | 11 kV |  | 415 V |  | EWT | 500.00 kVA | 20090903 |  | 1 | 0 | Fail | Please check "Voltage In/Out"
381015491 | TNB | DISTRIBUTION | KUALA SELANGOR | Existing | BKSL/PCE/J00828/MATX1 | 300431034 | TX1- R06523 | CHUA ENG PHUA |  | 0 | RYB |  |  | 11 kV |  | 415 V |  | MTM | 500.00 kVA | 17/09/2013 |  | 1 | 0 | Fail | Please check "Voltage In/Out"
381015621 | TNB | DISTRIBUTION | KUALA SELANGOR | Existing |  |  | TX1- R07576 | SANDARAN TIAJ 2/5 |  | 0 | RYB |  |  | 11 kV |  | 415 V |  |  | 1000.00 kVA | 19700101 |  | 1 | 0 | Fail | Please check "Voltage In/Out"
381015742 | TNB | DISTRIBUTION | KUALA SELANGOR | Existing | BKSL/PCE/J00786/MATX1 | 300319574 | TX1- R06360 | AIRSTATIC NO.1 POWDER COATING |  | 0 | RYB |  |  | 11 kV |  | 415 V |  | MTM | 300.00 kVA | 20061012 |  | 1 | 0 | Fail | Please check "Voltage In/Out"
381015856 | TNB | DISTRIBUTION | KUALA SELANGOR | Existing | BKSL/PCE/J00787/MATX1 | 300319575 | TX1- R06357 | AIRSTATIC NO.2 POWDER COATING |  | 0 | RYB |  |  | 11 kV |  | 415 V |  | MTM | 300.00 kVA | 14/02/1998 |  | 1 | 0 | Fail | Please check "Voltage In/Out"
381015999 | TNB | DISTRIBUTION | KUALA SELANGOR | Existing | BKSL/PCE/J00663/MATX1 | 300319598 | TX1- R05347 | RUMAH PANGSA ALAM PERDANA |  | 0 | RYB |  |  | 11 kV |  | 415 V |  | MTM | 1000.00 kVA | 14/02/1994 |  | 1 | 0 | Fail | Please check "Voltage In/Out"
381016547 | TNB | DISTRIBUTION | KUALA SELANGOR | Existing | BKSL/PCE/J00872 | 300491240 | TX1-S05857 | RUMAH KEDAI PUNCAK ALAM JAYA |  | 0 | RYB |  |  | 11 kV |  | 415 V |  | EWT | 1000.00 kVA | 19700101 |  | 1 | 0 | Fail | Please check "Voltage In/Out"
381016550 | TNB | DISTRIBUTION | KUALA SELANGOR | Existing | BKSL/PCE/J00872 | 300491790 | TX2-S05860 | RUMAH KEDAI PUNCAK ALAM JAYA |  | 0 | RYB |  |  | 11 kV |  | 415 V |  | EWT | 1000.00 kVA | 19700101 |  | 1 | 0 | Fail | Please check "Voltage In/Out"
381198204 | TNB | DISTRIBUTION | KUALA SELANGOR | Existing | BKSL/PCE/G00040/MATX1 | 300276027 | TX1 | KG.TALIAIR LAPAN, L936 |  | 209 | RYB |  |  | 33 kV |  | 415 V |  | MTM | 100.00 kVA | 17/12/1985 |  | 1 | 241 | Fail | Please check "Voltage In/Out"
381198339 | TNB | DISTRIBUTION | KUALA SELANGOR | Existing | BKSL/PCE/G00041/MATX1 | 300276033 | TX1 | SG.LEMAN, L673 |  | 209 | RYB |  |  | 33 kV |  | 415 V |  |  | 100.00 kVA | 17/03/1982 |  | 1 | 263 | Fail | Please check "Voltage In/Out"
381201244 | TNB | DISTRIBUTION | KUALA SELANGOR | Existing | BKSL/PCE/G00012/MATX1 | 300276262 | TX1 | TENNAMARAN ESTATE, L370 |  | 0 | RYB |  |  | 11 kV |  | 415 V |  |  | 300.00 kVA | 16/08/1977 |  | 1 | 199 | Fail | Please check "Voltage In/Out"
381201377 | TNB | DISTRIBUTION | KUALA SELANGOR | Existing | BKSL/PCE/G00013/MATX1 | 300276263 | TX1 | KLG PAPAN, L287 |  | 0 | RYB |  |  | 33 kV |  | 415 V |  | MTM | 500.00 kVA | 19/09/1977 |  | 1 | 0 | Fail | Please check "Voltage In/Out"
381201504 | TNB | DISTRIBUTION | KUALA SELANGOR | Existing | BKSL/PCE/G00014/MATX1 | 300276264 | TX1 | SERI MAKMUR, L118 |  | 52 | RYB |  |  | 33 kV |  | 415 V |  | MTM | 100.00 kVA | 27/02/1977 |  | 1 | 71 | Fail | Please check "Voltage In/Out"
381201631 | TNB | DISTRIBUTION | KUALA SELANGOR | Existing | BKSL/PCE/G00015/MATX1 | 300276265 | TX1 | BT.11 JLN RAJA MUSA, L783 |  | 64 | RYB |  |  | 11 kV |  | 415 V |  |  | 100.00 kVA | 19771204 |  | 1 | 84 | Fail | Please check "Voltage In/Out"
381201758 | TNB | DISTRIBUTION | KUALA SELANGOR | Existing | BKSL/PCE/G00016/MATX1 | 300276266 | TX1 | KG RAJA MUSA, L326 |  | 66 | RYB |  |  | 33 kV |  | 415 V |  |  | 100.00 kVA | 29/04/1977 |  | 1 | 78 | Fail | Please check "Voltage In/Out"
381201915 | TNB | DISTRIBUTION | KUALA SELANGOR | Existing | BKSL/PCE/G00002/MATX1 | 300276252 | TX1 | SG. TINGGI ESTATE NO.1 - L631 |  | 0 | RYB |  |  | 11 kV |  | 415 V |  | BONAR LONG | 300.00 kVA | 19/06/1975 |  | 1 | 0 | Fail | Please check "Voltage In/Out"
381202319 | TNB | DISTRIBUTION | KUALA SELANGOR | Existing | BKSL/PCE/G00006/MATX1 | 300276256 | TX1 | MINYAK ESTATE, L848 |  | 0 | RYB |  |  | 33 kV |  | 415 V |  | MTM | 500.00 kVA | 26/11/1974 |  | 1 | 0 | Fail | Please check "Voltage In/Out"
381202454 | TNB | DISTRIBUTION | KUALA SELANGOR | Existing | BKSL/PCE/G00004/MATX1 | 300276254 | TX1 | KLG MINYAK, L847 |  | 0 | RYB |  |  | 33 kV |  | 415 V |  | MTM | 500.00 kVA | 19851010 |  | 1 | 0 | Fail | Please check "Voltage In/Out"
381202604 | TNB | DISTRIBUTION | KUALA SELANGOR | Existing | BKSL/PCE/G00007/MATX1 | 300276258 | TX1 | MARRY ESTATE, L849 |  | 0 | RYB |  |  | 33 kV |  | 415 V |  | MTM | 500.00 kVA | 18/09/1974 |  | 1 | 0 | Fail | Please check "Voltage In/Out"
381363072 | TNB | DISTRIBUTION | KUALA SELANGOR | Existing | BKSL/PCE/G00024/MATX1 | 300276273 | TX1 | TG.KARANG LOCAL Tx, L681 |  | 0 | RYB |  |  | 33 kV |  | 415 V |  | MTM | 300.00 kVA | 14/04/1973 |  | 1 | 0 | Fail | Please check "Voltage In/Out"
381363214 | TNB | DISTRIBUTION | KUALA SELANGOR | Existing | BKSL/PCE/G00032/MATX1 | 300276281 | TX1 | PT 2 BAN 1/2 L637 |  | 1 | RYB |  |  | 33 kV |  | 415 V |  | MTM | 300.00 kVA | 19791210 |  | 1 | 1 | Fail | Please check "Voltage In/Out"
381363355 | TNB | DISTRIBUTION | KUALA SELANGOR | Existing | BKSL/PCE/G00037/MATX1 | 300276287 | TX1 | PT 4 BAN 1/2 L671 |  | 111 | RYB |  |  | 33 kV |  | 415 V |  | MTM | 100.00 kVA | 21/11/1979 |  | 1 | 119 | Fail | Please check "Voltage In/Out"
381363494 | TNB | DISTRIBUTION | KUALA SELANGOR | Existing | BKSL/PCE/G00033/MATX1 | 300276282 | TX1 | T/A 3 BAN 2, L766 |  | 117 | RYB |  |  | 33 kV |  | 415 V |  |  | 100.00 kVA | 13/02/1979 |  | 1 | 128 | Fail | Please check "Voltage In/Out"
381363632 | TNB | DISTRIBUTION | KUALA SELANGOR | Existing | BKSL/PCE/G00034/MATX1 | 300276284 | TX1 | PT 4 BAN 2, L105 |  | 121 | RYB |  |  | 33 kV |  | 415 V |  | MTM | 300.00 kVA | 14/04/1979 |  | 1 | 132 | Fail | Please check "Voltage In/Out"
381363771 | TNB | DISTRIBUTION | KUALA SELANGOR | Existing | BKSL/PCE/G00035/MATX1 | 300276285 | TX1 | T/A 2 BAN 2, L767 |  | 81 | RYB |  |  | 33 kV |  | 415 V |  | MTM | 100.00 kVA | 17/03/1979 |  | 1 | 90 | Fail | Please check "Voltage In/Out"
381363901 | TNB | DISTRIBUTION | KUALA SELANGOR | Existing | BKSL/PCE/G00036/MATX1 | 300276286 | TX1 | T/A 3 BAN.3, L768 |  | 345 | RYB |  |  | 33 kV |  | 415 V |  | MTM | 300.00 kVA | 19/12/1979 |  | 1 | 368 | Fail | Please check "Voltage In/Out"
381364034 | TNB | DISTRIBUTION | KUALA SELANGOR | Existing | BKSL/PCE/G00018/MATX1 | 300276267 | TX1 | SAWAH SEMPADAN, L353 |  | 2 | RYB |  |  | 33 kV |  | 415 V |  | MTM | 100.00 kVA | 15/05/1978 |  | 1 | 2 | Fail | Please check "Voltage In/Out"
381364165 | TNB | DISTRIBUTION | KUALA SELANGOR | Existing | BKSL/PCE/G00019/MATX1 | 300276268 | TX1 | PT SERONG, L182-jln setanjung |  | 45 | RYB |  |  | 33 kV |  | 415 V |  | MTM | 100.00 kVA | 13/02/1973 |  | 1 | 47 | Fail | Please check "Voltage In/Out"
381364305 | TNB | DISTRIBUTION | KUALA SELANGOR | Existing | BKSL/PCE/G00022/MATX1 | 300276271 | TX1 | LPN TG.KARANG, L184 |  | 0 | RYB |  |  | 33 kV |  | 415 V |  | ELIN | 1000.00 kVA | 14/10/1979 |  | 1 | 0 | Fail | Please check "Voltage In/Out"
382208969 | TNB | DISTRIBUTION | KUALA SELANGOR | Existing | BKSL/PCE/J00642/MATX1 | 300319509 | TX1-R01616 | MAKMAL PENYELIDIKAN PELURU |  | 0 | RYB |  |  | 11 kV |  | 415 V |  | MTM | 750.00 kVA | 18/03/2007 |  | 1 | 0 | Fail | Please check "Voltage In/Out"
382209372 | TNB | DISTRIBUTION | KUALA SELANGOR | Existing |  |  | TX1-S05814 | BOOSTER TG KARANG |  | 173 | RYB |  |  | 11 kV |  | 415 V |  |  | 500.00 kVA | 19700101 |  | 1 | 188 | Fail | Please check "Voltage In/Out"
382273383 | TNB | DISTRIBUTION | KUALA SELANGOR | Existing | BKSL/PCE/J00369/MATX1 | 300520551 | TX1-S05828 | SG SIREH BAN 2 |  | 318 | RYB |  |  | 11 kV |  | 415 V |  | MTM | 500.00 kVA | 20150101 |  | 1 | 364 | Fail | Please check "Voltage In/Out"
382359476 | TNB | DISTRIBUTION | KUALA SELANGOR | Existing | BKSL/PCE/G00042/MATX1 | 300276737 | TX1-PENURUN 33/0.415kV | TENAGA KIMIA, L414 |  | 0 | RYB |  |  | 33 kV |  | 415 V |  | SIRIWIWAT | 500.00 kVA | 19850210 |  | 1 | 0 | Fail | Please check "Voltage In/Out"
382359611 | TNB | DISTRIBUTION | KUALA SELANGOR | Existing | BKSL/PCE/G00043/MATX1 | 300276738 | TX1-PENURUN 33/0415kV | SYKT MALAYSIA EXPLOSIVE, L415 |  | 0 | RYB |  |  | 33 kV |  | 415 V |  |  | 500.00 kVA | 19850910 |  | 1 | 0 | Fail | Please check "Voltage In/Out"
382359740 | TNB | DISTRIBUTION | KUALA SELANGOR | Existing | BKSL/PCE/G00044/MATX1 | 300276739 | TX1-PENURUN 33/0.415kV STANDBY | KILANG PELURU, L410 |  | 0 | RYB |  |  | 33 kV |  | Unknown |  | MTM | 1500.00 kVA | 15/04/1985 |  | 1 | 0 | Fail | Please check "Voltage In/Out"
382389312 | TNB | DISTRIBUTION | KUALA SELANGOR | Existing | BKSL/PCE/J00364/MATX1 | 300499995 | TX1-S05721 | LAUTAN SAMUDERA |  | 0 | RYB |  |  | 11 kV |  | 415 V |  |  | 750.00 kVA | 19700101 |  | 1 | 0 | Fail | Please check "Voltage In/Out"
382389439 | TNB | DISTRIBUTION | KUALA SELANGOR | Existing | BKSL/PCE/J00865/MATX1 | 300515392 | TX1-S05774 | SHAH ALAM 2 FASA 5A6 NO.1 |  | 0 | RYB |  |  | 11 kV |  | 415 V |  | MTM | 500.00 kVA | 19700101 |  | 1 | 0 | Fail | Please check "Voltage In/Out"
382389597 | TNB | DISTRIBUTION | KUALA SELANGOR | Existing | BKSL/PCE/J00362/MATX1 | 300515485 | TX1-S05777 | SHAH ALAM 2 5A6 NO 2 |  | 0 | RYB |  |  | 11 kV |  | 415 V |  | MTM | 750.00 kVA | 19700101 |  | 1 | 0 | Fail | Please check "Voltage In/Out"
382389718 | TNB | DISTRIBUTION | KUALA SELANGOR | Existing | BKSL/PCE/J00811/MATX | 300346011 | TX1-S05630 | SHAH ALAM 2 FASA 5A5/2 |  | 0 | RYB |  |  | 11 kV |  | 415 V |  | MTM | 500.00 kVA | 20090903 |  | 1 | 0 | Fail | Please check "Voltage In/Out"
382389852 | TNB | DISTRIBUTION | KUALA SELANGOR | Existing | BKSL/PCE/J00862/MATX1 | 300544759 | TX1-S05711 | SHAH ALAM 2 FASA 5A4 NO.1 |  | 0 | RYB |  |  | 11 kV |  | 415 V |  | MTM | 500.00 kVA | 18/09/2013 |  | 1 | 0 | Fail | Please check "Voltage In/Out"
382389975 | TNB | DISTRIBUTION | KUALA SELANGOR | Existing | BKSL/PCE/J00843/MATX1 | 300511231 | TX1-S05803 | SHAH ALAM 2 5C 4 NO.1 |  | 0 | RYB |  |  | 11 kV |  | 415 V |  | EWT | 500.00 kVA | 19700101 |  | 1 | 0 | Fail | Please check "Voltage In/Out"
382390096 | TNB | DISTRIBUTION | KUALA SELANGOR | Existing | BKSL/PCE/J00417/MATX1 | 300554034 | TX1-S05807 | SHAH ALAM 2 5C 4 NO.2 |  | 0 | RYB |  |  | 11 kV |  | 415 V |  | MTM | 1000.00 kVA | 19700101 |  | 1 | 0 | Fail | Please check "Voltage In/Out"
382390237 | TNB | DISTRIBUTION | KUALA SELANGOR | Existing | BKSL/PCE/J00875 | 300492714 | TX2-S05849 | APARTMENT WARNASARI 2 |  | 0 | RYB |  |  | 11 kV |  | 415 V |  | EWT | 750.00 kVA | 19700101 |  | 1 | 0 | Fail | Please check "Voltage In/Out"
382390240 | TNB | DISTRIBUTION | KUALA SELANGOR | Existing | BKSL/PCE/J00875 | 300492339 | TX1-S05849 | APARTMENT WARNASARI 2 |  | 0 | RYB |  |  | 11 kV |  | 415 V |  | EWT | 750.00 kVA | 19700101 |  | 1 | 0 | Fail | Please check "Voltage In/Out"
382390445 | TNB | DISTRIBUTION | KUALA SELANGOR | Existing | BKSL/PCE/J00842/MATX1 | 300511621 | TX1-R06929 | IRON WORK 2/6 |  | 0 | RYB |  |  | 11 kV |  | 415 V |  | EWT | 500.00 kVA | 19700101 |  | 1 | 0 | Fail | Please check "Voltage In/Out"
382390566 | TNB | DISTRIBUTION | KUALA SELANGOR | Existing | BKSL/PCE/J00398/MATX1 | 300497835 | TX1-05878 | TAMAN GELAMA |  | 0 | RYB |  |  | 11 kV |  | 415 V |  | EWT | 300.00 kVA | 19700101 |  | 1 | 0 | Fail | Please check "Voltage In/Out"
382390691 | TNB | DISTRIBUTION | KUALA SELANGOR | Existing | BKSL/PCE/J00837/MATX1 | 310399133 | TX1-05783 | PADAT RUMAH KEDAI SASARAN |  | 0 | RYB |  |  | 11 kV |  | 415 V |  | EWT | 500.00 kVA | 19700101 |  | 1 | 0 | Fail | Please check "Voltage In/Out"
382390817 | TNB | DISTRIBUTION | KUALA SELANGOR | Existing | BKSL/PCE/J00620/MATX | 300313753 | TX1-R02113 | BEACON |  | 0 | RYB |  |  | 11 kV |  | 415 V |  | MTM | 100.00 kVA | 22/03/2008 |  | 1 | 0 | Fail | Please check "Voltage In/Out"
382390964 | TNB | DISTRIBUTION | KUALA SELANGOR | Existing | BKSL/PCE/J00873/MATX1 | 310271330 | TX1-S05883 | RUMAH BANGLO PUNCAK ALAM JAYA 2 |  | 0 | RYB |  |  | 11 kV |  | 415 V |  | MTM | 500.00 kVA | 19700101 |  | 1 | 0 | Fail | Please check "Voltage In/Out"
382391097 | TNB | DISTRIBUTION | KUALA SELANGOR | Existing | BKSL/PCE/J00382/MATX2 | 300461785 | TX1-R07385 | VHF BATU ARANG |  | 0 | RYB |  |  | 11 kV |  | 415 V |  |  | 300.00 kVA | 19700101 |  | 1 | 0 | Fail | Please check "Voltage In/Out"
382391222 | TNB | DISTRIBUTION | KUALA SELANGOR | Existing | BKSL/PCE/J00853/MATX1 | 300525028 | TX1-S05732 | TMN KSU FASA 5 NO.1 |  | 0 | RYB |  |  | 11 kV |  | 415 V |  | EWT | 500.00 kVA | 20/02/2014 |  | 1 | 0 | Fail | Please check "Voltage In/Out"
382391347 | TNB | DISTRIBUTION | KUALA SELANGOR | Existing |  |  | TX1-S05696 | STP PASIR PENAMBANG |  | 0 | RYB |  |  | 11 kV |  | 415 V |  |  | 500.00 kVA | 19700101 |  | 1 | 0 | Fail | Please check "Voltage In/Out"
382391478 | TNB | DISTRIBUTION | KUALA SELANGOR | Existing | BKSL/PCE/J00373/MATX1 | 300519855 | TX1-S05831 | PEWIRA RAYA |  | 0 | RYB |  |  | 11 kV |  | 415 V |  | MTM | 750.00 kVA | 20150101 |  | 1 | 0 | Fail | Please check "Voltage In/Out"
382391603 | TNB | DISTRIBUTION | KUALA SELANGOR | Existing | BKSL/PCE/J00370/MATX1 | 300519646 | TX1-S05791 | SMK SERI TIRAM BUROK |  | 0 | RYB |  |  | 11 kV |  | 415 V |  | MTM | 300.00 kVA | 18/10/2014 |  | 1 | 0 | Fail | Please check "Voltage In/Out"
382391728 | TNB | DISTRIBUTION | KUALA SELANGOR | Existing | BKSL/PCE/J00372/MATX1 | 300519632 | TX1-S05759 | JLN ANGGERIK TIRAM BUROK |  | 0 | RYB |  |  | 11 kV |  | 415 V |  | MTM | 1000.00 kVA | 20150101 |  | 1 | 0 | Fail | Please check "Voltage In/Out"
382391854 | TNB | DISTRIBUTION | KUALA SELANGOR | Existing |  |  | TX1-R07388 | LADANG HOPEFUL |  | 0 | RYB |  |  | 11 kV |  | 415 V |  |  | 500.00 kVA | 19700101 |  | 1 | 0 | Fail | Please check "Voltage In/Out"
382392003 | TNB | DISTRIBUTION | KUALA SELANGOR | Existing | BKSL/PCE/J00357/MATX1 | 300541055 | TX1-S05771 | MAHSURI JLN PERDANA NO.1 |  | 0 | RYB |  |  | 11 kV |  | 415 V |  | MTM | 1000.00 kVA | 20150101 |  | 1 | 0 | Fail | Please check "Voltage In/Out"
382392129 | TNB | DISTRIBUTION | KUALA SELANGOR | Existing | BKSL/PCE/J00361/MATX1 | 300537931 | TX1-S05846 | APARTMENT SEKINCHAN |  | 0 | RYB |  |  | 11 kV |  | 415 V |  | EWT | 500.00 kVA | 19700101 |  | 1 | 0 | Fail | Please check "Voltage In/Out"
382392339 | TNB | DISTRIBUTION | KUALA SELANGOR | Existing | BKSL/PCE/J00354/MATX1 | 300319538 | TX1-R06384 | APARTMENT ALAM PERDANA 4 |  | 0 | RYB |  |  | 11 kV |  | 415 V |  | SGB | 750.00 kVA | 14/11/2008 |  | 1 | 0 | Fail | Please check "Voltage In/Out"
382392342 | TNB | DISTRIBUTION | KUALA SELANGOR | Existing | BKSL/PCE/J00354/MATX2 | 300345123 | TX2-R06383 | APARTMENT ALAM PERDANA 4 |  | 0 | RYB |  |  | 11 kV |  | 415 V |  | EWT | 750.00 kVA | 20090903 |  | 1 | 0 | Fail | Please check "Voltage In/Out"
382392564 | TNB | DISTRIBUTION | KUALA SELANGOR | Existing | BKSL/PCE/J00353/MATX1 | 300319539 | TX1-R06380 | APARTMENT ALAM PERDANA 3 |  | 0 | RYB |  |  | 11 kV |  | 415 V |  | EWT | 1000.00 kVA | 15/12/2007 |  | 1 | 0 | Fail | Please check "Voltage In/Out"
382392567 | TNB | DISTRIBUTION | KUALA SELANGOR | Existing | BKSL/PCE/J00353/MATX2 | 300345138 | TX2-R06379 | APARTMENT ALAM PERDANA 3 |  | 0 | RYB |  |  | 11 kV |  | 415 V |  | EWT | 1000.00 kVA | 20090903 |  | 1 | 0 | Fail | Please check "Voltage In/Out"
382392804 | TNB | DISTRIBUTION | KUALA SELANGOR | Existing | BKSL/PCE/J00301/MATX1 | 300319540 | TX1-R06375 | APARTMENT ALAM PERDANA 2 |  | 0 | RYB |  |  | 11 kV |  | 415 V |  | EWT | 750.00 kVA | 19/02/2000 |  | 1 | 0 | Fail | Please check "Voltage In/Out"
382392807 | TNB | DISTRIBUTION | KUALA SELANGOR | Existing | BKSL/PCE/J00301/MATX2 | 300345115 | TX2-R06376 | APARTMENT ALAM PERDANA 2 |  | 0 | RYB |  |  | 11 kV |  | 415 V |  | EWT | 750.00 kVA | 20090903 |  | 1 | 0 | Fail | Please check "Voltage In/Out"
382393030 | TNB | DISTRIBUTION | KUALA SELANGOR | Existing | BKSL/PCE/J00664/MATX1 | 300319543 | TX1-R05347 | LOJI AIR ALAM PERDANA P.ALAM |  | 0 | RYB |  |  | 11 kV |  | 415 V |  | MTM | 300.00 kVA | 28/06/2007 |  | 1 | 0 | Fail | Please check "Voltage In/Out"
382393151 | TNB | DISTRIBUTION | KUALA SELANGOR | Existing | BKSL/PCE/J00659/MATX1 | 300319597 | TX1-R04457 | STP PERDANA ALAM JAYA |  | 0 | RYB |  |  | 11 kV |  | 415 V |  | EWT | 1000.00 kVA | 19801012 |  | 1 | 0 | Fail | Please check "Voltage In/Out"
382393294 | TNB | DISTRIBUTION | KUALA SELANGOR | Existing | BKSL/PCE/J00658/MATX1 | 300319596 | TX1-R04453 | PERDANA ALAM JAYA NO.1 |  | 0 | RYB |  |  | 11 kV |  | 415 V |  | EWT | 1000.00 kVA | 27/11/1981 |  | 1 | 0 | Fail | Please check "Voltage In/Out"
382393297 | TNB | DISTRIBUTION | KUALA SELANGOR | Existing | BKSL/PCE/J00658/MATX2 | 300345432 | TX2-R04452 | PERDANA ALAM JAYA NO.1 |  | 0 | RYB |  |  | 11 kV |  | 415 V |  | EWT | 1000.00 kVA | 20090903 |  | 1 | 0 | Fail | Please check "Voltage In/Out"
382711362 | TNB | DISTRIBUTION | KUALA SELANGOR | Existing | BKSL/PCE/J00820/MATX | 300346280 | TX1-S05640 | LYWOOD SG SEMBILANG |  | 0 | RYB |  |  | 11 kV |  | 415 V |  | MTM | 500.00 kVA | 20090903 |  | 1 | 0 | Fail | Please check "Voltage In/Out"
382711487 | TNB | DISTRIBUTION | KUALA SELANGOR | Existing | BKSL/PCE/J00836/MATX | 300451871 | TX1-S05718 | ZON IKS SG GULANG-GULANG |  | 0 | RYB |  |  | 11 kV |  | 415 V |  | MTM | 300.00 kVA | 23/03/2013 |  | 1 | 0 | Fail | Please check "Voltage In/Out"
382711614 | TNB | DISTRIBUTION | KUALA SELANGOR | Existing | BKSL/PCE/J00552/MATX1 | 300261971 | TX1-S05532 | LDG MINYAK |  | 0 | RYB |  |  | 11 kV |  | 415 V |  | SGB | 300.00 kVA | 26/06/2009 |  | 1 | 0 | Fail | Please check "Voltage In/Out"
383385877 | TNB | DISTRIBUTION | KUALA SELANGOR | Existing | BKSL/PCE/J00436/MATX1 | 310019213 | TX1-R08044 | TYCOPLUS BT 22 IJOK |  | 0 | RYB |  |  | 11 kV |  | 415 V |  | MTM | 1000.00 kVA | 19700101 |  | 1 | 0 | Fail | Please check "Voltage In/Out"
383814921 | TNB | DISTRIBUTION | KUALA SELANGOR | Existing | BKSL/PCE/J00414/MATX1 | 301945774 | TX1- S05917 | PERUMAHAN FASA 4 PUNCAK BESTARI |  | 0 | RYB |  |  | 11 kV |  | 415 V |  | MTM | 1000.00 kVA | 19700101 |  | 1 | 0 | Fail | Please check "Voltage In/Out"
383814924 | TNB | DISTRIBUTION | KUALA SELANGOR | Existing | BKSL/PCE/J00414/MATX2 | 301945773 | TX2- S05918 | PERUMAHAN FASA 4 PUNCAK BESTARI |  | 0 | RYB |  |  | 11 kV |  | 415 V |  | MTM | 1000.00 kVA | 19700101 |  | 1 | 0 | Fail | Please check "Voltage In/Out"
383815141 | TNB | DISTRIBUTION | KUALA SELANGOR | Existing | BKSL/PCE/J00424/MATX1 | 309954079 | TX1- S05925 | REBAN AYAM BAIZILAH |  | 0 | RYB | [6 empty] | EWT |  | 19700101 |  | 1 | 0 | Fail | Please check "Voltage In/Out"
383815258 | TNB | DISTRIBUTION | KUALA SELANGOR | Existing | BKSL/PCE/J00434/MATX1 | 300548846 | TX1- R08010 | Grp: Substation Comp. 1 |  | 0 | RYB |  |  | 11 kV |  | 415 V |  | MTM | 750.00 kVA | 19700101 |  | 1 | 0 | Fail | Please check "Voltage In/Out"
383819208 | TNB | DISTRIBUTION | KUALA SELANGOR | Existing |  |  | TX1-S05935 | ONE SEKINCAN |  | 0 | RYB |  |  | 11 kV |  | 415 V |  |  |  | 19700101 |  | 1 | 0 | Fail | Please check "Voltage In/Out"
383819322 | TNB | DISTRIBUTION | KUALA SELANGOR | Existing |  |  | TX1-S05942 | D-KSL-C17-1534 |  | 0 | RYB |  |  | 11 kV |  | 415 V |  |  |  | 19700101 |  | 1 | 0 | Fail | Please check "Voltage In/Out"
383819436 | TNB | DISTRIBUTION | KUALA SELANGOR | Existing | BKSL/PCE/J00437/MATX1 | 310329608 | TX1-S05949 | Grp: Substation Comp. 1 |  | 0 | RYB | [6 empty] | INDKOM |  | 19700101 |  | 1 | 0 | Fail | Please check "Voltage In/Out"
384274919 | TNB | DISTRIBUTION | KUALA SELANGOR | Existing |  |  | TX1-LOCAL TRANS |  |  | 0 | RYB |  |  | 11 kV |  | 415 V |  |  | 1000.00 kVA | 19811012 |  | 1 | 0 | Fail | Please check "Voltage In/Out"
384888550 | TNB | DISTRIBUTION | KUALA SELANGOR | Existing | BKSL/PCE/J00443/MATX1 | 310513800 | TX1-R08098 | D-KSL-C17-1624 |  | 0 | RYB | [6 empty] | EWT |  | 19700101 |  | 1 | 0 | Fail | Please check "Voltage In/Out"
384888706 | TNB | DISTRIBUTION | KUALA SELANGOR | Existing | BKSL/PCE/J00451/MATX1 | 310541526 | TX1-R08104 | D-KSL-C17-1592 |  | 0 | RYB |  |  | 11 kV |  | 415 V |  | EWT | 1000.00 kVA | 19700101 |  | 1 | 0 | Fail | Please check "Voltage In/Out"
384892876 | TNB | DISTRIBUTION | KUALA SELANGOR | Existing | BKSL/PCE/J00448/MATX1 | 310425113 | TX1-S05962 | D-KSL-C17-1525 |  | 0 | RYB |  |  | 11 kV |  | 415 V |  | EWT | 300.00 kVA | 19700101 |  | 1 | 0 | Fail | Please check "Voltage In/Out"
384893019 | TNB | DISTRIBUTION | KUALA SELANGOR | Existing |  |  | TX1-S05966 | D-KSL-C17-1545 (tmn makmur) |  | 0 | RYB |  |  | 11 kV |  | 415 V |  |  |  | 19700101 |  | 1 | 0 | Fail | Please check "Voltage In/Out"
384893388 | TNB | DISTRIBUTION | KUALA SELANGOR | Existing | BKSL/PCE/J00442/MATX1 | 310271339 | TX1-S05959 | D-KSL-C17-1380 |  | 0 | RYB |  |  | 11 kV |  | 415 V |  | MTM | 500.00 kVA | 19700101 |  | 1 | 0 | Fail | Please check "Voltage In/Out"
384893519 | TNB | DISTRIBUTION | KUALA SELANGOR | Existing | BKSL/PCE/J00444/MATX1 | 309997331 | TX1-S05956 | D-KSL-C17-1607 |  | 0 | RYB |  |  | 11 kV |  | 415 V |  | MTM | 1000.00 kVA | 19700101 |  | 1 | 0 | Fail | Please check "Voltage In/Out"
384965712 | TNB | DISTRIBUTION | KUALA SELANGOR | Existing | BKSL/PCE/J00883/MATX1 | 310273049 | TX1-R08135 | PE LOT 11311, JALAN TIAJ 2/5 T |  | 0 | RYB |  |  | 11 kV |  | 415 V |  |  | 500.00 kVA | 19700101 |  | 1 | 0 | Fail | Please check "Voltage In/Out"
385030108 | TNB | DISTRIBUTION | KUALA SELANGOR | Existing |  |  | TX2-S01587 | SITE B SEKINCHAN |  | 0 | RYB |  |  | 11 kV |  | 415 V |  | MTM | 1000.00 kVA | 22/09/1999 |  | 1 | 0 | Fail | Please check "Voltage In/Out"
385030219 | TNB | DISTRIBUTION | KUALA SELANGOR | Existing | BKSL/PCE/J00453/MATX1 | 310616172 | TX1-R08147 | D-KSL-C17-1621 |  | 0 | RYB | [6 empty] | INDKOM |  | 19700101 |  | 1 | 0 | Fail | Please check "Voltage In/Out"
385502553 | TNB | DISTRIBUTION | KUALA SELANGOR | Existing | BKSL/PCE/J00882/MATX1 | 310210332 | TX1-1000 kVA | PE JLN HILLPARK 11/9 |  | 0 | RYB |  |  | 11 kV | 11/0.415 kV | 415 V | MTM |  | 1000.00 kVA | 19700101 |  | 1 | 0 | Fail | Please check "Voltage In/Out"
385502556 | TNB | DISTRIBUTION | KUALA SELANGOR | Existing | BKSL/PCE/J00882/MATX2 | 310210337 | TX2-1000 kVA | PE JLN HILLPARK 11/9 |  | 0 | RYB |  |  | 11 kV | 11/0.415 kV | 415 V | MTM |  | 1000.00 kVA | 19700101 |  | 1 | 0 | Fail | Please check "Voltage In/Out"
385502784 | TNB | DISTRIBUTION | KUALA SELANGOR | Existing | BKSL/PCE/J00881/MATX1 | 310251111 | TX1-R08203 | D-KSL-C17-1497 |  | 0 | RYB |  |  | 11 kV | 11/0.415 kV | 415 V | MTM |  | 1000.00 kVA | 19700101 |  | 1 | 0 | Fail | Please check "Voltage In/Out"
385502787 | TNB | DISTRIBUTION | KUALA SELANGOR | Existing | BKSL/PCE/J00454/MATX2 | 310251113 | TX2-R08204 | D-KSL-C17-1497 |  | 0 | RYB |  |  | 11 kV | 11/0.415 kV | 415 V | MTM |  | 1000.00 kVA | 19700101 |  | 1 | 0 | Fail | Please check "Voltage In/Out"
385503225 | TNB | DISTRIBUTION | KUALA SELANGOR | Existing | BKSL/PCE/J00449/MATX1 | 310253580 | TX1-R08215 | D-KSL-C17-1588 |  | 0 | RYB |  |  | 11 kV | 11/0.415 kV | 415 V | AMSGB |  | 500.00 kVA | 19700101 |  | 1 | 0 | Fail | Please check "Voltage In/Out"
385503228 | TNB | DISTRIBUTION | KUALA SELANGOR | Existing |  |  | TX2-R08217 | D-KSL-C17-1588 |  | 0 | RYB |  |  | 11 kV |  | 415 V |  |  |  | 19700101 |  | 1 | 0 | Fail | Please check "Voltage In/Out"
386034947 | TNB | DISTRIBUTION | KUALA SELANGOR | Existing | BKSL/PCE/J00454/MATX1 | 310251114 | TX1-R08199 | D-KSL-C17-1497 |  | 0 | RYB |  |  | 11 kV | 11/0.415 kV | 415 V | MTM |  | 1000.00 kVA | 19700101 |  | 1 | 0 | Fail | Please check "Voltage In/Out"
386034950 | TNB | DISTRIBUTION | KUALA SELANGOR | Existing | BKSL/PCE/J00454/MATX2 | 310251113 | TX2-R08200 | D-KSL-C17-1497 |  | 0 | RYB |  |  | 11 kV | 11/0.415 kV | 415 V | MTM |  | 1000.00 kVA | 19700101 |  | 1 | 0 | Fail | Please check "Voltage In/Out"
387816961 | TNB | DISTRIBUTION | KUALA SELANGOR | Existing | BKSL/PCE/J00889/MATX1 | 310827659 | TX1-R08322 | D-KSL-C18-1506 |  | 0 | RYB | INST | YTBC | 11 kV | 11/0.415 kV | 415 V | EWT |  | 1000.00 kVA | 19700101 |  | 1 | 0 | Fail | Please check "Voltage In/Out"
387816964 | TNB | DISTRIBUTION | KUALA SELANGOR | Existing | BKSL/PCE/J00889/MATX2 | 310827658 | TX2-R08322 | D-KSL-C18-1506 |  | 0 | RYB | INST | YTBC | 11 kV | 11/0.415 kV | 415 V | EWT |  | 1000.00 kVA | 19700101 |  | 1 | 0 | Fail | Please check "Voltage In/Out"
387817190 | TNB | DISTRIBUTION | KUALA SELANGOR | Existing | BKSL/PCE/J00898/MATX1 | 310283355 | TX1-R08318 | D-KSL-C18-1555 |  | 0 | RYB | INST | YTBC | 11 kV | 11/0.415 kV | 415 V | AMSGB |  | 500.00 kVA | 19700101 |  | 1 | 0 | Fail | Please check "Voltage In/Out"
387817365 | TNB | DISTRIBUTION | KUALA SELANGOR | Existing |  |  | TX1-R08326 | D-KSL-C18-1506 |  | 0 | RYB |  |  | 11 kV |  | 415 V |  |  |  | 19700101 |  | 1 | 0 | Fail | Please check "Voltage In/Out"
387817368 | TNB | DISTRIBUTION | KUALA SELANGOR | Existing |  |  | TX2-R08327 | D-KSL-C18-1506 |  | 0 | RYB |  |  | 11 kV |  | 415 V |  |  |  | 19700101 |  | 1 | 0 | Fail | Please check "Voltage In/Out"
388117515 | TNB | DISTRIBUTION | KUALA SELANGOR | Existing |  |  | TX1 |  |  | 0 | RYB |  |  | 11 kV |  | 415 V |  |  |  | 19700101 |  | 1 | 0 | Fail | Please check "Voltage In/Out"
388117518 | TNB | DISTRIBUTION | KUALA SELANGOR | Existing |  |  | TX2 |  |  | 0 | RYB |  |  | 11 kV |  | 415 V |  |  |  | 19700101 |  | 1 | 0 | Fail | Please check "Voltage In/Out"
389036444 | TNB | DISTRIBUTION | KUALA SELANGOR | Existing | BKSL/PCE/J00244/MATX1 | 300022926 | TX1-S01562 | TMN BKT BELIMBING INDAH |  | 0 | RYB |  |  | 11 kV | 11/0.415 kV | 415 V | LKH |  | 500.00 kVA | 20/05/1997 |  | 1 | 0 | Fail | Please check "Voltage In/Out"
390513560 | TNB | DISTRIBUTION | KUALA SELANGOR | Existing | BKSL/PCE/J00886/MATX1 | 310623647 | TX1-R08230 | D-KSL-C18-1627 |  | 0 | RYB |  |  | 11 kV | 11/0.415 kV | 415 V | EWT |  | 1000.00 kVA | 19700101 |  | 1 | 0 | Fail | Please check "Voltage In/Out"
390513687 | TNB | DISTRIBUTION | KUALA SELANGOR | Existing | BKSL/PCE/J00887/MATX1 | 310772677 | TX1-S05978 | D-KSL-C18-1653 |  | 0 | RYB |  |  | 11 kV |  | 415 V | INDKOM |  |  | 19700101 |  | 1 | 0 | Fail | Please check "Voltage In/Out"
390513829 | TNB | DISTRIBUTION | KUALA SELANGOR | Existing | BKSL/PCE/J00891/MATX1 | 310715118 | TX1-S05982 | D-KSL-C19-1643 |  | 0 | RYB |  |  | 11 kV |  | 415 V | EWT |  |  | 19700101 |  | 1 | 0 | Fail | Please check "Voltage In/Out"
393786145 | TNB | DISTRIBUTION | KUALA SELANGOR | Existing | BKSL/PCE/J00906/MATX1 | 310895729 | TX1 R08340 | D-KSL-C18-1668 |  | 0 | RYB | INST | YTBC | 11 kV | 11/0.415 kV | 415 V | MTM |  | 1000.00 kVA | 19700101 |  | 1 | 0 | Fail | Please check "Voltage In/Out"
393786148 | TNB | DISTRIBUTION | KUALA SELANGOR | Existing |  |  | TX2 | D-KSL-C18-1668 |  | 0 | RYB |  |  | 11 kV |  | 415 V |  |  |  | 19700101 |  | 1 | 0 | Fail | Please check "Voltage In/Out"
393786367 | TNB | DISTRIBUTION | KUALA SELANGOR | Existing | BKSL/PCE/J00905/MATX1 | 310986298 | TX1 S06002 | D-KSL-C18-1658 |  | 0 | RYB | INST | YTBC | 11 kV |  | 415 V | EWT |  |  | 19700101 |  | 1 | 0 | Fail | Please check "Voltage In/Out"
393786473 | TNB | DISTRIBUTION | KUALA SELANGOR | Existing | BKSL/PCE/J00908/MATX1 | 310983101 | TX1 R08343 | D-KSL-C18-1646 |  | 0 | RYB | INST | YTBC | 11 kV |  | 415 V | EWT |  |  | 19700101 |  | 1 | 0 | Fail | Please check "Voltage In/Out"