## Ring Main Unit
Id | Owner Type | Owner Name | Operational Area | Status | ERMS Functional Location | ERMS Equipment No | Operating Voltage | Extensible | Label | Substation Name | ERMS System Status | ERMS User Status | Manufacturer | Manufacturer [Old] | Model Number | Date Commissioned
41333192 | TNB | DISTRIBUTION | WP PUTRAJAYA & CYBERJAYA | Existing | VPTJ/PCE/J18011/MB18011 | 300281208 | 11 kV | NO | RMU | PE 18.01 WR2 |  |  |  | INDKOM | ZZT | 22/01/2003
41333210 | TNB | DISTRIBUTION | WP PUTRAJAYA & CYBERJAYA | Existing | [9 empty] | SCHNEIDER
42007713 | TNB | DISTRIBUTION | WP PUTRAJAYA & CYBERJAYA | Existing | VCBJ/PCE/J22401/MB22401 | 300280499 | 11 kV | NO | RMU | PE 22.40 POLIS CJ F1 |  |  |  | TAMCO | GR1 | 15/03/2005
42957648 | TNB | DISTRIBUTION | WP PUTRAJAYA & CYBERJAYA | Existing | VPTJ/PCE/J05031/MB05031 | 300280684 | 11 kV | NO |  | PE 5.03 BR.6 S. GEMILANG |  |  |  | MERLIN GERIN | ZZT | 2003-02-10
43345085 | TNB | DISTRIBUTION | WP PUTRAJAYA & CYBERJAYA | Existing | VPTJ/PCE/J02061/MB02061 | 300280633 | 11 kV | NO | RMU | PE 2.06 PS 15 (F1) |  |  |  | INDKOM | ZZT | 2002-06-07
44056632 | TNB | DISTRIBUTION | WP PUTRAJAYA & CYBERJAYA | Existing | VPTJ/PCE/J14031/MB14031 | 300281106 | 11 kV | NO | RMU | PE 14.03 C/S S/L |  |  |  | SCHNEIDER | RM6 | 14/03/2005
44056795 | TNB | DISTRIBUTION | WP PUTRAJAYA & CYBERJAYA | Existing | VPTJ/PCE/J14221/MB14221 | 300281130 | 11 kV | NO | RMU | PE 14.22 KOMPLEKS SEK MEN (F1) |  |  |  | TAMCO | 2+1 | 2007-03-09
44056892 | TNB | DISTRIBUTION | WP PUTRAJAYA & CYBERJAYA | Existing | VPTJ/PCE/J15021/MB15021 | 300281144 | 11 kV | NO | RMU | PE 15.02 RD F 1 |  |  |  | SCHNEIDER | ZZT | 1999-08-10
44344742 | TNB | DISTRIBUTION | WP PUTRAJAYA & CYBERJAYA | Existing | [9 empty] | SCHNEIDER
45201969 | TNB | DISTRIBUTION | WP PUTRAJAYA & CYBERJAYA | Existing | VPTJ/PCE/J11011/MB11011 | 300280963 |  | NO |  | PE 11.01 RD 3 PER UTARA |  |  |  | TAMCO | GR1 | 30/07/1999
45201978 | TNB | DISTRIBUTION | WP PUTRAJAYA & CYBERJAYA | Existing | VPTJ/PCE/J11351/MB11351 | 300281060 |  | NO |  | PE 11.35 P11 K/3 TERES (EFI) (F1) |  |  |  | INDKOM | ZZT | 2003-04-12
45336750 | TNB | DISTRIBUTION | WP PUTRAJAYA & CYBERJAYA | Existing | [9 empty] | INDKOM
45443942 | TNB | DISTRIBUTION | WP PUTRAJAYA & CYBERJAYA | Existing | VPTJ/PCE/J11182/MB11184 | 300281037 |  | NO |  | PE 11.18 P11 H/1 TERES (EFI) (F2) |  |  |  | INDKOM | ZZT | 30/01/2003
45444020 | TNB | DISTRIBUTION | WP PUTRAJAYA & CYBERJAYA | Existing | VPTJ/PCE/J11281/MB11281 | 300281054 | 11 kV | NO | RMU | PE 11.28 APT ZON 6B (F1) |  |  |  | TAMCO | GR1 | 2009-03-09
45703726 | TNB | DISTRIBUTION | WP PUTRAJAYA & CYBERJAYA | Existing | VPTJ/PCE/J11301/MB11301 | 300281056 |  | NO |  | PE 11.30 SEK REN (EFI) (F1) |  |  |  | INDKOM | ZZT | 16/07/2002
45703735 | TNB | DISTRIBUTION | WP PUTRAJAYA & CYBERJAYA | Existing | VPTJ/PCE/J11361/MB11361 | 300281062 |  | NO |  | PE 11.36 P11 K/13 TERES (F1) |  |  |  | INDKOM | ZZT | 2003-05-12
45703753 | TNB | DISTRIBUTION | WP PUTRAJAYA & CYBERJAYA | Existing | VPTJ/PCE/J11451/MB11451 | 300281086 |  | NO |  | PE 11.45 SEK MEN (F1) |  |  |  | INDKOM | ZZT | 20/05/2004
426000150 | TNB | DISTRIBUTION | WP PUTRAJAYA & CYBERJAYA | Existing | VPTJ/PCE/J00414/MB1 | 310444753 | 11 kV | NO | RMU | D-PTJ-C17-0998 |  |  |  | INDKOM | INS24
426000736 | TNB | DISTRIBUTION | WP PUTRAJAYA & CYBERJAYA | Existing | VPTJ/PCE/J00415/MB1 | 310444757 | 11 kV | NO | RMU | D-PTJ-C17-0998 |  |  |  | INDKOM | INS24
426042455 | TNB | DISTRIBUTION | WP PUTRAJAYA & CYBERJAYA | Existing | VCBJ/PCE/J00150/MB1 | 310444760 | 11 kV | NO | RMU | D-CBJ-C16-0568 |  |  |  | INDKOM | INS24
426043110 | TNB | DISTRIBUTION | WP PUTRAJAYA & CYBERJAYA | Existing |  |  | 11 kV | NO | RMU | D-PTJ-C17-1095
426043917 | TNB | DISTRIBUTION | WP PUTRAJAYA & CYBERJAYA | Existing |  |  | 11 kV | NO | RMU | D-CBJ-C16-0520
426044964 | TNB | DISTRIBUTION | WP PUTRAJAYA & CYBERJAYA | Existing |  |  | 11 kV | NO | RMU | D-CBJ-C16-0520
428755269 | TNB | DISTRIBUTION | WP PUTRAJAYA & CYBERJAYA | Existing | VCBJ/PCE/J21891/MB21891 | 300454631 | 11 kV | NO | RMU | PE 21.89 MYVILLA P2 PARCEL B |  |  |  | TAMCO | GR1
428755444 | TNB | DISTRIBUTION | WP PUTRAJAYA & CYBERJAYA | Existing | VCBJ/PCE/J21881/MB21881 | 300455085 | 11 kV | NO | RMU | PE 21.88 MYVILLA P2 PARCEL A |  |  |  | TAMCO | GR1
428755775 | TNB | DISTRIBUTION | WP PUTRAJAYA & CYBERJAYA | Existing | VPTJ/PCE/J11352/MB11354 | 300281061 |  | NO |  | PE 11.35 P11 K/3 TERES (EFI) (F2) |  |  |  | INDKOM | ZZT | 2003-04-12
428804612 | TNB | DISTRIBUTION | WP PUTRAJAYA & CYBERJAYA | Existing | VCBJ/PCE/J22181/MB22181 | 300280552 | 11 kV | NO |  | SS 22.18 MDeC F1 |  |  |  | INDKOM | GA | 2001-07-11
428804909 | TNB | DISTRIBUTION | WP PUTRAJAYA & CYBERJAYA | Existing | VCBJ/PCE/J22182/MB22184 | 300280553 | 11 kV | NO |  | SS 22.18 MDeC F2 |  |  |  | INDKOM | GA | 2001-07-11
428805285 | TNB | DISTRIBUTION | WP PUTRAJAYA & CYBERJAYA | Existing | VCBJ/PCE/J22321/MB22321 | 300280507 | 11 kV | NO | RMU | PE 22.32 MOTOROLA F1 |  |  |  | INDKOM | GA | 21/11/2003
428805459 | TNB | DISTRIBUTION | WP PUTRAJAYA & CYBERJAYA | Existing | VCBJ/PCE/J22322/MB22324 | 300280511 | 11 kV | NO | RMU | PE 22.32 MOTOROLA F2 |  |  |  | INDKOM | GA | 21/11/2003
428806179 | TNB | DISTRIBUTION | WP PUTRAJAYA & CYBERJAYA | Existing | VCBJ/PCE/J22351/MB22351 | 300280503 | 11 kV | NO |  | PE 22.35 PRIMA PROP 2 F1 |  |  |  | TAMCO | GR1 | 2004-12-08
428806398 | TNB | DISTRIBUTION | WP PUTRAJAYA & CYBERJAYA | Existing | VCBJ/PCE/J22352/MB22355 | 300280504 | 11 kV | NO |  | PE 22.35 PRIMA PROP 2 F2 |  |  |  | TAMCO | GR1 | 2004-12-08
428820717 | TNB | DISTRIBUTION | WP PUTRAJAYA & CYBERJAYA | Existing | VCBJ/PCE/J22191/MB22191 | 300280546 |  | NO |  | SS 22.19 (QUILL)P.MULTIMEDIA( DHL ) F1 |  |  |  | INDKOM | ZZT | 19/02/2002
428820822 | TNB | DISTRIBUTION | WP PUTRAJAYA & CYBERJAYA | Existing | VCBJ/PCE/J22192/MB22194 | 300280548 | 11 kV | NO | RMU | SS 22.19 (QUILL)P.MULTIMEDIA( DHL ) F2 |  |  |  | INDKOM | ZZT | 19/02/2002
428821098 | TNB | DISTRIBUTION | WP PUTRAJAYA & CYBERJAYA | Existing | VCBJ/PCE/J22471/MB22471 | 300280477 | 11 kV | NO |  | SS 22.47 DHL 2 F1 |  |  |  | MERLIN GERIN | RM6 | 13/10/2005
428821275 | TNB | DISTRIBUTION | WP PUTRAJAYA & CYBERJAYA | Existing | VCBJ/PCE/J22472/MB22474 | 300280479 | 11 kV | NO |  | SS 22.47 DHL 2 F2 |  |  |  | INDKOM | GA | 13/10/2005
428821548 | TNB | DISTRIBUTION | WP PUTRAJAYA & CYBERJAYA | Existing | VCBJ/PCE/J22091/MB22091 | 300280581 | 11 kV | NO |  | PE 22.09 FUJITSU F1 |  |  |  | INDKOM | GA | 21/06/2001
428821650 | TNB | DISTRIBUTION | WP PUTRAJAYA & CYBERJAYA | Existing | VCBJ/PCE/J22092/MB22094 | 300280583 | 11 kV | NO |  | PE 22.09 FUJITSU F2 |  |  |  | INDKOM | GA | 21/06/2001
428822758 | TNB | DISTRIBUTION | WP PUTRAJAYA & CYBERJAYA | Existing | VCBJ/PCE/J22491/MB22491 | 300280470 | 11 kV | NO |  | PE 22.49 LOT PT 12082 F1 |  |  |  | TAMCO | GR1 | 19/06/2008
428822932 | TNB | DISTRIBUTION | WP PUTRAJAYA & CYBERJAYA | Existing | VCBJ/PCE/J22492/MB22494 | 300280471 | 11 kV | NO |  | PE 22.49 LOT PT 12082 F2 |  |  |  | TAMCO | GR1 | 19/06/2008
428824308 | TNB | DISTRIBUTION | WP PUTRAJAYA & CYBERJAYA | Existing | VCBJ/PCE/J22432/MB22434 | 300280495 | 11 kV | NO | RMU | SS 22.43 BMW F2 |  |  |  | INDKOM | GA | 2004-08-10
428824574 | TNB | DISTRIBUTION | WP PUTRAJAYA & CYBERJAYA | Existing | VCBJ/PCE/J22151/MB22151 | 300280557 | 11 kV | NO |  | PE 22.15 LOT12072 P.MULTIMEDIA F1 |  |  |  | INDKOM | ZZT | 2002-09-03
428827105 | TNB | DISTRIBUTION | WP PUTRAJAYA & CYBERJAYA | Existing | VPTJ/PCE/J11452/MB11454 | 300281088 |  | NO |  | PE 11.45 SEK MEN (F2) |  |  |  | INDKOM | ZZT | 20/05/2004
428828395 | TNB | DISTRIBUTION | WP PUTRAJAYA & CYBERJAYA | Existing | VPTJ/PCE/J11302/MB11304 | 300281057 |  | NO |  | PE 11.30 SEK REN (EFI) (F2) |  |  |  | INDKOM | ZZT | 16/07/2002
428902612 | TNB | DISTRIBUTION | WP PUTRAJAYA & CYBERJAYA | Existing | VPTJ/PCE/J05321/MB05321 | 300454748 | 11 kV | NO | RMU | PE 5.32 SEK REN PRESINT 5 (F1) |  |  |  | INDKOM | ZZT
428902860 | TNB | DISTRIBUTION | WP PUTRAJAYA & CYBERJAYA | Existing | VPTJ/PCE/J05322/MB05324 | 300454751 | 11 kV | NO | RMU | PE 5.32 SEK REN PRESINT 5 (F2) |  |  |  | INDKOM | ZZT
428903504 | TNB | DISTRIBUTION | WP PUTRAJAYA & CYBERJAYA | Existing | VPTJ/PCE/J05331/MB05331 | 300454742 | 11 kV | NO | RMU | PE 5.33 SEK MEN PRESINT 5 (F1) |  |  |  | INDKOM | INS24 (ZZTID)
428904101 | TNB | DISTRIBUTION | WP PUTRAJAYA & CYBERJAYA | Existing | VPTJ/PCE/J05332/MB05334 | 300454745 | 11 kV | NO | RMU | PE 5.33 SEK MEN PRESINT 5 (F2) |  |  |  | INDKOM | INS24 (ZZTID)
428904877 | TNB | DISTRIBUTION | WP PUTRAJAYA & CYBERJAYA | Existing | VPTJ/PCE/J05171/MB05171 | 300280700 | 11 kV | NO | RMU | PE 5.17 BLOK C 5R3 (F1) |  |  |  | INDKOM | ZZT-I/D | 15/09/2008
428905487 | TNB | DISTRIBUTION | WP PUTRAJAYA & CYBERJAYA | Existing | VPTJ/PCE/J05172/MB05174 | 300280701 | 11 kV | NO | RMU | PE 5.17 BLOK C 5R3 (F2) |  |  |  | INDKOM | ZZT-I/D | 15/09/2008
428906133 | TNB | DISTRIBUTION | WP PUTRAJAYA & CYBERJAYA | Existing | VPTJ/PCE/J05182/MB05184 | 300281264 | 11 kV | NO | RMU | PE 5.18 BLOK D 5R3 (F2) |  |  |  | TAMCO | GR1 | 15/09/2008
428928590 | TNB | DISTRIBUTION | WP PUTRAJAYA & CYBERJAYA | Existing | VPTJ/PCE/J14191/MB14191 | 300281125 | 11 kV | NO | RMU | PE 14.19 BLOK E2 (EFI) (F1) |  |  |  | TAMCO | ZZT | 2005-06-09
428929186 | TNB | DISTRIBUTION | WP PUTRAJAYA & CYBERJAYA | Existing | VPTJ/PCE/J14192/MB14194 | 300281126 | 11 kV | NO | RMU | PE 14.19 BLOK E2 (EFI) (F2) |  |  |  | INDKOM | ZZT | 2005-06-09
428929837 | TNB | DISTRIBUTION | WP PUTRAJAYA & CYBERJAYA | Existing | VPTJ/PCE/J14181/MB14181 | 300281123 | 11 kV | NO | RMU | PE 14.18 BLOK E1 (F1) |  |  |  | INDKOM | ZZT | 2005-06-09
428930114 | TNB | DISTRIBUTION | WP PUTRAJAYA & CYBERJAYA | Existing | VPTJ/PCE/J14182/MB14184 | 300281124 | 11 kV | NO | RMU | PE 14.18 BLOK E1 (F2) |  |  |  | INDKOM | ZZT | 2005-06-09
428930710 | TNB | DISTRIBUTION | WP PUTRAJAYA & CYBERJAYA | Existing | VPTJ/PCE/J14171/MB14171 | 300281121 | 11 kV | NO | RMU | PE 14.17 BLOK D (F1) |  |  |  | TAMCO | 2+1 | 2005-06-09
428931329 | TNB | DISTRIBUTION | WP PUTRAJAYA & CYBERJAYA | Existing | VPTJ/PCE/J14172/MB14174 | 300281122 | 11 kV | NO | RMU | PE 14.17 BLOK D (F2) |  |  |  | INDKOM | ZZT | 2005-06-09
428949156 | TNB | DISTRIBUTION | WP PUTRAJAYA & CYBERJAYA | Existing | VPTJ/PCE/J14161/MB14161 | 300281119 | 11 kV | NO | RMU | PE 14.16 BLOK C (EFI) (F1) |  |  |  | EWT | 1000 KVA | 2005-06-09
428949792 | TNB | DISTRIBUTION | WP PUTRAJAYA & CYBERJAYA | Existing | VPTJ/PCE/J14162/MB14164 | 300281120 | 11 kV | NO | RMU | PE 14.16 BLOK C (EFI) (F2) |  |  |  | MTM | 1000 KVA | 2005-06-09
428950454 | TNB | DISTRIBUTION | WP PUTRAJAYA & CYBERJAYA | Existing | VPTJ/PCE/J14151/MB14151 | 300281117 | 11 kV | NO | RMU | PE 14.15 BLOK B (F1) |  |  |  | INDKOM | ZZT | 2005-06-09
428951069 | TNB | DISTRIBUTION | WP PUTRAJAYA & CYBERJAYA | Existing | VPTJ/PCE/J14152/MB14154 | 300281118 | 11 kV | NO | RMU | PE 14.15 BLOK B (F2) |  |  |  | INDKOM | ZZT | 2005-06-09
428951712 | TNB | DISTRIBUTION | WP PUTRAJAYA & CYBERJAYA | Existing | VPTJ/PCE/J14141/MB14141 | 300281115 | 11 kV | NO | RMU | PE 14.14 BLOK A (EFI) (F1) |  |  |  | INDKOM | ZZT | 2005-06-09
428952309 | TNB | DISTRIBUTION | WP PUTRAJAYA & CYBERJAYA | Existing | VPTJ/PCE/J14142/MB14144 | 300281116 | 11 kV | NO | RMU | PE 14.14 BLOK A (EFI) (F2) |  |  |  | INDKOM | ZZT | 2005-06-09
428952934 | TNB | DISTRIBUTION | WP PUTRAJAYA & CYBERJAYA | Existing | VPTJ/PCE/J14311/MB14311 | 300281141 | 11 kV | NO | RMU | PE 14.31 P'PURI 14-12 BLOK B (F1) |  |  |  | ORMAZABAL | ZZT | 25/06/2008
428954210 | TNB | DISTRIBUTION | WP PUTRAJAYA & CYBERJAYA | Existing | VPTJ/PCE/J05181/MB05181 | 300281263 | 11 kV | NO | RMU | PE 5.18 BLOK D 5R3 (F1) |  |  |  | TAMCO | GR1 | 15/09/2008
428956492 | TNB | DISTRIBUTION | WP PUTRAJAYA & CYBERJAYA | Existing | VPTJ/PCE/J05161/MB05161 | 300281261 | 11 kV | NO | RMU | PE 5.16 BLOK B 5R3 (F1) |  |  |  | TAMCO | GR1-21-1D | 15/09/2008
428957091 | TNB | DISTRIBUTION | WP PUTRAJAYA & CYBERJAYA | Existing | VPTJ/PCE/J05162/MB05164 | 300281262 | 11 kV | NO | RMU | PE 5.16 BLOK B 5R3 (F2) |  |  |  | TAMCO | GR1-21-1D | 15/09/2008
428957686 | TNB | DISTRIBUTION | WP PUTRAJAYA & CYBERJAYA | Existing | VPTJ/PCE/J05152/MB05154 | 300280699 | 11 kV | NO | RMU | PE 5.15 BLOK A 5R3 (F2) |  |  |  | INDKOM | ZZT-I/D | 15/09/2008
428957819 | TNB | DISTRIBUTION | WP PUTRAJAYA & CYBERJAYA | Existing | VPTJ/PCE/J14312/MB14314 | 300281142 | 11 kV | NO | RMU | PE 14.31 P'PURI 14-12 BLOK B (F2) |  |  |  | ORMAZABAL | ZZT | 25/06/2008
428958437 | TNB | DISTRIBUTION | WP PUTRAJAYA & CYBERJAYA | Existing | VPTJ/PCE/J14301/MB14301 | 300281139 | 11 kV | NO | RMU | PE 14.30 P'PURI 14-12 BLOK A (EFI) (F1) |  |  |  | INDKOM | ZZT | 25/06/2008
428959026 | TNB | DISTRIBUTION | WP PUTRAJAYA & CYBERJAYA | Existing | VPTJ/PCE/J14302/MB14304 | 300281140 | 11 kV | NO | RMU | PE 14.30 P'PURI 14-12 BLOK A (EFI) (F2) |  |  |  | INDKOM | ZZT | 25/06/2008
428959360 | TNB | DISTRIBUTION | WP PUTRAJAYA & CYBERJAYA | Existing | VPTJ/PCE/J14251/MB14251 | 300281133 | 11 kV | NO | RMU | PE 14.25 KOMPLEKS SEK REN (EFI) (F1) |  |  |  | INDKOM | ZZT | 2007-03-09
428959949 | TNB | DISTRIBUTION | WP PUTRAJAYA & CYBERJAYA | Existing | VPTJ/PCE/J14252/MB14254 | 300281134 | 11 kV | NO | RMU | PE 14.25 KOMPLEKS SEK REN (EFI) (F2) |  |  |  | INDKOM | ZZT | 2007-03-09
428962604 | TNB | DISTRIBUTION | WP PUTRAJAYA & CYBERJAYA | Existing | VPTJ/PCE/J05151/MB05151 | 300280698 | 11 kV | NO | RMU | PE 5.15 BLOK A 5R3 (F1) |  |  |  | INDKOM | ZZT-I/D | 15/09/2008
428963310 | TNB | DISTRIBUTION | WP PUTRAJAYA & CYBERJAYA | Existing | VPTJ/PCE/J06031/MB06031 | 310283387 | 11 kV | NO | RMU | SS 6.03 TEMP 6R6 |  |  |  | TAMCO
428963940 | TNB | DISTRIBUTION | WP PUTRAJAYA & CYBERJAYA | Existing | VPTJ/PCE/J05142/MB05144 | 300281260 | 11 kV | NO | RMU | PE 5.14 5R1 (F2) |  |  |  | INDKOM | ZZT | 15/09/2008
428964248 | TNB | DISTRIBUTION | WP PUTRAJAYA & CYBERJAYA | Existing | VPTJ/PCE/J05141/MB05141 | 300281259 | 11 kV | NO | RMU | PE 5.14 5R1 (F1) |  |  |  | INDKOM | ZZT | 15/09/2008
428965267 | TNB | DISTRIBUTION | WP PUTRAJAYA & CYBERJAYA | Existing | VPTJ/PCE/J06021/MB06021 | 300280715 | 11 kV | NO | RMU | PE 6.02 KOLAM RENANG (F1) |  |  |  | MERLIN GERIN | RM6 | 22/05/2007
428965922 | TNB | DISTRIBUTION | WP PUTRAJAYA & CYBERJAYA | Existing | VPTJ/PCE/J06022/MB06024 | 300280716 | 11 kV | NO | RMU | PE 6.02 KOLAM RENANG (F2) |  |  |  | MERLIN GERIN | RM6 | 22/05/2007
428970870 | TNB | DISTRIBUTION | WP PUTRAJAYA & CYBERJAYA | Existing | VPTJ/PCE/J06011/MB06011 | 300280790 | 11 kV | NO | RMU | PE 6.01 GRAND STAND (F1) |  |  |  | TAMCO | GR1 | 2005-08-12
428971515 | TNB | DISTRIBUTION | WP PUTRAJAYA & CYBERJAYA | Existing | VPTJ/PCE/J06012/MB06014 | 300280791 | 11 kV | NO | RMU | PE 6.01 GRAND STAND (F2) |  |  |  | INDKOM | ZZT | 2005-08-12
428972415 | TNB | DISTRIBUTION | WP PUTRAJAYA & CYBERJAYA | Existing | VPTJ/PCE/J05261/MB05261 | 300280711 | 11 kV | NO | RMU | PE 5.26 BLOK D2 APT 5R4 (F1) |  |  |  | TAMCO | GR1 | 14/01/2009
428973032 | TNB | DISTRIBUTION | WP PUTRAJAYA & CYBERJAYA | Existing | VPTJ/PCE/J05262/MB05264 | 300280712 | 11 kV | NO | RMU | PE 5.26 BLOK D2 APT 5R4 (F1) |  |  |  | TAMCO | GR1 | 21/01/2009
428973679 | TNB | DISTRIBUTION | WP PUTRAJAYA & CYBERJAYA | Existing | VPTJ/PCE/J05252/MB05254 | 300280710 | 11 kV | NO | RMU | PE 5.25 BLOK D1 APT 5R4 (F2) |  |  |  | TAMCO | GR1 | 21/01/2009
428974891 | TNB | DISTRIBUTION | WP PUTRAJAYA & CYBERJAYA | Existing | VPTJ/PCE/J05251/MB05251 | 300280709 | 11 kV | NO | RMU | PE 5.25 BLOK D1 APT 5R4 (F1) |  |  |  | TAMCO | GR1 | 14/01/2009
428975164 | TNB | DISTRIBUTION | WP PUTRAJAYA & CYBERJAYA | Existing | VPTJ/PCE/J11362/MB11364 | 300281063 |  | NO |  | PE 11.36 P11 K/13 TERES (F2) |  |  |  | INDKOM | ZZT | 2003-05-12
428977464 | TNB | DISTRIBUTION | WP PUTRAJAYA & CYBERJAYA | Existing | VPTJ/PCE/J11282/MB11285 | 300281055 | 11 kV | NO | RMU | PE 11.28 APT ZON 6B (F2) |  |  |  | TAMCO | GR1 | 2009-03-09
428978550 | TNB | DISTRIBUTION | WP PUTRAJAYA & CYBERJAYA | Existing | VPTJ/PCE/J11181/MB11181 | 300281035 |  | NO |  | PE 11.18 P11 H/1 TERES (EFI) (F1) |  |  |  | INDKOM | ZZT | 31/01/2003
428979950 | TNB | DISTRIBUTION | WP PUTRAJAYA & CYBERJAYA | Existing | VPTJ/PCE/J11171/MB11171 | 300452982 |  | NO |  | PE 11.17 ZON 7B (F1) |  |  |  | INDKOM | ZZT-O/D | 31/01/2003
428979959 | TNB | DISTRIBUTION | WP PUTRAJAYA & CYBERJAYA | Existing | VPTJ/PCE/J11172/MB11174 | 300452983 |  | NO |  | PE 11.17 ZON 7B (F2) |  |  |  | INDKOM | ZZT-O/D | 31/01/2003
428996907 | TNB | DISTRIBUTION | WP PUTRAJAYA & CYBERJAYA | Existing | VCBJ/PCE/J21971/MB21971 | 310371011 | 11 kV | NO | RMU | PE 21.97 MY VILLA PRESINT 4 |  |  |  | SCHNEIDER | NE-21Q
429001223 | TNB | DISTRIBUTION | WP PUTRAJAYA & CYBERJAYA | Existing | VCBJ/PCE/J22152/MB22154 | 300280558 | 11 kV | NO |  | PE 22.15 LOT 12072 P.MULTIMEDIA F2 |  |  |  | INDKOM | ZZT | 2002-09-03
429002015 | TNB | DISTRIBUTION | WP PUTRAJAYA & CYBERJAYA | Existing | VCBJ/PCE/J22431/MB22431 | 300280494 | 11 kV | NO | RMU | SS 22.43 BMW F1 |  |  |  | INDKOM | GA | 2004-08-10
429006101 | TNB | DISTRIBUTION | WP PUTRAJAYA & CYBERJAYA | Existing | VPTJ/PCE/J05242/MB05244 | 300280708 | 11 kV | NO | RMU | PE 5.24 BLOK C APT 5R4 (F2) |  |  |  | TAMCO | GR1 | 13/01/2009
429007330 | TNB | DISTRIBUTION | WP PUTRAJAYA & CYBERJAYA | Existing | VPTJ/PCE/J05241/MB05241 | 300280707 | 11 kV | NO | RMU | PE 5.24 BLOK C APT 5R4 (F1) |  |  |  | TAMCO | GR1 | 2009-12-01
429008002 | TNB | DISTRIBUTION | WP PUTRAJAYA & CYBERJAYA | Existing | VPTJ/PCE/J05231/MB05231 | 300280705 | 11 kV | NO | RMU | PE 5.23 BLOK B APT 5R4 (F1) |  |  |  | TAMCO | GR1 | 2009-12-01
429008593 | TNB | DISTRIBUTION | WP PUTRAJAYA & CYBERJAYA | Existing | VPTJ/PCE/J05232/MB05234 | 300280706 | 11 kV | NO | RMU | PE 5.23 BLOK B APT 5R4 (F2) |  |  |  | TAMCO | GR1 | 13/01/2009
429017835 | TNB | DISTRIBUTION | WP PUTRAJAYA & CYBERJAYA | Existing | VPTJ/PCE/J05221/MB05221 | 300280703 | 11 kV | NO | RMU | PE 5.22 BLOK A APT 5R4 (F1) |  |  |  | TAMCO | GR1 | 2009-12-01
429018467 | TNB | DISTRIBUTION | WP PUTRAJAYA & CYBERJAYA | Existing | VPTJ/PCE/J05222/MB05224 | 300280704 | 11 kV | NO | RMU | PE 5.22 BLOK A APT 5R4 (F2) |  |  |  | TAMCO | GR1 | 13/01/2009
429353045 | TNB | DISTRIBUTION | WP PUTRAJAYA & CYBERJAYA | Existing | VPTJ/PCE/J14222/MB14224 | 300281132 | 11 kV | NO | RMU | PE 14.22 KOMPLEKS SEK MEN (F2) |  |  |  | TAMCO | 2+1 | 2007-03-09
429354078 | TNB | DISTRIBUTION | WP PUTRAJAYA & CYBERJAYA | Existing | VPTJ/PCE/J14051/MB14051 | 300454833 | 11 kV | NO | RMU | PE 14.05 PERUMAHAN 14-11 (F1) |  |  |  | SCHNEIDER | NE-2iQ
429354178 | TNB | DISTRIBUTION | WP PUTRAJAYA & CYBERJAYA | Existing | VPTJ/PCE/J14052/MB14054 | 300454838 | 11 kV | NO | RMU | PE 14.05 PERUMAHAN 14-11 (F2) |  |  |  | SCHNEIDER | NE-2iQ
429354513 | TNB | DISTRIBUTION | WP PUTRAJAYA & CYBERJAYA | Existing | VPTJ/PCE/J14061/MB14061 | 300281107 | 11 kV | NO | RMU | PE 14.06 PERUMAHAN 14-5A |  |  |  | INDKOM | ZZT | 26/05/2008
429357180 | TNB | DISTRIBUTION | WP PUTRAJAYA & CYBERJAYA | Existing | VPTJ/PCE/J11142/MB11144 | 300280999 | 11 kV | NO | RMU | PE 11.14 APT C (F2) |  |  |  | INDKOM | ZZT | 13/05/2003
429357823 | TNB | DISTRIBUTION | WP PUTRAJAYA & CYBERJAYA | Existing | VPTJ/PCE/J11141/MB11141 | 300280997 | 11 kV | NO | RMU | PE 11.14 APT C (F1) |  |  |  | INDKOM | ZZT | 13/05/2003
429359611 | TNB | DISTRIBUTION | WP PUTRAJAYA & CYBERJAYA | Existing | VCBJ/PCE/J21831/MB21831 | 300452981 |  | NO |  | PE 21.83 PS14 ROAD D |  |  |  | INDKOM | ZZT
429360421 | TNB | DISTRIBUTION | WP PUTRAJAYA & CYBERJAYA | Existing | VCBJ/PCE/J23101/MB | 300491147 | 11 kV | NO |  | PE 23.10 CLOVER NO.1 |  |  |  | INDKOM | ZZT
429365707 | TNB | DISTRIBUTION | WP PUTRAJAYA & CYBERJAYA | Existing | VCBJ/PCE/J22541/MB22541 | 300280395 | 11 kV | NO | RMU | PE 22.54 PRIMA 8 F1 |  |  |  | INDKOM | GA | 2008-03-06
429365882 | TNB | DISTRIBUTION | WP PUTRAJAYA & CYBERJAYA | Existing | VCBJ/PCE/J22542/MB22544 | 300280396 | 11 kV | NO | RMU | PE 22.54 PRIMA 8 F2 |  |  |  | INDKOM | GA | 2008-03-06
429366760 | TNB | DISTRIBUTION | WP PUTRAJAYA & CYBERJAYA | Existing | VCBJ/PCE/J22531/MB22531 | 300280398 | 11 kV | NO | RMU | PE 22.53 PRIMA 7 SPAN F1 |  |  |  | TAMCO | GR1 | 15/09/2007
429366862 | TNB | DISTRIBUTION | WP PUTRAJAYA & CYBERJAYA | Existing | VCBJ/PCE/J22532/MB22534 | 300280399 | 11 kV | NO | RMU | PE 22.53 PRIMA 7 SPAN F2 |  |  |  | TAMCO | GR1 | 15/09/2007
429367603 | TNB | DISTRIBUTION | WP PUTRAJAYA & CYBERJAYA | Existing | VCBJ/PCE/J22501/MB22501 | 300280467 | 11 kV | NO | RMU | PE 22.50 LOT PT 12092 F1 |  |  |  | TAMCO | GR1 | 20/06/2006
429367707 | TNB | DISTRIBUTION | WP PUTRAJAYA & CYBERJAYA | Existing | VCBJ/PCE/J22502/MB22504 | 300280469 | 11 kV | NO | RMU | PE 22.50 LOT PT 12092 F2 |  |  |  | TAMCO | GR1 | 20/06/2006
429369225 | TNB | DISTRIBUTION | WP PUTRAJAYA & CYBERJAYA | Existing | VCBJ/PCE/J22991/MB22991 | 300453001 | 11 kV | NO | RMU | SS 22.99 PEJ PUSAT MAKLUMAT F1 |  |  |  | INDKOM | INS 24
429369331 | TNB | DISTRIBUTION | WP PUTRAJAYA & CYBERJAYA | Existing | VCBJ/PCE/J22992/MB22994 | 300453002 | 11 kV | NO | RMU | SS 22.99 PEJ PUSAT MAKLUMAT F2 |  |  |  | INDKOM | INS 24
429369691 | TNB | DISTRIBUTION | WP PUTRAJAYA & CYBERJAYA | Existing | VCBJ/PCE/J22911/MB22911 | 300452930 | 11 kV | NO | RMU | PE 22.91 SOHO F1 |  |  |  | TAMCO | GR1
429369795 | TNB | DISTRIBUTION | WP PUTRAJAYA & CYBERJAYA | Existing | VCBJ/PCE/J22912/MB22911 | 300452934 | 11 kV | NO | RMU | PE 22.91 SOHO F2 |  |  |  | TAMCO | GR1
429371414 | TNB | DISTRIBUTION | WP PUTRAJAYA & CYBERJAYA | Existing | VPTJ/PCE/J02081/MB02081 | 300280646 | 11 kV | NO | RMU | PE 2.08 TMN WAWASAN (F1) |  |  |  | INDKOM | ZZZT | 25/08/2002
429372294 | TNB | DISTRIBUTION | WP PUTRAJAYA & CYBERJAYA | Existing | VPTJ/PCE/J02082/MB02085 | 300280648 | 11 kV | NO | RMU | PE 2.08 TMN WAWASAN (F2) |  |  |  | INDKOM | ZZZT | 25/08/2002
429373021 | TNB | DISTRIBUTION | WP PUTRAJAYA & CYBERJAYA | Existing | VPTJ/PCE/J02071/MB02071 | 300280639 | 11 kV | NO | RMU | PE 2.07 INSIDE PPU 18 (F1) |  |  |  | INDKOM | ZZT | 23/09/2002
429373657 | TNB | DISTRIBUTION | WP PUTRAJAYA & CYBERJAYA | Existing | VPTJ/PCE/J02072/MB02074 | 300280642 | 11 kV | NO | RMU | PE 2.07 INSIDE PPU 18 (F2) |  |  |  | INDKOM | ZZT | 23/09/2002
429391723 | TNB | DISTRIBUTION | WP PUTRAJAYA & CYBERJAYA | Existing | VPTJ/PCE/J14091/MB14091 | 300281110 | 11 kV | NO | RMU | PE 14.09 PERUMAHAN 14-4 (F1) |  |  |  | MERLIN GERIN | NA | 2007-11-08
429392745 | TNB | DISTRIBUTION | WP PUTRAJAYA & CYBERJAYA | Existing | VPTJ/PCE/J14081/MB14081 | 300281108 | 11 kV | NO | RMU | PE 14.08 Perumahan 14-10 (F1) |  |  |  | FALCON BETA | NA | 28/11/2008
429392916 | TNB | DISTRIBUTION | WP PUTRAJAYA & CYBERJAYA | Existing | VPTJ/PCE/J14082/MB14084 | 300281109 | 11 kV | NO | RMU | PE 14.08 Perumahan 14-10 (F2) |  |  |  | TAMCO | GR1-21-10-17336 | 28/11/2008
429394088 | TNB | DISTRIBUTION | WP PUTRAJAYA & CYBERJAYA | Existing | VPTJ/PCE/J14131/MB14131 | 300281113 | 11 kV | NO | RMU | PE 14.13 ERUMAHAN 14-9 (EFI) (F1) |  |  |  | TAMCO | GR1 | 2006-09-02
429394274 | TNB | DISTRIBUTION | WP PUTRAJAYA & CYBERJAYA | Existing | VPTJ/PCE/J14132/MB14134 | 300281114 | 11 kV | NO | RMU | PE 14.13 ERUMAHAN 14-9 (EFI) (F2) |  |  |  | TAMCO | GR1 | 2006-09-02
429395234 | TNB | DISTRIBUTION | WP PUTRAJAYA & CYBERJAYA | Existing | VPTJ/PCE/J14021/MB14021 | 300281104 | 11 kV | NO | RMU | PE 14.02 PERUMAHAN 14-1 (EFI) (F1) |  |  |  | TAMCO | GR1 | 25/02/2006
429395405 | TNB | DISTRIBUTION | WP PUTRAJAYA & CYBERJAYA | Existing | VPTJ/PCE/J14022/MB14024 | 300281105 | 11 kV | NO | RMU | PE 14.02 PERUMAHAN 14-1 (EFI) (F2) |  |  |  | TAMCO | GR1 | 25/02/2006
429397572 | TNB | DISTRIBUTION | WP PUTRAJAYA & CYBERJAYA | Existing | VCBJ/PCE/J22921/MB22921 | 300452926 | 11 kV | NO | RMU | PE 22.92 PRIMA 12 |  |  |  | INDKOM | ZZT I/D
429398536 | TNB | DISTRIBUTION | WP PUTRAJAYA & CYBERJAYA | Existing | VCBJ/PCE/J22511/MB22511 | 300280463 | 11 kV | NO | RMU | SS 22.51 DELL R&D F1 |  |  |  | TAMCO | GR1 | 2011-07-03
429398713 | TNB | DISTRIBUTION | WP PUTRAJAYA & CYBERJAYA | Existing | VCBJ/PCE/J22512/MB22514 | 300280464 | 11 kV | NO | RMU | SS 22.51 DELL R&D F2 |  |  |  | TAMCO | GR1 | 2011-07-03
429398995 | TNB | DISTRIBUTION | WP PUTRAJAYA & CYBERJAYA | Existing | VCBJ/PCE/J22811/MB22811 | 300452944 | 11 kV | NO | RMU | PE 22.81 AMD F1 |  |  |  | INDKOM | INS24
429399101 | TNB | DISTRIBUTION | WP PUTRAJAYA & CYBERJAYA | Existing | VCBJ/PCE/J22812/MB22811 | 300452947 | 11 kV | NO | RMU | PE 22.81 AMD F2 |  |  |  | INDKOM | INS24
429399545 | TNB | DISTRIBUTION | WP PUTRAJAYA & CYBERJAYA | Existing | VCBJ/PCE/J22752/MB22754 | 300288155 | 11 kV | NO | RMU | PE 22.75 KWDI 4 F2 |  |  |  | TAMCO | GR1 | 20/12/2010
429399648 | TNB | DISTRIBUTION | WP PUTRAJAYA & CYBERJAYA | Existing | VCBJ/PCE/J22751/MB22751 | 300288153 | 11 kV | NO | RMU | PE 22.75 KWDI 4 F1 |  |  |  | TAMCO | GR1 | 19/12/2010
429406159 | TNB | DISTRIBUTION | WP PUTRAJAYA & CYBERJAYA | Existing | VCBJ/PCE/J22402/MB22404 | 300280500 | 11 kV | NO | RMU | PE 22.40 POLIS CJ F2 |  |  |  | TAMCO | GR1 | 15/03/2005
429406251 | TNB | DISTRIBUTION | WP PUTRAJAYA & CYBERJAYA | Existing | VCBJ/PCE/J22761/MB22761 | 300284811 |  | NO |  | PE 22.76 - STP B F1 |  |  |  | INDKOM | ZZT | 2010-01-06
429406486 | TNB | DISTRIBUTION | WP PUTRAJAYA & CYBERJAYA | Existing | VCBJ/PCE/J22762/MB22764 | 300284812 |  | NO |  | PE 22.76 - STP B F2 |  |  |  | INDKOM | ZZT | 2010-03-06
429406983 | TNB | DISTRIBUTION | WP PUTRAJAYA & CYBERJAYA | Existing | VCBJ/PCE/J22771/MB22771 | 300284815 |  | NO |  | PE 22.77 - PS2-8 F1 |  |  |  | TAMCO | GR1-21-0D | 14/07/2010
429407592 | TNB | DISTRIBUTION | WP PUTRAJAYA & CYBERJAYA | Existing | VCBJ/PCE/J22772/MB22774 | 300284816 |  | NO |  | PE 22.77 - PS2-8 F2 |  |  |  | TAMCO | GR1-21-0D | 15/07/2010
429408243 | TNB | DISTRIBUTION | WP PUTRAJAYA & CYBERJAYA | Existing | VCBJ/PCE/J22691/MB22691 | 300282014 | 11 kV | NO | RMU | PE 22.69 KRU STUDIO F1 |  |  |  | LUCY | VRN 2A | 26/01/2010
429408471 | TNB | DISTRIBUTION | WP PUTRAJAYA & CYBERJAYA | Existing | VCBJ/PCE/J24191 | 300498022 | 11 kV | NO | RMU | PE 24.19 YAKIN INVEST F1 |  |  |  | SIEMENS | 8DJH
429417592 | TNB | DISTRIBUTION | WP PUTRAJAYA & CYBERJAYA | Existing | VPTJ/PCE/J14111/MB14111 | 300281111 | 11 kV | NO | RMU | PE 14.11 PERUMAHAN 14-1 (F1) |  |  |  | TAMCO | GR1 | 25/02/2006
429417762 | TNB | DISTRIBUTION | WP PUTRAJAYA & CYBERJAYA | Existing | VPTJ/PCE/J14112/MB14114 | 300281112 | 11 kV | NO | RMU | PE 14.11 PERUMAHAN 14-1 (F2) |  |  |  | TAMCO | GR1 | 25/02/2006
429418633 | TNB | DISTRIBUTION | WP PUTRAJAYA & CYBERJAYA | Existing | VPTJ/PCE/J16031/MB16031 | 300281176 | 11 kV | NO | RMU | PE 16.03 146 UNIT RUMAH TERES |  |  |  | MERLIN GERIN | NA | 2006-02-03
429422110 | TNB | DISTRIBUTION | WP PUTRAJAYA & CYBERJAYA | Existing | VPTJ/PCE/J02062/MB02064 | 300280636 | 11 kV | NO | RMU | PE 2.06 PS 15 (F2) |  |  |  | INDKOM | ZZT | 2002-06-07
429422766 | TNB | DISTRIBUTION | WP PUTRAJAYA & CYBERJAYA | Existing | VPTJ/PCE/J02291/MB1 | 310308941 | 11 kV | NO | RMU | PE 2.29 TEMP SKYRIDE |  |  |  | SCHNEIDER
429423511 | TNB | DISTRIBUTION | WP PUTRAJAYA & CYBERJAYA | Existing | VPTJ/PCE/J18251/MB18251 | 300281240 | 11 kV | NO | RMU | PE 18.25 KOMPLEKS SEK FASA 3 |  |  |  | INDKOM | GA 2K 1TS | 27/05/2008
429424276 | TNB | DISTRIBUTION | WP PUTRAJAYA & CYBERJAYA | Existing | VPTJ/PCE/J18171/MB18171 | 300281224 | 11 kV | NO | RMU | PE 18.17 BLOK H 18R12 (F1) |  |  |  | TAMCO | GR1 | 2007-01-03
429424893 | TNB | DISTRIBUTION | WP PUTRAJAYA & CYBERJAYA | Existing | VPTJ/PCE/J18172/MB18174 | 300281225 | 11 kV | NO | RMU | PE 18.17 BLOK H 18R12 (F2) |  |  |  | TAMCO | GR1 | 2007-01-03
429425942 | TNB | DISTRIBUTION | WP PUTRAJAYA & CYBERJAYA | Existing | VCBJ/PCE/J23121/MB23121 | 300520627 |  | NO |  | PE 23.12 CLOVER NO.3 |  |  |  | INDKOM | INS24
429427154 | TNB | DISTRIBUTION | WP PUTRAJAYA & CYBERJAYA | Existing | VCBJ/PCE/J23111/MB23111 | 300520630 |  | NO |  | PE 23.11 CLOVER NO.2 |  |  |  | INDKOM | INS24
429429624 | TNB | DISTRIBUTION | WP PUTRAJAYA & CYBERJAYA | Existing | VCBJ/PCE/J21851/MB21851 | 300450136 | 11 kV | NO | RMU | PE 21.85 MYVILLA P1 PARCEL A |  |  |  | INDKOM | INS24
429434505 | TNB | DISTRIBUTION | WP PUTRAJAYA & CYBERJAYA | Existing | VCBJ/PCE/J22742/MB22744 | 300288161 | 11 kV | NO | RMU | PE 22.74 KWDI 3 F2 |  |  |  | TAMCO | GR1 | 20/12/2010
429434608 | TNB | DISTRIBUTION | WP PUTRAJAYA & CYBERJAYA | Existing | VCBJ/PCE/J22741/MB22741 | 300288159 | 11 kV | NO | RMU | PE 22.74 KWDI 3 F1 |  |  |  | TAMCO | GR1 | 19/12/2010
429435065 | TNB | DISTRIBUTION | WP PUTRAJAYA & CYBERJAYA | Existing | VCBJ/PCE/J22672/MB22674 | 300280388 | 11 kV | NO | RMU | PE 22.67 KWDI 1 F2 |  |  |  | INDKOM | INS24 | 2009-10-09
429435170 | TNB | DISTRIBUTION | WP PUTRAJAYA & CYBERJAYA | Existing | VCBJ/PCE/J22671/MB22671 | 300280387 | 11 kV | NO | RMU | PE 22.67 KWDI 1 F1 |  |  |  | INDKOM | INS24 | 2009-10-09
429436839 | TNB | DISTRIBUTION | WP PUTRAJAYA & CYBERJAYA | Existing | VCBJ/PCE/J21951/MB1 | 310370041 | 11 kV | NO | RMU | PE 21.95 SITE OFFICE SKY PARK |  |  |  | INDKOM
429447636 | TNB | DISTRIBUTION | WP PUTRAJAYA & CYBERJAYA | Existing | VPTJ/PCE/J18161/MB18161 | 300281221 | 11 kV | NO | RMU | PE 18.16 BLOK G 18R12 (F1) |  |  |  | TAMCO | GR1 | 2007-01-03
429448251 | TNB | DISTRIBUTION | WP PUTRAJAYA & CYBERJAYA | Existing | VPTJ/PCE/J18162/MB18164 | 300281222 | 11 kV | NO | RMU | PE 18.16 BLOK G 18R12 (F2) |  |  |  | TAMCO | GR1 | 2007-01-03
429448949 | TNB | DISTRIBUTION | WP PUTRAJAYA & CYBERJAYA | Existing | VPTJ/PCE/J18151/MB18151 | 300281219 | 11 kV | NO | RMU | PE 18.15 BLOK E&F 18R12 (F1) |  |  |  | TAMCO | GR1 | 2007-01-03
429449589 | TNB | DISTRIBUTION | WP PUTRAJAYA & CYBERJAYA | Existing | VPTJ/PCE/J18152/MB18154 | 300281220 | 11 kV | NO | RMU | PE 18.15 BLOK E&F 18R12 (F2) |  |  |  | TAMCO | GR1 | 2007-01-03
429450260 | TNB | DISTRIBUTION | WP PUTRAJAYA & CYBERJAYA | Existing | VPTJ/PCE/J18181/MB18181 | 300281226 | 11 kV | NO | RMU | PE 18.18 BLOK C&D 18R12 (F1) |  |  |  | TAMCO | GR1 | 2007-01-03
429450853 | TNB | DISTRIBUTION | WP PUTRAJAYA & CYBERJAYA | Existing | VPTJ/PCE/J18182/MB18184 | 300281227 | 11 kV | NO | RMU | PE 18.18 BLOK C&D 18R12 (F2) |  |  |  | TAMCO | GR1 | 2007-01-03
429452166 | TNB | DISTRIBUTION | WP PUTRAJAYA & CYBERJAYA | Existing | VCBJ/PCE/J21861/MB21861 | 300450278 |  | NO |  | PE 21.86 MYVILLA P1 PARCEL B |  |  |  | INDKOM | ZZT
429453634 | TNB | DISTRIBUTION | WP PUTRAJAYA & CYBERJAYA | Existing | VCBJ/PCE/J00103/MB1 | 300493850 | 11 kV | NO | RMU | PE 23.22 SHOP LOT MYVILLA PRS 5 |  |  |  | INDKOM | N/A
429454712 | TNB | DISTRIBUTION | WP PUTRAJAYA & CYBERJAYA | Existing | VCBJ/PCE/J21931/MB21931 | 300454636 | 11 kV | NO | RMU | PE 21.93 MYVILLA P3 PARCEL A |  |  |  | INDKOM | INS24
429456314 | TNB | DISTRIBUTION | WP PUTRAJAYA & CYBERJAYA | Existing | VCBJ/PCE/J22692/MB22694 | 300282015 | 11 kV | NO | RMU | PE 22.69 KRU STUDIO F2 |  |  |  | LUCY | VRN 2A | 27/01/2010
429456551 | TNB | DISTRIBUTION | WP PUTRAJAYA & CYBERJAYA | Existing | VCBJ/PCE/J24192/MB | 300498023 | 11 kV | NO | RMU | PE 24.19 YAKIN INVEST F2
429457505 | TNB | DISTRIBUTION | WP PUTRAJAYA & CYBERJAYA | Existing | VCBJ/PCE/J22891/MB22891 | 300452960 |  | NO |  | PE 22.89 MYTELEHAUS F1 |  |  |  | SCHNEIDER | NE-3I
429458194 | TNB | DISTRIBUTION | WP PUTRAJAYA & CYBERJAYA | Existing | VCBJ/PCE/J22892/MB22894 | 300452961 |  | NO |  | PE 22.89 MYTELEHAUS F2 |  |  |  | SCHNEIDER | NE-3I
429458855 | TNB | DISTRIBUTION | WP PUTRAJAYA & CYBERJAYA | Existing | VCBJ/PCE/J22881/MB22881 | 300452937 | 11 kV | NO | RMU | PE 22.88 SKY LEISURE F1 |  |  |  | INDKOM | NA
429459533 | TNB | DISTRIBUTION | WP PUTRAJAYA & CYBERJAYA | Existing | VCBJ/PCE/J22882/MB22884 | 300452941 | 11 kV | NO | RMU | PE 22.88 SKY LEISURE F2 |  |  |  | INDKOM | NA
429463838 | TNB | DISTRIBUTION | WP PUTRAJAYA & CYBERJAYA | Existing | VCBJ/PCE/J21151/MB21151 | 300281031 | 11 kV | NO | RMU | PE 21.15 SATELIT TELEKOM CBJ 3 F1 |  |  |  | INDKOM | ZZT | 17/07/2002
429463941 | TNB | DISTRIBUTION | WP PUTRAJAYA & CYBERJAYA | Existing | VCBJ/PCE/J21152/MB21154 | 300281029 | 11 kV | NO | RMU | PE 21.15 SATELIT TELEKOM CBJ 3 F2 |  |  |  | INDKOM | ZZT | 17/07/2002
429468763 | TNB | DISTRIBUTION | WP PUTRAJAYA & CYBERJAYA | Existing | VPTJ/PCE/J18191/MB18191 | 300281228 | 11 kV | NO | RMU | PE 18.19 BLOK A&B 18R12 (F1) |  |  |  | TAMCO | GR1 | 2007-01-03
429469355 | TNB | DISTRIBUTION | WP PUTRAJAYA & CYBERJAYA | Existing | VPTJ/PCE/J18192/MB18194 | 300281229 | 11 kV | NO | RMU | PE 18.19 BLOK A&B 18R12 (F2) |  |  |  | TAMCO | GR1 | 2007-01-03
429470082 | TNB | DISTRIBUTION | WP PUTRAJAYA & CYBERJAYA | Existing | VPTJ/PCE/J18241/MB18241 | 300281238 | 11 kV | NO | RMU | PE 18.24 BLOK D 18R13 (F1) |  |  |  | TAMCO | GR1 | 2007-01-03
429470674 | TNB | DISTRIBUTION | WP PUTRAJAYA & CYBERJAYA | Existing | VPTJ/PCE/J18242/MB18244 | 300281239 | 11 kV | NO | RMU | PE 18.24 BLOK D 18R13 (F2) |  |  |  | TAMCO | GR1 | 2007-01-03
429471398 | TNB | DISTRIBUTION | WP PUTRAJAYA & CYBERJAYA | Existing | VPTJ/PCE/J18231/MB18231 | 300281236 | 11 kV | NO | RMU | PE 18.23 BLOK C 18R13 (F1) |  |  |  | TAMCO | GR1 | 2007-01-03
429471990 | TNB | DISTRIBUTION | WP PUTRAJAYA & CYBERJAYA | Existing | VPTJ/PCE/J18232/MB18234 | 300281237 | 11 kV | NO | RMU | PE 18.23 BLOK C 18R13 (F2) |  |  |  | TAMCO | GR1 | 2007-01-03
429473005 | TNB | DISTRIBUTION | WP PUTRAJAYA & CYBERJAYA | Existing | VCBJ/PCE/J21941/MB21941 | 300454633 |  | NO |  | PE 21.94 MYVILLA P3 PARCEL B |  |  |  | INDKOM | ZZTT 1/D
429495024 | TNB | DISTRIBUTION | WP PUTRAJAYA & CYBERJAYA | Existing | VPTJ/PCE/J07021/MB07021 | 300281274 |  | NO |  | PE 7.02 POLIS PUTRAJAYA (F1) |  |  |  | INDKOM | ZZT | 28/07/1999
429495679 | TNB | DISTRIBUTION | WP PUTRAJAYA & CYBERJAYA | Existing | VPTJ/PCE/J07022/MB07024 | 300281275 |  | NO |  | PE 7.02 POLIS PUTRAJAYA (F2) |  |  |  | INDKOM | ZZT | 28/07/1999
429496546 | TNB | DISTRIBUTION | WP PUTRAJAYA & CYBERJAYA | Existing | VPTJ/PCE/J07011/MB07011 | 300281272 | 11 kV | NO | RMU | PE 7.01 BOMBA PUTRAJAYA (F1) |  |  |  | MERLIN GERIN | NE-31Q | 28/07/1999
429497137 | TNB | DISTRIBUTION | WP PUTRAJAYA & CYBERJAYA | Existing | VPTJ/PCE/J07012/MB07014 | 300281273 | 11 kV | NO | RMU | PE 7.01 IBU PEJABAT BOMBA (F2) |  |  |  | MERLIN GERIN | NE-31Q | 28/07/1999
429498075 | TNB | DISTRIBUTION | WP PUTRAJAYA & CYBERJAYA | Existing | VPTJ/PCE/J07081/MB07081 | 300280775 |  | NO |  | PE 7.08 PARK & RIDE (F1) |  |  |  | TAMCO | GR1 | 2007-05-04
429498685 | TNB | DISTRIBUTION | WP PUTRAJAYA & CYBERJAYA | Existing | VPTJ/PCE/J07082/MB07084 | 300280776 |  | NO |  | PE 7.08 PARK & RIDE (F2) |  |  |  | TAMCO | GR1 | 2007-05-04
429499510 | TNB | DISTRIBUTION | WP PUTRAJAYA & CYBERJAYA | Existing | VCBJ/PCE/J21101/MB21101 | 300281045 | 11 kV | NO | RMU | PE 21.10 ELITE HIGHWAY NO. 3 |  |  |  | INDKOM | ZZT | 2000-10-02
429500202 | TNB | DISTRIBUTION | WP PUTRAJAYA & CYBERJAYA | Existing | VCBJ/PCE/J21541/MB21541 | 300280656 | 11 kV | NO | RMU | PE 21.54 PS 3 F1 |  |  |  | INDKOM | ZZT | 16/06/2005
429500305 | TNB | DISTRIBUTION | WP PUTRAJAYA & CYBERJAYA | Existing | VCBJ/PCE/J21542/MB21544 | 300280654 | 11 kV | NO | RMU | PE 21.54 PS 3 F2 |  |  |  | INDKOM | ZZT | 16/06/2005
429501431 | TNB | DISTRIBUTION | WP PUTRAJAYA & CYBERJAYA | Existing | VCBJ/PCE/J21401/MB21401 | 300281000 | 11 kV | NO | RMU | PE 21.40 STP 1 |  |  |  | INDKOM | ZZT I/D | 15/12/2016
429501670 | TNB | DISTRIBUTION | WP PUTRAJAYA & CYBERJAYA | Existing | VCBJ/PCE/J23161/MB23161 | 310360664 | 11 kV | NO | RMU | PE 23.16 MASJID CYBERJAYA |  |  |  | INDKOM | ZZTT 1/D
429502782 | TNB | DISTRIBUTION | WP PUTRAJAYA & CYBERJAYA | Existing | VCBJ/PCE/J21572/MB21574 | 300280643 | 11 kV | NO | RMU | PE 21.57 CLUB HOUSE F2 |  |  |  | TAMCO | GR1 | 17/11/2007
429502885 | TNB | DISTRIBUTION | WP PUTRAJAYA & CYBERJAYA | Existing | VCBJ/PCE/J21571/MB21571 | 300280645 | 11 kV | NO | RMU | PE 21.57 CLUB HOUSE F1 |  |  |  | TAMCO | GR1 | 17/11/2007
429512220 | TNB | DISTRIBUTION | WP PUTRAJAYA & CYBERJAYA | Existing | VPTJ/PCE/J07062/MB07064 | 300281279 |  | NO |  | PE 7.06 TPB (WTT) (F2) |  |  |  | INDKOM | ZZT | 13/06/2002
429512348 | TNB | DISTRIBUTION | WP PUTRAJAYA & CYBERJAYA | Existing | VPTJ/PCE/J07061/MB07061 | 300281278 |  | NO |  | PE 7.06 TPB (WTT) (F1) |  |  |  | INDKOM | ZZT | 13/06/2002
429513936 | TNB | DISTRIBUTION | WP PUTRAJAYA & CYBERJAYA | Existing | VPTJ/PCE/J07051/MB07051 | 300281277 |  | NO |  | PE 7.05 L SENTOSA (R2C) |  |  |  | MERLIN GERIN | RM6 | 2001-05-01
429514678 | TNB | DISTRIBUTION | WP PUTRAJAYA & CYBERJAYA | Existing | VPTJ/PCE/J07071/MB07071 | 300281280 |  | NO |  | PE 7.07 PLF (F1) |  |  |  | INDKOM | ZZT | 27/07/1999
429515275 | TNB | DISTRIBUTION | WP PUTRAJAYA & CYBERJAYA | Existing | VPTJ/PCE/J07072/MB07074 | 300281281 |  | NO |  | PE 7.07 PLF (F2) |  |  |  | INDKOM | ZZT | 27/07/2009
429516095 | TNB | DISTRIBUTION | WP PUTRAJAYA & CYBERJAYA | Existing | VPTJ/PCE/J08121/MB08121 | 300280797 |  | NO |  | PE 8.12 INSIDE PPU 5 (F1) |  |  |  | INDKOM | ZZT | 2000-12-10
429516686 | TNB | DISTRIBUTION | WP PUTRAJAYA & CYBERJAYA | Existing | VPTJ/PCE/J08122/MB08124 | 300280798 |  | NO |  | PE 8.12 INSIDE PPU 5 (F2) |  |  |  | INDKOM | ZZT | 2000-12-10
429517422 | TNB | DISTRIBUTION | WP PUTRAJAYA & CYBERJAYA | Existing | VPTJ/PCE/J08161/MB08161 | 300280800 |  | NO |  | PE 8.16 RD 2B L. SENTOSA |  |  |  | INDKOM | ZZT | 15/11/1999
429518120 | TNB | DISTRIBUTION | WP PUTRAJAYA & CYBERJAYA | Existing | VPTJ/PCE/J08301/MB08301 | 300454757 |  | NO |  | PE 8.30 8C1 (F1) |  |  |  | INDKOM | ZZT I/D
429518328 | TNB | DISTRIBUTION | WP PUTRAJAYA & CYBERJAYA | Existing | VPTJ/PCE/J08302/MB08304 | 300454760 |  | NO |  | PE 8.30 8C1 (F2) |  |  |  | INDKOM | ZZT I/D
429518645 | TNB | DISTRIBUTION | WP PUTRAJAYA & CYBERJAYA | Existing | VPTJ/PCE/J08311/MB08311 | 300452993 |  | NO |  | PE 8.31 8C3 F1 |  |  |  | SCHNEIDER | NE-2iQ
429519240 | TNB | DISTRIBUTION | WP PUTRAJAYA & CYBERJAYA | Existing | VPTJ/PCE/J08312/MB08314 | 300452995 |  | NO |  | PE 8.31 8C3 F2 |  |  |  | SCHNEIDER | ZZT
429544452 | TNB | DISTRIBUTION | WP PUTRAJAYA & CYBERJAYA | Existing | VCBJ/PCE/J22931/MB 22931 | 310361712 | 11 kV | NO | RMU | PE 22.93 BLOK A TRIENTEL |  |  |  | ABB
429545549 | TNB | DISTRIBUTION | WP PUTRAJAYA & CYBERJAYA | Existing | VCBJ/PCE/J22951/MB22951 | 300454989 |  | NO |  | PE 22.95 TRIENTEL BLOK C |  |  |  | INDKOM | INS24
429547030 | TNB | DISTRIBUTION | WP PUTRAJAYA & CYBERJAYA | Existing | VCBJ/PCE/J21612/MB21615 | 300280627 | 11 kV | NO | RMU | PE 21.61 MPS F2 |  |  |  | ORMAZABAL | ZZTT | 23/02/2008
429547161 | TNB | DISTRIBUTION | WP PUTRAJAYA & CYBERJAYA | Existing | VCBJ/PCE/J21611/MB21611 | 300280629 | 11 kV | NO | RMU | PE 21.61 MPS F1 |  |  |  | ORMAZABAL | ZZTT | 23/02/2008
429549212 | TNB | DISTRIBUTION | WP PUTRAJAYA & CYBERJAYA | Existing | VCBJ/PCE/J21411/MB21411 | 300280998 | 11 kV | NO | RMU | PE 21.41 TMN.CYBER |  |  |  | INDKOM | ZZT | 16/01/2003
429549847 | TNB | DISTRIBUTION | WP PUTRAJAYA & CYBERJAYA | Existing | VCBJ/PCE/J00118/MB1 | 310338765 | 11 kV | NO | RMU | PE 25.26 SETIA VILLA 6 |  |  |  | INDKOM | INS24
429554774 | TNB | DISTRIBUTION | WP PUTRAJAYA & CYBERJAYA | Existing | VCBJ/PCE/J00117/MB1 | 310338758 | 11 kV | NO | RMU | PE 25.25 SETIA VILLA 5 |  |  |  | INDKOM | INS24
429555400 | TNB | DISTRIBUTION | WP PUTRAJAYA & CYBERJAYA | Existing | VCBJ/PCE/J00116/MB1 | 310338754 | 11 kV | NO | RMU | PE 25.24 SETIA VILLA 4 |  |  |  | INDKOM | INS24
429556021 | TNB | DISTRIBUTION | WP PUTRAJAYA & CYBERJAYA | Existing | VCBJ/PCE/J00112/MB1 | 310359235 | 11 kV | NO | RMU | PE 25.19 SETIA VILLA 3 |  |  |  | INDKOM | ZZTT 1/D
429556635 | TNB | DISTRIBUTION | WP PUTRAJAYA & CYBERJAYA | Existing | VCBJ/PCE/J00110/MB1 | 310357944 | 11 kV | NO |  | PE 25.18 SETIA VILLA 2 |  |  |  | INDKOM | INS24
429557264 | TNB | DISTRIBUTION | WP PUTRAJAYA & CYBERJAYA | Existing | VCBJ/PCE/J00109/MB1 | 310359230 | 11 kV | NO |  | PE 25.17 SETIA VILLA 1 |  |  |  | INDKOM | INS24
429557875 | TNB | DISTRIBUTION | WP PUTRAJAYA & CYBERJAYA | Existing | VCBJ/PCE/J25221/MB25221 | 310339459 | 11 kV | NO | RMU | PE 25.22 SETIA MARINA 3 |  |  |  | SCHNEIDER | NF-21Q
429558494 | TNB | DISTRIBUTION | WP PUTRAJAYA & CYBERJAYA | Existing | VCBJ/PCE/J25211/MB25211 | 310339453 | 11 kV | NO | RMU | PE 25.21 SETIA MARINA 2 |  |  |  | SCHNEIDER | NE-21Q
429559137 | TNB | DISTRIBUTION | WP PUTRAJAYA & CYBERJAYA | Existing | VCBJ/PCE/J25201/MB25201 | 310339447 | 11 kV | NO | RMU | PE 25.20 SETIA MARINA 1 |  |  |  | SCHNEIDER
429560432 | TNB | DISTRIBUTION | WP PUTRAJAYA & CYBERJAYA | Existing | VCBJ/PCE/J23171/MB23171 | 310303841 | 11 kV | NO |  | PE 23.17 TEMP SERI MUTIARA |  |  |  | TAMCO
429562030 | TNB | DISTRIBUTION | WP PUTRAJAYA & CYBERJAYA | Existing | VCBJ/PCE/J25231/MB25231 | 310339464 | 11 kV | NO | RMU | PE 25.23 SALES OFFICE ECOGLADE GALERY
429563030 | TNB | DISTRIBUTION | WP PUTRAJAYA & CYBERJAYA | Existing | VCBJ/PCE/J21472/MB21474 | 300280981 | 11 kV | NO | RMU | SS 21.47 LIM KOK WING F2 |  |  |  | INDKOM | ZZZ | 2004-07-01
429563557 | TNB | DISTRIBUTION | WP PUTRAJAYA & CYBERJAYA | Existing | VPTJ/PCE/J08372/MB08374 | 310339451 | 11 kV | NO | RMU | PE 8.37 8R7 (F2) |  |  |  | INDKOM
429564148 | TNB | DISTRIBUTION | WP PUTRAJAYA & CYBERJAYA | Existing | VPTJ/PCE/J08371/MB08371 | 310339450 | 11 kV | NO | RMU | PE 8.37 8R7 (F1) |  |  |  | INDKOM | ZZTT 1/D
429564765 | TNB | DISTRIBUTION | WP PUTRAJAYA & CYBERJAYA | Existing | VPTJ/PCE/J08211/MB08211 | 300280806 |  | NO |  | PE 8.21 APT B (EFI) (F1) |  |  |  | INDKOM | ZZT | 2002-12-11
429565356 | TNB | DISTRIBUTION | WP PUTRAJAYA & CYBERJAYA | Existing | VPTJ/PCE/J08212/MB08214 | 300280807 |  | NO |  | PE 8.21 APT B (EFI) (F2) |  |  |  | INDKOM | ZZT | 2002-12-11
429566066 | TNB | DISTRIBUTION | WP PUTRAJAYA & CYBERJAYA | Existing | VPTJ/PCE/J08201/MB08201 | 300280804 |  | NO |  | PE 8.20 APT D (F1) |  |  |  | INDKOM | ZZT | 13/11/2002
429566693 | TNB | DISTRIBUTION | WP PUTRAJAYA & CYBERJAYA | Existing | VPTJ/PCE/J08202/MB08204 | 300280805 |  | NO |  | PE 8.20 APT D (F2) |  |  |  | INDKOM | ZZT | 13/11/2002
429567362 | TNB | DISTRIBUTION | WP PUTRAJAYA & CYBERJAYA | Existing | VPTJ/PCE/J08191/MB08191 | 300280802 |  | NO |  | PE 8.19 APT A (EFI) (F1) |  |  |  | INDKOM | ZZT | 13/11/2002
429576585 | TNB | DISTRIBUTION | WP PUTRAJAYA & CYBERJAYA | Existing | VPTJ/PCE/J08192/MB08194 | 300280803 |  | NO |  | PE 8.19 APT A (EFI) (F2) |  |  |  | INDKOM | ZZT | 13/11/2002
429577381 | TNB | DISTRIBUTION | WP PUTRAJAYA & CYBERJAYA | Existing | VPTJ/PCE/J08271/MB08271 | 300284804 |  | NO |  | PE 8.27 APT C5 (F1) |  |  |  | TAMCO | 2+1 ID | 18/06/2010
429577972 | TNB | DISTRIBUTION | WP PUTRAJAYA & CYBERJAYA | Existing | VPTJ/PCE/J08272/MB08274 | 300284805 |  | NO |  | PE 8.27 APT C5 (F2) |  |  |  | TAMCO | 2+1 OD | 18/06/2010
429578724 | TNB | DISTRIBUTION | WP PUTRAJAYA & CYBERJAYA | Existing | VPTJ/PCE/J08281/MB08281 | 300284800 |  | NO |  | PE 8.28 APT C6 F1 |  |  |  | TAMCO | GR1 | 18/06/2010
429579315 | TNB | DISTRIBUTION | WP PUTRAJAYA & CYBERJAYA | Existing | VPTJ/PCE/J08282/MB08284 | 300284801 |  | NO |  | PE 8.28 APT C6 F2 |  |  |  | TAMCO | GR1 | 18/06/2010
429580074 | TNB | DISTRIBUTION | WP PUTRAJAYA & CYBERJAYA | Existing | VPTJ/PCE/J08231/MB08231 | 300280808 |  | NO |  | PE 8.23 PS8 (F1) |  |  |  | INDKOM | ZZT | 30/07/2002
429580665 | TNB | DISTRIBUTION | WP PUTRAJAYA & CYBERJAYA | Existing | VPTJ/PCE/J08232/MB08234 | 300280809 |  | NO |  | PE 8.23 PS8 (F2) |  |  |  | INDKOM | ZZT | 30/07/2002
429581349 | TNB | DISTRIBUTION | WP PUTRAJAYA & CYBERJAYA | Existing | VPTJ/PCE/J07131/MB07131 | 310339468 | 11 kV | NO | RMU | PE 7.13 TEMP SPRM |  |  |  | TOSHIBA
429582002 | TNB | DISTRIBUTION | WP PUTRAJAYA & CYBERJAYA | Existing | VPTJ/PCE/J09291/MB09291 | 300280862 | 11 kV | NO | RMU | PE 9.29 BAS DEPOH |  |  |  | TAMCO | GR1 | 27/07/2006
429582701 | TNB | DISTRIBUTION | WP PUTRAJAYA & CYBERJAYA | Existing | VPTJ/PCE/J09311/MB09311 | 300280865 |  | NO |  | PE 9.31 RUMAH TERES (EFI) (F1) |  |  |  | INDKOM | ZZT | 15/10/2004
429583335 | TNB | DISTRIBUTION | WP PUTRAJAYA & CYBERJAYA | Existing | VPTJ/PCE/J09312/MB09314 | 300280866 |  | NO |  | PE 9.31 RUMAH TERES (EFI) (F2) |  |  |  | INDKOM | ZZT | 15/10/2004
429584010 | TNB | DISTRIBUTION | WP PUTRAJAYA & CYBERJAYA | Existing | VPTJ/PCE/J09361/MB09361 | 300280917 |  | NO |  | PE 9.36 SEK MEN FASA 3 (F1) |  |  |  | TAMCO | GR1 | 2006-10-11
429584623 | TNB | DISTRIBUTION | WP PUTRAJAYA & CYBERJAYA | Existing | VPTJ/PCE/J09362/MB09364 | 300280918 |  | NO |  | PE 9.36 SEK MEN FASA 3 (F2) |  |  |  | TAMCO | GR1 | 2006-10-11
429584823 | TNB | DISTRIBUTION | WP PUTRAJAYA & CYBERJAYA | Existing | VCBJ/PCE/J22961/MB22961 | 300454997 |  | NO |  | PE 22.96 TRIENTEL BLOK D |  |  |  | INDKOM | INS24
429585432 | TNB | DISTRIBUTION | WP PUTRAJAYA & CYBERJAYA | Existing | VCBJ/PCE/J22941/MB22941 | 310361704 | 11 kV | NO | RMU | PE 22.94 TRIENTEL BLOK B |  |  |  | ABB
429586642 | TNB | DISTRIBUTION | WP PUTRAJAYA & CYBERJAYA | Existing | VCBJ/PCE/J21781/MB21781 | 300454995 |  | NO |  | PE 21.78 GARDEN VIEW BLOK C |  |  |  | INDKOM | ZZT
429587279 | TNB | DISTRIBUTION | WP PUTRAJAYA & CYBERJAYA | Existing | VCBJ/PCE/J21771/MB21771 | 300454993 |  | NO |  | PE 21.77 GARDEN VIEW BLOK B |  |  |  | TAMCO | ID10-004
429587926 | TNB | DISTRIBUTION | WP PUTRAJAYA & CYBERJAYA | Existing | VCBJ/PCE/J21761/MB21761 | 300454991 |  | NO |  | PE 21.76 GARDEN VIEW BLOK A |  |  |  | INDKOM | ZZT
429588542 | TNB | DISTRIBUTION | WP PUTRAJAYA & CYBERJAYA | Existing | VCBJ/PCE/J21731/MB21731 | 300284821 |  | NO |  | PE 21.73 - SEK. ANTARABANGSA F1 |  |  |  | TAMCO | 1D-10 | 17/07/2010
429588990 | TNB | DISTRIBUTION | WP PUTRAJAYA & CYBERJAYA | Existing | VCBJ/PCE/J21471/MB21471 | 300280982 | 11 kV | NO | RMU | SS 21.47 LIM KOK WING F1 |  |  |  | INDKOM | ZZZ | 2004-07-01
429589300 | TNB | DISTRIBUTION | WP PUTRAJAYA & CYBERJAYA | Existing | VCBJ/PCE/J23091/MB 23091 | 310317900 | 11 kV | NO | RMU | PE 23.09 THE PLACE NO 2 |  |  |  | INDKOM | INS24
429590910 | TNB | DISTRIBUTION | WP PUTRAJAYA & CYBERJAYA | Existing | VCBJ/PCE/J21981/MB21981 | 300455174 | 11 kV | NO | RMU | PE 21.98 PADAT PETRONAS CYBER 3 |  |  |  | INDKOM | ZZTT I/D
429591670 | TNB | DISTRIBUTION | WP PUTRAJAYA & CYBERJAYA | Existing | VCBJ/PCE/J21011/MB21011 | 300281087 | 11 kV | NO | RMU | PE 21.01 NTT F1 |  |  |  | INDKOM | ZZZ | 17/06/1999
429591976 | TNB | DISTRIBUTION | WP PUTRAJAYA & CYBERJAYA | Existing | VCBJ/PCE/J21012/MB21015 | 300281084 | 11 kV | NO | RMU | PE 21.01 NTT F2 |  |  |  | INDKOM | ZZZT | 17/06/1999
429592693 | TNB | DISTRIBUTION | WP PUTRAJAYA & CYBERJAYA | Existing | VCBJ/PCE/J21922/MB21921 | 300454913 | 11 kV | NO | RMU | SS 21.92 NTT DATA CENTRE F2 |  |  |  | INDKOM | INS24
429592796 | TNB | DISTRIBUTION | WP PUTRAJAYA & CYBERJAYA | Existing | VCBJ/PCE/J21921/MB21921 | 300452984 | 11 kV | NO | RMU | SS 21.92 NTT DATA CENTRE F1 |  |  |  | INDKOM | INS24
429593111 | TNB | DISTRIBUTION | WP PUTRAJAYA & CYBERJAYA | Existing | VCBJ/PCE/J21091/MB21091 | 300281052 | 11 kV | NO | RMU | SS 21.09 KOMPLEKS TELEKOM CBJ 1 F1 |  |  |  | TAMCO | ZZZ | 2000-09-03
429593215 | TNB | DISTRIBUTION | WP PUTRAJAYA & CYBERJAYA | Existing | VCBJ/PCE/J21092/MB21094 | 300281046 | 11 kV | NO | RMU | SS 21.09 KOMPLEKS TELEKOM CBJ 1 F2 |  |  |  | INDKOM | ZZZ | 2000-09-03
429597526 | TNB | DISTRIBUTION | WP PUTRAJAYA & CYBERJAYA | Existing | VPTJ/PCE/J01641/MB01641 | 300454866 | 11 kV | NO | RMU | PE 1.64 PEJ HOTEL PZ 10 (F1) |  |  |  | SUN SYSTEM ENG | VRN2a
429597734 | TNB | DISTRIBUTION | WP PUTRAJAYA & CYBERJAYA | Existing | VPTJ/PCE/J01642/MB01644 | 300454868 | 11 kV | NO | RMU | PE 1.64 PEJ HOTEL PZ 10 (F2) |  |  |  | F&G | ZZT I/D
429597904 | TNB | DISTRIBUTION | WP PUTRAJAYA & CYBERJAYA | Existing | VPTJ/PCE/J16311/MB16311 | 310338862 | 11 kV | NO | RMU | PE 16.31 TEMP PPA1M PR 16 |  |  |  | TAMCO | GRi
429598585 | TNB | DISTRIBUTION | WP PUTRAJAYA & CYBERJAYA | Existing | VPTJ/PCE/J16201/MB16201 | 300281195 | 11 kV | NO | RMU | PE 16.20 APT A1 (EFI) (F1) |  |  |  | INDKOM | ZZT | 2000-03-11
429598756 | TNB | DISTRIBUTION | WP PUTRAJAYA & CYBERJAYA | Existing | VPTJ/PCE/J16202/MB16204 | 300281196 | 11 kV | NO | RMU | PE 16.20 APT A1 (EFI) (F2) |  |  |  | INDKOM | ZZT | 2000-03-11
429599526 | TNB | DISTRIBUTION | WP PUTRAJAYA & CYBERJAYA | Existing | VPTJ/PCE/J16191/MB16191 | 300281193 | 11 kV | NO | RMU | PE 16.19 APT A2 (F1) |  |  |  | INDKOM | ZZT | 2000-03-11
429599732 | TNB | DISTRIBUTION | WP PUTRAJAYA & CYBERJAYA | Existing | VPTJ/PCE/J16192/MB16194 | 300281194 | 11 kV | NO | RMU | PE 16.19 APT A2 (F2) |  |  |  | INDKOM | ZZT | 2000-03-11
429600414 | TNB | DISTRIBUTION | WP PUTRAJAYA & CYBERJAYA | Existing | VPTJ/PCE/J16181/MB16181 | 300281191 | 11 kV | NO | RMU | PE 16.18 APT A3 (EFI) (F1) |  |  |  | INDKOM | ZZT | 2000-03-11
429600621 | TNB | DISTRIBUTION | WP PUTRAJAYA & CYBERJAYA | Existing | VPTJ/PCE/J16182/MB16184 | 300281192 | 11 kV | NO | RMU | PE 16.18 APT A3 (EFI) (F2) |  |  |  | INDKOM | GA-ZZT | 2000-03-11
429601283 | TNB | DISTRIBUTION | WP PUTRAJAYA & CYBERJAYA | Existing | VPTJ/PCE/J16151/MB16151 | 300281183 | 11 kV | NO | RMU | PE 16.15 SEK. REN (F1) |  |  |  | INDKOM | ZZT | 2002-05-09
429601498 | TNB | DISTRIBUTION | WP PUTRAJAYA & CYBERJAYA | Existing | VPTJ/PCE/J16152/MB16154 | 300281184 | 11 kV | NO | RMU | PE 16.15 SEK. REN (F2) |  |  |  | INDKOM | ZZT | 2002-05-09
429602195 | TNB | DISTRIBUTION | WP PUTRAJAYA & CYBERJAYA | Existing | VCBJ/PCE/J00107/MB1 | 310426379 | 11 kV | NO | RMU | PE25.16 SETIA RIMBA 4 |  |  |  | INDKOM | INS24
429602787 | TNB | DISTRIBUTION | WP PUTRAJAYA & CYBERJAYA | Existing | VCBJ/PCE/J00106/MB1 | 310426376 | 11 kV | NO | RMU | PE25.15 SETIA RIMBA 3 |  |  |  | INDKOM | ZZT
429603379 | TNB | DISTRIBUTION | WP PUTRAJAYA & CYBERJAYA | Existing | VCBJ/PCE/J00105/MB1 | 310426373 | 11 kV | NO | RMU | PE25.14 SETIA RIMBA 2 |  |  |  | INDKOM | ZZTT 1/D
429603971 | TNB | DISTRIBUTION | WP PUTRAJAYA & CYBERJAYA | Existing | VCBJ/PCE/J00104/MB1 | 310359115 | 11 kV | NO | RMU | PE 25.13 SETIA RIMBA 1 |  |  |  | INDKOM
429604563 | TNB | DISTRIBUTION | WP PUTRAJAYA & CYBERJAYA | Existing | VCBJ/PCE/J23061/MB23061 | 310360674 | 11 kV | NO | RMU | PE 23.06 TEMP OSK |  |  |  | INDKOM | ZZTT 1/D
429605749 | TNB | DISTRIBUTION | WP PUTRAJAYA & CYBERJAYA | Existing | VCBJ/PCE/J23191/MB23191 | 310317883 | 11 kV | NO |  | PE 23.19 AUTOVILLE NO1 |  |  |  | INDKOM | INS24
429609076 | TNB | DISTRIBUTION | WP PUTRAJAYA & CYBERJAYA | Existing | VPTJ/PCE/J18201/MB18201 | 300281230 | 11 kV | NO | RMU | PE 18.20 TMN PANCARONA (F1) |  |  |  | TAMCO | GR1 | 17/08/2006
429609667 | TNB | DISTRIBUTION | WP PUTRAJAYA & CYBERJAYA | Existing | VPTJ/PCE/J18202/MB18204 | 300281231 | 11 kV | NO | RMU | PE 18.20 TMN PANCARONA (F2) |  |  |  | TAMCO | GR1 | 17/08/2006
429610388 | TNB | DISTRIBUTION | WP PUTRAJAYA & CYBERJAYA | Existing | VPTJ/PCE/J03011/MB03011 | 300280673 | 11 kV | NO | RMU | PE 3.01 3M5 S/LIGHTING |  |  |  | MERLIN GERIN | ZZT | 22/08/2003
429611027 | TNB | DISTRIBUTION | WP PUTRAJAYA & CYBERJAYA | Existing | VPTJ/PCE/J09301/MB09301 | 300280863 |  | NO |  | PE 9.30 SEK REN FASA 2 (F1) |  |  |  | INDKOM | ZZT | 23/06/2004
429611632 | TNB | DISTRIBUTION | WP PUTRAJAYA & CYBERJAYA | Existing | VPTJ/PCE/J09302/MB09304 | 300280864 |  | NO |  | PE 9.30 SEK REN FASA 2 (F2) |  |  |  | INDKOM | ZZT | 23/06/2004
429612653 | TNB | DISTRIBUTION | WP PUTRAJAYA & CYBERJAYA | Existing | VPTJ/PCE/J09261/MB09261 | 300280856 |  | NO |  | PE 9.26 FLAT B (F1) |  |  |  | INDKOM | ZZT | 2001-08-08
429612754 | TNB | DISTRIBUTION | WP PUTRAJAYA & CYBERJAYA | Existing | VPTJ/PCE/J09262/MB09264 | 300280857 |  | NO |  | PE 9.26 FLAT B (F2) |  |  |  | INDKOM | ZZT | 2001-08-08
429613533 | TNB | DISTRIBUTION | WP PUTRAJAYA & CYBERJAYA | Existing | VPTJ/PCE/J09251/MB09251 | 300280854 |  | NO |  | PE 9.25 FLAT A (F1) |  |  |  | INDKOM | ZZT | 2001-08-08
429613753 | TNB | DISTRIBUTION | WP PUTRAJAYA & CYBERJAYA | Existing | VPTJ/PCE/J09252/MB09254 | 300280855 |  | NO |  | PE 9.25 FLAT A (F2) |  |  |  | INDKOM | ZZT | 2001-08-08
429615646 | TNB | DISTRIBUTION | WP PUTRAJAYA & CYBERJAYA | Existing | VCBJ/PCE/J21732/MB21734 | 300284822 |  | NO |  | PE 21.73 - SEK. ANTARABANGSA F2 |  |  |  | TAMCO | 1D-10 | 18/07/2010
429616607 | TNB | DISTRIBUTION | WP PUTRAJAYA & CYBERJAYA | Existing | VCBJ/PCE/J22111/MB22111 | 300280572 |  | NO |  | PE 22.11 THE STREET MALL F1 |  |  |  | INDKOM | ZZT | 18/02/2001
429617224 | TNB | DISTRIBUTION | WP PUTRAJAYA & CYBERJAYA | Existing | VCBJ/PCE/J22112/MB22114 | 300280573 |  | NO |  | PE 22.11 THE STREET MALL F2 |  |  |  | INDKOM | ZZT | 18/02/2001
429617900 | TNB | DISTRIBUTION | WP PUTRAJAYA & CYBERJAYA | Existing | VCBJ/PCE/J22411/MB22411 | 300280497 |  | NO |  | PE 22.41 32 UNIT S/LOT BLOK A F1 |  |  |  | INDKOM | ZZT | 26/10/2004
429618499 | TNB | DISTRIBUTION | WP PUTRAJAYA & CYBERJAYA | Existing | VCBJ/PCE/J22412/MB22414 | 300280498 |  | NO |  | PE 22.41 32 UNIT S/LOT BLOK A F2 |  |  |  | TAMCO | GRI | 26/10/2004
429619683 | TNB | DISTRIBUTION | WP PUTRAJAYA & CYBERJAYA | Existing | VCBJ/PCE/J23201/MB23201 | 310386516 | 11 kV | NO | RMU | PE 23.20 AUTOVILLE 2 |  |  |  | INDKOM | ZZTT1/D
429646367 | TNB | DISTRIBUTION | WP PUTRAJAYA & CYBERJAYA | Existing | VPTJ/PCE/J16171/MB16171 | 300281187 | 11 kV | NO | RMU | SS 16.17 KOMPLEK KEJIRANAN (EFI) (F1) |  |  |  | INDKOM F&G | ZZZ | 15/05/2002
429646575 | TNB | DISTRIBUTION | WP PUTRAJAYA & CYBERJAYA | Existing | VPTJ/PCE/J16172/MB16174 | 300281188 | 11 kV | NO | RMU | SS 16.17 KOMPLEK KEJIRANAN (EFI) (F2) |  |  |  | INDKOM | ZZZ | 15/05/2002
429648507 | TNB | DISTRIBUTION | WP PUTRAJAYA & CYBERJAYA | Existing | VPTJ/PCE/J12021/MB12021 | 300454639 | 11 kV | NO | RMU | PE 12.02 KUARTERS PEKERJA |  |  |  | INDKOM | INS24
429648736 | TNB | DISTRIBUTION | WP PUTRAJAYA & CYBERJAYA | Existing | VPTJ/PCE/J12011/MB12011 | 300281098 | 11 kV | NO | RMU | PE 12.01 RF 2 P. UTARA |  |  |  | TAMCO | GR1 | 2000-11-07
429648918 | TNB | DISTRIBUTION | WP PUTRAJAYA & CYBERJAYA | Existing | VPTJ/PCE/J15011/MB15011 | 300281143 | 11 kV | NO | RMU | SS 15.01 PS6 |  |  |  | SCHNEIDER | RM6 | 18/11/1999
429650980 | TNB | DISTRIBUTION | WP PUTRAJAYA & CYBERJAYA | Existing | VCBJ/PCE/J22421/MB22421 | 300281129 |  | NO |  | PE 22.42 32 UNIT S/LOT BLOK B F1 |  |  |  | INDKOM | ZZT | 26/10/2004
429651651 | TNB | DISTRIBUTION | WP PUTRAJAYA & CYBERJAYA | Existing | VCBJ/PCE/J22422/MB22424 | 300281128 |  | NO |  | PE 22.42 32 UNIT S/LOT BLOK B F2 |  |  |  | TAMCO | GR1 | 26/10/2004
429652285 | TNB | DISTRIBUTION | WP PUTRAJAYA & CYBERJAYA | Existing | VCBJ/PCE/J22701/MB22701 | 300450874 |  | NO |  | PE 22.70 CBD PERDANA 2A F1 |  |  |  | TAMCO | GR1 | 17/09/2011
429652906 | TNB | DISTRIBUTION | WP PUTRAJAYA & CYBERJAYA | Existing | VCBJ/PCE/J22702/MB22704 | 300450876 |  | NO |  | PE 22.70 CBD PERDANA 2A F2 |  |  |  | TAMCO | GR1 | 18/09/2011
429657852 | TNB | DISTRIBUTION | WP PUTRAJAYA & CYBERJAYA | Existing | VCBJ/PCE/J22711/MB22711 | 300450890 |  | NO |  | PE 22.71 CBD PERDANA 2B F1 |  |  |  | INDKOM F&G | ZZTT | 17/09/2011
429658923 | TNB | DISTRIBUTION | WP PUTRAJAYA & CYBERJAYA | Existing | VCBJ/PCE/J22712/MB22714 | 300450896 |  | NO |  | PE 22.71 CBD PERDANA 2B F2 |  |  |  | INDKOM F&G | ZZTT.I/D | 18/09/2011
429660010 | TNB | DISTRIBUTION | WP PUTRAJAYA & CYBERJAYA | Existing | VCBJ/PCE/J22822/MB22824 | 300450891 |  | NO |  | PE 22.82 CBD PERDANA 2C F2 |  |  |  | F&G INDKOM | ZZT 1/D | 16/02/2012
429660601 | TNB | DISTRIBUTION | WP PUTRAJAYA & CYBERJAYA | Existing | VCBJ/PCE/J22821/MB22821 | 300450875 |  | NO |  | PE 22.82 CBD PERDANA 2C F1 |  |  |  | F&G INDKOM | ZZT 1/D | 16/02/2012
429661253 | TNB | DISTRIBUTION | WP PUTRAJAYA & CYBERJAYA | Existing | VCBJ/PCE/J22831/MB22831 | 300454999 |  | NO |  | PE 22.83 CBD PERDANA 2D F1 |  |  |  | INDKOM | INS24
429661844 | TNB | DISTRIBUTION | WP PUTRAJAYA & CYBERJAYA | Existing | VCBJ/PCE/J22832/MB22834 | 300455001 |  | NO |  | PE 22.83 CBD PERDANA 2D F2 |  |  |  | INDKOM | INS24
429712788 | TNB | DISTRIBUTION | WP PUTRAJAYA & CYBERJAYA | Existing | VCBJ/PCE/J25101/MB25102 | 300520622 | 11 kV | NO | RMU | SS 25.10 CBD3 C2 F1 |  |  |  | SCHINDLER | NE 31 | 2014-04-10
429712989 | TNB | DISTRIBUTION | WP PUTRAJAYA & CYBERJAYA | Existing | VCBJ/PCE/J25101/MB25104 | 300520623 | 11 kV | NO | RMU | SS 25.10 CBD3 C2 F2 |  |  |  | TOSHIBA | ID3L | 2014-04-10
429713889 | TNB | DISTRIBUTION | WP PUTRAJAYA & CYBERJAYA | Existing | VPTJ/PCE/J04062/MB04064 | 300280676 | 11 kV | NO | RMU | PE 4.06 PADAT S/L (F2) |  |  |  | MERLIN GERIN | NA | 22/08/2003
429714623 | TNB | DISTRIBUTION | WP PUTRAJAYA & CYBERJAYA | Existing | VPTJ/PCE/J04061/MB04061 | 300280675 | 11 kV | NO | RMU | PE 4.06 S/LIGHTING (F1) |  |  |  | MERLIN GERIN | NA | 22/08/2003
429715663 | TNB | DISTRIBUTION | WP PUTRAJAYA & CYBERJAYA | Existing | VPTJ/PCE/J04101/MB04101 | 300280680 | 11 kV | NO | RMU | PE 4.10 S/LIGHTING |  |  |  | INDKOM | ZZT | 22/08/2003
429715930 | TNB | DISTRIBUTION | WP PUTRAJAYA & CYBERJAYA | Existing | VPTJ/PCE/J17021/MB17021 | 300281202 | 11 kV | NO | RMU | PE 17.02 R8B |  |  |  | INDKOM | ZZT | 18/01/2005
429716660 | TNB | DISTRIBUTION | WP PUTRAJAYA & CYBERJAYA | Existing | VPTJ/PCE/J19011/MB19011 | 300281248 | 11 kV | NO | RMU | PE 19.01 R8C |  |  |  | INDKOM | GA-ZZT | 18/01/2005
429716967 | TNB | DISTRIBUTION | WP PUTRAJAYA & CYBERJAYA | Existing | VPTJ/PCE/J19021/MB19021 | 300281249 | 11 kV | NO | RMU | PE 19.02 JLB 3 |  |  |  | MERLIN GERIN | RM6 | 28/08/2007
429718894 | TNB | DISTRIBUTION | WP PUTRAJAYA & CYBERJAYA | Existing | VCBJ/PCE/J22042/MB22044 | 300280597 | 11 kV | NO | RMU | SS 22.04 DCS F2 |  |  |  | INDKOM | ZZZZ | 29/09/1999
429719070 | TNB | DISTRIBUTION | WP PUTRAJAYA & CYBERJAYA | Existing | VCBJ/PCE/J22041/MB22041 | 300280603 | 11 kV | NO | RMU | SS 22.04 DCS F1 |  |  |  | INDKOM | ZZZ | 29/09/1999
429719300 | TNB | DISTRIBUTION | WP PUTRAJAYA & CYBERJAYA | Existing | VCBJ/PCE/J22042/MB22044 | 300280600 | 11 kV | NO | RMU | SS 22.04 DCS F2 |  |  |  | INDKOM | ZZZ | 29/09/1999
429719503 | TNB | DISTRIBUTION | WP PUTRAJAYA & CYBERJAYA | Existing | VCBJ/PCE/J21271/MB21271 | 300281012 | 11 kV | NO | RMU | SS 21.27 LOT 12067 MAYBANK F1 |  |  |  | INDKOM | ZZZ | 26/11/2001
429719685 | TNB | DISTRIBUTION | WP PUTRAJAYA & CYBERJAYA | Existing | VCBJ/PCE/J21272/MB21274 | 300281011 | 11 kV | NO | RMU | SS 21.27 LOT 12067 MAYBANK F2 |  |  |  | INDKOM | ZZZ | 26/11/2001
429720000 | TNB | DISTRIBUTION | WP PUTRAJAYA & CYBERJAYA | Existing | VCBJ/PCE/J21631/MB21631 | 300280625 | 11 kV | NO | RMU | SS 21.63 BANGUNAN MUSTAFA KAMAL F1 |  |  |  | TAMCO | 10-07045 | 2008-03-02
429720108 | TNB | DISTRIBUTION | WP PUTRAJAYA & CYBERJAYA | Existing | VCBJ/PCE/J21632/MB21634 | 300280623 | 11 kV | NO | RMU | SS 21.63 BANGUNAN MUSTAFA KAMAL F2 |  |  |  | TAMCO | 10-07041 | 2008-03-02
429720428 | TNB | DISTRIBUTION | WP PUTRAJAYA & CYBERJAYA | Existing | VCBJ/PCE/J21251/MB21251 | 300281017 | 11 kV | NO | RMU | SS 21.25 CENTUARY SQUARE F1 |  |  |  | INDKOM | ZZZ | 30/05/2001
429720537 | TNB | DISTRIBUTION | WP PUTRAJAYA & CYBERJAYA | Existing | VCBJ/PCE/J21252/MB21254 | 300281016 | 11 kV | NO | RMU | SS 21.25 CENTUARY SQUARE F2 |  |  |  | INDKOM | ZZZ | 30/05/2001
429720907 | TNB | DISTRIBUTION | WP PUTRAJAYA & CYBERJAYA | Existing | VCBJ/PCE/J21591/MB21591 | 300280635 | 11 kV | NO | RMU | SS 21.59 SME 2 F1 |  |  |  | TAMCO | 07016 | 26/10/2007
429721205 | TNB | DISTRIBUTION | WP PUTRAJAYA & CYBERJAYA | Existing | VCBJ/PCE/J21592/MB21594 | 300280634 | 11 kV | NO | RMU | SS 21.59 SME 2 F2 |  |  |  | TAMCO | 07015 | 26/10/2007
429721643 | TNB | DISTRIBUTION | WP PUTRAJAYA & CYBERJAYA | Existing | VCBJ/PCE/J21261/MB21261 | 300281015 | 11 kV | NO | RMU | PE 21.26 PUSAT KAWAL SELIA F1 |  |  |  | INDKOM | ZZT | 17/05/2002
429721749 | TNB | DISTRIBUTION | WP PUTRAJAYA & CYBERJAYA | Existing | VCBJ/PCE/J21262/MB21264 | 300281013 | 11 kV | NO | RMU | PE 21.26 PUSAT KAWAL SELIA F2 |  |  |  | INDKOM | ZZT | 17/05/2002
429726922 | TNB | DISTRIBUTION | WP PUTRAJAYA & CYBERJAYA | Existing | VPTJ/PCE/J09241/MB09241 | 300280852 | 11 kV | NO |  | PE 9.24 FLAT C (F1) |  |  |  | INDKOM | ZZT | 2001-10-10
429727513 | TNB | DISTRIBUTION | WP PUTRAJAYA & CYBERJAYA | Existing | VPTJ/PCE/J09242/MB09244 | 300280853 |  | NO |  | PE 9.24 FLAT C (F2) |  |  |  | INDKOM | ZZT | 2001-10-10
429730200 | TNB | DISTRIBUTION | WP PUTRAJAYA & CYBERJAYA | Existing | VPTJ/PCE/J09221/MB09221 | 300280851 |  | NO |  | PE 9.22 PS 2 |  |  |  | INDKOM | ZZT | 13/12/1999
429730692 | TNB | DISTRIBUTION | WP PUTRAJAYA & CYBERJAYA | Existing | VPTJ/PCE/J18031/MB18031 | 300281209 | 11 kV | NO | RMU | PE 18.03 PS 12 |  |  |  | INDKOM | ZZT | 2004-12-01
429731848 | TNB | DISTRIBUTION | WP PUTRAJAYA & CYBERJAYA | Existing | VPTJ/PCE/J18211/MB18211 | 300281232 | 11 kV | NO | RMU | PE 18.21 BLOK A 18R13 (F1) |  |  |  | TAMCO | GR1 | 2007-01-03
429732440 | TNB | DISTRIBUTION | WP PUTRAJAYA & CYBERJAYA | Existing | VPTJ/PCE/J18212/MB18214 | 300281233 | 11 kV | NO | RMU | PE 18.21 BLOK A 18R13 (F2) |  |  |  | TAMCO | GR1 | 2007-01-03
429733333 | TNB | DISTRIBUTION | WP PUTRAJAYA & CYBERJAYA | Existing | VPTJ/PCE/J02251/MB02251 | 300485089 | 11 kV | NO | RMU | PE 2.25 C/S FORMULA E 1 |  |  |  | INDKOM | INS24 | 30/06/2014
429734014 | TNB | DISTRIBUTION | WP PUTRAJAYA & CYBERJAYA | Existing | VPTJ/PCE/J02271/MB02271 | 300485247 | 11 kV | NO | RMU | PE 2.27 C/S FORMULA E 3 |  |  |  | INDKOM | SF6
429735128 | TNB | DISTRIBUTION | WP PUTRAJAYA & CYBERJAYA | Existing | VPTJ/PCE/J09201/MB09201 | 300280849 |  | NO |  | PE 9.20 P9B1 (EFI) (F1) |  |  |  | INDKOM | ZZT | 29/06/2004
429735794 | TNB | DISTRIBUTION | WP PUTRAJAYA & CYBERJAYA | Existing | VPTJ/PCE/J09202/MB09204 | 300280850 |  | NO |  | PE 9.20 P9B1 (EFI) (F2) |  |  |  | INDKOM | ZZT | 29/06/2004
429736463 | TNB | DISTRIBUTION | WP PUTRAJAYA & CYBERJAYA | Existing | VPTJ/PCE/J09192/MB09194 | 300280848 |  | NO |  | PE 9.19 P9B1 TERES (F2) |  |  |  | INDKOM | ZZT | 2001-06-08
429737121 | TNB | DISTRIBUTION | WP PUTRAJAYA & CYBERJAYA | Existing | VPTJ/PCE/J09191/MB09191 | 300280847 |  | NO |  | PE 9.19 P9B1 TERES (F1) |  |  |  | INDKOM | ZZT | 2001-06-08
429740114 | TNB | DISTRIBUTION | WP PUTRAJAYA & CYBERJAYA | Existing | VCBJ/PCE/J21551/MB21551 | 300280651 | 11 kV | NO | RMU | SS 21.55 SME TECHNOPRENEUR CENTRE F1 |  |  |  | TAMCO | GR1 | 29/01/2005
429740223 | TNB | DISTRIBUTION | WP PUTRAJAYA & CYBERJAYA | Existing | VCBJ/PCE/J21552/MB21555 | 300280650 | 11 kV | NO | RMU | SS 21.55 SME TECHNOPRENEUR CENTRE F2 |  |  |  | TAMCO | GR1 | 29/01/2005
429741405 | TNB | DISTRIBUTION | WP PUTRAJAYA & CYBERJAYA | Existing | VCBJ/PCE/J21111/MB21111 | 300281043 | 11 kV | NO | RMU | PE 21.11 CENTURY SQUARE 2310 F1 |  |  |  | INDKOM | ZZT | 2000-09-03
429741511 | TNB | DISTRIBUTION | WP PUTRAJAYA & CYBERJAYA | Existing | VCBJ/PCE/J21112/MB21114 | 300281040 | 11 kV | NO | RMU | PE 21.11 CENTURY SQUARE 2310 F2 |  |  |  | INDKOM | ZZT | 2000-09-03
429742673 | TNB | DISTRIBUTION | WP PUTRAJAYA & CYBERJAYA | Existing | VCBJ/PCE/J21081/MB21081 | 300281059 | 11 kV | NO | RMU | PE 21.08 CENTURY SQUARE 2300 F1 |  |  |  | INDKOM | ZZT | 16/02/2000
429742779 | TNB | DISTRIBUTION | WP PUTRAJAYA & CYBERJAYA | Existing | VCBJ/PCE/J21082/MB21084 | 300281058 | 11 kV | NO | RMU | PE 21.08 CENTURY SQUARE 2300 F2 |  |  |  | INDKOM | ZZT | 16/02/2000
429753261 | TNB | DISTRIBUTION | WP PUTRAJAYA & CYBERJAYA | Existing | VPTJ/PCE/J18141/MB18141 | 300281217 | 11 kV | NO | RMU | PE 18.14 BLOK D&E (F1) |  |  |  | TAMCO | GR1 | 22/02/2007
429753474 | TNB | DISTRIBUTION | WP PUTRAJAYA & CYBERJAYA | Existing | VPTJ/PCE/J18142/MB18144 | 300281218 | 11 kV | NO | RMU | PE 18.14 BLOK D&E (F2) |  |  |  | TAMCO | GR1 | 22/02/2007
429754352 | TNB | DISTRIBUTION | WP PUTRAJAYA & CYBERJAYA | Existing | VPTJ/PCE/J18131/MB18131 | 300281215 | 11 kV | NO | RMU | PE 18.13 BLOK F (F1) |  |  |  | TAMCO | GR1 | 22/02/2007
429754980 | TNB | DISTRIBUTION | WP PUTRAJAYA & CYBERJAYA | Existing | VPTJ/PCE/J18132/MB18134 | 300281216 | 11 kV | NO | RMU | PE 18.13 BLOK F (F2) |  |  |  | TAMCO | ZZT | 22/02/2007
429757047 | TNB | DISTRIBUTION | WP PUTRAJAYA & CYBERJAYA | Existing | VCBJ/PCE/J22901/MB22901 | 300454643 | 11 kV | NO | RMU | PE 22.90 SHAFBURY APT BLOK B |  |  |  | INDKOM | INS24
429757671 | TNB | DISTRIBUTION | WP PUTRAJAYA & CYBERJAYA | Existing | VCBJ/PCE/J22851/MB22851 | 300454905 | 11 kV | NO | RMU | SS 22.85 SHAFTBURY CHILLER PLANT F1 |  |  |  | INDKOM | INS24
429758262 | TNB | DISTRIBUTION | WP PUTRAJAYA & CYBERJAYA | Existing | VCBJ/PCE/J22852/MB22851 | 300454908 | 11 kV | NO | RMU | SS 22.85 SHAFTBURY CHILLER PLANT F2 |  |  |  | INDKOM | INS24
429759258 | TNB | DISTRIBUTION | WP PUTRAJAYA & CYBERJAYA | Existing | VCBJ/PCE/J22981/MB22981 | 300454646 | 11 kV | NO | RMU | PE 22.98 SHAFBURY APT A |  |  |  | INDKOM | INS24
429760095 | TNB | DISTRIBUTION | WP PUTRAJAYA & CYBERJAYA | Existing | VCBJ/PCE/J22841/MB22841 | 300454898 | 11 kV | NO | RMU | SS 22.84 SHAFBURY KEDAI PEJABAT F1 |  |  |  | INDKOM | INS24
429760366 | TNB | DISTRIBUTION | WP PUTRAJAYA & CYBERJAYA | Existing | VCBJ/PCE/J22842/MB22844 | 300454902 | 11 kV | NO | RMU | SS 22.84 SHAFBURY KEDAI PEJABAT F2 |  |  |  | INDKOM | INS24
429765705 | TNB | DISTRIBUTION | WP PUTRAJAYA & CYBERJAYA | Existing | VPTJ/PCE/J14291/MB14291 | 300281137 | 11 kV | NO | RMU | PE 14.29 GUDANG (EFI) (F1) |  |  |  | INDKOM | GA 2K 1TS | 2008-08-01
429766100 | TNB | DISTRIBUTION | WP PUTRAJAYA & CYBERJAYA | Existing | VPTJ/PCE/J14292/MB14294 | 300281138 | 11 kV | NO | RMU | PE 14.29 GUDANG (EFI) (F2) |  |  |  | INDKOM | GA 2K 1TS | 2008-08-01
429767463 | TNB | DISTRIBUTION | WP PUTRAJAYA & CYBERJAYA | Existing | VPTJ/PCE/J14271/MB14271 | 300281135 | 11 kV | NO | RMU | PE 14.27 KOMP PJC SEMENTARA |  |  |  | INDKOM | INS24 | 1999-09-01
429768576 | TNB | DISTRIBUTION | WP PUTRAJAYA & CYBERJAYA | Existing | VPTJ/PCE/J14281/MB14281 | 300281136 | 11 kV | NO | RMU | PE 14.28 KOMPLEKS SEDLEY |  |  |  | SCHNEIDER | RM6 | 1999-09-01
429769762 | TNB | DISTRIBUTION | WP PUTRAJAYA & CYBERJAYA | Existing | VPTJ/PCE/J09461/MB09461 | 300280935 | 11 kV | NO |  | PE 9.46 P'PURI P7 BLOK B3 (EFI) (F1) |  |  |  | OMAZABAL | GA 2K 1TS | 23/02/2008
429770388 | TNB | DISTRIBUTION | WP PUTRAJAYA & CYBERJAYA | Existing | VPTJ/PCE/J09462/MB09464 | 300280936 |  | NO |  | PE 9.46 P'PURI P7 BLOK B3 (EFI) (F2) |  |  |  | OMAZABAL | GA 2K 1TS | 23/02/2008
429771047 | TNB | DISTRIBUTION | WP PUTRAJAYA & CYBERJAYA | Existing | VPTJ/PCE/J09451/MB09451 | 300280933 |  | NO |  | PE 9.45 P'PURI P7 BLOK B1 (F1) |  |  |  | OMAZABAL | GA 2K 1TS | 23/02/2008
429771670 | TNB | DISTRIBUTION | WP PUTRAJAYA & CYBERJAYA | Existing | VPTJ/PCE/J09452/MB09454 | 300280934 |  | NO |  | PE 9.45 P'PURI P7 BLOK B1 (F2) |  |  |  | OMAZABAL | GA 2K 1TS | 23/02/2008
429772296 | TNB | DISTRIBUTION | WP PUTRAJAYA & CYBERJAYA | Existing | VPTJ/PCE/J09441/MB09441 | 300280931 | 11 kV | NO |  | PE 9.44 P'PURI P7 BLOK A2 (EFI) (F1) |  |  |  | OMAZABAL | GA 2K 1TS | 23/02/2008
429772922 | TNB | DISTRIBUTION | WP PUTRAJAYA & CYBERJAYA | Existing | VPTJ/PCE/J09442/MB09444 | 300280932 |  | NO |  | PE 9.44 P'PURI P7 BLOK A2 (EFI) (F2) |  |  |  | OMAZABAL | GA 2K 1TS | 23/02/2008
429778008 | TNB | DISTRIBUTION | WP PUTRAJAYA & CYBERJAYA | Existing | VCBJ/PCE/J00344/MB1 | 300512196 | 11 kV | NO | RMU | PE 24.31 CRISTAL TERES |  |  |  | EPE | N/A
429778601 | TNB | DISTRIBUTION | WP PUTRAJAYA & CYBERJAYA | Existing | VCBJ/PCE/J00343/MB1 | 300520966 | 11 kV | NO | RMU | PE 24.30 CRYSTAL BLOK B |  |  |  | EPE | 8DJH
429779663 | TNB | DISTRIBUTION | WP PUTRAJAYA & CYBERJAYA | Existing | VCBJ/PCE/J00342/MB1 | 300511721 | 11 kV | NO | RMU | PE 24.29 CRYSTAL BLOK A |  |  |  | SIEMENS | N/A
429780845 | TNB | DISTRIBUTION | WP PUTRAJAYA & CYBERJAYA | Existing | VCBJ/PCE/J22341/MB22341 | 300280505 | 11 kV | NO | RMU | PE 22.34 STREET MALL 2 F1 |  |  |  | INDKOM | ZZT | 17/05/2004
429780948 | TNB | DISTRIBUTION | WP PUTRAJAYA & CYBERJAYA | Existing | VCBJ/PCE/J22342/MB22344 | 300280508 | 11 kV | NO | RMU | PE 22.34 STREET MALL 2 F2 |  |  |  | INDKOM | ZZT | 17/05/2004
429782113 | TNB | DISTRIBUTION | WP PUTRAJAYA & CYBERJAYA | Existing | VCBJ/PCE/J22621/MB22621 | 300280391 | 11 kV | NO | RMU | PE 22.62 8 BLOK KEDAI PEJ 2B F1 |  |  |  | TAMCO | GR1 | 29/04/2009
429786478 | TNB | DISTRIBUTION | WP PUTRAJAYA & CYBERJAYA | Existing | VPTJ/PCE/J14041/MB14041 | 300281254 | 11 kV | NO | RMU | PE 14.04 PADAT L/JALAN |  |  |  | INDKOM | INS24 | 14/03/2005
429787181 | TNB | DISTRIBUTION | WP PUTRAJAYA & CYBERJAYA | Existing | VPTJ/PCE/J15201/MB15201 | 300281153 | 11 kV | NO | RMU | PE 15.20 VISITOR CENTER F1 |  |  |  | INDKOM | ZZT | 27/04/2004
429788534 | TNB | DISTRIBUTION | WP PUTRAJAYA & CYBERJAYA | Existing | VPTJ/PCE/J15251/MB15251 | 300454841 | 11 kV | NO | RMU | PE 15.25 PJBT KEDUTAAN IRAQ (F1) |  |  |  | SCHNEIDER | NE-2iQ
429789125 | TNB | DISTRIBUTION | WP PUTRAJAYA & CYBERJAYA | Existing | VPTJ/PCE/J15252/MB15251 | 300454844 | 11 kV | NO | RMU | PE 15.25 PJBT KEDUTAAN IRAQ (F2) |  |  |  | SCHNEIDER | RM6
429789764 | TNB | DISTRIBUTION | WP PUTRAJAYA & CYBERJAYA | Existing | VPTJ/PCE/J00330/MB1 | 300503038 | 11 kV | NO | RMU | PE 15.53 KEDUTAAN BRUNEI F1 |  |  |  | INDKOM | ZZT
429790355 | TNB | DISTRIBUTION | WP PUTRAJAYA & CYBERJAYA | Existing | VPTJ/PCE/J15532/MB | 300502458 | 11 kV | NO | RMU | PE 15.53 KEDUTAAN BRUNEI F2
429790760 | TNB | DISTRIBUTION | WP PUTRAJAYA & CYBERJAYA | Existing | VPTJ/PCE/J09431/MB09431 | 300280929 |  | NO |  | PE 9.43 P'PURI P7 BLOK A1 (F1) |  |  |  | OMAZABAL | GA 2K 1TS | 23/02/2008
429791402 | TNB | DISTRIBUTION | WP PUTRAJAYA & CYBERJAYA | Existing | VPTJ/PCE/J09432/MB09434 | 300280930 |  | NO |  | PE 9.43 P'PURI P7 BLOK A1 (F2) |  |  |  | OMAZABAL | GA 2K 1TS | 23/02/2008
429792041 | TNB | DISTRIBUTION | WP PUTRAJAYA & CYBERJAYA | Existing | VPTJ/PCE/J09351/MB09351 | 300280915 |  | NO |  | PE 9.35 P'PURI BLOK A1 (EFI) (F1) |  |  |  | INDKOM | ZZT | 24/08/2005
429792675 | TNB | DISTRIBUTION | WP PUTRAJAYA & CYBERJAYA | Existing | VPTJ/PCE/J09352/MB09354 | 300280916 |  | NO |  | PE 9.35 P'PURI BLOK A1 (EFI) (F2) |  |  |  | INDKOM | ZZT | 24/08/2005
429793356 | TNB | DISTRIBUTION | WP PUTRAJAYA & CYBERJAYA | Existing | VPTJ/PCE/J09341/MB09341 | 300280871 |  | NO |  | PE 9.34 P'PURI BLOK A3 (F1) |  |  |  | INDKOM | ZZT | 24/08/2005
429793972 | TNB | DISTRIBUTION | WP PUTRAJAYA & CYBERJAYA | Existing | VPTJ/PCE/J09342/MB09344 | 300280872 | 11 kV | NO |  | PE 9.34 P'PURI BLOK A3 (F2) |  |  |  | INDKOM | ZZT | 24/08/2005
429794636 | TNB | DISTRIBUTION | WP PUTRAJAYA & CYBERJAYA | Existing | VPTJ/PCE/J09331/MB09331 | 300280869 |  | NO |  | PE 9.33 P'PURI BLOK B1 (EFI) (F1) |  |  |  | INDKOM | ZZT | 24/08/2005
429795249 | TNB | DISTRIBUTION | WP PUTRAJAYA & CYBERJAYA | Existing | VPTJ/PCE/J15202/MB15204 | 300281154 | 11 kV | NO | RMU | PE 15.20 VISITOR CENTER (F2) |  |  |  | INDKOM | ZZT | 27/04/2004
429795832 | TNB | DISTRIBUTION | WP PUTRAJAYA & CYBERJAYA | Existing | VPTJ/PCE/J15231/MB15231 | 300281158 | 11 kV | NO | RMU | PE 15.23 PROMENADE |  |  |  | SCHNEIDER | ZZT | 31/05/2006
429796400 | TNB | DISTRIBUTION | WP PUTRAJAYA & CYBERJAYA | Existing | VPTJ/PCE/J15211/MB15211 | 300281155 | 11 kV | NO | RMU | SS 15.21 OFFICE CHANCERIES (EFI) (F1) |  |  |  | INDKOM | GA-ZZZ | 2004-09-11
429796585 | TNB | DISTRIBUTION | WP PUTRAJAYA & CYBERJAYA | Existing | VPTJ/PCE/J15212/MB15214 | 300281156 | 11 kV | NO | RMU | SS 15.21 OFFICE CHANCERIES (EFI) (F2) |  |  |  | TAMCO | GR1 | 2004-09-11
429796868 | TNB | DISTRIBUTION | WP PUTRAJAYA & CYBERJAYA | Existing | VPTJ/PCE/J15071/MB15071 | 300281151 | 11 kV | NO | RMU | PE 15.07 BLOK D3 (EFI) (F1) |  |  |  | TAMCO | ZZT | 18/02/2006
429797037 | TNB | DISTRIBUTION | WP PUTRAJAYA & CYBERJAYA | Existing | VPTJ/PCE/J15072/MB15074 | 300281152 | 11 kV | NO | RMU | PE 15.07 BLOK D3 (EFI) (F2) |  |  |  | TAMCO | ZZT | 18/02/2006
429797335 | TNB | DISTRIBUTION | WP PUTRAJAYA & CYBERJAYA | Existing | VPTJ/PCE/J15331/MM15331 | 300453012 | 11 kV | NO | RMU | PE 15.33 PDT KEDIAMAN KEDUTAAN IRAQ (F1) |  |  |  | SCHNEIDER | NE-2iQ
429798014 | TNB | DISTRIBUTION | WP PUTRAJAYA & CYBERJAYA | Existing | VPTJ/PCE/J15332/MB15334 | 310338860 | 11 kV | NO | RMU | PE 15.33 PDT KEDIAMAN KEDUTAAN IRAQ (F2) |  |  |  | INDKOM | ZZT
429798818 | TNB | DISTRIBUTION | WP PUTRAJAYA & CYBERJAYA | Existing | VPTJ/PCE/J15051/MB15051 | 300281147 | 11 kV | NO | RMU | PE 15.05 BLOK D2 (1) (EFI) (F1) |  |  |  | TAMCO | ZZT | 18/02/2006
429799044 | TNB | DISTRIBUTION | WP PUTRAJAYA & CYBERJAYA | Existing | VPTJ/PCE/J15052/MB15054 | 300281148 | 11 kV | NO | RMU | PE 15.05 BLOK D2 (1) (EFI) (F2) |  |  |  | TAMCO | ZZT | 18/02/2006
429799819 | TNB | DISTRIBUTION | WP PUTRAJAYA & CYBERJAYA | Existing | VPTJ/PCE/J18111/MB18111 | 300281213 | 11 kV | NO | RMU | E 18.11 BLOK B&C (F1) |  |  |  | TAMCO | ZZT | 22/02/2007
429800482 | TNB | DISTRIBUTION | WP PUTRAJAYA & CYBERJAYA | Existing | VPTJ/PCE/J18112/MB18114 | 300281214 | 11 kV | NO | RMU | PE 18.11 BLOK B&C (F2) |  |  |  | TAMCO | ZZT | 22/02/2007
429801354 | TNB | DISTRIBUTION | WP PUTRAJAYA & CYBERJAYA | Existing | VPTJ/PCE/J18101/MB18101 | 300281212 | 11 kV | NO | RMU | PE 18.10 PADAT SL |  |  |  | MERLIN GERIN | RM6 | 2005-11-04
429802090 | TNB | DISTRIBUTION | WP PUTRAJAYA & CYBERJAYA | Existing | VPTJ/PCE/J18041/MB18041 | 300281210 | 11 kV | NO | RMU | PE 18.04 PERUMAHAN 18R7 |  |  |  | MERLIN GERIN | RM6 | 2007-03-03
429802826 | TNB | DISTRIBUTION | WP PUTRAJAYA & CYBERJAYA | Existing | VPTJ/PCE/J18051/MB18051 | 300454891 | 11 kV | NO | RMU | PE 18.05 PERUMAHAN 18R5 Fasa 2(F1) |  |  |  | SCHNEIDER | RM 6
429803547 | TNB | DISTRIBUTION | WP PUTRAJAYA & CYBERJAYA | Existing | VPTJ/PCE/J18052/MB18501 | 300454894 | 11 kV | NO | RMU | PE 18.05 PERUMAHAN 18R5 Fasa 2(F2) |  |  |  | SCHNEIDER | RM 6
429807978 | TNB | DISTRIBUTION | WP PUTRAJAYA & CYBERJAYA | Existing | VCBJ/PCE/J22622/MB22624 | 300280392 | 11 kV | NO | RMU | PE 22.62 8 BLOK KEDAI PEJ 2B F2 |  |  |  | TAMCO | GR1 | 29/04/2009
429810718 | TNB | DISTRIBUTION | WP PUTRAJAYA & CYBERJAYA | Existing | VCBJ/PCE/J22861/MB22861 | 300454739 | 11 kV | NO | RMU | PE 22.86 NEO CYBER BLOK D |  |  |  | INDKOM | ZZTT
429811334 | TNB | DISTRIBUTION | WP PUTRAJAYA & CYBERJAYA | Existing | VCBJ/PCE/J22611/MB22611 | 300280393 | 11 kV | NO | RMU | PE 22.61 8 BLOK KEDAI PEJ 2A F1 |  |  |  | TAMCO | GR1 | 29/04/2009
429811435 | TNB | DISTRIBUTION | WP PUTRAJAYA & CYBERJAYA | Existing | VCBJ/PCE/J22612/MB22614 | 300280394 | 11 kV | NO | RMU | PE 22.61 8 BLOK KEDAI PEJ 2A F2 |  |  |  | TAMCO | GR1 | 29/04/2009
429812420 | TNB | DISTRIBUTION | WP PUTRAJAYA & CYBERJAYA | Existing | VPTJ/PCE/J09332/MB09334 | 300280870 | 11 kV | NO |  | PE 9.33 P'PURI BLOK B1 (EFI) (F2) |  |  |  | INDKOM | ZZT | 24/08/2005
429813047 | TNB | DISTRIBUTION | WP PUTRAJAYA & CYBERJAYA | Existing | VPTJ/PCE/J09321/MB09321 | 300280867 | 11 kV | NO |  | PE 9.32 P'PURI BLOK B3 (F1) |  |  |  | TAMCO | GR1 | 24/08/2005
429813290 | TNB | DISTRIBUTION | WP PUTRAJAYA & CYBERJAYA | Existing | VPTJ/PCE/J09322/MB09324 | 300280868 | 11 kV | NO |  | PE 9.32 P'PURI BLOK B3 (F2) |  |  |  | INDKOM | ZZT | 24/08/2005
429813944 | TNB | DISTRIBUTION | WP PUTRAJAYA & CYBERJAYA | Existing | VPTJ/PCE/J09371/MB09371 | 300280919 |  | NO |  | PE 9.37 P'PURI BLOK A1 (EFI) (F1) |  |  |  | TAMCO | GR1 | 22/07/2007
429814919 | TNB | DISTRIBUTION | WP PUTRAJAYA & CYBERJAYA | Existing | VPTJ/PCE/J09372/MB09374 | 300280920 | 11 kV | NO |  | PE 9.37 P'PURI BLOK A1 (EFI) (F2) |  |  |  | TAMCO | GR1 | 22/07/2007
429815177 | TNB | DISTRIBUTION | WP PUTRAJAYA & CYBERJAYA | Existing | VPTJ/PCE/J09381/MB09381 | 300280921 | 11 kV | NO |  | PE 9.38 P'PURI BLOK A3 (F1) |  |  |  | TAMCO | GR1 | 22/07/2007
429815433 | TNB | DISTRIBUTION | WP PUTRAJAYA & CYBERJAYA | Existing | VPTJ/PCE/J09382/MB09384 | 300280922 | 11 kV | NO |  | PE 9.38 P'PURI BLOK A3 (F2) |  |  |  | TAMCO | GR1 | 22/07/2007
429816446 | TNB | DISTRIBUTION | WP PUTRAJAYA & CYBERJAYA | Existing | VPTJ/PCE/J09392/MB09394 | 300280924 | 11 kV | NO |  | PE 9.39 P'PURI BLOK B3 (EFI) (F2) |  |  |  | TAMCO | GR1 | 22/07/2007
429821428 | TNB | DISTRIBUTION | WP PUTRAJAYA & CYBERJAYA | Existing | VPTJ/PCE/J18281/MB18281 | 300452921 | 11 kV | NO | RMU | PE 18.28 SEK KEB (2) (F1) |  |  |  | TAMCO | GR1
429822019 | TNB | DISTRIBUTION | WP PUTRAJAYA & CYBERJAYA | Existing | VPTJ/PCE/J18282/MB18281 | 300452924 | 11 kV | NO | RMU | PE 18.28 SEK KEB (2) (F2) |  |  |  | TAMCO | GR1
429822670 | TNB | DISTRIBUTION | WP PUTRAJAYA & CYBERJAYA | Existing | VPTJ/PCE/J18062/MB18064 | 300288499 | 11 kV | NO | RMU | PE 18.06 18R5 (F2) |  |  |  | SCHNEIDER | NE-2iQ | 22/12/2010
429823358 | TNB | DISTRIBUTION | WP PUTRAJAYA & CYBERJAYA | Existing | VPTJ/PCE/J18061/MB18061 | 300288496 | 11 kV | NO | RMU | PE 18.06 18R5 (F1) |  |  |  | SCHNEIDER | NE-2iQ | 15/12/2010
429824178 | TNB | DISTRIBUTION | WP PUTRAJAYA & CYBERJAYA | Existing | VPTJ/PCE/J18261/MB18261 | 300281244 | 11 kV | NO | RMU | PE 18.26 APT. 18R4 (F1) |  |  |  | OMAZABAL | GA 2K 2TS | 17/06/2008
429825883 | TNB | DISTRIBUTION | WP PUTRAJAYA & CYBERJAYA | Existing | VCBJ/PCE/J22521/MB22521 | 300280458 | 11 kV | NO | RMU | PE 22.52 58 UNITS SHOP LOT F1 |  |  |  | INDKOM | GA 2K 2TS | 2008-03-01
429826099 | TNB | DISTRIBUTION | WP PUTRAJAYA & CYBERJAYA | Existing | VCBJ/PCE/J22522/MB22524 | 300280460 | 11 kV | NO | RMU | PE 22.52 58 UNITS SHOP LOT F2 |  |  |  | INDKOM | GA 2K 2TS | 2008-03-01
429828072 | TNB | DISTRIBUTION | WP PUTRAJAYA & CYBERJAYA | Existing | VCBJ/PCE/J22801/MB22801 | 300452908 | 11 kV | NO | RMU | PE 22.80 APT NEO CYBER BLOK A |  |  |  | TAMCO | ZZTT
429842313 | TNB | DISTRIBUTION | WP PUTRAJAYA & CYBERJAYA | Existing | VPTJ/PCE/J09391/MB09391 | 300280923 | 11 kV | NO |  | PE 9.39 P'PURI BLOK B3 (EFI) (F1) |  |  |  | TAMCO | GR1 | 22/07/2007
429845218 | TNB | DISTRIBUTION | WP PUTRAJAYA & CYBERJAYA | Existing | VPTJ/PCE/J09411/MB09411 | 300280925 | 11 kV | NO |  | PE 9.41 P'PURI BLOK E3 (F1) |  |  |  | TAMCO | GR1 | 22/07/2007
429845828 | TNB | DISTRIBUTION | WP PUTRAJAYA & CYBERJAYA | Existing | VPTJ/PCE/J09412/MB09414 | 300280926 | 11 kV | NO |  | PE 9.41 P'PURI BLOK E3 (F2) |  |  |  | TAMCO | GR1 | 22/07/2007
429846462 | TNB | DISTRIBUTION | WP PUTRAJAYA & CYBERJAYA | Existing | VPTJ/PCE/J09421/MB09421 | 300280927 | 11 kV | NO |  | PE 9.42 P'PURI BLOK E1 (EFI) (F1) |  |  |  | TAMCO | GR1 | 22/07/2007
429846910 | TNB | DISTRIBUTION | WP PUTRAJAYA & CYBERJAYA | Existing | VCBJ/PCE/J24251/MB24251 | 310332980 | 11 kV | NO | RMU | PE 24.25 CRYSTAL VILLE 2 |  |  |  | INDKOM | ZZTT 1D
429849780 | TNB | DISTRIBUTION | WP PUTRAJAYA & CYBERJAYA | Existing | VCBJ/PCE/J24241/MB24241 | 310332974 | 11 kV | NO |  | PE 24.24 CRYSTAL VILLE 1 |  |  |  | ITEM INDUSTRIAL | 8DJH TRRT
429851212 | TNB | DISTRIBUTION | WP PUTRAJAYA & CYBERJAYA | Existing | VPTJ/PCE/J15061/MB15061 | 300281149 | 11 kV | NO | RMU | PE 15.06 BLOK D2 (2) (F1) |  |  |  | TAMCO | ZZT | 18/02/2006
429851809 | TNB | DISTRIBUTION | WP PUTRAJAYA & CYBERJAYA | Existing | VPTJ/PCE/J15062/MB15064 | 300281150 | 11 kV | NO | RMU | PE 15.06 BLOK D2 (2) (F2) |  |  |  | TAMCO | ZZT | 18/02/2006
429856722 | TNB | DISTRIBUTION | WP PUTRAJAYA & CYBERJAYA | Existing | VPTJ/PCE/J18091/MB18091 | 300281211 | 11 kV | NO | RMU | PE 18.09 PADAT SL |  |  |  | MERLIN GERIN | RM | 2005-11-04
429857474 | TNB | DISTRIBUTION | WP PUTRAJAYA & CYBERJAYA | Existing | VPTJ/PCE/J18262/MB18264 | 300281247 | 11 kV | NO | RMU | PE 18.26 APT. 18R4 (F2) |  |  |  | OMAZABAL | GA 2K 2TS | 17/06/2008
429858662 | TNB | DISTRIBUTION | WP PUTRAJAYA & CYBERJAYA | Existing | VPTJ/PCE/J18271/MB18271 | 300452910 | 11 kV | NO | RMU | PE 18.27 KLINIK KESIHATAN (F1) |  |  |  | INDKOM | ZZT-I/D
429859253 | TNB | DISTRIBUTION | WP PUTRAJAYA & CYBERJAYA | Existing | VPTJ/PCE/J18272/MB18271 | 300452918 | 11 kV | NO | RMU | PE 18.27 KLINIK KESIHATAN (F2) |  |  |  | INDKOM | ZZT-I/D
429864251 | TNB | DISTRIBUTION | WP PUTRAJAYA & CYBERJAYA | Existing | VPTJ/PCE/J09422/MB09424 | 300280928 | 11 kV | NO |  | PE 9.42 P'PURI BLOK E1 (EFI) (F2) |  |  |  | TAMCO | GR1 | 22/07/2007
429864874 | TNB | DISTRIBUTION | WP PUTRAJAYA & CYBERJAYA | Existing | VPTJ/PCE/J09481/MB09481 | 300280939 | 11 kV | NO |  | PE 9.48 P'PURI BLOK C&D (EFI) (F1) |  |  |  | TAMCO | GR1 | 31/10/2007
429865481 | TNB | DISTRIBUTION | WP PUTRAJAYA & CYBERJAYA | Existing | VPTJ/PCE/J09482/MB09484 | 300280940 | 11 kV | NO |  | PE 9.48 P'PURI BLOK C&D (EFI) (F2) |  |  |  | TAMCO | GR1 | 31/10/2007
429866102 | TNB | DISTRIBUTION | WP PUTRAJAYA & CYBERJAYA | Existing | VPTJ/PCE/J09471/MB09471 | 300280937 |  | NO |  | PE 9.47 P'PURI BLOK A&B (F1) |  |  |  | TAMCO | GR1 | 31/10/2007
429866704 | TNB | DISTRIBUTION | WP PUTRAJAYA & CYBERJAYA | Existing | VPTJ/PCE/J09472/MB09474 | 300280938 | 11 kV | NO |  | PE 9.47 P'PURI BLOK A&B (F2) |  |  |  | TAMCO | GR1 | 31/10/2007
429867316 | TNB | DISTRIBUTION | WP PUTRAJAYA & CYBERJAYA | Existing | VPTJ/PCE/J09141/MB09141 | 300280835 | 11 kV | NO |  | PE 9.14 K.KEJIRANAN (F1) |  |  |  | INDKOM | ZZT | 19/11/2002
429867956 | TNB | DISTRIBUTION | WP PUTRAJAYA & CYBERJAYA | Existing | VPTJ/PCE/J09142/MB09144 | 300280836 | 11 kV | NO |  | PE 9.14 K.KEJIRANAN (F2) |  |  |  | INDKOM | ZZT | 19/11/2002
429889595 | TNB | DISTRIBUTION | WP PUTRAJAYA & CYBERJAYA | Existing |  |  | 11 kV | NO |  | BE KE PEMBANGUNAN PUSAT PENGAJIAN PERTAH
429890186 | TNB | DISTRIBUTION | WP PUTRAJAYA & CYBERJAYA | Existing |  |  | 11 kV | NO
429890893 | TNB | DISTRIBUTION | WP PUTRAJAYA & CYBERJAYA | Existing | VCBJ/PCE/J00164/MB1 | 310580315 | 11 kV | NO |  | D-CBJ-C17-0519 |  |  | LUCY |  | VRN 2A
429892618 | TNB | DISTRIBUTION | WP PUTRAJAYA & CYBERJAYA | Existing |  |  | 11 kV | NO |  | D-CBJ-C16-0576
429893210 | TNB | DISTRIBUTION | WP PUTRAJAYA & CYBERJAYA | Existing |  |  | 11 kV | NO |  | D-CBJ-C16-0576
429893802 | TNB | DISTRIBUTION | WP PUTRAJAYA & CYBERJAYA | Existing |  |  | 11 kV | NO |  | D-CBJ-C16-0576
429920161 | TNB | DISTRIBUTION | WP PUTRAJAYA & CYBERJAYA | Existing | VPTJ/PCE/J10132/MB10134 | 300280959 | 11 kV | NO |  | PE 10.13 PUSPANITA (F2) |  |  |  | INDKOM | ZZT | 21/10/2004
429920264 | TNB | DISTRIBUTION | WP PUTRAJAYA & CYBERJAYA | Existing | VPTJ/PCE/J10131/MB10131 | 300280958 |  | NO |  | PE 10.13 PUSPANITA (F1) |  |  |  | INDKOM | ZZT | 21/10/2004
429921451 | TNB | DISTRIBUTION | WP PUTRAJAYA & CYBERJAYA | Existing | VPTJ/PCE/J02041/MB02041 | 300280626 | 11 kV | NO |  | PE 2.04 W.F PROMENADE (F1) |  |  |  | INDKOM | ZZZT | 30/01/2003
429922057 | TNB | DISTRIBUTION | WP PUTRAJAYA & CYBERJAYA | Existing | VPTJ/PCE/J02042/MB02045 | 300280628 | 11 kV | NO |  | PE 2.04 W.F PROMENADE (F2) |  |  |  | INDKOM | ZZT | 30/01/2003
429922654 | TNB | DISTRIBUTION | WP PUTRAJAYA & CYBERJAYA | Existing | VPTJ/PCE/J02051/MB02051 | 300280630 | 11 kV | NO |  | PE 2.05 PADAT CUT |  |  |  | INDKOM | ZZT | 22/08/2002
429923249 | TNB | DISTRIBUTION | WP PUTRAJAYA & CYBERJAYA | Existing | VPTJ/PCE/J02261/MB02261 | 300485137 | 11 kV | NO |  | PE 2.26 C/S FORMULA E 2 |  |  |  | INDKOM | SF6 | 2014-08-04
429941074 | TNB | DISTRIBUTION | WP PUTRAJAYA & CYBERJAYA | Existing | VPTJ/PCE/J02241/MB02241 | 310303856 | 11 kV | NO | RMU | PE 2.24 TEMP 2C5 |  |  |  | INDKOM
429941741 | TNB | DISTRIBUTION | WP PUTRAJAYA & CYBERJAYA | Existing | VPTJ/PCE/J02281/MB02281 | 300485554 | 11 kV | NO |  | PE 2.28 C/S FORMULA E 4 |  |  |  | INDKOM | SF6
429971562 | TNB | DISTRIBUTION | WP PUTRAJAYA & CYBERJAYA | Existing | VPTJ/PCE/J18081/MB18081 | 300454881 | 11 kV | NO | RMU | PE 18.08 18R1 (F1) |  |  |  | SCHNEIDER | ZZT
429972241 | TNB | DISTRIBUTION | WP PUTRAJAYA & CYBERJAYA | Existing | VPTJ/PCE/J18082/MB18084 | 300454883 | 11 kV | NO | RMU | PE 18.08 18R1 (F2) |  |  |  | INDKOM | ZZT
429972990 | TNB | DISTRIBUTION | WP PUTRAJAYA & CYBERJAYA | Existing | VPTJ/PCE/J18221/MB18221 | 300281234 | 11 kV | NO | RMU | PE 18.22 BLOK B 18R13 (F1) |  |  |  | TAMCO | GR1 | 2007-01-03
429973620 | TNB | DISTRIBUTION | WP PUTRAJAYA & CYBERJAYA | Existing | VPTJ/PCE/J18222/MB18224 | 300281235 | 11 kV | NO | RMU | PE 18.22 BLOK B 18R13 (F2) |  |  |  | TAMCO | GR1 | 2007-01-03
429974220 | TNB | DISTRIBUTION | WP PUTRAJAYA & CYBERJAYA | Existing | VPTJ/PCE/J02021/MB02021 | 300280601 | 11 kV | NO | RMU | SS 2.02 IDHL (F1) |  |  |  | INDKOM | ZZZZ | 2001-05-02
429974457 | TNB | DISTRIBUTION | WP PUTRAJAYA & CYBERJAYA | Existing | VPTJ/PCE/J02022/MB02025 | 300280605 | 11 kV | NO | RMU | SS 2.02 IDHL (F2) |  |  |  | INDKOM | ZZZ | 2001-05-02
429974752 | TNB | DISTRIBUTION | WP PUTRAJAYA & CYBERJAYA | Existing | VPTJ/PCE/J02011/MB02011 | 300280596 | 11 kV | NO | RMU | SS 2.01 W.PUTRA (F1) |  |  |  | INDKOM | ZZZ | 2001-05-02
429974937 | TNB | DISTRIBUTION | WP PUTRAJAYA & CYBERJAYA | Existing | VPTJ/PCE/J02012/MB02014 | 300280598 | 11 kV | NO | RMU | SS 2.01 W.PUTRA (F2) |  |  |  | OMAZABAL | ZZZ | 2001-05-02
429976643 | TNB | DISTRIBUTION | WP PUTRAJAYA & CYBERJAYA | Existing | VCBJ/PCE/J21341/MB21341 | 300281004 | 11 kV | NO | RMU | PE 21.34 PS5 F1 |  |  |  | TAMCO | GR1 | 24/05/2009
429976817 | TNB | DISTRIBUTION | WP PUTRAJAYA & CYBERJAYA | Existing | VCBJ/PCE/J21342/MB21344 | 300281003 | 11 kV | NO | RMU | PE 21.34 PS5 F2 |  |  |  | TAMCO | GR1 | 24/05/2009
429979795 | TNB | DISTRIBUTION | WP PUTRAJAYA & CYBERJAYA | Existing | VPTJ/PCE/J01071/MB01071 | 300280373 | 11 kV | NO | RMU | SS 1.07 JPM B1 JPM B8 (F1) |  |  |  | INDKOM | ZZZZ | 1999-09-04
429980847 | TNB | DISTRIBUTION | WP PUTRAJAYA & CYBERJAYA | Existing | VPTJ/PCE/J01072/MB01075 | 300280374 | 11 kV | NO | RMU | SS 1.07 JPM B1 JPM B8 (F2) |  |  |  | INDKOM | ZZZT | 1999-09-04
429982057 | TNB | DISTRIBUTION | WP PUTRAJAYA & CYBERJAYA | Existing | VPTJ/PCE/J01061/MB01061 | 300280371 | 11 kV | NO | RMU | SS 1.06 JPM B6 JPM B7 (F1) |  |  |  | INDKOM | ZZZT | 20/05/1999
429982273 | TNB | DISTRIBUTION | WP PUTRAJAYA & CYBERJAYA | Existing | VPTJ/PCE/J01062/MB01065 | 300280372 | 11 kV | NO | RMU | SS 1.06 JPM B6 JPM B7 (F2) |  |  |  | INDKOM | ZZZZ | 20/05/1999
429982537 | TNB | DISTRIBUTION | WP PUTRAJAYA & CYBERJAYA | Existing | VPTJ/PCE/J01051/MB01051 | 300280369 | 11 kV | NO | RMU | SS 1.05 JPM B5 (F1) |  |  |  | INDKOM | ZZZ | 29/07/1999
429982921 | TNB | DISTRIBUTION | WP PUTRAJAYA & CYBERJAYA | Existing | VPTJ/PCE/J01052/MB01054 | 300280370 | 11 kV | NO | RMU | SS 1.05 JPM B5 (F2) |  |  |  | INDKOM | ZZZ | 29/07/1999
429983515 | TNB | DISTRIBUTION | WP PUTRAJAYA & CYBERJAYA | Existing | VPTJ/PCE/J01081/MB01081 | 300280375 | 11 kV | NO | RMU | SS 1.08 C4 (F1) |  |  |  | INDKOM | ZZZ | 1999-10-09
429990902 | TNB | DISTRIBUTION | WP PUTRAJAYA & CYBERJAYA | Existing | VCBJ/PCE/J21581/MB21581 | 300280640 |  | NO |  | SS 21.58 QB5 F1 |  |  |  | TAMCO | GR1 | 24/10/2007
429991090 | TNB | DISTRIBUTION | WP PUTRAJAYA & CYBERJAYA | Existing | VCBJ/PCE/J21582/MB21584 | 300280638 |  | NO |  | SS 21.58 QB5 F2 |  |  |  | TAMCO | GR1 | 24/10/2007
429992181 | TNB | DISTRIBUTION | WP PUTRAJAYA & CYBERJAYA | Existing | VCBJ/PCE/J21651/MB21651 | 300280620 |  | NO |  | PE 21.65 EMERIO F1 |  |  |  | TAMCO | ZZT | 24/09/2008
430027124 | TNB | DISTRIBUTION | WP PUTRAJAYA & CYBERJAYA | Existing | VCBJ/PCE/J21652/MB21654 | 300280618 |  | NO |  | PE 21.65 EMERIO F2 |  |  |  | TAMCO | GR1 | 24/09/2008
430035539 | TNB | DISTRIBUTION | WP PUTRAJAYA & CYBERJAYA | Existing | VCBJ/PCE/J22361/MB22361 | 300280501 |  | NO |  | SS 22.36 SKMM F1 |  |  |  | INDKOM | GA | 29/09/2004
430035735 | TNB | DISTRIBUTION | WP PUTRAJAYA & CYBERJAYA | Existing | VCBJ/PCE/J22362/MB22364 | 300280502 | 11 kV | NO | RMU | SS 22.36 SKMM F2 |  |  |  | INDKOM | GA | 29/09/2004
430036807 | TNB | DISTRIBUTION | WP PUTRAJAYA & CYBERJAYA | Existing | VCBJ/PCE/J22051/MB22051 | 300280594 |  | NO |  | PE 22.05 PADAT ROAD E |  |  |  | INDKOM | ZZT | 2000-05-05
430037487 | TNB | DISTRIBUTION | WP PUTRAJAYA & CYBERJAYA | Existing | VCBJ/PCE/J22131/MB22131 | 300280560 |  | NO |  | PE 22.13 PADAT ROAD E1 |  |  |  | INDKOM | GR1 | 2000-11-11
430040066 | TNB | DISTRIBUTION | WP PUTRAJAYA & CYBERJAYA | Existing | VPTJ/PCE/J11071/MB11071 | 300282013 | 11 kV | NO |  | PE 11.07 PADAT ZON 1 |  |  |  | SCHNEIDER | NE-IQI | 22/11/2009
430040704 | TNB | DISTRIBUTION | WP PUTRAJAYA & CYBERJAYA | Existing | VPTJ/PCE/J11041/MB11041 | 300280968 | 11 kV | NO |  | PE 11.04 P11A1/12 TERES (EFI) (F1) |  |  |  | INDKOM | GA | 15/10/2002
430041330 | TNB | DISTRIBUTION | WP PUTRAJAYA & CYBERJAYA | Existing | VPTJ/PCE/J11042/MB11044 | 300280969 | 11 kV | NO |  | PE 11.04 P11A1/12 TERES (EFI) (F2) |  |  |  | INDKOM | GA | 15/10/2002
430042005 | TNB | DISTRIBUTION | WP PUTRAJAYA & CYBERJAYA | Existing | VPTJ/PCE/J11081/MB11081 | 300280972 | 11 kV | NO |  | PE 11.08 P11A2/5 TERES (EFI) (F1) |  |  |  | INDKOM | ZZT | 2002-04-09
430042635 | TNB | DISTRIBUTION | WP PUTRAJAYA & CYBERJAYA | Existing | VPTJ/PCE/J11082/MB11084 | 300280973 | 11 kV | NO |  | PE 11.08 P11A2/5 TERES (EFI) (F2) |  |  |  | INDKOM | ZZT | 2002-04-09
430042883 | TNB | DISTRIBUTION | WP PUTRAJAYA & CYBERJAYA | Existing | VPTJ/PCE/J11671/MB11671 | 300281095 | 11 kV | NO |  | PE 11.67 PS9 (F1) |  |  |  | INDKOM | ZZT | 2002-10-06
430043649 | TNB | DISTRIBUTION | WP PUTRAJAYA & CYBERJAYA | Existing | VPTJ/PCE/J11672/MB11674 | 300281097 | 11 kV | NO |  | PE 11.67 PS9 (F2) |  |  |  | INDKOM | ZZT | 2002-10-06
430044273 | TNB | DISTRIBUTION | WP PUTRAJAYA & CYBERJAYA | Existing | VPTJ/PCE/J01082/MB01084 | 300280378 | 11 kV | NO | RMU | SS 1.08 C4 (F2) |  |  |  | INDKOM | ZZZ | 1999-10-09
430044566 | TNB | DISTRIBUTION | WP PUTRAJAYA & CYBERJAYA | Existing | VPTJ/PCE/J01091/MB01091 | 300280404 | 11 kV | NO | RMU | SS 1.09 C3 (F1) |  |  |  | INDKOM | ZZZ | 1999-11-09
430045156 | TNB | DISTRIBUTION | WP PUTRAJAYA & CYBERJAYA | Existing | VPTJ/PCE/J01092/MB01094 | 300280405 | 11 kV | NO | RMU | SS 1.09 C3 (F2) |  |  |  | INDKOM | ZZZ | 1999-11-09
430045401 | TNB | DISTRIBUTION | WP PUTRAJAYA & CYBERJAYA | Existing | VPTJ/PCE/J01101/MB01101 | 300280406 | 11 kV | NO | RMU | SS 1.10 C2 (F1) |  |  |  | INDKOM | ZZZ | 1999-11-09
430045569 | TNB | DISTRIBUTION | WP PUTRAJAYA & CYBERJAYA | Existing | VPTJ/PCE/J01102/MB01104 | 300280407 | 11 kV | NO | RMU | SS 1.10 C2 (F2) |  |  |  | INDKOM | ZZZ | 1999-11-09
430045782 | TNB | DISTRIBUTION | WP PUTRAJAYA & CYBERJAYA | Existing | VPTJ/PCE/J01111/MB01111 | 300280408 | 11 kV | NO | RMU | SS 1.11 C1 (F1) |  |  |  | INDKOM | ZZZ | 1999-11-09
430045950 | TNB | DISTRIBUTION | WP PUTRAJAYA & CYBERJAYA | Existing | VPTJ/PCE/J01112/MB01114 | 300280409 | 11 kV | NO | RMU | SS 1.11 C1 (F2) |  |  |  | INDKOM | ZZZ | 1999-11-09
430046171 | TNB | DISTRIBUTION | WP PUTRAJAYA & CYBERJAYA | Existing | VPTJ/PCE/J01121/MB01121 | 300280410 | 11 kV | NO | RMU | SS 1.12 C7 (F1) |  |  |  | INDKOM | ZZZ | 1999-11-09
430046347 | TNB | DISTRIBUTION | WP PUTRAJAYA & CYBERJAYA | Existing | VPTJ/PCE/J01122/MB01124 | 300280411 | 11 kV | NO | RMU | SS 1.12 C7 (F2) |  |  |  | INDKOM | ZZZ | 1999-11-09
430046515 | TNB | DISTRIBUTION | WP PUTRAJAYA & CYBERJAYA | Existing | VPTJ/PCE/J01131/MB01131 | 300280412 | 11 kV | NO | RMU | SS 1.13 C6 (F1) |  |  |  | INDKOM | ZZZ | 1999-10-09
430046683 | TNB | DISTRIBUTION | WP PUTRAJAYA & CYBERJAYA | Existing | VPTJ/PCE/J01132/MB01134 | 300280413 | 11 kV | NO | RMU | SS 1.13 C6 (F2) |  |  |  | INDKOM | ZZZ | 1999-10-09
430046851 | TNB | DISTRIBUTION | WP PUTRAJAYA & CYBERJAYA | Existing | VPTJ/PCE/J01141/MB01141 | 300280414 | 11 kV | NO | RMU | SS 1.14 C5 (F1) |  |  |  | INDKOM | ZZZ | 1999-10-09
430047020 | TNB | DISTRIBUTION | WP PUTRAJAYA & CYBERJAYA | Existing | VPTJ/PCE/J01142/MB01144 | 300280415 | 11 kV | NO | RMU | SS 1.14 C5 (F2) |  |  |  | INDKOM | ZZZ | 1999-10-09
430047579 | TNB | DISTRIBUTION | WP PUTRAJAYA & CYBERJAYA | Existing | VPTJ/PCE/J01362/MB01365 | 300280450 | 11 kV | NO | RMU | PE 1.36 DATARAN PUTRA (F2) |  |  |  | INDKOM | NA | 13/11/1999
430047881 | TNB | DISTRIBUTION | WP PUTRAJAYA & CYBERJAYA | Existing | VPTJ/PCE/J01361/MB01361 | 300280449 | 11 kV | NO | RMU | PE 1.36 DATARAN PUTRA (F1) |  |  |  | INDKOM | ZZZT | 13/11/1999
430065753 | TNB | DISTRIBUTION | WP PUTRAJAYA & CYBERJAYA | Existing | VPTJ/PCE/J11091/MB11091 | 300280974 | 11 kV | NO |  | PE 11.09 P11A2/5 TERES (EFI) (F1) |  |  |  | INDKOM | ZZT | 2002-07-09
430066354 | TNB | DISTRIBUTION | WP PUTRAJAYA & CYBERJAYA | Existing | VPTJ/PCE/J11092/MB11094 | 300280977 | 11 kV | NO |  | PE 11.09 P11A2/5 TERES (EFI) (F2) |  |  |  | INDKOM | ZZT | 2002-07-09
430068825 | TNB | DISTRIBUTION | WP PUTRAJAYA & CYBERJAYA | Existing | VPTJ/PCE/J11021/MB11021 | 300280964 | 11 kV | NO |  | PE 11.02 BLOK 3A (F1) |  |  |  | TAMCO | GR1 | 2005-07-06
430078892 | TNB | DISTRIBUTION | WP PUTRAJAYA & CYBERJAYA | Existing | VPTJ/PCE/J11022/MB11024 | 300280966 | 11 kV | NO |  | PE 11.02 BLOK 3A (F2) |  |  |  | TAMCO | GR1 | 2005-07-06
430082503 | TNB | DISTRIBUTION | WP PUTRAJAYA & CYBERJAYA | Existing | VPTJ/PCE/J11201/MB11201 | 300281038 | 11 kV | NO |  | PE 11.20 WR5 |  |  |  | MERLIN GERIN | RM 6 | 2004-11-08
430083211 | TNB | DISTRIBUTION | WP PUTRAJAYA & CYBERJAYA | Existing | VPTJ/PCE/J11481/MB11481 | 300281090 | 11 kV | NO |  | PE 11.48 BALAI POLIS |  |  |  | TAMCO | GR1 | 2007-07-03
430083862 | TNB | DISTRIBUTION | WP PUTRAJAYA & CYBERJAYA | Existing | VPTJ/PCE/J11101/MB11101 | 300280978 | 11 kV | NO |  | PE 11.10 P11B1/6 SEMI-D (EFI) (F1) |  |  |  | INDKOM | ZZT | 20/03/2002
430084530 | TNB | DISTRIBUTION | WP PUTRAJAYA & CYBERJAYA | Existing | VPTJ/PCE/J11102/MB11104 | 300280980 | 11 kV | NO |  | PE 11.10 P11B1/6 SEMI-D (EFI) (F2) |  |  |  | INDKOM | ZZT | 20/03/2002
430085195 | TNB | DISTRIBUTION | WP PUTRAJAYA & CYBERJAYA | Existing | VPTJ/PCE/J11121/MB11121 | 300280983 | 11 kV | NO |  | PE 11.12 APT A (F1) |  |  |  | INDKOM | ZZT | 2003-08-05
430085295 | TNB | DISTRIBUTION | WP PUTRAJAYA & CYBERJAYA | Existing | VPTJ/PCE/J11122/MB11124 | 300280984 | 11 kV | NO |  | PE 11.12 APT A (F2) |  |  |  | INDKOM | ZZT | 2003-08-05
430086491 | TNB | DISTRIBUTION | WP PUTRAJAYA & CYBERJAYA | Existing | VPTJ/PCE/J11131/MB11131 | 300280994 | 11 kV | NO |  | PE 11.13 APT B (F1) |  |  |  | INDKOM | ZZT | 2003-08-05
430086598 | TNB | DISTRIBUTION | WP PUTRAJAYA & CYBERJAYA | Existing | VPTJ/PCE/J11132/MB11134 | 300280996 | 11 kV | NO |  | PE 11.13 APT B (F2) |  |  |  | INDKOM | ZZT | 2003-08-05
430087793 | TNB | DISTRIBUTION | WP PUTRAJAYA & CYBERJAYA | Existing | VPTJ/PCE/J11112/MB11114 | 300280993 | 11 kV | NO |  | PE 11.11 (EFI) (F2) |  |  |  | INDKOM | ZZT | 24/08/2004
430088418 | TNB | DISTRIBUTION | WP PUTRAJAYA & CYBERJAYA | Existing | VPTJ/PCE/J11111/MB11111 | 300280991 | 11 kV | NO |  | PE 11.11 (EFI) (F1) |  |  |  | INDKOM | ZZT | 24/08/2004
430089066 | TNB | DISTRIBUTION | WP PUTRAJAYA & CYBERJAYA | Existing | VPTJ/PCE/J11161/MB11161 | 300281005 | 11 kV | NO |  | PE 11.16 APT E (F1) |  |  |  | INDKOM | ZZT | 13/05/2003
430089702 | TNB | DISTRIBUTION | WP PUTRAJAYA & CYBERJAYA | Existing | VPTJ/PCE/J11162/MB11164 | 300281007 | 11 kV | NO |  | PE 11.16 APT E (F2) |  |  |  | INDKOM | ZZT | 13/05/2003
430090426 | TNB | DISTRIBUTION | WP PUTRAJAYA & CYBERJAYA | Existing | VPTJ/PCE/J11152/MB11154 | 300281002 | 11 kV | NO |  | PE 11.15 APT D (EFI) (F2) |  |  |  | INDKOM | ZZT | 2003-07-01
430091021 | TNB | DISTRIBUTION | WP PUTRAJAYA & CYBERJAYA | Existing | VPTJ/PCE/J11151/MB11151 | 300281001 | 11 kV | NO |  | PE 11.15 APT D (EFI) (F1) |  |  |  | TAMCO | ZZT | 2003-07-01
430091696 | TNB | DISTRIBUTION | WP PUTRAJAYA & CYBERJAYA | Existing | VPTJ/PCE/J10022/MB10024 | 300280942 | 11 kV | NO |  | PE 10.02 INSIDE PPU2 (F2) |  |  |  | INDKOM | ZZT | 15/02/2000
430092317 | TNB | DISTRIBUTION | WP PUTRAJAYA & CYBERJAYA | Existing | VPTJ/PCE/J10021/MB10021 | 300280941 | 11 kV | NO |  | PE 10.02 INSIDE PPU2 (F1) |  |  |  | INDKOM | GR1 | 15/02/2000
430092996 | TNB | DISTRIBUTION | WP PUTRAJAYA & CYBERJAYA | Existing | VPTJ/PCE/J10031/MB10031 | 300280948 | 11 kV | NO |  | PE 10.03 P10 C BANGLOW (F1) |  |  |  | INDKOM F&G | GR1 | 2000-01-06
430093658 | TNB | DISTRIBUTION | WP PUTRAJAYA & CYBERJAYA | Existing | VPTJ/PCE/J10032/MB10034 | 300280949 | 11 kV | NO |  | PE 10.03 P10 C BANGLOW (F2) |  |  |  | INDKOM F&G | GA | 2000-01-06
430094492 | TNB | DISTRIBUTION | WP PUTRAJAYA & CYBERJAYA | Existing | VPTJ/PCE/J10151/MB10151 | 300287552 | 11 kV | NO |  | PE 10.15 MINI GOLF |  |  |  | INDKOM | GR1 | 2010-06-10
430095124 | TNB | DISTRIBUTION | WP PUTRAJAYA & CYBERJAYA | Existing | VPTJ/PCE/J10041/MB10041 | 300280950 | 11 kV | NO |  | PE 10.04 P10 D BANGLO (F1) |  |  |  | INDKOM F&G | GR1 | 2000-01-06
430121521 | TNB | DISTRIBUTION | WP PUTRAJAYA & CYBERJAYA | Existing | VPTJ/PCE/J10042/MB10044 | 300280951 | 11 kV | NO |  | PE 10.04 P10 D BANGLO (F2) |  |  |  | INDKOM F&G | GA | 2000-01-06
430123872 | TNB | DISTRIBUTION | WP PUTRAJAYA & CYBERJAYA | Existing | VPTJ/PCE/J10062/MB10064 | 300280955 | 11 kV | NO | RMU | PE 10.06 JLN P10B (F2) |  |  |  | OMAZABAL | SF 6 | 31/03/2008
430124502 | TNB | DISTRIBUTION | WP PUTRAJAYA & CYBERJAYA | Existing | VPTJ/PCE/J10061/MB10061 | 300280953 | 11 kV | NO | RMU | PE 10.06 JLN P10B (F1) |  |  |  | OMAZABAL | SF 6 | 31/03/2008
430134607 | TNB | DISTRIBUTION | WP PUTRAJAYA & CYBERJAYA | Existing | VCBJ/PCE/J21221/MB21221 | 300281020 | 11 kV | NO | RMU | PE 21.22 CYBERVIEW NO.1 |  |  |  | INDKOM | ZZTT | 31/01/1999
430144615 | TNB | DISTRIBUTION | WP PUTRAJAYA & CYBERJAYA | Existing | VPTJ/PCE/J01321/MB01321 | 300280440 | 11 kV | NO | RMU | PE 1.32 INSIDE PPU6 S/L OVAL |  |  |  | TAMCO | ZZT | 13/06/1999
430145652 | TNB | DISTRIBUTION | WP PUTRAJAYA & CYBERJAYA | Existing | VPTJ/PCE/J13011/MB13011 | 300281100 | 11 kV | NO | RMU | PE 13.01 WETLAND PUMP 250KW |  |  |  | INDKOM | 08425065 | 31/07/1999
430147116 | TNB | DISTRIBUTION | WP PUTRAJAYA & CYBERJAYA | Existing | VPTJ/PCE/J13021/MB13021 | 300281101 | 11 kV | NO | RMU | PE 13.02 WETLAND NIC 85KW |  |  |  | INDKOM | ZZT | 1999-02-08
430164962 | TNB | DISTRIBUTION | WP PUTRAJAYA & CYBERJAYA | Existing | VPTJ/PCE/J10141/MB10141 | 300280960 | 11 kV | NO |  | PE 10.14 P10 A1 (F1) |  |  |  | INDKOM | ZZT | 2004-01-12
430165553 | TNB | DISTRIBUTION | WP PUTRAJAYA & CYBERJAYA | Existing | VPTJ/PCE/J10142/MB10144 | 300280961 | 11 kV | NO |  | PE 10.14 P10 A1 (F2) |  |  |  | INDKOM | ZZT | 2004-01-12
430166306 | TNB | DISTRIBUTION | WP PUTRAJAYA & CYBERJAYA | Existing | VPTJ/PCE/J10121/MB10121 | 300280957 | 11 kV | NO |  | PE 10.12 P10 A SEMI-D |  |  |  | INDKOM | GA | 28/08/2001
430167127 | TNB | DISTRIBUTION | WP PUTRAJAYA & CYBERJAYA | Existing | VPTJ/PCE/J09011/MB09011 | 300280813 | 11 kV | NO |  | PE 9.01 APT 4A (EFI) (F1) |  |  |  | INDKOM | ZZT | 2000-11-10
430167746 | TNB | DISTRIBUTION | WP PUTRAJAYA & CYBERJAYA | Existing | VPTJ/PCE/J09012/MB09014 | 300280814 | 11 kV | NO |  | PE 9.01 APT 4A (EFI) (F2) |  |  |  | INDKOM | ZZT | 2000-11-10
430168370 | TNB | DISTRIBUTION | WP PUTRAJAYA & CYBERJAYA | Existing | VPTJ/PCE/J09021/MB09021 | 300280815 | 11 kV | NO |  | PE 9.02 APT 4E (F1) |  |  |  | INDKOM | ZZT | 2000-11-10
430168914 | TNB | DISTRIBUTION | WP PUTRAJAYA & CYBERJAYA | Existing | VPTJ/PCE/J13031/MB13031 | 300281102 | 11 kV | NO | RMU | PE 13.03 WETLAND NURSERY 85KW |  |  |  | INDKOM | ZZT | 25/09/1999
430170010 | TNB | DISTRIBUTION | WP PUTRAJAYA & CYBERJAYA | Existing | VPTJ/PCE/J11261/MB11261 | 300281051 | 11 kV | NO | RMU | PE 11.26 TERES 11A & 11B |  |  |  | SCHNEIDER | RM6 | 17/08/2009
430171016 | TNB | DISTRIBUTION | WP PUTRAJAYA & CYBERJAYA | Existing | VPTJ/PCE/J11271/MB11271 | 300281053 | 11 kV | NO | RMU | PE 11.27 SEMI D 11A & 11B |  |  |  | SCHNEIDER | RM6 | 17/08/2009
430171612 | TNB | DISTRIBUTION | WP PUTRAJAYA & CYBERJAYA | Existing | VPTJ/PCE/J11431/MB11431 | 300281081 | 11 kV | NO | RMU | PE 11.43 SEK. MEN. FASA 2 (F1) |  |  |  | TAMCO | GR1 | 15/11/2007
430172194 | TNB | DISTRIBUTION | WP PUTRAJAYA & CYBERJAYA | Existing | VPTJ/PCE/J11432/MB11434 | 300281082 | 11 kV | NO | RMU | PE 11.43 SEK. MEN. FASA 2 (F2) |  |  |  | TAMCO | GR1 | 15/11/2007
430172810 | TNB | DISTRIBUTION | WP PUTRAJAYA & CYBERJAYA | Existing | VPTJ/PCE/J11441/MB11441 | 300281083 | 11 kV | NO | RMU | PE 11.44 SEK. REN. FASA 2 (F1) |  |  |  | TAMCO | GR1 | 15/11/2007
430176544 | TNB | DISTRIBUTION | WP PUTRAJAYA & CYBERJAYA | Existing | VPTJ/PCE/J16301/MB16301 | 300454871 |  | NO |  | PE 16.30 PERUMAHAN P16A (F1) |  |  |  | INDKOM | INS24
430190143 | TNB | DISTRIBUTION | WP PUTRAJAYA & CYBERJAYA | Existing | VPTJ/PCE/J16302/MB16301 | 300454878 |  | NO |  | PE 16.30 PERUMAHAN P16A (F2) |  |  |  | SCHNEIDER | NE-2iQ
430191251 | TNB | DISTRIBUTION | WP PUTRAJAYA & CYBERJAYA | Existing | VPTJ/PCE/J16281/MB16281 | 300281198 |  | NO |  | PE 16.28 TAMAN WARISAN (F1) |  |  |  | INDKOM | ZZT | 2002-01-12
430191842 | TNB | DISTRIBUTION | WP PUTRAJAYA & CYBERJAYA | Existing | VPTJ/PCE/J16282/MB16284 | 300281199 |  | NO |  | PE 16.28 TAMAN WARISAN (F2) |  |  |  | INDKOM | ZZT | 2002-01-12
430192607 | TNB | DISTRIBUTION | WP PUTRAJAYA & CYBERJAYA | Existing | VPTJ/PCE/J16061/MB16061 | 300281177 |  | NO |  | PE 16.06 SEK REN F2 (F1) |  |  |  | INDKOM | ZZT | 16/02/2004
430193204 | TNB | DISTRIBUTION | WP PUTRAJAYA & CYBERJAYA | Existing | VPTJ/PCE/J16062/MB16064 | 300281178 |  | NO |  | PE 16.06 SEK REN F2 (F2) |  |  |  | INDKOM | ZZT | 16/02/2004
430193862 | TNB | DISTRIBUTION | WP PUTRAJAYA & CYBERJAYA | Existing | VPTJ/PCE/J16071/MB16071 | 300281179 | 11 kV | NO | RMU | PE 16.07 22 UNIT TERES (EFI) (F1) |  |  |  | INDKOM | ZZT | 2009-10-08
430194847 | TNB | DISTRIBUTION | WP PUTRAJAYA & CYBERJAYA | Existing | VPTJ/PCE/J11442/MB11444 | 300281085 | 11 kV | NO | RMU | PE 11.44 SEK. REN. FASA 2 (F2) |  |  |  | TAMCO | GR1 | 15/11/2007
430195516 | TNB | DISTRIBUTION | WP PUTRAJAYA & CYBERJAYA | Existing | VPTJ/PCE/J11691/MB11691 | 300454772 | 11 kV | NO | RMU | PE 11.69 ZON 10A (F1) |  |  |  | LUCY | VRN2a
430195616 | TNB | DISTRIBUTION | WP PUTRAJAYA & CYBERJAYA | Existing | VPTJ/PCE/J11692/MB11694 | 300455134 | 11 kV | NO | RMU | PE 11.69 ZON 10A (F2) |  |  |  | MERLIN GERIN | RM6
430195936 | TNB | DISTRIBUTION | WP PUTRAJAYA & CYBERJAYA | Existing | VPTJ/PCE/J11221/MB11221 | 300281042 | 11 kV | NO | RMU | PE 11.22 ZON 10B (F1) |  |  |  | TAMCO | GR1 | 21/07/2006
430196104 | TNB | DISTRIBUTION | WP PUTRAJAYA & CYBERJAYA | Existing | VPTJ/PCE/J11222/MB11224 | 300281044 | 11 kV | NO | RMU | PE 11.22 ZON 10B (F2) |  |  |  | TAMCO | GR1 | 21/07/2006
430197128 | TNB | DISTRIBUTION | WP PUTRAJAYA & CYBERJAYA | Existing | VPTJ/PCE/J11231/MB11231 | 300281047 | 11 kV | NO | RMU | PE 11.23 TERES ZON 12B (F1) |  |  |  | TAMCO | GR1-21-1D-08153 | 30/04/2009
430197296 | TNB | DISTRIBUTION | WP PUTRAJAYA & CYBERJAYA | Existing | VPTJ/PCE/J11232/MB11234 | 300281048 | 11 kV | NO | RMU | PE 11.23 TERES ZON 12B (F2) |  |  |  | TAMCO | GR1-21-1D-08155 | 30/04/2009
430197572 | TNB | DISTRIBUTION | WP PUTRAJAYA & CYBERJAYA | Existing | VPTJ/PCE/J11721/MB11721 | 300520604 | 11 kV | NO | RMU | PE 11.72 PRIMA BLOK B (F1) |  |  |  | LUCY | VRN 6A | 2014-06-12
430198163 | TNB | DISTRIBUTION | WP PUTRAJAYA & CYBERJAYA | Existing | VPTJ/PCE/J11722/MB11721 | 310286416 | 11 kV | NO | RMU | PE 11.72 PRIMA BLOK B (F2) |  |  |  | LUCY | VRN6a | 2014-06-12
430199073 | TNB | DISTRIBUTION | WP PUTRAJAYA & CYBERJAYA | Existing | VPTJ/PCE/J09022/MB09024 | 300280816 | 11 kV | NO |  | PE 9.02 APT 4E (F2) |  |  |  | INDKOM | ZZT | 2000-11-10
430199723 | TNB | DISTRIBUTION | WP PUTRAJAYA & CYBERJAYA | Existing | VPTJ/PCE/J09031/MB09031 | 300280817 | 11 kV | NO |  | PE 9.03 APT 3C (F1) |  |  |  | INDKOM | ZZT | 2000-09-11
430200365 | TNB | DISTRIBUTION | WP PUTRAJAYA & CYBERJAYA | Existing | VPTJ/PCE/J09032/MB09034 | 300280818 | 11 kV | NO |  | PE 9.03 APT 3C (F2) |  |  |  | INDKOM | ZZT | 2000-09-11
430201147 | TNB | DISTRIBUTION | WP PUTRAJAYA & CYBERJAYA | Existing | VPTJ/PCE/J09041/MB09041 | 300280819 | 11 kV | NO |  | PE 9.04 APT 3B (EFI) (F1) |  |  |  | INDKOM | ZZT | 2000-09-11
430201739 | TNB | DISTRIBUTION | WP PUTRAJAYA & CYBERJAYA | Existing | VPTJ/PCE/J09042/MB09044 | 300280820 | 11 kV | NO |  | PE 9.04 APT 3B (EFI) (F2) |  |  |  | INDKOM | ZZT | 2000-09-11
430203047 | TNB | DISTRIBUTION | WP PUTRAJAYA & CYBERJAYA | Existing | VPTJ/PCE/J16072/MB16074 | 300281180 | 11 kV | NO | RMU | PE 16.07 22 UNIT TERES (EFI) (F2) |  |  |  | INDKOM | ZZT | 2009-11-08
430203812 | TNB | DISTRIBUTION | WP PUTRAJAYA & CYBERJAYA | Existing | VPTJ/PCE/J16292/MB16294 | 300281201 |  | NO |  | PE 16.29 25 UNIT (EFI) (F2) |  |  |  | INDKOM | ZZT | 2009-11-08
430204403 | TNB | DISTRIBUTION | WP PUTRAJAYA & CYBERJAYA | Existing | VPTJ/PCE/J16291/MB16291 | 300281200 |  | NO |  | PE 16.29 25 UNIT (EFI) (F1) |  |  |  | INDKOM | ZZT | 2009-10-08
430205181 | TNB | DISTRIBUTION | WP PUTRAJAYA & CYBERJAYA | Existing | VPTJ/PCE/J16021/MB16021 | 300281175 |  | NO |  | SS 16.02 PS5 (EFI) |  |  |  | INDKOM | ZZZ | 18/11/1999
430206051 | TNB | DISTRIBUTION | WP PUTRAJAYA & CYBERJAYA | Existing | VPTJ/PCE/J16271/MB16271 | 300281197 |  | NO |  | PE 16.27 UPPER BISA |  |  |  | INDKOM | ZZT | 19/04/2000
430206821 | TNB | DISTRIBUTION | WP PUTRAJAYA & CYBERJAYA | Existing | VPTJ/PCE/J16141/MB16141 | 300281181 |  | NO |  | PE 16.14 SEMI D (EFI) (F1) |  |  |  | INDKOM | ZZT | 13/01/2002
430207652 | TNB | DISTRIBUTION | WP PUTRAJAYA & CYBERJAYA | Existing | VPTJ/PCE/J05121/MB05121 | 300280695 | 11 kV | NO | RMU | PE 5.12 EQUESTRIAN PARK (F1) |  |  |  | TAMCO | GR1 | 25/06/2005
430208258 | TNB | DISTRIBUTION | WP PUTRAJAYA & CYBERJAYA | Existing | VPTJ/PCE/J05122/MB05124 | 300280697 | 11 kV | NO | RMU | PE 5.12 EQUESTRIAN PARK (F2) |  |  |  | INDKOM | ZZT | 25/06/2005
430209198 | TNB | DISTRIBUTION | WP PUTRAJAYA & CYBERJAYA | Existing | VPTJ/PCE/J05301/MB05301 | 300281269 | 11 kV | NO | RMU | PE 5.30 BLOK D APT 5R6 (F1) |  |  |  | ORMAZABAL | ZZT | 30/12/2008
430209789 | TNB | DISTRIBUTION | WP PUTRAJAYA & CYBERJAYA | Existing | VPTJ/PCE/J05302/MB05304 | 300281270 | 11 kV | NO | RMU | PE 5.30 BLOK D APT 5R6 (F2) |  |  |  | ORMAZABAL | ZZT | 31/12/2008
430210622 | TNB | DISTRIBUTION | WP PUTRAJAYA & CYBERJAYA | Existing | VPTJ/PCE/J05291/MB05291 | 300281267 | 11 kV | NO | RMU | PE 5.29 BLOK C APT 5R6 (F1) |  |  |  | ORMAZABAL | ZZT | 30/12/2008
430211213 | TNB | DISTRIBUTION | WP PUTRAJAYA & CYBERJAYA | Existing | VPTJ/PCE/J05292/MB05294 | 300281268 | 11 kV | NO | RMU | PE 5.29 BLOK C APT 5R6 (F2) |  |  |  | ORMAZABAL | ZZT | 31/12/2008
430213344 | TNB | DISTRIBUTION | WP PUTRAJAYA & CYBERJAYA | Existing | VCBJ/PCE/J21281/MB21281 | 300281010 | 11 kV | NO | RMU | SS 21.28 LOT 12065 F1 |  |  |  | INDKOM | ZZZ | 2002-03-04
430213454 | TNB | DISTRIBUTION | WP PUTRAJAYA & CYBERJAYA | Existing | VCBJ/PCE/J21282/MB21284 | 300281009 | 11 kV | NO | RMU | SS 21.28 LOT 12065 F2 |  |  |  | INDKOM | ZZZ | 2002-03-04
430213795 | TNB | DISTRIBUTION | WP PUTRAJAYA & CYBERJAYA | Existing | VCBJ/PCE/J21841/MB21841 | 300452904 | 11 kV | NO | RMU | PE 21.84 GLOMAC |  |  |  | INDKOM | ZZT I/D
430214914 | TNB | DISTRIBUTION | WP PUTRAJAYA & CYBERJAYA | Existing | VCBJ/PCE/J23141/MB23141 | 300485608 | 11 kV | NO | RMU | PE 23.14 GLOMAC 2B |  |  |  | INOKOM | INS 24 | 30/11/2014
430215620 | TNB | DISTRIBUTION | WP PUTRAJAYA & CYBERJAYA | Existing | VCBJ/PCE/J23131/MB23131 | 300485222 | 11 kV | NO | RMU | PE 23.13 GLOMAC 2A |  |  |  | INOKOM | INS 24 | 29/11/2014
430260090 | TNB | DISTRIBUTION | WP PUTRAJAYA & CYBERJAYA | Existing | VPTJ/PCE/J09061/MB09061 | 300280821 | 11 kV | NO |  | PE 9.06 APT 2E (F1) |  |  |  | INDKOM | ZZT | 1999-06-12
430260263 | TNB | DISTRIBUTION | WP PUTRAJAYA & CYBERJAYA | Existing | VPTJ/PCE/J09062/MB09064 | 300280823 | 11 kV | NO |  | PE 9.06 APT 2E (F2) |  |  |  | INDKOM | ZZT | 1999-06-12
430261438 | TNB | DISTRIBUTION | WP PUTRAJAYA & CYBERJAYA | Existing | VPTJ/PCE/J09071/MB09071 | 300280824 | 11 kV | NO |  | PE 9.07 APT 2A (EFI) (F1) |  |  |  | INDKOM | ZZT | 1999-06-12
430262029 | TNB | DISTRIBUTION | WP PUTRAJAYA & CYBERJAYA | Existing | VPTJ/PCE/J09072/MB09074 | 300280825 | 11 kV | NO |  | PE 9.07 APT 2A (EFI) (F2) |  |  |  | INDKOM | ZZT | 1999-06-12
430262711 | TNB | DISTRIBUTION | WP PUTRAJAYA & CYBERJAYA | Existing | VPTJ/PCE/J09081/MB09081 | 300280826 | 11 kV | NO |  | PE 9.08 P9G TERES (F1) |  |  |  | INDKOM | ZZT | 21/06/1999
430263234 | TNB | DISTRIBUTION | WP PUTRAJAYA & CYBERJAYA | Existing | VPTJ/PCE/J16142/MB16144 | 300281182 |  | NO |  | PE 16.14 SEMI D (EFI) (F2) |  |  |  | INDKOM | ZZT | 13/01/2002
430264025 | TNB | DISTRIBUTION | WP PUTRAJAYA & CYBERJAYA | Existing | VPTJ/PCE/J16161/MB16161 | 300281185 |  | NO |  | PE 16.16 PUSAT KEJIRANAN (F1) |  |  |  | INDKOM | ZZT | 27/02/2002
430264616 | TNB | DISTRIBUTION | WP PUTRAJAYA & CYBERJAYA | Existing | VPTJ/PCE/J16162/MB16164 | 300281186 |  | NO |  | PE 16.16 PUSAT KEJIRANAN (F2) |  |  |  | INDKOM | ZZT | 27/02/2002
430265341 | TNB | DISTRIBUTION | WP PUTRAJAYA & CYBERJAYA | Existing | VPTJ/PCE/J01021/MB01021 | 300280360 |  | NO |  | SS 1.02 JPM B2 (F1) |  |  |  | INDKOM | ZZZT | 13/04/1999
430265534 | TNB | DISTRIBUTION | WP PUTRAJAYA & CYBERJAYA | Existing | VPTJ/PCE/J01022/MB01024 | 300280364 |  | NO |  | SS 1.02 JPM B2 (F2) |  |  |  | INDKOM | ZZZ | 13/04/1999
430265745 | TNB | DISTRIBUTION | WP PUTRAJAYA & CYBERJAYA | Existing | VPTJ/PCE/J01031/MB01031 | 300280365 |  | NO |  | SS 1.03 JPM B3 (F1) |  |  |  | INDKOM | ZZZ | 19/07/1999
430265936 | TNB | DISTRIBUTION | WP PUTRAJAYA & CYBERJAYA | Existing | VPTJ/PCE/J01032/MB01034 | 300280366 |  | NO |  | SS 1.03 JPM B3 (F2) |  |  |  | INDKOM | ZZZ | 19/07/1999
430266631 | TNB | DISTRIBUTION | WP PUTRAJAYA & CYBERJAYA | Existing | VPTJ/PCE/J01242/MB01244 | 300280435 |  | NO |  | PE 1.24 BOT PUMP (F2) |  |  |  | INDKOM | ZZT | 24/08/2000
430267319 | TNB | DISTRIBUTION | WP PUTRAJAYA & CYBERJAYA | Existing | VPTJ/PCE/J01241/MB01241 | 300280434 |  | NO |  | PE 1.24 BOT PUMP (F1) |  |  |  | INDKOM | ZZT | 24/08/2000
430272044 | TNB | DISTRIBUTION | WP PUTRAJAYA & CYBERJAYA | Existing | VPTJ/PCE/J05271/MB05271 | 300281265 | 11 kV | NO | RMU | PE 5.27 BLOK A APT 5R6 (F1) |  |  |  | ORMAZABAL | ZZT | 30/12/2008
430272635 | TNB | DISTRIBUTION | WP PUTRAJAYA & CYBERJAYA | Existing | VPTJ/PCE/J05272/MB05274 | 300281266 | 11 kV | NO | RMU | PE 5.27 BLOK A APT 5R6 (F2) |  |  |  | ORMAZABAL | ZZT | 31/12/2008
430273297 | TNB | DISTRIBUTION | WP PUTRAJAYA & CYBERJAYA | Existing | VPTJ/PCE/J05281/MB05281 | 300280713 | 11 kV | NO | RMU | PE 5.28 BLOK B APT 5R6 (F1) |  |  |  | ORMAZABAL | ZZT | 30/12/2008
430273888 | TNB | DISTRIBUTION | WP PUTRAJAYA & CYBERJAYA | Existing | VPTJ/PCE/J05282/MB05284 | 300280714 | 11 kV | NO | RMU | PE 5.28 BLOK B APT 5R6 (F2) |  |  |  | ORMAZABAL | ZZT | 31/12/2008
430275345 | TNB | DISTRIBUTION | WP PUTRAJAYA & CYBERJAYA | Existing | VPTJ/PCE/J04051/MB04051 | 300280674 | 11 kV | NO | RMU | PE 4.05 S/LIGHTING |  |  |  | INDKOM | INS24 | 2004-10-10
430276098 | TNB | DISTRIBUTION | WP PUTRAJAYA & CYBERJAYA | Existing | VPTJ/PCE/J11732/MB11731 | 310283408 | 11 kV | NO | RMU | PE 11.73 PRIMA BLOK C (F2) |  |  |  | LUCY | VRN6a
430276689 | TNB | DISTRIBUTION | WP PUTRAJAYA & CYBERJAYA | Existing | VPTJ/PCE/J11731/MB11731 | 300520608 | 11 kV | NO | RMU | PE 11.73 PRIMA BLOK C (F1) |  |  |  | SUN SYSTEM | VRN 6A | 2014-06-12
430277332 | TNB | DISTRIBUTION | WP PUTRAJAYA & CYBERJAYA | Existing | VPTJ/PCE/J11712/MB11711 | 310286453 | 11 kV | NO | RMU | PE 11.71 PRIMA BLOK A (F2) |  |  |  | LUCY | VRN6a
430277923 | TNB | DISTRIBUTION | WP PUTRAJAYA & CYBERJAYA | Existing | VPTJ/PCE/J11711/MB09171 | 300520598 | 11 kV | NO | RMU | PE 11.71 PRIMA BLOK A (F1) |  |  |  | SUN SYSTEM | VRN 6A | 2014-06-12
430278573 | TNB | DISTRIBUTION | WP PUTRAJAYA & CYBERJAYA | Existing | VPTJ/PCE/J11751/MB11751 | 310286424 | 11 kV | NO | RMU | PE 11.75 TEMP PPA1M PR 11 |  |  |  | SCHNEIDER
430279180 | TNB | DISTRIBUTION | WP PUTRAJAYA & CYBERJAYA | Existing | VPTJ/PCE/J11241/MB11241 | 300281049 | 11 kV | NO | RMU | PE 11.24 TERES ZON 9A (F1) |  |  |  | OMAZABAL | GA 2K 1TS | 14/03/2009
430279348 | TNB | DISTRIBUTION | WP PUTRAJAYA & CYBERJAYA | Existing | VPTJ/PCE/J11242/MB11244 | 300281050 | 11 kV | NO | RMU | PE 11.24 TERES ZON 9A (F2) |  |  |  | OMAZABAL | GA 2K 1TS | 30/04/2009
430284986 | TNB | DISTRIBUTION | WP PUTRAJAYA & CYBERJAYA | Existing | VCBJ/PCE/J21301/MB21301 | 300281008 | 11 kV | NO | RMU | SS 21.30 ERICSSON F1 |  |  |  | INDKOM | ZZT | 2002-01-08
430285163 | TNB | DISTRIBUTION | WP PUTRAJAYA & CYBERJAYA | Existing | VCBJ/PCE/J21302/MB21304 | 300281006 | 11 kV | NO | RMU | SS 21.30 ERICSSON F2 |  |  |  | INDKOM | ZZT | 2002-01-08
430286576 | TNB | DISTRIBUTION | WP PUTRAJAYA & CYBERJAYA | Existing | VCBJ/PCE/J23281/MB1 | 310338782 | 11 kV | NO | RMU | PE 23.28 SITE OFFICE PERSONA METRO |  |  |  | TAMCO
430288071 | TNB | DISTRIBUTION | WP PUTRAJAYA & CYBERJAYA | Existing | VCBJ/PCE/J21601/MB21601 | 300280631 | 11 kV | NO | RMU | PE 21.60 PADAT PPN CJ7 |  |  |  | INDKOM | ZZT | 28/10/2008
430288790 | TNB | DISTRIBUTION | WP PUTRAJAYA & CYBERJAYA | Existing | VCBJ/PCE/J22101/MB22101 | 300280576 | 11 kV | NO | RMU | PE 22.10 D' MELOR F1 |  |  |  | INDKOM | ZZT | 24/03/2001
430289127 | TNB | DISTRIBUTION | WP PUTRAJAYA & CYBERJAYA | Existing | VPTJ/PCE/J09082/MB09084 | 300280827 | 11 kV | NO |  | PE 9.08 P9G TERES (F2) |  |  |  | INDKOM | ZZT | 21/06/1999
430289833 | TNB | DISTRIBUTION | WP PUTRAJAYA & CYBERJAYA | Existing | VPTJ/PCE/J09091/MB09091 | 300280828 | 11 kV | NO |  | PE 9.09 APT A1 (EFI) (F1) |  |  |  | INDKOM | ZZT | 1999-04-12
430290424 | TNB | DISTRIBUTION | WP PUTRAJAYA & CYBERJAYA | Existing | VPTJ/PCE/J09092/MB09094 | 300280829 | 11 kV | NO |  | PE 9.09 APT A1 (EFI) (F2) |  |  |  | INDKOM | ZZT | 1999-04-12
430291114 | TNB | DISTRIBUTION | WP PUTRAJAYA & CYBERJAYA | Existing | VPTJ/PCE/J09101/MB09101 | 300280830 | 11 kV | NO |  | PE 9.10 PS 1 |  |  |  | INDKOM | ZZT | 13/12/1999
430291753 | TNB | DISTRIBUTION | WP PUTRAJAYA & CYBERJAYA | Existing | VPTJ/PCE/J09151/MB09151 | 300280839 | 11 kV | NO |  | PE 9.15 APT 6D (EFI) (F1) |  |  |  | INDKOM | ZZT | 2002-12-07
430292352 | TNB | DISTRIBUTION | WP PUTRAJAYA & CYBERJAYA | Existing | VPTJ/PCE/J09152/MB09154 | 300280840 | 11 kV | NO |  | PE 9.15 APT 6D (EFI) (F2) |  |  |  | INDKOM | ZZT | 2002-12-07
430293028 | TNB | DISTRIBUTION | WP PUTRAJAYA & CYBERJAYA | Existing | VPTJ/PCE/J09161/MB09161 | 300280841 | 11 kV | NO |  | PE 9.16 APT 6F (F1) |  |  |  | INDKOM | ZZT | 2002-12-07
430293809 | TNB | DISTRIBUTION | WP PUTRAJAYA & CYBERJAYA | Existing | VPTJ/PCE/J01251/MB01251 | 300280436 |  | NO |  | PE 1.25 BOT ADMIN (F1) |  |  |  | F&G | ZZT | 24/08/2000
430294406 | TNB | DISTRIBUTION | WP PUTRAJAYA & CYBERJAYA | Existing | VPTJ/PCE/J01252/MB01254 | 300280437 |  | NO |  | PE 1.25 BOT ADMIN (F2) |  |  |  | F&G | ZZT | 24/08/2000
430295493 | TNB | DISTRIBUTION | WP PUTRAJAYA & CYBERJAYA | Existing | VPTJ/PCE/J01601/MB01601 | 300280593 |  | NO |  | PE 1.60 L/S TPP |  |  |  | MERLIN GERIN | RM6 | 16/07/2003
430296211 | TNB | DISTRIBUTION | WP PUTRAJAYA & CYBERJAYA | Existing | VPTJ/PCE/J01581/MB01581 | 300280582 |  | NO |  | SS 1.58 ISTANA MELAWATI (F1) |  |  |  | F&G | ZZZ | 24/05/2003
430296444 | TNB | DISTRIBUTION | WP PUTRAJAYA & CYBERJAYA | Existing | VPTJ/PCE/J01582/MB01584 | 300280585 |  | NO |  | SS 1.58 ISTANA MELAWATI (F2) |  |  |  | F&G | ZZZ | 24/05/2003
430296749 | TNB | DISTRIBUTION | WP PUTRAJAYA & CYBERJAYA | Existing | VPTJ/PCE/J01341/MB01341 | 300280441 |  | NO |  | PE 1.34 PROMENADE |  |  |  | TAMCO | GR1 | 1999-12-11
430301990 | TNB | DISTRIBUTION | WP PUTRAJAYA & CYBERJAYA | Existing | VPTJ/PCE/J11601/MB1 | 310370955 | 11 kV | NO | RMU | PE 11.60 TERES ZON 9B (F1) |  |  |  | LUCY
430302583 | TNB | DISTRIBUTION | WP PUTRAJAYA & CYBERJAYA | Existing | VPTJ/PCE/J11602/MB11604 | 310338884 | 11 kV | NO | RMU | PE 11.60 TERES ZON 9B (F2) |  |  |  | INDKOM
430303241 | TNB | DISTRIBUTION | WP PUTRAJAYA & CYBERJAYA | Existing | VPTJ/PCE/J11742/MB11744 | 310338777 | 11 kV | NO | RMU | PE 11.74 TERES ZON C (F2) |  |  |  | INDKOM | INS24
430303832 | TNB | DISTRIBUTION | WP PUTRAJAYA & CYBERJAYA | Existing | VPTJ/PCE/J11741/MB11741 | 310338880 | 11 kV | NO | RMU | PE 11.74 TERES ZON C (F1) |  |  |  | INDKOM | INS24
430304499 | TNB | DISTRIBUTION | WP PUTRAJAYA & CYBERJAYA | Existing | VPTJ/PCE/J11371/MB11371 | 300281064 | 11 kV | NO | RMU | PE 11.37 SEK REN FASA 2 (F1) |  |  |  | INDKOM | ZZT | 18/10/2004
430305104 | TNB | DISTRIBUTION | WP PUTRAJAYA & CYBERJAYA | Existing | VPTJ/PCE/J11372/MB11374 | 300281066 | 11 kV | NO | RMU | PE 11.37 SEK REN FASA 2 (F2) |  |  |  | INDKOM | ZZT | 18/10/2004
430310439 | TNB | DISTRIBUTION | WP PUTRAJAYA & CYBERJAYA | Existing | VPTJ/PCE/J15031/MB15031 | 300281145 |  | NO |  | PE 15.03 WR 3 |  |  |  | SCHNEIDER | RM6 | 20/01/2000
430311191 | TNB | DISTRIBUTION | WP PUTRAJAYA & CYBERJAYA | Existing | VPTJ/PCE/J15041/MB15041 | 300281146 |  | NO |  | PE 15.04 STABLE KOMPLEKS |  |  |  | MERLIN GERIN | RM 6 | 1990-01-01
430311917 | TNB | DISTRIBUTION | WP PUTRAJAYA & CYBERJAYA | Existing | VPTJ/PCE/J01671/MB01671 | 310308944 | 11 kV | NO | RMU | SS 1.67 TEMP PARCEL F |  |  |  | INDKOM | INS24 ZZTID
430313161 | TNB | DISTRIBUTION | WP PUTRAJAYA & CYBERJAYA | Existing | VPTJ/PCE/J12031/MB12031 | 310338762 | 11 kV | NO | RMU | PE 12.03 SPINE ROAD NO 1 |  |  |  | INDKOM | INS24
430313807 | TNB | DISTRIBUTION | WP PUTRAJAYA & CYBERJAYA | Existing | VPTJ/PCE/J01231/MB01231 | 300280432 |  | NO |  | SS 1.23 D9 (F1) |  |  |  | INDKOM | ZZZ | 17/05/2000
430314017 | TNB | DISTRIBUTION | WP PUTRAJAYA & CYBERJAYA | Existing | VPTJ/PCE/J01232/MB01234 | 300280433 |  | NO |  | SS 1.23 D9 (F2) |  |  |  | INDKOM | ZZZ | 17/05/2000
430314229 | TNB | DISTRIBUTION | WP PUTRAJAYA & CYBERJAYA | Existing | VPTJ/PCE/J01221/MB01221 | 300280430 |  | NO |  | SS 1.22 D8 (F1) |  |  |  | INDKOM | ZZZ | 17/05/2000
430314420 | TNB | DISTRIBUTION | WP PUTRAJAYA & CYBERJAYA | Existing | VPTJ/PCE/J01222/MB01224 | 300280431 |  | NO |  | SS 1.22 D8 (F2) |  |  |  | INDKOM | ZZZ | 17/05/2000
430315048 | TNB | DISTRIBUTION | WP PUTRAJAYA & CYBERJAYA | Existing | VPTJ/PCE/J11211/MB11211 | 300281039 | 11 kV | NO | RMU | PE 11.21 PUSAT KEJIRANAN (F1) |  |  |  | TAMCO | GR1 | 30/05/2006
430315613 | TNB | DISTRIBUTION | WP PUTRAJAYA & CYBERJAYA | Existing | VPTJ/PCE/J11212/MB11214 | 300281041 | 11 kV | NO | RMU | PE 11.21 PUSAT KEJIRANAN (F2) |  |  |  | TAMCO | GR1 | 30/05/2006
430316226 | TNB | DISTRIBUTION | WP PUTRAJAYA & CYBERJAYA | Existing | VPTJ/PCE/J11381/MB11381 | 300281070 | 11 kV | NO | RMU | PE 11.38 PS 13 |  |  |  | MERLIN GERIN | RM 6 | 26/08/2004
430316921 | TNB | DISTRIBUTION | WP PUTRAJAYA & CYBERJAYA | Existing | VPTJ/PCE/J11391/MB11391 | 300281071 | 11 kV | NO | RMU | PE 11.39 BLOK A |  |  |  | INDKOM | ZZT | 17/08/2004
430319389 | TNB | DISTRIBUTION | WP PUTRAJAYA & CYBERJAYA | Existing | VPTJ/PCE/J09162/MB09164 | 300280842 | 11 kV | NO |  | PE 9.16 APT 6F (F2) |  |  |  | INDKOM | ZZT | 2002-12-07
430320067 | TNB | DISTRIBUTION | WP PUTRAJAYA & CYBERJAYA | Existing | VPTJ/PCE/J09171/MB09171 | 300280843 | 11 kV | NO |  | PE 9.17 APT 5A (EFI) (F1) |  |  |  | INDKOM | ZZT | 2002-12-07
430320251 | TNB | DISTRIBUTION | WP PUTRAJAYA & CYBERJAYA | Existing | VPTJ/PCE/J09172/MB09174 | 300280844 | 11 kV | NO |  | PE 9.17 APT 5A (EFI) (F2) |  |  |  | INDKOM | ZZT | 2002-12-07
430321295 | TNB | DISTRIBUTION | WP PUTRAJAYA & CYBERJAYA | Existing | VPTJ/PCE/J09181/MB09181 | 300280845 | 11 kV | NO |  | PE 9.18 APT 5C (F1) |  |  |  | INDKOM | ZZT | 2002-12-07
430321398 | TNB | DISTRIBUTION | WP PUTRAJAYA & CYBERJAYA | Existing | VPTJ/PCE/J09182/MB09184 | 300280846 | 11 kV | NO |  | PE 9.18 APT 5C (F2) |  |  |  | INDKOM | ZZT | 2002-12-07
430322558 | TNB | DISTRIBUTION | WP PUTRAJAYA & CYBERJAYA | Existing | VPTJ/PCE/J09111/MB09111 | 300280831 | 11 kV | NO |  | PE 9.11 KLINIK (F1) |  |  |  | INDKOM | ZZT | 15/02/1999
430322729 | TNB | DISTRIBUTION | WP PUTRAJAYA & CYBERJAYA | Existing | VPTJ/PCE/J09112/MB09114 | 300280832 | 11 kV | NO |  | PE 9.11 KLINIK (F2) |  |  |  | INDKOM | ZZT | 15/02/1999
430327565 | TNB | DISTRIBUTION | WP PUTRAJAYA & CYBERJAYA | Existing | VPTJ/PCE/J01371/MB01371 | 300280451 | 11 kV | NO |  | PE 1.37 E16 ANJUNG (F1) |  |  |  | INDKOM | ZZT | 20/01/2001
430328158 | TNB | DISTRIBUTION | WP PUTRAJAYA & CYBERJAYA | Existing | VPTJ/PCE/J01372/MB01374 | 300280454 | 11 kV | NO | RMU | PE 1.37 E16 ANJUNG (F2) |  |  |  | INDKOM | ZZT | 20/01/2001
430328722 | TNB | DISTRIBUTION | WP PUTRAJAYA & CYBERJAYA | Existing | VPTJ/PCE/J01391/MB01391 | 300280465 | 11 kV | NO | RMU | SS 1.39 E1 (F1) |  |  |  | ABB | GA | 2003-05-08
430328907 | TNB | DISTRIBUTION | WP PUTRAJAYA & CYBERJAYA | Existing | VPTJ/PCE/J01392/MB01394 | 300280466 |  | NO |  | SS 1.39 E1 (F2) |  |  |  | ABB | GA | 2003-05-08
430329840 | TNB | DISTRIBUTION | WP PUTRAJAYA & CYBERJAYA | Existing | VPTJ/PCE/J01411/MB01411 | 300280468 | 11 kV | NO | RMU | SS 1.41 E3 (F1) |  |  |  | INDKOM | GA | 28/01/2003
430330025 | TNB | DISTRIBUTION | WP PUTRAJAYA & CYBERJAYA | Existing | VPTJ/PCE/J01412/MB01414 | 300280472 | 11 kV | NO |  | SS 1.41 E3 (F2) |  |  |  | INDKOM | GA | 28/01/2003
430330214 | TNB | DISTRIBUTION | WP PUTRAJAYA & CYBERJAYA | Existing | VPTJ/PCE/J01421/MB01421 | 300280475 | 11 kV | NO | RMU | SS 1.42 E4 & E5 (F1) |  |  |  | ABB | ABB | 2003-05-08
430330399 | TNB | DISTRIBUTION | WP PUTRAJAYA & CYBERJAYA | Existing | VPTJ/PCE/J01422/MB01424 | 300280476 | 11 kV | NO | RMU | SS 1.42 E4 & E5 (F2) |  |  |  | ABB | ABB | 2003-05-08
430330588 | TNB | DISTRIBUTION | WP PUTRAJAYA & CYBERJAYA | Existing | VPTJ/PCE/J01521/MB01521 | 300280544 | 11 kV | NO | RMU | SS 1.52 E15 (F1) |  |  |  | INDKOM | ZZZ | 26/04/2003
430330773 | TNB | DISTRIBUTION | WP PUTRAJAYA & CYBERJAYA | Existing | VPTJ/PCE/J01522/MB01524 | 300280551 | 11 kV | NO | RMU | SS 1.52 E15 (F2) |  |  |  | INDKOM | ZZZ | 26/04/2003
430331744 | TNB | DISTRIBUTION | WP PUTRAJAYA & CYBERJAYA | Existing | VPTJ/PCE/J01561/MB01561 | 300280571 | 11 kV | NO | RMU | PE 1.56 SEK.MEN. A/SHAH (F1) |  |  |  | F&G | ZZT | 2003-08-01
430331902 | TNB | DISTRIBUTION | WP PUTRAJAYA & CYBERJAYA | Existing | VCBJ/PCE/J22102/MB22104 | 300280578 | 11 kV | NO | RMU | PE 22.10 D' MELOR F2 |  |  |  | INDKOM | ZZT | 24/03/2001
430333189 | TNB | DISTRIBUTION | WP PUTRAJAYA & CYBERJAYA | Existing | VCBJ/PCE/J21141/MB21141 | 300281033 | 11 kV | NO | RMU | PE 21.14 PUSAT REKREASI SMART HOME F1 |  |  |  | INDKOM | ZZT | 2003-05-06
430333292 | TNB | DISTRIBUTION | WP PUTRAJAYA & CYBERJAYA | Existing | VCBJ/PCE/J21142/MB21144 | 300281032 | 11 kV | NO | RMU | PE 21.14 PUSAT REKREASI SMART HOME F2 |  |  |  | INDKOM | ZZT | 2003-05-06
430335731 | TNB | DISTRIBUTION | WP PUTRAJAYA & CYBERJAYA | Existing | VCBJ/PCE/J21161/MB21161 | 300281028 | 11 kV | NO | RMU | PE 21.16 SMART HOMES F1 |  |  |  | INDKOM | ZZT | 27/09/2004
430335834 | TNB | DISTRIBUTION | WP PUTRAJAYA & CYBERJAYA | Existing | VCBJ/PCE/J21162/MB21164 | 300281027 | 11 kV | NO | RMU | PE 21.16 SMART HOMES F2 |  |  |  | INDKOM | ZZT | 27/09/2004
430336276 | TNB | DISTRIBUTION | WP PUTRAJAYA & CYBERJAYA | Existing | VPTJ/PCE/J01461/MB01461 | 300280509 | 11 kV | NO | RMU | SS 1.46 E9 (F1) |  |  |  | INDKOM | GA | 2003-06-08
430336382 | TNB | DISTRIBUTION | WP PUTRAJAYA & CYBERJAYA | Existing | VPTJ/PCE/J01462/MB01464 | 300280510 | 11 kV | NO | RMU | SS 1.46 E9 (F2) |  |  |  | INDKOM | ZZZ | 2003-06-08
430337424 | TNB | DISTRIBUTION | WP PUTRAJAYA & CYBERJAYA | Existing | VPTJ/PCE/J01501/MB01501 | 300280528 | 11 kV | NO | RMU | SS 1.50 E13 (F1) |  |  |  | ABB | GA | 2003-06-08
430337645 | TNB | DISTRIBUTION | WP PUTRAJAYA & CYBERJAYA | Existing | VPTJ/PCE/J01502/MB01504 | 300280532 | 11 kV | NO | RMU | SS 1.50 E13 (F2) |  |  |  | ABB | GA | 2003-06-08
430338637 | TNB | DISTRIBUTION | WP PUTRAJAYA & CYBERJAYA | Existing | VPTJ/PCE/J01481/MB01481 | 300280521 | 11 kV | NO | RMU | SS 1.48 E11 (F1) |  |  |  | ITEM | ZZZ | 23/06/2003
430338858 | TNB | DISTRIBUTION | WP PUTRAJAYA & CYBERJAYA | Existing | VPTJ/PCE/J01482/MB01484 | 300280524 | 11 kV | NO | RMU | SS 1.48 E11 (F2) |  |  |  | ITEM | GA | 23/06/2003
430339100 | TNB | DISTRIBUTION | WP PUTRAJAYA & CYBERJAYA | Existing | VPTJ/PCE/J01471/MB01471 | 300280513 | 11 kV | NO | RMU | SS 1.47 E10 (F1) |  |  |  | ITEM | 8DJ20.30 | 2003-12-06
430339329 | TNB | DISTRIBUTION | WP PUTRAJAYA & CYBERJAYA | Existing | VPTJ/PCE/J01472/MB01474 | 300280517 | 11 kV | NO | RMU | SS 1.47 E10 (F2) |  |  |  | ITEM | 8DJ20.30 | 2003-12-06
430339537 | TNB | DISTRIBUTION | WP PUTRAJAYA & CYBERJAYA | Existing | VPTJ/PCE/J01442/MB01444 | 300280493 | 11 kV | NO | RMU | SS 1.44 E7 (F2) |  |  |  | ITEM | NA | 23/06/2003
430339721 | TNB | DISTRIBUTION | WP PUTRAJAYA & CYBERJAYA | Existing | VPTJ/PCE/J01441/MB01441 | 300280488 | 11 kV | NO | RMU | SS 1.44 E7 (F1) |  |  |  | ITEM | NA | 23/06/2003
430339920 | TNB | DISTRIBUTION | WP PUTRAJAYA & CYBERJAYA | Existing | VPTJ/PCE/J01431/MB01431 | 300280480 | 11 kV | NO | RMU | SS 1.43 E6 (F1) |  |  |  | ITEM | GA | 2003-04-06
430340026 | TNB | DISTRIBUTION | WP PUTRAJAYA & CYBERJAYA | Existing | VPTJ/PCE/J01432/MB01434 | 300280482 | 11 kV | NO | RMU | SS 1.43 E6 (F2) |  |  |  | ITEM | GA | 2003-04-06
430340989 | TNB | DISTRIBUTION | WP PUTRAJAYA & CYBERJAYA | Existing | VPTJ/PCE/J09122/MB09124 | 300280834 | 11 kV | NO |  | PE 9.12 SEK REN (F2) |  |  |  | INDKOM | ZZT | 16/10/1999
430341603 | TNB | DISTRIBUTION | WP PUTRAJAYA & CYBERJAYA | Existing | VPTJ/PCE/J09121/MB09121 | 300280833 | 11 kV | NO |  | PE 9.12 SEK REN (F1) |  |  |  | INDKOM | ZZT | 16/10/1999
430342276 | TNB | DISTRIBUTION | WP PUTRAJAYA & CYBERJAYA | Existing | VPTJ/PCE/J09131/MB09131 | 300280837 | 11 kV | NO |  | PE 9.13 SEK MEN (EFI) (F1) |  |  |  | INDKOM | ZZT | 2002-11-01
430342867 | TNB | DISTRIBUTION | WP PUTRAJAYA & CYBERJAYA | Existing | VPTJ/PCE/J09132/MB09134 | 300280838 | 11 kV | NO |  | PE 9.13 SEK MEN (EFI) (F2) |  |  |  | INDKOM | ZZT | 2002-11-01
430343574 | TNB | DISTRIBUTION | WP PUTRAJAYA & CYBERJAYA | Existing | VPTJ/PCE/J09271/MB09271 | 300280858 | 11 kV | NO |  | PE 9.27 APT 11A (F1) |  |  |  | ABB | IEC 298 | 2003-08-12
430344165 | TNB | DISTRIBUTION | WP PUTRAJAYA & CYBERJAYA | Existing | VPTJ/PCE/J09272/MB09274 | 300280859 | 11 kV | NO |  | PE 9.27 APT 11A (F2) |  |  |  | ABB | IEC 298 | 2003-08-12
430361881 | TNB | DISTRIBUTION | WP PUTRAJAYA & CYBERJAYA | Existing | VPTJ/PCE/J01212/MB01214 | 300280429 |  | NO |  | SS 1.21 D7 (F2) |  |  |  | INDKOM | ZZZ | 17/05/2000
430362066 | TNB | DISTRIBUTION | WP PUTRAJAYA & CYBERJAYA | Existing | VPTJ/PCE/J01211/MB01211 | 300280428 |  | NO |  | SS 1.21 D7 (F1) |  |  |  | INDKOM | ZZZ | 17/05/2000
430362269 | TNB | DISTRIBUTION | WP PUTRAJAYA & CYBERJAYA | Existing | VPTJ/PCE/J01202/MB01204 | 300280427 |  | NO |  | SS 1.20 D6 (F2) |  |  |  | INDKOM | ZZZ | 17/05/2000
430362454 | TNB | DISTRIBUTION | WP PUTRAJAYA & CYBERJAYA | Existing | VPTJ/PCE/J01201/MB01201 | 300280426 |  | NO |  | SS 1.20 D6 (F1) |  |  |  | INDKOM | ZZZ | 17/05/2000
430362657 | TNB | DISTRIBUTION | WP PUTRAJAYA & CYBERJAYA | Existing | VPTJ/PCE/J01191/MB01191 | 300280424 |  | NO |  | SS 1.19 D5 (F1) |  |  |  | INDKOM | ZZZ | 17/05/2000
430362852 | TNB | DISTRIBUTION | WP PUTRAJAYA & CYBERJAYA | Existing | VPTJ/PCE/J01192/MB01194 | 300280425 |  | NO |  | SS 1.19 D5 (F2) |  |  |  | INDKOM | ZZZ | 17/05/2000
430363145 | TNB | DISTRIBUTION | WP PUTRAJAYA & CYBERJAYA | Existing | VPTJ/PCE/J17041/MB17041 | 300281204 |  | NO |  | PE 17.04 RK 1-1 (F1) |  |  |  | TAMCO | GR2 | 13/03/2007
430364405 | TNB | DISTRIBUTION | WP PUTRAJAYA & CYBERJAYA | Existing | VPTJ/PCE/J17042/MB17044 | 300281205 |  | NO |  | PE 17.04 RK 1-1 (F2) |  |  |  | TAMCO | GR1 | 13/03/2007
430365470 | TNB | DISTRIBUTION | WP PUTRAJAYA & CYBERJAYA | Existing | VPTJ/PCE/J17051/MB17051 | 300281206 |  | NO |  | PE 17.05 RK 1-2 (F1) |  |  |  | TAMCO |  | 13/03/2007
430371822 | TNB | DISTRIBUTION | WP PUTRAJAYA & CYBERJAYA | Existing | VPTJ/PCE/J17052/MB17054 | 300281207 |  | NO |  | PE 17.05 RK 1-2 (F2) |  |  |  | TAMCO |  | 13/03/2007
430372885 | TNB | DISTRIBUTION | WP PUTRAJAYA & CYBERJAYA | Existing | VPTJ/PCE/J17081/MB17081 | 300288173 |  | NO |  | PE 17.08 BLOK E 17RK2 (F1) |  |  |  | INDKOM | ZZT | 27/12/2010
430373476 | TNB | DISTRIBUTION | WP PUTRAJAYA & CYBERJAYA | Existing | VPTJ/PCE/J17082/MB17084 | 300288175 |  | NO |  | PE 17.08 BLOK E 17RK2 (F2) |  |  |  | INDKOM | ZZT | 28/12/2010
430375275 | TNB | DISTRIBUTION | WP PUTRAJAYA & CYBERJAYA | Existing | VPTJ/PCE/J01562/MB01564 | 300280574 | 11 kV | NO | RMU | PE 1.56 SEK.MEN. A/SHAH (F2) |  |  |  | F&G | ZZT | 2003-08-01
430375874 | TNB | DISTRIBUTION | WP PUTRAJAYA & CYBERJAYA | Existing | VPTJ/PCE/J01571/MB01571 | 300280577 | 11 kV | NO | RMU | PE 1.57 SEK.MEN. A/SHAH (F1) |  |  |  | F&G | ZZT | 2003-08-01
430376471 | TNB | DISTRIBUTION | WP PUTRAJAYA & CYBERJAYA | Existing | VPTJ/PCE/J01572/MB01574 | 300280579 | 11 kV | NO | RMU | PE 1.57 SEK.MEN. A/SHAH (F2) |  |  |  | F&G | ZZT | 2003-08-01
430377633 | TNB | DISTRIBUTION | WP PUTRAJAYA & CYBERJAYA | Existing | VPTJ/PCE/J01532/MB01535 | 300280555 | 11 kV | NO | RMU | PE 1.53 NORTH DEPT (F2) |  |  |  | ABB | SAFE LINK | 2004-10-01
430378020 | TNB | DISTRIBUTION | WP PUTRAJAYA & CYBERJAYA | Existing | VPTJ/PCE/J01531/MB01531 | 300280554 | 11 kV | NO | RMU | PE 1.53 NORTH DEPT (F1) |  |  |  | INDKOM | GA | 2004-10-01
430378679 | TNB | DISTRIBUTION | WP PUTRAJAYA & CYBERJAYA | Existing | VPTJ/PCE/J01541/MB01541 | 300280559 | 11 kV | NO | RMU | PE 1.54 SOUTH DEPT (F1) |  |  |  | INDKOM | ZZZT | 2004-10-01
430379175 | TNB | DISTRIBUTION | WP PUTRAJAYA & CYBERJAYA | Existing | VPTJ/PCE/J17072/MB17074 | 300288171 |  | NO |  | PE 17.07 BLOK C 17RK2 (F2) |  |  |  | INDKOM | INS24 (ZZTID) | 28/12/2010
430379810 | TNB | DISTRIBUTION | WP PUTRAJAYA & CYBERJAYA | Existing | VPTJ/PCE/J17071/MB17071 | 300288169 |  | NO |  | PE 17.07 BLOK C 17RK2 (F1) |  |  |  | INDKOM | INS24 (ZZTID) | 27/12/2010
430380409 | TNB | DISTRIBUTION | WP PUTRAJAYA & CYBERJAYA | Existing | VPTJ/PCE/J17091/MB17091 | 310288765 | 11 kV | NO | RMU | PE 17.09 SEK REN PRESINT 17 F1 |  |  |  | LUCY | VRN6a
430381000 | TNB | DISTRIBUTION | WP PUTRAJAYA & CYBERJAYA | Existing | VPTJ/PCE/J17092/MB17094 | 310288779 | 11 kV | NO | RMU | PE 17.09 SEK REN PRESINT 17 (F2) |  |  |  | LUCY | VRN6a
430381631 | TNB | DISTRIBUTION | WP PUTRAJAYA & CYBERJAYA | Existing | VPTJ/PCE/J01311/MB01311 | 300280439 |  | NO |  | PE 1.31 PADAT PERSIARAN PERDANA |  |  |  | INDKOM | ZZT | 15/04/1999
430382795 | TNB | DISTRIBUTION | WP PUTRAJAYA & CYBERJAYA | Existing | VPTJ/PCE/J01271/MB01271 | 300280438 |  | NO |  | PE 1.27 PADAT PERSIARAN PERSEKUTUAN |  |  |  | INDKOM | ZZT | 25/05/1999
430383569 | TNB | DISTRIBUTION | WP PUTRAJAYA & CYBERJAYA | Existing | VPTJ/PCE/J01542/MB01545 | 300280562 | 11 kV | NO | RMU | PE 1.54 SOUTH DEPT (F2) |  |  |  | ABB | NA | 2004-10-01
430383757 | TNB | DISTRIBUTION | WP PUTRAJAYA & CYBERJAYA | Existing | VPTJ/PCE/J01551/MB01551 | 300280566 | 11 kV | NO | RMU | SS 1.55 PLAZA MALL (F1) |  |  |  | ABB | NA | 2004-10-01
430383942 | TNB | DISTRIBUTION | WP PUTRAJAYA & CYBERJAYA | Existing | VPTJ/PCE/J01552/MB01554 | 300280569 |  | NO |  | SS 1.55 PLAZA MALL (F2) |  |  |  | ABB | NA | 2004-10-01
430384919 | TNB | DISTRIBUTION | WP PUTRAJAYA & CYBERJAYA | Existing | VPTJ/PCE/J01381/MB01381 | 300280461 | 11 kV | NO | RMU | PE 1.38 TAMAN PUTRA PERDANA (F1) |  |  |  | F&G | ZZT | 24/08/2000
430385568 | TNB | DISTRIBUTION | WP PUTRAJAYA & CYBERJAYA | Existing | VPTJ/PCE/J01382/MB01385 | 300280462 | 11 kV | NO | RMU | PE 1.38 TAMAN PUTRA PERDANA (F2) |  |  |  | F&G | ZZT | 24/08/2000
430386167 | TNB | DISTRIBUTION | WP PUTRAJAYA & CYBERJAYA | Existing | VPTJ/PCE/J01151/MB01151 | 300280416 | 11 kV | NO | RMU | SS 1.15 D1 (F1) |  |  |  | INDKOM | ZZZ | 17/05/2000
430386352 | TNB | DISTRIBUTION | WP PUTRAJAYA & CYBERJAYA | Existing | VPTJ/PCE/J01152/MB01154 | 300280417 | 11 kV | NO | RMU | SS 1.15 D1 (F2) |  |  |  | INDKOM | ZZZ | 17/05/2000
430386539 | TNB | DISTRIBUTION | WP PUTRAJAYA & CYBERJAYA | Existing | VPTJ/PCE/J01161/MB01161 | 300280418 | 11 kV | NO | RMU | SS 1.16 D2 (F1) |  |  |  | INDKOM | ZZZ | 17/05/2000
430386724 | TNB | DISTRIBUTION | WP PUTRAJAYA & CYBERJAYA | Existing | VPTJ/PCE/J01162/MB01164 | 300280419 |  | NO |  | SS 1.16 D2 (F2) |  |  |  | INDKOM | ZZZ | 17/05/2000
430386911 | TNB | DISTRIBUTION | WP PUTRAJAYA & CYBERJAYA | Existing | VPTJ/PCE/J01171/MB01171 | 300280420 | 11 kV | NO | RMU | SS 1.17 D3 (F1) |  |  |  | INDKOM | ZZZ | 17/05/2000
430387096 | TNB | DISTRIBUTION | WP PUTRAJAYA & CYBERJAYA | Existing | VPTJ/PCE/J01172/MB01174 | 300280421 | 11 kV | NO | RMU | SS 1.17 D3 (F2) |  |  |  | INDKOM | ZZZ | 17/05/2000
430387285 | TNB | DISTRIBUTION | WP PUTRAJAYA & CYBERJAYA | Existing | VPTJ/PCE/J01181/MB01181 | 300280422 | 11 kV | NO | RMU | SS 1.18 D4 (F1) |  |  |  | INDKOM | ZZZ | 17/05/2000
430387470 | TNB | DISTRIBUTION | WP PUTRAJAYA & CYBERJAYA | Existing | VPTJ/PCE/J01182/MB01184 | 300280423 | 11 kV | NO | RMU | SS 1.18 D4 (F2) |  |  |  | INDKOM | ZZZ | 17/05/2000
430388666 | TNB | DISTRIBUTION | WP PUTRAJAYA & CYBERJAYA | Existing | VPTJ/PCE/J01591/MB01591 | 300280588 |  | NO |  | PE 1.59 WETLAND MANAGEMENT |  |  |  | SCHNEIDER | NA | 29/07/2003
430389789 | TNB | DISTRIBUTION | WP PUTRAJAYA & CYBERJAYA | Existing | VPTJ/PCE/J13041/MB13041 | 300281103 |  | NO |  | PE 13.04 UGS PERSEKUTUAN |  |  |  | INDKOM | ZZT | 15/04/1999
430391264 | TNB | DISTRIBUTION | WP PUTRAJAYA & CYBERJAYA | Existing | VPTJ/PCE/J01331/MB01331 | 300280445 |  | NO |  | PE 1.33 INSIDE PPU 1 S/L OVAL |  |  |  | MERLIN GERIN | ZZT | 17/06/1999
430404888 | TNB | DISTRIBUTION | WP PUTRAJAYA & CYBERJAYA | Existing | VPTJ/PCE/J01291/MB01291 | 300280444 |  | NO |  | PE 1.29 PERDANA WALK |  |  |  | MERLIN GERIN | RM6 | 30/06/1999
430405638 | TNB | DISTRIBUTION | WP PUTRAJAYA & CYBERJAYA | Existing | VPTJ/PCE/J01351/MB01351 | 300280442 |  | NO |  | PE 1.35 MOSQUE (F1) |  |  |  | INDKOM | ZZT | 1999-12-05
430406229 | TNB | DISTRIBUTION | WP PUTRAJAYA & CYBERJAYA | Existing | VPTJ/PCE/J01352/MB01354 | 300280447 |  | NO |  | PE 1.35 MOSQUE (F2) |  |  |  | INDKOM | ZZT | 1999-12-05
430407608 | TNB | DISTRIBUTION | WP PUTRAJAYA & CYBERJAYA | Existing | VPTJ/PCE/J17101/MB17101 | 310308945 | 11 kV | NO | RMU | SS 17.10 TEMP PPA1M PRESINT 17 |  |  |  | TAMCO | GR-1
430407876 | TNB | DISTRIBUTION | WP PUTRAJAYA & CYBERJAYA | Existing | VPTJ/PCE/J17061/MB17061 | 300288162 |  | NO |  | PE 17.06 BLOK A 17RK2 (F1) |  |  |  | INDKOM | INS24 (ZZTID) | 27/12/2010
430408467 | TNB | DISTRIBUTION | WP PUTRAJAYA & CYBERJAYA | Existing | VPTJ/PCE/J17062/MB17064 | 300288166 |  | NO |  | PE 17.06 BLOK A 17RK2 (F2) |  |  |  | INDKOM | INS24 (ZZTID) | 28/12/2010
430439219 | TNB | DISTRIBUTION | WP PUTRAJAYA & CYBERJAYA | Existing | VPTJ/PCE/J15221/MB15221 | 300281157 | 11 kV | NO | RMU | PE 15.22 PADAT WR 6 |  |  |  | SCHNEIDER | RM6 | 27/08/2005
430440490 | TNB | DISTRIBUTION | WP PUTRAJAYA & CYBERJAYA | Existing | VPTJ/PCE/J15452/MB15454 | 300281172 | 11 kV | NO | RMU | PE 15.45 Blok C1 15-12B (F2) |  |  |  | INDKOM | ZZT | 2009-10-10
430441121 | TNB | DISTRIBUTION | WP PUTRAJAYA & CYBERJAYA | Existing | VPTJ/PCE/J15451/MB15451 | 300281171 | 11 kV | NO | RMU | PE 15.45 Blok C1 15-12B (F1) |  |  |  | INDKOM | ZZT | 2009-10-10
430441714 | TNB | DISTRIBUTION | WP PUTRAJAYA & CYBERJAYA | Existing | VPTJ/PCE/J15461/MB15461 | 300281173 | 11 kV | NO | RMU | PE 15.46 Blok C2 15-12B (F1) |  |  |  | EPE | VRN 2A | 2009-10-10
430442305 | TNB | DISTRIBUTION | WP PUTRAJAYA & CYBERJAYA | Existing | VPTJ/PCE/J15462/MB15464 | 300281174 | 11 kV | NO | RMU | PE 15.46 Blok C2 15-12B (F2) |  |  |  | EPE | VRN 2A | 2009-10-10
430442904 | TNB | DISTRIBUTION | WP PUTRAJAYA & CYBERJAYA | Existing | VPTJ/PCE/J15441/MB15441 | 300281169 | 11 kV | NO | RMU | PE 15.44 Blok A3 15-12B (F1) |  |  |  | EPE | VRN 2A | 2009-10-10
430447789 | TNB | DISTRIBUTION | WP PUTRAJAYA & CYBERJAYA | Existing | VPTJ/PCE/J15442/MB15444 | 300281170 | 11 kV | NO | RMU | PE 15.44 Blok A3 15-12B (F2) |  |  |  | EPE | VRN 2A | 2009-10-10
430448388 | TNB | DISTRIBUTION | WP PUTRAJAYA & CYBERJAYA | Existing | VPTJ/PCE/J15431/MB15431 | 300281167 | 11 kV | NO | RMU | PE 15.43 BLOK A2 15-12B (F1) |  |  |  | EPE | VRN 2A | 2009-10-10
430448979 | TNB | DISTRIBUTION | WP PUTRAJAYA & CYBERJAYA | Existing | VPTJ/PCE/J15432/MB15434 | 300281168 | 11 kV | NO | RMU | PE 15.43 BLOK A2 15-12B (F2) |  |  |  | EPE | VRN 2A | 2009-10-10
430449544 | TNB | DISTRIBUTION | WP PUTRAJAYA & CYBERJAYA | Existing | VPTJ/PCE/J15241/MB15241 | 300281159 | 11 kV | NO | RMU | SS 15.24 SEK. ANTARABANGSA (F1) |  |  |  | SCHNEIDER | RM6 | 2006-02-10
430449729 | TNB | DISTRIBUTION | WP PUTRAJAYA & CYBERJAYA | Existing | VPTJ/PCE/J15242/MB15244 | 300281160 | 11 kV | NO | RMU | SS 15.24 SEK. ANTARABANGSA (F2) |  |  |  | SCHNEIDER | RM6 | 2006-02-10
430449951 | TNB | DISTRIBUTION | WP PUTRAJAYA & CYBERJAYA | Existing | VPTJ/PCE/J15421/MB15421 | 300281165 | 11 kV | NO | RMU | PE 15.42 P/PURI 15-12 BLOK C (F1) |  |  |  | EPE | VRN 2A | 2009-06-01
430450548 | TNB | DISTRIBUTION | WP PUTRAJAYA & CYBERJAYA | Existing | VPTJ/PCE/J15422/MB15424 | 300281166 | 11 kV | NO | RMU | PE 15.42 P/PURI 15-12 BLOK C (F2) |  |  |  | EPE | VRN 2A | 2009-07-01
430451147 | TNB | DISTRIBUTION | WP PUTRAJAYA & CYBERJAYA | Existing | VPTJ/PCE/J15411/MB15411 | 300281163 | 11 kV | NO | RMU | PE 15.41 P/PURI 15-12 BLOK B (F1) |  |  |  | EPE | VRN 2A | 2009-06-01
430451744 | TNB | DISTRIBUTION | WP PUTRAJAYA & CYBERJAYA | Existing | VPTJ/PCE/J15412/MB15414 | 300281164 | 11 kV | NO | RMU | PE 15.41 P/PURI 15-12 BLOK B (F2) |  |  |  | EPE | VRN 2A | 2009-07-01
430452343 | TNB | DISTRIBUTION | WP PUTRAJAYA & CYBERJAYA | Existing | VPTJ/PCE/J15401/MB15401 | 300281161 |  | NO | RMU | PE 15.40 P/PURI 15-12 BLOK A (F1) |  |  |  | EPE | VRN 2A | 2009-06-01
430452934 | TNB | DISTRIBUTION | WP PUTRAJAYA & CYBERJAYA | Existing | VPTJ/PCE/J15402/MB15404 | 300281162 | 11 kV | NO | RMU | PE 15.40 P/PURI 15-12 BLOK A (F2) |  |  |  | EPE | VRN 2A | 2009-07-01
430453533 | TNB | DISTRIBUTION | WP PUTRAJAYA & CYBERJAYA | Existing | VPTJ/PCE/J15471/MB15471 | 300454849 | 11 kV | NO | RMU | PE 15.47 APARTMENT ALAM DESA (F1) |  |  |  | INDKOM | ZZT
430454130 | TNB | DISTRIBUTION | WP PUTRAJAYA & CYBERJAYA | Existing | VPTJ/PCE/J15472/MB15474 | 300454861 | 11 kV | NO | RMU | PE 15.47 APARTMENT ALAM DESA (F2) |  |  |  | INDKOM | ZZT
430454730 | TNB | DISTRIBUTION | WP PUTRAJAYA & CYBERJAYA | Existing | VPTJ/PCE/J15351/MB15351 | 300282003 | 11 kV | NO | RMU | PE 15.35 FASA 15-1A (F1) |  |  |  | EPE | VRN2A | 14/11/2009
430455321 | TNB | DISTRIBUTION | WP PUTRAJAYA & CYBERJAYA | Existing | VPTJ/PCE/J15352/MB15354 | 300282004 | 11 kV | NO | RMU | PE 15.35 FASA 15-1A (F2) |  |  |  | EPE | VRN2A | 15/11/2009
430455920 | TNB | DISTRIBUTION | WP PUTRAJAYA & CYBERJAYA | Existing | VPTJ/PCE/J15361/MB15361 | 300282005 | 11 kV | NO | RMU | PE 15.36 FASA 15-1B (F1) |  |  |  | INDKOM | ZZT | 14/11/2009
430456456 | TNB | DISTRIBUTION | WP PUTRAJAYA & CYBERJAYA | Existing | VPTJ/PCE/J02032/MB02034 | 300280613 |  | NO |  | PE 2.03 RUMAH PAM (F2) |  |  |  | INDKOM | ZZT | 2001-05-02
430457081 | TNB | DISTRIBUTION | WP PUTRAJAYA & CYBERJAYA | Existing | VPTJ/PCE/J02031/MB02031 | 300280611 |  | NO |  | PE 2.03 RUMAH PAM (F1) |  |  |  | INDKOM | ZZT | 2001-05-02
430457750 | TNB | DISTRIBUTION | WP PUTRAJAYA & CYBERJAYA | Existing | VPTJ/PCE/J01041/MB01041 | 300280367 |  | NO |  | SS 1.04 JPM B4 (F1) |  |  |  | INDKOM | ZZZ | 19/07/1999
430457935 | TNB | DISTRIBUTION | WP PUTRAJAYA & CYBERJAYA | Existing | VPTJ/PCE/J01042/MB01044 | 300280368 |  | NO |  | SS 1.04 JPM B4 (F2) |  |  |  | INDKOM | ZZZ | 19/07/1999
430458260 | TNB | DISTRIBUTION | WP PUTRAJAYA & CYBERJAYA | Existing | VPTJ/PCE/J02172/MB02174 | 300280672 |  | NO |  | PE 2.17 TMN WAWASAN (P.H) (F2) |  |  |  | INDKOM | ZZT | 2004-10-03
430458857 | TNB | DISTRIBUTION | WP PUTRAJAYA & CYBERJAYA | Existing | VPTJ/PCE/J02171/MB02171 | 300280671 |  | NO |  | PE 2.17 TMN WAWASAN (P.H) (F1) |  |  |  | INDKOM | ZZT | 2004-10-03
430469393 | TNB | DISTRIBUTION | WP PUTRAJAYA & CYBERJAYA | Existing | VPTJ/PCE/J15362/MB15364 | 300282006 | 11 kV | NO | RMU | PE 15.36 FASA 15-1B(F2) |  |  |  | INDKOM | ZZT | 15/11/2009
430469993 | TNB | DISTRIBUTION | WP PUTRAJAYA & CYBERJAYA | Existing | VPTJ/PCE/J15381/MB15381 | 300282009 | 11 kV | NO | RMU | PE 15.38 FASA 15-3B (F1) |  |  |  | INDKOM | ZZT | 14/11/2009
430470584 | TNB | DISTRIBUTION | WP PUTRAJAYA & CYBERJAYA | Existing | VPTJ/PCE/J15382/MB15384 | 300282010 | 11 kV | NO | RMU | PE 15.38 FASA 15-3B (F2) |  |  |  | INDKOM | ZZT | 15/11/2009
430471183 | TNB | DISTRIBUTION | WP PUTRAJAYA & CYBERJAYA | Existing | VPTJ/PCE/J15391/MB15391 | 300282011 | 11 kV | NO | RMU | PE 15.39 FASA 15-3A (F1) |  |  |  | INDKOM | ZZT | 14/11/2009
430471913 | TNB | DISTRIBUTION | WP PUTRAJAYA & CYBERJAYA | Existing | VPTJ/PCE/J15392/MB15394 | 300282012 | 11 kV | NO | RMU | PE 15.39 FASA 15-3A (F2) |  |  |  | INDKOM | ZZT | 15/11/2009
430472512 | TNB | DISTRIBUTION | WP PUTRAJAYA & CYBERJAYA | Existing | VPTJ/PCE/J15371/MB15371 | 300282007 | 11 kV | NO | RMU | PE 15.37 FASA 15-2 (F1) |  |  |  | INDKOM | ZZT | 14/11/2009
430473109 | TNB | DISTRIBUTION | WP PUTRAJAYA & CYBERJAYA | Existing | VPTJ/PCE/J15372/MB15374 | 300282008 | 11 kV | NO | RMU | PE 15.37 FASA 15-2 (F2) |  |  |  | INDKOM | ZZT | 15/11/2009
430474676 | TNB | DISTRIBUTION | WP PUTRAJAYA & CYBERJAYA | Existing | VPTJ/PCE/J01621/MB01621 | 300452954 | 11 kV | NO | RMU | PE 1.62 INSIDE PPU PJ1 |  |  |  | TAMCO | NA
430475449 | TNB | DISTRIBUTION | WP PUTRAJAYA & CYBERJAYA | Existing | VPTJ/PCE/J01651/MB1651 | 300494280 |  | NO |  | PE 1.65 DATARAN PAHLAWAN F1 |  |  |  | LUCY | N/A
430476040 | TNB | DISTRIBUTION | WP PUTRAJAYA & CYBERJAYA | Existing | VPTJ/PCE/J01652/MB01654 | 300494281 | 11 kV | NO | RMU | PE 1.65 DATARAN PAHLAWAN F2 |  |  |  | LUCY | VRN6a
430554374 | TNB | DISTRIBUTION | WP PUTRAJAYA & CYBERJAYA | Existing | VPTJ/PCE/J15562/MB15564 | 300509253 | 11 kV | NO |  | PE 15.56 DWIPUTRA NO 3 (F2) |  |  |  | LUCY | VRN2a
430554965 | TNB | DISTRIBUTION | WP PUTRAJAYA & CYBERJAYA | Existing | VPTJ/PCE/J00341/MB1 | 300509244 | 11 kV | NO |  | PE 15.56 DWIPUTRA NO 3 (F1) |  |  |  | INDKOM | INS24
430563852 | TNB | DISTRIBUTION | WP PUTRAJAYA & CYBERJAYA | Existing | VPTJ/PCE/J09281/MB09281 | 300280860 | 11 kV | NO |  | PE 9.28 APT 11C (EFI) (F1) |  |  |  | ABB | IEC 298 | 2003-08-12
430564451 | TNB | DISTRIBUTION | WP PUTRAJAYA & CYBERJAYA | Existing | VPTJ/PCE/J09282/MB09284 | 300280861 | 11 kV | NO |  | PE 9.28 APT 11C (EFI) (F2) |  |  |  | TAMCO | RM6 | 2003-08-12
430565118 | TNB | DISTRIBUTION | WP PUTRAJAYA & CYBERJAYA | Existing | VPTJ/PCE/J07031/MB07031 | 300281276 | 11 kV | NO |  | PE 7.03 STESEN PAM PS3 |  |  |  | INDKOM | ZZT | 27/07/1999
430566205 | TNB | DISTRIBUTION | WP PUTRAJAYA & CYBERJAYA | Existing | VPTJ/PCE/J08241/MB08241 | 300280810 | 11 kV | NO |  | PE 8.24 SERI SAUJANA (BR 8) |  |  |  | MERLIN GERIN | RM6 | 23/01/2003
430566598 | TNB | DISTRIBUTION | WP PUTRAJAYA & CYBERJAYA | Existing | VPTJ/PCE/J08151/MB08151 | 300280799 | 11 kV | NO |  | PE 8.15 RD2A L. SENTOSA |  |  |  | INDKOM | ZZT | 1999-08-07
430567312 | TNB | DISTRIBUTION | WP PUTRAJAYA & CYBERJAYA | Existing | VPTJ/PCE/J08011/MB08011 | 300280777 | 11 kV | NO |  | PE 8.01 PS 10 (EFI) (F1) |  |  |  | INDKOM | ZZT | 23/07/1999
430567903 | TNB | DISTRIBUTION | WP PUTRAJAYA & CYBERJAYA | Existing | VPTJ/PCE/J08012/MB08014 | 300280778 | 11 kV | NO |  | PE 8.01 PS 10 (EFI) (F2) |  |  |  | INDKOM | ZZT | 23/07/1999
430568011 | TNB | DISTRIBUTION | WP PUTRAJAYA & CYBERJAYA | Existing | VPTJ/PCE/J04081/MB04081 | 300280677 | 11 kV | NO | RMU | PE 4.08 S/LIGHTING |  |  |  | INDKOM | ZZT | 2004-10-10
430568698 | TNB | DISTRIBUTION | WP PUTRAJAYA & CYBERJAYA | Existing | VPTJ/PCE/J04221/MB04221 | 300453429 | 11 kV | NO | RMU | PE 4.22 4P5 (F1) |  |  |  | INDKOM | ZZT
430569289 | TNB | DISTRIBUTION | WP PUTRAJAYA & CYBERJAYA | Existing | VPTJ/PCE/J04222/MB04221 | 300453433 | 11 kV | NO | RMU | PE 4.22 4P5 (F2) |  |  |  | INDKOM | ZZT
430569974 | TNB | DISTRIBUTION | WP PUTRAJAYA & CYBERJAYA | Existing | VPTJ/PCE/J04092/MB04094 | 300280679 | 11 kV | NO | RMU | PE 4.09 S/LIGHTING (F2) |  |  |  | MERLIN GERIN | ZZT | 22/08/2003
430570654 | TNB | DISTRIBUTION | WP PUTRAJAYA & CYBERJAYA | Existing | VPTJ/PCE/J04091/MB04091 | 300280678 | 11 kV | NO | RMU | PE 4.09 S/LIGHTING (F1) |  |  |  | MERLIN GERIN | ZZT | 22/08/2003
430593494 | TNB | DISTRIBUTION | WP PUTRAJAYA & CYBERJAYA | Existing | VCBJ/PCE/J21181/MB21181 | 300281024 | 11 kV | NO | RMU | PE 21.18 CONDO A1 CYBERIA F1 |  |  |  | INDKOM | ZZT | 25/11/2001
430593597 | TNB | DISTRIBUTION | WP PUTRAJAYA & CYBERJAYA | Existing | VCBJ/PCE/J21182/MB21184 | 300281023 | 11 kV | NO | RMU | PE 21.18 CONDO A1 CYBERIA F2 |  |  |  | INDKOM | ZZT | 25/11/2001
430594455 | TNB | DISTRIBUTION | WP PUTRAJAYA & CYBERJAYA | Existing | VPTJ/PCE/J08021/MB08021 | 300280779 | 11 kV | NO |  | PE 8.02 P8A SEMI D (F1) |  |  |  | INDKOM | ZZT | 2000-05-03
430595087 | TNB | DISTRIBUTION | WP PUTRAJAYA & CYBERJAYA | Existing | VPTJ/PCE/J08022/MB08024 | 300280780 | 11 kV | NO |  | PE 8.02 P8A SEMI D (F2) |  |  |  | INDKOM | ZZT | 2000-05-03
430595749 | TNB | DISTRIBUTION | WP PUTRAJAYA & CYBERJAYA | Existing | VPTJ/PCE/J08031/MB08031 | 300280781 | 11 kV | NO |  | PE 8.03 SEK REN (EFI) (F1) |  |  |  | INDKOM | ZZT | 16/11/1999
430596384 | TNB | DISTRIBUTION | WP PUTRAJAYA & CYBERJAYA | Existing | VPTJ/PCE/J08032/MB08034 | 300280782 | 11 kV | NO |  | PE 8.03 SEK REN (EFI) (F2) |  |  |  | INDKOM | ZZT | 16/11/1999
430597023 | TNB | DISTRIBUTION | WP PUTRAJAYA & CYBERJAYA | Existing | VPTJ/PCE/J08041/MB08041 | 300280783 | 11 kV | NO |  | PE 8.04 SEK MEN (F1) |  |  |  | INDKOM | ZZT | 16/11/1999
430597628 | TNB | DISTRIBUTION | WP PUTRAJAYA & CYBERJAYA | Existing | VPTJ/PCE/J08042/MB08044 | 300280784 | 11 kV | NO |  | PE 8.04 SEK MEN (F2) |  |  |  | INDKOM | ZZT | 16/11/1999
430620525 | TNB | DISTRIBUTION | WP PUTRAJAYA & CYBERJAYA | Existing | VCBJ/PCE/J21172/MB21174 | 300281025 | 11 kV | NO | RMU | PE 21.17 CONDO A3 CYBERIA F2 |  |  |  | INDKOM | ZZT | 25/11/2001
430621108 | TNB | DISTRIBUTION | WP PUTRAJAYA & CYBERJAYA | Existing | VCBJ/PCE/J21171/MB21171 | 300281026 | 11 kV | NO | RMU | PE 21.17 CONDO A3 CYBERIA F1 |  |  |  | INDKOM | ZZT | 25/11/2001
430621775 | TNB | DISTRIBUTION | WP PUTRAJAYA & CYBERJAYA | Existing | VCBJ/PCE/J21492/MB21494 | 300280971 | 11 kV | NO | RMU | PE 21.49 CONDO B2 F2 |  |  |  | INDKOM | ZZT | 2004-08-01
430622391 | TNB | DISTRIBUTION | WP PUTRAJAYA & CYBERJAYA | Existing | VCBJ/PCE/J21491/MB21491 | 300280976 | 11 kV | NO | RMU | PE 21.49 CONDO B2 F1 |  |  |  | INDKOM | ZZT | 2004-08-01
430623034 | TNB | DISTRIBUTION | WP PUTRAJAYA & CYBERJAYA | Existing | VCBJ/PCE/J21512/MB21514 | 300280967 | 11 kV | NO | RMU | PE 21.51 CONDO C1 F2 |  |  |  | INDKOM | ZZT | 2004-05-10
430623664 | TNB | DISTRIBUTION | WP PUTRAJAYA & CYBERJAYA | Existing | VCBJ/PCE/J21511/MB21511 | 300280970 | 11 kV | NO | RMU | PE 21.51 CONDO C1 F1 |  |  |  | INDKOM | ZZT | 2004-05-10
430641515 | TNB | DISTRIBUTION | WP PUTRAJAYA & CYBERJAYA | Existing | VCBJ/PCE/J21522/MB21524 | 300280962 | 11 kV | NO | RMU | PE 21.52 CONDO C3 F2 |  |  |  | INDKOM | ZZT | 2004-05-10
430642133 | TNB | DISTRIBUTION | WP PUTRAJAYA & CYBERJAYA | Existing | VCBJ/PCE/J21521/MB21521 | 300280965 | 11 kV | NO | RMU | PE 21.52 CONDO C3 F1 |  |  |  | INDKOM | ZZT | 2004-05-10
430642937 | TNB | DISTRIBUTION | WP PUTRAJAYA & CYBERJAYA | Existing | VCBJ/PCE/J25051/MB25051 | 310371337 | 11 kV | NO | RMU | PE 25.05 HOSTEL BLOK 1D |  |  |  | INDKOM | INS24
430644020 | TNB | DISTRIBUTION | WP PUTRAJAYA & CYBERJAYA | Existing | VCBJ/PCE/J25041/MB25041 | 310339238 | 11 kV | NO | RMU | PE 25.04 HOSTEL BLOK 1C |  |  |  | INDKOM
430647060 | TNB | DISTRIBUTION | WP PUTRAJAYA & CYBERJAYA | Existing | VPTJ/PCE/J08171/MB08171 | 300280801 | 11 kV | NO |  | PE 8.17 P.KEJIRANAN (EFI) |  |  |  | INDKOM | ZZT | 2000-03-08
430647721 | TNB | DISTRIBUTION | WP PUTRAJAYA & CYBERJAYA | Existing | VPTJ/PCE/J08061/MB08061 | 300280785 | 11 kV | NO |  | PE 8.06 DEWAN SERBAGUNA (EFI) (F1) |  |  |  | INDKOM | ZZT | 18/09/2000
430648355 | TNB | DISTRIBUTION | WP PUTRAJAYA & CYBERJAYA | Existing | VPTJ/PCE/J08062/MB08064 | 300280786 | 11 kV | NO |  | PE 8.06 DEWAN SERBAGUNA (EFI) (F2) |  |  |  | INDKOM | ZZT | 18/09/2000
430649003 | TNB | DISTRIBUTION | WP PUTRAJAYA & CYBERJAYA | Existing | VPTJ/PCE/J08361/MB08361 | 310303858 | 11 kV | NO | RMU | PE 8.36 TEMP 8-4F |  |  |  | SCHNEIDER | RM 6
430679652 | TNB | DISTRIBUTION | WP PUTRAJAYA & CYBERJAYA | Existing | VCBJ/PCE/J25031/MB25031 | 300453483 | 11 kV | NO | RMU | PE 25.03 HOSTEL BLOK 1B |  |  |  | INDKOM | INS24
430680256 | TNB | DISTRIBUTION | WP PUTRAJAYA & CYBERJAYA | Existing | VCBJ/PCE/J25021/MB25021 | 300454737 | 11 kV | NO | RMU | PE 25.02 HOSTEL BLOK 1A |  |  |  | INDKOM | INS24
430680866 | TNB | DISTRIBUTION | WP PUTRAJAYA & CYBERJAYA | Existing | VCBJ/PCE/J23031/MB23031 | 300454682 | 11 kV | NO | RMU | PE 23.03 MUTIARA VILLE 1 |  |  |  | INDKOM | ZZT
430681504 | TNB | DISTRIBUTION | WP PUTRAJAYA & CYBERJAYA | Existing | VCBJ/PCE/J23041/MB23041 | 300454734 | 11 kV | NO | RMU | PE 23.04 MUTIARA VILLE 2 |  |  |  | INDKOM | ZZT
430682273 | TNB | DISTRIBUTION | WP PUTRAJAYA & CYBERJAYA | Existing | VCBJ/PCE/J23021/MB23021 | 300280381 | 11 kV | NO | RMU | SS 23.02 STP A F1 |  |  |  | SCHNEIDER | ZZZ | 13/10/2006
430682382 | TNB | DISTRIBUTION | WP PUTRAJAYA & CYBERJAYA | Existing | VCBJ/PCE/J23022/MB23024 | 300280380 | 11 kV | NO | RMU | SS 23.02 STP A F2 |  |  |  | SCHNEIDER | ZZZ | 13/10/2006
430682837 | TNB | DISTRIBUTION | WP PUTRAJAYA & CYBERJAYA | Existing | VCBJ/PCE/J23011/MB23011 | 300280382 | 11 kV | NO | RMU | PE 23.01 PS 2-9 F1 |  |  |  | TAMCO | ID-0233 | 2006-12-12
430682940 | TNB | DISTRIBUTION | WP PUTRAJAYA & CYBERJAYA | Existing | VCBJ/PCE/J23012/MB23014 | 300280383 | 11 kV | NO | RMU | PE 23.01 PS 2-9 F2 |  |  |  | TAMCO | ID-0235 | 2006-12-12
430684029 | TNB | DISTRIBUTION | WP PUTRAJAYA & CYBERJAYA | Existing | VPTJ/PCE/J08112/MB08114 | 300280796 | 11 kV | NO |  | PE 8.11 JLN P8E TERES (EFI) (F2) |  |  |  | INDKOM | ZZT | 27/03/2002
430684197 | TNB | DISTRIBUTION | WP PUTRAJAYA & CYBERJAYA | Existing | VPTJ/PCE/J08111/MB08111 | 300280795 | 11 kV | NO |  | PE 8.11 JLN P8E TERES (EFI) (F1) |  |  |  | INDKOM | ZZT | 27/03/2002
430685331 | TNB | DISTRIBUTION | WP PUTRAJAYA & CYBERJAYA | Existing | VPTJ/PCE/J08251/MB08251 | 300280811 | 11 kV | NO |  | PE 8.25 ISTANA DARUL EHSAN (F1) |  |  |  | INDKOM | ZZT | 28/05/2003
430685978 | TNB | DISTRIBUTION | WP PUTRAJAYA & CYBERJAYA | Existing | VPTJ/PCE/J08252/MB08254 | 300280812 | 11 kV | NO |  | PE 8.25 ISTANA DARUL EHSAN (F2) |  |  |  | INDKOM | ZZT | 28/05/2003
430686637 | TNB | DISTRIBUTION | WP PUTRAJAYA & CYBERJAYA | Existing | VPTJ/PCE/J08321/MB08321 | 300452987 | 11 kV | NO |  | PE 8.32 TERES 8-4H (F1) |  |  |  | INDKOM | ZZT - I/D
430687228 | TNB | DISTRIBUTION | WP PUTRAJAYA & CYBERJAYA | Existing | VPTJ/PCE/J08331/MB08331 | 300453447 | 11 kV | NO |  | PE 8.33 8NC2 PADAT NO.1 |  |  |  | SCHNEIDER | NE-2iQ
430687819 | TNB | DISTRIBUTION | WP PUTRAJAYA & CYBERJAYA | Existing | VPTJ/PCE/J08341/MB08341 | 300453452 | 11 kV | NO |  | PE 8.34 8NC2 PADAT NO.2 |  |  |  | SCHNEIDER | NE-2iQ
430701094 | TNB | DISTRIBUTION | WP PUTRAJAYA & CYBERJAYA | Existing | VPTJ/PCE/J20041/MB20041 | 300281253 | 11 kV | NO | RMU | PE 20.04 PADAT CHALLENGE PARK |  |  |  | SCHNEIDER | RM6 | 2006-12-09
430701907 | TNB | DISTRIBUTION | WP PUTRAJAYA & CYBERJAYA | Existing | VPTJ/PCE/J20011/MB20011 | 300281250 | 11 kV | NO | RMU | PE 20.01 DEPOH SENGGARAAN |  |  |  | TAMCO | GR1 | 24/12/2003
430703288 | TNB | DISTRIBUTION | WP PUTRAJAYA & CYBERJAYA | Existing | VPTJ/PCE/J20051/MB | 300498425 | 11 kV | NO |  | PE 20.05 PUSARA NEGARA F1
430703880 | TNB | DISTRIBUTION | WP PUTRAJAYA & CYBERJAYA | Existing | VPTJ/PCE/J20052/MB | 300501721 | 11 kV | NO |  | PE 20.05 PUSARA NEGARA F2
430705038 | TNB | DISTRIBUTION | WP PUTRAJAYA & CYBERJAYA | Existing | VPTJ/PCE/J20021/MB20021 | 300281251 | 11 kV | NO | RMU | PE 20.02 CREMATORIUM |  |  |  | TAMCO | GR1 | 18/09/2003
430709899 | TNB | DISTRIBUTION | WP PUTRAJAYA & CYBERJAYA | Existing | VCBJ/PCE/J24011/MB24011 | 300453042 | 11 kV | NO | RMU | PE 24.01 SYMPHONY HILLS 8 |  |  |  | TAMCO | GR1
430710982 | TNB | DISTRIBUTION | WP PUTRAJAYA & CYBERJAYA | Existing | VCBJ/PCE/J24121/MB24121 | 310338844 | 11 kV | NO | RMU | PE 24.12 SEJATI HOMES 2 |  |  |  | SCHNEIDER
430712270 | TNB | DISTRIBUTION | WP PUTRAJAYA & CYBERJAYA | Existing | VCBJ/PCE/J24131/MB24131 | 310338850 | 11 kV | NO | RMU | PE 24.13 SYMPHONY HILLS 2 |  |  |  | INDKOM | INS24
430713330 | TNB | DISTRIBUTION | WP PUTRAJAYA & CYBERJAYA | Existing | VCBJ/PCE/J24051/MB24052 | 300454676 | 11 kV | NO | RMU | PE 24.05 SYMPHONY HILLS 3 |  |  |  | SCHNEIDER | ID-0233
430713926 | TNB | DISTRIBUTION | WP PUTRAJAYA & CYBERJAYA | Existing | VCBJ/PCE/J24161/MB24161 | 310317893 | 11 kV | NO | RMU | PE 24.16 PADAT PERUMAHAN 1 |  |  |  | INDKOM | INS24
430740305 | TNB | DISTRIBUTION | WP PUTRAJAYA & CYBERJAYA | Existing | VCBJ/PCE/J00340/MB1 | 300507882 | 11 kV | NO | RMU | SS 24.32 NADAYU 99 |  |  |  | INDKOM | INS24
430740938 | TNB | DISTRIBUTION | WP PUTRAJAYA & CYBERJAYA | Existing | VCBJ/PCE/J22121/MB22121 | 300280565 | 11 kV | NO | RMU | PE 22.12 SEK MEN KEB CJ1 F1 |  |  |  | INDKOM | GA | 19/02/2004
430741044 | TNB | DISTRIBUTION | WP PUTRAJAYA & CYBERJAYA | Existing | VCBJ/PCE/J22122/MB22124 | 300280570 | 11 kV | NO | RMU | PE 22.12 SEK MEN KEB CJ1 F2 |  |  |  | INDKOM | GA | 19/02/2004
430742342 | TNB | DISTRIBUTION | WP PUTRAJAYA & CYBERJAYA | Existing | VCBJ/PCE/J24061/MB24062 | 300454672 | 11 kV | NO | RMU | PE 24.06 SYMPHONY HILLS 1 |  |  |  | SCHNEIDER | NE-2iQ
430743272 | TNB | DISTRIBUTION | WP PUTRAJAYA & CYBERJAYA | Existing | VCBJ/PCE/J22021/MB22021 | 300280616 | 11 kV | NO | RMU | SS 22.02 TELEKOM CBJ 2 F1 |  |  |  | INDKOM | ZZZ | 1999-12-04
430743618 | TNB | DISTRIBUTION | WP PUTRAJAYA & CYBERJAYA | Existing | VCBJ/PCE/J22022/MB22024 | 300280614 | 11 kV | NO | RMU | SS 22.02 TELEKOM CBJ 2 F2 |  |  |  | INDKOM | ZZZ | 1999-12-04
430743857 | TNB | DISTRIBUTION | WP PUTRAJAYA & CYBERJAYA | Existing | VCBJ/PCE/J24211/MB24211 | 310314866 | 11 kV | NO | RMU | PE 24.21 SITE OFFICE SYMPHONY HILLS |  |  |  | TOSHIBA
430744480 | TNB | DISTRIBUTION | WP PUTRAJAYA & CYBERJAYA | Existing | VPTJ/PCE/J08322/MB08324 | 300452990 | 11 kV | NO |  | PE 8.32 TERES 8-4H (F2) |  |  |  | INDKOM | ZZT - I/D
430745391 | TNB | DISTRIBUTION | WP PUTRAJAYA & CYBERJAYA | Existing | VPTJ/PCE/J08091/MB08091 | 300280789 | 11 kV | NO |  | PE 8.09 JLN P8E2TERES (F1) |  |  |  | INDKOM | ZZT | 21/06/2004
430745986 | TNB | DISTRIBUTION | WP PUTRAJAYA & CYBERJAYA | Existing | VPTJ/PCE/J08092/MB08094 | 300280792 | 11 kV | NO |  | PE 8.09 JLN P8E2TERES (F2) |  |  |  | INDKOM | ZZT | 21/06/2004
430746688 | TNB | DISTRIBUTION | WP PUTRAJAYA & CYBERJAYA | Existing | VPTJ/PCE/J08101/MB08101 | 300280793 | 11 kV | NO |  | PE 8.10 SEK REN FASA 2 |  |  |  | INDKOM | ZZT | 2004-10-11
430747324 | TNB | DISTRIBUTION | WP PUTRAJAYA & CYBERJAYA | Existing | VPTJ/PCE/J08071/MB08071 | 300280787 | 11 kV | NO |  | PE 8.07 APT FASA 4B (B2) (F1) |  |  |  | INDKOM | ZZT | 1999-09-12
430748000 | TNB | DISTRIBUTION | WP PUTRAJAYA & CYBERJAYA | Existing | VPTJ/PCE/J08072/MB08074 | 300280788 | 11 kV | NO |  | PE 8.07 APT FASA 4B (B2) (F2) |  |  |  | INDKOM | ZZT | 1999-09-12
430748754 | TNB | DISTRIBUTION | WP PUTRAJAYA & CYBERJAYA | Existing | VPTJ/PCE/J20031/MB20031 | 300281252 | 11 kV | NO | RMU | PE 20.03 PUMP HSE |  |  |  | SCHNEIDER | RM6 | 18/08/2004
430750392 | TNB | DISTRIBUTION | WP PUTRAJAYA & CYBERJAYA | Existing | VPTJ/PCE/J05071/MB05071 | 300281258 | 11 kV | NO | RMU | PE 5.07 JLB1 |  |  |  | MERLIN GERIN | ZZT | 2003-07-10
430751214 | TNB | DISTRIBUTION | WP PUTRAJAYA & CYBERJAYA | Existing | VPTJ/PCE/J05081/MB05081 | 300280693 | 11 kV | NO | RMU | PE 5.08 JLB2 |  |  |  | INDKOM | ZZT | 2003-07-10
430751968 | TNB | DISTRIBUTION | WP PUTRAJAYA & CYBERJAYA | Existing | VPTJ/PCE/J05051/MB05051 | 300281256 | 11 kV | NO | RMU | PE 5.05 C/S S/L |  |  |  | MERLIN GERIN | RM6 | 23/04/2005
430761677 | TNB | DISTRIBUTION | WP PUTRAJAYA & CYBERJAYA | Existing | VPTJ/PCE/J00340/MB1 | 300510549 | 11 kV | NO |  | PE 15.55 DWIPUTRA NO 2 (F1) |  |  |  | LUCY
430762268 | TNB | DISTRIBUTION | WP PUTRAJAYA & CYBERJAYA | Existing | VPTJ/PCE/J15552/MB15554 | 310372419 | 11 kV | NO |  | PE 15.55 DWIPUTRA NO 2 (F2) |  |  |  | LUCY | VRN2a
430762859 | TNB | DISTRIBUTION | WP PUTRAJAYA & CYBERJAYA | Existing | VPTJ/PCE/J00339/MB1 | 300510413 | 11 kV | NO |  | PE 15.54 DWIPUTRA NO 1 (F1) |  |  |  | LUCY | VRN2a
430763450 | TNB | DISTRIBUTION | WP PUTRAJAYA & CYBERJAYA | Existing | VPTJ/PCE/J15542/MB15544 | 300509251 | 11 kV | NO |  | PE 15.54 DWIPUTRA NO 1 (F2) |  |  |  | LUCY | VRN 2A
430770039 | TNB | DISTRIBUTION | WP PUTRAJAYA & CYBERJAYA | Existing | VPTJ/PCE/J05061/MB05061 | 300281257 | 11 kV | NO | RMU | PE 5.06 C/S S/L |  |  |  | SCHNEIDER | ZZT | 25/10/2004
430770290 | TNB | DISTRIBUTION | WP PUTRAJAYA & CYBERJAYA | Existing | VPTJ/PCE/J05041/MB05041 | 300280687 | 11 kV | NO | RMU | PE 5.04 C/S S/L |  |  |  | MERLIN GERIN | ZZT | 2003-02-10
430774619 | TNB | DISTRIBUTION | WP PUTRAJAYA & CYBERJAYA | Existing | VCBJ/PCE/J22451/MB22451 | 300280484 | 11 kV | NO | RMU | PE 22.45 KONDOMINIUM F1 |  |  |  | TAMCO | GR1-21-1D-0017 | 27/01/2006
430774722 | TNB | DISTRIBUTION | WP PUTRAJAYA & CYBERJAYA | Existing | VCBJ/PCE/J22452/MB22454 | 300280486 | 11 kV | NO | RMU | PE 22.45 KONDOMINIUM F2 |  |  |  | TAMCO | GR1-21-1D | 27/01/2006
430776102 | TNB | DISTRIBUTION | WP PUTRAJAYA & CYBERJAYA | Existing | VCBJ/PCE/J22461/MB22461 | 300280481 | 11 kV | NO | RMU | PE 22.46 TOWN HOUSE F1 |  |  |  | TAMCO | GR1 | 27/01/2006
430776203 | TNB | DISTRIBUTION | WP PUTRAJAYA & CYBERJAYA | Existing | VCBJ/PCE/J22462/MB22464 | 300280483 | 11 kV | NO | RMU | PE 22.46 TOWN HOUSE F2 |  |  |  | TAMCO | GR1 | 27/01/2006
430782967 | TNB | DISTRIBUTION | WP PUTRAJAYA & CYBERJAYA | Existing | VCBJ/PCE/J22441/MB22441 | 300280490 | 11 kV | NO | RMU | PE 22.44 PANGSAPURI PT 12067 F1 |  |  |  | TAMCO | GR1 | 28/11/2006
430783234 | TNB | DISTRIBUTION | WP PUTRAJAYA & CYBERJAYA | Existing | VCBJ/PCE/J21021/MB21021 | 300281079 | 11 kV | NO | RMU | PE 21.02 INCUBATOR F1 |  |  |  | INDKOM | ZZT | 15/07/1999
430783460 | TNB | DISTRIBUTION | WP PUTRAJAYA & CYBERJAYA | Existing | VCBJ/PCE/J21022/MB21024 | 300281078 | 11 kV | NO | RMU | PE 21.02 INCUBATOR F2 |  |  |  | INDKOM | ZZT | 15/07/1999
430784631 | TNB | DISTRIBUTION | WP PUTRAJAYA & CYBERJAYA | Existing | VCBJ/PCE/J22442/MB22444 | 300280492 | 11 kV | NO | RMU | PE 22.44 PANGSAPURI PT 12057 F2 |  |  |  | TAMCO | GR1 | 28/11/2006
430786713 | TNB | DISTRIBUTION | WP PUTRAJAYA & CYBERJAYA | Existing | VCBJ/PCE/J21821/MB21821 | 300454967 | 11 kV | NO | RMU | SS 21.82 SHAFBURY BLOK C F1 |  |  |  | INDKOM | INS24
430787304 | TNB | DISTRIBUTION | WP PUTRAJAYA & CYBERJAYA | Existing | VCBJ/PCE/J21822/MB21824 | 300454971 | 11 kV | NO | RMU | SS 21.82 SHAFBURY BLOK C F2 |  |  |  | INDKOM | INS24
430788068 | TNB | DISTRIBUTION | WP PUTRAJAYA & CYBERJAYA | Existing | VCBJ/PCE/J21131/MB21131 | 300281036 | 11 kV | NO | RMU | PE 21.13 CYBERVIEW NO. 2 ( MDC ) F1 |  |  |  | INDKOM | ZZT | 2002-05-01
430788798 | TNB | DISTRIBUTION | WP PUTRAJAYA & CYBERJAYA | Existing | VCBJ/PCE/J21132/MB21134 | 300281034 | 11 kV | NO | RMU | PE 21.13 CYBERVIEW NO. 2 ( MDC ) F2 |  |  |  | INDKOM | ZZT | 2002-05-01
430789481 | TNB | DISTRIBUTION | WP PUTRAJAYA & CYBERJAYA | Existing | VCBJ/PCE/J22031/MB22031 | 300280609 | 11 kV | NO | RMU | PE 22.03 CYBERVIEW GARDENS F1 |  |  |  | INDKOM | ZZZT | 1998-06-11
430789710 | TNB | DISTRIBUTION | WP PUTRAJAYA & CYBERJAYA | Existing | VCBJ/PCE/J22032/MB22034 | 300280608 | 11 kV | NO | RMU | PE 22.03 CYBERVIEW GARDENS F2 |  |  |  | INDKOM | ZZZT | 1998-06-11
430808595 | TNB | DISTRIBUTION | WP PUTRAJAYA & CYBERJAYA | Existing | VCBJ/PCE/J21451/MB21451 | 300280987 | 11 kV | NO | RMU | PE 21.45 CYBERVILLAGE SERENITY 1 F1 |  |  |  | SSC | VRN2A | 28/02/2017
430808698 | TNB | DISTRIBUTION | WP PUTRAJAYA & CYBERJAYA | Existing | VCBJ/PCE/J21452/MB21454 | 300280986 | 11 kV | NO | RMU | PE 21.45 CYBERVILLAGE SERENITY 1 F2 |  |  |  | SSC | VRN2A | 2017-01-03
430810047 | TNB | DISTRIBUTION | WP PUTRAJAYA & CYBERJAYA | Existing | VCBJ/PCE/J21961/MB21961 | 300452963 | 11 kV | NO | RMU | PE 21.96 SUBANG ALAM |  |  |  | INDKOM | ZZZT
430817121 | TNB | DISTRIBUTION | WP PUTRAJAYA & CYBERJAYA | Existing | VCBJ/PCE/J21431/MB21431 | 300280990 | 11 kV | NO | RMU | PE 21.43 CYBERVILLAGE SERENITY 3 F1 |  |  |  | SIEMENS | 8DJH RRT | 21/11/2016
430817715 | TNB | DISTRIBUTION | WP PUTRAJAYA & CYBERJAYA | Existing | VCBJ/PCE/J21432/MB21434 | 300280989 | 11 kV | NO | RMU | PE 21.43 CYBERVILLAGE SERENITY 3 F2 |  |  |  | SIEMENS | 8DJH RRT | 22/11/2016
430818866 | TNB | DISTRIBUTION | WP PUTRAJAYA & CYBERJAYA | Existing | VCBJ/PCE/J21421/MB21421 | 300280995 | 11 kV | NO | RMU | PE 21.42 CYBERVILLAGE SERENITY 4 F1 |  |  |  | INDKOM | ZZT | 30/03/2004
430819049 | TNB | DISTRIBUTION | WP PUTRAJAYA & CYBERJAYA | Existing | VCBJ/PCE/J21422/MB21424 | 300280992 | 11 kV | NO | RMU | PE 21.42 CYBERVILLAGE SERENITY 4 F2 |  |  |  | INDKOM | ZZT | 30/03/2004
430820171 | TNB | DISTRIBUTION | WP PUTRAJAYA & CYBERJAYA | Existing | VCBJ/PCE/J21461/MB21461 | 300280985 | 11 kV | NO | RMU | PE 21.46 PS 12 |  |  |  | INDKOM | ZZT I/D | 22/12/2016
430820794 | TNB | DISTRIBUTION | WP PUTRAJAYA & CYBERJAYA | Existing | VCBJ/PCE/J24031/MB24031 | 310360646 | 11 kV | NO | RMU | PE 24.03 JELANG VISTA 2 |  |  |  | INDKOM | INS24
430829975 | TNB | DISTRIBUTION | WP PUTRAJAYA & CYBERJAYA | Existing | VCBJ/PCE/J24021/MB 24021 | 310303824 | 11 kV | NO | RMU | PE 24.02 JELANG VISTA 1 |  |  |  | INDKOM | ZZTT.OD
430830765 | TNB | DISTRIBUTION | WP PUTRAJAYA & CYBERJAYA | Existing | VCBJ/PCE/J21751/MB21751 | 300454652 | 11 kV | NO | RMU | PE 21.75 LAKEVIEW WEST 1 |  |  |  | TAMCO | GR1
430831356 | TNB | DISTRIBUTION | WP PUTRAJAYA & CYBERJAYA | Existing | VCBJ/PCE/J21741/MB21741 | 300454650 | 11 kV | NO | RMU | PE 21.74 LAKE VIEW WEST 2 |  |  |  | TAMCO | GR1
430832493 | TNB | DISTRIBUTION | WP PUTRAJAYA & CYBERJAYA | Existing | VCBJ/PCE/J22481/MB22481 | 300280473 | 11 kV | NO | RMU | PE 22.48 LOT 12082 FASA 1B F1 |  |  |  | INDKOM | ZZT | 19/12/2005
430833131 | TNB | DISTRIBUTION | WP PUTRAJAYA & CYBERJAYA | Existing | VCBJ/PCE/J22482/MB22484 | 300280474 | 11 kV | NO | RMU | PE 22.48 LOT 12082 FASA 1B F2 |  |  |  | TAMCO | GR1 | 19/12/2005
430834176 | TNB | DISTRIBUTION | WP PUTRAJAYA & CYBERJAYA | Existing | VCBJ/PCE/J22171/MB22171 | 300280556 | 11 kV | NO | RMU | PE 22.17 PADAT STP 4 |  |  |  | INDKOM | ZZT | 13/05/2002
430849932 | TNB | DISTRIBUTION | WP PUTRAJAYA & CYBERJAYA | Existing | VCBJ/PCE/J22211/MB22211 | 300280540 | 11 kV | NO | RMU | PE 22.21 CYBER HEIGHT VILLA F1 |  |  |  | INDKOM | GA | 2002-08-05
430850643 | TNB | DISTRIBUTION | WP PUTRAJAYA & CYBERJAYA | Existing | VCBJ/PCE/J22212/MB22214 | 300280542 | 11 kV | NO | RMU | PE 22.21 CYBER HEIGHT VILLA F2 |  |  |  | INDKOM | GA | 2002-08-05
430860622 | TNB | DISTRIBUTION | WP PUTRAJAYA & CYBERJAYA | Existing | VCBJ/PCE/J22222/MB22224 | 300280535 | 11 kV | NO | RMU | PE 22.22 CYBER HEIGHT VILLA F2 |  |  |  | INDKOM | GA | 2004-12-01
430860723 | TNB | DISTRIBUTION | WP PUTRAJAYA & CYBERJAYA | Existing | VCBJ/PCE/J22221/MB22221 | 300280533 | 11 kV | NO | RMU | PE 22.22 CYBER HEIGHT VILLA F1 |  |  |  | INDKOM | GA | 2004-12-01
430861878 | TNB | DISTRIBUTION | WP PUTRAJAYA & CYBERJAYA | Existing | VCBJ/PCE/J24151/MB24151 | 310338853 | 11 kV | NO | RMU | PE 24.15 APARTMENT TINDAK MURNI |  |  |  | INDKOM | INS24
430863139 | TNB | DISTRIBUTION | WP PUTRAJAYA & CYBERJAYA | Existing | VCBJ/PCE/J22252/MB22254 | 300280523 | 11 kV | NO | RMU | PE 22.25 CYBER HEIGHT VILLA F2 |  |  |  | INDKOM | ZZT | 13/12/2003
430863730 | TNB | DISTRIBUTION | WP PUTRAJAYA & CYBERJAYA | Existing | VCBJ/PCE/J22251/MB22251 | 300280518 | 11 kV | NO | RMU | PE 22.25 CYBER HEIGHT VILLA F1 |  |  |  | INDKOM | ZZT | 13/12/2003
430886209 | TNB | DISTRIBUTION | WP PUTRAJAYA & CYBERJAYA | Existing | VCBJ/PCE/J22232/MB22234 | 300280529 | 11 kV | NO | RMU | PE 22.23 SEK. SRI PUTERI F2 |  |  |  | INDKOM | GA | 26/11/2002
430886785 | TNB | DISTRIBUTION | WP PUTRAJAYA & CYBERJAYA | Existing | VCBJ/PCE/J22231/MB22231 | 300280527 | 11 kV | NO | RMU | PE 22.23 SEK. SRI PUTERI F1 |  |  |  | INDKOM | GA | 26/11/2002
430887642 | TNB | DISTRIBUTION | WP PUTRAJAYA & CYBERJAYA | Existing | VCBJ/PCE/J22242/MB22244 | 300280526 | 11 kV | NO | RMU | PE 22.24 SEK. SRI PUTERI F2 |  |  |  | INDKOM | ZZT | 26/11/2002
430888234 | TNB | DISTRIBUTION | WP PUTRAJAYA & CYBERJAYA | Existing | VCBJ/PCE/J22241/MB22241 | 300280525 | 11 kV | NO | RMU | PE 22.24 SEK. SRI PUTERI F1 |  |  |  | INDKOM | ZZZT | 26/11/2002
430888971 | TNB | DISTRIBUTION | WP PUTRAJAYA & CYBERJAYA | Existing | VCBJ/PCE/J21811/MB21811 | 300454935 | 11 kV | NO | RMU | SS 21.81 SHAFBURY-MLCP CAR PARK F1 |  |  |  | INDKOM | ZZT
430889562 | TNB | DISTRIBUTION | WP PUTRAJAYA & CYBERJAYA | Existing | VCBJ/PCE/J21812/MB21814 | 300454938 | 11 kV | NO | RMU | SS 21.81 SHAFBURY-MLCP CAR PARK F2 |  |  |  | INDKOM | ZZT
430892179 | TNB | DISTRIBUTION | WP PUTRAJAYA & CYBERJAYA | Existing | VCBJ/PCE/J21191/MB21191 | 300281022 | 11 kV | NO | RMU | PE 21.19 ELITE HIGHWAY NO. 1 |  |  |  | INDKOM | ZZT | 31/12/1999
430894656 | TNB | DISTRIBUTION | WP PUTRAJAYA & CYBERJAYA | Existing | VCBJ/PCE/J21061/MB21061 | 300281072 | 11 kV | NO | RMU | PE 21.06 PADAT B 15-4 |  |  |  | TAMCO | ZTZ | 28/06/1999
430895625 | TNB | DISTRIBUTION | WP PUTRAJAYA & CYBERJAYA | Existing | VCBJ/PCE/J21051/MB21051 | 300281075 | 11 kV | NO | RMU | PE 21.05 B15-3 |  |  |  | SIEMENS | 8DJ10.16 | 28/06/1999
430896240 | TNB | DISTRIBUTION | WP PUTRAJAYA & CYBERJAYA | Existing | VCBJ/PCE/J21071/MB21071 | 300281068 | 11 kV | NO | RMU | PE 21.07 P.APEC |  |  |  | INDKOM | ZZT | 1999-07-07
430897213 | TNB | DISTRIBUTION | WP PUTRAJAYA & CYBERJAYA | Existing | VCBJ/PCE/J21041/MB21041 | 300281076 | 11 kV | NO | RMU | PE 21.04 B15-2 |  |  |  | TAMCO | GR1 | 28/06/1999
430898199 | TNB | DISTRIBUTION | WP PUTRAJAYA & CYBERJAYA | Existing | VPTJ/PCE/J11491/MB11491 | 300281092 | 11 kV | NO | RMU | PE 11.49 KANTIN KVDT |  |  |  | TAMCO | GR1 | 24/06/2007
430928860 | TNB | DISTRIBUTION | WP PUTRAJAYA & CYBERJAYA | Existing | VCBJ/PCE/J21241/MB21241 | 300281018 | 11 kV | NO | RMU | SS 21.24 KVDT PETRONAS |  |  |  | INDKOM | ZZZ | 31/01/1999
430929097 | TNB | DISTRIBUTION | WP PUTRAJAYA & CYBERJAYA | Existing | VCBJ/PCE/J21031/MB21031 | 300281077 | 11 kV | NO | RMU | PE 21.03 B15-1 |  |  |  | TAMCO | GR1 | 28/06/1999
430930087 | TNB | DISTRIBUTION | WP PUTRAJAYA & CYBERJAYA | Existing | VPTJ/PCE/J11421/MB11421 | 300281073 | 11 kV | NO | RMU | PE 11.42 BLOK G (F1) |  |  |  | INDKOM | ZZT | 17/08/2004
430930938 | TNB | DISTRIBUTION | WP PUTRAJAYA & CYBERJAYA | Existing | VPTJ/PCE/J11422/MB11424 | 300281074 | 11 kV | NO | RMU | PE 11.42 BLOK G (F2) |  |  |  | INDKOM | ZZT | 17/08/2004
430931654 | TNB | DISTRIBUTION | WP PUTRAJAYA & CYBERJAYA | Existing | VPTJ/PCE/J11411/MB11411 | 300281080 | 11 kV | NO | RMU | PE 11.41 BLOK F |  |  |  | INDKOM | ZZT | 17/08/2004
433140460 | TNB | DISTRIBUTION | WP PUTRAJAYA & CYBERJAYA | Existing | VCBJ/PCE/J22061/MB22061 | 300280591 | 11 kV | NO | RMU | PE 22.06 PADAT B 15-5 |  |  |  | INDKOM | ZZT | 25/04/2000
433141413 | TNB | DISTRIBUTION | WP PUTRAJAYA & CYBERJAYA | Existing | VCBJ/PCE/J22071/MB22071 | 300280587 | 11 kV | NO | RMU | PE 22.07 PADAT B 15-6 |  |  |  | MERLIN GERIN | ZZT | 30/05/2000
434333867 | TNB | DISTRIBUTION | WP PUTRAJAYA & CYBERJAYA | Existing | VPTJ/PCE/J00355/MB1 | 310376044 | 11 kV | NO |  | PE 15.57 DWIPUTRA NO 4 (F2) |  |  |  | LUCY | VRN2a
434334477 | TNB | DISTRIBUTION | WP PUTRAJAYA & CYBERJAYA | Existing | VPTJ/PCE/J00350/MB1 | 309895385 | 11 kV | NO |  | PE 15.57 DWIPUTRA NO 4 (F1) |  |  |  | LUCY | VRN 2A
434335108 | TNB | DISTRIBUTION | WP PUTRAJAYA & CYBERJAYA | Existing | VPTJ/PCE/J00354/MB1 | 300537442 | 11 kV | NO |  | PE 15.59 DWIPUTRA NO 6 (F2) |  |  |  | LUCY | VRN 2A
434335699 | TNB | DISTRIBUTION | WP PUTRAJAYA & CYBERJAYA | Existing | VPTJ/PCE/J00352/MB1 | 300554401 | 11 kV | NO |  | PE 15.59 DWIPUTRA NO 6 (F1) |  |  |  | LUCY | VRN 2A
434336411 | TNB | DISTRIBUTION | WP PUTRAJAYA & CYBERJAYA | Existing | VPTJ/PCE/J00353/MB1 | 300537441 | 11 kV | NO | RMU | PE 15.58 DWIPUTRA NO 5 (F2) |  |  |  | LUCY | VRN2a
434337002 | TNB | DISTRIBUTION | WP PUTRAJAYA & CYBERJAYA | Existing | VPTJ/PCE/J00351/MB1 | 300554406 | 11 kV | NO |  | PE 15.58 DWIPUTRA NO 5 (F1) |  |  |  | LUCY | VRN 2A
434337819 | TNB | DISTRIBUTION | WP PUTRAJAYA & CYBERJAYA | Existing | VPTJ/PCE/J08402/MB08404 | 310375499 | 11 kV | NO | RMU | PE 8.40 8R4 BLOK C F2 |  |  |  | LUCY | VRN29
434359631 | TNB | DISTRIBUTION | WP PUTRAJAYA & CYBERJAYA | Existing | VPTJ/PCE/J00347/MB1 | 310371235 | 11 kV | NO |  | PE 12.04 SPINE ROAD NO 2 (F2)
434360231 | TNB | DISTRIBUTION | WP PUTRAJAYA & CYBERJAYA | Existing | VPTJ/PCE/J00347/MB1 | 310371232 | 11 kV | NO |  | PE 12.04 SPINE ROAD NO 2 (F1) |  |  |  | INDKOM | INS24
434360849 | TNB | DISTRIBUTION | WP PUTRAJAYA & CYBERJAYA | Existing | VPTJ/PCE/J00348/MB1 | 310372346 | 11 kV | NO | RMU | PE 12.05 PS 19 (F2) |  |  |  | SCHNEIDER
434361440 | TNB | DISTRIBUTION | WP PUTRAJAYA & CYBERJAYA | Existing | VPTJ/PCE/J00346/MB1 | 310372341 | 11 kV | NO | RMU | PE 12.05 PS 19 (F1) |  |  |  | SCHNEIDER
434362422 | TNB | DISTRIBUTION | WP PUTRAJAYA & CYBERJAYA | Existing | VPTJ/PCE/J00335/MB1 | 310332995 | 11 kV | NO | RMU | PE 15.49 NADI 15 (1) (F1) |  |  |  | INDKOM | ZZT ID
434363013 | TNB | DISTRIBUTION | WP PUTRAJAYA & CYBERJAYA | Existing | VPTJ/PCE/J15492/MB15494 | 310332998 | 11 kV | NO | RMU | PE 15.49 NADI 15 (1) (F2) |  |  |  | INDKOM
434363612 | TNB | DISTRIBUTION | WP PUTRAJAYA & CYBERJAYA | Existing | VPTJ/PCE/J00336/MB1 | 300520274 | 11 kV | NO | RMU | PE 15.50 NADI 15 (2) (F1) |  |  |  | INDKOM | INS24
434407143 | TNB | DISTRIBUTION | WP PUTRAJAYA & CYBERJAYA | Existing | VPTJ/PCE/J15502/MB15504 | 300522664 | 11 kV | NO | RMU | PE 15.50 NADI 15 (2) (F2) |  |  |  | INDKOM | INS24
434407742 | TNB | DISTRIBUTION | WP PUTRAJAYA & CYBERJAYA | Existing | VPTJ/PCE/J00334/MB1 | 300520263 | 11 kV | NO | RMU | PE 15.51 NADI 15 (3) (F1) |  |  |  | INDKOM | INS24
434408333 | TNB | DISTRIBUTION | WP PUTRAJAYA & CYBERJAYA | Existing | VPTJ/PCE/J15512/MB15514 | 300522668 | 11 kV | NO | RMU | PE 15.51 NADI 15 (3) (F2) |  |  |  | INDKOM | INS24
434410681 | TNB | DISTRIBUTION | WP PUTRAJAYA & CYBERJAYA | Existing | VPTJ/PCE/J00372/MB1 | 310376046 | 11 kV | NO | RMU | PE 14.34 DUTA VILLA (EFI) (F1) |  |  |  | INDKOM | INS24
434411622 | TNB | DISTRIBUTION | WP PUTRAJAYA & CYBERJAYA | Existing | VPTJ/PCE/J08401/MB08401 | 310375494 | 11 kV | NO | RMU | PE 8.40 8R4 BLOK C F1 |  |  |  | EPE | CCTI TYPE:2S+1F
434412219 | TNB | DISTRIBUTION | WP PUTRAJAYA & CYBERJAYA | Existing | VPTJ/PCE/J08411/MB08411 | 310375504 | 11 kV | NO | RMU | PE 8.41 8R4 BLOK D F1 |  |  |  | EPE | CCTI TYPE:2S+1F
434412810 | TNB | DISTRIBUTION | WP PUTRAJAYA & CYBERJAYA | Existing | VPTJ/PCE/J08412/MB08414 | 300454909 | 11 kV | NO | RMU | PE 8.41 BLOK D 8R4 F2 |  |  |  | LUCY | VRN29
434413585 | TNB | DISTRIBUTION | WP PUTRAJAYA & CYBERJAYA | Existing | VPTJ/PCE/J08382/MB08384 | 310375517 | 11 kV | NO | RMU | PE 8.38 8R4 BLOK A F2 |  |  |  | LUCY | VRN29
434414176 | TNB | DISTRIBUTION | WP PUTRAJAYA & CYBERJAYA | Existing | VPTJ/PCE/J08381/MB08381 | 310375510 | 11 kV | NO | RMU | PE 8.38 8R4 BLOK A F1 |  |  |  | EPE
434414775 | TNB | DISTRIBUTION | WP PUTRAJAYA & CYBERJAYA | Existing | VPTJ/PCE/J08391/MB08391 | 310375522 | 11 kV | NO | RMU | PE 8.39 8R4 BLOK B F1 |  |  |  | INDKOM | INS24
434415366 | TNB | DISTRIBUTION | WP PUTRAJAYA & CYBERJAYA | Existing | VPTJ/PCE/J08392/MB08394 | 310338736 | 11 kV | NO | RMU | PE 8.39 BLOK B 8R4 F2 |  |  |  | INDKOM
434420527 | TNB | DISTRIBUTION | WP PUTRAJAYA & CYBERJAYA | Existing | VPTJ/PCE/J00356/MB1 | 310286482 | 11 kV | NO | RMU | PE 11.76 TERES ZON 9D (1) (F1) |  |  |  | INDKOM | INS24
434421207 | TNB | DISTRIBUTION | WP PUTRAJAYA & CYBERJAYA | Existing | VPTJ/PCE/J00359/MB1 | 310371017 | 11 kV | NO | RMU | PE 11.76 TERES ZON 9D (1) (F2) |  |  |  | INDKOM | INS24
434421893 | TNB | DISTRIBUTION | WP PUTRAJAYA & CYBERJAYA | Existing | VPTJ/PCE/J00357/MB1 | 310371019 | 11 kV | NO | RMU | PE 11.77 TERES ZON 9D (2) (F1) |  |  |  | INDKOM | INS24
434422578 | TNB | DISTRIBUTION | WP PUTRAJAYA & CYBERJAYA | Existing | VPTJ/PCE/J00358/MB1 | 310286485 | 11 kV | NO | RMU | PE 11.77 TERES ZON 9D (2) (F2) |  |  |  | INDKOM | INS24
434423402 | TNB | DISTRIBUTION | WP PUTRAJAYA & CYBERJAYA | Existing | VPTJ/PCE/J00398/MB1 | 310159639 | 11 kV | NO | RMU | Grp: Substation Comp. 1 PE11.78 F1 |  |  |  | LUCY | VRN 2A | 17/11/2016
434428536 | TNB | DISTRIBUTION | WP PUTRAJAYA & CYBERJAYA | Existing | VPTJ/PCE/J00374/MB1 | 310376049 | 11 kV | NO | RMU | PE 14.34 DUTA VILLA (EFI) (F2) |  |  |  | INDKOM | INS24
434431311 | TNB | DISTRIBUTION | WP PUTRAJAYA & CYBERJAYA | Existing | VCBJ/PCE/J00130/MB1 | 310375552 | 11 kV | NO | RMU | PE 25.30 GLADE 3-3 |  |  |  | SCHNEIDER | NE-21Q
434431915 | TNB | DISTRIBUTION | WP PUTRAJAYA & CYBERJAYA | Existing | VCBJ/PCE/J00129/MB1 | 310389792 | 11 kV | NO | RMU | PE 25.29 GLADE 3-2 |  |  |  | SCHNEIDER | NE-21Q
434432519 | TNB | DISTRIBUTION | WP PUTRAJAYA & CYBERJAYA | Existing | VCBJ/PCE/J00124/MB1 | 310389790 | 11 kV | NO | RMU | PE 25.28 GLADE 3-1 |  |  |  | MERLIN GERIN | NE-21Q
434458345 | TNB | DISTRIBUTION | WP PUTRAJAYA & CYBERJAYA | Existing | VPTJ/PCE/J00399/MB1 | 310159659 | 11 kV | NO | RMU | E 11.78 PPA1M PALMA (F2) |  |  |  | LUCY | VRN 2A | 17/11/2016
434459024 | TNB | DISTRIBUTION | WP PUTRAJAYA & CYBERJAYA | Existing | VPTJ/PCE/J05351/MB05351 | 310375513 | 11 kV | NO | RMU | PE 5.35 TEMP 5R5 |  |  |  | INDKOM | ZZTT 1D
434460671 | TNB | DISTRIBUTION | WP PUTRAJAYA & CYBERJAYA | Existing | VCBJ/PCE/J24361/MB24361 | 310386506 | 11 kV | NO | RMU | PE 24.36 VERDI CONDO BLOK 2 |  |  |  | INDKOM | ZZTT1D
434461856 | TNB | DISTRIBUTION | WP PUTRAJAYA & CYBERJAYA | Existing | VCBJ/PCE/J24351/MB24351 | 310386491 | 11 kV | NO | RMU | PE 24.35 VERDI CONDO BLOK 1 |  |  |  | INDKOM | ZZTT1D
434473521 | TNB | DISTRIBUTION | WP PUTRAJAYA & CYBERJAYA | Existing | VCBJ/PCE/J23211/MB23211 | 310303828 | 11 kV | NO | RMU | PE 23.21 EASTERN CORIDOR |  |  |  | SCHNEIDER | NE-21Q
434474244 | TNB | DISTRIBUTION | WP PUTRAJAYA & CYBERJAYA | Existing | VCBJ/PCE/J00132/MB1 | 310386417 | 11 kV | NO | RMU | PE 23.31 TEMP AXVENTURE |  |  |  | MERLIN GERIN | NE-21Q
434989979 | TNB | DISTRIBUTION | WP PUTRAJAYA & CYBERJAYA | Existing | VCBJ/PCE/J00143/MB1 | 310402698 | 11 kV | NO | RMU | D-CBJ-C14-0473 |  |  |  | LUCY | VRN 2A
434990572 | TNB | DISTRIBUTION | WP PUTRAJAYA & CYBERJAYA | Existing | VCBJ/PCE/J00144/MB1 | 310402697 | 11 kV | NO | RMU | D-CBJ-C14-0473 |  |  |  | LUCY | VRN 2A
435028219 | TNB | DISTRIBUTION | WP PUTRAJAYA & CYBERJAYA | Existing | VCBJ/PCE/J00141/MB1 | 310425999 | 11 kV | NO | RMU | D-CBJ-C17-0588 |  |  |  | TAMCO | N/A
435028811 | TNB | DISTRIBUTION | WP PUTRAJAYA & CYBERJAYA | Existing | VCBJ/PCE/J00142/MB1 | 310425997 | 11 kV | NO | RMU | D-CBJ-C17-0588 |  |  |  | TAMCO | N/A
435029413 | TNB | DISTRIBUTION | WP PUTRAJAYA & CYBERJAYA | Existing | VCBJ/PCE/J00145/MB1 | 310425995 | 11 kV | NO | RMU | D-CBJ-C14-0473 |  |  |  | TAMCO | N/A
435039572 | TNB | DISTRIBUTION | WP PUTRAJAYA & CYBERJAYA | Existing | VCBJ/PCE/J00146/MB1 | 310425996 | 11 kV | NO | RMU | D-CBJ-C14-0473 |  |  |  | TAMCO | N/A
435040572 | TNB | DISTRIBUTION | WP PUTRAJAYA & CYBERJAYA | Existing | VCBJ/PCE/J00151/MB1 | 310438595 | 11 kV | NO | RMU | D-CBJ-C15-0540 |  |  |  | INDKOM | INS24
436197615 | TNB | DISTRIBUTION | WP PUTRAJAYA & CYBERJAYA | Existing | VPTJ/PCE/J00442/MB1 | 310554291 | 11 kV | NO | RMU | D-PTJ-C15-0989 |  |  |  | SIEMENS | 8DJH
436198210 | TNB | DISTRIBUTION | WP PUTRAJAYA & CYBERJAYA | Existing | VPTJ/PCE/J00443/MB1 | 310554274 | 11 kV | NO | RMU | D-PTJ-C15-0989 |  |  |  | SIEMENS | 8DJH
436198811 | TNB | DISTRIBUTION | WP PUTRAJAYA & CYBERJAYA | Existing | VPTJ/PCE/J00444/MB1 | 310554333 | 11 kV | NO | RMU | D-PTJ-C15-0989 |  |  |  | LUCY | VRN 2A
436199406 | TNB | DISTRIBUTION | WP PUTRAJAYA & CYBERJAYA | Existing | VPTJ/PCE/J00445/MB1 | 310543647 | 11 kV | NO | RMU | D-PTJ-C15-0989 |  |  |  | MATRIX POWER | RM6
438499047 | TNB | DISTRIBUTION | WP PUTRAJAYA & CYBERJAYA | Existing |  |  | 11 kV | NO | RMU | D-PTJ-C16-0948
438499638 | TNB | DISTRIBUTION | WP PUTRAJAYA & CYBERJAYA | Existing |  |  | 11 kV | NO | RMU | D-PTJ-C16-0948
438500241 | TNB | DISTRIBUTION | WP PUTRAJAYA & CYBERJAYA | Existing |  |  | 11 kV | NO | RMU | D-PTJ-C16-0948
438500832 | TNB | DISTRIBUTION | WP PUTRAJAYA & CYBERJAYA | Existing |  |  | 11 kV | NO | RMU | D-PTJ-C16-0948
438501590 | TNB | DISTRIBUTION | WP PUTRAJAYA & CYBERJAYA | Existing | VPTJ/PCE/J00400/MB1 | 310294512 | 11 kV | NO | RMU | D-PTJ-C15-0944 |  |  |  | LUCY | VRN 2A
438502181 | TNB | DISTRIBUTION | WP PUTRAJAYA & CYBERJAYA | Existing | VPTJ/PCE/J00401/MB1 | 310294517 | 11 kV | NO | RMU | D-PTJ-C15-0944 |  |  |  | LUCY | VRN 2A
438502778 | TNB | DISTRIBUTION | WP PUTRAJAYA & CYBERJAYA | Existing | VPTJ/PCE/J00406/MB1 | 310294511 | 11 kV | NO | RMU | D-PTJ-C16-1074 |  |  |  | LUCY | VRN 2A
438503341 | TNB | DISTRIBUTION | WP PUTRAJAYA & CYBERJAYA | Existing | VPTJ/PCE/J00375/MB1 | 310425312 | 11 kV | NO | RMU | PE 7.14 ELECTRIC SQC 1 |  |  |  | SCHNEIDER | NE-2iQ
438503932 | TNB | DISTRIBUTION | WP PUTRAJAYA & CYBERJAYA | Existing | VPTJ/PCE/J00377/MB1 | 310425309 | 11 kV | NO | RMU | PE 7.15 ELECTRIC SQC 2 |  |  |  | SCHNEIDER | NE-2iQ
438504543 | TNB | DISTRIBUTION | WP PUTRAJAYA & CYBERJAYA | Existing | VPTJ/PCE/J00378/MB1 | 310425307 | 11 kV | NO | RMU | PE 9.50 DEPOH VSQC |  |  |  | SCHNEIDER | NE-2iQ
438505136 | TNB | DISTRIBUTION | WP PUTRAJAYA & CYBERJAYA | Existing |  |  | 11 kV | NO | RMU | PE 23.30 EAST GARDEN
438506416 | TNB | DISTRIBUTION | WP PUTRAJAYA & CYBERJAYA | Existing | VCBJ/PCE/J00131/MB1 | 310024037 | 11 kV | NO | RMU | PE 24.40 LAMAN VIEW |  |  |  | INDKOM | INS24
438507545 | TNB | DISTRIBUTION | WP PUTRAJAYA & CYBERJAYA | Existing | VPTJ/PCE/J00388/MB1 | 310213597 | 11 kV | NO | RMU | PE 6.07 BLOK 7 PPA1M (F1) |  |  |  | EPE | N/A
438516251 | TNB | DISTRIBUTION | WP PUTRAJAYA & CYBERJAYA | Existing | VPTJ/PCE/J00407/MB1 | 310294509 | 11 kV | NO | RMU | D-PTJ-C16-1074 |  |  |  | LUCY | VRN 2A
438516994 | TNB | DISTRIBUTION | WP PUTRAJAYA & CYBERJAYA | Existing | VPTJ/PCE/J00404/MB1 | 310294518 | 11 kV | NO | RMU | D-PTJ-C16-1074 |  |  |  | LUCY | VRN 2A
438517591 | TNB | DISTRIBUTION | WP PUTRAJAYA & CYBERJAYA | Existing | VPTJ/PCE/J00405/MB1 | 310294510 | 11 kV | NO | RMU | D-PTJ-C16-1074 |  |  |  | LUCY | VRN 2A
438518251 | TNB | DISTRIBUTION | WP PUTRAJAYA & CYBERJAYA | Existing | VPTJ/PCE/J00402/MB1 | 310294514 | 11 kV | NO | RMU | D-PTJ-C15-0944 |  |  |  | LUCY | VRN 2A
438518842 | TNB | DISTRIBUTION | WP PUTRAJAYA & CYBERJAYA | Existing | VPTJ/PCE/J00403/MB1 | 310294516 | 11 kV | NO | RMU | D-PTJ-C15-0944 |  |  |  | LUCY | VRN 2A
438628368 | TNB | DISTRIBUTION | WP PUTRAJAYA & CYBERJAYA | Existing | VPTJ/PCE/J00389/MB1 | 310213598 | 11 kV | NO | RMU | PE 6.07 BLOK 7 PPA1M (F2) |  |  |  | EPE | N/A
438628994 | TNB | DISTRIBUTION | WP PUTRAJAYA & CYBERJAYA | Existing | VPTJ/PCE/J00393/MB1 | 310251082 | 11 kV | NO | RMU | PE 6.11 BLOK 4 PPA1M (F2) |  |  |  | EPE | CCTI
438629585 | TNB | DISTRIBUTION | WP PUTRAJAYA & CYBERJAYA | Existing | VPTJ/PCE/J00392/MB1 | 310213599 | 11 kV | NO | RMU | PE 6.11 BLOK 4 PPA1M (F1) |  |  |  | EPE | N/A
438630193 | TNB | DISTRIBUTION | WP PUTRAJAYA & CYBERJAYA | Existing | VPTJ/PCE/J00390/MB1 | 310213605 | 11 kV | NO | RMU | PE 6.10 BLOK 6B PPA1M (F1) |  |  |  | EPE | CCTI
438630784 | TNB | DISTRIBUTION | WP PUTRAJAYA & CYBERJAYA | Existing | VPTJ/PCE/J00391/MB1 | 310251080 | 11 kV | NO | RMU | PE 6.10 BLOK 6B PPA1M (F2) |  |  |  | EPE | CCTI
438631391 | TNB | DISTRIBUTION | WP PUTRAJAYA & CYBERJAYA | Existing | VPTJ/PCE/J00397/MB1 | 310213609 | 11 kV | NO | RMU | PE 6.09 BLOK 6A PPA1M (F2) |  |  |  | EPE | CCTI
438631982 | TNB | DISTRIBUTION | WP PUTRAJAYA & CYBERJAYA | Existing | VPTJ/PCE/J00396/MB1 | 310213600 | 11 kV | NO | RMU | PE 6.09 BLOK 6A PPA1M (F1) |  |  |  | EPE | N/A
438658354 | TNB | DISTRIBUTION | WP PUTRAJAYA & CYBERJAYA | Existing | VPTJ/PCE/J00394/MB1 | 310213608 | 11 kV | NO | RMU | PE 6.08 BLOK 3 PPA1M (F1) |  |  |  | EPE | SSE-VRN2a
438658948 | TNB | DISTRIBUTION | WP PUTRAJAYA & CYBERJAYA | Existing | VPTJ/PCE/J00395/MB1 | 310213602 | 11 kV | NO | RMU | PE 6.08 BLOK 3 PPA1M (F2) |  |  |  | EPE | SSE-VRN2a
438659554 | TNB | DISTRIBUTION | WP PUTRAJAYA & CYBERJAYA | Existing | VPTJ/PCE/J00386/MB1 | 309997435 | 11 kV | NO | RMU | PE 6.06 BLOK 5B PPA1M (F1) |  |  |  | EPE | N/A
438660150 | TNB | DISTRIBUTION | WP PUTRAJAYA & CYBERJAYA | Existing | VPTJ/PCE/J00387/MB1 | 309997437 | 11 kV | NO | RMU | PE 6.06 BLOK 5B PPA1M (F2) |  |  |  | EPE | N/A
438769652 | TNB | DISTRIBUTION | WP PUTRAJAYA & CYBERJAYA | Existing | VCBJ/PCE/J23291/MB1 | 300545693 | 11 kV | NO | RMU | PE 23.29 PERUMAHAN CERIA RESIDENT |  |  |  | INDKOM | INS24
438771613 | TNB | DISTRIBUTION | WP PUTRAJAYA & CYBERJAYA | Existing | VCBJ/PCE/J21441/MB21441 | 310370043 | 11 kV | NO | RMU | PE 21.44 CYBERVILLAGE SERENITY 2 |  |  |  | TAMCO
439293978 | TNB | DISTRIBUTION | WP PUTRAJAYA & CYBERJAYA | Existing | VCBJ/PCE/J24111/MB24111 | 310360641 | 11 kV | NO | RMU | PE 24.11 SEJATI HOMES 1 |  |  |  | ABB | CCFF
441753899 | TNB | DISTRIBUTION | WP PUTRAJAYA & CYBERJAYA | Existing | VPTJ/PCE/J14331/MB14331 | 310338739 | 11 kV | NO | RMU | PE 14.33 PERUMAHAN 14-6 NO 2 (F1) |  |  |  | INDKOM | INS24
441754497 | TNB | DISTRIBUTION | WP PUTRAJAYA & CYBERJAYA | Existing | VPTJ/PCE/J14332/MB14334 | 310338743 | 11 kV | NO | RMU | PE 14.33 PERUMAHAN 14-6 NO 2 (F2) |  |  |  | INDKOM | INS24
441755139 | TNB | DISTRIBUTION | WP PUTRAJAYA & CYBERJAYA | Existing | VPTJ/PCE/J14321/MB14321 | 310338752 | 11 kV | NO | RMU | PE 14.32 PERUMAHAN 14-6 NO 1 (F1) |  |  |  | INDKOM | INS24
441755747 | TNB | DISTRIBUTION | WP PUTRAJAYA & CYBERJAYA | Existing | VPTJ/PCE/J14322/MB14324 | 310338747 | 11 kV | NO | RMU | PE 14.32 PERUMAHAN 14-6 NO 1 (F2) |  |  |  | SCHNEIDER | NE-2iQ
441756502 | TNB | DISTRIBUTION | WP PUTRAJAYA & CYBERJAYA | Existing | VCBJ/PCE/J00127/MB1 | 310212579 | 11 kV | NO | RMU | PE 24.37 KANVAS TOWER A |  |  |  | SIEMENS | 8DJH TRRT
441757563 | TNB | DISTRIBUTION | WP PUTRAJAYA & CYBERJAYA | Existing | VCBJ/PCE/J00128/MB1 | 310158556 | 11 kV | NO | RMU | PE 24.38 KANVAS TOWER B |  |  |  | INDKOM | ZZTT1D
441771393 | TNB | DISTRIBUTION | WP PUTRAJAYA & CYBERJAYA | Existing | VPTJ/PCE/J00383/MB1 | 310159885 | 11 kV | NO | RMU | PE 6.05 BLOK 5A PPA1M (F2) |  |  |  | EPE | CCTI
441771986 | TNB | DISTRIBUTION | WP PUTRAJAYA & CYBERJAYA | Existing | VPTJ/PCE/J00382/MB1 | 310159653 | 11 kV | NO | RMU | PE 6.05 BLOK 5A PPA1M (F1) |  |  |  | EPE | CCTI
441772585 | TNB | DISTRIBUTION | WP PUTRAJAYA & CYBERJAYA | Existing | VPTJ/PCE/J00381/MB1 | 310213610 | 11 kV | NO | RMU | PE 6.04 BLOK 1 PPA1M (F2) |  |  |  | EPE | CCTI
441773178 | TNB | DISTRIBUTION | WP PUTRAJAYA & CYBERJAYA | Existing | VPTJ/PCE/J00380/MB1 | 310213607 | 11 kV | NO | RMU | PE 6.04 BLOK 1 PPA1M (F1) |  |  |  | EPE | CCTI
441774087 | TNB | DISTRIBUTION | WP PUTRAJAYA & CYBERJAYA | Existing | VPTJ/PCE/J16321/MB16321 | 310471639 | 11 kV | NO | RMU | PE 16.32 TEMP PPA1M P16D |  |  |  | SCHNEIDER | NE-2iQ
441784475 | TNB | DISTRIBUTION | WP PUTRAJAYA & CYBERJAYA | Existing | VCBJ/PCE/J23261/MB23261 | 310425257 | 11 kV | NO | RMU | PE 23.26 V RESIDENCE |  |  |  | SIEMENS | 8DJH TRRT
441785539 | TNB | DISTRIBUTION | WP PUTRAJAYA & CYBERJAYA | Existing | VCBJ/PCE/J23271/MB23271 | 310425266 | 11 kV | NO | RMU | PE 23.27 V RESIDENCE 1 |  |  |  | SUN SYSTEM ENG | VRN 2A
441786867 | TNB | DISTRIBUTION | WP PUTRAJAYA & CYBERJAYA | Existing | VCBJ/PCE/J00133/MB1 | 310158581 | 11 kV | NO | RMU | PE 24.41 MAGIC VILLAGE |  |  |  | LUCY | VRN 2A
441788324 | TNB | DISTRIBUTION | WP PUTRAJAYA & CYBERJAYA | Existing | VPTJ/PCE/J01681/MB01681 | 310372353 | 11 kV | NO | RMU | PE 1.68 TEMP PLOT Z1 & Z2 |  |  |  | TAMCO | NA
441789822 | TNB | DISTRIBUTION | WP PUTRAJAYA & CYBERJAYA | Existing | VPTJ/PCE/J11641/MB11641 | 300281093 | 11 kV | NO | RMU | PE 11.64 ZON 10A (F1) |  |  |  | TAMCO | GR1-21-1D-08301 | 21/07/2009
441790409 | TNB | DISTRIBUTION | WP PUTRAJAYA & CYBERJAYA | Existing | VPTJ/PCE/J11642/MB11644 | 300454762 | 11 kV | NO | RMU | PE 11.64 ZON 10A (F2) |  |  |  | TAMCO | GR1-21-1D-08308
441791136 | TNB | DISTRIBUTION | WP PUTRAJAYA & CYBERJAYA | Existing | VPTJ/PCE/J11651/MB11651 | 300451360 | 11 kV | NO | RMU | PE 11.65 ZON 10A2 (F1) |  |  |  | INDKOM | ZZT
441791723 | TNB | DISTRIBUTION | WP PUTRAJAYA & CYBERJAYA | Existing | VPTJ/PCE/J11652/MB11654 | 300281094 | 11 kV | NO | RMU | PE 11.65 ZON 10A2 (F2) |  |  |  | INDKOM | ZZT | 13/08/2009
442192389 | TNB | DISTRIBUTION | WP PUTRAJAYA & CYBERJAYA | Existing | VCBJ/PCE/J00139/MB1 | 310386607 | 11 kV | NO | RMU | D-CBJ-C15-0468 |  |  |  | INDKOM | INS24
442193447 | TNB | DISTRIBUTION | WP PUTRAJAYA & CYBERJAYA | Existing | VCBJ/PCE/J00140/MB1 | 310341678 | 11 kV | NO | RMU | D-CBJ-C15-0468 |  |  |  | TAMCO | SF6 RMU GR1
442380968 | TNB | DISTRIBUTION | WP PUTRAJAYA & CYBERJAYA | Existing |  |  | 11 kV | NO | RMU | D-CBJ-C16-0575
445081749 | TNB | DISTRIBUTION | WP PUTRAJAYA & CYBERJAYA | Existing | VCBJ/PCE/J00152 |  |  | NO |  | D-CBJ-C16-0439
445082380 | TNB | DISTRIBUTION | WP PUTRAJAYA & CYBERJAYA | Existing |  |  |  | NO |  | PE 24.45 CERIA CONDO B
445083452 | TNB | DISTRIBUTION | WP PUTRAJAYA & CYBERJAYA | Existing |  |  |  | NO |  | PE 24.44 CERIA CONDO A
445085180 | TNB | DISTRIBUTION | WP PUTRAJAYA & CYBERJAYA | Existing |  |  |  | NO |  | D-CBJ-C15-0497
445240625 | TNB | DISTRIBUTION | WP PUTRAJAYA & CYBERJAYA | Existing |  |  |  | NO |  | D-CBJ-C16-0532
446099427 | TNB | DISTRIBUTION | WP PUTRAJAYA & CYBERJAYA | Existing |  |  | 11 kV | NO | RMU
446103345 | TNB | DISTRIBUTION | WP PUTRAJAYA & CYBERJAYA | Existing |  |  | 11 kV | NO | RMU | D-CBJ-C16-0566
453920771 | TNB | DISTRIBUTION | WP PUTRAJAYA & CYBERJAYA | Existing |  |  | 11 kV | NO | RMU | PE 24.06 SYMPHONY HILLS 1
454502785 | TNB | DISTRIBUTION | WP PUTRAJAYA & CYBERJAYA | Existing |  |  |  | NO |  | D-CBJ-C15-0506
455818683 | TNB | DISTRIBUTION | WP PUTRAJAYA & CYBERJAYA | Existing | VPTJ/PCE/J14092/MB14094 | 300455138 | 11 kV | NO | RMU | PE 14.09 PERUMAHAN 14-4 (F2) |  |  | SCHNEIDER |  | RM6
457165065 | TNB | DISTRIBUTION | WP PUTRAJAYA & CYBERJAYA | Existing |  |  | 11 kV | NO | RMU

## Output
Id | Owner Type | Owner Name | Operational Area | Status | ERMS Functional Location | ERMS Equipment No | Operating Voltage | Extensible | Label | Substation Name | ERMS System Status | ERMS User Status | Manufacturer | Manufacturer _Old_ | Model Number | Date Commissioned | Check | Detail
41333192 | TNB | DISTRIBUTION | WP PUTRAJAYA & CYBERJAYA | Existing | VPTJ/PCE/J18011/MB18011 | 300281208 | 11 kV | NO | RMU | PE 18.01 WR2 |  |  |  | INDKOM | ZZT | 22/01/2003 | Pass | null
41333210 | TNB | DISTRIBUTION | WP PUTRAJAYA & CYBERJAYA | Existing | [9 empty] | SCHNEIDER |  |  | Fail | Please check "Operating Voltage"
42007713 | TNB | DISTRIBUTION | WP PUTRAJAYA & CYBERJAYA | Existing | VCBJ/PCE/J22401/MB22401 | 300280499 | 11 kV | NO | RMU | PE 22.40 POLIS CJ F1 |  |  |  | TAMCO | GR1 | 15/03/2005 | Pass | null
42957648 | TNB | DISTRIBUTION | WP PUTRAJAYA & CYBERJAYA | Existing | VPTJ/PCE/J05031/MB05031 | 300280684 | 11 kV | NO |  | PE 5.03 BR.6 S. GEMILANG |  |  |  | MERLIN GERIN | ZZT | 20030210 | Fail | Please check "Label"
43345085 | TNB | DISTRIBUTION | WP PUTRAJAYA & CYBERJAYA | Existing | VPTJ/PCE/J02061/MB02061 | 300280633 | 11 kV | NO | RMU | PE 2.06 PS 15 (F1) |  |  |  | INDKOM | ZZT | 20020607 | Pass | null
44056632 | TNB | DISTRIBUTION | WP PUTRAJAYA & CYBERJAYA | Existing | VPTJ/PCE/J14031/MB14031 | 300281106 | 11 kV | NO | RMU | PE 14.03 C/S S/L |  |  |  | SCHNEIDER | RM6 | 14/03/2005 | Pass | null
44056795 | TNB | DISTRIBUTION | WP PUTRAJAYA & CYBERJAYA | Existing | VPTJ/PCE/J14221/MB14221 | 300281130 | 11 kV | NO | RMU | PE 14.22 KOMPLEKS SEK MEN (F1) |  |  |  | TAMCO | 2+1 | 20070309 | Pass | null
44056892 | TNB | DISTRIBUTION | WP PUTRAJAYA & CYBERJAYA | Existing | VPTJ/PCE/J15021/MB15021 | 300281144 | 11 kV | NO | RMU | PE 15.02 RD F 1 |  |  |  | SCHNEIDER | ZZT | 19990810 | Pass | null
44344742 | TNB | DISTRIBUTION | WP PUTRAJAYA & CYBERJAYA | Existing | [9 empty] | SCHNEIDER |  |  | Fail | Please check "Operating Voltage"
45201969 | TNB | DISTRIBUTION | WP PUTRAJAYA & CYBERJAYA | Existing | VPTJ/PCE/J11011/MB11011 | 300280963 |  | NO |  | PE 11.01 RD 3 PER UTARA |  |  |  | TAMCO | GR1 | 30/07/1999 | Fail | Please check "Operating Voltage"
45201978 | TNB | DISTRIBUTION | WP PUTRAJAYA & CYBERJAYA | Existing | VPTJ/PCE/J11351/MB11351 | 300281060 |  | NO |  | PE 11.35 P11 K/3 TERES (EFI) (F1) |  |  |  | INDKOM | ZZT | 20030412 | Fail | Please check "Operating Voltage"
45336750 | TNB | DISTRIBUTION | WP PUTRAJAYA & CYBERJAYA | Existing | [9 empty] | INDKOM |  |  | Fail | Please check "Operating Voltage"
45443942 | TNB | DISTRIBUTION | WP PUTRAJAYA & CYBERJAYA | Existing | VPTJ/PCE/J11182/MB11184 | 300281037 |  | NO |  | PE 11.18 P11 H/1 TERES (EFI) (F2) |  |  |  | INDKOM | ZZT | 30/01/2003 | Fail | Please check "Operating Voltage"
45444020 | TNB | DISTRIBUTION | WP PUTRAJAYA & CYBERJAYA | Existing | VPTJ/PCE/J11281/MB11281 | 300281054 | 11 kV | NO | RMU | PE 11.28 APT ZON 6B (F1) |  |  |  | TAMCO | GR1 | 20090309 | Pass | null
45703726 | TNB | DISTRIBUTION | WP PUTRAJAYA & CYBERJAYA | Existing | VPTJ/PCE/J11301/MB11301 | 300281056 |  | NO |  | PE 11.30 SEK REN (EFI) (F1) |  |  |  | INDKOM | ZZT | 16/07/2002 | Fail | Please check "Operating Voltage"
45703735 | TNB | DISTRIBUTION | WP PUTRAJAYA & CYBERJAYA | Existing | VPTJ/PCE/J11361/MB11361 | 300281062 |  | NO |  | PE 11.36 P11 K/13 TERES (F1) |  |  |  | INDKOM | ZZT | 20030512 | Fail | Please check "Operating Voltage"
45703753 | TNB | DISTRIBUTION | WP PUTRAJAYA & CYBERJAYA | Existing | VPTJ/PCE/J11451/MB11451 | 300281086 |  | NO |  | PE 11.45 SEK MEN (F1) |  |  |  | INDKOM | ZZT | 20/05/2004 | Fail | Please check "Operating Voltage"
426000150 | TNB | DISTRIBUTION | WP PUTRAJAYA & CYBERJAYA | Existing | VPTJ/PCE/J00414/MB1 | 310444753 | 11 kV | NO | RMU | D-PTJ-C17-0998 |  |  |  | INDKOM | INS24 |  | Pass | null
426000736 | TNB | DISTRIBUTION | WP PUTRAJAYA & CYBERJAYA | Existing | VPTJ/PCE/J00415/MB1 | 310444757 | 11 kV | NO | RMU | D-PTJ-C17-0998 |  |  |  | INDKOM | INS24 |  | Pass | null
426042455 | TNB | DISTRIBUTION | WP PUTRAJAYA & CYBERJAYA | Existing | VCBJ/PCE/J00150/MB1 | 310444760 | 11 kV | NO | RMU | D-CBJ-C16-0568 |  |  |  | INDKOM | INS24 |  | Pass | null
426043110 | TNB | DISTRIBUTION | WP PUTRAJAYA & CYBERJAYA | Existing |  |  | 11 kV | NO | RMU | D-PTJ-C17-1095 | [6 empty] | Pass | null
426043917 | TNB | DISTRIBUTION | WP PUTRAJAYA & CYBERJAYA | Existing |  |  | 11 kV | NO | RMU | D-CBJ-C16-0520 | [6 empty] | Pass | null
426044964 | TNB | DISTRIBUTION | WP PUTRAJAYA & CYBERJAYA | Existing |  |  | 11 kV | NO | RMU | D-CBJ-C16-0520 | [6 empty] | Pass | null
428755269 | TNB | DISTRIBUTION | WP PUTRAJAYA & CYBERJAYA | Existing | VCBJ/PCE/J21891/MB21891 | 300454631 | 11 kV | NO | RMU | PE 21.89 MYVILLA P2 PARCEL B |  |  |  | TAMCO | GR1 |  | Pass | null
428755444 | TNB | DISTRIBUTION | WP PUTRAJAYA & CYBERJAYA | Existing | VCBJ/PCE/J21881/MB21881 | 300455085 | 11 kV | NO | RMU | PE 21.88 MYVILLA P2 PARCEL A |  |  |  | TAMCO | GR1 |  | Pass | null
428755775 | TNB | DISTRIBUTION | WP PUTRAJAYA & CYBERJAYA | Existing | VPTJ/PCE/J11352/MB11354 | 300281061 |  | NO |  | PE 11.35 P11 K/3 TERES (EFI) (F2) |  |  |  | INDKOM | ZZT | 20030412 | Fail | Please check "Operating Voltage"
428804612 | TNB | DISTRIBUTION | WP PUTRAJAYA & CYBERJAYA | Existing | VCBJ/PCE/J22181/MB22181 | 300280552 | 11 kV | NO |  | SS 22.18 MDeC F1 |  |  |  | INDKOM | GA | 20010711 | Fail | Please check "Label"
428804909 | TNB | DISTRIBUTION | WP PUTRAJAYA & CYBERJAYA | Existing | VCBJ/PCE/J22182/MB22184 | 300280553 | 11 kV | NO |  | SS 22.18 MDeC F2 |  |  |  | INDKOM | GA | 20010711 | Fail | Please check "Label"
428805285 | TNB | DISTRIBUTION | WP PUTRAJAYA & CYBERJAYA | Existing | VCBJ/PCE/J22321/MB22321 | 300280507 | 11 kV | NO | RMU | PE 22.32 MOTOROLA F1 |  |  |  | INDKOM | GA | 21/11/2003 | Pass | null
428805459 | TNB | DISTRIBUTION | WP PUTRAJAYA & CYBERJAYA | Existing | VCBJ/PCE/J22322/MB22324 | 300280511 | 11 kV | NO | RMU | PE 22.32 MOTOROLA F2 |  |  |  | INDKOM | GA | 21/11/2003 | Pass | null
428806179 | TNB | DISTRIBUTION | WP PUTRAJAYA & CYBERJAYA | Existing | VCBJ/PCE/J22351/MB22351 | 300280503 | 11 kV | NO |  | PE 22.35 PRIMA PROP 2 F1 |  |  |  | TAMCO | GR1 | 20041208 | Fail | Please check "Label"
428806398 | TNB | DISTRIBUTION | WP PUTRAJAYA & CYBERJAYA | Existing | VCBJ/PCE/J22352/MB22355 | 300280504 | 11 kV | NO |  | PE 22.35 PRIMA PROP 2 F2 |  |  |  | TAMCO | GR1 | 20041208 | Fail | Please check "Label"
428820717 | TNB | DISTRIBUTION | WP PUTRAJAYA & CYBERJAYA | Existing | VCBJ/PCE/J22191/MB22191 | 300280546 |  | NO |  | SS 22.19 (QUILL)P.MULTIMEDIA( DHL ) F1 |  |  |  | INDKOM | ZZT | 19/02/2002 | Fail | Please check "Operating Voltage"
428820822 | TNB | DISTRIBUTION | WP PUTRAJAYA & CYBERJAYA | Existing | VCBJ/PCE/J22192/MB22194 | 300280548 | 11 kV | NO | RMU | SS 22.19 (QUILL)P.MULTIMEDIA( DHL ) F2 |  |  |  | INDKOM | ZZT | 19/02/2002 | Pass | null
428821098 | TNB | DISTRIBUTION | WP PUTRAJAYA & CYBERJAYA | Existing | VCBJ/PCE/J22471/MB22471 | 300280477 | 11 kV | NO |  | SS 22.47 DHL 2 F1 |  |  |  | MERLIN GERIN | RM6 | 13/10/2005 | Fail | Please check "Label"
428821275 | TNB | DISTRIBUTION | WP PUTRAJAYA & CYBERJAYA | Existing | VCBJ/PCE/J22472/MB22474 | 300280479 | 11 kV | NO |  | SS 22.47 DHL 2 F2 |  |  |  | INDKOM | GA | 13/10/2005 | Fail | Please check "Label"
428821548 | TNB | DISTRIBUTION | WP PUTRAJAYA & CYBERJAYA | Existing | VCBJ/PCE/J22091/MB22091 | 300280581 | 11 kV | NO |  | PE 22.09 FUJITSU F1 |  |  |  | INDKOM | GA | 21/06/2001 | Fail | Please check "Label"
428821650 | TNB | DISTRIBUTION | WP PUTRAJAYA & CYBERJAYA | Existing | VCBJ/PCE/J22092/MB22094 | 300280583 | 11 kV | NO |  | PE 22.09 FUJITSU F2 |  |  |  | INDKOM | GA | 21/06/2001 | Fail | Please check "Label"
428822758 | TNB | DISTRIBUTION | WP PUTRAJAYA & CYBERJAYA | Existing | VCBJ/PCE/J22491/MB22491 | 300280470 | 11 kV | NO |  | PE 22.49 LOT PT 12082 F1 |  |  |  | TAMCO | GR1 | 19/06/2008 | Fail | Please check "Label"
428822932 | TNB | DISTRIBUTION | WP PUTRAJAYA & CYBERJAYA | Existing | VCBJ/PCE/J22492/MB22494 | 300280471 | 11 kV | NO |  | PE 22.49 LOT PT 12082 F2 |  |  |  | TAMCO | GR1 | 19/06/2008 | Fail | Please check "Label"
428824308 | TNB | DISTRIBUTION | WP PUTRAJAYA & CYBERJAYA | Existing | VCBJ/PCE/J22432/MB22434 | 300280495 | 11 kV | NO | RMU | SS 22.43 BMW F2 |  |  |  | INDKOM | GA | 20040810 | Pass | null
428824574 | TNB | DISTRIBUTION | WP PUTRAJAYA & CYBERJAYA | Existing | VCBJ/PCE/J22151/MB22151 | 300280557 | 11 kV | NO |  | PE 22.15 LOT12072 P.MULTIMEDIA F1 |  |  |  | INDKOM | ZZT | 20020903 | Fail | Please check "Label"
428827105 | TNB | DISTRIBUTION | WP PUTRAJAYA & CYBERJAYA | Existing | VPTJ/PCE/J11452/MB11454 | 300281088 |  | NO |  | PE 11.45 SEK MEN (F2) |  |  |  | INDKOM | ZZT | 20/05/2004 | Fail | Please check "Operating Voltage"
428828395 | TNB | DISTRIBUTION | WP PUTRAJAYA & CYBERJAYA | Existing | VPTJ/PCE/J11302/MB11304 | 300281057 |  | NO |  | PE 11.30 SEK REN (EFI) (F2) |  |  |  | INDKOM | ZZT | 16/07/2002 | Fail | Please check "Operating Voltage"
428902612 | TNB | DISTRIBUTION | WP PUTRAJAYA & CYBERJAYA | Existing | VPTJ/PCE/J05321/MB05321 | 300454748 | 11 kV | NO | RMU | PE 5.32 SEK REN PRESINT 5 (F1) |  |  |  | INDKOM | ZZT |  | Pass | null
428902860 | TNB | DISTRIBUTION | WP PUTRAJAYA & CYBERJAYA | Existing | VPTJ/PCE/J05322/MB05324 | 300454751 | 11 kV | NO | RMU | PE 5.32 SEK REN PRESINT 5 (F2) |  |  |  | INDKOM | ZZT |  | Pass | null
428903504 | TNB | DISTRIBUTION | WP PUTRAJAYA & CYBERJAYA | Existing | VPTJ/PCE/J05331/MB05331 | 300454742 | 11 kV | NO | RMU | PE 5.33 SEK MEN PRESINT 5 (F1) |  |  |  | INDKOM | INS24 (ZZTID) |  | Pass | null
428904101 | TNB | DISTRIBUTION | WP PUTRAJAYA & CYBERJAYA | Existing | VPTJ/PCE/J05332/MB05334 | 300454745 | 11 kV | NO | RMU | PE 5.33 SEK MEN PRESINT 5 (F2) |  |  |  | INDKOM | INS24 (ZZTID) |  | Pass | null
428904877 | TNB | DISTRIBUTION | WP PUTRAJAYA & CYBERJAYA | Existing | VPTJ/PCE/J05171/MB05171 | 300280700 | 11 kV | NO | RMU | PE 5.17 BLOK C 5R3 (F1) |  |  |  | INDKOM | ZZT-I/D | 15/09/2008 | Pass | null
428905487 | TNB | DISTRIBUTION | WP PUTRAJAYA & CYBERJAYA | Existing | VPTJ/PCE/J05172/MB05174 | 300280701 | 11 kV | NO | RMU | PE 5.17 BLOK C 5R3 (F2) |  |  |  | INDKOM | ZZT-I/D | 15/09/2008 | Pass | null
428906133 | TNB | DISTRIBUTION | WP PUTRAJAYA & CYBERJAYA | Existing | VPTJ/PCE/J05182/MB05184 | 300281264 | 11 kV | NO | RMU | PE 5.18 BLOK D 5R3 (F2) |  |  |  | TAMCO | GR1 | 15/09/2008 | Pass | null
428928590 | TNB | DISTRIBUTION | WP PUTRAJAYA & CYBERJAYA | Existing | VPTJ/PCE/J14191/MB14191 | 300281125 | 11 kV | NO | RMU | PE 14.19 BLOK E2 (EFI) (F1) |  |  |  | TAMCO | ZZT | 20050609 | Pass | null
428929186 | TNB | DISTRIBUTION | WP PUTRAJAYA & CYBERJAYA | Existing | VPTJ/PCE/J14192/MB14194 | 300281126 | 11 kV | NO | RMU | PE 14.19 BLOK E2 (EFI) (F2) |  |  |  | INDKOM | ZZT | 20050609 | Pass | null
428929837 | TNB | DISTRIBUTION | WP PUTRAJAYA & CYBERJAYA | Existing | VPTJ/PCE/J14181/MB14181 | 300281123 | 11 kV | NO | RMU | PE 14.18 BLOK E1 (F1) |  |  |  | INDKOM | ZZT | 20050609 | Pass | null
428930114 | TNB | DISTRIBUTION | WP PUTRAJAYA & CYBERJAYA | Existing | VPTJ/PCE/J14182/MB14184 | 300281124 | 11 kV | NO | RMU | PE 14.18 BLOK E1 (F2) |  |  |  | INDKOM | ZZT | 20050609 | Pass | null
428930710 | TNB | DISTRIBUTION | WP PUTRAJAYA & CYBERJAYA | Existing | VPTJ/PCE/J14171/MB14171 | 300281121 | 11 kV | NO | RMU | PE 14.17 BLOK D (F1) |  |  |  | TAMCO | 2+1 | 20050609 | Pass | null
428931329 | TNB | DISTRIBUTION | WP PUTRAJAYA & CYBERJAYA | Existing | VPTJ/PCE/J14172/MB14174 | 300281122 | 11 kV | NO | RMU | PE 14.17 BLOK D (F2) |  |  |  | INDKOM | ZZT | 20050609 | Pass | null
428949156 | TNB | DISTRIBUTION | WP PUTRAJAYA & CYBERJAYA | Existing | VPTJ/PCE/J14161/MB14161 | 300281119 | 11 kV | NO | RMU | PE 14.16 BLOK C (EFI) (F1) |  |  |  | EWT | 1000 KVA | 20050609 | Pass | null
428949792 | TNB | DISTRIBUTION | WP PUTRAJAYA & CYBERJAYA | Existing | VPTJ/PCE/J14162/MB14164 | 300281120 | 11 kV | NO | RMU | PE 14.16 BLOK C (EFI) (F2) |  |  |  | MTM | 1000 KVA | 20050609 | Pass | null
428950454 | TNB | DISTRIBUTION | WP PUTRAJAYA & CYBERJAYA | Existing | VPTJ/PCE/J14151/MB14151 | 300281117 | 11 kV | NO | RMU | PE 14.15 BLOK B (F1) |  |  |  | INDKOM | ZZT | 20050609 | Pass | null
428951069 | TNB | DISTRIBUTION | WP PUTRAJAYA & CYBERJAYA | Existing | VPTJ/PCE/J14152/MB14154 | 300281118 | 11 kV | NO | RMU | PE 14.15 BLOK B (F2) |  |  |  | INDKOM | ZZT | 20050609 | Pass | null
428951712 | TNB | DISTRIBUTION | WP PUTRAJAYA & CYBERJAYA | Existing | VPTJ/PCE/J14141/MB14141 | 300281115 | 11 kV | NO | RMU | PE 14.14 BLOK A (EFI) (F1) |  |  |  | INDKOM | ZZT | 20050609 | Pass | null
428952309 | TNB | DISTRIBUTION | WP PUTRAJAYA & CYBERJAYA | Existing | VPTJ/PCE/J14142/MB14144 | 300281116 | 11 kV | NO | RMU | PE 14.14 BLOK A (EFI) (F2) |  |  |  | INDKOM | ZZT | 20050609 | Pass | null
428952934 | TNB | DISTRIBUTION | WP PUTRAJAYA & CYBERJAYA | Existing | VPTJ/PCE/J14311/MB14311 | 300281141 | 11 kV | NO | RMU | PE 14.31 P'PURI 14-12 BLOK B (F1) |  |  |  | ORMAZABAL | ZZT | 25/06/2008 | Pass | null
428954210 | TNB | DISTRIBUTION | WP PUTRAJAYA & CYBERJAYA | Existing | VPTJ/PCE/J05181/MB05181 | 300281263 | 11 kV | NO | RMU | PE 5.18 BLOK D 5R3 (F1) |  |  |  | TAMCO | GR1 | 15/09/2008 | Pass | null
428956492 | TNB | DISTRIBUTION | WP PUTRAJAYA & CYBERJAYA | Existing | VPTJ/PCE/J05161/MB05161 | 300281261 | 11 kV | NO | RMU | PE 5.16 BLOK B 5R3 (F1) |  |  |  | TAMCO | GR1-21-1D | 15/09/2008 | Pass | null
428957091 | TNB | DISTRIBUTION | WP PUTRAJAYA & CYBERJAYA | Existing | VPTJ/PCE/J05162/MB05164 | 300281262 | 11 kV | NO | RMU | PE 5.16 BLOK B 5R3 (F2) |  |  |  | TAMCO | GR1-21-1D | 15/09/2008 | Pass | null
428957686 | TNB | DISTRIBUTION | WP PUTRAJAYA & CYBERJAYA | Existing | VPTJ/PCE/J05152/MB05154 | 300280699 | 11 kV | NO | RMU | PE 5.15 BLOK A 5R3 (F2) |  |  |  | INDKOM | ZZT-I/D | 15/09/2008 | Pass | null
428957819 | TNB | DISTRIBUTION | WP PUTRAJAYA & CYBERJAYA | Existing | VPTJ/PCE/J14312/MB14314 | 300281142 | 11 kV | NO | RMU | PE 14.31 P'PURI 14-12 BLOK B (F2) |  |  |  | ORMAZABAL | ZZT | 25/06/2008 | Pass | null
428958437 | TNB | DISTRIBUTION | WP PUTRAJAYA & CYBERJAYA | Existing | VPTJ/PCE/J14301/MB14301 | 300281139 | 11 kV | NO | RMU | PE 14.30 P'PURI 14-12 BLOK A (EFI) (F1) |  |  |  | INDKOM | ZZT | 25/06/2008 | Pass | null
428959026 | TNB | DISTRIBUTION | WP PUTRAJAYA & CYBERJAYA | Existing | VPTJ/PCE/J14302/MB14304 | 300281140 | 11 kV | NO | RMU | PE 14.30 P'PURI 14-12 BLOK A (EFI) (F2) |  |  |  | INDKOM | ZZT | 25/06/2008 | Pass | null
428959360 | TNB | DISTRIBUTION | WP PUTRAJAYA & CYBERJAYA | Existing | VPTJ/PCE/J14251/MB14251 | 300281133 | 11 kV | NO | RMU | PE 14.25 KOMPLEKS SEK REN (EFI) (F1) |  |  |  | INDKOM | ZZT | 20070309 | Pass | null
428959949 | TNB | DISTRIBUTION | WP PUTRAJAYA & CYBERJAYA | Existing | VPTJ/PCE/J14252/MB14254 | 300281134 | 11 kV | NO | RMU | PE 14.25 KOMPLEKS SEK REN (EFI) (F2) |  |  |  | INDKOM | ZZT | 20070309 | Pass | null
428962604 | TNB | DISTRIBUTION | WP PUTRAJAYA & CYBERJAYA | Existing | VPTJ/PCE/J05151/MB05151 | 300280698 | 11 kV | NO | RMU | PE 5.15 BLOK A 5R3 (F1) |  |  |  | INDKOM | ZZT-I/D | 15/09/2008 | Pass | null
428963310 | TNB | DISTRIBUTION | WP PUTRAJAYA & CYBERJAYA | Existing | VPTJ/PCE/J06031/MB06031 | 310283387 | 11 kV | NO | RMU | SS 6.03 TEMP 6R6 |  |  |  | TAMCO |  |  | Pass | null
428963940 | TNB | DISTRIBUTION | WP PUTRAJAYA & CYBERJAYA | Existing | VPTJ/PCE/J05142/MB05144 | 300281260 | 11 kV | NO | RMU | PE 5.14 5R1 (F2) |  |  |  | INDKOM | ZZT | 15/09/2008 | Pass | null
428964248 | TNB | DISTRIBUTION | WP PUTRAJAYA & CYBERJAYA | Existing | VPTJ/PCE/J05141/MB05141 | 300281259 | 11 kV | NO | RMU | PE 5.14 5R1 (F1) |  |  |  | INDKOM | ZZT | 15/09/2008 | Pass | null
428965267 | TNB | DISTRIBUTION | WP PUTRAJAYA & CYBERJAYA | Existing | VPTJ/PCE/J06021/MB06021 | 300280715 | 11 kV | NO | RMU | PE 6.02 KOLAM RENANG (F1) |  |  |  | MERLIN GERIN | RM6 | 22/05/2007 | Pass | null
428965922 | TNB | DISTRIBUTION | WP PUTRAJAYA & CYBERJAYA | Existing | VPTJ/PCE/J06022/MB06024 | 300280716 | 11 kV | NO | RMU | PE 6.02 KOLAM RENANG (F2) |  |  |  | MERLIN GERIN | RM6 | 22/05/2007 | Pass | null
428970870 | TNB | DISTRIBUTION | WP PUTRAJAYA & CYBERJAYA | Existing | VPTJ/PCE/J06011/MB06011 | 300280790 | 11 kV | NO | RMU | PE 6.01 GRAND STAND (F1) |  |  |  | TAMCO | GR1 | 20050812 | Pass | null
428971515 | TNB | DISTRIBUTION | WP PUTRAJAYA & CYBERJAYA | Existing | VPTJ/PCE/J06012/MB06014 | 300280791 | 11 kV | NO | RMU | PE 6.01 GRAND STAND (F2) |  |  |  | INDKOM | ZZT | 20050812 | Pass | null
428972415 | TNB | DISTRIBUTION | WP PUTRAJAYA & CYBERJAYA | Existing | VPTJ/PCE/J05261/MB05261 | 300280711 | 11 kV | NO | RMU | PE 5.26 BLOK D2 APT 5R4 (F1) |  |  |  | TAMCO | GR1 | 14/01/2009 | Pass | null
428973032 | TNB | DISTRIBUTION | WP PUTRAJAYA & CYBERJAYA | Existing | VPTJ/PCE/J05262/MB05264 | 300280712 | 11 kV | NO | RMU | PE 5.26 BLOK D2 APT 5R4 (F1) |  |  |  | TAMCO | GR1 | 21/01/2009 | Pass | null
428973679 | TNB | DISTRIBUTION | WP PUTRAJAYA & CYBERJAYA | Existing | VPTJ/PCE/J05252/MB05254 | 300280710 | 11 kV | NO | RMU | PE 5.25 BLOK D1 APT 5R4 (F2) |  |  |  | TAMCO | GR1 | 21/01/2009 | Pass | null
428974891 | TNB | DISTRIBUTION | WP PUTRAJAYA & CYBERJAYA | Existing | VPTJ/PCE/J05251/MB05251 | 300280709 | 11 kV | NO | RMU | PE 5.25 BLOK D1 APT 5R4 (F1) |  |  |  | TAMCO | GR1 | 14/01/2009 | Pass | null
428975164 | TNB | DISTRIBUTION | WP PUTRAJAYA & CYBERJAYA | Existing | VPTJ/PCE/J11362/MB11364 | 300281063 |  | NO |  | PE 11.36 P11 K/13 TERES (F2) |  |  |  | INDKOM | ZZT | 20030512 | Fail | Please check "Operating Voltage"
428977464 | TNB | DISTRIBUTION | WP PUTRAJAYA & CYBERJAYA | Existing | VPTJ/PCE/J11282/MB11285 | 300281055 | 11 kV | NO | RMU | PE 11.28 APT ZON 6B (F2) |  |  |  | TAMCO | GR1 | 20090309 | Pass | null
428978550 | TNB | DISTRIBUTION | WP PUTRAJAYA & CYBERJAYA | Existing | VPTJ/PCE/J11181/MB11181 | 300281035 |  | NO |  | PE 11.18 P11 H/1 TERES (EFI) (F1) |  |  |  | INDKOM | ZZT | 31/01/2003 | Fail | Please check "Operating Voltage"
428979950 | TNB | DISTRIBUTION | WP PUTRAJAYA & CYBERJAYA | Existing | VPTJ/PCE/J11171/MB11171 | 300452982 |  | NO |  | PE 11.17 ZON 7B (F1) |  |  |  | INDKOM | ZZT-O/D | 31/01/2003 | Fail | Please check "Operating Voltage"
428979959 | TNB | DISTRIBUTION | WP PUTRAJAYA & CYBERJAYA | Existing | VPTJ/PCE/J11172/MB11174 | 300452983 |  | NO |  | PE 11.17 ZON 7B (F2) |  |  |  | INDKOM | ZZT-O/D | 31/01/2003 | Fail | Please check "Operating Voltage"
428996907 | TNB | DISTRIBUTION | WP PUTRAJAYA & CYBERJAYA | Existing | VCBJ/PCE/J21971/MB21971 | 310371011 | 11 kV | NO | RMU | PE 21.97 MY VILLA PRESINT 4 |  |  |  | SCHNEIDER | NE-21Q |  | Pass | null
429001223 | TNB | DISTRIBUTION | WP PUTRAJAYA & CYBERJAYA | Existing | VCBJ/PCE/J22152/MB22154 | 300280558 | 11 kV | NO |  | PE 22.15 LOT 12072 P.MULTIMEDIA F2 |  |  |  | INDKOM | ZZT | 20020903 | Fail | Please check "Label"
429002015 | TNB | DISTRIBUTION | WP PUTRAJAYA & CYBERJAYA | Existing | VCBJ/PCE/J22431/MB22431 | 300280494 | 11 kV | NO | RMU | SS 22.43 BMW F1 |  |  |  | INDKOM | GA | 20040810 | Pass | null
429006101 | TNB | DISTRIBUTION | WP PUTRAJAYA & CYBERJAYA | Existing | VPTJ/PCE/J05242/MB05244 | 300280708 | 11 kV | NO | RMU | PE 5.24 BLOK C APT 5R4 (F2) |  |  |  | TAMCO | GR1 | 13/01/2009 | Pass | null
429007330 | TNB | DISTRIBUTION | WP PUTRAJAYA & CYBERJAYA | Existing | VPTJ/PCE/J05241/MB05241 | 300280707 | 11 kV | NO | RMU | PE 5.24 BLOK C APT 5R4 (F1) |  |  |  | TAMCO | GR1 | 20091201 | Pass | null
429008002 | TNB | DISTRIBUTION | WP PUTRAJAYA & CYBERJAYA | Existing | VPTJ/PCE/J05231/MB05231 | 300280705 | 11 kV | NO | RMU | PE 5.23 BLOK B APT 5R4 (F1) |  |  |  | TAMCO | GR1 | 20091201 | Pass | null
429008593 | TNB | DISTRIBUTION | WP PUTRAJAYA & CYBERJAYA | Existing | VPTJ/PCE/J05232/MB05234 | 300280706 | 11 kV | NO | RMU | PE 5.23 BLOK B APT 5R4 (F2) |  |  |  | TAMCO | GR1 | 13/01/2009 | Pass | null
429017835 | TNB | DISTRIBUTION | WP PUTRAJAYA & CYBERJAYA | Existing | VPTJ/PCE/J05221/MB05221 | 300280703 | 11 kV | NO | RMU | PE 5.22 BLOK A APT 5R4 (F1) |  |  |  | TAMCO | GR1 | 20091201 | Pass | null
429018467 | TNB | DISTRIBUTION | WP PUTRAJAYA & CYBERJAYA | Existing | VPTJ/PCE/J05222/MB05224 | 300280704 | 11 kV | NO | RMU | PE 5.22 BLOK A APT 5R4 (F2) |  |  |  | TAMCO | GR1 | 13/01/2009 | Pass | null
429353045 | TNB | DISTRIBUTION | WP PUTRAJAYA & CYBERJAYA | Existing | VPTJ/PCE/J14222/MB14224 | 300281132 | 11 kV | NO | RMU | PE 14.22 KOMPLEKS SEK MEN (F2) |  |  |  | TAMCO | 2+1 | 20070309 | Pass | null
429354078 | TNB | DISTRIBUTION | WP PUTRAJAYA & CYBERJAYA | Existing | VPTJ/PCE/J14051/MB14051 | 300454833 | 11 kV | NO | RMU | PE 14.05 PERUMAHAN 14-11 (F1) |  |  |  | SCHNEIDER | NE-2iQ |  | Pass | null
429354178 | TNB | DISTRIBUTION | WP PUTRAJAYA & CYBERJAYA | Existing | VPTJ/PCE/J14052/MB14054 | 300454838 | 11 kV | NO | RMU | PE 14.05 PERUMAHAN 14-11 (F2) |  |  |  | SCHNEIDER | NE-2iQ |  | Pass | null
429354513 | TNB | DISTRIBUTION | WP PUTRAJAYA & CYBERJAYA | Existing | VPTJ/PCE/J14061/MB14061 | 300281107 | 11 kV | NO | RMU | PE 14.06 PERUMAHAN 14-5A |  |  |  | INDKOM | ZZT | 26/05/2008 | Pass | null
429357180 | TNB | DISTRIBUTION | WP PUTRAJAYA & CYBERJAYA | Existing | VPTJ/PCE/J11142/MB11144 | 300280999 | 11 kV | NO | RMU | PE 11.14 APT C (F2) |  |  |  | INDKOM | ZZT | 13/05/2003 | Pass | null
429357823 | TNB | DISTRIBUTION | WP PUTRAJAYA & CYBERJAYA | Existing | VPTJ/PCE/J11141/MB11141 | 300280997 | 11 kV | NO | RMU | PE 11.14 APT C (F1) |  |  |  | INDKOM | ZZT | 13/05/2003 | Pass | null
429359611 | TNB | DISTRIBUTION | WP PUTRAJAYA & CYBERJAYA | Existing | VCBJ/PCE/J21831/MB21831 | 300452981 |  | NO |  | PE 21.83 PS14 ROAD D |  |  |  | INDKOM | ZZT |  | Fail | Please check "Operating Voltage"
429360421 | TNB | DISTRIBUTION | WP PUTRAJAYA & CYBERJAYA | Existing | VCBJ/PCE/J23101/MB | 300491147 | 11 kV | NO |  | PE 23.10 CLOVER NO.1 |  |  |  | INDKOM | ZZT |  | Fail | Please check "Label"
429365707 | TNB | DISTRIBUTION | WP PUTRAJAYA & CYBERJAYA | Existing | VCBJ/PCE/J22541/MB22541 | 300280395 | 11 kV | NO | RMU | PE 22.54 PRIMA 8 F1 |  |  |  | INDKOM | GA | 20080306 | Pass | null
429365882 | TNB | DISTRIBUTION | WP PUTRAJAYA & CYBERJAYA | Existing | VCBJ/PCE/J22542/MB22544 | 300280396 | 11 kV | NO | RMU | PE 22.54 PRIMA 8 F2 |  |  |  | INDKOM | GA | 20080306 | Pass | null
429366760 | TNB | DISTRIBUTION | WP PUTRAJAYA & CYBERJAYA | Existing | VCBJ/PCE/J22531/MB22531 | 300280398 | 11 kV | NO | RMU | PE 22.53 PRIMA 7 SPAN F1 |  |  |  | TAMCO | GR1 | 15/09/2007 | Pass | null
429366862 | TNB | DISTRIBUTION | WP PUTRAJAYA & CYBERJAYA | Existing | VCBJ/PCE/J22532/MB22534 | 300280399 | 11 kV | NO | RMU | PE 22.53 PRIMA 7 SPAN F2 |  |  |  | TAMCO | GR1 | 15/09/2007 | Pass | null
429367603 | TNB | DISTRIBUTION | WP PUTRAJAYA & CYBERJAYA | Existing | VCBJ/PCE/J22501/MB22501 | 300280467 | 11 kV | NO | RMU | PE 22.50 LOT PT 12092 F1 |  |  |  | TAMCO | GR1 | 20/06/2006 | Pass | null
429367707 | TNB | DISTRIBUTION | WP PUTRAJAYA & CYBERJAYA | Existing | VCBJ/PCE/J22502/MB22504 | 300280469 | 11 kV | NO | RMU | PE 22.50 LOT PT 12092 F2 |  |  |  | TAMCO | GR1 | 20/06/2006 | Pass | null
429369225 | TNB | DISTRIBUTION | WP PUTRAJAYA & CYBERJAYA | Existing | VCBJ/PCE/J22991/MB22991 | 300453001 | 11 kV | NO | RMU | SS 22.99 PEJ PUSAT MAKLUMAT F1 |  |  |  | INDKOM | INS 24 |  | Pass | null
429369331 | TNB | DISTRIBUTION | WP PUTRAJAYA & CYBERJAYA | Existing | VCBJ/PCE/J22992/MB22994 | 300453002 | 11 kV | NO | RMU | SS 22.99 PEJ PUSAT MAKLUMAT F2 |  |  |  | INDKOM | INS 24 |  | Pass | null
429369691 | TNB | DISTRIBUTION | WP PUTRAJAYA & CYBERJAYA | Existing | VCBJ/PCE/J22911/MB22911 | 300452930 | 11 kV | NO | RMU | PE 22.91 SOHO F1 |  |  |  | TAMCO | GR1 |  | Pass | null
429369795 | TNB | DISTRIBUTION | WP PUTRAJAYA & CYBERJAYA | Existing | VCBJ/PCE/J22912/MB22911 | 300452934 | 11 kV | NO | RMU | PE 22.91 SOHO F2 |  |  |  | TAMCO | GR1 |  | Pass | null
429371414 | TNB | DISTRIBUTION | WP PUTRAJAYA & CYBERJAYA | Existing | VPTJ/PCE/J02081/MB02081 | 300280646 | 11 kV | NO | RMU | PE 2.08 TMN WAWASAN (F1) |  |  |  | INDKOM | ZZZT | 25/08/2002 | Pass | null
429372294 | TNB | DISTRIBUTION | WP PUTRAJAYA & CYBERJAYA | Existing | VPTJ/PCE/J02082/MB02085 | 300280648 | 11 kV | NO | RMU | PE 2.08 TMN WAWASAN (F2) |  |  |  | INDKOM | ZZZT | 25/08/2002 | Pass | null
429373021 | TNB | DISTRIBUTION | WP PUTRAJAYA & CYBERJAYA | Existing | VPTJ/PCE/J02071/MB02071 | 300280639 | 11 kV | NO | RMU | PE 2.07 INSIDE PPU 18 (F1) |  |  |  | INDKOM | ZZT | 23/09/2002 | Pass | null
429373657 | TNB | DISTRIBUTION | WP PUTRAJAYA & CYBERJAYA | Existing | VPTJ/PCE/J02072/MB02074 | 300280642 | 11 kV | NO | RMU | PE 2.07 INSIDE PPU 18 (F2) |  |  |  | INDKOM | ZZT | 23/09/2002 | Pass | null
429391723 | TNB | DISTRIBUTION | WP PUTRAJAYA & CYBERJAYA | Existing | VPTJ/PCE/J14091/MB14091 | 300281110 | 11 kV | NO | RMU | PE 14.09 PERUMAHAN 14-4 (F1) |  |  |  | MERLIN GERIN | NA | 20071108 | Pass | null
429392745 | TNB | DISTRIBUTION | WP PUTRAJAYA & CYBERJAYA | Existing | VPTJ/PCE/J14081/MB14081 | 300281108 | 11 kV | NO | RMU | PE 14.08 Perumahan 14-10 (F1) |  |  |  | FALCON BETA | NA | 28/11/2008 | Pass | null
429392916 | TNB | DISTRIBUTION | WP PUTRAJAYA & CYBERJAYA | Existing | VPTJ/PCE/J14082/MB14084 | 300281109 | 11 kV | NO | RMU | PE 14.08 Perumahan 14-10 (F2) |  |  |  | TAMCO | GR1-21-10-17336 | 28/11/2008 | Pass | null
429394088 | TNB | DISTRIBUTION | WP PUTRAJAYA & CYBERJAYA | Existing | VPTJ/PCE/J14131/MB14131 | 300281113 | 11 kV | NO | RMU | PE 14.13 ERUMAHAN 14-9 (EFI) (F1) |  |  |  | TAMCO | GR1 | 20060902 | Pass | null
429394274 | TNB | DISTRIBUTION | WP PUTRAJAYA & CYBERJAYA | Existing | VPTJ/PCE/J14132/MB14134 | 300281114 | 11 kV | NO | RMU | PE 14.13 ERUMAHAN 14-9 (EFI) (F2) |  |  |  | TAMCO | GR1 | 20060902 | Pass | null
429395234 | TNB | DISTRIBUTION | WP PUTRAJAYA & CYBERJAYA | Existing | VPTJ/PCE/J14021/MB14021 | 300281104 | 11 kV | NO | RMU | PE 14.02 PERUMAHAN 14-1 (EFI) (F1) |  |  |  | TAMCO | GR1 | 25/02/2006 | Pass | null
429395405 | TNB | DISTRIBUTION | WP PUTRAJAYA & CYBERJAYA | Existing | VPTJ/PCE/J14022/MB14024 | 300281105 | 11 kV | NO | RMU | PE 14.02 PERUMAHAN 14-1 (EFI) (F2) |  |  |  | TAMCO | GR1 | 25/02/2006 | Pass | null
429397572 | TNB | DISTRIBUTION | WP PUTRAJAYA & CYBERJAYA | Existing | VCBJ/PCE/J22921/MB22921 | 300452926 | 11 kV | NO | RMU | PE 22.92 PRIMA 12 |  |  |  | INDKOM | ZZT I/D |  | Pass | null
429398536 | TNB | DISTRIBUTION | WP PUTRAJAYA & CYBERJAYA | Existing | VCBJ/PCE/J22511/MB22511 | 300280463 | 11 kV | NO | RMU | SS 22.51 DELL R&D F1 |  |  |  | TAMCO | GR1 | 20110703 | Pass | null
429398713 | TNB | DISTRIBUTION | WP PUTRAJAYA & CYBERJAYA | Existing | VCBJ/PCE/J22512/MB22514 | 300280464 | 11 kV | NO | RMU | SS 22.51 DELL R&D F2 |  |  |  | TAMCO | GR1 | 20110703 | Pass | null
429398995 | TNB | DISTRIBUTION | WP PUTRAJAYA & CYBERJAYA | Existing | VCBJ/PCE/J22811/MB22811 | 300452944 | 11 kV | NO | RMU | PE 22.81 AMD F1 |  |  |  | INDKOM | INS24 |  | Pass | null
429399101 | TNB | DISTRIBUTION | WP PUTRAJAYA & CYBERJAYA | Existing | VCBJ/PCE/J22812/MB22811 | 300452947 | 11 kV | NO | RMU | PE 22.81 AMD F2 |  |  |  | INDKOM | INS24 |  | Pass | null
429399545 | TNB | DISTRIBUTION | WP PUTRAJAYA & CYBERJAYA | Existing | VCBJ/PCE/J22752/MB22754 | 300288155 | 11 kV | NO | RMU | PE 22.75 KWDI 4 F2 |  |  |  | TAMCO | GR1 | 20/12/2010 | Pass | null
429399648 | TNB | DISTRIBUTION | WP PUTRAJAYA & CYBERJAYA | Existing | VCBJ/PCE/J22751/MB22751 | 300288153 | 11 kV | NO | RMU | PE 22.75 KWDI 4 F1 |  |  |  | TAMCO | GR1 | 19/12/2010 | Pass | null
429406159 | TNB | DISTRIBUTION | WP PUTRAJAYA & CYBERJAYA | Existing | VCBJ/PCE/J22402/MB22404 | 300280500 | 11 kV | NO | RMU | PE 22.40 POLIS CJ F2 |  |  |  | TAMCO | GR1 | 15/03/2005 | Pass | null
429406251 | TNB | DISTRIBUTION | WP PUTRAJAYA & CYBERJAYA | Existing | VCBJ/PCE/J22761/MB22761 | 300284811 |  | NO |  | PE 22.76 - STP B F1 |  |  |  | INDKOM | ZZT | 20100106 | Fail | Please check "Operating Voltage"
429406486 | TNB | DISTRIBUTION | WP PUTRAJAYA & CYBERJAYA | Existing | VCBJ/PCE/J22762/MB22764 | 300284812 |  | NO |  | PE 22.76 - STP B F2 |  |  |  | INDKOM | ZZT | 20100306 | Fail | Please check "Operating Voltage"
429406983 | TNB | DISTRIBUTION | WP PUTRAJAYA & CYBERJAYA | Existing | VCBJ/PCE/J22771/MB22771 | 300284815 |  | NO |  | PE 22.77 - PS2-8 F1 |  |  |  | TAMCO | GR1-21-0D | 14/07/2010 | Fail | Please check "Operating Voltage"
429407592 | TNB | DISTRIBUTION | WP PUTRAJAYA & CYBERJAYA | Existing | VCBJ/PCE/J22772/MB22774 | 300284816 |  | NO |  | PE 22.77 - PS2-8 F2 |  |  |  | TAMCO | GR1-21-0D | 15/07/2010 | Fail | Please check "Operating Voltage"
429408243 | TNB | DISTRIBUTION | WP PUTRAJAYA & CYBERJAYA | Existing | VCBJ/PCE/J22691/MB22691 | 300282014 | 11 kV | NO | RMU | PE 22.69 KRU STUDIO F1 |  |  |  | LUCY | VRN 2A | 26/01/2010 | Pass | null
429408471 | TNB | DISTRIBUTION | WP PUTRAJAYA & CYBERJAYA | Existing | VCBJ/PCE/J24191 | 300498022 | 11 kV | NO | RMU | PE 24.19 YAKIN INVEST F1 |  |  |  | SIEMENS | 8DJH |  | Pass | null
429417592 | TNB | DISTRIBUTION | WP PUTRAJAYA & CYBERJAYA | Existing | VPTJ/PCE/J14111/MB14111 | 300281111 | 11 kV | NO | RMU | PE 14.11 PERUMAHAN 14-1 (F1) |  |  |  | TAMCO | GR1 | 25/02/2006 | Pass | null
429417762 | TNB | DISTRIBUTION | WP PUTRAJAYA & CYBERJAYA | Existing | VPTJ/PCE/J14112/MB14114 | 300281112 | 11 kV | NO | RMU | PE 14.11 PERUMAHAN 14-1 (F2) |  |  |  | TAMCO | GR1 | 25/02/2006 | Pass | null
429418633 | TNB | DISTRIBUTION | WP PUTRAJAYA & CYBERJAYA | Existing | VPTJ/PCE/J16031/MB16031 | 300281176 | 11 kV | NO | RMU | PE 16.03 146 UNIT RUMAH TERES |  |  |  | MERLIN GERIN | NA | 20060203 | Pass | null
429422110 | TNB | DISTRIBUTION | WP PUTRAJAYA & CYBERJAYA | Existing | VPTJ/PCE/J02062/MB02064 | 300280636 | 11 kV | NO | RMU | PE 2.06 PS 15 (F2) |  |  |  | INDKOM | ZZT | 20020607 | Pass | null
429422766 | TNB | DISTRIBUTION | WP PUTRAJAYA & CYBERJAYA | Existing | VPTJ/PCE/J02291/MB1 | 310308941 | 11 kV | NO | RMU | PE 2.29 TEMP SKYRIDE |  |  |  | SCHNEIDER |  |  | Pass | null
429423511 | TNB | DISTRIBUTION | WP PUTRAJAYA & CYBERJAYA | Existing | VPTJ/PCE/J18251/MB18251 | 300281240 | 11 kV | NO | RMU | PE 18.25 KOMPLEKS SEK FASA 3 |  |  |  | INDKOM | GA 2K 1TS | 27/05/2008 | Pass | null
429424276 | TNB | DISTRIBUTION | WP PUTRAJAYA & CYBERJAYA | Existing | VPTJ/PCE/J18171/MB18171 | 300281224 | 11 kV | NO | RMU | PE 18.17 BLOK H 18R12 (F1) |  |  |  | TAMCO | GR1 | 20070103 | Pass | null
429424893 | TNB | DISTRIBUTION | WP PUTRAJAYA & CYBERJAYA | Existing | VPTJ/PCE/J18172/MB18174 | 300281225 | 11 kV | NO | RMU | PE 18.17 BLOK H 18R12 (F2) |  |  |  | TAMCO | GR1 | 20070103 | Pass | null
429425942 | TNB | DISTRIBUTION | WP PUTRAJAYA & CYBERJAYA | Existing | VCBJ/PCE/J23121/MB23121 | 300520627 |  | NO |  | PE 23.12 CLOVER NO.3 |  |  |  | INDKOM | INS24 |  | Fail | Please check "Operating Voltage"
429427154 | TNB | DISTRIBUTION | WP PUTRAJAYA & CYBERJAYA | Existing | VCBJ/PCE/J23111/MB23111 | 300520630 |  | NO |  | PE 23.11 CLOVER NO.2 |  |  |  | INDKOM | INS24 |  | Fail | Please check "Operating Voltage"
429429624 | TNB | DISTRIBUTION | WP PUTRAJAYA & CYBERJAYA | Existing | VCBJ/PCE/J21851/MB21851 | 300450136 | 11 kV | NO | RMU | PE 21.85 MYVILLA P1 PARCEL A |  |  |  | INDKOM | INS24 |  | Pass | null
429434505 | TNB | DISTRIBUTION | WP PUTRAJAYA & CYBERJAYA | Existing | VCBJ/PCE/J22742/MB22744 | 300288161 | 11 kV | NO | RMU | PE 22.74 KWDI 3 F2 |  |  |  | TAMCO | GR1 | 20/12/2010 | Pass | null
429434608 | TNB | DISTRIBUTION | WP PUTRAJAYA & CYBERJAYA | Existing | VCBJ/PCE/J22741/MB22741 | 300288159 | 11 kV | NO | RMU | PE 22.74 KWDI 3 F1 |  |  |  | TAMCO | GR1 | 19/12/2010 | Pass | null
429435065 | TNB | DISTRIBUTION | WP PUTRAJAYA & CYBERJAYA | Existing | VCBJ/PCE/J22672/MB22674 | 300280388 | 11 kV | NO | RMU | PE 22.67 KWDI 1 F2 |  |  |  | INDKOM | INS24 | 20091009 | Pass | null
429435170 | TNB | DISTRIBUTION | WP PUTRAJAYA & CYBERJAYA | Existing | VCBJ/PCE/J22671/MB22671 | 300280387 | 11 kV | NO | RMU | PE 22.67 KWDI 1 F1 |  |  |  | INDKOM | INS24 | 20091009 | Pass | null
429436839 | TNB | DISTRIBUTION | WP PUTRAJAYA & CYBERJAYA | Existing | VCBJ/PCE/J21951/MB1 | 310370041 | 11 kV | NO | RMU | PE 21.95 SITE OFFICE SKY PARK |  |  |  | INDKOM |  |  | Pass | null
429447636 | TNB | DISTRIBUTION | WP PUTRAJAYA & CYBERJAYA | Existing | VPTJ/PCE/J18161/MB18161 | 300281221 | 11 kV | NO | RMU | PE 18.16 BLOK G 18R12 (F1) |  |  |  | TAMCO | GR1 | 20070103 | Pass | null
429448251 | TNB | DISTRIBUTION | WP PUTRAJAYA & CYBERJAYA | Existing | VPTJ/PCE/J18162/MB18164 | 300281222 | 11 kV | NO | RMU | PE 18.16 BLOK G 18R12 (F2) |  |  |  | TAMCO | GR1 | 20070103 | Pass | null
429448949 | TNB | DISTRIBUTION | WP PUTRAJAYA & CYBERJAYA | Existing | VPTJ/PCE/J18151/MB18151 | 300281219 | 11 kV | NO | RMU | PE 18.15 BLOK E&F 18R12 (F1) |  |  |  | TAMCO | GR1 | 20070103 | Pass | null
429449589 | TNB | DISTRIBUTION | WP PUTRAJAYA & CYBERJAYA | Existing | VPTJ/PCE/J18152/MB18154 | 300281220 | 11 kV | NO | RMU | PE 18.15 BLOK E&F 18R12 (F2) |  |  |  | TAMCO | GR1 | 20070103 | Pass | null
429450260 | TNB | DISTRIBUTION | WP PUTRAJAYA & CYBERJAYA | Existing | VPTJ/PCE/J18181/MB18181 | 300281226 | 11 kV | NO | RMU | PE 18.18 BLOK C&D 18R12 (F1) |  |  |  | TAMCO | GR1 | 20070103 | Pass | null
429450853 | TNB | DISTRIBUTION | WP PUTRAJAYA & CYBERJAYA | Existing | VPTJ/PCE/J18182/MB18184 | 300281227 | 11 kV | NO | RMU | PE 18.18 BLOK C&D 18R12 (F2) |  |  |  | TAMCO | GR1 | 20070103 | Pass | null
429452166 | TNB | DISTRIBUTION | WP PUTRAJAYA & CYBERJAYA | Existing | VCBJ/PCE/J21861/MB21861 | 300450278 |  | NO |  | PE 21.86 MYVILLA P1 PARCEL B |  |  |  | INDKOM | ZZT |  | Fail | Please check "Operating Voltage"
429453634 | TNB | DISTRIBUTION | WP PUTRAJAYA & CYBERJAYA | Existing | VCBJ/PCE/J00103/MB1 | 300493850 | 11 kV | NO | RMU | PE 23.22 SHOP LOT MYVILLA PRS 5 |  |  |  | INDKOM | N/A |  | Pass | null
429454712 | TNB | DISTRIBUTION | WP PUTRAJAYA & CYBERJAYA | Existing | VCBJ/PCE/J21931/MB21931 | 300454636 | 11 kV | NO | RMU | PE 21.93 MYVILLA P3 PARCEL A |  |  |  | INDKOM | INS24 |  | Pass | null
429456314 | TNB | DISTRIBUTION | WP PUTRAJAYA & CYBERJAYA | Existing | VCBJ/PCE/J22692/MB22694 | 300282015 | 11 kV | NO | RMU | PE 22.69 KRU STUDIO F2 |  |  |  | LUCY | VRN 2A | 27/01/2010 | Pass | null
429456551 | TNB | DISTRIBUTION | WP PUTRAJAYA & CYBERJAYA | Existing | VCBJ/PCE/J24192/MB | 300498023 | 11 kV | NO | RMU | PE 24.19 YAKIN INVEST F2 | [6 empty] | Pass | null
429457505 | TNB | DISTRIBUTION | WP PUTRAJAYA & CYBERJAYA | Existing | VCBJ/PCE/J22891/MB22891 | 300452960 |  | NO |  | PE 22.89 MYTELEHAUS F1 |  |  |  | SCHNEIDER | NE-3I |  | Fail | Please check "Operating Voltage"
429458194 | TNB | DISTRIBUTION | WP PUTRAJAYA & CYBERJAYA | Existing | VCBJ/PCE/J22892/MB22894 | 300452961 |  | NO |  | PE 22.89 MYTELEHAUS F2 |  |  |  | SCHNEIDER | NE-3I |  | Fail | Please check "Operating Voltage"
429458855 | TNB | DISTRIBUTION | WP PUTRAJAYA & CYBERJAYA | Existing | VCBJ/PCE/J22881/MB22881 | 300452937 | 11 kV | NO | RMU | PE 22.88 SKY LEISURE F1 |  |  |  | INDKOM | NA |  | Pass | null
429459533 | TNB | DISTRIBUTION | WP PUTRAJAYA & CYBERJAYA | Existing | VCBJ/PCE/J22882/MB22884 | 300452941 | 11 kV | NO | RMU | PE 22.88 SKY LEISURE F2 |  |  |  | INDKOM | NA |  | Pass | null
429463838 | TNB | DISTRIBUTION | WP PUTRAJAYA & CYBERJAYA | Existing | VCBJ/PCE/J21151/MB21151 | 300281031 | 11 kV | NO | RMU | PE 21.15 SATELIT TELEKOM CBJ 3 F1 |  |  |  | INDKOM | ZZT | 17/07/2002 | Pass | null
429463941 | TNB | DISTRIBUTION | WP PUTRAJAYA & CYBERJAYA | Existing | VCBJ/PCE/J21152/MB21154 | 300281029 | 11 kV | NO | RMU | PE 21.15 SATELIT TELEKOM CBJ 3 F2 |  |  |  | INDKOM | ZZT | 17/07/2002 | Pass | null
429468763 | TNB | DISTRIBUTION | WP PUTRAJAYA & CYBERJAYA | Existing | VPTJ/PCE/J18191/MB18191 | 300281228 | 11 kV | NO | RMU | PE 18.19 BLOK A&B 18R12 (F1) |  |  |  | TAMCO | GR1 | 20070103 | Pass | null
429469355 | TNB | DISTRIBUTION | WP PUTRAJAYA & CYBERJAYA | Existing | VPTJ/PCE/J18192/MB18194 | 300281229 | 11 kV | NO | RMU | PE 18.19 BLOK A&B 18R12 (F2) |  |  |  | TAMCO | GR1 | 20070103 | Pass | null
429470082 | TNB | DISTRIBUTION | WP PUTRAJAYA & CYBERJAYA | Existing | VPTJ/PCE/J18241/MB18241 | 300281238 | 11 kV | NO | RMU | PE 18.24 BLOK D 18R13 (F1) |  |  |  | TAMCO | GR1 | 20070103 | Pass | null
429470674 | TNB | DISTRIBUTION | WP PUTRAJAYA & CYBERJAYA | Existing | VPTJ/PCE/J18242/MB18244 | 300281239 | 11 kV | NO | RMU | PE 18.24 BLOK D 18R13 (F2) |  |  |  | TAMCO | GR1 | 20070103 | Pass | null
429471398 | TNB | DISTRIBUTION | WP PUTRAJAYA & CYBERJAYA | Existing | VPTJ/PCE/J18231/MB18231 | 300281236 | 11 kV | NO | RMU | PE 18.23 BLOK C 18R13 (F1) |  |  |  | TAMCO | GR1 | 20070103 | Pass | null
429471990 | TNB | DISTRIBUTION | WP PUTRAJAYA & CYBERJAYA | Existing | VPTJ/PCE/J18232/MB18234 | 300281237 | 11 kV | NO | RMU | PE 18.23 BLOK C 18R13 (F2) |  |  |  | TAMCO | GR1 | 20070103 | Pass | null
429473005 | TNB | DISTRIBUTION | WP PUTRAJAYA & CYBERJAYA | Existing | VCBJ/PCE/J21941/MB21941 | 300454633 |  | NO |  | PE 21.94 MYVILLA P3 PARCEL B |  |  |  | INDKOM | ZZTT 1/D |  | Fail | Please check "Operating Voltage"
429495024 | TNB | DISTRIBUTION | WP PUTRAJAYA & CYBERJAYA | Existing | VPTJ/PCE/J07021/MB07021 | 300281274 |  | NO |  | PE 7.02 POLIS PUTRAJAYA (F1) |  |  |  | INDKOM | ZZT | 28/07/1999 | Fail | Please check "Operating Voltage"
429495679 | TNB | DISTRIBUTION | WP PUTRAJAYA & CYBERJAYA | Existing | VPTJ/PCE/J07022/MB07024 | 300281275 |  | NO |  | PE 7.02 POLIS PUTRAJAYA (F2) |  |  |  | INDKOM | ZZT | 28/07/1999 | Fail | Please check "Operating Voltage"
429496546 | TNB | DISTRIBUTION | WP PUTRAJAYA & CYBERJAYA | Existing | VPTJ/PCE/J07011/MB07011 | 300281272 | 11 kV | NO | RMU | PE 7.01 BOMBA PUTRAJAYA (F1) |  |  |  | MERLIN GERIN | NE-31Q | 28/07/1999 | Pass | null
429497137 | TNB | DISTRIBUTION | WP PUTRAJAYA & CYBERJAYA | Existing | VPTJ/PCE/J07012/MB07014 | 300281273 | 11 kV | NO | RMU | PE 7.01 IBU PEJABAT BOMBA (F2) |  |  |  | MERLIN GERIN | NE-31Q | 28/07/1999 | Pass | null
429498075 | TNB | DISTRIBUTION | WP PUTRAJAYA & CYBERJAYA | Existing | VPTJ/PCE/J07081/MB07081 | 300280775 |  | NO |  | PE 7.08 PARK & RIDE (F1) |  |  |  | TAMCO | GR1 | 20070504 | Fail | Please check "Operating Voltage"
429498685 | TNB | DISTRIBUTION | WP PUTRAJAYA & CYBERJAYA | Existing | VPTJ/PCE/J07082/MB07084 | 300280776 |  | NO |  | PE 7.08 PARK & RIDE (F2) |  |  |  | TAMCO | GR1 | 20070504 | Fail | Please check "Operating Voltage"
429499510 | TNB | DISTRIBUTION | WP PUTRAJAYA & CYBERJAYA | Existing | VCBJ/PCE/J21101/MB21101 | 300281045 | 11 kV | NO | RMU | PE 21.10 ELITE HIGHWAY NO. 3 |  |  |  | INDKOM | ZZT | 20001002 | Pass | null
429500202 | TNB | DISTRIBUTION | WP PUTRAJAYA & CYBERJAYA | Existing | VCBJ/PCE/J21541/MB21541 | 300280656 | 11 kV | NO | RMU | PE 21.54 PS 3 F1 |  |  |  | INDKOM | ZZT | 16/06/2005 | Pass | null
429500305 | TNB | DISTRIBUTION | WP PUTRAJAYA & CYBERJAYA | Existing | VCBJ/PCE/J21542/MB21544 | 300280654 | 11 kV | NO | RMU | PE 21.54 PS 3 F2 |  |  |  | INDKOM | ZZT | 16/06/2005 | Pass | null
429501431 | TNB | DISTRIBUTION | WP PUTRAJAYA & CYBERJAYA | Existing | VCBJ/PCE/J21401/MB21401 | 300281000 | 11 kV | NO | RMU | PE 21.40 STP 1 |  |  |  | INDKOM | ZZT I/D | 15/12/2016 | Pass | null
429501670 | TNB | DISTRIBUTION | WP PUTRAJAYA & CYBERJAYA | Existing | VCBJ/PCE/J23161/MB23161 | 310360664 | 11 kV | NO | RMU | PE 23.16 MASJID CYBERJAYA |  |  |  | INDKOM | ZZTT 1/D |  | Pass | null
429502782 | TNB | DISTRIBUTION | WP PUTRAJAYA & CYBERJAYA | Existing | VCBJ/PCE/J21572/MB21574 | 300280643 | 11 kV | NO | RMU | PE 21.57 CLUB HOUSE F2 |  |  |  | TAMCO | GR1 | 17/11/2007 | Pass | null
429502885 | TNB | DISTRIBUTION | WP PUTRAJAYA & CYBERJAYA | Existing | VCBJ/PCE/J21571/MB21571 | 300280645 | 11 kV | NO | RMU | PE 21.57 CLUB HOUSE F1 |  |  |  | TAMCO | GR1 | 17/11/2007 | Pass | null
429512220 | TNB | DISTRIBUTION | WP PUTRAJAYA & CYBERJAYA | Existing | VPTJ/PCE/J07062/MB07064 | 300281279 |  | NO |  | PE 7.06 TPB (WTT) (F2) |  |  |  | INDKOM | ZZT | 13/06/2002 | Fail | Please check "Operating Voltage"
429512348 | TNB | DISTRIBUTION | WP PUTRAJAYA & CYBERJAYA | Existing | VPTJ/PCE/J07061/MB07061 | 300281278 |  | NO |  | PE 7.06 TPB (WTT) (F1) |  |  |  | INDKOM | ZZT | 13/06/2002 | Fail | Please check "Operating Voltage"
429513936 | TNB | DISTRIBUTION | WP PUTRAJAYA & CYBERJAYA | Existing | VPTJ/PCE/J07051/MB07051 | 300281277 |  | NO |  | PE 7.05 L SENTOSA (R2C) |  |  |  | MERLIN GERIN | RM6 | 20010501 | Fail | Please check "Operating Voltage"
429514678 | TNB | DISTRIBUTION | WP PUTRAJAYA & CYBERJAYA | Existing | VPTJ/PCE/J07071/MB07071 | 300281280 |  | NO |  | PE 7.07 PLF (F1) |  |  |  | INDKOM | ZZT | 27/07/1999 | Fail | Please check "Operating Voltage"
429515275 | TNB | DISTRIBUTION | WP PUTRAJAYA & CYBERJAYA | Existing | VPTJ/PCE/J07072/MB07074 | 300281281 |  | NO |  | PE 7.07 PLF (F2) |  |  |  | INDKOM | ZZT | 27/07/2009 | Fail | Please check "Operating Voltage"
429516095 | TNB | DISTRIBUTION | WP PUTRAJAYA & CYBERJAYA | Existing | VPTJ/PCE/J08121/MB08121 | 300280797 |  | NO |  | PE 8.12 INSIDE PPU 5 (F1) |  |  |  | INDKOM | ZZT | 20001210 | Fail | Please check "Operating Voltage"
429516686 | TNB | DISTRIBUTION | WP PUTRAJAYA & CYBERJAYA | Existing | VPTJ/PCE/J08122/MB08124 | 300280798 |  | NO |  | PE 8.12 INSIDE PPU 5 (F2) |  |  |  | INDKOM | ZZT | 20001210 | Fail | Please check "Operating Voltage"
429517422 | TNB | DISTRIBUTION | WP PUTRAJAYA & CYBERJAYA | Existing | VPTJ/PCE/J08161/MB08161 | 300280800 |  | NO |  | PE 8.16 RD 2B L. SENTOSA |  |  |  | INDKOM | ZZT | 15/11/1999 | Fail | Please check "Operating Voltage"
429518120 | TNB | DISTRIBUTION | WP PUTRAJAYA & CYBERJAYA | Existing | VPTJ/PCE/J08301/MB08301 | 300454757 |  | NO |  | PE 8.30 8C1 (F1) |  |  |  | INDKOM | ZZT I/D |  | Fail | Please check "Operating Voltage"
429518328 | TNB | DISTRIBUTION | WP PUTRAJAYA & CYBERJAYA | Existing | VPTJ/PCE/J08302/MB08304 | 300454760 |  | NO |  | PE 8.30 8C1 (F2) |  |  |  | INDKOM | ZZT I/D |  | Fail | Please check "Operating Voltage"
429518645 | TNB | DISTRIBUTION | WP PUTRAJAYA & CYBERJAYA | Existing | VPTJ/PCE/J08311/MB08311 | 300452993 |  | NO |  | PE 8.31 8C3 F1 |  |  |  | SCHNEIDER | NE-2iQ |  | Fail | Please check "Operating Voltage"
429519240 | TNB | DISTRIBUTION | WP PUTRAJAYA & CYBERJAYA | Existing | VPTJ/PCE/J08312/MB08314 | 300452995 |  | NO |  | PE 8.31 8C3 F2 |  |  |  | SCHNEIDER | ZZT |  | Fail | Please check "Operating Voltage"
429544452 | TNB | DISTRIBUTION | WP PUTRAJAYA & CYBERJAYA | Existing | VCBJ/PCE/J22931/MB 22931 | 310361712 | 11 kV | NO | RMU | PE 22.93 BLOK A TRIENTEL |  |  |  | ABB |  |  | Pass | null
429545549 | TNB | DISTRIBUTION | WP PUTRAJAYA & CYBERJAYA | Existing | VCBJ/PCE/J22951/MB22951 | 300454989 |  | NO |  | PE 22.95 TRIENTEL BLOK C |  |  |  | INDKOM | INS24 |  | Fail | Please check "Operating Voltage"
429547030 | TNB | DISTRIBUTION | WP PUTRAJAYA & CYBERJAYA | Existing | VCBJ/PCE/J21612/MB21615 | 300280627 | 11 kV | NO | RMU | PE 21.61 MPS F2 |  |  |  | ORMAZABAL | ZZTT | 23/02/2008 | Pass | null
429547161 | TNB | DISTRIBUTION | WP PUTRAJAYA & CYBERJAYA | Existing | VCBJ/PCE/J21611/MB21611 | 300280629 | 11 kV | NO | RMU | PE 21.61 MPS F1 |  |  |  | ORMAZABAL | ZZTT | 23/02/2008 | Pass | null
429549212 | TNB | DISTRIBUTION | WP PUTRAJAYA & CYBERJAYA | Existing | VCBJ/PCE/J21411/MB21411 | 300280998 | 11 kV | NO | RMU | PE 21.41 TMN.CYBER |  |  |  | INDKOM | ZZT | 16/01/2003 | Pass | null
429549847 | TNB | DISTRIBUTION | WP PUTRAJAYA & CYBERJAYA | Existing | VCBJ/PCE/J00118/MB1 | 310338765 | 11 kV | NO | RMU | PE 25.26 SETIA VILLA 6 |  |  |  | INDKOM | INS24 |  | Pass | null
429554774 | TNB | DISTRIBUTION | WP PUTRAJAYA & CYBERJAYA | Existing | VCBJ/PCE/J00117/MB1 | 310338758 | 11 kV | NO | RMU | PE 25.25 SETIA VILLA 5 |  |  |  | INDKOM | INS24 |  | Pass | null
429555400 | TNB | DISTRIBUTION | WP PUTRAJAYA & CYBERJAYA | Existing | VCBJ/PCE/J00116/MB1 | 310338754 | 11 kV | NO | RMU | PE 25.24 SETIA VILLA 4 |  |  |  | INDKOM | INS24 |  | Pass | null
429556021 | TNB | DISTRIBUTION | WP PUTRAJAYA & CYBERJAYA | Existing | VCBJ/PCE/J00112/MB1 | 310359235 | 11 kV | NO | RMU | PE 25.19 SETIA VILLA 3 |  |  |  | INDKOM | ZZTT 1/D |  | Pass | null
429556635 | TNB | DISTRIBUTION | WP PUTRAJAYA & CYBERJAYA | Existing | VCBJ/PCE/J00110/MB1 | 310357944 | 11 kV | NO |  | PE 25.18 SETIA VILLA 2 |  |  |  | INDKOM | INS24 |  | Fail | Please check "Label"
429557264 | TNB | DISTRIBUTION | WP PUTRAJAYA & CYBERJAYA | Existing | VCBJ/PCE/J00109/MB1 | 310359230 | 11 kV | NO |  | PE 25.17 SETIA VILLA 1 |  |  |  | INDKOM | INS24 |  | Fail | Please check "Label"
429557875 | TNB | DISTRIBUTION | WP PUTRAJAYA & CYBERJAYA | Existing | VCBJ/PCE/J25221/MB25221 | 310339459 | 11 kV | NO | RMU | PE 25.22 SETIA MARINA 3 |  |  |  | SCHNEIDER | NF-21Q |  | Pass | null
429558494 | TNB | DISTRIBUTION | WP PUTRAJAYA & CYBERJAYA | Existing | VCBJ/PCE/J25211/MB25211 | 310339453 | 11 kV | NO | RMU | PE 25.21 SETIA MARINA 2 |  |  |  | SCHNEIDER | NE-21Q |  | Pass | null
429559137 | TNB | DISTRIBUTION | WP PUTRAJAYA & CYBERJAYA | Existing | VCBJ/PCE/J25201/MB25201 | 310339447 | 11 kV | NO | RMU | PE 25.20 SETIA MARINA 1 |  |  |  | SCHNEIDER |  |  | Pass | null
429560432 | TNB | DISTRIBUTION | WP PUTRAJAYA & CYBERJAYA | Existing | VCBJ/PCE/J23171/MB23171 | 310303841 | 11 kV | NO |  | PE 23.17 TEMP SERI MUTIARA |  |  |  | TAMCO |  |  | Fail | Please check "Label"
429562030 | TNB | DISTRIBUTION | WP PUTRAJAYA & CYBERJAYA | Existing | VCBJ/PCE/J25231/MB25231 | 310339464 | 11 kV | NO | RMU | PE 25.23 SALES OFFICE ECOGLADE GALERY | [6 empty] | Pass | null
429563030 | TNB | DISTRIBUTION | WP PUTRAJAYA & CYBERJAYA | Existing | VCBJ/PCE/J21472/MB21474 | 300280981 | 11 kV | NO | RMU | SS 21.47 LIM KOK WING F2 |  |  |  | INDKOM | ZZZ | 20040701 | Pass | null
429563557 | TNB | DISTRIBUTION | WP PUTRAJAYA & CYBERJAYA | Existing | VPTJ/PCE/J08372/MB08374 | 310339451 | 11 kV | NO | RMU | PE 8.37 8R7 (F2) |  |  |  | INDKOM |  |  | Pass | null
429564148 | TNB | DISTRIBUTION | WP PUTRAJAYA & CYBERJAYA | Existing | VPTJ/PCE/J08371/MB08371 | 310339450 | 11 kV | NO | RMU | PE 8.37 8R7 (F1) |  |  |  | INDKOM | ZZTT 1/D |  | Pass | null
429564765 | TNB | DISTRIBUTION | WP PUTRAJAYA & CYBERJAYA | Existing | VPTJ/PCE/J08211/MB08211 | 300280806 |  | NO |  | PE 8.21 APT B (EFI) (F1) |  |  |  | INDKOM | ZZT | 20021211 | Fail | Please check "Operating Voltage"
429565356 | TNB | DISTRIBUTION | WP PUTRAJAYA & CYBERJAYA | Existing | VPTJ/PCE/J08212/MB08214 | 300280807 |  | NO |  | PE 8.21 APT B (EFI) (F2) |  |  |  | INDKOM | ZZT | 20021211 | Fail | Please check "Operating Voltage"
429566066 | TNB | DISTRIBUTION | WP PUTRAJAYA & CYBERJAYA | Existing | VPTJ/PCE/J08201/MB08201 | 300280804 |  | NO |  | PE 8.20 APT D (F1) |  |  |  | INDKOM | ZZT | 13/11/2002 | Fail | Please check "Operating Voltage"
429566693 | TNB | DISTRIBUTION | WP PUTRAJAYA & CYBERJAYA | Existing | VPTJ/PCE/J08202/MB08204 | 300280805 |  | NO |  | PE 8.20 APT D (F2) |  |  |  | INDKOM | ZZT | 13/11/2002 | Fail | Please check "Operating Voltage"
429567362 | TNB | DISTRIBUTION | WP PUTRAJAYA & CYBERJAYA | Existing | VPTJ/PCE/J08191/MB08191 | 300280802 |  | NO |  | PE 8.19 APT A (EFI) (F1) |  |  |  | INDKOM | ZZT | 13/11/2002 | Fail | Please check "Operating Voltage"
429576585 | TNB | DISTRIBUTION | WP PUTRAJAYA & CYBERJAYA | Existing | VPTJ/PCE/J08192/MB08194 | 300280803 |  | NO |  | PE 8.19 APT A (EFI) (F2) |  |  |  | INDKOM | ZZT | 13/11/2002 | Fail | Please check "Operating Voltage"
429577381 | TNB | DISTRIBUTION | WP PUTRAJAYA & CYBERJAYA | Existing | VPTJ/PCE/J08271/MB08271 | 300284804 |  | NO |  | PE 8.27 APT C5 (F1) |  |  |  | TAMCO | 2+1 ID | 18/06/2010 | Fail | Please check "Operating Voltage"
429577972 | TNB | DISTRIBUTION | WP PUTRAJAYA & CYBERJAYA | Existing | VPTJ/PCE/J08272/MB08274 | 300284805 |  | NO |  | PE 8.27 APT C5 (F2) |  |  |  | TAMCO | 2+1 OD | 18/06/2010 | Fail | Please check "Operating Voltage"
429578724 | TNB | DISTRIBUTION | WP PUTRAJAYA & CYBERJAYA | Existing | VPTJ/PCE/J08281/MB08281 | 300284800 |  | NO |  | PE 8.28 APT C6 F1 |  |  |  | TAMCO | GR1 | 18/06/2010 | Fail | Please check "Operating Voltage"
429579315 | TNB | DISTRIBUTION | WP PUTRAJAYA & CYBERJAYA | Existing | VPTJ/PCE/J08282/MB08284 | 300284801 |  | NO |  | PE 8.28 APT C6 F2 |  |  |  | TAMCO | GR1 | 18/06/2010 | Fail | Please check "Operating Voltage"
429580074 | TNB | DISTRIBUTION | WP PUTRAJAYA & CYBERJAYA | Existing | VPTJ/PCE/J08231/MB08231 | 300280808 |  | NO |  | PE 8.23 PS8 (F1) |  |  |  | INDKOM | ZZT | 30/07/2002 | Fail | Please check "Operating Voltage"
429580665 | TNB | DISTRIBUTION | WP PUTRAJAYA & CYBERJAYA | Existing | VPTJ/PCE/J08232/MB08234 | 300280809 |  | NO |  | PE 8.23 PS8 (F2) |  |  |  | INDKOM | ZZT | 30/07/2002 | Fail | Please check "Operating Voltage"
429581349 | TNB | DISTRIBUTION | WP PUTRAJAYA & CYBERJAYA | Existing | VPTJ/PCE/J07131/MB07131 | 310339468 | 11 kV | NO | RMU | PE 7.13 TEMP SPRM |  |  |  | TOSHIBA |  |  | Pass | null
429582002 | TNB | DISTRIBUTION | WP PUTRAJAYA & CYBERJAYA | Existing | VPTJ/PCE/J09291/MB09291 | 300280862 | 11 kV | NO | RMU | PE 9.29 BAS DEPOH |  |  |  | TAMCO | GR1 | 27/07/2006 | Pass | null
429582701 | TNB | DISTRIBUTION | WP PUTRAJAYA & CYBERJAYA | Existing | VPTJ/PCE/J09311/MB09311 | 300280865 |  | NO |  | PE 9.31 RUMAH TERES (EFI) (F1) |  |  |  | INDKOM | ZZT | 15/10/2004 | Fail | Please check "Operating Voltage"
429583335 | TNB | DISTRIBUTION | WP PUTRAJAYA & CYBERJAYA | Existing | VPTJ/PCE/J09312/MB09314 | 300280866 |  | NO |  | PE 9.31 RUMAH TERES (EFI) (F2) |  |  |  | INDKOM | ZZT | 15/10/2004 | Fail | Please check "Operating Voltage"
429584010 | TNB | DISTRIBUTION | WP PUTRAJAYA & CYBERJAYA | Existing | VPTJ/PCE/J09361/MB09361 | 300280917 |  | NO |  | PE 9.36 SEK MEN FASA 3 (F1) |  |  |  | TAMCO | GR1 | 20061011 | Fail | Please check "Operating Voltage"
429584623 | TNB | DISTRIBUTION | WP PUTRAJAYA & CYBERJAYA | Existing | VPTJ/PCE/J09362/MB09364 | 300280918 |  | NO |  | PE 9.36 SEK MEN FASA 3 (F2) |  |  |  | TAMCO | GR1 | 20061011 | Fail | Please check "Operating Voltage"
429584823 | TNB | DISTRIBUTION | WP PUTRAJAYA & CYBERJAYA | Existing | VCBJ/PCE/J22961/MB22961 | 300454997 |  | NO |  | PE 22.96 TRIENTEL BLOK D |  |  |  | INDKOM | INS24 |  | Fail | Please check "Operating Voltage"
429585432 | TNB | DISTRIBUTION | WP PUTRAJAYA & CYBERJAYA | Existing | VCBJ/PCE/J22941/MB22941 | 310361704 | 11 kV | NO | RMU | PE 22.94 TRIENTEL BLOK B |  |  |  | ABB |  |  | Pass | null
429586642 | TNB | DISTRIBUTION | WP PUTRAJAYA & CYBERJAYA | Existing | VCBJ/PCE/J21781/MB21781 | 300454995 |  | NO |  | PE 21.78 GARDEN VIEW BLOK C |  |  |  | INDKOM | ZZT |  | Fail | Please check "Operating Voltage"
429587279 | TNB | DISTRIBUTION | WP PUTRAJAYA & CYBERJAYA | Existing | VCBJ/PCE/J21771/MB21771 | 300454993 |  | NO |  | PE 21.77 GARDEN VIEW BLOK B |  |  |  | TAMCO | ID10-004 |  | Fail | Please check "Operating Voltage"
429587926 | TNB | DISTRIBUTION | WP PUTRAJAYA & CYBERJAYA | Existing | VCBJ/PCE/J21761/MB21761 | 300454991 |  | NO |  | PE 21.76 GARDEN VIEW BLOK A |  |  |  | INDKOM | ZZT |  | Fail | Please check "Operating Voltage"
429588542 | TNB | DISTRIBUTION | WP PUTRAJAYA & CYBERJAYA | Existing | VCBJ/PCE/J21731/MB21731 | 300284821 |  | NO |  | PE 21.73 - SEK. ANTARABANGSA F1 |  |  |  | TAMCO | 1D-10 | 17/07/2010 | Fail | Please check "Operating Voltage"
429588990 | TNB | DISTRIBUTION | WP PUTRAJAYA & CYBERJAYA | Existing | VCBJ/PCE/J21471/MB21471 | 300280982 | 11 kV | NO | RMU | SS 21.47 LIM KOK WING F1 |  |  |  | INDKOM | ZZZ | 20040701 | Pass | null
429589300 | TNB | DISTRIBUTION | WP PUTRAJAYA & CYBERJAYA | Existing | VCBJ/PCE/J23091/MB 23091 | 310317900 | 11 kV | NO | RMU | PE 23.09 THE PLACE NO 2 |  |  |  | INDKOM | INS24 |  | Pass | null
429590910 | TNB | DISTRIBUTION | WP PUTRAJAYA & CYBERJAYA | Existing | VCBJ/PCE/J21981/MB21981 | 300455174 | 11 kV | NO | RMU | PE 21.98 PADAT PETRONAS CYBER 3 |  |  |  | INDKOM | ZZTT I/D |  | Pass | null
429591670 | TNB | DISTRIBUTION | WP PUTRAJAYA & CYBERJAYA | Existing | VCBJ/PCE/J21011/MB21011 | 300281087 | 11 kV | NO | RMU | PE 21.01 NTT F1 |  |  |  | INDKOM | ZZZ | 17/06/1999 | Pass | null
429591976 | TNB | DISTRIBUTION | WP PUTRAJAYA & CYBERJAYA | Existing | VCBJ/PCE/J21012/MB21015 | 300281084 | 11 kV | NO | RMU | PE 21.01 NTT F2 |  |  |  | INDKOM | ZZZT | 17/06/1999 | Pass | null
429592693 | TNB | DISTRIBUTION | WP PUTRAJAYA & CYBERJAYA | Existing | VCBJ/PCE/J21922/MB21921 | 300454913 | 11 kV | NO | RMU | SS 21.92 NTT DATA CENTRE F2 |  |  |  | INDKOM | INS24 |  | Pass | null
429592796 | TNB | DISTRIBUTION | WP PUTRAJAYA & CYBERJAYA | Existing | VCBJ/PCE/J21921/MB21921 | 300452984 | 11 kV | NO | RMU | SS 21.92 NTT DATA CENTRE F1 |  |  |  | INDKOM | INS24 |  | Pass | null
429593111 | TNB | DISTRIBUTION | WP PUTRAJAYA & CYBERJAYA | Existing | VCBJ/PCE/J21091/MB21091 | 300281052 | 11 kV | NO | RMU | SS 21.09 KOMPLEKS TELEKOM CBJ 1 F1 |  |  |  | TAMCO | ZZZ | 20000903 | Pass | null
429593215 | TNB | DISTRIBUTION | WP PUTRAJAYA & CYBERJAYA | Existing | VCBJ/PCE/J21092/MB21094 | 300281046 | 11 kV | NO | RMU | SS 21.09 KOMPLEKS TELEKOM CBJ 1 F2 |  |  |  | INDKOM | ZZZ | 20000903 | Pass | null
429597526 | TNB | DISTRIBUTION | WP PUTRAJAYA & CYBERJAYA | Existing | VPTJ/PCE/J01641/MB01641 | 300454866 | 11 kV | NO | RMU | PE 1.64 PEJ HOTEL PZ 10 (F1) |  |  |  | SUN SYSTEM ENG | VRN2a |  | Pass | null
429597734 | TNB | DISTRIBUTION | WP PUTRAJAYA & CYBERJAYA | Existing | VPTJ/PCE/J01642/MB01644 | 300454868 | 11 kV | NO | RMU | PE 1.64 PEJ HOTEL PZ 10 (F2) |  |  |  | F&G | ZZT I/D |  | Pass | null
429597904 | TNB | DISTRIBUTION | WP PUTRAJAYA & CYBERJAYA | Existing | VPTJ/PCE/J16311/MB16311 | 310338862 | 11 kV | NO | RMU | PE 16.31 TEMP PPA1M PR 16 |  |  |  | TAMCO | GRi |  | Pass | null
429598585 | TNB | DISTRIBUTION | WP PUTRAJAYA & CYBERJAYA | Existing | VPTJ/PCE/J16201/MB16201 | 300281195 | 11 kV | NO | RMU | PE 16.20 APT A1 (EFI) (F1) |  |  |  | INDKOM | ZZT | 20000311 | Pass | null
429598756 | TNB | DISTRIBUTION | WP PUTRAJAYA & CYBERJAYA | Existing | VPTJ/PCE/J16202/MB16204 | 300281196 | 11 kV | NO | RMU | PE 16.20 APT A1 (EFI) (F2) |  |  |  | INDKOM | ZZT | 20000311 | Pass | null
429599526 | TNB | DISTRIBUTION | WP PUTRAJAYA & CYBERJAYA | Existing | VPTJ/PCE/J16191/MB16191 | 300281193 | 11 kV | NO | RMU | PE 16.19 APT A2 (F1) |  |  |  | INDKOM | ZZT | 20000311 | Pass | null
429599732 | TNB | DISTRIBUTION | WP PUTRAJAYA & CYBERJAYA | Existing | VPTJ/PCE/J16192/MB16194 | 300281194 | 11 kV | NO | RMU | PE 16.19 APT A2 (F2) |  |  |  | INDKOM | ZZT | 20000311 | Pass | null
429600414 | TNB | DISTRIBUTION | WP PUTRAJAYA & CYBERJAYA | Existing | VPTJ/PCE/J16181/MB16181 | 300281191 | 11 kV | NO | RMU | PE 16.18 APT A3 (EFI) (F1) |  |  |  | INDKOM | ZZT | 20000311 | Pass | null
429600621 | TNB | DISTRIBUTION | WP PUTRAJAYA & CYBERJAYA | Existing | VPTJ/PCE/J16182/MB16184 | 300281192 | 11 kV | NO | RMU | PE 16.18 APT A3 (EFI) (F2) |  |  |  | INDKOM | GA-ZZT | 20000311 | Pass | null
429601283 | TNB | DISTRIBUTION | WP PUTRAJAYA & CYBERJAYA | Existing | VPTJ/PCE/J16151/MB16151 | 300281183 | 11 kV | NO | RMU | PE 16.15 SEK. REN (F1) |  |  |  | INDKOM | ZZT | 20020509 | Pass | null
429601498 | TNB | DISTRIBUTION | WP PUTRAJAYA & CYBERJAYA | Existing | VPTJ/PCE/J16152/MB16154 | 300281184 | 11 kV | NO | RMU | PE 16.15 SEK. REN (F2) |  |  |  | INDKOM | ZZT | 20020509 | Pass | null
429602195 | TNB | DISTRIBUTION | WP PUTRAJAYA & CYBERJAYA | Existing | VCBJ/PCE/J00107/MB1 | 310426379 | 11 kV | NO | RMU | PE25.16 SETIA RIMBA 4 |  |  |  | INDKOM | INS24 |  | Pass | null
429602787 | TNB | DISTRIBUTION | WP PUTRAJAYA & CYBERJAYA | Existing | VCBJ/PCE/J00106/MB1 | 310426376 | 11 kV | NO | RMU | PE25.15 SETIA RIMBA 3 |  |  |  | INDKOM | ZZT |  | Pass | null
429603379 | TNB | DISTRIBUTION | WP PUTRAJAYA & CYBERJAYA | Existing | VCBJ/PCE/J00105/MB1 | 310426373 | 11 kV | NO | RMU | PE25.14 SETIA RIMBA 2 |  |  |  | INDKOM | ZZTT 1/D |  | Pass | null
429603971 | TNB | DISTRIBUTION | WP PUTRAJAYA & CYBERJAYA | Existing | VCBJ/PCE/J00104/MB1 | 310359115 | 11 kV | NO | RMU | PE 25.13 SETIA RIMBA 1 |  |  |  | INDKOM |  |  | Pass | null
429604563 | TNB | DISTRIBUTION | WP PUTRAJAYA & CYBERJAYA | Existing | VCBJ/PCE/J23061/MB23061 | 310360674 | 11 kV | NO | RMU | PE 23.06 TEMP OSK |  |  |  | INDKOM | ZZTT 1/D |  | Pass | null
429605749 | TNB | DISTRIBUTION | WP PUTRAJAYA & CYBERJAYA | Existing | VCBJ/PCE/J23191/MB23191 | 310317883 | 11 kV | NO |  | PE 23.19 AUTOVILLE NO1 |  |  |  | INDKOM | INS24 |  | Fail | Please check "Label"
429609076 | TNB | DISTRIBUTION | WP PUTRAJAYA & CYBERJAYA | Existing | VPTJ/PCE/J18201/MB18201 | 300281230 | 11 kV | NO | RMU | PE 18.20 TMN PANCARONA (F1) |  |  |  | TAMCO | GR1 | 17/08/2006 | Pass | null
429609667 | TNB | DISTRIBUTION | WP PUTRAJAYA & CYBERJAYA | Existing | VPTJ/PCE/J18202/MB18204 | 300281231 | 11 kV | NO | RMU | PE 18.20 TMN PANCARONA (F2) |  |  |  | TAMCO | GR1 | 17/08/2006 | Pass | null
429610388 | TNB | DISTRIBUTION | WP PUTRAJAYA & CYBERJAYA | Existing | VPTJ/PCE/J03011/MB03011 | 300280673 | 11 kV | NO | RMU | PE 3.01 3M5 S/LIGHTING |  |  |  | MERLIN GERIN | ZZT | 22/08/2003 | Pass | null
429611027 | TNB | DISTRIBUTION | WP PUTRAJAYA & CYBERJAYA | Existing | VPTJ/PCE/J09301/MB09301 | 300280863 |  | NO |  | PE 9.30 SEK REN FASA 2 (F1) |  |  |  | INDKOM | ZZT | 23/06/2004 | Fail | Please check "Operating Voltage"
429611632 | TNB | DISTRIBUTION | WP PUTRAJAYA & CYBERJAYA | Existing | VPTJ/PCE/J09302/MB09304 | 300280864 |  | NO |  | PE 9.30 SEK REN FASA 2 (F2) |  |  |  | INDKOM | ZZT | 23/06/2004 | Fail | Please check "Operating Voltage"
429612653 | TNB | DISTRIBUTION | WP PUTRAJAYA & CYBERJAYA | Existing | VPTJ/PCE/J09261/MB09261 | 300280856 |  | NO |  | PE 9.26 FLAT B (F1) |  |  |  | INDKOM | ZZT | 20010808 | Fail | Please check "Operating Voltage"
429612754 | TNB | DISTRIBUTION | WP PUTRAJAYA & CYBERJAYA | Existing | VPTJ/PCE/J09262/MB09264 | 300280857 |  | NO |  | PE 9.26 FLAT B (F2) |  |  |  | INDKOM | ZZT | 20010808 | Fail | Please check "Operating Voltage"
429613533 | TNB | DISTRIBUTION | WP PUTRAJAYA & CYBERJAYA | Existing | VPTJ/PCE/J09251/MB09251 | 300280854 |  | NO |  | PE 9.25 FLAT A (F1) |  |  |  | INDKOM | ZZT | 20010808 | Fail | Please check "Operating Voltage"
429613753 | TNB | DISTRIBUTION | WP PUTRAJAYA & CYBERJAYA | Existing | VPTJ/PCE/J09252/MB09254 | 300280855 |  | NO |  | PE 9.25 FLAT A (F2) |  |  |  | INDKOM | ZZT | 20010808 | Fail | Please check "Operating Voltage"
429615646 | TNB | DISTRIBUTION | WP PUTRAJAYA & CYBERJAYA | Existing | VCBJ/PCE/J21732/MB21734 | 300284822 |  | NO |  | PE 21.73 - SEK. ANTARABANGSA F2 |  |  |  | TAMCO | 1D-10 | 18/07/2010 | Fail | Please check "Operating Voltage"
429616607 | TNB | DISTRIBUTION | WP PUTRAJAYA & CYBERJAYA | Existing | VCBJ/PCE/J22111/MB22111 | 300280572 |  | NO |  | PE 22.11 THE STREET MALL F1 |  |  |  | INDKOM | ZZT | 18/02/2001 | Fail | Please check "Operating Voltage"
429617224 | TNB | DISTRIBUTION | WP PUTRAJAYA & CYBERJAYA | Existing | VCBJ/PCE/J22112/MB22114 | 300280573 |  | NO |  | PE 22.11 THE STREET MALL F2 |  |  |  | INDKOM | ZZT | 18/02/2001 | Fail | Please check "Operating Voltage"
429617900 | TNB | DISTRIBUTION | WP PUTRAJAYA & CYBERJAYA | Existing | VCBJ/PCE/J22411/MB22411 | 300280497 |  | NO |  | PE 22.41 32 UNIT S/LOT BLOK A F1 |  |  |  | INDKOM | ZZT | 26/10/2004 | Fail | Please check "Operating Voltage"
429618499 | TNB | DISTRIBUTION | WP PUTRAJAYA & CYBERJAYA | Existing | VCBJ/PCE/J22412/MB22414 | 300280498 |  | NO |  | PE 22.41 32 UNIT S/LOT BLOK A F2 |  |  |  | TAMCO | GRI | 26/10/2004 | Fail | Please check "Operating Voltage"
429619683 | TNB | DISTRIBUTION | WP PUTRAJAYA & CYBERJAYA | Existing | VCBJ/PCE/J23201/MB23201 | 310386516 | 11 kV | NO | RMU | PE 23.20 AUTOVILLE 2 |  |  |  | INDKOM | ZZTT1/D |  | Pass | null
429646367 | TNB | DISTRIBUTION | WP PUTRAJAYA & CYBERJAYA | Existing | VPTJ/PCE/J16171/MB16171 | 300281187 | 11 kV | NO | RMU | SS 16.17 KOMPLEK KEJIRANAN (EFI) (F1) |  |  |  | INDKOM F&G | ZZZ | 15/05/2002 | Pass | null
429646575 | TNB | DISTRIBUTION | WP PUTRAJAYA & CYBERJAYA | Existing | VPTJ/PCE/J16172/MB16174 | 300281188 | 11 kV | NO | RMU | SS 16.17 KOMPLEK KEJIRANAN (EFI) (F2) |  |  |  | INDKOM | ZZZ | 15/05/2002 | Pass | null
429648507 | TNB | DISTRIBUTION | WP PUTRAJAYA & CYBERJAYA | Existing | VPTJ/PCE/J12021/MB12021 | 300454639 | 11 kV | NO | RMU | PE 12.02 KUARTERS PEKERJA |  |  |  | INDKOM | INS24 |  | Pass | null
429648736 | TNB | DISTRIBUTION | WP PUTRAJAYA & CYBERJAYA | Existing | VPTJ/PCE/J12011/MB12011 | 300281098 | 11 kV | NO | RMU | PE 12.01 RF 2 P. UTARA |  |  |  | TAMCO | GR1 | 20001107 | Pass | null
429648918 | TNB | DISTRIBUTION | WP PUTRAJAYA & CYBERJAYA | Existing | VPTJ/PCE/J15011/MB15011 | 300281143 | 11 kV | NO | RMU | SS 15.01 PS6 |  |  |  | SCHNEIDER | RM6 | 18/11/1999 | Pass | null
429650980 | TNB | DISTRIBUTION | WP PUTRAJAYA & CYBERJAYA | Existing | VCBJ/PCE/J22421/MB22421 | 300281129 |  | NO |  | PE 22.42 32 UNIT S/LOT BLOK B F1 |  |  |  | INDKOM | ZZT | 26/10/2004 | Fail | Please check "Operating Voltage"
429651651 | TNB | DISTRIBUTION | WP PUTRAJAYA & CYBERJAYA | Existing | VCBJ/PCE/J22422/MB22424 | 300281128 |  | NO |  | PE 22.42 32 UNIT S/LOT BLOK B F2 |  |  |  | TAMCO | GR1 | 26/10/2004 | Fail | Please check "Operating Voltage"
429652285 | TNB | DISTRIBUTION | WP PUTRAJAYA & CYBERJAYA | Existing | VCBJ/PCE/J22701/MB22701 | 300450874 |  | NO |  | PE 22.70 CBD PERDANA 2A F1 |  |  |  | TAMCO | GR1 | 17/09/2011 | Fail | Please check "Operating Voltage"
429652906 | TNB | DISTRIBUTION | WP PUTRAJAYA & CYBERJAYA | Existing | VCBJ/PCE/J22702/MB22704 | 300450876 |  | NO |  | PE 22.70 CBD PERDANA 2A F2 |  |  |  | TAMCO | GR1 | 18/09/2011 | Fail | Please check "Operating Voltage"
429657852 | TNB | DISTRIBUTION | WP PUTRAJAYA & CYBERJAYA | Existing | VCBJ/PCE/J22711/MB22711 | 300450890 |  | NO |  | PE 22.71 CBD PERDANA 2B F1 |  |  |  | INDKOM F&G | ZZTT | 17/09/2011 | Fail | Please check "Operating Voltage"
429658923 | TNB | DISTRIBUTION | WP PUTRAJAYA & CYBERJAYA | Existing | VCBJ/PCE/J22712/MB22714 | 300450896 |  | NO |  | PE 22.71 CBD PERDANA 2B F2 |  |  |  | INDKOM F&G | ZZTT.I/D | 18/09/2011 | Fail | Please check "Operating Voltage"
429660010 | TNB | DISTRIBUTION | WP PUTRAJAYA & CYBERJAYA | Existing | VCBJ/PCE/J22822/MB22824 | 300450891 |  | NO |  | PE 22.82 CBD PERDANA 2C F2 |  |  |  | F&G INDKOM | ZZT 1/D | 16/02/2012 | Fail | Please check "Operating Voltage"
429660601 | TNB | DISTRIBUTION | WP PUTRAJAYA & CYBERJAYA | Existing | VCBJ/PCE/J22821/MB22821 | 300450875 |  | NO |  | PE 22.82 CBD PERDANA 2C F1 |  |  |  | F&G INDKOM | ZZT 1/D | 16/02/2012 | Fail | Please check "Operating Voltage"
429661253 | TNB | DISTRIBUTION | WP PUTRAJAYA & CYBERJAYA | Existing | VCBJ/PCE/J22831/MB22831 | 300454999 |  | NO |  | PE 22.83 CBD PERDANA 2D F1 |  |  |  | INDKOM | INS24 |  | Fail | Please check "Operating Voltage"
429661844 | TNB | DISTRIBUTION | WP PUTRAJAYA & CYBERJAYA | Existing | VCBJ/PCE/J22832/MB22834 | 300455001 |  | NO |  | PE 22.83 CBD PERDANA 2D F2 |  |  |  | INDKOM | INS24 |  | Fail | Please check "Operating Voltage"
429712788 | TNB | DISTRIBUTION | WP PUTRAJAYA & CYBERJAYA | Existing | VCBJ/PCE/J25101/MB25102 | 300520622 | 11 kV | NO | RMU | SS 25.10 CBD3 C2 F1 |  |  |  | SCHINDLER | NE 31 | 20140410 | Pass | null
429712989 | TNB | DISTRIBUTION | WP PUTRAJAYA & CYBERJAYA | Existing | VCBJ/PCE/J25101/MB25104 | 300520623 | 11 kV | NO | RMU | SS 25.10 CBD3 C2 F2 |  |  |  | TOSHIBA | ID3L | 20140410 | Pass | null
429713889 | TNB | DISTRIBUTION | WP PUTRAJAYA & CYBERJAYA | Existing | VPTJ/PCE/J04062/MB04064 | 300280676 | 11 kV | NO | RMU | PE 4.06 PADAT S/L (F2) |  |  |  | MERLIN GERIN | NA | 22/08/2003 | Pass | null
429714623 | TNB | DISTRIBUTION | WP PUTRAJAYA & CYBERJAYA | Existing | VPTJ/PCE/J04061/MB04061 | 300280675 | 11 kV | NO | RMU | PE 4.06 S/LIGHTING (F1) |  |  |  | MERLIN GERIN | NA | 22/08/2003 | Pass | null
429715663 | TNB | DISTRIBUTION | WP PUTRAJAYA & CYBERJAYA | Existing | VPTJ/PCE/J04101/MB04101 | 300280680 | 11 kV | NO | RMU | PE 4.10 S/LIGHTING |  |  |  | INDKOM | ZZT | 22/08/2003 | Pass | null
429715930 | TNB | DISTRIBUTION | WP PUTRAJAYA & CYBERJAYA | Existing | VPTJ/PCE/J17021/MB17021 | 300281202 | 11 kV | NO | RMU | PE 17.02 R8B |  |  |  | INDKOM | ZZT | 18/01/2005 | Pass | null
429716660 | TNB | DISTRIBUTION | WP PUTRAJAYA & CYBERJAYA | Existing | VPTJ/PCE/J19011/MB19011 | 300281248 | 11 kV | NO | RMU | PE 19.01 R8C |  |  |  | INDKOM | GA-ZZT | 18/01/2005 | Pass | null
429716967 | TNB | DISTRIBUTION | WP PUTRAJAYA & CYBERJAYA | Existing | VPTJ/PCE/J19021/MB19021 | 300281249 | 11 kV | NO | RMU | PE 19.02 JLB 3 |  |  |  | MERLIN GERIN | RM6 | 28/08/2007 | Pass | null
429718894 | TNB | DISTRIBUTION | WP PUTRAJAYA & CYBERJAYA | Existing | VCBJ/PCE/J22042/MB22044 | 300280597 | 11 kV | NO | RMU | SS 22.04 DCS F2 |  |  |  | INDKOM | ZZZZ | 29/09/1999 | Pass | null
429719070 | TNB | DISTRIBUTION | WP PUTRAJAYA & CYBERJAYA | Existing | VCBJ/PCE/J22041/MB22041 | 300280603 | 11 kV | NO | RMU | SS 22.04 DCS F1 |  |  |  | INDKOM | ZZZ | 29/09/1999 | Pass | null
429719300 | TNB | DISTRIBUTION | WP PUTRAJAYA & CYBERJAYA | Existing | VCBJ/PCE/J22042/MB22044 | 300280600 | 11 kV | NO | RMU | SS 22.04 DCS F2 |  |  |  | INDKOM | ZZZ | 29/09/1999 | Pass | null
429719503 | TNB | DISTRIBUTION | WP PUTRAJAYA & CYBERJAYA | Existing | VCBJ/PCE/J21271/MB21271 | 300281012 | 11 kV | NO | RMU | SS 21.27 LOT 12067 MAYBANK F1 |  |  |  | INDKOM | ZZZ | 26/11/2001 | Pass | null
429719685 | TNB | DISTRIBUTION | WP PUTRAJAYA & CYBERJAYA | Existing | VCBJ/PCE/J21272/MB21274 | 300281011 | 11 kV | NO | RMU | SS 21.27 LOT 12067 MAYBANK F2 |  |  |  | INDKOM | ZZZ | 26/11/2001 | Pass | null
429720000 | TNB | DISTRIBUTION | WP PUTRAJAYA & CYBERJAYA | Existing | VCBJ/PCE/J21631/MB21631 | 300280625 | 11 kV | NO | RMU | SS 21.63 BANGUNAN MUSTAFA KAMAL F1 |  |  |  | TAMCO | 10-07045 | 20080302 | Pass | null
429720108 | TNB | DISTRIBUTION | WP PUTRAJAYA & CYBERJAYA | Existing | VCBJ/PCE/J21632/MB21634 | 300280623 | 11 kV | NO | RMU | SS 21.63 BANGUNAN MUSTAFA KAMAL F2 |  |  |  | TAMCO | 10-07041 | 20080302 | Pass | null
429720428 | TNB | DISTRIBUTION | WP PUTRAJAYA & CYBERJAYA | Existing | VCBJ/PCE/J21251/MB21251 | 300281017 | 11 kV | NO | RMU | SS 21.25 CENTUARY SQUARE F1 |  |  |  | INDKOM | ZZZ | 30/05/2001 | Pass | null
429720537 | TNB | DISTRIBUTION | WP PUTRAJAYA & CYBERJAYA | Existing | VCBJ/PCE/J21252/MB21254 | 300281016 | 11 kV | NO | RMU | SS 21.25 CENTUARY SQUARE F2 |  |  |  | INDKOM | ZZZ | 30/05/2001 | Pass | null
429720907 | TNB | DISTRIBUTION | WP PUTRAJAYA & CYBERJAYA | Existing | VCBJ/PCE/J21591/MB21591 | 300280635 | 11 kV | NO | RMU | SS 21.59 SME 2 F1 |  |  |  | TAMCO | 07016 | 26/10/2007 | Pass | null
429721205 | TNB | DISTRIBUTION | WP PUTRAJAYA & CYBERJAYA | Existing | VCBJ/PCE/J21592/MB21594 | 300280634 | 11 kV | NO | RMU | SS 21.59 SME 2 F2 |  |  |  | TAMCO | 07015 | 26/10/2007 | Pass | null
429721643 | TNB | DISTRIBUTION | WP PUTRAJAYA & CYBERJAYA | Existing | VCBJ/PCE/J21261/MB21261 | 300281015 | 11 kV | NO | RMU | PE 21.26 PUSAT KAWAL SELIA F1 |  |  |  | INDKOM | ZZT | 17/05/2002 | Pass | null
429721749 | TNB | DISTRIBUTION | WP PUTRAJAYA & CYBERJAYA | Existing | VCBJ/PCE/J21262/MB21264 | 300281013 | 11 kV | NO | RMU | PE 21.26 PUSAT KAWAL SELIA F2 |  |  |  | INDKOM | ZZT | 17/05/2002 | Pass | null
429726922 | TNB | DISTRIBUTION | WP PUTRAJAYA & CYBERJAYA | Existing | VPTJ/PCE/J09241/MB09241 | 300280852 | 11 kV | NO |  | PE 9.24 FLAT C (F1) |  |  |  | INDKOM | ZZT | 20011010 | Fail | Please check "Label"
429727513 | TNB | DISTRIBUTION | WP PUTRAJAYA & CYBERJAYA | Existing | VPTJ/PCE/J09242/MB09244 | 300280853 |  | NO |  | PE 9.24 FLAT C (F2) |  |  |  | INDKOM | ZZT | 20011010 | Fail | Please check "Operating Voltage"
429730200 | TNB | DISTRIBUTION | WP PUTRAJAYA & CYBERJAYA | Existing | VPTJ/PCE/J09221/MB09221 | 300280851 |  | NO |  | PE 9.22 PS 2 |  |  |  | INDKOM | ZZT | 13/12/1999 | Fail | Please check "Operating Voltage"
429730692 | TNB | DISTRIBUTION | WP PUTRAJAYA & CYBERJAYA | Existing | VPTJ/PCE/J18031/MB18031 | 300281209 | 11 kV | NO | RMU | PE 18.03 PS 12 |  |  |  | INDKOM | ZZT | 20041201 | Pass | null
429731848 | TNB | DISTRIBUTION | WP PUTRAJAYA & CYBERJAYA | Existing | VPTJ/PCE/J18211/MB18211 | 300281232 | 11 kV | NO | RMU | PE 18.21 BLOK A 18R13 (F1) |  |  |  | TAMCO | GR1 | 20070103 | Pass | null
429732440 | TNB | DISTRIBUTION | WP PUTRAJAYA & CYBERJAYA | Existing | VPTJ/PCE/J18212/MB18214 | 300281233 | 11 kV | NO | RMU | PE 18.21 BLOK A 18R13 (F2) |  |  |  | TAMCO | GR1 | 20070103 | Pass | null
429733333 | TNB | DISTRIBUTION | WP PUTRAJAYA & CYBERJAYA | Existing | VPTJ/PCE/J02251/MB02251 | 300485089 | 11 kV | NO | RMU | PE 2.25 C/S FORMULA E 1 |  |  |  | INDKOM | INS24 | 30/06/2014 | Pass | null
429734014 | TNB | DISTRIBUTION | WP PUTRAJAYA & CYBERJAYA | Existing | VPTJ/PCE/J02271/MB02271 | 300485247 | 11 kV | NO | RMU | PE 2.27 C/S FORMULA E 3 |  |  |  | INDKOM | SF6 |  | Pass | null
429735128 | TNB | DISTRIBUTION | WP PUTRAJAYA & CYBERJAYA | Existing | VPTJ/PCE/J09201/MB09201 | 300280849 |  | NO |  | PE 9.20 P9B1 (EFI) (F1) |  |  |  | INDKOM | ZZT | 29/06/2004 | Fail | Please check "Operating Voltage"
429735794 | TNB | DISTRIBUTION | WP PUTRAJAYA & CYBERJAYA | Existing | VPTJ/PCE/J09202/MB09204 | 300280850 |  | NO |  | PE 9.20 P9B1 (EFI) (F2) |  |  |  | INDKOM | ZZT | 29/06/2004 | Fail | Please check "Operating Voltage"
429736463 | TNB | DISTRIBUTION | WP PUTRAJAYA & CYBERJAYA | Existing | VPTJ/PCE/J09192/MB09194 | 300280848 |  | NO |  | PE 9.19 P9B1 TERES (F2) |  |  |  | INDKOM | ZZT | 20010608 | Fail | Please check "Operating Voltage"
429737121 | TNB | DISTRIBUTION | WP PUTRAJAYA & CYBERJAYA | Existing | VPTJ/PCE/J09191/MB09191 | 300280847 |  | NO |  | PE 9.19 P9B1 TERES (F1) |  |  |  | INDKOM | ZZT | 20010608 | Fail | Please check "Operating Voltage"
429740114 | TNB | DISTRIBUTION | WP PUTRAJAYA & CYBERJAYA | Existing | VCBJ/PCE/J21551/MB21551 | 300280651 | 11 kV | NO | RMU | SS 21.55 SME TECHNOPRENEUR CENTRE F1 |  |  |  | TAMCO | GR1 | 29/01/2005 | Pass | null
429740223 | TNB | DISTRIBUTION | WP PUTRAJAYA & CYBERJAYA | Existing | VCBJ/PCE/J21552/MB21555 | 300280650 | 11 kV | NO | RMU | SS 21.55 SME TECHNOPRENEUR CENTRE F2 |  |  |  | TAMCO | GR1 | 29/01/2005 | Pass | null
429741405 | TNB | DISTRIBUTION | WP PUTRAJAYA & CYBERJAYA | Existing | VCBJ/PCE/J21111/MB21111 | 300281043 | 11 kV | NO | RMU | PE 21.11 CENTURY SQUARE 2310 F1 |  |  |  | INDKOM | ZZT | 20000903 | Pass | null
429741511 | TNB | DISTRIBUTION | WP PUTRAJAYA & CYBERJAYA | Existing | VCBJ/PCE/J21112/MB21114 | 300281040 | 11 kV | NO | RMU | PE 21.11 CENTURY SQUARE 2310 F2 |  |  |  | INDKOM | ZZT | 20000903 | Pass | null
429742673 | TNB | DISTRIBUTION | WP PUTRAJAYA & CYBERJAYA | Existing | VCBJ/PCE/J21081/MB21081 | 300281059 | 11 kV | NO | RMU | PE 21.08 CENTURY SQUARE 2300 F1 |  |  |  | INDKOM | ZZT | 16/02/2000 | Pass | null
429742779 | TNB | DISTRIBUTION | WP PUTRAJAYA & CYBERJAYA | Existing | VCBJ/PCE/J21082/MB21084 | 300281058 | 11 kV | NO | RMU | PE 21.08 CENTURY SQUARE 2300 F2 |  |  |  | INDKOM | ZZT | 16/02/2000 | Pass | null
429753261 | TNB | DISTRIBUTION | WP PUTRAJAYA & CYBERJAYA | Existing | VPTJ/PCE/J18141/MB18141 | 300281217 | 11 kV | NO | RMU | PE 18.14 BLOK D&E (F1) |  |  |  | TAMCO | GR1 | 22/02/2007 | Pass | null
429753474 | TNB | DISTRIBUTION | WP PUTRAJAYA & CYBERJAYA | Existing | VPTJ/PCE/J18142/MB18144 | 300281218 | 11 kV | NO | RMU | PE 18.14 BLOK D&E (F2) |  |  |  | TAMCO | GR1 | 22/02/2007 | Pass | null
429754352 | TNB | DISTRIBUTION | WP PUTRAJAYA & CYBERJAYA | Existing | VPTJ/PCE/J18131/MB18131 | 300281215 | 11 kV | NO | RMU | PE 18.13 BLOK F (F1) |  |  |  | TAMCO | GR1 | 22/02/2007 | Pass | null
429754980 | TNB | DISTRIBUTION | WP PUTRAJAYA & CYBERJAYA | Existing | VPTJ/PCE/J18132/MB18134 | 300281216 | 11 kV | NO | RMU | PE 18.13 BLOK F (F2) |  |  |  | TAMCO | ZZT | 22/02/2007 | Pass | null
429757047 | TNB | DISTRIBUTION | WP PUTRAJAYA & CYBERJAYA | Existing | VCBJ/PCE/J22901/MB22901 | 300454643 | 11 kV | NO | RMU | PE 22.90 SHAFBURY APT BLOK B |  |  |  | INDKOM | INS24 |  | Pass | null
429757671 | TNB | DISTRIBUTION | WP PUTRAJAYA & CYBERJAYA | Existing | VCBJ/PCE/J22851/MB22851 | 300454905 | 11 kV | NO | RMU | SS 22.85 SHAFTBURY CHILLER PLANT F1 |  |  |  | INDKOM | INS24 |  | Pass | null
429758262 | TNB | DISTRIBUTION | WP PUTRAJAYA & CYBERJAYA | Existing | VCBJ/PCE/J22852/MB22851 | 300454908 | 11 kV | NO | RMU | SS 22.85 SHAFTBURY CHILLER PLANT F2 |  |  |  | INDKOM | INS24 |  | Pass | null
429759258 | TNB | DISTRIBUTION | WP PUTRAJAYA & CYBERJAYA | Existing | VCBJ/PCE/J22981/MB22981 | 300454646 | 11 kV | NO | RMU | PE 22.98 SHAFBURY APT A |  |  |  | INDKOM | INS24 |  | Pass | null
429760095 | TNB | DISTRIBUTION | WP PUTRAJAYA & CYBERJAYA | Existing | VCBJ/PCE/J22841/MB22841 | 300454898 | 11 kV | NO | RMU | SS 22.84 SHAFBURY KEDAI PEJABAT F1 |  |  |  | INDKOM | INS24 |  | Pass | null
429760366 | TNB | DISTRIBUTION | WP PUTRAJAYA & CYBERJAYA | Existing | VCBJ/PCE/J22842/MB22844 | 300454902 | 11 kV | NO | RMU | SS 22.84 SHAFBURY KEDAI PEJABAT F2 |  |  |  | INDKOM | INS24 |  | Pass | null
429765705 | TNB | DISTRIBUTION | WP PUTRAJAYA & CYBERJAYA | Existing | VPTJ/PCE/J14291/MB14291 | 300281137 | 11 kV | NO | RMU | PE 14.29 GUDANG (EFI) (F1) |  |  |  | INDKOM | GA 2K 1TS | 20080801 | Pass | null
429766100 | TNB | DISTRIBUTION | WP PUTRAJAYA & CYBERJAYA | Existing | VPTJ/PCE/J14292/MB14294 | 300281138 | 11 kV | NO | RMU | PE 14.29 GUDANG (EFI) (F2) |  |  |  | INDKOM | GA 2K 1TS | 20080801 | Pass | null
429767463 | TNB | DISTRIBUTION | WP PUTRAJAYA & CYBERJAYA | Existing | VPTJ/PCE/J14271/MB14271 | 300281135 | 11 kV | NO | RMU | PE 14.27 KOMP PJC SEMENTARA |  |  |  | INDKOM | INS24 | 19990901 | Pass | null
429768576 | TNB | DISTRIBUTION | WP PUTRAJAYA & CYBERJAYA | Existing | VPTJ/PCE/J14281/MB14281 | 300281136 | 11 kV | NO | RMU | PE 14.28 KOMPLEKS SEDLEY |  |  |  | SCHNEIDER | RM6 | 19990901 | Pass | null
429769762 | TNB | DISTRIBUTION | WP PUTRAJAYA & CYBERJAYA | Existing | VPTJ/PCE/J09461/MB09461 | 300280935 | 11 kV | NO |  | PE 9.46 P'PURI P7 BLOK B3 (EFI) (F1) |  |  |  | OMAZABAL | GA 2K 1TS | 23/02/2008 | Fail | Please check "Label"
429770388 | TNB | DISTRIBUTION | WP PUTRAJAYA & CYBERJAYA | Existing | VPTJ/PCE/J09462/MB09464 | 300280936 |  | NO |  | PE 9.46 P'PURI P7 BLOK B3 (EFI) (F2) |  |  |  | OMAZABAL | GA 2K 1TS | 23/02/2008 | Fail | Please check "Operating Voltage"
429771047 | TNB | DISTRIBUTION | WP PUTRAJAYA & CYBERJAYA | Existing | VPTJ/PCE/J09451/MB09451 | 300280933 |  | NO |  | PE 9.45 P'PURI P7 BLOK B1 (F1) |  |  |  | OMAZABAL | GA 2K 1TS | 23/02/2008 | Fail | Please check "Operating Voltage"
429771670 | TNB | DISTRIBUTION | WP PUTRAJAYA & CYBERJAYA | Existing | VPTJ/PCE/J09452/MB09454 | 300280934 |  | NO |  | PE 9.45 P'PURI P7 BLOK B1 (F2) |  |  |  | OMAZABAL | GA 2K 1TS | 23/02/2008 | Fail | Please check "Operating Voltage"
429772296 | TNB | DISTRIBUTION | WP PUTRAJAYA & CYBERJAYA | Existing | VPTJ/PCE/J09441/MB09441 | 300280931 | 11 kV | NO |  | PE 9.44 P'PURI P7 BLOK A2 (EFI) (F1) |  |  |  | OMAZABAL | GA 2K 1TS | 23/02/2008 | Fail | Please check "Label"
429772922 | TNB | DISTRIBUTION | WP PUTRAJAYA & CYBERJAYA | Existing | VPTJ/PCE/J09442/MB09444 | 300280932 |  | NO |  | PE 9.44 P'PURI P7 BLOK A2 (EFI) (F2) |  |  |  | OMAZABAL | GA 2K 1TS | 23/02/2008 | Fail | Please check "Operating Voltage"
429778008 | TNB | DISTRIBUTION | WP PUTRAJAYA & CYBERJAYA | Existing | VCBJ/PCE/J00344/MB1 | 300512196 | 11 kV | NO | RMU | PE 24.31 CRISTAL TERES |  |  |  | EPE | N/A |  | Pass | null
429778601 | TNB | DISTRIBUTION | WP PUTRAJAYA & CYBERJAYA | Existing | VCBJ/PCE/J00343/MB1 | 300520966 | 11 kV | NO | RMU | PE 24.30 CRYSTAL BLOK B |  |  |  | EPE | 8DJH |  | Pass | null
429779663 | TNB | DISTRIBUTION | WP PUTRAJAYA & CYBERJAYA | Existing | VCBJ/PCE/J00342/MB1 | 300511721 | 11 kV | NO | RMU | PE 24.29 CRYSTAL BLOK A |  |  |  | SIEMENS | N/A |  | Pass | null
429780845 | TNB | DISTRIBUTION | WP PUTRAJAYA & CYBERJAYA | Existing | VCBJ/PCE/J22341/MB22341 | 300280505 | 11 kV | NO | RMU | PE 22.34 STREET MALL 2 F1 |  |  |  | INDKOM | ZZT | 17/05/2004 | Pass | null
429780948 | TNB | DISTRIBUTION | WP PUTRAJAYA & CYBERJAYA | Existing | VCBJ/PCE/J22342/MB22344 | 300280508 | 11 kV | NO | RMU | PE 22.34 STREET MALL 2 F2 |  |  |  | INDKOM | ZZT | 17/05/2004 | Pass | null
429782113 | TNB | DISTRIBUTION | WP PUTRAJAYA & CYBERJAYA | Existing | VCBJ/PCE/J22621/MB22621 | 300280391 | 11 kV | NO | RMU | PE 22.62 8 BLOK KEDAI PEJ 2B F1 |  |  |  | TAMCO | GR1 | 29/04/2009 | Pass | null
429786478 | TNB | DISTRIBUTION | WP PUTRAJAYA & CYBERJAYA | Existing | VPTJ/PCE/J14041/MB14041 | 300281254 | 11 kV | NO | RMU | PE 14.04 PADAT L/JALAN |  |  |  | INDKOM | INS24 | 14/03/2005 | Pass | null
429787181 | TNB | DISTRIBUTION | WP PUTRAJAYA & CYBERJAYA | Existing | VPTJ/PCE/J15201/MB15201 | 300281153 | 11 kV | NO | RMU | PE 15.20 VISITOR CENTER F1 |  |  |  | INDKOM | ZZT | 27/04/2004 | Pass | null
429788534 | TNB | DISTRIBUTION | WP PUTRAJAYA & CYBERJAYA | Existing | VPTJ/PCE/J15251/MB15251 | 300454841 | 11 kV | NO | RMU | PE 15.25 PJBT KEDUTAAN IRAQ (F1) |  |  |  | SCHNEIDER | NE-2iQ |  | Pass | null
429789125 | TNB | DISTRIBUTION | WP PUTRAJAYA & CYBERJAYA | Existing | VPTJ/PCE/J15252/MB15251 | 300454844 | 11 kV | NO | RMU | PE 15.25 PJBT KEDUTAAN IRAQ (F2) |  |  |  | SCHNEIDER | RM6 |  | Pass | null
429789764 | TNB | DISTRIBUTION | WP PUTRAJAYA & CYBERJAYA | Existing | VPTJ/PCE/J00330/MB1 | 300503038 | 11 kV | NO | RMU | PE 15.53 KEDUTAAN BRUNEI F1 |  |  |  | INDKOM | ZZT |  | Pass | null
429790355 | TNB | DISTRIBUTION | WP PUTRAJAYA & CYBERJAYA | Existing | VPTJ/PCE/J15532/MB | 300502458 | 11 kV | NO | RMU | PE 15.53 KEDUTAAN BRUNEI F2 | [6 empty] | Pass | null
429790760 | TNB | DISTRIBUTION | WP PUTRAJAYA & CYBERJAYA | Existing | VPTJ/PCE/J09431/MB09431 | 300280929 |  | NO |  | PE 9.43 P'PURI P7 BLOK A1 (F1) |  |  |  | OMAZABAL | GA 2K 1TS | 23/02/2008 | Fail | Please check "Operating Voltage"
429791402 | TNB | DISTRIBUTION | WP PUTRAJAYA & CYBERJAYA | Existing | VPTJ/PCE/J09432/MB09434 | 300280930 |  | NO |  | PE 9.43 P'PURI P7 BLOK A1 (F2) |  |  |  | OMAZABAL | GA 2K 1TS | 23/02/2008 | Fail | Please check "Operating Voltage"
429792041 | TNB | DISTRIBUTION | WP PUTRAJAYA & CYBERJAYA | Existing | VPTJ/PCE/J09351/MB09351 | 300280915 |  | NO |  | PE 9.35 P'PURI BLOK A1 (EFI) (F1) |  |  |  | INDKOM | ZZT | 24/08/2005 | Fail | Please check "Operating Voltage"
429792675 | TNB | DISTRIBUTION | WP PUTRAJAYA & CYBERJAYA | Existing | VPTJ/PCE/J09352/MB09354 | 300280916 |  | NO |  | PE 9.35 P'PURI BLOK A1 (EFI) (F2) |  |  |  | INDKOM | ZZT | 24/08/2005 | Fail | Please check "Operating Voltage"
429793356 | TNB | DISTRIBUTION | WP PUTRAJAYA & CYBERJAYA | Existing | VPTJ/PCE/J09341/MB09341 | 300280871 |  | NO |  | PE 9.34 P'PURI BLOK A3 (F1) |  |  |  | INDKOM | ZZT | 24/08/2005 | Fail | Please check "Operating Voltage"
429793972 | TNB | DISTRIBUTION | WP PUTRAJAYA & CYBERJAYA | Existing | VPTJ/PCE/J09342/MB09344 | 300280872 | 11 kV | NO |  | PE 9.34 P'PURI BLOK A3 (F2) |  |  |  | INDKOM | ZZT | 24/08/2005 | Fail | Please check "Label"
429794636 | TNB | DISTRIBUTION | WP PUTRAJAYA & CYBERJAYA | Existing | VPTJ/PCE/J09331/MB09331 | 300280869 |  | NO |  | PE 9.33 P'PURI BLOK B1 (EFI) (F1) |  |  |  | INDKOM | ZZT | 24/08/2005 | Fail | Please check "Operating Voltage"
429795249 | TNB | DISTRIBUTION | WP PUTRAJAYA & CYBERJAYA | Existing | VPTJ/PCE/J15202/MB15204 | 300281154 | 11 kV | NO | RMU | PE 15.20 VISITOR CENTER (F2) |  |  |  | INDKOM | ZZT | 27/04/2004 | Pass | null
429795832 | TNB | DISTRIBUTION | WP PUTRAJAYA & CYBERJAYA | Existing | VPTJ/PCE/J15231/MB15231 | 300281158 | 11 kV | NO | RMU | PE 15.23 PROMENADE |  |  |  | SCHNEIDER | ZZT | 31/05/2006 | Pass | null
429796400 | TNB | DISTRIBUTION | WP PUTRAJAYA & CYBERJAYA | Existing | VPTJ/PCE/J15211/MB15211 | 300281155 | 11 kV | NO | RMU | SS 15.21 OFFICE CHANCERIES (EFI) (F1) |  |  |  | INDKOM | GA-ZZZ | 20040911 | Pass | null
429796585 | TNB | DISTRIBUTION | WP PUTRAJAYA & CYBERJAYA | Existing | VPTJ/PCE/J15212/MB15214 | 300281156 | 11 kV | NO | RMU | SS 15.21 OFFICE CHANCERIES (EFI) (F2) |  |  |  | TAMCO | GR1 | 20040911 | Pass | null
429796868 | TNB | DISTRIBUTION | WP PUTRAJAYA & CYBERJAYA | Existing | VPTJ/PCE/J15071/MB15071 | 300281151 | 11 kV | NO | RMU | PE 15.07 BLOK D3 (EFI) (F1) |  |  |  | TAMCO | ZZT | 18/02/2006 | Pass | null
429797037 | TNB | DISTRIBUTION | WP PUTRAJAYA & CYBERJAYA | Existing | VPTJ/PCE/J15072/MB15074 | 300281152 | 11 kV | NO | RMU | PE 15.07 BLOK D3 (EFI) (F2) |  |  |  | TAMCO | ZZT | 18/02/2006 | Pass | null
429797335 | TNB | DISTRIBUTION | WP PUTRAJAYA & CYBERJAYA | Existing | VPTJ/PCE/J15331/MM15331 | 300453012 | 11 kV | NO | RMU | PE 15.33 PDT KEDIAMAN KEDUTAAN IRAQ (F1) |  |  |  | SCHNEIDER | NE-2iQ |  | Pass | null
429798014 | TNB | DISTRIBUTION | WP PUTRAJAYA & CYBERJAYA | Existing | VPTJ/PCE/J15332/MB15334 | 310338860 | 11 kV | NO | RMU | PE 15.33 PDT KEDIAMAN KEDUTAAN IRAQ (F2) |  |  |  | INDKOM | ZZT |  | Pass | null
429798818 | TNB | DISTRIBUTION | WP PUTRAJAYA & CYBERJAYA | Existing | VPTJ/PCE/J15051/MB15051 | 300281147 | 11 kV | NO | RMU | PE 15.05 BLOK D2 (1) (EFI) (F1) |  |  |  | TAMCO | ZZT | 18/02/2006 | Pass | null
429799044 | TNB | DISTRIBUTION | WP PUTRAJAYA & CYBERJAYA | Existing | VPTJ/PCE/J15052/MB15054 | 300281148 | 11 kV | NO | RMU | PE 15.05 BLOK D2 (1) (EFI) (F2) |  |  |  | TAMCO | ZZT | 18/02/2006 | Pass | null
429799819 | TNB | DISTRIBUTION | WP PUTRAJAYA & CYBERJAYA | Existing | VPTJ/PCE/J18111/MB18111 | 300281213 | 11 kV | NO | RMU | E 18.11 BLOK B&C (F1) |  |  |  | TAMCO | ZZT | 22/02/2007 | Pass | null
429800482 | TNB | DISTRIBUTION | WP PUTRAJAYA & CYBERJAYA | Existing | VPTJ/PCE/J18112/MB18114 | 300281214 | 11 kV | NO | RMU | PE 18.11 BLOK B&C (F2) |  |  |  | TAMCO | ZZT | 22/02/2007 | Pass | null
429801354 | TNB | DISTRIBUTION | WP PUTRAJAYA & CYBERJAYA | Existing | VPTJ/PCE/J18101/MB18101 | 300281212 | 11 kV | NO | RMU | PE 18.10 PADAT SL |  |  |  | MERLIN GERIN | RM6 | 20051104 | Pass | null
429802090 | TNB | DISTRIBUTION | WP PUTRAJAYA & CYBERJAYA | Existing | VPTJ/PCE/J18041/MB18041 | 300281210 | 11 kV | NO | RMU | PE 18.04 PERUMAHAN 18R7 |  |  |  | MERLIN GERIN | RM6 | 20070303 | Pass | null
429802826 | TNB | DISTRIBUTION | WP PUTRAJAYA & CYBERJAYA | Existing | VPTJ/PCE/J18051/MB18051 | 300454891 | 11 kV | NO | RMU | PE 18.05 PERUMAHAN 18R5 Fasa 2(F1) |  |  |  | SCHNEIDER | RM 6 |  | Pass | null
429803547 | TNB | DISTRIBUTION | WP PUTRAJAYA & CYBERJAYA | Existing | VPTJ/PCE/J18052/MB18501 | 300454894 | 11 kV | NO | RMU | PE 18.05 PERUMAHAN 18R5 Fasa 2(F2) |  |  |  | SCHNEIDER | RM 6 |  | Pass | null
429807978 | TNB | DISTRIBUTION | WP PUTRAJAYA & CYBERJAYA | Existing | VCBJ/PCE/J22622/MB22624 | 300280392 | 11 kV | NO | RMU | PE 22.62 8 BLOK KEDAI PEJ 2B F2 |  |  |  | TAMCO | GR1 | 29/04/2009 | Pass | null
429810718 | TNB | DISTRIBUTION | WP PUTRAJAYA & CYBERJAYA | Existing | VCBJ/PCE/J22861/MB22861 | 300454739 | 11 kV | NO | RMU | PE 22.86 NEO CYBER BLOK D |  |  |  | INDKOM | ZZTT |  | Pass | null
429811334 | TNB | DISTRIBUTION | WP PUTRAJAYA & CYBERJAYA | Existing | VCBJ/PCE/J22611/MB22611 | 300280393 | 11 kV | NO | RMU | PE 22.61 8 BLOK KEDAI PEJ 2A F1 |  |  |  | TAMCO | GR1 | 29/04/2009 | Pass | null
429811435 | TNB | DISTRIBUTION | WP PUTRAJAYA & CYBERJAYA | Existing | VCBJ/PCE/J22612/MB22614 | 300280394 | 11 kV | NO | RMU | PE 22.61 8 BLOK KEDAI PEJ 2A F2 |  |  |  | TAMCO | GR1 | 29/04/2009 | Pass | null
429812420 | TNB | DISTRIBUTION | WP PUTRAJAYA & CYBERJAYA | Existing | VPTJ/PCE/J09332/MB09334 | 300280870 | 11 kV | NO |  | PE 9.33 P'PURI BLOK B1 (EFI) (F2) |  |  |  | INDKOM | ZZT | 24/08/2005 | Fail | Please check "Label"
429813047 | TNB | DISTRIBUTION | WP PUTRAJAYA & CYBERJAYA | Existing | VPTJ/PCE/J09321/MB09321 | 300280867 | 11 kV | NO |  | PE 9.32 P'PURI BLOK B3 (F1) |  |  |  | TAMCO | GR1 | 24/08/2005 | Fail | Please check "Label"
429813290 | TNB | DISTRIBUTION | WP PUTRAJAYA & CYBERJAYA | Existing | VPTJ/PCE/J09322/MB09324 | 300280868 | 11 kV | NO |  | PE 9.32 P'PURI BLOK B3 (F2) |  |  |  | INDKOM | ZZT | 24/08/2005 | Fail | Please check "Label"
429813944 | TNB | DISTRIBUTION | WP PUTRAJAYA & CYBERJAYA | Existing | VPTJ/PCE/J09371/MB09371 | 300280919 |  | NO |  | PE 9.37 P'PURI BLOK A1 (EFI) (F1) |  |  |  | TAMCO | GR1 | 22/07/2007 | Fail | Please check "Operating Voltage"
429814919 | TNB | DISTRIBUTION | WP PUTRAJAYA & CYBERJAYA | Existing | VPTJ/PCE/J09372/MB09374 | 300280920 | 11 kV | NO |  | PE 9.37 P'PURI BLOK A1 (EFI) (F2) |  |  |  | TAMCO | GR1 | 22/07/2007 | Fail | Please check "Label"
429815177 | TNB | DISTRIBUTION | WP PUTRAJAYA & CYBERJAYA | Existing | VPTJ/PCE/J09381/MB09381 | 300280921 | 11 kV | NO |  | PE 9.38 P'PURI BLOK A3 (F1) |  |  |  | TAMCO | GR1 | 22/07/2007 | Fail | Please check "Label"
429815433 | TNB | DISTRIBUTION | WP PUTRAJAYA & CYBERJAYA | Existing | VPTJ/PCE/J09382/MB09384 | 300280922 | 11 kV | NO |  | PE 9.38 P'PURI BLOK A3 (F2) |  |  |  | TAMCO | GR1 | 22/07/2007 | Fail | Please check "Label"
429816446 | TNB | DISTRIBUTION | WP PUTRAJAYA & CYBERJAYA | Existing | VPTJ/PCE/J09392/MB09394 | 300280924 | 11 kV | NO |  | PE 9.39 P'PURI BLOK B3 (EFI) (F2) |  |  |  | TAMCO | GR1 | 22/07/2007 | Fail | Please check "Label"
429821428 | TNB | DISTRIBUTION | WP PUTRAJAYA & CYBERJAYA | Existing | VPTJ/PCE/J18281/MB18281 | 300452921 | 11 kV | NO | RMU | PE 18.28 SEK KEB (2) (F1) |  |  |  | TAMCO | GR1 |  | Pass | null
429822019 | TNB | DISTRIBUTION | WP PUTRAJAYA & CYBERJAYA | Existing | VPTJ/PCE/J18282/MB18281 | 300452924 | 11 kV | NO | RMU | PE 18.28 SEK KEB (2) (F2) |  |  |  | TAMCO | GR1 |  | Pass | null
429822670 | TNB | DISTRIBUTION | WP PUTRAJAYA & CYBERJAYA | Existing | VPTJ/PCE/J18062/MB18064 | 300288499 | 11 kV | NO | RMU | PE 18.06 18R5 (F2) |  |  |  | SCHNEIDER | NE-2iQ | 22/12/2010 | Pass | null
429823358 | TNB | DISTRIBUTION | WP PUTRAJAYA & CYBERJAYA | Existing | VPTJ/PCE/J18061/MB18061 | 300288496 | 11 kV | NO | RMU | PE 18.06 18R5 (F1) |  |  |  | SCHNEIDER | NE-2iQ | 15/12/2010 | Pass | null
429824178 | TNB | DISTRIBUTION | WP PUTRAJAYA & CYBERJAYA | Existing | VPTJ/PCE/J18261/MB18261 | 300281244 | 11 kV | NO | RMU | PE 18.26 APT. 18R4 (F1) |  |  |  | OMAZABAL | GA 2K 2TS | 17/06/2008 | Pass | null
429825883 | TNB | DISTRIBUTION | WP PUTRAJAYA & CYBERJAYA | Existing | VCBJ/PCE/J22521/MB22521 | 300280458 | 11 kV | NO | RMU | PE 22.52 58 UNITS SHOP LOT F1 |  |  |  | INDKOM | GA 2K 2TS | 20080301 | Pass | null
429826099 | TNB | DISTRIBUTION | WP PUTRAJAYA & CYBERJAYA | Existing | VCBJ/PCE/J22522/MB22524 | 300280460 | 11 kV | NO | RMU | PE 22.52 58 UNITS SHOP LOT F2 |  |  |  | INDKOM | GA 2K 2TS | 20080301 | Pass | null
429828072 | TNB | DISTRIBUTION | WP PUTRAJAYA & CYBERJAYA | Existing | VCBJ/PCE/J22801/MB22801 | 300452908 | 11 kV | NO | RMU | PE 22.80 APT NEO CYBER BLOK A |  |  |  | TAMCO | ZZTT |  | Pass | null
429842313 | TNB | DISTRIBUTION | WP PUTRAJAYA & CYBERJAYA | Existing | VPTJ/PCE/J09391/MB09391 | 300280923 | 11 kV | NO |  | PE 9.39 P'PURI BLOK B3 (EFI) (F1) |  |  |  | TAMCO | GR1 | 22/07/2007 | Fail | Please check "Label"
429845218 | TNB | DISTRIBUTION | WP PUTRAJAYA & CYBERJAYA | Existing | VPTJ/PCE/J09411/MB09411 | 300280925 | 11 kV | NO |  | PE 9.41 P'PURI BLOK E3 (F1) |  |  |  | TAMCO | GR1 | 22/07/2007 | Fail | Please check "Label"
429845828 | TNB | DISTRIBUTION | WP PUTRAJAYA & CYBERJAYA | Existing | VPTJ/PCE/J09412/MB09414 | 300280926 | 11 kV | NO |  | PE 9.41 P'PURI BLOK E3 (F2) |  |  |  | TAMCO | GR1 | 22/07/2007 | Fail | Please check "Label"
429846462 | TNB | DISTRIBUTION | WP PUTRAJAYA & CYBERJAYA | Existing | VPTJ/PCE/J09421/MB09421 | 300280927 | 11 kV | NO |  | PE 9.42 P'PURI BLOK E1 (EFI) (F1) |  |  |  | TAMCO | GR1 | 22/07/2007 | Fail | Please check "Label"
429846910 | TNB | DISTRIBUTION | WP PUTRAJAYA & CYBERJAYA | Existing | VCBJ/PCE/J24251/MB24251 | 310332980 | 11 kV | NO | RMU | PE 24.25 CRYSTAL VILLE 2 |  |  |  | INDKOM | ZZTT 1D |  | Pass | null
429849780 | TNB | DISTRIBUTION | WP PUTRAJAYA & CYBERJAYA | Existing | VCBJ/PCE/J24241/MB24241 | 310332974 | 11 kV | NO |  | PE 24.24 CRYSTAL VILLE 1 |  |  |  | ITEM INDUSTRIAL | 8DJH TRRT |  | Fail | Please check "Label"
429851212 | TNB | DISTRIBUTION | WP PUTRAJAYA & CYBERJAYA | Existing | VPTJ/PCE/J15061/MB15061 | 300281149 | 11 kV | NO | RMU | PE 15.06 BLOK D2 (2) (F1) |  |  |  | TAMCO | ZZT | 18/02/2006 | Pass | null
429851809 | TNB | DISTRIBUTION | WP PUTRAJAYA & CYBERJAYA | Existing | VPTJ/PCE/J15062/MB15064 | 300281150 | 11 kV | NO | RMU | PE 15.06 BLOK D2 (2) (F2) |  |  |  | TAMCO | ZZT | 18/02/2006 | Pass | null
429856722 | TNB | DISTRIBUTION | WP PUTRAJAYA & CYBERJAYA | Existing | VPTJ/PCE/J18091/MB18091 | 300281211 | 11 kV | NO | RMU | PE 18.09 PADAT SL |  |  |  | MERLIN GERIN | RM | 20051104 | Pass | null
429857474 | TNB | DISTRIBUTION | WP PUTRAJAYA & CYBERJAYA | Existing | VPTJ/PCE/J18262/MB18264 | 300281247 | 11 kV | NO | RMU | PE 18.26 APT. 18R4 (F2) |  |  |  | OMAZABAL | GA 2K 2TS | 17/06/2008 | Pass | null
429858662 | TNB | DISTRIBUTION | WP PUTRAJAYA & CYBERJAYA | Existing | VPTJ/PCE/J18271/MB18271 | 300452910 | 11 kV | NO | RMU | PE 18.27 KLINIK KESIHATAN (F1) |  |  |  | INDKOM | ZZT-I/D |  | Pass | null
429859253 | TNB | DISTRIBUTION | WP PUTRAJAYA & CYBERJAYA | Existing | VPTJ/PCE/J18272/MB18271 | 300452918 | 11 kV | NO | RMU | PE 18.27 KLINIK KESIHATAN (F2) |  |  |  | INDKOM | ZZT-I/D |  | Pass | null
429864251 | TNB | DISTRIBUTION | WP PUTRAJAYA & CYBERJAYA | Existing | VPTJ/PCE/J09422/MB09424 | 300280928 | 11 kV | NO |  | PE 9.42 P'PURI BLOK E1 (EFI) (F2) |  |  |  | TAMCO | GR1 | 22/07/2007 | Fail | Please check "Label"
429864874 | TNB | DISTRIBUTION | WP PUTRAJAYA & CYBERJAYA | Existing | VPTJ/PCE/J09481/MB09481 | 300280939 | 11 kV | NO |  | PE 9.48 P'PURI BLOK C&D (EFI) (F1) |  |  |  | TAMCO | GR1 | 31/10/2007 | Fail | Please check "Label"
429865481 | TNB | DISTRIBUTION | WP PUTRAJAYA & CYBERJAYA | Existing | VPTJ/PCE/J09482/MB09484 | 300280940 | 11 kV | NO |  | PE 9.48 P'PURI BLOK C&D (EFI) (F2) |  |  |  | TAMCO | GR1 | 31/10/2007 | Fail | Please check "Label"
429866102 | TNB | DISTRIBUTION | WP PUTRAJAYA & CYBERJAYA | Existing | VPTJ/PCE/J09471/MB09471 | 300280937 |  | NO |  | PE 9.47 P'PURI BLOK A&B (F1) |  |  |  | TAMCO | GR1 | 31/10/2007 | Fail | Please check "Operating Voltage"
429866704 | TNB | DISTRIBUTION | WP PUTRAJAYA & CYBERJAYA | Existing | VPTJ/PCE/J09472/MB09474 | 300280938 | 11 kV | NO |  | PE 9.47 P'PURI BLOK A&B (F2) |  |  |  | TAMCO | GR1 | 31/10/2007 | Fail | Please check "Label"
429867316 | TNB | DISTRIBUTION | WP PUTRAJAYA & CYBERJAYA | Existing | VPTJ/PCE/J09141/MB09141 | 300280835 | 11 kV | NO |  | PE 9.14 K.KEJIRANAN (F1) |  |  |  | INDKOM | ZZT | 19/11/2002 | Fail | Please check "Label"
429867956 | TNB | DISTRIBUTION | WP PUTRAJAYA & CYBERJAYA | Existing | VPTJ/PCE/J09142/MB09144 | 300280836 | 11 kV | NO |  | PE 9.14 K.KEJIRANAN (F2) |  |  |  | INDKOM | ZZT | 19/11/2002 | Fail | Please check "Label"
429889595 | TNB | DISTRIBUTION | WP PUTRAJAYA & CYBERJAYA | Existing |  |  | 11 kV | NO |  | BE KE PEMBANGUNAN PUSAT PENGAJIAN PERTAH | [6 empty] | Fail | Please check "Label"
429890186 | TNB | DISTRIBUTION | WP PUTRAJAYA & CYBERJAYA | Existing |  |  | 11 kV | NO | [8 empty] | Fail | Please check "Label"
429890893 | TNB | DISTRIBUTION | WP PUTRAJAYA & CYBERJAYA | Existing | VCBJ/PCE/J00164/MB1 | 310580315 | 11 kV | NO |  | D-CBJ-C17-0519 |  |  | LUCY |  | VRN 2A |  | Fail | Please check "Label"
429892618 | TNB | DISTRIBUTION | WP PUTRAJAYA & CYBERJAYA | Existing |  |  | 11 kV | NO |  | D-CBJ-C16-0576 | [6 empty] | Fail | Please check "Label"
429893210 | TNB | DISTRIBUTION | WP PUTRAJAYA & CYBERJAYA | Existing |  |  | 11 kV | NO |  | D-CBJ-C16-0576 | [6 empty] | Fail | Please check "Label"
429893802 | TNB | DISTRIBUTION | WP PUTRAJAYA & CYBERJAYA | Existing |  |  | 11 kV | NO |  | D-CBJ-C16-0576 | [6 empty] | Fail | Please check "Label"
429920161 | TNB | DISTRIBUTION | WP PUTRAJAYA & CYBERJAYA | Existing | VPTJ/PCE/J10132/MB10134 | 300280959 | 11 kV | NO |  | PE 10.13 PUSPANITA (F2) |  |  |  | INDKOM | ZZT | 21/10/2004 | Fail | Please check "Label"
429920264 | TNB | DISTRIBUTION | WP PUTRAJAYA & CYBERJAYA | Existing | VPTJ/PCE/J10131/MB10131 | 300280958 |  | NO |  | PE 10.13 PUSPANITA (F1) |  |  |  | INDKOM | ZZT | 21/10/2004 | Fail | Please check "Operating Voltage"
429921451 | TNB | DISTRIBUTION | WP PUTRAJAYA & CYBERJAYA | Existing | VPTJ/PCE/J02041/MB02041 | 300280626 | 11 kV | NO |  | PE 2.04 W.F PROMENADE (F1) |  |  |  | INDKOM | ZZZT | 30/01/2003 | Fail | Please check "Label"
429922057 | TNB | DISTRIBUTION | WP PUTRAJAYA & CYBERJAYA | Existing | VPTJ/PCE/J02042/MB02045 | 300280628 | 11 kV | NO |  | PE 2.04 W.F PROMENADE (F2) |  |  |  | INDKOM | ZZT | 30/01/2003 | Fail | Please check "Label"
429922654 | TNB | DISTRIBUTION | WP PUTRAJAYA & CYBERJAYA | Existing | VPTJ/PCE/J02051/MB02051 | 300280630 | 11 kV | NO |  | PE 2.05 PADAT CUT |  |  |  | INDKOM | ZZT | 22/08/2002 | Fail | Please check "Label"
429923249 | TNB | DISTRIBUTION | WP PUTRAJAYA & CYBERJAYA | Existing | VPTJ/PCE/J02261/MB02261 | 300485137 | 11 kV | NO |  | PE 2.26 C/S FORMULA E 2 |  |  |  | INDKOM | SF6 | 20140804 | Fail | Please check "Label"
429941074 | TNB | DISTRIBUTION | WP PUTRAJAYA & CYBERJAYA | Existing | VPTJ/PCE/J02241/MB02241 | 310303856 | 11 kV | NO | RMU | PE 2.24 TEMP 2C5 |  |  |  | INDKOM |  |  | Pass | null
429941741 | TNB | DISTRIBUTION | WP PUTRAJAYA & CYBERJAYA | Existing | VPTJ/PCE/J02281/MB02281 | 300485554 | 11 kV | NO |  | PE 2.28 C/S FORMULA E 4 |  |  |  | INDKOM | SF6 |  | Fail | Please check "Label"
429971562 | TNB | DISTRIBUTION | WP PUTRAJAYA & CYBERJAYA | Existing | VPTJ/PCE/J18081/MB18081 | 300454881 | 11 kV | NO | RMU | PE 18.08 18R1 (F1) |  |  |  | SCHNEIDER | ZZT |  | Pass | null
429972241 | TNB | DISTRIBUTION | WP PUTRAJAYA & CYBERJAYA | Existing | VPTJ/PCE/J18082/MB18084 | 300454883 | 11 kV | NO | RMU | PE 18.08 18R1 (F2) |  |  |  | INDKOM | ZZT |  | Pass | null
429972990 | TNB | DISTRIBUTION | WP PUTRAJAYA & CYBERJAYA | Existing | VPTJ/PCE/J18221/MB18221 | 300281234 | 11 kV | NO | RMU | PE 18.22 BLOK B 18R13 (F1) |  |  |  | TAMCO | GR1 | 20070103 | Pass | null
429973620 | TNB | DISTRIBUTION | WP PUTRAJAYA & CYBERJAYA | Existing | VPTJ/PCE/J18222/MB18224 | 300281235 | 11 kV | NO | RMU | PE 18.22 BLOK B 18R13 (F2) |  |  |  | TAMCO | GR1 | 20070103 | Pass | null
429974220 | TNB | DISTRIBUTION | WP PUTRAJAYA & CYBERJAYA | Existing | VPTJ/PCE/J02021/MB02021 | 300280601 | 11 kV | NO | RMU | SS 2.02 IDHL (F1) |  |  |  | INDKOM | ZZZZ | 20010502 | Pass | null
429974457 | TNB | DISTRIBUTION | WP PUTRAJAYA & CYBERJAYA | Existing | VPTJ/PCE/J02022/MB02025 | 300280605 | 11 kV | NO | RMU | SS 2.02 IDHL (F2) |  |  |  | INDKOM | ZZZ | 20010502 | Pass | null
429974752 | TNB | DISTRIBUTION | WP PUTRAJAYA & CYBERJAYA | Existing | VPTJ/PCE/J02011/MB02011 | 300280596 | 11 kV | NO | RMU | SS 2.01 W.PUTRA (F1) |  |  |  | INDKOM | ZZZ | 20010502 | Pass | null
429974937 | TNB | DISTRIBUTION | WP PUTRAJAYA & CYBERJAYA | Existing | VPTJ/PCE/J02012/MB02014 | 300280598 | 11 kV | NO | RMU | SS 2.01 W.PUTRA (F2) |  |  |  | OMAZABAL | ZZZ | 20010502 | Pass | null
429976643 | TNB | DISTRIBUTION | WP PUTRAJAYA & CYBERJAYA | Existing | VCBJ/PCE/J21341/MB21341 | 300281004 | 11 kV | NO | RMU | PE 21.34 PS5 F1 |  |  |  | TAMCO | GR1 | 24/05/2009 | Pass | null
429976817 | TNB | DISTRIBUTION | WP PUTRAJAYA & CYBERJAYA | Existing | VCBJ/PCE/J21342/MB21344 | 300281003 | 11 kV | NO | RMU | PE 21.34 PS5 F2 |  |  |  | TAMCO | GR1 | 24/05/2009 | Pass | null
429979795 | TNB | DISTRIBUTION | WP PUTRAJAYA & CYBERJAYA | Existing | VPTJ/PCE/J01071/MB01071 | 300280373 | 11 kV | NO | RMU | SS 1.07 JPM B1 JPM B8 (F1) |  |  |  | INDKOM | ZZZZ | 19990904 | Pass | null
429980847 | TNB | DISTRIBUTION | WP PUTRAJAYA & CYBERJAYA | Existing | VPTJ/PCE/J01072/MB01075 | 300280374 | 11 kV | NO | RMU | SS 1.07 JPM B1 JPM B8 (F2) |  |  |  | INDKOM | ZZZT | 19990904 | Pass | null
429982057 | TNB | DISTRIBUTION | WP PUTRAJAYA & CYBERJAYA | Existing | VPTJ/PCE/J01061/MB01061 | 300280371 | 11 kV | NO | RMU | SS 1.06 JPM B6 JPM B7 (F1) |  |  |  | INDKOM | ZZZT | 20/05/1999 | Pass | null
429982273 | TNB | DISTRIBUTION | WP PUTRAJAYA & CYBERJAYA | Existing | VPTJ/PCE/J01062/MB01065 | 300280372 | 11 kV | NO | RMU | SS 1.06 JPM B6 JPM B7 (F2) |  |  |  | INDKOM | ZZZZ | 20/05/1999 | Pass | null
429982537 | TNB | DISTRIBUTION | WP PUTRAJAYA & CYBERJAYA | Existing | VPTJ/PCE/J01051/MB01051 | 300280369 | 11 kV | NO | RMU | SS 1.05 JPM B5 (F1) |  |  |  | INDKOM | ZZZ | 29/07/1999 | Pass | null
429982921 | TNB | DISTRIBUTION | WP PUTRAJAYA & CYBERJAYA | Existing | VPTJ/PCE/J01052/MB01054 | 300280370 | 11 kV | NO | RMU | SS 1.05 JPM B5 (F2) |  |  |  | INDKOM | ZZZ | 29/07/1999 | Pass | null
429983515 | TNB | DISTRIBUTION | WP PUTRAJAYA & CYBERJAYA | Existing | VPTJ/PCE/J01081/MB01081 | 300280375 | 11 kV | NO | RMU | SS 1.08 C4 (F1) |  |  |  | INDKOM | ZZZ | 19991009 | Pass | null
429990902 | TNB | DISTRIBUTION | WP PUTRAJAYA & CYBERJAYA | Existing | VCBJ/PCE/J21581/MB21581 | 300280640 |  | NO |  | SS 21.58 QB5 F1 |  |  |  | TAMCO | GR1 | 24/10/2007 | Fail | Please check "Operating Voltage"
429991090 | TNB | DISTRIBUTION | WP PUTRAJAYA & CYBERJAYA | Existing | VCBJ/PCE/J21582/MB21584 | 300280638 |  | NO |  | SS 21.58 QB5 F2 |  |  |  | TAMCO | GR1 | 24/10/2007 | Fail | Please check "Operating Voltage"
429992181 | TNB | DISTRIBUTION | WP PUTRAJAYA & CYBERJAYA | Existing | VCBJ/PCE/J21651/MB21651 | 300280620 |  | NO |  | PE 21.65 EMERIO F1 |  |  |  | TAMCO | ZZT | 24/09/2008 | Fail | Please check "Operating Voltage"
430027124 | TNB | DISTRIBUTION | WP PUTRAJAYA & CYBERJAYA | Existing | VCBJ/PCE/J21652/MB21654 | 300280618 |  | NO |  | PE 21.65 EMERIO F2 |  |  |  | TAMCO | GR1 | 24/09/2008 | Fail | Please check "Operating Voltage"
430035539 | TNB | DISTRIBUTION | WP PUTRAJAYA & CYBERJAYA | Existing | VCBJ/PCE/J22361/MB22361 | 300280501 |  | NO |  | SS 22.36 SKMM F1 |  |  |  | INDKOM | GA | 29/09/2004 | Fail | Please check "Operating Voltage"
430035735 | TNB | DISTRIBUTION | WP PUTRAJAYA & CYBERJAYA | Existing | VCBJ/PCE/J22362/MB22364 | 300280502 | 11 kV | NO | RMU | SS 22.36 SKMM F2 |  |  |  | INDKOM | GA | 29/09/2004 | Pass | null
430036807 | TNB | DISTRIBUTION | WP PUTRAJAYA & CYBERJAYA | Existing | VCBJ/PCE/J22051/MB22051 | 300280594 |  | NO |  | PE 22.05 PADAT ROAD E |  |  |  | INDKOM | ZZT | 20000505 | Fail | Please check "Operating Voltage"
430037487 | TNB | DISTRIBUTION | WP PUTRAJAYA & CYBERJAYA | Existing | VCBJ/PCE/J22131/MB22131 | 300280560 |  | NO |  | PE 22.13 PADAT ROAD E1 |  |  |  | INDKOM | GR1 | 20001111 | Fail | Please check "Operating Voltage"
430040066 | TNB | DISTRIBUTION | WP PUTRAJAYA & CYBERJAYA | Existing | VPTJ/PCE/J11071/MB11071 | 300282013 | 11 kV | NO |  | PE 11.07 PADAT ZON 1 |  |  |  | SCHNEIDER | NE-IQI | 22/11/2009 | Fail | Please check "Label"
430040704 | TNB | DISTRIBUTION | WP PUTRAJAYA & CYBERJAYA | Existing | VPTJ/PCE/J11041/MB11041 | 300280968 | 11 kV | NO |  | PE 11.04 P11A1/12 TERES (EFI) (F1) |  |  |  | INDKOM | GA | 15/10/2002 | Fail | Please check "Label"
430041330 | TNB | DISTRIBUTION | WP PUTRAJAYA & CYBERJAYA | Existing | VPTJ/PCE/J11042/MB11044 | 300280969 | 11 kV | NO |  | PE 11.04 P11A1/12 TERES (EFI) (F2) |  |  |  | INDKOM | GA | 15/10/2002 | Fail | Please check "Label"
430042005 | TNB | DISTRIBUTION | WP PUTRAJAYA & CYBERJAYA | Existing | VPTJ/PCE/J11081/MB11081 | 300280972 | 11 kV | NO |  | PE 11.08 P11A2/5 TERES (EFI) (F1) |  |  |  | INDKOM | ZZT | 20020409 | Fail | Please check "Label"
430042635 | TNB | DISTRIBUTION | WP PUTRAJAYA & CYBERJAYA | Existing | VPTJ/PCE/J11082/MB11084 | 300280973 | 11 kV | NO |  | PE 11.08 P11A2/5 TERES (EFI) (F2) |  |  |  | INDKOM | ZZT | 20020409 | Fail | Please check "Label"
430042883 | TNB | DISTRIBUTION | WP PUTRAJAYA & CYBERJAYA | Existing | VPTJ/PCE/J11671/MB11671 | 300281095 | 11 kV | NO |  | PE 11.67 PS9 (F1) |  |  |  | INDKOM | ZZT | 20021006 | Fail | Please check "Label"
430043649 | TNB | DISTRIBUTION | WP PUTRAJAYA & CYBERJAYA | Existing | VPTJ/PCE/J11672/MB11674 | 300281097 | 11 kV | NO |  | PE 11.67 PS9 (F2) |  |  |  | INDKOM | ZZT | 20021006 | Fail | Please check "Label"
430044273 | TNB | DISTRIBUTION | WP PUTRAJAYA & CYBERJAYA | Existing | VPTJ/PCE/J01082/MB01084 | 300280378 | 11 kV | NO | RMU | SS 1.08 C4 (F2) |  |  |  | INDKOM | ZZZ | 19991009 | Pass | null
430044566 | TNB | DISTRIBUTION | WP PUTRAJAYA & CYBERJAYA | Existing | VPTJ/PCE/J01091/MB01091 | 300280404 | 11 kV | NO | RMU | SS 1.09 C3 (F1) |  |  |  | INDKOM | ZZZ | 19991109 | Pass | null
430045156 | TNB | DISTRIBUTION | WP PUTRAJAYA & CYBERJAYA | Existing | VPTJ/PCE/J01092/MB01094 | 300280405 | 11 kV | NO | RMU | SS 1.09 C3 (F2) |  |  |  | INDKOM | ZZZ | 19991109 | Pass | null
430045401 | TNB | DISTRIBUTION | WP PUTRAJAYA & CYBERJAYA | Existing | VPTJ/PCE/J01101/MB01101 | 300280406 | 11 kV | NO | RMU | SS 1.10 C2 (F1) |  |  |  | INDKOM | ZZZ | 19991109 | Pass | null
430045569 | TNB | DISTRIBUTION | WP PUTRAJAYA & CYBERJAYA | Existing | VPTJ/PCE/J01102/MB01104 | 300280407 | 11 kV | NO | RMU | SS 1.10 C2 (F2) |  |  |  | INDKOM | ZZZ | 19991109 | Pass | null
430045782 | TNB | DISTRIBUTION | WP PUTRAJAYA & CYBERJAYA | Existing | VPTJ/PCE/J01111/MB01111 | 300280408 | 11 kV | NO | RMU | SS 1.11 C1 (F1) |  |  |  | INDKOM | ZZZ | 19991109 | Pass | null
430045950 | TNB | DISTRIBUTION | WP PUTRAJAYA & CYBERJAYA | Existing | VPTJ/PCE/J01112/MB01114 | 300280409 | 11 kV | NO | RMU | SS 1.11 C1 (F2) |  |  |  | INDKOM | ZZZ | 19991109 | Pass | null
430046171 | TNB | DISTRIBUTION | WP PUTRAJAYA & CYBERJAYA | Existing | VPTJ/PCE/J01121/MB01121 | 300280410 | 11 kV | NO | RMU | SS 1.12 C7 (F1) |  |  |  | INDKOM | ZZZ | 19991109 | Pass | null
430046347 | TNB | DISTRIBUTION | WP PUTRAJAYA & CYBERJAYA | Existing | VPTJ/PCE/J01122/MB01124 | 300280411 | 11 kV | NO | RMU | SS 1.12 C7 (F2) |  |  |  | INDKOM | ZZZ | 19991109 | Pass | null
430046515 | TNB | DISTRIBUTION | WP PUTRAJAYA & CYBERJAYA | Existing | VPTJ/PCE/J01131/MB01131 | 300280412 | 11 kV | NO | RMU | SS 1.13 C6 (F1) |  |  |  | INDKOM | ZZZ | 19991009 | Pass | null
430046683 | TNB | DISTRIBUTION | WP PUTRAJAYA & CYBERJAYA | Existing | VPTJ/PCE/J01132/MB01134 | 300280413 | 11 kV | NO | RMU | SS 1.13 C6 (F2) |  |  |  | INDKOM | ZZZ | 19991009 | Pass | null
430046851 | TNB | DISTRIBUTION | WP PUTRAJAYA & CYBERJAYA | Existing | VPTJ/PCE/J01141/MB01141 | 300280414 | 11 kV | NO | RMU | SS 1.14 C5 (F1) |  |  |  | INDKOM | ZZZ | 19991009 | Pass | null
430047020 | TNB | DISTRIBUTION | WP PUTRAJAYA & CYBERJAYA | Existing | VPTJ/PCE/J01142/MB01144 | 300280415 | 11 kV | NO | RMU | SS 1.14 C5 (F2) |  |  |  | INDKOM | ZZZ | 19991009 | Pass | null
430047579 | TNB | DISTRIBUTION | WP PUTRAJAYA & CYBERJAYA | Existing | VPTJ/PCE/J01362/MB01365 | 300280450 | 11 kV | NO | RMU | PE 1.36 DATARAN PUTRA (F2) |  |  |  | INDKOM | NA | 13/11/1999 | Pass | null
430047881 | TNB | DISTRIBUTION | WP PUTRAJAYA & CYBERJAYA | Existing | VPTJ/PCE/J01361/MB01361 | 300280449 | 11 kV | NO | RMU | PE 1.36 DATARAN PUTRA (F1) |  |  |  | INDKOM | ZZZT | 13/11/1999 | Pass | null
430065753 | TNB | DISTRIBUTION | WP PUTRAJAYA & CYBERJAYA | Existing | VPTJ/PCE/J11091/MB11091 | 300280974 | 11 kV | NO |  | PE 11.09 P11A2/5 TERES (EFI) (F1) |  |  |  | INDKOM | ZZT | 20020709 | Fail | Please check "Label"
430066354 | TNB | DISTRIBUTION | WP PUTRAJAYA & CYBERJAYA | Existing | VPTJ/PCE/J11092/MB11094 | 300280977 | 11 kV | NO |  | PE 11.09 P11A2/5 TERES (EFI) (F2) |  |  |  | INDKOM | ZZT | 20020709 | Fail | Please check "Label"
430068825 | TNB | DISTRIBUTION | WP PUTRAJAYA & CYBERJAYA | Existing | VPTJ/PCE/J11021/MB11021 | 300280964 | 11 kV | NO |  | PE 11.02 BLOK 3A (F1) |  |  |  | TAMCO | GR1 | 20050706 | Fail | Please check "Label"
430078892 | TNB | DISTRIBUTION | WP PUTRAJAYA & CYBERJAYA | Existing | VPTJ/PCE/J11022/MB11024 | 300280966 | 11 kV | NO |  | PE 11.02 BLOK 3A (F2) |  |  |  | TAMCO | GR1 | 20050706 | Fail | Please check "Label"
430082503 | TNB | DISTRIBUTION | WP PUTRAJAYA & CYBERJAYA | Existing | VPTJ/PCE/J11201/MB11201 | 300281038 | 11 kV | NO |  | PE 11.20 WR5 |  |  |  | MERLIN GERIN | RM 6 | 20041108 | Fail | Please check "Label"
430083211 | TNB | DISTRIBUTION | WP PUTRAJAYA & CYBERJAYA | Existing | VPTJ/PCE/J11481/MB11481 | 300281090 | 11 kV | NO |  | PE 11.48 BALAI POLIS |  |  |  | TAMCO | GR1 | 20070703 | Fail | Please check "Label"
430083862 | TNB | DISTRIBUTION | WP PUTRAJAYA & CYBERJAYA | Existing | VPTJ/PCE/J11101/MB11101 | 300280978 | 11 kV | NO |  | PE 11.10 P11B1/6 SEMI-D (EFI) (F1) |  |  |  | INDKOM | ZZT | 20/03/2002 | Fail | Please check "Label"
430084530 | TNB | DISTRIBUTION | WP PUTRAJAYA & CYBERJAYA | Existing | VPTJ/PCE/J11102/MB11104 | 300280980 | 11 kV | NO |  | PE 11.10 P11B1/6 SEMI-D (EFI) (F2) |  |  |  | INDKOM | ZZT | 20/03/2002 | Fail | Please check "Label"
430085195 | TNB | DISTRIBUTION | WP PUTRAJAYA & CYBERJAYA | Existing | VPTJ/PCE/J11121/MB11121 | 300280983 | 11 kV | NO |  | PE 11.12 APT A (F1) |  |  |  | INDKOM | ZZT | 20030805 | Fail | Please check "Label"
430085295 | TNB | DISTRIBUTION | WP PUTRAJAYA & CYBERJAYA | Existing | VPTJ/PCE/J11122/MB11124 | 300280984 | 11 kV | NO |  | PE 11.12 APT A (F2) |  |  |  | INDKOM | ZZT | 20030805 | Fail | Please check "Label"
430086491 | TNB | DISTRIBUTION | WP PUTRAJAYA & CYBERJAYA | Existing | VPTJ/PCE/J11131/MB11131 | 300280994 | 11 kV | NO |  | PE 11.13 APT B (F1) |  |  |  | INDKOM | ZZT | 20030805 | Fail | Please check "Label"
430086598 | TNB | DISTRIBUTION | WP PUTRAJAYA & CYBERJAYA | Existing | VPTJ/PCE/J11132/MB11134 | 300280996 | 11 kV | NO |  | PE 11.13 APT B (F2) |  |  |  | INDKOM | ZZT | 20030805 | Fail | Please check "Label"
430087793 | TNB | DISTRIBUTION | WP PUTRAJAYA & CYBERJAYA | Existing | VPTJ/PCE/J11112/MB11114 | 300280993 | 11 kV | NO |  | PE 11.11 (EFI) (F2) |  |  |  | INDKOM | ZZT | 24/08/2004 | Fail | Please check "Label"
430088418 | TNB | DISTRIBUTION | WP PUTRAJAYA & CYBERJAYA | Existing | VPTJ/PCE/J11111/MB11111 | 300280991 | 11 kV | NO |  | PE 11.11 (EFI) (F1) |  |  |  | INDKOM | ZZT | 24/08/2004 | Fail | Please check "Label"
430089066 | TNB | DISTRIBUTION | WP PUTRAJAYA & CYBERJAYA | Existing | VPTJ/PCE/J11161/MB11161 | 300281005 | 11 kV | NO |  | PE 11.16 APT E (F1) |  |  |  | INDKOM | ZZT | 13/05/2003 | Fail | Please check "Label"
430089702 | TNB | DISTRIBUTION | WP PUTRAJAYA & CYBERJAYA | Existing | VPTJ/PCE/J11162/MB11164 | 300281007 | 11 kV | NO |  | PE 11.16 APT E (F2) |  |  |  | INDKOM | ZZT | 13/05/2003 | Fail | Please check "Label"
430090426 | TNB | DISTRIBUTION | WP PUTRAJAYA & CYBERJAYA | Existing | VPTJ/PCE/J11152/MB11154 | 300281002 | 11 kV | NO |  | PE 11.15 APT D (EFI) (F2) |  |  |  | INDKOM | ZZT | 20030701 | Fail | Please check "Label"
430091021 | TNB | DISTRIBUTION | WP PUTRAJAYA & CYBERJAYA | Existing | VPTJ/PCE/J11151/MB11151 | 300281001 | 11 kV | NO |  | PE 11.15 APT D (EFI) (F1) |  |  |  | TAMCO | ZZT | 20030701 | Fail | Please check "Label"
430091696 | TNB | DISTRIBUTION | WP PUTRAJAYA & CYBERJAYA | Existing | VPTJ/PCE/J10022/MB10024 | 300280942 | 11 kV | NO |  | PE 10.02 INSIDE PPU2 (F2) |  |  |  | INDKOM | ZZT | 15/02/2000 | Fail | Please check "Label"
430092317 | TNB | DISTRIBUTION | WP PUTRAJAYA & CYBERJAYA | Existing | VPTJ/PCE/J10021/MB10021 | 300280941 | 11 kV | NO |  | PE 10.02 INSIDE PPU2 (F1) |  |  |  | INDKOM | GR1 | 15/02/2000 | Fail | Please check "Label"
430092996 | TNB | DISTRIBUTION | WP PUTRAJAYA & CYBERJAYA | Existing | VPTJ/PCE/J10031/MB10031 | 300280948 | 11 kV | NO |  | PE 10.03 P10 C BANGLOW (F1) |  |  |  | INDKOM F&G | GR1 | 20000106 | Fail | Please check "Label"
430093658 | TNB | DISTRIBUTION | WP PUTRAJAYA & CYBERJAYA | Existing | VPTJ/PCE/J10032/MB10034 | 300280949 | 11 kV | NO |  | PE 10.03 P10 C BANGLOW (F2) |  |  |  | INDKOM F&G | GA | 20000106 | Fail | Please check "Label"
430094492 | TNB | DISTRIBUTION | WP PUTRAJAYA & CYBERJAYA | Existing | VPTJ/PCE/J10151/MB10151 | 300287552 | 11 kV | NO |  | PE 10.15 MINI GOLF |  |  |  | INDKOM | GR1 | 20100610 | Fail | Please check "Label"
430095124 | TNB | DISTRIBUTION | WP PUTRAJAYA & CYBERJAYA | Existing | VPTJ/PCE/J10041/MB10041 | 300280950 | 11 kV | NO |  | PE 10.04 P10 D BANGLO (F1) |  |  |  | INDKOM F&G | GR1 | 20000106 | Fail | Please check "Label"
430121521 | TNB | DISTRIBUTION | WP PUTRAJAYA & CYBERJAYA | Existing | VPTJ/PCE/J10042/MB10044 | 300280951 | 11 kV | NO |  | PE 10.04 P10 D BANGLO (F2) |  |  |  | INDKOM F&G | GA | 20000106 | Fail | Please check "Label"
430123872 | TNB | DISTRIBUTION | WP PUTRAJAYA & CYBERJAYA | Existing | VPTJ/PCE/J10062/MB10064 | 300280955 | 11 kV | NO | RMU | PE 10.06 JLN P10B (F2) |  |  |  | OMAZABAL | SF 6 | 31/03/2008 | Pass | null
430124502 | TNB | DISTRIBUTION | WP PUTRAJAYA & CYBERJAYA | Existing | VPTJ/PCE/J10061/MB10061 | 300280953 | 11 kV | NO | RMU | PE 10.06 JLN P10B (F1) |  |  |  | OMAZABAL | SF 6 | 31/03/2008 | Pass | null
430134607 | TNB | DISTRIBUTION | WP PUTRAJAYA & CYBERJAYA | Existing | VCBJ/PCE/J21221/MB21221 | 300281020 | 11 kV | NO | RMU | PE 21.22 CYBERVIEW NO.1 |  |  |  | INDKOM | ZZTT | 31/01/1999 | Pass | null
430144615 | TNB | DISTRIBUTION | WP PUTRAJAYA & CYBERJAYA | Existing | VPTJ/PCE/J01321/MB01321 | 300280440 | 11 kV | NO | RMU | PE 1.32 INSIDE PPU6 S/L OVAL |  |  |  | TAMCO | ZZT | 13/06/1999 | Pass | null
430145652 | TNB | DISTRIBUTION | WP PUTRAJAYA & CYBERJAYA | Existing | VPTJ/PCE/J13011/MB13011 | 300281100 | 11 kV | NO | RMU | PE 13.01 WETLAND PUMP 250KW |  |  |  | INDKOM | 08425065 | 31/07/1999 | Pass | null
430147116 | TNB | DISTRIBUTION | WP PUTRAJAYA & CYBERJAYA | Existing | VPTJ/PCE/J13021/MB13021 | 300281101 | 11 kV | NO | RMU | PE 13.02 WETLAND NIC 85KW |  |  |  | INDKOM | ZZT | 19990208 | Pass | null
430164962 | TNB | DISTRIBUTION | WP PUTRAJAYA & CYBERJAYA | Existing | VPTJ/PCE/J10141/MB10141 | 300280960 | 11 kV | NO |  | PE 10.14 P10 A1 (F1) |  |  |  | INDKOM | ZZT | 20040112 | Fail | Please check "Label"
430165553 | TNB | DISTRIBUTION | WP PUTRAJAYA & CYBERJAYA | Existing | VPTJ/PCE/J10142/MB10144 | 300280961 | 11 kV | NO |  | PE 10.14 P10 A1 (F2) |  |  |  | INDKOM | ZZT | 20040112 | Fail | Please check "Label"
430166306 | TNB | DISTRIBUTION | WP PUTRAJAYA & CYBERJAYA | Existing | VPTJ/PCE/J10121/MB10121 | 300280957 | 11 kV | NO |  | PE 10.12 P10 A SEMI-D |  |  |  | INDKOM | GA | 28/08/2001 | Fail | Please check "Label"
430167127 | TNB | DISTRIBUTION | WP PUTRAJAYA & CYBERJAYA | Existing | VPTJ/PCE/J09011/MB09011 | 300280813 | 11 kV | NO |  | PE 9.01 APT 4A (EFI) (F1) |  |  |  | INDKOM | ZZT | 20001110 | Fail | Please check "Label"
430167746 | TNB | DISTRIBUTION | WP PUTRAJAYA & CYBERJAYA | Existing | VPTJ/PCE/J09012/MB09014 | 300280814 | 11 kV | NO |  | PE 9.01 APT 4A (EFI) (F2) |  |  |  | INDKOM | ZZT | 20001110 | Fail | Please check "Label"
430168370 | TNB | DISTRIBUTION | WP PUTRAJAYA & CYBERJAYA | Existing | VPTJ/PCE/J09021/MB09021 | 300280815 | 11 kV | NO |  | PE 9.02 APT 4E (F1) |  |  |  | INDKOM | ZZT | 20001110 | Fail | Please check "Label"
430168914 | TNB | DISTRIBUTION | WP PUTRAJAYA & CYBERJAYA | Existing | VPTJ/PCE/J13031/MB13031 | 300281102 | 11 kV | NO | RMU | PE 13.03 WETLAND NURSERY 85KW |  |  |  | INDKOM | ZZT | 25/09/1999 | Pass | null
430170010 | TNB | DISTRIBUTION | WP PUTRAJAYA & CYBERJAYA | Existing | VPTJ/PCE/J11261/MB11261 | 300281051 | 11 kV | NO | RMU | PE 11.26 TERES 11A & 11B |  |  |  | SCHNEIDER | RM6 | 17/08/2009 | Pass | null
430171016 | TNB | DISTRIBUTION | WP PUTRAJAYA & CYBERJAYA | Existing | VPTJ/PCE/J11271/MB11271 | 300281053 | 11 kV | NO | RMU | PE 11.27 SEMI D 11A & 11B |  |  |  | SCHNEIDER | RM6 | 17/08/2009 | Pass | null
430171612 | TNB | DISTRIBUTION | WP PUTRAJAYA & CYBERJAYA | Existing | VPTJ/PCE/J11431/MB11431 | 300281081 | 11 kV | NO | RMU | PE 11.43 SEK. MEN. FASA 2 (F1) |  |  |  | TAMCO | GR1 | 15/11/2007 | Pass | null
430172194 | TNB | DISTRIBUTION | WP PUTRAJAYA & CYBERJAYA | Existing | VPTJ/PCE/J11432/MB11434 | 300281082 | 11 kV | NO | RMU | PE 11.43 SEK. MEN. FASA 2 (F2) |  |  |  | TAMCO | GR1 | 15/11/2007 | Pass | null
430172810 | TNB | DISTRIBUTION | WP PUTRAJAYA & CYBERJAYA | Existing | VPTJ/PCE/J11441/MB11441 | 300281083 | 11 kV | NO | RMU | PE 11.44 SEK. REN. FASA 2 (F1) |  |  |  | TAMCO | GR1 | 15/11/2007 | Pass | null
430176544 | TNB | DISTRIBUTION | WP PUTRAJAYA & CYBERJAYA | Existing | VPTJ/PCE/J16301/MB16301 | 300454871 |  | NO |  | PE 16.30 PERUMAHAN P16A (F1) |  |  |  | INDKOM | INS24 |  | Fail | Please check "Operating Voltage"
430190143 | TNB | DISTRIBUTION | WP PUTRAJAYA & CYBERJAYA | Existing | VPTJ/PCE/J16302/MB16301 | 300454878 |  | NO |  | PE 16.30 PERUMAHAN P16A (F2) |  |  |  | SCHNEIDER | NE-2iQ |  | Fail | Please check "Operating Voltage"
430191251 | TNB | DISTRIBUTION | WP PUTRAJAYA & CYBERJAYA | Existing | VPTJ/PCE/J16281/MB16281 | 300281198 |  | NO |  | PE 16.28 TAMAN WARISAN (F1) |  |  |  | INDKOM | ZZT | 20020112 | Fail | Please check "Operating Voltage"
430191842 | TNB | DISTRIBUTION | WP PUTRAJAYA & CYBERJAYA | Existing | VPTJ/PCE/J16282/MB16284 | 300281199 |  | NO |  | PE 16.28 TAMAN WARISAN (F2) |  |  |  | INDKOM | ZZT | 20020112 | Fail | Please check "Operating Voltage"
430192607 | TNB | DISTRIBUTION | WP PUTRAJAYA & CYBERJAYA | Existing | VPTJ/PCE/J16061/MB16061 | 300281177 |  | NO |  | PE 16.06 SEK REN F2 (F1) |  |  |  | INDKOM | ZZT | 16/02/2004 | Fail | Please check "Operating Voltage"
430193204 | TNB | DISTRIBUTION | WP PUTRAJAYA & CYBERJAYA | Existing | VPTJ/PCE/J16062/MB16064 | 300281178 |  | NO |  | PE 16.06 SEK REN F2 (F2) |  |  |  | INDKOM | ZZT | 16/02/2004 | Fail | Please check "Operating Voltage"
430193862 | TNB | DISTRIBUTION | WP PUTRAJAYA & CYBERJAYA | Existing | VPTJ/PCE/J16071/MB16071 | 300281179 | 11 kV | NO | RMU | PE 16.07 22 UNIT TERES (EFI) (F1) |  |  |  | INDKOM | ZZT | 20091008 | Pass | null
430194847 | TNB | DISTRIBUTION | WP PUTRAJAYA & CYBERJAYA | Existing | VPTJ/PCE/J11442/MB11444 | 300281085 | 11 kV | NO | RMU | PE 11.44 SEK. REN. FASA 2 (F2) |  |  |  | TAMCO | GR1 | 15/11/2007 | Pass | null
430195516 | TNB | DISTRIBUTION | WP PUTRAJAYA & CYBERJAYA | Existing | VPTJ/PCE/J11691/MB11691 | 300454772 | 11 kV | NO | RMU | PE 11.69 ZON 10A (F1) |  |  |  | LUCY | VRN2a |  | Pass | null
430195616 | TNB | DISTRIBUTION | WP PUTRAJAYA & CYBERJAYA | Existing | VPTJ/PCE/J11692/MB11694 | 300455134 | 11 kV | NO | RMU | PE 11.69 ZON 10A (F2) |  |  |  | MERLIN GERIN | RM6 |  | Pass | null
430195936 | TNB | DISTRIBUTION | WP PUTRAJAYA & CYBERJAYA | Existing | VPTJ/PCE/J11221/MB11221 | 300281042 | 11 kV | NO | RMU | PE 11.22 ZON 10B (F1) |  |  |  | TAMCO | GR1 | 21/07/2006 | Pass | null
430196104 | TNB | DISTRIBUTION | WP PUTRAJAYA & CYBERJAYA | Existing | VPTJ/PCE/J11222/MB11224 | 300281044 | 11 kV | NO | RMU | PE 11.22 ZON 10B (F2) |  |  |  | TAMCO | GR1 | 21/07/2006 | Pass | null
430197128 | TNB | DISTRIBUTION | WP PUTRAJAYA & CYBERJAYA | Existing | VPTJ/PCE/J11231/MB11231 | 300281047 | 11 kV | NO | RMU | PE 11.23 TERES ZON 12B (F1) |  |  |  | TAMCO | GR1-21-1D-08153 | 30/04/2009 | Pass | null
430197296 | TNB | DISTRIBUTION | WP PUTRAJAYA & CYBERJAYA | Existing | VPTJ/PCE/J11232/MB11234 | 300281048 | 11 kV | NO | RMU | PE 11.23 TERES ZON 12B (F2) |  |  |  | TAMCO | GR1-21-1D-08155 | 30/04/2009 | Pass | null
430197572 | TNB | DISTRIBUTION | WP PUTRAJAYA & CYBERJAYA | Existing | VPTJ/PCE/J11721/MB11721 | 300520604 | 11 kV | NO | RMU | PE 11.72 PRIMA BLOK B (F1) |  |  |  | LUCY | VRN 6A | 20140612 | Pass | null
430198163 | TNB | DISTRIBUTION | WP PUTRAJAYA & CYBERJAYA | Existing | VPTJ/PCE/J11722/MB11721 | 310286416 | 11 kV | NO | RMU | PE 11.72 PRIMA BLOK B (F2) |  |  |  | LUCY | VRN6a | 20140612 | Pass | null
430199073 | TNB | DISTRIBUTION | WP PUTRAJAYA & CYBERJAYA | Existing | VPTJ/PCE/J09022/MB09024 | 300280816 | 11 kV | NO |  | PE 9.02 APT 4E (F2) |  |  |  | INDKOM | ZZT | 20001110 | Fail | Please check "Label"
430199723 | TNB | DISTRIBUTION | WP PUTRAJAYA & CYBERJAYA | Existing | VPTJ/PCE/J09031/MB09031 | 300280817 | 11 kV | NO |  | PE 9.03 APT 3C (F1) |  |  |  | INDKOM | ZZT | 20000911 | Fail | Please check "Label"
430200365 | TNB | DISTRIBUTION | WP PUTRAJAYA & CYBERJAYA | Existing | VPTJ/PCE/J09032/MB09034 | 300280818 | 11 kV | NO |  | PE 9.03 APT 3C (F2) |  |  |  | INDKOM | ZZT | 20000911 | Fail | Please check "Label"
430201147 | TNB | DISTRIBUTION | WP PUTRAJAYA & CYBERJAYA | Existing | VPTJ/PCE/J09041/MB09041 | 300280819 | 11 kV | NO |  | PE 9.04 APT 3B (EFI) (F1) |  |  |  | INDKOM | ZZT | 20000911 | Fail | Please check "Label"
430201739 | TNB | DISTRIBUTION | WP PUTRAJAYA & CYBERJAYA | Existing | VPTJ/PCE/J09042/MB09044 | 300280820 | 11 kV | NO |  | PE 9.04 APT 3B (EFI) (F2) |  |  |  | INDKOM | ZZT | 20000911 | Fail | Please check "Label"
430203047 | TNB | DISTRIBUTION | WP PUTRAJAYA & CYBERJAYA | Existing | VPTJ/PCE/J16072/MB16074 | 300281180 | 11 kV | NO | RMU | PE 16.07 22 UNIT TERES (EFI) (F2) |  |  |  | INDKOM | ZZT | 20091108 | Pass | null
430203812 | TNB | DISTRIBUTION | WP PUTRAJAYA & CYBERJAYA | Existing | VPTJ/PCE/J16292/MB16294 | 300281201 |  | NO |  | PE 16.29 25 UNIT (EFI) (F2) |  |  |  | INDKOM | ZZT | 20091108 | Fail | Please check "Operating Voltage"
430204403 | TNB | DISTRIBUTION | WP PUTRAJAYA & CYBERJAYA | Existing | VPTJ/PCE/J16291/MB16291 | 300281200 |  | NO |  | PE 16.29 25 UNIT (EFI) (F1) |  |  |  | INDKOM | ZZT | 20091008 | Fail | Please check "Operating Voltage"
430205181 | TNB | DISTRIBUTION | WP PUTRAJAYA & CYBERJAYA | Existing | VPTJ/PCE/J16021/MB16021 | 300281175 |  | NO |  | SS 16.02 PS5 (EFI) |  |  |  | INDKOM | ZZZ | 18/11/1999 | Fail | Please check "Operating Voltage"
430206051 | TNB | DISTRIBUTION | WP PUTRAJAYA & CYBERJAYA | Existing | VPTJ/PCE/J16271/MB16271 | 300281197 |  | NO |  | PE 16.27 UPPER BISA |  |  |  | INDKOM | ZZT | 19/04/2000 | Fail | Please check "Operating Voltage"
430206821 | TNB | DISTRIBUTION | WP PUTRAJAYA & CYBERJAYA | Existing | VPTJ/PCE/J16141/MB16141 | 300281181 |  | NO |  | PE 16.14 SEMI D (EFI) (F1) |  |  |  | INDKOM | ZZT | 13/01/2002 | Fail | Please check "Operating Voltage"
430207652 | TNB | DISTRIBUTION | WP PUTRAJAYA & CYBERJAYA | Existing | VPTJ/PCE/J05121/MB05121 | 300280695 | 11 kV | NO | RMU | PE 5.12 EQUESTRIAN PARK (F1) |  |  |  | TAMCO | GR1 | 25/06/2005 | Pass | null
430208258 | TNB | DISTRIBUTION | WP PUTRAJAYA & CYBERJAYA | Existing | VPTJ/PCE/J05122/MB05124 | 300280697 | 11 kV | NO | RMU | PE 5.12 EQUESTRIAN PARK (F2) |  |  |  | INDKOM | ZZT | 25/06/2005 | Pass | null
430209198 | TNB | DISTRIBUTION | WP PUTRAJAYA & CYBERJAYA | Existing | VPTJ/PCE/J05301/MB05301 | 300281269 | 11 kV | NO | RMU | PE 5.30 BLOK D APT 5R6 (F1) |  |  |  | ORMAZABAL | ZZT | 30/12/2008 | Pass | null
430209789 | TNB | DISTRIBUTION | WP PUTRAJAYA & CYBERJAYA | Existing | VPTJ/PCE/J05302/MB05304 | 300281270 | 11 kV | NO | RMU | PE 5.30 BLOK D APT 5R6 (F2) |  |  |  | ORMAZABAL | ZZT | 31/12/2008 | Pass | null
430210622 | TNB | DISTRIBUTION | WP PUTRAJAYA & CYBERJAYA | Existing | VPTJ/PCE/J05291/MB05291 | 300281267 | 11 kV | NO | RMU | PE 5.29 BLOK C APT 5R6 (F1) |  |  |  | ORMAZABAL | ZZT | 30/12/2008 | Pass | null
430211213 | TNB | DISTRIBUTION | WP PUTRAJAYA & CYBERJAYA | Existing | VPTJ/PCE/J05292/MB05294 | 300281268 | 11 kV | NO | RMU | PE 5.29 BLOK C APT 5R6 (F2) |  |  |  | ORMAZABAL | ZZT | 31/12/2008 | Pass | null
430213344 | TNB | DISTRIBUTION | WP PUTRAJAYA & CYBERJAYA | Existing | VCBJ/PCE/J21281/MB21281 | 300281010 | 11 kV | NO | RMU | SS 21.28 LOT 12065 F1 |  |  |  | INDKOM | ZZZ | 20020304 | Pass | null
430213454 | TNB | DISTRIBUTION | WP PUTRAJAYA & CYBERJAYA | Existing | VCBJ/PCE/J21282/MB21284 | 300281009 | 11 kV | NO | RMU | SS 21.28 LOT 12065 F2 |  |  |  | INDKOM | ZZZ | 20020304 | Pass | null
430213795 | TNB | DISTRIBUTION | WP PUTRAJAYA & CYBERJAYA | Existing | VCBJ/PCE/J21841/MB21841 | 300452904 | 11 kV | NO | RMU | PE 21.84 GLOMAC |  |  |  | INDKOM | ZZT I/D |  | Pass | null
430214914 | TNB | DISTRIBUTION | WP PUTRAJAYA & CYBERJAYA | Existing | VCBJ/PCE/J23141/MB23141 | 300485608 | 11 kV | NO | RMU | PE 23.14 GLOMAC 2B |  |  |  | INOKOM | INS 24 | 30/11/2014 | Pass | null
430215620 | TNB | DISTRIBUTION | WP PUTRAJAYA & CYBERJAYA | Existing | VCBJ/PCE/J23131/MB23131 | 300485222 | 11 kV | NO | RMU | PE 23.13 GLOMAC 2A |  |  |  | INOKOM | INS 24 | 29/11/2014 | Pass | null
430260090 | TNB | DISTRIBUTION | WP PUTRAJAYA & CYBERJAYA | Existing | VPTJ/PCE/J09061/MB09061 | 300280821 | 11 kV | NO |  | PE 9.06 APT 2E (F1) |  |  |  | INDKOM | ZZT | 19990612 | Fail | Please check "Label"
430260263 | TNB | DISTRIBUTION | WP PUTRAJAYA & CYBERJAYA | Existing | VPTJ/PCE/J09062/MB09064 | 300280823 | 11 kV | NO |  | PE 9.06 APT 2E (F2) |  |  |  | INDKOM | ZZT | 19990612 | Fail | Please check "Label"
430261438 | TNB | DISTRIBUTION | WP PUTRAJAYA & CYBERJAYA | Existing | VPTJ/PCE/J09071/MB09071 | 300280824 | 11 kV | NO |  | PE 9.07 APT 2A (EFI) (F1) |  |  |  | INDKOM | ZZT | 19990612 | Fail | Please check "Label"
430262029 | TNB | DISTRIBUTION | WP PUTRAJAYA & CYBERJAYA | Existing | VPTJ/PCE/J09072/MB09074 | 300280825 | 11 kV | NO |  | PE 9.07 APT 2A (EFI) (F2) |  |  |  | INDKOM | ZZT | 19990612 | Fail | Please check "Label"
430262711 | TNB | DISTRIBUTION | WP PUTRAJAYA & CYBERJAYA | Existing | VPTJ/PCE/J09081/MB09081 | 300280826 | 11 kV | NO |  | PE 9.08 P9G TERES (F1) |  |  |  | INDKOM | ZZT | 21/06/1999 | Fail | Please check "Label"
430263234 | TNB | DISTRIBUTION | WP PUTRAJAYA & CYBERJAYA | Existing | VPTJ/PCE/J16142/MB16144 | 300281182 |  | NO |  | PE 16.14 SEMI D (EFI) (F2) |  |  |  | INDKOM | ZZT | 13/01/2002 | Fail | Please check "Operating Voltage"
430264025 | TNB | DISTRIBUTION | WP PUTRAJAYA & CYBERJAYA | Existing | VPTJ/PCE/J16161/MB16161 | 300281185 |  | NO |  | PE 16.16 PUSAT KEJIRANAN (F1) |  |  |  | INDKOM | ZZT | 27/02/2002 | Fail | Please check "Operating Voltage"
430264616 | TNB | DISTRIBUTION | WP PUTRAJAYA & CYBERJAYA | Existing | VPTJ/PCE/J16162/MB16164 | 300281186 |  | NO |  | PE 16.16 PUSAT KEJIRANAN (F2) |  |  |  | INDKOM | ZZT | 27/02/2002 | Fail | Please check "Operating Voltage"
430265341 | TNB | DISTRIBUTION | WP PUTRAJAYA & CYBERJAYA | Existing | VPTJ/PCE/J01021/MB01021 | 300280360 |  | NO |  | SS 1.02 JPM B2 (F1) |  |  |  | INDKOM | ZZZT | 13/04/1999 | Fail | Please check "Operating Voltage"
430265534 | TNB | DISTRIBUTION | WP PUTRAJAYA & CYBERJAYA | Existing | VPTJ/PCE/J01022/MB01024 | 300280364 |  | NO |  | SS 1.02 JPM B2 (F2) |  |  |  | INDKOM | ZZZ | 13/04/1999 | Fail | Please check "Operating Voltage"
430265745 | TNB | DISTRIBUTION | WP PUTRAJAYA & CYBERJAYA | Existing | VPTJ/PCE/J01031/MB01031 | 300280365 |  | NO |  | SS 1.03 JPM B3 (F1) |  |  |  | INDKOM | ZZZ | 19/07/1999 | Fail | Please check "Operating Voltage"
430265936 | TNB | DISTRIBUTION | WP PUTRAJAYA & CYBERJAYA | Existing | VPTJ/PCE/J01032/MB01034 | 300280366 |  | NO |  | SS 1.03 JPM B3 (F2) |  |  |  | INDKOM | ZZZ | 19/07/1999 | Fail | Please check "Operating Voltage"
430266631 | TNB | DISTRIBUTION | WP PUTRAJAYA & CYBERJAYA | Existing | VPTJ/PCE/J01242/MB01244 | 300280435 |  | NO |  | PE 1.24 BOT PUMP (F2) |  |  |  | INDKOM | ZZT | 24/08/2000 | Fail | Please check "Operating Voltage"
430267319 | TNB | DISTRIBUTION | WP PUTRAJAYA & CYBERJAYA | Existing | VPTJ/PCE/J01241/MB01241 | 300280434 |  | NO |  | PE 1.24 BOT PUMP (F1) |  |  |  | INDKOM | ZZT | 24/08/2000 | Fail | Please check "Operating Voltage"
430272044 | TNB | DISTRIBUTION | WP PUTRAJAYA & CYBERJAYA | Existing | VPTJ/PCE/J05271/MB05271 | 300281265 | 11 kV | NO | RMU | PE 5.27 BLOK A APT 5R6 (F1) |  |  |  | ORMAZABAL | ZZT | 30/12/2008 | Pass | null
430272635 | TNB | DISTRIBUTION | WP PUTRAJAYA & CYBERJAYA | Existing | VPTJ/PCE/J05272/MB05274 | 300281266 | 11 kV | NO | RMU | PE 5.27 BLOK A APT 5R6 (F2) |  |  |  | ORMAZABAL | ZZT | 31/12/2008 | Pass | null
430273297 | TNB | DISTRIBUTION | WP PUTRAJAYA & CYBERJAYA | Existing | VPTJ/PCE/J05281/MB05281 | 300280713 | 11 kV | NO | RMU | PE 5.28 BLOK B APT 5R6 (F1) |  |  |  | ORMAZABAL | ZZT | 30/12/2008 | Pass | null
430273888 | TNB | DISTRIBUTION | WP PUTRAJAYA & CYBERJAYA | Existing | VPTJ/PCE/J05282/MB05284 | 300280714 | 11 kV | NO | RMU | PE 5.28 BLOK B APT 5R6 (F2) |  |  |  | ORMAZABAL | ZZT | 31/12/2008 | Pass | null
430275345 | TNB | DISTRIBUTION | WP PUTRAJAYA & CYBERJAYA | Existing | VPTJ/PCE/J04051/MB04051 | 300280674 | 11 kV | NO | RMU | PE 4.05 S/LIGHTING |  |  |  | INDKOM | INS24 | 20041010 | Pass | null
430276098 | TNB | DISTRIBUTION | WP PUTRAJAYA & CYBERJAYA | Existing | VPTJ/PCE/J11732/MB11731 | 310283408 | 11 kV | NO | RMU | PE 11.73 PRIMA BLOK C (F2) |  |  |  | LUCY | VRN6a |  | Pass | null
430276689 | TNB | DISTRIBUTION | WP PUTRAJAYA & CYBERJAYA | Existing | VPTJ/PCE/J11731/MB11731 | 300520608 | 11 kV | NO | RMU | PE 11.73 PRIMA BLOK C (F1) |  |  |  | SUN SYSTEM | VRN 6A | 20140612 | Pass | null
430277332 | TNB | DISTRIBUTION | WP PUTRAJAYA & CYBERJAYA | Existing | VPTJ/PCE/J11712/MB11711 | 310286453 | 11 kV | NO | RMU | PE 11.71 PRIMA BLOK A (F2) |  |  |  | LUCY | VRN6a |  | Pass | null
430277923 | TNB | DISTRIBUTION | WP PUTRAJAYA & CYBERJAYA | Existing | VPTJ/PCE/J11711/MB09171 | 300520598 | 11 kV | NO | RMU | PE 11.71 PRIMA BLOK A (F1) |  |  |  | SUN SYSTEM | VRN 6A | 20140612 | Pass | null
430278573 | TNB | DISTRIBUTION | WP PUTRAJAYA & CYBERJAYA | Existing | VPTJ/PCE/J11751/MB11751 | 310286424 | 11 kV | NO | RMU | PE 11.75 TEMP PPA1M PR 11 |  |  |  | SCHNEIDER |  |  | Pass | null
430279180 | TNB | DISTRIBUTION | WP PUTRAJAYA & CYBERJAYA | Existing | VPTJ/PCE/J11241/MB11241 | 300281049 | 11 kV | NO | RMU | PE 11.24 TERES ZON 9A (F1) |  |  |  | OMAZABAL | GA 2K 1TS | 14/03/2009 | Pass | null
430279348 | TNB | DISTRIBUTION | WP PUTRAJAYA & CYBERJAYA | Existing | VPTJ/PCE/J11242/MB11244 | 300281050 | 11 kV | NO | RMU | PE 11.24 TERES ZON 9A (F2) |  |  |  | OMAZABAL | GA 2K 1TS | 30/04/2009 | Pass | null
430284986 | TNB | DISTRIBUTION | WP PUTRAJAYA & CYBERJAYA | Existing | VCBJ/PCE/J21301/MB21301 | 300281008 | 11 kV | NO | RMU | SS 21.30 ERICSSON F1 |  |  |  | INDKOM | ZZT | 20020108 | Pass | null
430285163 | TNB | DISTRIBUTION | WP PUTRAJAYA & CYBERJAYA | Existing | VCBJ/PCE/J21302/MB21304 | 300281006 | 11 kV | NO | RMU | SS 21.30 ERICSSON F2 |  |  |  | INDKOM | ZZT | 20020108 | Pass | null
430286576 | TNB | DISTRIBUTION | WP PUTRAJAYA & CYBERJAYA | Existing | VCBJ/PCE/J23281/MB1 | 310338782 | 11 kV | NO | RMU | PE 23.28 SITE OFFICE PERSONA METRO |  |  |  | TAMCO |  |  | Pass | null
430288071 | TNB | DISTRIBUTION | WP PUTRAJAYA & CYBERJAYA | Existing | VCBJ/PCE/J21601/MB21601 | 300280631 | 11 kV | NO | RMU | PE 21.60 PADAT PPN CJ7 |  |  |  | INDKOM | ZZT | 28/10/2008 | Pass | null
430288790 | TNB | DISTRIBUTION | WP PUTRAJAYA & CYBERJAYA | Existing | VCBJ/PCE/J22101/MB22101 | 300280576 | 11 kV | NO | RMU | PE 22.10 D' MELOR F1 |  |  |  | INDKOM | ZZT | 24/03/2001 | Pass | null
430289127 | TNB | DISTRIBUTION | WP PUTRAJAYA & CYBERJAYA | Existing | VPTJ/PCE/J09082/MB09084 | 300280827 | 11 kV | NO |  | PE 9.08 P9G TERES (F2) |  |  |  | INDKOM | ZZT | 21/06/1999 | Fail | Please check "Label"
430289833 | TNB | DISTRIBUTION | WP PUTRAJAYA & CYBERJAYA | Existing | VPTJ/PCE/J09091/MB09091 | 300280828 | 11 kV | NO |  | PE 9.09 APT A1 (EFI) (F1) |  |  |  | INDKOM | ZZT | 19990412 | Fail | Please check "Label"
430290424 | TNB | DISTRIBUTION | WP PUTRAJAYA & CYBERJAYA | Existing | VPTJ/PCE/J09092/MB09094 | 300280829 | 11 kV | NO |  | PE 9.09 APT A1 (EFI) (F2) |  |  |  | INDKOM | ZZT | 19990412 | Fail | Please check "Label"
430291114 | TNB | DISTRIBUTION | WP PUTRAJAYA & CYBERJAYA | Existing | VPTJ/PCE/J09101/MB09101 | 300280830 | 11 kV | NO |  | PE 9.10 PS 1 |  |  |  | INDKOM | ZZT | 13/12/1999 | Fail | Please check "Label"
430291753 | TNB | DISTRIBUTION | WP PUTRAJAYA & CYBERJAYA | Existing | VPTJ/PCE/J09151/MB09151 | 300280839 | 11 kV | NO |  | PE 9.15 APT 6D (EFI) (F1) |  |  |  | INDKOM | ZZT | 20021207 | Fail | Please check "Label"
430292352 | TNB | DISTRIBUTION | WP PUTRAJAYA & CYBERJAYA | Existing | VPTJ/PCE/J09152/MB09154 | 300280840 | 11 kV | NO |  | PE 9.15 APT 6D (EFI) (F2) |  |  |  | INDKOM | ZZT | 20021207 | Fail | Please check "Label"
430293028 | TNB | DISTRIBUTION | WP PUTRAJAYA & CYBERJAYA | Existing | VPTJ/PCE/J09161/MB09161 | 300280841 | 11 kV | NO |  | PE 9.16 APT 6F (F1) |  |  |  | INDKOM | ZZT | 20021207 | Fail | Please check "Label"
430293809 | TNB | DISTRIBUTION | WP PUTRAJAYA & CYBERJAYA | Existing | VPTJ/PCE/J01251/MB01251 | 300280436 |  | NO |  | PE 1.25 BOT ADMIN (F1) |  |  |  | F&G | ZZT | 24/08/2000 | Fail | Please check "Operating Voltage"
430294406 | TNB | DISTRIBUTION | WP PUTRAJAYA & CYBERJAYA | Existing | VPTJ/PCE/J01252/MB01254 | 300280437 |  | NO |  | PE 1.25 BOT ADMIN (F2) |  |  |  | F&G | ZZT | 24/08/2000 | Fail | Please check "Operating Voltage"
430295493 | TNB | DISTRIBUTION | WP PUTRAJAYA & CYBERJAYA | Existing | VPTJ/PCE/J01601/MB01601 | 300280593 |  | NO |  | PE 1.60 L/S TPP |  |  |  | MERLIN GERIN | RM6 | 16/07/2003 | Fail | Please check "Operating Voltage"
430296211 | TNB | DISTRIBUTION | WP PUTRAJAYA & CYBERJAYA | Existing | VPTJ/PCE/J01581/MB01581 | 300280582 |  | NO |  | SS 1.58 ISTANA MELAWATI (F1) |  |  |  | F&G | ZZZ | 24/05/2003 | Fail | Please check "Operating Voltage"
430296444 | TNB | DISTRIBUTION | WP PUTRAJAYA & CYBERJAYA | Existing | VPTJ/PCE/J01582/MB01584 | 300280585 |  | NO |  | SS 1.58 ISTANA MELAWATI (F2) |  |  |  | F&G | ZZZ | 24/05/2003 | Fail | Please check "Operating Voltage"
430296749 | TNB | DISTRIBUTION | WP PUTRAJAYA & CYBERJAYA | Existing | VPTJ/PCE/J01341/MB01341 | 300280441 |  | NO |  | PE 1.34 PROMENADE |  |  |  | TAMCO | GR1 | 19991211 | Fail | Please check "Operating Voltage"
430301990 | TNB | DISTRIBUTION | WP PUTRAJAYA & CYBERJAYA | Existing | VPTJ/PCE/J11601/MB1 | 310370955 | 11 kV | NO | RMU | PE 11.60 TERES ZON 9B (F1) |  |  |  | LUCY |  |  | Pass | null
430302583 | TNB | DISTRIBUTION | WP PUTRAJAYA & CYBERJAYA | Existing | VPTJ/PCE/J11602/MB11604 | 310338884 | 11 kV | NO | RMU | PE 11.60 TERES ZON 9B (F2) |  |  |  | INDKOM |  |  | Pass | null
430303241 | TNB | DISTRIBUTION | WP PUTRAJAYA & CYBERJAYA | Existing | VPTJ/PCE/J11742/MB11744 | 310338777 | 11 kV | NO | RMU | PE 11.74 TERES ZON C (F2) |  |  |  | INDKOM | INS24 |  | Pass | null
430303832 | TNB | DISTRIBUTION | WP PUTRAJAYA & CYBERJAYA | Existing | VPTJ/PCE/J11741/MB11741 | 310338880 | 11 kV | NO | RMU | PE 11.74 TERES ZON C (F1) |  |  |  | INDKOM | INS24 |  | Pass | null
430304499 | TNB | DISTRIBUTION | WP PUTRAJAYA & CYBERJAYA | Existing | VPTJ/PCE/J11371/MB11371 | 300281064 | 11 kV | NO | RMU | PE 11.37 SEK REN FASA 2 (F1) |  |  |  | INDKOM | ZZT | 18/10/2004 | Pass | null
430305104 | TNB | DISTRIBUTION | WP PUTRAJAYA & CYBERJAYA | Existing | VPTJ/PCE/J11372/MB11374 | 300281066 | 11 kV | NO | RMU | PE 11.37 SEK REN FASA 2 (F2) |  |  |  | INDKOM | ZZT | 18/10/2004 | Pass | null
430310439 | TNB | DISTRIBUTION | WP PUTRAJAYA & CYBERJAYA | Existing | VPTJ/PCE/J15031/MB15031 | 300281145 |  | NO |  | PE 15.03 WR 3 |  |  |  | SCHNEIDER | RM6 | 20/01/2000 | Fail | Please check "Operating Voltage"
430311191 | TNB | DISTRIBUTION | WP PUTRAJAYA & CYBERJAYA | Existing | VPTJ/PCE/J15041/MB15041 | 300281146 |  | NO |  | PE 15.04 STABLE KOMPLEKS |  |  |  | MERLIN GERIN | RM 6 | 19900101 | Fail | Please check "Operating Voltage"
430311917 | TNB | DISTRIBUTION | WP PUTRAJAYA & CYBERJAYA | Existing | VPTJ/PCE/J01671/MB01671 | 310308944 | 11 kV | NO | RMU | SS 1.67 TEMP PARCEL F |  |  |  | INDKOM | INS24 ZZTID |  | Pass | null
430313161 | TNB | DISTRIBUTION | WP PUTRAJAYA & CYBERJAYA | Existing | VPTJ/PCE/J12031/MB12031 | 310338762 | 11 kV | NO | RMU | PE 12.03 SPINE ROAD NO 1 |  |  |  | INDKOM | INS24 |  | Pass | null
430313807 | TNB | DISTRIBUTION | WP PUTRAJAYA & CYBERJAYA | Existing | VPTJ/PCE/J01231/MB01231 | 300280432 |  | NO |  | SS 1.23 D9 (F1) |  |  |  | INDKOM | ZZZ | 17/05/2000 | Fail | Please check "Operating Voltage"
430314017 | TNB | DISTRIBUTION | WP PUTRAJAYA & CYBERJAYA | Existing | VPTJ/PCE/J01232/MB01234 | 300280433 |  | NO |  | SS 1.23 D9 (F2) |  |  |  | INDKOM | ZZZ | 17/05/2000 | Fail | Please check "Operating Voltage"
430314229 | TNB | DISTRIBUTION | WP PUTRAJAYA & CYBERJAYA | Existing | VPTJ/PCE/J01221/MB01221 | 300280430 |  | NO |  | SS 1.22 D8 (F1) |  |  |  | INDKOM | ZZZ | 17/05/2000 | Fail | Please check "Operating Voltage"
430314420 | TNB | DISTRIBUTION | WP PUTRAJAYA & CYBERJAYA | Existing | VPTJ/PCE/J01222/MB01224 | 300280431 |  | NO |  | SS 1.22 D8 (F2) |  |  |  | INDKOM | ZZZ | 17/05/2000 | Fail | Please check "Operating Voltage"
430315048 | TNB | DISTRIBUTION | WP PUTRAJAYA & CYBERJAYA | Existing | VPTJ/PCE/J11211/MB11211 | 300281039 | 11 kV | NO | RMU | PE 11.21 PUSAT KEJIRANAN (F1) |  |  |  | TAMCO | GR1 | 30/05/2006 | Pass | null
430315613 | TNB | DISTRIBUTION | WP PUTRAJAYA & CYBERJAYA | Existing | VPTJ/PCE/J11212/MB11214 | 300281041 | 11 kV | NO | RMU | PE 11.21 PUSAT KEJIRANAN (F2) |  |  |  | TAMCO | GR1 | 30/05/2006 | Pass | null
430316226 | TNB | DISTRIBUTION | WP PUTRAJAYA & CYBERJAYA | Existing | VPTJ/PCE/J11381/MB11381 | 300281070 | 11 kV | NO | RMU | PE 11.38 PS 13 |  |  |  | MERLIN GERIN | RM 6 | 26/08/2004 | Pass | null
430316921 | TNB | DISTRIBUTION | WP PUTRAJAYA & CYBERJAYA | Existing | VPTJ/PCE/J11391/MB11391 | 300281071 | 11 kV | NO | RMU | PE 11.39 BLOK A |  |  |  | INDKOM | ZZT | 17/08/2004 | Pass | null
430319389 | TNB | DISTRIBUTION | WP PUTRAJAYA & CYBERJAYA | Existing | VPTJ/PCE/J09162/MB09164 | 300280842 | 11 kV | NO |  | PE 9.16 APT 6F (F2) |  |  |  | INDKOM | ZZT | 20021207 | Fail | Please check "Label"
430320067 | TNB | DISTRIBUTION | WP PUTRAJAYA & CYBERJAYA | Existing | VPTJ/PCE/J09171/MB09171 | 300280843 | 11 kV | NO |  | PE 9.17 APT 5A (EFI) (F1) |  |  |  | INDKOM | ZZT | 20021207 | Fail | Please check "Label"
430320251 | TNB | DISTRIBUTION | WP PUTRAJAYA & CYBERJAYA | Existing | VPTJ/PCE/J09172/MB09174 | 300280844 | 11 kV | NO |  | PE 9.17 APT 5A (EFI) (F2) |  |  |  | INDKOM | ZZT | 20021207 | Fail | Please check "Label"
430321295 | TNB | DISTRIBUTION | WP PUTRAJAYA & CYBERJAYA | Existing | VPTJ/PCE/J09181/MB09181 | 300280845 | 11 kV | NO |  | PE 9.18 APT 5C (F1) |  |  |  | INDKOM | ZZT | 20021207 | Fail | Please check "Label"
430321398 | TNB | DISTRIBUTION | WP PUTRAJAYA & CYBERJAYA | Existing | VPTJ/PCE/J09182/MB09184 | 300280846 | 11 kV | NO |  | PE 9.18 APT 5C (F2) |  |  |  | INDKOM | ZZT | 20021207 | Fail | Please check "Label"
430322558 | TNB | DISTRIBUTION | WP PUTRAJAYA & CYBERJAYA | Existing | VPTJ/PCE/J09111/MB09111 | 300280831 | 11 kV | NO |  | PE 9.11 KLINIK (F1) |  |  |  | INDKOM | ZZT | 15/02/1999 | Fail | Please check "Label"
430322729 | TNB | DISTRIBUTION | WP PUTRAJAYA & CYBERJAYA | Existing | VPTJ/PCE/J09112/MB09114 | 300280832 | 11 kV | NO |  | PE 9.11 KLINIK (F2) |  |  |  | INDKOM | ZZT | 15/02/1999 | Fail | Please check "Label"
430327565 | TNB | DISTRIBUTION | WP PUTRAJAYA & CYBERJAYA | Existing | VPTJ/PCE/J01371/MB01371 | 300280451 | 11 kV | NO |  | PE 1.37 E16 ANJUNG (F1) |  |  |  | INDKOM | ZZT | 20/01/2001 | Fail | Please check "Label"
430328158 | TNB | DISTRIBUTION | WP PUTRAJAYA & CYBERJAYA | Existing | VPTJ/PCE/J01372/MB01374 | 300280454 | 11 kV | NO | RMU | PE 1.37 E16 ANJUNG (F2) |  |  |  | INDKOM | ZZT | 20/01/2001 | Pass | null
430328722 | TNB | DISTRIBUTION | WP PUTRAJAYA & CYBERJAYA | Existing | VPTJ/PCE/J01391/MB01391 | 300280465 | 11 kV | NO | RMU | SS 1.39 E1 (F1) |  |  |  | ABB | GA | 20030508 | Pass | null
430328907 | TNB | DISTRIBUTION | WP PUTRAJAYA & CYBERJAYA | Existing | VPTJ/PCE/J01392/MB01394 | 300280466 |  | NO |  | SS 1.39 E1 (F2) |  |  |  | ABB | GA | 20030508 | Fail | Please check "Operating Voltage"
430329840 | TNB | DISTRIBUTION | WP PUTRAJAYA & CYBERJAYA | Existing | VPTJ/PCE/J01411/MB01411 | 300280468 | 11 kV | NO | RMU | SS 1.41 E3 (F1) |  |  |  | INDKOM | GA | 28/01/2003 | Pass | null
430330025 | TNB | DISTRIBUTION | WP PUTRAJAYA & CYBERJAYA | Existing | VPTJ/PCE/J01412/MB01414 | 300280472 | 11 kV | NO |  | SS 1.41 E3 (F2) |  |  |  | INDKOM | GA | 28/01/2003 | Fail | Please check "Label"
430330214 | TNB | DISTRIBUTION | WP PUTRAJAYA & CYBERJAYA | Existing | VPTJ/PCE/J01421/MB01421 | 300280475 | 11 kV | NO | RMU | SS 1.42 E4 & E5 (F1) |  |  |  | ABB | ABB | 20030508 | Pass | null
430330399 | TNB | DISTRIBUTION | WP PUTRAJAYA & CYBERJAYA | Existing | VPTJ/PCE/J01422/MB01424 | 300280476 | 11 kV | NO | RMU | SS 1.42 E4 & E5 (F2) |  |  |  | ABB | ABB | 20030508 | Pass | null
430330588 | TNB | DISTRIBUTION | WP PUTRAJAYA & CYBERJAYA | Existing | VPTJ/PCE/J01521/MB01521 | 300280544 | 11 kV | NO | RMU | SS 1.52 E15 (F1) |  |  |  | INDKOM | ZZZ | 26/04/2003 | Pass | null
430330773 | TNB | DISTRIBUTION | WP PUTRAJAYA & CYBERJAYA | Existing | VPTJ/PCE/J01522/MB01524 | 300280551 | 11 kV | NO | RMU | SS 1.52 E15 (F2) |  |  |  | INDKOM | ZZZ | 26/04/2003 | Pass | null
430331744 | TNB | DISTRIBUTION | WP PUTRAJAYA & CYBERJAYA | Existing | VPTJ/PCE/J01561/MB01561 | 300280571 | 11 kV | NO | RMU | PE 1.56 SEK.MEN. A/SHAH (F1) |  |  |  | F&G | ZZT | 20030801 | Pass | null
430331902 | TNB | DISTRIBUTION | WP PUTRAJAYA & CYBERJAYA | Existing | VCBJ/PCE/J22102/MB22104 | 300280578 | 11 kV | NO | RMU | PE 22.10 D' MELOR F2 |  |  |  | INDKOM | ZZT | 24/03/2001 | Pass | null
430333189 | TNB | DISTRIBUTION | WP PUTRAJAYA & CYBERJAYA | Existing | VCBJ/PCE/J21141/MB21141 | 300281033 | 11 kV | NO | RMU | PE 21.14 PUSAT REKREASI SMART HOME F1 |  |  |  | INDKOM | ZZT | 20030506 | Pass | null
430333292 | TNB | DISTRIBUTION | WP PUTRAJAYA & CYBERJAYA | Existing | VCBJ/PCE/J21142/MB21144 | 300281032 | 11 kV | NO | RMU | PE 21.14 PUSAT REKREASI SMART HOME F2 |  |  |  | INDKOM | ZZT | 20030506 | Pass | null
430335731 | TNB | DISTRIBUTION | WP PUTRAJAYA & CYBERJAYA | Existing | VCBJ/PCE/J21161/MB21161 | 300281028 | 11 kV | NO | RMU | PE 21.16 SMART HOMES F1 |  |  |  | INDKOM | ZZT | 27/09/2004 | Pass | null
430335834 | TNB | DISTRIBUTION | WP PUTRAJAYA & CYBERJAYA | Existing | VCBJ/PCE/J21162/MB21164 | 300281027 | 11 kV | NO | RMU | PE 21.16 SMART HOMES F2 |  |  |  | INDKOM | ZZT | 27/09/2004 | Pass | null
430336276 | TNB | DISTRIBUTION | WP PUTRAJAYA & CYBERJAYA | Existing | VPTJ/PCE/J01461/MB01461 | 300280509 | 11 kV | NO | RMU | SS 1.46 E9 (F1) |  |  |  | INDKOM | GA | 20030608 | Pass | null
430336382 | TNB | DISTRIBUTION | WP PUTRAJAYA & CYBERJAYA | Existing | VPTJ/PCE/J01462/MB01464 | 300280510 | 11 kV | NO | RMU | SS 1.46 E9 (F2) |  |  |  | INDKOM | ZZZ | 20030608 | Pass | null
430337424 | TNB | DISTRIBUTION | WP PUTRAJAYA & CYBERJAYA | Existing | VPTJ/PCE/J01501/MB01501 | 300280528 | 11 kV | NO | RMU | SS 1.50 E13 (F1) |  |  |  | ABB | GA | 20030608 | Pass | null
430337645 | TNB | DISTRIBUTION | WP PUTRAJAYA & CYBERJAYA | Existing | VPTJ/PCE/J01502/MB01504 | 300280532 | 11 kV | NO | RMU | SS 1.50 E13 (F2) |  |  |  | ABB | GA | 20030608 | Pass | null
430338637 | TNB | DISTRIBUTION | WP PUTRAJAYA & CYBERJAYA | Existing | VPTJ/PCE/J01481/MB01481 | 300280521 | 11 kV | NO | RMU | SS 1.48 E11 (F1) |  |  |  | ITEM | ZZZ | 23/06/2003 | Pass | null
430338858 | TNB | DISTRIBUTION | WP PUTRAJAYA & CYBERJAYA | Existing | VPTJ/PCE/J01482/MB01484 | 300280524 | 11 kV | NO | RMU | SS 1.48 E11 (F2) |  |  |  | ITEM | GA | 23/06/2003 | Pass | null
430339100 | TNB | DISTRIBUTION | WP PUTRAJAYA & CYBERJAYA | Existing | VPTJ/PCE/J01471/MB01471 | 300280513 | 11 kV | NO | RMU | SS 1.47 E10 (F1) |  |  |  | ITEM | 8DJ20.30 | 20031206 | Pass | null
430339329 | TNB | DISTRIBUTION | WP PUTRAJAYA & CYBERJAYA | Existing | VPTJ/PCE/J01472/MB01474 | 300280517 | 11 kV | NO | RMU | SS 1.47 E10 (F2) |  |  |  | ITEM | 8DJ20.30 | 20031206 | Pass | null
430339537 | TNB | DISTRIBUTION | WP PUTRAJAYA & CYBERJAYA | Existing | VPTJ/PCE/J01442/MB01444 | 300280493 | 11 kV | NO | RMU | SS 1.44 E7 (F2) |  |  |  | ITEM | NA | 23/06/2003 | Pass | null
430339721 | TNB | DISTRIBUTION | WP PUTRAJAYA & CYBERJAYA | Existing | VPTJ/PCE/J01441/MB01441 | 300280488 | 11 kV | NO | RMU | SS 1.44 E7 (F1) |  |  |  | ITEM | NA | 23/06/2003 | Pass | null
430339920 | TNB | DISTRIBUTION | WP PUTRAJAYA & CYBERJAYA | Existing | VPTJ/PCE/J01431/MB01431 | 300280480 | 11 kV | NO | RMU | SS 1.43 E6 (F1) |  |  |  | ITEM | GA | 20030406 | Pass | null
430340026 | TNB | DISTRIBUTION | WP PUTRAJAYA & CYBERJAYA | Existing | VPTJ/PCE/J01432/MB01434 | 300280482 | 11 kV | NO | RMU | SS 1.43 E6 (F2) |  |  |  | ITEM | GA | 20030406 | Pass | null
430340989 | TNB | DISTRIBUTION | WP PUTRAJAYA & CYBERJAYA | Existing | VPTJ/PCE/J09122/MB09124 | 300280834 | 11 kV | NO |  | PE 9.12 SEK REN (F2) |  |  |  | INDKOM | ZZT | 16/10/1999 | Fail | Please check "Label"
430341603 | TNB | DISTRIBUTION | WP PUTRAJAYA & CYBERJAYA | Existing | VPTJ/PCE/J09121/MB09121 | 300280833 | 11 kV | NO |  | PE 9.12 SEK REN (F1) |  |  |  | INDKOM | ZZT | 16/10/1999 | Fail | Please check "Label"
430342276 | TNB | DISTRIBUTION | WP PUTRAJAYA & CYBERJAYA | Existing | VPTJ/PCE/J09131/MB09131 | 300280837 | 11 kV | NO |  | PE 9.13 SEK MEN (EFI) (F1) |  |  |  | INDKOM | ZZT | 20021101 | Fail | Please check "Label"
430342867 | TNB | DISTRIBUTION | WP PUTRAJAYA & CYBERJAYA | Existing | VPTJ/PCE/J09132/MB09134 | 300280838 | 11 kV | NO |  | PE 9.13 SEK MEN (EFI) (F2) |  |  |  | INDKOM | ZZT | 20021101 | Fail | Please check "Label"
430343574 | TNB | DISTRIBUTION | WP PUTRAJAYA & CYBERJAYA | Existing | VPTJ/PCE/J09271/MB09271 | 300280858 | 11 kV | NO |  | PE 9.27 APT 11A (F1) |  |  |  | ABB | IEC 298 | 20030812 | Fail | Please check "Label"
430344165 | TNB | DISTRIBUTION | WP PUTRAJAYA & CYBERJAYA | Existing | VPTJ/PCE/J09272/MB09274 | 300280859 | 11 kV | NO |  | PE 9.27 APT 11A (F2) |  |  |  | ABB | IEC 298 | 20030812 | Fail | Please check "Label"
430361881 | TNB | DISTRIBUTION | WP PUTRAJAYA & CYBERJAYA | Existing | VPTJ/PCE/J01212/MB01214 | 300280429 |  | NO |  | SS 1.21 D7 (F2) |  |  |  | INDKOM | ZZZ | 17/05/2000 | Fail | Please check "Operating Voltage"
430362066 | TNB | DISTRIBUTION | WP PUTRAJAYA & CYBERJAYA | Existing | VPTJ/PCE/J01211/MB01211 | 300280428 |  | NO |  | SS 1.21 D7 (F1) |  |  |  | INDKOM | ZZZ | 17/05/2000 | Fail | Please check "Operating Voltage"
430362269 | TNB | DISTRIBUTION | WP PUTRAJAYA & CYBERJAYA | Existing | VPTJ/PCE/J01202/MB01204 | 300280427 |  | NO |  | SS 1.20 D6 (F2) |  |  |  | INDKOM | ZZZ | 17/05/2000 | Fail | Please check "Operating Voltage"
430362454 | TNB | DISTRIBUTION | WP PUTRAJAYA & CYBERJAYA | Existing | VPTJ/PCE/J01201/MB01201 | 300280426 |  | NO |  | SS 1.20 D6 (F1) |  |  |  | INDKOM | ZZZ | 17/05/2000 | Fail | Please check "Operating Voltage"
430362657 | TNB | DISTRIBUTION | WP PUTRAJAYA & CYBERJAYA | Existing | VPTJ/PCE/J01191/MB01191 | 300280424 |  | NO |  | SS 1.19 D5 (F1) |  |  |  | INDKOM | ZZZ | 17/05/2000 | Fail | Please check "Operating Voltage"
430362852 | TNB | DISTRIBUTION | WP PUTRAJAYA & CYBERJAYA | Existing | VPTJ/PCE/J01192/MB01194 | 300280425 |  | NO |  | SS 1.19 D5 (F2) |  |  |  | INDKOM | ZZZ | 17/05/2000 | Fail | Please check "Operating Voltage"
430363145 | TNB | DISTRIBUTION | WP PUTRAJAYA & CYBERJAYA | Existing | VPTJ/PCE/J17041/MB17041 | 300281204 |  | NO |  | PE 17.04 RK 1-1 (F1) |  |  |  | TAMCO | GR2 | 13/03/2007 | Fail | Please check "Operating Voltage"
430364405 | TNB | DISTRIBUTION | WP PUTRAJAYA & CYBERJAYA | Existing | VPTJ/PCE/J17042/MB17044 | 300281205 |  | NO |  | PE 17.04 RK 1-1 (F2) |  |  |  | TAMCO | GR1 | 13/03/2007 | Fail | Please check "Operating Voltage"
430365470 | TNB | DISTRIBUTION | WP PUTRAJAYA & CYBERJAYA | Existing | VPTJ/PCE/J17051/MB17051 | 300281206 |  | NO |  | PE 17.05 RK 1-2 (F1) |  |  |  | TAMCO |  | 13/03/2007 | Fail | Please check "Operating Voltage"
430371822 | TNB | DISTRIBUTION | WP PUTRAJAYA & CYBERJAYA | Existing | VPTJ/PCE/J17052/MB17054 | 300281207 |  | NO |  | PE 17.05 RK 1-2 (F2) |  |  |  | TAMCO |  | 13/03/2007 | Fail | Please check "Operating Voltage"
430372885 | TNB | DISTRIBUTION | WP PUTRAJAYA & CYBERJAYA | Existing | VPTJ/PCE/J17081/MB17081 | 300288173 |  | NO |  | PE 17.08 BLOK E 17RK2 (F1) |  |  |  | INDKOM | ZZT | 27/12/2010 | Fail | Please check "Operating Voltage"
430373476 | TNB | DISTRIBUTION | WP PUTRAJAYA & CYBERJAYA | Existing | VPTJ/PCE/J17082/MB17084 | 300288175 |  | NO |  | PE 17.08 BLOK E 17RK2 (F2) |  |  |  | INDKOM | ZZT | 28/12/2010 | Fail | Please check "Operating Voltage"
430375275 | TNB | DISTRIBUTION | WP PUTRAJAYA & CYBERJAYA | Existing | VPTJ/PCE/J01562/MB01564 | 300280574 | 11 kV | NO | RMU | PE 1.56 SEK.MEN. A/SHAH (F2) |  |  |  | F&G | ZZT | 20030801 | Pass | null
430375874 | TNB | DISTRIBUTION | WP PUTRAJAYA & CYBERJAYA | Existing | VPTJ/PCE/J01571/MB01571 | 300280577 | 11 kV | NO | RMU | PE 1.57 SEK.MEN. A/SHAH (F1) |  |  |  | F&G | ZZT | 20030801 | Pass | null
430376471 | TNB | DISTRIBUTION | WP PUTRAJAYA & CYBERJAYA | Existing | VPTJ/PCE/J01572/MB01574 | 300280579 | 11 kV | NO | RMU | PE 1.57 SEK.MEN. A/SHAH (F2) |  |  |  | F&G | ZZT | 20030801 | Pass | null
430377633 | TNB | DISTRIBUTION | WP PUTRAJAYA & CYBERJAYA | Existing | VPTJ/PCE/J01532/MB01535 | 300280555 | 11 kV | NO | RMU | PE 1.53 NORTH DEPT (F2) |  |  |  | ABB | SAFE LINK | 20041001 | Pass | null
430378020 | TNB | DISTRIBUTION | WP PUTRAJAYA & CYBERJAYA | Existing | VPTJ/PCE/J01531/MB01531 | 300280554 | 11 kV | NO | RMU | PE 1.53 NORTH DEPT (F1) |  |  |  | INDKOM | GA | 20041001 | Pass | null
430378679 | TNB | DISTRIBUTION | WP PUTRAJAYA & CYBERJAYA | Existing | VPTJ/PCE/J01541/MB01541 | 300280559 | 11 kV | NO | RMU | PE 1.54 SOUTH DEPT (F1) |  |  |  | INDKOM | ZZZT | 20041001 | Pass | null
430379175 | TNB | DISTRIBUTION | WP PUTRAJAYA & CYBERJAYA | Existing | VPTJ/PCE/J17072/MB17074 | 300288171 |  | NO |  | PE 17.07 BLOK C 17RK2 (F2) |  |  |  | INDKOM | INS24 (ZZTID) | 28/12/2010 | Fail | Please check "Operating Voltage"
430379810 | TNB | DISTRIBUTION | WP PUTRAJAYA & CYBERJAYA | Existing | VPTJ/PCE/J17071/MB17071 | 300288169 |  | NO |  | PE 17.07 BLOK C 17RK2 (F1) |  |  |  | INDKOM | INS24 (ZZTID) | 27/12/2010 | Fail | Please check "Operating Voltage"
430380409 | TNB | DISTRIBUTION | WP PUTRAJAYA & CYBERJAYA | Existing | VPTJ/PCE/J17091/MB17091 | 310288765 | 11 kV | NO | RMU | PE 17.09 SEK REN PRESINT 17 F1 |  |  |  | LUCY | VRN6a |  | Pass | null
430381000 | TNB | DISTRIBUTION | WP PUTRAJAYA & CYBERJAYA | Existing | VPTJ/PCE/J17092/MB17094 | 310288779 | 11 kV | NO | RMU | PE 17.09 SEK REN PRESINT 17 (F2) |  |  |  | LUCY | VRN6a |  | Pass | null
430381631 | TNB | DISTRIBUTION | WP PUTRAJAYA & CYBERJAYA | Existing | VPTJ/PCE/J01311/MB01311 | 300280439 |  | NO |  | PE 1.31 PADAT PERSIARAN PERDANA |  |  |  | INDKOM | ZZT | 15/04/1999 | Fail | Please check "Operating Voltage"
430382795 | TNB | DISTRIBUTION | WP PUTRAJAYA & CYBERJAYA | Existing | VPTJ/PCE/J01271/MB01271 | 300280438 |  | NO |  | PE 1.27 PADAT PERSIARAN PERSEKUTUAN |  |  |  | INDKOM | ZZT | 25/05/1999 | Fail | Please check "Operating Voltage"
430383569 | TNB | DISTRIBUTION | WP PUTRAJAYA & CYBERJAYA | Existing | VPTJ/PCE/J01542/MB01545 | 300280562 | 11 kV | NO | RMU | PE 1.54 SOUTH DEPT (F2) |  |  |  | ABB | NA | 20041001 | Pass | null
430383757 | TNB | DISTRIBUTION | WP PUTRAJAYA & CYBERJAYA | Existing | VPTJ/PCE/J01551/MB01551 | 300280566 | 11 kV | NO | RMU | SS 1.55 PLAZA MALL (F1) |  |  |  | ABB | NA | 20041001 | Pass | null
430383942 | TNB | DISTRIBUTION | WP PUTRAJAYA & CYBERJAYA | Existing | VPTJ/PCE/J01552/MB01554 | 300280569 |  | NO |  | SS 1.55 PLAZA MALL (F2) |  |  |  | ABB | NA | 20041001 | Fail | Please check "Operating Voltage"
430384919 | TNB | DISTRIBUTION | WP PUTRAJAYA & CYBERJAYA | Existing | VPTJ/PCE/J01381/MB01381 | 300280461 | 11 kV | NO | RMU | PE 1.38 TAMAN PUTRA PERDANA (F1) |  |  |  | F&G | ZZT | 24/08/2000 | Pass | null
430385568 | TNB | DISTRIBUTION | WP PUTRAJAYA & CYBERJAYA | Existing | VPTJ/PCE/J01382/MB01385 | 300280462 | 11 kV | NO | RMU | PE 1.38 TAMAN PUTRA PERDANA (F2) |  |  |  | F&G | ZZT | 24/08/2000 | Pass | null
430386167 | TNB | DISTRIBUTION | WP PUTRAJAYA & CYBERJAYA | Existing | VPTJ/PCE/J01151/MB01151 | 300280416 | 11 kV | NO | RMU | SS 1.15 D1 (F1) |  |  |  | INDKOM | ZZZ | 17/05/2000 | Pass | null
430386352 | TNB | DISTRIBUTION | WP PUTRAJAYA & CYBERJAYA | Existing | VPTJ/PCE/J01152/MB01154 | 300280417 | 11 kV | NO | RMU | SS 1.15 D1 (F2) |  |  |  | INDKOM | ZZZ | 17/05/2000 | Pass | null
430386539 | TNB | DISTRIBUTION | WP PUTRAJAYA & CYBERJAYA | Existing | VPTJ/PCE/J01161/MB01161 | 300280418 | 11 kV | NO | RMU | SS 1.16 D2 (F1) |  |  |  | INDKOM | ZZZ | 17/05/2000 | Pass | null
430386724 | TNB | DISTRIBUTION | WP PUTRAJAYA & CYBERJAYA | Existing | VPTJ/PCE/J01162/MB01164 | 300280419 |  | NO |  | SS 1.16 D2 (F2) |  |  |  | INDKOM | ZZZ | 17/05/2000 | Fail | Please check "Operating Voltage"
430386911 | TNB | DISTRIBUTION | WP PUTRAJAYA & CYBERJAYA | Existing | VPTJ/PCE/J01171/MB01171 | 300280420 | 11 kV | NO | RMU | SS 1.17 D3 (F1) |  |  |  | INDKOM | ZZZ | 17/05/2000 | Pass | null
430387096 | TNB | DISTRIBUTION | WP PUTRAJAYA & CYBERJAYA | Existing | VPTJ/PCE/J01172/MB01174 | 300280421 | 11 kV | NO | RMU | SS 1.17 D3 (F2) |  |  |  | INDKOM | ZZZ | 17/05/2000 | Pass | null
430387285 | TNB | DISTRIBUTION | WP PUTRAJAYA & CYBERJAYA | Existing | VPTJ/PCE/J01181/MB01181 | 300280422 | 11 kV | NO | RMU | SS 1.18 D4 (F1) |  |  |  | INDKOM | ZZZ | 17/05/2000 | Pass | null
430387470 | TNB | DISTRIBUTION | WP PUTRAJAYA & CYBERJAYA | Existing | VPTJ/PCE/J01182/MB01184 | 300280423 | 11 kV | NO | RMU | SS 1.18 D4 (F2) |  |  |  | INDKOM | ZZZ | 17/05/2000 | Pass | null
430388666 | TNB | DISTRIBUTION | WP PUTRAJAYA & CYBERJAYA | Existing | VPTJ/PCE/J01591/MB01591 | 300280588 |  | NO |  | PE 1.59 WETLAND MANAGEMENT |  |  |  | SCHNEIDER | NA | 29/07/2003 | Fail | Please check "Operating Voltage"
430389789 | TNB | DISTRIBUTION | WP PUTRAJAYA & CYBERJAYA | Existing | VPTJ/PCE/J13041/MB13041 | 300281103 |  | NO |  | PE 13.04 UGS PERSEKUTUAN |  |  |  | INDKOM | ZZT | 15/04/1999 | Fail | Please check "Operating Voltage"
430391264 | TNB | DISTRIBUTION | WP PUTRAJAYA & CYBERJAYA | Existing | VPTJ/PCE/J01331/MB01331 | 300280445 |  | NO |  | PE 1.33 INSIDE PPU 1 S/L OVAL |  |  |  | MERLIN GERIN | ZZT | 17/06/1999 | Fail | Please check "Operating Voltage"
430404888 | TNB | DISTRIBUTION | WP PUTRAJAYA & CYBERJAYA | Existing | VPTJ/PCE/J01291/MB01291 | 300280444 |  | NO |  | PE 1.29 PERDANA WALK |  |  |  | MERLIN GERIN | RM6 | 30/06/1999 | Fail | Please check "Operating Voltage"
430405638 | TNB | DISTRIBUTION | WP PUTRAJAYA & CYBERJAYA | Existing | VPTJ/PCE/J01351/MB01351 | 300280442 |  | NO |  | PE 1.35 MOSQUE (F1) |  |  |  | INDKOM | ZZT | 19991205 | Fail | Please check "Operating Voltage"
430406229 | TNB | DISTRIBUTION | WP PUTRAJAYA & CYBERJAYA | Existing | VPTJ/PCE/J01352/MB01354 | 300280447 |  | NO |  | PE 1.35 MOSQUE (F2) |  |  |  | INDKOM | ZZT | 19991205 | Fail | Please check "Operating Voltage"
430407608 | TNB | DISTRIBUTION | WP PUTRAJAYA & CYBERJAYA | Existing | VPTJ/PCE/J17101/MB17101 | 310308945 | 11 kV | NO | RMU | SS 17.10 TEMP PPA1M PRESINT 17 |  |  |  | TAMCO | GR-1 |  | Pass | null
430407876 | TNB | DISTRIBUTION | WP PUTRAJAYA & CYBERJAYA | Existing | VPTJ/PCE/J17061/MB17061 | 300288162 |  | NO |  | PE 17.06 BLOK A 17RK2 (F1) |  |  |  | INDKOM | INS24 (ZZTID) | 27/12/2010 | Fail | Please check "Operating Voltage"
430408467 | TNB | DISTRIBUTION | WP PUTRAJAYA & CYBERJAYA | Existing | VPTJ/PCE/J17062/MB17064 | 300288166 |  | NO |  | PE 17.06 BLOK A 17RK2 (F2) |  |  |  | INDKOM | INS24 (ZZTID) | 28/12/2010 | Fail | Please check "Operating Voltage"
430439219 | TNB | DISTRIBUTION | WP PUTRAJAYA & CYBERJAYA | Existing | VPTJ/PCE/J15221/MB15221 | 300281157 | 11 kV | NO | RMU | PE 15.22 PADAT WR 6 |  |  |  | SCHNEIDER | RM6 | 27/08/2005 | Pass | null
430440490 | TNB | DISTRIBUTION | WP PUTRAJAYA & CYBERJAYA | Existing | VPTJ/PCE/J15452/MB15454 | 300281172 | 11 kV | NO | RMU | PE 15.45 Blok C1 15-12B (F2) |  |  |  | INDKOM | ZZT | 20091010 | Pass | null
430441121 | TNB | DISTRIBUTION | WP PUTRAJAYA & CYBERJAYA | Existing | VPTJ/PCE/J15451/MB15451 | 300281171 | 11 kV | NO | RMU | PE 15.45 Blok C1 15-12B (F1) |  |  |  | INDKOM | ZZT | 20091010 | Pass | null
430441714 | TNB | DISTRIBUTION | WP PUTRAJAYA & CYBERJAYA | Existing | VPTJ/PCE/J15461/MB15461 | 300281173 | 11 kV | NO | RMU | PE 15.46 Blok C2 15-12B (F1) |  |  |  | EPE | VRN 2A | 20091010 | Pass | null
430442305 | TNB | DISTRIBUTION | WP PUTRAJAYA & CYBERJAYA | Existing | VPTJ/PCE/J15462/MB15464 | 300281174 | 11 kV | NO | RMU | PE 15.46 Blok C2 15-12B (F2) |  |  |  | EPE | VRN 2A | 20091010 | Pass | null
430442904 | TNB | DISTRIBUTION | WP PUTRAJAYA & CYBERJAYA | Existing | VPTJ/PCE/J15441/MB15441 | 300281169 | 11 kV | NO | RMU | PE 15.44 Blok A3 15-12B (F1) |  |  |  | EPE | VRN 2A | 20091010 | Pass | null
430447789 | TNB | DISTRIBUTION | WP PUTRAJAYA & CYBERJAYA | Existing | VPTJ/PCE/J15442/MB15444 | 300281170 | 11 kV | NO | RMU | PE 15.44 Blok A3 15-12B (F2) |  |  |  | EPE | VRN 2A | 20091010 | Pass | null
430448388 | TNB | DISTRIBUTION | WP PUTRAJAYA & CYBERJAYA | Existing | VPTJ/PCE/J15431/MB15431 | 300281167 | 11 kV | NO | RMU | PE 15.43 BLOK A2 15-12B (F1) |  |  |  | EPE | VRN 2A | 20091010 | Pass | null
430448979 | TNB | DISTRIBUTION | WP PUTRAJAYA & CYBERJAYA | Existing | VPTJ/PCE/J15432/MB15434 | 300281168 | 11 kV | NO | RMU | PE 15.43 BLOK A2 15-12B (F2) |  |  |  | EPE | VRN 2A | 20091010 | Pass | null
430449544 | TNB | DISTRIBUTION | WP PUTRAJAYA & CYBERJAYA | Existing | VPTJ/PCE/J15241/MB15241 | 300281159 | 11 kV | NO | RMU | SS 15.24 SEK. ANTARABANGSA (F1) |  |  |  | SCHNEIDER | RM6 | 20060210 | Pass | null
430449729 | TNB | DISTRIBUTION | WP PUTRAJAYA & CYBERJAYA | Existing | VPTJ/PCE/J15242/MB15244 | 300281160 | 11 kV | NO | RMU | SS 15.24 SEK. ANTARABANGSA (F2) |  |  |  | SCHNEIDER | RM6 | 20060210 | Pass | null
430449951 | TNB | DISTRIBUTION | WP PUTRAJAYA & CYBERJAYA | Existing | VPTJ/PCE/J15421/MB15421 | 300281165 | 11 kV | NO | RMU | PE 15.42 P/PURI 15-12 BLOK C (F1) |  |  |  | EPE | VRN 2A | 20090601 | Pass | null
430450548 | TNB | DISTRIBUTION | WP PUTRAJAYA & CYBERJAYA | Existing | VPTJ/PCE/J15422/MB15424 | 300281166 | 11 kV | NO | RMU | PE 15.42 P/PURI 15-12 BLOK C (F2) |  |  |  | EPE | VRN 2A | 20090701 | Pass | null
430451147 | TNB | DISTRIBUTION | WP PUTRAJAYA & CYBERJAYA | Existing | VPTJ/PCE/J15411/MB15411 | 300281163 | 11 kV | NO | RMU | PE 15.41 P/PURI 15-12 BLOK B (F1) |  |  |  | EPE | VRN 2A | 20090601 | Pass | null
430451744 | TNB | DISTRIBUTION | WP PUTRAJAYA & CYBERJAYA | Existing | VPTJ/PCE/J15412/MB15414 | 300281164 | 11 kV | NO | RMU | PE 15.41 P/PURI 15-12 BLOK B (F2) |  |  |  | EPE | VRN 2A | 20090701 | Pass | null
430452343 | TNB | DISTRIBUTION | WP PUTRAJAYA & CYBERJAYA | Existing | VPTJ/PCE/J15401/MB15401 | 300281161 |  | NO | RMU | PE 15.40 P/PURI 15-12 BLOK A (F1) |  |  |  | EPE | VRN 2A | 20090601 | Fail | Please check "Operating Voltage"
430452934 | TNB | DISTRIBUTION | WP PUTRAJAYA & CYBERJAYA | Existing | VPTJ/PCE/J15402/MB15404 | 300281162 | 11 kV | NO | RMU | PE 15.40 P/PURI 15-12 BLOK A (F2) |  |  |  | EPE | VRN 2A | 20090701 | Pass | null
430453533 | TNB | DISTRIBUTION | WP PUTRAJAYA & CYBERJAYA | Existing | VPTJ/PCE/J15471/MB15471 | 300454849 | 11 kV | NO | RMU | PE 15.47 APARTMENT ALAM DESA (F1) |  |  |  | INDKOM | ZZT |  | Pass | null
430454130 | TNB | DISTRIBUTION | WP PUTRAJAYA & CYBERJAYA | Existing | VPTJ/PCE/J15472/MB15474 | 300454861 | 11 kV | NO | RMU | PE 15.47 APARTMENT ALAM DESA (F2) |  |  |  | INDKOM | ZZT |  | Pass | null
430454730 | TNB | DISTRIBUTION | WP PUTRAJAYA & CYBERJAYA | Existing | VPTJ/PCE/J15351/MB15351 | 300282003 | 11 kV | NO | RMU | PE 15.35 FASA 15-1A (F1) |  |  |  | EPE | VRN2A | 14/11/2009 | Pass | null
430455321 | TNB | DISTRIBUTION | WP PUTRAJAYA & CYBERJAYA | Existing | VPTJ/PCE/J15352/MB15354 | 300282004 | 11 kV | NO | RMU | PE 15.35 FASA 15-1A (F2) |  |  |  | EPE | VRN2A | 15/11/2009 | Pass | null
430455920 | TNB | DISTRIBUTION | WP PUTRAJAYA & CYBERJAYA | Existing | VPTJ/PCE/J15361/MB15361 | 300282005 | 11 kV | NO | RMU | PE 15.36 FASA 15-1B (F1) |  |  |  | INDKOM | ZZT | 14/11/2009 | Pass | null
430456456 | TNB | DISTRIBUTION | WP PUTRAJAYA & CYBERJAYA | Existing | VPTJ/PCE/J02032/MB02034 | 300280613 |  | NO |  | PE 2.03 RUMAH PAM (F2) |  |  |  | INDKOM | ZZT | 20010502 | Fail | Please check "Operating Voltage"
430457081 | TNB | DISTRIBUTION | WP PUTRAJAYA & CYBERJAYA | Existing | VPTJ/PCE/J02031/MB02031 | 300280611 |  | NO |  | PE 2.03 RUMAH PAM (F1) |  |  |  | INDKOM | ZZT | 20010502 | Fail | Please check "Operating Voltage"
430457750 | TNB | DISTRIBUTION | WP PUTRAJAYA & CYBERJAYA | Existing | VPTJ/PCE/J01041/MB01041 | 300280367 |  | NO |  | SS 1.04 JPM B4 (F1) |  |  |  | INDKOM | ZZZ | 19/07/1999 | Fail | Please check "Operating Voltage"
430457935 | TNB | DISTRIBUTION | WP PUTRAJAYA & CYBERJAYA | Existing | VPTJ/PCE/J01042/MB01044 | 300280368 |  | NO |  | SS 1.04 JPM B4 (F2) |  |  |  | INDKOM | ZZZ | 19/07/1999 | Fail | Please check "Operating Voltage"
430458260 | TNB | DISTRIBUTION | WP PUTRAJAYA & CYBERJAYA | Existing | VPTJ/PCE/J02172/MB02174 | 300280672 |  | NO |  | PE 2.17 TMN WAWASAN (P.H) (F2) |  |  |  | INDKOM | ZZT | 20041003 | Fail | Please check "Operating Voltage"
430458857 | TNB | DISTRIBUTION | WP PUTRAJAYA & CYBERJAYA | Existing | VPTJ/PCE/J02171/MB02171 | 300280671 |  | NO |  | PE 2.17 TMN WAWASAN (P.H) (F1) |  |  |  | INDKOM | ZZT | 20041003 | Fail | Please check "Operating Voltage"
430469393 | TNB | DISTRIBUTION | WP PUTRAJAYA & CYBERJAYA | Existing | VPTJ/PCE/J15362/MB15364 | 300282006 | 11 kV | NO | RMU | PE 15.36 FASA 15-1B(F2) |  |  |  | INDKOM | ZZT | 15/11/2009 | Pass | null
430469993 | TNB | DISTRIBUTION | WP PUTRAJAYA & CYBERJAYA | Existing | VPTJ/PCE/J15381/MB15381 | 300282009 | 11 kV | NO | RMU | PE 15.38 FASA 15-3B (F1) |  |  |  | INDKOM | ZZT | 14/11/2009 | Pass | null
430470584 | TNB | DISTRIBUTION | WP PUTRAJAYA & CYBERJAYA | Existing | VPTJ/PCE/J15382/MB15384 | 300282010 | 11 kV | NO | RMU | PE 15.38 FASA 15-3B (F2) |  |  |  | INDKOM | ZZT | 15/11/2009 | Pass | null
430471183 | TNB | DISTRIBUTION | WP PUTRAJAYA & CYBERJAYA | Existing | VPTJ/PCE/J15391/MB15391 | 300282011 | 11 kV | NO | RMU | PE 15.39 FASA 15-3A (F1) |  |  |  | INDKOM | ZZT | 14/11/2009 | Pass | null
430471913 | TNB | DISTRIBUTION | WP PUTRAJAYA & CYBERJAYA | Existing | VPTJ/PCE/J15392/MB15394 | 300282012 | 11 kV | NO | RMU | PE 15.39 FASA 15-3A (F2) |  |  |  | INDKOM | ZZT | 15/11/2009 | Pass | null
430472512 | TNB | DISTRIBUTION | WP PUTRAJAYA & CYBERJAYA | Existing | VPTJ/PCE/J15371/MB15371 | 300282007 | 11 kV | NO | RMU | PE 15.37 FASA 15-2 (F1) |  |  |  | INDKOM | ZZT | 14/11/2009 | Pass | null
430473109 | TNB | DISTRIBUTION | WP PUTRAJAYA & CYBERJAYA | Existing | VPTJ/PCE/J15372/MB15374 | 300282008 | 11 kV | NO | RMU | PE 15.37 FASA 15-2 (F2) |  |  |  | INDKOM | ZZT | 15/11/2009 | Pass | null
430474676 | TNB | DISTRIBUTION | WP PUTRAJAYA & CYBERJAYA | Existing | VPTJ/PCE/J01621/MB01621 | 300452954 | 11 kV | NO | RMU | PE 1.62 INSIDE PPU PJ1 |  |  |  | TAMCO | NA |  | Pass | null
430475449 | TNB | DISTRIBUTION | WP PUTRAJAYA & CYBERJAYA | Existing | VPTJ/PCE/J01651/MB1651 | 300494280 |  | NO |  | PE 1.65 DATARAN PAHLAWAN F1 |  |  |  | LUCY | N/A |  | Fail | Please check "Operating Voltage"
430476040 | TNB | DISTRIBUTION | WP PUTRAJAYA & CYBERJAYA | Existing | VPTJ/PCE/J01652/MB01654 | 300494281 | 11 kV | NO | RMU | PE 1.65 DATARAN PAHLAWAN F2 |  |  |  | LUCY | VRN6a |  | Pass | null
430554374 | TNB | DISTRIBUTION | WP PUTRAJAYA & CYBERJAYA | Existing | VPTJ/PCE/J15562/MB15564 | 300509253 | 11 kV | NO |  | PE 15.56 DWIPUTRA NO 3 (F2) |  |  |  | LUCY | VRN2a |  | Fail | Please check "Label"
430554965 | TNB | DISTRIBUTION | WP PUTRAJAYA & CYBERJAYA | Existing | VPTJ/PCE/J00341/MB1 | 300509244 | 11 kV | NO |  | PE 15.56 DWIPUTRA NO 3 (F1) |  |  |  | INDKOM | INS24 |  | Fail | Please check "Label"
430563852 | TNB | DISTRIBUTION | WP PUTRAJAYA & CYBERJAYA | Existing | VPTJ/PCE/J09281/MB09281 | 300280860 | 11 kV | NO |  | PE 9.28 APT 11C (EFI) (F1) |  |  |  | ABB | IEC 298 | 20030812 | Fail | Please check "Label"
430564451 | TNB | DISTRIBUTION | WP PUTRAJAYA & CYBERJAYA | Existing | VPTJ/PCE/J09282/MB09284 | 300280861 | 11 kV | NO |  | PE 9.28 APT 11C (EFI) (F2) |  |  |  | TAMCO | RM6 | 20030812 | Fail | Please check "Label"
430565118 | TNB | DISTRIBUTION | WP PUTRAJAYA & CYBERJAYA | Existing | VPTJ/PCE/J07031/MB07031 | 300281276 | 11 kV | NO |  | PE 7.03 STESEN PAM PS3 |  |  |  | INDKOM | ZZT | 27/07/1999 | Fail | Please check "Label"
430566205 | TNB | DISTRIBUTION | WP PUTRAJAYA & CYBERJAYA | Existing | VPTJ/PCE/J08241/MB08241 | 300280810 | 11 kV | NO |  | PE 8.24 SERI SAUJANA (BR 8) |  |  |  | MERLIN GERIN | RM6 | 23/01/2003 | Fail | Please check "Label"
430566598 | TNB | DISTRIBUTION | WP PUTRAJAYA & CYBERJAYA | Existing | VPTJ/PCE/J08151/MB08151 | 300280799 | 11 kV | NO |  | PE 8.15 RD2A L. SENTOSA |  |  |  | INDKOM | ZZT | 19990807 | Fail | Please check "Label"
430567312 | TNB | DISTRIBUTION | WP PUTRAJAYA & CYBERJAYA | Existing | VPTJ/PCE/J08011/MB08011 | 300280777 | 11 kV | NO |  | PE 8.01 PS 10 (EFI) (F1) |  |  |  | INDKOM | ZZT | 23/07/1999 | Fail | Please check "Label"
430567903 | TNB | DISTRIBUTION | WP PUTRAJAYA & CYBERJAYA | Existing | VPTJ/PCE/J08012/MB08014 | 300280778 | 11 kV | NO |  | PE 8.01 PS 10 (EFI) (F2) |  |  |  | INDKOM | ZZT | 23/07/1999 | Fail | Please check "Label"
430568011 | TNB | DISTRIBUTION | WP PUTRAJAYA & CYBERJAYA | Existing | VPTJ/PCE/J04081/MB04081 | 300280677 | 11 kV | NO | RMU | PE 4.08 S/LIGHTING |  |  |  | INDKOM | ZZT | 20041010 | Pass | null
430568698 | TNB | DISTRIBUTION | WP PUTRAJAYA & CYBERJAYA | Existing | VPTJ/PCE/J04221/MB04221 | 300453429 | 11 kV | NO | RMU | PE 4.22 4P5 (F1) |  |  |  | INDKOM | ZZT |  | Pass | null
430569289 | TNB | DISTRIBUTION | WP PUTRAJAYA & CYBERJAYA | Existing | VPTJ/PCE/J04222/MB04221 | 300453433 | 11 kV | NO | RMU | PE 4.22 4P5 (F2) |  |  |  | INDKOM | ZZT |  | Pass | null
430569974 | TNB | DISTRIBUTION | WP PUTRAJAYA & CYBERJAYA | Existing | VPTJ/PCE/J04092/MB04094 | 300280679 | 11 kV | NO | RMU | PE 4.09 S/LIGHTING (F2) |  |  |  | MERLIN GERIN | ZZT | 22/08/2003 | Pass | null
430570654 | TNB | DISTRIBUTION | WP PUTRAJAYA & CYBERJAYA | Existing | VPTJ/PCE/J04091/MB04091 | 300280678 | 11 kV | NO | RMU | PE 4.09 S/LIGHTING (F1) |  |  |  | MERLIN GERIN | ZZT | 22/08/2003 | Pass | null
430593494 | TNB | DISTRIBUTION | WP PUTRAJAYA & CYBERJAYA | Existing | VCBJ/PCE/J21181/MB21181 | 300281024 | 11 kV | NO | RMU | PE 21.18 CONDO A1 CYBERIA F1 |  |  |  | INDKOM | ZZT | 25/11/2001 | Pass | null
430593597 | TNB | DISTRIBUTION | WP PUTRAJAYA & CYBERJAYA | Existing | VCBJ/PCE/J21182/MB21184 | 300281023 | 11 kV | NO | RMU | PE 21.18 CONDO A1 CYBERIA F2 |  |  |  | INDKOM | ZZT | 25/11/2001 | Pass | null
430594455 | TNB | DISTRIBUTION | WP PUTRAJAYA & CYBERJAYA | Existing | VPTJ/PCE/J08021/MB08021 | 300280779 | 11 kV | NO |  | PE 8.02 P8A SEMI D (F1) |  |  |  | INDKOM | ZZT | 20000503 | Fail | Please check "Label"
430595087 | TNB | DISTRIBUTION | WP PUTRAJAYA & CYBERJAYA | Existing | VPTJ/PCE/J08022/MB08024 | 300280780 | 11 kV | NO |  | PE 8.02 P8A SEMI D (F2) |  |  |  | INDKOM | ZZT | 20000503 | Fail | Please check "Label"
430595749 | TNB | DISTRIBUTION | WP PUTRAJAYA & CYBERJAYA | Existing | VPTJ/PCE/J08031/MB08031 | 300280781 | 11 kV | NO |  | PE 8.03 SEK REN (EFI) (F1) |  |  |  | INDKOM | ZZT | 16/11/1999 | Fail | Please check "Label"
430596384 | TNB | DISTRIBUTION | WP PUTRAJAYA & CYBERJAYA | Existing | VPTJ/PCE/J08032/MB08034 | 300280782 | 11 kV | NO |  | PE 8.03 SEK REN (EFI) (F2) |  |  |  | INDKOM | ZZT | 16/11/1999 | Fail | Please check "Label"
430597023 | TNB | DISTRIBUTION | WP PUTRAJAYA & CYBERJAYA | Existing | VPTJ/PCE/J08041/MB08041 | 300280783 | 11 kV | NO |  | PE 8.04 SEK MEN (F1) |  |  |  | INDKOM | ZZT | 16/11/1999 | Fail | Please check "Label"
430597628 | TNB | DISTRIBUTION | WP PUTRAJAYA & CYBERJAYA | Existing | VPTJ/PCE/J08042/MB08044 | 300280784 | 11 kV | NO |  | PE 8.04 SEK MEN (F2) |  |  |  | INDKOM | ZZT | 16/11/1999 | Fail | Please check "Label"
430620525 | TNB | DISTRIBUTION | WP PUTRAJAYA & CYBERJAYA | Existing | VCBJ/PCE/J21172/MB21174 | 300281025 | 11 kV | NO | RMU | PE 21.17 CONDO A3 CYBERIA F2 |  |  |  | INDKOM | ZZT | 25/11/2001 | Pass | null
430621108 | TNB | DISTRIBUTION | WP PUTRAJAYA & CYBERJAYA | Existing | VCBJ/PCE/J21171/MB21171 | 300281026 | 11 kV | NO | RMU | PE 21.17 CONDO A3 CYBERIA F1 |  |  |  | INDKOM | ZZT | 25/11/2001 | Pass | null
430621775 | TNB | DISTRIBUTION | WP PUTRAJAYA & CYBERJAYA | Existing | VCBJ/PCE/J21492/MB21494 | 300280971 | 11 kV | NO | RMU | PE 21.49 CONDO B2 F2 |  |  |  | INDKOM | ZZT | 20040801 | Pass | null
430622391 | TNB | DISTRIBUTION | WP PUTRAJAYA & CYBERJAYA | Existing | VCBJ/PCE/J21491/MB21491 | 300280976 | 11 kV | NO | RMU | PE 21.49 CONDO B2 F1 |  |  |  | INDKOM | ZZT | 20040801 | Pass | null
430623034 | TNB | DISTRIBUTION | WP PUTRAJAYA & CYBERJAYA | Existing | VCBJ/PCE/J21512/MB21514 | 300280967 | 11 kV | NO | RMU | PE 21.51 CONDO C1 F2 |  |  |  | INDKOM | ZZT | 20040510 | Pass | null
430623664 | TNB | DISTRIBUTION | WP PUTRAJAYA & CYBERJAYA | Existing | VCBJ/PCE/J21511/MB21511 | 300280970 | 11 kV | NO | RMU | PE 21.51 CONDO C1 F1 |  |  |  | INDKOM | ZZT | 20040510 | Pass | null
430641515 | TNB | DISTRIBUTION | WP PUTRAJAYA & CYBERJAYA | Existing | VCBJ/PCE/J21522/MB21524 | 300280962 | 11 kV | NO | RMU | PE 21.52 CONDO C3 F2 |  |  |  | INDKOM | ZZT | 20040510 | Pass | null
430642133 | TNB | DISTRIBUTION | WP PUTRAJAYA & CYBERJAYA | Existing | VCBJ/PCE/J21521/MB21521 | 300280965 | 11 kV | NO | RMU | PE 21.52 CONDO C3 F1 |  |  |  | INDKOM | ZZT | 20040510 | Pass | null
430642937 | TNB | DISTRIBUTION | WP PUTRAJAYA & CYBERJAYA | Existing | VCBJ/PCE/J25051/MB25051 | 310371337 | 11 kV | NO | RMU | PE 25.05 HOSTEL BLOK 1D |  |  |  | INDKOM | INS24 |  | Pass | null
430644020 | TNB | DISTRIBUTION | WP PUTRAJAYA & CYBERJAYA | Existing | VCBJ/PCE/J25041/MB25041 | 310339238 | 11 kV | NO | RMU | PE 25.04 HOSTEL BLOK 1C |  |  |  | INDKOM |  |  | Pass | null
430647060 | TNB | DISTRIBUTION | WP PUTRAJAYA & CYBERJAYA | Existing | VPTJ/PCE/J08171/MB08171 | 300280801 | 11 kV | NO |  | PE 8.17 P.KEJIRANAN (EFI) |  |  |  | INDKOM | ZZT | 20000308 | Fail | Please check "Label"
430647721 | TNB | DISTRIBUTION | WP PUTRAJAYA & CYBERJAYA | Existing | VPTJ/PCE/J08061/MB08061 | 300280785 | 11 kV | NO |  | PE 8.06 DEWAN SERBAGUNA (EFI) (F1) |  |  |  | INDKOM | ZZT | 18/09/2000 | Fail | Please check "Label"
430648355 | TNB | DISTRIBUTION | WP PUTRAJAYA & CYBERJAYA | Existing | VPTJ/PCE/J08062/MB08064 | 300280786 | 11 kV | NO |  | PE 8.06 DEWAN SERBAGUNA (EFI) (F2) |  |  |  | INDKOM | ZZT | 18/09/2000 | Fail | Please check "Label"
430649003 | TNB | DISTRIBUTION | WP PUTRAJAYA & CYBERJAYA | Existing | VPTJ/PCE/J08361/MB08361 | 310303858 | 11 kV | NO | RMU | PE 8.36 TEMP 8-4F |  |  |  | SCHNEIDER | RM 6 |  | Pass | null
430679652 | TNB | DISTRIBUTION | WP PUTRAJAYA & CYBERJAYA | Existing | VCBJ/PCE/J25031/MB25031 | 300453483 | 11 kV | NO | RMU | PE 25.03 HOSTEL BLOK 1B |  |  |  | INDKOM | INS24 |  | Pass | null
430680256 | TNB | DISTRIBUTION | WP PUTRAJAYA & CYBERJAYA | Existing | VCBJ/PCE/J25021/MB25021 | 300454737 | 11 kV | NO | RMU | PE 25.02 HOSTEL BLOK 1A |  |  |  | INDKOM | INS24 |  | Pass | null
430680866 | TNB | DISTRIBUTION | WP PUTRAJAYA & CYBERJAYA | Existing | VCBJ/PCE/J23031/MB23031 | 300454682 | 11 kV | NO | RMU | PE 23.03 MUTIARA VILLE 1 |  |  |  | INDKOM | ZZT |  | Pass | null
430681504 | TNB | DISTRIBUTION | WP PUTRAJAYA & CYBERJAYA | Existing | VCBJ/PCE/J23041/MB23041 | 300454734 | 11 kV | NO | RMU | PE 23.04 MUTIARA VILLE 2 |  |  |  | INDKOM | ZZT |  | Pass | null
430682273 | TNB | DISTRIBUTION | WP PUTRAJAYA & CYBERJAYA | Existing | VCBJ/PCE/J23021/MB23021 | 300280381 | 11 kV | NO | RMU | SS 23.02 STP A F1 |  |  |  | SCHNEIDER | ZZZ | 13/10/2006 | Pass | null
430682382 | TNB | DISTRIBUTION | WP PUTRAJAYA & CYBERJAYA | Existing | VCBJ/PCE/J23022/MB23024 | 300280380 | 11 kV | NO | RMU | SS 23.02 STP A F2 |  |  |  | SCHNEIDER | ZZZ | 13/10/2006 | Pass | null
430682837 | TNB | DISTRIBUTION | WP PUTRAJAYA & CYBERJAYA | Existing | VCBJ/PCE/J23011/MB23011 | 300280382 | 11 kV | NO | RMU | PE 23.01 PS 2-9 F1 |  |  |  | TAMCO | ID-0233 | 20061212 | Pass | null
430682940 | TNB | DISTRIBUTION | WP PUTRAJAYA & CYBERJAYA | Existing | VCBJ/PCE/J23012/MB23014 | 300280383 | 11 kV | NO | RMU | PE 23.01 PS 2-9 F2 |  |  |  | TAMCO | ID-0235 | 20061212 | Pass | null
430684029 | TNB | DISTRIBUTION | WP PUTRAJAYA & CYBERJAYA | Existing | VPTJ/PCE/J08112/MB08114 | 300280796 | 11 kV | NO |  | PE 8.11 JLN P8E TERES (EFI) (F2) |  |  |  | INDKOM | ZZT | 27/03/2002 | Fail | Please check "Label"
430684197 | TNB | DISTRIBUTION | WP PUTRAJAYA & CYBERJAYA | Existing | VPTJ/PCE/J08111/MB08111 | 300280795 | 11 kV | NO |  | PE 8.11 JLN P8E TERES (EFI) (F1) |  |  |  | INDKOM | ZZT | 27/03/2002 | Fail | Please check "Label"
430685331 | TNB | DISTRIBUTION | WP PUTRAJAYA & CYBERJAYA | Existing | VPTJ/PCE/J08251/MB08251 | 300280811 | 11 kV | NO |  | PE 8.25 ISTANA DARUL EHSAN (F1) |  |  |  | INDKOM | ZZT | 28/05/2003 | Fail | Please check "Label"
430685978 | TNB | DISTRIBUTION | WP PUTRAJAYA & CYBERJAYA | Existing | VPTJ/PCE/J08252/MB08254 | 300280812 | 11 kV | NO |  | PE 8.25 ISTANA DARUL EHSAN (F2) |  |  |  | INDKOM | ZZT | 28/05/2003 | Fail | Please check "Label"
430686637 | TNB | DISTRIBUTION | WP PUTRAJAYA & CYBERJAYA | Existing | VPTJ/PCE/J08321/MB08321 | 300452987 | 11 kV | NO |  | PE 8.32 TERES 8-4H (F1) |  |  |  | INDKOM | ZZT - I/D |  | Fail | Please check "Label"
430687228 | TNB | DISTRIBUTION | WP PUTRAJAYA & CYBERJAYA | Existing | VPTJ/PCE/J08331/MB08331 | 300453447 | 11 kV | NO |  | PE 8.33 8NC2 PADAT NO.1 |  |  |  | SCHNEIDER | NE-2iQ |  | Fail | Please check "Label"
430687819 | TNB | DISTRIBUTION | WP PUTRAJAYA & CYBERJAYA | Existing | VPTJ/PCE/J08341/MB08341 | 300453452 | 11 kV | NO |  | PE 8.34 8NC2 PADAT NO.2 |  |  |  | SCHNEIDER | NE-2iQ |  | Fail | Please check "Label"
430701094 | TNB | DISTRIBUTION | WP PUTRAJAYA & CYBERJAYA | Existing | VPTJ/PCE/J20041/MB20041 | 300281253 | 11 kV | NO | RMU | PE 20.04 PADAT CHALLENGE PARK |  |  |  | SCHNEIDER | RM6 | 20061209 | Pass | null
430701907 | TNB | DISTRIBUTION | WP PUTRAJAYA & CYBERJAYA | Existing | VPTJ/PCE/J20011/MB20011 | 300281250 | 11 kV | NO | RMU | PE 20.01 DEPOH SENGGARAAN |  |  |  | TAMCO | GR1 | 24/12/2003 | Pass | null
430703288 | TNB | DISTRIBUTION | WP PUTRAJAYA & CYBERJAYA | Existing | VPTJ/PCE/J20051/MB | 300498425 | 11 kV | NO |  | PE 20.05 PUSARA NEGARA F1 | [6 empty] | Fail | Please check "Label"
430703880 | TNB | DISTRIBUTION | WP PUTRAJAYA & CYBERJAYA | Existing | VPTJ/PCE/J20052/MB | 300501721 | 11 kV | NO |  | PE 20.05 PUSARA NEGARA F2 | [6 empty] | Fail | Please check "Label"
430705038 | TNB | DISTRIBUTION | WP PUTRAJAYA & CYBERJAYA | Existing | VPTJ/PCE/J20021/MB20021 | 300281251 | 11 kV | NO | RMU | PE 20.02 CREMATORIUM |  |  |  | TAMCO | GR1 | 18/09/2003 | Pass | null
430709899 | TNB | DISTRIBUTION | WP PUTRAJAYA & CYBERJAYA | Existing | VCBJ/PCE/J24011/MB24011 | 300453042 | 11 kV | NO | RMU | PE 24.01 SYMPHONY HILLS 8 |  |  |  | TAMCO | GR1 |  | Pass | null
430710982 | TNB | DISTRIBUTION | WP PUTRAJAYA & CYBERJAYA | Existing | VCBJ/PCE/J24121/MB24121 | 310338844 | 11 kV | NO | RMU | PE 24.12 SEJATI HOMES 2 |  |  |  | SCHNEIDER |  |  | Pass | null
430712270 | TNB | DISTRIBUTION | WP PUTRAJAYA & CYBERJAYA | Existing | VCBJ/PCE/J24131/MB24131 | 310338850 | 11 kV | NO | RMU | PE 24.13 SYMPHONY HILLS 2 |  |  |  | INDKOM | INS24 |  | Pass | null
430713330 | TNB | DISTRIBUTION | WP PUTRAJAYA & CYBERJAYA | Existing | VCBJ/PCE/J24051/MB24052 | 300454676 | 11 kV | NO | RMU | PE 24.05 SYMPHONY HILLS 3 |  |  |  | SCHNEIDER | ID-0233 |  | Pass | null
430713926 | TNB | DISTRIBUTION | WP PUTRAJAYA & CYBERJAYA | Existing | VCBJ/PCE/J24161/MB24161 | 310317893 | 11 kV | NO | RMU | PE 24.16 PADAT PERUMAHAN 1 |  |  |  | INDKOM | INS24 |  | Pass | null
430740305 | TNB | DISTRIBUTION | WP PUTRAJAYA & CYBERJAYA | Existing | VCBJ/PCE/J00340/MB1 | 300507882 | 11 kV | NO | RMU | SS 24.32 NADAYU 99 |  |  |  | INDKOM | INS24 |  | Pass | null
430740938 | TNB | DISTRIBUTION | WP PUTRAJAYA & CYBERJAYA | Existing | VCBJ/PCE/J22121/MB22121 | 300280565 | 11 kV | NO | RMU | PE 22.12 SEK MEN KEB CJ1 F1 |  |  |  | INDKOM | GA | 19/02/2004 | Pass | null
430741044 | TNB | DISTRIBUTION | WP PUTRAJAYA & CYBERJAYA | Existing | VCBJ/PCE/J22122/MB22124 | 300280570 | 11 kV | NO | RMU | PE 22.12 SEK MEN KEB CJ1 F2 |  |  |  | INDKOM | GA | 19/02/2004 | Pass | null
430742342 | TNB | DISTRIBUTION | WP PUTRAJAYA & CYBERJAYA | Existing | VCBJ/PCE/J24061/MB24062 | 300454672 | 11 kV | NO | RMU | PE 24.06 SYMPHONY HILLS 1 |  |  |  | SCHNEIDER | NE-2iQ |  | Pass | null
430743272 | TNB | DISTRIBUTION | WP PUTRAJAYA & CYBERJAYA | Existing | VCBJ/PCE/J22021/MB22021 | 300280616 | 11 kV | NO | RMU | SS 22.02 TELEKOM CBJ 2 F1 |  |  |  | INDKOM | ZZZ | 19991204 | Pass | null
430743618 | TNB | DISTRIBUTION | WP PUTRAJAYA & CYBERJAYA | Existing | VCBJ/PCE/J22022/MB22024 | 300280614 | 11 kV | NO | RMU | SS 22.02 TELEKOM CBJ 2 F2 |  |  |  | INDKOM | ZZZ | 19991204 | Pass | null
430743857 | TNB | DISTRIBUTION | WP PUTRAJAYA & CYBERJAYA | Existing | VCBJ/PCE/J24211/MB24211 | 310314866 | 11 kV | NO | RMU | PE 24.21 SITE OFFICE SYMPHONY HILLS |  |  |  | TOSHIBA |  |  | Pass | null
430744480 | TNB | DISTRIBUTION | WP PUTRAJAYA & CYBERJAYA | Existing | VPTJ/PCE/J08322/MB08324 | 300452990 | 11 kV | NO |  | PE 8.32 TERES 8-4H (F2) |  |  |  | INDKOM | ZZT - I/D |  | Fail | Please check "Label"
430745391 | TNB | DISTRIBUTION | WP PUTRAJAYA & CYBERJAYA | Existing | VPTJ/PCE/J08091/MB08091 | 300280789 | 11 kV | NO |  | PE 8.09 JLN P8E2TERES (F1) |  |  |  | INDKOM | ZZT | 21/06/2004 | Fail | Please check "Label"
430745986 | TNB | DISTRIBUTION | WP PUTRAJAYA & CYBERJAYA | Existing | VPTJ/PCE/J08092/MB08094 | 300280792 | 11 kV | NO |  | PE 8.09 JLN P8E2TERES (F2) |  |  |  | INDKOM | ZZT | 21/06/2004 | Fail | Please check "Label"
430746688 | TNB | DISTRIBUTION | WP PUTRAJAYA & CYBERJAYA | Existing | VPTJ/PCE/J08101/MB08101 | 300280793 | 11 kV | NO |  | PE 8.10 SEK REN FASA 2 |  |  |  | INDKOM | ZZT | 20041011 | Fail | Please check "Label"
430747324 | TNB | DISTRIBUTION | WP PUTRAJAYA & CYBERJAYA | Existing | VPTJ/PCE/J08071/MB08071 | 300280787 | 11 kV | NO |  | PE 8.07 APT FASA 4B (B2) (F1) |  |  |  | INDKOM | ZZT | 19990912 | Fail | Please check "Label"
430748000 | TNB | DISTRIBUTION | WP PUTRAJAYA & CYBERJAYA | Existing | VPTJ/PCE/J08072/MB08074 | 300280788 | 11 kV | NO |  | PE 8.07 APT FASA 4B (B2) (F2) |  |  |  | INDKOM | ZZT | 19990912 | Fail | Please check "Label"
430748754 | TNB | DISTRIBUTION | WP PUTRAJAYA & CYBERJAYA | Existing | VPTJ/PCE/J20031/MB20031 | 300281252 | 11 kV | NO | RMU | PE 20.03 PUMP HSE |  |  |  | SCHNEIDER | RM6 | 18/08/2004 | Pass | null
430750392 | TNB | DISTRIBUTION | WP PUTRAJAYA & CYBERJAYA | Existing | VPTJ/PCE/J05071/MB05071 | 300281258 | 11 kV | NO | RMU | PE 5.07 JLB1 |  |  |  | MERLIN GERIN | ZZT | 20030710 | Pass | null
430751214 | TNB | DISTRIBUTION | WP PUTRAJAYA & CYBERJAYA | Existing | VPTJ/PCE/J05081/MB05081 | 300280693 | 11 kV | NO | RMU | PE 5.08 JLB2 |  |  |  | INDKOM | ZZT | 20030710 | Pass | null
430751968 | TNB | DISTRIBUTION | WP PUTRAJAYA & CYBERJAYA | Existing | VPTJ/PCE/J05051/MB05051 | 300281256 | 11 kV | NO | RMU | PE 5.05 C/S S/L |  |  |  | MERLIN GERIN | RM6 | 23/04/2005 | Pass | null
430761677 | TNB | DISTRIBUTION | WP PUTRAJAYA & CYBERJAYA | Existing | VPTJ/PCE/J00340/MB1 | 300510549 | 11 kV | NO |  | PE 15.55 DWIPUTRA NO 2 (F1) |  |  |  | LUCY |  |  | Fail | Please check "Label"
430762268 | TNB | DISTRIBUTION | WP PUTRAJAYA & CYBERJAYA | Existing | VPTJ/PCE/J15552/MB15554 | 310372419 | 11 kV | NO |  | PE 15.55 DWIPUTRA NO 2 (F2) |  |  |  | LUCY | VRN2a |  | Fail | Please check "Label"
430762859 | TNB | DISTRIBUTION | WP PUTRAJAYA & CYBERJAYA | Existing | VPTJ/PCE/J00339/MB1 | 300510413 | 11 kV | NO |  | PE 15.54 DWIPUTRA NO 1 (F1) |  |  |  | LUCY | VRN2a |  | Fail | Please check "Label"
430763450 | TNB | DISTRIBUTION | WP PUTRAJAYA & CYBERJAYA | Existing | VPTJ/PCE/J15542/MB15544 | 300509251 | 11 kV | NO |  | PE 15.54 DWIPUTRA NO 1 (F2) |  |  |  | LUCY | VRN 2A |  | Fail | Please check "Label"
430770039 | TNB | DISTRIBUTION | WP PUTRAJAYA & CYBERJAYA | Existing | VPTJ/PCE/J05061/MB05061 | 300281257 | 11 kV | NO | RMU | PE 5.06 C/S S/L |  |  |  | SCHNEIDER | ZZT | 25/10/2004 | Pass | null
430770290 | TNB | DISTRIBUTION | WP PUTRAJAYA & CYBERJAYA | Existing | VPTJ/PCE/J05041/MB05041 | 300280687 | 11 kV | NO | RMU | PE 5.04 C/S S/L |  |  |  | MERLIN GERIN | ZZT | 20030210 | Pass | null
430774619 | TNB | DISTRIBUTION | WP PUTRAJAYA & CYBERJAYA | Existing | VCBJ/PCE/J22451/MB22451 | 300280484 | 11 kV | NO | RMU | PE 22.45 KONDOMINIUM F1 |  |  |  | TAMCO | GR1-21-1D-0017 | 27/01/2006 | Pass | null
430774722 | TNB | DISTRIBUTION | WP PUTRAJAYA & CYBERJAYA | Existing | VCBJ/PCE/J22452/MB22454 | 300280486 | 11 kV | NO | RMU | PE 22.45 KONDOMINIUM F2 |  |  |  | TAMCO | GR1-21-1D | 27/01/2006 | Pass | null
430776102 | TNB | DISTRIBUTION | WP PUTRAJAYA & CYBERJAYA | Existing | VCBJ/PCE/J22461/MB22461 | 300280481 | 11 kV | NO | RMU | PE 22.46 TOWN HOUSE F1 |  |  |  | TAMCO | GR1 | 27/01/2006 | Pass | null
430776203 | TNB | DISTRIBUTION | WP PUTRAJAYA & CYBERJAYA | Existing | VCBJ/PCE/J22462/MB22464 | 300280483 | 11 kV | NO | RMU | PE 22.46 TOWN HOUSE F2 |  |  |  | TAMCO | GR1 | 27/01/2006 | Pass | null
430782967 | TNB | DISTRIBUTION | WP PUTRAJAYA & CYBERJAYA | Existing | VCBJ/PCE/J22441/MB22441 | 300280490 | 11 kV | NO | RMU | PE 22.44 PANGSAPURI PT 12067 F1 |  |  |  | TAMCO | GR1 | 28/11/2006 | Pass | null
430783234 | TNB | DISTRIBUTION | WP PUTRAJAYA & CYBERJAYA | Existing | VCBJ/PCE/J21021/MB21021 | 300281079 | 11 kV | NO | RMU | PE 21.02 INCUBATOR F1 |  |  |  | INDKOM | ZZT | 15/07/1999 | Pass | null
430783460 | TNB | DISTRIBUTION | WP PUTRAJAYA & CYBERJAYA | Existing | VCBJ/PCE/J21022/MB21024 | 300281078 | 11 kV | NO | RMU | PE 21.02 INCUBATOR F2 |  |  |  | INDKOM | ZZT | 15/07/1999 | Pass | null
430784631 | TNB | DISTRIBUTION | WP PUTRAJAYA & CYBERJAYA | Existing | VCBJ/PCE/J22442/MB22444 | 300280492 | 11 kV | NO | RMU | PE 22.44 PANGSAPURI PT 12057 F2 |  |  |  | TAMCO | GR1 | 28/11/2006 | Pass | null
430786713 | TNB | DISTRIBUTION | WP PUTRAJAYA & CYBERJAYA | Existing | VCBJ/PCE/J21821/MB21821 | 300454967 | 11 kV | NO | RMU | SS 21.82 SHAFBURY BLOK C F1 |  |  |  | INDKOM | INS24 |  | Pass | null
430787304 | TNB | DISTRIBUTION | WP PUTRAJAYA & CYBERJAYA | Existing | VCBJ/PCE/J21822/MB21824 | 300454971 | 11 kV | NO | RMU | SS 21.82 SHAFBURY BLOK C F2 |  |  |  | INDKOM | INS24 |  | Pass | null
430788068 | TNB | DISTRIBUTION | WP PUTRAJAYA & CYBERJAYA | Existing | VCBJ/PCE/J21131/MB21131 | 300281036 | 11 kV | NO | RMU | PE 21.13 CYBERVIEW NO. 2 ( MDC ) F1 |  |  |  | INDKOM | ZZT | 20020501 | Pass | null
430788798 | TNB | DISTRIBUTION | WP PUTRAJAYA & CYBERJAYA | Existing | VCBJ/PCE/J21132/MB21134 | 300281034 | 11 kV | NO | RMU | PE 21.13 CYBERVIEW NO. 2 ( MDC ) F2 |  |  |  | INDKOM | ZZT | 20020501 | Pass | null
430789481 | TNB | DISTRIBUTION | WP PUTRAJAYA & CYBERJAYA | Existing | VCBJ/PCE/J22031/MB22031 | 300280609 | 11 kV | NO | RMU | PE 22.03 CYBERVIEW GARDENS F1 |  |  |  | INDKOM | ZZZT | 19980611 | Pass | null
430789710 | TNB | DISTRIBUTION | WP PUTRAJAYA & CYBERJAYA | Existing | VCBJ/PCE/J22032/MB22034 | 300280608 | 11 kV | NO | RMU | PE 22.03 CYBERVIEW GARDENS F2 |  |  |  | INDKOM | ZZZT | 19980611 | Pass | null
430808595 | TNB | DISTRIBUTION | WP PUTRAJAYA & CYBERJAYA | Existing | VCBJ/PCE/J21451/MB21451 | 300280987 | 11 kV | NO | RMU | PE 21.45 CYBERVILLAGE SERENITY 1 F1 |  |  |  | SSC | VRN2A | 28/02/2017 | Pass | null
430808698 | TNB | DISTRIBUTION | WP PUTRAJAYA & CYBERJAYA | Existing | VCBJ/PCE/J21452/MB21454 | 300280986 | 11 kV | NO | RMU | PE 21.45 CYBERVILLAGE SERENITY 1 F2 |  |  |  | SSC | VRN2A | 20170103 | Pass | null
430810047 | TNB | DISTRIBUTION | WP PUTRAJAYA & CYBERJAYA | Existing | VCBJ/PCE/J21961/MB21961 | 300452963 | 11 kV | NO | RMU | PE 21.96 SUBANG ALAM |  |  |  | INDKOM | ZZZT |  | Pass | null
430817121 | TNB | DISTRIBUTION | WP PUTRAJAYA & CYBERJAYA | Existing | VCBJ/PCE/J21431/MB21431 | 300280990 | 11 kV | NO | RMU | PE 21.43 CYBERVILLAGE SERENITY 3 F1 |  |  |  | SIEMENS | 8DJH RRT | 21/11/2016 | Pass | null
430817715 | TNB | DISTRIBUTION | WP PUTRAJAYA & CYBERJAYA | Existing | VCBJ/PCE/J21432/MB21434 | 300280989 | 11 kV | NO | RMU | PE 21.43 CYBERVILLAGE SERENITY 3 F2 |  |  |  | SIEMENS | 8DJH RRT | 22/11/2016 | Pass | null
430818866 | TNB | DISTRIBUTION | WP PUTRAJAYA & CYBERJAYA | Existing | VCBJ/PCE/J21421/MB21421 | 300280995 | 11 kV | NO | RMU | PE 21.42 CYBERVILLAGE SERENITY 4 F1 |  |  |  | INDKOM | ZZT | 30/03/2004 | Pass | null
430819049 | TNB | DISTRIBUTION | WP PUTRAJAYA & CYBERJAYA | Existing | VCBJ/PCE/J21422/MB21424 | 300280992 | 11 kV | NO | RMU | PE 21.42 CYBERVILLAGE SERENITY 4 F2 |  |  |  | INDKOM | ZZT | 30/03/2004 | Pass | null
430820171 | TNB | DISTRIBUTION | WP PUTRAJAYA & CYBERJAYA | Existing | VCBJ/PCE/J21461/MB21461 | 300280985 | 11 kV | NO | RMU | PE 21.46 PS 12 |  |  |  | INDKOM | ZZT I/D | 22/12/2016 | Pass | null
430820794 | TNB | DISTRIBUTION | WP PUTRAJAYA & CYBERJAYA | Existing | VCBJ/PCE/J24031/MB24031 | 310360646 | 11 kV | NO | RMU | PE 24.03 JELANG VISTA 2 |  |  |  | INDKOM | INS24 |  | Pass | null
430829975 | TNB | DISTRIBUTION | WP PUTRAJAYA & CYBERJAYA | Existing | VCBJ/PCE/J24021/MB 24021 | 310303824 | 11 kV | NO | RMU | PE 24.02 JELANG VISTA 1 |  |  |  | INDKOM | ZZTT.OD |  | Pass | null
430830765 | TNB | DISTRIBUTION | WP PUTRAJAYA & CYBERJAYA | Existing | VCBJ/PCE/J21751/MB21751 | 300454652 | 11 kV | NO | RMU | PE 21.75 LAKEVIEW WEST 1 |  |  |  | TAMCO | GR1 |  | Pass | null
430831356 | TNB | DISTRIBUTION | WP PUTRAJAYA & CYBERJAYA | Existing | VCBJ/PCE/J21741/MB21741 | 300454650 | 11 kV | NO | RMU | PE 21.74 LAKE VIEW WEST 2 |  |  |  | TAMCO | GR1 |  | Pass | null
430832493 | TNB | DISTRIBUTION | WP PUTRAJAYA & CYBERJAYA | Existing | VCBJ/PCE/J22481/MB22481 | 300280473 | 11 kV | NO | RMU | PE 22.48 LOT 12082 FASA 1B F1 |  |  |  | INDKOM | ZZT | 19/12/2005 | Pass | null
430833131 | TNB | DISTRIBUTION | WP PUTRAJAYA & CYBERJAYA | Existing | VCBJ/PCE/J22482/MB22484 | 300280474 | 11 kV | NO | RMU | PE 22.48 LOT 12082 FASA 1B F2 |  |  |  | TAMCO | GR1 | 19/12/2005 | Pass | null
430834176 | TNB | DISTRIBUTION | WP PUTRAJAYA & CYBERJAYA | Existing | VCBJ/PCE/J22171/MB22171 | 300280556 | 11 kV | NO | RMU | PE 22.17 PADAT STP 4 |  |  |  | INDKOM | ZZT | 13/05/2002 | Pass | null
430849932 | TNB | DISTRIBUTION | WP PUTRAJAYA & CYBERJAYA | Existing | VCBJ/PCE/J22211/MB22211 | 300280540 | 11 kV | NO | RMU | PE 22.21 CYBER HEIGHT VILLA F1 |  |  |  | INDKOM | GA | 20020805 | Pass | null
430850643 | TNB | DISTRIBUTION | WP PUTRAJAYA & CYBERJAYA | Existing | VCBJ/PCE/J22212/MB22214 | 300280542 | 11 kV | NO | RMU | PE 22.21 CYBER HEIGHT VILLA F2 |  |  |  | INDKOM | GA | 20020805 | Pass | null
430860622 | TNB | DISTRIBUTION | WP PUTRAJAYA & CYBERJAYA | Existing | VCBJ/PCE/J22222/MB22224 | 300280535 | 11 kV | NO | RMU | PE 22.22 CYBER HEIGHT VILLA F2 |  |  |  | INDKOM | GA | 20041201 | Pass | null
430860723 | TNB | DISTRIBUTION | WP PUTRAJAYA & CYBERJAYA | Existing | VCBJ/PCE/J22221/MB22221 | 300280533 | 11 kV | NO | RMU | PE 22.22 CYBER HEIGHT VILLA F1 |  |  |  | INDKOM | GA | 20041201 | Pass | null
430861878 | TNB | DISTRIBUTION | WP PUTRAJAYA & CYBERJAYA | Existing | VCBJ/PCE/J24151/MB24151 | 310338853 | 11 kV | NO | RMU | PE 24.15 APARTMENT TINDAK MURNI |  |  |  | INDKOM | INS24 |  | Pass | null
430863139 | TNB | DISTRIBUTION | WP PUTRAJAYA & CYBERJAYA | Existing | VCBJ/PCE/J22252/MB22254 | 300280523 | 11 kV | NO | RMU | PE 22.25 CYBER HEIGHT VILLA F2 |  |  |  | INDKOM | ZZT | 13/12/2003 | Pass | null
430863730 | TNB | DISTRIBUTION | WP PUTRAJAYA & CYBERJAYA | Existing | VCBJ/PCE/J22251/MB22251 | 300280518 | 11 kV | NO | RMU | PE 22.25 CYBER HEIGHT VILLA F1 |  |  |  | INDKOM | ZZT | 13/12/2003 | Pass | null
430886209 | TNB | DISTRIBUTION | WP PUTRAJAYA & CYBERJAYA | Existing | VCBJ/PCE/J22232/MB22234 | 300280529 | 11 kV | NO | RMU | PE 22.23 SEK. SRI PUTERI F2 |  |  |  | INDKOM | GA | 26/11/2002 | Pass | null
430886785 | TNB | DISTRIBUTION | WP PUTRAJAYA & CYBERJAYA | Existing | VCBJ/PCE/J22231/MB22231 | 300280527 | 11 kV | NO | RMU | PE 22.23 SEK. SRI PUTERI F1 |  |  |  | INDKOM | GA | 26/11/2002 | Pass | null
430887642 | TNB | DISTRIBUTION | WP PUTRAJAYA & CYBERJAYA | Existing | VCBJ/PCE/J22242/MB22244 | 300280526 | 11 kV | NO | RMU | PE 22.24 SEK. SRI PUTERI F2 |  |  |  | INDKOM | ZZT | 26/11/2002 | Pass | null
430888234 | TNB | DISTRIBUTION | WP PUTRAJAYA & CYBERJAYA | Existing | VCBJ/PCE/J22241/MB22241 | 300280525 | 11 kV | NO | RMU | PE 22.24 SEK. SRI PUTERI F1 |  |  |  | INDKOM | ZZZT | 26/11/2002 | Pass | null
430888971 | TNB | DISTRIBUTION | WP PUTRAJAYA & CYBERJAYA | Existing | VCBJ/PCE/J21811/MB21811 | 300454935 | 11 kV | NO | RMU | SS 21.81 SHAFBURY-MLCP CAR PARK F1 |  |  |  | INDKOM | ZZT |  | Pass | null
430889562 | TNB | DISTRIBUTION | WP PUTRAJAYA & CYBERJAYA | Existing | VCBJ/PCE/J21812/MB21814 | 300454938 | 11 kV | NO | RMU | SS 21.81 SHAFBURY-MLCP CAR PARK F2 |  |  |  | INDKOM | ZZT |  | Pass | null
430892179 | TNB | DISTRIBUTION | WP PUTRAJAYA & CYBERJAYA | Existing | VCBJ/PCE/J21191/MB21191 | 300281022 | 11 kV | NO | RMU | PE 21.19 ELITE HIGHWAY NO. 1 |  |  |  | INDKOM | ZZT | 31/12/1999 | Pass | null
430894656 | TNB | DISTRIBUTION | WP PUTRAJAYA & CYBERJAYA | Existing | VCBJ/PCE/J21061/MB21061 | 300281072 | 11 kV | NO | RMU | PE 21.06 PADAT B 15-4 |  |  |  | TAMCO | ZTZ | 28/06/1999 | Pass | null
430895625 | TNB | DISTRIBUTION | WP PUTRAJAYA & CYBERJAYA | Existing | VCBJ/PCE/J21051/MB21051 | 300281075 | 11 kV | NO | RMU | PE 21.05 B15-3 |  |  |  | SIEMENS | 8DJ10.16 | 28/06/1999 | Pass | null
430896240 | TNB | DISTRIBUTION | WP PUTRAJAYA & CYBERJAYA | Existing | VCBJ/PCE/J21071/MB21071 | 300281068 | 11 kV | NO | RMU | PE 21.07 P.APEC |  |  |  | INDKOM | ZZT | 19990707 | Pass | null
430897213 | TNB | DISTRIBUTION | WP PUTRAJAYA & CYBERJAYA | Existing | VCBJ/PCE/J21041/MB21041 | 300281076 | 11 kV | NO | RMU | PE 21.04 B15-2 |  |  |  | TAMCO | GR1 | 28/06/1999 | Pass | null
430898199 | TNB | DISTRIBUTION | WP PUTRAJAYA & CYBERJAYA | Existing | VPTJ/PCE/J11491/MB11491 | 300281092 | 11 kV | NO | RMU | PE 11.49 KANTIN KVDT |  |  |  | TAMCO | GR1 | 24/06/2007 | Pass | null
430928860 | TNB | DISTRIBUTION | WP PUTRAJAYA & CYBERJAYA | Existing | VCBJ/PCE/J21241/MB21241 | 300281018 | 11 kV | NO | RMU | SS 21.24 KVDT PETRONAS |  |  |  | INDKOM | ZZZ | 31/01/1999 | Pass | null
430929097 | TNB | DISTRIBUTION | WP PUTRAJAYA & CYBERJAYA | Existing | VCBJ/PCE/J21031/MB21031 | 300281077 | 11 kV | NO | RMU | PE 21.03 B15-1 |  |  |  | TAMCO | GR1 | 28/06/1999 | Pass | null
430930087 | TNB | DISTRIBUTION | WP PUTRAJAYA & CYBERJAYA | Existing | VPTJ/PCE/J11421/MB11421 | 300281073 | 11 kV | NO | RMU | PE 11.42 BLOK G (F1) |  |  |  | INDKOM | ZZT | 17/08/2004 | Pass | null
430930938 | TNB | DISTRIBUTION | WP PUTRAJAYA & CYBERJAYA | Existing | VPTJ/PCE/J11422/MB11424 | 300281074 | 11 kV | NO | RMU | PE 11.42 BLOK G (F2) |  |  |  | INDKOM | ZZT | 17/08/2004 | Pass | null
430931654 | TNB | DISTRIBUTION | WP PUTRAJAYA & CYBERJAYA | Existing | VPTJ/PCE/J11411/MB11411 | 300281080 | 11 kV | NO | RMU | PE 11.41 BLOK F |  |  |  | INDKOM | ZZT | 17/08/2004 | Pass | null
433140460 | TNB | DISTRIBUTION | WP PUTRAJAYA & CYBERJAYA | Existing | VCBJ/PCE/J22061/MB22061 | 300280591 | 11 kV | NO | RMU | PE 22.06 PADAT B 15-5 |  |  |  | INDKOM | ZZT | 25/04/2000 | Pass | null
433141413 | TNB | DISTRIBUTION | WP PUTRAJAYA & CYBERJAYA | Existing | VCBJ/PCE/J22071/MB22071 | 300280587 | 11 kV | NO | RMU | PE 22.07 PADAT B 15-6 |  |  |  | MERLIN GERIN | ZZT | 30/05/2000 | Pass | null
434333867 | TNB | DISTRIBUTION | WP PUTRAJAYA & CYBERJAYA | Existing | VPTJ/PCE/J00355/MB1 | 310376044 | 11 kV | NO |  | PE 15.57 DWIPUTRA NO 4 (F2) |  |  |  | LUCY | VRN2a |  | Fail | Please check "Label"
434334477 | TNB | DISTRIBUTION | WP PUTRAJAYA & CYBERJAYA | Existing | VPTJ/PCE/J00350/MB1 | 309895385 | 11 kV | NO |  | PE 15.57 DWIPUTRA NO 4 (F1) |  |  |  | LUCY | VRN 2A |  | Fail | Please check "Label"
434335108 | TNB | DISTRIBUTION | WP PUTRAJAYA & CYBERJAYA | Existing | VPTJ/PCE/J00354/MB1 | 300537442 | 11 kV | NO |  | PE 15.59 DWIPUTRA NO 6 (F2) |  |  |  | LUCY | VRN 2A |  | Fail | Please check "Label"
434335699 | TNB | DISTRIBUTION | WP PUTRAJAYA & CYBERJAYA | Existing | VPTJ/PCE/J00352/MB1 | 300554401 | 11 kV | NO |  | PE 15.59 DWIPUTRA NO 6 (F1) |  |  |  | LUCY | VRN 2A |  | Fail | Please check "Label"
434336411 | TNB | DISTRIBUTION | WP PUTRAJAYA & CYBERJAYA | Existing | VPTJ/PCE/J00353/MB1 | 300537441 | 11 kV | NO | RMU | PE 15.58 DWIPUTRA NO 5 (F2) |  |  |  | LUCY | VRN2a |  | Pass | null
434337002 | TNB | DISTRIBUTION | WP PUTRAJAYA & CYBERJAYA | Existing | VPTJ/PCE/J00351/MB1 | 300554406 | 11 kV | NO |  | PE 15.58 DWIPUTRA NO 5 (F1) |  |  |  | LUCY | VRN 2A |  | Fail | Please check "Label"
434337819 | TNB | DISTRIBUTION | WP PUTRAJAYA & CYBERJAYA | Existing | VPTJ/PCE/J08402/MB08404 | 310375499 | 11 kV | NO | RMU | PE 8.40 8R4 BLOK C F2 |  |  |  | LUCY | VRN29 |  | Pass | null
434359631 | TNB | DISTRIBUTION | WP PUTRAJAYA & CYBERJAYA | Existing | VPTJ/PCE/J00347/MB1 | 310371235 | 11 kV | NO |  | PE 12.04 SPINE ROAD NO 2 (F2) | [6 empty] | Fail | Please check "Label"
434360231 | TNB | DISTRIBUTION | WP PUTRAJAYA & CYBERJAYA | Existing | VPTJ/PCE/J00347/MB1 | 310371232 | 11 kV | NO |  | PE 12.04 SPINE ROAD NO 2 (F1) |  |  |  | INDKOM | INS24 |  | Fail | Please check "Label"
434360849 | TNB | DISTRIBUTION | WP PUTRAJAYA & CYBERJAYA | Existing | VPTJ/PCE/J00348/MB1 | 310372346 | 11 kV | NO | RMU | PE 12.05 PS 19 (F2) |  |  |  | SCHNEIDER |  |  | Pass | null
434361440 | TNB | DISTRIBUTION | WP PUTRAJAYA & CYBERJAYA | Existing | VPTJ/PCE/J00346/MB1 | 310372341 | 11 kV | NO | RMU | PE 12.05 PS 19 (F1) |  |  |  | SCHNEIDER |  |  | Pass | null
434362422 | TNB | DISTRIBUTION | WP PUTRAJAYA & CYBERJAYA | Existing | VPTJ/PCE/J00335/MB1 | 310332995 | 11 kV | NO | RMU | PE 15.49 NADI 15 (1) (F1) |  |  |  | INDKOM | ZZT ID |  | Pass | null
434363013 | TNB | DISTRIBUTION | WP PUTRAJAYA & CYBERJAYA | Existing | VPTJ/PCE/J15492/MB15494 | 310332998 | 11 kV | NO | RMU | PE 15.49 NADI 15 (1) (F2) |  |  |  | INDKOM |  |  | Pass | null
434363612 | TNB | DISTRIBUTION | WP PUTRAJAYA & CYBERJAYA | Existing | VPTJ/PCE/J00336/MB1 | 300520274 | 11 kV | NO | RMU | PE 15.50 NADI 15 (2) (F1) |  |  |  | INDKOM | INS24 |  | Pass | null
434407143 | TNB | DISTRIBUTION | WP PUTRAJAYA & CYBERJAYA | Existing | VPTJ/PCE/J15502/MB15504 | 300522664 | 11 kV | NO | RMU | PE 15.50 NADI 15 (2) (F2) |  |  |  | INDKOM | INS24 |  | Pass | null
434407742 | TNB | DISTRIBUTION | WP PUTRAJAYA & CYBERJAYA | Existing | VPTJ/PCE/J00334/MB1 | 300520263 | 11 kV | NO | RMU | PE 15.51 NADI 15 (3) (F1) |  |  |  | INDKOM | INS24 |  | Pass | null
434408333 | TNB | DISTRIBUTION | WP PUTRAJAYA & CYBERJAYA | Existing | VPTJ/PCE/J15512/MB15514 | 300522668 | 11 kV | NO | RMU | PE 15.51 NADI 15 (3) (F2) |  |  |  | INDKOM | INS24 |  | Pass | null
434410681 | TNB | DISTRIBUTION | WP PUTRAJAYA & CYBERJAYA | Existing | VPTJ/PCE/J00372/MB1 | 310376046 | 11 kV | NO | RMU | PE 14.34 DUTA VILLA (EFI) (F1) |  |  |  | INDKOM | INS24 |  | Pass | null
434411622 | TNB | DISTRIBUTION | WP PUTRAJAYA & CYBERJAYA | Existing | VPTJ/PCE/J08401/MB08401 | 310375494 | 11 kV | NO | RMU | PE 8.40 8R4 BLOK C F1 |  |  |  | EPE | CCTI TYPE:2S+1F |  | Pass | null
434412219 | TNB | DISTRIBUTION | WP PUTRAJAYA & CYBERJAYA | Existing | VPTJ/PCE/J08411/MB08411 | 310375504 | 11 kV | NO | RMU | PE 8.41 8R4 BLOK D F1 |  |  |  | EPE | CCTI TYPE:2S+1F |  | Pass | null
434412810 | TNB | DISTRIBUTION | WP PUTRAJAYA & CYBERJAYA | Existing | VPTJ/PCE/J08412/MB08414 | 300454909 | 11 kV | NO | RMU | PE 8.41 BLOK D 8R4 F2 |  |  |  | LUCY | VRN29 |  | Pass | null
434413585 | TNB | DISTRIBUTION | WP PUTRAJAYA & CYBERJAYA | Existing | VPTJ/PCE/J08382/MB08384 | 310375517 | 11 kV | NO | RMU | PE 8.38 8R4 BLOK A F2 |  |  |  | LUCY | VRN29 |  | Pass | null
434414176 | TNB | DISTRIBUTION | WP PUTRAJAYA & CYBERJAYA | Existing | VPTJ/PCE/J08381/MB08381 | 310375510 | 11 kV | NO | RMU | PE 8.38 8R4 BLOK A F1 |  |  |  | EPE |  |  | Pass | null
434414775 | TNB | DISTRIBUTION | WP PUTRAJAYA & CYBERJAYA | Existing | VPTJ/PCE/J08391/MB08391 | 310375522 | 11 kV | NO | RMU | PE 8.39 8R4 BLOK B F1 |  |  |  | INDKOM | INS24 |  | Pass | null
434415366 | TNB | DISTRIBUTION | WP PUTRAJAYA & CYBERJAYA | Existing | VPTJ/PCE/J08392/MB08394 | 310338736 | 11 kV | NO | RMU | PE 8.39 BLOK B 8R4 F2 |  |  |  | INDKOM |  |  | Pass | null
434420527 | TNB | DISTRIBUTION | WP PUTRAJAYA & CYBERJAYA | Existing | VPTJ/PCE/J00356/MB1 | 310286482 | 11 kV | NO | RMU | PE 11.76 TERES ZON 9D (1) (F1) |  |  |  | INDKOM | INS24 |  | Pass | null
434421207 | TNB | DISTRIBUTION | WP PUTRAJAYA & CYBERJAYA | Existing | VPTJ/PCE/J00359/MB1 | 310371017 | 11 kV | NO | RMU | PE 11.76 TERES ZON 9D (1) (F2) |  |  |  | INDKOM | INS24 |  | Pass | null
434421893 | TNB | DISTRIBUTION | WP PUTRAJAYA & CYBERJAYA | Existing | VPTJ/PCE/J00357/MB1 | 310371019 | 11 kV | NO | RMU | PE 11.77 TERES ZON 9D (2) (F1) |  |  |  | INDKOM | INS24 |  | Pass | null
434422578 | TNB | DISTRIBUTION | WP PUTRAJAYA & CYBERJAYA | Existing | VPTJ/PCE/J00358/MB1 | 310286485 | 11 kV | NO | RMU | PE 11.77 TERES ZON 9D (2) (F2) |  |  |  | INDKOM | INS24 |  | Pass | null
434423402 | TNB | DISTRIBUTION | WP PUTRAJAYA & CYBERJAYA | Existing | VPTJ/PCE/J00398/MB1 | 310159639 | 11 kV | NO | RMU | Grp: Substation Comp. 1 PE11.78 F1 |  |  |  | LUCY | VRN 2A | 17/11/2016 | Pass | null
434428536 | TNB | DISTRIBUTION | WP PUTRAJAYA & CYBERJAYA | Existing | VPTJ/PCE/J00374/MB1 | 310376049 | 11 kV | NO | RMU | PE 14.34 DUTA VILLA (EFI) (F2) |  |  |  | INDKOM | INS24 |  | Pass | null
434431311 | TNB | DISTRIBUTION | WP PUTRAJAYA & CYBERJAYA | Existing | VCBJ/PCE/J00130/MB1 | 310375552 | 11 kV | NO | RMU | PE 25.30 GLADE 3-3 |  |  |  | SCHNEIDER | NE-21Q |  | Pass | null
434431915 | TNB | DISTRIBUTION | WP PUTRAJAYA & CYBERJAYA | Existing | VCBJ/PCE/J00129/MB1 | 310389792 | 11 kV | NO | RMU | PE 25.29 GLADE 3-2 |  |  |  | SCHNEIDER | NE-21Q |  | Pass | null
434432519 | TNB | DISTRIBUTION | WP PUTRAJAYA & CYBERJAYA | Existing | VCBJ/PCE/J00124/MB1 | 310389790 | 11 kV | NO | RMU | PE 25.28 GLADE 3-1 |  |  |  | MERLIN GERIN | NE-21Q |  | Pass | null
434458345 | TNB | DISTRIBUTION | WP PUTRAJAYA & CYBERJAYA | Existing | VPTJ/PCE/J00399/MB1 | 310159659 | 11 kV | NO | RMU | E 11.78 PPA1M PALMA (F2) |  |  |  | LUCY | VRN 2A | 17/11/2016 | Pass | null
434459024 | TNB | DISTRIBUTION | WP PUTRAJAYA & CYBERJAYA | Existing | VPTJ/PCE/J05351/MB05351 | 310375513 | 11 kV | NO | RMU | PE 5.35 TEMP 5R5 |  |  |  | INDKOM | ZZTT 1D |  | Pass | null
434460671 | TNB | DISTRIBUTION | WP PUTRAJAYA & CYBERJAYA | Existing | VCBJ/PCE/J24361/MB24361 | 310386506 | 11 kV | NO | RMU | PE 24.36 VERDI CONDO BLOK 2 |  |  |  | INDKOM | ZZTT1D |  | Pass | null
434461856 | TNB | DISTRIBUTION | WP PUTRAJAYA & CYBERJAYA | Existing | VCBJ/PCE/J24351/MB24351 | 310386491 | 11 kV | NO | RMU | PE 24.35 VERDI CONDO BLOK 1 |  |  |  | INDKOM | ZZTT1D |  | Pass | null
434473521 | TNB | DISTRIBUTION | WP PUTRAJAYA & CYBERJAYA | Existing | VCBJ/PCE/J23211/MB23211 | 310303828 | 11 kV | NO | RMU | PE 23.21 EASTERN CORIDOR |  |  |  | SCHNEIDER | NE-21Q |  | Pass | null
434474244 | TNB | DISTRIBUTION | WP PUTRAJAYA & CYBERJAYA | Existing | VCBJ/PCE/J00132/MB1 | 310386417 | 11 kV | NO | RMU | PE 23.31 TEMP AXVENTURE |  |  |  | MERLIN GERIN | NE-21Q |  | Pass | null
434989979 | TNB | DISTRIBUTION | WP PUTRAJAYA & CYBERJAYA | Existing | VCBJ/PCE/J00143/MB1 | 310402698 | 11 kV | NO | RMU | D-CBJ-C14-0473 |  |  |  | LUCY | VRN 2A |  | Pass | null
434990572 | TNB | DISTRIBUTION | WP PUTRAJAYA & CYBERJAYA | Existing | VCBJ/PCE/J00144/MB1 | 310402697 | 11 kV | NO | RMU | D-CBJ-C14-0473 |  |  |  | LUCY | VRN 2A |  | Pass | null
435028219 | TNB | DISTRIBUTION | WP PUTRAJAYA & CYBERJAYA | Existing | VCBJ/PCE/J00141/MB1 | 310425999 | 11 kV | NO | RMU | D-CBJ-C17-0588 |  |  |  | TAMCO | N/A |  | Pass | null
435028811 | TNB | DISTRIBUTION | WP PUTRAJAYA & CYBERJAYA | Existing | VCBJ/PCE/J00142/MB1 | 310425997 | 11 kV | NO | RMU | D-CBJ-C17-0588 |  |  |  | TAMCO | N/A |  | Pass | null
435029413 | TNB | DISTRIBUTION | WP PUTRAJAYA & CYBERJAYA | Existing | VCBJ/PCE/J00145/MB1 | 310425995 | 11 kV | NO | RMU | D-CBJ-C14-0473 |  |  |  | TAMCO | N/A |  | Pass | null
435039572 | TNB | DISTRIBUTION | WP PUTRAJAYA & CYBERJAYA | Existing | VCBJ/PCE/J00146/MB1 | 310425996 | 11 kV | NO | RMU | D-CBJ-C14-0473 |  |  |  | TAMCO | N/A |  | Pass | null
435040572 | TNB | DISTRIBUTION | WP PUTRAJAYA & CYBERJAYA | Existing | VCBJ/PCE/J00151/MB1 | 310438595 | 11 kV | NO | RMU | D-CBJ-C15-0540 |  |  |  | INDKOM | INS24 |  | Pass | null
436197615 | TNB | DISTRIBUTION | WP PUTRAJAYA & CYBERJAYA | Existing | VPTJ/PCE/J00442/MB1 | 310554291 | 11 kV | NO | RMU | D-PTJ-C15-0989 |  |  |  | SIEMENS | 8DJH |  | Pass | null
436198210 | TNB | DISTRIBUTION | WP PUTRAJAYA & CYBERJAYA | Existing | VPTJ/PCE/J00443/MB1 | 310554274 | 11 kV | NO | RMU | D-PTJ-C15-0989 |  |  |  | SIEMENS | 8DJH |  | Pass | null
436198811 | TNB | DISTRIBUTION | WP PUTRAJAYA & CYBERJAYA | Existing | VPTJ/PCE/J00444/MB1 | 310554333 | 11 kV | NO | RMU | D-PTJ-C15-0989 |  |  |  | LUCY | VRN 2A |  | Pass | null
436199406 | TNB | DISTRIBUTION | WP PUTRAJAYA & CYBERJAYA | Existing | VPTJ/PCE/J00445/MB1 | 310543647 | 11 kV | NO | RMU | D-PTJ-C15-0989 |  |  |  | MATRIX POWER | RM6 |  | Pass | null
438499047 | TNB | DISTRIBUTION | WP PUTRAJAYA & CYBERJAYA | Existing |  |  | 11 kV | NO | RMU | D-PTJ-C16-0948 | [6 empty] | Pass | null
438499638 | TNB | DISTRIBUTION | WP PUTRAJAYA & CYBERJAYA | Existing |  |  | 11 kV | NO | RMU | D-PTJ-C16-0948 | [6 empty] | Pass | null
438500241 | TNB | DISTRIBUTION | WP PUTRAJAYA & CYBERJAYA | Existing |  |  | 11 kV | NO | RMU | D-PTJ-C16-0948 | [6 empty] | Pass | null
438500832 | TNB | DISTRIBUTION | WP PUTRAJAYA & CYBERJAYA | Existing |  |  | 11 kV | NO | RMU | D-PTJ-C16-0948 | [6 empty] | Pass | null
438501590 | TNB | DISTRIBUTION | WP PUTRAJAYA & CYBERJAYA | Existing | VPTJ/PCE/J00400/MB1 | 310294512 | 11 kV | NO | RMU | D-PTJ-C15-0944 |  |  |  | LUCY | VRN 2A |  | Pass | null
438502181 | TNB | DISTRIBUTION | WP PUTRAJAYA & CYBERJAYA | Existing | VPTJ/PCE/J00401/MB1 | 310294517 | 11 kV | NO | RMU | D-PTJ-C15-0944 |  |  |  | LUCY | VRN 2A |  | Pass | null
438502778 | TNB | DISTRIBUTION | WP PUTRAJAYA & CYBERJAYA | Existing | VPTJ/PCE/J00406/MB1 | 310294511 | 11 kV | NO | RMU | D-PTJ-C16-1074 |  |  |  | LUCY | VRN 2A |  | Pass | null
438503341 | TNB | DISTRIBUTION | WP PUTRAJAYA & CYBERJAYA | Existing | VPTJ/PCE/J00375/MB1 | 310425312 | 11 kV | NO | RMU | PE 7.14 ELECTRIC SQC 1 |  |  |  | SCHNEIDER | NE-2iQ |  | Pass | null
438503932 | TNB | DISTRIBUTION | WP PUTRAJAYA & CYBERJAYA | Existing | VPTJ/PCE/J00377/MB1 | 310425309 | 11 kV | NO | RMU | PE 7.15 ELECTRIC SQC 2 |  |  |  | SCHNEIDER | NE-2iQ |  | Pass | null
438504543 | TNB | DISTRIBUTION | WP PUTRAJAYA & CYBERJAYA | Existing | VPTJ/PCE/J00378/MB1 | 310425307 | 11 kV | NO | RMU | PE 9.50 DEPOH VSQC |  |  |  | SCHNEIDER | NE-2iQ |  | Pass | null
438505136 | TNB | DISTRIBUTION | WP PUTRAJAYA & CYBERJAYA | Existing |  |  | 11 kV | NO | RMU | PE 23.30 EAST GARDEN | [6 empty] | Pass | null
438506416 | TNB | DISTRIBUTION | WP PUTRAJAYA & CYBERJAYA | Existing | VCBJ/PCE/J00131/MB1 | 310024037 | 11 kV | NO | RMU | PE 24.40 LAMAN VIEW |  |  |  | INDKOM | INS24 |  | Pass | null
438507545 | TNB | DISTRIBUTION | WP PUTRAJAYA & CYBERJAYA | Existing | VPTJ/PCE/J00388/MB1 | 310213597 | 11 kV | NO | RMU | PE 6.07 BLOK 7 PPA1M (F1) |  |  |  | EPE | N/A |  | Pass | null
438516251 | TNB | DISTRIBUTION | WP PUTRAJAYA & CYBERJAYA | Existing | VPTJ/PCE/J00407/MB1 | 310294509 | 11 kV | NO | RMU | D-PTJ-C16-1074 |  |  |  | LUCY | VRN 2A |  | Pass | null
438516994 | TNB | DISTRIBUTION | WP PUTRAJAYA & CYBERJAYA | Existing | VPTJ/PCE/J00404/MB1 | 310294518 | 11 kV | NO | RMU | D-PTJ-C16-1074 |  |  |  | LUCY | VRN 2A |  | Pass | null
438517591 | TNB | DISTRIBUTION | WP PUTRAJAYA & CYBERJAYA | Existing | VPTJ/PCE/J00405/MB1 | 310294510 | 11 kV | NO | RMU | D-PTJ-C16-1074 |  |  |  | LUCY | VRN 2A |  | Pass | null
438518251 | TNB | DISTRIBUTION | WP PUTRAJAYA & CYBERJAYA | Existing | VPTJ/PCE/J00402/MB1 | 310294514 | 11 kV | NO | RMU | D-PTJ-C15-0944 |  |  |  | LUCY | VRN 2A |  | Pass | null
438518842 | TNB | DISTRIBUTION | WP PUTRAJAYA & CYBERJAYA | Existing | VPTJ/PCE/J00403/MB1 | 310294516 | 11 kV | NO | RMU | D-PTJ-C15-0944 |  |  |  | LUCY | VRN 2A |  | Pass | null
438628368 | TNB | DISTRIBUTION | WP PUTRAJAYA & CYBERJAYA | Existing | VPTJ/PCE/J00389/MB1 | 310213598 | 11 kV | NO | RMU | PE 6.07 BLOK 7 PPA1M (F2) |  |  |  | EPE | N/A |  | Pass | null
438628994 | TNB | DISTRIBUTION | WP PUTRAJAYA & CYBERJAYA | Existing | VPTJ/PCE/J00393/MB1 | 310251082 | 11 kV | NO | RMU | PE 6.11 BLOK 4 PPA1M (F2) |  |  |  | EPE | CCTI |  | Pass | null
438629585 | TNB | DISTRIBUTION | WP PUTRAJAYA & CYBERJAYA | Existing | VPTJ/PCE/J00392/MB1 | 310213599 | 11 kV | NO | RMU | PE 6.11 BLOK 4 PPA1M (F1) |  |  |  | EPE | N/A |  | Pass | null
438630193 | TNB | DISTRIBUTION | WP PUTRAJAYA & CYBERJAYA | Existing | VPTJ/PCE/J00390/MB1 | 310213605 | 11 kV | NO | RMU | PE 6.10 BLOK 6B PPA1M (F1) |  |  |  | EPE | CCTI |  | Pass | null
438630784 | TNB | DISTRIBUTION | WP PUTRAJAYA & CYBERJAYA | Existing | VPTJ/PCE/J00391/MB1 | 310251080 | 11 kV | NO | RMU | PE 6.10 BLOK 6B PPA1M (F2) |  |  |  | EPE | CCTI |  | Pass | null
438631391 | TNB | DISTRIBUTION | WP PUTRAJAYA & CYBERJAYA | Existing | VPTJ/PCE/J00397/MB1 | 310213609 | 11 kV | NO | RMU | PE 6.09 BLOK 6A PPA1M (F2) |  |  |  | EPE | CCTI |  | Pass | null
438631982 | TNB | DISTRIBUTION | WP PUTRAJAYA & CYBERJAYA | Existing | VPTJ/PCE/J00396/MB1 | 310213600 | 11 kV | NO | RMU | PE 6.09 BLOK 6A PPA1M (F1) |  |  |  | EPE | N/A |  | Pass | null
438658354 | TNB | DISTRIBUTION | WP PUTRAJAYA & CYBERJAYA | Existing | VPTJ/PCE/J00394/MB1 | 310213608 | 11 kV | NO | RMU | PE 6.08 BLOK 3 PPA1M (F1) |  |  |  | EPE | SSE-VRN2a |  | Pass | null
438658948 | TNB | DISTRIBUTION | WP PUTRAJAYA & CYBERJAYA | Existing | VPTJ/PCE/J00395/MB1 | 310213602 | 11 kV | NO | RMU | PE 6.08 BLOK 3 PPA1M (F2) |  |  |  | EPE | SSE-VRN2a |  | Pass | null
438659554 | TNB | DISTRIBUTION | WP PUTRAJAYA & CYBERJAYA | Existing | VPTJ/PCE/J00386/MB1 | 309997435 | 11 kV | NO | RMU | PE 6.06 BLOK 5B PPA1M (F1) |  |  |  | EPE | N/A |  | Pass | null
438660150 | TNB | DISTRIBUTION | WP PUTRAJAYA & CYBERJAYA | Existing | VPTJ/PCE/J00387/MB1 | 309997437 | 11 kV | NO | RMU | PE 6.06 BLOK 5B PPA1M (F2) |  |  |  | EPE | N/A |  | Pass | null
438769652 | TNB | DISTRIBUTION | WP PUTRAJAYA & CYBERJAYA | Existing | VCBJ/PCE/J23291/MB1 | 300545693 | 11 kV | NO | RMU | PE 23.29 PERUMAHAN CERIA RESIDENT |  |  |  | INDKOM | INS24 |  | Pass | null
438771613 | TNB | DISTRIBUTION | WP PUTRAJAYA & CYBERJAYA | Existing | VCBJ/PCE/J21441/MB21441 | 310370043 | 11 kV | NO | RMU | PE 21.44 CYBERVILLAGE SERENITY 2 |  |  |  | TAMCO |  |  | Pass | null
439293978 | TNB | DISTRIBUTION | WP PUTRAJAYA & CYBERJAYA | Existing | VCBJ/PCE/J24111/MB24111 | 310360641 | 11 kV | NO | RMU | PE 24.11 SEJATI HOMES 1 |  |  |  | ABB | CCFF |  | Pass | null
441753899 | TNB | DISTRIBUTION | WP PUTRAJAYA & CYBERJAYA | Existing | VPTJ/PCE/J14331/MB14331 | 310338739 | 11 kV | NO | RMU | PE 14.33 PERUMAHAN 14-6 NO 2 (F1) |  |  |  | INDKOM | INS24 |  | Pass | null
441754497 | TNB | DISTRIBUTION | WP PUTRAJAYA & CYBERJAYA | Existing | VPTJ/PCE/J14332/MB14334 | 310338743 | 11 kV | NO | RMU | PE 14.33 PERUMAHAN 14-6 NO 2 (F2) |  |  |  | INDKOM | INS24 |  | Pass | null
441755139 | TNB | DISTRIBUTION | WP PUTRAJAYA & CYBERJAYA | Existing | VPTJ/PCE/J14321/MB14321 | 310338752 | 11 kV | NO | RMU | PE 14.32 PERUMAHAN 14-6 NO 1 (F1) |  |  |  | INDKOM | INS24 |  | Pass | null
441755747 | TNB | DISTRIBUTION | WP PUTRAJAYA & CYBERJAYA | Existing | VPTJ/PCE/J14322/MB14324 | 310338747 | 11 kV | NO | RMU | PE 14.32 PERUMAHAN 14-6 NO 1 (F2) |  |  |  | SCHNEIDER | NE-2iQ |  | Pass | null
441756502 | TNB | DISTRIBUTION | WP PUTRAJAYA & CYBERJAYA | Existing | VCBJ/PCE/J00127/MB1 | 310212579 | 11 kV | NO | RMU | PE 24.37 KANVAS TOWER A |  |  |  | SIEMENS | 8DJH TRRT |  | Pass | null
441757563 | TNB | DISTRIBUTION | WP PUTRAJAYA & CYBERJAYA | Existing | VCBJ/PCE/J00128/MB1 | 310158556 | 11 kV | NO | RMU | PE 24.38 KANVAS TOWER B |  |  |  | INDKOM | ZZTT1D |  | Pass | null
441771393 | TNB | DISTRIBUTION | WP PUTRAJAYA & CYBERJAYA | Existing | VPTJ/PCE/J00383/MB1 | 310159885 | 11 kV | NO | RMU | PE 6.05 BLOK 5A PPA1M (F2) |  |  |  | EPE | CCTI |  | Pass | null
441771986 | TNB | DISTRIBUTION | WP PUTRAJAYA & CYBERJAYA | Existing | VPTJ/PCE/J00382/MB1 | 310159653 | 11 kV | NO | RMU | PE 6.05 BLOK 5A PPA1M (F1) |  |  |  | EPE | CCTI |  | Pass | null
441772585 | TNB | DISTRIBUTION | WP PUTRAJAYA & CYBERJAYA | Existing | VPTJ/PCE/J00381/MB1 | 310213610 | 11 kV | NO | RMU | PE 6.04 BLOK 1 PPA1M (F2) |  |  |  | EPE | CCTI |  | Pass | null
441773178 | TNB | DISTRIBUTION | WP PUTRAJAYA & CYBERJAYA | Existing | VPTJ/PCE/J00380/MB1 | 310213607 | 11 kV | NO | RMU | PE 6.04 BLOK 1 PPA1M (F1) |  |  |  | EPE | CCTI |  | Pass | null
441774087 | TNB | DISTRIBUTION | WP PUTRAJAYA & CYBERJAYA | Existing | VPTJ/PCE/J16321/MB16321 | 310471639 | 11 kV | NO | RMU | PE 16.32 TEMP PPA1M P16D |  |  |  | SCHNEIDER | NE-2iQ |  | Pass | null
441784475 | TNB | DISTRIBUTION | WP PUTRAJAYA & CYBERJAYA | Existing | VCBJ/PCE/J23261/MB23261 | 310425257 | 11 kV | NO | RMU | PE 23.26 V RESIDENCE |  |  |  | SIEMENS | 8DJH TRRT |  | Pass | null
441785539 | TNB | DISTRIBUTION | WP PUTRAJAYA & CYBERJAYA | Existing | VCBJ/PCE/J23271/MB23271 | 310425266 | 11 kV | NO | RMU | PE 23.27 V RESIDENCE 1 |  |  |  | SUN SYSTEM ENG | VRN 2A |  | Pass | null
441786867 | TNB | DISTRIBUTION | WP PUTRAJAYA & CYBERJAYA | Existing | VCBJ/PCE/J00133/MB1 | 310158581 | 11 kV | NO | RMU | PE 24.41 MAGIC VILLAGE |  |  |  | LUCY | VRN 2A |  | Pass | null
441788324 | TNB | DISTRIBUTION | WP PUTRAJAYA & CYBERJAYA | Existing | VPTJ/PCE/J01681/MB01681 | 310372353 | 11 kV | NO | RMU | PE 1.68 TEMP PLOT Z1 & Z2 |  |  |  | TAMCO | NA |  | Pass | null
441789822 | TNB | DISTRIBUTION | WP PUTRAJAYA & CYBERJAYA | Existing | VPTJ/PCE/J11641/MB11641 | 300281093 | 11 kV | NO | RMU | PE 11.64 ZON 10A (F1) |  |  |  | TAMCO | GR1-21-1D-08301 | 21/07/2009 | Pass | null
441790409 | TNB | DISTRIBUTION | WP PUTRAJAYA & CYBERJAYA | Existing | VPTJ/PCE/J11642/MB11644 | 300454762 | 11 kV | NO | RMU | PE 11.64 ZON 10A (F2) |  |  |  | TAMCO | GR1-21-1D-08308 |  | Pass | null
441791136 | TNB | DISTRIBUTION | WP PUTRAJAYA & CYBERJAYA | Existing | VPTJ/PCE/J11651/MB11651 | 300451360 | 11 kV | NO | RMU | PE 11.65 ZON 10A2 (F1) |  |  |  | INDKOM | ZZT |  | Pass | null
441791723 | TNB | DISTRIBUTION | WP PUTRAJAYA & CYBERJAYA | Existing | VPTJ/PCE/J11652/MB11654 | 300281094 | 11 kV | NO | RMU | PE 11.65 ZON 10A2 (F2) |  |  |  | INDKOM | ZZT | 13/08/2009 | Pass | null
442192389 | TNB | DISTRIBUTION | WP PUTRAJAYA & CYBERJAYA | Existing | VCBJ/PCE/J00139/MB1 | 310386607 | 11 kV | NO | RMU | D-CBJ-C15-0468 |  |  |  | INDKOM | INS24 |  | Pass | null
442193447 | TNB | DISTRIBUTION | WP PUTRAJAYA & CYBERJAYA | Existing | VCBJ/PCE/J00140/MB1 | 310341678 | 11 kV | NO | RMU | D-CBJ-C15-0468 |  |  |  | TAMCO | SF6 RMU GR1 |  | Pass | null
442380968 | TNB | DISTRIBUTION | WP PUTRAJAYA & CYBERJAYA | Existing |  |  | 11 kV | NO | RMU | D-CBJ-C16-0575 | [6 empty] | Pass | null
445081749 | TNB | DISTRIBUTION | WP PUTRAJAYA & CYBERJAYA | Existing | VCBJ/PCE/J00152 |  |  | NO |  | D-CBJ-C16-0439 | [6 empty] | Fail | Please check "Operating Voltage"
445082380 | TNB | DISTRIBUTION | WP PUTRAJAYA & CYBERJAYA | Existing |  |  |  | NO |  | PE 24.45 CERIA CONDO B | [6 empty] | Fail | Please check "Operating Voltage"
445083452 | TNB | DISTRIBUTION | WP PUTRAJAYA & CYBERJAYA | Existing |  |  |  | NO |  | PE 24.44 CERIA CONDO A | [6 empty] | Fail | Please check "Operating Voltage"
445085180 | TNB | DISTRIBUTION | WP PUTRAJAYA & CYBERJAYA | Existing |  |  |  | NO |  | D-CBJ-C15-0497 | [6 empty] | Fail | Please check "Operating Voltage"
445240625 | TNB | DISTRIBUTION | WP PUTRAJAYA & CYBERJAYA | Existing |  |  |  | NO |  | D-CBJ-C16-0532 | [6 empty] | Fail | Please check "Operating Voltage"
446099427 | TNB | DISTRIBUTION | WP PUTRAJAYA & CYBERJAYA | Existing |  |  | 11 kV | NO | RMU | [7 empty] | Pass | null
446103345 | TNB | DISTRIBUTION | WP PUTRAJAYA & CYBERJAYA | Existing |  |  | 11 kV | NO | RMU | D-CBJ-C16-0566 | [6 empty] | Pass | null
453920771 | TNB | DISTRIBUTION | WP PUTRAJAYA & CYBERJAYA | Existing |  |  | 11 kV | NO | RMU | PE 24.06 SYMPHONY HILLS 1 | [6 empty] | Pass | null
454502785 | TNB | DISTRIBUTION | WP PUTRAJAYA & CYBERJAYA | Existing |  |  |  | NO |  | D-CBJ-C15-0506 | [6 empty] | Fail | Please check "Operating Voltage"
455818683 | TNB | DISTRIBUTION | WP PUTRAJAYA & CYBERJAYA | Existing | VPTJ/PCE/J14092/MB14094 | 300455138 | 11 kV | NO | RMU | PE 14.09 PERUMAHAN 14-4 (F2) |  |  | SCHNEIDER |  | RM6 |  | Pass | null
457165065 | TNB | DISTRIBUTION | WP PUTRAJAYA & CYBERJAYA | Existing |  |  | 11 kV | NO | RMU | [7 empty] | Pass | null