## LVDB-FP
Id | Owner Type | Owner Name | Operational Area | Status | ERMS Functional Location | ERMS Equipment No | Structure | Design | Distribution PE | LVDB/FP Location | Label | ERMS System Status | ERMS User Status | Manufacturer | Manufacturer [Old] | Serial Number | LVDB/FP Rating | Date Commissioned | Description | Remarks | Structure Nodes
4745610 | TNB | DISTRIBUTION | WP PUTRAJAYA & CYBERJAYA | Existing |  |  | LVDB | FP 1600 A - 2 in 8 out (PE) | PE 14.05 | OUTDOOR |  |  |  |  | INDKOM |  | 1600.000 A |  |  |  | 4
4745719 | TNB | DISTRIBUTION | WP PUTRAJAYA & CYBERJAYA | Existing |  |  | LVDB | FP 1600 A - 2 in 8 out (PE) | PE 14.05 | INDOOR |  |  |  |  | INDKOM |  | 1600.000 A |  |  |  | 5
6363716 | TNB | DISTRIBUTION | WP PUTRAJAYA & CYBERJAYA | Existing |  |  | FEEDER PILLAR | FP 800 A - 2 in 5 out |  | OUTDOOR | FP SITE OFFICE SRI BINARAYA |  |  |  | Unknown |  |  | 1970-01-01 |  |  | 1
6424134 | TNB | DISTRIBUTION | WP PUTRAJAYA & CYBERJAYA | Existing |  |  | LVDB | LVDB 1600 A - 2 in 8 out | PE 8.30 | INDOOR | [6 empty] | 1600.000 A | 1970-01-01 |  |  | 4
6424407 | TNB | DISTRIBUTION | WP PUTRAJAYA & CYBERJAYA | Existing |  |  | LVDB | LVDB 1600 A - 2 in 8 out | PE 8.30 | INDOOR | [6 empty] | 1600.000 A | 1970-01-01 |  |  | 4
6453888 | TNB | DISTRIBUTION | WP PUTRAJAYA & CYBERJAYA | Existing |  |  | FEEDER PILLAR | FP 800 A - 2 in 5 out |  | OUTDOOR | LOT 143 |  |  |  | Unknown |  |  | 1970-01-01 |  |  | 0
7007814 | TNB | DISTRIBUTION | WP PUTRAJAYA & CYBERJAYA | Existing |  |  | FEEDER PILLAR | FP 800 A - 2 in 5 out |  | OUTDOOR |  |  |  |  | Unknown |  |  | 1970-01-01 |  |  | 0
7007815 | TNB | DISTRIBUTION | WP PUTRAJAYA & CYBERJAYA | Existing |  |  | FEEDER PILLAR | FP 800 A - 2 in 5 out |  | OUTDOOR | FP 65 |  |  |  | Unknown |  |  | 1970-01-01 |  |  | 0
8188678 | TNB | DISTRIBUTION | WP PUTRAJAYA & CYBERJAYA | Existing |  |  | FEEDER PILLAR | FP 1600 A - 2 in 8 out |  | OUTDOOR | FP PURCON SDN BHD |  |  |  | Unknown | [5 empty] | 0
8519302 | TNB | DISTRIBUTION | WP PUTRAJAYA & CYBERJAYA | Existing |  |  | FEEDER PILLAR | FP 800 A - 2 in 5 out |  | OUTDOOR |  |  |  |  | Unknown | [5 empty] | 0
8519303 | TNB | DISTRIBUTION | WP PUTRAJAYA & CYBERJAYA | Existing |  |  | FEEDER PILLAR | FP 800 A - 2 in 5 out |  | OUTDOOR |  |  |  |  | Unknown | [5 empty] | 0
10477360 | TNB | DISTRIBUTION | WP PUTRAJAYA & CYBERJAYA | Existing |  |  | MINI FEEDER PILLAR | MINI FP 400 A - 2 in 6 out |  | OUTDOOR | TNB FP3 |  |  |  | Unknown |  |  |  |  | TNB FP1 | 0
11104284 | TNB | DISTRIBUTION | WP PUTRAJAYA & CYBERJAYA | Existing |  |  | FEEDER PILLAR | FP 800 A - 2 in 5 out |  | OUTDOOR |  |  |  |  | Unknown | [5 empty] | 0
15475702 | TNB | DISTRIBUTION | WP PUTRAJAYA & CYBERJAYA | Existing |  |  | LVDB | LVDB 1600 A - 2 in 8 out |  | INDOOR |  |  |  |  | Unknown | [5 empty] | 4
15608778 | TNB | DISTRIBUTION | WP PUTRAJAYA & CYBERJAYA | Existing |  |  | FEEDER PILLAR | FP 800 A - 2 in 5 out |  | OUTDOOR | N/A | [8 empty] | PANEL LAMPU AWAMNO.METER KM045015 | 0
15608780 | TNB | DISTRIBUTION | WP PUTRAJAYA & CYBERJAYA | Existing |  |  | TNB S/L PANEL BOX | FP 800 A - 2 in 5 out |  | OUTDOOR | N/A | [8 empty] | SN 666/3602/99AMP.100AK02005291 | 0
15608785 | TNB | DISTRIBUTION | WP PUTRAJAYA & CYBERJAYA | Existing |  |  | FEEDER PILLAR | FP 800 A - 2 in 5 out |  | OUTDOOR | FP1 800A | [5 empty] | 800.000 A |  |  | SN FP9703-0111 | 0
15608786 | TNB | DISTRIBUTION | WP PUTRAJAYA & CYBERJAYA | Existing |  |  | FEEDER PILLAR | FP 800 A - 2 in 5 out |  | OUTDOOR | FP2 800A | [5 empty] | 800.000 A |  |  | SN FP9703-0112 | 0
15614181 | TNB | DISTRIBUTION | WP PUTRAJAYA & CYBERJAYA | Existing |  |  | TNB S/L PANEL BOX | MINI FP 400 A - 2 in 6 out |  | OUTDOOR | N/A | [8 empty] | BS 5685 | 0
15620036 | TNB | DISTRIBUTION | WP PUTRAJAYA & CYBERJAYA | Existing |  |  | FEEDER PILLAR | FP 800 A - 2 in 5 out |  | OUTDOOR | MINI FP E39 BLOK E | [5 empty] | 400.000 A |  |  | DB/2EK032125439 | 0
15620037 | TNB | DISTRIBUTION | WP PUTRAJAYA & CYBERJAYA | Existing |  |  | MINI FEEDER PILLAR | MINI FP 400 A - 2 in 6 out |  | OUTDOOR | N/A | [5 empty] | 400.000 A |  |  | MA032089623 | 0
15620038 | TNB | DISTRIBUTION | WP PUTRAJAYA & CYBERJAYA | Existing |  |  | MINI FEEDER PILLAR | MINI FP 400 A - 2 in 6 out |  | OUTDOOR | N/A | [5 empty] | 400.000 A |  |  | MA032089624 | 0
15620042 | TNB | DISTRIBUTION | WP PUTRAJAYA & CYBERJAYA | Existing |  |  | FEEDER PILLAR | FP 1600 A - 2 in 8 out |  | OUTDOOR | N/A | [8 empty] | LOJI KUMBAHAN CONTROL PANEL | 0
15620043 | TNB | DISTRIBUTION | WP PUTRAJAYA & CYBERJAYA | Existing |  |  | FEEDER PILLAR | FP 1600 A - 2 in 8 out |  | OUTDOOR | N/A | [8 empty] | CONTROL PANEL | 0
15620049 | TNB | DISTRIBUTION | WP PUTRAJAYA & CYBERJAYA | Existing |  |  | MINI FEEDER PILLAR | MINI FP 400 A - 2 in 6 out |  | OUTDOOR | N/A | [8 empty] | NO FP TP DLM REF ADEE-65-A - E-66-B | 0
15620066 | TNB | DISTRIBUTION | WP PUTRAJAYA & CYBERJAYA | Existing |  |  | FEEDER PILLAR | FP 800 A - 2 in 5 out |  | OUTDOOR | N/A | [8 empty] | TRAFFIC LIGHT PANEL | 0
15620067 | TNB | DISTRIBUTION | WP PUTRAJAYA & CYBERJAYA | Existing |  |  | FEEDER PILLAR | FP 800 A - 2 in 5 out |  | OUTDOOR | FEEDER PILLAR CL 4 | [9 empty] | 0
15620068 | TNB | DISTRIBUTION | WP PUTRAJAYA & CYBERJAYA | Existing |  |  | FEEDER PILLAR | FP 800 A - 2 in 5 out |  | OUTDOOR | STREET LIGHT PANEL 10 | [9 empty] | 5
15620069 | TNB | DISTRIBUTION | WP PUTRAJAYA & CYBERJAYA | Existing |  |  | FEEDER PILLAR | FP 800 A - 2 in 5 out |  | OUTDOOR | TL PANEL | [8 empty] | TRAFFIC LIGHT PANELPERSIARAN CERIA | 0
15623336 | TNB | DISTRIBUTION | WP PUTRAJAYA & CYBERJAYA | Existing |  |  | FEEDER PILLAR | FP 800 A - 2 in 5 out |  | OUTDOOR | N/A | [8 empty] | K02000160 | 0
15647446 | TNB | DISTRIBUTION | WP PUTRAJAYA & CYBERJAYA | Existing |  |  | MINI FEEDER PILLAR | MINI FP 400 A - 2 in 6 out |  | OUTDOOR | [10 empty] | 0
15651654 | TNB | DISTRIBUTION | WP PUTRAJAYA & CYBERJAYA | Existing |  |  | FEEDER PILLAR | FP 800 A - 2 in 5 out |  | OUTDOOR | MFP-M2 | [8 empty] | BARU | 0
15664551 | TNB | DISTRIBUTION | WP PUTRAJAYA & CYBERJAYA | Existing |  |  | FEEDER PILLAR | FP 800 A - 2 in 5 out |  | OUTDOOR | N/A | [8 empty] | KM9945412 | 1
15664555 | TNB | DISTRIBUTION | WP PUTRAJAYA & CYBERJAYA | Existing |  |  | FEEDER PILLAR | FP 800 A - 2 in 5 out |  | OUTDOOR | N/A | [8 empty] | N/A-BARU | 0
15664556 | TNB | DISTRIBUTION | WP PUTRAJAYA & CYBERJAYA | Existing |  |  | FEEDER PILLAR | FP 1600 A - 2 in 8 out |  | OUTDOOR | N/A | [8 empty] | FP-B (PERBADANAN PUTRAJAYA) | 0
15664557 | TNB | DISTRIBUTION | WP PUTRAJAYA & CYBERJAYA | Existing |  |  | FEEDER PILLAR | FP 1600 A - 2 in 8 out |  | OUTDOOR | FP-L2/EL2 | [8 empty] | FP-L2/EL2 | 0
15664558 | TNB | DISTRIBUTION | WP PUTRAJAYA & CYBERJAYA | Existing |  |  | FEEDER PILLAR | FP 800 A - 2 in 5 out |  | OUTDOOR | N/A | [8 empty] | FP-/WP3GANTI MANHOLE MWP009 | 0
15664559 | TNB | DISTRIBUTION | WP PUTRAJAYA & CYBERJAYA | Existing |  |  | FEEDER PILLAR | FP 800 A - 2 in 5 out |  | OUTDOOR | N/A | [8 empty] | GANTI MANHOLE BV 4 | 0
15664560 | TNB | DISTRIBUTION | WP PUTRAJAYA & CYBERJAYA | Existing |  |  | FEEDER PILLAR | FP 800 A - 2 in 5 out |  | OUTDOOR | N/A | [8 empty] | LAMPU AWAM FP2GANTI MANHOLE BV | 0
15664561 | TNB | DISTRIBUTION | WP PUTRAJAYA & CYBERJAYA | Existing |  |  | FEEDER PILLAR | FP 800 A - 2 in 5 out |  | OUTDOOR | N/A | [9 empty] | 2
15664562 | TNB | DISTRIBUTION | WP PUTRAJAYA & CYBERJAYA | Existing |  |  | FEEDER PILLAR | FP 800 A - 2 in 5 out |  | OUTDOOR | N/A | [8 empty] | LINEAR PARK 3 FP NO.1 | 0
15664563 | TNB | DISTRIBUTION | WP PUTRAJAYA & CYBERJAYA | Existing |  |  | FEEDER PILLAR | MINI FP 400 A - 2 in 6 out |  | OUTDOOR | N/A | [8 empty] | LINEAR PARK 3 FP NO.2-BARU | 6
15664564 | TNB | DISTRIBUTION | WP PUTRAJAYA & CYBERJAYA | Existing |  |  | FEEDER PILLAR | FP 800 A - 2 in 5 out |  | OUTDOOR | N/A | [8 empty] | 100AMP SL | 15
15664565 | TNB | DISTRIBUTION | WP PUTRAJAYA & CYBERJAYA | Existing |  |  | FEEDER PILLAR | FP 800 A - 2 in 5 out |  | OUTDOOR | N/A | [8 empty] | LAMAN PERDANA FP NO.2 | 1
15664566 | TNB | DISTRIBUTION | WP PUTRAJAYA & CYBERJAYA | Existing |  |  | FEEDER PILLAR | FP 800 A - 2 in 5 out |  | OUTDOOR | N/A | [8 empty] | LAMAN PERDANA FP NO.1 | 0
15664567 | TNB | DISTRIBUTION | WP PUTRAJAYA & CYBERJAYA | Existing |  |  | FEEDER PILLAR | FP 800 A - 2 in 5 out |  | OUTDOOR | N/A | [9 empty] | 2
15664568 | TNB | DISTRIBUTION | WP PUTRAJAYA & CYBERJAYA | Existing |  |  | FEEDER PILLAR | FP 1600 A - 2 in 8 out |  | OUTDOOR | N/A | [8 empty] | SLFP-N | 0
15664569 | TNB | DISTRIBUTION | WP PUTRAJAYA & CYBERJAYA | Existing |  |  | FEEDER PILLAR | FP 800 A - 2 in 5 out |  | OUTDOOR | N/A | [8 empty] | FP-SL1 | 2
15669402 | TNB | DISTRIBUTION | WP PUTRAJAYA & CYBERJAYA | Existing |  |  | FEEDER PILLAR | FP 800 A - 2 in 5 out |  | OUTDOOR | N/A | [5 empty] | 800.000 A |  |  | DLM BOUNDARY PE TAK BOLE MASUK | 1
15669411 | TNB | DISTRIBUTION | WP PUTRAJAYA & CYBERJAYA | Existing |  |  | MINI FEEDER PILLAR | MINI FP 400 A - 2 in 6 out |  | OUTDOOR | FP 3C | [5 empty] | 400.000 A |  |  | M0699 | 1
15669413 | TNB | DISTRIBUTION | WP PUTRAJAYA & CYBERJAYA | Existing |  |  | MINI FEEDER PILLAR | MINI FP 400 A - 2 in 6 out |  | OUTDOOR | N/A | [5 empty] | 400.000 A |  |  | M2969 | 0
15669414 | TNB | DISTRIBUTION | WP PUTRAJAYA & CYBERJAYA | Existing |  |  | MINI FEEDER PILLAR | MINI FP 400 A - 2 in 6 out |  | OUTDOOR | N/A | [5 empty] | 400.000 A |  |  | M2697 | 0
15669415 | TNB | DISTRIBUTION | WP PUTRAJAYA & CYBERJAYA | Existing |  |  | MINI FEEDER PILLAR | MINI FP 400 A - 2 in 6 out |  | OUTDOOR | N/A | [5 empty] | 400.000 A |  |  | M0662 | 0
15669416 | TNB | DISTRIBUTION | WP PUTRAJAYA & CYBERJAYA | Existing |  |  | MINI FEEDER PILLAR | MINI FP 400 A - 2 in 6 out |  | OUTDOOR | N/A | [5 empty] | 400.000 A |  |  | M4975 | 0
15669418 | TNB | DISTRIBUTION | WP PUTRAJAYA & CYBERJAYA | Existing |  |  | MINI FEEDER PILLAR | MINI FP 400 A - 2 in 6 out |  | OUTDOOR | N/A | [5 empty] | 400.000 A |  |  | 2019 | 0
15669419 | TNB | DISTRIBUTION | WP PUTRAJAYA & CYBERJAYA | Existing |  |  | MINI FEEDER PILLAR | MINI FP 400 A - 2 in 6 out |  | OUTDOOR | N/A | [5 empty] | 400.000 A |  |  | M0683 | 0
15669421 | TNB | DISTRIBUTION | WP PUTRAJAYA & CYBERJAYA | Existing |  |  | MINI FEEDER PILLAR | MINI FP 400 A - 2 in 6 out |  | OUTDOOR | N/A | [5 empty] | 400.000 A |  |  | M0833 | 0
15669422 | TNB | DISTRIBUTION | WP PUTRAJAYA & CYBERJAYA | Existing |  |  | MINI FEEDER PILLAR | MINI FP 400 A - 2 in 6 out |  | OUTDOOR | N/A | [5 empty] | 400.000 A |  |  | M0805 | 0
15669423 | TNB | DISTRIBUTION | WP PUTRAJAYA & CYBERJAYA | Existing |  |  | MINI FEEDER PILLAR | MINI FP 400 A - 2 in 6 out |  | OUTDOOR | N/A | [5 empty] | 400.000 A |  |  | M0684 | 0
15669424 | TNB | DISTRIBUTION | WP PUTRAJAYA & CYBERJAYA | Existing |  |  | MINI FEEDER PILLAR | MINI FP 400 A - 2 in 6 out |  | OUTDOOR | N/A | [5 empty] | 400.000 A |  |  | 0806 | 0
15669425 | TNB | DISTRIBUTION | WP PUTRAJAYA & CYBERJAYA | Existing |  |  | MINI FEEDER PILLAR | MINI FP 400 A - 2 in 6 out |  | OUTDOOR | N/A | [5 empty] | 400.000 A |  |  | M5204 | 0
15669426 | TNB | DISTRIBUTION | WP PUTRAJAYA & CYBERJAYA | Existing |  |  | MINI FEEDER PILLAR | MINI FP 400 A - 2 in 6 out |  | OUTDOOR | N/A | [5 empty] | 400.000 A |  |  | M6784 | 0
15669427 | TNB | DISTRIBUTION | WP PUTRAJAYA & CYBERJAYA | Existing |  |  | MINI FEEDER PILLAR | MINI FP 400 A - 2 in 6 out |  | OUTDOOR | FP 3E | [5 empty] | 400.000 A |  |  | M5197 | 1
15669428 | TNB | DISTRIBUTION | WP PUTRAJAYA & CYBERJAYA | Existing |  |  | MINI FEEDER PILLAR | MINI FP 400 A - 2 in 6 out |  | OUTDOOR | N/A | [5 empty] | 400.000 A |  |  | MFP5 1067 | 0
15669430 | TNB | DISTRIBUTION | WP PUTRAJAYA & CYBERJAYA | Existing |  |  | MINI FEEDER PILLAR | MINI FP 400 A - 2 in 6 out |  | OUTDOOR | N/A | [5 empty] | 400.000 A |  |  |  | 0
15669431 | TNB | DISTRIBUTION | WP PUTRAJAYA & CYBERJAYA | Existing |  |  | MINI FEEDER PILLAR | MINI FP 400 A - 2 in 6 out |  | OUTDOOR | N/A | [5 empty] | 400.000 A |  |  | MFP5 1058 | 0
15669435 | TNB | DISTRIBUTION | WP PUTRAJAYA & CYBERJAYA | Existing |  |  | MINI FEEDER PILLAR | MINI FP 400 A - 2 in 6 out |  | OUTDOOR | N/A | [5 empty] | 400.000 A |  |  | M5751 | 1
15669436 | TNB | DISTRIBUTION | WP PUTRAJAYA & CYBERJAYA | Existing |  |  | MINI FEEDER PILLAR | MINI FP 400 A - 2 in 6 out |  | OUTDOOR | N/A | [5 empty] | 400.000 A |  |  | M5745 | 5
15669437 | TNB | DISTRIBUTION | WP PUTRAJAYA & CYBERJAYA | Existing |  |  | FEEDER PILLAR | FP 1600 A - 2 in 8 out |  | OUTDOOR | N/A | [5 empty] | 800.000 A |  |  | FP 9703-0354 | 0
15669447 | TNB | DISTRIBUTION | WP PUTRAJAYA & CYBERJAYA | Existing |  |  | MINI FEEDER PILLAR | MINI FP 400 A - 2 in 6 out |  | OUTDOOR | FPA |  |  |  | RMBT |  | 400.000 A |  |  | M5762 | 0
15669460 | TNB | DISTRIBUTION | WP PUTRAJAYA & CYBERJAYA | Existing |  |  | MINI FEEDER PILLAR | MINI FP 400 A - 2 in 6 out |  | OUTDOOR | N/A | [5 empty] | 400.000 A |  |  | M5729 | 0
15675073 | TNB | DISTRIBUTION | WP PUTRAJAYA & CYBERJAYA | Existing |  |  | MINI FEEDER PILLAR | MINI FP 400 A - 2 in 6 out |  | OUTDOOR | N/A | [5 empty] | 800.000 A |  |  | Not Visible at Site | 0
15675117 | TNB | DISTRIBUTION | WP PUTRAJAYA & CYBERJAYA | Existing |  |  | MINI FEEDER PILLAR | MINI FP 400 A - 2 in 6 out |  | OUTDOOR | FP 1 | [5 empty] | 400.000 A |  |  | MFP5-1051 | 0
15675118 | TNB | DISTRIBUTION | WP PUTRAJAYA & CYBERJAYA | Existing |  |  | MINI FEEDER PILLAR | MINI FP 400 A - 2 in 6 out |  | OUTDOOR | FP 2 | [5 empty] | 400.000 A |  |  | MFP5-0146 | 0
15675119 | TNB | DISTRIBUTION | WP PUTRAJAYA & CYBERJAYA | Existing |  |  | MINI FEEDER PILLAR | MINI FP 400 A - 2 in 6 out |  | OUTDOOR | FP 14 | [5 empty] | 400.000 A |  |  | MFP5-1096 | 0
15675120 | TNB | DISTRIBUTION | WP PUTRAJAYA & CYBERJAYA | Existing |  |  | MINI FEEDER PILLAR | MINI FP 400 A - 2 in 6 out |  | OUTDOOR | FP 18 | [5 empty] | 400.000 A |  |  | MFP5-1057 | 0
15675121 | TNB | DISTRIBUTION | WP PUTRAJAYA & CYBERJAYA | Existing |  |  | MINI FEEDER PILLAR | MINI FP 400 A - 2 in 6 out |  | OUTDOOR | FP 2 | [5 empty] | 400.000 A |  |  | MFP5-0145 | 0
15675122 | TNB | DISTRIBUTION | WP PUTRAJAYA & CYBERJAYA | Existing |  |  | MINI FEEDER PILLAR | MINI FP 400 A - 2 in 6 out |  | OUTDOOR | FP 2 | [5 empty] | 400.000 A |  |  | MFP5-0156 | 0
15675123 | TNB | DISTRIBUTION | WP PUTRAJAYA & CYBERJAYA | Existing |  |  | MINI FEEDER PILLAR | MINI FP 400 A - 2 in 6 out |  | OUTDOOR | FP 2 | [5 empty] | 400.000 A |  |  | MFP5-0150 | 0
15675124 | TNB | DISTRIBUTION | WP PUTRAJAYA & CYBERJAYA | Existing |  |  | MINI FEEDER PILLAR | MINI FP 400 A - 2 in 6 out |  | OUTDOOR | FP 1 | [5 empty] | 400.000 A |  |  | MFP5-0148 | 0
15675125 | TNB | DISTRIBUTION | WP PUTRAJAYA & CYBERJAYA | Existing |  |  | MINI FEEDER PILLAR | MINI FP 400 A - 2 in 6 out |  | OUTDOOR | F P 2 | [5 empty] | 400.000 A |  |  | M4993 | 0
15675126 | TNB | DISTRIBUTION | WP PUTRAJAYA & CYBERJAYA | Existing |  |  | MINI FEEDER PILLAR | MINI FP 400 A - 2 in 6 out |  | OUTDOOR | F P 2 | [5 empty] | 400.000 A |  |  | M4988 | 0
15675127 | TNB | DISTRIBUTION | WP PUTRAJAYA & CYBERJAYA | Existing |  |  | MINI FEEDER PILLAR | MINI FP 400 A - 2 in 6 out |  | OUTDOOR | F P 14 | [5 empty] | 400.000 A |  |  | M4977 | 0
15675128 | TNB | DISTRIBUTION | WP PUTRAJAYA & CYBERJAYA | Existing |  |  | MINI FEEDER PILLAR | MINI FP 400 A - 2 in 6 out |  | OUTDOOR | F P 2 | [5 empty] | 400.000 A |  |  | M4991 | 0
15675129 | TNB | DISTRIBUTION | WP PUTRAJAYA & CYBERJAYA | Existing |  |  | MINI FEEDER PILLAR | MINI FP 400 A - 2 in 6 out |  | OUTDOOR | F P 20 | [5 empty] | 400.000 A |  |  | M4981 | 0
15675130 | TNB | DISTRIBUTION | WP PUTRAJAYA & CYBERJAYA | Existing |  |  | MINI FEEDER PILLAR | MINI FP 400 A - 2 in 6 out |  | OUTDOOR | F P 8 | [5 empty] | 400.000 A |  |  | M4972 | 0
15675131 | TNB | DISTRIBUTION | WP PUTRAJAYA & CYBERJAYA | Existing |  |  | MINI FEEDER PILLAR | MINI FP 400 A - 2 in 6 out |  | OUTDOOR | FP 12 | [5 empty] | 400.000 A |  |  | M4984 | 0
15675132 | TNB | DISTRIBUTION | WP PUTRAJAYA & CYBERJAYA | Existing |  |  | MINI FEEDER PILLAR | MINI FP 400 A - 2 in 6 out |  | OUTDOOR | FP12 | [5 empty] | 400.000 A |  |  | 1480 | 0
15675133 | TNB | DISTRIBUTION | WP PUTRAJAYA & CYBERJAYA | Existing |  |  | MINI FEEDER PILLAR | MINI FP 400 A - 2 in 6 out |  | OUTDOOR | FP 14 | [5 empty] | 400.000 A |  |  | 1418 | 0
15675134 | TNB | DISTRIBUTION | WP PUTRAJAYA & CYBERJAYA | Existing |  |  | MINI FEEDER PILLAR | MINI FP 400 A - 2 in 6 out |  | OUTDOOR | FP 11 | [5 empty] | 400.000 A |  |  | 1445 | 0
15675135 | TNB | DISTRIBUTION | WP PUTRAJAYA & CYBERJAYA | Existing |  |  | MINI FEEDER PILLAR | MINI FP 400 A - 2 in 6 out |  | OUTDOOR | FP 8 | [5 empty] | 400.000 A |  |  | 1497 | 0
15675136 | TNB | DISTRIBUTION | WP PUTRAJAYA & CYBERJAYA | Existing |  |  | MINI FEEDER PILLAR | MINI FP 400 A - 2 in 6 out |  | OUTDOOR | FP 19 | [5 empty] | 400.000 A |  |  | 1491 | 0
15675137 | TNB | DISTRIBUTION | WP PUTRAJAYA & CYBERJAYA | Existing |  |  | MINI FEEDER PILLAR | MINI FP 400 A - 2 in 6 out |  | OUTDOOR | FP 12 | [5 empty] | 400.000 A |  |  | 1460 | 0
15675138 | TNB | DISTRIBUTION | WP PUTRAJAYA & CYBERJAYA | Existing |  |  | MINI FEEDER PILLAR | MINI FP 400 A - 2 in 6 out |  | OUTDOOR | FP 2 | [5 empty] | 400.000 A |  |  | 1098 | 0
15675139 | TNB | DISTRIBUTION | WP PUTRAJAYA & CYBERJAYA | Existing |  |  | MINI FEEDER PILLAR | MINI FP 400 A - 2 in 6 out |  | OUTDOOR | FP 1 | [5 empty] | 400.000 A |  |  | 1422 | 0
15675140 | TNB | DISTRIBUTION | WP PUTRAJAYA & CYBERJAYA | Existing |  |  | MINI FEEDER PILLAR | MINI FP 400 A - 2 in 6 out |  | OUTDOOR | FP 1 | [5 empty] | 400.000 A |  |  | 1136 | 0
15675141 | TNB | DISTRIBUTION | WP PUTRAJAYA & CYBERJAYA | Existing |  |  | MINI FEEDER PILLAR | MINI FP 400 A - 2 in 6 out |  | OUTDOOR | FP 2 | [5 empty] | 400.000 A |  |  | 1144 | 0
15675142 | TNB | DISTRIBUTION | WP PUTRAJAYA & CYBERJAYA | Existing |  |  | MINI FEEDER PILLAR | MINI FP 400 A - 2 in 6 out |  | OUTDOOR | FP 7 | [5 empty] | 400.000 A |  |  | 1419 | 0
15675143 | TNB | DISTRIBUTION | WP PUTRAJAYA & CYBERJAYA | Existing |  |  | MINI FEEDER PILLAR | MINI FP 400 A - 2 in 6 out |  | OUTDOOR | FP 22 | [5 empty] | 400.000 A |  |  | M4990 | 0
15675144 | TNB | DISTRIBUTION | WP PUTRAJAYA & CYBERJAYA | Existing |  |  | MINI FEEDER PILLAR | MINI FP 400 A - 2 in 6 out |  | OUTDOOR | FP 23 | [5 empty] | 400.000 A |  |  | M4992 | 0
15675145 | TNB | DISTRIBUTION | WP PUTRAJAYA & CYBERJAYA | Existing |  |  | MINI FEEDER PILLAR | MINI FP 400 A - 2 in 6 out |  | OUTDOOR | FP 52 | [5 empty] | 400.000 A |  |  | M4978 | 0
15675146 | TNB | DISTRIBUTION | WP PUTRAJAYA & CYBERJAYA | Existing |  |  | MINI FEEDER PILLAR | MINI FP 400 A - 2 in 6 out |  | OUTDOOR | FP 54 | [5 empty] | 400.000 A |  |  | M4997 | 0
15675147 | TNB | DISTRIBUTION | WP PUTRAJAYA & CYBERJAYA | Existing |  |  | MINI FEEDER PILLAR | MINI FP 400 A - 2 in 6 out |  | OUTDOOR | FP 1 | [5 empty] | 400.000 A |  |  | 0710 | 0
15675148 | TNB | DISTRIBUTION | WP PUTRAJAYA & CYBERJAYA | Existing |  |  | MINI FEEDER PILLAR | MINI FP 400 A - 2 in 6 out |  | OUTDOOR | FP 2 | [5 empty] | 400.000 A |  |  | 0682 | 0
15675149 | TNB | DISTRIBUTION | WP PUTRAJAYA & CYBERJAYA | Existing |  |  | MINI FEEDER PILLAR | MINI FP 400 A - 2 in 6 out |  | OUTDOOR | FP 4 | [5 empty] | 400.000 A |  |  | 0729 | 0
15675150 | TNB | DISTRIBUTION | WP PUTRAJAYA & CYBERJAYA | Existing |  |  | MINI FEEDER PILLAR | MINI FP 400 A - 2 in 6 out |  | OUTDOOR | FP 5 | [5 empty] | 400.000 A |  |  | 0416 | 0
15675151 | TNB | DISTRIBUTION | WP PUTRAJAYA & CYBERJAYA | Existing |  |  | MINI FEEDER PILLAR | MINI FP 400 A - 2 in 6 out |  | OUTDOOR | FP 3 | [5 empty] | 400.000 A |  |  | 1075 | 0
15675152 | TNB | DISTRIBUTION | WP PUTRAJAYA & CYBERJAYA | Existing |  |  | MINI FEEDER PILLAR | MINI FP 400 A - 2 in 6 out |  | OUTDOOR | FP 11 | [5 empty] | 400.000 A |  |  | 0739 | 0
15675153 | TNB | DISTRIBUTION | WP PUTRAJAYA & CYBERJAYA | Existing |  |  | MINI FEEDER PILLAR | MINI FP 400 A - 2 in 6 out |  | OUTDOOR | FP 10 | [5 empty] | 400.000 A |  |  | 0408 | 0
15675154 | TNB | DISTRIBUTION | WP PUTRAJAYA & CYBERJAYA | Existing |  |  | MINI FEEDER PILLAR | MINI FP 400 A - 2 in 6 out |  | OUTDOOR | FP 9 | [5 empty] | 400.000 A |  |  | 0969 | 0
15675155 | TNB | DISTRIBUTION | WP PUTRAJAYA & CYBERJAYA | Existing |  |  | MINI FEEDER PILLAR | MINI FP 400 A - 2 in 6 out |  | OUTDOOR | FP 8 | [5 empty] | 400.000 A |  |  | 1316 | 0
15675156 | TNB | DISTRIBUTION | WP PUTRAJAYA & CYBERJAYA | Existing |  |  | MINI FEEDER PILLAR | MINI FP 400 A - 2 in 6 out |  | OUTDOOR | FP 7 | [5 empty] | 400.000 A |  |  | 1017 | 0
15675157 | TNB | DISTRIBUTION | WP PUTRAJAYA & CYBERJAYA | Existing |  |  | MINI FEEDER PILLAR | MINI FP 400 A - 2 in 6 out |  | OUTDOOR | FP 6 | [5 empty] | 400.000 A |  |  | 0971 | 0
15675158 | TNB | DISTRIBUTION | WP PUTRAJAYA & CYBERJAYA | Existing |  |  | MINI FEEDER PILLAR | MINI FP 400 A - 2 in 6 out |  | OUTDOOR | FP12 | [5 empty] | 400.000 A |  |  | 0685 | 0
15678668 | TNB | DISTRIBUTION | WP PUTRAJAYA & CYBERJAYA | Existing |  |  | FEEDER PILLAR | FP 800 A - 2 in 5 out |  | OUTDOOR | FP 16 JL18C 1/1 | [5 empty] | 400.000 A |  |  |  | 0
15678669 | TNB | DISTRIBUTION | WP PUTRAJAYA & CYBERJAYA | Existing |  |  | FEEDER PILLAR | FP 800 A - 2 in 5 out |  | OUTDOOR | FP 43 JL18C 1/4 | [5 empty] | 400.000 A |  |  |  | 0
15678670 | TNB | DISTRIBUTION | WP PUTRAJAYA & CYBERJAYA | Existing |  |  | FEEDER PILLAR | FP 800 A - 2 in 5 out |  | OUTDOOR | FP 23 JLP18C 1/5 | [5 empty] | 400.000 A |  |  |  | 0
15678671 | TNB | DISTRIBUTION | WP PUTRAJAYA & CYBERJAYA | Existing |  |  | FEEDER PILLAR | FP 800 A - 2 in 5 out |  | OUTDOOR | FP1 JL18C 1/4 | [5 empty] | 400.000 A |  |  |  | 0
15678672 | TNB | DISTRIBUTION | WP PUTRAJAYA & CYBERJAYA | Existing |  |  | FEEDER PILLAR | FP 800 A - 2 in 5 out |  | OUTDOOR | FP21 P18c 1/1 | [5 empty] | 400.000 A |  |  |  | 0
15678673 | TNB | DISTRIBUTION | WP PUTRAJAYA & CYBERJAYA | Existing |  |  | FEEDER PILLAR | FP 800 A - 2 in 5 out |  | OUTDOOR | FP JL18C 1/5 | [5 empty] | 400.000 A |  |  |  | 1
15678674 | TNB | DISTRIBUTION | WP PUTRAJAYA & CYBERJAYA | Existing |  |  | FEEDER PILLAR | FP 800 A - 2 in 5 out |  | OUTDOOR | FP 17 JL18C 1/5 | [5 empty] | 400.000 A |  |  |  | 0
15678675 | TNB | DISTRIBUTION | WP PUTRAJAYA & CYBERJAYA | Existing |  |  | FEEDER PILLAR | FP 800 A - 2 in 5 out |  | OUTDOOR | FP47 JL18C 1/5 | [5 empty] | 400.000 A |  |  |  | 0
15678676 | TNB | DISTRIBUTION | WP PUTRAJAYA & CYBERJAYA | Existing |  |  | FEEDER PILLAR | FP 800 A - 2 in 5 out |  | OUTDOOR | FP1 JL18C 1 /3 | [5 empty] | 400.000 A |  |  |  | 0
15678677 | TNB | DISTRIBUTION | WP PUTRAJAYA & CYBERJAYA | Existing |  |  | FEEDER PILLAR | FP 800 A - 2 in 5 out |  | OUTDOOR | FP13 JL18C 1 /3 | [5 empty] | 400.000 A |  |  |  | 0
15678678 | TNB | DISTRIBUTION | WP PUTRAJAYA & CYBERJAYA | Existing |  |  | FEEDER PILLAR | FP 800 A - 2 in 5 out |  | OUTDOOR | FP9 JL18C 1 /1 | [5 empty] | 400.000 A |  |  |  | 0
15678685 | TNB | DISTRIBUTION | WP PUTRAJAYA & CYBERJAYA | Existing |  |  | FEEDER PILLAR | FP 800 A - 2 in 5 out |  | OUTDOOR | FP14 JLN P18H 1/4 | [5 empty] | 400.000 A |  |  |  | 0
15678686 | TNB | DISTRIBUTION | WP PUTRAJAYA & CYBERJAYA | Existing |  |  | FEEDER PILLAR | FP 800 A - 2 in 5 out |  | OUTDOOR | FP2 JLN P18H 1/4 | [5 empty] | 400.000 A |  |  |  | 0
15678687 | TNB | DISTRIBUTION | WP PUTRAJAYA & CYBERJAYA | Existing |  |  | FEEDER PILLAR | FP 800 A - 2 in 5 out |  | OUTDOOR | FP7 JLN P18H 1/4 | [5 empty] | 400.000 A |  |  |  | 0
15678688 | TNB | DISTRIBUTION | WP PUTRAJAYA & CYBERJAYA | Existing |  |  | FEEDER PILLAR | FP 800 A - 2 in 5 out |  | OUTDOOR | FP13 JLN P18H 1/4 | [5 empty] | 400.000 A |  |  |  | 0
15678689 | TNB | DISTRIBUTION | WP PUTRAJAYA & CYBERJAYA | Existing |  |  | FEEDER PILLAR | FP 800 A - 2 in 5 out |  | OUTDOOR | FP48 JLN P18H 1/5 | [5 empty] | 400.000 A |  |  |  | 0
15678690 | TNB | DISTRIBUTION | WP PUTRAJAYA & CYBERJAYA | Existing |  |  | FEEDER PILLAR | FP 800 A - 2 in 5 out |  | OUTDOOR | FP10 JLN P18H 1/5 | [5 empty] | 400.000 A |  |  |  | 0
15678691 | TNB | DISTRIBUTION | WP PUTRAJAYA & CYBERJAYA | Existing |  |  | FEEDER PILLAR | FP 800 A - 2 in 5 out |  | OUTDOOR | FP26 JLN P18H 1/5 | [5 empty] | 400.000 A |  |  |  | 0
15678692 | TNB | DISTRIBUTION | WP PUTRAJAYA & CYBERJAYA | Existing |  |  | FEEDER PILLAR | FP 800 A - 2 in 5 out |  | OUTDOOR | FP2 JLN P18H 1/5 | [5 empty] | 400.000 A |  |  |  | 0
15678693 | TNB | DISTRIBUTION | WP PUTRAJAYA & CYBERJAYA | Existing |  |  | FEEDER PILLAR | FP 800 A - 2 in 5 out |  | OUTDOOR | FP1 JLN P18H 1/3 | [5 empty] | 400.000 A |  |  |  | 0
15678694 | TNB | DISTRIBUTION | WP PUTRAJAYA & CYBERJAYA | Existing |  |  | FEEDER PILLAR | FP 800 A - 2 in 5 out |  | OUTDOOR | FP2 JLN P18H 1/3 | [5 empty] | 400.000 A |  |  |  | 0
15678695 | TNB | DISTRIBUTION | WP PUTRAJAYA & CYBERJAYA | Existing |  |  | FEEDER PILLAR | FP 800 A - 2 in 5 out |  | OUTDOOR | FP1 JLN P18H 1/2 | [5 empty] | 400.000 A |  |  |  | 0
15678696 | TNB | DISTRIBUTION | WP PUTRAJAYA & CYBERJAYA | Existing |  |  | FEEDER PILLAR | FP 800 A - 2 in 5 out |  | OUTDOOR | FP13 JLN P18H 1/2 | [5 empty] | 400.000 A |  |  |  | 0
15678698 | TNB | DISTRIBUTION | WP PUTRAJAYA & CYBERJAYA | Existing |  |  | FEEDER PILLAR | FP 800 A - 2 in 5 out |  | OUTDOOR | FP 2 JLP18C 1/1 | [5 empty] | 400.000 A |  |  |  | 0
15704279 | TNB | DISTRIBUTION | WP PUTRAJAYA & CYBERJAYA | Existing |  |  | FEEDER PILLAR | FP 800 A - 2 in 5 out |  | OUTDOOR | PPE 5.08 | [5 empty] | 800.000 A |  |  | SN FP9609-0343 | 4
15704281 | TNB | DISTRIBUTION | WP PUTRAJAYA & CYBERJAYA | Existing |  |  | MINI FEEDER PILLAR | MINI FP 400 A - 2 in 6 out |  | OUTDOOR | N/A | [5 empty] | 400.000 A |  |  | SN 2000-467 | 2
15709053 | TNB | DISTRIBUTION | WP PUTRAJAYA & CYBERJAYA | Existing |  |  | FEEDER PILLAR | FP 800 A - 2 in 5 out |  | OUTDOOR | FP MENARA PEMANCAR | [9 empty] | 0
15709055 | TNB | DISTRIBUTION | WP PUTRAJAYA & CYBERJAYA | Existing |  |  | FEEDER PILLAR | FP 800 A - 2 in 5 out |  | OUTDOOR | N/A | [5 empty] | 800.000 A |  |  |  | 0
15709056 | TNB | DISTRIBUTION | WP PUTRAJAYA & CYBERJAYA | Existing |  |  | FEEDER PILLAR | FP 800 A - 2 in 5 out |  | OUTDOOR | N/A | [5 empty] | 800.000 A |  |  | S.NO 9894 | 0
15709057 | TNB | DISTRIBUTION | WP PUTRAJAYA & CYBERJAYA | Existing |  |  | FEEDER PILLAR | FP 800 A - 2 in 5 out |  | OUTDOOR | N/A | [5 empty] | 1600.000 A |  |  | S.NO 719 | 0
15709060 | TNB | DISTRIBUTION | WP PUTRAJAYA & CYBERJAYA | Existing |  |  | FEEDER PILLAR | FP 800 A - 2 in 5 out |  | OUTDOOR | FP CH 2-2 | [9 empty] | 0
15709061 | TNB | DISTRIBUTION | WP PUTRAJAYA & CYBERJAYA | Existing |  |  | FEEDER PILLAR | FP 800 A - 2 in 5 out |  | OUTDOOR | N/A | [9 empty] | 0
15715324 | TNB | DISTRIBUTION | WP PUTRAJAYA & CYBERJAYA | Existing |  |  | MINI FEEDER PILLAR | MINI FP 400 A - 2 in 6 out |  | OUTDOOR | FP 26 JLN PA8/1 | [5 empty] | 400.000 A |  |  | SN 0799 | 0
15715325 | TNB | DISTRIBUTION | WP PUTRAJAYA & CYBERJAYA | Existing |  |  | MINI FEEDER PILLAR | MINI FP 400 A - 2 in 6 out |  | OUTDOOR | FP14 | [5 empty] | 400.000 A |  |  | SN 0701 | 0
15715326 | TNB | DISTRIBUTION | WP PUTRAJAYA & CYBERJAYA | Existing |  |  | MINI FEEDER PILLAR | MINI FP 400 A - 2 in 6 out |  | OUTDOOR | FP9 | [5 empty] | 400.000 A |  |  | SN 0422 | 0
15715327 | TNB | DISTRIBUTION | WP PUTRAJAYA & CYBERJAYA | Existing |  |  | MINI FEEDER PILLAR | MINI FP 400 A - 2 in 6 out |  | OUTDOOR | FP 3 | [5 empty] | 400.000 A |  |  | SN 1323 | 0
15715328 | TNB | DISTRIBUTION | WP PUTRAJAYA & CYBERJAYA | Existing |  |  | MINI FEEDER PILLAR | MINI FP 400 A - 2 in 6 out |  | OUTDOOR | FP 20 | [5 empty] | 400.000 A |  |  | SN 1047 | 0
15715331 | TNB | DISTRIBUTION | WP PUTRAJAYA & CYBERJAYA | Existing |  |  | FEEDER PILLAR | FP 800 A - 2 in 5 out |  | OUTDOOR | FPSV467 | [5 empty] | 800.000 A |  |  |  | 0
15868879 | TNB | DISTRIBUTION | WP PUTRAJAYA & CYBERJAYA | Existing |  |  | FEEDER PILLAR | FP 800 A - 2 in 5 out |  | OUTDOOR | N/A | [5 empty] | 800.000 A |  |  | FP9609-0260 | 0
15868925 | TNB | DISTRIBUTION | WP PUTRAJAYA & CYBERJAYA | Existing |  |  | FEEDER PILLAR | FP 800 A - 2 in 5 out |  | OUTDOOR | FP-J19 | [5 empty] | 400.000 A |  |  | MA20189019/LVDB-FP BARU | 0
15868994 | TNB | DISTRIBUTION | WP PUTRAJAYA & CYBERJAYA | Existing |  |  | MINI FEEDER PILLAR | MINI FP 400 A - 2 in 6 out |  | OUTDOOR | FP1 | [5 empty] | 400.000 A |  |  | M4947 | 0
15868995 | TNB | DISTRIBUTION | WP PUTRAJAYA & CYBERJAYA | Existing |  |  | MINI FEEDER PILLAR | MINI FP 400 A - 2 in 6 out |  | OUTDOOR | N/A | [5 empty] | 400.000 A |  |  | M5220 | 1
15868996 | TNB | DISTRIBUTION | WP PUTRAJAYA & CYBERJAYA | Existing |  |  | MINI FEEDER PILLAR | MINI FP 400 A - 2 in 6 out |  | OUTDOOR | N/A | [5 empty] | 400.000 A |  |  | M5239 | 0
15869071 | TNB | DISTRIBUTION | WP PUTRAJAYA & CYBERJAYA | Existing |  |  | FEEDER PILLAR | FP 800 A - 2 in 5 out |  | OUTDOOR | N/A | [5 empty] | 400.000 A |  |  | FP BARU | 0
15869072 | TNB | DISTRIBUTION | WP PUTRAJAYA & CYBERJAYA | Existing |  |  | FEEDER PILLAR | FP 800 A - 2 in 5 out |  | OUTDOOR | N/A | [5 empty] | 400.000 A |  |  | FP BARU | 0
15869076 | TNB | DISTRIBUTION | WP PUTRAJAYA & CYBERJAYA | Existing |  |  | FEEDER PILLAR | FP 800 A - 2 in 5 out |  | OUTDOOR | N/A | [5 empty] | 400.000 A |  |  | FP-J4/FP BARU | 0
15894355 | TNB | DISTRIBUTION | WP PUTRAJAYA & CYBERJAYA | Existing |  |  | MINI FEEDER PILLAR | MINI FP 400 A - 2 in 6 out |  | OUTDOOR | N/A | [5 empty] | 400.000 A |  |  | M5196 | 0
15894356 | TNB | DISTRIBUTION | WP PUTRAJAYA & CYBERJAYA | Existing |  |  | FEEDER PILLAR | FP 800 A - 2 in 5 out |  | OUTDOOR | N/A | [5 empty] | 400.000 A |  |  | M5203 | 0
15894357 | TNB | DISTRIBUTION | WP PUTRAJAYA & CYBERJAYA | Existing |  |  | MINI FEEDER PILLAR | MINI FP 400 A - 2 in 6 out |  | OUTDOOR | N/A | [5 empty] | 400.000 A |  |  | M5165 | 0
15894358 | TNB | DISTRIBUTION | WP PUTRAJAYA & CYBERJAYA | Existing |  |  | MINI FEEDER PILLAR | MINI FP 400 A - 2 in 6 out |  | OUTDOOR | N/A | [5 empty] | 400.000 A |  |  | M5313 | 0
15894359 | TNB | DISTRIBUTION | WP PUTRAJAYA & CYBERJAYA | Existing |  |  | MINI FEEDER PILLAR | MINI FP 400 A - 2 in 6 out |  | OUTDOOR | N/A | [5 empty] | 400.000 A |  |  | M2133 | 0
15894360 | TNB | DISTRIBUTION | WP PUTRAJAYA & CYBERJAYA | Existing |  |  | MINI FEEDER PILLAR | MINI FP 400 A - 2 in 6 out |  | OUTDOOR | N/A | [5 empty] | 400.000 A |  |  | M2770 | 0
15894361 | TNB | DISTRIBUTION | WP PUTRAJAYA & CYBERJAYA | Existing |  |  | MINI FEEDER PILLAR | MINI FP 400 A - 2 in 6 out |  | OUTDOOR | N/A | [5 empty] | 400.000 A |  |  | M2240 | 0
15894362 | TNB | DISTRIBUTION | WP PUTRAJAYA & CYBERJAYA | Existing |  |  | MINI FEEDER PILLAR | MINI FP 400 A - 2 in 6 out |  | OUTDOOR | N/A | [5 empty] | 400.000 A |  |  | M2961 | 0
15894370 | TNB | DISTRIBUTION | WP PUTRAJAYA & CYBERJAYA | Existing |  |  | MINI FEEDER PILLAR | MINI FP 400 A - 2 in 6 out |  | OUTDOOR | N/A | [5 empty] | 400.000 A |  |  | M3043 | 0
15894371 | TNB | DISTRIBUTION | WP PUTRAJAYA & CYBERJAYA | Existing |  |  | MINI FEEDER PILLAR | MINI FP 400 A - 2 in 6 out |  | OUTDOOR | N/A | [5 empty] | 400.000 A |  |  | MFP5 0756 | 0
15894372 | TNB | DISTRIBUTION | WP PUTRAJAYA & CYBERJAYA | Existing |  |  | MINI FEEDER PILLAR | MINI FP 400 A - 2 in 6 out |  | OUTDOOR | N/A | [5 empty] | 400.000 A |  |  | M3016 | 0
15894373 | TNB | DISTRIBUTION | WP PUTRAJAYA & CYBERJAYA | Existing |  |  | MINI FEEDER PILLAR | MINI FP 400 A - 2 in 6 out |  | OUTDOOR | N/A | [5 empty] | 400.000 A |  |  | MFP5 0755 | 0
15894375 | TNB | DISTRIBUTION | WP PUTRAJAYA & CYBERJAYA | Existing |  |  | MINI FEEDER PILLAR | MINI FP 400 A - 2 in 6 out |  | OUTDOOR | N/A | [5 empty] | 400.000 A |  |  | M3015 | 0
15894376 | TNB | DISTRIBUTION | WP PUTRAJAYA & CYBERJAYA | Existing |  |  | MINI FEEDER PILLAR | MINI FP 400 A - 2 in 6 out |  | OUTDOOR | N/A | [5 empty] | 400.000 A |  |  | M2933 | 0
15894377 | TNB | DISTRIBUTION | WP PUTRAJAYA & CYBERJAYA | Existing |  |  | MINI FEEDER PILLAR | MINI FP 400 A - 2 in 6 out |  | OUTDOOR | N/A | [5 empty] | 400.000 A |  |  | M5284 | 0
15894378 | TNB | DISTRIBUTION | WP PUTRAJAYA & CYBERJAYA | Existing |  |  | MINI FEEDER PILLAR | MINI FP 400 A - 2 in 6 out |  | OUTDOOR | N/A | [5 empty] | 400.000 A |  |  | M5280 | 0
15894379 | TNB | DISTRIBUTION | WP PUTRAJAYA & CYBERJAYA | Existing |  |  | MINI FEEDER PILLAR | MINI FP 400 A - 2 in 6 out |  | OUTDOOR | N/A | [5 empty] | 400.000 A |  |  | M5434 | 0
15894380 | TNB | DISTRIBUTION | WP PUTRAJAYA & CYBERJAYA | Existing |  |  | MINI FEEDER PILLAR | MINI FP 400 A - 2 in 6 out |  | OUTDOOR | N/A | [5 empty] | 400.000 A |  |  | M5877 | 0
15894381 | TNB | DISTRIBUTION | WP PUTRAJAYA & CYBERJAYA | Existing |  |  | MINI FEEDER PILLAR | MINI FP 400 A - 2 in 6 out |  | OUTDOOR | N/A | [5 empty] | 400.000 A |  |  | M5850 | 0
15894382 | TNB | DISTRIBUTION | WP PUTRAJAYA & CYBERJAYA | Existing |  |  | MINI FEEDER PILLAR | MINI FP 400 A - 2 in 6 out |  | OUTDOOR | N/A | [5 empty] | 400.000 A |  |  | M5831 | 0
15894383 | TNB | DISTRIBUTION | WP PUTRAJAYA & CYBERJAYA | Existing |  |  | MINI FEEDER PILLAR | MINI FP 400 A - 2 in 6 out |  | OUTDOOR | N/A | [5 empty] | 400.000 A |  |  | M6110 | 0
15894384 | TNB | DISTRIBUTION | WP PUTRAJAYA & CYBERJAYA | Existing |  |  | MINI FEEDER PILLAR | MINI FP 400 A - 2 in 6 out |  | OUTDOOR | N/A | [5 empty] | 400.000 A |  |  | M6101 | 0
15894385 | TNB | DISTRIBUTION | WP PUTRAJAYA & CYBERJAYA | Existing |  |  | MINI FEEDER PILLAR | MINI FP 400 A - 2 in 6 out |  | OUTDOOR | N/A | [5 empty] | 400.000 A |  |  | M6084 | 0
15894386 | TNB | DISTRIBUTION | WP PUTRAJAYA & CYBERJAYA | Existing |  |  | MINI FEEDER PILLAR | MINI FP 400 A - 2 in 6 out |  | OUTDOOR | N/A | [5 empty] | 400.000 A |  |  | M6112 | 0
15894387 | TNB | DISTRIBUTION | WP PUTRAJAYA & CYBERJAYA | Existing |  |  | MINI FEEDER PILLAR | MINI FP 400 A - 2 in 6 out |  | OUTDOOR | N/A | [5 empty] | 400.000 A |  |  | M6082 | 0
15894388 | TNB | DISTRIBUTION | WP PUTRAJAYA & CYBERJAYA | Existing |  |  | MINI FEEDER PILLAR | MINI FP 400 A - 2 in 6 out |  | OUTDOOR | N/A | [5 empty] | 400.000 A |  |  | M6090 | 0
15894389 | TNB | DISTRIBUTION | WP PUTRAJAYA & CYBERJAYA | Existing |  |  | MINI FEEDER PILLAR | MINI FP 400 A - 2 in 6 out |  | OUTDOOR | N/A | [5 empty] | 400.000 A |  |  | M6105 | 0
15894390 | TNB | DISTRIBUTION | WP PUTRAJAYA & CYBERJAYA | Existing |  |  | MINI FEEDER PILLAR | MINI FP 400 A - 2 in 6 out |  | OUTDOOR | N/A | [5 empty] | 400.000 A |  |  | M6116 | 0
15894391 | TNB | DISTRIBUTION | WP PUTRAJAYA & CYBERJAYA | Existing |  |  | MINI FEEDER PILLAR | MINI FP 400 A - 2 in 6 out |  | OUTDOOR | N/A | [5 empty] | 400.000 A |  |  | M6123 | 0
15894392 | TNB | DISTRIBUTION | WP PUTRAJAYA & CYBERJAYA | Existing |  |  | MINI FEEDER PILLAR | MINI FP 400 A - 2 in 6 out |  | OUTDOOR | N/A | [5 empty] | 400.000 A |  |  | M6122 | 0
15894393 | TNB | DISTRIBUTION | WP PUTRAJAYA & CYBERJAYA | Existing |  |  | MINI FEEDER PILLAR | MINI FP 400 A - 2 in 6 out |  | OUTDOOR | N/A | [5 empty] | 400.000 A |  |  | M6116 | 0
15894394 | TNB | DISTRIBUTION | WP PUTRAJAYA & CYBERJAYA | Existing |  |  | MINI FEEDER PILLAR | MINI FP 400 A - 2 in 6 out |  | OUTDOOR | N/A | [5 empty] | 400.000 A |  |  | M6124 | 0
15894395 | TNB | DISTRIBUTION | WP PUTRAJAYA & CYBERJAYA | Existing |  |  | MINI FEEDER PILLAR | MINI FP 400 A - 2 in 6 out |  | OUTDOOR | N/A | [5 empty] | 400.000 A |  |  | M6120 | 0
15894396 | TNB | DISTRIBUTION | WP PUTRAJAYA & CYBERJAYA | Existing |  |  | MINI FEEDER PILLAR | MINI FP 400 A - 2 in 6 out |  | OUTDOOR | N/A | [5 empty] | 400.000 A |  |  | M6107 | 0
15894397 | TNB | DISTRIBUTION | WP PUTRAJAYA & CYBERJAYA | Existing |  |  | MINI FEEDER PILLAR | MINI FP 400 A - 2 in 6 out |  | OUTDOOR | N/A | [5 empty] | 400.000 A |  |  | M6109 | 0
15894398 | TNB | DISTRIBUTION | WP PUTRAJAYA & CYBERJAYA | Existing |  |  | MINI FEEDER PILLAR | MINI FP 400 A - 2 in 6 out |  | OUTDOOR | N/A | [5 empty] | 400.000 A |  |  | M6117 | 0
15894399 | TNB | DISTRIBUTION | WP PUTRAJAYA & CYBERJAYA | Existing |  |  | MINI FEEDER PILLAR | MINI FP 400 A - 2 in 6 out |  | OUTDOOR | N/A | [5 empty] | 400.000 A |  |  | M6102 | 0
15894400 | TNB | DISTRIBUTION | WP PUTRAJAYA & CYBERJAYA | Existing |  |  | MINI FEEDER PILLAR | MINI FP 400 A - 2 in 6 out |  | OUTDOOR | N/A | [5 empty] | 400.000 A |  |  | M6080 | 0
15894401 | TNB | DISTRIBUTION | WP PUTRAJAYA & CYBERJAYA | Existing |  |  | MINI FEEDER PILLAR | MINI FP 400 A - 2 in 6 out |  | OUTDOOR | N/A | [5 empty] | 400.000 A |  |  | M6111 | 0
15894402 | TNB | DISTRIBUTION | WP PUTRAJAYA & CYBERJAYA | Existing |  |  | MINI FEEDER PILLAR | MINI FP 400 A - 2 in 6 out |  | OUTDOOR | N/A | [5 empty] | 400.000 A |  |  | M6114 | 0
15894403 | TNB | DISTRIBUTION | WP PUTRAJAYA & CYBERJAYA | Existing |  |  | MINI FEEDER PILLAR | MINI FP 400 A - 2 in 6 out |  | OUTDOOR | N/A | [5 empty] | 400.000 A |  |  | M6081 | 0
15894404 | TNB | DISTRIBUTION | WP PUTRAJAYA & CYBERJAYA | Existing |  |  | MINI FEEDER PILLAR | MINI FP 400 A - 2 in 6 out |  | OUTDOOR | N/A | [5 empty] | 400.000 A |  |  | M6113 | 0
15894405 | TNB | DISTRIBUTION | WP PUTRAJAYA & CYBERJAYA | Existing |  |  | MINI FEEDER PILLAR | MINI FP 400 A - 2 in 6 out |  | OUTDOOR | N/A | [5 empty] | 400.000 A |  |  | M6115 | 0
15894406 | TNB | DISTRIBUTION | WP PUTRAJAYA & CYBERJAYA | Existing |  |  | MINI FEEDER PILLAR | MINI FP 400 A - 2 in 6 out |  | OUTDOOR | N/A | [5 empty] | 400.000 A |  |  | M6106 | 0
15894407 | TNB | DISTRIBUTION | WP PUTRAJAYA & CYBERJAYA | Existing |  |  | MINI FEEDER PILLAR | MINI FP 400 A - 2 in 6 out |  | OUTDOOR | N/A | [5 empty] | 400.000 A |  |  | M6104 | 0
15894408 | TNB | DISTRIBUTION | WP PUTRAJAYA & CYBERJAYA | Existing |  |  | MINI FEEDER PILLAR | MINI FP 400 A - 2 in 6 out |  | OUTDOOR | N/A | [5 empty] | 400.000 A |  |  | M6094 | 0
15894409 | TNB | DISTRIBUTION | WP PUTRAJAYA & CYBERJAYA | Existing |  |  | MINI FEEDER PILLAR | MINI FP 400 A - 2 in 6 out |  | OUTDOOR | N/A | [5 empty] | 400.000 A |  |  | M6103 | 0
15894410 | TNB | DISTRIBUTION | WP PUTRAJAYA & CYBERJAYA | Existing |  |  | MINI FEEDER PILLAR | MINI FP 400 A - 2 in 6 out |  | OUTDOOR | N/A | [5 empty] | 400.000 A |  |  | M6125 | 0
15894411 | TNB | DISTRIBUTION | WP PUTRAJAYA & CYBERJAYA | Existing |  |  | MINI FEEDER PILLAR | MINI FP 400 A - 2 in 6 out |  | OUTDOOR | N/A | [5 empty] | 400.000 A |  |  | M6093 | 0
15894412 | TNB | DISTRIBUTION | WP PUTRAJAYA & CYBERJAYA | Existing |  |  | MINI FEEDER PILLAR | MINI FP 400 A - 2 in 6 out |  | OUTDOOR | N/A | [5 empty] | 400.000 A |  |  | M6108 | 0
15894413 | TNB | DISTRIBUTION | WP PUTRAJAYA & CYBERJAYA | Existing |  |  | MINI FEEDER PILLAR | MINI FP 400 A - 2 in 6 out |  | OUTDOOR | N/A | [5 empty] | 400.000 A |  |  | M6099 | 0
15894414 | TNB | DISTRIBUTION | WP PUTRAJAYA & CYBERJAYA | Existing |  |  | MINI FEEDER PILLAR | MINI FP 400 A - 2 in 6 out |  | OUTDOOR | MFP P11D/10 | [5 empty] | 400.000 A |  |  | 0454 | 0
15894415 | TNB | DISTRIBUTION | WP PUTRAJAYA & CYBERJAYA | Existing |  |  | MINI FEEDER PILLAR | MINI FP 400 A - 2 in 6 out |  | OUTDOOR | MFP P11D/11 | [5 empty] | 400.000 A |  |  | 0466 | 0
15894416 | TNB | DISTRIBUTION | WP PUTRAJAYA & CYBERJAYA | Existing |  |  | MINI FEEDER PILLAR | MINI FP 400 A - 2 in 6 out |  | OUTDOOR | MFP P11D/12 | [5 empty] | 400.000 A |  |  | 0445 | 0
15894417 | TNB | DISTRIBUTION | WP PUTRAJAYA & CYBERJAYA | Existing |  |  | MINI FEEDER PILLAR | MINI FP 400 A - 2 in 6 out |  | OUTDOOR | MFP P11D/8 | [5 empty] | 400.000 A |  |  | 0452 | 0
15894418 | TNB | DISTRIBUTION | WP PUTRAJAYA & CYBERJAYA | Existing |  |  | MINI FEEDER PILLAR | MINI FP 400 A - 2 in 6 out |  | OUTDOOR | N/A | [5 empty] | 400.000 A |  |  | MFP5-0752 | 0
15894419 | TNB | DISTRIBUTION | WP PUTRAJAYA & CYBERJAYA | Existing |  |  | MINI FEEDER PILLAR | MINI FP 400 A - 2 in 6 out |  | OUTDOOR | N/A | [5 empty] | 400.000 A |  |  | MFP5-0754 | 0
15894420 | TNB | DISTRIBUTION | WP PUTRAJAYA & CYBERJAYA | Existing |  |  | MINI FEEDER PILLAR | MINI FP 400 A - 2 in 6 out |  | OUTDOOR | N/A | [5 empty] | 400.000 A |  |  | MFP5-0758 | 0
15894421 | TNB | DISTRIBUTION | WP PUTRAJAYA & CYBERJAYA | Existing |  |  | MINI FEEDER PILLAR | MINI FP 400 A - 2 in 6 out |  | OUTDOOR | N/A | [5 empty] | 400.000 A |  |  | MFP5-0712 | 0
15894422 | TNB | DISTRIBUTION | WP PUTRAJAYA & CYBERJAYA | Existing |  |  | MINI FEEDER PILLAR | MINI FP 400 A - 2 in 6 out |  | OUTDOOR | N/A | [5 empty] | 400.000 A |  |  | 0750 | 0
15894423 | TNB | DISTRIBUTION | WP PUTRAJAYA & CYBERJAYA | Existing |  |  | MINI FEEDER PILLAR | MINI FP 400 A - 2 in 6 out |  | OUTDOOR | N/A | [5 empty] | 400.000 A |  |  | 0753 | 0
15894424 | TNB | DISTRIBUTION | WP PUTRAJAYA & CYBERJAYA | Existing |  |  | MINI FEEDER PILLAR | MINI FP 400 A - 2 in 6 out |  | OUTDOOR | N/A | [5 empty] | 400.000 A |  |  | 0666 | 0
15894425 | TNB | DISTRIBUTION | WP PUTRAJAYA & CYBERJAYA | Existing |  |  | MINI FEEDER PILLAR | MINI FP 400 A - 2 in 6 out |  | OUTDOOR | MFP P11D/9 | [5 empty] | 400.000 A |  |  | M5785 | 0
15894426 | TNB | DISTRIBUTION | WP PUTRAJAYA & CYBERJAYA | Existing |  |  | MINI FEEDER PILLAR | MINI FP 400 A - 2 in 6 out |  | OUTDOOR | N/A | [5 empty] | 400.000 A |  |  | M5268 | 0
15894427 | TNB | DISTRIBUTION | WP PUTRAJAYA & CYBERJAYA | Existing |  |  | MINI FEEDER PILLAR | MINI FP 400 A - 2 in 6 out |  | OUTDOOR | N/A | [5 empty] | 400.000 A |  |  | M5267 | 0
15894428 | TNB | DISTRIBUTION | WP PUTRAJAYA & CYBERJAYA | Existing |  |  | MINI FEEDER PILLAR | MINI FP 400 A - 2 in 6 out |  | OUTDOOR | N/A | [5 empty] | 400.000 A |  |  | M4368 | 0
15894429 | TNB | DISTRIBUTION | WP PUTRAJAYA & CYBERJAYA | Existing |  |  | MINI FEEDER PILLAR | MINI FP 400 A - 2 in 6 out |  | OUTDOOR | N/A | [5 empty] | 400.000 A |  |  | M4365 | 0
15894430 | TNB | DISTRIBUTION | WP PUTRAJAYA & CYBERJAYA | Existing |  |  | MINI FEEDER PILLAR | MINI FP 400 A - 2 in 6 out |  | OUTDOOR | N/A | [5 empty] | 400.000 A |  |  | M5185 | 0
15894431 | TNB | DISTRIBUTION | WP PUTRAJAYA & CYBERJAYA | Existing |  |  | MINI FEEDER PILLAR | MINI FP 400 A - 2 in 6 out |  | OUTDOOR | N/A | [5 empty] | 400.000 A |  |  | M5221 | 0
15894432 | TNB | DISTRIBUTION | WP PUTRAJAYA & CYBERJAYA | Existing |  |  | MINI FEEDER PILLAR | MINI FP 400 A - 2 in 6 out |  | OUTDOOR | N/A | [5 empty] | 400.000 A |  |  | M5223 | 0
15894433 | TNB | DISTRIBUTION | WP PUTRAJAYA & CYBERJAYA | Existing |  |  | MINI FEEDER PILLAR | MINI FP 400 A - 2 in 6 out |  | OUTDOOR | N/A | [5 empty] | 400.000 A |  |  | M5205 | 0
15894434 | TNB | DISTRIBUTION | WP PUTRAJAYA & CYBERJAYA | Existing |  |  | MINI FEEDER PILLAR | MINI FP 400 A - 2 in 6 out |  | OUTDOOR | N/A | [5 empty] | 400.000 A |  |  | M4364 | 0
15894435 | TNB | DISTRIBUTION | WP PUTRAJAYA & CYBERJAYA | Existing |  |  | MINI FEEDER PILLAR | MINI FP 400 A - 2 in 6 out |  | OUTDOOR | N/A | [5 empty] | 400.000 A |  |  | M5293 | 0
15894436 | TNB | DISTRIBUTION | WP PUTRAJAYA & CYBERJAYA | Existing |  |  | MINI FEEDER PILLAR | MINI FP 400 A - 2 in 6 out |  | OUTDOOR | N/A | [5 empty] | 400.000 A |  |  | M5217 | 0
15894437 | TNB | DISTRIBUTION | WP PUTRAJAYA & CYBERJAYA | Existing |  |  | MINI FEEDER PILLAR | MINI FP 400 A - 2 in 6 out |  | OUTDOOR | N/A | [5 empty] | 400.000 A |  |  | M5193 | 0
15894438 | TNB | DISTRIBUTION | WP PUTRAJAYA & CYBERJAYA | Existing |  |  | MINI FEEDER PILLAR | MINI FP 400 A - 2 in 6 out |  | OUTDOOR | N/A | [5 empty] | 400.000 A |  |  | M5201 | 0
15894439 | TNB | DISTRIBUTION | WP PUTRAJAYA & CYBERJAYA | Existing |  |  | MINI FEEDER PILLAR | MINI FP 400 A - 2 in 6 out |  | OUTDOOR | N/A | [5 empty] | 400.000 A |  |  | M5218 | 0
15894440 | TNB | DISTRIBUTION | WP PUTRAJAYA & CYBERJAYA | Existing |  |  | FEEDER PILLAR | FP 800 A - 2 in 5 out |  | OUTDOOR | N/A | [5 empty] | 1000.000 A |  |  | A232-1006 | 0
15931264 | TNB | DISTRIBUTION | WP PUTRAJAYA & CYBERJAYA | Existing |  |  | FEEDER PILLAR | FP 800 A - 2 in 5 out |  | OUTDOOR | FP9703-0091 | [5 empty] | 800.000 A |  |  |  | 0
15931265 | TNB | DISTRIBUTION | WP PUTRAJAYA & CYBERJAYA | Existing |  |  | FEEDER PILLAR | FP 800 A - 2 in 5 out |  | OUTDOOR | FP 63 | [5 empty] | 800.000 A |  |  |  | 0
15931266 | TNB | DISTRIBUTION | WP PUTRAJAYA & CYBERJAYA | Existing |  |  | FEEDER PILLAR | FP 800 A - 2 in 5 out |  | OUTDOOR | FP 83 | [5 empty] | 800.000 A |  |  |  | 0
15931267 | TNB | DISTRIBUTION | WP PUTRAJAYA & CYBERJAYA | Existing |  |  | FEEDER PILLAR | FP 800 A - 2 in 5 out |  | OUTDOOR | FP 101 | [5 empty] | 800.000 A |  |  |  | 0
15931268 | TNB | DISTRIBUTION | WP PUTRAJAYA & CYBERJAYA | Existing |  |  | FEEDER PILLAR | FP 1600 A - 2 in 8 out |  | OUTDOOR | FP/ST 1/2 | [5 empty] | 800.000 A |  |  |  | 0
15931270 | TNB | DISTRIBUTION | WP PUTRAJAYA & CYBERJAYA | Existing |  |  | FEEDER PILLAR | FP 800 A - 2 in 5 out |  | OUTDOOR | FP 69 | [5 empty] | 800.000 A |  |  |  | 0
15931271 | TNB | DISTRIBUTION | WP PUTRAJAYA & CYBERJAYA | Existing |  |  | FEEDER PILLAR | FP 800 A - 2 in 5 out |  | OUTDOOR | FP 39 | [5 empty] | 800.000 A |  |  |  | 0
15931272 | TNB | DISTRIBUTION | WP PUTRAJAYA & CYBERJAYA | Existing |  |  | FEEDER PILLAR | FP 800 A - 2 in 5 out |  | OUTDOOR | N/A | [5 empty] | 800.000 A |  |  |  | 0
15931273 | TNB | DISTRIBUTION | WP PUTRAJAYA & CYBERJAYA | Existing |  |  | FEEDER PILLAR | FP 800 A - 2 in 5 out |  | OUTDOOR | FP 7070135 | [5 empty] | 800.000 A |  |  |  | 0
15931274 | TNB | DISTRIBUTION | WP PUTRAJAYA & CYBERJAYA | Existing |  |  | FEEDER PILLAR | FP 800 A - 2 in 5 out |  | OUTDOOR | FP 7070175 | [5 empty] | 800.000 A |  |  |  | 0
15931275 | TNB | DISTRIBUTION | WP PUTRAJAYA & CYBERJAYA | Existing |  |  | FEEDER PILLAR | FP 800 A - 2 in 5 out |  | OUTDOOR | FP 7070161 | [5 empty] | 800.000 A |  |  |  | 1
15931276 | TNB | DISTRIBUTION | WP PUTRAJAYA & CYBERJAYA | Existing |  |  | FEEDER PILLAR | FP 800 A - 2 in 5 out |  | OUTDOOR | FP 7070191 | [5 empty] | 800.000 A |  |  |  | 0
15931277 | TNB | DISTRIBUTION | WP PUTRAJAYA & CYBERJAYA | Existing |  |  | FEEDER PILLAR | FP 800 A - 2 in 5 out |  | OUTDOOR | FP 78 | [5 empty] | 800.000 A |  |  |  | 0
15943653 | TNB | DISTRIBUTION | WP PUTRAJAYA & CYBERJAYA | Existing |  |  | FEEDER PILLAR | FP 800 A - 2 in 5 out |  | OUTDOOR | PT-1 | [5 empty] | 800.000 A |  |  | 0998 6-3-2001 | 2
15943654 | TNB | DISTRIBUTION | WP PUTRAJAYA & CYBERJAYA | Existing |  |  | FEEDER PILLAR | FP 800 A - 2 in 5 out |  | OUTDOOR | FP3/PB2 | [5 empty] | 800.000 A |  |  | SEKALI LAMPU JALAN | 0
15947997 | TNB | DISTRIBUTION | WP PUTRAJAYA & CYBERJAYA | Existing |  |  | FEEDER PILLAR | FP 800 A - 2 in 5 out |  | OUTDOOR | N/A | [8 empty] | DB UPS | 0
15947998 | TNB | DISTRIBUTION | WP PUTRAJAYA & CYBERJAYA | Existing |  |  | FEEDER PILLAR | FP 800 A - 2 in 5 out |  | OUTDOOR | FEEDER PILLAR CL3 | [9 empty] | 0
15947999 | TNB | DISTRIBUTION | WP PUTRAJAYA & CYBERJAYA | Existing |  |  | FEEDER PILLAR | FP 800 A - 2 in 5 out |  | OUTDOOR | FEEDER PILLAR CL2 | [9 empty] | 0
15948000 | TNB | DISTRIBUTION | WP PUTRAJAYA & CYBERJAYA | Existing |  |  | FEEDER PILLAR | FP 800 A - 2 in 5 out |  | OUTDOOR | FEEDER PILLAR CL4 | [9 empty] | 2
15948001 | TNB | DISTRIBUTION | WP PUTRAJAYA & CYBERJAYA | Existing |  |  | FEEDER PILLAR | FP 800 A - 2 in 5 out |  | OUTDOOR | N/A | [9 empty] | 0
16214187 | TNB | DISTRIBUTION | WP PUTRAJAYA & CYBERJAYA | Existing |  |  | FEEDER PILLAR | FP 800 A - 2 in 5 out |  | OUTDOOR |  |  |  |  | INDKOM | [5 empty] | 0
16214259 | TNB | DISTRIBUTION | WP PUTRAJAYA & CYBERJAYA | Existing |  |  | FEEDER PILLAR | FP 800 A - 2 in 5 out |  | OUTDOOR |  |  |  |  | INDKOM | [5 empty] | 0
16214295 | TNB | DISTRIBUTION | WP PUTRAJAYA & CYBERJAYA | Existing |  |  | FEEDER PILLAR | FP 800 A - 2 in 5 out |  | OUTDOOR |  |  |  |  | INDKOM | [5 empty] | 0
16214331 | TNB | DISTRIBUTION | WP PUTRAJAYA & CYBERJAYA | Existing |  |  | FEEDER PILLAR | FP 800 A - 2 in 5 out |  | OUTDOOR |  |  |  |  | INDKOM | [5 empty] | 0
16214367 | TNB | DISTRIBUTION | WP PUTRAJAYA & CYBERJAYA | Existing |  |  | FEEDER PILLAR | FP 800 A - 2 in 5 out |  | OUTDOOR |  |  |  |  | INDKOM | [5 empty] | 0
16214403 | TNB | DISTRIBUTION | WP PUTRAJAYA & CYBERJAYA | Existing |  |  | FEEDER PILLAR | FP 800 A - 2 in 5 out |  | OUTDOOR |  |  |  |  | INDKOM | [5 empty] | 0
16214439 | TNB | DISTRIBUTION | WP PUTRAJAYA & CYBERJAYA | Existing |  |  | FEEDER PILLAR | FP 800 A - 2 in 5 out |  | OUTDOOR |  |  |  |  | INDKOM | [5 empty] | 0
16214550 | TNB | DISTRIBUTION | WP PUTRAJAYA & CYBERJAYA | Existing |  |  | FEEDER PILLAR | FP 800 A - 2 in 5 out |  | OUTDOOR |  |  |  |  | INDKOM | [5 empty] | 0
16530992 | TNB | DISTRIBUTION | WP PUTRAJAYA & CYBERJAYA | Existing |  |  | FEEDER PILLAR | FP 800 A - 2 in 5 out |  | OUTDOOR | N/A | [8 empty] | LVDB - FP BARU | 0
16531014 | TNB | DISTRIBUTION | WP PUTRAJAYA & CYBERJAYA | Existing |  |  | MINI FEEDER PILLAR | MINI FP 400 A - 2 in 6 out |  | OUTDOOR | FP/CL | [5 empty] | 400.000 A |  |  |  | 0
16531015 | TNB | DISTRIBUTION | WP PUTRAJAYA & CYBERJAYA | Existing |  |  | FEEDER PILLAR | FP 800 A - 2 in 5 out |  | OUTDOOR | FP-J21 | [9 empty] | 0
16695097 | TNB | DISTRIBUTION | WP PUTRAJAYA & CYBERJAYA | Existing |  |  | FEEDER PILLAR | FP 800 A - 2 in 5 out |  | OUTDOOR | FP/15 |  |  |  | INDKOM | [5 empty] | 0
16695133 | TNB | DISTRIBUTION | WP PUTRAJAYA & CYBERJAYA | Existing |  |  | FEEDER PILLAR | FP 800 A - 2 in 5 out |  | OUTDOOR | FP/14 |  |  |  | INDKOM | [5 empty] | 0
16695169 | TNB | DISTRIBUTION | WP PUTRAJAYA & CYBERJAYA | Existing |  |  | FEEDER PILLAR | FP 800 A - 2 in 5 out |  | OUTDOOR | FP/13 |  |  |  | INDKOM | [5 empty] | 0
16695205 | TNB | DISTRIBUTION | WP PUTRAJAYA & CYBERJAYA | Existing |  |  | FEEDER PILLAR | FP 800 A - 2 in 5 out |  | OUTDOOR | FP/17 |  |  |  | INDKOM | [5 empty] | 0
16695241 | TNB | DISTRIBUTION | WP PUTRAJAYA & CYBERJAYA | Existing |  |  | FEEDER PILLAR | FP 800 A - 2 in 5 out |  | OUTDOOR | FP/18 |  |  |  | INDKOM | [5 empty] | 0
16695277 | TNB | DISTRIBUTION | WP PUTRAJAYA & CYBERJAYA | Existing |  |  | FEEDER PILLAR | FP 800 A - 2 in 5 out |  | OUTDOOR | FP/SL/15-3B |  |  |  | INDKOM | [5 empty] | 0
16695313 | TNB | DISTRIBUTION | WP PUTRAJAYA & CYBERJAYA | Existing |  |  | FEEDER PILLAR | FP 800 A - 2 in 5 out |  | OUTDOOR | FP/11 |  |  |  | INDKOM | [5 empty] | 0
16695349 | TNB | DISTRIBUTION | WP PUTRAJAYA & CYBERJAYA | Existing |  |  | FEEDER PILLAR | FP 800 A - 2 in 5 out |  | OUTDOOR | FP/12 |  |  |  | INDKOM | [5 empty] | 0
16695385 | TNB | DISTRIBUTION | WP PUTRAJAYA & CYBERJAYA | Existing |  |  | FEEDER PILLAR | FP 800 A - 2 in 5 out |  | OUTDOOR | FP/16 |  |  |  | INDKOM | [5 empty] | 0
16958970 | TNB | DISTRIBUTION | WP PUTRAJAYA & CYBERJAYA | Existing |  |  | FEEDER PILLAR | FP 800 A - 2 in 5 out |  | OUTDOOR | TL/KTL 330/01 | [8 empty] | PERBADANAN PUTRAJAYA | 0
16958986 | TNB | DISTRIBUTION | WP PUTRAJAYA & CYBERJAYA | Existing |  |  | FEEDER PILLAR | FP 800 A - 2 in 5 out |  | OUTDOOR | FP9706-0004 | [5 empty] | 1600.000 A |  |  | BARU | 0
16958995 | TNB | DISTRIBUTION | WP PUTRAJAYA & CYBERJAYA | Existing |  |  | MINI FEEDER PILLAR | MINI FP 400 A - 2 in 6 out |  | OUTDOOR | 1434 | [5 empty] | 400.000 A |  |  |  | 0
16958996 | TNB | DISTRIBUTION | WP PUTRAJAYA & CYBERJAYA | Existing |  |  | MINI FEEDER PILLAR | MINI FP 400 A - 2 in 6 out |  | OUTDOOR | FP12 1420 | [5 empty] | 400.000 A |  |  |  | 0
16958997 | TNB | DISTRIBUTION | WP PUTRAJAYA & CYBERJAYA | Existing |  |  | MINI FEEDER PILLAR | MINI FP 400 A - 2 in 6 out |  | OUTDOOR | F19 1431 | [5 empty] | 400.000 A |  |  | ALAF CEKAL SDN BHD | 0
16958998 | TNB | DISTRIBUTION | WP PUTRAJAYA & CYBERJAYA | Existing |  |  | MINI FEEDER PILLAR | MINI FP 400 A - 2 in 6 out |  | OUTDOOR | FP 21 1436 | [5 empty] | 400.000 A |  |  | ALAF CEKAL SDN BHD | 0
16958999 | TNB | DISTRIBUTION | WP PUTRAJAYA & CYBERJAYA | Existing |  |  | MINI FEEDER PILLAR | MINI FP 400 A - 2 in 6 out |  | OUTDOOR | FP 1 -1432 | [5 empty] | 400.000 A |  |  | ALAF CEKAL SDN BHD | 0
16959000 | TNB | DISTRIBUTION | WP PUTRAJAYA & CYBERJAYA | Existing |  |  | MINI FEEDER PILLAR | MINI FP 400 A - 2 in 6 out |  | OUTDOOR | FP15 1409 | [5 empty] | 400.000 A |  |  |  | 0
16959001 | TNB | DISTRIBUTION | WP PUTRAJAYA & CYBERJAYA | Existing |  |  | MINI FEEDER PILLAR | MINI FP 400 A - 2 in 6 out |  | OUTDOOR | FP 18-1417 | [5 empty] | 400.000 A |  |  |  | 0
16959002 | TNB | DISTRIBUTION | WP PUTRAJAYA & CYBERJAYA | Existing |  |  | MINI FEEDER PILLAR | MINI FP 400 A - 2 in 6 out |  | OUTDOOR | FP 13 1401 | [5 empty] | 400.000 A |  |  |  | 0
16959003 | TNB | DISTRIBUTION | WP PUTRAJAYA & CYBERJAYA | Existing |  |  | MINI FEEDER PILLAR | MINI FP 400 A - 2 in 6 out |  | OUTDOOR | FP 11-0163 | [5 empty] | 400.000 A |  |  |  | 0
16959004 | TNB | DISTRIBUTION | WP PUTRAJAYA & CYBERJAYA | Existing |  |  | MINI FEEDER PILLAR | MINI FP 400 A - 2 in 6 out |  | OUTDOOR | FP 1-0141 | [5 empty] | 400.000 A |  |  | ALAF CEKAL SDN BHD | 0
16959005 | TNB | DISTRIBUTION | WP PUTRAJAYA & CYBERJAYA | Existing |  |  | MINI FEEDER PILLAR | MINI FP 400 A - 2 in 6 out |  | OUTDOOR | FP 11-0144 | [5 empty] | 400.000 A |  |  |  | 0
16959006 | TNB | DISTRIBUTION | WP PUTRAJAYA & CYBERJAYA | Existing |  |  | MINI FEEDER PILLAR | MINI FP 400 A - 2 in 6 out |  | OUTDOOR | F13-0166 | [5 empty] | 400.000 A |  |  | ALAF CEKAL SDN BHD | 0
16959007 | TNB | DISTRIBUTION | WP PUTRAJAYA & CYBERJAYA | Existing |  |  | MINI FEEDER PILLAR | MINI FP 400 A - 2 in 6 out |  | OUTDOOR | FP 58 -0164 | [5 empty] | 400.000 A |  |  |  | 0
16959008 | TNB | DISTRIBUTION | WP PUTRAJAYA & CYBERJAYA | Existing |  |  | MINI FEEDER PILLAR | MINI FP 400 A - 2 in 6 out |  | OUTDOOR | FP45-0165 | [5 empty] | 400.000 A |  |  | ALAF CEKAL SDN BHD | 0
16959009 | TNB | DISTRIBUTION | WP PUTRAJAYA & CYBERJAYA | Existing |  |  | MINI FEEDER PILLAR | MINI FP 400 A - 2 in 6 out |  | OUTDOOR | FP38 -0146 | [5 empty] | 400.000 A |  |  | ALAF CEKAL SDN BHD | 0
16959010 | TNB | DISTRIBUTION | WP PUTRAJAYA & CYBERJAYA | Existing |  |  | MINI FEEDER PILLAR | MINI FP 400 A - 2 in 6 out |  | OUTDOOR | FP1 1418 | [5 empty] | 400.000 A |  |  | ALAF CEKAL SDN BHD | 0
16959011 | TNB | DISTRIBUTION | WP PUTRAJAYA & CYBERJAYA | Existing |  |  | MINI FEEDER PILLAR | MINI FP 400 A - 2 in 6 out |  | OUTDOOR | FP2 - 1429 | [5 empty] | 400.000 A |  |  | ALAF CEKAL SDN BHD | 0
16959012 | TNB | DISTRIBUTION | WP PUTRAJAYA & CYBERJAYA | Existing |  |  | MINI FEEDER PILLAR | MINI FP 400 A - 2 in 6 out |  | OUTDOOR | FP1 0968 | [5 empty] | 400.000 A |  |  | ALAF CEKAL SDN BHD | 0
16959013 | TNB | DISTRIBUTION | WP PUTRAJAYA & CYBERJAYA | Existing |  |  | MINI FEEDER PILLAR | MINI FP 400 A - 2 in 6 out |  | OUTDOOR | FP20 0964 | [5 empty] | 400.000 A |  |  | ALAF CEKAL SDN BHD | 0
16959014 | TNB | DISTRIBUTION | WP PUTRAJAYA & CYBERJAYA | Existing |  |  | MINI FEEDER PILLAR | MINI FP 400 A - 2 in 6 out |  | OUTDOOR | FP54-1004 | [5 empty] | 400.000 A |  |  | ALAF CEKAL SDN BHD | 0
16959015 | TNB | DISTRIBUTION | WP PUTRAJAYA & CYBERJAYA | Existing |  |  | MINI FEEDER PILLAR | MINI FP 400 A - 2 in 6 out |  | OUTDOOR | FP65-0966 | [5 empty] | 400.000 A |  |  | ALAF CEKAL SDN BHD | 0
16959016 | TNB | DISTRIBUTION | WP PUTRAJAYA & CYBERJAYA | Existing |  |  | MINI FEEDER PILLAR | MINI FP 400 A - 2 in 6 out |  | OUTDOOR | FP12-1033 | [5 empty] | 400.000 A |  |  | ALAF CEKAL SDN BHD | 0
16959017 | TNB | DISTRIBUTION | WP PUTRAJAYA & CYBERJAYA | Existing |  |  | MINI FEEDER PILLAR | MINI FP 400 A - 2 in 6 out |  | OUTDOOR | FP11-1008 | [5 empty] | 400.000 A |  |  | ALAF CEKAL SDN BHD | 0
16959023 | TNB | DISTRIBUTION | WP PUTRAJAYA & CYBERJAYA | Existing |  |  | FEEDER PILLAR | FP 800 A - 2 in 5 out |  | OUTDOOR | FP9606-0023 | [5 empty] | 1600.000 A |  |  | SUN SYSTEM ENGINEERING SDN BHD | 2
16959024 | TNB | DISTRIBUTION | WP PUTRAJAYA & CYBERJAYA | Existing |  |  | MINI FEEDER PILLAR | MINI FP 400 A - 2 in 6 out |  | OUTDOOR | FP18-1423 | [5 empty] | 400.000 A |  |  | ALAF CEKAL SDN BHD | 0
16959025 | TNB | DISTRIBUTION | WP PUTRAJAYA & CYBERJAYA | Existing |  |  | MINI FEEDER PILLAR | MINI FP 400 A - 2 in 6 out |  | OUTDOOR | FP1-1426 | [5 empty] | 400.000 A |  |  | ALAF CEKAL SDN BHD | 0
16959026 | TNB | DISTRIBUTION | WP PUTRAJAYA & CYBERJAYA | Existing |  |  | MINI FEEDER PILLAR | MINI FP 400 A - 2 in 6 out |  | OUTDOOR | FP2-1438 | [5 empty] | 400.000 A |  |  | ALAF CEKAL SDN BHD | 0
16959027 | TNB | DISTRIBUTION | WP PUTRAJAYA & CYBERJAYA | Existing |  |  | MINI FEEDER PILLAR | MINI FP 400 A - 2 in 6 out |  | OUTDOOR | FP8-1406 | [5 empty] | 400.000 A |  |  | ALAF CEKAL SDN BHD | 0
16959028 | TNB | DISTRIBUTION | WP PUTRAJAYA & CYBERJAYA | Existing |  |  | FEEDER PILLAR | FP 800 A - 2 in 5 out |  | OUTDOOR | N/A | [8 empty] | TIADA LABEL | 0
16959029 | TNB | DISTRIBUTION | WP PUTRAJAYA & CYBERJAYA | Existing |  |  | MINI FEEDER PILLAR | MINI FP 400 A - 2 in 6 out |  | OUTDOOR | 1373 | [5 empty] | 400.000 A |  |  | ALAF CEKAL SDN BHD | 0
16959030 | TNB | DISTRIBUTION | WP PUTRAJAYA & CYBERJAYA | Existing |  |  | MINI FEEDER PILLAR | MINI FP 400 A - 2 in 6 out |  | OUTDOOR | FP8-1382 | [5 empty] | 400.000 A |  |  | ALAF CEKAL SDN BHD | 0
16959031 | TNB | DISTRIBUTION | WP PUTRAJAYA & CYBERJAYA | Existing |  |  | MINI FEEDER PILLAR | MINI FP 400 A - 2 in 6 out |  | OUTDOOR | FP7-1435 | [5 empty] | 400.000 A |  |  | ALAF CEKAL SDN BHD | 0
16959032 | TNB | DISTRIBUTION | WP PUTRAJAYA & CYBERJAYA | Existing |  |  | MINI FEEDER PILLAR | MINI FP 400 A - 2 in 6 out |  | OUTDOOR | FP7-1366 | [5 empty] | 400.000 A |  |  | ALAF CEKAL SDN BHD | 0
16959033 | TNB | DISTRIBUTION | WP PUTRAJAYA & CYBERJAYA | Existing |  |  | MINI FEEDER PILLAR | MINI FP 400 A - 2 in 6 out |  | OUTDOOR | FP7-1419 | [5 empty] | 400.000 A |  |  | ALAF CEKAL SDN BHD | 0
16959034 | TNB | DISTRIBUTION | WP PUTRAJAYA & CYBERJAYA | Existing |  |  | MINI FEEDER PILLAR | MINI FP 400 A - 2 in 6 out |  | OUTDOOR | FP10-1262 | [5 empty] | 400.000 A |  |  | ALAF CEKAL SDN BHD | 0
16959035 | TNB | DISTRIBUTION | WP PUTRAJAYA & CYBERJAYA | Existing |  |  | MINI FEEDER PILLAR | MINI FP 400 A - 2 in 6 out |  | OUTDOOR | FP7-0879 | [5 empty] | 400.000 A |  |  | ALAF CEKAL SDN BHD | 14
16959036 | TNB | DISTRIBUTION | WP PUTRAJAYA & CYBERJAYA | Existing |  |  | MINI FEEDER PILLAR | MINI FP 400 A - 2 in 6 out |  | OUTDOOR | FP31-0925 | [5 empty] | 400.000 A |  |  | ALAF CEKAL SDN BHD | 9
16959037 | TNB | DISTRIBUTION | WP PUTRAJAYA & CYBERJAYA | Existing |  |  | MINI FEEDER PILLAR | MINI FP 400 A - 2 in 6 out |  | OUTDOOR | FP56-0905 | [5 empty] | 400.000 A |  |  | ALAF CEKAL SDN BHD | 0
16959038 | TNB | DISTRIBUTION | WP PUTRAJAYA & CYBERJAYA | Existing |  |  | MINI FEEDER PILLAR | MINI FP 400 A - 2 in 6 out |  | OUTDOOR | FP14-0999 | [5 empty] | 400.000 A |  |  | ALAF CEKAL SDN BHD | 0
16959039 | TNB | DISTRIBUTION | WP PUTRAJAYA & CYBERJAYA | Existing |  |  | MINI FEEDER PILLAR | MINI FP 400 A - 2 in 6 out |  | OUTDOOR | FP102-0809 | [5 empty] | 400.000 A |  |  | ALAF CEKAL SDN BHD | 0
16959040 | TNB | DISTRIBUTION | WP PUTRAJAYA & CYBERJAYA | Existing |  |  | MINI FEEDER PILLAR | MINI FP 400 A - 2 in 6 out |  | OUTDOOR | FP82-0965 | [5 empty] | 400.000 A |  |  | ALAF CEKAL SDN BHD | 0
16959041 | TNB | DISTRIBUTION | WP PUTRAJAYA & CYBERJAYA | Existing |  |  | MINI FEEDER PILLAR | MINI FP 400 A - 2 in 6 out |  | OUTDOOR | FP58-0927 | [5 empty] | 400.000 A |  |  | ALAF CEKAL SDN BHD | 0
16959042 | TNB | DISTRIBUTION | WP PUTRAJAYA & CYBERJAYA | Existing |  |  | MINI FEEDER PILLAR | MINI FP 400 A - 2 in 6 out |  | OUTDOOR | FP18-0838 | [5 empty] | 400.000 A |  |  | ALAF CEKAL SDN BHD | 0
16959043 | TNB | DISTRIBUTION | WP PUTRAJAYA & CYBERJAYA | Existing |  |  | MINI FEEDER PILLAR | MINI FP 400 A - 2 in 6 out |  | OUTDOOR | FP13-0943 | [5 empty] | 400.000 A |  |  | ALAF CEKAL SDN BHD | 0
16959044 | TNB | DISTRIBUTION | WP PUTRAJAYA & CYBERJAYA | Existing |  |  | MINI FEEDER PILLAR | MINI FP 400 A - 2 in 6 out |  | OUTDOOR | FP36-0817 | [5 empty] | 400.000 A |  |  | ALAF CEKAL SDN BHD | 0
16959045 | TNB | DISTRIBUTION | WP PUTRAJAYA & CYBERJAYA | Existing |  |  | MINI FEEDER PILLAR | MINI FP 400 A - 2 in 6 out |  | OUTDOOR | FP39-0971 | [5 empty] | 400.000 A |  |  | ALAF CEKAL SDN BHD | 0
16959046 | TNB | DISTRIBUTION | WP PUTRAJAYA & CYBERJAYA | Existing |  |  | MINI FEEDER PILLAR | MINI FP 400 A - 2 in 6 out |  | OUTDOOR | FP41-0924 | [5 empty] | 400.000 A |  |  | ALAF CEKAL SDN BHD | 0
16959048 | TNB | DISTRIBUTION | WP PUTRAJAYA & CYBERJAYA | Existing |  |  | MINI FEEDER PILLAR | MINI FP 400 A - 2 in 6 out |  | OUTDOOR | FP11-0929 | [5 empty] | 400.000 A |  |  | ALAF CEKAL SDN BHD | 0
16959049 | TNB | DISTRIBUTION | WP PUTRAJAYA & CYBERJAYA | Existing |  |  | MINI FEEDER PILLAR | MINI FP 400 A - 2 in 6 out |  | OUTDOOR | FP32931 | [5 empty] | 400.000 A |  |  | ALAF CEKAL SDN BHD | 0
16959050 | TNB | DISTRIBUTION | WP PUTRAJAYA & CYBERJAYA | Existing |  |  | MINI FEEDER PILLAR | MINI FP 400 A - 2 in 6 out |  | OUTDOOR | FP27-0940 | [5 empty] | 400.000 A |  |  | ALAF CEKAL SDN BHD | 0
16959051 | TNB | DISTRIBUTION | WP PUTRAJAYA & CYBERJAYA | Existing |  |  | MINI FEEDER PILLAR | MINI FP 400 A - 2 in 6 out |  | OUTDOOR | FP22-m4388 | [5 empty] | 400.000 A |  |  | MAHKOTA MANUFACTURING SDN BHD | 0
16959052 | TNB | DISTRIBUTION | WP PUTRAJAYA & CYBERJAYA | Existing |  |  | MINI FEEDER PILLAR | MINI FP 400 A - 2 in 6 out |  | OUTDOOR | FP2-m5254 | [5 empty] | 400.000 A |  |  | MAHKOTA MANUFACTURING SDN BHD | 0
16959053 | TNB | DISTRIBUTION | WP PUTRAJAYA & CYBERJAYA | Existing |  |  | MINI FEEDER PILLAR | MINI FP 400 A - 2 in 6 out |  | OUTDOOR | FP33-0975 | [5 empty] | 400.000 A |  |  | ALAF CEKAL SDN BHD | 0
16959054 | TNB | DISTRIBUTION | WP PUTRAJAYA & CYBERJAYA | Existing |  |  | MINI FEEDER PILLAR | MINI FP 400 A - 2 in 6 out |  | OUTDOOR | FP-0431 | [5 empty] | 400.000 A |  |  | ALAF CEKAL SDN BHD | 0
16959056 | TNB | DISTRIBUTION | WP PUTRAJAYA & CYBERJAYA | Existing |  |  | MINI FEEDER PILLAR | MINI FP 400 A - 2 in 6 out |  | OUTDOOR | FP1430 | [5 empty] | 400.000 A |  |  |  | 0
16959057 | TNB | DISTRIBUTION | WP PUTRAJAYA & CYBERJAYA | Existing |  |  | MINI FEEDER PILLAR | MINI FP 400 A - 2 in 6 out |  | OUTDOOR | 1424 | [5 empty] | 400.000 A |  |  |  | 0
22149143 | TNB | DISTRIBUTION | WP PUTRAJAYA & CYBERJAYA | Existing |  |  | LVDB | LVDB 1600 A - 2 in 8 out | PE 21,71 | INDOOR | [6 empty] | 1600.000 A | 1970-01-01 |  |  | 6
22149419 | TNB | DISTRIBUTION | WP PUTRAJAYA & CYBERJAYA | Existing |  |  | LVDB | LVDB 1600 A - 2 in 8 out | PE 21.71 | INDOOR | [6 empty] | 1600.000 A | 1970-01-01 |  |  | 5
27730854 | TNB | DISTRIBUTION | WP PUTRAJAYA & CYBERJAYA | Existing |  |  | FEEDER PILLAR | FP 800 A - 2 in 5 out |  | OUTDOOR | ALAF CEKAL SDN BHD | [5 empty] | 400.000 A |  |  | FP1 JLN UTAMA | 0
27730855 | TNB | DISTRIBUTION | WP PUTRAJAYA & CYBERJAYA | Existing |  |  | FEEDER PILLAR | FP 800 A - 2 in 5 out |  | OUTDOOR | ALAF CEKAL SDN BHD | [5 empty] | 400.000 A |  |  | FP2 JLN UTAMA | 0
27730860 | TNB | DISTRIBUTION | WP PUTRAJAYA & CYBERJAYA | Existing |  |  | MINI FEEDER PILLAR | MINI FP 400 A - 2 in 6 out |  | OUTDOOR | FP 117 JLN UTAMA | [5 empty] | 400.000 A |  |  | MAHKOTA MANUFACTURING SDN BHD | 0
27730861 | TNB | DISTRIBUTION | WP PUTRAJAYA & CYBERJAYA | Existing |  |  | MINI FEEDER PILLAR | MINI FP 400 A - 2 in 6 out |  | OUTDOOR | FP 104 JLN UTAMA | [5 empty] | 400.000 A |  |  | MAHKOTA MANUFACTURING SDN BHD | 0
27730862 | TNB | DISTRIBUTION | WP PUTRAJAYA & CYBERJAYA | Existing |  |  | MINI FEEDER PILLAR | MINI FP 400 A - 2 in 6 out |  | OUTDOOR | MAHKOTA MANUFACTURING SDN BHD | [5 empty] | 400.000 A |  |  |  | 0
27730868 | TNB | DISTRIBUTION | WP PUTRAJAYA & CYBERJAYA | Existing |  |  | MINI FEEDER PILLAR | MINI FP 400 A - 2 in 6 out |  | OUTDOOR | FP 153 | [5 empty] | 400.000 A |  |  |  | 0
27730870 | TNB | DISTRIBUTION | WP PUTRAJAYA & CYBERJAYA | Existing |  |  | MINI FEEDER PILLAR | MINI FP 400 A - 2 in 6 out |  | OUTDOOR | FP 3/4A | [5 empty] | 400.000 A |  |  | ALAF CEKAL SDN BHD | 0
27730874 | TNB | DISTRIBUTION | WP PUTRAJAYA & CYBERJAYA | Existing |  |  | MINI FEEDER PILLAR | MINI FP 400 A - 2 in 6 out |  | OUTDOOR | FP 65 | [5 empty] | 400.000 A |  |  |  | 0
27730875 | TNB | DISTRIBUTION | WP PUTRAJAYA & CYBERJAYA | Existing |  |  | MINI FEEDER PILLAR | MINI FP 400 A - 2 in 6 out |  | OUTDOOR | FP 1-2A | [5 empty] | 400.000 A |  |  |  | 0
27730876 | TNB | DISTRIBUTION | WP PUTRAJAYA & CYBERJAYA | Existing |  |  | MINI FEEDER PILLAR | MINI FP 400 A - 2 in 6 out |  | OUTDOOR | FP 1/2 | [5 empty] | 400.000 A |  |  |  | 0
28136320 | TNB | DISTRIBUTION | WP PUTRAJAYA & CYBERJAYA | Existing |  |  | FEEDER PILLAR | FP 800 A - 2 in 5 out |  | OUTDOOR | FP 8563 | [5 empty] | 800.000 A |  |  |  | 0
28136329 | TNB | DISTRIBUTION | WP PUTRAJAYA & CYBERJAYA | Existing |  |  | MINI FEEDER PILLAR | MINI FP 400 A - 2 in 6 out |  | OUTDOOR | N/A | [5 empty] | 400.000 A |  |  |  | 1
28136330 | TNB | DISTRIBUTION | WP PUTRAJAYA & CYBERJAYA | Existing |  |  | FEEDER PILLAR | FP 1600 A - 2 in 8 out |  | OUTDOOR | FP9610-0336 | [5 empty] | 800.000 A |  |  |  | 2
29031958 | TNB | DISTRIBUTION | WP PUTRAJAYA & CYBERJAYA | Existing |  |  | LVDB | FP 1600 A - 2 in 8 out (PE) | PE 23.01 | INDOOR | FP 2 |  |  |  | SUN SYSTEM ENG. |  | 1600.000 A | 1970-01-01 |  |  | 5
32171055 | TNB | DISTRIBUTION | WP PUTRAJAYA & CYBERJAYA | Existing |  |  | FEEDER PILLAR | FP 1600 A - 2 in 8 out |  | OUTDOOR | FP CYBER PARK |  |  |  | Unknown | [5 empty] | 0
32171058 | TNB | DISTRIBUTION | WP PUTRAJAYA & CYBERJAYA | Existing |  |  | TNB S/L PANEL BOX | FP 800 A - 2 in 5 out |  | OUTDOOR | SP1 LS LOOP A3 |  |  |  | Unknown | [5 empty] | 0
34979398 | TNB | DISTRIBUTION | WP PUTRAJAYA & CYBERJAYA | Existing |  |  | LVDB | LVDB 1600 A - 2 in 8 out | PE 22.91 | [11 empty] | 1
35022109 | TNB | DISTRIBUTION | WP PUTRAJAYA & CYBERJAYA | Existing |  |  | LVDB | LVDB 1600 A - 2 in 8 out | PE 22.92 | [11 empty] | 0
35670768 | TNB | DISTRIBUTION | WP PUTRAJAYA & CYBERJAYA | Existing |  |  | LVDB | FP 1600 A - 2 in 8 out (PE) | PE 21.96 | INDOOR | [6 empty] | 1600.000 A | 1970-01-01 |  |  | 0
35670819 | TNB | DISTRIBUTION | WP PUTRAJAYA & CYBERJAYA | Existing |  |  | LVDB | FP 1600 A - 2 in 8 out (PE) | PE 21.96 | INDOOR | [6 empty] | 1600.000 A | 1970-01-01 |  |  | 0
36670997 | TNB | DISTRIBUTION | WP PUTRAJAYA & CYBERJAYA | Existing | VCBJ/PCE/J22861/NDTX1 | 300454740 | LVDB | FP 1600 A - 2 in 8 out (PE) | PE 22.86 NEO CYBER BLOK D | INDOOR |  |  |  | ITEM INDUSTRIAL |  | D1136 |  | 1970-01-01 | FEEDER PILLAR,LV,DIN,800A,ITEM. |  | 1
36684220 | TNB | DISTRIBUTION | WP PUTRAJAYA & CYBERJAYA | Existing |  |  | LVDB | LVDB 1600 A - 2 in 8 out | PE 11.69 | INDOOR | [6 empty] | 1600.000 A | 1970-01-01 |  |  | 6
36684493 | TNB | DISTRIBUTION | WP PUTRAJAYA & CYBERJAYA | Existing |  |  | LVDB | LVDB 1600 A - 2 in 8 out | PE 11.69 | INDOOR | [6 empty] | 1600.000 A | 1970-01-01 |  |  | 4
36692495 | TNB | DISTRIBUTION | WP PUTRAJAYA & CYBERJAYA | Existing |  |  | LVDB | LVDB 1600 A - 2 in 8 out | PE 22.76 | INDOOR | [6 empty] | 1600.000 A | 1970-01-01 |  |  | 7
36692768 | TNB | DISTRIBUTION | WP PUTRAJAYA & CYBERJAYA | Existing |  |  | LVDB | LVDB 1600 A - 2 in 8 out | PE 22.76 | INDOOR | [6 empty] | 1600.000 A | 1970-01-01 |  |  | 4
36722538 | TNB | DISTRIBUTION | WP PUTRAJAYA & CYBERJAYA | Existing | VCBJ/PCE/J21891/NDTX1 | 300454632 | LVDB | LVDB 1600 A - 2 in 8 out | PE 21.89 MYVILLA P2 PARCEL B | INDOOR | [6 empty] | 1600.000 A | 1970-01-01 |  |  | 2
36722809 | TNB | DISTRIBUTION | WP PUTRAJAYA & CYBERJAYA | Existing | VCBJ/PCE/J21881/NDTX1 | 300455087 | LVDB | LVDB 1600 A - 2 in 8 out | PE 21.88 MYVILLA P2 PARCEL A | INDOOR | [6 empty] | 1600.000 A | 1970-01-01 |  |  | 6
38040786 | TNB | DISTRIBUTION | WP PUTRAJAYA & CYBERJAYA | Existing |  |  | LVDB | LVDB 1600 A - 2 in 8 out |  | INDOOR | [6 empty] | 1600.000 A | 1970-01-01 |  |  | 3
38495950 | TNB | DISTRIBUTION | WP PUTRAJAYA & CYBERJAYA | Existing |  |  | LVDB | FP 1600 A - 2 in 8 out (PE) | SS 22.72 | INDOOR | [6 empty] | 1600.000 A | 1970-01-01 |  |  | 2
255602216 | TNB | DISTRIBUTION | WP PUTRAJAYA & CYBERJAYA | Existing |  |  | MINI FEEDER PILLAR | MINI FP 400 A - 2 in 6 out |  | OUTDOOR | LVMC 25 |  |  |  | RMBT |  | 400.000 A |  |  |  | 0
255602251 | TNB | DISTRIBUTION | WP PUTRAJAYA & CYBERJAYA | Existing |  |  | MINI FEEDER PILLAR | MINI FP 400 A - 2 in 6 out |  | OUTDOOR | LVMC 40 |  |  |  | RMBT |  | 400.000 A |  |  |  | 0
255602287 | TNB | DISTRIBUTION | WP PUTRAJAYA & CYBERJAYA | Existing |  |  | MINI FEEDER PILLAR | MINI FP 400 A - 2 in 6 out |  | OUTDOOR | FP 7 |  |  |  | RMBT |  | 400.000 A |  |  |  | 0
255602323 | TNB | DISTRIBUTION | WP PUTRAJAYA & CYBERJAYA | Existing |  |  | MINI FEEDER PILLAR | MINI FP 400 A - 2 in 6 out |  | OUTDOOR | FP 8 |  |  |  | RMBT |  | 400.000 A |  |  |  | 0
255602353 | TNB | DISTRIBUTION | WP PUTRAJAYA & CYBERJAYA | Existing |  |  | MINI FEEDER PILLAR | MINI FP 400 A - 2 in 6 out |  | OUTDOOR | FP 10 |  |  |  | RMBT |  | 400.000 A |  |  |  | 0
255602461 | TNB | DISTRIBUTION | WP PUTRAJAYA & CYBERJAYA | Existing |  |  | MINI FEEDER PILLAR | MINI FP 400 A - 2 in 6 out |  | OUTDOOR | FP 31 |  |  |  | RMBT |  | 400.000 A |  |  |  | 0
255602491 | TNB | DISTRIBUTION | WP PUTRAJAYA & CYBERJAYA | Existing |  |  | MINI FEEDER PILLAR | MINI FP 400 A - 2 in 6 out |  | OUTDOOR | FP 28 |  |  |  | RMBT |  | 400.000 A |  |  |  | 0
255613772 | TNB | DISTRIBUTION | WP PUTRAJAYA & CYBERJAYA | Existing |  |  | MINI FEEDER PILLAR | MINI FP 400 A - 2 in 6 out |  | OUTDOOR | 9 |  |  |  | RMBT |  | 400.000 A |  |  |  | 0
255613909 | TNB | DISTRIBUTION | WP PUTRAJAYA & CYBERJAYA | Existing |  |  | LVDB | FP 1600 A - 2 in 8 out (PE) | PE 23.01 | INDOOR | FP 1 |  |  |  | TOPRANK |  | 1600.000 A |  |  |  | 7
255614001 | TNB | DISTRIBUTION | WP PUTRAJAYA & CYBERJAYA | Existing |  |  | MINI FEEDER PILLAR | MINI FP 400 A - 2 in 6 out |  | OUTDOOR | FP 9 SL |  |  |  | Unknown |  | 400.000 A |  |  | Not Visible at Site | 2
255614014 | TNB | DISTRIBUTION | WP PUTRAJAYA & CYBERJAYA | Existing |  |  | MINI FEEDER PILLAR | MINI FP 400 A - 2 in 6 out |  | OUTDOOR | FP 3 SL |  |  |  | Unknown |  | 400.000 A |  |  | NOT VISIBLE AT SITE | 0
255614041 | TNB | DISTRIBUTION | WP PUTRAJAYA & CYBERJAYA | Existing |  |  | FEEDER PILLAR | FP 1600 A - 2 in 8 out |  | OUTDOOR | FP MMG C2 |  |  |  | Unknown |  | 800.000 A |  |  |  | 0
255614042 | TNB | DISTRIBUTION | WP PUTRAJAYA & CYBERJAYA | Existing |  |  | FEEDER PILLAR | FP 800 A - 2 in 5 out |  | OUTDOOR | FP SL |  |  |  | Unknown |  | 800.000 A |  |  | FP SLA-3 | 4
255614043 | TNB | DISTRIBUTION | WP PUTRAJAYA & CYBERJAYA | Existing |  |  | FEEDER PILLAR | FP 1600 A - 2 in 8 out |  | OUTDOOR | FP SITE OFFICE |  |  |  | Unknown |  | 400.000 A |  |  | NOT VISIBLE AT SITE | 0
255614044 | TNB | DISTRIBUTION | WP PUTRAJAYA & CYBERJAYA | Existing |  |  | FEEDER PILLAR | FP 800 A - 2 in 5 out |  | OUTDOOR | FP PUSAT PENYEWAAN BOT |  |  |  | Unknown |  | 800.000 A |  |  |  | 1
255614046 | TNB | DISTRIBUTION | WP PUTRAJAYA & CYBERJAYA | Existing |  |  | FEEDER PILLAR | FP 800 A - 2 in 5 out |  | OUTDOOR | FP ASIA SPACE |  |  |  | Unknown |  | 800.000 A |  |  |  | 0
255614049 | TNB | DISTRIBUTION | WP PUTRAJAYA & CYBERJAYA | Existing |  |  | FEEDER PILLAR | FP 800 A - 2 in 5 out |  | OUTDOOR | FP 1/T1 FP 1/2 |  |  |  | Unknown |  | 800.000 A |  |  | NOT VISBLE AT SITE | 0
255614052 | TNB | DISTRIBUTION | WP PUTRAJAYA & CYBERJAYA | Existing |  |  | MINI FEEDER PILLAR | MINI FP 400 A - 2 in 6 out |  | OUTDOOR | FP 4-05-A |  |  |  | ABB |  | 400.000 A |  |  | FP BERKUNCI | 0
255614053 | TNB | DISTRIBUTION | WP PUTRAJAYA & CYBERJAYA | Existing |  |  | MINI FEEDER PILLAR | MINI FP 400 A - 2 in 6 out |  | OUTDOOR | FP E99A BLOK 2L |  |  |  | Unknown |  | 400.000 A |  |  | DLM 1BILIK METER RMH NO E-99-A - E-100-B | 0
255614055 | TNB | DISTRIBUTION | WP PUTRAJAYA & CYBERJAYA | Existing |  |  | FEEDER PILLAR | FP 1600 A - 2 in 8 out |  | OUTDOOR | MAIN FP MH 01 324704412528 |  |  |  | Unknown |  | 800.000 A |  |  |  | 2
255616775 | TNB | DISTRIBUTION | WP PUTRAJAYA & CYBERJAYA | Existing |  |  | MINI FEEDER PILLAR | MINI FP 400 A - 2 in 6 out |  | OUTDOOR | LVMC 12 |  |  |  | RMBT |  | 400.000 A |  |  | 2022 | 0
255616804 | TNB | DISTRIBUTION | WP PUTRAJAYA & CYBERJAYA | Existing |  |  | MINI FEEDER PILLAR | MINI FP 400 A - 2 in 6 out |  | OUTDOOR | LVMC 96 |  |  |  | RMBT |  | 400.000 A |  |  |  | 0
255616828 | TNB | DISTRIBUTION | WP PUTRAJAYA & CYBERJAYA | Existing |  |  | MINI FEEDER PILLAR | MINI FP 400 A - 2 in 6 out |  | OUTDOOR | LVMC 98 |  |  |  | RMBT |  | 400.000 A | 24/08/2000 |  |  | 0
255616858 | TNB | DISTRIBUTION | WP PUTRAJAYA & CYBERJAYA | Existing |  |  | MINI FEEDER PILLAR | MINI FP 400 A - 2 in 6 out |  | OUTDOOR | LVMC 110 |  |  |  | RMBT |  | 400.000 A |  |  | 2014 | 0
255616894 | TNB | DISTRIBUTION | WP PUTRAJAYA & CYBERJAYA | Existing |  |  | MINI FEEDER PILLAR | MINI FP 400 A - 2 in 6 out |  | OUTDOOR | LVMC 27 |  |  |  | RMBT |  | 400.000 A |  |  | 2006 | 0
255616930 | TNB | DISTRIBUTION | WP PUTRAJAYA & CYBERJAYA | Existing |  |  | MINI FEEDER PILLAR |  |  | OUTDOOR | LVMC 16 |  |  |  | RMBT |  | 400.000 A | 24/08/2000 |  | M5829 | 0
255616966 | TNB | DISTRIBUTION | WP PUTRAJAYA & CYBERJAYA | Existing |  |  | MINI FEEDER PILLAR |  |  | OUTDOOR | LVMC 7 |  |  |  | RMBT |  | 400.000 A | 24/08/2000 |  | M5684 | 0
255616996 | TNB | DISTRIBUTION | WP PUTRAJAYA & CYBERJAYA | Existing |  |  | MINI FEEDER PILLAR | MINI FP 400 A - 2 in 6 out |  | OUTDOOR | LVMC 22 |  |  |  | RMBT |  | 400.000 A |  |  |  | 0
255617032 | TNB | DISTRIBUTION | WP PUTRAJAYA & CYBERJAYA | Existing |  |  | MINI FEEDER PILLAR | MINI FP 400 A - 2 in 6 out |  | OUTDOOR | LVMC 27 |  |  |  | RMBT |  | 400.000 A |  |  |  | 0
255617068 | TNB | DISTRIBUTION | WP PUTRAJAYA & CYBERJAYA | Existing |  |  | MINI FEEDER PILLAR | MINI FP 400 A - 2 in 6 out |  | OUTDOOR | LVMC 12 |  |  |  | RMBT |  | 400.000 A |  |  |  | 0
255617104 | TNB | DISTRIBUTION | WP PUTRAJAYA & CYBERJAYA | Existing |  |  | MINI FEEDER PILLAR | MINI FP 400 A - 2 in 6 out |  | OUTDOOR | LVMC 1 |  |  |  | RMBT |  | 400.000 A |  |  |  | 0
255617140 | TNB | DISTRIBUTION | WP PUTRAJAYA & CYBERJAYA | Existing |  |  | MINI FEEDER PILLAR | MINI FP 400 A - 2 in 6 out |  | OUTDOOR | LVMC 2 |  |  |  | RMBT |  | 400.000 A |  |  |  | 0
255617176 | TNB | DISTRIBUTION | WP PUTRAJAYA & CYBERJAYA | Existing |  |  | MINI FEEDER PILLAR | MINI FP 400 A - 2 in 6 out |  | OUTDOOR | LVMC 34 |  |  |  | RMBT |  | 400.000 A |  |  |  | 0
255617212 | TNB | DISTRIBUTION | WP PUTRAJAYA & CYBERJAYA | Existing |  |  | MINI FEEDER PILLAR | MINI FP 400 A - 2 in 6 out |  | OUTDOOR | LVMC 31 |  |  |  | RMBT |  | 400.000 A |  |  |  | 0
255617248 | TNB | DISTRIBUTION | WP PUTRAJAYA & CYBERJAYA | Existing |  |  | MINI FEEDER PILLAR | MINI FP 400 A - 2 in 6 out |  | OUTDOOR | LVMC 1 |  |  |  | RMBT |  | 400.000 A |  |  |  | 0
255617284 | TNB | DISTRIBUTION | WP PUTRAJAYA & CYBERJAYA | Existing |  |  | MINI FEEDER PILLAR | MINI FP 400 A - 2 in 6 out |  | OUTDOOR | LVMC 23 |  |  |  | RMBT |  | 400.000 A |  |  |  | 0
255617320 | TNB | DISTRIBUTION | WP PUTRAJAYA & CYBERJAYA | Existing |  |  | MINI FEEDER PILLAR | MINI FP 400 A - 2 in 6 out |  | OUTDOOR | LVMC 1 |  |  |  | RMBT |  | 400.000 A |  |  |  | 0
255617356 | TNB | DISTRIBUTION | WP PUTRAJAYA & CYBERJAYA | Existing |  |  | MINI FEEDER PILLAR | MINI FP 400 A - 2 in 6 out |  | OUTDOOR | LVMC 1 |  |  |  | RMBT |  | 400.000 A |  |  |  | 0
255617392 | TNB | DISTRIBUTION | WP PUTRAJAYA & CYBERJAYA | Existing |  |  | MINI FEEDER PILLAR | MINI FP 400 A - 2 in 6 out |  | OUTDOOR | LVMC 77 |  |  |  | RMBT |  | 400.000 A |  |  |  | 0
255617416 | TNB | DISTRIBUTION | WP PUTRAJAYA & CYBERJAYA | Existing |  |  | MINI FEEDER PILLAR | MINI FP 400 A - 2 in 6 out |  | OUTDOOR | LVMC 61 |  |  |  | RMBT |  | 400.000 A |  |  |  | 0
255617452 | TNB | DISTRIBUTION | WP PUTRAJAYA & CYBERJAYA | Existing |  |  | MINI FEEDER PILLAR | MINI FP 400 A - 2 in 6 out |  | OUTDOOR | LVMC 29 |  |  |  | RMBT |  | 400.000 A |  |  |  | 0
255617487 | TNB | DISTRIBUTION | WP PUTRAJAYA & CYBERJAYA | Existing |  |  | MINI FEEDER PILLAR | MINI FP 400 A - 2 in 6 out |  | OUTDOOR | LVMC 2 |  |  |  | RMBT |  | 400.000 A |  |  | N/A | 0
255617517 | TNB | DISTRIBUTION | WP PUTRAJAYA & CYBERJAYA | Existing |  |  | MINI FEEDER PILLAR | MINI FP 400 A - 2 in 6 out |  | OUTDOOR | LVMC 70 |  |  |  | RMBT |  | 400.000 A |  |  |  | 0
255617553 | TNB | DISTRIBUTION | WP PUTRAJAYA & CYBERJAYA | Existing |  |  | MINI FEEDER PILLAR | MINI FP 400 A - 2 in 6 out |  | OUTDOOR | LVMC 42 |  |  |  | RMBT |  | 400.000 A |  |  |  | 0
255617681 | TNB | DISTRIBUTION | WP PUTRAJAYA & CYBERJAYA | Existing |  |  | LVDB |  | PE 15.02 | INDOOR | PPE 15.02 |  |  |  | Unknown |  | 1600.000 A |  |  |  | 4
255617922 | TNB | DISTRIBUTION | WP PUTRAJAYA & CYBERJAYA | Existing |  |  | LVDB | LVDB 1600 A - 2 in 8 out | PE 14.17 | INDOOR | PPE 14.17 |  |  |  | SUN SYSTEM ENG. |  | 1600.000 A |  |  |  | 3
255617998 | TNB | DISTRIBUTION | WP PUTRAJAYA & CYBERJAYA | Existing |  |  | MINI FEEDER PILLAR | MINI FP 400 A - 2 in 6 out |  | OUTDOOR | FP 13 |  |  |  | Unknown |  | 400.000 A |  |  | M2082 | 0
255618040 | TNB | DISTRIBUTION | WP PUTRAJAYA & CYBERJAYA | Existing |  |  | MINI FEEDER PILLAR | MINI FP 400 A - 2 in 6 out |  | OUTDOOR | FP 2 |  |  |  | Unknown |  | 400.000 A |  |  | M2058 | 0
255618076 | TNB | DISTRIBUTION | WP PUTRAJAYA & CYBERJAYA | Existing |  |  | MINI FEEDER PILLAR | MINI FP 400 A - 2 in 6 out |  | OUTDOOR | FP 10 |  |  |  | Unknown |  | 400.000 A |  |  | M2074 | 0
255618112 | TNB | DISTRIBUTION | WP PUTRAJAYA & CYBERJAYA | Existing |  |  | MINI FEEDER PILLAR | MINI FP 400 A - 2 in 6 out |  | OUTDOOR | FP 1 |  |  |  | Unknown |  | 400.000 A |  |  | M1668 | 0
255618160 | TNB | DISTRIBUTION | WP PUTRAJAYA & CYBERJAYA | Existing |  |  | MINI FEEDER PILLAR | MINI FP 400 A - 2 in 6 out |  | OUTDOOR | FP 21 |  |  |  | Unknown |  | 400.000 A |  |  | M2061 | 0
255618196 | TNB | DISTRIBUTION | WP PUTRAJAYA & CYBERJAYA | Existing |  |  | MINI FEEDER PILLAR | MINI FP 400 A - 2 in 6 out |  | OUTDOOR | FP 31 |  |  |  | Unknown |  | 400.000 A |  |  | M2064 | 0
255618232 | TNB | DISTRIBUTION | WP PUTRAJAYA & CYBERJAYA | Existing |  |  | MINI FEEDER PILLAR | MINI FP 400 A - 2 in 6 out |  | OUTDOOR | FP 10 |  |  |  | Unknown |  | 400.000 A |  |  | M1571 | 0
255618268 | TNB | DISTRIBUTION | WP PUTRAJAYA & CYBERJAYA | Existing |  |  | MINI FEEDER PILLAR | MINI FP 400 A - 2 in 6 out |  | OUTDOOR | FP 14 |  |  |  | Unknown |  | 400.000 A |  |  | M2081 | 0
255618304 | TNB | DISTRIBUTION | WP PUTRAJAYA & CYBERJAYA | Existing |  |  | MINI FEEDER PILLAR | MINI FP 400 A - 2 in 6 out |  | OUTDOOR | FP 2 |  |  |  | Unknown |  | 400.000 A |  |  | M2083 | 0
255618340 | TNB | DISTRIBUTION | WP PUTRAJAYA & CYBERJAYA | Existing |  |  | MINI FEEDER PILLAR | MINI FP 400 A - 2 in 6 out |  | OUTDOOR | FP 45 |  |  |  | Unknown |  | 400.000 A |  |  | MFP5-0625 | 0
255618352 | TNB | DISTRIBUTION | WP PUTRAJAYA & CYBERJAYA | Existing |  |  | MINI FEEDER PILLAR | MINI FP 400 A - 2 in 6 out |  | OUTDOOR | FP 1 |  |  |  | Unknown |  | 400.000 A |  |  | MFP5-0627 | 0
255618364 | TNB | DISTRIBUTION | WP PUTRAJAYA & CYBERJAYA | Existing |  |  | MINI FEEDER PILLAR | MINI FP 400 A - 2 in 6 out |  | OUTDOOR | 6B |  |  |  | Unknown |  | 400.000 A |  |  | M2143 | 0
255618376 | TNB | DISTRIBUTION | WP PUTRAJAYA & CYBERJAYA | Existing |  |  | MINI FEEDER PILLAR | MINI FP 400 A - 2 in 6 out |  | OUTDOOR | 6A |  |  |  | Unknown |  | 400.000 A |  |  | M2114 | 0
255618388 | TNB | DISTRIBUTION | WP PUTRAJAYA & CYBERJAYA | Existing |  |  | MINI FEEDER PILLAR | MINI FP 400 A - 2 in 6 out |  | OUTDOOR | FP SEBELAH PE14.11 |  |  |  | Unknown |  | 400.000 A |  |  | MFP5-0613 | 3
255623889 | TNB | DISTRIBUTION | WP PUTRAJAYA & CYBERJAYA | Existing |  |  | MINI FEEDER PILLAR | MINI FP 400 A - 2 in 6 out |  | OUTDOOR | FP 2 |  |  |  | RMBT |  | 400.000 A |  |  |  | 0
255623925 | TNB | DISTRIBUTION | WP PUTRAJAYA & CYBERJAYA | Existing |  |  | MINI FEEDER PILLAR | MINI FP 400 A - 2 in 6 out |  | OUTDOOR | LVMC 16 |  |  |  | RMBT |  | 400.000 A |  |  |  | 0
255623960 | TNB | DISTRIBUTION | WP PUTRAJAYA & CYBERJAYA | Existing |  |  | MINI FEEDER PILLAR | MINI FP 400 A - 2 in 6 out |  | OUTDOOR | LVMC 51 |  |  |  | RMBT |  | 400.000 A |  |  | M5818 | 0
255623996 | TNB | DISTRIBUTION | WP PUTRAJAYA & CYBERJAYA | Existing |  |  | MINI FEEDER PILLAR | MINI FP 400 A - 2 in 6 out |  | OUTDOOR | LVMC 54 |  |  |  | RMBT |  | 400.000 A |  |  |  | 0
255624032 | TNB | DISTRIBUTION | WP PUTRAJAYA & CYBERJAYA | Existing |  |  | MINI FEEDER PILLAR | MINI FP 400 A - 2 in 6 out |  | OUTDOOR | LVMC 1 |  |  |  | RMBT |  | 400.000 A |  |  |  | 0
255624061 | TNB | DISTRIBUTION | WP PUTRAJAYA & CYBERJAYA | Existing |  |  | MINI FEEDER PILLAR | MINI FP 400 A - 2 in 6 out | N/A | OUTDOOR | LVMC 34 |  |  |  | RMBT |  | 400.000 A |  |  |  | 0
255624097 | TNB | DISTRIBUTION | WP PUTRAJAYA & CYBERJAYA | Existing |  |  | MINI FEEDER PILLAR | MINI FP 400 A - 2 in 6 out |  | OUTDOOR | LVMC 17 |  |  |  | RMBT |  | 400.000 A |  |  |  | 0
255624725 | TNB | DISTRIBUTION | WP PUTRAJAYA & CYBERJAYA | Existing |  |  | MINI FEEDER PILLAR | MINI FP 400 A - 2 in 6 out |  | OUTDOOR | LVMC 9 |  |  |  | RMBT |  | 400.000 A |  |  |  | 0
255624772 | TNB | DISTRIBUTION | WP PUTRAJAYA & CYBERJAYA | Existing |  |  | MINI FEEDER PILLAR | MINI FP 400 A - 2 in 6 out |  | OUTDOOR | FP 5 | [5 empty] | 400.000 A |  |  | M0281 | 0
255624820 | TNB | DISTRIBUTION | WP PUTRAJAYA & CYBERJAYA | Existing |  |  | MINI FEEDER PILLAR | MINI FP 400 A - 2 in 6 out |  | OUTDOOR | FP 24 | [5 empty] | 400.000 A |  |  | M0290 | 0
255624863 | TNB | DISTRIBUTION | WP PUTRAJAYA & CYBERJAYA | Existing |  |  | MINI FEEDER PILLAR | MINI FP 400 A - 2 in 6 out |  | OUTDOOR | RMBT 9 |  |  |  | RMBT |  | 400.000 A |  |  |  | 0
255624899 | TNB | DISTRIBUTION | WP PUTRAJAYA & CYBERJAYA | Existing |  |  | MINI FEEDER PILLAR | MINI FP 400 A - 2 in 6 out |  | OUTDOOR | RMBT 1 |  |  |  | RMBT |  | 400.000 A |  |  |  | 0
255624936 | TNB | DISTRIBUTION | WP PUTRAJAYA & CYBERJAYA | Existing |  |  | MINI FEEDER PILLAR | MINI FP 400 A - 2 in 6 out |  | OUTDOOR | RMBT 42 |  |  |  | RMBT |  | 400.000 A |  |  |  | 0
255650332 | TNB | DISTRIBUTION | WP PUTRAJAYA & CYBERJAYA | Existing |  |  | LVDB | FP 1600 A - 2 in 8 out (PE) | PE 11.48 | INDOOR | PPE 11.48 |  |  |  | Unknown |  | 1600.000 A |  |  |  | 4
255652227 | TNB | DISTRIBUTION | WP PUTRAJAYA & CYBERJAYA | Existing |  |  | MINI FEEDER PILLAR | MINI FP 400 A - 2 in 6 out |  | OUTDOOR | RMBT 71A |  |  |  | RMBT |  | 400.000 A |  |  | M5720 | 0
255652557 | TNB | DISTRIBUTION | WP PUTRAJAYA & CYBERJAYA | Existing |  |  | MINI FEEDER PILLAR | MINI FP 400 A - 2 in 6 out |  | OUTDOOR | RMBT 71C |  |  |  | RMBT |  | 400.000 A |  |  | M5753 | 0
255652621 | TNB | DISTRIBUTION | WP PUTRAJAYA & CYBERJAYA | Existing |  |  | MINI FEEDER PILLAR | MINI FP 400 A - 2 in 6 out |  | OUTDOOR | N/A |  |  |  | RMBT |  | 400.000 A |  |  |  | 0
255652689 | TNB | DISTRIBUTION | WP PUTRAJAYA & CYBERJAYA | Existing |  |  | MINI FEEDER PILLAR | MINI FP 400 A - 2 in 6 out |  | OUTDOOR | RMBT 55B |  |  |  | RMBT |  | 400.000 A |  |  | M5807 | 0
255652757 | TNB | DISTRIBUTION | WP PUTRAJAYA & CYBERJAYA | Existing |  |  | MINI FEEDER PILLAR | MINI FP 400 A - 2 in 6 out | 2008 | OUTDOOR | RMBT 21A |  |  |  | RMBT |  | 400.000 A |  |  | M5690 | 0
255653150 | TNB | DISTRIBUTION | WP PUTRAJAYA & CYBERJAYA | Existing |  |  | MINI FEEDER PILLAR | MINI FP 400 A - 2 in 6 out |  | OUTDOOR | RMBT 9A |  |  |  | RMBT |  | 400.000 A |  |  | M5742 | 4
255654163 | TNB | DISTRIBUTION | WP PUTRAJAYA & CYBERJAYA | Existing |  |  | MINI FEEDER PILLAR | MINI FP 400 A - 2 in 6 out |  | OUTDOOR | RMBT 1 |  |  |  | RMBT |  | 400.000 A |  |  |  | 0
255654199 | TNB | DISTRIBUTION | WP PUTRAJAYA & CYBERJAYA | Existing |  |  | MINI FEEDER PILLAR | MINI FP 400 A - 2 in 6 out |  | OUTDOOR | RMBT 1 |  |  |  | RMBT |  | 400.000 A |  |  |  | 0
255654235 | TNB | DISTRIBUTION | WP PUTRAJAYA & CYBERJAYA | Existing |  |  | MINI FEEDER PILLAR |  |  | OUTDOOR | LVMC 24 |  |  |  | RMBT |  | 400.000 A |  |  | 2011 | 0
255654265 | TNB | DISTRIBUTION | WP PUTRAJAYA & CYBERJAYA | Existing |  |  | MINI FEEDER PILLAR | MINI FP 400 A - 2 in 6 out |  | OUTDOOR | LVMC 38 |  |  |  | RMBT |  | 400.000 A |  |  | 2010 | 0
255654301 | TNB | DISTRIBUTION | WP PUTRAJAYA & CYBERJAYA | Existing |  |  | MINI FEEDER PILLAR |  |  | OUTDOOR | LVMC 90 |  |  |  | RMBT |  | 400.000 A |  |  |  | 0
255654633 | TNB | DISTRIBUTION | WP PUTRAJAYA & CYBERJAYA | Existing |  |  | MINI FEEDER PILLAR | MINI FP 400 A - 2 in 6 out |  | OUTDOOR | LVMC 27 |  |  |  | RMBT |  | 400.000 A |  |  |  | 0
255654668 | TNB | DISTRIBUTION | WP PUTRAJAYA & CYBERJAYA | Existing |  |  | MINI FEEDER PILLAR | MINI FP 400 A - 2 in 6 out |  | OUTDOOR | LVMC 48 |  |  |  | RMBT |  | 400.000 A |  |  |  | 0
255654698 | TNB | DISTRIBUTION | WP PUTRAJAYA & CYBERJAYA | Existing |  |  | MINI FEEDER PILLAR | MINI FP 400 A - 2 in 6 out |  | OUTDOOR | FP 8 |  |  |  | RMBT |  | 400.000 A |  |  |  | 0
255655769 | TNB | DISTRIBUTION | WP PUTRAJAYA & CYBERJAYA | Existing |  |  | MINI FEEDER PILLAR | MINI FP 400 A - 2 in 6 out |  | OUTDOOR | 12A P9G/6 |  |  |  | RMBT |  | 400.000 A |  |  |  | 0
255656094 | TNB | DISTRIBUTION | WP PUTRAJAYA & CYBERJAYA | Existing |  |  | MINI FEEDER PILLAR | MINI FP 400 A - 2 in 6 out |  | OUTDOOR | 15 P9G/6 |  |  |  | RMBT |  | 400.000 A |  |  |  | 0
255656130 | TNB | DISTRIBUTION | WP PUTRAJAYA & CYBERJAYA | Existing |  |  | MINI FEEDER PILLAR | MINI FP 400 A - 2 in 6 out |  | OUTDOOR | 27 P9G/3 |  |  |  | RMBT |  | 400.000 A |  |  |  | 0
255656160 | TNB | DISTRIBUTION | WP PUTRAJAYA & CYBERJAYA | Existing |  |  | MINI FEEDER PILLAR | MINI FP 400 A - 2 in 6 out |  | OUTDOOR | 30 P9G/3 |  |  |  | RMBT |  | 400.000 A |  |  |  | 0
255656190 | TNB | DISTRIBUTION | WP PUTRAJAYA & CYBERJAYA | Existing |  |  | MINI FEEDER PILLAR | MINI FP 400 A - 2 in 6 out |  | OUTDOOR | FP 9 |  |  |  | Unknown |  | 400.000 A |  |  | MFP5-0633 | 0
255656202 | TNB | DISTRIBUTION | WP PUTRAJAYA & CYBERJAYA | Existing |  |  | MINI FEEDER PILLAR | MINI FP 400 A - 2 in 6 out |  | OUTDOOR | FP 39 |  |  |  | Unknown |  | 400.000 A |  |  | MFP5-0646 | 0
255656214 | TNB | DISTRIBUTION | WP PUTRAJAYA & CYBERJAYA | Existing |  |  | LVDB | LVDB 1600 A - 2 in 8 out | PE 14.15 | INDOOR | PPE 14.15 |  |  |  | AMPSTON(TOP RANK) |  | 1600.000 A |  |  |  | 5
255656298 | TNB | DISTRIBUTION | WP PUTRAJAYA & CYBERJAYA | Existing |  |  | LVDB | LVDB 1600 A - 2 in 8 out | PE 14.14 | INDOOR | PPE 14.14 |  |  |  | AMPSTON(TOP RANK) |  | 1600.000 A |  |  |  | 8
255656992 | TNB | DISTRIBUTION | WP PUTRAJAYA & CYBERJAYA | Existing |  |  | LVDB | FP 1600 A - 2 in 8 out (PE) | PE 15.07 | INDOOR | PE 15.07 |  |  |  | Unknown |  | 1600.000 A |  |  |  | 5
255657145 | TNB | DISTRIBUTION | WP PUTRAJAYA & CYBERJAYA | Existing |  |  | LVDB | FP 1600 A - 2 in 8 out (PE) | PE 15.05 | INDOOR | PPE 15.05 |  |  |  | AMPSTON(TOP RANK) |  | 1600.000 A |  |  |  | 9
255657727 | TNB | DISTRIBUTION | WP PUTRAJAYA & CYBERJAYA | Existing |  |  | FEEDER PILLAR | LVDB 1600 A - 2 in 8 out |  | OUTDOOR | FP 3 |  |  |  | Unknown |  | 800.000 A |  |  | FP 5120043 | 0
255657799 | TNB | DISTRIBUTION | WP PUTRAJAYA & CYBERJAYA | Existing |  |  | FEEDER PILLAR | FP 800 A - 2 in 5 out |  | OUTDOOR | FP 9 |  |  |  | Unknown |  | 800.000 A |  |  | FP 5120051 | 0
255659821 | TNB | DISTRIBUTION | WP PUTRAJAYA & CYBERJAYA | Existing |  |  | MINI FEEDER PILLAR | MINI FP 400 A - 2 in 6 out |  | OUTDOOR | RMBT 30 |  |  |  | RMBT |  | 400.000 A |  |  |  | 0
255659857 | TNB | DISTRIBUTION | WP PUTRAJAYA & CYBERJAYA | Existing |  |  | FEEDER PILLAR | FP 1600 A - 2 in 8 out | PE 5.03 | OUTDOOR | FP 1 BRIDGE 6 |  |  |  | Unknown |  | 800.000 A |  |  |  | 1
255659873 | TNB | DISTRIBUTION | WP PUTRAJAYA & CYBERJAYA | Existing |  |  | FEEDER PILLAR | MINI FP 400 A - 2 in 6 out |  | OUTDOOR | FP 5 |  |  |  | Unknown |  | 800.000 A |  |  |  | 0
255659885 | TNB | DISTRIBUTION | WP PUTRAJAYA & CYBERJAYA | Existing |  |  | FEEDER PILLAR | FP 1600 A - 2 in 8 out |  | OUTDOOR | FP SL BRIDGE 10B |  |  |  | Unknown |  | 800.000 A |  |  |  | 0
255659893 | TNB | DISTRIBUTION | WP PUTRAJAYA & CYBERJAYA | Existing |  |  | FEEDER PILLAR | FP 800 A - 2 in 5 out |  | OUTDOOR | FP 9 SL ROAD D |  |  |  | Unknown |  | 800.000 A |  |  |  | 0
255659905 | TNB | DISTRIBUTION | WP PUTRAJAYA & CYBERJAYA | Existing |  |  | FEEDER PILLAR | FP 1600 A - 2 in 8 out |  | INDOOR | BUS DEPOH |  |  |  | Unknown |  | 800.000 A |  |  | FP2535 | 5
255659906 | TNB | DISTRIBUTION | WP PUTRAJAYA & CYBERJAYA | Existing |  |  | FEEDER PILLAR | FP 1600 A - 2 in 8 out |  | OUTDOOR | FP13 |  |  |  | Unknown |  | 800.000 A |  |  |  | 2
255659914 | TNB | DISTRIBUTION | WP PUTRAJAYA & CYBERJAYA | Existing |  |  | MINI FEEDER PILLAR | MINI FP 400 A - 2 in 6 out |  | OUTDOOR | FP12 |  |  |  | Unknown |  | 800.000 A |  |  |  | 0
255659915 | TNB | DISTRIBUTION | WP PUTRAJAYA & CYBERJAYA | Existing |  |  | MINI FEEDER PILLAR | MINI FP 400 A - 2 in 6 out |  | OUTDOOR | FP10 |  |  |  | Unknown |  | 800.000 A |  |  |  | 0
255659916 | TNB | DISTRIBUTION | WP PUTRAJAYA & CYBERJAYA | Existing |  |  | FEEDER PILLAR | FP 1600 A - 2 in 8 out |  | OUTDOOR | FP SL R7 |  |  |  | Unknown |  | 800.000 A |  |  | THIS CABLE NEED TO CONFIRM CABLE ROUTE.. | 0
255659919 | TNB | DISTRIBUTION | WP PUTRAJAYA & CYBERJAYA | Existing |  |  | FEEDER PILLAR | FP 800 A - 2 in 5 out |  | OUTDOOR | MMG E2 |  |  |  | Unknown |  | 800.000 A |  |  |  | 9
255659920 | TNB | DISTRIBUTION | WP PUTRAJAYA & CYBERJAYA | Existing |  |  | FEEDER PILLAR | FP 800 A - 2 in 5 out |  | OUTDOOR | SL FP 1 R2/VMS |  |  |  | Unknown |  | 800.000 A |  |  |  | 0
255659921 | TNB | DISTRIBUTION | WP PUTRAJAYA & CYBERJAYA | Existing |  |  | FEEDER PILLAR | FP 800 A - 2 in 5 out |  | OUTDOOR | FP LRT 11 |  |  |  | Unknown |  | 800.000 A |  |  |  | 0
255659922 | TNB | DISTRIBUTION | WP PUTRAJAYA & CYBERJAYA | Existing |  |  | FEEDER PILLAR | FP 1600 A - 2 in 8 out |  | OUTDOOR | FP 1 JLN ISTANA |  |  |  | Unknown |  | 800.000 A |  |  |  | 0
255659927 | TNB | DISTRIBUTION | WP PUTRAJAYA & CYBERJAYA | Existing |  |  | MINI FEEDER PILLAR | MINI FP 400 A - 2 in 6 out |  | OUTDOOR | N/A |  |  |  | Unknown |  | 800.000 A |  |  |  | 2
255659929 | TNB | DISTRIBUTION | WP PUTRAJAYA & CYBERJAYA | Existing |  |  | MINI FEEDER PILLAR | MINI FP 400 A - 2 in 6 out |  | OUTDOOR | 52A P9G/4 |  |  |  | RMBT |  | 400.000 A |  |  |  | 0
255660557 | TNB | DISTRIBUTION | WP PUTRAJAYA & CYBERJAYA | Existing |  |  | MINI FEEDER PILLAR | MINI FP 400 A - 2 in 6 out |  | OUTDOOR | 23 P9G/4 |  |  |  | RMBT |  | 400.000 A |  |  |  | 0
255660581 | TNB | DISTRIBUTION | WP PUTRAJAYA & CYBERJAYA | Existing |  |  | MINI FEEDER PILLAR | MINI FP 400 A - 2 in 6 out |  | OUTDOOR | 25 P9G/4 |  |  |  | RMBT |  | 400.000 A |  |  |  | 0
255660611 | TNB | DISTRIBUTION | WP PUTRAJAYA & CYBERJAYA | Existing |  |  | MINI FEEDER PILLAR | MINI FP 400 A - 2 in 6 out |  | OUTDOOR | 2 P9G/4 |  |  |  | RMBT |  | 400.000 A |  |  |  | 0
255660646 | TNB | DISTRIBUTION | WP PUTRAJAYA & CYBERJAYA | Existing |  |  | MINI FEEDER PILLAR | MINI FP 400 A - 2 in 6 out |  | OUTDOOR | N/A |  |  |  | RMBT |  | 400.000 A |  |  |  | 0
255660681 | TNB | DISTRIBUTION | WP PUTRAJAYA & CYBERJAYA | Existing |  |  | MINI FEEDER PILLAR | MINI FP 400 A - 2 in 6 out |  | OUTDOOR | N/A |  |  |  | RMBT |  | 400.000 A |  |  |  | 0
255660717 | TNB | DISTRIBUTION | WP PUTRAJAYA & CYBERJAYA | Existing |  |  | MINI FEEDER PILLAR | MINI FP 400 A - 2 in 6 out |  | OUTDOOR | N/A |  |  |  | RMBT |  | 400.000 A |  |  |  | 0
255660747 | TNB | DISTRIBUTION | WP PUTRAJAYA & CYBERJAYA | Existing |  |  | MINI FEEDER PILLAR | MINI FP 400 A - 2 in 6 out |  | OUTDOOR | N/A |  |  |  | RMBT |  | 400.000 A |  |  |  | 0
255660777 | TNB | DISTRIBUTION | WP PUTRAJAYA & CYBERJAYA | Existing |  |  | MINI FEEDER PILLAR | MINI FP 400 A - 2 in 6 out |  | OUTDOOR | N/A |  |  |  | RMBT |  | 400.000 A |  |  |  | 0
255660807 | TNB | DISTRIBUTION | WP PUTRAJAYA & CYBERJAYA | Existing |  |  | MINI FEEDER PILLAR | MINI FP 400 A - 2 in 6 out |  | OUTDOOR | LVMC 45 |  |  |  | RMBT |  | 400.000 A |  |  |  | 0
255661139 | TNB | DISTRIBUTION | WP PUTRAJAYA & CYBERJAYA | Existing |  |  | MINI FEEDER PILLAR | MINI FP 400 A - 2 in 6 out |  | OUTDOOR | LVMC 1 |  |  |  | RMBT |  | 400.000 A |  |  |  | 0
255661175 | TNB | DISTRIBUTION | WP PUTRAJAYA & CYBERJAYA | Existing |  |  | MINI FEEDER PILLAR | MINI FP 400 A - 2 in 6 out |  | OUTDOOR | LVMC 53 |  |  |  | RMBT |  | 400.000 A |  |  | M5691 | 0
255661211 | TNB | DISTRIBUTION | WP PUTRAJAYA & CYBERJAYA | Existing |  |  | MINI FEEDER PILLAR | MINI FP 400 A - 2 in 6 out |  | OUTDOOR | LVMC 16 |  |  |  | RMBT |  | 400.000 A |  |  |  | 0
255661247 | TNB | DISTRIBUTION | WP PUTRAJAYA & CYBERJAYA | Existing |  |  | FEEDER PILLAR | FP 1600 A - 2 in 8 out |  | OUTDOOR | N/A |  |  |  | Unknown |  | 1600.000 A |  |  |  | 0
255661288 | TNB | DISTRIBUTION | WP PUTRAJAYA & CYBERJAYA | Existing |  |  | MINI FEEDER PILLAR | MINI FP 400 A - 2 in 6 out |  | OUTDOOR | FP 9 |  |  |  | RMBT |  | 400.000 A |  |  |  | 0
255661324 | TNB | DISTRIBUTION | WP PUTRAJAYA & CYBERJAYA | Existing |  |  | MINI FEEDER PILLAR | MINI FP 400 A - 2 in 6 out |  | OUTDOOR | FP 7 |  |  |  | RMBT |  | 400.000 A |  |  |  | 0
255661360 | TNB | DISTRIBUTION | WP PUTRAJAYA & CYBERJAYA | Existing |  |  | MINI FEEDER PILLAR | MINI FP 400 A - 2 in 6 out |  | OUTDOOR | FP 9 |  |  |  | RMBT |  | 400.000 A |  |  |  | 0
255661384 | TNB | DISTRIBUTION | WP PUTRAJAYA & CYBERJAYA | Existing |  |  | MINI FEEDER PILLAR | MINI FP 400 A - 2 in 6 out |  | OUTDOOR | FP 25 |  |  |  | RMBT |  | 400.000 A |  |  |  | 0
255661414 | TNB | DISTRIBUTION | WP PUTRAJAYA & CYBERJAYA | Existing |  |  | MINI FEEDER PILLAR | MINI FP 400 A - 2 in 6 out |  | OUTDOOR | FP 23 |  |  |  | RMBT |  | 400.000 A |  |  |  | 0
255662042 | TNB | DISTRIBUTION | WP PUTRAJAYA & CYBERJAYA | Existing |  |  | MINI FEEDER PILLAR | MINI FP 400 A - 2 in 6 out |  | OUTDOOR | FP 2 |  |  |  | RMBT |  | 400.000 A |  |  |  | 0
255662078 | TNB | DISTRIBUTION | WP PUTRAJAYA & CYBERJAYA | Existing |  |  | MINI FEEDER PILLAR | MINI FP 400 A - 2 in 6 out |  | OUTDOOR | FP 35 |  |  |  | RMBT |  | 400.000 A |  |  |  | 0
255662096 | TNB | DISTRIBUTION | WP PUTRAJAYA & CYBERJAYA | Existing |  |  | MINI FEEDER PILLAR | MINI FP 400 A - 2 in 6 out |  | OUTDOOR | FP 7 |  |  |  | RMBT |  | 400.000 A |  |  |  | 0
255662132 | TNB | DISTRIBUTION | WP PUTRAJAYA & CYBERJAYA | Existing |  |  | MINI FEEDER PILLAR | MINI FP 400 A - 2 in 6 out |  | OUTDOOR | FP 2 |  |  |  | RMBT |  | 400.000 A |  |  |  | 0
255662161 | TNB | DISTRIBUTION | WP PUTRAJAYA & CYBERJAYA | Existing |  |  | FEEDER PILLAR | FP 1600 A - 2 in 8 out |  | OUTDOOR | FP 3 |  |  |  | RMBT |  | 400.000 A |  |  |  | 0
255662191 | TNB | DISTRIBUTION | WP PUTRAJAYA & CYBERJAYA | Existing |  |  | MINI FEEDER PILLAR | MINI FP 400 A - 2 in 6 out |  | OUTDOOR | FP 27 |  |  |  | RMBT |  | 400.000 A |  |  |  | 0
255662895 | TNB | DISTRIBUTION | WP PUTRAJAYA & CYBERJAYA | Existing |  |  | LVDB | LVDB 1600 A - 2 in 10 out (CS) | PE 7.05 | INDOOR | PPE 7.05 |  |  |  | WEBER VERTIGROUP |  | 1600.000 A |  |  |  | 4
255663558 | TNB | DISTRIBUTION | WP PUTRAJAYA & CYBERJAYA | Existing |  |  | LVDB | FP 1600 A - 2 in 8 out (PE) | PE 8.04 | INDOOR | PPE 8.04 |  |  |  | SUN SYSTEM ENG. |  | 1600.000 A |  |  |  | 5
255663607 | TNB | DISTRIBUTION | WP PUTRAJAYA & CYBERJAYA | Existing |  |  | LVDB | FP 1600 A - 2 in 8 out (PE) | PE 8.04 | INDOOR | PPE 8.04 |  |  |  | SUN SYSTEM ENG. |  | 1600.000 A |  |  |  | 4
255663648 | TNB | DISTRIBUTION | WP PUTRAJAYA & CYBERJAYA | Existing |  |  | LVDB | FP 1600 A - 2 in 8 out (PE) | PE 8.02 | INDOOR | PPE 8.02 |  |  |  | GEC |  | 1600.000 A |  |  |  | 5
255663750 | TNB | DISTRIBUTION | WP PUTRAJAYA & CYBERJAYA | Existing |  |  | LVDB | FP 1600 A - 2 in 8 out (PE) | PE 2.05 | INDOOR | PPE 2.05 |  |  |  | Unknown |  | 1600.000 A | 2002-05-06 |  |  | 4
255664246 | TNB | DISTRIBUTION | WP PUTRAJAYA & CYBERJAYA | Existing |  |  | LVDB | FP 1600 A - 2 in 8 out (PE) | PE 8.05 | INDOOR | PPE 8.05 |  |  |  | ALGEBRA |  | 1600.000 A |  |  |  | 5
255664345 | TNB | DISTRIBUTION | WP PUTRAJAYA & CYBERJAYA | Existing |  |  | LVDB | FP 1600 A - 2 in 8 out (PE) | PE 8.20 | INDOOR | FP 1 |  |  |  | SUN SYSTEM ENG. |  | 1600.000 A |  |  |  | 6
255664394 | TNB | DISTRIBUTION | WP PUTRAJAYA & CYBERJAYA | Existing |  |  | LVDB | FP 1600 A - 2 in 8 out (PE) | PE 8.23 | INDOOR | PPE 8.23 |  |  |  | Unknown |  | 1600.000 A |  |  |  | 7
255664442 | TNB | DISTRIBUTION | WP PUTRAJAYA & CYBERJAYA | Existing |  |  | LVDB | FP 1600 A - 2 in 8 out (PE) | PE 8.19 | INDOOR | PPE 8.19 |  |  |  | SUN SYSTEM ENG. |  | 1600.000 A |  |  |  | 6
255664491 | TNB | DISTRIBUTION | WP PUTRAJAYA & CYBERJAYA | Existing |  |  | LVDB | LVDB 1600 A - 2 in 10 out (CS) | PE 3.01 | INDOOR | PPE 3.01 |  |  |  | WEBER VERTIGROUP |  | 1600.000 A |  |  |  | 2
255667518 | TNB | DISTRIBUTION | WP PUTRAJAYA & CYBERJAYA | Existing |  |  | MINI FEEDER PILLAR | MINI FP 400 A - 2 in 6 out |  | OUTDOOR | N/A |  |  |  | Unknown |  | 400.000 A |  |  | SN M0286 | 0
255667970 | TNB | DISTRIBUTION | WP PUTRAJAYA & CYBERJAYA | Existing |  |  | FEEDER PILLAR | FP 1600 A - 2 in 8 out |  | OUTDOOR | RMBT 15 |  |  |  | RMBT |  | 800.000 A |  |  | FP8015 | 0
255668033 | TNB | DISTRIBUTION | WP PUTRAJAYA & CYBERJAYA | Existing |  |  | MINI FEEDER PILLAR | MINI FP 400 A - 2 in 6 out |  | OUTDOOR | RMBT 19A |  |  |  | RMBT |  | 400.000 A |  |  | M5709 | 0
255668167 | TNB | DISTRIBUTION | WP PUTRAJAYA & CYBERJAYA | Existing |  |  | MINI FEEDER PILLAR | MINI FP 400 A - 2 in 6 out |  | OUTDOOR | RMBT 9B |  |  |  | RMBT |  | 400.000 A |  |  | M5774 | 0
255668200 | TNB | DISTRIBUTION | WP PUTRAJAYA & CYBERJAYA | Existing |  |  | MINI FEEDER PILLAR |  |  | OUTDOOR | LVMC 6 |  |  |  | RMBT |  | 400.000 A |  |  | NOT VISIBLE AT SITE | 0
255668828 | TNB | DISTRIBUTION | WP PUTRAJAYA & CYBERJAYA | Existing |  |  | MINI FEEDER PILLAR | MINI FP 400 A - 2 in 6 out |  | OUTDOOR | RMBT 31A |  |  |  | RMBT |  | 400.000 A |  |  | M5823 | 1
255668895 | TNB | DISTRIBUTION | WP PUTRAJAYA & CYBERJAYA | Existing |  |  | FEEDER PILLAR | FP 800 A - 2 in 5 out |  | OUTDOOR | RMBT 25A |  |  |  | RMBT |  | 800.000 A |  |  | FP9703-0351 | 2
255668928 | TNB | DISTRIBUTION | WP PUTRAJAYA & CYBERJAYA | Existing |  |  | MINI FEEDER PILLAR | MINI FP 400 A - 2 in 6 out |  | OUTDOOR | FP 23 |  |  |  | RMBT |  | 400.000 A |  |  |  | 0
255668964 | TNB | DISTRIBUTION | WP PUTRAJAYA & CYBERJAYA | Existing |  |  | MINI FEEDER PILLAR | MINI FP 400 A - 2 in 6 out |  | OUTDOOR | FP 26 |  |  |  | RMBT |  | 400.000 A |  |  |  | 0
255668994 | TNB | DISTRIBUTION | WP PUTRAJAYA & CYBERJAYA | Existing |  |  | MINI FEEDER PILLAR | MINI FP 400 A - 2 in 6 out |  | OUTDOOR | FP 22 |  |  |  | RMBT |  | 400.000 A |  |  |  | 0
255669024 | TNB | DISTRIBUTION | WP PUTRAJAYA & CYBERJAYA | Existing |  |  | MINI FEEDER PILLAR | MINI FP 400 A - 2 in 6 out |  | OUTDOOR | FP 27 |  |  |  | RMBT |  | 400.000 A |  |  |  | 0
255669059 | TNB | DISTRIBUTION | WP PUTRAJAYA & CYBERJAYA | Existing |  |  | FEEDER PILLAR | FP 1600 A - 2 in 8 out |  | OUTDOOR | FP 1 |  |  |  | Unknown |  | 1600.000 A |  |  |  | 0
255669070 | TNB | DISTRIBUTION | WP PUTRAJAYA & CYBERJAYA | Existing |  |  | FEEDER PILLAR | FP 1600 A - 2 in 8 out |  | OUTDOOR | FP 80 |  |  |  | Unknown |  | 400.000 A |  |  |  | 0
255669106 | TNB | DISTRIBUTION | WP PUTRAJAYA & CYBERJAYA | Existing |  |  | MINI FEEDER PILLAR | MINI FP 400 A - 2 in 6 out |  | OUTDOOR | FP 13 |  |  |  | Unknown |  | 400.000 A |  |  |  | 0
255669540 | TNB | DISTRIBUTION | WP PUTRAJAYA & CYBERJAYA | Existing |  |  | MINI FEEDER PILLAR | MINI FP 400 A - 2 in 6 out |  | OUTDOOR | N/A |  |  |  | RMBT |  | 400.000 A |  |  |  | 0
255669576 | TNB | DISTRIBUTION | WP PUTRAJAYA & CYBERJAYA | Existing |  |  | MINI FEEDER PILLAR | MINI FP 400 A - 2 in 6 out |  | OUTDOOR | N/A |  |  |  | RMBT |  | 400.000 A |  |  |  | 0
255669612 | TNB | DISTRIBUTION | WP PUTRAJAYA & CYBERJAYA | Existing |  |  | MINI FEEDER PILLAR | MINI FP 400 A - 2 in 6 out |  | OUTDOOR | N/A |  |  |  | RMBT |  | 400.000 A |  |  |  | 0
255669642 | TNB | DISTRIBUTION | WP PUTRAJAYA & CYBERJAYA | Existing |  |  | MINI FEEDER PILLAR | MINI FP 400 A - 2 in 6 out |  | OUTDOOR | N/A |  |  |  | RMBT |  | 400.000 A |  |  |  | 0
255669677 | TNB | DISTRIBUTION | WP PUTRAJAYA & CYBERJAYA | Existing |  |  | MINI FEEDER PILLAR | MINI FP 400 A - 2 in 6 out |  | OUTDOOR | N/A |  |  |  | RMBT |  | 400.000 A |  |  |  | 0
255670003 | TNB | DISTRIBUTION | WP PUTRAJAYA & CYBERJAYA | Existing |  |  | MINI FEEDER PILLAR | MINI FP 400 A - 2 in 6 out |  | OUTDOOR | N/A |  |  |  | RMBT |  | 400.000 A |  |  |  | 0
255670026 | TNB | DISTRIBUTION | WP PUTRAJAYA & CYBERJAYA | Existing |  |  | MINI FEEDER PILLAR | MINI FP 400 A - 2 in 6 out |  | OUTDOOR | N/A |  |  |  | RMBT |  | 400.000 A |  |  |  | 0
255670044 | TNB | DISTRIBUTION | WP PUTRAJAYA & CYBERJAYA | Existing |  |  | MINI FEEDER PILLAR | MINI FP 400 A - 2 in 6 out |  | OUTDOOR | N/A |  |  |  | RMBT |  | 400.000 A |  |  |  | 0
255670080 | TNB | DISTRIBUTION | WP PUTRAJAYA & CYBERJAYA | Existing |  |  | MINI FEEDER PILLAR | MINI FP 400 A - 2 in 6 out |  | OUTDOOR | N/A |  |  |  | RMBT |  | 400.000 A |  |  |  | 0
255670116 | TNB | DISTRIBUTION | WP PUTRAJAYA & CYBERJAYA | Existing |  |  | MINI FEEDER PILLAR | MINI FP 400 A - 2 in 6 out |  | OUTDOOR | N/A |  |  |  | RMBT |  | 400.000 A |  |  |  | 0
255670139 | TNB | DISTRIBUTION | WP PUTRAJAYA & CYBERJAYA | Existing |  |  | MINI FEEDER PILLAR | MINI FP 400 A - 2 in 6 out |  | OUTDOOR | N/A |  |  |  | RMBT |  | 400.000 A |  |  |  | 0
255670163 | TNB | DISTRIBUTION | WP PUTRAJAYA & CYBERJAYA | Existing |  |  | MINI FEEDER PILLAR | MINI FP 400 A - 2 in 6 out |  | OUTDOOR | N/A |  |  |  | RMBT |  | 400.000 A |  |  |  | 0
255670186 | TNB | DISTRIBUTION | WP PUTRAJAYA & CYBERJAYA | Existing |  |  | MINI FEEDER PILLAR | MINI FP 400 A - 2 in 6 out |  | OUTDOOR | N/A |  |  |  | RMBT |  | 400.000 A |  |  |  | 0
255670204 | TNB | DISTRIBUTION | WP PUTRAJAYA & CYBERJAYA | Existing |  |  | MINI FEEDER PILLAR | MINI FP 400 A - 2 in 6 out |  | OUTDOOR | N/A |  |  |  | RMBT |  | 400.000 A |  |  |  | 0
255670222 | TNB | DISTRIBUTION | WP PUTRAJAYA & CYBERJAYA | Existing |  |  | MINI FEEDER PILLAR | MINI FP 400 A - 2 in 6 out |  | OUTDOOR | N/A |  |  |  | RMBT |  | 400.000 A |  |  |  | 0
255670251 | TNB | DISTRIBUTION | WP PUTRAJAYA & CYBERJAYA | Existing |  |  | LVDB | LVDB 1600 A - 2 in 8 out | PE 2.06 | INDOOR | PPE 2.06 |  |  |  | ALGEBRA |  | 1600.000 A |  |  |  | 10
255671558 | TNB | DISTRIBUTION | WP PUTRAJAYA & CYBERJAYA | Existing |  |  | LVDB | FP 1600 A - 2 in 8 out (PE) | PE 11.12 | INDOOR | PPE 11.12 |  |  |  | POWERJOG |  | 1600.000 A |  |  |  | 6
255672096 | TNB | DISTRIBUTION | WP PUTRAJAYA & CYBERJAYA | Existing | VPTJ/PCE/J00017/NDTX2 |  | LVDB | FP 1600 A - 2 in 8 out (PE) | PE 2.04 | INDOOR | PPE 2.04 |  |  |  | ALGEBRA |  | 1600.000 A |  |  |  | 4
255672339 | TNB | DISTRIBUTION | WP PUTRAJAYA & CYBERJAYA | Existing |  |  | LVDB | FP 1600 A - 2 in 8 out (PE) | PE 8.11 | INDOOR | PPE 8.11 |  |  |  | SUN SYSTEM ENG. |  | 1600.000 A |  |  |  | 6
255672683 | TNB | DISTRIBUTION | WP PUTRAJAYA & CYBERJAYA | Existing |  |  | LVDB | FP 1600 A - 2 in 8 out (PE) | PE 8.09 | INDOOR | 1324 |  |  |  | Unknown |  | 1600.000 A |  |  |  | 5
255672735 | TNB | DISTRIBUTION | WP PUTRAJAYA & CYBERJAYA | Existing |  |  | LVDB | FP 1600 A - 2 in 8 out (PE) | PE 8.09 | INDOOR | 1322 |  |  |  | Unknown |  | 1600.000 A |  |  |  | 6
255675824 | TNB | DISTRIBUTION | WP PUTRAJAYA & CYBERJAYA | Existing |  |  | FEEDER PILLAR | FP 800 A - 2 in 5 out |  | OUTDOOR | FP 5 |  |  |  | Unknown |  | 400.000 A |  |  | M0654 | 0
255675832 | TNB | DISTRIBUTION | WP PUTRAJAYA & CYBERJAYA | Existing |  |  | FEEDER PILLAR | FP 800 A - 2 in 5 out |  | OUTDOOR | FP SL 4 |  |  |  | Unknown |  | 400.000 A |  |  | LVDB BARU | 0
255675844 | TNB | DISTRIBUTION | WP PUTRAJAYA & CYBERJAYA | Existing |  |  | LVDB | FP 1600 A - 2 in 8 out (PE) | PE 14.25 | INDOOR | FP 2 |  |  |  | ITEM |  | 1600.000 A | 2007-03-09 |  |  | 5
255675880 | TNB | DISTRIBUTION | WP PUTRAJAYA & CYBERJAYA | Existing |  |  | MINI FEEDER PILLAR | MINI FP 400 A - 2 in 6 out |  | OUTDOOR | RMBT 2 |  |  |  | RMBT |  | 400.000 A |  |  |  | 0
255675916 | TNB | DISTRIBUTION | WP PUTRAJAYA & CYBERJAYA | Existing |  |  | MINI FEEDER PILLAR | MINI FP 400 A - 2 in 6 out |  | OUTDOOR | RMBT 14 |  |  |  | RMBT |  | 400.000 A |  |  |  | 0
255676248 | TNB | DISTRIBUTION | WP PUTRAJAYA & CYBERJAYA | Existing |  |  | MINI FEEDER PILLAR | MINI FP 400 A - 2 in 6 out |  | OUTDOOR | RMBT 7 |  |  |  | RMBT |  | 400.000 A |  |  |  | 0
255676284 | TNB | DISTRIBUTION | WP PUTRAJAYA & CYBERJAYA | Existing |  |  | MINI FEEDER PILLAR | MINI FP 400 A - 2 in 6 out |  | OUTDOOR | RMBT 14 |  |  |  | RMBT |  | 400.000 A |  |  | JALAN P11 K/1 | 0
255676320 | TNB | DISTRIBUTION | WP PUTRAJAYA & CYBERJAYA | Existing |  |  | MINI FEEDER PILLAR | MINI FP 400 A - 2 in 6 out |  | OUTDOOR | RMBT 28 |  |  |  | RMBT |  | 400.000 A |  |  | NO LABEL | 0
255676392 | TNB | DISTRIBUTION | WP PUTRAJAYA & CYBERJAYA | Existing |  |  | MINI FEEDER PILLAR | MINI FP 400 A - 2 in 6 out |  | OUTDOOR | RMBT 14 |  |  |  | RMBT |  | 400.000 A |  |  |  | 0
255676464 | TNB | DISTRIBUTION | WP PUTRAJAYA & CYBERJAYA | Existing |  |  | MINI FEEDER PILLAR | MINI FP 400 A - 2 in 6 out |  | OUTDOOR | LVMC 28 |  |  |  | RMBT |  | 400.000 A |  |  |  | 0
255676500 | TNB | DISTRIBUTION | WP PUTRAJAYA & CYBERJAYA | Existing |  |  | MINI FEEDER PILLAR | MINI FP 400 A - 2 in 6 out |  | OUTDOOR | LVMC 18 |  |  |  | RMBT |  | 400.000 A |  |  |  | 0
255677128 | TNB | DISTRIBUTION | WP PUTRAJAYA & CYBERJAYA | Existing |  |  | MINI FEEDER PILLAR | MINI FP 400 A - 2 in 6 out |  | OUTDOOR | LVMC 12 |  |  |  | RMBT |  | 400.000 A |  |  | 2030 | 0
255677164 | TNB | DISTRIBUTION | WP PUTRAJAYA & CYBERJAYA | Existing |  |  | MINI FEEDER PILLAR | MINI FP 400 A - 2 in 6 out |  | OUTDOOR | LVMC 2 |  |  |  | RMBT |  | 400.000 A |  |  |  | 0
255677200 | TNB | DISTRIBUTION | WP PUTRAJAYA & CYBERJAYA | Existing |  |  | MINI FEEDER PILLAR |  |  | OUTDOOR | LVMC 56 |  |  |  | RMBT |  | 400.000 A |  |  |  | 0
255677236 | TNB | DISTRIBUTION | WP PUTRAJAYA & CYBERJAYA | Existing |  |  | MINI FEEDER PILLAR |  |  | OUTDOOR | LVMC 10 |  |  |  | RMBT |  | 400.000 A |  |  |  | 0
255677272 | TNB | DISTRIBUTION | WP PUTRAJAYA & CYBERJAYA | Existing |  |  | MINI FEEDER PILLAR |  |  | OUTDOOR | LVMC 1 |  |  |  | RMBT |  | 400.000 A |  |  | 2026 | 0
255677296 | TNB | DISTRIBUTION | WP PUTRAJAYA & CYBERJAYA | Existing |  |  | MINI FEEDER PILLAR |  |  | OUTDOOR | LVMC 12 |  |  |  | RMBT |  | 400.000 A |  |  | 2039 | 0
255677398 | TNB | DISTRIBUTION | WP PUTRAJAYA & CYBERJAYA | Existing |  |  | MINI FEEDER PILLAR |  |  | OUTDOOR | LVMC 3 |  |  |  | RMBT |  | 400.000 A |  |  | 2020 | 0
255677718 | TNB | DISTRIBUTION | WP PUTRAJAYA & CYBERJAYA | Existing |  |  | MINI FEEDER PILLAR | MINI FP 400 A - 2 in 6 out |  | OUTDOOR | N/A |  |  |  | RMBT |  | 400.000 A |  |  |  | 0
255677741 | TNB | DISTRIBUTION | WP PUTRAJAYA & CYBERJAYA | Existing |  |  | MINI FEEDER PILLAR | MINI FP 400 A - 2 in 6 out |  | OUTDOOR | N/A |  |  |  | RMBT |  | 400.000 A |  |  |  | 0
255677771 | TNB | DISTRIBUTION | WP PUTRAJAYA & CYBERJAYA | Existing |  |  | MINI FEEDER PILLAR | MINI FP 400 A - 2 in 6 out |  | OUTDOOR | N/A |  |  |  | RMBT |  | 400.000 A |  |  |  | 0
255677789 | TNB | DISTRIBUTION | WP PUTRAJAYA & CYBERJAYA | Existing |  |  | MINI FEEDER PILLAR | MINI FP 400 A - 2 in 6 out |  | OUTDOOR | GP2 |  |  |  | RMBT |  | 400.000 A |  |  |  | 0
255677813 | TNB | DISTRIBUTION | WP PUTRAJAYA & CYBERJAYA | Existing |  |  | MINI FEEDER PILLAR | MINI FP 400 A - 2 in 6 out |  | OUTDOOR | GP3 |  |  |  | RMBT |  | 400.000 A |  |  |  | 0
255677843 | TNB | DISTRIBUTION | WP PUTRAJAYA & CYBERJAYA | Existing |  |  | MINI FEEDER PILLAR | MINI FP 400 A - 2 in 6 out |  | OUTDOOR | GP7 |  |  |  | RMBT |  | 400.000 A |  |  |  | 0
255677873 | TNB | DISTRIBUTION | WP PUTRAJAYA & CYBERJAYA | Existing |  |  | MINI FEEDER PILLAR | MINI FP 400 A - 2 in 6 out |  | OUTDOOR | GP6 |  |  |  | RMBT |  | 400.000 A |  |  |  | 0
255677975 | TNB | DISTRIBUTION | WP PUTRAJAYA & CYBERJAYA | Existing |  |  | MINI FEEDER PILLAR | MINI FP 400 A - 2 in 6 out |  | OUTDOOR | FP 45 |  |  |  | Unknown |  | 400.000 A |  |  |  | 0
255678603 | TNB | DISTRIBUTION | WP PUTRAJAYA & CYBERJAYA | Existing |  |  | FEEDER PILLAR | FP 1600 A - 2 in 8 out |  | OUTDOOR | FP 69 |  |  |  | Unknown |  | 400.000 A |  |  |  | 0
255678645 | TNB | DISTRIBUTION | WP PUTRAJAYA & CYBERJAYA | Existing |  |  | FEEDER PILLAR | FP 1600 A - 2 in 8 out |  | OUTDOOR | MAIN FP 324599412166 |  |  |  | Unknown |  | 1600.000 A |  |  |  | 0
255678663 | TNB | DISTRIBUTION | WP PUTRAJAYA & CYBERJAYA | Existing |  |  | FEEDER PILLAR | FP 1600 A - 2 in 8 out |  | OUTDOOR | FP 6 324558412286 |  |  |  | Unknown |  | 400.000 A |  |  |  | 0
255678671 | TNB | DISTRIBUTION | WP PUTRAJAYA & CYBERJAYA | Existing |  |  | FEEDER PILLAR | FP 1600 A - 2 in 8 out |  | OUTDOOR | FP 5 324590412225 |  |  |  | Unknown |  | 400.000 A |  |  |  | 0
255678683 | TNB | DISTRIBUTION | WP PUTRAJAYA & CYBERJAYA | Existing |  |  | FEEDER PILLAR | FP 1600 A - 2 in 8 out |  | OUTDOOR | FP 3 324617412059 |  |  |  | Unknown |  | 400.000 A |  |  |  | 0
255678684 | TNB | DISTRIBUTION | WP PUTRAJAYA & CYBERJAYA | Existing |  |  | FEEDER PILLAR | FP 1600 A - 2 in 8 out |  | OUTDOOR | FP 1 324599412153 |  |  |  | Unknown |  | 400.000 A |  |  |  | 0
255678696 | TNB | DISTRIBUTION | WP PUTRAJAYA & CYBERJAYA | Existing |  |  | FEEDER PILLAR | FP 1600 A - 2 in 8 out |  | OUTDOOR | FP 800A |  |  |  | Unknown |  | 800.000 A |  |  |  | 0
255678726 | TNB | DISTRIBUTION | WP PUTRAJAYA & CYBERJAYA | Existing |  |  | FEEDER PILLAR | FP 1600 A - 2 in 8 out |  | OUTDOOR | FP 1 |  |  |  | Unknown |  | 400.000 A |  |  |  | 0
255678744 | TNB | DISTRIBUTION | WP PUTRAJAYA & CYBERJAYA | Existing |  |  | FEEDER PILLAR | FP 1600 A - 2 in 8 out |  | OUTDOOR | FP 5 |  |  |  | Unknown |  | 400.000 A |  |  |  | 0
255678774 | TNB | DISTRIBUTION | WP PUTRAJAYA & CYBERJAYA | Existing |  |  | FEEDER PILLAR | FP 1600 A - 2 in 8 out |  | OUTDOOR | FP 8 |  |  |  | Unknown |  | 400.000 A |  |  |  | 0
255678792 | TNB | DISTRIBUTION | WP PUTRAJAYA & CYBERJAYA | Existing |  |  | MINI FEEDER PILLAR | MINI FP 400 A - 2 in 6 out |  | OUTDOOR | FP 32 |  |  |  | RMBT |  | 400.000 A |  |  |  | 0
255678828 | TNB | DISTRIBUTION | WP PUTRAJAYA & CYBERJAYA | Existing |  |  | MINI FEEDER PILLAR | MINI FP 400 A - 2 in 6 out |  | OUTDOOR | FP 34 |  |  |  | RMBT |  | 400.000 A |  |  |  | 0
255678858 | TNB | DISTRIBUTION | WP PUTRAJAYA & CYBERJAYA | Existing |  |  | MINI FEEDER PILLAR | MINI FP 400 A - 2 in 6 out |  | OUTDOOR | FP 21 |  |  |  | RMBT |  | 400.000 A |  |  |  | 0
255679190 | TNB | DISTRIBUTION | WP PUTRAJAYA & CYBERJAYA | Existing |  |  | MINI FEEDER PILLAR | MINI FP 400 A - 2 in 6 out |  | OUTDOOR | FP 37 |  |  |  | RMBT |  | 400.000 A |  |  |  | 0
255679220 | TNB | DISTRIBUTION | WP PUTRAJAYA & CYBERJAYA | Existing |  |  | LVDB | FP 1600 A - 2 in 8 out (PE) | PE 8.07 | INDOOR | PPE 8.07 |  |  |  | ALGEBRA |  | 1600.000 A |  |  |  | 4
255679270 | TNB | DISTRIBUTION | WP PUTRAJAYA & CYBERJAYA | Existing |  |  | LVDB | FP 1600 A - 2 in 8 out (PE) | PE 8.06 | INDOOR | PPE 8.06 |  |  |  | SUN SYSTEM ENG. |  | 1600.000 A |  |  |  | 3
255679316 | TNB | DISTRIBUTION | WP PUTRAJAYA & CYBERJAYA | Existing |  |  | LVDB |  | PE 16.03 | INDOOR | PPE 16.03 |  |  |  | Unknown |  | 1600.000 A |  |  |  | 4
255679384 | TNB | DISTRIBUTION | WP PUTRAJAYA & CYBERJAYA | Existing |  |  | LVDB | FP 1600 A - 2 in 8 out (PE) | PE 21.07 | INDOOR | PPE 21.07 |  |  |  | Unknown |  | 1600.000 A |  |  |  | 3
255679432 | TNB | DISTRIBUTION | WP PUTRAJAYA & CYBERJAYA | Existing |  |  | LVDB | FP 1600 A - 2 in 8 out (PE) | PE 22.34 | INDOOR | PPE 22.34 |  |  |  | AMPSTON(TOP RANK) |  | 1600.000 A |  |  |  | 6
255679774 | TNB | DISTRIBUTION | WP PUTRAJAYA & CYBERJAYA | Existing |  |  | LVDB | FP 1600 A - 2 in 8 out (PE) | PE 22.10 | INDOOR | PPE 22.10 |  |  |  | AMPSTON(TOP RANK) |  | 1600.000 A |  |  |  | 6
255679825 | TNB | DISTRIBUTION | WP PUTRAJAYA & CYBERJAYA | Existing |  |  | LVDB | FP 1600 A - 2 in 8 out (PE) | PE 22.09 | INDOOR | PPE 22.09 |  |  |  | SUN SYSTEM ENG. |  | 1600.000 A |  |  |  | 1
255679937 | TNB | DISTRIBUTION | WP PUTRAJAYA & CYBERJAYA | Existing |  |  | LVDB |  | PE 18.09 | INDOOR | PPE 18.09 |  |  |  | Unknown |  | 1600.000 A |  |  |  | 0
255680469 | TNB | DISTRIBUTION | WP PUTRAJAYA & CYBERJAYA | Existing |  |  | LVDB | FP 1600 A - 2 in 8 out (PE) | PE 21.05 | INDOOR | FP/AEC/002/99 |  |  |  | Unknown |  | 1600.000 A |  |  |  | 2
255680487 | TNB | DISTRIBUTION | WP PUTRAJAYA & CYBERJAYA | Existing |  |  | LVDB | FP 1600 A - 2 in 8 out (PE) | PE 21.12 | INDOOR | PPE 21.12 |  |  |  | ALGEBRA |  | 1600.000 A |  |  |  | 7
255680546 | TNB | DISTRIBUTION | WP PUTRAJAYA & CYBERJAYA | Existing |  |  | LVDB | FP 1600 A - 2 in 8 out (PE) | PE 21.12 | INDOOR | PPE 21.12 |  |  |  | ALGEBRA |  | 1600.000 A |  |  |  | 5
255680580 | TNB | DISTRIBUTION | WP PUTRAJAYA & CYBERJAYA | Existing |  |  | LVDB | FP 1600 A - 2 in 8 out (PE) | PE 11.67 | INDOOR | PPE 11.67 |  |  |  | ALGEBRA |  | 1600.000 A |  |  |  | 7
255680973 | TNB | DISTRIBUTION | WP PUTRAJAYA & CYBERJAYA | Existing |  |  | LVDB | FP 1600 A - 2 in 8 out (PE) | PE 11.08 | INDOOR | PPE 11.08 |  |  |  | Unknown |  | 1600.000 A |  |  |  | 4
255681026 | TNB | DISTRIBUTION | WP PUTRAJAYA & CYBERJAYA | Existing |  |  | LVDB | FP 1600 A - 2 in 8 out (PE) | PE 11.04 | INDOOR | PPE 11.04 |  |  |  | Unknown |  | 1600.000 A |  |  |  | 6
255681078 | TNB | DISTRIBUTION | WP PUTRAJAYA & CYBERJAYA | Existing |  |  | LVDB | FP 1600 A - 2 in 8 out (PE) | PE 11.09 | INDOOR | PPE 11.09 |  |  |  | Unknown |  | 1600.000 A |  |  |  | 3
255681176 | TNB | DISTRIBUTION | WP PUTRAJAYA & CYBERJAYA | Existing |  |  | LVDB | FP 1600 A - 2 in 8 out (PE) | PE 11.02 | INDOOR | PPE 11.02 |  |  |  | Unknown |  | 1600.000 A |  |  |  | 6
255684899 | TNB | DISTRIBUTION | WP PUTRAJAYA & CYBERJAYA | Existing |  |  | MINI FEEDER PILLAR | MINI FP 400 A - 2 in 6 out |  | OUTDOOR | RMBT 63B |  |  |  | RMBT |  | 400.000 A |  |  | M5725 | 0
255684934 | TNB | DISTRIBUTION | WP PUTRAJAYA & CYBERJAYA | Existing |  |  | MINI FEEDER PILLAR | MINI FP 400 A - 2 in 6 out |  | OUTDOOR | RMBT 63A |  |  |  | RMBT |  | 400.000 A |  |  | M5714 | 0
255684969 | TNB | DISTRIBUTION | WP PUTRAJAYA & CYBERJAYA | Existing |  |  | FEEDER PILLAR | FP 1600 A - 2 in 8 out |  | OUTDOOR | RMBT 47A |  |  |  | RMBT |  | 400.000 A |  |  | FP9703-0034 | 0
255685003 | TNB | DISTRIBUTION | WP PUTRAJAYA & CYBERJAYA | Existing |  |  | MINI FEEDER PILLAR | MINI FP 400 A - 2 in 6 out |  | OUTDOOR | RMBT 71B |  |  |  | RMBT |  | 400.000 A |  |  | M5444 | 0
255685034 | TNB | DISTRIBUTION | WP PUTRAJAYA & CYBERJAYA | Existing |  |  | MINI FEEDER PILLAR | MINI FP 400 A - 2 in 6 out |  | OUTDOOR | N/A |  |  |  | Unknown |  | 800.000 A |  |  |  | 3
255685035 | TNB | DISTRIBUTION | WP PUTRAJAYA & CYBERJAYA | Existing |  |  | FEEDER PILLAR | FP 1600 A - 2 in 8 out |  | OUTDOOR | PS 4 | [5 empty] | 800.000 A |  |  |  | 0
255685039 | TNB | DISTRIBUTION | WP PUTRAJAYA & CYBERJAYA | Existing |  |  | FEEDER PILLAR | FP 1600 A - 2 in 8 out |  | OUTDOOR | FP 14 |  |  |  | Unknown |  | 800.000 A |  |  |  | 0
255685040 | TNB | DISTRIBUTION | WP PUTRAJAYA & CYBERJAYA | Existing |  |  | FEEDER PILLAR | FP 1600 A - 2 in 8 out |  | OUTDOOR | FP SL 16 |  |  |  | Unknown |  | 800.000 A |  |  |  | 0
255685050 | TNB | DISTRIBUTION | WP PUTRAJAYA & CYBERJAYA | Existing |  |  | FEEDER PILLAR | FP 800 A - 2 in 5 out |  | OUTDOOR | FP SL PT 1 |  |  |  | Unknown |  | 800.000 A |  |  |  | 0
255685052 | TNB | DISTRIBUTION | WP PUTRAJAYA & CYBERJAYA | Existing |  |  | FEEDER PILLAR | FP 800 A - 2 in 5 out |  | OUTDOOR | FP 5 R2C |  |  |  | Unknown |  | 800.000 A |  |  |  | 1
255685054 | TNB | DISTRIBUTION | WP PUTRAJAYA & CYBERJAYA | Existing |  |  | FEEDER PILLAR | FP 800 A - 2 in 5 out |  | OUTDOOR | FP KEDAI PEJABAT 4TKT |  |  |  | Unknown |  | 800.000 A |  |  | SN DB0150 | 0
255685066 | TNB | DISTRIBUTION | WP PUTRAJAYA & CYBERJAYA | Existing |  |  | FEEDER PILLAR | FP 800 A - 2 in 5 out |  | OUTDOOR | FP 20.01 F1/F2 |  |  |  | Unknown |  | 800.000 A |  |  |  | 0
255685067 | TNB | DISTRIBUTION | WP PUTRAJAYA & CYBERJAYA | Existing |  |  | FEEDER PILLAR | FP 1600 A - 2 in 8 out |  | OUTDOOR | FP 20.01 F3 |  |  |  | Unknown |  | 800.000 A |  |  |  | 0
255685068 | TNB | DISTRIBUTION | WP PUTRAJAYA & CYBERJAYA | Existing |  |  | FEEDER PILLAR | FP 1600 A - 2 in 8 out |  | OUTDOOR | R8 C2 |  |  |  | Unknown |  | 400.000 A |  |  |  | 0
255685076 | TNB | DISTRIBUTION | WP PUTRAJAYA & CYBERJAYA | Existing |  |  | FEEDER PILLAR | FP 1600 A - 2 in 8 out |  | OUTDOOR | R8 C4 |  |  |  | Unknown |  | 400.000 A |  |  |  | 0
255685084 | TNB | DISTRIBUTION | WP PUTRAJAYA & CYBERJAYA | Existing |  |  | FEEDER PILLAR | FP 800 A - 2 in 5 out |  | OUTDOOR | N/A |  |  |  | Unknown |  | 1600.000 A |  |  |  | 0
255685085 | TNB | DISTRIBUTION | WP PUTRAJAYA & CYBERJAYA | Existing |  |  | FEEDER PILLAR | FP 800 A - 2 in 5 out |  | OUTDOOR | FP 20.02 F4 |  |  |  | Unknown |  | 800.000 A |  |  |  | 0
255685086 | TNB | DISTRIBUTION | WP PUTRAJAYA & CYBERJAYA | Existing |  |  | FEEDER PILLAR | FP 800 A - 2 in 5 out |  | OUTDOOR | FP 20.02 F1 |  |  |  | Unknown |  | 800.000 A |  |  |  | 0
255685087 | TNB | DISTRIBUTION | WP PUTRAJAYA & CYBERJAYA | Existing |  |  | MINI FEEDER PILLAR | MINI FP 400 A - 2 in 6 out |  | OUTDOOR | FP 42 |  |  |  | RMBT |  | 400.000 A |  |  |  | 0
255685407 | TNB | DISTRIBUTION | WP PUTRAJAYA & CYBERJAYA | Existing |  |  | MINI FEEDER PILLAR | MINI FP 400 A - 2 in 6 out |  | OUTDOOR | FP 19 |  |  |  | RMBT |  | 400.000 A |  |  |  | 0
255685431 | TNB | DISTRIBUTION | WP PUTRAJAYA & CYBERJAYA | Existing |  |  | MINI FEEDER PILLAR | MINI FP 400 A - 2 in 6 out |  | OUTDOOR | FP 40 |  |  |  | RMBT |  | 400.000 A |  |  |  | 0
255685467 | TNB | DISTRIBUTION | WP PUTRAJAYA & CYBERJAYA | Existing |  |  | MINI FEEDER PILLAR | MINI FP 400 A - 2 in 6 out |  | OUTDOOR | FP 6 |  |  |  | RMBT |  | 400.000 A |  |  |  | 0
255685502 | TNB | DISTRIBUTION | WP PUTRAJAYA & CYBERJAYA | Existing |  |  | MINI FEEDER PILLAR | MINI FP 400 A - 2 in 6 out |  | OUTDOOR | FP 3 |  |  |  | RMBT |  | 400.000 A |  |  |  | 0
255685555 | TNB | DISTRIBUTION | WP PUTRAJAYA & CYBERJAYA | Existing |  |  | FEEDER PILLAR | FP 800 A - 2 in 5 out |  | OUTDOOR | FP 18/9 |  |  |  | Unknown |  | 400.000 A |  |  |  | 0
255685567 | TNB | DISTRIBUTION | WP PUTRAJAYA & CYBERJAYA | Existing |  |  | FEEDER PILLAR |  |  | OUTDOOR | FP 18/11 |  |  |  | Unknown |  | 400.000 A |  |  |  | 0
255685579 | TNB | DISTRIBUTION | WP PUTRAJAYA & CYBERJAYA | Existing |  |  | MINI FEEDER PILLAR | MINI FP 400 A - 2 in 6 out |  | OUTDOOR | FP NO3 |  |  |  | Unknown |  | 400.000 A |  |  |  | 0
255685615 | TNB | DISTRIBUTION | WP PUTRAJAYA & CYBERJAYA | Existing |  |  | MINI FEEDER PILLAR | MINI FP 400 A - 2 in 6 out |  | OUTDOOR | FP NO 7 |  |  |  | Unknown |  | 400.000 A |  |  |  | 0
255687020 | TNB | DISTRIBUTION | WP PUTRAJAYA & CYBERJAYA | Existing |  |  | LVDB | FP 1600 A - 2 in 8 out (PE) | PE 11.16 | INDOOR | PPE 11.16 |  |  |  | AMPSTON(TOP RANK) |  | 1600.000 A |  |  |  | 8
255687103 | TNB | DISTRIBUTION | WP PUTRAJAYA & CYBERJAYA | Existing |  |  | LVDB | FP 1600 A - 2 in 8 out (PE) | PE 11.11 | INDOOR | PPE 11.11 |  |  |  | Unknown |  | 1600.000 A |  |  |  | 7
255687153 | TNB | DISTRIBUTION | WP PUTRAJAYA & CYBERJAYA | Existing |  |  | LVDB | FP 1600 A - 2 in 8 out (PE) | PE 10.03 | INDOOR | PPE 10.03 |  |  |  | Unknown |  | 1600.000 A |  |  |  | 6
255687502 | TNB | DISTRIBUTION | WP PUTRAJAYA & CYBERJAYA | Existing |  |  | LVDB | FP 1600 A - 2 in 8 out (PE) | PE 10.03 | INDOOR | PPE 10.03 |  |  |  | Unknown |  | 1600.000 A |  |  |  | 4
255687550 | TNB | DISTRIBUTION | WP PUTRAJAYA & CYBERJAYA | Existing |  |  | LVDB | FP 1600 A - 2 in 8 out (PE) | PE 10.02 | INDOOR | PPE 10.02 |  |  |  | Unknown |  | 1600.000 A |  |  |  | 13
255687599 | TNB | DISTRIBUTION | WP PUTRAJAYA & CYBERJAYA | Existing |  |  | LVDB | FP 1600 A - 2 in 8 out (PE) | PE 10.02 | INDOOR | PPE 10.02 |  |  |  | Unknown |  | 1600.000 A |  |  |  | 12
255687739 | TNB | DISTRIBUTION | WP PUTRAJAYA & CYBERJAYA | Existing |  |  | LVDB | FP 1600 A - 2 in 8 out (PE) | PE 10.04 | INDOOR | PPE 10.04 |  |  |  | Unknown |  | 1600.000 A |  |  |  | 4
255688440 | TNB | DISTRIBUTION | WP PUTRAJAYA & CYBERJAYA | Existing |  |  | LVDB | FP 1600 A - 2 in 8 out (PE) | PE 21.15 | INDOOR | PPE 21.15 |  |  |  | ALGEBRA |  | 1600.000 A |  |  |  | 2
255688502 | TNB | DISTRIBUTION | WP PUTRAJAYA & CYBERJAYA | Existing |  |  | LVDB | FP 1600 A - 2 in 8 out (PE) | PE 21.14 | INDOOR | 0380 |  |  |  | SUN SYSTEM ENG. |  | 1600.000 A |  |  |  | 3
255688542 | TNB | DISTRIBUTION | WP PUTRAJAYA & CYBERJAYA | Existing |  |  | LVDB | FP 1600 A - 2 in 8 out (PE) | PE 21.14 | INDOOR | 0379 |  |  |  | SUN SYSTEM ENG. |  | 1600.000 A |  |  |  | 8
255688574 | TNB | DISTRIBUTION | WP PUTRAJAYA & CYBERJAYA | Existing |  |  | LVDB | FP 1600 A - 2 in 8 out (PE) | PE 21.13 | INDOOR | PPE 21.13 |  |  |  | AMPSTON(TOP RANK) |  | 1600.000 A |  |  |  | 6
255688623 | TNB | DISTRIBUTION | WP PUTRAJAYA & CYBERJAYA | Existing |  |  | LVDB | FP 1600 A - 2 in 8 out (PE) | PE 21.13 | INDOOR | PPE 21.13 |  |  |  | AMPSTON(TOP RANK) |  | 1600.000 A |  |  |  | 4
255688960 | TNB | DISTRIBUTION | WP PUTRAJAYA & CYBERJAYA | Existing |  |  | LVDB | FP 1600 A - 2 in 8 out (PE) | PE 21.17 | INDOOR | PPE 21.17 |  |  |  | POWERJOG |  | 1600.000 A |  |  |  | 6
255689002 | TNB | DISTRIBUTION | WP PUTRAJAYA & CYBERJAYA | Existing |  |  | LVDB | FP 1600 A - 2 in 8 out (PE) | PE 21.17 | INDOOR | PPE 21.17 |  |  |  | POWERJOG |  | 1600.000 A |  |  |  | 5
255689084 | TNB | DISTRIBUTION | WP PUTRAJAYA & CYBERJAYA | Existing |  |  | LVDB | FP 1600 A - 2 in 8 out (PE) | PE 21.18 | INDOOR | PPE 21.18 |  |  |  | POWERJOG |  | 1600.000 A |  |  |  | 9
255691834 | TNB | DISTRIBUTION | WP PUTRAJAYA & CYBERJAYA | Existing |  |  | MINI FEEDER PILLAR |  |  | OUTDOOR | LVMC 1 |  |  |  | RMBT |  | 400.000 A |  |  | 2002 | 0
255691870 | TNB | DISTRIBUTION | WP PUTRAJAYA & CYBERJAYA | Existing |  |  | MINI FEEDER PILLAR | MINI FP 400 A - 2 in 6 out |  | OUTDOOR | LVMC 7 |  |  |  | RMBT |  | 400.000 A |  |  |  | 0
255691894 | TNB | DISTRIBUTION | WP PUTRAJAYA & CYBERJAYA | Existing |  |  | MINI FEEDER PILLAR | MINI FP 400 A - 2 in 6 out |  | OUTDOOR | LVMC 9 |  |  |  | RMBT |  | 400.000 A |  |  |  | 0
255692226 | TNB | DISTRIBUTION | WP PUTRAJAYA & CYBERJAYA | Existing |  |  | MINI FEEDER PILLAR | MINI FP 400 A - 2 in 6 out |  | OUTDOOR | LVMC 31 |  |  |  | RMBT |  | 400.000 A |  |  |  | 0
255692250 | TNB | DISTRIBUTION | WP PUTRAJAYA & CYBERJAYA | Existing |  |  | MINI FEEDER PILLAR |  |  | OUTDOOR | LVMC 51 |  |  |  | RMBT |  | 400.000 A |  |  |  | 0
255692280 | TNB | DISTRIBUTION | WP PUTRAJAYA & CYBERJAYA | Existing |  |  | MINI FEEDER PILLAR |  |  | OUTDOOR | LVMC 69 |  |  |  | RMBT |  | 400.000 A |  |  |  | 0
255692310 | TNB | DISTRIBUTION | WP PUTRAJAYA & CYBERJAYA | Existing |  |  | MINI FEEDER PILLAR |  |  | OUTDOOR | LVMC 71 |  |  |  | RMBT |  | 400.000 A |  |  |  | 0
255694050 | TNB | DISTRIBUTION | WP PUTRAJAYA & CYBERJAYA | Existing |  |  | MINI FEEDER PILLAR | MINI FP 400 A - 2 in 6 out |  | OUTDOOR | FP NO 5 |  |  |  | Unknown |  | 400.000 A |  |  |  | 0
255694092 | TNB | DISTRIBUTION | WP PUTRAJAYA & CYBERJAYA | Existing |  |  | MINI FEEDER PILLAR | MINI FP 400 A - 2 in 6 out |  | OUTDOOR | FP NO 6 |  |  |  | Unknown |  | 400.000 A |  |  |  | 0
255694127 | TNB | DISTRIBUTION | WP PUTRAJAYA & CYBERJAYA | Existing |  |  | MINI FEEDER PILLAR | MINI FP 400 A - 2 in 6 out |  | OUTDOOR | LVMC NO 70 | [9 empty] | 0
255694147 | TNB | DISTRIBUTION | WP PUTRAJAYA & CYBERJAYA | Existing |  |  | MINI FEEDER PILLAR | MINI FP 400 A - 2 in 6 out |  | OUTDOOR | LVMC 60 | [9 empty] | 0
255694181 | TNB | DISTRIBUTION | WP PUTRAJAYA & CYBERJAYA | Existing |  |  | MINI FEEDER PILLAR | MINI FP 400 A - 2 in 6 out |  | OUTDOOR | LVMC NO 11 | [9 empty] | 0
255694216 | TNB | DISTRIBUTION | WP PUTRAJAYA & CYBERJAYA | Existing |  |  | MINI FEEDER PILLAR |  |  | OUTDOOR | FP TNB |  |  |  | Unknown |  | 400.000 A |  |  |  | 0
255694246 | TNB | DISTRIBUTION | WP PUTRAJAYA & CYBERJAYA | Existing |  |  | MINI FEEDER PILLAR | MINI FP 400 A - 2 in 6 out |  | OUTDOOR | RMBT 10 |  |  |  | RMBT | [5 empty] | 0
255694271 | TNB | DISTRIBUTION | WP PUTRAJAYA & CYBERJAYA | Existing |  |  | MINI FEEDER PILLAR | MINI FP 400 A - 2 in 6 out |  | OUTDOOR | N/A |  |  |  | RMBT |  | 400.000 A |  |  |  | 0
255694569 | TNB | DISTRIBUTION | WP PUTRAJAYA & CYBERJAYA | Existing |  |  | LVDB | FP 1600 A - 2 in 8 out (PE) | PE 21.18 | INDOOR | PPE 21.18 |  |  |  | POWERJOG |  | 1600.000 A |  |  |  | 7
255694605 | TNB | DISTRIBUTION | WP PUTRAJAYA & CYBERJAYA | Existing |  |  | LVDB | FP 1600 A - 2 in 8 out (PE) | PE 21.26 | INDOOR | FP 4208 |  |  |  | ALGEBRA |  | 1600.000 A |  |  |  | 5
255694695 | TNB | DISTRIBUTION | WP PUTRAJAYA & CYBERJAYA | Existing |  |  | LVDB | FP 1600 A - 2 in 8 out (PE) | PE 21.42 | INDOOR | 204267/2003 |  |  |  | Unknown |  | 1600.000 A |  |  |  | 7
255694782 | TNB | DISTRIBUTION | WP PUTRAJAYA & CYBERJAYA | Existing |  |  | LVDB | FP 1600 A - 2 in 8 out (PE) | PE 21.54 | INDOOR | PPE 21.54 |  |  |  | SUN SYSTEM ENG. |  | 1600.000 A |  |  |  | 5
255694835 | TNB | DISTRIBUTION | WP PUTRAJAYA & CYBERJAYA | Existing |  |  | LVDB | FP 1600 A - 2 in 8 out (PE) | PE 21.54 | INDOOR | PPE 21.54 |  |  |  | SUN SYSTEM ENG. |  | 1600.000 A |  |  |  | 4
255695472 | TNB | DISTRIBUTION | WP PUTRAJAYA & CYBERJAYA | Existing |  |  | LVDB | FP 1600 A - 2 in 8 out (PE) | PE 21.02 | INDOOR | 1586 |  |  |  | SUN SYSTEM ENG. |  | 1600.000 A |  |  |  | 11
255695501 | TNB | DISTRIBUTION | WP PUTRAJAYA & CYBERJAYA | Existing |  |  | LVDB | FP 1600 A - 2 in 8 out (PE) | PE 9.23 | INDOOR | PPE 9.23 |  |  |  | Unknown |  | 1600.000 A |  |  |  | 5
255695550 | TNB | DISTRIBUTION | WP PUTRAJAYA & CYBERJAYA | Existing |  |  | LVDB | FP 1600 A - 2 in 8 out (PE) | PE 9.19 | INDOOR | PPE 9.19 |  |  |  | SUN SYSTEM ENG. |  | 1600.000 A |  |  |  | 5
255695610 | TNB | DISTRIBUTION | WP PUTRAJAYA & CYBERJAYA | Existing |  |  | LVDB | FP 1600 A - 2 in 8 out (PE) | PE 9.15 | INDOOR | PPE 9.15 |  |  |  | ALGEBRA |  | 1600.000 A |  |  |  | 7
255695744 | TNB | DISTRIBUTION | WP PUTRAJAYA & CYBERJAYA | Existing |  |  | LVDB | FP 1600 A - 2 in 8 out (PE) | PE 9.12 | INDOOR | PPE 9.12 |  |  |  | ALGEBRA |  | 1600.000 A |  |  |  | 8
255696097 | TNB | DISTRIBUTION | WP PUTRAJAYA & CYBERJAYA | Existing |  |  | LVDB | FP 1600 A - 2 in 8 out (PE) | PE 9.11 | INDOOR | LV 970 - 1425 |  |  |  | SUN SYSTEM ENG. |  | 1600.000 A |  |  |  | 7
255696153 | TNB | DISTRIBUTION | WP PUTRAJAYA & CYBERJAYA | Existing |  |  | LVDB | FP 1600 A - 2 in 8 out (PE) | PE 9.10 | INDOOR | PPE 9.10 |  |  |  | AMPSTON(TOP RANK) |  | 1600.000 A |  |  |  | 3
255696262 | TNB | DISTRIBUTION | WP PUTRAJAYA & CYBERJAYA | Existing |  |  | LVDB | FP 1600 A - 2 in 8 out (PE) | PE 9.08 | INDOOR | PPE 9.08 |  |  |  | Unknown |  | 1600.000 A |  |  |  | 8
255696314 | TNB | DISTRIBUTION | WP PUTRAJAYA & CYBERJAYA | Existing |  |  | LVDB | FP 1600 A - 2 in 8 out (PE) | PE 9.06 | INDOOR | PPE 9.06 |  |  |  | ALGEBRA |  | 1600.000 A |  |  |  | 7
255696659 | TNB | DISTRIBUTION | WP PUTRAJAYA & CYBERJAYA | Existing |  |  | LVDB | FP 1600 A - 2 in 8 out (PE) | PE 9.05 | INDOOR | PPE 9.05 |  |  |  | Unknown |  | 1600.000 A |  |  |  | 7
255696752 | TNB | DISTRIBUTION | WP PUTRAJAYA & CYBERJAYA | Existing |  |  | LVDB | FP 1600 A - 2 in 8 out (PE) | PE 9.03 | INDOOR | PPE 9.03 |  |  |  | SUN SYSTEM ENG. |  | 1600.000 A |  |  |  | 8
255699517 | TNB | DISTRIBUTION | WP PUTRAJAYA & CYBERJAYA | Existing |  |  | LVDB | FP 1600 A - 2 in 8 out (PE) | PE 22.03 | INDOOR | LV/A033 |  |  |  | AMPSTON(TOP RANK) |  | 1600.000 A |  |  |  | 2
255700069 | TNB | DISTRIBUTION | WP PUTRAJAYA & CYBERJAYA | Existing |  |  | LVDB | FP 1600 A - 2 in 8 out (PE) | PE 21.57 | INDOOR | PPE 21.57 |  |  |  | SUN SYSTEM ENG. |  | 1600.000 A |  |  |  | 4
255700117 | TNB | DISTRIBUTION | WP PUTRAJAYA & CYBERJAYA | Existing |  |  | LVDB | FP 1600 A - 2 in 8 out (PE) | PE 21.57 | INDOOR | PPE 21.57 |  |  |  | SUN SYSTEM ENG. |  | 1600.000 A |  |  |  | 2
255700157 | TNB | DISTRIBUTION | WP PUTRAJAYA & CYBERJAYA | Existing |  |  | FEEDER PILLAR | FP 800 A - 2 in 5 out |  | OUTDOOR | FP 3/PT2 |  |  |  | Unknown |  | 800.000 A |  |  |  | 0
255700158 | TNB | DISTRIBUTION | WP PUTRAJAYA & CYBERJAYA | Existing |  |  | FEEDER PILLAR | FP 800 A - 2 in 5 out |  | OUTDOOR | FP 3/PT3 |  |  |  | Unknown |  | 800.000 A |  |  |  | 4
255700159 | TNB | DISTRIBUTION | WP PUTRAJAYA & CYBERJAYA | Existing |  |  | FEEDER PILLAR | FP 800 A - 2 in 5 out |  | OUTDOOR | FP S/L 3/3 |  |  |  | Unknown |  | 800.000 A |  |  |  | 0
255700160 | TNB | DISTRIBUTION | WP PUTRAJAYA & CYBERJAYA | Existing |  |  | FEEDER PILLAR | FP 1600 A - 2 in 8 out |  | OUTDOOR | FP 3/2 |  |  |  | Unknown |  | 800.000 A |  |  |  | 0
255700502 | TNB | DISTRIBUTION | WP PUTRAJAYA & CYBERJAYA | Existing |  |  | FEEDER PILLAR | FP 1600 A - 2 in 8 out |  | OUTDOOR | FP4/PT3 |  |  |  | Unknown |  | 800.000 A |  |  |  | 3
255700514 | TNB | DISTRIBUTION | WP PUTRAJAYA & CYBERJAYA | Existing |  |  | FEEDER PILLAR | FP 1600 A - 2 in 8 out |  | OUTDOOR | FP/4/3 |  |  |  | Unknown |  | 800.000 A |  |  |  | 0
255700526 | TNB | DISTRIBUTION | WP PUTRAJAYA & CYBERJAYA | Existing |  |  | FEEDER PILLAR | FP 1600 A - 2 in 8 out |  | OUTDOOR | FP/4/5 |  |  |  | Unknown |  | 800.000 A |  |  |  | 0
255700538 | TNB | DISTRIBUTION | WP PUTRAJAYA & CYBERJAYA | Existing |  |  | MINI FEEDER PILLAR | MINI FP 400 A - 2 in 6 out |  | OUTDOOR | LVMC 13 |  |  |  | RMBT |  | 400.000 A |  |  |  | 0
255700574 | TNB | DISTRIBUTION | WP PUTRAJAYA & CYBERJAYA | Existing |  |  | MINI FEEDER PILLAR | MINI FP 400 A - 2 in 6 out |  | OUTDOOR | LVMC 30 |  |  |  | RMBT |  | 400.000 A |  |  |  | 0
255700610 | TNB | DISTRIBUTION | WP PUTRAJAYA & CYBERJAYA | Existing |  |  | MINI FEEDER PILLAR | MINI FP 400 A - 2 in 6 out |  | OUTDOOR | LVMC 37 |  |  |  | RMBT |  | 400.000 A |  |  |  | 0
255700646 | TNB | DISTRIBUTION | WP PUTRAJAYA & CYBERJAYA | Existing |  |  | MINI FEEDER PILLAR | MINI FP 400 A - 2 in 6 out |  | OUTDOOR | LVMC 14 |  |  |  | RMBT |  | 400.000 A |  |  |  | 0
255700682 | TNB | DISTRIBUTION | WP PUTRAJAYA & CYBERJAYA | Existing |  |  | MINI FEEDER PILLAR | MINI FP 400 A - 2 in 6 out |  | OUTDOOR | LVMC 69 |  |  |  | RMBT |  | 400.000 A |  |  |  | 0
255700718 | TNB | DISTRIBUTION | WP PUTRAJAYA & CYBERJAYA | Existing |  |  | MINI FEEDER PILLAR | MINI FP 400 A - 2 in 6 out |  | OUTDOOR | LVMC 16 |  |  |  | RMBT |  | 400.000 A |  |  |  | 0
255700755 | TNB | DISTRIBUTION | WP PUTRAJAYA & CYBERJAYA | Existing |  |  | MINI FEEDER PILLAR | MINI FP 400 A - 2 in 6 out |  | OUTDOOR | N/A |  |  |  | RMBT |  | 400.000 A |  |  | ALAF CEKAL SDN BHD | 0
255700756 | TNB | DISTRIBUTION | WP PUTRAJAYA & CYBERJAYA | Existing |  |  | MINI FEEDER PILLAR | MINI FP 400 A - 2 in 6 out |  | OUTDOOR | N/A |  |  |  | RMBT |  | 400.000 A |  |  |  | 0
255700757 | TNB | DISTRIBUTION | WP PUTRAJAYA & CYBERJAYA | Existing |  |  | MINI FEEDER PILLAR | MINI FP 400 A - 2 in 6 out |  | OUTDOOR | N/A |  |  |  | RMBT |  | 400.000 A |  |  |  | 0
255700758 | TNB | DISTRIBUTION | WP PUTRAJAYA & CYBERJAYA | Existing |  |  | MINI FEEDER PILLAR | MINI FP 400 A - 2 in 6 out |  | OUTDOOR | FP 1/1 |  |  |  | RMBT |  | 400.000 A |  |  |  | 0
255700759 | TNB | DISTRIBUTION | WP PUTRAJAYA & CYBERJAYA | Existing |  |  | MINI FEEDER PILLAR | MINI FP 400 A - 2 in 6 out |  | OUTDOOR | FP 1/1A |  |  |  | RMBT |  | 400.000 A |  |  |  | 0
255700760 | TNB | DISTRIBUTION | WP PUTRAJAYA & CYBERJAYA | Existing |  |  | MINI FEEDER PILLAR | MINI FP 400 A - 2 in 6 out |  | OUTDOOR | MAHKOTA MANUFACTURING SDN BHD |  |  |  | RMBT |  | 400.000 A |  |  |  | 0
255701388 | TNB | DISTRIBUTION | WP PUTRAJAYA & CYBERJAYA | Existing |  |  | MINI FEEDER PILLAR | MINI FP 400 A - 2 in 6 out |  | OUTDOOR | MAHKOTA MANUFACTURING SDN BHD |  |  |  | RMBT |  | 400.000 A |  |  |  | 0
255701418 | TNB | DISTRIBUTION | WP PUTRAJAYA & CYBERJAYA | Existing |  |  | MINI FEEDER PILLAR | MINI FP 400 A - 2 in 6 out |  | OUTDOOR | MAHKOTA MANUFACTURING SDN BHD |  |  |  | RMBT |  | 400.000 A |  |  |  | 0
255701482 | TNB | DISTRIBUTION | WP PUTRAJAYA & CYBERJAYA | Existing |  |  | FEEDER PILLAR | FP 1600 A - 2 in 8 out |  | OUTDOOR | CCTV P25 |  |  |  | Unknown |  | 400.000 A |  |  | NOT VISIBLE AT SITE | 1
255701509 | TNB | DISTRIBUTION | WP PUTRAJAYA & CYBERJAYA | Existing |  |  | MINI FEEDER PILLAR | MINI FP 400 A - 2 in 6 out |  | OUTDOOR | LVMC NO 41 | [9 empty] | 0
255701598 | TNB | DISTRIBUTION | WP PUTRAJAYA & CYBERJAYA | Existing |  |  | MINI FEEDER PILLAR | MINI FP 400 A - 2 in 6 out |  | OUTDOOR | N/A |  |  |  | RMBT |  | 400.000 A |  |  |  | 0
255701634 | TNB | DISTRIBUTION | WP PUTRAJAYA & CYBERJAYA | Existing |  |  | MINI FEEDER PILLAR | MINI FP 400 A - 2 in 6 out |  | OUTDOOR | N/A |  |  |  | RMBT |  | 400.000 A |  |  |  | 0
255701664 | TNB | DISTRIBUTION | WP PUTRAJAYA & CYBERJAYA | Existing |  |  | MINI FEEDER PILLAR | MINI FP 400 A - 2 in 6 out |  | OUTDOOR | N/A |  |  |  | RMBT |  | 400.000 A |  |  |  | 0
255701996 | TNB | DISTRIBUTION | WP PUTRAJAYA & CYBERJAYA | Existing |  |  | MINI FEEDER PILLAR | MINI FP 400 A - 2 in 6 out |  | OUTDOOR | RMBT 34 |  |  |  | RMBT |  | 800.000 A |  |  | SN FP9606-0660 | 0
255702235 | TNB | DISTRIBUTION | WP PUTRAJAYA & CYBERJAYA | Existing |  |  | LVDB | FP 1600 A - 2 in 8 out (PE) | PE 9.01 | INDOOR | PPE 9.01 |  |  |  | SUN SYSTEM ENG. |  | 1600.000 A |  |  |  | 4
255702624 | TNB | DISTRIBUTION | WP PUTRAJAYA & CYBERJAYA | Existing |  |  | LVDB | FP 1600 A - 2 in 8 out (PE) | PE 9.29 | INDOOR | PPE 9.29 |  |  |  | Unknown |  | 1600.000 A |  |  |  | 3
255702700 | TNB | DISTRIBUTION | WP PUTRAJAYA & CYBERJAYA | Existing |  |  | LVDB | LVDB 1600 A - 2 in 8 out | PE 11.36 | INDOOR | PPE 11.36 |  |  |  | POWERJOG |  | 1600.000 A |  |  |  | 6
255702751 | TNB | DISTRIBUTION | WP PUTRAJAYA & CYBERJAYA | Existing |  |  | LVDB | LVDB 1600 A - 2 in 8 out | PE 11.36 | INDOOR | PPE 11.36 |  |  |  | POWERJOG |  | 1600.000 A |  |  |  | 3
255702795 | TNB | DISTRIBUTION | WP PUTRAJAYA & CYBERJAYA | Existing |  |  | LVDB | LVDB 1600 A - 2 in 8 out | PE 11.18 | INDOOR | PPE 11.18 |  |  |  | POWERJOG |  | 1600.000 A |  |  |  | 8
255702849 | TNB | DISTRIBUTION | WP PUTRAJAYA & CYBERJAYA | Existing |  |  | LVDB | LVDB 1600 A - 2 in 8 out | PE 11.30 | INDOOR | PPE 11.30 |  |  |  | AMPSTON(TOP RANK) |  | 1600.000 A |  |  |  | 5
255703190 | TNB | DISTRIBUTION | WP PUTRAJAYA & CYBERJAYA | Existing | VPTJ/PCE/J00085/NDTX1 |  | LVDB | LVDB 1600 A - 2 in 8 out | PE 11.14 | INDOOR | PPE 11.14 |  |  |  | Unknown |  | 1600.000 A |  |  |  | 5
255703226 | TNB | DISTRIBUTION | WP PUTRAJAYA & CYBERJAYA | Existing |  |  | LVDB | FP 1600 A - 2 in 8 out (PE) | PE 11.11 | INDOOR | PPE 11.11 |  |  |  | Unknown |  | 1600.000 A |  |  |  | 5
255703267 | TNB | DISTRIBUTION | WP PUTRAJAYA & CYBERJAYA | Existing |  |  | LVDB | FP 1600 A - 2 in 8 out (PE) | PE 22.14 | INDOOR | PPE 22.14 |  |  |  | AMPSTON(TOP RANK) |  | 1600.000 A |  |  |  | 6
255703314 | TNB | DISTRIBUTION | WP PUTRAJAYA & CYBERJAYA | Existing |  |  | LVDB | FP 1600 A - 2 in 8 out (PE) | PE 22.07 | INDOOR | PPE 22.07 |  |  |  | Unknown |  | 1600.000 A |  |  |  | 3
255703373 | TNB | DISTRIBUTION | WP PUTRAJAYA & CYBERJAYA | Existing |  |  | LVDB | FP 1600 A - 2 in 8 out (PE) | PE 21.45 | INDOOR | PP 3710372 |  |  |  | SUN SYSTEM ENG. |  | 1600.000 A |  |  |  | 6
255703421 | TNB | DISTRIBUTION | WP PUTRAJAYA & CYBERJAYA | Existing |  |  | LVDB | FP 1600 A - 2 in 8 out (PE) | PE 21.45 | INDOOR | PP 3710237 |  |  |  | SUN SYSTEM ENG. |  | 1600.000 A |  |  |  | 5
255703844 | TNB | DISTRIBUTION | WP PUTRAJAYA & CYBERJAYA | Existing |  |  | LVDB | FP 1600 A - 2 in 8 out (PE) | PE 22.46 | INDOOR | PPE 22.46 |  |  |  | SUN SYSTEM ENG. |  | 1600.000 A |  |  |  | 9
255703896 | TNB | DISTRIBUTION | WP PUTRAJAYA & CYBERJAYA | Existing |  |  | LVDB | FP 1600 A - 2 in 8 out (PE) | PE 22.45 | INDOOR | PPE 22.45 |  |  |  | SUN SYSTEM ENG. |  | 1600.000 A |  |  |  | 7
255704039 | TNB | DISTRIBUTION | WP PUTRAJAYA & CYBERJAYA | Existing |  |  | LVDB | FP 1600 A - 2 in 8 out (PE) | PE 9.20 | INDOOR | PPE 9.20 |  |  |  | SUN SYSTEM ENG. |  | 1600.000 A |  |  |  | 5
255704394 | TNB | DISTRIBUTION | WP PUTRAJAYA & CYBERJAYA | Existing |  |  | LVDB | FP 1600 A - 2 in 8 out (PE) | PE 9.17 | INDOOR | PPE 9.17 |  |  |  | ALGEBRA |  | 1600.000 A |  |  |  | 5
255704438 | TNB | DISTRIBUTION | WP PUTRAJAYA & CYBERJAYA | Existing |  |  | LVDB | FP 1600 A - 2 in 8 out (PE) | PE 9.17 | INDOOR | PPE 9.17 |  |  |  | ALGEBRA |  | 1600.000 A |  |  |  | 6
255704518 | TNB | DISTRIBUTION | WP PUTRAJAYA & CYBERJAYA | Existing |  |  | LVDB | FP 1600 A - 2 in 8 out (PE) | PE 9.32 | INDOOR | PPE 9.32 |  |  |  | Unknown |  | 1600.000 A |  |  |  | 6
255707504 | TNB | DISTRIBUTION | WP PUTRAJAYA & CYBERJAYA | Existing |  |  | MINI FEEDER PILLAR | MINI FP 400 A - 2 in 6 out |  | OUTDOOR | RMBT 1 |  |  |  | RMBT |  | 400.000 A |  |  |  | 0
255707992 | TNB | DISTRIBUTION | WP PUTRAJAYA & CYBERJAYA | Existing |  |  | MINI FEEDER PILLAR | MINI FP 400 A - 2 in 6 out |  | OUTDOOR | LVMC 12 |  |  |  | RMBT |  | 400.000 A |  |  |  | 0
255708028 | TNB | DISTRIBUTION | WP PUTRAJAYA & CYBERJAYA | Existing |  |  | MINI FEEDER PILLAR | MINI FP 400 A - 2 in 6 out |  | OUTDOOR | LVMC 8 |  |  |  | RMBT |  | 400.000 A |  |  |  | 0
255708058 | TNB | DISTRIBUTION | WP PUTRAJAYA & CYBERJAYA | Existing |  |  | MINI FEEDER PILLAR | MINI FP 400 A - 2 in 6 out |  | OUTDOOR | LVMC 13 |  |  |  | RMBT |  | 400.000 A |  |  |  | 0
255708781 | TNB | DISTRIBUTION | WP PUTRAJAYA & CYBERJAYA | Existing |  |  | MINI FEEDER PILLAR | MINI FP 400 A - 2 in 6 out |  | OUTDOOR | 10 |  |  |  | RMBT |  | 400.000 A |  |  |  | 0
255708804 | TNB | DISTRIBUTION | WP PUTRAJAYA & CYBERJAYA | Existing |  |  | MINI FEEDER PILLAR | MINI FP 400 A - 2 in 6 out |  | OUTDOOR | 8 |  |  |  | RMBT |  | 400.000 A |  |  |  | 0
255708864 | TNB | DISTRIBUTION | WP PUTRAJAYA & CYBERJAYA | Existing |  |  | MINI FEEDER PILLAR | MINI FP 400 A - 2 in 6 out |  | OUTDOOR | 10 |  |  |  | RMBT |  | 400.000 A |  |  |  | 0
255708894 | TNB | DISTRIBUTION | WP PUTRAJAYA & CYBERJAYA | Existing |  |  | MINI FEEDER PILLAR | MINI FP 400 A - 2 in 6 out |  | OUTDOOR | 8 |  |  |  | RMBT |  | 400.000 A |  |  |  | 0
255708918 | TNB | DISTRIBUTION | WP PUTRAJAYA & CYBERJAYA | Existing |  |  | MINI FEEDER PILLAR | MINI FP 400 A - 2 in 6 out |  | OUTDOOR | FP 10 |  |  |  | RMBT |  | 400.000 A |  |  |  | 0
255708948 | TNB | DISTRIBUTION | WP PUTRAJAYA & CYBERJAYA | Existing |  |  | MINI FEEDER PILLAR | MINI FP 400 A - 2 in 6 out |  | OUTDOOR | FP 9 |  |  |  | RMBT |  | 400.000 A |  |  |  | 0
255708984 | TNB | DISTRIBUTION | WP PUTRAJAYA & CYBERJAYA | Existing |  |  | MINI FEEDER PILLAR | MINI FP 400 A - 2 in 6 out |  | OUTDOOR | FP 9 |  |  |  | RMBT |  | 400.000 A |  |  |  | 0
255709388 | TNB | DISTRIBUTION | WP PUTRAJAYA & CYBERJAYA | Existing |  |  | MINI FEEDER PILLAR | MINI FP 400 A - 2 in 6 out |  | OUTDOOR | RMBT 21 |  |  |  | RMBT |  | 400.000 A |  |  |  | 0
255709412 | TNB | DISTRIBUTION | WP PUTRAJAYA & CYBERJAYA | Existing |  |  | MINI FEEDER PILLAR | MINI FP 400 A - 2 in 6 out |  | OUTDOOR | RMBT 23 |  |  |  | RMBT |  | 400.000 A |  |  |  | 0
255709436 | TNB | DISTRIBUTION | WP PUTRAJAYA & CYBERJAYA | Existing |  |  | MINI FEEDER PILLAR |  |  | OUTDOOR | N/A |  |  |  | RMBT |  | 400.000 A |  |  |  | 0
255709472 | TNB | DISTRIBUTION | WP PUTRAJAYA & CYBERJAYA | Existing |  |  | MINI FEEDER PILLAR |  |  | OUTDOOR | N/A |  |  |  | RMBT |  | 400.000 A |  |  |  | 0
255709508 | TNB | DISTRIBUTION | WP PUTRAJAYA & CYBERJAYA | Existing |  |  | MINI FEEDER PILLAR |  |  | OUTDOOR | N/A |  |  |  | RMBT |  | 400.000 A |  |  |  | 0
255709544 | TNB | DISTRIBUTION | WP PUTRAJAYA & CYBERJAYA | Existing |  |  | MINI FEEDER PILLAR |  |  | OUTDOOR | RMBT 17 |  |  |  | RMBT |  | 400.000 A |  |  |  | 0
255709574 | TNB | DISTRIBUTION | WP PUTRAJAYA & CYBERJAYA | Existing |  |  | MINI FEEDER PILLAR |  |  | OUTDOOR | N/A |  |  |  | RMBT |  | 400.000 A |  |  |  | 0
255710195 | TNB | DISTRIBUTION | WP PUTRAJAYA & CYBERJAYA | Existing |  |  | MINI FEEDER PILLAR | MINI FP 400 A - 2 in 6 out |  | OUTDOOR | N/A |  |  |  | RMBT |  | 400.000 A |  |  |  | 0
255710861 | TNB | DISTRIBUTION | WP PUTRAJAYA & CYBERJAYA | Existing |  |  | FEEDER PILLAR | FP 800 A - 2 in 5 out |  | OUTDOOR | FP 9/1 |  |  |  | Unknown |  | 400.000 A |  |  |  | 0
255710873 | TNB | DISTRIBUTION | WP PUTRAJAYA & CYBERJAYA | Existing |  |  | FEEDER PILLAR | FP 800 A - 2 in 5 out |  | OUTDOOR | FP SL 2 |  |  |  | Unknown |  | 400.000 A |  |  |  | 0
255710903 | TNB | DISTRIBUTION | WP PUTRAJAYA & CYBERJAYA | Existing |  |  | FEEDER PILLAR | FP 1600 A - 2 in 8 out |  | OUTDOOR | SL MAIN FP |  |  |  | Unknown |  | 400.000 A |  |  | 100AMP.SN 666/3601/99 | 0
255710911 | TNB | DISTRIBUTION | WP PUTRAJAYA & CYBERJAYA | Existing |  |  | LVDB | FP 1600 A - 2 in 8 out (PE) | PE 9.32 | INDOOR | PPE 9.32 |  |  |  | Unknown |  | 1600.000 A |  |  |  | 5
255710947 | TNB | DISTRIBUTION | WP PUTRAJAYA & CYBERJAYA | Existing |  |  | LVDB | FP 1600 A - 2 in 8 out (PE) | PE 9.22 | INDOOR | PPE 9.22 |  |  |  | ALGEBRA |  | 1600.000 A |  |  |  | 4
255710992 | TNB | DISTRIBUTION | WP PUTRAJAYA & CYBERJAYA | Existing |  |  | LVDB | FP 1600 A - 2 in 8 out (PE) | PE 9.30 | INDOOR | PPE 9.30 |  |  |  | Unknown |  | 1600.000 A |  |  |  | 7
255711046 | TNB | DISTRIBUTION | WP PUTRAJAYA & CYBERJAYA | Existing |  |  | LVDB | FP 1600 A - 2 in 8 out (PE) | PE 9.26 | INDOOR | PPE 9.26 |  |  |  | Unknown |  | 1600.000 A |  |  |  | 6
255711059 | TNB | DISTRIBUTION | WP PUTRAJAYA & CYBERJAYA | Existing |  |  | LVDB | FP 1600 A - 2 in 8 out (PE) | PE 9.26 | INDOOR | PPE 9.26 |  |  |  | Unknown |  | 1600.000 A |  |  |  | 6
255711095 | TNB | DISTRIBUTION | WP PUTRAJAYA & CYBERJAYA | Existing |  |  | LVDB | FP 1600 A - 2 in 8 out (PE) | PE 9.25 | INDOOR | PPE 9.25 |  |  |  | Unknown |  | 1600.000 A |  |  |  | 6
255711139 | TNB | DISTRIBUTION | WP PUTRAJAYA & CYBERJAYA | Existing |  |  | LVDB | FP 1600 A - 2 in 8 out (PE) | PE 9.35 | INDOOR | PPE 9.35 |  |  |  | Unknown |  | 1600.000 A |  |  |  | 6
255711479 | TNB | DISTRIBUTION | WP PUTRAJAYA & CYBERJAYA | Existing |  |  | LVDB | FP 1600 A - 2 in 8 out (PE) | PE 9.35 | INDOOR | PPE 9.35 |  |  |  | Unknown |  | 1600.000 A |  |  |  | 5
255711515 | TNB | DISTRIBUTION | WP PUTRAJAYA & CYBERJAYA | Existing |  |  | LVDB | FP 1600 A - 2 in 8 out (PE) | PE 9.34 | INDOOR | PPE 9.34 |  |  |  | Unknown |  | 1600.000 A |  |  |  | 6
255711559 | TNB | DISTRIBUTION | WP PUTRAJAYA & CYBERJAYA | Existing |  |  | LVDB | FP 1600 A - 2 in 8 out (PE) | PE 9.34 | INDOOR | PPE 9.34 |  |  |  | Unknown |  | 1600.000 A |  |  |  | 7
255711595 | TNB | DISTRIBUTION | WP PUTRAJAYA & CYBERJAYA | Existing |  |  | LVDB | FP 1600 A - 2 in 8 out (PE) | PE 21.52 | INDOOR | 0023 |  |  |  | POWERJOG |  | 1600.000 A |  |  |  | 9
255711676 | TNB | DISTRIBUTION | WP PUTRAJAYA & CYBERJAYA | Existing |  |  | LVDB | FP 1600 A - 2 in 8 out (PE) | PE 21.51 | INDOOR | FP9607-0524 |  |  |  | SUN SYSTEM ENG. |  | 1600.000 A |  |  |  | 10
255711720 | TNB | DISTRIBUTION | WP PUTRAJAYA & CYBERJAYA | Existing |  |  | LVDB | FP 1600 A - 2 in 8 out (PE) | PE 21.51 | INDOOR | 066 |  |  |  | Unknown |  | 1600.000 A |  |  |  | 9
255712052 | TNB | DISTRIBUTION | WP PUTRAJAYA & CYBERJAYA | Existing |  |  | LVDB | FP 1600 A - 2 in 8 out (PE) | PE 21.49 | INDOOR | FP 9607.0007 |  |  |  | SUN SYSTEM ENG. |  | 1600.000 A |  |  |  | 7
255712350 | TNB | DISTRIBUTION | WP PUTRAJAYA & CYBERJAYA | Existing |  |  | LVDB | FP 1600 A - 2 in 8 out (PE) | PE 16.18 | INDOOR | PPE 16.18 |  |  |  | Unknown |  | 1600.000 A |  |  |  | 8
255712370 | TNB | DISTRIBUTION | WP PUTRAJAYA & CYBERJAYA | Existing | VCBJ/PCE/J22371/NDTX1 | 300283085 | LVDB | LVDB 1600 A - 2 in 8 out | PE 22.37 BOMBA CJ (F1) | INDOOR | PPE 22.37 |  |  |  | SUN SYSTEM ENG. |  | 1600.000 A |  |  |  | 7
255715714 | TNB | DISTRIBUTION | WP PUTRAJAYA & CYBERJAYA | Existing |  |  | MINI FEEDER PILLAR | MINI FP 400 A - 2 in 6 out |  | OUTDOOR | LVMC 18 |  |  |  | RMBT |  | 400.000 A |  |  |  | 0
255715750 | TNB | DISTRIBUTION | WP PUTRAJAYA & CYBERJAYA | Existing |  |  | MINI FEEDER PILLAR | MINI FP 400 A - 2 in 6 out |  | OUTDOOR | LVMC 1 |  |  |  | RMBT |  | 400.000 A |  |  |  | 0
255715786 | TNB | DISTRIBUTION | WP PUTRAJAYA & CYBERJAYA | Existing |  |  | MINI FEEDER PILLAR | MINI FP 400 A - 2 in 6 out |  | OUTDOOR | LVMC 27 |  |  |  | RMBT |  | 400.000 A |  |  |  | 0
255715822 | TNB | DISTRIBUTION | WP PUTRAJAYA & CYBERJAYA | Existing |  |  | MINI FEEDER PILLAR | MINI FP 400 A - 2 in 6 out |  | OUTDOOR | LVMC 11 |  |  |  | RMBT |  | 400.000 A |  |  |  | 0
255715858 | TNB | DISTRIBUTION | WP PUTRAJAYA & CYBERJAYA | Existing |  |  | MINI FEEDER PILLAR | MINI FP 400 A - 2 in 6 out |  | OUTDOOR | LVMC 32 |  |  |  | RMBT |  | 400.000 A |  |  |  | 0
255716196 | TNB | DISTRIBUTION | WP PUTRAJAYA & CYBERJAYA | Existing |  |  | MINI FEEDER PILLAR | MINI FP 400 A - 2 in 6 out |  | OUTDOOR | RMBT 6 |  |  |  | RMBT |  | 400.000 A |  |  |  | 0
255716232 | TNB | DISTRIBUTION | WP PUTRAJAYA & CYBERJAYA | Existing |  |  | MINI FEEDER PILLAR | MINI FP 400 A - 2 in 6 out |  | OUTDOOR | RMBT 7 |  |  |  | RMBT |  | 400.000 A |  |  |  | 0
255716304 | TNB | DISTRIBUTION | WP PUTRAJAYA & CYBERJAYA | Existing |  |  | MINI FEEDER PILLAR | MINI FP 400 A - 2 in 6 out |  | OUTDOOR | RMBT 3 |  |  |  | RMBT |  | 400.000 A |  |  |  | 0
255716340 | TNB | DISTRIBUTION | WP PUTRAJAYA & CYBERJAYA | Existing |  |  | MINI FEEDER PILLAR | MINI FP 400 A - 2 in 6 out |  | OUTDOOR | RMBT 11 |  |  |  | RMBT |  | 400.000 A |  |  | M5836 | 0
255716376 | TNB | DISTRIBUTION | WP PUTRAJAYA & CYBERJAYA | Existing |  |  | MINI FEEDER PILLAR | MINI FP 400 A - 2 in 6 out |  | OUTDOOR | RMBT 12 |  |  |  | RMBT |  | 400.000 A |  |  |  | 0
255716412 | TNB | DISTRIBUTION | WP PUTRAJAYA & CYBERJAYA | Existing |  |  | MINI FEEDER PILLAR | MINI FP 400 A - 2 in 6 out |  | OUTDOOR | LVMC 85 |  |  |  | RMBT |  | 400.000 A |  |  |  | 0
255716442 | TNB | DISTRIBUTION | WP PUTRAJAYA & CYBERJAYA | Existing |  |  | MINI FEEDER PILLAR | MINI FP 400 A - 2 in 6 out |  | OUTDOOR | LVMC 81 |  |  |  | RMBT |  | 400.000 A |  |  |  | 0
255717070 | TNB | DISTRIBUTION | WP PUTRAJAYA & CYBERJAYA | Existing |  |  | MINI FEEDER PILLAR | MINI FP 400 A - 2 in 6 out |  | OUTDOOR | LVMC 10 |  |  |  | RMBT |  | 400.000 A |  |  |  | 0
255717100 | TNB | DISTRIBUTION | WP PUTRAJAYA & CYBERJAYA | Existing |  |  | MINI FEEDER PILLAR | MINI FP 400 A - 2 in 6 out |  | OUTDOOR | LVMC 39 |  |  |  | RMBT |  | 400.000 A |  |  |  | 0
255717130 | TNB | DISTRIBUTION | WP PUTRAJAYA & CYBERJAYA | Existing |  |  | MINI FEEDER PILLAR | MINI FP 400 A - 2 in 6 out |  | OUTDOOR | LVMC 26 |  |  |  | RMBT |  | 400.000 A |  |  |  | 0
255717160 | TNB | DISTRIBUTION | WP PUTRAJAYA & CYBERJAYA | Existing |  |  | MINI FEEDER PILLAR | MINI FP 400 A - 2 in 6 out |  | OUTDOOR | LVMC 4 |  |  |  | RMBT |  | 400.000 A |  |  |  | 0
255717196 | TNB | DISTRIBUTION | WP PUTRAJAYA & CYBERJAYA | Existing |  |  | MINI FEEDER PILLAR | MINI FP 400 A - 2 in 6 out |  | OUTDOOR | RMBT 2 |  |  |  | RMBT |  | 400.000 A |  |  |  | 0
255717225 | TNB | DISTRIBUTION | WP PUTRAJAYA & CYBERJAYA | Existing |  |  | FEEDER PILLAR | FP 800 A - 2 in 5 out |  | OUTDOOR | FP 4 |  |  |  | Unknown |  | 400.000 A |  |  |  | 0
255717239 | TNB | DISTRIBUTION | WP PUTRAJAYA & CYBERJAYA | Existing |  |  | FEEDER PILLAR | FP 1600 A - 2 in 8 out |  | OUTDOOR | FP SL 24 |  |  |  | Unknown |  | 400.000 A |  |  |  | 7
255717724 | TNB | DISTRIBUTION | WP PUTRAJAYA & CYBERJAYA | Existing |  |  | LVDB | FP 1600 A - 2 in 8 out (PE) | PE 21.34 | INDOOR | PPE 21.34 |  |  |  | TOPRANK |  | 1600.000 A |  |  |  | 4
255717801 | TNB | DISTRIBUTION | WP PUTRAJAYA & CYBERJAYA | Existing |  |  | LVDB | FP 1600 A - 2 in 8 out (PE) | PE 9.36 | INDOOR | FP 2 |  |  |  | POWERJOG |  | 1600.000 A |  |  |  | 5
255717875 | TNB | DISTRIBUTION | WP PUTRAJAYA & CYBERJAYA | Existing |  |  | LVDB | FP 1600 A - 2 in 8 out (PE) | PE 9.36 | INDOOR | FP 1 |  |  |  | POWERJOG |  | 1600.000 A |  |  |  | 6
255717941 | TNB | DISTRIBUTION | WP PUTRAJAYA & CYBERJAYA | Existing |  |  | FEEDER PILLAR | FP 800 A - 2 in 5 out |  | OUTDOOR | FP 3-5 |  |  |  | Unknown |  | 400.000 A |  |  | SUN SYSTEM ENGINEERING SDN BHD | 0
255718268 | TNB | DISTRIBUTION | WP PUTRAJAYA & CYBERJAYA | Existing |  |  | MINI FEEDER PILLAR |  |  | OUTDOOR | FP 400A |  |  |  | Unknown |  | 400.000 A |  |  |  | 0
255718299 | TNB | DISTRIBUTION | WP PUTRAJAYA & CYBERJAYA | Existing |  |  | MINI FEEDER PILLAR | MINI FP 400 A - 2 in 6 out |  | OUTDOOR | FP2-5A |  |  |  | Unknown |  | 400.000 A |  |  | MAHKOTA MANUFACTURING SDN BHD | 0
255718331 | TNB | DISTRIBUTION | WP PUTRAJAYA & CYBERJAYA | Existing |  |  | LVDB | FP 1600 A - 2 in 8 out (PE) | PE 22.49 | INDOOR | FP 1 |  |  |  | ITEM |  | 1600.000 A |  |  |  | 3
255718437 | TNB | DISTRIBUTION | WP PUTRAJAYA & CYBERJAYA | Existing |  |  | LVDB | FP 1600 A - 2 in 8 out (PE) | PE 22.35 | INDOOR | PPE 22.35 |  |  |  | Unknown |  | 1600.000 A |  |  |  | 4
255718490 | TNB | DISTRIBUTION | WP PUTRAJAYA & CYBERJAYA | Existing | VCBJ/PCE/J22321/NDTX1 | 300283079 | LVDB |  | PE 22.32 MOTOROLA (F1) | INDOOR | PE 22.32 |  |  |  | SUN SYSTEM ENG. |  | 1600.000 A |  |  |  | 5
255718534 | TNB | DISTRIBUTION | WP PUTRAJAYA & CYBERJAYA | Existing | VCBJ/PCE/J22322/ND TX2 | 300283080 | LVDB |  | PE 22.32 MOTOROLA (F2) | INDOOR | PE 22.32 |  |  |  | SUN SYSTEM ENG. |  | 1600.000 A |  |  |  | 7
255718866 | TNB | DISTRIBUTION | WP PUTRAJAYA & CYBERJAYA | Existing |  |  | LVDB | FP 1600 A - 2 in 8 out (PE) | PE 22.48 | INDOOR | PPE 22.48 |  |  |  | Unknown |  | 1600.000 A |  |  |  | 3
255718921 | TNB | DISTRIBUTION | WP PUTRAJAYA & CYBERJAYA | Existing |  |  | LVDB | FP 1600 A - 2 in 8 out (PE) | PE 22.21 | INDOOR | PPE 22.21 |  |  |  | ALGEBRA |  | 1600.000 A |  |  |  | 8
255718968 | TNB | DISTRIBUTION | WP PUTRAJAYA & CYBERJAYA | Existing |  |  | LVDB | FP 1600 A - 2 in 8 out (PE) | PE 22.21 | INDOOR | PE 22.21 |  |  |  | ALGEBRA |  | 1600.000 A |  |  |  | 6
255719051 | TNB | DISTRIBUTION | WP PUTRAJAYA & CYBERJAYA | Existing |  |  | LVDB | FP 1600 A - 2 in 8 out (PE) | PE 22.23 | INDOOR | PPE 22.23 |  |  |  | AMPSTON(TOP RANK) |  | 1600.000 A |  |  |  | 8
255719095 | TNB | DISTRIBUTION | WP PUTRAJAYA & CYBERJAYA | Existing |  |  | LVDB | FP 1600 A - 2 in 8 out (PE) | PE 22.25 | INDOOR | PPE 22.25 |  |  |  | SUN SYSTEM ENG. |  | 1600.000 A |  |  |  | 7
255719435 | TNB | DISTRIBUTION | WP PUTRAJAYA & CYBERJAYA | Existing |  |  | LVDB | FP 1600 A - 2 in 8 out (PE) | PE 22.25 | INDOOR | PPE 22.25 |  |  |  | SUN SYSTEM ENG. |  | 1600.000 A |  |  |  | 4
255719471 | TNB | DISTRIBUTION | WP PUTRAJAYA & CYBERJAYA | Existing |  |  | LVDB | FP 1600 A - 2 in 8 out (PE) | PE 22.22 | INDOOR | PPE 22.22 |  |  |  | SUN SYSTEM ENG. |  | 1600.000 A |  |  |  | 2
255719513 | TNB | DISTRIBUTION | WP PUTRAJAYA & CYBERJAYA | Existing |  |  | LVDB | FP 1600 A - 2 in 8 out (PE) | PE 22.24 | INDOOR | PPE 22.24 |  |  |  | AMPSTON(TOP RANK) |  | 1600.000 A |  |  |  | 2
255719557 | TNB | DISTRIBUTION | WP PUTRAJAYA & CYBERJAYA | Existing |  |  | LVDB | FP 1600 A - 2 in 8 out (PE) | PE 10.05 | INDOOR | PPE 2990 |  |  |  | ALGEBRA |  | 1600.000 A |  |  |  | 7
255719630 | TNB | DISTRIBUTION | WP PUTRAJAYA & CYBERJAYA | Existing |  |  | LVDB | FP 1600 A - 2 in 8 out (PE) | PE 11.03 | INDOOR | PPE 11.03 |  |  |  | Unknown |  | 1600.000 A |  |  |  | 7
255719683 | TNB | DISTRIBUTION | WP PUTRAJAYA & CYBERJAYA | Existing |  |  | LVDB | FP 1600 A - 2 in 8 out (PE) | PE 11.15 | INDOOR | PPE 11.15 |  |  |  | AMPSTON(TOP RANK) |  | 1600.000 A |  |  |  | 6
255720177 | TNB | DISTRIBUTION | WP PUTRAJAYA & CYBERJAYA | Existing |  |  | LVDB | FP 1600 A - 2 in 8 out (PE) | PE 11.39 | INDOOR | PPE 11.39 |  |  |  | SUN SYSTEM ENG. |  | 1600.000 A |  |  |  | 4
255720253 | TNB | DISTRIBUTION | WP PUTRAJAYA & CYBERJAYA | Existing |  |  | LVDB | FP 1600 A - 2 in 8 out (PE) | PE 11.42 | INDOOR | PPE 11.42 |  |  |  | AMPSTON(TOP RANK) |  | 1600.000 A |  |  |  | 4
255723576 | TNB | DISTRIBUTION | WP PUTRAJAYA & CYBERJAYA | Existing |  |  | MINI FEEDER PILLAR | MINI FP 400 A - 2 in 6 out |  | OUTDOOR | RMBT 20 |  |  |  | RMBT |  | 400.000 A |  |  |  | 0
255723600 | TNB | DISTRIBUTION | WP PUTRAJAYA & CYBERJAYA | Existing |  |  | MINI FEEDER PILLAR | MINI FP 400 A - 2 in 6 out |  | OUTDOOR | RMBT 18 |  |  |  | RMBT |  | 400.000 A |  |  |  | 0
255723636 | TNB | DISTRIBUTION | WP PUTRAJAYA & CYBERJAYA | Existing |  |  | MINI FEEDER PILLAR | MINI FP 400 A - 2 in 6 out |  | OUTDOOR | RMBT 17 |  |  |  | RMBT |  | 400.000 A |  |  |  | 0
255723672 | TNB | DISTRIBUTION | WP PUTRAJAYA & CYBERJAYA | Existing |  |  | MINI FEEDER PILLAR | MINI FP 400 A - 2 in 6 out |  | OUTDOOR | RMBT 24 |  |  |  | RMBT |  | 400.000 A | 24/08/2000 |  |  | 0
255723720 | TNB | DISTRIBUTION | WP PUTRAJAYA & CYBERJAYA | Existing |  |  | MINI FEEDER PILLAR | MINI FP 400 A - 2 in 6 out |  | OUTDOOR | RMBT 29 |  |  |  | RMBT |  | 400.000 A |  |  |  | 0
255723750 | TNB | DISTRIBUTION | WP PUTRAJAYA & CYBERJAYA | Existing |  |  | MINI FEEDER PILLAR | MINI FP 400 A - 2 in 6 out |  | OUTDOOR | LVMC 11 |  |  |  | RMBT |  | 400.000 A |  |  |  | 0
255723786 | TNB | DISTRIBUTION | WP PUTRAJAYA & CYBERJAYA | Existing |  |  | MINI FEEDER PILLAR | MINI FP 400 A - 2 in 6 out |  | OUTDOOR | RMBT 2 |  |  |  | RMBT |  | 400.000 A |  |  |  | 0
255723858 | TNB | DISTRIBUTION | WP PUTRAJAYA & CYBERJAYA | Existing |  |  | MINI FEEDER PILLAR | MINI FP 400 A - 2 in 6 out |  | OUTDOOR | RMBT 16 |  |  |  | RMBT |  | 400.000 A |  |  |  | 0
255724190 | TNB | DISTRIBUTION | WP PUTRAJAYA & CYBERJAYA | Existing |  |  | FEEDER PILLAR | MINI FP 400 A - 2 in 6 out |  | OUTDOOR | FP 4C/3 | [5 empty] | 400.000 A |  |  |  | 0
255724220 | TNB | DISTRIBUTION | WP PUTRAJAYA & CYBERJAYA | Existing |  |  | MINI FEEDER PILLAR | MINI FP 400 A - 2 in 6 out |  | OUTDOOR | FP 4C/1 | [5 empty] | 400.000 A |  |  | AC/MFP 0827 | 0
255724256 | TNB | DISTRIBUTION | WP PUTRAJAYA & CYBERJAYA | Existing |  |  | MINI FEEDER PILLAR | MINI FP 400 A - 2 in 6 out |  | OUTDOOR | FP 4C/5 | [5 empty] | 400.000 A |  |  | AC/MFP 0821 | 0
255724304 | TNB | DISTRIBUTION | WP PUTRAJAYA & CYBERJAYA | Existing |  |  | MINI FEEDER PILLAR | MINI FP 400 A - 2 in 6 out |  | OUTDOOR | FP 4C/12 |  |  |  | Unknown |  | 400.000 A |  |  | AC/MFP 0826 | 0
255724334 | TNB | DISTRIBUTION | WP PUTRAJAYA & CYBERJAYA | Existing |  |  | MINI FEEDER PILLAR | MINI FP 400 A - 2 in 6 out |  | OUTDOOR | LVMC 16 |  |  |  | RMBT |  | 400.000 A |  |  |  | 0
255724358 | TNB | DISTRIBUTION | WP PUTRAJAYA & CYBERJAYA | Existing |  |  | MINI FEEDER PILLAR | MINI FP 400 A - 2 in 6 out |  | OUTDOOR | LVMC 2 |  |  |  | RMBT |  | 400.000 A |  |  |  | 0
255724394 | TNB | DISTRIBUTION | WP PUTRAJAYA & CYBERJAYA | Existing |  |  | MINI FEEDER PILLAR | MINI FP 400 A - 2 in 6 out |  | OUTDOOR | LVMC 42A |  |  |  | RMBT |  | 400.000 A |  |  |  | 0
255724430 | TNB | DISTRIBUTION | WP PUTRAJAYA & CYBERJAYA | Existing |  |  | MINI FEEDER PILLAR | MINI FP 400 A - 2 in 6 out |  | OUTDOOR | LVMC 46 |  |  |  | RMBT |  | 400.000 A |  |  |  | 0
255724460 | TNB | DISTRIBUTION | WP PUTRAJAYA & CYBERJAYA | Existing |  |  | MINI FEEDER PILLAR | MINI FP 400 A - 2 in 6 out |  | OUTDOOR | LVMC 37 |  |  |  | RMBT |  | 400.000 A |  |  |  | 0
255724792 | TNB | DISTRIBUTION | WP PUTRAJAYA & CYBERJAYA | Existing |  |  | MINI FEEDER PILLAR | MINI FP 400 A - 2 in 6 out |  | OUTDOOR | LVMC 1 |  |  |  | RMBT |  | 400.000 A |  |  |  | 0
255724816 | TNB | DISTRIBUTION | WP PUTRAJAYA & CYBERJAYA | Existing |  |  | MINI FEEDER PILLAR | MINI FP 400 A - 2 in 6 out |  | OUTDOOR | LVMC 2 |  |  |  | RMBT |  | 400.000 A |  |  |  | 0
255724851 | TNB | DISTRIBUTION | WP PUTRAJAYA & CYBERJAYA | Existing |  |  | MINI FEEDER PILLAR | MINI FP 400 A - 2 in 6 out |  | OUTDOOR | FP8 |  |  |  | RMBT |  | 400.000 A |  |  | 2018 | 0
255724887 | TNB | DISTRIBUTION | WP PUTRAJAYA & CYBERJAYA | Existing |  |  | FEEDER PILLAR | FP 1600 A - 2 in 8 out |  | OUTDOOR | FP4/PT1 |  |  |  | Unknown |  | 800.000 A |  |  |  | 3
255724898 | TNB | DISTRIBUTION | WP PUTRAJAYA & CYBERJAYA | Existing |  |  | FEEDER PILLAR | FP 800 A - 2 in 5 out |  | OUTDOOR | FP4/PT4 |  |  |  | Unknown |  | 800.000 A |  |  | PPJ | 0
255724911 | TNB | DISTRIBUTION | WP PUTRAJAYA & CYBERJAYA | Existing |  |  | FEEDER PILLAR | FP 800 A - 2 in 5 out |  | OUTDOOR | RMBT 7A |  |  |  | RMBT |  | 800.000 A |  |  | FP9703-0344 | 0
255724947 | TNB | DISTRIBUTION | WP PUTRAJAYA & CYBERJAYA | Existing |  |  | MINI FEEDER PILLAR | MINI FP 400 A - 2 in 6 out |  | OUTDOOR | RMBT LOT 71 LVMC NO 1 |  |  |  | RMBT |  | 400.000 A |  |  | NOT VISIBLE AT SITE | 0
255724967 | TNB | DISTRIBUTION | WP PUTRAJAYA & CYBERJAYA | Existing |  |  | MINI FEEDER PILLAR | MINI FP 400 A - 2 in 6 out |  | OUTDOOR | RMBT LOT 72 LVMC NO 2 |  |  |  | RMBT |  | 400.000 A |  |  | M5660 | 0
255724982 | TNB | DISTRIBUTION | WP PUTRAJAYA & CYBERJAYA | Existing |  |  | FEEDER PILLAR | FP 1600 A - 2 in 8 out |  | OUTDOOR | FP PROMENADE |  |  |  | RMBT |  | 400.000 A |  |  | FP9606-0004 | 0
255724994 | TNB | DISTRIBUTION | WP PUTRAJAYA & CYBERJAYA | Existing |  |  | MINI FEEDER PILLAR | MINI FP 400 A - 2 in 6 out |  | OUTDOOR | RMBT LOT 73 LVMC NO.1 |  |  |  | RMBT |  | 400.000 A |  |  | M5733 | 0
255725011 | TNB | DISTRIBUTION | WP PUTRAJAYA & CYBERJAYA | Existing |  |  | MINI FEEDER PILLAR | MINI FP 400 A - 2 in 6 out |  | OUTDOOR | RMBT LOT 74 LVMC NO.2 |  |  |  | RMBT |  | 400.000 A |  |  | M5788 | 0
255725033 | TNB | DISTRIBUTION | WP PUTRAJAYA & CYBERJAYA | Existing |  |  | MINI FEEDER PILLAR |  |  | OUTDOOR | N/A |  |  |  | RMBT |  | 400.000 A |  |  |  | 0
255725051 | TNB | DISTRIBUTION | WP PUTRAJAYA & CYBERJAYA | Existing |  |  | MINI FEEDER PILLAR | MINI FP 400 A - 2 in 6 out |  | OUTDOOR | RMBT LOT 68 LVMC NO.2 |  |  |  | RMBT |  | 400.000 A |  |  | M5787 | 0
255725663 | TNB | DISTRIBUTION | WP PUTRAJAYA & CYBERJAYA | Existing |  |  | MINI FEEDER PILLAR | MINI FP 400 A - 2 in 6 out |  | OUTDOOR | RMBT LOT 69 LVMC NO.1 |  |  |  | RMBT |  | 400.000 A |  |  | M5773/NOT VISIBLE AT SITE | 0
255725678 | TNB | DISTRIBUTION | WP PUTRAJAYA & CYBERJAYA | Existing |  |  | MINI FEEDER PILLAR | MINI FP 400 A - 2 in 6 out |  | OUTDOOR | 33 P10B/9 |  |  |  | RMBT |  | 400.000 A |  |  |  | 0
255725702 | TNB | DISTRIBUTION | WP PUTRAJAYA & CYBERJAYA | Existing |  |  | MINI FEEDER PILLAR | MINI FP 400 A - 2 in 6 out |  | OUTDOOR | 34 P10B/9 |  |  |  | RMBT |  | 400.000 A |  |  |  | 0
255725732 | TNB | DISTRIBUTION | WP PUTRAJAYA & CYBERJAYA | Existing |  |  | MINI FEEDER PILLAR | MINI FP 400 A - 2 in 6 out |  | OUTDOOR | 31 P10B/9 |  |  |  | RMBT |  | 400.000 A |  |  |  | 0
255725762 | TNB | DISTRIBUTION | WP PUTRAJAYA & CYBERJAYA | Existing |  |  | MINI FEEDER PILLAR | MINI FP 400 A - 2 in 6 out |  | OUTDOOR | 29 P10B/9 |  |  |  | RMBT |  | 400.000 A |  |  |  | 0
255725792 | TNB | DISTRIBUTION | WP PUTRAJAYA & CYBERJAYA | Existing |  |  | MINI FEEDER PILLAR | MINI FP 400 A - 2 in 6 out |  | OUTDOOR | N/A |  |  |  | RMBT |  | 400.000 A |  |  | M5772 | 0
255726588 | TNB | DISTRIBUTION | WP PUTRAJAYA & CYBERJAYA | Existing |  |  | MINI FEEDER PILLAR | MINI FP 400 A - 2 in 6 out |  | OUTDOOR | 4 P10A3/3 |  |  |  | RMBT |  | 400.000 A |  |  | NOT VISIBLE AT SITE | 0
255726612 | TNB | DISTRIBUTION | WP PUTRAJAYA & CYBERJAYA | Existing |  |  | LVDB |  | PE 22.49 | INDOOR | FP 2 |  |  |  | ITEM |  | 1600.000 A |  |  |  | 1
255726692 | TNB | DISTRIBUTION | WP PUTRAJAYA & CYBERJAYA | Existing |  |  | LVDB | LVDB 1600 A - 2 in 10 out (CS) | PE 11.38 | INDOOR | PPE 11.38 |  |  |  | Unknown |  | 1600.000 A |  |  |  | 4
255726750 | TNB | DISTRIBUTION | WP PUTRAJAYA & CYBERJAYA | Existing |  |  | LVDB | LVDB 1600 A - 2 in 10 out (CS) | PE 11.20 | INDOOR | PPE 11.20 |  |  |  | Unknown |  | 1600.000 A |  |  |  | 6
255726808 | TNB | DISTRIBUTION | WP PUTRAJAYA & CYBERJAYA | Existing |  |  | LVDB | FP 1600 A - 2 in 8 out (PE) | PE 8.25 | INDOOR | FP 1 |  |  |  | Unknown |  | 1600.000 A |  |  |  | 6
255727368 | TNB | DISTRIBUTION | WP PUTRAJAYA & CYBERJAYA | Existing |  |  | LVDB |  | PE 16.20 | INDOOR | PPE 16.20 |  |  |  | Unknown |  | 1600.000 A |  |  |  | 8
255727720 | TNB | DISTRIBUTION | WP PUTRAJAYA & CYBERJAYA | Existing | VCBJ/PCE/J00026/NDTX1 |  | LVDB | FP 1600 A - 2 in 8 out (PE) | PE 22.06 | INDOOR | LV971-0075 |  |  |  | SUN SYSTEM ENG. |  | 1600.000 A |  |  |  | 3
255727863 | TNB | DISTRIBUTION | WP PUTRAJAYA & CYBERJAYA | Existing |  |  | LVDB | FP 1600 A - 2 in 8 out (PE) | PE 22.12 | INDOOR | PPE 22.12 |  |  |  | SUN SYSTEM ENG. |  | 1600.000 A |  |  |  | 4
255731703 | TNB | DISTRIBUTION | WP PUTRAJAYA & CYBERJAYA | Existing |  |  | FEEDER PILLAR | FP 800 A - 2 in 5 out |  | OUTDOOR | FP4/7 |  |  |  | Unknown |  | 800.000 A |  |  |  | 0
255731726 | TNB | DISTRIBUTION | WP PUTRAJAYA & CYBERJAYA | Existing |  |  | FEEDER PILLAR | FP 800 A - 2 in 5 out |  | OUTDOOR | FP 5/1 |  |  |  | Unknown |  | 800.000 A |  |  |  | 0
255731839 | TNB | DISTRIBUTION | WP PUTRAJAYA & CYBERJAYA | Existing |  |  | MINI FEEDER PILLAR | MINI FP 400 A - 2 in 6 out |  | OUTDOOR | FP 1 |  |  |  | RMBT |  | 400.000 A |  |  |  | 0
255732461 | TNB | DISTRIBUTION | WP PUTRAJAYA & CYBERJAYA | Existing |  |  | MINI FEEDER PILLAR | MINI FP 400 A - 2 in 6 out |  | OUTDOOR | FP 19 |  |  |  | RMBT |  | 400.000 A |  |  |  | 0
255732485 | TNB | DISTRIBUTION | WP PUTRAJAYA & CYBERJAYA | Existing |  |  | MINI FEEDER PILLAR | MINI FP 400 A - 2 in 6 out |  | OUTDOOR | FP 1 |  |  |  | RMBT |  | 400.000 A |  |  |  | 0
255732521 | TNB | DISTRIBUTION | WP PUTRAJAYA & CYBERJAYA | Existing |  |  | MINI FEEDER PILLAR | MINI FP 400 A - 2 in 6 out |  | OUTDOOR | FP 15 |  |  |  | RMBT |  | 400.000 A |  |  |  | 0
255732551 | TNB | DISTRIBUTION | WP PUTRAJAYA & CYBERJAYA | Existing |  |  | MINI FEEDER PILLAR | MINI FP 400 A - 2 in 6 out |  | OUTDOOR | LVMC 2 |  |  |  | RMBT |  | 400.000 A |  |  |  | 0
255732587 | TNB | DISTRIBUTION | WP PUTRAJAYA & CYBERJAYA | Existing |  |  | MINI FEEDER PILLAR | MINI FP 400 A - 2 in 6 out |  | OUTDOOR | LVMC 9 |  |  |  | RMBT |  | 400.000 A |  |  |  | 0
255732622 | TNB | DISTRIBUTION | WP PUTRAJAYA & CYBERJAYA | Existing |  |  | MINI FEEDER PILLAR | MINI FP 400 A - 2 in 6 out |  | OUTDOOR | LVMC 9 |  |  |  | RMBT |  | 400.000 A |  |  |  | 0
255732688 | TNB | DISTRIBUTION | WP PUTRAJAYA & CYBERJAYA | Existing |  |  | MINI FEEDER PILLAR | MINI FP 400 A - 2 in 6 out |  | OUTDOOR | RMBT 5 |  |  |  | RMBT |  | 400.000 A |  |  |  | 0
255732723 | TNB | DISTRIBUTION | WP PUTRAJAYA & CYBERJAYA | Existing |  |  | MINI FEEDER PILLAR | MINI FP 400 A - 2 in 6 out |  | OUTDOOR | RMBT 40 |  |  |  | RMBT |  | 400.000 A |  |  |  | 0
255733055 | TNB | DISTRIBUTION | WP PUTRAJAYA & CYBERJAYA | Existing |  |  | MINI FEEDER PILLAR | MINI FP 400 A - 2 in 6 out |  | OUTDOOR | RMBT 32 |  |  |  | RMBT |  | 400.000 A |  |  |  | 0
255733091 | TNB | DISTRIBUTION | WP PUTRAJAYA & CYBERJAYA | Existing |  |  | MINI FEEDER PILLAR | MINI FP 400 A - 2 in 6 out |  | OUTDOOR | RMBT 12 |  |  |  | RMBT |  | 400.000 A |  |  |  | 0
255733127 | TNB | DISTRIBUTION | WP PUTRAJAYA & CYBERJAYA | Existing |  |  | MINI FEEDER PILLAR |  |  | OUTDOOR | LVMC 52 |  |  |  | RMBT |  | 400.000 A |  |  | 2017 | 0
255846930 | TNB | DISTRIBUTION | WP PUTRAJAYA & CYBERJAYA | Existing |  |  | FEEDER PILLAR | FP 1600 A - 2 in 8 out |  | OUTDOOR | 51236J05-29 |  |  |  | TAMCO CORPORATE HOLDING |  | 1600.000 A |  |  |  | 1
255862563 | TNB | DISTRIBUTION | WP PUTRAJAYA & CYBERJAYA | Existing | VPTJ/PCE/J10062/NDTX2 | 300282737 | LVDB | FP 1600 A - 2 in 8 out (PE) | PE 10.06 JLN P10 B (F2) | INDOOR | N/A |  |  |  | Unknown |  | 1600.000 A |  |  |  | 4
255862576 | TNB | DISTRIBUTION | WP PUTRAJAYA & CYBERJAYA | Existing | VPTJ/PCE/J10061/NDTX1 | 300282736 | LVDB | FP 1600 A - 2 in 8 out (PE) | PE 10.06 JLN P10 B (F1) | INDOOR | N/A |  |  |  | Unknown |  | 1600.000 A |  |  |  | 7
255870934 | TNB | DISTRIBUTION | WP PUTRAJAYA & CYBERJAYA | Existing |  |  | LVDB | FP 1600 A - 2 in 8 out (PE) | PE 9.43 | INDOOR | FP1 |  |  |  | Unknown |  | 1600.000 A |  |  |  | 6
255870954 | TNB | DISTRIBUTION | WP PUTRAJAYA & CYBERJAYA | Existing |  |  | LVDB | FP 1600 A - 2 in 8 out (PE) | PE 9.44 | INDOOR | FP1 |  |  |  | Unknown |  | 1600.000 A |  |  |  | 5
255870967 | TNB | DISTRIBUTION | WP PUTRAJAYA & CYBERJAYA | Existing |  |  | LVDB | FP 1600 A - 2 in 8 out (PE) | PE 9.45 | INDOOR | FP2 |  |  |  | Unknown |  | 1600.000 A |  |  |  | 7
255870980 | TNB | DISTRIBUTION | WP PUTRAJAYA & CYBERJAYA | Existing |  |  | LVDB | FP 1600 A - 2 in 8 out (PE) | PE 9.45 | INDOOR | FP1 |  |  |  | Unknown |  | 1600.000 A |  |  |  | 7
255871281 | TNB | DISTRIBUTION | WP PUTRAJAYA & CYBERJAYA | Existing |  |  | LVDB | FP 1600 A - 2 in 8 out (PE) | PE 9.46 | INDOOR | FP2 |  |  |  | Unknown |  | 1600.000 A |  |  |  | 6
255977415 | TNB | DISTRIBUTION | WP PUTRAJAYA & CYBERJAYA | Existing |  |  | MINI FEEDER PILLAR | MINI FP 400 A - 2 in 6 out |  | OUTDOOR | FP1 JLN P14C 2/7 |  |  |  | Unknown |  | 400.000 A |  |  |  | 0
255977450 | TNB | DISTRIBUTION | WP PUTRAJAYA & CYBERJAYA | Existing |  |  | MINI FEEDER PILLAR | MINI FP 400 A - 2 in 6 out |  | OUTDOOR | FP1 JLN P14C 2/5 |  |  |  | Unknown |  | 400.000 A |  |  |  | 0
255977485 | TNB | DISTRIBUTION | WP PUTRAJAYA & CYBERJAYA | Existing |  |  | FEEDER PILLAR | FP 1600 A - 2 in 8 out |  | OUTDOOR | FP1 JLN P14C 2/2 |  |  |  | ALAF CEKAL |  | 400.000 A | 20/08/2007 |  |  | 0
256135636 | TNB | DISTRIBUTION | WP PUTRAJAYA & CYBERJAYA | Existing |  |  | FEEDER PILLAR |  |  | OUTDOOR | FP SL 3 |  |  |  | Unknown |  | 400.000 A |  |  |  | 0
256135648 | TNB | DISTRIBUTION | WP PUTRAJAYA & CYBERJAYA | Existing |  |  | MINI FEEDER PILLAR | MINI FP 400 A - 2 in 6 out |  | OUTDOOR | LVMC 18 |  |  |  | RMBT |  | 400.000 A | 24/08/2000 |  |  | 0
256135672 | TNB | DISTRIBUTION | WP PUTRAJAYA & CYBERJAYA | Existing |  |  | MINI FEEDER PILLAR | MINI FP 400 A - 2 in 6 out |  | OUTDOOR | RMBT 37 |  |  |  | RMBT |  | 400.000 A |  |  | M5803 | 1
256138928 | TNB | DISTRIBUTION | WP PUTRAJAYA & CYBERJAYA | Existing |  |  | FEEDER PILLAR | FP 1600 A - 2 in 8 out |  | OUTDOOR | FP 4 |  |  |  | Unknown |  | 400.000 A |  |  |  | 0
256138946 | TNB | DISTRIBUTION | WP PUTRAJAYA & CYBERJAYA | Existing |  |  | FEEDER PILLAR | FP 800 A - 2 in 5 out |  | OUTDOOR | FP 18/1 |  |  |  | Unknown |  | 400.000 A |  |  |  | 0
256138981 | TNB | DISTRIBUTION | WP PUTRAJAYA & CYBERJAYA | Existing |  |  | FEEDER PILLAR | FP 800 A - 2 in 5 out |  | OUTDOOR | FP TNB NO.3 |  |  |  | Unknown |  | 400.000 A |  |  | SN FP 6010040 | 1
256139021 | TNB | DISTRIBUTION | WP PUTRAJAYA & CYBERJAYA | Existing |  |  | MINI FEEDER PILLAR | MINI FP 400 A - 2 in 6 out |  | OUTDOOR | TNB FP |  |  |  | RMBT |  | 400.000 A |  |  |  | 0
256139147 | TNB | DISTRIBUTION | WP PUTRAJAYA & CYBERJAYA | Existing |  |  | FEEDER PILLAR | FP 800 A - 2 in 5 out |  | OUTDOOR | 3DP10/8 |  |  |  | RMBT |  | 800.000 A |  |  | FP9703-0352 | 0
256141003 | TNB | DISTRIBUTION | WP PUTRAJAYA & CYBERJAYA | Existing |  |  | LVDB | FP 1600 A - 2 in 8 out (PE) | PE 9.31 | INDOOR | PPE 9.31 |  |  |  | Unknown |  | 1600.000 A |  |  |  | 7
256141052 | TNB | DISTRIBUTION | WP PUTRAJAYA & CYBERJAYA | Existing |  |  | LVDB | FP 1600 A - 2 in 8 out (PE) | PE 9.21 | INDOOR | PPE 9.21 |  |  |  | SUN SYSTEM ENG. |  | 1600.000 A |  |  |  | 6
256141105 | TNB | DISTRIBUTION | WP PUTRAJAYA & CYBERJAYA | Existing |  |  | LVDB | FP 1600 A - 2 in 8 out (PE) | PE 11.21 | INDOOR | PPE 11.21 |  |  |  | SUN SYSTEM ENG. |  | 1600.000 A |  |  |  | 4
256142281 | TNB | DISTRIBUTION | WP PUTRAJAYA & CYBERJAYA | Existing |  |  | MINI FEEDER PILLAR | MINI FP 400 A - 2 in 6 out |  | OUTDOOR | FP 20 |  |  |  | RMBT |  | 400.000 A |  |  |  | 0
256142311 | TNB | DISTRIBUTION | WP PUTRAJAYA & CYBERJAYA | Existing |  |  | MINI FEEDER PILLAR | MINI FP 400 A - 2 in 6 out |  | OUTDOOR | FP 1 |  |  |  | RMBT |  | 400.000 A |  |  |  | 0
256142341 | TNB | DISTRIBUTION | WP PUTRAJAYA & CYBERJAYA | Existing |  |  | MINI FEEDER PILLAR | MINI FP 400 A - 2 in 6 out |  | OUTDOOR | LVMC 28 |  |  |  | RMBT |  | 400.000 A |  |  |  | 0
256142377 | TNB | DISTRIBUTION | WP PUTRAJAYA & CYBERJAYA | Existing |  |  | MINI FEEDER PILLAR | MINI FP 400 A - 2 in 6 out |  | OUTDOOR | RMBT 12 |  |  |  | RMBT |  | 400.000 A |  |  |  | 0
256142413 | TNB | DISTRIBUTION | WP PUTRAJAYA & CYBERJAYA | Existing |  |  | MINI FEEDER PILLAR | MINI FP 400 A - 2 in 6 out |  | OUTDOOR | LVMC 19 |  |  |  | RMBT |  | 400.000 A |  |  |  | 0
256142739 | TNB | DISTRIBUTION | WP PUTRAJAYA & CYBERJAYA | Existing |  |  | MINI FEEDER PILLAR | MINI FP 400 A - 2 in 6 out |  | OUTDOOR | 17 P9G/6 |  |  |  | RMBT |  | 400.000 A |  |  |  | 0
256142769 | TNB | DISTRIBUTION | WP PUTRAJAYA & CYBERJAYA | Existing |  |  | MINI FEEDER PILLAR | MINI FP 400 A - 2 in 6 out |  | OUTDOOR | N/A |  |  |  | RMBT |  | 400.000 A |  |  |  | 0
256142793 | TNB | DISTRIBUTION | WP PUTRAJAYA & CYBERJAYA | Existing |  |  | MINI FEEDER PILLAR | MINI FP 400 A - 2 in 6 out |  | OUTDOOR | FP 7 |  |  |  | RMBT |  | 400.000 A |  |  |  | 0
256146809 | TNB | DISTRIBUTION | WP PUTRAJAYA & CYBERJAYA | Existing |  |  | MINI FEEDER PILLAR | MINI FP 400 A - 2 in 6 out |  | OUTDOOR | FP 19 |  |  |  | RMBT |  | 400.000 A |  |  |  | 0
256146845 | TNB | DISTRIBUTION | WP PUTRAJAYA & CYBERJAYA | Existing |  |  | FEEDER PILLAR | FP 1600 A - 2 in 8 out |  | OUTDOOR | FP 91 |  |  |  | Unknown |  | 400.000 A |  |  |  | 0
256147177 | TNB | DISTRIBUTION | WP PUTRAJAYA & CYBERJAYA | Existing |  |  | MINI FEEDER PILLAR | MINI FP 400 A - 2 in 6 out |  | OUTDOOR | FP 29 |  |  |  | RMBT |  | 400.000 A |  |  |  | 0
256147213 | TNB | DISTRIBUTION | WP PUTRAJAYA & CYBERJAYA | Existing |  |  | FEEDER PILLAR |  |  | OUTDOOR | FP PETRONAS |  |  |  | Unknown |  | 800.000 A |  |  | SN J02/31-823 | 0
256147273 | TNB | DISTRIBUTION | WP PUTRAJAYA & CYBERJAYA | Existing |  |  | FEEDER PILLAR | FP 800 A - 2 in 5 out |  | OUTDOOR | FP SL 1 |  |  |  | Unknown |  | 400.000 A |  |  |  | 5
256149871 | TNB | DISTRIBUTION | WP PUTRAJAYA & CYBERJAYA | Existing |  |  | MINI FEEDER PILLAR | MINI FP 400 A - 2 in 6 out |  | OUTDOOR | FP2 JLN P14C 2/4 |  |  |  | Unknown |  | 400.000 A |  |  |  | 0
256150580 | TNB | DISTRIBUTION | WP PUTRAJAYA & CYBERJAYA | Existing |  |  | MINI FEEDER PILLAR | MINI FP 400 A - 2 in 6 out |  | OUTDOOR | FP 3A |  |  |  | Unknown |  | 400.000 A |  |  | M2066 | 0
256151161 | TNB | DISTRIBUTION | WP PUTRAJAYA & CYBERJAYA | Existing |  |  | LVDB | FP 1600 A - 2 in 8 out (PE) | PE 22.46 | INDOOR | PPE 22.46 |  |  |  | SUN SYSTEM ENG. |  | 1600.000 A |  |  |  | 8
256151205 | TNB | DISTRIBUTION | WP PUTRAJAYA & CYBERJAYA | Existing |  |  | LVDB | FP 1600 A - 2 in 8 out (PE) | PE 9.31 | INDOOR | PPE 9.31 |  |  |  | Unknown |  | 1600.000 A |  |  |  | 5
256152834 | TNB | DISTRIBUTION | WP PUTRAJAYA & CYBERJAYA | Existing |  |  | LVDB | LVDB 1600 A - 2 in 8 out | PE 6.01 | INDOOR | N/A |  |  |  | Unknown |  | 1600.000 A |  |  |  | 4
256154000 | TNB | DISTRIBUTION | WP PUTRAJAYA & CYBERJAYA | Existing |  |  | LVDB | FP 1600 A - 2 in 8 out (PE) | PE 15.07 | INDOOR | PPE 15.07 |  |  |  | Unknown |  | 1600.000 A |  |  |  | 5
256154047 | TNB | DISTRIBUTION | WP PUTRAJAYA & CYBERJAYA | Existing |  |  | LVDB | FP 1600 A - 2 in 8 out (PE) | PE 7.06 | INDOOR | PPE 7.06 |  |  |  | Unknown |  | 1600.000 A |  |  |  | 8
256154092 | TNB | DISTRIBUTION | WP PUTRAJAYA & CYBERJAYA | Existing |  |  | LVDB | FP 1600 A - 2 in 8 out (PE) | PE 7.06 | INDOOR | PPE 7.06 |  |  |  | Unknown |  | 1600.000 A |  |  |  | 8
256154230 | TNB | DISTRIBUTION | WP PUTRAJAYA & CYBERJAYA | Existing |  |  | LVDB | FP 1600 A - 2 in 8 out (PE) | PE 21.03 | INDOOR | PPE 21.03 |  |  |  | MTM |  | 1600.000 A |  |  |  | 2
256154586 | TNB | DISTRIBUTION | WP PUTRAJAYA & CYBERJAYA | Existing |  |  | LVDB | FP 1600 A - 2 in 8 out (PE) | PE 9.06 | INDOOR | PPE 9.06 |  |  |  | ALGEBRA |  | 1600.000 A |  |  |  | 7
256154627 | TNB | DISTRIBUTION | WP PUTRAJAYA & CYBERJAYA | Existing |  |  | LVDB | LVDB 1600 A - 2 in 8 out | PE 11.18 | INDOOR | PPE 11.18 |  |  |  | POWERJOG |  | 1600.000 A |  |  |  | 6
256154671 | TNB | DISTRIBUTION | WP PUTRAJAYA & CYBERJAYA | Existing |  |  | LVDB | FP 1600 A - 2 in 8 out (PE) | PE 22.45 | INDOOR | PPE 22.45 |  |  |  | SUN SYSTEM ENG. |  | 1600.000 A |  |  |  | 6
256154705 | TNB | DISTRIBUTION | WP PUTRAJAYA & CYBERJAYA | Existing |  |  | LVDB | FP 1600 A - 2 in 8 out (PE) | PE 9.25 | INDOOR | PPE 9.25 |  |  |  | Unknown |  | 1600.000 A |  |  |  | 4
256155188 | TNB | DISTRIBUTION | WP PUTRAJAYA & CYBERJAYA | Existing |  |  | LVDB | FP 1600 A - 2 in 8 out (PE) | PE 11.40 | INDOOR | PPE 11.40 |  |  |  | SUN SYSTEM ENG. |  | 1600.000 A |  |  |  | 5
256155232 | TNB | DISTRIBUTION | WP PUTRAJAYA & CYBERJAYA | Existing |  |  | LVDB | FP 1600 A - 2 in 8 out (PE) | PE 16.13 SEK MEN | INDOOR | PE 16.13 |  |  |  | SUN SYSTEM ENG. |  | 1600.000 A | 2008-10-03 |  |  | 6
256157142 | TNB | DISTRIBUTION | WP PUTRAJAYA & CYBERJAYA | Existing |  |  | MINI FEEDER PILLAR | MINI FP 400 A - 2 in 6 out |  | OUTDOOR | FP 1 |  |  |  | Unknown |  | 400.000 A |  |  | M1675 | 0
256157160 | TNB | DISTRIBUTION | WP PUTRAJAYA & CYBERJAYA | Existing |  |  | MINI FEEDER PILLAR | MINI FP 400 A - 2 in 6 out |  | OUTDOOR | FP 41 |  |  |  | Unknown |  | 400.000 A |  |  | MFP5-0639 | 0
256157172 | TNB | DISTRIBUTION | WP PUTRAJAYA & CYBERJAYA | Existing |  |  | FEEDER PILLAR | FP 800 A - 2 in 5 out |  | Unknown | FP 8 |  |  |  | Unknown |  | 800.000 A |  |  |  | 0
256157568 | TNB | DISTRIBUTION | WP PUTRAJAYA & CYBERJAYA | Existing |  |  | LVDB | FP 1600 A - 2 in 8 out (PE) | PE 10.04 | INDOOR | PPE 10.04 |  |  |  | Unknown |  | 1600.000 A |  |  |  | 6
256202417 | TNB | DISTRIBUTION | WP PUTRAJAYA & CYBERJAYA | Existing |  |  | LVDB | FP 1600 A - 2 in 8 out (PE) | PE 9.37 | INDOOR | N/A |  |  |  | Unknown |  | 1600.000 A |  |  |  | 6
256207809 | TNB | DISTRIBUTION | WP PUTRAJAYA & CYBERJAYA | Existing |  |  | LVDB | FP 1600 A - 2 in 8 out (PE) | PE 22.52 | Unknown | TX3 |  |  |  | Unknown |  | 1600.000 A |  |  |  | 8
256207826 | TNB | DISTRIBUTION | WP PUTRAJAYA & CYBERJAYA | Existing |  |  | LVDB | LVDB 1600 A - 2 in 8 out | PE 5.16 | INDOOR | N/A |  |  |  | Unknown |  | 1600.000 A |  |  |  | 8
256208135 | TNB | DISTRIBUTION | WP PUTRAJAYA & CYBERJAYA | Existing |  |  | LVDB | FP 1600 A - 2 in 8 out (PE) | PE 11.22 | INDOOR | N/A |  |  |  | Unknown |  | 1600.000 A |  |  |  | 5
256208740 | TNB | DISTRIBUTION | WP PUTRAJAYA & CYBERJAYA | Existing |  |  | LVDB | LVDB 1600 A - 2 in 8 out | PE 5.14 | INDOOR | N/A |  |  |  | TOPRANK |  | 1600.000 A |  |  |  | 4
256219838 | TNB | DISTRIBUTION | WP PUTRAJAYA & CYBERJAYA | Existing |  |  | LVDB | FP 1600 A - 2 in 8 out (PE) | PE22.62 | INDOOR | N/A |  |  |  | Unknown |  | 1600.000 A |  |  |  | 5
256219912 | TNB | DISTRIBUTION | WP PUTRAJAYA & CYBERJAYA | Existing |  |  | FEEDER PILLAR | FP 1600 A - 2 in 8 out |  | OUTDOOR | FP800A JLN P8E2/5 |  |  |  | Unknown |  | 800.000 A |  |  | SN FP 9703-0615 | 0
256226077 | TNB | DISTRIBUTION | WP PUTRAJAYA & CYBERJAYA | Existing |  |  | LVDB | FP 1600 A - 2 in 8 out (PE) | PE 9.40 P'PURI BLOK C (F1) | INDOOR | N/A |  |  |  | Unknown |  | 1600.000 A |  |  |  | 5
256226090 | TNB | DISTRIBUTION | WP PUTRAJAYA & CYBERJAYA | Existing |  |  | LVDB | FP 1600 A - 2 in 8 out (PE) | PE 9.39 P'PURI BLOK B3 (EFI) (F2) | INDOOR | N/A |  |  |  | Unknown |  | 1600.000 A |  |  |  | 2
256226103 | TNB | DISTRIBUTION | WP PUTRAJAYA & CYBERJAYA | Existing |  |  | LVDB | FP 1600 A - 2 in 8 out (PE) | PE 9.39 P'PURI BLOK B3 (EFI) (F1) | INDOOR | N/A |  |  |  | Unknown |  | 1600.000 A |  |  |  | 5
256226108 | TNB | DISTRIBUTION | WP PUTRAJAYA & CYBERJAYA | Existing |  |  | LVDB | FP 1600 A - 2 in 8 out (PE) | PE 9.42 P'PURI BLOK E1 (EFI) (F2) | INDOOR | N/A |  |  |  | Unknown |  | 1600.000 A |  |  |  | 4
256226121 | TNB | DISTRIBUTION | WP PUTRAJAYA & CYBERJAYA | Existing |  |  | LVDB | FP 1600 A - 2 in 8 out (PE) | PE 9.38 | INDOOR | N/A |  |  |  | Unknown |  | 1600.000 A |  |  |  | 6
256226130 | TNB | DISTRIBUTION | WP PUTRAJAYA & CYBERJAYA | Existing |  |  | LVDB | FP 1600 A - 2 in 8 out (PE) | PE 9.38 | INDOOR | N/A |  |  |  | Unknown |  | 1600.000 A |  |  |  | 4
256226131 | TNB | DISTRIBUTION | WP PUTRAJAYA & CYBERJAYA | Existing |  |  | LVDB | FP 1600 A - 2 in 8 out (PE) | PE 9.48 | INDOOR | N/A |  |  |  | Unknown |  | 1600.000 A |  |  |  | 3
256226751 | TNB | DISTRIBUTION | WP PUTRAJAYA & CYBERJAYA | Existing |  |  | LVDB | LVDB 1600 A - 2 in 8 out | RUMAH PUMP TMN SAINS SELANGOR | INDOOR | FP/9703-0369 |  |  |  | SUN SYSTEM ENG. |  | 1600.000 A |  |  |  | 2
256227091 | TNB | DISTRIBUTION | WP PUTRAJAYA & CYBERJAYA | Existing |  |  | LVDB | FP 1600 A - 2 in 8 out (PE) | PE 9.37 | INDOOR | N/A |  |  |  | Unknown |  | 1600.000 A |  |  |  | 4
256227320 | TNB | DISTRIBUTION | WP PUTRAJAYA & CYBERJAYA | Existing |  |  | LVDB | FP 1600 A - 2 in 8 out (PE) | PE 11.23 | INDOOR | N/A |  |  |  | SUN SYSTEM ENG. |  | 1600.000 A |  |  |  | 3
256227333 | TNB | DISTRIBUTION | WP PUTRAJAYA & CYBERJAYA | Existing |  |  | LVDB | FP 1600 A - 2 in 8 out | PE 11.43 | INDOOR | N/A |  |  |  | Unknown |  | 1600.000 A |  |  |  | 4
256227346 | TNB | DISTRIBUTION | WP PUTRAJAYA & CYBERJAYA | Existing |  |  | LVDB | FP 1600 A - 2 in 8 out (PE) | PE 21.61 (TX4) | INDOOR | N/A |  |  |  | Unknown |  | 1600.000 A |  |  |  | 3
256227960 | TNB | DISTRIBUTION | WP PUTRAJAYA & CYBERJAYA | Existing |  |  | LVDB | FP 1600 A - 2 in 8 out (PE) | PE 11.24 | INDOOR | N/A |  |  |  | Unknown |  | 1600.000 A |  |  |  | 5
256233123 | TNB | DISTRIBUTION | WP PUTRAJAYA & CYBERJAYA | Existing |  |  | LVDB | FP 1600 A - 2 in 8 out (PE) | PE 14.06 | INDOOR | N/A |  |  |  | INDKOM |  | 1600.000 A |  |  |  | 4
256233137 | TNB | DISTRIBUTION | WP PUTRAJAYA & CYBERJAYA | Existing |  |  | LVDB | FP 1600 A - 2 in 8 out (PE) | PE 11.23 | INDOOR | N/A |  |  |  | SUN SYSTEM ENG. |  | 1600.000 A |  |  |  | 4
256233142 | TNB | DISTRIBUTION | WP PUTRAJAYA & CYBERJAYA | Existing |  |  | LVDB | LVDB 1600 A - 2 in 8 out | PE 11.28 | INDOOR | N/A |  |  |  | Unknown |  | 1600.000 A |  |  |  | 7
256233159 | TNB | DISTRIBUTION | WP PUTRAJAYA & CYBERJAYA | Existing |  |  | LVDB | LVDB 1600 A - 2 in 8 out | PE 11.28 | INDOOR | N/A |  |  |  | Unknown |  | 1600.000 A |  |  |  | 7
256233164 | TNB | DISTRIBUTION | WP PUTRAJAYA & CYBERJAYA | Existing |  |  | LVDB | FP 1600 A - 2 in 8 out | PE 11.44 | INDOOR | N/A |  |  |  | Unknown |  | 1600.000 A |  |  |  | 4
256233177 | TNB | DISTRIBUTION | WP PUTRAJAYA & CYBERJAYA | Existing |  |  | LVDB | FP 1600 A - 2 in 8 out | PE 11.44 | INDOOR | N/A |  |  |  | Unknown |  | 1600.000 A |  |  |  | 4
256233966 | TNB | DISTRIBUTION | WP PUTRAJAYA & CYBERJAYA | Existing |  |  | LVDB | FP 1600 A - 2 in 8 out (PE) | PE 21.61 (TX3) | INDOOR | N/A |  |  |  | Unknown |  | 1600.000 A |  |  |  | 2
256233971 | TNB | DISTRIBUTION | WP PUTRAJAYA & CYBERJAYA | Existing |  |  | LVDB | FP 1600 A - 2 in 8 out (PE) | PE 21.61 (TX1) | INDOOR | N/A |  |  |  | Unknown |  | 1600.000 A |  |  |  | 3
256241511 | TNB | DISTRIBUTION | WP PUTRAJAYA & CYBERJAYA | Existing |  |  | LVDB | FP 1600 A - 2 in 8 out (PE) | PE 11.27 | INDOOR | N/A |  |  |  | MERLIN GERIN |  | 1600.000 A |  |  |  | 4
256241520 | TNB | DISTRIBUTION | WP PUTRAJAYA & CYBERJAYA | Existing |  |  | LVDB | FP 1600 A - 2 in 8 out (PE) | PE22.61 | INDOOR | N/A |  |  |  | Unknown |  | 1600.000 A |  |  |  | 7
256243461 | TNB | DISTRIBUTION | WP PUTRAJAYA & CYBERJAYA | Existing |  |  | MINI FEEDER PILLAR | MINI FP 400 A - 2 in 6 out |  | OUTDOOR | RMBT 14 |  |  |  | RMBT |  | 400.000 A |  |  |  | 0
256243521 | TNB | DISTRIBUTION | WP PUTRAJAYA & CYBERJAYA | Existing |  |  | MINI FEEDER PILLAR | MINI FP 400 A - 2 in 6 out |  | OUTDOOR | FP 29 |  |  |  | RMBT |  | 400.000 A |  |  |  | 0
256243551 | TNB | DISTRIBUTION | WP PUTRAJAYA & CYBERJAYA | Existing |  |  | MINI FEEDER PILLAR | MINI FP 400 A - 2 in 6 out |  | OUTDOOR | RMBT 13 |  |  |  | RMBT |  | 400.000 A | 24/08/2000 |  |  | 0
256243587 | TNB | DISTRIBUTION | WP PUTRAJAYA & CYBERJAYA | Existing |  |  | MINI FEEDER PILLAR | MINI FP 400 A - 2 in 6 out |  | OUTDOOR | FP 12 |  |  |  | RMBT |  | 400.000 A |  |  |  | 0
256244386 | TNB | DISTRIBUTION | WP PUTRAJAYA & CYBERJAYA | Existing |  |  | MINI FEEDER PILLAR | MINI FP 400 A - 2 in 6 out |  | OUTDOOR | LVMC 12 |  |  |  | RMBT |  | 400.000 A |  |  |  | 0
256244505 | TNB | DISTRIBUTION | WP PUTRAJAYA & CYBERJAYA | Existing |  |  | MINI FEEDER PILLAR | MINI FP 400 A - 2 in 6 out |  | OUTDOOR | 47 P9G/4 |  |  |  | RMBT |  | 400.000 A |  |  |  | 0
256245163 | TNB | DISTRIBUTION | WP PUTRAJAYA & CYBERJAYA | Existing |  |  | MINI FEEDER PILLAR | MINI FP 400 A - 2 in 6 out |  | OUTDOOR | N/A |  |  |  | RMBT |  | 400.000 A |  |  |  | 0
256245187 | TNB | DISTRIBUTION | WP PUTRAJAYA & CYBERJAYA | Existing |  |  | MINI FEEDER PILLAR | MINI FP 400 A - 2 in 6 out |  | OUTDOOR | GP1 |  |  |  | RMBT |  | 400.000 A |  |  |  | 0
256245210 | TNB | DISTRIBUTION | WP PUTRAJAYA & CYBERJAYA | Existing |  |  | FEEDER PILLAR | FP 1600 A - 2 in 8 out |  | OUTDOOR | FP 3 |  |  |  | Unknown |  | 400.000 A |  |  |  | 0
256245252 | TNB | DISTRIBUTION | WP PUTRAJAYA & CYBERJAYA | Existing |  |  | MINI FEEDER PILLAR | MINI FP 400 A - 2 in 6 out |  | OUTDOOR | FP2-2A |  |  |  | Unknown |  | 400.000 A |  |  |  | 0
256250031 | TNB | DISTRIBUTION | WP PUTRAJAYA & CYBERJAYA | Existing |  |  | LVDB | FP 1600 A - 2 in 8 out (PE) | PE 9.41 P'PURI BLOK E3 (F1) | INDOOR | N/A |  |  |  | Unknown |  | 1600.000 A |  |  |  | 5
256250044 | TNB | DISTRIBUTION | WP PUTRAJAYA & CYBERJAYA | Existing |  |  | LVDB | FP 1600 A - 2 in 8 out (PE) | PE 9.47 | INDOOR | N/A |  |  |  | Unknown |  | 1600.000 A |  |  |  | 7
256252329 | TNB | DISTRIBUTION | WP PUTRAJAYA & CYBERJAYA | Existing |  |  | MINI FEEDER PILLAR | MINI FP 400 A - 2 in 6 out |  | OUTDOOR | 32 P10B/9 |  |  |  | RMBT |  | 400.000 A |  |  |  | 0
256252360 | TNB | DISTRIBUTION | WP PUTRAJAYA & CYBERJAYA | Existing |  |  | MINI FEEDER PILLAR | MINI FP 400 A - 2 in 6 out |  | OUTDOOR | FP 1 |  |  |  | Unknown |  | 400.000 A |  |  | M2063 | 0
256257083 | TNB | DISTRIBUTION | WP PUTRAJAYA & CYBERJAYA | Existing |  |  | LVDB | FP 1600 A - 2 in 8 out (PE) | PE 14.08 | INDOOR | N/A |  |  |  | Unknown |  | 1600.000 A |  |  |  | 7
256257160 | TNB | DISTRIBUTION | WP PUTRAJAYA & CYBERJAYA | Existing |  |  | LVDB | FP 1600 A - 2 in 8 out (PE) | PE 22.61 | INDOOR | N/A |  |  |  | Unknown |  | 1600.000 A |  |  |  | 9
256258456 | TNB | DISTRIBUTION | WP PUTRAJAYA & CYBERJAYA | Existing |  |  | LVDB | FP 1600 A - 2 in 8 out (PE) | PE 8.02 | INDOOR | PPE 8.02 |  |  |  | ALGEBRA |  | 1600.000 A |  |  |  | 4
256258501 | TNB | DISTRIBUTION | WP PUTRAJAYA & CYBERJAYA | Existing |  |  | LVDB | FP 1600 A - 2 in 8 out (PE) | PE 8.10 | INDOOR | PPE 8.10 |  |  |  | Unknown |  | 1600.000 A |  |  |  | 3
256258541 | TNB | DISTRIBUTION | WP PUTRAJAYA & CYBERJAYA | Existing |  |  | LVDB | FP 1600 A - 2 in 8 out (PE) | PE 9.08 | INDOOR | PPE 9.08 |  |  |  | Unknown |  | 1600.000 A |  |  |  | 7
256258585 | TNB | DISTRIBUTION | WP PUTRAJAYA & CYBERJAYA | Existing |  |  | LVDB |  | PE 11.01 | INDOOR | PPE 11.01 |  |  |  | Unknown |  | 1600.000 A |  |  |  | 6
256259302 | TNB | DISTRIBUTION | WP PUTRAJAYA & CYBERJAYA | Existing |  |  | LVDB | FP 1600 A - 2 in 8 out (PE) | PE 11.10 | INDOOR | PPE 11.10 |  |  |  | Unknown |  | 1600.000 A |  |  |  | 6
256260163 | TNB | DISTRIBUTION | WP PUTRAJAYA & CYBERJAYA | Existing |  |  | LVDB | FP 1600 A - 2 in 8 out (PE) | PE 9.48 | INDOOR | N/A |  |  |  | Unknown |  | 1600.000 A |  |  |  | 3
256269979 | TNB | DISTRIBUTION | WP PUTRAJAYA & CYBERJAYA | Existing |  |  | FEEDER PILLAR | FP 1600 A - 2 in 8 out |  | OUTDOOR | FP11 |  |  |  | Unknown |  | 800.000 A |  |  |  | 2
256270390 | TNB | DISTRIBUTION | WP PUTRAJAYA & CYBERJAYA | Existing |  |  | LVDB | LVDB 1600 A - 2 in 8 out | PE 5.14 | INDOOR | N/A |  |  |  | TOPRANK |  | 1600.000 A |  |  |  | 8
256270408 | TNB | DISTRIBUTION | WP PUTRAJAYA & CYBERJAYA | Existing |  |  | LVDB | LVDB 1600 A - 2 in 8 out | PE 5.16 | INDOOR | N/A |  |  |  | Unknown |  | 1600.000 A |  |  |  | 5
256270604 | TNB | DISTRIBUTION | WP PUTRAJAYA & CYBERJAYA | Existing |  |  | FEEDER PILLAR | FP 800 A - 2 in 5 out |  | OUTDOOR | FP3 R2B CCTV P18 |  |  |  | Unknown |  | 800.000 A |  |  |  | 2
256270902 | TNB | DISTRIBUTION | WP PUTRAJAYA & CYBERJAYA | Existing |  |  | LVDB | FP 1600 A - 2 in 8 out (PE) | PE 9.15 | INDOOR | PPE 9.15 |  |  |  | ALGEBRA |  | 1600.000 A |  |  |  | 5
256270938 | TNB | DISTRIBUTION | WP PUTRAJAYA & CYBERJAYA | Existing |  |  | LVDB | FP 1600 A - 2 in 8 out (PE) | PE 9.01 | INDOOR | PPE 9.01 |  |  |  | SUN SYSTEM ENG. |  | 1600.000 A |  |  |  | 4
256271042 | TNB | DISTRIBUTION | WP PUTRAJAYA & CYBERJAYA | Existing |  |  | LVDB | FP 1600 A - 2 in 8 out (PE) | PE 22.22 | INDOOR | PPE 22.22 |  |  |  | SUN SYSTEM ENG. |  | 1600.000 A |  |  |  | 5
256274436 | TNB | DISTRIBUTION | WP PUTRAJAYA & CYBERJAYA | Existing |  |  | MINI FEEDER PILLAR | MINI FP 400 A - 2 in 6 out |  | OUTDOOR | LVMC 13 |  |  |  | RMBT |  | 400.000 A |  |  |  | 0
256274473 | TNB | DISTRIBUTION | WP PUTRAJAYA & CYBERJAYA | Existing |  |  | MINI FEEDER PILLAR | MINI FP 400 A - 2 in 6 out |  | OUTDOOR | RMBT 14 |  |  |  | RMBT |  | 400.000 A |  |  |  | 0
256274509 | TNB | DISTRIBUTION | WP PUTRAJAYA & CYBERJAYA | Existing |  |  | MINI FEEDER PILLAR |  |  | OUTDOOR | N/A |  |  |  | RMBT |  | 400.000 A |  |  |  | 0
256274539 | TNB | DISTRIBUTION | WP PUTRAJAYA & CYBERJAYA | Existing |  |  | MINI FEEDER PILLAR | MINI FP 400 A - 2 in 6 out |  | OUTDOOR | RMBT 1 |  |  |  | RMBT |  |  |  |  | D9 | 0
256274745 | TNB | DISTRIBUTION | WP PUTRAJAYA & CYBERJAYA | Existing |  |  | LVDB | FP 1600 A - 2 in 8 out (PE) | PE 9.47 | INDOOR | N/A |  |  |  | Unknown |  | 1600.000 A |  |  |  | 8
256276879 | TNB | DISTRIBUTION | WP PUTRAJAYA & CYBERJAYA | Existing |  |  | MINI FEEDER PILLAR | MINI FP 400 A - 2 in 6 out |  | OUTDOOR | LVMC 2 |  |  |  | RMBT |  | 400.000 A |  |  |  | 0
256276903 | TNB | DISTRIBUTION | WP PUTRAJAYA & CYBERJAYA | Existing |  |  | MINI FEEDER PILLAR |  |  | OUTDOOR | LVMC 87 |  |  |  | RMBT |  | 400.000 A |  |  | 1509 | 0
256284540 | TNB | DISTRIBUTION | WP PUTRAJAYA & CYBERJAYA | Existing |  |  | LVDB | FP 1600 A - 2 in 8 out (PE) | PE 9.42 P'PURI BLOK E1 (EFI) (F1) | INDOOR | N/A |  |  |  | Unknown |  | 1600.000 A |  |  |  | 4
256285080 | TNB | DISTRIBUTION | WP PUTRAJAYA & CYBERJAYA | Existing |  |  | FEEDER PILLAR | FP 800 A - 2 in 5 out |  | OUTDOOR | N/A |  |  |  | Unknown |  | 1600.000 A |  |  |  | 1
256289200 | TNB | DISTRIBUTION | WP PUTRAJAYA & CYBERJAYA | Existing |  |  | FEEDER PILLAR | FP 800 A - 2 in 5 out |  | OUTDOOR | FP 3/PT1 |  |  |  | Unknown |  | 800.000 A |  |  |  | 3
256290227 | TNB | DISTRIBUTION | WP PUTRAJAYA & CYBERJAYA | Existing | VCBJ/PCE/J22521/NDTX1 | 300283103 | LVDB | FP 1600 A - 2 in 8 out (PE) | PE 22.52 (58) UNITS SHOP LOT (F1) | Unknown |  |  |  |  | Unknown |  | 1600.000 A |  |  |  | 0
256292562 | TNB | DISTRIBUTION | WP PUTRAJAYA & CYBERJAYA | Existing |  |  | LVDB | LVDB 1600 A - 2 in 8 out | PE 11.28 | INDOOR | N/A |  |  |  | Unknown |  | 1600.000 A |  |  |  | 2
256292655 | TNB | DISTRIBUTION | WP PUTRAJAYA & CYBERJAYA | Existing |  |  | LVDB | FP 1600 A - 2 in 8 out | PE 11.43 | INDOOR | N/A |  |  |  | Unknown |  | 1600.000 A |  |  |  | 5
256292660 | TNB | DISTRIBUTION | WP PUTRAJAYA & CYBERJAYA | Existing |  |  | LVDB | FP 1600 A - 2 in 8 out (PE) | PE 9.40 P'PURI BLOK C (F2) | INDOOR | N/A |  |  |  | Unknown |  | 1600.000 A |  |  |  | 6
256293985 | TNB | DISTRIBUTION | WP PUTRAJAYA & CYBERJAYA | Existing |  |  | MINI FEEDER PILLAR | MINI FP 400 A - 2 in 6 out |  | OUTDOOR | LVMC 57 |  |  |  | RMBT |  | 400.000 A |  |  |  | 0
256294015 | TNB | DISTRIBUTION | WP PUTRAJAYA & CYBERJAYA | Existing |  |  | MINI FEEDER PILLAR | MINI FP 400 A - 2 in 6 out |  | OUTDOOR | 8 |  |  |  | RMBT |  | 400.000 A |  |  |  | 0
256294039 | TNB | DISTRIBUTION | WP PUTRAJAYA & CYBERJAYA | Existing |  |  | MINI FEEDER PILLAR | MINI FP 400 A - 2 in 6 out |  | OUTDOOR | LVMC 16 |  |  |  | RMBT |  | 400.000 A |  |  |  | 0
256296330 | TNB | DISTRIBUTION | WP PUTRAJAYA & CYBERJAYA | Existing | VCBJ/PCE/J22692/NDTX2 | 300283127 | LVDB | FP 1600 A - 2 in 8 out (PE) | PE 22.69 KRU STUDIO (F2) | INDOOR | N/A |  |  |  | SUN SYSTEM ENG. |  | 1600.000 A |  |  |  | 7
256299081 | TNB | DISTRIBUTION | WP PUTRAJAYA & CYBERJAYA | Existing |  |  | LVDB | LVDB 1600 A - 2 in 8 out | PE 11.28 | INDOOR | N/A |  |  |  | Unknown |  | 1600.000 A |  |  |  | 5
256299115 | TNB | DISTRIBUTION | WP PUTRAJAYA & CYBERJAYA | Existing |  |  | LVDB | FP 1600 A - 2 in 8 out (PE) | PE 21.61 (TX2) | INDOOR | N/A |  |  |  | Unknown |  | 1600.000 A |  |  |  | 5
256299781 | TNB | DISTRIBUTION | WP PUTRAJAYA & CYBERJAYA | Existing |  |  | LVDB | FP 1600 A - 2 in 8 out (PE) | PE 9.41 P'PURI BLOK E3 (F2) | INDOOR | N/A |  |  |  | Unknown |  | 1600.000 A |  |  |  | 5
256300173 | TNB | DISTRIBUTION | WP PUTRAJAYA & CYBERJAYA | Existing |  |  | MINI FEEDER PILLAR | MINI FP 400 A - 2 in 6 out |  | OUTDOOR | FP 2 |  |  |  | RMBT |  | 400.000 A |  |  |  | 0
256300505 | TNB | DISTRIBUTION | WP PUTRAJAYA & CYBERJAYA | Existing |  |  | MINI FEEDER PILLAR |  |  | OUTDOOR | LVMC 38 |  |  |  | RMBT |  | 400.000 A |  |  | 2023 | 0
256300541 | TNB | DISTRIBUTION | WP PUTRAJAYA & CYBERJAYA | Existing |  |  | MINI FEEDER PILLAR | MINI FP 400 A - 2 in 6 out |  | OUTDOOR | LVMC 64 |  |  |  | RMBT |  | 400.000 A |  |  |  | 0
256300577 | TNB | DISTRIBUTION | WP PUTRAJAYA & CYBERJAYA | Existing |  |  | MINI FEEDER PILLAR | MINI FP 400 A - 2 in 6 out |  | OUTDOOR | FP 17 |  |  |  | RMBT |  | 400.000 A |  |  |  | 0
256300649 | TNB | DISTRIBUTION | WP PUTRAJAYA & CYBERJAYA | Existing |  |  | MINI FEEDER PILLAR | MINI FP 400 A - 2 in 6 out |  | OUTDOOR | 1 P9G/3 |  |  |  | RMBT |  | 400.000 A |  |  |  | 0
256300685 | TNB | DISTRIBUTION | WP PUTRAJAYA & CYBERJAYA | Existing |  |  | MINI FEEDER PILLAR | MINI FP 400 A - 2 in 6 out |  | OUTDOOR | N/A |  |  |  | RMBT |  | 400.000 A |  |  |  | 0
256300715 | TNB | DISTRIBUTION | WP PUTRAJAYA & CYBERJAYA | Existing |  |  | MINI FEEDER PILLAR | MINI FP 400 A - 2 in 6 out |  | OUTDOOR | GP9 |  |  |  | RMBT |  | 400.000 A |  |  |  | 0
256305220 | TNB | DISTRIBUTION | WP PUTRAJAYA & CYBERJAYA | Existing |  |  | LVDB | FP 1600 A - 2 in 8 out (PE) | PE 9.43 | INDOOR | FP2 |  |  |  | Unknown |  | 1600.000 A |  |  |  | 5
256306401 | TNB | DISTRIBUTION | WP PUTRAJAYA & CYBERJAYA | Existing |  |  | FEEDER PILLAR | FP 800 A - 2 in 5 out |  | Unknown | FP SL E3/9 |  |  |  | Unknown |  | 800.000 A |  |  |  | 0
256306451 | TNB | DISTRIBUTION | WP PUTRAJAYA & CYBERJAYA | Existing |  |  | FEEDER PILLAR | FP 800 A - 2 in 5 out |  | OUTDOOR | SL FP 3 R8E |  |  |  | Unknown |  | 400.000 A |  |  |  | 0
256306458 | TNB | DISTRIBUTION | WP PUTRAJAYA & CYBERJAYA | Existing |  |  | MINI FEEDER PILLAR | MINI FP 400 A - 2 in 6 out |  | OUTDOOR | LVMC 36 |  |  |  | RMBT |  | 400.000 A |  |  | 2024 | 0
256306932 | TNB | DISTRIBUTION | WP PUTRAJAYA & CYBERJAYA | Existing |  |  | LVDB | FP 1600 A - 2 in 8 out (PE) | PE 22.52 (58) UNITS SHOP LOT (F1) | Unknown |  |  |  |  | Unknown |  | 1600.000 A |  |  |  | 6
256308122 | TNB | DISTRIBUTION | WP PUTRAJAYA & CYBERJAYA | Existing |  |  | LVDB | FP 1600 A - 2 in 8 out (PE) | PE 11.24 | INDOOR | N/A |  |  |  | Unknown |  | 1600.000 A |  |  |  | 5
256313545 | TNB | DISTRIBUTION | WP PUTRAJAYA & CYBERJAYA | Existing |  |  | LVDB | LVDB 1600 A - 2 in 8 out | PE 5.17 | INDOOR | N/A |  |  |  | Unknown |  | 1600.000 A |  |  |  | 6
256313550 | TNB | DISTRIBUTION | WP PUTRAJAYA & CYBERJAYA | Existing |  |  | LVDB | FP 1600 A - 2 in 8 out (PE) | PE11.22 | INDOOR | N/A |  |  |  | Unknown |  | 1600.000 A |  |  |  | 4
256313669 | TNB | DISTRIBUTION | WP PUTRAJAYA & CYBERJAYA | Existing |  |  | LVDB | FP 1600 A - 2 in 8 out (PE) | PE 22.62 | INDOOR | N/A |  |  |  | Unknown |  | 1600.000 A |  |  |  | 5
256313739 | TNB | DISTRIBUTION | WP PUTRAJAYA & CYBERJAYA | Existing |  |  | LVDB | FP 1600 A - 2 in 8 out (PE) | PE 22.52 | Unknown | TX4 |  |  |  | Unknown |  | 1600.000 A |  |  |  | 5
256315836 | TNB | DISTRIBUTION | WP PUTRAJAYA & CYBERJAYA | Existing |  |  | FEEDER PILLAR | FP 1600 A - 2 in 8 out |  | OUTDOOR | FP 63 |  |  |  | Unknown |  | 400.000 A |  |  | M2062 | 0
256316476 | TNB | DISTRIBUTION | WP PUTRAJAYA & CYBERJAYA | Existing |  |  | LVDB | FP 1600 A - 2 in 8 out (PE) | PE 15.20 | INDOOR | PPE 15.20 |  |  |  | SUN SYSTEM ENG. |  | 1600.000 A |  |  |  | 4
256316530 | TNB | DISTRIBUTION | WP PUTRAJAYA & CYBERJAYA | Existing |  |  | LVDB | LVDB 1600 A - 2 in 8 out | PE 4.10 | INDOOR | 0269 |  |  |  | SUN SYSTEM ENG. |  | 1600.000 A |  |  |  | 3
256317100 | TNB | DISTRIBUTION | WP PUTRAJAYA & CYBERJAYA | Existing |  |  | FEEDER PILLAR | FP 1600 A - 2 in 8 out |  | OUTDOOR | FP RUMAH KEDAI 3 TKT |  |  |  | Unknown |  | 1600.000 A |  |  | FP KEDAI PEJABAT 3 TINGKAT | 0
256317126 | TNB | DISTRIBUTION | WP PUTRAJAYA & CYBERJAYA | Existing |  |  | FEEDER PILLAR |  |  | OUTDOOR | FP TNB 400A |  |  |  | Unknown |  | 400.000 A |  |  |  | 0
256317138 | TNB | DISTRIBUTION | WP PUTRAJAYA & CYBERJAYA | Existing |  |  | FEEDER PILLAR | FP 1600 A - 2 in 8 out |  | OUTDOOR | FP R8 C5 |  |  |  | Unknown |  | 400.000 A |  |  |  | 0
256317190 | TNB | DISTRIBUTION | WP PUTRAJAYA & CYBERJAYA | Existing |  |  | LVDB | LVDB 1600 A - 2 in 8 out | PE 6.01 | INDOOR | N/A |  |  |  | Unknown |  | 1600.000 A |  |  |  | 7
256317195 | TNB | DISTRIBUTION | WP PUTRAJAYA & CYBERJAYA | Existing |  |  | MINI FEEDER PILLAR | MINI FP 400 A - 2 in 6 out |  | OUTDOOR | 30 P10B/9 |  |  |  | RMBT |  | 400.000 A |  |  |  | 0
256317271 | TNB | DISTRIBUTION | WP PUTRAJAYA & CYBERJAYA | Existing |  |  | FEEDER PILLAR | FP 1600 A - 2 in 8 out |  | OUTDOOR | FP SL 3 |  |  |  | Unknown |  | 800.000 A |  |  |  | 0
256317273 | TNB | DISTRIBUTION | WP PUTRAJAYA & CYBERJAYA | Existing |  |  | MINI FEEDER PILLAR | MINI FP 400 A - 2 in 6 out |  | OUTDOOR | FP 3-05-A | [5 empty] | 400.000 A |  |  | FP BERKUNCI | 0
256317330 | TNB | DISTRIBUTION | WP PUTRAJAYA & CYBERJAYA | Existing |  |  | MINI FEEDER PILLAR | MINI FP 400 A - 2 in 6 out |  | OUTDOOR | FP 5 |  |  |  | Unknown |  | 400.000 A |  |  |  | 0
256317698 | TNB | DISTRIBUTION | WP PUTRAJAYA & CYBERJAYA | Existing |  |  | MINI FEEDER PILLAR | MINI FP 400 A - 2 in 6 out |  | OUTDOOR | FP 2 |  |  |  | Unknown |  | 400.000 A |  |  | M2072 | 0
256317734 | TNB | DISTRIBUTION | WP PUTRAJAYA & CYBERJAYA | Existing |  |  | MINI FEEDER PILLAR | MINI FP 400 A - 2 in 6 out |  | OUTDOOR | FP 28 |  |  |  | Unknown |  | 400.000 A |  |  | MFP5-0614 | 0
256317746 | TNB | DISTRIBUTION | WP PUTRAJAYA & CYBERJAYA | Existing |  |  | MINI FEEDER PILLAR | MINI FP 400 A - 2 in 6 out |  | OUTDOOR | FP 27 |  |  |  | Unknown |  | 400.000 A |  |  | M2108 | 0
256317800 | TNB | DISTRIBUTION | WP PUTRAJAYA & CYBERJAYA | Existing |  |  | LVDB | FP 1600 A - 2 in 8 out (PE) | PE 15.20 | INDOOR | PPE 15.20 |  |  |  | SUN SYSTEM ENG. |  | 1600.000 A |  |  |  | 4
256321886 | TNB | DISTRIBUTION | WP PUTRAJAYA & CYBERJAYA | Existing | VPTJ/PCE/J00017/NDTX1 |  | LVDB | FP 1600 A - 2 in 8 out (PE) | PE 2.04 | INDOOR | PPE 2.04 |  |  |  | ALGEBRA |  | 1600.000 A |  |  |  | 5
256321967 | TNB | DISTRIBUTION | WP PUTRAJAYA & CYBERJAYA | Existing |  |  | LVDB | FP 1600 A - 2 in 8 out (PE) | PE 11.10 | INDOOR | PPE 11.10 |  |  |  | AMPSTON(TOP RANK) |  | 1600.000 A |  |  |  | 4
256322011 | TNB | DISTRIBUTION | WP PUTRAJAYA & CYBERJAYA | Existing |  |  | LVDB | FP 1600 A - 2 in 8 out (PE) | PE 11.09 | INDOOR | PPE 11.09 |  |  |  | Unknown |  | 1600.000 A |  |  |  | 6
256322056 | TNB | DISTRIBUTION | WP PUTRAJAYA & CYBERJAYA | Existing |  |  | LVDB | FP 1600 A - 2 in 8 out (PE) | PE 10.13 | INDOOR | PPE 10.13 |  |  |  | Unknown |  | 1600.000 A |  |  |  | 10
256322396 | TNB | DISTRIBUTION | WP PUTRAJAYA & CYBERJAYA | Existing |  |  | LVDB | FP 1600 A - 2 in 8 out (PE) | PE 9.18 | INDOOR | PPE 9.18 |  |  |  | ALGEBRA |  | 1600.000 A |  |  |  | 5
256322440 | TNB | DISTRIBUTION | WP PUTRAJAYA & CYBERJAYA | Existing |  |  | LVDB | FP 1600 A - 2 in 8 out (PE) | PE 9.11 | INDOOR | LV 970 - 1426 |  |  |  | SUN SYSTEM ENG. |  | 1600.000 A |  |  |  | 7
256322486 | TNB | DISTRIBUTION | WP PUTRAJAYA & CYBERJAYA | Existing |  |  | LVDB | FP 1600 A - 2 in 8 out (PE) | PE 9.05 | INDOOR | PPE 9.05 |  |  |  | Unknown |  | 1600.000 A |  |  |  | 5
256322604 | TNB | DISTRIBUTION | WP PUTRAJAYA & CYBERJAYA | Existing |  |  | LVDB | FP 1600 A - 2 in 8 out (PE) | PE 16.19 | INDOOR | PPE 16.19 |  |  |  | Unknown |  | 1600.000 A |  |  |  | 7
256322672 | TNB | DISTRIBUTION | WP PUTRAJAYA & CYBERJAYA | Existing |  |  | LVDB | FP 1600 A - 2 in 8 out (PE) | PE 11.21 | INDOOR | PPE 11.21 |  |  |  | Unknown |  | 1600.000 A |  |  |  | 4
256323308 | TNB | DISTRIBUTION | WP PUTRAJAYA & CYBERJAYA | Existing |  |  | LVDB | FP 1600 A - 2 in 8 out (PE) | PE 11.42 | INDOOR | PPE 11.42 |  |  |  | AMPSTON(TOP RANK) |  | 1600.000 A |  |  |  | 3
256343670 | TNB | DISTRIBUTION | WP PUTRAJAYA & CYBERJAYA | Existing | VPTJ/PCE/J14031/NDTX1 | 300282835 | LVDB |  | PE 14.03 PADAT L/S | INDOOR | PPE 14.03 |  |  |  | Unknown |  | 1600.000 A |  |  |  | 6
256344047 | TNB | DISTRIBUTION | WP PUTRAJAYA & CYBERJAYA | Existing |  |  | MINI FEEDER PILLAR | MINI FP 400 A - 2 in 6 out |  | OUTDOOR | FP 27 |  |  |  | Unknown |  | 400.000 A |  |  | M2057 | 0
256344083 | TNB | DISTRIBUTION | WP PUTRAJAYA & CYBERJAYA | Existing |  |  | MINI FEEDER PILLAR | MINI FP 400 A - 2 in 6 out |  | OUTDOOR | FP 53 |  |  |  | Unknown |  | 400.000 A |  |  | M1670 | 0
256344131 | TNB | DISTRIBUTION | WP PUTRAJAYA & CYBERJAYA | Existing |  |  | MINI FEEDER PILLAR | MINI FP 400 A - 2 in 6 out |  | OUTDOOR | FP 11 |  |  |  | Unknown |  | 400.000 A |  |  | MFP5-0648 | 0
256344143 | TNB | DISTRIBUTION | WP PUTRAJAYA & CYBERJAYA | Existing |  |  | MINI FEEDER PILLAR | MINI FP 400 A - 2 in 6 out |  | OUTDOOR | FP 23 |  |  |  | Unknown |  | 400.000 A |  |  | M2098 | 0
256367431 | TNB | DISTRIBUTION | WP PUTRAJAYA & CYBERJAYA | Existing |  |  | LVDB |  | PE 22.40 | INDOOR | PPE 22.40 |  |  |  | SUN SYSTEM ENG. |  | 1600.000 A |  |  |  | 5
256368789 | TNB | DISTRIBUTION | WP PUTRAJAYA & CYBERJAYA | Existing |  |  | MINI FEEDER PILLAR | MINI FP 400 A - 2 in 6 out |  | OUTDOOR | FP 23 JLN P14C 2/2 |  |  |  | Unknown |  | 400.000 A |  |  |  | 0
256380480 | TNB | DISTRIBUTION | WP PUTRAJAYA & CYBERJAYA | Existing |  |  | LVDB | FP 1600 A - 2 in 8 out (PE) | PE 9.44 | INDOOR | FP2 |  |  |  | Unknown |  | 1600.000 A |  |  |  | 5
256397991 | TNB | DISTRIBUTION | WP PUTRAJAYA & CYBERJAYA | Existing |  |  | MINI FEEDER PILLAR | MINI FP 400 A - 2 in 6 out |  | OUTDOOR | FP 3 |  |  |  | RMBT |  | 400.000 A |  |  |  | 0
256400262 | TNB | DISTRIBUTION | WP PUTRAJAYA & CYBERJAYA | Existing |  |  | MINI FEEDER PILLAR | MINI FP 400 A - 2 in 6 out |  | OUTDOOR | N/A |  |  |  | RMBT |  | 400.000 A |  |  |  | 0
256400286 | TNB | DISTRIBUTION | WP PUTRAJAYA & CYBERJAYA | Existing |  |  | MINI FEEDER PILLAR | MINI FP 400 A - 2 in 6 out |  | OUTDOOR | FP 7 |  |  |  | RMBT |  | 400.000 A |  |  |  | 0
256400316 | TNB | DISTRIBUTION | WP PUTRAJAYA & CYBERJAYA | Existing |  |  | MINI FEEDER PILLAR | MINI FP 400 A - 2 in 6 out |  | OUTDOOR | RMBT 71 | [9 empty] | 0
256400373 | TNB | DISTRIBUTION | WP PUTRAJAYA & CYBERJAYA | Existing |  |  | MINI FEEDER PILLAR |  |  | OUTDOOR | N/A |  |  |  | RMBT |  | 400.000 A |  |  |  | 0
256400403 | TNB | DISTRIBUTION | WP PUTRAJAYA & CYBERJAYA | Existing |  |  | MINI FEEDER PILLAR | MINI FP 400 A - 2 in 6 out |  | OUTDOOR | LVMC 4 |  |  |  | RMBT |  | 400.000 A |  |  |  | 0
256403429 | TNB | DISTRIBUTION | WP PUTRAJAYA & CYBERJAYA | Existing |  |  | FEEDER PILLAR | FP 1600 A - 2 in 8 out |  | OUTDOOR | FP 2 BRIDGE 6 |  |  |  | Unknown |  | 800.000 A |  |  |  | 1
256403437 | TNB | DISTRIBUTION | WP PUTRAJAYA & CYBERJAYA | Existing |  |  | FEEDER PILLAR | FP 800 A - 2 in 5 out |  | OUTDOOR | FP SL R8B3 |  |  |  | Unknown |  | 800.000 A |  |  |  | 0
256403438 | TNB | DISTRIBUTION | WP PUTRAJAYA & CYBERJAYA | Existing |  |  | MINI FEEDER PILLAR | MINI FP 400 A - 2 in 6 out |  | OUTDOOR | F/P 12 |  |  |  | Unknown |  | 800.000 A |  |  |  | 0
256403439 | TNB | DISTRIBUTION | WP PUTRAJAYA & CYBERJAYA | Existing |  |  | FEEDER PILLAR | FP 800 A - 2 in 5 out |  | OUTDOOR | FP 9 |  |  |  | Unknown |  | 800.000 A |  |  | PERBADANAN PUTRAJAYALAMPU | 0
256403440 | TNB | DISTRIBUTION | WP PUTRAJAYA & CYBERJAYA | Existing |  |  | FEEDER PILLAR | FP 1600 A - 2 in 8 out |  | OUTDOOR | SL FP R2A |  |  |  | Unknown |  | 800.000 A |  |  |  | 9
256403476 | TNB | DISTRIBUTION | WP PUTRAJAYA & CYBERJAYA | Existing |  |  | FEEDER PILLAR | FP 800 A - 2 in 5 out |  | OUTDOOR | FP SURAU BALAI BOMBA |  |  |  | Unknown |  | 800.000 A |  |  |  | 0
256403479 | TNB | DISTRIBUTION | WP PUTRAJAYA & CYBERJAYA | Existing |  |  | FEEDER PILLAR | FP 800 A - 2 in 5 out |  | OUTDOOR | NO 34, JLN P9 |  |  |  | Unknown |  | 1600.000 A |  |  |  | 1
256403480 | TNB | DISTRIBUTION | WP PUTRAJAYA & CYBERJAYA | Existing |  |  | FEEDER PILLAR | FP 1600 A - 2 in 8 out |  | OUTDOOR | R8 C3 |  |  |  | Unknown |  | 400.000 A |  |  |  | 0
256404376 | TNB | DISTRIBUTION | WP PUTRAJAYA & CYBERJAYA | Existing |  |  | FEEDER PILLAR | FP 1600 A - 2 in 8 out |  | OUTDOOR | SL FP JLN P8 |  |  |  | Unknown |  | 400.000 A |  |  |  | 1
256405049 | TNB | DISTRIBUTION | WP PUTRAJAYA & CYBERJAYA | Existing |  |  | MINI FEEDER PILLAR | MINI FP 400 A - 2 in 6 out |  | OUTDOOR | LVMC 1 |  |  |  | RMBT |  | 400.000 A |  |  | M5798 | 0
256405244 | TNB | DISTRIBUTION | WP PUTRAJAYA & CYBERJAYA | Existing |  |  | FEEDER PILLAR | FP 1600 A - 2 in 8 out |  | OUTDOOR | RMBT 79A |  |  |  | RMBT |  | 800.000 A |  |  | FP9703-0341 | 0
256405588 | TNB | DISTRIBUTION | WP PUTRAJAYA & CYBERJAYA | Existing |  |  | MINI FEEDER PILLAR |  |  | OUTDOOR | LVMC 3 |  |  |  | RMBT |  | 400.000 A |  |  | 2009 | 0
256405648 | TNB | DISTRIBUTION | WP PUTRAJAYA & CYBERJAYA | Existing |  |  | MINI FEEDER PILLAR | MINI FP 400 A - 2 in 6 out |  | OUTDOOR | LVMC 53 |  |  |  | RMBT |  | 400.000 A |  |  |  | 0
256405684 | TNB | DISTRIBUTION | WP PUTRAJAYA & CYBERJAYA | Existing |  |  | MINI FEEDER PILLAR | MINI FP 400 A - 2 in 6 out |  | OUTDOOR | RMBT 19 |  |  |  | RMBT |  | 400.000 A |  |  |  | 0
256405720 | TNB | DISTRIBUTION | WP PUTRAJAYA & CYBERJAYA | Existing |  |  | MINI FEEDER PILLAR | MINI FP 400 A - 2 in 6 out |  | OUTDOOR | FP9 |  |  |  | RMBT |  | 400.000 A |  |  | 2027 | 0
256406450 | TNB | DISTRIBUTION | WP PUTRAJAYA & CYBERJAYA | Existing |  |  | MINI FEEDER PILLAR | MINI FP 400 A - 2 in 6 out |  | OUTDOOR | 27 P9G/6 |  |  |  | RMBT |  | 400.000 A |  |  |  | 0
256413968 | TNB | DISTRIBUTION | WP PUTRAJAYA & CYBERJAYA | Existing |  |  | MINI FEEDER PILLAR | MINI FP 400 A - 2 in 6 out |  | OUTDOOR | FP 26 |  |  |  | RMBT |  | 400.000 A |  |  |  | 0
256414004 | TNB | DISTRIBUTION | WP PUTRAJAYA & CYBERJAYA | Existing |  |  | FEEDER PILLAR | FP 800 A - 2 in 5 out |  | OUTDOOR | FP NO 1 |  |  |  | Unknown |  | 800.000 A |  |  |  | 0
256415179 | TNB | DISTRIBUTION | WP PUTRAJAYA & CYBERJAYA | Existing |  |  | FEEDER PILLAR | FP 1600 A - 2 in 8 out |  | OUTDOOR | FP 7 SL |  |  |  | Unknown |  | 800.000 A |  |  |  | 0
256415191 | TNB | DISTRIBUTION | WP PUTRAJAYA & CYBERJAYA | Existing |  |  | FEEDER PILLAR | FP 1600 A - 2 in 8 out |  | OUTDOOR | N/A |  |  |  | Unknown |  | 800.000 A |  |  |  | 0
256415192 | TNB | DISTRIBUTION | WP PUTRAJAYA & CYBERJAYA | Existing |  |  | Unknown | FP 800 A - 2 in 5 out |  | OUTDOOR | FP 10 |  |  |  | Unknown |  | 800.000 A |  |  | THIS CABLE ROUTE SHOULD BE CONFIRM FIRST. | 2
256421028 | TNB | DISTRIBUTION | WP PUTRAJAYA & CYBERJAYA | Existing |  |  | FEEDER PILLAR | FP 1600 A - 2 in 8 out |  | OUTDOOR | FP 1600A PERSISIRAN TASIK |  |  |  | Unknown |  | 800.000 A |  |  |  | 0
256421029 | TNB | DISTRIBUTION | WP PUTRAJAYA & CYBERJAYA | Existing |  |  | MINI FEEDER PILLAR | MINI FP 400 A - 2 in 6 out |  | OUTDOOR | FP 2 |  |  |  | Unknown |  | 400.000 A |  |  | SN M0296 | 0
256421273 | TNB | DISTRIBUTION | WP PUTRAJAYA & CYBERJAYA | Existing |  |  | MINI FEEDER PILLAR | MINI FP 400 A - 2 in 6 out |  | OUTDOOR | RMBT 31B |  |  |  | RMBT |  | 400.000 A |  |  | M5476 | 0
256421307 | TNB | DISTRIBUTION | WP PUTRAJAYA & CYBERJAYA | Existing |  |  | MINI FEEDER PILLAR | MINI FP 400 A - 2 in 6 out |  | OUTDOOR | FP SL 2 |  |  |  | Unknown |  | 400.000 A |  |  |  | 0
256421308 | TNB | DISTRIBUTION | WP PUTRAJAYA & CYBERJAYA | Existing |  |  | TNB S/L PANEL BOX | FP 800 A - 2 in 5 out |  | OUTDOOR | FP SL D2 |  |  |  | Unknown |  | 800.000 A |  |  | 100A | 0
256421325 | TNB | DISTRIBUTION | WP PUTRAJAYA & CYBERJAYA | Existing |  |  | MINI FEEDER PILLAR | MINI FP 400 A - 2 in 6 out |  | OUTDOOR | RMBT 9 |  |  |  | RMBT |  | 400.000 A |  |  |  | 0
256421361 | TNB | DISTRIBUTION | WP PUTRAJAYA & CYBERJAYA | Existing |  |  | MINI FEEDER PILLAR | MINI FP 400 A - 2 in 6 out |  | OUTDOOR | LVMC 16 |  |  |  | RMBT |  | 400.000 A |  |  |  | 0
256421397 | TNB | DISTRIBUTION | WP PUTRAJAYA & CYBERJAYA | Existing |  |  | MINI FEEDER PILLAR | MINI FP 400 A - 2 in 6 out |  | OUTDOOR | LVMC 13 |  |  |  | RMBT |  | 400.000 A |  |  |  | 0
256421433 | TNB | DISTRIBUTION | WP PUTRAJAYA & CYBERJAYA | Existing |  |  | MINI FEEDER PILLAR |  |  | OUTDOOR | LVMC 3A |  |  |  | RMBT |  | 400.000 A |  |  | 2033 | 0
256421925 | TNB | DISTRIBUTION | WP PUTRAJAYA & CYBERJAYA | Existing |  |  | FEEDER PILLAR | FP 800 A - 2 in 5 out |  | OUTDOOR | FP 3/PB3 |  |  |  | Unknown |  | 800.000 A |  |  |  | 0
256421926 | TNB | DISTRIBUTION | WP PUTRAJAYA & CYBERJAYA | Existing |  |  | MINI FEEDER PILLAR | MINI FP 400 A - 2 in 6 out |  | OUTDOOR | LVMC 16 |  |  |  | RMBT |  | 400.000 A |  |  |  | 0
256422059 | TNB | DISTRIBUTION | WP PUTRAJAYA & CYBERJAYA | Existing |  |  | MINI FEEDER PILLAR | MINI FP 400 A - 2 in 6 out |  | OUTDOOR | LVMC 30 |  |  |  | RMBT |  | 400.000 A |  |  |  | 0
256422759 | TNB | DISTRIBUTION | WP PUTRAJAYA & CYBERJAYA | Existing |  |  | MINI FEEDER PILLAR | MINI FP 400 A - 2 in 6 out |  | OUTDOOR | FP 24 |  |  |  | RMBT |  | 400.000 A |  |  |  | 0
256422795 | TNB | DISTRIBUTION | WP PUTRAJAYA & CYBERJAYA | Existing |  |  | FEEDER PILLAR | FP 1600 A - 2 in 8 out |  | OUTDOOR | FP 1 |  |  |  | Unknown |  | 400.000 A |  |  |  | 0
256422843 | TNB | DISTRIBUTION | WP PUTRAJAYA & CYBERJAYA | Existing |  |  | MINI FEEDER PILLAR | MINI FP 400 A - 2 in 6 out |  | OUTDOOR | GP5 |  |  |  | RMBT |  | 400.000 A |  |  |  | 0
256422873 | TNB | DISTRIBUTION | WP PUTRAJAYA & CYBERJAYA | Existing |  |  | FEEDER PILLAR | FP 1600 A - 2 in 8 out |  | OUTDOOR | FP 2 324604412055 |  |  |  | Unknown |  | 400.000 A |  |  |  | 0
256422885 | TNB | DISTRIBUTION | WP PUTRAJAYA & CYBERJAYA | Existing |  |  | FEEDER PILLAR | FP 1600 A - 2 in 8 out |  | OUTDOOR | FP 2 |  |  |  | Unknown |  | 400.000 A |  |  |  | 0
256422897 | TNB | DISTRIBUTION | WP PUTRAJAYA & CYBERJAYA | Existing |  |  | FEEDER PILLAR | FP 1600 A - 2 in 8 out |  | OUTDOOR | FP 9 |  |  |  | Unknown |  | 400.000 A |  |  |  | 0
256422933 | TNB | DISTRIBUTION | WP PUTRAJAYA & CYBERJAYA | Existing |  |  | FEEDER PILLAR |  |  | OUTDOOR | FP 18/10 |  |  |  | Unknown |  | 400.000 A |  |  |  | 0
256422981 | TNB | DISTRIBUTION | WP PUTRAJAYA & CYBERJAYA | Existing |  |  | MINI FEEDER PILLAR | MINI FP 400 A - 2 in 6 out |  | OUTDOOR | FP NO 2 |  |  |  | Unknown |  | 400.000 A |  |  |  | 0
256423017 | TNB | DISTRIBUTION | WP PUTRAJAYA & CYBERJAYA | Existing |  |  | MINI FEEDER PILLAR | MINI FP 400 A - 2 in 6 out |  | OUTDOOR | N/A |  |  |  | RMBT |  | 400.000 A |  |  |  | 0
256423018 | TNB | DISTRIBUTION | WP PUTRAJAYA & CYBERJAYA | Existing |  |  | FEEDER PILLAR |  |  | OUTDOOR | FP SL 1 3/1 |  |  |  | Unknown |  | 800.000 A |  |  |  | 1
256423322 | TNB | DISTRIBUTION | WP PUTRAJAYA & CYBERJAYA | Existing |  |  | MINI FEEDER PILLAR | MINI FP 400 A - 2 in 6 out |  | OUTDOOR | N/A |  |  |  | RMBT |  | 400.000 A |  |  |  | 0
256432762 | TNB | DISTRIBUTION | WP PUTRAJAYA & CYBERJAYA | Existing |  |  | MINI FEEDER PILLAR | MINI FP 400 A - 2 in 6 out |  | OUTDOOR | LVMC 11 |  |  |  | RMBT |  | 400.000 A |  |  |  | 0
256434285 | TNB | DISTRIBUTION | WP PUTRAJAYA & CYBERJAYA | Existing |  |  | FEEDER PILLAR | FP 1600 A - 2 in 8 out |  | OUTDOOR | FP PENGGOLA |  |  |  | Unknown |  | 800.000 A |  |  |  | 0
256434286 | TNB | DISTRIBUTION | WP PUTRAJAYA & CYBERJAYA | Existing |  |  | LVDB | FP 1600 A - 2 in 8 out (PE) | PE 21.16 | INDOOR | PPE 21.16 |  |  |  | SUN SYSTEM ENG. |  | 1600.000 A |  |  |  | 2
256436226 | TNB | DISTRIBUTION | WP PUTRAJAYA & CYBERJAYA | Existing |  |  | MINI FEEDER PILLAR | MINI FP 400 A - 2 in 6 out |  | OUTDOOR | FP 13 |  |  |  | RMBT |  | 400.000 A |  |  |  | 0
256436262 | TNB | DISTRIBUTION | WP PUTRAJAYA & CYBERJAYA | Existing |  |  | MINI FEEDER PILLAR | MINI FP 400 A - 2 in 6 out |  | OUTDOOR | LVMC 3 |  |  |  | RMBT |  | 400.000 A |  |  |  | 0
256436298 | TNB | DISTRIBUTION | WP PUTRAJAYA & CYBERJAYA | Existing |  |  | MINI FEEDER PILLAR |  |  | OUTDOOR | LVMC 39 |  |  |  | RMBT |  | 400.000 A |  |  | 2012 | 0
256436328 | TNB | DISTRIBUTION | WP PUTRAJAYA & CYBERJAYA | Existing |  |  | MINI FEEDER PILLAR | MINI FP 400 A - 2 in 6 out |  | OUTDOOR | LVMC 29 |  |  |  | RMBT |  | 400.000 A |  |  | 2015 | 0
256436660 | TNB | DISTRIBUTION | WP PUTRAJAYA & CYBERJAYA | Existing |  |  | MINI FEEDER PILLAR | MINI FP 400 A - 2 in 6 out |  | OUTDOOR | LVMC 14 |  |  |  | RMBT |  | 400.000 A |  |  |  | 0
256436695 | TNB | DISTRIBUTION | WP PUTRAJAYA & CYBERJAYA | Existing |  |  | MINI FEEDER PILLAR | MINI FP 400 A - 2 in 6 out |  | OUTDOOR | LVMC 24 |  |  |  | RMBT |  | 400.000 A |  |  |  | 0
256446295 | TNB | DISTRIBUTION | WP PUTRAJAYA & CYBERJAYA | Existing |  |  | MINI FEEDER PILLAR | MINI FP 400 A - 2 in 6 out |  | OUTDOOR | FP 8 |  |  |  | RMBT |  | 400.000 A |  |  |  | 0
256447432 | TNB | DISTRIBUTION | WP PUTRAJAYA & CYBERJAYA | Existing |  |  | LVDB | LVDB 1600 A - 2 in 10 out (CS) | PE 10.12 | INDOOR | PPE 10.12 |  |  |  | Unknown |  | 1600.000 A |  |  |  | 3
256450347 | TNB | DISTRIBUTION | WP PUTRAJAYA & CYBERJAYA | Existing |  |  | LVDB | FP 1600 A - 2 in 8 out (PE) | PE 11.12 | INDOOR | PPE 11.12 |  |  |  | POWERJOG |  | 1600.000 A |  |  |  | 6
256452360 | TNB | DISTRIBUTION | WP PUTRAJAYA & CYBERJAYA | Existing |  |  | LVDB | FP 1600 A - 2 in 8 out (PE) | PE 11.03 | INDOOR | PPE 11.03 |  |  |  | Unknown |  | 1600.000 A |  |  |  | 5
256453324 | TNB | DISTRIBUTION | WP PUTRAJAYA & CYBERJAYA | Existing |  |  | LVDB | FP 1600 A - 2 in 8 out (PE) | PE 21.11 | INDOOR | PPE 21.11 |  |  |  | ALGEBRA |  | 1600.000 A |  |  |  | 4
256453377 | TNB | DISTRIBUTION | WP PUTRAJAYA & CYBERJAYA | Existing |  |  | LVDB | FP 1600 A - 2 in 8 out (PE) | PE 22.10 | INDOOR | PPE 22.10 |  |  |  | AMPSTON(TOP RANK) |  | 1600.000 A |  |  |  | 4
256454214 | TNB | DISTRIBUTION | WP PUTRAJAYA & CYBERJAYA | Existing |  |  | LVDB | FP 1600 A - 2 in 8 out (PE) | PE 22.17 | INDOOR | PPE 22.17 |  |  |  | Unknown |  | 1600.000 A |  |  |  | 4
256460248 | TNB | DISTRIBUTION | WP PUTRAJAYA & CYBERJAYA | Existing |  |  | MINI FEEDER PILLAR | MINI FP 400 A - 2 in 6 out |  | OUTDOOR | FP 55 |  |  |  | Unknown |  | 400.000 A |  |  | MFP5-0641 | 0
256464936 | TNB | DISTRIBUTION | WP PUTRAJAYA & CYBERJAYA | Existing |  |  | LVDB | FP 1600 A - 2 in 8 out (PE) | PE 8.03 | INDOOR | PPE 8.03 |  |  |  | Unknown |  | 1600.000 A |  |  |  | 5
256464982 | TNB | DISTRIBUTION | WP PUTRAJAYA & CYBERJAYA | Existing |  |  | LVDB | FP 1600 A - 2 in 8 out (PE) | PE 8.05 | INDOOR | PPE 8.05 |  |  |  | ALGEBRA |  | 1600.000 A |  |  |  | 5
256465025 | TNB | DISTRIBUTION | WP PUTRAJAYA & CYBERJAYA | Existing |  |  | LVDB | FP 1600 A - 2 in 8 out (PE) | PE 8.20 | INDOOR | FP 2 |  |  |  | ALGEBRA |  | 1600.000 A |  |  |  | 10
256465362 | TNB | DISTRIBUTION | WP PUTRAJAYA & CYBERJAYA | Existing |  |  | LVDB | FP 1600 A - 2 in 8 out (PE) | PE 8.15 | INDOOR | PPE 8.15 |  |  |  | Unknown |  | 1600.000 A |  |  |  | 5
256465417 | TNB | DISTRIBUTION | WP PUTRAJAYA & CYBERJAYA | Existing | VPTJ/PCE/J05031/NDTX1 | 300282546 | LVDB | LVDB 1600 A - 2 in 10 out (CS) | PE 5.03 PADAT BR.6 SERI GEMILANG | INDOOR | PPE 5.03 |  |  |  | Unknown |  | 1600.000 A |  |  |  | 4
256465516 | TNB | DISTRIBUTION | WP PUTRAJAYA & CYBERJAYA | Existing |  |  | LVDB | FP 1600 A - 2 in 8 out (PE) | PE 8.11 | INDOOR | PPE 8.11 |  |  |  | SUN SYSTEM ENG. |  | 1600.000 A |  |  |  | 6
256465557 | TNB | DISTRIBUTION | WP PUTRAJAYA & CYBERJAYA | Existing |  |  | LVDB | FP 1600 A - 2 in 8 out (PE) | PE 8.07 | INDOOR | PPE 8.07 |  |  |  | ALGEBRA |  | 1600.000 A |  |  |  | 6
256465601 | TNB | DISTRIBUTION | WP PUTRAJAYA & CYBERJAYA | Existing |  |  | LVDB | FP 1600 A - 2 in 8 out (PE) | PE 22.34 | INDOOR | PPE 22.34 |  |  |  | AMPSTON(TOP RANK) |  | 1600.000 A |  |  |  | 5
256465955 | TNB | DISTRIBUTION | WP PUTRAJAYA & CYBERJAYA | Existing |  |  | LVDB | FP 1600 A - 2 in 8 out (PE) | PE 11.08 | INDOOR | PPE 11.08 |  |  |  | Unknown |  | 1600.000 A |  |  |  | 5
256466001 | TNB | DISTRIBUTION | WP PUTRAJAYA & CYBERJAYA | Existing |  |  | LVDB | FP 1600 A - 2 in 8 out (PE) | PE 11.13 | INDOOR | PPE 11.13 |  |  |  | POWERJOG |  | 1600.000 A |  |  |  | 6
256466032 | TNB | DISTRIBUTION | WP PUTRAJAYA & CYBERJAYA | Existing |  |  | LVDB | FP 1600 A - 2 in 8 out (PE) | PE 10.13 | INDOOR | PPE 10.13 |  |  |  | POWERJOG |  | 1600.000 A |  |  |  | 12
256466068 | TNB | DISTRIBUTION | WP PUTRAJAYA & CYBERJAYA | Existing |  |  | LVDB | FP 1600 A - 2 in 8 out (PE) | PE 21.15 | INDOOR | PPE 21.15 |  |  |  | ALGEBRA |  | 1600.000 A |  |  |  | 1
256466146 | TNB | DISTRIBUTION | WP PUTRAJAYA & CYBERJAYA | Existing |  |  | MINI FEEDER PILLAR | MINI FP 400 A - 2 in 6 out |  | OUTDOOR | FP 30 |  |  |  | RMBT |  | 400.000 A |  |  |  | 0
256466176 | TNB | DISTRIBUTION | WP PUTRAJAYA & CYBERJAYA | Existing |  |  | MINI FEEDER PILLAR | MINI FP 400 A - 2 in 6 out |  | OUTDOOR | LVMC 14 |  |  |  | RMBT |  | 400.000 A |  |  |  | 0
256466212 | TNB | DISTRIBUTION | WP PUTRAJAYA & CYBERJAYA | Existing |  |  | MINI FEEDER PILLAR | MINI FP 400 A - 2 in 6 out |  | OUTDOOR | LVMC 26 |  |  |  | RMBT |  | 400.000 A |  |  |  | 0
256466852 | TNB | DISTRIBUTION | WP PUTRAJAYA & CYBERJAYA | Existing |  |  | MINI FEEDER PILLAR | MINI FP 400 A - 2 in 6 out |  | OUTDOOR | RMBT 4 |  |  |  | RMBT |  | 400.000 A | 24/08/2000 |  |  | 1
256466888 | TNB | DISTRIBUTION | WP PUTRAJAYA & CYBERJAYA | Existing |  |  | MINI FEEDER PILLAR | MINI FP 400 A - 2 in 6 out |  | OUTDOOR | RMBT 13 |  |  |  | RMBT |  | 400.000 A |  |  |  | 0
256466924 | TNB | DISTRIBUTION | WP PUTRAJAYA & CYBERJAYA | Existing |  |  | MINI FEEDER PILLAR |  |  | OUTDOOR | LVMC 51 |  |  |  | RMBT |  | 400.000 A |  |  | 2029 | 0
256466960 | TNB | DISTRIBUTION | WP PUTRAJAYA & CYBERJAYA | Existing |  |  | MINI FEEDER PILLAR | MINI FP 400 A - 2 in 6 out |  | OUTDOOR | RMBT 3 |  |  |  | RMBT |  | 400.000 A |  |  |  | 0
256467068 | TNB | DISTRIBUTION | WP PUTRAJAYA & CYBERJAYA | Existing |  |  | MINI FEEDER PILLAR | MINI FP 400 A - 2 in 6 out |  | OUTDOOR | 12 P9G/6 |  |  |  | RMBT |  | 400.000 A |  |  |  | 0
256472619 | TNB | DISTRIBUTION | WP PUTRAJAYA & CYBERJAYA | Existing |  |  | LVDB | FP 1600 A - 2 in 8 out (PE) | PE 21.16 | INDOOR | PPE 21.16 |  |  |  | SUN SYSTEM ENG. |  | 1600.000 A |  |  |  | 6
256472664 | TNB | DISTRIBUTION | WP PUTRAJAYA & CYBERJAYA | Existing |  |  | LVDB | FP 1600 A - 2 in 8 out (PE) | PE 21.08 | INDOOR | PPE 21.08 |  |  |  | SUN SYSTEM ENG. |  | 1600.000 A |  |  |  | 4
256472688 | TNB | DISTRIBUTION | WP PUTRAJAYA & CYBERJAYA | Existing |  |  | LVDB | FP 1600 A - 2 in 8 out (PE) | PE 21.41 | INDOOR | PPE 21.41 |  |  |  | Unknown |  | 1600.000 A |  |  |  | 4
256472725 | TNB | DISTRIBUTION | WP PUTRAJAYA & CYBERJAYA | Existing |  |  | LVDB | FP 1600 A - 2 in 8 out (PE) | PE 9.21 | INDOOR | PPE 9.21 |  |  |  | SUN SYSTEM ENG. |  | 1600.000 A |  |  |  | 4
256473066 | TNB | DISTRIBUTION | WP PUTRAJAYA & CYBERJAYA | Existing |  |  | LVDB | FP 1600 A - 2 in 8 out (PE) | PE 9.12 | INDOOR | PPE 9.12 |  |  |  | ALGEBRA |  | 1600.000 A |  |  |  | 6
256480153 | TNB | DISTRIBUTION | WP PUTRAJAYA & CYBERJAYA | Existing |  |  | MINI FEEDER PILLAR |  |  | OUTDOOR | N/A |  |  |  | RMBT |  | 400.000 A |  |  |  | 0
256480171 | TNB | DISTRIBUTION | WP PUTRAJAYA & CYBERJAYA | Existing |  |  | MINI FEEDER PILLAR | MINI FP 400 A - 2 in 6 out |  | OUTDOOR | N/A |  |  |  | RMBT |  | 400.000 A |  |  |  | 0
256480372 | TNB | DISTRIBUTION | WP PUTRAJAYA & CYBERJAYA | Existing |  |  | LVDB | FP 1600 A - 2 in 8 out (PE) | PE 8.23 | INDOOR | PPE 8.23 |  |  |  | Unknown |  | 1600.000 A |  |  |  | 6
256480412 | TNB | DISTRIBUTION | WP PUTRAJAYA & CYBERJAYA | Existing |  |  | LVDB | FP 1600 A - 2 in 8 out (PE) | PE 9.19 | INDOOR | PPE 9.19 |  |  |  | SUN SYSTEM ENG. |  | 1600.000 A |  |  |  | 4
256480760 | TNB | DISTRIBUTION | WP PUTRAJAYA & CYBERJAYA | Existing |  |  | LVDB | FP 1600 A - 2 in 8 out (PE) | PE 22.48 | INDOOR | PPE 22.48 |  |  |  | Unknown |  | 1600.000 A |  |  |  | 5
256480882 | TNB | DISTRIBUTION | WP PUTRAJAYA & CYBERJAYA | Existing |  |  | LVDB | FP 1600 A - 2 in 8 out (PE) | PE 11.04 | INDOOR | PPE 11.04 |  |  |  | Unknown |  | 1600.000 A |  |  |  | 5
256484466 | TNB | DISTRIBUTION | WP PUTRAJAYA & CYBERJAYA | Existing |  |  | MINI FEEDER PILLAR | MINI FP 400 A - 2 in 6 out |  | OUTDOOR | 1 P9G/4 |  |  |  | RMBT |  | 400.000 A |  |  |  | 0
256484502 | TNB | DISTRIBUTION | WP PUTRAJAYA & CYBERJAYA | Existing |  |  | MINI FEEDER PILLAR | MINI FP 400 A - 2 in 6 out |  | OUTDOOR | LVMC 23 |  |  |  | RMBT |  | 400.000 A |  |  |  | 0
256484538 | TNB | DISTRIBUTION | WP PUTRAJAYA & CYBERJAYA | Existing |  |  | MINI FEEDER PILLAR | MINI FP 400 A - 2 in 6 out |  | OUTDOOR | LVMC 52 |  |  |  | RMBT |  | 400.000 A |  |  |  | 0
256484573 | TNB | DISTRIBUTION | WP PUTRAJAYA & CYBERJAYA | Existing |  |  | MINI FEEDER PILLAR | MINI FP 400 A - 2 in 6 out |  | OUTDOOR | FP 9 |  |  |  | RMBT |  | 400.000 A |  |  |  | 0
256484904 | TNB | DISTRIBUTION | WP PUTRAJAYA & CYBERJAYA | Existing |  |  | MINI FEEDER PILLAR | MINI FP 400 A - 2 in 6 out |  | OUTDOOR | FP 10 |  |  |  | RMBT |  | 400.000 A |  |  |  | 0
256484938 | TNB | DISTRIBUTION | WP PUTRAJAYA & CYBERJAYA | Existing |  |  | MINI FEEDER PILLAR | MINI FP 400 A - 2 in 6 out |  | OUTDOOR | FP 6 |  |  |  | RMBT |  | 400.000 A |  |  |  | 0
256484974 | TNB | DISTRIBUTION | WP PUTRAJAYA & CYBERJAYA | Existing |  |  | FEEDER PILLAR | FP 1600 A - 2 in 8 out |  | OUTDOOR | FP 35 |  |  |  | Unknown |  | 400.000 A |  |  |  | 0
256485070 | TNB | DISTRIBUTION | WP PUTRAJAYA & CYBERJAYA | Existing |  |  | MINI FEEDER PILLAR | MINI FP 400 A - 2 in 6 out |  | OUTDOOR | N/A |  |  |  | RMBT |  | 400.000 A |  |  |  | 0
256485100 | TNB | DISTRIBUTION | WP PUTRAJAYA & CYBERJAYA | Existing |  |  | MINI FEEDER PILLAR | MINI FP 400 A - 2 in 6 out |  | OUTDOOR | N/A |  |  |  | RMBT |  | 400.000 A |  |  |  | 0
256485124 | TNB | DISTRIBUTION | WP PUTRAJAYA & CYBERJAYA | Existing |  |  | MINI FEEDER PILLAR | MINI FP 400 A - 2 in 6 out |  | OUTDOOR | N/A |  |  |  | RMBT |  | 400.000 A |  |  |  | 0
256485148 | TNB | DISTRIBUTION | WP PUTRAJAYA & CYBERJAYA | Existing |  |  | MINI FEEDER PILLAR | MINI FP 400 A - 2 in 6 out |  | OUTDOOR | N/A |  |  |  | RMBT |  | 400.000 A |  |  |  | 0
256485178 | TNB | DISTRIBUTION | WP PUTRAJAYA & CYBERJAYA | Existing |  |  | MINI FEEDER PILLAR | MINI FP 400 A - 2 in 6 out |  | OUTDOOR | GP4 |  |  |  | RMBT |  | 400.000 A |  |  |  | 0
256485498 | TNB | DISTRIBUTION | WP PUTRAJAYA & CYBERJAYA | Existing |  |  | MINI FEEDER PILLAR | MINI FP 400 A - 2 in 6 out |  | OUTDOOR | FP 43 |  |  |  | Unknown |  | 400.000 A |  |  |  | 0
256485534 | TNB | DISTRIBUTION | WP PUTRAJAYA & CYBERJAYA | Existing |  |  | FEEDER PILLAR | FP 1600 A - 2 in 8 out |  | OUTDOOR | FP 4 324583412015 |  |  |  | Unknown |  | 400.000 A |  |  |  | 0
256486238 | TNB | DISTRIBUTION | WP PUTRAJAYA & CYBERJAYA | Existing |  |  | MINI FEEDER PILLAR | MINI FP 400 A - 2 in 6 out |  | OUTDOOR | RMBT 35 |  |  |  | RMBT |  | 400.000 A |  |  |  | 0
256486310 | TNB | DISTRIBUTION | WP PUTRAJAYA & CYBERJAYA | Existing |  |  | MINI FEEDER PILLAR | MINI FP 400 A - 2 in 6 out |  | OUTDOOR | N/A |  |  |  | RMBT |  | 400.000 A |  |  |  | 0
256486340 | TNB | DISTRIBUTION | WP PUTRAJAYA & CYBERJAYA | Existing |  |  | MINI FEEDER PILLAR | MINI FP 400 A - 2 in 6 out |  | OUTDOOR | N/A |  |  |  | RMBT |  | 400.000 A |  |  |  | 0
256486962 | TNB | DISTRIBUTION | WP PUTRAJAYA & CYBERJAYA | Existing |  |  | MINI FEEDER PILLAR | MINI FP 400 A - 2 in 6 out |  | OUTDOOR | N/A |  |  |  | RMBT |  | 400.000 A |  |  |  | 0
256486992 | TNB | DISTRIBUTION | WP PUTRAJAYA & CYBERJAYA | Existing |  |  | MINI FEEDER PILLAR | MINI FP 400 A - 2 in 6 out |  | OUTDOOR | FP 19 |  |  |  | RMBT |  | 400.000 A |  |  |  | 0
256502221 | TNB | DISTRIBUTION | WP PUTRAJAYA & CYBERJAYA | Existing |  |  | MINI FEEDER PILLAR | MINI FP 400 A - 2 in 6 out |  | OUTDOOR | 28 P9G/4 |  |  |  | RMBT |  | 400.000 A |  |  |  | 0
256502251 | TNB | DISTRIBUTION | WP PUTRAJAYA & CYBERJAYA | Existing |  |  | FEEDER PILLAR | FP 1600 A - 2 in 8 out |  | OUTDOOR | FP 10 |  |  |  | Unknown |  | 400.000 A |  |  |  | 0
256502275 | TNB | DISTRIBUTION | WP PUTRAJAYA & CYBERJAYA | Existing |  |  | MINI FEEDER PILLAR | MINI FP 400 A - 2 in 6 out |  | OUTDOOR | FP 16 |  |  |  | RMBT |  | 400.000 A |  |  |  | 0
256502323 | TNB | DISTRIBUTION | WP PUTRAJAYA & CYBERJAYA | Existing |  |  | FEEDER PILLAR | FP 800 A - 2 in 5 out |  | OUTDOOR | FP 18/8 |  |  |  | Unknown |  | 400.000 A |  |  |  | 0
256502334 | TNB | DISTRIBUTION | WP PUTRAJAYA & CYBERJAYA | Existing |  |  | MINI FEEDER PILLAR | MINI FP 400 A - 2 in 6 out |  | OUTDOOR | N/A |  |  |  | RMBT |  | 400.000 A |  |  |  | 0
256506223 | TNB | DISTRIBUTION | WP PUTRAJAYA & CYBERJAYA | Existing |  |  | LVDB | FP 1600 A - 2 in 8 out (PE) | PE 9.03 | INDOOR | PPE 9.03 |  |  |  | SUN SYSTEM ENG. |  | 1600.000 A |  |  |  | 7
256506249 | TNB | DISTRIBUTION | WP PUTRAJAYA & CYBERJAYA | Existing |  |  | LVDB | LVDB 1600 A - 2 in 8 out | PE 11.45 | INDOOR | PPE 11.45 |  |  |  | POWERJOG |  | 1600.000 A |  |  |  | 7
256506295 | TNB | DISTRIBUTION | WP PUTRAJAYA & CYBERJAYA | Existing |  |  | LVDB | FP 1600 A - 2 in 8 out (PE) | PE 22.14 | INDOOR | PPE 22.14 |  |  |  | AMPSTON(TOP RANK) |  | 1600.000 A |  |  |  | 4
256506334 | TNB | DISTRIBUTION | WP PUTRAJAYA & CYBERJAYA | Existing |  |  | LVDB |  | PE 22.40 | INDOOR | PPE 22.40 |  |  |  | SUN SYSTEM ENG. |  | 1600.000 A |  |  |  | 3
256506417 | TNB | DISTRIBUTION | WP PUTRAJAYA & CYBERJAYA | Existing |  |  | LVDB | FP 1600 A - 2 in 8 out (PE) | PE 9.14 | INDOOR | PPE 9.14 |  |  |  | Unknown |  | 1600.000 A |  |  |  | 8
256506469 | TNB | DISTRIBUTION | WP PUTRAJAYA & CYBERJAYA | Existing |  |  | LVDB | FP 1600 A - 2 in 8 out (PE) | PE 9.33 | INDOOR | PPE 9.33 |  |  |  | Unknown |  | 1600.000 A |  |  |  | 6
256506809 | TNB | DISTRIBUTION | WP PUTRAJAYA & CYBERJAYA | Existing |  |  | LVDB | FP 1600 A - 2 in 8 out (PE) | PE 21.49 | INDOOR | FP 9607.0010 |  |  |  | SUN SYSTEM ENG. |  | 1600.000 A |  |  |  | 5
256506846 | TNB | DISTRIBUTION | WP PUTRAJAYA & CYBERJAYA | Existing |  |  | LVDB |  | PE 16.15 | INDOOR | PPE 16.15 |  |  |  | SUN SYSTEM ENG. |  | 1600.000 A |  |  |  | 8
256506961 | TNB | DISTRIBUTION | WP PUTRAJAYA & CYBERJAYA | Existing |  |  | LVDB | FP 1600 A - 2 in 8 out (PE) | PE 22.23 | INDOOR | PPE 22.23 |  |  |  | AMPSTON(TOP RANK) |  | 1600.000 A |  |  |  | 6
256506997 | TNB | DISTRIBUTION | WP PUTRAJAYA & CYBERJAYA | Existing |  |  | LVDB | FP 1600 A - 2 in 8 out (PE) | PE 10.05 | INDOOR | PPE 2995 |  |  |  | ALGEBRA |  | 1600.000 A |  |  |  | 4
256507070 | TNB | DISTRIBUTION | WP PUTRAJAYA & CYBERJAYA | Existing |  |  | LVDB | FP 1600 A - 2 in 8 out (PE) | PE 11.40 | INDOOR | PPE 11.40 |  |  |  | SUN SYSTEM ENG. |  | 1600.000 A |  |  |  | 5
256508636 | TNB | DISTRIBUTION | WP PUTRAJAYA & CYBERJAYA | Existing |  |  | MINI FEEDER PILLAR | MINI FP 400 A - 2 in 6 out |  | OUTDOOR | LVMC NO 49 | [9 empty] | 0
256508672 | TNB | DISTRIBUTION | WP PUTRAJAYA & CYBERJAYA | Existing |  |  | MINI FEEDER PILLAR | MINI FP 400 A - 2 in 6 out |  | OUTDOOR | N/A |  |  |  | RMBT |  | 400.000 A |  |  |  | 0
256508673 | TNB | DISTRIBUTION | WP PUTRAJAYA & CYBERJAYA | Existing |  |  | MINI FEEDER PILLAR | MINI FP 400 A - 2 in 6 out |  | OUTDOOR | N/A |  |  |  | RMBT |  | 400.000 A |  |  | MAHKOTA MANUFACTURING SDN BHD | 0
256519886 | TNB | DISTRIBUTION | WP PUTRAJAYA & CYBERJAYA | Existing |  |  | MINI FEEDER PILLAR | MINI FP 400 A - 2 in 6 out |  | OUTDOOR | LVMC 71 |  |  |  | RMBT |  | 400.000 A |  |  |  | 0
256520018 | TNB | DISTRIBUTION | WP PUTRAJAYA & CYBERJAYA | Existing |  |  | FEEDER PILLAR | FP 1600 A - 2 in 8 out |  | OUTDOOR | FP 7 324567412319 |  |  |  | Unknown |  | 400.000 A |  |  |  | 0
256520409 | TNB | DISTRIBUTION | WP PUTRAJAYA & CYBERJAYA | Existing |  |  | MINI FEEDER PILLAR | MINI FP 400 A - 2 in 6 out |  | OUTDOOR | LVMC 1 |  |  |  | RMBT |  | 400.000 A |  |  |  | 0
256524790 | TNB | DISTRIBUTION | WP PUTRAJAYA & CYBERJAYA | Existing |  |  | FEEDER PILLAR | FP 800 A - 2 in 5 out |  | OUTDOOR | FP 1D |  |  |  | Unknown |  | 400.000 A |  |  | NOT VISIBLE AT SITE | 2
256524836 | TNB | DISTRIBUTION | WP PUTRAJAYA & CYBERJAYA | Existing |  |  | MINI FEEDER PILLAR | MINI FP 400 A - 2 in 6 out |  | OUTDOOR | N/A |  |  |  | RMBT |  | 400.000 A |  |  |  | 0
256525192 | TNB | DISTRIBUTION | WP PUTRAJAYA & CYBERJAYA | Existing |  |  | MINI FEEDER PILLAR |  |  | OUTDOOR | N/A |  |  |  | RMBT |  | 400.000 A |  |  |  | 0
256525287 | TNB | DISTRIBUTION | WP PUTRAJAYA & CYBERJAYA | Existing |  |  | FEEDER PILLAR | FP 800 A - 2 in 5 out |  | OUTDOOR | FP 1/A5 |  |  |  | Unknown |  | 400.000 A |  |  |  | 0
256525328 | TNB | DISTRIBUTION | WP PUTRAJAYA & CYBERJAYA | Existing |  |  | MINI FEEDER PILLAR | MINI FP 400 A - 2 in 6 out |  | OUTDOOR | FP 3-2A |  |  |  | Unknown |  | 400.000 A |  |  |  | 0
256531956 | TNB | DISTRIBUTION | WP PUTRAJAYA & CYBERJAYA | Existing |  |  | LVDB | FP 1600 A - 2 in 8 out (PE) | PE 9.46 | INDOOR | FP1 |  |  |  | Unknown |  | 1600.000 A |  |  |  | 6
256536180 | TNB | DISTRIBUTION | WP PUTRAJAYA & CYBERJAYA | Existing |  |  | MINI FEEDER PILLAR |  |  | OUTDOOR | LVMC 9 |  |  |  | RMBT |  | 400.000 A | 24/08/2000 |  | M5685 | 0
256537291 | TNB | DISTRIBUTION | WP PUTRAJAYA & CYBERJAYA | Existing |  |  | FEEDER PILLAR | FP 800 A - 2 in 5 out |  | OUTDOOR | FP S/L 3/4 |  |  |  | Unknown |  | 800.000 A |  |  |  | 0
256537292 | TNB | DISTRIBUTION | WP PUTRAJAYA & CYBERJAYA | Existing |  |  | FEEDER PILLAR | FP 1600 A - 2 in 8 out |  | OUTDOOR | FP4/PT2 |  |  |  | Unknown |  | 800.000 A |  |  |  | 0
256537304 | TNB | DISTRIBUTION | WP PUTRAJAYA & CYBERJAYA | Existing |  |  | MINI FEEDER PILLAR | MINI FP 400 A - 2 in 6 out |  | OUTDOOR | LVMC 39 |  |  |  | RMBT |  | 400.000 A |  |  |  | 0
256537340 | TNB | DISTRIBUTION | WP PUTRAJAYA & CYBERJAYA | Existing |  |  | MINI FEEDER PILLAR | MINI FP 400 A - 2 in 6 out |  | OUTDOOR | LVMC 17 |  |  |  | RMBT |  | 400.000 A |  |  |  | 0
256537376 | TNB | DISTRIBUTION | WP PUTRAJAYA & CYBERJAYA | Existing |  |  | FEEDER PILLAR | FP 800 A - 2 in 5 out |  | OUTDOOR | 28/T1 |  |  |  | Unknown |  | 800.000 A |  |  |  | 0
256537377 | TNB | DISTRIBUTION | WP PUTRAJAYA & CYBERJAYA | Existing |  |  | MINI FEEDER PILLAR | MINI FP 400 A - 2 in 6 out |  | OUTDOOR | RMBT 8 |  |  |  | RMBT |  | 400.000 A |  |  |  | 0
256537413 | TNB | DISTRIBUTION | WP PUTRAJAYA & CYBERJAYA | Existing |  |  | MINI FEEDER PILLAR | MINI FP 400 A - 2 in 6 out |  | OUTDOOR | RMBT 15 |  |  |  | RMBT |  | 400.000 A |  |  |  | 0
256541859 | TNB | DISTRIBUTION | WP PUTRAJAYA & CYBERJAYA | Existing |  |  | MINI FEEDER PILLAR | MINI FP 400 A - 2 in 6 out |  | OUTDOOR | RMBT 36 |  |  |  | RMBT |  | 400.000 A |  |  | JALAN P11 K/1 | 0
256541895 | TNB | DISTRIBUTION | WP PUTRAJAYA & CYBERJAYA | Existing |  |  | MINI FEEDER PILLAR | MINI FP 400 A - 2 in 6 out |  | OUTDOOR | FP 13 |  |  |  | RMBT |  | 400.000 A |  |  |  | 0
256541931 | TNB | DISTRIBUTION | WP PUTRAJAYA & CYBERJAYA | Existing |  |  | MINI FEEDER PILLAR | MINI FP 400 A - 2 in 6 out |  | OUTDOOR | N/A |  |  |  | RMBT |  | 400.000 A |  |  |  | 0
256542439 | TNB | DISTRIBUTION | WP PUTRAJAYA & CYBERJAYA | Existing |  |  | FEEDER PILLAR | FP 800 A - 2 in 5 out |  | OUTDOOR | FP SL R8B2 |  |  |  | Unknown |  | 800.000 A |  |  |  | 4
256545892 | TNB | DISTRIBUTION | WP PUTRAJAYA & CYBERJAYA | Existing |  |  | MINI FEEDER PILLAR | MINI FP 400 A - 2 in 6 out |  | OUTDOOR | LVMC 13 |  |  |  | RMBT |  | 400.000 A |  |  |  | 0
256545952 | TNB | DISTRIBUTION | WP PUTRAJAYA & CYBERJAYA | Existing |  |  | MINI FEEDER PILLAR | MINI FP 400 A - 2 in 6 out |  | OUTDOOR | LVMC 35 |  |  |  | RMBT |  | 400.000 A |  |  |  | 0
256545988 | TNB | DISTRIBUTION | WP PUTRAJAYA & CYBERJAYA | Existing |  |  | MINI FEEDER PILLAR | MINI FP 400 A - 2 in 6 out |  | OUTDOOR | 7 |  |  |  | RMBT |  | 400.000 A |  |  |  | 0
256546012 | TNB | DISTRIBUTION | WP PUTRAJAYA & CYBERJAYA | Existing |  |  | MINI FEEDER PILLAR | MINI FP 400 A - 2 in 6 out |  | OUTDOOR | FP 7 |  |  |  | RMBT |  | 400.000 A |  |  |  | 0
256546048 | TNB | DISTRIBUTION | WP PUTRAJAYA & CYBERJAYA | Existing |  |  | MINI FEEDER PILLAR | MINI FP 400 A - 2 in 6 out |  | OUTDOOR | RMBT 22 |  |  |  | RMBT |  | 400.000 A |  |  |  | 0
256546084 | TNB | DISTRIBUTION | WP PUTRAJAYA & CYBERJAYA | Existing |  |  | MINI FEEDER PILLAR | MINI FP 400 A - 2 in 6 out |  | OUTDOOR | RMBT 25 |  |  |  | RMBT |  | 400.000 A |  |  |  | 0
256546120 | TNB | DISTRIBUTION | WP PUTRAJAYA & CYBERJAYA | Existing |  |  | MINI FEEDER PILLAR | MINI FP 400 A - 2 in 6 out |  | OUTDOOR | RMBT 1 |  |  |  | RMBT |  | 400.000 A |  |  |  | 0
256546156 | TNB | DISTRIBUTION | WP PUTRAJAYA & CYBERJAYA | Existing |  |  | MINI FEEDER PILLAR | MINI FP 400 A - 2 in 6 out |  | OUTDOOR | LVMC 1 |  |  |  | RMBT |  | 400.000 A |  |  |  | 0
256546782 | TNB | DISTRIBUTION | WP PUTRAJAYA & CYBERJAYA | Existing |  |  | MINI FEEDER PILLAR | MINI FP 400 A - 2 in 6 out |  | OUTDOOR | LVMC 1 |  |  |  | RMBT |  | 400.000 A |  |  |  | 0
256546806 | TNB | DISTRIBUTION | WP PUTRAJAYA & CYBERJAYA | Existing |  |  | MINI FEEDER PILLAR |  |  | OUTDOOR | LVMC 23 |  |  |  | RMBT |  | 400.000 A |  |  | 2021 | 0
256548367 | TNB | DISTRIBUTION | WP PUTRAJAYA & CYBERJAYA | Existing |  |  | MINI FEEDER PILLAR | MINI FP 400 A - 2 in 6 out |  | OUTDOOR | N/A |  |  |  | RMBT |  | 400.000 A |  |  | NOT VISIBLE AT SITE | 0
256548391 | TNB | DISTRIBUTION | WP PUTRAJAYA & CYBERJAYA | Existing |  |  | MINI FEEDER PILLAR | MINI FP 400 A - 2 in 6 out |  | OUTDOOR | RMBT LOT 67 LVMC NO.1 |  |  |  | RMBT |  | 400.000 A |  |  | M5686 | 0
256548406 | TNB | DISTRIBUTION | WP PUTRAJAYA & CYBERJAYA | Existing |  |  | MINI FEEDER PILLAR | MINI FP 400 A - 2 in 6 out |  | OUTDOOR | LVMC 7 |  |  |  | RMBT |  | 400.000 A |  |  |  | 0
256548508 | TNB | DISTRIBUTION | WP PUTRAJAYA & CYBERJAYA | Existing |  |  | FEEDER PILLAR | FP 800 A - 2 in 5 out |  | OUTDOOR | FP SL PM LIBRARY |  |  |  | Unknown |  | 800.000 A |  |  |  | 0
256548509 | TNB | DISTRIBUTION | WP PUTRAJAYA & CYBERJAYA | Existing |  |  | FEEDER PILLAR | FP 800 A - 2 in 5 out |  | OUTDOOR | ROAD AIA FP 8 |  |  |  | Unknown |  | 800.000 A |  |  |  | 1
256548510 | TNB | DISTRIBUTION | WP PUTRAJAYA & CYBERJAYA | Existing |  |  | FEEDER PILLAR | FP 800 A - 2 in 5 out |  | OUTDOOR | DB/BR8-4 |  |  |  | Unknown |  | 800.000 A |  |  |  | 0
256548511 | TNB | DISTRIBUTION | WP PUTRAJAYA & CYBERJAYA | Existing |  |  | MINI FEEDER PILLAR | MINI FP 400 A - 2 in 6 out |  | OUTDOOR | FP 1-05-A | [5 empty] | 400.000 A |  |  | FP BERKUNCI | 0
256554556 | TNB | DISTRIBUTION | WP PUTRAJAYA & CYBERJAYA | Existing |  |  | MINI FEEDER PILLAR | MINI FP 400 A - 2 in 6 out |  | OUTDOOR | N/A |  |  |  | RMBT |  | 400.000 A |  |  |  | 0
256554591 | TNB | DISTRIBUTION | WP PUTRAJAYA & CYBERJAYA | Existing |  |  | FEEDER PILLAR | FP 1600 A - 2 in 8 out |  | OUTDOOR | FP 6 |  |  |  | Unknown |  | 400.000 A |  |  |  | 0
256554684 | TNB | DISTRIBUTION | WP PUTRAJAYA & CYBERJAYA | Existing |  |  | MINI FEEDER PILLAR | MINI FP 400 A - 2 in 6 out |  | OUTDOOR | RMBT NO 32 | [9 empty] | 0
256560696 | TNB | DISTRIBUTION | WP PUTRAJAYA & CYBERJAYA | Existing |  |  | FEEDER PILLAR | FP 800 A - 2 in 5 out |  | OUTDOOR | FP 1 JLN LIBRARY |  |  |  | Unknown |  | 800.000 A |  |  |  | 0
256565249 | TNB | DISTRIBUTION | WP PUTRAJAYA & CYBERJAYA | Existing |  |  | MINI FEEDER PILLAR | MINI FP 400 A - 2 in 6 out |  | OUTDOOR | FP 29 |  |  |  | Unknown |  | 400.000 A |  |  | M2116 | 0
256565291 | TNB | DISTRIBUTION | WP PUTRAJAYA & CYBERJAYA | Existing |  |  | LVDB | FP 1600 A - 2 in 8 out (PE) | PE 7.03 | INDOOR | PPE 7.03 |  |  |  | ALGEBRA |  | 1600.000 A |  |  |  | 4
256565336 | TNB | DISTRIBUTION | WP PUTRAJAYA & CYBERJAYA | Existing |  |  | LVDB | LVDB 1600 A - 2 in 10 out (CS) | PE 8.24 | INDOOR | PPE 8.24 |  |  |  | Unknown |  | 1600.000 A |  |  |  | 4
256565369 | TNB | DISTRIBUTION | WP PUTRAJAYA & CYBERJAYA | Existing |  |  | LVDB | FP 1600 A - 2 in 8 out (PE) | PE 8.19 | INDOOR | PPE 8.19 |  |  |  | ALGEBRA |  | 1600.000 A |  |  |  | 5
256565706 | TNB | DISTRIBUTION | WP PUTRAJAYA & CYBERJAYA | Existing |  |  | LVDB |  | PE 4.01 | INDOOR | PPE 4.01 |  |  |  | Unknown |  | 1600.000 A |  |  |  | 13
256565753 | TNB | DISTRIBUTION | WP PUTRAJAYA & CYBERJAYA | Existing |  |  | LVDB | FP 1600 A - 2 in 8 out (PE) | PE 8.06 | INDOOR | PPE 8.06 |  |  |  | SUN SYSTEM ENG. |  | 1600.000 A |  |  |  | 4
256565793 | TNB | DISTRIBUTION | WP PUTRAJAYA & CYBERJAYA | Existing |  |  | LVDB | FP 1600 A - 2 in 8 out (PE) | PE 21.04 | INDOOR | PSS 21.04 |  |  |  | Unknown |  | 1600.000 A |  |  |  | 3
256565946 | TNB | DISTRIBUTION | WP PUTRAJAYA & CYBERJAYA | Existing |  |  | LVDB | LVDB 1600 A - 2 in 8 out | PE 11.30 | INDOOR | PPE 11.30 |  |  |  | AMPSTON(TOP RANK) |  | 1600.000 A |  |  |  | 3
256566708 | TNB | DISTRIBUTION | WP PUTRAJAYA & CYBERJAYA | Existing |  |  | LVDB | FP 1600 A - 2 in 8 out (PE) | PE 22.24 | INDOOR | PPE 22.24 |  |  |  | AMPSTON(TOP RANK) |  | 1600.000 A |  |  |  | 4
256566744 | TNB | DISTRIBUTION | WP PUTRAJAYA & CYBERJAYA | Existing |  |  | LVDB | FP 1600 A - 2 in 8 out (PE) | PE 8.25 | INDOOR | FP 2 |  |  |  | Unknown |  | 1600.000 A |  |  |  | 5
256571992 | TNB | DISTRIBUTION | WP PUTRAJAYA & CYBERJAYA | Existing |  |  | LVDB | FP 1600 A - 2 in 8 out (PE) | PE 8.16 | INDOOR | LV 971 0080 |  |  |  | SUN SYSTEM ENG. |  | 1600.000 A |  |  |  | 8
256572034 | TNB | DISTRIBUTION | WP PUTRAJAYA & CYBERJAYA | Existing |  |  | LVDB | FP 1600 A - 2 in 8 out (PE) | PE 9.30 | INDOOR | PPE 9.30 |  |  |  | Unknown |  | 1600.000 A |  |  |  | 6
256572078 | TNB | DISTRIBUTION | WP PUTRAJAYA & CYBERJAYA | Existing |  |  | LVDB | FP 1600 A - 2 in 8 out (PE) | PE 9.23 | INDOOR | PPE 9.23 |  |  |  | Unknown |  | 1600.000 A |  |  |  | 7
256576361 | TNB | DISTRIBUTION | WP PUTRAJAYA & CYBERJAYA | Existing |  |  | LVDB | FP 1600 A - 2 in 8 out (PE) | PE 9.20 | INDOOR | PPE 9.20 |  |  |  | SUN SYSTEM ENG. |  | 1600.000 A |  |  |  | 6
256577107 | TNB | DISTRIBUTION | WP PUTRAJAYA & CYBERJAYA | Existing |  |  | LVDB | FP 1600 A - 2 in 8 out (PE) | PE 21.46 | INDOOR | J02131-653 |  |  |  | Unknown |  | 1600.000 A |  |  |  | 2
256577178 | TNB | DISTRIBUTION | WP PUTRAJAYA & CYBERJAYA | Existing |  |  | LVDB | FP 1600 A - 2 in 8 out (PE) | PE 16.22 | INDOOR | PPE 16.22 |  |  |  | AMPSTON(TOP RANK) |  | 1600.000 A |  |  |  | 8
256577225 | TNB | DISTRIBUTION | WP PUTRAJAYA & CYBERJAYA | Existing |  |  | LVDB | LVDB 1600 A - 2 in 8 out | PE 18.01 | INDOOR | PPE 18.01 |  |  |  | Unknown |  | 1600.000 A |  |  |  | 4
256585555 | TNB | DISTRIBUTION | WP PUTRAJAYA & CYBERJAYA | Existing |  |  | MINI FEEDER PILLAR | MINI FP 400 A - 2 in 6 out |  | OUTDOOR | FP 51 |  |  |  | Unknown |  | 400.000 A |  |  | M2040 | 0
256585609 | TNB | DISTRIBUTION | WP PUTRAJAYA & CYBERJAYA | Existing |  |  | MINI FEEDER PILLAR | MINI FP 400 A - 2 in 6 out |  | OUTDOOR | FP 30 |  |  |  | Unknown |  | 400.000 A |  |  | MFP5-0628 | 0
256585621 | TNB | DISTRIBUTION | WP PUTRAJAYA & CYBERJAYA | Existing |  |  | FEEDER PILLAR | FP 800 A - 2 in 5 out |  | OUTDOOR | FP TM CJ |  |  |  | Unknown |  | 800.000 A |  |  |  | 0
256586835 | TNB | DISTRIBUTION | WP PUTRAJAYA & CYBERJAYA | Existing |  |  | MINI FEEDER PILLAR | MINI FP 400 A - 2 in 6 out |  | OUTDOOR | LVMC 11 |  |  |  | RMBT |  | 400.000 A |  |  |  | 0
256586871 | TNB | DISTRIBUTION | WP PUTRAJAYA & CYBERJAYA | Existing |  |  | MINI FEEDER PILLAR | MINI FP 400 A - 2 in 6 out |  | OUTDOOR | LVMC 2 |  |  |  | RMBT |  | 400.000 A |  |  |  | 0
256586942 | TNB | DISTRIBUTION | WP PUTRAJAYA & CYBERJAYA | Existing |  |  | MINI FEEDER PILLAR | MINI FP 400 A - 2 in 6 out |  | OUTDOOR | RMBT 10 |  |  |  | RMBT |  | 400.000 A |  |  |  | 0
256589398 | TNB | DISTRIBUTION | WP PUTRAJAYA & CYBERJAYA | Existing |  |  | LVDB | FP 1600 A - 2 in 8 out (PE) | PE 8.17 | INDOOR | PPE 8.17 |  |  |  | Unknown |  | 1600.000 A |  |  |  | 5
256589442 | TNB | DISTRIBUTION | WP PUTRAJAYA & CYBERJAYA | Existing |  |  | LVDB | FP 1600 A - 2 in 8 out (PE) | PE 21.06 | INDOOR | TL97-315 |  |  |  | TAMCO CORPORATE HOLDING |  | 1600.000 A |  |  |  | 2
256589467 | TNB | DISTRIBUTION | WP PUTRAJAYA & CYBERJAYA | Existing |  |  | LVDB | FP 1600 A - 2 in 8 out (PE) | PE 9.18 | INDOOR | PPE 9.18 |  |  |  | ALGEBRA |  | 1600.000 A |  |  |  | 5
256591245 | TNB | DISTRIBUTION | WP PUTRAJAYA & CYBERJAYA | Existing |  |  | MINI FEEDER PILLAR | MINI FP 400 A - 2 in 6 out |  | OUTDOOR | 7 |  |  |  | RMBT |  | 400.000 A |  |  |  | 0
256591299 | TNB | DISTRIBUTION | WP PUTRAJAYA & CYBERJAYA | Existing |  |  | MINI FEEDER PILLAR | MINI FP 400 A - 2 in 6 out |  | OUTDOOR | RMBT 12 |  |  |  | RMBT |  | 400.000 A |  |  |  | 0
256591335 | TNB | DISTRIBUTION | WP PUTRAJAYA & CYBERJAYA | Existing |  |  | MINI FEEDER PILLAR | MINI FP 400 A - 2 in 6 out |  | OUTDOOR | LVMC 12A |  |  |  | RMBT |  | 400.000 A |  |  |  | 0
256591371 | TNB | DISTRIBUTION | WP PUTRAJAYA & CYBERJAYA | Existing |  |  | MINI FEEDER PILLAR | MINI FP 400 A - 2 in 6 out |  | OUTDOOR | LVMC 2 |  |  |  | RMBT |  | 400.000 A |  |  | 2028 | 0
256591416 | TNB | DISTRIBUTION | WP PUTRAJAYA & CYBERJAYA | Existing |  |  | FEEDER PILLAR | FP 1600 A - 2 in 8 out |  | OUTDOOR | LVMC 5 |  |  |  | RMBT |  | 400.000 A |  |  |  | 0
256591748 | TNB | DISTRIBUTION | WP PUTRAJAYA & CYBERJAYA | Existing |  |  | MINI FEEDER PILLAR | MINI FP 400 A - 2 in 6 out |  | OUTDOOR | LVMC 11 |  |  |  | RMBT |  | 400.000 A |  |  | 2013 | 0
256591784 | TNB | DISTRIBUTION | WP PUTRAJAYA & CYBERJAYA | Existing |  |  | MINI FEEDER PILLAR | MINI FP 400 A - 2 in 6 out |  | OUTDOOR | LVMC 13 |  |  |  | RMBT |  | 400.000 A |  |  |  | 0
256595629 | TNB | DISTRIBUTION | WP PUTRAJAYA & CYBERJAYA | Existing |  |  | Unknown | FP 1600 A - 2 in 8 out |  | Unknown | FP 9 ROAD A1 |  |  |  | Unknown |  | 800.000 A |  |  |  | 0
256599040 | TNB | DISTRIBUTION | WP PUTRAJAYA & CYBERJAYA | Existing |  |  | FEEDER PILLAR | FP 800 A - 2 in 5 out |  | OUTDOOR | FP SL B15 |  |  |  | Unknown |  | 800.000 A |  |  | SL FP 6566 | 0
256599075 | TNB | DISTRIBUTION | WP PUTRAJAYA & CYBERJAYA | Existing |  |  | MINI FEEDER PILLAR | MINI FP 400 A - 2 in 6 out |  | OUTDOOR | RMBT 15B |  |  |  | RMBT |  | 400.000 A |  |  | M5804 | 0
256601531 | TNB | DISTRIBUTION | WP PUTRAJAYA & CYBERJAYA | Existing |  |  | MINI FEEDER PILLAR | MINI FP 400 A - 2 in 6 out |  | OUTDOOR | LVMC 2 |  |  |  | RMBT |  | 400.000 A |  |  |  | 0
256606432 | TNB | DISTRIBUTION | WP PUTRAJAYA & CYBERJAYA | Existing |  |  | MINI FEEDER PILLAR | MINI FP 400 A - 2 in 6 out |  | OUTDOOR | FP 27 |  |  |  | RMBT |  | 400.000 A |  |  |  | 0
256606461 | TNB | DISTRIBUTION | WP PUTRAJAYA & CYBERJAYA | Existing |  |  | MINI FEEDER PILLAR | MINI FP 400 A - 2 in 6 out |  | OUTDOOR | LVMC 10 |  |  |  | RMBT |  | 400.000 A |  |  |  | 0
256613293 | TNB | DISTRIBUTION | WP PUTRAJAYA & CYBERJAYA | Existing |  |  | MINI FEEDER PILLAR | MINI FP 400 A - 2 in 6 out |  | OUTDOOR | 2 P9G/3 |  |  |  | RMBT |  | 400.000 A |  |  |  | 0
256613328 | TNB | DISTRIBUTION | WP PUTRAJAYA & CYBERJAYA | Existing |  |  | MINI FEEDER PILLAR | MINI FP 400 A - 2 in 6 out |  | OUTDOOR | LVMC 72 |  |  |  | RMBT |  | 400.000 A |  |  | M5713 | 0
256613660 | TNB | DISTRIBUTION | WP PUTRAJAYA & CYBERJAYA | Existing |  |  | MINI FEEDER PILLAR | MINI FP 400 A - 2 in 6 out |  | OUTDOOR | FP 1 |  |  |  | RMBT |  | 400.000 A |  |  |  | 0
256613672 | TNB | DISTRIBUTION | WP PUTRAJAYA & CYBERJAYA | Existing |  |  | MINI FEEDER PILLAR | MINI FP 400 A - 2 in 6 out |  | OUTDOOR | FP 21 |  |  |  | Unknown |  | 400.000 A |  |  |  | 0
256613708 | TNB | DISTRIBUTION | WP PUTRAJAYA & CYBERJAYA | Existing |  |  | MINI FEEDER PILLAR | MINI FP 400 A - 2 in 6 out |  | OUTDOOR | N/A |  |  |  | RMBT |  | 400.000 A |  |  |  | 0
256613738 | TNB | DISTRIBUTION | WP PUTRAJAYA & CYBERJAYA | Existing |  |  | MINI FEEDER PILLAR | MINI FP 400 A - 2 in 6 out |  | OUTDOOR | N/A |  |  |  | RMBT |  | 400.000 A |  |  |  | 0
256613762 | TNB | DISTRIBUTION | WP PUTRAJAYA & CYBERJAYA | Existing |  |  | MINI FEEDER PILLAR | MINI FP 400 A - 2 in 6 out |  | OUTDOOR | GP8 |  |  |  | RMBT |  | 400.000 A |  |  |  | 0
256613792 | TNB | DISTRIBUTION | WP PUTRAJAYA & CYBERJAYA | Existing |  |  | FEEDER PILLAR | FP 1600 A - 2 in 8 out |  | OUTDOOR | FP 7 |  |  |  | Unknown |  | 400.000 A |  |  |  | 0
256617423 | TNB | DISTRIBUTION | WP PUTRAJAYA & CYBERJAYA | Existing |  |  | LVDB | FP 1600 A - 2 in 8 out (PE) | PE 22.09 | INDOOR | PPE 22.09 |  |  |  | SUN SYSTEM ENG. |  | 1600.000 A |  |  |  | 2
256618011 | TNB | DISTRIBUTION | WP PUTRAJAYA & CYBERJAYA | Existing |  |  | LVDB | LVDB 1600 A - 2 in 8 out | PE 14.11 | INDOOR | N/A |  |  |  | AMPSTON(TOP RANK) |  | 1600.000 A |  |  |  | 7
256620308 | TNB | DISTRIBUTION | WP PUTRAJAYA & CYBERJAYA | Existing |  |  | LVDB | FP 1600 A - 2 in 8 out (PE) | PE 11.49 | INDOOR | PPE 11.49 |  |  |  | SUN SYSTEM ENG. |  | 800.000 A |  |  |  | 3
256621520 | TNB | DISTRIBUTION | WP PUTRAJAYA & CYBERJAYA | Existing |  |  | MINI FEEDER PILLAR | MINI FP 400 A - 2 in 6 out |  | OUTDOOR | FP2 JLN P14C 2/6 |  |  |  | Unknown |  | 400.000 A |  |  |  | 0
256622145 | TNB | DISTRIBUTION | WP PUTRAJAYA & CYBERJAYA | Existing |  |  | MINI FEEDER PILLAR | MINI FP 400 A - 2 in 6 out |  | OUTDOOR | RMBT 26 |  |  |  | RMBT |  | 400.000 A |  |  |  | 0
256622566 | TNB | DISTRIBUTION | WP PUTRAJAYA & CYBERJAYA | Existing |  |  | MINI FEEDER PILLAR | MINI FP 400 A - 2 in 6 out |  | OUTDOOR | LVMC 31 |  |  |  | RMBT |  | 400.000 A |  |  |  | 0
256622775 | TNB | DISTRIBUTION | WP PUTRAJAYA & CYBERJAYA | Existing |  |  | FEEDER PILLAR | FP 1600 A - 2 in 8 out |  | OUTDOOR | FP SL 1 |  |  |  | Unknown |  | 400.000 A |  |  |  | 0
256623319 | TNB | DISTRIBUTION | WP PUTRAJAYA & CYBERJAYA | Existing |  |  | MINI FEEDER PILLAR | MINI FP 400 A - 2 in 6 out |  | OUTDOOR | RMBT 28 |  |  |  | RMBT |  | 400.000 A |  |  |  | 0
256623927 | TNB | DISTRIBUTION | WP PUTRAJAYA & CYBERJAYA | Existing |  |  | MINI FEEDER PILLAR | MINI FP 400 A - 2 in 6 out |  | OUTDOOR | FP 23 | [8 empty] | D23 | 0
256623954 | TNB | DISTRIBUTION | WP PUTRAJAYA & CYBERJAYA | Existing |  |  | MINI FEEDER PILLAR | MINI FP 400 A - 2 in 6 out |  | OUTDOOR | RMBT NO 33 | [9 empty] | 0
256623970 | TNB | DISTRIBUTION | WP PUTRAJAYA & CYBERJAYA | Existing |  |  | MINI FEEDER PILLAR | MINI FP 400 A - 2 in 6 out |  | OUTDOOR | LVMC 16 |  |  |  | RMBT |  | 400.000 A | 24/08/2000 |  |  | 0
256624006 | TNB | DISTRIBUTION | WP PUTRAJAYA & CYBERJAYA | Existing |  |  | MINI FEEDER PILLAR | MINI FP 400 A - 2 in 6 out |  | OUTDOOR | RMBT 5 |  |  |  | RMBT |  | 400.000 A |  |  |  | 0
256624326 | TNB | DISTRIBUTION | WP PUTRAJAYA & CYBERJAYA | Existing |  |  | MINI FEEDER PILLAR | MINI FP 400 A - 2 in 6 out |  | OUTDOOR | LVMC 15 |  |  |  | RMBT |  | 400.000 A |  |  |  | 0
256624362 | TNB | DISTRIBUTION | WP PUTRAJAYA & CYBERJAYA | Existing |  |  | MINI FEEDER PILLAR | MINI FP 400 A - 2 in 6 out |  | OUTDOOR | LVMC 2 |  |  |  | RMBT |  | 400.000 A |  |  |  | 0
256624397 | TNB | DISTRIBUTION | WP PUTRAJAYA & CYBERJAYA | Existing |  |  | MINI FEEDER PILLAR | MINI FP 400 A - 2 in 6 out |  | OUTDOOR | LVMC 32 |  |  |  | RMBT |  | 400.000 A |  |  |  | 0
256624433 | TNB | DISTRIBUTION | WP PUTRAJAYA & CYBERJAYA | Existing |  |  | MINI FEEDER PILLAR | MINI FP 400 A - 2 in 6 out |  | OUTDOOR | LVMC 12 |  |  |  | RMBT |  | 400.000 A |  |  |  | 0
256624463 | TNB | DISTRIBUTION | WP PUTRAJAYA & CYBERJAYA | Existing |  |  | MINI FEEDER PILLAR | MINI FP 400 A - 2 in 6 out |  | OUTDOOR | LVMC 7 |  |  |  | RMBT |  | 400.000 A |  |  |  | 0
256624499 | TNB | DISTRIBUTION | WP PUTRAJAYA & CYBERJAYA | Existing |  |  | MINI FEEDER PILLAR | MINI FP 400 A - 2 in 6 out |  | OUTDOOR | RMBT 27 |  |  |  | RMBT |  | 400.000 A |  |  |  | 0
256624535 | TNB | DISTRIBUTION | WP PUTRAJAYA & CYBERJAYA | Existing |  |  | MINI FEEDER PILLAR | MINI FP 400 A - 2 in 6 out |  | OUTDOOR | RMBT 2 |  |  |  | RMBT |  | 400.000 A |  |  |  | 0
256624571 | TNB | DISTRIBUTION | WP PUTRAJAYA & CYBERJAYA | Existing |  |  | MINI FEEDER PILLAR | MINI FP 400 A - 2 in 6 out |  | OUTDOOR | LVMC 34 |  |  |  | RMBT |  | 400.000 A |  |  |  | 0
256625199 | TNB | DISTRIBUTION | WP PUTRAJAYA & CYBERJAYA | Existing |  |  | MINI FEEDER PILLAR |  |  | OUTDOOR | LVMC 49 |  |  |  | RMBT |  | 400.000 A |  |  |  | 0
256625235 | TNB | DISTRIBUTION | WP PUTRAJAYA & CYBERJAYA | Existing |  |  | MINI FEEDER PILLAR |  |  | OUTDOOR | LVMC 2 |  |  |  | RMBT |  | 400.000 A |  |  | 2040 | 0
256625265 | TNB | DISTRIBUTION | WP PUTRAJAYA & CYBERJAYA | Existing |  |  | MINI FEEDER PILLAR | MINI FP 400 A - 2 in 6 out |  | OUTDOOR | RMBT 15A |  |  |  | RMBT |  | 400.000 A |  |  | M5683 | 0
256625298 | TNB | DISTRIBUTION | WP PUTRAJAYA & CYBERJAYA | Existing |  |  | MINI FEEDER PILLAR | MINI FP 400 A - 2 in 6 out |  | OUTDOOR | RMBT 21B |  |  |  | RMBT |  | 400.000 A |  |  | M5763 | 0
256625333 | TNB | DISTRIBUTION | WP PUTRAJAYA & CYBERJAYA | Existing |  |  | MINI FEEDER PILLAR | MINI FP 400 A - 2 in 6 out |  | OUTDOOR | RMBT 19B |  |  |  | RMBT |  | 400.000 A |  |  | NOT VISIBLE AT SITE | 0
256625345 | TNB | DISTRIBUTION | WP PUTRAJAYA & CYBERJAYA | Existing |  |  | MINI FEEDER PILLAR | MINI FP 400 A - 2 in 6 out |  | OUTDOOR | RMBT 1 |  |  |  | RMBT |  | 400.000 A |  |  |  | 0
256626401 | TNB | DISTRIBUTION | WP PUTRAJAYA & CYBERJAYA | Existing |  |  | FEEDER PILLAR | FP 1600 A - 2 in 8 out |  | OUTDOOR | FP SL 4 |  |  |  | Unknown |  | 800.000 A |  |  |  | 0
256626419 | TNB | DISTRIBUTION | WP PUTRAJAYA & CYBERJAYA | Existing |  |  | FEEDER PILLAR | FP 800 A - 2 in 5 out |  | OUTDOOR | FP 4R2A |  |  |  | Unknown |  | 800.000 A |  |  |  | 0
256626521 | TNB | DISTRIBUTION | WP PUTRAJAYA & CYBERJAYA | Existing |  |  | MINI FEEDER PILLAR | MINI FP 400 A - 2 in 6 out |  | OUTDOOR | FP NO.99 |  |  |  | Unknown |  | 400.000 A |  |  | ALAF CEKAL SDN BHD | 0
256627137 | TNB | DISTRIBUTION | WP PUTRAJAYA & CYBERJAYA | Existing |  |  | MINI FEEDER PILLAR | MINI FP 400 A - 2 in 6 out |  | OUTDOOR | FP 3 |  |  |  | RMBT |  | 400.000 A |  |  |  | 0
256627233 | TNB | DISTRIBUTION | WP PUTRAJAYA & CYBERJAYA | Existing |  |  | MINI FEEDER PILLAR | MINI FP 400 A - 2 in 6 out |  | OUTDOOR | FP NO 1 |  |  |  | Unknown |  | 400.000 A |  |  |  | 0
256627565 | TNB | DISTRIBUTION | WP PUTRAJAYA & CYBERJAYA | Existing |  |  | MINI FEEDER PILLAR | MINI FP 400 A - 2 in 6 out |  | OUTDOOR | N/A |  |  |  | RMBT |  | 400.000 A |  |  |  | 0
256627578 | TNB | DISTRIBUTION | WP PUTRAJAYA & CYBERJAYA | Existing |  |  | MINI FEEDER PILLAR | MINI FP 400 A - 2 in 6 out |  | OUTDOOR | RMBT NO 22 | [8 empty] | FP 22 | 0
256627680 | TNB | DISTRIBUTION | WP PUTRAJAYA & CYBERJAYA | Existing |  |  | FEEDER PILLAR | FP 1600 A - 2 in 8 out |  | OUTDOOR | FP SL NNC |  |  |  | Unknown |  | 400.000 A |  |  |  | 1
256631429 | TNB | DISTRIBUTION | WP PUTRAJAYA & CYBERJAYA | Existing |  |  | MINI FEEDER PILLAR | MINI FP 400 A - 2 in 6 out |  | OUTDOOR | RMBT 11 |  |  |  | RMBT |  | 400.000 A |  |  |  | 0
256631465 | TNB | DISTRIBUTION | WP PUTRAJAYA & CYBERJAYA | Existing |  |  | MINI FEEDER PILLAR | MINI FP 400 A - 2 in 6 out |  | OUTDOOR | LVMC 20 |  |  |  | RMBT |  | 400.000 A |  |  |  | 0
256631501 | TNB | DISTRIBUTION | WP PUTRAJAYA & CYBERJAYA | Existing |  |  | FEEDER PILLAR | FP 1600 A - 2 in 8 out |  | OUTDOOR | LN PR 11 FP 800A |  |  |  | Unknown |  | 800.000 A |  |  | FP6010024 | 0
256631509 | TNB | DISTRIBUTION | WP PUTRAJAYA & CYBERJAYA | Existing |  |  | MINI FEEDER PILLAR | MINI FP 400 A - 2 in 6 out |  | OUTDOOR | RMBT 16 |  |  |  | RMBT |  | 400.000 A | 24/08/2000 |  |  | 0
256632074 | TNB | DISTRIBUTION | WP PUTRAJAYA & CYBERJAYA | Existing |  |  | MINI FEEDER PILLAR | MINI FP 400 A - 2 in 6 out |  | OUTDOOR | RMBT 55A |  |  |  | RMBT |  | 400.000 A |  |  | M5682 | 0
256632109 | TNB | DISTRIBUTION | WP PUTRAJAYA & CYBERJAYA | Existing |  |  | FEEDER PILLAR | FP 800 A - 2 in 5 out |  | OUTDOOR | FP 6 R2C |  |  |  | Unknown |  | 800.000 A |  |  |  | 6
256632110 | TNB | DISTRIBUTION | WP PUTRAJAYA & CYBERJAYA | Existing |  |  | FEEDER PILLAR | FP 800 A - 2 in 5 out |  | OUTDOOR | FP 6 |  |  |  | Unknown |  | 400.000 A |  |  | M0647 | 0
256634122 | TNB | DISTRIBUTION | WP PUTRAJAYA & CYBERJAYA | Existing |  |  | MINI FEEDER PILLAR | MINI FP 400 A - 2 in 6 out |  | OUTDOOR | FP2 JLN P14C 2/1 |  |  |  | Unknown |  | 400.000 A |  |  |  | 0
256636303 | TNB | DISTRIBUTION | WP PUTRAJAYA & CYBERJAYA | Existing |  |  | MINI FEEDER PILLAR | MINI FP 400 A - 2 in 6 out |  | OUTDOOR | RUMAH KSN |  |  |  | RMBT |  | 400.000 A |  |  | M5711 | 0
256636323 | TNB | DISTRIBUTION | WP PUTRAJAYA & CYBERJAYA | Existing |  |  | MINI FEEDER PILLAR | MINI FP 400 A - 2 in 6 out |  | OUTDOOR | NA |  |  |  | RMBT |  | 400.000 A |  |  |  | 0
256640122 | TNB | DISTRIBUTION | WP PUTRAJAYA & CYBERJAYA | Existing |  |  | MINI FEEDER PILLAR | MINI FP 400 A - 2 in 6 out |  | OUTDOOR | N/A |  |  |  | RMBT |  | 400.000 A |  |  | NOT VISIBLE AT SITE | 0
256640145 | TNB | DISTRIBUTION | WP PUTRAJAYA & CYBERJAYA | Existing |  |  | MINI FEEDER PILLAR |  |  | OUTDOOR | LVMC 9 |  |  |  | RMBT |  | 400.000 A |  |  | NOT VISIBLE AT SITE | 0
256640218 | TNB | DISTRIBUTION | WP PUTRAJAYA & CYBERJAYA | Existing |  |  | MINI FEEDER PILLAR | MINI FP 400 A - 2 in 6 out |  | Unknown | FP 2-05 A |  |  |  | Unknown |  | 800.000 A |  |  | NOT VISIBLE AT SITE | 0
256641245 | TNB | DISTRIBUTION | WP PUTRAJAYA & CYBERJAYA | Existing |  |  | MINI FEEDER PILLAR | MINI FP 400 A - 2 in 6 out |  | OUTDOOR | 9 |  |  |  | RMBT |  | 400.000 A |  |  |  | 0
256641331 | TNB | DISTRIBUTION | WP PUTRAJAYA & CYBERJAYA | Existing |  |  | MINI FEEDER PILLAR | MINI FP 400 A - 2 in 6 out |  | OUTDOOR | RMBT 11 |  |  |  | RMBT |  | 400.000 A |  |  |  | 0
256643566 | TNB | DISTRIBUTION | WP PUTRAJAYA & CYBERJAYA | Existing |  |  | MINI FEEDER PILLAR | MINI FP 400 A - 2 in 6 out |  | OUTDOOR | LVMC 13 |  |  |  | RMBT |  | 400.000 A |  |  |  | 0
256643602 | TNB | DISTRIBUTION | WP PUTRAJAYA & CYBERJAYA | Existing |  |  | MINI FEEDER PILLAR | MINI FP 400 A - 2 in 6 out |  | OUTDOOR | FP 2 |  |  |  | RMBT |  | 400.000 A |  |  |  | 0
256643632 | TNB | DISTRIBUTION | WP PUTRAJAYA & CYBERJAYA | Existing |  |  | MINI FEEDER PILLAR | MINI FP 400 A - 2 in 6 out |  | OUTDOOR | RMBT 14 |  |  |  | RMBT |  | 400.000 A |  |  |  | 0
256643662 | TNB | DISTRIBUTION | WP PUTRAJAYA & CYBERJAYA | Existing |  |  | MINI FEEDER PILLAR | MINI FP 400 A - 2 in 6 out |  | OUTDOOR | LVMC 11 |  |  |  | RMBT |  | 400.000 A |  |  |  | 0
256643769 | TNB | DISTRIBUTION | WP PUTRAJAYA & CYBERJAYA | Existing |  |  | MINI FEEDER PILLAR | MINI FP 400 A - 2 in 6 out |  | OUTDOOR | LVMC 7 |  |  |  | RMBT |  | 400.000 A |  |  |  | 0
256644433 | TNB | DISTRIBUTION | WP PUTRAJAYA & CYBERJAYA | Existing |  |  | MINI FEEDER PILLAR | MINI FP 400 A - 2 in 6 out |  | OUTDOOR | 30 P9G/4 |  |  |  | RMBT |  | 400.000 A |  |  |  | 0
256644463 | TNB | DISTRIBUTION | WP PUTRAJAYA & CYBERJAYA | Existing |  |  | MINI FEEDER PILLAR | MINI FP 400 A - 2 in 6 out |  | OUTDOOR | LVMC 1 |  |  |  | RMBT |  | 400.000 A |  |  |  | 0
256644499 | TNB | DISTRIBUTION | WP PUTRAJAYA & CYBERJAYA | Existing |  |  | MINI FEEDER PILLAR | MINI FP 400 A - 2 in 6 out |  | OUTDOOR | FP 35 |  |  |  | RMBT |  | 400.000 A |  |  |  | 0
256644529 | TNB | DISTRIBUTION | WP PUTRAJAYA & CYBERJAYA | Existing |  |  | MINI FEEDER PILLAR | MINI FP 400 A - 2 in 6 out |  | OUTDOOR | RMBT 12 |  |  |  | RMBT |  | 400.000 A |  |  |  | 0
256644565 | TNB | DISTRIBUTION | WP PUTRAJAYA & CYBERJAYA | Existing |  |  | MINI FEEDER PILLAR | MINI FP 400 A - 2 in 6 out |  | OUTDOOR | LVMC 2 |  |  |  | RMBT |  | 400.000 A |  |  | M5766 | 0
256651201 | TNB | DISTRIBUTION | WP PUTRAJAYA & CYBERJAYA | Existing |  |  | FEEDER PILLAR | FP 1600 A - 2 in 8 out |  | OUTDOOR | FP 57 |  |  |  | Unknown |  | 400.000 A |  |  |  | 0
256653174 | TNB | DISTRIBUTION | WP PUTRAJAYA & CYBERJAYA | Existing |  |  | LVDB | FP 1600 A - 2 in 8 out (PE) | PE 9.14 | INDOOR | PPE 9.14 |  |  |  | Unknown |  | 1600.000 A |  |  |  | 7
256653219 | TNB | DISTRIBUTION | WP PUTRAJAYA & CYBERJAYA | Existing |  |  | LVDB | FP 1600 A - 2 in 8 out (PE) | PE 9.33 | INDOOR | PPE 9.33 |  |  |  | Unknown |  | 1600.000 A |  |  |  | 7
256656312 | TNB | DISTRIBUTION | WP PUTRAJAYA & CYBERJAYA | Existing |  |  | LVDB |  | PE 14.13 | INDOOR | PPE 14.13 |  |  |  | Unknown |  | 1600.000 A |  |  |  | 6
256656364 | TNB | DISTRIBUTION | WP PUTRAJAYA & CYBERJAYA | Existing |  |  | MINI FEEDER PILLAR | MINI FP 400 A - 2 in 6 out |  | OUTDOOR | FP 20 |  |  |  | Unknown |  | 400.000 A |  |  | M2084 | 0
256696202 | TNB | DISTRIBUTION | WP PUTRAJAYA & CYBERJAYA | Existing |  |  | FEEDER PILLAR | FP 800 A - 2 in 5 out |  | OUTDOOR | FP 3/PB1 |  |  |  | Unknown |  | 800.000 A |  |  |  | 3
256696203 | TNB | DISTRIBUTION | WP PUTRAJAYA & CYBERJAYA | Existing |  |  | MINI FEEDER PILLAR | MINI FP 400 A - 2 in 6 out |  | OUTDOOR | FP 53 |  |  |  | Unknown |  | 400.000 A |  |  | MFP5-0619 | 0
256710339 | TNB | DISTRIBUTION | WP PUTRAJAYA & CYBERJAYA | Existing |  |  | LVDB | LVDB 1600 A - 2 in 8 out | PE 14.16 | INDOOR | PPE 14.16 |  |  |  | SUN SYSTEM ENG. |  | 1600.000 A |  |  |  | 5
256710373 | TNB | DISTRIBUTION | WP PUTRAJAYA & CYBERJAYA | Existing |  |  | LVDB | FP 1600 A - 2 in 8 out (PE) | PE 8.03 | INDOOR | PPE 8.03 |  |  |  | ALGEBRA |  | 1600.000 A |  |  |  | 5
256718246 | TNB | DISTRIBUTION | WP PUTRAJAYA & CYBERJAYA | Existing |  |  | FEEDER PILLAR | FP 1600 A - 2 in 8 out |  | OUTDOOR | FP JLN P16C |  |  |  | Unknown |  | 800.000 A |  |  |  | 0
256718254 | TNB | DISTRIBUTION | WP PUTRAJAYA & CYBERJAYA | Existing |  |  | MINI FEEDER PILLAR |  |  | OUTDOOR | LVMC 6 |  |  |  | RMBT |  | 400.000 A | 24/08/2000 |  | M5464 | 0
376966310 | TNB | DISTRIBUTION | WP PUTRAJAYA & CYBERJAYA | Existing |  |  | LVDB | LVDB 1600 A - 2 in 8 out | D-PTJ-C17-0998 | INDOOR | [6 empty] | 1600.000 A | 1970-01-01 |  |  | 2
376966427 | TNB | DISTRIBUTION | WP PUTRAJAYA & CYBERJAYA | Existing |  |  | LVDB | LVDB 1600 A - 2 in 8 out | D-PTJ-C17-0998 | INDOOR | [6 empty] | 1600.000 A | 1970-01-01 |  |  | 0
376970344 | TNB | DISTRIBUTION | WP PUTRAJAYA & CYBERJAYA | Existing |  |  | LVDB | LVDB 1600 A - 2 in 8 out | D-CBJ-C16-0568 | INDOOR | [6 empty] | 1600.000 A | 1970-01-01 |  |  | 2
376970470 | TNB | DISTRIBUTION | WP PUTRAJAYA & CYBERJAYA | Existing |  |  | LVDB | LVDB 1600 A - 2 in 8 out | D-PTJ-C17-1095 | INDOOR | [6 empty] | 1600.000 A | 1970-01-01 |  |  | 2
376970635 | TNB | DISTRIBUTION | WP PUTRAJAYA & CYBERJAYA | Existing |  |  | LVDB | LVDB 1600 A - 2 in 8 out | D-CBJ-C16-0520 | INDOOR | [6 empty] | 1600.000 A | 1970-01-01 |  |  | 1
376970712 | TNB | DISTRIBUTION | WP PUTRAJAYA & CYBERJAYA | Existing |  |  | LVDB | LVDB 1600 A - 2 in 8 out | D-CBJ-C16-0520 | INDOOR | [6 empty] | 1600.000 A | 1970-01-01 |  |  | 1
376970820 | TNB | DISTRIBUTION | WP PUTRAJAYA & CYBERJAYA | Existing |  |  | LVDB | LVDB 1600 A - 2 in 8 out | D-CBJ-C16-0520 | INDOOR | [6 empty] | 1600.000 A | 1970-01-01 |  |  | 1
377555337 | TNB | DISTRIBUTION | WP PUTRAJAYA & CYBERJAYA | Existing |  |  | FEEDER PILLAR | FP 800 A - 2 in 5 out |  |  | FP LRT 12 | [9 empty] | 0
377653068 | TNB | DISTRIBUTION | WP PUTRAJAYA & CYBERJAYA | Existing | VCBJ/PCE/J21891/NDTX2 | 310425260 | LVDB | LVDB 1600 A - 2 in 8 out | PE 21.89 MYVILLA P2 PARCEL B | [11 empty] | 0
377653171 | TNB | DISTRIBUTION | WP PUTRAJAYA & CYBERJAYA | Existing |  |  | LVDB | LVDB 1600 A - 2 in 8 out | PE 21,88 | [11 empty] | 0
377653235 | TNB | DISTRIBUTION | WP PUTRAJAYA & CYBERJAYA | Existing |  |  | LVDB | LVDB 1600 A - 2 in 8 out | PE 11.35 P11K/3 (F1) | [11 empty] | 0
377653292 | TNB | DISTRIBUTION | WP PUTRAJAYA & CYBERJAYA | Existing |  |  | LVDB | LVDB 1600 A - 2 in 8 out | PE 11.35 P11K/3 (F2) | [11 empty] | 1
377653369 | TNB | DISTRIBUTION | WP PUTRAJAYA & CYBERJAYA | Existing |  |  | LVDB | LVDB 1600 A - 2 in 8 out | PE 11.45 SMART SCHOOL (F1) | [11 empty] | 2
377654938 | TNB | DISTRIBUTION | WP PUTRAJAYA & CYBERJAYA | Existing |  |  | LVDB | LVDB 1600 A - 2 in 8 out |  | INDOOR | [6 empty] | 1600.000 A | 1970-01-01 |  |  | 1
377654995 | TNB | DISTRIBUTION | WP PUTRAJAYA & CYBERJAYA | Existing | VCBJ/PCE/J21971/NDTX1 | 310371009 | LVDB | LVDB 1600 A - 2 in 8 out | PE 21.97 MY VILLA PRESINT 4 | INDOOR | [6 empty] | 1600.000 A | 1970-01-01 |  |  | 1
377672622 | TNB | DISTRIBUTION | WP PUTRAJAYA & CYBERJAYA | Existing |  |  | LVDB | LVDB 1600 A - 2 in 8 out |  | INDOOR | [6 empty] | 1600.000 A | 1970-01-01 |  |  | 5
377672718 | TNB | DISTRIBUTION | WP PUTRAJAYA & CYBERJAYA | Existing |  |  | LVDB | LVDB 1600 A - 2 in 8 out |  | INDOOR | [6 empty] | 1600.000 A | 1970-01-01 |  |  | 1
377679339 | TNB | DISTRIBUTION | WP PUTRAJAYA & CYBERJAYA | Existing |  |  | LVDB | LVDB 1600 A - 2 in 8 out |  | INDOOR | [6 empty] | 1600.000 A | 1970-01-01 |  |  | 2
377679453 | TNB | DISTRIBUTION | WP PUTRAJAYA & CYBERJAYA | Existing |  |  | LVDB | LVDB 1600 A - 2 in 8 out |  | INDOOR | [6 empty] | 1600.000 A | 1970-01-01 |  |  | 2
377679549 | TNB | DISTRIBUTION | WP PUTRAJAYA & CYBERJAYA | Existing |  |  | LVDB | LVDB 1600 A - 2 in 8 out |  | INDOOR | [6 empty] | 1600.000 A | 1970-01-01 |  |  | 2
377679646 | TNB | DISTRIBUTION | WP PUTRAJAYA & CYBERJAYA | Existing |  |  | LVDB | LVDB 1600 A - 2 in 8 out | PE 5.17 BLOK C 5R3 (F1) | INDOOR | N/A |  |  |  | Unknown | [5 empty] | 5
377679856 | TNB | DISTRIBUTION | WP PUTRAJAYA & CYBERJAYA | Existing |  |  | LVDB | LVDB 1600 A - 2 in 8 out |  | INDOOR | [6 empty] | 1600.000 A | 1970-01-01 |  |  | 2
377679987 | TNB | DISTRIBUTION | WP PUTRAJAYA & CYBERJAYA | Existing |  |  | LVDB | LVDB 1600 A - 2 in 8 out |  | INDOOR | [6 empty] | 1600.000 A | 1970-01-01 |  |  | 1
377680086 | TNB | DISTRIBUTION | WP PUTRAJAYA & CYBERJAYA | Existing |  |  | LVDB | LVDB 1600 A - 2 in 8 out | PE 5.19 BLOK E 5R3 (F2) | INDOOR | N/A |  |  |  | Unknown | [5 empty] | 6
377680226 | TNB | DISTRIBUTION | WP PUTRAJAYA & CYBERJAYA | Existing |  |  | LVDB | LVDB 1600 A - 2 in 8 out |  | INDOOR | [6 empty] | 1600.000 A | 1970-01-01 |  |  | 2
377680510 | TNB | DISTRIBUTION | WP PUTRAJAYA & CYBERJAYA | Existing |  |  | LVDB | LVDB 1600 A - 2 in 8 out |  | INDOOR | [6 empty] | 1600.000 A | 1970-01-01 |  |  | 3
377680608 | TNB | DISTRIBUTION | WP PUTRAJAYA & CYBERJAYA | Existing |  |  | LVDB | LVDB 1600 A - 2 in 8 out |  | INDOOR | [6 empty] | 1600.000 A | 1970-01-01 |  |  | 2
377681000 | TNB | DISTRIBUTION | WP PUTRAJAYA & CYBERJAYA | Existing |  |  | LVDB | LVDB 1600 A - 2 in 8 out |  | INDOOR | [6 empty] | 1600.000 A | 1970-01-01 |  |  | 2
377681098 | TNB | DISTRIBUTION | WP PUTRAJAYA & CYBERJAYA | Existing |  |  | LVDB | LVDB 1600 A - 2 in 8 out |  | INDOOR | [6 empty] | 1600.000 A | 1970-01-01 |  |  | 1
377681409 | TNB | DISTRIBUTION | WP PUTRAJAYA & CYBERJAYA | Existing |  |  | LVDB | LVDB 1600 A - 2 in 8 out | PE 5.26 BLOK D2 5R4 (F1) | INDOOR | PPE 5.26 |  |  |  | Unknown |  | 1600.000 A | 1970-01-01 |  |  | 4
377681507 | TNB | DISTRIBUTION | WP PUTRAJAYA & CYBERJAYA | Existing |  |  | LVDB | LVDB 1600 A - 2 in 8 out | PE 5.26 BLOK D2 5R4 (F2) | INDOOR | PPE 5.26 |  |  |  | Unknown |  | 1600.000 A | 1970-01-01 |  |  | 2
377681602 | TNB | DISTRIBUTION | WP PUTRAJAYA & CYBERJAYA | Existing |  |  | LVDB | LVDB 1600 A - 2 in 8 out | PE 5.25 BLOK D1 5R4 (F2) | INDOOR |  |  |  |  | Unknown | [5 empty] | 2
377681794 | TNB | DISTRIBUTION | WP PUTRAJAYA & CYBERJAYA | Existing |  |  | LVDB | LVDB 1600 A - 2 in 8 out | PE 5.25 BLOK D1 5R4 (F1) | INDOOR |  |  |  |  | Unknown |  | 1600.000 A | 1970-01-01 |  |  | 2
377681986 | TNB | DISTRIBUTION | WP PUTRAJAYA & CYBERJAYA | Existing |  |  | LVDB | LVDB 1600 A - 2 in 8 out | PE 5.24 BLOK C 5R4 (F2) | INDOOR | [6 empty] | 1600.000 A | 1970-01-01 |  |  | 5
377682177 | TNB | DISTRIBUTION | WP PUTRAJAYA & CYBERJAYA | Existing |  |  | LVDB | LVDB 1600 A - 2 in 8 out | PE 5.24 BLOK C 5R4 | INDOOR | [6 empty] | 1600.000 A | 1970-01-01 |  |  | 3
377682276 | TNB | DISTRIBUTION | WP PUTRAJAYA & CYBERJAYA | Existing |  |  | LVDB | LVDB 1600 A - 2 in 8 out | PE 5.23 BLOK B 5R4 (F1) | INDOOR | [6 empty] | 1600.000 A | 1970-01-01 |  |  | 6
377682372 | TNB | DISTRIBUTION | WP PUTRAJAYA & CYBERJAYA | Existing |  |  | LVDB | LVDB 1600 A - 2 in 8 out |  | INDOOR | [6 empty] | 1600.000 A | 1970-01-01 |  |  | 2
377682474 | TNB | DISTRIBUTION | WP PUTRAJAYA & CYBERJAYA | Existing |  |  | LVDB | LVDB 1600 A - 2 in 8 out | PE 5.22 BLOK A 5R4 (F1) | INDOOR | [6 empty] | 1600.000 A | 1970-01-01 |  |  | 6
377682574 | TNB | DISTRIBUTION | WP PUTRAJAYA & CYBERJAYA | Existing |  |  | LVDB | LVDB 1600 A - 2 in 8 out | PE 5.22 BLOK A 5R4 (F2) | INDOOR | [6 empty] | 1600.000 A | 1970-01-01 |  |  | 2
377766216 | TNB | DISTRIBUTION | WP PUTRAJAYA & CYBERJAYA | Existing |  |  | LVDB | LVDB 1600 A - 2 in 8 out |  | INDOOR | [6 empty] | 1600.000 A | 1970-01-01 |  |  | 4
377766540 | TNB | DISTRIBUTION | WP PUTRAJAYA & CYBERJAYA | Existing |  |  | LVDB | LVDB 1600 A - 2 in 8 out |  | INDOOR | [6 empty] | 1600.000 A | 1970-01-01 |  |  | 3
377766736 | TNB | DISTRIBUTION | WP PUTRAJAYA & CYBERJAYA | Existing |  |  | LVDB | LVDB 1600 A - 2 in 8 out |  | INDOOR | [6 empty] | 1600.000 A | 1970-01-01 |  |  | 3
377766919 | TNB | DISTRIBUTION | WP PUTRAJAYA & CYBERJAYA | Existing |  |  | LVDB | LVDB 1600 A - 2 in 8 out |  | INDOOR | [6 empty] | 1600.000 A | 1970-01-01 |  |  | 2
377767102 | TNB | DISTRIBUTION | WP PUTRAJAYA & CYBERJAYA | Existing |  |  | LVDB | LVDB 1600 A - 2 in 8 out |  | INDOOR | [6 empty] | 1600.000 A | 1970-01-01 |  |  | 3
377767284 | TNB | DISTRIBUTION | WP PUTRAJAYA & CYBERJAYA | Existing |  |  | LVDB | LVDB 1600 A - 2 in 8 out |  | INDOOR | [6 empty] | 1600.000 A | 1970-01-01 |  |  | 2
377767367 | TNB | DISTRIBUTION | WP PUTRAJAYA & CYBERJAYA | Existing |  |  | LVDB | LVDB 1600 A - 2 in 8 out | PE 14.31 BLOK B APT 14-12 (F2) | [11 empty] | 3
377767601 | TNB | DISTRIBUTION | WP PUTRAJAYA & CYBERJAYA | Existing |  |  | LVDB | LVDB 1600 A - 2 in 8 out | PE 14.25 KOMPLEKS SEK REN (EFI) (F1) | INDOOR | [6 empty] | 1600.000 A | 1970-01-01 |  |  | 2
377846341 | TNB | DISTRIBUTION | WP PUTRAJAYA & CYBERJAYA | Existing |  |  | LVDB | LVDB 1600 A - 2 in 8 out | PE 14.02 P 14A 1/1 TERES (F1) | [11 empty] | 0
378018367 | TNB | DISTRIBUTION | WP PUTRAJAYA & CYBERJAYA | Existing |  |  | LVDB | LVDB 1600 A - 2 in 8 out | D-CBJ-C14-0473 | INDOOR | [6 empty] | 1600.000 A | 1970-01-01 |  |  | 3
378018490 | TNB | DISTRIBUTION | WP PUTRAJAYA & CYBERJAYA | Existing |  |  | LVDB | LVDB 1600 A - 2 in 8 out | D-CBJ-C14-0473 | INDOOR | [6 empty] | 1600.000 A | 1970-01-01 |  |  | 1
378018611 | TNB | DISTRIBUTION | WP PUTRAJAYA & CYBERJAYA | Existing |  |  | LVDB | LVDB 1600 A - 2 in 8 out | D-CBJ-C17-0588 | INDOOR | [6 empty] | 1600.000 A | 1970-01-01 |  |  | 2
378018734 | TNB | DISTRIBUTION | WP PUTRAJAYA & CYBERJAYA | Existing |  |  | LVDB | LVDB 1600 A - 2 in 8 out | D-CBJ-C17-0588 | INDOOR | [6 empty] | 1600.000 A | 1970-01-01 |  |  | 0
378018855 | TNB | DISTRIBUTION | WP PUTRAJAYA & CYBERJAYA | Existing | VCBJ/PCE/J00145/NDTX1 | 310390855 | LVDB | LVDB 1600 A - 2 in 8 out | D-CBJ-C14-0473 | INDOOR | IIESB-D7355 |  |  |  | ITEM |  | 1600.000 A | 1970-01-01 |  |  | 3
378018978 | TNB | DISTRIBUTION | WP PUTRAJAYA & CYBERJAYA | Existing | VCBJ/PCE/J00146/NDTX1 | 310390854 | LVDB | LVDB 1600 A - 2 in 8 out | D-CBJ-C14-0473 | INDOOR | IIESB-D7354 |  |  |  | ITEM |  | 1600.000 A | 1970-01-01 |  |  | 1
378019163 | TNB | DISTRIBUTION | WP PUTRAJAYA & CYBERJAYA | Existing | VCBJ/PCE/J00151/NDTX1 | 310432060 | LVDB | LVDB 1600 A - 2 in 8 out | D-CBJ-C15-0540 | INDOOR | FP1600-0411 |  |  |  | SUN SYSTEM ENG. |  | 1600.000 A | 1970-01-01 |  |  | 2
378019240 | TNB | DISTRIBUTION | WP PUTRAJAYA & CYBERJAYA | Existing | VCBJ/PCE/J00151/NDTX2 | 310432058 | LVDB | LVDB 1600 A - 2 in 8 out | D-CBJ-C15-0540 | INDOOR | FP1600-0409 |  |  |  | SUN SYSTEM ENG. |  | 1600.000 A | 1970-01-01 |  |  | 2
378044163 | TNB | DISTRIBUTION | WP PUTRAJAYA & CYBERJAYA | Existing |  |  | LVDB | LVDB 1600 A - 2 in 8 out |  | INDOOR | [6 empty] | 1600.000 A | 1970-01-01 |  |  | 5
378044284 | TNB | DISTRIBUTION | WP PUTRAJAYA & CYBERJAYA | Existing |  |  | LVDB | LVDB 1600 A - 2 in 8 out |  | INDOOR | [6 empty] | 1600.000 A | 1970-01-01 |  |  | 2
378044555 | TNB | DISTRIBUTION | WP PUTRAJAYA & CYBERJAYA | Existing |  |  | LVDB | LVDB 1600 A - 2 in 8 out |  | INDOOR | [6 empty] | 1600.000 A | 1970-01-01 |  |  | 2
378044681 | TNB | DISTRIBUTION | WP PUTRAJAYA & CYBERJAYA | Existing |  |  | LVDB | LVDB 1600 A - 2 in 8 out |  | INDOOR | [6 empty] | 1600.000 A | 1970-01-01 |  |  | 2
378044806 | TNB | DISTRIBUTION | WP PUTRAJAYA & CYBERJAYA | Existing |  |  | LVDB | LVDB 1600 A - 2 in 8 out |  | INDOOR | [6 empty] | 1600.000 A | 1970-01-01 |  |  | 2
378044930 | TNB | DISTRIBUTION | WP PUTRAJAYA & CYBERJAYA | Existing |  |  | LVDB | LVDB 1600 A - 2 in 8 out |  | INDOOR | [6 empty] | 1600.000 A | 1970-01-01 |  |  | 4
378045437 | TNB | DISTRIBUTION | WP PUTRAJAYA & CYBERJAYA | Existing |  |  | LVDB | LVDB 1600 A - 2 in 8 out | PE 16.31 TEMP PPA1M PRS 16 | INDOOR | [6 empty] | 1600.000 A | 1970-01-01 |  |  | 6
378045563 | TNB | DISTRIBUTION | WP PUTRAJAYA & CYBERJAYA | Existing |  |  | LVDB | LVDB 1600 A - 2 in 8 out |  | INDOOR | [6 empty] | 1600.000 A | 1970-01-01 |  |  | 4
378045704 | TNB | DISTRIBUTION | WP PUTRAJAYA & CYBERJAYA | Existing |  |  | LVDB | LVDB 1600 A - 2 in 8 out |  | INDOOR | [6 empty] | 1600.000 A | 1970-01-01 |  |  | 2
378045834 | TNB | DISTRIBUTION | WP PUTRAJAYA & CYBERJAYA | Existing |  |  | LVDB | LVDB 1600 A - 2 in 8 out |  | INDOOR | [6 empty] | 1600.000 A | 1970-01-01 |  |  | 2
378045962 | TNB | DISTRIBUTION | WP PUTRAJAYA & CYBERJAYA | Existing |  |  | LVDB | LVDB 1600 A - 2 in 8 out |  | INDOOR | [6 empty] | 1600.000 A | 1970-01-01 |  |  | 1
378046138 | TNB | DISTRIBUTION | WP PUTRAJAYA & CYBERJAYA | Existing |  |  | LVDB | LVDB 1600 A - 2 in 8 out |  | INDOOR | [6 empty] | 1600.000 A | 1970-01-01 |  |  | 2
378046365 | TNB | DISTRIBUTION | WP PUTRAJAYA & CYBERJAYA | Existing |  |  | LVDB | LVDB 1600 A - 2 in 8 out |  | INDOOR | [6 empty] | 1600.000 A | 1970-01-01 |  |  | 2
378046426 | TNB | DISTRIBUTION | WP PUTRAJAYA & CYBERJAYA | Existing |  |  | LVDB | FP 1600 A - 2 in 8 out (PE) | PE 14.18 BLOK 5 (F2) | [11 empty] | 3
378046713 | TNB | DISTRIBUTION | WP PUTRAJAYA & CYBERJAYA | Existing |  |  | LVDB | LVDB 1600 A - 2 in 8 out |  | INDOOR | [6 empty] | 1600.000 A | 1970-01-01 |  |  | 3
378046950 | TNB | DISTRIBUTION | WP PUTRAJAYA & CYBERJAYA | Existing |  |  | LVDB | LVDB 1600 A - 2 in 8 out |  | INDOOR | [6 empty] | 1600.000 A | 1970-01-01 |  |  | 2
378047007 | TNB | DISTRIBUTION | WP PUTRAJAYA & CYBERJAYA | Existing |  |  | LVDB | LVDB 1600 A - 2 in 8 out |  | INDOOR | [6 empty] | 1600.000 A | 1970-01-01 |  |  | 2
378047105 | TNB | DISTRIBUTION | WP PUTRAJAYA & CYBERJAYA | Existing |  |  | LVDB | LVDB 1600 A - 2 in 8 out |  | INDOOR | [6 empty] | 1600.000 A | 1970-01-01 |  |  | 2
378047223 | TNB | DISTRIBUTION | WP PUTRAJAYA & CYBERJAYA | Existing |  |  | LVDB | LVDB 1600 A - 2 in 10 out (CS) |  | INDOOR | [6 empty] | 1600.000 A | 1970-01-01 |  |  | 2
378047539 | TNB | DISTRIBUTION | WP PUTRAJAYA & CYBERJAYA | Existing |  |  | LVDB | LVDB 1600 A - 2 in 8 out |  | INDOOR | [6 empty] | 1600.000 A | 1970-01-01 |  |  | 4
378047635 | TNB | DISTRIBUTION | WP PUTRAJAYA & CYBERJAYA | Existing |  |  | LVDB | LVDB 1600 A - 2 in 8 out |  | INDOOR | [6 empty] | 1600.000 A | 1970-01-01 |  |  | 1
378047729 | TNB | DISTRIBUTION | WP PUTRAJAYA & CYBERJAYA | Existing |  |  | LVDB | LVDB 1600 A - 2 in 8 out |  | INDOOR | [6 empty] | 1600.000 A | 1970-01-01 |  |  | 3
378047825 | TNB | DISTRIBUTION | WP PUTRAJAYA & CYBERJAYA | Existing |  |  | LVDB | LVDB 1600 A - 2 in 8 out |  | INDOOR | [6 empty] | 1600.000 A | 1970-01-01 |  |  | 2
378047990 | TNB | DISTRIBUTION | WP PUTRAJAYA & CYBERJAYA | Existing |  |  | LVDB | LVDB 1600 A - 2 in 8 out |  | INDOOR | [6 empty] | 1600.000 A | 1970-01-01 |  |  | 1
378048094 | TNB | DISTRIBUTION | WP PUTRAJAYA & CYBERJAYA | Existing |  |  | LVDB | LVDB 1600 A - 2 in 8 out |  | INDOOR | [6 empty] | 1600.000 A | 1970-01-01 |  |  | 3
378048390 | TNB | DISTRIBUTION | WP PUTRAJAYA & CYBERJAYA | Existing |  |  | LVDB | LVDB 1600 A - 2 in 8 out |  | INDOOR | [6 empty] | 1600.000 A | 1970-01-01 |  |  | 3
378048545 | TNB | DISTRIBUTION | WP PUTRAJAYA & CYBERJAYA | Existing |  |  | LVDB | LVDB 1600 A - 2 in 8 out |  | INDOOR | [6 empty] | 1600.000 A | 1970-01-01 |  |  | 3
378048602 | TNB | DISTRIBUTION | WP PUTRAJAYA & CYBERJAYA | Existing |  |  | LVDB | LVDB 1600 A - 2 in 8 out |  | INDOOR | [6 empty] | 1600.000 A | 1970-01-01 |  |  | 3
378048728 | TNB | DISTRIBUTION | WP PUTRAJAYA & CYBERJAYA | Existing |  |  | LVDB | LVDB 1600 A - 2 in 8 out |  | INDOOR | [6 empty] | 1600.000 A | 1970-01-01 |  |  | 3
378048785 | TNB | DISTRIBUTION | WP PUTRAJAYA & CYBERJAYA | Existing |  |  | LVDB | LVDB 1600 A - 2 in 8 out |  | INDOOR | [6 empty] | 1600.000 A | 1970-01-01 |  |  | 1
378048934 | TNB | DISTRIBUTION | WP PUTRAJAYA & CYBERJAYA | Existing |  |  | LVDB | LVDB 1600 A - 2 in 8 out |  | INDOOR | [6 empty] | 1600.000 A | 1970-01-01 |  |  | 0
378048991 | TNB | DISTRIBUTION | WP PUTRAJAYA & CYBERJAYA | Existing |  |  | LVDB | LVDB 1600 A - 2 in 8 out |  | INDOOR | [6 empty] | 1600.000 A | 1970-01-01 |  |  | 1
378049335 | TNB | DISTRIBUTION | WP PUTRAJAYA & CYBERJAYA | Existing |  |  | LVDB | LVDB 1600 A - 2 in 8 out |  | INDOOR | [6 empty] | 1600.000 A | 1970-01-01 |  |  | 0
378049392 | TNB | DISTRIBUTION | WP PUTRAJAYA & CYBERJAYA | Existing |  |  | LVDB | LVDB 1600 A - 2 in 8 out |  | INDOOR | [6 empty] | 1600.000 A | 1970-01-01 |  |  | 1
378049492 | TNB | DISTRIBUTION | WP PUTRAJAYA & CYBERJAYA | Existing |  |  | LVDB | LVDB 1600 A - 2 in 8 out |  | INDOOR | [6 empty] | 1600.000 A | 1970-01-01 |  |  | 3
378049701 | TNB | DISTRIBUTION | WP PUTRAJAYA & CYBERJAYA | Existing |  |  | LVDB | LVDB 1600 A - 2 in 8 out |  | INDOOR | [6 empty] | 1600.000 A | 1970-01-01 |  |  | 2
378049758 | TNB | DISTRIBUTION | WP PUTRAJAYA & CYBERJAYA | Existing |  |  | LVDB | LVDB 1600 A - 2 in 8 out |  | INDOOR | [6 empty] | 1600.000 A | 1970-01-01 |  |  | 1
378049888 | TNB | DISTRIBUTION | WP PUTRAJAYA & CYBERJAYA | Existing |  |  | LVDB | LVDB 1600 A - 2 in 8 out |  | INDOOR | [6 empty] | 1600.000 A | 1970-01-01 |  |  | 4
378049945 | TNB | DISTRIBUTION | WP PUTRAJAYA & CYBERJAYA | Existing |  |  | LVDB | LVDB 1600 A - 2 in 8 out |  | INDOOR | [6 empty] | 1600.000 A | 1970-01-01 |  |  | 2
378050075 | TNB | DISTRIBUTION | WP PUTRAJAYA & CYBERJAYA | Existing | VCBJ/PCE/J21941/NDTX1 | 300454634 | LVDB | LVDB 1600 A - 2 in 8 out | PE 21.94 MYVILLA P3 PARCEL B | INDOOR | [6 empty] | 1600.000 A | 1970-01-01 |  |  | 1
378050132 | TNB | DISTRIBUTION | WP PUTRAJAYA & CYBERJAYA | Existing | VCBJ/PCE/J21941/NDTX2 | 300454904 | LVDB | LVDB 1600 A - 2 in 8 out | PE 21.94 MYVILLA P3 PARCEL B | INDOOR | [6 empty] | 1600.000 A | 1970-01-01 |  |  | 1
378050658 | TNB | DISTRIBUTION | WP PUTRAJAYA & CYBERJAYA | Existing |  |  | LVDB | LVDB 1600 A - 2 in 8 out |  | INDOOR | [6 empty] | 1600.000 A | 1970-01-01 |  |  | 6
378050757 | TNB | DISTRIBUTION | WP PUTRAJAYA & CYBERJAYA | Existing |  |  | LVDB | LVDB 1600 A - 2 in 8 out |  | INDOOR | [6 empty] | 1600.000 A | 1970-01-01 |  |  | 2
378050858 | TNB | DISTRIBUTION | WP PUTRAJAYA & CYBERJAYA | Existing |  |  | LVDB | LVDB 1600 A - 2 in 8 out | PE 7.01 BOMBA PUTRAJAYA (F1) | INDOOR | [6 empty] | 1600.000 A | 1970-01-01 |  |  | 4
378050952 | TNB | DISTRIBUTION | WP PUTRAJAYA & CYBERJAYA | Existing |  |  | LVDB | LVDB 1600 A - 2 in 8 out | PE 7.01 IBU PEJABAT BOMBA (F2) | INDOOR | [6 empty] | 1600.000 A | 1970-01-01 |  |  | 3
378051073 | TNB | DISTRIBUTION | WP PUTRAJAYA & CYBERJAYA | Existing |  |  | LVDB | LVDB 1600 A - 2 in 8 out |  | INDOOR | [6 empty] | 1600.000 A | 1970-01-01 |  |  | 6
378051172 | TNB | DISTRIBUTION | WP PUTRAJAYA & CYBERJAYA | Existing |  |  | LVDB | LVDB 1600 A - 2 in 8 out |  | INDOOR | [6 empty] | 1600.000 A | 1970-01-01 |  |  | 4
378051603 | TNB | DISTRIBUTION | WP PUTRAJAYA & CYBERJAYA | Existing |  |  | LVDB | LVDB 1600 A - 2 in 8 out |  | INDOOR | [6 empty] | 1600.000 A | 1970-01-01 |  |  | 4
378051699 | TNB | DISTRIBUTION | WP PUTRAJAYA & CYBERJAYA | Existing |  |  | LVDB | LVDB 1600 A - 2 in 8 out |  | INDOOR | [6 empty] | 1600.000 A | 1970-01-01 |  |  | 3
378051804 | TNB | DISTRIBUTION | WP PUTRAJAYA & CYBERJAYA | Existing |  |  | LVDB | LVDB 1600 A - 2 in 8 out |  | INDOOR | [6 empty] | 1600.000 A | 1970-01-01 |  |  | 5
378051900 | TNB | DISTRIBUTION | WP PUTRAJAYA & CYBERJAYA | Existing |  |  | LVDB | LVDB 1600 A - 2 in 8 out |  | INDOOR | [6 empty] | 1600.000 A | 1970-01-01 |  |  | 2
378052158 | TNB | DISTRIBUTION | WP PUTRAJAYA & CYBERJAYA | Existing |  |  | LVDB | LVDB 1600 A - 2 in 8 out | PE 8.31 8C3 F1 | INDOOR | [6 empty] | 1600.000 A | 1970-01-01 |  |  | 3
378052254 | TNB | DISTRIBUTION | WP PUTRAJAYA & CYBERJAYA | Existing |  |  | LVDB | LVDB 1600 A - 2 in 8 out | PE 8.31 8C3 F2 | INDOOR | [6 empty] | 1600.000 A | 1970-01-01 |  |  | 1
378053494 | TNB | DISTRIBUTION | WP PUTRAJAYA & CYBERJAYA | Existing |  |  | LVDB | LVDB 1600 A - 2 in 8 out | PE 22.67 | INDOOR | [6 empty] | 1600.000 A | 1970-01-01 |  |  | 2
378053560 | TNB | DISTRIBUTION | WP PUTRAJAYA & CYBERJAYA | Existing |  |  | FEEDER PILLAR | LVDB 1600 A - 2 in 8 out | PE 22.67 KWDI 1 (F2) | INDOOR | [10 empty] | 1
378054803 | TNB | DISTRIBUTION | WP PUTRAJAYA & CYBERJAYA | Existing |  |  | LVDB | LVDB 1600 A - 2 in 8 out | PE 23.16 MASJID CYBERJAYA | INDOOR | [6 empty] | 1600.000 A | 1970-01-01 |  |  | 2
378055480 | TNB | DISTRIBUTION | WP PUTRAJAYA & CYBERJAYA | Existing | VCBJ/PCE/J00118/NDTX1 | 310338766 | LVDB | LVDB 1600 A - 2 in 8 out | PE 25.26 SETIA VILLA 6 | INDOOR | [6 empty] | 1600.000 A | 1970-01-01 |  |  | 2
378055580 | TNB | DISTRIBUTION | WP PUTRAJAYA & CYBERJAYA | Existing | VCBJ/PCE/J00117/NDTX1 | 310338761 | LVDB | LVDB 1600 A - 2 in 8 out | PE 25.25 | INDOOR | [6 empty] | 1600.000 A | 1970-01-01 |  |  | 1
378055684 | TNB | DISTRIBUTION | WP PUTRAJAYA & CYBERJAYA | Existing | VCBJ/PCE/J00116/NDTX1 | 310338756 | LVDB | LVDB 1600 A - 2 in 8 out | PE 25.24 SETIA VILLA 4 | INDOOR | [6 empty] | 1600.000 A | 1970-01-01 |  |  | 2
378055784 | TNB | DISTRIBUTION | WP PUTRAJAYA & CYBERJAYA | Existing | VCBJ/PCE/J00112/NDTX1 | 310359234 | LVDB | LVDB 1600 A - 2 in 8 out | PE 25.19 SETIA VILLA 3 | INDOOR | [6 empty] | 1600.000 A | 1970-01-01 |  |  | 2
378055883 | TNB | DISTRIBUTION | WP PUTRAJAYA & CYBERJAYA | Existing |  |  | LVDB | LVDB 1600 A - 2 in 8 out |  | INDOOR | [6 empty] | 1600.000 A | 1970-01-01 |  |  | 2
378055988 | TNB | DISTRIBUTION | WP PUTRAJAYA & CYBERJAYA | Existing |  |  | LVDB | LVDB 1600 A - 2 in 8 out |  | INDOOR | [6 empty] | 1600.000 A | 1970-01-01 |  |  | 1
378056084 | TNB | DISTRIBUTION | WP PUTRAJAYA & CYBERJAYA | Existing | VCBJ/PCE/J25221/NDTX1 | 310339460 | LVDB | LVDB 1600 A - 2 in 8 out | PE 25.22 | INDOOR | [6 empty] | 1600.000 A | 1970-01-01 |  |  | 4
378056184 | TNB | DISTRIBUTION | WP PUTRAJAYA & CYBERJAYA | Existing | VCBJ/PCE/J25211/NDTX1 | 310339454 | LVDB | LVDB 1600 A - 2 in 8 out | PE 25.21 | INDOOR | [6 empty] | 1600.000 A | 1970-01-01 |  |  | 2
378056289 | TNB | DISTRIBUTION | WP PUTRAJAYA & CYBERJAYA | Existing | VCBJ/PCE/J25201/NDTX1 | 310339449 | LVDB | LVDB 1600 A - 2 in 8 out | PE 25.20 SETIA MARINA 1 | INDOOR | [6 empty] | 1600.000 A | 1970-01-01 |  |  | 1
378056465 | TNB | DISTRIBUTION | WP PUTRAJAYA & CYBERJAYA | Existing |  |  | LVDB | LVDB 1600 A - 2 in 8 out |  | INDOOR | [6 empty] | 1600.000 A | 1970-01-01 |  |  | 2
378056699 | TNB | DISTRIBUTION | WP PUTRAJAYA & CYBERJAYA | Existing |  |  | LVDB | LVDB 1600 A - 2 in 8 out |  | INDOOR | [6 empty] | 1600.000 A | 1970-01-01 |  |  | 6
378056839 | TNB | DISTRIBUTION | WP PUTRAJAYA & CYBERJAYA | Existing |  |  | LVDB | LVDB 1600 A - 2 in 8 out |  | INDOOR | [6 empty] | 1600.000 A | 1970-01-01 |  |  | 2
378056934 | TNB | DISTRIBUTION | WP PUTRAJAYA & CYBERJAYA | Existing |  |  | LVDB | LVDB 1600 A - 2 in 8 out |  | INDOOR | [6 empty] | 1600.000 A | 1970-01-01 |  |  | 8
378057042 | TNB | DISTRIBUTION | WP PUTRAJAYA & CYBERJAYA | Existing |  |  | LVDB | LVDB 1600 A - 2 in 8 out |  | INDOOR | [6 empty] | 1600.000 A | 1970-01-01 |  |  | 2
378057317 | TNB | DISTRIBUTION | WP PUTRAJAYA & CYBERJAYA | Existing | VPTJ/PCE/J02291/NDTX1 | 310308942 | LVDB | LVDB 1600 A - 2 in 10 out (CS) | PE 2.29 TEMP SKYRIDE | INDOOR | [6 empty] | 1600.000 A | 1970-01-01 |  |  | 2
378057429 | TNB | DISTRIBUTION | WP PUTRAJAYA & CYBERJAYA | Existing |  |  | LVDB | LVDB 1600 A - 2 in 8 out |  | INDOOR | [6 empty] | 1600.000 A | 1970-01-01 |  |  | 2
378057530 | TNB | DISTRIBUTION | WP PUTRAJAYA & CYBERJAYA | Existing |  |  | LVDB | LVDB 1600 A - 2 in 8 out |  | INDOOR | [6 empty] | 1600.000 A | 1970-01-01 |  |  | 4
378057628 | TNB | DISTRIBUTION | WP PUTRAJAYA & CYBERJAYA | Existing |  |  | LVDB | LVDB 1600 A - 2 in 8 out |  | INDOOR | [6 empty] | 1600.000 A | 1970-01-01 |  |  | 2
378057792 | TNB | DISTRIBUTION | WP PUTRAJAYA & CYBERJAYA | Existing |  |  | LVDB | LVDB 1600 A - 2 in 8 out |  | INDOOR | [6 empty] | 1600.000 A | 1970-01-01 |  |  | 4
378057890 | TNB | DISTRIBUTION | WP PUTRAJAYA & CYBERJAYA | Existing |  |  | LVDB | LVDB 1600 A - 2 in 8 out |  | INDOOR | [6 empty] | 1600.000 A | 1970-01-01 |  |  | 2
378057994 | TNB | DISTRIBUTION | WP PUTRAJAYA & CYBERJAYA | Existing |  |  | LVDB | LVDB 1600 A - 2 in 8 out |  | INDOOR | [6 empty] | 1600.000 A | 1970-01-01 |  |  | 5
378058094 | TNB | DISTRIBUTION | WP PUTRAJAYA & CYBERJAYA | Existing |  |  | LVDB | LVDB 1600 A - 2 in 8 out |  | INDOOR | [6 empty] | 1600.000 A | 1970-01-01 |  |  | 2
378058191 | TNB | DISTRIBUTION | WP PUTRAJAYA & CYBERJAYA | Existing |  |  | LVDB | LVDB 1600 A - 2 in 8 out |  | INDOOR | [6 empty] | 1600.000 A | 1970-01-01 |  |  | 4
378058287 | TNB | DISTRIBUTION | WP PUTRAJAYA & CYBERJAYA | Existing |  |  | LVDB | LVDB 1600 A - 2 in 8 out |  | INDOOR | [6 empty] | 1600.000 A | 1970-01-01 |  |  | 3
378058396 | TNB | DISTRIBUTION | WP PUTRAJAYA & CYBERJAYA | Existing |  |  | LVDB | LVDB 1600 A - 2 in 8 out |  | INDOOR | [6 empty] | 1600.000 A | 1970-01-01 |  |  | 4
378058492 | TNB | DISTRIBUTION | WP PUTRAJAYA & CYBERJAYA | Existing |  |  | LVDB | LVDB 1600 A - 2 in 8 out |  | INDOOR | [6 empty] | 1600.000 A | 1970-01-01 |  |  | 2
378058595 | TNB | DISTRIBUTION | WP PUTRAJAYA & CYBERJAYA | Existing |  |  | LVDB | LVDB 1600 A - 2 in 8 out |  | INDOOR | [6 empty] | 1600.000 A | 1970-01-01 |  |  | 5
378058691 | TNB | DISTRIBUTION | WP PUTRAJAYA & CYBERJAYA | Existing |  |  | LVDB | LVDB 1600 A - 2 in 8 out |  | INDOOR | [6 empty] | 1600.000 A | 1970-01-01 |  |  | 2
378058795 | TNB | DISTRIBUTION | WP PUTRAJAYA & CYBERJAYA | Existing |  |  | LVDB | LVDB 1600 A - 2 in 8 out |  | INDOOR | [6 empty] | 1600.000 A | 1970-01-01 |  |  | 4
378058891 | TNB | DISTRIBUTION | WP PUTRAJAYA & CYBERJAYA | Existing |  |  | LVDB | LVDB 1600 A - 2 in 8 out |  | INDOOR | [6 empty] | 1600.000 A | 1970-01-01 |  |  | 2
378059162 | TNB | DISTRIBUTION | WP PUTRAJAYA & CYBERJAYA | Existing |  |  | LVDB | LVDB 1600 A - 2 in 8 out |  | INDOOR | [6 empty] | 1600.000 A | 1970-01-01 |  |  | 4
378059283 | TNB | DISTRIBUTION | WP PUTRAJAYA & CYBERJAYA | Existing |  |  | LVDB | LVDB 1600 A - 2 in 8 out |  | INDOOR | [6 empty] | 1600.000 A | 1970-01-01 |  |  | 2
378059406 | TNB | DISTRIBUTION | WP PUTRAJAYA & CYBERJAYA | Existing |  |  | LVDB | LVDB 1600 A - 2 in 8 out |  | INDOOR | [6 empty] | 1600.000 A | 1970-01-01 |  |  | 4
378059754 | TNB | DISTRIBUTION | WP PUTRAJAYA & CYBERJAYA | Existing |  |  | LVDB | LVDB 1600 A - 2 in 8 out |  | INDOOR | [6 empty] | 1600.000 A | 1970-01-01 |  |  | 5
378069838 | TNB | DISTRIBUTION | WP PUTRAJAYA & CYBERJAYA | Existing |  |  | LVDB | LVDB 1600 A - 2 in 8 out |  | INDOOR | [6 empty] | 1600.000 A | 1970-01-01 |  |  | 4
378069936 | TNB | DISTRIBUTION | WP PUTRAJAYA & CYBERJAYA | Existing |  |  | LVDB | LVDB 1600 A - 2 in 8 out |  | INDOOR | [6 empty] | 1600.000 A | 1970-01-01 |  |  | 2
378070061 | TNB | DISTRIBUTION | WP PUTRAJAYA & CYBERJAYA | Existing | VCBJ/PCE/J24191/NDTX1 | 300492987 | LVDB | LVDB 1600 A - 2 in 8 out | PE 24.19 YAKIN INVEST F1 | INDOOR | [6 empty] | 1600.000 A | 1970-01-01 |  |  | 3
378070195 | TNB | DISTRIBUTION | WP PUTRAJAYA & CYBERJAYA | Existing | VCBJ/PCE/J24192/NDTX2 | 300492988 | LVDB | LVDB 1600 A - 2 in 8 out | PE 24.19 YAKIN INVEST F2 | INDOOR | [6 empty] | 1600.000 A | 1970-01-01 |  |  | 2
378070644 | TNB | DISTRIBUTION | WP PUTRAJAYA & CYBERJAYA | Existing |  |  | LVDB | LVDB 1600 A - 2 in 8 out |  | INDOOR | [6 empty] | 1600.000 A | 1970-01-01 |  |  | 2
378071200 | TNB | DISTRIBUTION | WP PUTRAJAYA & CYBERJAYA | Existing | VCBJ/PCE/J22372/NDTX2 | 300283086 | LVDB | LVDB 1600 A - 2 in 8 out | PE 22.37 BOMBA CJ (F2) | INDOOR | [6 empty] | 1600.000 A | 1970-01-01 |  |  | 3
378071521 | TNB | DISTRIBUTION | WP PUTRAJAYA & CYBERJAYA | Existing | VCBJ/PCE/J22931/ND TX1 | 300455215 | LVDB | LVDB 1600 A - 2 in 8 out | PE 22.93 BLOK A TRIENTEL | INDOOR | [6 empty] | 1600.000 A | 1970-01-01 |  |  | 2
378071578 | TNB | DISTRIBUTION | WP PUTRAJAYA & CYBERJAYA | Existing |  |  | LVDB | LVDB 1600 A - 2 in 8 out | PE 22.93 BLOK A TRIENTEL | INDOOR | [6 empty] | 1600.000 A | 1970-01-01 |  |  | 1
378071682 | TNB | DISTRIBUTION | WP PUTRAJAYA & CYBERJAYA | Existing |  |  | LVDB | LVDB 1600 A - 2 in 8 out | PE 22.95 TRIENTEL BLOK C | INDOOR | [6 empty] | 1600.000 A | 1970-01-01 |  |  | 1
378071782 | TNB | DISTRIBUTION | WP PUTRAJAYA & CYBERJAYA | Existing |  |  | LVDB | LVDB 1600 A - 2 in 8 out | PE 22.96 TRIENTEL BLOK D | INDOOR | [6 empty] | 1600.000 A | 1970-01-01 |  |  | 2
378071901 | TNB | DISTRIBUTION | WP PUTRAJAYA & CYBERJAYA | Existing | VCBJ/PCE/J22941/ND TX1 | 310361706 | LVDB | LVDB 1600 A - 2 in 8 out | PE 22.94 TRIENTEL BLOK B | INDOOR | [6 empty] | 1600.000 A | 1970-01-01 |  |  | 2
378071958 | TNB | DISTRIBUTION | WP PUTRAJAYA & CYBERJAYA | Existing | VCBJ/PCE/J22941/ND TX2 | 310361707 | LVDB | LVDB 1600 A - 2 in 8 out | PE 22.94 TRIENTEL BLOK B | INDOOR | [6 empty] | 1600.000 A | 1970-01-01 |  |  | 2
378072172 | TNB | DISTRIBUTION | WP PUTRAJAYA & CYBERJAYA | Existing |  |  | LVDB | LVDB 1600 A - 2 in 8 out |  | INDOOR | [6 empty] | 1600.000 A | 1970-01-01 |  |  | 2
378072269 | TNB | DISTRIBUTION | WP PUTRAJAYA & CYBERJAYA | Existing |  |  | LVDB | LVDB 1600 A - 2 in 8 out | PE 21.76 GARDEN VIEW BLOK A | INDOOR | [6 empty] | 1600.000 A | 1970-01-01 |  |  | 2
378072365 | TNB | DISTRIBUTION | WP PUTRAJAYA & CYBERJAYA | Existing |  |  | LVDB | LVDB 1600 A - 2 in 8 out | PE 21.73 - SEK. ANTARABANGSA F1 | INDOOR | [6 empty] | 1600.000 A | 1970-01-01 |  |  | 5
378072581 | TNB | DISTRIBUTION | WP PUTRAJAYA & CYBERJAYA | Existing |  |  | LVDB | LVDB 1600 A - 2 in 8 out | PE 21.73 - SEK. ANTARABANGSA F2 | INDOOR | [6 empty] | 1600.000 A | 1970-01-01 |  |  | 3
378072695 | TNB | DISTRIBUTION | WP PUTRAJAYA & CYBERJAYA | Existing |  |  | LVDB | LVDB 1600 A - 2 in 8 out |  | INDOOR | [6 empty] | 1600.000 A | 1970-01-01 |  |  | 5
378072792 | TNB | DISTRIBUTION | WP PUTRAJAYA & CYBERJAYA | Existing |  |  | LVDB | LVDB 1600 A - 2 in 8 out |  | INDOOR | [6 empty] | 1600.000 A | 1970-01-01 |  |  | 3
378072887 | TNB | DISTRIBUTION | WP PUTRAJAYA & CYBERJAYA | Existing |  |  | LVDB | LVDB 1600 A - 2 in 8 out |  | INDOOR | [6 empty] | 1600.000 A | 1970-01-01 |  |  | 4
378072983 | TNB | DISTRIBUTION | WP PUTRAJAYA & CYBERJAYA | Existing |  |  | LVDB | LVDB 1600 A - 2 in 8 out |  | INDOOR | [6 empty] | 1600.000 A | 1970-01-01 |  |  | 2
378073359 | TNB | DISTRIBUTION | WP PUTRAJAYA & CYBERJAYA | Existing |  |  | LVDB | LVDB 1600 A - 2 in 8 out |  | INDOOR | [6 empty] | 1600.000 A | 1970-01-01 |  |  | 4
378073466 | TNB | DISTRIBUTION | WP PUTRAJAYA & CYBERJAYA | Existing |  |  | LVDB | LVDB 1600 A - 2 in 8 out |  | INDOOR | [6 empty] | 1600.000 A | 1970-01-01 |  |  | 2
378073564 | TNB | DISTRIBUTION | WP PUTRAJAYA & CYBERJAYA | Existing |  |  | LVDB | LVDB 1600 A - 2 in 8 out |  | INDOOR | [6 empty] | 1600.000 A | 1970-01-01 |  |  | 3
378073660 | TNB | DISTRIBUTION | WP PUTRAJAYA & CYBERJAYA | Existing |  |  | LVDB | LVDB 1600 A - 2 in 8 out |  | INDOOR | [6 empty] | 1600.000 A | 1970-01-01 |  |  | 1
378112590 | TNB | DISTRIBUTION | WP PUTRAJAYA & CYBERJAYA | Existing | VPTJ/PCE/J08372/NDTX1 | 310339290 | LVDB | LVDB 1600 A - 2 in 8 out | PE 8.37 | INDOOR | [6 empty] | 1600.000 A | 1970-01-01 |  |  | 2
378112684 | TNB | DISTRIBUTION | WP PUTRAJAYA & CYBERJAYA | Existing | VPTJ/PCE/J08371/NDTX1 | 310339293 | LVDB | LVDB 1600 A - 2 in 8 out | PE 8.37 8R7 (F1) | INDOOR | [6 empty] | 1600.000 A | 1970-01-01 |  |  | 0
378112786 | TNB | DISTRIBUTION | WP PUTRAJAYA & CYBERJAYA | Existing |  |  | LVDB | LVDB 1600 A - 2 in 8 out |  | INDOOR | [6 empty] | 1600.000 A | 1970-01-01 |  |  | 4
378112882 | TNB | DISTRIBUTION | WP PUTRAJAYA & CYBERJAYA | Existing |  |  | LVDB | LVDB 1600 A - 2 in 8 out |  | INDOOR | [6 empty] | 1600.000 A | 1970-01-01 |  |  | 2
378113394 | TNB | DISTRIBUTION | WP PUTRAJAYA & CYBERJAYA | Existing |  |  | LVDB | LVDB 1600 A - 2 in 8 out |  | INDOOR | [6 empty] | 1600.000 A | 1970-01-01 |  |  | 6
378113490 | TNB | DISTRIBUTION | WP PUTRAJAYA & CYBERJAYA | Existing |  |  | LVDB | LVDB 1600 A - 2 in 8 out |  | INDOOR | [6 empty] | 1600.000 A | 1970-01-01 |  |  | 4
378113593 | TNB | DISTRIBUTION | WP PUTRAJAYA & CYBERJAYA | Existing |  |  | LVDB | LVDB 1600 A - 2 in 8 out |  | INDOOR | [6 empty] | 1600.000 A | 1970-01-01 |  |  | 6
378113689 | TNB | DISTRIBUTION | WP PUTRAJAYA & CYBERJAYA | Existing |  |  | LVDB | LVDB 1600 A - 2 in 8 out |  | INDOOR | [6 empty] | 1600.000 A | 1970-01-01 |  |  | 3
378113980 | TNB | DISTRIBUTION | WP PUTRAJAYA & CYBERJAYA | Existing | VPTJ/PCE/J07131/NDTX1 | 310339466 | LVDB | LVDB 1600 A - 2 in 8 out | PE 7.13 TEMP SPRM | INDOOR | [6 empty] | 1600.000 A | 1970-01-01 |  |  | 0
378115144 | TNB | DISTRIBUTION | WP PUTRAJAYA & CYBERJAYA | Existing |  |  | LVDB | LVDB 1600 A - 2 in 8 out |  | INDOOR | [6 empty] | 1600.000 A | 1970-01-01 |  |  | 6
378115240 | TNB | DISTRIBUTION | WP PUTRAJAYA & CYBERJAYA | Existing |  |  | LVDB | LVDB 1600 A - 2 in 8 out |  | INDOOR | [6 empty] | 1600.000 A | 1970-01-01 |  |  | 3
378116796 | TNB | DISTRIBUTION | WP PUTRAJAYA & CYBERJAYA | Existing | VCBJ/PCE/J25231/NDTX1 | 310339465 | LVDB | LVDB 1600 A - 2 in 8 out | PE 25.23 SALES GALERY ECOGLADE | INDOOR | [6 empty] | 1600.000 A | 1970-01-01 |  |  | 1
378117221 | TNB | DISTRIBUTION | WP PUTRAJAYA & CYBERJAYA | Existing |  |  | LVDB | LVDB 1600 A - 2 in 8 out | PE 21.98 PADAT PETRONAS CYBER 3 | INDOOR | [6 empty] | 1600.000 A | 1970-01-01 |  |  | 2
378117379 | TNB | DISTRIBUTION | WP PUTRAJAYA & CYBERJAYA | Existing |  |  | LVDB | LVDB 1600 A - 2 in 8 out |  | INDOOR | [6 empty] | 1600.000 A | 1970-01-01 |  |  | 6
378117604 | TNB | DISTRIBUTION | WP PUTRAJAYA & CYBERJAYA | Existing | VCBJ/PCE/J00107/NDTX1 | 310426380 | LVDB | LVDB 1600 A - 2 in 8 out | PE25.16 SETIA RIMBA 4 | INDOOR | [6 empty] | 1600.000 A | 1970-01-01 |  |  | 1
378117698 | TNB | DISTRIBUTION | WP PUTRAJAYA & CYBERJAYA | Existing | VCBJ/PCE/J00106/NDTX1 | 310426377 | LVDB | LVDB 1600 A - 2 in 8 out | PE25.15 SETIA RIMBA 3 | INDOOR | [6 empty] | 1600.000 A | 1970-01-01 |  |  | 1
378117792 | TNB | DISTRIBUTION | WP PUTRAJAYA & CYBERJAYA | Existing | VCBJ/PCE/J00105/NDTX1 | 310426374 | LVDB | LVDB 1600 A - 2 in 8 out | PE25.14 SETIA RIMBA 2 | INDOOR | [6 empty] | 1600.000 A | 1970-01-01 |  |  | 0
378117886 | TNB | DISTRIBUTION | WP PUTRAJAYA & CYBERJAYA | Existing | VCBJ/PCE/J00104/NDTX1 | 310359116 | LVDB | LVDB 1600 A - 2 in 8 out | PE 25.13 SETIA RIMBA 1 | INDOOR | [6 empty] | 1600.000 A | 1970-01-01 |  |  | 1
378117980 | TNB | DISTRIBUTION | WP PUTRAJAYA & CYBERJAYA | Existing | VCBJ/PCE/J23061/NDTX1 | 310360672 | LVDB | LVDB 1600 A - 2 in 8 out | PE 23.06 | INDOOR | [6 empty] | 1600.000 A | 1970-01-01 |  |  | 1
378118189 | TNB | DISTRIBUTION | WP PUTRAJAYA & CYBERJAYA | Existing |  |  | LVDB | LVDB 1600 A - 2 in 8 out | PE 23.19 AUTOVILLE NO1 | INDOOR | [6 empty] | 1600.000 A | 1970-01-01 |  |  | 0
378118246 | TNB | DISTRIBUTION | WP PUTRAJAYA & CYBERJAYA | Existing |  |  | LVDB | LVDB 1600 A - 2 in 8 out | PE 23.19 AUTOVILLE NO1 | INDOOR | [6 empty] | 1600.000 A | 1970-01-01 |  |  | 0
378118360 | TNB | DISTRIBUTION | WP PUTRAJAYA & CYBERJAYA | Existing |  |  | LVDB | LVDB 1600 A - 2 in 8 out | PE 23.20 AUTOVILLE 2 | INDOOR | [6 empty] | 1600.000 A | 1970-01-01 |  |  | 0
378118417 | TNB | DISTRIBUTION | WP PUTRAJAYA & CYBERJAYA | Existing |  |  | LVDB | LVDB 1600 A - 2 in 8 out | PE 23.20 AUTOVILLE 2 | INDOOR | [6 empty] | 1600.000 A | 1970-01-01 |  |  | 0
378118549 | TNB | DISTRIBUTION | WP PUTRAJAYA & CYBERJAYA | Existing |  |  | FEEDER PILLAR in PE | FP 1600 A - 2 in 8 out (PE) | PE 21.10 ELITE HIGHWAY NO. 3 | [11 empty] | 0
378130204 | TNB | DISTRIBUTION | WP PUTRAJAYA & CYBERJAYA | Existing | VPTJ/PCE/J18201 ;; /NDTX1 | 300282945 | LVDB | LVDB 1600 A - 2 in 8 out |  | INDOOR | [6 empty] | 1600.000 A | 1970-01-01 |  |  | 4
378130300 | TNB | DISTRIBUTION | WP PUTRAJAYA & CYBERJAYA | Existing |  |  | LVDB | LVDB 1600 A - 2 in 8 out |  | INDOOR | [6 empty] | 1600.000 A | 1970-01-01 |  |  | 2
378130454 | TNB | DISTRIBUTION | WP PUTRAJAYA & CYBERJAYA | Existing |  |  | LVDB | LVDB 1600 A - 2 in 10 out (CS) |  | INDOOR | [6 empty] | 1600.000 A | 1970-01-01 |  |  | 2
378130562 | TNB | DISTRIBUTION | WP PUTRAJAYA & CYBERJAYA | Existing |  |  | LVDB | LVDB 1600 A - 2 in 10 out (CS) |  | INDOOR | [6 empty] | 1600.000 A | 1970-01-01 |  |  | 2
378130737 | TNB | DISTRIBUTION | WP PUTRAJAYA & CYBERJAYA | Existing |  |  | LVDB | LVDB 1600 A - 2 in 10 out (CS) |  | INDOOR | [6 empty] | 1600.000 A | 1970-01-01 |  |  | 2
378130887 | TNB | DISTRIBUTION | WP PUTRAJAYA & CYBERJAYA | Existing |  |  | LVDB | LVDB 1600 A - 2 in 10 out (CS) |  | INDOOR | [6 empty] | 1600.000 A | 1970-01-01 |  |  | 2
378131018 | TNB | DISTRIBUTION | WP PUTRAJAYA & CYBERJAYA | Existing |  |  | LVDB | LVDB 1600 A - 2 in 10 out (CS) |  | INDOOR | [6 empty] | 1600.000 A | 1970-01-01 |  |  | 2
378131188 | TNB | DISTRIBUTION | WP PUTRAJAYA & CYBERJAYA | Existing |  |  | LVDB | LVDB 1600 A - 2 in 8 out |  | INDOOR | [6 empty] | 1600.000 A | 1970-01-01 |  |  | 4
378131284 | TNB | DISTRIBUTION | WP PUTRAJAYA & CYBERJAYA | Existing |  |  | LVDB | LVDB 1600 A - 2 in 8 out |  | INDOOR | [6 empty] | 1600.000 A | 1970-01-01 |  |  | 3
378131393 | TNB | DISTRIBUTION | WP PUTRAJAYA & CYBERJAYA | Existing |  |  | LVDB | LVDB 1600 A - 2 in 10 out (CS) |  | INDOOR | [6 empty] | 1600.000 A | 1970-01-01 |  |  | 6
378131497 | TNB | DISTRIBUTION | WP PUTRAJAYA & CYBERJAYA | Existing |  |  | LVDB | LVDB 1600 A - 2 in 10 out (CS) |  | INDOOR | [6 empty] | 1600.000 A | 1970-01-01 |  |  | 7
378155793 | TNB | DISTRIBUTION | WP PUTRAJAYA & CYBERJAYA | Existing |  |  | LVDB | LVDB 1600 A - 2 in 8 out |  | INDOOR | [6 empty] | 1600.000 A | 1970-01-01 |  |  | 1
378156514 | TNB | DISTRIBUTION | WP PUTRAJAYA & CYBERJAYA | Existing |  |  | LVDB | LVDB 1600 A - 2 in 8 out |  | INDOOR | [6 empty] | 1600.000 A | 1970-01-01 |  |  | 9
378156610 | TNB | DISTRIBUTION | WP PUTRAJAYA & CYBERJAYA | Existing |  |  | LVDB | LVDB 1600 A - 2 in 8 out |  | INDOOR | [6 empty] | 1600.000 A | 1970-01-01 |  |  | 6
378156803 | TNB | DISTRIBUTION | WP PUTRAJAYA & CYBERJAYA | Existing |  |  | FEEDER PILLAR | FP 1600 A - 2 in 8 out (PE) | [12 empty] | 0
378156861 | TNB | DISTRIBUTION | WP PUTRAJAYA & CYBERJAYA | Existing | VCBJ/PCE/J22691/NDTX1 | 300283126 | LVDB | LVDB 1600 A - 2 in 8 out | PE 22.69 KRU STUDIO (F1) | [11 empty] | 0
378186710 | TNB | DISTRIBUTION | WP PUTRAJAYA & CYBERJAYA | Existing |  |  | LVDB | LVDB 1600 A - 2 in 8 out |  | INDOOR | FP 4272 | [5 empty] | 1600.000 A | 1970-01-01 |  |  | 1
378187049 | TNB | DISTRIBUTION | WP PUTRAJAYA & CYBERJAYA | Existing |  |  | LVDB | LVDB 1600 A - 2 in 8 out |  | INDOOR | [6 empty] | 1600.000 A | 1970-01-01 |  |  | 3
378187238 | TNB | DISTRIBUTION | WP PUTRAJAYA & CYBERJAYA | Existing |  |  | LVDB | LVDB 1600 A - 2 in 8 out |  | INDOOR | [6 empty] | 1600.000 A | 1970-01-01 |  |  | 4
378187450 | TNB | DISTRIBUTION | WP PUTRAJAYA & CYBERJAYA | Existing |  |  | LVDB | LVDB 1600 A - 2 in 8 out | PE 22.90 SHAFBURY APT BLOK B | INDOOR | [6 empty] | 1600.000 A | 1970-01-01 |  |  | 0
378187638 | TNB | DISTRIBUTION | WP PUTRAJAYA & CYBERJAYA | Existing |  |  | LVDB | LVDB 1600 A - 2 in 8 out |  | INDOOR | [6 empty] | 1600.000 A | 1970-01-01 |  |  | 2
378187791 | TNB | DISTRIBUTION | WP PUTRAJAYA & CYBERJAYA | Existing |  |  | LVDB | LVDB 1600 A - 2 in 8 out | PE 22.98 SHAFBURY APT A | INDOOR | [6 empty] | 1600.000 A | 1970-01-01 |  |  | 1
378188019 | TNB | DISTRIBUTION | WP PUTRAJAYA & CYBERJAYA | Existing |  |  | LVDB | LVDB 1600 A - 2 in 8 out |  | INDOOR | [6 empty] | 1600.000 A | 1970-01-01 |  |  | 0
378188133 | TNB | DISTRIBUTION | WP PUTRAJAYA & CYBERJAYA | Existing |  |  | LVDB | LVDB 1600 A - 2 in 8 out | PE 24.30 | INDOOR | [6 empty] | 1600.000 A | 1970-01-01 |  |  | 1
378188190 | TNB | DISTRIBUTION | WP PUTRAJAYA & CYBERJAYA | Existing |  |  | LVDB | LVDB 1600 A - 2 in 8 out | PE 24.30 | INDOOR | [6 empty] | 1600.000 A | 1970-01-01 |  |  | 1
378188304 | TNB | DISTRIBUTION | WP PUTRAJAYA & CYBERJAYA | Existing |  |  | LVDB | LVDB 1600 A - 2 in 8 out | PE 24.29 | INDOOR | [6 empty] | 1600.000 A | 1970-01-01 |  |  | 0
378188361 | TNB | DISTRIBUTION | WP PUTRAJAYA & CYBERJAYA | Existing |  |  | LVDB | LVDB 1600 A - 2 in 8 out | PE 24.29 | INDOOR | [6 empty] | 1600.000 A | 1970-01-01 |  |  | 0
378188951 | TNB | DISTRIBUTION | WP PUTRAJAYA & CYBERJAYA | Existing |  |  | LVDB | FP 1600 A - 2 in 8 out (PE) | PE 22.72 CYBERNEO 3(F2) | INDOOR | [10 empty] | 0
378189728 | TNB | DISTRIBUTION | WP PUTRAJAYA & CYBERJAYA | Existing |  |  | LVDB | FP 1600 A - 2 in 8 out (PE) | PE 22.80 APT NEO CYBER BLOK A | INDOOR |  |  |  |  | Unknown | [5 empty] | 0
378203369 | TNB | DISTRIBUTION | WP PUTRAJAYA & CYBERJAYA | Existing |  |  | LVDB | LVDB 1600 A - 2 in 8 out | E 18.11 BLOK B&C (F1) | INDOOR | [6 empty] | 1600.000 A | 1970-01-01 |  |  | 6
378203465 | TNB | DISTRIBUTION | WP PUTRAJAYA & CYBERJAYA | Existing |  |  | LVDB | LVDB 1600 A - 2 in 8 out | PE 18.11 BLOK B&C (F2) | INDOOR | [6 empty] | 1600.000 A | 1970-01-01 |  |  | 3
378203607 | TNB | DISTRIBUTION | WP PUTRAJAYA & CYBERJAYA | Existing |  |  | LVDB | LVDB 1600 A - 2 in 8 out |  | INDOOR | [6 empty] | 1600.000 A | 1970-01-01 |  |  | 1
378203725 | TNB | DISTRIBUTION | WP PUTRAJAYA & CYBERJAYA | Existing |  |  | LVDB | LVDB 1600 A - 2 in 10 out (CS) |  | INDOOR | [6 empty] | 1600.000 A | 1970-01-01 |  |  | 2
378203833 | TNB | DISTRIBUTION | WP PUTRAJAYA & CYBERJAYA | Existing |  |  | LVDB | LVDB 1600 A - 2 in 10 out (CS) |  | INDOOR | [6 empty] | 1600.000 A | 1970-01-01 |  |  | 4
378203941 | TNB | DISTRIBUTION | WP PUTRAJAYA & CYBERJAYA | Existing |  |  | LVDB | LVDB 1600 A - 2 in 10 out (CS) |  | INDOOR | [6 empty] | 1600.000 A | 1970-01-01 |  |  | 2
378204046 | TNB | DISTRIBUTION | WP PUTRAJAYA & CYBERJAYA | Existing |  |  | LVDB | LVDB 1600 A - 2 in 8 out | PE 18.28 SEK KEB (2) (F1) | INDOOR | [6 empty] | 1600.000 A | 1970-01-01 |  |  | 3
378204142 | TNB | DISTRIBUTION | WP PUTRAJAYA & CYBERJAYA | Existing |  |  | LVDB | LVDB 1600 A - 2 in 8 out | PE 18.28 SEK KEB (2) (F2) | INDOOR | [6 empty] | 1600.000 A | 1970-01-01 |  |  | 1
378204253 | TNB | DISTRIBUTION | WP PUTRAJAYA & CYBERJAYA | Existing |  |  | LVDB | LVDB 1600 A - 2 in 10 out (CS) |  | INDOOR | [6 empty] | 1600.000 A | 1970-01-01 |  |  | 4
378204359 | TNB | DISTRIBUTION | WP PUTRAJAYA & CYBERJAYA | Existing |  |  | LVDB | LVDB 1600 A - 2 in 10 out (CS) |  | INDOOR | [6 empty] | 1600.000 A | 1970-01-01 |  |  | 1
378204509 | TNB | DISTRIBUTION | WP PUTRAJAYA & CYBERJAYA | Existing |  |  | LVDB | LVDB 1600 A - 2 in 8 out |  | INDOOR | [6 empty] | 1600.000 A | 1970-01-01 |  |  | 4
378204566 | TNB | DISTRIBUTION | WP PUTRAJAYA & CYBERJAYA | Existing |  |  | LVDB | LVDB 1600 A - 2 in 8 out |  | INDOOR | [6 empty] | 1600.000 A | 1970-01-01 |  |  | 0
378204889 | TNB | DISTRIBUTION | WP PUTRAJAYA & CYBERJAYA | Existing |  |  | LVDB | LVDB 1600 A - 2 in 10 out (CS) |  | INDOOR | [6 empty] | 1600.000 A | 1970-01-01 |  |  | 2
378205024 | TNB | DISTRIBUTION | WP PUTRAJAYA & CYBERJAYA | Existing |  |  | LVDB | LVDB 1600 A - 2 in 8 out |  | INDOOR | [6 empty] | 1600.000 A | 1970-01-01 |  |  | 2
378205081 | TNB | DISTRIBUTION | WP PUTRAJAYA & CYBERJAYA | Existing |  |  | LVDB | LVDB 1600 A - 2 in 8 out |  | INDOOR | [6 empty] | 1600.000 A | 1970-01-01 |  |  | 2
378205179 | TNB | DISTRIBUTION | WP PUTRAJAYA & CYBERJAYA | Existing |  |  | LVDB | LVDB 1600 A - 2 in 8 out |  | INDOOR | [6 empty] | 1600.000 A | 1970-01-01 |  |  | 4
378205275 | TNB | DISTRIBUTION | WP PUTRAJAYA & CYBERJAYA | Existing |  |  | LVDB | LVDB 1600 A - 2 in 8 out |  | INDOOR | [6 empty] | 1600.000 A | 1970-01-01 |  |  | 3
378205378 | TNB | DISTRIBUTION | WP PUTRAJAYA & CYBERJAYA | Existing |  |  | LVDB | LVDB 1600 A - 2 in 10 out (CS) |  | INDOOR | [6 empty] | 1600.000 A | 1970-01-01 |  |  | 4
378205484 | TNB | DISTRIBUTION | WP PUTRAJAYA & CYBERJAYA | Existing |  |  | LVDB | LVDB 1600 A - 2 in 10 out (CS) |  | INDOOR | [6 empty] | 1600.000 A | 1970-01-01 |  |  | 3
378205595 | TNB | DISTRIBUTION | WP PUTRAJAYA & CYBERJAYA | Existing |  |  | LVDB | LVDB 1600 A - 2 in 8 out |  | INDOOR | [6 empty] | 1600.000 A | 1970-01-01 |  |  | 5
378205693 | TNB | DISTRIBUTION | WP PUTRAJAYA & CYBERJAYA | Existing |  |  | LVDB | LVDB 1600 A - 2 in 8 out |  | INDOOR | [6 empty] | 1600.000 A | 1970-01-01 |  |  | 2
378214425 | TNB | DISTRIBUTION | WP PUTRAJAYA & CYBERJAYA | Existing |  |  | LVDB | LVDB 1600 A - 2 in 8 out |  | INDOOR | [6 empty] | 1600.000 A | 1970-01-01 |  |  | 4
378214534 | TNB | DISTRIBUTION | WP PUTRAJAYA & CYBERJAYA | Existing | VPTJ/PCE/J02241/NDTX1 | 310339477 | LVDB | LVDB 1600 A - 2 in 8 out | PE 2.24 | INDOOR | [6 empty] | 1600.000 A | 1970-01-01 |  |  | 2
378214645 | TNB | DISTRIBUTION | WP PUTRAJAYA & CYBERJAYA | Existing |  |  | LVDB | LVDB 1600 A - 2 in 10 out (CS) |  | INDOOR | [6 empty] | 1600.000 A | 1970-01-01 |  |  | 3
378215257 | TNB | DISTRIBUTION | WP PUTRAJAYA & CYBERJAYA | Existing |  |  | FEEDER PILLAR | MINI FP 400 A - 2 in 6 out |  | OUTDOOR | FP 1 SL 14 | [9 empty] | 0
378215303 | TNB | DISTRIBUTION | WP PUTRAJAYA & CYBERJAYA | Existing |  |  | FEEDER PILLAR | FP 1600 A - 2 in 8 out |  | OUTDOOR | FP 4 | [9 empty] | 0
378215419 | TNB | DISTRIBUTION | WP PUTRAJAYA & CYBERJAYA | Existing |  |  | MINI FEEDER PILLAR | MINI FP 400 A - 2 in 6 out |  | OUTDOOR | LVMC 44 | [9 empty] | 0
378219962 | TNB | DISTRIBUTION | WP PUTRAJAYA & CYBERJAYA | Existing | VPTJ/PCE/J15331/NDTX1 | 300453013 | LVDB | LVDB 1600 A - 2 in 10 out (CS) | PE 15.33 PDT KEDIAMAN KEDUTAAN IRAQ (F1) | INDOOR | [6 empty] | 1600.000 A | 1970-01-01 |  |  | 2
378220066 | TNB | DISTRIBUTION | WP PUTRAJAYA & CYBERJAYA | Existing | VPTJ/PCE/J15332/NDTX2 | 310338859 | LVDB | LVDB 1600 A - 2 in 10 out (CS) | PE 15.33 PDT KEDIAMAN KEDUTAAN IRAQ (F2) | INDOOR | [6 empty] | 1600.000 A | 1970-01-01 |  |  | 2
378220225 | TNB | DISTRIBUTION | WP PUTRAJAYA & CYBERJAYA | Existing |  |  | LVDB | LVDB 1600 A - 2 in 8 out |  | INDOOR | [6 empty] | 1600.000 A | 1970-01-01 |  |  | 2
378220321 | TNB | DISTRIBUTION | WP PUTRAJAYA & CYBERJAYA | Existing |  |  | LVDB | LVDB 1600 A - 2 in 8 out |  | INDOOR | [6 empty] | 1600.000 A | 1970-01-01 |  |  | 3
378220417 | TNB | DISTRIBUTION | WP PUTRAJAYA & CYBERJAYA | Existing |  |  | LVDB | LVDB 1600 A - 2 in 8 out |  | INDOOR | [6 empty] | 1600.000 A | 1970-01-01 |  |  | 3
378220553 | TNB | DISTRIBUTION | WP PUTRAJAYA & CYBERJAYA | Existing |  |  | LVDB | FP 1600 A - 2 in 8 out (PE) | PE 14.29 LOT INDUSTRI 14-8 JLN 14J (F1) | [11 empty] | 1
378224137 | TNB | DISTRIBUTION | WP PUTRAJAYA & CYBERJAYA | Existing |  |  | LVDB | FP 1600 A - 2 in 8 out (PE) | PE 22.80 APT NEO CYBER BLOK A | INDOOR |  |  |  |  | Unknown | [5 empty] | 0
378224231 | TNB | DISTRIBUTION | WP PUTRAJAYA & CYBERJAYA | Existing |  |  | LVDB | LVDB 1600 A - 2 in 8 out |  | INDOOR | [6 empty] | 1600.000 A | 1970-01-01 |  |  | 5
378224325 | TNB | DISTRIBUTION | WP PUTRAJAYA & CYBERJAYA | Existing |  |  | LVDB | LVDB 1600 A - 2 in 8 out |  | INDOOR | [6 empty] | 1600.000 A | 1970-01-01 |  |  | 2
378224789 | TNB | DISTRIBUTION | WP PUTRAJAYA & CYBERJAYA | Existing |  |  | LVDB | LVDB 1600 A - 2 in 8 out | PE 24.24 CRYSTAL VILLE NO.1 | INDOOR | [10 empty] | 0
378225067 | TNB | DISTRIBUTION | WP PUTRAJAYA & CYBERJAYA | Existing |  |  | LVDB | LVDB 1600 A - 2 in 8 out |  | INDOOR | [6 empty] | 1600.000 A | 1970-01-01 |  |  | 3
378258460 | TNB | DISTRIBUTION | WP PUTRAJAYA & CYBERJAYA | Existing |  |  | LVDB | LVDB 1600 A - 2 in 8 out | PE 22.53 PRIMA 7 SPAN (F1) | [11 empty] | 0
378258539 | TNB | DISTRIBUTION | WP PUTRAJAYA & CYBERJAYA | Existing |  |  | LVDB | LVDB 1600 A - 2 in 8 out | PE 22.35 Prima Pro 2 (F1) | [11 empty] | 0
378258596 | TNB | DISTRIBUTION | WP PUTRAJAYA & CYBERJAYA | Existing |  |  | LVDB | LVDB 1600 A - 2 in 8 out | PE 22.35 Prima Pro 2 (F2) | [11 empty] | 0
378258653 | TNB | DISTRIBUTION | WP PUTRAJAYA & CYBERJAYA | Existing |  |  | LVDB | LVDB 1600 A - 2 in 8 out | PE 22.35 Prima Pro 2 (F2) | [11 empty] | 0
378280282 | TNB | DISTRIBUTION | WP PUTRAJAYA & CYBERJAYA | Existing |  |  | LVDB | LVDB 1600 A - 2 in 10 out (CS) | PE 12.01 PADAT S/L RF 2 | [11 empty] | 0
378280452 | TNB | DISTRIBUTION | WP PUTRAJAYA & CYBERJAYA | Existing |  |  | FEEDER PILLAR | FP 1600 A - 2 in 8 out | [12 empty] | 0
378280510 | TNB | DISTRIBUTION | WP PUTRAJAYA & CYBERJAYA | Existing |  |  | FEEDER PILLAR | FP 1600 A - 2 in 8 out | [12 empty] | 1
378280568 | TNB | DISTRIBUTION | WP PUTRAJAYA & CYBERJAYA | Existing |  |  | LVDB | LVDB 1600 A - 2 in 8 out | PE 22.50 LOT PT 12092 (F1) | [11 empty] | 0
378280633 | TNB | DISTRIBUTION | WP PUTRAJAYA & CYBERJAYA | Existing |  |  | LVDB | LVDB 1600 A - 2 in 8 out | PE 22.50 LOT PT 12092 (F2) | [11 empty] | 0
378280698 | TNB | DISTRIBUTION | WP PUTRAJAYA & CYBERJAYA | Existing |  |  | FEEDER PILLAR | FP 1600 A - 2 in 8 out | [12 empty] | 0
378281181 | TNB | DISTRIBUTION | WP PUTRAJAYA & CYBERJAYA | Existing |  |  | FEEDER PILLAR | FP 1600 A - 2 in 8 out | [12 empty] | 0
378281239 | TNB | DISTRIBUTION | WP PUTRAJAYA & CYBERJAYA | Existing |  |  | FEEDER PILLAR | FP 1600 A - 2 in 8 out | [12 empty] | 0
378281297 | TNB | DISTRIBUTION | WP PUTRAJAYA & CYBERJAYA | Existing |  |  | FEEDER PILLAR | FP 800 A - 2 in 5 out | [12 empty] | 0
378281433 | TNB | DISTRIBUTION | WP PUTRAJAYA & CYBERJAYA | Existing |  |  | FEEDER PILLAR | FP 1600 A - 2 in 8 out | [12 empty] | 0
378281530 | TNB | DISTRIBUTION | WP PUTRAJAYA & CYBERJAYA | Existing |  |  | FEEDER PILLAR | FP 800 A - 2 in 5 out | [12 empty] | 0
378281666 | TNB | DISTRIBUTION | WP PUTRAJAYA & CYBERJAYA | Existing |  |  | FEEDER PILLAR | FP 1600 A - 2 in 8 out |  |  | FP SL10 | [9 empty] | 0
378281724 | TNB | DISTRIBUTION | WP PUTRAJAYA & CYBERJAYA | Existing |  |  | FEEDER PILLAR | FP 1600 A - 2 in 8 out |  |  | FP SL9 | [9 empty] | 0
378281782 | TNB | DISTRIBUTION | WP PUTRAJAYA & CYBERJAYA | Existing |  |  | FEEDER PILLAR | FP 1600 A - 2 in 8 out |  |  | FP SL5 | [9 empty] | 0
378281840 | TNB | DISTRIBUTION | WP PUTRAJAYA & CYBERJAYA | Existing |  |  | FEEDER PILLAR | FP 1600 A - 2 in 8 out | [12 empty] | 0
378281898 | TNB | DISTRIBUTION | WP PUTRAJAYA & CYBERJAYA | Existing |  |  | FEEDER PILLAR | FP 1600 A - 2 in 8 out | [12 empty] | 0
378281956 | TNB | DISTRIBUTION | WP PUTRAJAYA & CYBERJAYA | Existing |  |  | FEEDER PILLAR | FP 1600 A - 2 in 8 out |  |  | FP 1 R8B 324665412944 | [9 empty] | 0
378282014 | TNB | DISTRIBUTION | WP PUTRAJAYA & CYBERJAYA | Existing |  |  | FEEDER PILLAR | FP 1600 A - 2 in 8 out |  |  | FP 13 | [9 empty] | 0
378282072 | TNB | DISTRIBUTION | WP PUTRAJAYA & CYBERJAYA | Existing |  |  | FEEDER PILLAR | FP 1600 A - 2 in 8 out |  |  | FP 10 | [9 empty] | 0
378282130 | TNB | DISTRIBUTION | WP PUTRAJAYA & CYBERJAYA | Existing |  |  | FEEDER PILLAR | FP 1600 A - 2 in 8 out | [12 empty] | 0
378282188 | TNB | DISTRIBUTION | WP PUTRAJAYA & CYBERJAYA | Existing |  |  | FEEDER PILLAR | FP 1600 A - 2 in 8 out | [12 empty] | 0
378282246 | TNB | DISTRIBUTION | WP PUTRAJAYA & CYBERJAYA | Existing |  |  | FEEDER PILLAR | FP 1600 A - 2 in 8 out | [12 empty] | 0
378282304 | TNB | DISTRIBUTION | WP PUTRAJAYA & CYBERJAYA | Existing |  |  | FEEDER PILLAR | FP 1600 A - 2 in 8 out | [12 empty] | 0
378282362 | TNB | DISTRIBUTION | WP PUTRAJAYA & CYBERJAYA | Existing |  |  | FEEDER PILLAR | FP 1600 A - 2 in 8 out | [12 empty] | 0
378282420 | TNB | DISTRIBUTION | WP PUTRAJAYA & CYBERJAYA | Existing |  |  | FEEDER PILLAR | FP 1600 A - 2 in 8 out |  |  | FP 14 | [9 empty] | 0
378282535 | TNB | DISTRIBUTION | WP PUTRAJAYA & CYBERJAYA | Existing |  |  | FEEDER PILLAR | FP 1600 A - 2 in 8 out | [12 empty] | 0
378285317 | TNB | DISTRIBUTION | WP PUTRAJAYA & CYBERJAYA | Existing |  |  | LVDB | LVDB 1600 A - 2 in 8 out |  | INDOOR | [6 empty] | 1600.000 A | 1970-01-01 |  |  | 2
378285430 | TNB | DISTRIBUTION | WP PUTRAJAYA & CYBERJAYA | Existing |  |  | LVDB | LVDB 1600 A - 2 in 8 out | PE 1.36 DATARAN PUTERA (F2) | [11 empty] | 5
378285549 | TNB | DISTRIBUTION | WP PUTRAJAYA & CYBERJAYA | Existing |  |  | LVDB | LVDB 1600 A - 2 in 8 out | PE 1.32 | [11 empty] | 4
378285771 | TNB | DISTRIBUTION | WP PUTRAJAYA & CYBERJAYA | Existing |  |  | LVDB | LVDB 1600 A - 2 in 8 out | PE 13.01 WETLAND PUMP | [11 empty] | 3
378285888 | TNB | DISTRIBUTION | WP PUTRAJAYA & CYBERJAYA | Existing |  |  | LVDB | LVDB 1600 A - 2 in 8 out | PE 13.02 | [11 empty] | 4
378286018 | TNB | DISTRIBUTION | WP PUTRAJAYA & CYBERJAYA | Existing |  |  | LVDB | LVDB 1600 A - 2 in 8 out |  | INDOOR | [6 empty] | 1600.000 A | 1970-01-01 |  |  | 3
378286219 | TNB | DISTRIBUTION | WP PUTRAJAYA & CYBERJAYA | Existing |  |  | LVDB | FP 1600 A - 2 in 8 out (PE) | PE 11.26 PADAT TERES 11A&11B | [11 empty] | 1
378287009 | TNB | DISTRIBUTION | WP PUTRAJAYA & CYBERJAYA | Existing | VPTJ/PCE/J11721/NDTX1 | 300520606 | LVDB | LVDB 1600 A - 2 in 8 out | PE 11.72 PRIMA BLOK B (F1) | INDOOR | [6 empty] | 1600.000 A | 1970-01-01 |  |  | 3
378287105 | TNB | DISTRIBUTION | WP PUTRAJAYA & CYBERJAYA | Existing | VPTJ/PCE/J11722/NDTX2 | 310286422 | LVDB | LVDB 1600 A - 2 in 8 out | PE 11.72 PRIMA BLOK B (F2) | INDOOR | [6 empty] | 1600.000 A | 1970-01-01 |  |  | 2
378287206 | TNB | DISTRIBUTION | WP PUTRAJAYA & CYBERJAYA | Existing | VPTJ/PCE/J11732/ND | 300520611 | LVDB | LVDB 1600 A - 2 in 8 out | Prima C F2 (PE 11.73) | INDOOR | [6 empty] | 1600.000 A | 1970-01-01 |  |  | 4
378287302 | TNB | DISTRIBUTION | WP PUTRAJAYA & CYBERJAYA | Existing | VPTJ/PCE/J11731/NDTX1 | 300520610 | LVDB | LVDB 1600 A - 2 in 8 out | PE 11.73 PRIMA BLOK C | INDOOR | [6 empty] | 1600.000 A | 1970-01-01 |  |  | 2
378287408 | TNB | DISTRIBUTION | WP PUTRAJAYA & CYBERJAYA | Existing | VPTJ/PCE/J11712/NDTX2 | 310286466 | LVDB | LVDB 1600 A - 2 in 8 out | Prima A F2 (PE 11.71) | INDOOR | [6 empty] | 1600.000 A | 1970-01-01 |  |  | 3
378287504 | TNB | DISTRIBUTION | WP PUTRAJAYA & CYBERJAYA | Existing | VPTJ/PCE/J11711/NDTX1 | 300520600 | LVDB | LVDB 1600 A - 2 in 8 out | PE 11.71 PRIMA BLOK A (F1) | INDOOR | [6 empty] | 1600.000 A | 1970-01-01 |  |  | 2
378287611 | TNB | DISTRIBUTION | WP PUTRAJAYA & CYBERJAYA | Existing | VPTJ/PCE/J11751/NDTX1 | 310286426 | LVDB | LVDB 1600 A - 2 in 8 out | PE 11.75 TEMP PPA1M PR 11 | INDOOR | [6 empty] | 1600.000 A | 1970-01-01 |  |  | 1
378287899 | TNB | DISTRIBUTION | WP PUTRAJAYA & CYBERJAYA | Existing | VPTJ/PCE/J11601/NDTX1 | 310288758 | LVDB | LVDB 1600 A - 2 in 8 out | PE 11.60 TERES ZON 9B (F1) | INDOOR | [6 empty] | 1600.000 A | 1970-01-01 |  |  | 4
378287995 | TNB | DISTRIBUTION | WP PUTRAJAYA & CYBERJAYA | Existing | VPTJ/PCE/J11602/NDTX2 | 310288759 | LVDB | LVDB 1600 A - 2 in 8 out | PE 11.60 TERES ZON 9B (F2) | INDOOR | [6 empty] | 1600.000 A | 1970-01-01 |  |  | 2
378288099 | TNB | DISTRIBUTION | WP PUTRAJAYA & CYBERJAYA | Existing | VPTJ/PCE/J11742/NDTX2 | 310338775 | LVDB | LVDB 1600 A - 2 in 8 out | PE 11.74 TERES ZON C (F2) | INDOOR | [6 empty] | 1600.000 A | 1970-01-01 |  |  | 3
378288195 | TNB | DISTRIBUTION | WP PUTRAJAYA & CYBERJAYA | Existing | VPTJ/PCE/J11741/NDTX1 | 310338863 | LVDB | LVDB 1600 A - 2 in 8 out | PE 11.74 TERES ZON C (F1) | INDOOR | [6 empty] | 1600.000 A | 1970-01-01 |  |  | 1
378288297 | TNB | DISTRIBUTION | WP PUTRAJAYA & CYBERJAYA | Existing |  |  | LVDB | LVDB 1600 A - 2 in 8 out |  | INDOOR | [6 empty] | 1600.000 A | 1970-01-01 |  |  | 5
378288393 | TNB | DISTRIBUTION | WP PUTRAJAYA & CYBERJAYA | Existing |  |  | LVDB | LVDB 1600 A - 2 in 8 out |  | INDOOR | [6 empty] | 1600.000 A | 1970-01-01 |  |  | 2
378301600 | TNB | DISTRIBUTION | WP PUTRAJAYA & CYBERJAYA | Existing |  |  | LVDB | LVDB 1600 A - 2 in 10 out (CS) |  | INDOOR | [6 empty] | 1600.000 A | 1970-01-01 |  |  | 1
378301704 | TNB | DISTRIBUTION | WP PUTRAJAYA & CYBERJAYA | Existing |  |  | LVDB | LVDB 1600 A - 2 in 10 out (CS) |  | INDOOR | [6 empty] | 1600.000 A | 1970-01-01 |  |  | 1
378302059 | TNB | DISTRIBUTION | WP PUTRAJAYA & CYBERJAYA | Existing |  |  | LVDB | LVDB 1600 A - 2 in 8 out |  | INDOOR | [6 empty] | 1600.000 A | 1970-01-01 |  |  | 2
378302116 | TNB | DISTRIBUTION | WP PUTRAJAYA & CYBERJAYA | Existing |  |  | LVDB | LVDB 1600 A - 2 in 8 out |  | INDOOR | [6 empty] | 1600.000 A | 1970-01-01 |  |  | 2
378310048 | TNB | DISTRIBUTION | WP PUTRAJAYA & CYBERJAYA | Existing |  |  | LVDB | LVDB 1600 A - 2 in 8 out |  | INDOOR | [6 empty] | 1600.000 A | 1970-01-01 |  |  | 2
378310578 | TNB | DISTRIBUTION | WP PUTRAJAYA & CYBERJAYA | Existing |  |  | LVDB | LVDB 1600 A - 2 in 8 out |  | INDOOR | [6 empty] | 1600.000 A | 1970-01-01 |  |  | 2
378311194 | TNB | DISTRIBUTION | WP PUTRAJAYA & CYBERJAYA | Existing |  |  | LVDB | FP 1600 A - 2 in 8 out (PE) | PE 11.02 BLOK 3A (F1) | [11 empty] | 3
378312354 | TNB | DISTRIBUTION | WP PUTRAJAYA & CYBERJAYA | Existing |  |  | LVDB | LVDB 1600 A - 2 in 8 out |  | INDOOR | PPE 11.13 |  |  |  | POWERJOG |  | 1600.000 A | 1970-01-01 |  |  | 4
378312809 | TNB | DISTRIBUTION | WP PUTRAJAYA & CYBERJAYA | Existing |  |  | LVDB | LVDB 1600 A - 2 in 8 out |  | INDOOR | PPE 11.16 |  |  |  | AMPSTON(TOP RANK) |  | 1600.000 A | 1970-01-01 |  |  | 2
378312913 | TNB | DISTRIBUTION | WP PUTRAJAYA & CYBERJAYA | Existing |  |  | LVDB | LVDB 1600 A - 2 in 8 out |  | INDOOR | [6 empty] | 1600.000 A | 1970-01-01 |  |  | 3
378313498 | TNB | DISTRIBUTION | WP PUTRAJAYA & CYBERJAYA | Existing |  |  | LVDB | LVDB 1600 A - 2 in 8 out |  | INDOOR | [6 empty] | 1600.000 A | 1970-01-01 |  |  | 2
378349141 | TNB | DISTRIBUTION | WP PUTRAJAYA & CYBERJAYA | Existing |  |  | FEEDER PILLAR | FP 1600 A - 2 in 8 out | [12 empty] | 0
378353104 | TNB | DISTRIBUTION | WP PUTRAJAYA & CYBERJAYA | Existing |  |  | LVDB | LVDB 1600 A - 2 in 8 out |  | INDOOR | [6 empty] | 1600.000 A | 1970-01-01 |  |  | 7
378353225 | TNB | DISTRIBUTION | WP PUTRAJAYA & CYBERJAYA | Existing |  |  | LVDB | LVDB 1600 A - 2 in 8 out |  | INDOOR | 0561 |  |  |  | SUN SYSTEM ENG. |  | 1600.000 A | 1970-01-01 |  |  | 2
378353543 | TNB | DISTRIBUTION | WP PUTRAJAYA & CYBERJAYA | Existing |  |  | LVDB | LVDB 1600 A - 2 in 8 out | PE 5.12 EQUESTRIAN PARK (F1) | INDOOR | PPE 5.12 | [5 empty] | 1600.000 A | 1970-01-01 |  |  | 2
378353639 | TNB | DISTRIBUTION | WP PUTRAJAYA & CYBERJAYA | Existing |  |  | LVDB | LVDB 1600 A - 2 in 8 out | PE 5.12 EQUESTRIAN PARK (F2) | INDOOR |  |  |  |  | Unknown |  | 1600.000 A | 1970-01-01 |  |  | 4
378353992 | TNB | DISTRIBUTION | WP PUTRAJAYA & CYBERJAYA | Existing |  |  | LVDB | LVDB 1600 A - 2 in 8 out |  | INDOOR | [6 empty] | 1600.000 A | 1970-01-01 |  |  | 4
378354088 | TNB | DISTRIBUTION | WP PUTRAJAYA & CYBERJAYA | Existing |  |  | LVDB | LVDB 1600 A - 2 in 8 out |  | INDOOR | [6 empty] | 1600.000 A | 1970-01-01 |  |  | 2
378354197 | TNB | DISTRIBUTION | WP PUTRAJAYA & CYBERJAYA | Existing |  |  | LVDB | LVDB 1600 A - 2 in 8 out |  | INDOOR | [6 empty] | 1600.000 A | 1970-01-01 |  |  | 3
378354293 | TNB | DISTRIBUTION | WP PUTRAJAYA & CYBERJAYA | Existing |  |  | LVDB | LVDB 1600 A - 2 in 8 out |  | INDOOR | [6 empty] | 1600.000 A | 1970-01-01 |  |  | 2
378354684 | TNB | DISTRIBUTION | WP PUTRAJAYA & CYBERJAYA | Existing |  |  | LVDB | LVDB 1600 A - 2 in 8 out |  | INDOOR | [6 empty] | 1600.000 A | 1970-01-01 |  |  | 3
378354786 | TNB | DISTRIBUTION | WP PUTRAJAYA & CYBERJAYA | Existing |  |  | LVDB | LVDB 1600 A - 2 in 8 out |  | INDOOR | PPE 4.08 |  |  |  | AMPSTON(TOP RANK) |  | 1600.000 A | 1970-01-01 |  |  | 2
378354890 | TNB | DISTRIBUTION | WP PUTRAJAYA & CYBERJAYA | Existing |  |  | LVDB | LVDB 1600 A - 2 in 8 out | PE 4.22 4P5 (F1) | INDOOR | [6 empty] | 1600.000 A | 1970-01-01 |  |  | 5
378354986 | TNB | DISTRIBUTION | WP PUTRAJAYA & CYBERJAYA | Existing |  |  | LVDB | LVDB 1600 A - 2 in 8 out | PE 4.22 4P5 (F2) | INDOOR | [6 empty] | 1600.000 A | 1970-01-01 |  |  | 3
378355105 | TNB | DISTRIBUTION | WP PUTRAJAYA & CYBERJAYA | Existing |  |  | LVDB | LVDB 1600 A - 2 in 10 out (CS) |  | INDOOR | [6 empty] | 1600.000 A | 1970-01-01 |  |  | 6
378355211 | TNB | DISTRIBUTION | WP PUTRAJAYA & CYBERJAYA | Existing |  |  | LVDB | LVDB 1600 A - 2 in 8 out |  | INDOOR | [6 empty] | 1600.000 A | 1970-01-01 |  |  | 2
378355365 | TNB | DISTRIBUTION | WP PUTRAJAYA & CYBERJAYA | Existing |  |  | LVDB | LVDB 1600 A - 2 in 8 out |  | INDOOR | [6 empty] | 1600.000 A | 1970-01-01 |  |  | 8
378355486 | TNB | DISTRIBUTION | WP PUTRAJAYA & CYBERJAYA | Existing |  |  | LVDB | LVDB 1600 A - 2 in 8 out |  | INDOOR | [6 empty] | 1600.000 A | 1970-01-01 |  |  | 3
378356430 | TNB | DISTRIBUTION | WP PUTRAJAYA & CYBERJAYA | Existing |  |  | LVDB | LVDB 1600 A - 2 in 10 out (CS) |  | INDOOR | [6 empty] | 1600.000 A | 1970-01-01 |  |  | 2
378356542 | TNB | DISTRIBUTION | WP PUTRAJAYA & CYBERJAYA | Existing |  |  | LVDB | LVDB 1600 A - 2 in 8 out |  | INDOOR | [6 empty] | 1600.000 A | 1970-01-01 |  |  | 2
378356743 | TNB | DISTRIBUTION | WP PUTRAJAYA & CYBERJAYA | Existing |  |  | LVDB | LVDB 1600 A - 2 in 8 out |  | INDOOR | [6 empty] | 1600.000 A | 1970-01-01 |  |  | 2
378356837 | TNB | DISTRIBUTION | WP PUTRAJAYA & CYBERJAYA | Existing |  |  | LVDB | LVDB 1600 A - 2 in 8 out |  | INDOOR | [6 empty] | 1600.000 A | 1970-01-01 |  |  | 1
378357034 | TNB | DISTRIBUTION | WP PUTRAJAYA & CYBERJAYA | Existing |  |  | LVDB | LVDB 1600 A - 2 in 8 out |  | INDOOR | [6 empty] | 1600.000 A | 1970-01-01 |  |  | 2
378357138 | TNB | DISTRIBUTION | WP PUTRAJAYA & CYBERJAYA | Existing |  |  | LVDB | LVDB 1600 A - 2 in 8 out |  | INDOOR | [6 empty] | 1600.000 A | 1970-01-01 |  |  | 2
378357313 | TNB | DISTRIBUTION | WP PUTRAJAYA & CYBERJAYA | Existing |  |  | LVDB | LVDB 1600 A - 2 in 8 out |  | INDOOR | [6 empty] | 1600.000 A | 1970-01-01 |  |  | 6
378357409 | TNB | DISTRIBUTION | WP PUTRAJAYA & CYBERJAYA | Existing |  |  | LVDB | LVDB 1600 A - 2 in 8 out |  | INDOOR | [6 empty] | 1600.000 A | 1970-01-01 |  |  | 4
378357802 | TNB | DISTRIBUTION | WP PUTRAJAYA & CYBERJAYA | Existing |  |  | LVDB | LVDB 1600 A - 2 in 8 out |  | INDOOR | [6 empty] | 1600.000 A | 1970-01-01 |  |  | 3
378357902 | TNB | DISTRIBUTION | WP PUTRAJAYA & CYBERJAYA | Existing |  |  | LVDB | LVDB 1600 A - 2 in 8 out |  | INDOOR | [6 empty] | 1600.000 A | 1970-01-01 |  |  | 2
378358190 | TNB | DISTRIBUTION | WP PUTRAJAYA & CYBERJAYA | Existing |  |  | LVDB | LVDB 1600 A - 2 in 8 out |  | INDOOR | [6 empty] | 1600.000 A | 1970-01-01 |  |  | 5
378358286 | TNB | DISTRIBUTION | WP PUTRAJAYA & CYBERJAYA | Existing |  |  | LVDB | LVDB 1600 A - 2 in 8 out |  | INDOOR | [6 empty] | 1600.000 A | 1970-01-01 |  |  | 2
378358809 | TNB | DISTRIBUTION | WP PUTRAJAYA & CYBERJAYA | Existing |  |  | LVDB | LVDB 1600 A - 2 in 8 out |  | INDOOR | [6 empty] | 1600.000 A | 1970-01-01 |  |  | 6
378358905 | TNB | DISTRIBUTION | WP PUTRAJAYA & CYBERJAYA | Existing |  |  | LVDB | LVDB 1600 A - 2 in 8 out |  | INDOOR | [6 empty] | 1600.000 A | 1970-01-01 |  |  | 2
378359190 | TNB | DISTRIBUTION | WP PUTRAJAYA & CYBERJAYA | Existing |  |  | LVDB | LVDB 1600 A - 2 in 8 out |  | INDOOR | [6 empty] | 1600.000 A | 1970-01-01 |  |  | 6
378359286 | TNB | DISTRIBUTION | WP PUTRAJAYA & CYBERJAYA | Existing |  |  | LVDB | LVDB 1600 A - 2 in 8 out |  | INDOOR | [6 empty] | 1600.000 A | 1970-01-01 |  |  | 2
378359667 | TNB | DISTRIBUTION | WP PUTRAJAYA & CYBERJAYA | Existing |  |  | LVDB | LVDB 1600 A - 2 in 8 out |  | INDOOR | [6 empty] | 1600.000 A | 1970-01-01 |  |  | 3
378359763 | TNB | DISTRIBUTION | WP PUTRAJAYA & CYBERJAYA | Existing |  |  | LVDB | LVDB 1600 A - 2 in 8 out |  | INDOOR | [6 empty] | 1600.000 A | 1970-01-01 |  |  | 3
378360599 | TNB | DISTRIBUTION | WP PUTRAJAYA & CYBERJAYA | Existing |  |  | LVDB | LVDB 1600 A - 2 in 8 out |  | INDOOR | [6 empty] | 1600.000 A | 1970-01-01 |  |  | 6
378360695 | TNB | DISTRIBUTION | WP PUTRAJAYA & CYBERJAYA | Existing |  |  | LVDB | LVDB 1600 A - 2 in 8 out |  | INDOOR | [6 empty] | 1600.000 A | 1970-01-01 |  |  | 2
378360795 | TNB | DISTRIBUTION | WP PUTRAJAYA & CYBERJAYA | Existing |  |  | LVDB | LVDB 1600 A - 2 in 8 out |  | INDOOR | [6 empty] | 1600.000 A | 1970-01-01 |  |  | 4
378360891 | TNB | DISTRIBUTION | WP PUTRAJAYA & CYBERJAYA | Existing |  |  | LVDB | LVDB 1600 A - 2 in 8 out |  | INDOOR | [6 empty] | 1600.000 A | 1970-01-01 |  |  | 2
378360991 | TNB | DISTRIBUTION | WP PUTRAJAYA & CYBERJAYA | Existing |  |  | LVDB | LVDB 1600 A - 2 in 8 out |  | INDOOR | [6 empty] | 1600.000 A | 1970-01-01 |  |  | 5
378361087 | TNB | DISTRIBUTION | WP PUTRAJAYA & CYBERJAYA | Existing |  |  | LVDB | LVDB 1600 A - 2 in 8 out |  | INDOOR | [6 empty] | 1600.000 A | 1970-01-01 |  |  | 1
378361482 | TNB | DISTRIBUTION | WP PUTRAJAYA & CYBERJAYA | Existing |  |  | LVDB | LVDB 1600 A - 2 in 8 out |  | INDOOR | [6 empty] | 1600.000 A | 1970-01-01 |  |  | 6
378362714 | TNB | DISTRIBUTION | WP PUTRAJAYA & CYBERJAYA | Existing |  |  | MINI FEEDER PILLAR | MINI FP 400 A - 2 in 6 out |  | OUTDOOR | RMBT 11 |  |  |  | RMBT | [5 empty] | 0
378362760 | TNB | DISTRIBUTION | WP PUTRAJAYA & CYBERJAYA | Existing |  |  | MINI FEEDER PILLAR | MINI FP 400 A - 2 in 6 out |  | OUTDOOR | RMBT 16 |  |  |  | RMBT | [5 empty] | 0
378362806 | TNB | DISTRIBUTION | WP PUTRAJAYA & CYBERJAYA | Existing |  |  | FEEDER PILLAR | FP 800 A - 2 in 5 out |  | OUTDOOR | RTU 1 |  |  |  | Unknown | [5 empty] | 0
378362846 | TNB | DISTRIBUTION | WP PUTRAJAYA & CYBERJAYA | Existing |  |  | MINI FEEDER PILLAR | MINI FP 400 A - 2 in 6 out |  | OUTDOOR | RMBT 1 |  |  |  | RMBT | [5 empty] | 0
378362892 | TNB | DISTRIBUTION | WP PUTRAJAYA & CYBERJAYA | Existing |  |  | MINI FEEDER PILLAR | MINI FP 400 A - 2 in 6 out |  | OUTDOOR | RMBT 27 |  |  |  | RMBT | [5 empty] | 0
378362938 | TNB | DISTRIBUTION | WP PUTRAJAYA & CYBERJAYA | Existing |  |  | MINI FEEDER PILLAR | MINI FP 400 A - 2 in 6 out |  | OUTDOOR | RMBT 42A |  |  |  | RMBT | [5 empty] | 0
378362984 | TNB | DISTRIBUTION | WP PUTRAJAYA & CYBERJAYA | Existing |  |  | MINI FEEDER PILLAR | MINI FP 400 A - 2 in 6 out |  | OUTDOOR | RMBT 1 |  |  |  | RMBT | [5 empty] | 0
378363030 | TNB | DISTRIBUTION | WP PUTRAJAYA & CYBERJAYA | Existing |  |  | MINI FEEDER PILLAR | MINI FP 400 A - 2 in 6 out |  | OUTDOOR | RMBT 2 |  |  |  | RMBT | [5 empty] | 0
378363076 | TNB | DISTRIBUTION | WP PUTRAJAYA & CYBERJAYA | Existing |  |  | MINI FEEDER PILLAR | MINI FP 400 A - 2 in 6 out |  | OUTDOOR | RMBT 46 |  |  |  | RMBT | [5 empty] | 0
378363122 | TNB | DISTRIBUTION | WP PUTRAJAYA & CYBERJAYA | Existing |  |  | MINI FEEDER PILLAR | MINI FP 400 A - 2 in 6 out |  | OUTDOOR | RMBT 15 |  |  |  | RMBT | [5 empty] | 0
378363168 | TNB | DISTRIBUTION | WP PUTRAJAYA & CYBERJAYA | Existing |  |  | MINI FEEDER PILLAR | MINI FP 400 A - 2 in 6 out |  | OUTDOOR | RMBT 18 |  |  |  | RMBT | [5 empty] | 0
378363214 | TNB | DISTRIBUTION | WP PUTRAJAYA & CYBERJAYA | Existing |  |  | MINI FEEDER PILLAR | MINI FP 400 A - 2 in 6 out |  | OUTDOOR | RMBT 1 |  |  |  | RMBT |  |  |  |  | NO LABEL | 0
378363260 | TNB | DISTRIBUTION | WP PUTRAJAYA & CYBERJAYA | Existing |  |  | MINI FEEDER PILLAR | MINI FP 400 A - 2 in 6 out |  | OUTDOOR | RMBT 60 |  |  |  | RMBT |  |  |  |  | NO LABEL | 0
378363306 | TNB | DISTRIBUTION | WP PUTRAJAYA & CYBERJAYA | Existing |  |  | MINI FEEDER PILLAR | MINI FP 400 A - 2 in 6 out |  | OUTDOOR | RMBT 61 |  |  |  | RMBT | [5 empty] | 0
378363352 | TNB | DISTRIBUTION | WP PUTRAJAYA & CYBERJAYA | Existing |  |  | MINI FEEDER PILLAR | MINI FP 400 A - 2 in 6 out |  | OUTDOOR | RMBT 43 |  |  |  | RMBT |  |  |  |  | NO LABEL | 0
378363398 | TNB | DISTRIBUTION | WP PUTRAJAYA & CYBERJAYA | Existing |  |  | MINI FEEDER PILLAR | MINI FP 400 A - 2 in 6 out |  | OUTDOOR | RMBT 8 |  |  |  | RMBT |  |  |  |  | NO LABEL | 0
378363444 | TNB | DISTRIBUTION | WP PUTRAJAYA & CYBERJAYA | Existing |  |  | MINI FEEDER PILLAR | MINI FP 400 A - 2 in 6 out |  | OUTDOOR | RMBT 96 |  |  |  | RMBT | [5 empty] | 0
378363490 | TNB | DISTRIBUTION | WP PUTRAJAYA & CYBERJAYA | Existing |  |  | MINI FEEDER PILLAR | MINI FP 400 A - 2 in 6 out |  | OUTDOOR | RMBT 66 |  |  |  | RMBT |  |  |  |  | NO LABEL | 0
378363536 | TNB | DISTRIBUTION | WP PUTRAJAYA & CYBERJAYA | Existing |  |  | MINI FEEDER PILLAR | MINI FP 400 A - 2 in 6 out |  | OUTDOOR | RMBT 50 |  |  |  | RMBT | [5 empty] | 0
378363537 | TNB | DISTRIBUTION | WP PUTRAJAYA & CYBERJAYA | Existing |  |  | MINI FEEDER PILLAR | MINI FP 400 A - 2 in 6 out |  | OUTDOOR | RMBT 48 |  |  |  | RMBT | [5 empty] | 0
378363628 | TNB | DISTRIBUTION | WP PUTRAJAYA & CYBERJAYA | Existing |  |  | MINI FEEDER PILLAR | MINI FP 400 A - 2 in 6 out |  | OUTDOOR | RMBT 32 |  |  |  | RMBT |  |  |  |  | NO LABEL | 0
378363674 | TNB | DISTRIBUTION | WP PUTRAJAYA & CYBERJAYA | Existing |  |  | MINI FEEDER PILLAR | MINI FP 400 A - 2 in 6 out |  | OUTDOOR | RMBT 16 |  |  |  | RMBT |  |  |  |  | NO LABEL | 0
378363675 | TNB | DISTRIBUTION | WP PUTRAJAYA & CYBERJAYA | Existing |  |  | MINI FEEDER PILLAR | MINI FP 400 A - 2 in 6 out |  | OUTDOOR | RMBT 15 |  |  |  | RMBT |  |  |  |  | NO LABEL | 0
378363766 | TNB | DISTRIBUTION | WP PUTRAJAYA & CYBERJAYA | Existing |  |  | MINI FEEDER PILLAR | MINI FP 400 A - 2 in 6 out |  | OUTDOOR | RMBT 31 |  |  |  | RMBT |  |  |  |  | NO LABEL | 0
378363812 | TNB | DISTRIBUTION | WP PUTRAJAYA & CYBERJAYA | Existing |  |  | MINI FEEDER PILLAR | MINI FP 400 A - 2 in 6 out |  | OUTDOOR | RMBT 41 |  |  |  | RMBT |  |  |  |  | NO LABEL | 0
378363858 | TNB | DISTRIBUTION | WP PUTRAJAYA & CYBERJAYA | Existing |  |  | MINI FEEDER PILLAR | MINI FP 400 A - 2 in 6 out |  | OUTDOOR | RMBT 23 |  |  |  | RMBT | [5 empty] | 0
378363904 | TNB | DISTRIBUTION | WP PUTRAJAYA & CYBERJAYA | Existing |  |  | FEEDER PILLAR | FP 800 A - 2 in 5 out |  | OUTDOOR | FP 10/1 |  |  |  | Unknown | [5 empty] | 0
378363948 | TNB | DISTRIBUTION | WP PUTRAJAYA & CYBERJAYA | Existing |  |  | MINI FEEDER PILLAR | MINI FP 400 A - 2 in 6 out |  | OUTDOOR | N/A |  |  |  | RMBT |  |  |  |  | M5752 | 0
378363949 | TNB | DISTRIBUTION | WP PUTRAJAYA & CYBERJAYA | Existing |  |  | MINI FEEDER PILLAR | MINI FP 400 A - 2 in 6 out |  | OUTDOOR | N/A |  |  |  | RMBT |  |  |  |  | M5780 | 0
378364040 | TNB | DISTRIBUTION | WP PUTRAJAYA & CYBERJAYA | Existing |  |  | MINI FEEDER PILLAR | MINI FP 400 A - 2 in 6 out |  | OUTDOOR | N/A |  |  |  | RMBT |  |  |  |  | M5846 | 0
378364041 | TNB | DISTRIBUTION | WP PUTRAJAYA & CYBERJAYA | Existing |  |  | MINI FEEDER PILLAR | MINI FP 400 A - 2 in 6 out |  | OUTDOOR | FP 8/2 |  |  |  | RMBT | [5 empty] | 0
378364132 | TNB | DISTRIBUTION | WP PUTRAJAYA & CYBERJAYA | Existing |  |  | MINI FEEDER PILLAR | MINI FP 400 A - 2 in 6 out |  | OUTDOOR | N/A |  |  |  | RMBT | [5 empty] | 0
378364133 | TNB | DISTRIBUTION | WP PUTRAJAYA & CYBERJAYA | Existing |  |  | MINI FEEDER PILLAR | MINI FP 400 A - 2 in 6 out |  | OUTDOOR | N/A |  |  |  | RMBT | [5 empty] | 0
378364269 | TNB | DISTRIBUTION | WP PUTRAJAYA & CYBERJAYA | Existing |  |  | MINI FEEDER PILLAR | MINI FP 400 A - 2 in 6 out |  | OUTDOOR | FP 12 | [8 empty] | M0239 | 0
378364319 | TNB | DISTRIBUTION | WP PUTRAJAYA & CYBERJAYA | Existing |  |  | MINI FEEDER PILLAR | MINI FP 400 A - 2 in 6 out |  | OUTDOOR | FP 9 | [8 empty] | M0292 | 0
378364369 | TNB | DISTRIBUTION | WP PUTRAJAYA & CYBERJAYA | Existing |  |  | MINI FEEDER PILLAR | MINI FP 400 A - 2 in 6 out |  | OUTDOOR | FP2 |  |  |  | Unknown |  |  |  |  | M0682 | 0
378364415 | TNB | DISTRIBUTION | WP PUTRAJAYA & CYBERJAYA | Existing |  |  | MINI FEEDER PILLAR | MINI FP 400 A - 2 in 6 out |  | OUTDOOR | FP 48 | [8 empty] | M0691 | 0
378364506 | TNB | DISTRIBUTION | WP PUTRAJAYA & CYBERJAYA | Existing |  |  | FEEDER PILLAR | FP 800 A - 2 in 5 out |  | OUTDOOR | FP 28 | [8 empty] | M0300 | 0
378364546 | TNB | DISTRIBUTION | WP PUTRAJAYA & CYBERJAYA | Existing |  |  | MINI FEEDER PILLAR | MINI FP 400 A - 2 in 6 out |  | OUTDOOR | FP 26 | [8 empty] | M0713 | 0
378364592 | TNB | DISTRIBUTION | WP PUTRAJAYA & CYBERJAYA | Existing |  |  | MINI FEEDER PILLAR | MINI FP 400 A - 2 in 6 out |  | OUTDOOR | FP 8 | [8 empty] | M0289 | 0
378364638 | TNB | DISTRIBUTION | WP PUTRAJAYA & CYBERJAYA | Existing |  |  | MINI FEEDER PILLAR | MINI FP 400 A - 2 in 6 out |  | OUTDOOR | FP 56 | [8 empty] | M0288 | 0
378364684 | TNB | DISTRIBUTION | WP PUTRAJAYA & CYBERJAYA | Existing |  |  | MINI FEEDER PILLAR | MINI FP 400 A - 2 in 6 out |  | OUTDOOR | FP 11 | [8 empty] | M0293 | 0
378364769 | TNB | DISTRIBUTION | WP PUTRAJAYA & CYBERJAYA | Existing |  |  | MINI FEEDER PILLAR | MINI FP 400 A - 2 in 6 out |  | OUTDOOR | FP 12 | [8 empty] | M0295 | 0
378364815 | TNB | DISTRIBUTION | WP PUTRAJAYA & CYBERJAYA | Existing |  |  | MINI FEEDER PILLAR | MINI FP 400 A - 2 in 6 out |  | OUTDOOR | MINI F/P NO 27 |  |  |  | Unknown |  |  |  |  | JLN P9 A/3 | 0
378364861 | TNB | DISTRIBUTION | WP PUTRAJAYA & CYBERJAYA | Existing |  |  | MINI FEEDER PILLAR | MINI FP 400 A - 2 in 6 out |  | OUTDOOR | MINI F/P NO 20 |  |  |  | Unknown |  |  |  |  | JLN P9 A/3 | 0
378364907 | TNB | DISTRIBUTION | WP PUTRAJAYA & CYBERJAYA | Existing |  |  | MINI FEEDER PILLAR | MINI FP 400 A - 2 in 6 out |  | OUTDOOR | FP 7 |  |  |  | Unknown | [5 empty] | 0
378364953 | TNB | DISTRIBUTION | WP PUTRAJAYA & CYBERJAYA | Existing |  |  | MINI FEEDER PILLAR | MINI FP 400 A - 2 in 6 out |  | OUTDOOR | MINI F/P NO40 |  |  |  | Unknown |  |  |  |  | JLN P9 A/4 | 0
378364999 | TNB | DISTRIBUTION | WP PUTRAJAYA & CYBERJAYA | Existing |  |  | MINI FEEDER PILLAR | MINI FP 400 A - 2 in 6 out |  | OUTDOOR | MINI F/P NO16 |  |  |  | Unknown |  |  |  |  | JLN P9 A/4 | 0
378365045 | TNB | DISTRIBUTION | WP PUTRAJAYA & CYBERJAYA | Existing |  |  | MINI FEEDER PILLAR | MINI FP 400 A - 2 in 6 out |  | OUTDOOR | MINI F/P NO 17 |  |  |  | Unknown |  |  |  |  | JLN P9 A/4 | 0
378365091 | TNB | DISTRIBUTION | WP PUTRAJAYA & CYBERJAYA | Existing |  |  | MINI FEEDER PILLAR | MINI FP 400 A - 2 in 6 out |  | OUTDOOR | MINI F/P NO 18 |  |  |  | Unknown |  |  |  |  | JLN P9 A/5 | 0
378365092 | TNB | DISTRIBUTION | WP PUTRAJAYA & CYBERJAYA | Existing |  |  | MINI FEEDER PILLAR | MINI FP 400 A - 2 in 6 out |  | OUTDOOR | MINI F/P NO 19 |  |  |  | Unknown |  |  |  |  | JLN P9 A/5 | 0
378365183 | TNB | DISTRIBUTION | WP PUTRAJAYA & CYBERJAYA | Existing |  |  | MINI FEEDER PILLAR | MINI FP 400 A - 2 in 6 out |  | OUTDOOR | FP 84 |  |  |  | RMBT | [5 empty] | 0
378365229 | TNB | DISTRIBUTION | WP PUTRAJAYA & CYBERJAYA | Existing |  |  | MINI FEEDER PILLAR | MINI FP 400 A - 2 in 6 out |  | OUTDOOR | FP 66 |  |  |  | RMBT | [5 empty] | 0
378365276 | TNB | DISTRIBUTION | WP PUTRAJAYA & CYBERJAYA | Existing |  |  | MINI FEEDER PILLAR | MINI FP 400 A - 2 in 6 out |  | OUTDOOR | N/A |  |  |  | RMBT | [5 empty] | 0
378365322 | TNB | DISTRIBUTION | WP PUTRAJAYA & CYBERJAYA | Existing |  |  | MINI FEEDER PILLAR | MINI FP 400 A - 2 in 6 out |  | OUTDOOR | N/A |  |  |  | RMBT | [5 empty] | 0
378365368 | TNB | DISTRIBUTION | WP PUTRAJAYA & CYBERJAYA | Existing |  |  | MINI FEEDER PILLAR | MINI FP 400 A - 2 in 6 out |  | OUTDOOR | FP 64 |  |  |  | RMBT | [5 empty] | 0
378365414 | TNB | DISTRIBUTION | WP PUTRAJAYA & CYBERJAYA | Existing |  |  | MINI FEEDER PILLAR | MINI FP 400 A - 2 in 6 out |  | OUTDOOR | FP 58 |  |  |  | RMBT | [5 empty] | 0
378365460 | TNB | DISTRIBUTION | WP PUTRAJAYA & CYBERJAYA | Existing |  |  | MINI FEEDER PILLAR | MINI FP 400 A - 2 in 6 out |  | OUTDOOR | FP 30 |  |  |  | RMBT | [5 empty] | 0
378365506 | TNB | DISTRIBUTION | WP PUTRAJAYA & CYBERJAYA | Existing |  |  | MINI FEEDER PILLAR | MINI FP 400 A - 2 in 6 out |  | OUTDOOR | FP 15 |  |  |  | RMBT | [5 empty] | 0
378365507 | TNB | DISTRIBUTION | WP PUTRAJAYA & CYBERJAYA | Existing |  |  | MINI FEEDER PILLAR | MINI FP 400 A - 2 in 6 out |  | OUTDOOR | FP 16 |  |  |  | RMBT | [5 empty] | 0
378365508 | TNB | DISTRIBUTION | WP PUTRAJAYA & CYBERJAYA | Existing |  |  | MINI FEEDER PILLAR | MINI FP 400 A - 2 in 6 out |  | OUTDOOR | FP 4 |  |  |  | RMBT | [5 empty] | 0
378365509 | TNB | DISTRIBUTION | WP PUTRAJAYA & CYBERJAYA | Existing |  |  | MINI FEEDER PILLAR | MINI FP 400 A - 2 in 6 out |  | OUTDOOR | FP 3 |  |  |  | RMBT | [5 empty] | 0
378365691 | TNB | DISTRIBUTION | WP PUTRAJAYA & CYBERJAYA | Existing |  |  | MINI FEEDER PILLAR | MINI FP 400 A - 2 in 6 out |  | OUTDOOR | FP 36 |  |  |  | RMBT | [5 empty] | 0
378365737 | TNB | DISTRIBUTION | WP PUTRAJAYA & CYBERJAYA | Existing |  |  | MINI FEEDER PILLAR | MINI FP 400 A - 2 in 6 out |  | OUTDOOR | FP 32 |  |  |  | RMBT | [5 empty] | 0
378365801 | TNB | DISTRIBUTION | WP PUTRAJAYA & CYBERJAYA | Existing |  |  | MINI FEEDER PILLAR | MINI FP 400 A - 2 in 6 out |  | OUTDOOR | FP 12 |  |  |  | RMBT | [5 empty] | 0
378365903 | TNB | DISTRIBUTION | WP PUTRAJAYA & CYBERJAYA | Existing |  |  | LVDB | LVDB 1600 A - 2 in 8 out |  | INDOOR | [6 empty] | 1600.000 A | 1970-01-01 |  |  | 7
378366024 | TNB | DISTRIBUTION | WP PUTRAJAYA & CYBERJAYA | Existing |  |  | LVDB | LVDB 1600 A - 2 in 8 out |  | INDOOR | [6 empty] | 1600.000 A | 1970-01-01 |  |  | 2
378366385 | TNB | DISTRIBUTION | WP PUTRAJAYA & CYBERJAYA | Existing |  |  | LVDB | LVDB 1600 A - 2 in 10 out (CS) |  | INDOOR | [6 empty] | 1600.000 A | 1970-01-01 |  |  | 4
378366491 | TNB | DISTRIBUTION | WP PUTRAJAYA & CYBERJAYA | Existing |  |  | LVDB | LVDB 1600 A - 2 in 10 out (CS) |  | INDOOR | [6 empty] | 1600.000 A | 1970-01-01 |  |  | 2
378366645 | TNB | DISTRIBUTION | WP PUTRAJAYA & CYBERJAYA | Existing |  |  | LVDB | LVDB 1600 A - 2 in 8 out |  | INDOOR | [6 empty] | 1600.000 A | 1970-01-01 |  |  | 5
378366741 | TNB | DISTRIBUTION | WP PUTRAJAYA & CYBERJAYA | Existing |  |  | LVDB | LVDB 1600 A - 2 in 8 out |  | INDOOR | [6 empty] | 1600.000 A | 1970-01-01 |  |  | 3
378366845 | TNB | DISTRIBUTION | WP PUTRAJAYA & CYBERJAYA | Existing |  |  | LVDB | LVDB 1600 A - 2 in 8 out | PE 16.06 SEK REN F2 (F1) | INDOOR | [6 empty] | 1600.000 A | 1970-01-01 |  |  | 5
378366941 | TNB | DISTRIBUTION | WP PUTRAJAYA & CYBERJAYA | Existing |  |  | LVDB | LVDB 1600 A - 2 in 8 out |  | INDOOR | [6 empty] | 1600.000 A | 1970-01-01 |  |  | 2
378367042 | TNB | DISTRIBUTION | WP PUTRAJAYA & CYBERJAYA | Existing | VPTJ/PCE/J16071/NDTX1 | 300282906 | LVDB | LVDB 1600 A - 2 in 8 out | PE 16.07 BANGLO (F1) | INDOOR | [6 empty] | 1600.000 A | 1970-01-01 |  |  | 6
378367138 | TNB | DISTRIBUTION | WP PUTRAJAYA & CYBERJAYA | Existing | VPTJ/PCE/J16072/NDTX2 | 300282907 | LVDB | LVDB 1600 A - 2 in 8 out | PE 16.07 BANGLO (F2) | INDOOR | [6 empty] | 1600.000 A | 1970-01-01 |  |  | 2
378367242 | TNB | DISTRIBUTION | WP PUTRAJAYA & CYBERJAYA | Existing |  |  | LVDB | LVDB 1600 A - 2 in 8 out |  | INDOOR | [6 empty] | 1600.000 A | 1970-01-01 |  |  | 5
378367338 | TNB | DISTRIBUTION | WP PUTRAJAYA & CYBERJAYA | Existing |  |  | LVDB | LVDB 1600 A - 2 in 8 out |  | INDOOR | [6 empty] | 1600.000 A | 1970-01-01 |  |  | 4
378367561 | TNB | DISTRIBUTION | WP PUTRAJAYA & CYBERJAYA | Existing |  |  | LVDB | LVDB 1600 A - 2 in 8 out |  | INDOOR | [6 empty] | 1600.000 A | 1970-01-01 |  |  | 2
378367657 | TNB | DISTRIBUTION | WP PUTRAJAYA & CYBERJAYA | Existing |  |  | LVDB | LVDB 1600 A - 2 in 8 out |  | INDOOR | [6 empty] | 1600.000 A | 1970-01-01 |  |  | 6
378367753 | TNB | DISTRIBUTION | WP PUTRAJAYA & CYBERJAYA | Existing |  |  | LVDB | LVDB 1600 A - 2 in 8 out |  | INDOOR | [6 empty] | 1600.000 A | 1970-01-01 |  |  | 4
378367855 | TNB | DISTRIBUTION | WP PUTRAJAYA & CYBERJAYA | Existing |  |  | LVDB | LVDB 1600 A - 2 in 8 out |  | INDOOR | [6 empty] | 1600.000 A | 1970-01-01 |  |  | 6
378367951 | TNB | DISTRIBUTION | WP PUTRAJAYA & CYBERJAYA | Existing |  |  | LVDB | LVDB 1600 A - 2 in 8 out |  | INDOOR | [6 empty] | 1600.000 A | 1970-01-01 |  |  | 4
378368210 | TNB | DISTRIBUTION | WP PUTRAJAYA & CYBERJAYA | Existing |  |  | LVDB | LVDB 1600 A - 2 in 8 out |  | INDOOR | [6 empty] | 1600.000 A | 1970-01-01 |  |  | 4
378368310 | TNB | DISTRIBUTION | WP PUTRAJAYA & CYBERJAYA | Existing |  |  | LVDB | LVDB 1600 A - 2 in 8 out |  | INDOOR | [6 empty] | 1600.000 A | 1970-01-01 |  |  | 2
378368413 | TNB | DISTRIBUTION | WP PUTRAJAYA & CYBERJAYA | Existing |  |  | LVDB | LVDB 1600 A - 2 in 8 out |  | INDOOR | [6 empty] | 1600.000 A | 1970-01-01 |  |  | 6
378368509 | TNB | DISTRIBUTION | WP PUTRAJAYA & CYBERJAYA | Existing |  |  | LVDB | LVDB 1600 A - 2 in 8 out |  | INDOOR | [6 empty] | 1600.000 A | 1970-01-01 |  |  | 2
378368636 | TNB | DISTRIBUTION | WP PUTRAJAYA & CYBERJAYA | Existing |  |  | LVDB | LVDB 1600 A - 2 in 10 out (CS) |  | INDOOR | [6 empty] | 1600.000 A | 1970-01-01 |  |  | 2
378368796 | TNB | DISTRIBUTION | WP PUTRAJAYA & CYBERJAYA | Existing |  |  | LVDB | LVDB 1600 A - 2 in 10 out (CS) |  | INDOOR | [6 empty] | 1600.000 A | 1970-01-01 |  |  | 2
378368902 | TNB | DISTRIBUTION | WP PUTRAJAYA & CYBERJAYA | Existing |  |  | LVDB | LVDB 1600 A - 2 in 10 out (CS) |  | INDOOR | [6 empty] | 1600.000 A | 1970-01-01 |  |  | 2
378369008 | TNB | DISTRIBUTION | WP PUTRAJAYA & CYBERJAYA | Existing |  |  | LVDB | LVDB 1600 A - 2 in 10 out (CS) |  | INDOOR | [6 empty] | 1600.000 A | 1970-01-01 |  |  | 2
378369340 | TNB | DISTRIBUTION | WP PUTRAJAYA & CYBERJAYA | Existing |  |  | LVDB | LVDB 1600 A - 2 in 10 out (CS) |  | INDOOR | [6 empty] | 1600.000 A | 1970-01-01 |  |  | 2
378369728 | TNB | DISTRIBUTION | WP PUTRAJAYA & CYBERJAYA | Existing |  |  | LVDB | LVDB 1600 A - 2 in 8 out |  | INDOOR | [6 empty] | 1600.000 A | 1970-01-01 |  |  | 5
378369785 | TNB | DISTRIBUTION | WP PUTRAJAYA & CYBERJAYA | Existing |  |  | LVDB | LVDB 1600 A - 2 in 8 out |  | INDOOR | [6 empty] | 1600.000 A | 1970-01-01 |  |  | 2
378369944 | TNB | DISTRIBUTION | WP PUTRAJAYA & CYBERJAYA | Existing |  |  | LVDB | LVDB 1600 A - 2 in 8 out |  | INDOOR | [6 empty] | 1600.000 A | 1970-01-01 |  |  | 2
378370001 | TNB | DISTRIBUTION | WP PUTRAJAYA & CYBERJAYA | Existing |  |  | LVDB | LVDB 1600 A - 2 in 8 out |  | INDOOR | [6 empty] | 1600.000 A | 1970-01-01 |  |  | 2
378370304 | TNB | DISTRIBUTION | WP PUTRAJAYA & CYBERJAYA | Existing |  |  | MINI FEEDER PILLAR | MINI FP 400 A - 2 in 6 out | PE 18.09 | OUTDOOR | FP NO.4 |  |  |  | Unknown | [5 empty] | 0
378383272 | TNB | DISTRIBUTION | WP PUTRAJAYA & CYBERJAYA | Existing |  |  | LVDB | LVDB 1600 A - 2 in 8 out |  | INDOOR | [6 empty] | 1600.000 A | 1970-01-01 |  |  | 0
378383329 | TNB | DISTRIBUTION | WP PUTRAJAYA & CYBERJAYA | Existing |  |  | LVDB | LVDB 1600 A - 2 in 8 out |  | INDOOR | [6 empty] | 1600.000 A | 1970-01-01 |  |  | 0
378383430 | TNB | DISTRIBUTION | WP PUTRAJAYA & CYBERJAYA | Existing |  |  | LVDB | LVDB 1600 A - 2 in 10 out (CS) | PE 23.14 GLOMAC 2B | INDOOR | [6 empty] | 1600.000 A | 1970-01-01 |  |  | 1
378383539 | TNB | DISTRIBUTION | WP PUTRAJAYA & CYBERJAYA | Existing |  |  | LVDB | LVDB 1600 A - 2 in 10 out (CS) | PE 23.13 GLOMAC 2A | INDOOR | [6 empty] | 1600.000 A | 1970-01-01 |  |  | 1
378383843 | TNB | DISTRIBUTION | WP PUTRAJAYA & CYBERJAYA | Existing |  |  | LVDB | LVDB 1600 A - 2 in 8 out |  | INDOOR | [6 empty] | 1600.000 A | 1970-01-01 |  |  | 1
378384044 | TNB | DISTRIBUTION | WP PUTRAJAYA & CYBERJAYA | Existing |  |  | LVDB | LVDB 1600 A - 2 in 10 out (CS) |  | INDOOR | [6 empty] | 1600.000 A | 1970-01-01 |  |  | 0
378386191 | TNB | DISTRIBUTION | WP PUTRAJAYA & CYBERJAYA | Existing |  |  | LVDB | LVDB 1600 A - 2 in 8 out |  | INDOOR | 068 | [5 empty] | 1600.000 A | 1970-01-01 |  |  | 4
378386417 | TNB | DISTRIBUTION | WP PUTRAJAYA & CYBERJAYA | Existing |  |  | LVDB | LVDB 1600 A - 2 in 8 out |  | INDOOR | [6 empty] | 1600.000 A | 1970-01-01 |  |  | 0
378386474 | TNB | DISTRIBUTION | WP PUTRAJAYA & CYBERJAYA | Existing |  |  | LVDB | LVDB 1600 A - 2 in 8 out |  | INDOOR | [6 empty] | 1600.000 A | 1970-01-01 |  |  | 0
378386588 | TNB | DISTRIBUTION | WP PUTRAJAYA & CYBERJAYA | Existing |  |  | LVDB | LVDB 1600 A - 2 in 8 out |  | INDOOR | [6 empty] | 1600.000 A | 1970-01-01 |  |  | 2
378386645 | TNB | DISTRIBUTION | WP PUTRAJAYA & CYBERJAYA | Existing | VCBJ/PCE/J25041/NDTX1 | 310339291 | LVDB | LVDB 1600 A - 2 in 8 out | PE 25.04 | INDOOR | [6 empty] | 1600.000 A | 1970-01-01 |  |  | 2
378386792 | TNB | DISTRIBUTION | WP PUTRAJAYA & CYBERJAYA | Existing |  |  | LVDB | LVDB 1600 A - 2 in 8 out |  | INDOOR | [6 empty] | 1600.000 A | 1970-01-01 |  |  | 1
378386886 | TNB | DISTRIBUTION | WP PUTRAJAYA & CYBERJAYA | Existing |  |  | LVDB | LVDB 1600 A - 2 in 8 out |  | INDOOR | [6 empty] | 1600.000 A | 1970-01-01 |  |  | 2
378386984 | TNB | DISTRIBUTION | WP PUTRAJAYA & CYBERJAYA | Existing | VCBJ/PCE/J23031/NDTX1 | 300454683 | LVDB | LVDB 1600 A - 2 in 8 out | PE 23.03 MUTIARA VILLE 1 | INDOOR |  |  |  | TOP RANK |  | DFP AS 386 |  | 1970-01-01 | FEEDER PILLAR,LV,DIN,800A,TOPRANK. |  | 2
378387078 | TNB | DISTRIBUTION | WP PUTRAJAYA & CYBERJAYA | Existing | VCBJ/PCE/J23041/NDTX1 | 300454735 | LVDB | LVDB 1600 A - 2 in 8 out | PE 23.04 MUTIARA VILLE 2 | INDOOR |  |  |  | TOPRANK |  | AS-1114 |  | 1970-01-01 | FEEDER PILLAR,LV,DIN,800A,TOPRANK. |  | 0
378404493 | TNB | DISTRIBUTION | WP PUTRAJAYA & CYBERJAYA | Existing |  |  | LVDB | LVDB 1600 A - 2 in 8 out |  | INDOOR | [6 empty] | 1600.000 A | 1970-01-01 |  |  | 4
378404589 | TNB | DISTRIBUTION | WP PUTRAJAYA & CYBERJAYA | Existing |  |  | LVDB | LVDB 1600 A - 2 in 8 out |  | INDOOR | [6 empty] | 1600.000 A | 1970-01-01 |  |  | 4
378405055 | TNB | DISTRIBUTION | WP PUTRAJAYA & CYBERJAYA | Existing | VPTJ/PCE/J01561/NDTX1 | 300282506 | LVDB | LVDB 1600 A - 2 in 8 out | PE 1.56 SEK.MEN.ALAM SHAH (F1) | INDOOR | [6 empty] | 1600.000 A | 1970-01-01 |  |  | 7
378405151 | TNB | DISTRIBUTION | WP PUTRAJAYA & CYBERJAYA | Existing |  |  | LVDB | LVDB 1600 A - 2 in 8 out | PE 1.56 SEK.MEN.ALAM SHAH (F2) | INDOOR | [6 empty] | 1600.000 A | 1970-01-01 |  |  | 3
378405247 | TNB | DISTRIBUTION | WP PUTRAJAYA & CYBERJAYA | Existing |  |  | LVDB | LVDB 1600 A - 2 in 8 out |  | INDOOR | [6 empty] | 1600.000 A | 1970-01-01 |  |  | 10
378405343 | TNB | DISTRIBUTION | WP PUTRAJAYA & CYBERJAYA | Existing |  |  | LVDB | LVDB 1600 A - 2 in 8 out |  | INDOOR | [6 empty] | 1600.000 A | 1970-01-01 |  |  | 1
378405602 | TNB | DISTRIBUTION | WP PUTRAJAYA & CYBERJAYA | Existing |  |  | LVDB | LVDB 1600 A - 2 in 8 out |  | INDOOR | [6 empty] | 1600.000 A | 1970-01-01 |  |  | 7
378405705 | TNB | DISTRIBUTION | WP PUTRAJAYA & CYBERJAYA | Existing |  |  | LVDB | LVDB 1600 A - 2 in 8 out |  | INDOOR | [6 empty] | 1600.000 A | 1970-01-01 |  |  | 5
378405968 | TNB | DISTRIBUTION | WP PUTRAJAYA & CYBERJAYA | Existing |  |  | LVDB | LVDB 1600 A - 2 in 8 out |  | INDOOR | [6 empty] | 1600.000 A | 1970-01-01 |  |  | 2
378406071 | TNB | DISTRIBUTION | WP PUTRAJAYA & CYBERJAYA | Existing |  |  | LVDB | LVDB 1600 A - 2 in 8 out |  | INDOOR | [6 empty] | 1600.000 A | 1970-01-01 |  |  | 2
378406373 | TNB | DISTRIBUTION | WP PUTRAJAYA & CYBERJAYA | Existing |  |  | LVDB | LVDB 1600 A - 2 in 10 out (CS) |  | INDOOR | [6 empty] | 1600.000 A | 1970-01-01 |  |  | 2
378406571 | TNB | DISTRIBUTION | WP PUTRAJAYA & CYBERJAYA | Existing |  |  | LVDB | LVDB 1600 A - 2 in 8 out |  | INDOOR | [6 empty] | 1600.000 A | 1970-01-01 |  |  | 2
378406665 | TNB | DISTRIBUTION | WP PUTRAJAYA & CYBERJAYA | Existing |  |  | LVDB | LVDB 1600 A - 2 in 8 out |  | INDOOR | [6 empty] | 1600.000 A | 1970-01-01 |  |  | 2
378406759 | TNB | DISTRIBUTION | WP PUTRAJAYA & CYBERJAYA | Existing |  |  | LVDB | LVDB 1600 A - 2 in 8 out |  | INDOOR | [6 empty] | 1600.000 A | 1970-01-01 |  |  | 4
378406855 | TNB | DISTRIBUTION | WP PUTRAJAYA & CYBERJAYA | Existing |  |  | LVDB | LVDB 1600 A - 2 in 8 out |  | INDOOR | [6 empty] | 1600.000 A | 1970-01-01 |  |  | 2
378406949 | TNB | DISTRIBUTION | WP PUTRAJAYA & CYBERJAYA | Existing |  |  | LVDB | LVDB 1600 A - 2 in 8 out |  | INDOOR | [6 empty] | 1600.000 A | 1970-01-01 |  |  | 2
378407045 | TNB | DISTRIBUTION | WP PUTRAJAYA & CYBERJAYA | Existing |  |  | LVDB | LVDB 1600 A - 2 in 8 out |  | INDOOR | [6 empty] | 1600.000 A | 1970-01-01 |  |  | 4
378407139 | TNB | DISTRIBUTION | WP PUTRAJAYA & CYBERJAYA | Existing |  |  | LVDB | LVDB 1600 A - 2 in 8 out |  | INDOOR | [6 empty] | 1600.000 A | 1970-01-01 |  |  | 6
378407235 | TNB | DISTRIBUTION | WP PUTRAJAYA & CYBERJAYA | Existing |  |  | LVDB | LVDB 1600 A - 2 in 8 out |  | INDOOR | [6 empty] | 1600.000 A | 1970-01-01 |  |  | 3
378407383 | TNB | DISTRIBUTION | WP PUTRAJAYA & CYBERJAYA | Existing |  |  | LVDB | LVDB 1600 A - 2 in 8 out |  | INDOOR | [6 empty] | 1600.000 A | 1970-01-01 |  |  | 6
378407479 | TNB | DISTRIBUTION | WP PUTRAJAYA & CYBERJAYA | Existing |  |  | LVDB | LVDB 1600 A - 2 in 8 out |  | INDOOR | [6 empty] | 1600.000 A | 1970-01-01 |  |  | 2
378407575 | TNB | DISTRIBUTION | WP PUTRAJAYA & CYBERJAYA | Existing |  |  | LVDB | LVDB 1600 A - 2 in 8 out |  | INDOOR | [6 empty] | 1600.000 A | 1970-01-01 |  |  | 6
378407671 | TNB | DISTRIBUTION | WP PUTRAJAYA & CYBERJAYA | Existing |  |  | LVDB | LVDB 1600 A - 2 in 8 out |  | INDOOR | [6 empty] | 1600.000 A | 1970-01-01 |  |  | 3
378407765 | TNB | DISTRIBUTION | WP PUTRAJAYA & CYBERJAYA | Existing |  |  | LVDB | LVDB 1600 A - 2 in 8 out |  | INDOOR | [6 empty] | 1600.000 A | 1970-01-01 |  |  | 5
378407861 | TNB | DISTRIBUTION | WP PUTRAJAYA & CYBERJAYA | Existing |  |  | LVDB | LVDB 1600 A - 2 in 8 out |  | INDOOR | [6 empty] | 1600.000 A | 1970-01-01 |  |  | 3
378407957 | TNB | DISTRIBUTION | WP PUTRAJAYA & CYBERJAYA | Existing |  |  | LVDB | LVDB 1600 A - 2 in 8 out | PE 15.47 APARTMENT ALAM DESA (F1) | INDOOR | [6 empty] | 1600.000 A | 1970-01-01 |  |  | 4
378408053 | TNB | DISTRIBUTION | WP PUTRAJAYA & CYBERJAYA | Existing |  |  | LVDB | LVDB 1600 A - 2 in 8 out |  | INDOOR | [6 empty] | 1600.000 A | 1970-01-01 |  |  | 1
378408147 | TNB | DISTRIBUTION | WP PUTRAJAYA & CYBERJAYA | Existing |  |  | LVDB | LVDB 1600 A - 2 in 8 out |  | INDOOR | [6 empty] | 1600.000 A | 1970-01-01 |  |  | 4
378408243 | TNB | DISTRIBUTION | WP PUTRAJAYA & CYBERJAYA | Existing |  |  | LVDB | LVDB 1600 A - 2 in 8 out |  | INDOOR | [6 empty] | 1600.000 A | 1970-01-01 |  |  | 2
378408337 | TNB | DISTRIBUTION | WP PUTRAJAYA & CYBERJAYA | Existing |  |  | LVDB | LVDB 1600 A - 2 in 8 out |  | INDOOR | [6 empty] | 1600.000 A | 1970-01-01 |  |  | 7
378408433 | TNB | DISTRIBUTION | WP PUTRAJAYA & CYBERJAYA | Existing |  |  | LVDB | LVDB 1600 A - 2 in 8 out |  | INDOOR | [6 empty] | 1600.000 A | 1970-01-01 |  |  | 4
378408527 | TNB | DISTRIBUTION | WP PUTRAJAYA & CYBERJAYA | Existing |  |  | LVDB | LVDB 1600 A - 2 in 8 out |  | INDOOR | [6 empty] | 1600.000 A | 1970-01-01 |  |  | 4
378408623 | TNB | DISTRIBUTION | WP PUTRAJAYA & CYBERJAYA | Existing |  |  | LVDB | LVDB 1600 A - 2 in 8 out |  | INDOOR | [6 empty] | 1600.000 A | 1970-01-01 |  |  | 1
378408717 | TNB | DISTRIBUTION | WP PUTRAJAYA & CYBERJAYA | Existing |  |  | LVDB | LVDB 1600 A - 2 in 8 out |  | INDOOR | [6 empty] | 1600.000 A | 1970-01-01 |  |  | 4
378421643 | TNB | DISTRIBUTION | WP PUTRAJAYA & CYBERJAYA | Existing |  |  | LVDB | LVDB 1600 A - 2 in 8 out |  | INDOOR | [6 empty] | 1600.000 A | 1970-01-01 |  |  | 2
378421700 | TNB | DISTRIBUTION | WP PUTRAJAYA & CYBERJAYA | Existing |  |  | LVDB | LVDB 1600 A - 2 in 8 out |  | INDOOR | [6 empty] | 1600.000 A | 1970-01-01 |  |  | 6
378421993 | TNB | DISTRIBUTION | WP PUTRAJAYA & CYBERJAYA | Existing |  |  | LVDB | LVDB 1600 A - 2 in 8 out |  | INDOOR | [6 empty] | 1600.000 A | 1970-01-01 |  |  | 4
378422050 | TNB | DISTRIBUTION | WP PUTRAJAYA & CYBERJAYA | Existing |  |  | LVDB | LVDB 1600 A - 2 in 8 out |  | INDOOR | [6 empty] | 1600.000 A | 1970-01-01 |  |  | 4
378422618 | TNB | DISTRIBUTION | WP PUTRAJAYA & CYBERJAYA | Existing | VPTJ/PCE/J17091/ND1 | 310288768 | LVDB | LVDB 1600 A - 2 in 8 out | PE 17.09 SEK REN PRESINT 17 (F1) | INDOOR | [6 empty] | 1600.000 A | 1970-01-01 |  |  | 4
378422714 | TNB | DISTRIBUTION | WP PUTRAJAYA & CYBERJAYA | Existing | VPTJ/PCE/J17092/NDTX2 | 310288781 | LVDB | LVDB 1600 A - 2 in 8 out | PE 17.09 SEK REN PRESINT 17 (F2) | INDOOR | [6 empty] | 1600.000 A | 1970-01-01 |  |  | 2
378422865 | TNB | DISTRIBUTION | WP PUTRAJAYA & CYBERJAYA | Existing |  |  | LVDB | LVDB 1600 A - 2 in 10 out (CS) | PE 1.31 PADAT PER. PERDANA | [11 empty] | 2
378422981 | TNB | DISTRIBUTION | WP PUTRAJAYA & CYBERJAYA | Existing |  |  | LVDB | LVDB 1600 A - 2 in 10 out (CS) |  | INDOOR | [6 empty] | 1600.000 A | 1970-01-01 |  |  | 3
378423113 | TNB | DISTRIBUTION | WP PUTRAJAYA & CYBERJAYA | Existing |  |  | LVDB | LVDB 1600 A - 2 in 8 out |  | INDOOR | [6 empty] | 1600.000 A | 1970-01-01 |  |  | 2
378423271 | TNB | DISTRIBUTION | WP PUTRAJAYA & CYBERJAYA | Existing |  |  | LVDB | LVDB 1600 A - 2 in 10 out (CS) | PE 1.59 WETLAND MANAGEMENT | [11 empty] | 0
378423375 | TNB | DISTRIBUTION | WP PUTRAJAYA & CYBERJAYA | Existing |  |  | LVDB | LVDB 1600 A - 2 in 10 out (CS) |  | INDOOR | [6 empty] | 1600.000 A | 1970-01-01 |  |  | 2
378423587 | TNB | DISTRIBUTION | WP PUTRAJAYA & CYBERJAYA | Existing |  |  | LVDB | LVDB 1600 A - 2 in 10 out (CS) |  | INDOOR | [6 empty] | 1600.000 A | 1970-01-01 |  |  | 2
378423695 | TNB | DISTRIBUTION | WP PUTRAJAYA & CYBERJAYA | Existing |  |  | LVDB | LVDB 1600 A - 2 in 10 out (CS) |  | INDOOR | [6 empty] | 1600.000 A | 1970-01-01 |  |  | 2
378423803 | TNB | DISTRIBUTION | WP PUTRAJAYA & CYBERJAYA | Existing |  |  | LVDB | LVDB 1600 A - 2 in 8 out |  | INDOOR | [6 empty] | 1600.000 A | 1970-01-01 |  |  | 5
378423899 | TNB | DISTRIBUTION | WP PUTRAJAYA & CYBERJAYA | Existing |  |  | LVDB | LVDB 1600 A - 2 in 8 out |  | INDOOR | [6 empty] | 1600.000 A | 1970-01-01 |  |  | 3
378424094 | TNB | DISTRIBUTION | WP PUTRAJAYA & CYBERJAYA | Existing |  |  | LVDB | LVDB 1600 A - 2 in 8 out |  | INDOOR | [6 empty] | 1600.000 A | 1970-01-01 |  |  | 2
378424188 | TNB | DISTRIBUTION | WP PUTRAJAYA & CYBERJAYA | Existing |  |  | LVDB | LVDB 1600 A - 2 in 8 out |  | INDOOR | [6 empty] | 1600.000 A | 1970-01-01 |  |  | 2
378424299 | TNB | DISTRIBUTION | WP PUTRAJAYA & CYBERJAYA | Existing |  |  | LVDB | LVDB 1600 A - 2 in 8 out |  | INDOOR | [6 empty] | 1600.000 A | 1970-01-01 |  |  | 5
378424395 | TNB | DISTRIBUTION | WP PUTRAJAYA & CYBERJAYA | Existing |  |  | LVDB | LVDB 1600 A - 2 in 8 out |  | INDOOR | [6 empty] | 1600.000 A | 1970-01-01 |  |  | 3
378424555 | TNB | DISTRIBUTION | WP PUTRAJAYA & CYBERJAYA | Existing |  |  | LVDB | LVDB 1600 A - 2 in 8 out |  | INDOOR | [6 empty] | 1600.000 A | 1970-01-01 |  |  | 6
378424651 | TNB | DISTRIBUTION | WP PUTRAJAYA & CYBERJAYA | Existing |  |  | LVDB | LVDB 1600 A - 2 in 8 out |  | INDOOR | [6 empty] | 1600.000 A | 1970-01-01 |  |  | 3
378424786 | TNB | DISTRIBUTION | WP PUTRAJAYA & CYBERJAYA | Existing |  |  | LVDB | LVDB 1600 A - 2 in 8 out |  | INDOOR | [6 empty] | 1600.000 A | 1970-01-01 |  |  | 7
378424907 | TNB | DISTRIBUTION | WP PUTRAJAYA & CYBERJAYA | Existing |  |  | LVDB | LVDB 1600 A - 2 in 8 out |  | INDOOR | [6 empty] | 1600.000 A | 1970-01-01 |  |  | 4
378425052 | TNB | DISTRIBUTION | WP PUTRAJAYA & CYBERJAYA | Existing |  |  | LVDB | LVDB 1600 A - 2 in 8 out |  | INDOOR | [6 empty] | 1600.000 A | 1970-01-01 |  |  | 1
378425179 | TNB | DISTRIBUTION | WP PUTRAJAYA & CYBERJAYA | Existing | VPTJ/PCE/J01651/NDTX1 | 300520209 | LVDB | LVDB 1600 A - 2 in 8 out | PE 1.65 DATARAN PAHLAWAN F1 | INDOOR | [6 empty] | 1600.000 A | 1970-01-01 |  |  | 7
378425275 | TNB | DISTRIBUTION | WP PUTRAJAYA & CYBERJAYA | Existing |  |  | LVDB | LVDB 1600 A - 2 in 8 out | PE 1.65 DATARAN PAHLAWAN F2 | INDOOR | [6 empty] | 1600.000 A | 1970-01-01 |  |  | 6
378443194 | TNB | DISTRIBUTION | WP PUTRAJAYA & CYBERJAYA | Existing |  |  | LVDB | LVDB 1600 A - 2 in 8 out |  | INDOOR | [6 empty] | 1600.000 A | 1970-01-01 |  |  | 3
378443290 | TNB | DISTRIBUTION | WP PUTRAJAYA & CYBERJAYA | Existing |  |  | LVDB | LVDB 1600 A - 2 in 8 out |  | INDOOR | [6 empty] | 1600.000 A | 1970-01-01 |  |  | 5
378443386 | TNB | DISTRIBUTION | WP PUTRAJAYA & CYBERJAYA | Existing |  |  | LVDB | LVDB 1600 A - 2 in 8 out |  | INDOOR | [6 empty] | 1600.000 A | 1970-01-01 |  |  | 1
378449216 | TNB | DISTRIBUTION | WP PUTRAJAYA & CYBERJAYA | Existing |  |  | FEEDER PILLAR | FP 1600 A - 2 in 8 out |  |  | FP 5/3 | [9 empty] | 0
378449274 | TNB | DISTRIBUTION | WP PUTRAJAYA & CYBERJAYA | Existing |  |  | FEEDER PILLAR | FP 1600 A - 2 in 8 out |  |  | FP 5/1 | [9 empty] | 0
378449389 | TNB | DISTRIBUTION | WP PUTRAJAYA & CYBERJAYA | Existing |  |  | FEEDER PILLAR | FP 1600 A - 2 in 8 out |  |  | FP 5/2 | [9 empty] | 0
378449504 | TNB | DISTRIBUTION | WP PUTRAJAYA & CYBERJAYA | Existing |  |  | FEEDER PILLAR | FP 1600 A - 2 in 8 out | [12 empty] | 0
378449562 | TNB | DISTRIBUTION | WP PUTRAJAYA & CYBERJAYA | Existing |  |  | FEEDER PILLAR | FP 1600 A - 2 in 8 out | [12 empty] | 0
378449620 | TNB | DISTRIBUTION | WP PUTRAJAYA & CYBERJAYA | Existing |  |  | FEEDER PILLAR | FP 1600 A - 2 in 8 out | [12 empty] | 0
378449678 | TNB | DISTRIBUTION | WP PUTRAJAYA & CYBERJAYA | Existing |  |  | LVDB | LVDB 1600 A - 2 in 8 out | PE 5.06 PADAT S/L | [11 empty] | 3
378449735 | TNB | DISTRIBUTION | WP PUTRAJAYA & CYBERJAYA | Existing |  |  | FEEDER PILLAR | FP 800 A - 2 in 5 out |  |  | FP 5/7 | [9 empty] | 0
378449775 | TNB | DISTRIBUTION | WP PUTRAJAYA & CYBERJAYA | Existing |  |  | FEEDER PILLAR | FP 800 A - 2 in 5 out |  |  | FP 5/5 | [9 empty] | 0
378449815 | TNB | DISTRIBUTION | WP PUTRAJAYA & CYBERJAYA | Existing |  |  | FEEDER PILLAR | FP 1600 A - 2 in 8 out |  |  | FP 5/6 | [9 empty] | 0
378449873 | TNB | DISTRIBUTION | WP PUTRAJAYA & CYBERJAYA | Existing |  |  | FEEDER PILLAR | FP 1600 A - 2 in 8 out |  |  | FP 5/6 | [9 empty] | 0
378449931 | TNB | DISTRIBUTION | WP PUTRAJAYA & CYBERJAYA | Existing |  |  | LVDB | LVDB 1600 A - 2 in 8 out | PE 5.04 PADAT S/L | [11 empty] | 4
378464202 | TNB | DISTRIBUTION | WP PUTRAJAYA & CYBERJAYA | Existing |  |  | LVDB | LVDB 1600 A - 2 in 8 out |  | INDOOR | [6 empty] | 1600.000 A | 1970-01-01 |  |  | 3
378464298 | TNB | DISTRIBUTION | WP PUTRAJAYA & CYBERJAYA | Existing |  |  | LVDB | LVDB 1600 A - 2 in 8 out |  | INDOOR | [6 empty] | 1600.000 A | 1970-01-01 |  |  | 1
378464392 | TNB | DISTRIBUTION | WP PUTRAJAYA & CYBERJAYA | Existing |  |  | LVDB | LVDB 1600 A - 2 in 8 out |  | INDOOR | [6 empty] | 1600.000 A | 1970-01-01 |  |  | 3
378464486 | TNB | DISTRIBUTION | WP PUTRAJAYA & CYBERJAYA | Existing |  |  | LVDB | LVDB 1600 A - 2 in 8 out |  | INDOOR | [6 empty] | 1600.000 A | 1970-01-01 |  |  | 2
378494692 | TNB | DISTRIBUTION | WP PUTRAJAYA & CYBERJAYA | Existing |  |  | LVDB | LVDB 1600 A - 2 in 8 out |  | INDOOR | [6 empty] | 1600.000 A | 1970-01-01 |  |  | 3
378495856 | TNB | DISTRIBUTION | WP PUTRAJAYA & CYBERJAYA | Existing | VPTJ/PCE/J08361/NDTX1 | 310303859 | LVDB | LVDB 1600 A - 2 in 8 out | PE 8.36 | INDOOR | [6 empty] | 1600.000 A | 1970-01-01 |  |  | 2
378496326 | TNB | DISTRIBUTION | WP PUTRAJAYA & CYBERJAYA | Existing |  |  | LVDB | LVDB 1600 A - 2 in 8 out | PE 8.32 TERES 8-4H (F1) | INDOOR | [6 empty] | 1600.000 A | 1970-01-01 |  |  | 5
378496420 | TNB | DISTRIBUTION | WP PUTRAJAYA & CYBERJAYA | Existing |  |  | LVDB | LVDB 1600 A - 2 in 8 out |  | INDOOR | [6 empty] | 1600.000 A | 1970-01-01 |  |  | 2
378496514 | TNB | DISTRIBUTION | WP PUTRAJAYA & CYBERJAYA | Existing |  |  | LVDB | LVDB 1600 A - 2 in 10 out (CS) |  | INDOOR | [6 empty] | 1600.000 A | 1970-01-01 |  |  | 1
378496632 | TNB | DISTRIBUTION | WP PUTRAJAYA & CYBERJAYA | Existing |  |  | LVDB | LVDB 1600 A - 2 in 8 out | PE 8.32 TERES 8-4H (F2) | INDOOR | [6 empty] | 1600.000 A | 1970-01-01 |  |  | 4
378524876 | TNB | DISTRIBUTION | WP PUTRAJAYA & CYBERJAYA | Existing |  |  | LVDB | LVDB 1600 A - 2 in 8 out |  | INDOOR | [6 empty] | 1600.000 A | 1970-01-01 |  |  | 0
378524933 | TNB | DISTRIBUTION | WP PUTRAJAYA & CYBERJAYA | Existing |  |  | LVDB | LVDB 1600 A - 2 in 8 out |  | INDOOR | [6 empty] | 1600.000 A | 1970-01-01 |  |  | 0
378525027 | TNB | DISTRIBUTION | WP PUTRAJAYA & CYBERJAYA | Existing | VCBJ/PCE/J24121/NDTX1 | 310338847 | LVDB | LVDB 1600 A - 2 in 10 out (CS) | PE 24.12 | INDOOR | [6 empty] | 1600.000 A | 1970-01-01 |  |  | 0
378525255 | TNB | DISTRIBUTION | WP PUTRAJAYA & CYBERJAYA | Existing | VCBJ/PCE/J24131/ND2 | 310390826 | LVDB | LVDB 1600 A - 2 in 8 out | PE 24.13 | INDOOR | [6 empty] | 1600.000 A | 1970-01-01 |  |  | 0
378525312 | TNB | DISTRIBUTION | WP PUTRAJAYA & CYBERJAYA | Existing | VCBJ/PCE/J24131/ND1 | 310338851 | LVDB | LVDB 1600 A - 2 in 8 out | PE 24.13 | INDOOR | [6 empty] | 1600.000 A | 1970-01-01 |  |  | 0
378525406 | TNB | DISTRIBUTION | WP PUTRAJAYA & CYBERJAYA | Existing |  |  | LVDB | LVDB 1600 A - 2 in 8 out | PE 24.05 SYMPHONY HILLS 3 | INDOOR | [6 empty] | 1600.000 A | 1970-01-01 |  |  | 2
378525500 | TNB | DISTRIBUTION | WP PUTRAJAYA & CYBERJAYA | Existing | VCBJ/PCE/J24161/NDTX1 | 310317894 | LVDB | LVDB 1600 A - 2 in 8 out | PE 24.16 | INDOOR | [6 empty] | 1600.000 A | 1970-01-01 |  |  | 1
378525603 | TNB | DISTRIBUTION | WP PUTRAJAYA & CYBERJAYA | Existing |  |  | LVDB | LVDB 1600 A - 2 in 8 out |  | INDOOR | [6 empty] | 1600.000 A | 1970-01-01 |  |  | 2
378525722 | TNB | DISTRIBUTION | WP PUTRAJAYA & CYBERJAYA | Existing |  |  | LVDB | LVDB 1600 A - 2 in 8 out |  | INDOOR | [6 empty] | 1600.000 A | 1970-01-01 |  |  | 2
378525907 | TNB | DISTRIBUTION | WP PUTRAJAYA & CYBERJAYA | Existing |  |  | LVDB | LVDB 1600 A - 2 in 8 out | PE 24.06 SYMPHONY HILLS 1 | INDOOR | [6 empty] | 1600.000 A | 1970-01-01 |  |  | 4
378526128 | TNB | DISTRIBUTION | WP PUTRAJAYA & CYBERJAYA | Existing | VCBJ/PCE/J24211/NDTX1 | 310338855 | LVDB | LVDB 1600 A - 2 in 8 out | PE 24.21 | INDOOR | [6 empty] | 1600.000 A | 1970-01-01 |  |  | 2
378526969 | TNB | DISTRIBUTION | WP PUTRAJAYA & CYBERJAYA | Existing |  |  | LVDB | LVDB 1600 A - 2 in 8 out |  | INDOOR | [6 empty] | 1600.000 A | 1970-01-01 |  |  | 3
378527136 | TNB | DISTRIBUTION | WP PUTRAJAYA & CYBERJAYA | Existing |  |  | LVDB | LVDB 1600 A - 2 in 8 out |  | INDOOR | [6 empty] | 1600.000 A | 1970-01-01 |  |  | 3
378527533 | TNB | DISTRIBUTION | WP PUTRAJAYA & CYBERJAYA | Existing |  |  | LVDB | LVDB 1600 A - 2 in 8 out |  | INDOOR | [6 empty] | 1600.000 A | 1970-01-01 |  |  | 4
378527906 | TNB | DISTRIBUTION | WP PUTRAJAYA & CYBERJAYA | Existing |  |  | LVDB | LVDB 1600 A - 2 in 8 out |  | INDOOR | [6 empty] | 1600.000 A | 1970-01-01 |  |  | 2
378528814 | TNB | DISTRIBUTION | WP PUTRAJAYA & CYBERJAYA | Existing |  |  | LVDB | LVDB 1600 A - 2 in 8 out |  | INDOOR | [6 empty] | 1600.000 A | 1970-01-01 |  |  | 7
378528910 | TNB | DISTRIBUTION | WP PUTRAJAYA & CYBERJAYA | Existing |  |  | LVDB | LVDB 1600 A - 2 in 8 out |  | INDOOR | [6 empty] | 1600.000 A | 1970-01-01 |  |  | 3
378533606 | TNB | DISTRIBUTION | WP PUTRAJAYA & CYBERJAYA | Existing |  |  | FEEDER PILLAR | FP 1600 A - 2 in 8 out |  |  | FP E111A BLOK 2L | [9 empty] | 0
378533722 | TNB | DISTRIBUTION | WP PUTRAJAYA & CYBERJAYA | Existing |  |  | FEEDER PILLAR | FP 1600 A - 2 in 8 out |  |  | E97 BLOK K | [9 empty] | 0
378533780 | TNB | DISTRIBUTION | WP PUTRAJAYA & CYBERJAYA | Existing |  |  | FEEDER PILLAR | FP 800 A - 2 in 5 out | [12 empty] | 0
378533820 | TNB | DISTRIBUTION | WP PUTRAJAYA & CYBERJAYA | Existing |  |  | FEEDER PILLAR | FP 800 A - 2 in 5 out |  |  | E73A | [9 empty] | 0
378533860 | TNB | DISTRIBUTION | WP PUTRAJAYA & CYBERJAYA | Existing |  |  | FEEDER PILLAR | FP 800 A - 2 in 5 out |  |  | E63A-A | [9 empty] | 0
378533900 | TNB | DISTRIBUTION | WP PUTRAJAYA & CYBERJAYA | Existing |  |  | FEEDER PILLAR | FP 800 A - 2 in 5 out |  |  | DB/2H | [9 empty] | 0
378534216 | TNB | DISTRIBUTION | WP PUTRAJAYA & CYBERJAYA | Existing |  |  | FEEDER PILLAR | FP 1600 A - 2 in 8 out | [12 empty] | 0
378534390 | TNB | DISTRIBUTION | WP PUTRAJAYA & CYBERJAYA | Existing |  |  | FEEDER PILLAR | FP 1600 A - 2 in 8 out | [12 empty] | 0
378534622 | TNB | DISTRIBUTION | WP PUTRAJAYA & CYBERJAYA | Existing |  |  | FEEDER PILLAR | FP 800 A - 2 in 5 out |  |  | E87 | [9 empty] | 0
378559048 | TNB | DISTRIBUTION | WP PUTRAJAYA & CYBERJAYA | Existing |  |  | LVDB | LVDB 1600 A - 2 in 8 out |  | INDOOR | [6 empty] | 1600.000 A | 1970-01-01 |  |  | 5
378559144 | TNB | DISTRIBUTION | WP PUTRAJAYA & CYBERJAYA | Existing |  |  | LVDB | LVDB 1600 A - 2 in 8 out |  | INDOOR | [6 empty] | 1600.000 A | 1970-01-01 |  |  | 2
378563371 | TNB | DISTRIBUTION | WP PUTRAJAYA & CYBERJAYA | Existing |  |  | MINI FEEDER PILLAR | MINI FP 400 A - 2 in 6 out |  | OUTDOOR | FP 2 |  |  |  | RMBT | [5 empty] | 0
378563456 | TNB | DISTRIBUTION | WP PUTRAJAYA & CYBERJAYA | Existing |  |  | MINI FEEDER PILLAR | MINI FP 400 A - 2 in 6 out |  | OUTDOOR | FP 1 |  |  |  | RMBT | [5 empty] | 0
378563502 | TNB | DISTRIBUTION | WP PUTRAJAYA & CYBERJAYA | Existing |  |  | MINI FEEDER PILLAR | MINI FP 400 A - 2 in 6 out |  | OUTDOOR | FP 20 |  |  |  | RMBT | [5 empty] | 0
378563548 | TNB | DISTRIBUTION | WP PUTRAJAYA & CYBERJAYA | Existing |  |  | MINI FEEDER PILLAR | MINI FP 400 A - 2 in 6 out |  | OUTDOOR | FP 19 |  |  |  | RMBT | [5 empty] | 0
378563598 | TNB | DISTRIBUTION | WP PUTRAJAYA & CYBERJAYA | Existing |  |  | MINI FEEDER PILLAR | MINI FP 400 A - 2 in 6 out |  | OUTDOOR | FP 34 |  |  |  | RMBT | [5 empty] | 0
378563644 | TNB | DISTRIBUTION | WP PUTRAJAYA & CYBERJAYA | Existing |  |  | MINI FEEDER PILLAR | MINI FP 400 A - 2 in 6 out |  | OUTDOOR | FP 40 |  |  |  | RMBT | [5 empty] | 0
378563690 | TNB | DISTRIBUTION | WP PUTRAJAYA & CYBERJAYA | Existing |  |  | MINI FEEDER PILLAR | MINI FP 400 A - 2 in 6 out |  | OUTDOOR | FP 18 |  |  |  | RMBT | [5 empty] | 0
378563736 | TNB | DISTRIBUTION | WP PUTRAJAYA & CYBERJAYA | Existing |  |  | MINI FEEDER PILLAR | MINI FP 400 A - 2 in 6 out |  | OUTDOOR | FP 17 |  |  |  | RMBT | [5 empty] | 0
378563782 | TNB | DISTRIBUTION | WP PUTRAJAYA & CYBERJAYA | Existing |  |  | MINI FEEDER PILLAR | MINI FP 400 A - 2 in 6 out |  | OUTDOOR | FP 16 |  |  |  | RMBT | [5 empty] | 0
378563828 | TNB | DISTRIBUTION | WP PUTRAJAYA & CYBERJAYA | Existing |  |  | MINI FEEDER PILLAR | MINI FP 400 A - 2 in 6 out |  | OUTDOOR | FP 15 |  |  |  | RMBT | [5 empty] | 0
378563874 | TNB | DISTRIBUTION | WP PUTRAJAYA & CYBERJAYA | Existing |  |  | MINI FEEDER PILLAR | MINI FP 400 A - 2 in 6 out |  | OUTDOOR | FP 1 |  |  |  | RMBT | [5 empty] | 0
378563932 | TNB | DISTRIBUTION | WP PUTRAJAYA & CYBERJAYA | Existing |  |  | MINI FEEDER PILLAR | MINI FP 400 A - 2 in 6 out |  | OUTDOOR | FP 123 |  |  |  | RMBT | [5 empty] | 0
378563978 | TNB | DISTRIBUTION | WP PUTRAJAYA & CYBERJAYA | Existing |  |  | MINI FEEDER PILLAR | MINI FP 400 A - 2 in 6 out |  | OUTDOOR | FP 121 |  |  |  | RMBT | [5 empty] | 0
378564024 | TNB | DISTRIBUTION | WP PUTRAJAYA & CYBERJAYA | Existing |  |  | MINI FEEDER PILLAR | MINI FP 400 A - 2 in 6 out |  | OUTDOOR | FP 144 |  |  |  | RMBT | [5 empty] | 0
378564070 | TNB | DISTRIBUTION | WP PUTRAJAYA & CYBERJAYA | Existing |  |  | MINI FEEDER PILLAR | MINI FP 400 A - 2 in 6 out |  | OUTDOOR | FP 142 |  |  |  | RMBT | [5 empty] | 0
378564116 | TNB | DISTRIBUTION | WP PUTRAJAYA & CYBERJAYA | Existing |  |  | MINI FEEDER PILLAR | MINI FP 400 A - 2 in 6 out |  | OUTDOOR | FP 111 |  |  |  | RMBT | [5 empty] | 0
378564117 | TNB | DISTRIBUTION | WP PUTRAJAYA & CYBERJAYA | Existing |  |  | MINI FEEDER PILLAR | MINI FP 400 A - 2 in 6 out |  | OUTDOOR | FP 128 |  |  |  | RMBT | [5 empty] | 0
378564118 | TNB | DISTRIBUTION | WP PUTRAJAYA & CYBERJAYA | Existing |  |  | MINI FEEDER PILLAR | MINI FP 400 A - 2 in 6 out |  | OUTDOOR | FP 126 |  |  |  | RMBT | [5 empty] | 0
378564119 | TNB | DISTRIBUTION | WP PUTRAJAYA & CYBERJAYA | Existing |  |  | MINI FEEDER PILLAR | MINI FP 400 A - 2 in 6 out |  | OUTDOOR | FP 99 |  |  |  | RMBT | [5 empty] | 0
378564165 | TNB | DISTRIBUTION | WP PUTRAJAYA & CYBERJAYA | Existing |  |  | MINI FEEDER PILLAR | MINI FP 400 A - 2 in 6 out |  | OUTDOOR | FP 52 |  |  |  | RMBT | [5 empty] | 0
378564211 | TNB | DISTRIBUTION | WP PUTRAJAYA & CYBERJAYA | Existing |  |  | MINI FEEDER PILLAR | MINI FP 400 A - 2 in 6 out |  | OUTDOOR | FP 64 |  |  |  | RMBT | [5 empty] | 0
378564257 | TNB | DISTRIBUTION | WP PUTRAJAYA & CYBERJAYA | Existing |  |  | MINI FEEDER PILLAR | MINI FP 400 A - 2 in 6 out |  | OUTDOOR | FP 21 |  |  |  | RMBT | [5 empty] | 0
378564303 | TNB | DISTRIBUTION | WP PUTRAJAYA & CYBERJAYA | Existing |  |  | MINI FEEDER PILLAR | MINI FP 400 A - 2 in 6 out |  | OUTDOOR | FP 80 |  |  |  | RMBT | [5 empty] | 0
378564304 | TNB | DISTRIBUTION | WP PUTRAJAYA & CYBERJAYA | Existing |  |  | MINI FEEDER PILLAR | MINI FP 400 A - 2 in 6 out |  | OUTDOOR | FP 78 |  |  |  | RMBT | [5 empty] | 0
378564305 | TNB | DISTRIBUTION | WP PUTRAJAYA & CYBERJAYA | Existing |  |  | MINI FEEDER PILLAR | MINI FP 400 A - 2 in 6 out |  | OUTDOOR | FP 35 |  |  |  | RMBT | [5 empty] | 0
378564306 | TNB | DISTRIBUTION | WP PUTRAJAYA & CYBERJAYA | Existing |  |  | MINI FEEDER PILLAR | MINI FP 400 A - 2 in 6 out |  | OUTDOOR | FP 37 |  |  |  | RMBT | [5 empty] | 0
378564487 | TNB | DISTRIBUTION | WP PUTRAJAYA & CYBERJAYA | Existing |  |  | MINI FEEDER PILLAR | MINI FP 400 A - 2 in 6 out |  | OUTDOOR | FP 47 |  |  |  | RMBT | [5 empty] | 0
378564533 | TNB | DISTRIBUTION | WP PUTRAJAYA & CYBERJAYA | Existing |  |  | MINI FEEDER PILLAR | MINI FP 400 A - 2 in 6 out |  | OUTDOOR | FP 94 |  |  |  | RMBT | [5 empty] | 0
378564579 | TNB | DISTRIBUTION | WP PUTRAJAYA & CYBERJAYA | Existing |  |  | MINI FEEDER PILLAR | MINI FP 400 A - 2 in 6 out |  | OUTDOOR | FP 67 |  |  |  | RMBT | [5 empty] | 0
378564625 | TNB | DISTRIBUTION | WP PUTRAJAYA & CYBERJAYA | Existing |  |  | MINI FEEDER PILLAR | MINI FP 400 A - 2 in 6 out |  | OUTDOOR | FP 69 |  |  |  | RMBT | [5 empty] | 0
378564671 | TNB | DISTRIBUTION | WP PUTRAJAYA & CYBERJAYA | Existing |  |  | MINI FEEDER PILLAR | MINI FP 400 A - 2 in 6 out |  | OUTDOOR | FP 96 |  |  |  | RMBT | [5 empty] | 0
378564852 | TNB | DISTRIBUTION | WP PUTRAJAYA & CYBERJAYA | Existing |  |  | MINI FEEDER PILLAR | MINI FP 400 A - 2 in 6 out |  | OUTDOOR | FP 83 |  |  |  | RMBT | [5 empty] | 0
378564898 | TNB | DISTRIBUTION | WP PUTRAJAYA & CYBERJAYA | Existing |  |  | MINI FEEDER PILLAR | MINI FP 400 A - 2 in 6 out |  | OUTDOOR | FP 110 |  |  |  | RMBT | [5 empty] | 0
378564944 | TNB | DISTRIBUTION | WP PUTRAJAYA & CYBERJAYA | Existing |  |  | MINI FEEDER PILLAR | MINI FP 400 A - 2 in 6 out |  | OUTDOOR | FP 112 |  |  |  | RMBT | [5 empty] | 0
378564990 | TNB | DISTRIBUTION | WP PUTRAJAYA & CYBERJAYA | Existing |  |  | MINI FEEDER PILLAR | MINI FP 400 A - 2 in 6 out |  | OUTDOOR | FP 88 |  |  |  | RMBT | [5 empty] | 0
378565036 | TNB | DISTRIBUTION | WP PUTRAJAYA & CYBERJAYA | Existing |  |  | FEEDER PILLAR | FP 800 A - 2 in 5 out |  | OUTDOOR | FP 1 |  |  |  | Unknown | [5 empty] | 0
378565076 | TNB | DISTRIBUTION | WP PUTRAJAYA & CYBERJAYA | Existing |  |  | FEEDER PILLAR | FP 800 A - 2 in 5 out |  | OUTDOOR | FP 2 |  |  |  | Unknown | [5 empty] | 0
378565195 | TNB | DISTRIBUTION | WP PUTRAJAYA & CYBERJAYA | Existing |  |  | FEEDER PILLAR | FP 1600 A - 2 in 8 out |  | OUTDOOR | FP 3 |  |  |  | Unknown | [5 empty] | 0
378565257 | TNB | DISTRIBUTION | WP PUTRAJAYA & CYBERJAYA | Existing |  |  | FEEDER PILLAR | FP 1600 A - 2 in 8 out |  | OUTDOOR | FP 2 |  |  |  | Unknown | [5 empty] | 0
378565315 | TNB | DISTRIBUTION | WP PUTRAJAYA & CYBERJAYA | Existing |  |  | MINI FEEDER PILLAR | MINI FP 400 A - 2 in 6 out |  | OUTDOOR | FP 1 |  |  |  | Unknown | [5 empty] | 0
378565419 | TNB | DISTRIBUTION | WP PUTRAJAYA & CYBERJAYA | Existing |  |  | FEEDER PILLAR | FP 1600 A - 2 in 8 out |  | OUTDOOR | FP 5 |  |  |  | Unknown | [5 empty] | 0
378565477 | TNB | DISTRIBUTION | WP PUTRAJAYA & CYBERJAYA | Existing |  |  | FEEDER PILLAR | FP 1600 A - 2 in 8 out |  | OUTDOOR | FP 6 | [9 empty] | 0
378565535 | TNB | DISTRIBUTION | WP PUTRAJAYA & CYBERJAYA | Existing |  |  | MINI FEEDER PILLAR | MINI FP 400 A - 2 in 6 out |  | OUTDOOR | LVMC 73 |  |  |  | RMBT | [5 empty] | 0
378565581 | TNB | DISTRIBUTION | WP PUTRAJAYA & CYBERJAYA | Existing |  |  | MINI FEEDER PILLAR | MINI FP 400 A - 2 in 6 out |  | OUTDOOR | LVMC 89 |  |  |  | RMBT | [5 empty] | 0
378565627 | TNB | DISTRIBUTION | WP PUTRAJAYA & CYBERJAYA | Existing |  |  | MINI FEEDER PILLAR | MINI FP 400 A - 2 in 6 out |  | OUTDOOR | LVMC 91 |  |  |  | RMBT | [5 empty] | 0
378565673 | TNB | DISTRIBUTION | WP PUTRAJAYA & CYBERJAYA | Existing |  |  | MINI FEEDER PILLAR | MINI FP 400 A - 2 in 6 out |  | OUTDOOR | LVMC 10 |  |  |  | RMBT | [5 empty] | 0
378565719 | TNB | DISTRIBUTION | WP PUTRAJAYA & CYBERJAYA | Existing |  |  | MINI FEEDER PILLAR | MINI FP 400 A - 2 in 6 out |  | OUTDOOR | LVMC 6 |  |  |  | RMBT | [5 empty] | 0
378565765 | TNB | DISTRIBUTION | WP PUTRAJAYA & CYBERJAYA | Existing |  |  | MINI FEEDER PILLAR | MINI FP 400 A - 2 in 6 out |  | OUTDOOR | LVMC 21 |  |  |  | RMBT | [5 empty] | 0
378565811 | TNB | DISTRIBUTION | WP PUTRAJAYA & CYBERJAYA | Existing |  |  | MINI FEEDER PILLAR | MINI FP 400 A - 2 in 6 out |  | OUTDOOR | LVMC 13 |  |  |  | RMBT | [5 empty] | 0
378565857 | TNB | DISTRIBUTION | WP PUTRAJAYA & CYBERJAYA | Existing |  |  | MINI FEEDER PILLAR | MINI FP 400 A - 2 in 6 out |  | OUTDOOR | LVMC 1 |  |  |  | RMBT | [5 empty] | 0
378565903 | TNB | DISTRIBUTION | WP PUTRAJAYA & CYBERJAYA | Existing |  |  | MINI FEEDER PILLAR | MINI FP 400 A - 2 in 6 out |  | OUTDOOR | LVMC 9 |  |  |  | RMBT | [5 empty] | 0
378565949 | TNB | DISTRIBUTION | WP PUTRAJAYA & CYBERJAYA | Existing |  |  | MINI FEEDER PILLAR | MINI FP 400 A - 2 in 6 out |  | OUTDOOR | LVMC 22 |  |  |  | RMBT | [5 empty] | 0
378565995 | TNB | DISTRIBUTION | WP PUTRAJAYA & CYBERJAYA | Existing |  |  | MINI FEEDER PILLAR | MINI FP 400 A - 2 in 6 out |  | OUTDOOR | LVMC 14 |  |  |  | RMBT | [5 empty] | 0
378566041 | TNB | DISTRIBUTION | WP PUTRAJAYA & CYBERJAYA | Existing |  |  | MINI FEEDER PILLAR | MINI FP 400 A - 2 in 6 out |  | OUTDOOR | LVMC 58 |  |  |  | RMBT | [5 empty] | 0
378566087 | TNB | DISTRIBUTION | WP PUTRAJAYA & CYBERJAYA | Existing |  |  | MINI FEEDER PILLAR | MINI FP 400 A - 2 in 6 out |  | OUTDOOR | LVMC 54 |  |  |  | RMBT | [5 empty] | 0
378566133 | TNB | DISTRIBUTION | WP PUTRAJAYA & CYBERJAYA | Existing |  |  | MINI FEEDER PILLAR | MINI FP 400 A - 2 in 6 out |  | OUTDOOR | LVMC 42 |  |  |  | RMBT | [5 empty] | 0
378566179 | TNB | DISTRIBUTION | WP PUTRAJAYA & CYBERJAYA | Existing |  |  | MINI FEEDER PILLAR | MINI FP 400 A - 2 in 6 out |  | OUTDOOR | LVMC 38 |  |  |  | RMBT | [5 empty] | 0
378566225 | TNB | DISTRIBUTION | WP PUTRAJAYA & CYBERJAYA | Existing |  |  | MINI FEEDER PILLAR | MINI FP 400 A - 2 in 6 out |  | OUTDOOR | LVMC 26 |  |  |  | RMBT | [5 empty] | 0
378566271 | TNB | DISTRIBUTION | WP PUTRAJAYA & CYBERJAYA | Existing |  |  | MINI FEEDER PILLAR | MINI FP 400 A - 2 in 6 out |  | OUTDOOR | LVMC 22 |  |  |  | RMBT | [5 empty] | 0
378566317 | TNB | DISTRIBUTION | WP PUTRAJAYA & CYBERJAYA | Existing |  |  | MINI FEEDER PILLAR | MINI FP 400 A - 2 in 6 out |  | OUTDOOR | LVMC 10 |  |  |  | RMBT | [5 empty] | 0
378566363 | TNB | DISTRIBUTION | WP PUTRAJAYA & CYBERJAYA | Existing |  |  | MINI FEEDER PILLAR | MINI FP 400 A - 2 in 6 out |  | OUTDOOR | LVMC 2 |  |  |  | RMBT | [5 empty] | 0
378566409 | TNB | DISTRIBUTION | WP PUTRAJAYA & CYBERJAYA | Existing |  |  | MINI FEEDER PILLAR | MINI FP 400 A - 2 in 6 out |  | OUTDOOR | LVMC 29 |  |  |  | RMBT | [5 empty] | 0
378566455 | TNB | DISTRIBUTION | WP PUTRAJAYA & CYBERJAYA | Existing |  |  | MINI FEEDER PILLAR | MINI FP 400 A - 2 in 6 out |  | OUTDOOR | LVMC 1 |  |  |  | RMBT | [5 empty] | 0
378566501 | TNB | DISTRIBUTION | WP PUTRAJAYA & CYBERJAYA | Existing |  |  | MINI FEEDER PILLAR | MINI FP 400 A - 2 in 6 out |  | OUTDOOR | LVMC 45 |  |  |  | RMBT | [5 empty] | 0
378566547 | TNB | DISTRIBUTION | WP PUTRAJAYA & CYBERJAYA | Existing |  |  | MINI FEEDER PILLAR | MINI FP 400 A - 2 in 6 out |  | OUTDOOR | LVMC 62 |  |  |  | RMBT | [5 empty] | 0
378566593 | TNB | DISTRIBUTION | WP PUTRAJAYA & CYBERJAYA | Existing |  |  | MINI FEEDER PILLAR | MINI FP 400 A - 2 in 6 out |  | OUTDOOR | LVMC 2 |  |  |  | RMBT | [5 empty] | 0
378566639 | TNB | DISTRIBUTION | WP PUTRAJAYA & CYBERJAYA | Existing |  |  | MINI FEEDER PILLAR | MINI FP 400 A - 2 in 6 out |  | OUTDOOR | LVMC 2 |  |  |  | RMBT | [5 empty] | 0
378566685 | TNB | DISTRIBUTION | WP PUTRAJAYA & CYBERJAYA | Existing |  |  | MINI FEEDER PILLAR | MINI FP 400 A - 2 in 6 out |  | OUTDOOR | LVMC 10 |  |  |  | RMBT | [5 empty] | 0
378566731 | TNB | DISTRIBUTION | WP PUTRAJAYA & CYBERJAYA | Existing |  |  | MINI FEEDER PILLAR | MINI FP 400 A - 2 in 6 out |  | OUTDOOR | LVMC 15 |  |  |  | RMBT | [5 empty] | 0
378566777 | TNB | DISTRIBUTION | WP PUTRAJAYA & CYBERJAYA | Existing |  |  | MINI FEEDER PILLAR | MINI FP 400 A - 2 in 6 out |  | OUTDOOR | LVMC 1 |  |  |  | RMBT | [5 empty] | 0
378566823 | TNB | DISTRIBUTION | WP PUTRAJAYA & CYBERJAYA | Existing |  |  | MINI FEEDER PILLAR | MINI FP 400 A - 2 in 6 out |  | OUTDOOR | LVMC 18 |  |  |  | RMBT | [5 empty] | 0
378566869 | TNB | DISTRIBUTION | WP PUTRAJAYA & CYBERJAYA | Existing |  |  | MINI FEEDER PILLAR | MINI FP 400 A - 2 in 6 out |  | OUTDOOR | LVMC 9 |  |  |  | RMBT | [5 empty] | 0
378566915 | TNB | DISTRIBUTION | WP PUTRAJAYA & CYBERJAYA | Existing |  |  | MINI FEEDER PILLAR | MINI FP 400 A - 2 in 6 out |  | OUTDOOR | LVMC 7 |  |  |  | RMBT | [5 empty] | 0
378566961 | TNB | DISTRIBUTION | WP PUTRAJAYA & CYBERJAYA | Existing |  |  | MINI FEEDER PILLAR | MINI FP 400 A - 2 in 6 out |  | OUTDOOR | LVMC 16 |  |  |  | RMBT | [5 empty] | 0
378567007 | TNB | DISTRIBUTION | WP PUTRAJAYA & CYBERJAYA | Existing |  |  | MINI FEEDER PILLAR | MINI FP 400 A - 2 in 6 out |  | OUTDOOR | LVMC 19 |  |  |  | RMBT | [5 empty] | 0
378567053 | TNB | DISTRIBUTION | WP PUTRAJAYA & CYBERJAYA | Existing |  |  | MINI FEEDER PILLAR | MINI FP 400 A - 2 in 6 out |  | OUTDOOR | LVMC 22 |  |  |  | RMBT | [5 empty] | 0
378567099 | TNB | DISTRIBUTION | WP PUTRAJAYA & CYBERJAYA | Existing |  |  | MINI FEEDER PILLAR | MINI FP 400 A - 2 in 6 out |  | OUTDOOR | LVMC 24 |  |  |  | RMBT | [5 empty] | 0
378567145 | TNB | DISTRIBUTION | WP PUTRAJAYA & CYBERJAYA | Existing |  |  | MINI FEEDER PILLAR | MINI FP 400 A - 2 in 6 out |  | OUTDOOR | LVMC 21 |  |  |  | RMBT | [5 empty] | 0
378567191 | TNB | DISTRIBUTION | WP PUTRAJAYA & CYBERJAYA | Existing |  |  | FEEDER PILLAR | FP 800 A - 2 in 5 out |  | OUTDOOR | FP 8 |  |  |  | Unknown | [5 empty] | 0
378567192 | TNB | DISTRIBUTION | WP PUTRAJAYA & CYBERJAYA | Existing |  |  | MINI FEEDER PILLAR | MINI FP 400 A - 2 in 6 out |  | OUTDOOR | LVMC 7 |  |  |  | RMBT | [5 empty] | 0
378567193 | TNB | DISTRIBUTION | WP PUTRAJAYA & CYBERJAYA | Existing |  |  | MINI FEEDER PILLAR | MINI FP 400 A - 2 in 6 out |  | OUTDOOR | LVMC 6 |  |  |  | RMBT | [5 empty] | 0
378567284 | TNB | DISTRIBUTION | WP PUTRAJAYA & CYBERJAYA | Existing |  |  | MINI FEEDER PILLAR | MINI FP 400 A - 2 in 6 out |  | OUTDOOR | LVMC 7 |  |  |  | RMBT | [5 empty] | 0
378567330 | TNB | DISTRIBUTION | WP PUTRAJAYA & CYBERJAYA | Existing |  |  | MINI FEEDER PILLAR | MINI FP 400 A - 2 in 6 out |  | OUTDOOR | LVMC 9 |  |  |  | RMBT | [5 empty] | 0
378567376 | TNB | DISTRIBUTION | WP PUTRAJAYA & CYBERJAYA | Existing |  |  | MINI FEEDER PILLAR | MINI FP 400 A - 2 in 6 out |  | OUTDOOR | LVMC 14 |  |  |  | RMBT | [5 empty] | 0
378567377 | TNB | DISTRIBUTION | WP PUTRAJAYA & CYBERJAYA | Existing |  |  | MINI FEEDER PILLAR | MINI FP 400 A - 2 in 6 out |  | OUTDOOR | LVMC 12 |  |  |  | RMBT | [5 empty] | 0
378567507 | TNB | DISTRIBUTION | WP PUTRAJAYA & CYBERJAYA | Existing |  |  | FEEDER PILLAR | FP 800 A - 2 in 5 out |  | OUTDOOR | FP7 |  |  |  | Unknown | [5 empty] | 0
378567547 | TNB | DISTRIBUTION | WP PUTRAJAYA & CYBERJAYA | Existing |  |  | MINI FEEDER PILLAR | MINI FP 400 A - 2 in 6 out |  | OUTDOOR | LVMC 69 |  |  |  | RMBT | [5 empty] | 0
378567593 | TNB | DISTRIBUTION | WP PUTRAJAYA & CYBERJAYA | Existing |  |  | MINI FEEDER PILLAR | MINI FP 400 A - 2 in 6 out |  | OUTDOOR | LVMC 55 |  |  |  | RMBT | [5 empty] | 0
378567734 | TNB | DISTRIBUTION | WP PUTRAJAYA & CYBERJAYA | Existing |  |  | LVDB | LVDB 1600 A - 2 in 10 out (CS) |  | INDOOR | [6 empty] | 1600.000 A | 1970-01-01 |  |  | 1
378567844 | TNB | DISTRIBUTION | WP PUTRAJAYA & CYBERJAYA | Existing |  |  | LVDB | LVDB 1600 A - 2 in 10 out (CS) |  | INDOOR | [6 empty] | 1600.000 A | 1970-01-01 |  |  | 2
378567954 | TNB | DISTRIBUTION | WP PUTRAJAYA & CYBERJAYA | Existing |  |  | LVDB | LVDB 1600 A - 2 in 10 out (CS) |  | INDOOR | [6 empty] | 1600.000 A | 1970-01-01 |  |  | 2
378572060 | TNB | DISTRIBUTION | WP PUTRAJAYA & CYBERJAYA | Existing |  |  | LVDB | LVDB 1600 A - 2 in 8 out |  | INDOOR | [6 empty] | 1600.000 A | 1970-01-01 |  |  | 5
378572315 | TNB | DISTRIBUTION | WP PUTRAJAYA & CYBERJAYA | Existing |  |  | LVDB | LVDB 1600 A - 2 in 8 out | PE 24.03 JELANG VISTA 2 | INDOOR | [6 empty] | 1600.000 A | 1970-01-01 |  |  | 2
378572409 | TNB | DISTRIBUTION | WP PUTRAJAYA & CYBERJAYA | Existing |  |  | LVDB | LVDB 1600 A - 2 in 8 out | PE 24.02 JELANG VISTA NO 1 | INDOOR | [6 empty] | 1600.000 A | 1970-01-01 |  |  | 5
378572532 | TNB | DISTRIBUTION | WP PUTRAJAYA & CYBERJAYA | Existing |  |  | LVDB | LVDB 1600 A - 2 in 8 out |  | INDOOR | [6 empty] | 1600.000 A | 1970-01-01 |  |  | 3
378572626 | TNB | DISTRIBUTION | WP PUTRAJAYA & CYBERJAYA | Existing |  |  | LVDB | LVDB 1600 A - 2 in 8 out |  | INDOOR | [6 empty] | 1600.000 A | 1970-01-01 |  |  | 4
378573975 | TNB | DISTRIBUTION | WP PUTRAJAYA & CYBERJAYA | Existing |  |  | LVDB | LVDB 1600 A - 2 in 8 out |  | INDOOR | [6 empty] | 1600.000 A | 1970-01-01 |  |  | 2
378574032 | TNB | DISTRIBUTION | WP PUTRAJAYA & CYBERJAYA | Existing | VCBJ/PCE/J24151/ND1 | 310338854 | LVDB | LVDB 1600 A - 2 in 8 out | PE 24.15 | INDOOR | [6 empty] | 1600.000 A | 1970-01-01 |  |  | 2
378576034 | TNB | DISTRIBUTION | WP PUTRAJAYA & CYBERJAYA | Existing |  |  | LVDB | LVDB 1600 A - 2 in 8 out |  | INDOOR | [6 empty] | 1600.000 A | 1970-01-01 |  |  | 2
378593392 | TNB | DISTRIBUTION | WP PUTRAJAYA & CYBERJAYA | Existing |  |  | FEEDER PILLAR | FP 800 A - 2 in 5 out |  |  | FP S/L 3/1 | [9 empty] | 0
378593432 | TNB | DISTRIBUTION | WP PUTRAJAYA & CYBERJAYA | Existing |  |  | FEEDER PILLAR | FP 1600 A - 2 in 8 out |  |  | FP4/PB1 | [9 empty] | 0
378593490 | TNB | DISTRIBUTION | WP PUTRAJAYA & CYBERJAYA | Existing |  |  | FEEDER PILLAR | FP 1600 A - 2 in 8 out | [12 empty] | 0
378593548 | TNB | DISTRIBUTION | WP PUTRAJAYA & CYBERJAYA | Existing |  |  | FEEDER PILLAR | FP 1600 A - 2 in 8 out |  |  | FP4/2 | [9 empty] | 0
378593606 | TNB | DISTRIBUTION | WP PUTRAJAYA & CYBERJAYA | Existing |  |  | FEEDER PILLAR | FP 1600 A - 2 in 8 out |  |  | FP4/PB5 | [9 empty] | 0
378593664 | TNB | DISTRIBUTION | WP PUTRAJAYA & CYBERJAYA | Existing |  |  | FEEDER PILLAR | FP 1600 A - 2 in 8 out |  |  | FP4/6 | [9 empty] | 0
378607166 | TNB | DISTRIBUTION | WP PUTRAJAYA & CYBERJAYA | Existing |  |  | LVDB | LVDB 1600 A - 2 in 8 out |  | INDOOR | [6 empty] | 1600.000 A | 1970-01-01 |  |  | 3
378607376 | TNB | DISTRIBUTION | WP PUTRAJAYA & CYBERJAYA | Existing |  |  | LVDB | LVDB 1600 A - 2 in 8 out |  | INDOOR | [6 empty] | 1600.000 A | 1970-01-01 |  |  | 1
379417851 | TNB | DISTRIBUTION | WP PUTRAJAYA & CYBERJAYA | Existing |  |  | MINI FEEDER PILLAR | MINI FP 400 A - 2 in 6 out |  | OUTDOOR | LVMC 51 |  |  |  | RMBT | [5 empty] | 0
379417897 | TNB | DISTRIBUTION | WP PUTRAJAYA & CYBERJAYA | Existing |  |  | MINI FEEDER PILLAR | MINI FP 400 A - 2 in 6 out |  | OUTDOOR | LVMC 33 |  |  |  | RMBT | [5 empty] | 0
379417943 | TNB | DISTRIBUTION | WP PUTRAJAYA & CYBERJAYA | Existing |  |  | MINI FEEDER PILLAR | MINI FP 400 A - 2 in 6 out |  | OUTDOOR | LVMC 135 |  |  |  | RMBT | [5 empty] | 0
379417989 | TNB | DISTRIBUTION | WP PUTRAJAYA & CYBERJAYA | Existing |  |  | MINI FEEDER PILLAR | MINI FP 400 A - 2 in 6 out |  | OUTDOOR | LVMC 133 |  |  |  | RMBT | [5 empty] | 0
379418035 | TNB | DISTRIBUTION | WP PUTRAJAYA & CYBERJAYA | Existing |  |  | MINI FEEDER PILLAR | MINI FP 400 A - 2 in 6 out |  | OUTDOOR | LVMC 113 |  |  |  | RMBT | [5 empty] | 0
379418081 | TNB | DISTRIBUTION | WP PUTRAJAYA & CYBERJAYA | Existing |  |  | MINI FEEDER PILLAR | MINI FP 400 A - 2 in 6 out |  | OUTDOOR | LVMC 111 |  |  |  | RMBT | [5 empty] | 0
379418185 | TNB | DISTRIBUTION | WP PUTRAJAYA & CYBERJAYA | Existing |  |  | FEEDER PILLAR | FP 800 A - 2 in 5 out |  | OUTDOOR | FP SL 13 |  |  |  | Unknown | [5 empty] | 0
379418282 | TNB | DISTRIBUTION | WP PUTRAJAYA & CYBERJAYA | Existing |  |  | MINI FEEDER PILLAR | MINI FP 400 A - 2 in 6 out |  | OUTDOOR | LVMC 7 |  |  |  | RMBT | [5 empty] | 0
379418328 | TNB | DISTRIBUTION | WP PUTRAJAYA & CYBERJAYA | Existing |  |  | MINI FEEDER PILLAR | MINI FP 400 A - 2 in 6 out |  | OUTDOOR | LVMC 14 |  |  |  | RMBT | [5 empty] | 0
379418374 | TNB | DISTRIBUTION | WP PUTRAJAYA & CYBERJAYA | Existing |  |  | MINI FEEDER PILLAR | MINI FP 400 A - 2 in 6 out |  | OUTDOOR | LVMC 12 |  |  |  | RMBT | [5 empty] | 0
379418420 | TNB | DISTRIBUTION | WP PUTRAJAYA & CYBERJAYA | Existing |  |  | MINI FEEDER PILLAR | MINI FP 400 A - 2 in 6 out |  | OUTDOOR | LVMC 1 |  |  |  | RMBT | [5 empty] | 0
379418467 | TNB | DISTRIBUTION | WP PUTRAJAYA & CYBERJAYA | Existing |  |  | MINI FEEDER PILLAR | MINI FP 400 A - 2 in 6 out |  | OUTDOOR | LVMC 1 |  |  |  | RMBT | [5 empty] | 0
379418513 | TNB | DISTRIBUTION | WP PUTRAJAYA & CYBERJAYA | Existing |  |  | MINI FEEDER PILLAR | MINI FP 400 A - 2 in 6 out |  | OUTDOOR | LVMC 10 |  |  |  | RMBT | [5 empty] | 0
379418559 | TNB | DISTRIBUTION | WP PUTRAJAYA & CYBERJAYA | Existing |  |  | MINI FEEDER PILLAR | MINI FP 400 A - 2 in 6 out |  | OUTDOOR | LVMC 11 |  |  |  | RMBT | [5 empty] | 0
379418605 | TNB | DISTRIBUTION | WP PUTRAJAYA & CYBERJAYA | Existing |  |  | MINI FEEDER PILLAR | MINI FP 400 A - 2 in 6 out |  | OUTDOOR | LVMC 9 |  |  |  | RMBT | [5 empty] | 0
379418651 | TNB | DISTRIBUTION | WP PUTRAJAYA & CYBERJAYA | Existing |  |  | MINI FEEDER PILLAR | MINI FP 400 A - 2 in 6 out |  | OUTDOOR | LVMC 19 |  |  |  | RMBT | [5 empty] | 0
379418697 | TNB | DISTRIBUTION | WP PUTRAJAYA & CYBERJAYA | Existing |  |  | FEEDER PILLAR | FP 800 A - 2 in 5 out |  | OUTDOOR | FP SL 12 |  |  |  | Unknown | [5 empty] | 0
379418777 | TNB | DISTRIBUTION | WP PUTRAJAYA & CYBERJAYA | Existing |  |  | MINI FEEDER PILLAR | MINI FP 400 A - 2 in 6 out |  | OUTDOOR | RMBT 11 |  |  |  | RMBT | [5 empty] | 0
379418823 | TNB | DISTRIBUTION | WP PUTRAJAYA & CYBERJAYA | Existing |  |  | MINI FEEDER PILLAR | MINI FP 400 A - 2 in 6 out |  | OUTDOOR | RMBT 10 |  |  |  | RMBT | [5 empty] | 0
379418869 | TNB | DISTRIBUTION | WP PUTRAJAYA & CYBERJAYA | Existing |  |  | MINI FEEDER PILLAR | MINI FP 400 A - 2 in 6 out |  | OUTDOOR | RMBT 12 |  |  |  | RMBT | [5 empty] | 0
379418915 | TNB | DISTRIBUTION | WP PUTRAJAYA & CYBERJAYA | Existing |  |  | MINI FEEDER PILLAR | MINI FP 400 A - 2 in 6 out |  | OUTDOOR | RMBT 13 |  |  |  | RMBT | [5 empty] | 0
379418961 | TNB | DISTRIBUTION | WP PUTRAJAYA & CYBERJAYA | Existing |  |  | MINI FEEDER PILLAR | MINI FP 400 A - 2 in 6 out |  | OUTDOOR | RMBT 21 |  |  |  | RMBT | [5 empty] | 0
379419007 | TNB | DISTRIBUTION | WP PUTRAJAYA & CYBERJAYA | Existing |  |  | MINI FEEDER PILLAR | MINI FP 400 A - 2 in 6 out |  | OUTDOOR | RMBT 12 |  |  |  | RMBT | [5 empty] | 0
379419053 | TNB | DISTRIBUTION | WP PUTRAJAYA & CYBERJAYA | Existing |  |  | MINI FEEDER PILLAR | MINI FP 400 A - 2 in 6 out |  | OUTDOOR | RMBT 11 |  |  |  | RMBT | [5 empty] | 0
379419099 | TNB | DISTRIBUTION | WP PUTRAJAYA & CYBERJAYA | Existing |  |  | MINI FEEDER PILLAR | MINI FP 400 A - 2 in 6 out |  | OUTDOOR | RMBT 14 |  |  |  | RMBT | [5 empty] | 0
379419145 | TNB | DISTRIBUTION | WP PUTRAJAYA & CYBERJAYA | Existing |  |  | MINI FEEDER PILLAR | MINI FP 400 A - 2 in 6 out |  | OUTDOOR | RMBT 13 |  |  |  | RMBT | [5 empty] | 0
379419191 | TNB | DISTRIBUTION | WP PUTRAJAYA & CYBERJAYA | Existing |  |  | MINI FEEDER PILLAR | MINI FP 400 A - 2 in 6 out |  | OUTDOOR | RMBT 47 |  |  |  | RMBT | [5 empty] | 0
379419237 | TNB | DISTRIBUTION | WP PUTRAJAYA & CYBERJAYA | Existing |  |  | MINI FEEDER PILLAR | MINI FP 400 A - 2 in 6 out |  | OUTDOOR | RMBT 50 |  |  |  | RMBT | [5 empty] | 0
379419283 | TNB | DISTRIBUTION | WP PUTRAJAYA & CYBERJAYA | Existing |  |  | MINI FEEDER PILLAR | MINI FP 400 A - 2 in 6 out |  | OUTDOOR | RMBT 14 |  |  |  | RMBT | [5 empty] | 0
379419329 | TNB | DISTRIBUTION | WP PUTRAJAYA & CYBERJAYA | Existing |  |  | MINI FEEDER PILLAR | MINI FP 400 A - 2 in 6 out |  | OUTDOOR | RMBT 15 |  |  |  | RMBT | [5 empty] | 0
379419375 | TNB | DISTRIBUTION | WP PUTRAJAYA & CYBERJAYA | Existing |  |  | MINI FEEDER PILLAR | MINI FP 400 A - 2 in 6 out |  | OUTDOOR | RMBT 32 |  |  |  | RMBT | [5 empty] | 0
379419421 | TNB | DISTRIBUTION | WP PUTRAJAYA & CYBERJAYA | Existing |  |  | MINI FEEDER PILLAR | MINI FP 400 A - 2 in 6 out |  | OUTDOOR | RMBT 27 |  |  |  | RMBT | [5 empty] | 0
379419467 | TNB | DISTRIBUTION | WP PUTRAJAYA & CYBERJAYA | Existing |  |  | MINI FEEDER PILLAR | MINI FP 400 A - 2 in 6 out |  | OUTDOOR | RMBT 34 |  |  |  | RMBT | [5 empty] | 0
379419513 | TNB | DISTRIBUTION | WP PUTRAJAYA & CYBERJAYA | Existing |  |  | MINI FEEDER PILLAR | MINI FP 400 A - 2 in 6 out |  | OUTDOOR | RMBT 32 |  |  |  | RMBT | [5 empty] | 0
379419559 | TNB | DISTRIBUTION | WP PUTRAJAYA & CYBERJAYA | Existing |  |  | MINI FEEDER PILLAR | MINI FP 400 A - 2 in 6 out |  | OUTDOOR | RMBT 31 |  |  |  | RMBT | [5 empty] | 0
379419789 | TNB | DISTRIBUTION | WP PUTRAJAYA & CYBERJAYA | Existing |  |  | MINI FEEDER PILLAR | MINI FP 400 A - 2 in 6 out |  | OUTDOOR | RMBT 41 |  |  |  | RMBT | [5 empty] | 0
379419835 | TNB | DISTRIBUTION | WP PUTRAJAYA & CYBERJAYA | Existing |  |  | MINI FEEDER PILLAR | MINI FP 400 A - 2 in 6 out |  | OUTDOOR | RMBT 30 |  |  |  | RMBT | [5 empty] | 0
379419881 | TNB | DISTRIBUTION | WP PUTRAJAYA & CYBERJAYA | Existing |  |  | MINI FEEDER PILLAR | MINI FP 400 A - 2 in 6 out |  | OUTDOOR | RMBT 39 |  |  |  | RMBT | [5 empty] | 0
379419927 | TNB | DISTRIBUTION | WP PUTRAJAYA & CYBERJAYA | Existing |  |  | MINI FEEDER PILLAR | MINI FP 400 A - 2 in 6 out |  | OUTDOOR | RMBT 32 |  |  |  | RMBT | [5 empty] | 0
379419973 | TNB | DISTRIBUTION | WP PUTRAJAYA & CYBERJAYA | Existing |  |  | MINI FEEDER PILLAR | MINI FP 400 A - 2 in 6 out |  | OUTDOOR | RMBT 14 |  |  |  | RMBT | [5 empty] | 0
379420019 | TNB | DISTRIBUTION | WP PUTRAJAYA & CYBERJAYA | Existing |  |  | MINI FEEDER PILLAR | MINI FP 400 A - 2 in 6 out |  | OUTDOOR | RMBT 16 |  |  |  | RMBT | [5 empty] | 0
379420065 | TNB | DISTRIBUTION | WP PUTRAJAYA & CYBERJAYA | Existing |  |  | MINI FEEDER PILLAR | MINI FP 400 A - 2 in 6 out |  | OUTDOOR | RMBT 17 |  |  |  | RMBT | [5 empty] | 0
379420156 | TNB | DISTRIBUTION | WP PUTRAJAYA & CYBERJAYA | Existing |  |  | MINI FEEDER PILLAR | MINI FP 400 A - 2 in 6 out |  | OUTDOOR | RMBT 15 |  |  |  | RMBT | [5 empty] | 0
379420202 | TNB | DISTRIBUTION | WP PUTRAJAYA & CYBERJAYA | Existing |  |  | MINI FEEDER PILLAR | MINI FP 400 A - 2 in 6 out |  | OUTDOOR | RMBT 1 |  |  |  | RMBT | [5 empty] | 0
379420248 | TNB | DISTRIBUTION | WP PUTRAJAYA & CYBERJAYA | Existing |  |  | MINI FEEDER PILLAR | MINI FP 400 A - 2 in 6 out |  | OUTDOOR | RMBT 2 |  |  |  | RMBT | [5 empty] | 0
379420294 | TNB | DISTRIBUTION | WP PUTRAJAYA & CYBERJAYA | Existing |  |  | MINI FEEDER PILLAR | MINI FP 400 A - 2 in 6 out |  | OUTDOOR | N/A |  |  |  | RMBT | [5 empty] | 0
379420565 | TNB | DISTRIBUTION | WP PUTRAJAYA & CYBERJAYA | Existing |  |  | FEEDER PILLAR | FP 800 A - 2 in 5 out |  | OUTDOOR | FP9606-0660 |  |  |  | RMBT | [5 empty] | 0
379422181 | TNB | DISTRIBUTION | WP PUTRAJAYA & CYBERJAYA | Existing |  |  | MINI FEEDER PILLAR | MINI FP 400 A - 2 in 6 out |  | OUTDOOR | FP E111A BLOK 2L |  |  |  | Unknown |  |  |  |  | K032125517E-111-A - E-112-B | 0
379424318 | TNB | DISTRIBUTION | WP PUTRAJAYA & CYBERJAYA | Existing |  |  | FEEDER PILLAR | MINI FP 400 A - 2 in 6 out |  | OUTDOOR | MAIN FP |  |  |  | Unknown | [5 empty] | 0
379447190 | TNB | DISTRIBUTION | WP PUTRAJAYA & CYBERJAYA | Existing |  |  | FEEDER PILLAR | FP 1600 A - 2 in 8 out |  |  | RMBT 6A | [9 empty] | 0
379447248 | TNB | DISTRIBUTION | WP PUTRAJAYA & CYBERJAYA | Existing |  |  | FEEDER PILLAR | FP 1600 A - 2 in 8 out |  |  | RMBT 2 | [9 empty] | 0
379447306 | TNB | DISTRIBUTION | WP PUTRAJAYA & CYBERJAYA | Existing |  |  | FEEDER PILLAR | FP 1600 A - 2 in 8 out |  |  | RMBT 10A | [9 empty] | 0
379447364 | TNB | DISTRIBUTION | WP PUTRAJAYA & CYBERJAYA | Existing |  |  | FEEDER PILLAR | FP 1600 A - 2 in 8 out |  |  | RMBT 10B | [9 empty] | 0
379447422 | TNB | DISTRIBUTION | WP PUTRAJAYA & CYBERJAYA | Existing |  |  | FEEDER PILLAR | FP 1600 A - 2 in 8 out |  |  | RMBT 52 | [9 empty] | 0
379447480 | TNB | DISTRIBUTION | WP PUTRAJAYA & CYBERJAYA | Existing |  |  | FEEDER PILLAR | FP 1600 A - 2 in 8 out |  |  | RMBT 44A | [9 empty] | 0
379447538 | TNB | DISTRIBUTION | WP PUTRAJAYA & CYBERJAYA | Existing |  |  | FEEDER PILLAR | FP 1600 A - 2 in 8 out |  |  | RMBT 44B | [9 empty] | 0
379447596 | TNB | DISTRIBUTION | WP PUTRAJAYA & CYBERJAYA | Existing |  |  | FEEDER PILLAR | FP 1600 A - 2 in 8 out |  |  | RMBT 38A | [9 empty] | 0
379447654 | TNB | DISTRIBUTION | WP PUTRAJAYA & CYBERJAYA | Existing |  |  | FEEDER PILLAR | FP 1600 A - 2 in 8 out |  |  | RMBT 26 | [9 empty] | 0
379447712 | TNB | DISTRIBUTION | WP PUTRAJAYA & CYBERJAYA | Existing |  |  | FEEDER PILLAR | FP 1600 A - 2 in 8 out |  |  | RMBT 20 | [9 empty] | 0
379447770 | TNB | DISTRIBUTION | WP PUTRAJAYA & CYBERJAYA | Existing |  |  | FEEDER PILLAR | FP 1600 A - 2 in 8 out |  |  | RMBT 12A | [9 empty] | 0
379447828 | TNB | DISTRIBUTION | WP PUTRAJAYA & CYBERJAYA | Existing |  |  | FEEDER PILLAR | FP 1600 A - 2 in 8 out |  |  | RMBT 33 | [9 empty] | 0
379447886 | TNB | DISTRIBUTION | WP PUTRAJAYA & CYBERJAYA | Existing |  |  | FEEDER PILLAR | FP 1600 A - 2 in 8 out |  |  | RMBT 54A | [9 empty] | 0
379488632 | TNB | DISTRIBUTION | WP PUTRAJAYA & CYBERJAYA | Existing |  |  | MINI FEEDER PILLAR | MINI FP 400 A - 2 in 6 out |  | OUTDOOR | 5 |  |  |  | RMBT | [5 empty] | 0
379488678 | TNB | DISTRIBUTION | WP PUTRAJAYA & CYBERJAYA | Existing |  |  | MINI FEEDER PILLAR | MINI FP 400 A - 2 in 6 out | [12 empty] | 0
379495178 | TNB | DISTRIBUTION | WP PUTRAJAYA & CYBERJAYA | Existing |  |  | FEEDER PILLAR | FP 1600 A - 2 in 8 out | [12 empty] | 0
379495236 | TNB | DISTRIBUTION | WP PUTRAJAYA & CYBERJAYA | Existing |  |  | FEEDER PILLAR | FP 1600 A - 2 in 8 out | [12 empty] | 0
379495294 | TNB | DISTRIBUTION | WP PUTRAJAYA & CYBERJAYA | Existing |  |  | FEEDER PILLAR | FP 1600 A - 2 in 8 out |  |  | RMBT 32 | [9 empty] | 0
379495352 | TNB | DISTRIBUTION | WP PUTRAJAYA & CYBERJAYA | Existing |  |  | FEEDER PILLAR | FP 1600 A - 2 in 8 out |  |  | CCTV | [9 empty] | 0
379495758 | TNB | DISTRIBUTION | WP PUTRAJAYA & CYBERJAYA | Existing |  |  | FEEDER PILLAR | FP 1600 A - 2 in 8 out | [12 empty] | 0
379495816 | TNB | DISTRIBUTION | WP PUTRAJAYA & CYBERJAYA | Existing |  |  | FEEDER PILLAR | FP 1600 A - 2 in 8 out (PE) |  | OUTDOOR | LVMC 14 |  |  |  | RMBT | [5 empty] | 0
379495873 | TNB | DISTRIBUTION | WP PUTRAJAYA & CYBERJAYA | Existing |  |  | FEEDER PILLAR | FP 1600 A - 2 in 8 out |  |  | LVMC 11 | [9 empty] | 0
379495931 | TNB | DISTRIBUTION | WP PUTRAJAYA & CYBERJAYA | Existing |  |  | FEEDER PILLAR | FP 1600 A - 2 in 8 out |  |  | LVMC 7 | [9 empty] | 0
379495989 | TNB | DISTRIBUTION | WP PUTRAJAYA & CYBERJAYA | Existing |  |  | FEEDER PILLAR | FP 1600 A - 2 in 8 out | [12 empty] | 0
379496047 | TNB | DISTRIBUTION | WP PUTRAJAYA & CYBERJAYA | Existing |  |  | FEEDER PILLAR | FP 1600 A - 2 in 8 out | [12 empty] | 0
379496105 | TNB | DISTRIBUTION | WP PUTRAJAYA & CYBERJAYA | Existing |  |  | FEEDER PILLAR | FP 1600 A - 2 in 8 out |  |  | LVMC 11 | [9 empty] | 0
379496163 | TNB | DISTRIBUTION | WP PUTRAJAYA & CYBERJAYA | Existing |  |  | FEEDER PILLAR | FP 1600 A - 2 in 8 out | [12 empty] | 0
379496221 | TNB | DISTRIBUTION | WP PUTRAJAYA & CYBERJAYA | Existing |  |  | FEEDER PILLAR | FP 1600 A - 2 in 8 out |  |  | LVMC 3 | [9 empty] | 0
379496279 | TNB | DISTRIBUTION | WP PUTRAJAYA & CYBERJAYA | Existing |  |  | FEEDER PILLAR | FP 1600 A - 2 in 8 out |  |  | LVMC 4 | [9 empty] | 0
379496337 | TNB | DISTRIBUTION | WP PUTRAJAYA & CYBERJAYA | Existing |  |  | FEEDER PILLAR | FP 1600 A - 2 in 8 out |  |  | 20 P10A3/3 | [9 empty] | 0
379496395 | TNB | DISTRIBUTION | WP PUTRAJAYA & CYBERJAYA | Existing |  |  | FEEDER PILLAR | FP 1600 A - 2 in 8 out |  |  | 17 P10A3/3 | [9 empty] | 0
379496453 | TNB | DISTRIBUTION | WP PUTRAJAYA & CYBERJAYA | Existing |  |  | FEEDER PILLAR | FP 1600 A - 2 in 8 out | [12 empty] | 0
379496511 | TNB | DISTRIBUTION | WP PUTRAJAYA & CYBERJAYA | Existing |  |  | FEEDER PILLAR | FP 1600 A - 2 in 8 out | [12 empty] | 0
379496569 | TNB | DISTRIBUTION | WP PUTRAJAYA & CYBERJAYA | Existing |  |  | FEEDER PILLAR | FP 1600 A - 2 in 8 out |  |  | 5 P10A3/3 | [9 empty] | 0
379496627 | TNB | DISTRIBUTION | WP PUTRAJAYA & CYBERJAYA | Existing |  |  | FEEDER PILLAR | FP 1600 A - 2 in 8 out | [12 empty] | 0
379496685 | TNB | DISTRIBUTION | WP PUTRAJAYA & CYBERJAYA | Existing |  |  | FEEDER PILLAR | FP 1600 A - 2 in 8 out |  |  | LVMC 17 | [9 empty] | 0
379496743 | TNB | DISTRIBUTION | WP PUTRAJAYA & CYBERJAYA | Existing |  |  | FEEDER PILLAR | FP 1600 A - 2 in 8 out |  |  | LVMC 15 | [9 empty] | 0
379496801 | TNB | DISTRIBUTION | WP PUTRAJAYA & CYBERJAYA | Existing |  |  | FEEDER PILLAR | FP 1600 A - 2 in 8 out | [12 empty] | 0
379496859 | TNB | DISTRIBUTION | WP PUTRAJAYA & CYBERJAYA | Existing |  |  | FEEDER PILLAR | FP 1600 A - 2 in 8 out |  |  | LVMC 18 | [9 empty] | 0
379496917 | TNB | DISTRIBUTION | WP PUTRAJAYA & CYBERJAYA | Existing |  |  | FEEDER PILLAR | FP 1600 A - 2 in 8 out |  |  | LVMC 16 | [9 empty] | 0
379496975 | TNB | DISTRIBUTION | WP PUTRAJAYA & CYBERJAYA | Existing |  |  | FEEDER PILLAR | FP 1600 A - 2 in 8 out | [12 empty] | 0
379771808 | TNB | DISTRIBUTION | WP PUTRAJAYA & CYBERJAYA | Existing |  |  | LVDB | FP 1600 A - 2 in 8 out (PE) | PE 14.19 BLOK 6 (F2) | [11 empty] | 0
379771865 | TNB | DISTRIBUTION | WP PUTRAJAYA & CYBERJAYA | Existing |  |  | LVDB | FP 1600 A - 2 in 8 out (PE) | PE 14.18 BLOK 5 (F1) | [11 empty] | 0
379788086 | TNB | DISTRIBUTION | WP PUTRAJAYA & CYBERJAYA | Existing |  |  | FEEDER PILLAR | FP 1600 A - 2 in 8 out | [12 empty] | 0
379788164 | TNB | DISTRIBUTION | WP PUTRAJAYA & CYBERJAYA | Existing |  |  | FEEDER PILLAR | FP 1600 A - 2 in 8 out | [12 empty] | 0
379788242 | TNB | DISTRIBUTION | WP PUTRAJAYA & CYBERJAYA | Existing |  |  | FEEDER PILLAR | FP 1600 A - 2 in 8 out | [12 empty] | 0
379788320 | TNB | DISTRIBUTION | WP PUTRAJAYA & CYBERJAYA | Existing |  |  | FEEDER PILLAR | FP 1600 A - 2 in 8 out | [12 empty] | 0
379834400 | TNB | DISTRIBUTION | WP PUTRAJAYA & CYBERJAYA | Existing |  |  | MINI FEEDER PILLAR | MINI FP 400 A - 2 in 6 out |  |  | FP 400A | [8 empty] | FP 400A | 0
379907393 | TNB | DISTRIBUTION | WP PUTRAJAYA & CYBERJAYA | Existing |  |  | LVDB | LVDB 1600 A - 2 in 8 out |  | INDOOR | [6 empty] | 1600.000 A | 1970-01-01 |  |  | 6
379907489 | TNB | DISTRIBUTION | WP PUTRAJAYA & CYBERJAYA | Existing |  |  | LVDB | LVDB 1600 A - 2 in 8 out |  | INDOOR | [6 empty] | 1600.000 A | 1970-01-01 |  |  | 2
379907588 | TNB | DISTRIBUTION | WP PUTRAJAYA & CYBERJAYA | Existing |  |  | LVDB | LVDB 1600 A - 2 in 8 out |  | INDOOR | [6 empty] | 1600.000 A | 1970-01-01 |  |  | 5
379907684 | TNB | DISTRIBUTION | WP PUTRAJAYA & CYBERJAYA | Existing |  |  | LVDB | LVDB 1600 A - 2 in 8 out |  | INDOOR | [6 empty] | 1600.000 A | 1970-01-01 |  |  | 3
379907794 | TNB | DISTRIBUTION | WP PUTRAJAYA & CYBERJAYA | Existing |  |  | LVDB | LVDB 1600 A - 2 in 8 out | PE 15.58 DWIPUTRA NO 5 (F2) | INDOOR | [6 empty] | 1600.000 A | 1970-01-01 |  |  | 4
379907890 | TNB | DISTRIBUTION | WP PUTRAJAYA & CYBERJAYA | Existing |  |  | LVDB | LVDB 1600 A - 2 in 8 out | PE 15.58 DWIPUTRA NO.5 (F1) | INDOOR | [6 empty] | 1600.000 A | 1970-01-01 |  |  | 2
379908023 | TNB | DISTRIBUTION | WP PUTRAJAYA & CYBERJAYA | Existing | VPTJ/PCE/J08402/NDTX2 | 310375502 | LVDB | LVDB 1600 A - 2 in 8 out | PE 8.40 8R4 BLOK C F2 | INDOOR | [6 empty] | 1600.000 A | 1970-01-01 |  |  | 4
379908148 | TNB | DISTRIBUTION | WP PUTRAJAYA & CYBERJAYA | Existing | VPTJ/PCE/J08401/NDTX1 | 310375497 | LVDB | LVDB 1600 A - 2 in 8 out | PE 8.40 8R4 BLOK C F1 | INDOOR | [6 empty] | 1600.000 A | 1970-01-01 |  |  | 1
379908242 | TNB | DISTRIBUTION | WP PUTRAJAYA & CYBERJAYA | Existing | VPTJ/PCE/J08411/NDTX1 | 310375507 | LVDB | LVDB 1600 A - 2 in 8 out | PE 8.41 8R4 BLOK D F1 | INDOOR | [6 empty] | 1600.000 A | 1970-01-01 |  |  | 3
379908338 | TNB | DISTRIBUTION | WP PUTRAJAYA & CYBERJAYA | Existing | VPTJ/PCE/J08412/NDTX2 | 300534671 | LVDB | LVDB 1600 A - 2 in 8 out | PE 8.41 BLOK D 8R4 F2 | INDOOR | [6 empty] | 1600.000 A | 1970-01-01 |  |  | 2
379908454 | TNB | DISTRIBUTION | WP PUTRAJAYA & CYBERJAYA | Existing | VPTJ/PCE/J08382/NDTX2 | 310375512 | LVDB | LVDB 1600 A - 2 in 8 out | PE 8.38 8R4 BLOK A F2 | INDOOR | [6 empty] | 1600.000 A | 1970-01-01 |  |  | 3
379908550 | TNB | DISTRIBUTION | WP PUTRAJAYA & CYBERJAYA | Existing | VPTJ/PCE/J08381/NDTX1 | 310375515 | LVDB | LVDB 1600 A - 2 in 8 out | PE 8.38 8R4 BLOK A F1 | INDOOR | [6 empty] | 1600.000 A | 1970-01-01 |  |  | 1
379908644 | TNB | DISTRIBUTION | WP PUTRAJAYA & CYBERJAYA | Existing | VPTJ/PCE/J08391/NDTX1 | 310375530 | LVDB | LVDB 1600 A - 2 in 8 out | PE 8.39 8R4 BLOK B F1 | INDOOR | [6 empty] | 1600.000 A | 1970-01-01 |  |  | 8
379908740 | TNB | DISTRIBUTION | WP PUTRAJAYA & CYBERJAYA | Existing | VPTJ/PCE/J08392/NDTX2 | 310338737 | LVDB | LVDB 1600 A - 2 in 8 out | PE 8.39 BLOK B 8R4 F2 | INDOOR | [6 empty] | 1600.000 A | 1970-01-01 |  |  | 4
379908893 | TNB | DISTRIBUTION | WP PUTRAJAYA & CYBERJAYA | Existing | VPTJ/PCE/J00356/NDTX1 | 310286484 | LVDB | LVDB 1600 A - 2 in 10 out (CS) | PE 11.76 TERES ZON 9D (1) (F1) | INDOOR | [6 empty] | 1600.000 A | 1970-01-01 |  |  | 5
379908999 | TNB | DISTRIBUTION | WP PUTRAJAYA & CYBERJAYA | Existing | VPTJ/PCE/J00359/NDTX1 | 310371018 | LVDB | LVDB 1600 A - 2 in 10 out (CS) | PE 11.76 TERES ZON 9D (1) (F2) | INDOOR | [6 empty] | 1600.000 A | 1970-01-01 |  |  | 1
379909105 | TNB | DISTRIBUTION | WP PUTRAJAYA & CYBERJAYA | Existing | VPTJ/PCE/J00357/NDTX1 | 310371020 | LVDB | LVDB 1600 A - 2 in 10 out (CS) | PE 11.77 TERES ZON 9D (2) (F1) | INDOOR | [6 empty] | 1600.000 A | 1970-01-01 |  |  | 6
379909211 | TNB | DISTRIBUTION | WP PUTRAJAYA & CYBERJAYA | Existing | VPTJ/PCE/J00358/NDTX1 | 310286486 | LVDB | LVDB 1600 A - 2 in 10 out (CS) | PE 11.77 TERES ZON 9D (2) (F2) | INDOOR | [6 empty] | 1600.000 A | 1970-01-01 |  |  | 3
379909340 | TNB | DISTRIBUTION | WP PUTRAJAYA & CYBERJAYA | Existing |  |  | LVDB | LVDB 1600 A - 2 in 8 out |  | INDOOR | [6 empty] | 1600.000 A | 1970-01-01 |  |  | 3
379909436 | TNB | DISTRIBUTION | WP PUTRAJAYA & CYBERJAYA | Existing |  |  | LVDB | LVDB 1600 A - 2 in 8 out |  | INDOOR | [6 empty] | 1600.000 A | 1970-01-01 |  |  | 1
379909543 | TNB | DISTRIBUTION | WP PUTRAJAYA & CYBERJAYA | Existing | VPTJ/PCE/J05351/NDTX1 | 310375520 | LVDB | LVDB 1600 A - 2 in 10 out (CS) | PE 5.35 TEMP 5R5 | INDOOR | [6 empty] | 1600.000 A | 1970-01-01 |  |  | 0
379909851 | TNB | DISTRIBUTION | WP PUTRAJAYA & CYBERJAYA | Existing | VCBJ/PCE/J24361/NDTX1 | 310386507 | LVDB | LVDB 1600 A - 2 in 8 out | PE 24.36 VERDI CONDO BLOK 2 | INDOOR | [6 empty] | 1600.000 A | 1970-01-01 |  |  | 4
379909908 | TNB | DISTRIBUTION | WP PUTRAJAYA & CYBERJAYA | Existing | VCBJ/PCE/J24361/NDTX2 | 310386508 | LVDB | LVDB 1600 A - 2 in 8 out | PE 24.36 VERDI CONDO BLOK 2 | INDOOR | [6 empty] | 1600.000 A | 1970-01-01 |  |  | 4
379910034 | TNB | DISTRIBUTION | WP PUTRAJAYA & CYBERJAYA | Existing | VCBJ/PCE/J24351/NDTX1 | 310386493 | LVDB | LVDB 1600 A - 2 in 8 out | PE 24.35 VERDI CONDO BLOK 1 | INDOOR | [6 empty] | 1600.000 A | 1970-01-01 |  |  | 2
379910091 | TNB | DISTRIBUTION | WP PUTRAJAYA & CYBERJAYA | Existing | VCBJ/PCE/J24351/NDTX2 | 310386495 | LVDB | LVDB 1600 A - 2 in 8 out | PE 24.35 VERDI CONDO BLOK 1 | INDOOR | [6 empty] | 1600.000 A | 1970-01-01 |  |  | 2
379924569 | TNB | DISTRIBUTION | WP PUTRAJAYA & CYBERJAYA | Existing |  |  | LVDB | LVDB 1600 A - 2 in 8 out |  | INDOOR | [6 empty] | 1600.000 A | 1970-01-01 |  |  | 3
379924764 | TNB | DISTRIBUTION | WP PUTRAJAYA & CYBERJAYA | Existing | VPTJ/PCE/J00348/NDTX1 | 310372348 | LVDB | LVDB 1600 A - 2 in 8 out | PE 12.05 PS 19 (F2) | INDOOR | [6 empty] | 1600.000 A | 1970-01-01 |  |  | 4
379924860 | TNB | DISTRIBUTION | WP PUTRAJAYA & CYBERJAYA | Existing | VPTJ/PCE/J00346/NDTX1 | 310372342 | LVDB | LVDB 1600 A - 2 in 8 out | PE 12.05 PS 19 (F1) | INDOOR | [6 empty] | 1600.000 A | 1970-01-01 |  |  | 2
379925029 | TNB | DISTRIBUTION | WP PUTRAJAYA & CYBERJAYA | Existing |  |  | LVDB | LVDB 1600 A - 2 in 8 out |  | INDOOR | [6 empty] | 1600.000 A | 1970-01-01 |  |  | 5
379925125 | TNB | DISTRIBUTION | WP PUTRAJAYA & CYBERJAYA | Existing |  |  | LVDB | LVDB 1600 A - 2 in 8 out |  | INDOOR | [6 empty] | 1600.000 A | 1970-01-01 |  |  | 2
379925219 | TNB | DISTRIBUTION | WP PUTRAJAYA & CYBERJAYA | Existing |  |  | LVDB | LVDB 1600 A - 2 in 8 out |  | INDOOR | [6 empty] | 1600.000 A | 1970-01-01 |  |  | 7
379925315 | TNB | DISTRIBUTION | WP PUTRAJAYA & CYBERJAYA | Existing |  |  | LVDB | LVDB 1600 A - 2 in 8 out |  | INDOOR | [6 empty] | 1600.000 A | 1970-01-01 |  |  | 4
379925409 | TNB | DISTRIBUTION | WP PUTRAJAYA & CYBERJAYA | Existing |  |  | LVDB | LVDB 1600 A - 2 in 8 out | PE 15.51 NADI 15 (3) (F1) | INDOOR | [6 empty] | 1600.000 A | 1970-01-01 |  |  | 6
379925505 | TNB | DISTRIBUTION | WP PUTRAJAYA & CYBERJAYA | Existing |  |  | LVDB | LVDB 1600 A - 2 in 8 out |  | INDOOR | [6 empty] | 1600.000 A | 1970-01-01 |  |  | 2
379925888 | TNB | DISTRIBUTION | WP PUTRAJAYA & CYBERJAYA | Existing | VPTJ/PCE/J00372/NDTX1 | 310376047 | LVDB | LVDB 1600 A - 2 in 10 out (CS) | PE 14.34 (F1) (DUTA VILLA) | INDOOR | [6 empty] | 1600.000 A | 1970-01-01 |  |  | 6
379925994 | TNB | DISTRIBUTION | WP PUTRAJAYA & CYBERJAYA | Existing | VPTJ/PCE/J00374/NDTX1 | 310376050 | LVDB | LVDB 1600 A - 2 in 10 out (CS) | PE 14.34 DUTA VILLA (EFI) (F2) | INDOOR | [6 empty] | 1600.000 A | 1970-01-01 |  |  | 3
379926344 | TNB | DISTRIBUTION | WP PUTRAJAYA & CYBERJAYA | Existing | VCBJ/PCE/J00130/NDTX1 | 310375550 | LVDB | LVDB 1600 A - 2 in 8 out | PE 25.30 GLADE 3-3 | INDOOR | [6 empty] | 1600.000 A | 1970-01-01 |  |  | 3
379926438 | TNB | DISTRIBUTION | WP PUTRAJAYA & CYBERJAYA | Existing | VCBJ/PCE/J00129/NDTX1 | 310389789 | LVDB | LVDB 1600 A - 2 in 8 out | PE 25.29 GLADE 3-2 | INDOOR | [6 empty] | 1600.000 A | 1970-01-01 |  |  | 2
379926532 | TNB | DISTRIBUTION | WP PUTRAJAYA & CYBERJAYA | Existing | VCBJ/PCE/J00124/NDTX1 | 310389791 | LVDB | LVDB 1600 A - 2 in 8 out | PE 25.28 GLADE 3-1 | INDOOR | [6 empty] | 1600.000 A | 1970-01-01 |  |  | 2
379926869 | TNB | DISTRIBUTION | WP PUTRAJAYA & CYBERJAYA | Existing |  |  | LVDB | LVDB 1600 A - 2 in 10 out (CS) |  | INDOOR | [6 empty] | 1600.000 A | 1970-01-01 |  |  | 3
379926980 | TNB | DISTRIBUTION | WP PUTRAJAYA & CYBERJAYA | Existing | VCBJ/PCE/J00132/NDTX1 | 310386419 | LVDB | LVDB 1600 A - 2 in 8 out | PE 23.31 TEMP AXVENTURE | INDOOR | [6 empty] | 1600.000 A | 1970-01-01 |  |  | 1
380066272 | TNB | DISTRIBUTION | WP PUTRAJAYA & CYBERJAYA | Existing |  |  | MINI FEEDER PILLAR | MINI FP 400 A - 2 in 6 out | PE25.16 SETIA RIMBA 4 | OUTDOOR | MFP No.1 | [9 empty] | 1
380066334 | TNB | DISTRIBUTION | WP PUTRAJAYA & CYBERJAYA | Existing |  |  | MINI FEEDER PILLAR | MINI FP 400 A - 2 in 6 out | PE25.16 SETIA RIMBA 4 | OUTDOOR | MFP No.6 | [9 empty] | 1
380066396 | TNB | DISTRIBUTION | WP PUTRAJAYA & CYBERJAYA | Existing |  |  | MINI FEEDER PILLAR | MINI FP 400 A - 2 in 6 out | PE25.16 SETIA RIMBA 4 | OUTDOOR | MFP No.2 | [9 empty] | 0
380066458 | TNB | DISTRIBUTION | WP PUTRAJAYA & CYBERJAYA | Existing |  |  | MINI FEEDER PILLAR | MINI FP 400 A - 2 in 6 out | PE25.16 SETIA RIMBA 4 | OUTDOOR | MFP No.5 | [9 empty] | 0
380066520 | TNB | DISTRIBUTION | WP PUTRAJAYA & CYBERJAYA | Existing |  |  | MINI FEEDER PILLAR | MINI FP 400 A - 2 in 6 out | PE25.16 SETIA RIMBA 4 | OUTDOOR | MFP No.3 | [9 empty] | 0
380066582 | TNB | DISTRIBUTION | WP PUTRAJAYA & CYBERJAYA | Existing |  |  | MINI FEEDER PILLAR | MINI FP 400 A - 2 in 6 out | PE25.16 SETIA RIMBA 4 | OUTDOOR | MFP No.4 | [9 empty] | 0
380066644 | TNB | DISTRIBUTION | WP PUTRAJAYA & CYBERJAYA | Existing |  |  | MINI FEEDER PILLAR | MINI FP 400 A - 2 in 6 out | PE25.13 SETIA RIMBA 1 | OUTDOOR | MFP No.4 | [9 empty] | 0
380066706 | TNB | DISTRIBUTION | WP PUTRAJAYA & CYBERJAYA | Existing |  |  | MINI FEEDER PILLAR | MINI FP 400 A - 2 in 6 out | PE25.13 SETIA RIMBA 1 | OUTDOOR | MFP No.5 | [9 empty] | 0
380066768 | TNB | DISTRIBUTION | WP PUTRAJAYA & CYBERJAYA | Existing |  |  | MINI FEEDER PILLAR | MINI FP 400 A - 2 in 6 out | PE25.13 SETIA RIMBA 1 | OUTDOOR | MFP No.3 | [9 empty] | 0
380066830 | TNB | DISTRIBUTION | WP PUTRAJAYA & CYBERJAYA | Existing |  |  | MINI FEEDER PILLAR | MINI FP 400 A - 2 in 6 out | PE25.13 SETIA RIMBA 1 | OUTDOOR | MFP No.1 | [9 empty] | 0
380066892 | TNB | DISTRIBUTION | WP PUTRAJAYA & CYBERJAYA | Existing |  |  | MINI FEEDER PILLAR | MINI FP 400 A - 2 in 6 out | PE25.13 SETIA RIMBA 1 | OUTDOOR | MFP No.2 | [9 empty] | 0
380067016 | TNB | DISTRIBUTION | WP PUTRAJAYA & CYBERJAYA | Existing |  |  | MINI FEEDER PILLAR | MINI FP 400 A - 2 in 6 out | PE25.14 SETIA RIMBA 2 | OUTDOOR | MFP No.5 | [9 empty] | 0
380067078 | TNB | DISTRIBUTION | WP PUTRAJAYA & CYBERJAYA | Existing |  |  | MINI FEEDER PILLAR | MINI FP 400 A - 2 in 6 out | PE25.14 SETIA RIMBA 2 | OUTDOOR | MFP No.4 | [9 empty] | 0
380067140 | TNB | DISTRIBUTION | WP PUTRAJAYA & CYBERJAYA | Existing |  |  | MINI FEEDER PILLAR | MINI FP 400 A - 2 in 6 out | PE25.14 SETIA RIMBA 2 | OUTDOOR | MFP No.2 | [9 empty] | 0
380067202 | TNB | DISTRIBUTION | WP PUTRAJAYA & CYBERJAYA | Existing |  |  | MINI FEEDER PILLAR | MINI FP 400 A - 2 in 6 out | PE25.14 SETIA RIMBA 2 | OUTDOOR | MFP No.3 | [9 empty] | 0
380067264 | TNB | DISTRIBUTION | WP PUTRAJAYA & CYBERJAYA | Existing |  |  | MINI FEEDER PILLAR | MINI FP 400 A - 2 in 6 out | PE25.15 SETIA RIMBA 3 | OUTDOOR | MFP No.3 | [9 empty] | 0
380067326 | TNB | DISTRIBUTION | WP PUTRAJAYA & CYBERJAYA | Existing |  |  | MINI FEEDER PILLAR | MINI FP 400 A - 2 in 6 out | PE25.15 SETIA RIMBA 3 | OUTDOOR | MFP No.2 | [9 empty] | 0
380067388 | TNB | DISTRIBUTION | WP PUTRAJAYA & CYBERJAYA | Existing |  |  | MINI FEEDER PILLAR | MINI FP 400 A - 2 in 6 out | PE25.15 SETIA RIMBA 3 | OUTDOOR | MFP No.1 | [9 empty] | 0
380067450 | TNB | DISTRIBUTION | WP PUTRAJAYA & CYBERJAYA | Existing |  |  | MINI FEEDER PILLAR | MINI FP 400 A - 2 in 6 out | PE25.15 SETIA RIMBA 3 | OUTDOOR | MFP No.4 | [9 empty] | 0
380067512 | TNB | DISTRIBUTION | WP PUTRAJAYA & CYBERJAYA | Existing |  |  | MINI FEEDER PILLAR | MINI FP 400 A - 2 in 6 out | PE25.15 SETIA RIMBA 3 | OUTDOOR | MFP No.5 | [9 empty] | 0
380067574 | TNB | DISTRIBUTION | WP PUTRAJAYA & CYBERJAYA | Existing |  |  | MINI FEEDER PILLAR | MINI FP 400 A - 2 in 6 out | PE25.15 SETIA RIMBA 3 | OUTDOOR | MFP No.6 | [9 empty] | 0
380067655 | TNB | DISTRIBUTION | WP PUTRAJAYA & CYBERJAYA | Existing |  |  | MINI FEEDER PILLAR | MINI FP 400 A - 2 in 6 out | PE25.14 SETIA RIMBA 2 | OUTDOOR | MFP No.1 | [9 empty] | 0
380663178 | TNB | DISTRIBUTION | WP PUTRAJAYA & CYBERJAYA | Existing | VPTJ/PCE/J00442/NDTX1 | 310554315 | LVDB | LVDB 1600 A - 2 in 8 out | D-PTJ-C15-0989 | INDOOR | IIESB-D8345 |  |  |  | Unknown |  | 1600.000 A | 1970-01-01 |  |  | 4
380663301 | TNB | DISTRIBUTION | WP PUTRAJAYA & CYBERJAYA | Existing | VPTJ/PCE/J00443/NDTX1 | 310541548 | LVDB | LVDB 1600 A - 2 in 8 out | D-PTJ-C15-0989 | INDOOR | DFP1600HL112 |  |  |  | Unknown |  | 1600.000 A | 1970-01-01 |  |  | 1
380663422 | TNB | DISTRIBUTION | WP PUTRAJAYA & CYBERJAYA | Existing | VPTJ/PCE/J00444/NDTX1 | 310523171 | LVDB | LVDB 1600 A - 2 in 8 out | D-PTJ-C15-0989 | INDOOR | IIESB-D8199 |  |  |  | Unknown |  | 1600.000 A | 1970-01-01 |  |  | 5
380663545 | TNB | DISTRIBUTION | WP PUTRAJAYA & CYBERJAYA | Existing | VPTJ/PCE/J00445/NDTX1 | 310526293 | LVDB | LVDB 1600 A - 2 in 8 out | D-PTJ-C15-0989 | INDOOR | DFP1600HL91 |  |  |  | Unknown |  | 1600.000 A | 1970-01-01 |  |  | 3
381401705 | TNB | DISTRIBUTION | WP PUTRAJAYA & CYBERJAYA | Existing |  |  | LVDB | LVDB 1600 A - 2 in 8 out | D-PTJ-C16-0948 (F2) | INDOOR | [6 empty] | 1600.000 A | 1970-01-01 |  |  | 4
381401819 | TNB | DISTRIBUTION | WP PUTRAJAYA & CYBERJAYA | Existing |  |  | LVDB | LVDB 1600 A - 2 in 8 out | D-PTJ-C16-0948 (F1) | INDOOR | [6 empty] | 1600.000 A | 1970-01-01 |  |  | 2
381401941 | TNB | DISTRIBUTION | WP PUTRAJAYA & CYBERJAYA | Existing |  |  | LVDB | LVDB 1600 A - 2 in 8 out |  | INDOOR | [6 empty] | 1600.000 A | 1970-01-01 |  |  | 4
381402057 | TNB | DISTRIBUTION | WP PUTRAJAYA & CYBERJAYA | Existing |  |  | LVDB | LVDB 1600 A - 2 in 8 out | D-PTJ-C16-0948 (F1) | INDOOR | [6 empty] | 1600.000 A | 1970-01-01 |  |  | 2
381402225 | TNB | DISTRIBUTION | WP PUTRAJAYA & CYBERJAYA | Existing | VPTJ/PCE/J00400/NDTX1 | 310223842 | LVDB | LVDB 1600 A - 2 in 8 out | D-PTJ-C15-0944 (17.11 F1) | INDOOR | [6 empty] | 1600.000 A | 1970-01-01 |  |  | 6
381402341 | TNB | DISTRIBUTION | WP PUTRAJAYA & CYBERJAYA | Existing | VPTJ/PCE/J00401/NDTX1 | 310223812 | LVDB | LVDB 1600 A - 2 in 8 out | D-PTJ-C15-0944 (17.11 F2) | INDOOR | [6 empty] | 1600.000 A | 1970-01-01 |  |  | 3
381402455 | TNB | DISTRIBUTION | WP PUTRAJAYA & CYBERJAYA | Existing | VPTJ/PCE/J00406/NDTX1 | 310355619 | LVDB | LVDB 1600 A - 2 in 8 out | D-PTJ-C16-1074 (17.14 F1) | INDOOR | [6 empty] | 1600.000 A | 1970-01-01 |  |  | 12
381402571 | TNB | DISTRIBUTION | WP PUTRAJAYA & CYBERJAYA | Existing | VPTJ/PCE/J00407/NDTX1 | 310223815 | LVDB | LVDB 1600 A - 2 in 8 out | D-PTJ-C16-1074 (17.14 F2) | INDOOR | [6 empty] | 1600.000 A | 1970-01-01 |  |  | 2
381402721 | TNB | DISTRIBUTION | WP PUTRAJAYA & CYBERJAYA | Existing | VPTJ/PCE/J00404/NDTX1 | 310223810 | LVDB | LVDB 1600 A - 2 in 8 out | D-PTJ-C16-1074 (17.13 F1) | INDOOR | [6 empty] | 1600.000 A | 1970-01-01 |  |  | 7
381402837 | TNB | DISTRIBUTION | WP PUTRAJAYA & CYBERJAYA | Existing | VPTJ/PCE/J00405/NDTX1 | 310223843 | LVDB | LVDB 1600 A - 2 in 8 out | D-PTJ-C16-1074 (17.13 F2) | INDOOR | [6 empty] | 1600.000 A | 1970-01-01 |  |  | 4
381402980 | TNB | DISTRIBUTION | WP PUTRAJAYA & CYBERJAYA | Existing | VPTJ/PCE/J00402/NDTX1 | 310125794 | LVDB | LVDB 1600 A - 2 in 8 out | D-PTJ-C15-0944 (17.12 F1) | INDOOR | [6 empty] | 1600.000 A | 1970-01-01 |  |  | 6
381403096 | TNB | DISTRIBUTION | WP PUTRAJAYA & CYBERJAYA | Existing | VPTJ/PCE/J00403/NDTX1 | 310223811 | LVDB | LVDB 1600 A - 2 in 8 out | D-PTJ-C15-0944 | INDOOR | [6 empty] | 1600.000 A | 1970-01-01 |  |  | 3
381405999 | TNB | DISTRIBUTION | WP PUTRAJAYA & CYBERJAYA | Existing |  |  | LVDB | LVDB 1600 A - 2 in 8 out |  | INDOOR | [6 empty] | 1600.000 A | 1970-01-01 |  |  | 3
381406115 | TNB | DISTRIBUTION | WP PUTRAJAYA & CYBERJAYA | Existing |  |  | LVDB | LVDB 1600 A - 2 in 8 out |  | INDOOR | [6 empty] | 1600.000 A | 1970-01-01 |  |  | 1
381406236 | TNB | DISTRIBUTION | WP PUTRAJAYA & CYBERJAYA | Existing | VPTJ/PCE/J00378/NDTX1 | 300554046 | LVDB | LVDB 1600 A - 2 in 8 out | PE 9.50 DEPOH VSQC | INDOOR | [6 empty] | 1600.000 A | 1970-01-01 |  |  | 1
381406374 | TNB | DISTRIBUTION | WP PUTRAJAYA & CYBERJAYA | Existing | VCBJ/PCE/J00379/NDTX2 | 310223818 | LVDB | LVDB 1600 A - 2 in 8 out | PE 23.30 EAST GARDEN | INDOOR | [6 empty] | 1600.000 A | 1970-01-01 |  |  | 1
381406451 | TNB | DISTRIBUTION | WP PUTRAJAYA & CYBERJAYA | Existing | VCBJ/PCE/J00379/NDTX1 | 310223816 | LVDB | LVDB 1600 A - 2 in 8 out | PE 23.30 EAST GARDEN | INDOOR | [6 empty] | 1600.000 A | 1970-01-01 |  |  | 1
381406627 | TNB | DISTRIBUTION | WP PUTRAJAYA & CYBERJAYA | Existing |  |  | LVDB | LVDB 1600 A - 2 in 8 out |  | INDOOR | [6 empty] | 1600.000 A | 1970-01-01 |  |  | 2
381406704 | TNB | DISTRIBUTION | WP PUTRAJAYA & CYBERJAYA | Existing |  |  | LVDB | LVDB 1600 A - 2 in 8 out |  | INDOOR | [6 empty] | 1600.000 A | 1970-01-01 |  |  | 0
381406843 | TNB | DISTRIBUTION | WP PUTRAJAYA & CYBERJAYA | Existing |  |  | LVDB | LVDB 1600 A - 2 in 8 out |  | INDOOR | [6 empty] | 1600.000 A | 1970-01-01 |  |  | 4
381406959 | TNB | DISTRIBUTION | WP PUTRAJAYA & CYBERJAYA | Existing |  |  | LVDB | LVDB 1600 A - 2 in 8 out |  | INDOOR | [6 empty] | 1600.000 A | 1970-01-01 |  |  | 2
381407091 | TNB | DISTRIBUTION | WP PUTRAJAYA & CYBERJAYA | Existing |  |  | LVDB | LVDB 1600 A - 2 in 8 out |  | INDOOR | [6 empty] | 1600.000 A | 1970-01-01 |  |  | 6
381407214 | TNB | DISTRIBUTION | WP PUTRAJAYA & CYBERJAYA | Existing |  |  | LVDB | LVDB 1600 A - 2 in 8 out |  | INDOOR | [6 empty] | 1600.000 A | 1970-01-01 |  |  | 2
381407349 | TNB | DISTRIBUTION | WP PUTRAJAYA & CYBERJAYA | Existing |  |  | LVDB | LVDB 1600 A - 2 in 8 out |  | INDOOR | [6 empty] | 1600.000 A | 1970-01-01 |  |  | 5
381407472 | TNB | DISTRIBUTION | WP PUTRAJAYA & CYBERJAYA | Existing |  |  | LVDB | LVDB 1600 A - 2 in 8 out |  | INDOOR | [6 empty] | 1600.000 A | 1970-01-01 |  |  | 2
381407593 | TNB | DISTRIBUTION | WP PUTRAJAYA & CYBERJAYA | Existing |  |  | LVDB | LVDB 1600 A - 2 in 8 out |  | INDOOR | [6 empty] | 1600.000 A | 1970-01-01 |  |  | 6
381407716 | TNB | DISTRIBUTION | WP PUTRAJAYA & CYBERJAYA | Existing |  |  | LVDB | LVDB 1600 A - 2 in 8 out |  | INDOOR | [6 empty] | 1600.000 A | 1970-01-01 |  |  | 5
381407837 | TNB | DISTRIBUTION | WP PUTRAJAYA & CYBERJAYA | Existing |  |  | LVDB | LVDB 1600 A - 2 in 8 out |  | INDOOR | [6 empty] | 1600.000 A | 1970-01-01 |  |  | 3
381407960 | TNB | DISTRIBUTION | WP PUTRAJAYA & CYBERJAYA | Existing |  |  | LVDB | LVDB 1600 A - 2 in 8 out |  | INDOOR | [6 empty] | 1600.000 A | 1970-01-01 |  |  | 3
381408081 | TNB | DISTRIBUTION | WP PUTRAJAYA & CYBERJAYA | Existing |  |  | LVDB | LVDB 1600 A - 2 in 8 out |  | INDOOR | [6 empty] | 1600.000 A | 1970-01-01 |  |  | 5
381408204 | TNB | DISTRIBUTION | WP PUTRAJAYA & CYBERJAYA | Existing |  |  | LVDB | LVDB 1600 A - 2 in 8 out |  | INDOOR | [6 empty] | 1600.000 A | 1970-01-01 |  |  | 3
381526274 | TNB | DISTRIBUTION | WP PUTRAJAYA & CYBERJAYA | Existing | VCBJ/PCE/J23291/NDTX1 | 300524056 | LVDB | LVDB 1600 A - 2 in 8 out | PE 23.29 PERUMAHAN CERIA RESIDENT | INDOOR | [6 empty] | 1600.000 A | 1970-01-01 |  |  | 2
381526351 | TNB | DISTRIBUTION | WP PUTRAJAYA & CYBERJAYA | Existing | VCBJ/PCE/J23291/NDTX2 | 300524058 | LVDB | LVDB 1600 A - 2 in 8 out | PE 23.29 PERUMAHAN CERIA RESIDENT | INDOOR | [6 empty] | 1600.000 A | 1970-01-01 |  |  | 2
381526593 | TNB | DISTRIBUTION | WP PUTRAJAYA & CYBERJAYA | Existing | VCBJ/PCE/J21441/NDTX1 | 300281689 | LVDB | LVDB 1600 A - 2 in 8 out | PE 21.44 CYBERVILLAGE SERENITY 2 | INDOOR | FP 1 |  |  |  | AMPSTON(TOP RANK) |  | 1600.000 A | 1970-01-01 |  |  | 2
381526670 | TNB | DISTRIBUTION | WP PUTRAJAYA & CYBERJAYA | Existing | VCBJ/PCE/J21441/NDTX2 | 300283024 | LVDB | LVDB 1600 A - 2 in 8 out | PE 21.44 CYBERVILLAGE SERENITY 2 | INDOOR | FP 2 |  |  |  | AMPSTON(TOP RANK) |  | 1600.000 A | 1970-01-01 |  |  | 2
381526790 | TNB | DISTRIBUTION | WP PUTRAJAYA & CYBERJAYA | Existing |  |  | LVDB | LVDB 1600 A - 2 in 8 out | PE 24.03 JELANG VISTA 2 | INDOOR | [10 empty] | 0
381527268 | TNB | DISTRIBUTION | WP PUTRAJAYA & CYBERJAYA | Existing | VCBJ/PCE/J24111/NDTX1 | 310338784 | LVDB | LVDB 1600 A - 2 in 8 out | PE 24.11 | INDOOR | [6 empty] | 1600.000 A | 1970-01-01 |  |  | 2
381527345 | TNB | DISTRIBUTION | WP PUTRAJAYA & CYBERJAYA | Existing |  |  | LVDB | LVDB 1600 A - 2 in 8 out |  | INDOOR | [6 empty] | 1600.000 A | 1970-01-01 |  |  | 2
382986198 | TNB | DISTRIBUTION | WP PUTRAJAYA & CYBERJAYA | Existing | VPTJ/PCE/J14331/NDTX1 | 310338740 | LVDB | LVDB 1600 A - 2 in 8 out | PE 14.33 PERUMAHAN 14-6 NO 2 (F1) | INDOOR | [6 empty] | 1600.000 A | 1970-01-01 |  |  | 4
382986321 | TNB | DISTRIBUTION | WP PUTRAJAYA & CYBERJAYA | Existing | VPTJ/PCE/J14332/NDTX2 | 310338744 | LVDB | LVDB 1600 A - 2 in 8 out | PE 14.33 PERUMAHAN 14-6 NO 2 (F2) | INDOOR | [6 empty] | 1600.000 A | 1970-01-01 |  |  | 2
382986452 | TNB | DISTRIBUTION | WP PUTRAJAYA & CYBERJAYA | Existing | VPTJ/PCE/J14321/NDTX1 | 310338755 | LVDB | LVDB 1600 A - 2 in 8 out | PE 14.32 PERUMAHAN 14-6 NO 1 (F1) | INDOOR | [6 empty] | 1600.000 A | 1970-01-01 |  |  | 2
382986575 | TNB | DISTRIBUTION | WP PUTRAJAYA & CYBERJAYA | Existing | VPTJ/PCE/J14322/NDTX2 | 310338746 | LVDB | LVDB 1600 A - 2 in 8 out | PE 14.32 PERUMAHAN 14-6 NO 1 (F2) | INDOOR | [6 empty] | 1600.000 A | 1970-01-01 |  |  | 0
382986741 | TNB | DISTRIBUTION | WP PUTRAJAYA & CYBERJAYA | Existing |  |  | LVDB | LVDB 1600 A - 2 in 8 out | PE 24.37 KANVAS TOWER A | INDOOR | [6 empty] | 1600.000 A | 1970-01-01 |  |  | 1
382986818 | TNB | DISTRIBUTION | WP PUTRAJAYA & CYBERJAYA | Existing |  |  | LVDB | LVDB 1600 A - 2 in 8 out | PE 24.37 KANVAS TOWER A | INDOOR | [6 empty] | 1600.000 A | 1970-01-01 |  |  | 1
382986963 | TNB | DISTRIBUTION | WP PUTRAJAYA & CYBERJAYA | Existing |  |  | LVDB | LVDB 1600 A - 2 in 8 out | PE 24.38 KANVAS TOWER B | INDOOR | [6 empty] | 1600.000 A | 1970-01-01 |  |  | 1
382987040 | TNB | DISTRIBUTION | WP PUTRAJAYA & CYBERJAYA | Existing |  |  | LVDB | LVDB 1600 A - 2 in 8 out | PE 24.38 KANVAS TOWER B | INDOOR | [6 empty] | 1600.000 A | 1970-01-01 |  |  | 1
382987197 | TNB | DISTRIBUTION | WP PUTRAJAYA & CYBERJAYA | Existing |  |  | LVDB | LVDB 1600 A - 2 in 8 out | PE 23.26 V RESIDENCE | INDOOR | [6 empty] | 1600.000 A | 1970-01-01 |  |  | 0
382987274 | TNB | DISTRIBUTION | WP PUTRAJAYA & CYBERJAYA | Existing |  |  | LVDB | LVDB 1600 A - 2 in 8 out | PE 23.26 V RESIDENCE | INDOOR | [6 empty] | 1600.000 A | 1970-01-01 |  |  | 2
382987397 | TNB | DISTRIBUTION | WP PUTRAJAYA & CYBERJAYA | Existing |  |  | LVDB | LVDB 1600 A - 2 in 8 out | PE 23.27 V RESIDENCE 1 | INDOOR | [6 empty] | 1600.000 A | 1970-01-01 |  |  | 0
382987655 | TNB | DISTRIBUTION | WP PUTRAJAYA & CYBERJAYA | Existing |  |  | LVDB | LVDB 1600 A - 2 in 8 out | PE 24.41 MAGIC VILLAGE | INDOOR | [6 empty] | 1600.000 A | 1970-01-01 |  |  | 2
383003424 | TNB | DISTRIBUTION | WP PUTRAJAYA & CYBERJAYA | Existing |  |  | LVDB | LVDB 1600 A - 2 in 8 out | PE 6.05 BLOK 5A PPA1M (F2) | INDOOR | [6 empty] | 1600.000 A | 1970-01-01 |  |  | 4
383003547 | TNB | DISTRIBUTION | WP PUTRAJAYA & CYBERJAYA | Existing |  |  | LVDB | LVDB 1600 A - 2 in 8 out | PE 6.05 BLOK 5A PPA1M (F1) | INDOOR | [6 empty] | 1600.000 A | 1970-01-01 |  |  | 4
383003668 | TNB | DISTRIBUTION | WP PUTRAJAYA & CYBERJAYA | Existing |  |  | LVDB | LVDB 1600 A - 2 in 8 out | PE 6.04 BLOK 1 PPA1M (F2) | INDOOR | [6 empty] | 1600.000 A | 1970-01-01 |  |  | 2
383003791 | TNB | DISTRIBUTION | WP PUTRAJAYA & CYBERJAYA | Existing |  |  | LVDB | LVDB 1600 A - 2 in 8 out | PE 6.04 BLOK 1 PPA1M (F1) | INDOOR | [6 empty] | 1600.000 A | 1970-01-01 |  |  | 1
383003952 | TNB | DISTRIBUTION | WP PUTRAJAYA & CYBERJAYA | Existing |  |  | LVDB | LVDB 1600 A - 2 in 8 out | PE 16.32 TEMP PPA1M P16D | INDOOR | [6 empty] | 1600.000 A | 1970-01-01 |  |  | 2
383004210 | TNB | DISTRIBUTION | WP PUTRAJAYA & CYBERJAYA | Existing |  |  | LVDB | LVDB 1600 A - 2 in 8 out | PE 1.68 TEMP PLOT Z1 & Z2 | INDOOR | [6 empty] | 1600.000 A | 1970-01-01 |  |  | 3
383004485 | TNB | DISTRIBUTION | WP PUTRAJAYA & CYBERJAYA | Existing | VPTJ/PCE/J11641/NDTX1 | 300282811 | LVDB | LVDB 1600 A - 2 in 8 out | PE 11.64 ZON 10A (F1) | INDOOR | [6 empty] | 1600.000 A | 1970-01-01 |  |  | 5
383004595 | TNB | DISTRIBUTION | WP PUTRAJAYA & CYBERJAYA | Existing | VPTJ/PCE/J11642/NDTX2 | 300454763 | LVDB | LVDB 1600 A - 2 in 8 out | PE 11.64 ZON 10A (F2) | INDOOR | [6 empty] | 1600.000 A | 1970-01-01 |  |  | 3
383004720 | TNB | DISTRIBUTION | WP PUTRAJAYA & CYBERJAYA | Existing | VPTJ/PCE/J11651/NDTX1 | 300451361 | LVDB | LVDB 1600 A - 2 in 8 out | PE 11.65 ZON 10A2 (F1) | INDOOR | [6 empty] | 1600.000 A | 1970-01-01 |  |  | 5
383004837 | TNB | DISTRIBUTION | WP PUTRAJAYA & CYBERJAYA | Existing | VPTJ/PCE/J11652/NDTX2 | 300282813 | LVDB | LVDB 1600 A - 2 in 8 out | PE 11.65 ZON 10A2 (F2) | INDOOR | [6 empty] | 1600.000 A | 1970-01-01 |  |  | 3
383046650 | TNB | DISTRIBUTION | WP PUTRAJAYA & CYBERJAYA | Existing | VCBJ/PCE/J00164/NDTX1 | 310595374 | LVDB | LVDB 1600 A - 2 in 8 out | D-CBJ-C17-0519 | INDOOR |  |  |  | SSE |  |  |  | 1970-01-01 |  |  | 1
383046890 | TNB | DISTRIBUTION | WP PUTRAJAYA & CYBERJAYA | Existing |  |  | LVDB | LVDB 1600 A - 2 in 8 out |  | INDOOR | [6 empty] | 1600.000 A | 1970-01-01 |  |  | 0
383047004 | TNB | DISTRIBUTION | WP PUTRAJAYA & CYBERJAYA | Existing |  |  | LVDB | LVDB 1600 A - 2 in 8 out |  | INDOOR | [6 empty] | 1600.000 A | 1970-01-01 |  |  | 1
383047118 | TNB | DISTRIBUTION | WP PUTRAJAYA & CYBERJAYA | Existing |  |  | LVDB | LVDB 1600 A - 2 in 8 out |  | INDOOR | [6 empty] | 1600.000 A | 1970-01-01 |  |  | 0
383047287 | TNB | DISTRIBUTION | WP PUTRAJAYA & CYBERJAYA | Existing |  |  | LVDB | LVDB 1600 A - 2 in 8 out | D-CBJ-C16-0566 | [11 empty] | 0
383338379 | TNB | DISTRIBUTION | WP PUTRAJAYA & CYBERJAYA | Existing |  |  | LVDB | LVDB 1600 A - 2 in 8 out | D-CBJ-C15-0468 | INDOOR | [6 empty] | 1600.000 A | 1970-01-01 |  |  | 1
383338456 | TNB | DISTRIBUTION | WP PUTRAJAYA & CYBERJAYA | Existing |  |  | LVDB | LVDB 1600 A - 2 in 8 out | D-CBJ-C15-0468 | INDOOR | [6 empty] | 1600.000 A | 1970-01-01 |  |  | 1
383338598 | TNB | DISTRIBUTION | WP PUTRAJAYA & CYBERJAYA | Existing | VCBJ/PCE/J00140/NDTX1 | 310390877 | LVDB | LVDB 1600 A - 2 in 8 out | D-CBJ-C15-0468 | INDOOR | [6 empty] | 1600.000 A | 1970-01-01 |  |  | 0
383338675 | TNB | DISTRIBUTION | WP PUTRAJAYA & CYBERJAYA | Existing |  |  | LVDB | LVDB 1600 A - 2 in 8 out | D-CBJ-C15-0468 | INDOOR | [6 empty] | 1600.000 A | 1970-01-01 |  |  | 0
384171335 | TNB | DISTRIBUTION | WP PUTRAJAYA & CYBERJAYA | Existing |  |  | LVDB | LVDB 1600 A - 2 in 8 out |  | INDOOR | [6 empty] | 1600.000 A | 1970-01-01 |  |  | 1
384171474 | TNB | DISTRIBUTION | WP PUTRAJAYA & CYBERJAYA | Existing |  |  | LVDB | LVDB 1600 A - 2 in 8 out |  | INDOOR | [6 empty] | 1600.000 A | 1970-01-01 |  |  | 1
384171551 | TNB | DISTRIBUTION | WP PUTRAJAYA & CYBERJAYA | Existing |  |  | LVDB | LVDB 1600 A - 2 in 8 out |  | INDOOR | [6 empty] | 1600.000 A | 1970-01-01 |  |  | 1
384171685 | TNB | DISTRIBUTION | WP PUTRAJAYA & CYBERJAYA | Existing |  |  | LVDB | FP 1600 A - 2 in 8 out (PE) |  | INDOOR | [6 empty] | 1600.000 A | 1970-01-01 |  |  | 1
384171746 | TNB | DISTRIBUTION | WP PUTRAJAYA & CYBERJAYA | Existing |  |  | LVDB | FP 1600 A - 2 in 8 out (PE) |  | INDOOR | [6 empty] | 1600.000 A | 1970-01-01 |  |  | 1
384172026 | TNB | DISTRIBUTION | WP PUTRAJAYA & CYBERJAYA | Existing |  |  | LVDB | LVDB 1600 A - 2 in 8 out |  | INDOOR | [6 empty] | 1600.000 A | 1970-01-01 |  |  | 0
384304449 | TNB | DISTRIBUTION | WP PUTRAJAYA & CYBERJAYA | Existing |  |  | LVDB | LVDB 1600 A - 2 in 8 out | D-CBJ-C16-0532 | INDOOR | [6 empty] | 1600.000 A | 1970-01-01 |  |  | 4
385025841 | TNB | DISTRIBUTION | WP PUTRAJAYA & CYBERJAYA | Existing |  |  | LVDB | LVDB 1600 A - 2 in 8 out | PE 17.23 TEMP PPA1M PLOT 17RM2 | INDOOR | [6 empty] | 1600.000 A | 1970-01-01 |  |  | 4
385026672 | TNB | DISTRIBUTION | WP PUTRAJAYA & CYBERJAYA | Existing |  |  | LVDB | LVDB 1600 A - 2 in 8 out | PE 24.43 PRIMA ONE | INDOOR | [6 empty] | 1600.000 A | 1970-01-01 |  |  | 4
388452429 | TNB | DISTRIBUTION | WP PUTRAJAYA & CYBERJAYA | Existing |  |  | FEEDER PILLAR | FP 800 A - 2 in 5 out |  |  | FP 2 | [9 empty] | 0
388452483 | TNB | DISTRIBUTION | WP PUTRAJAYA & CYBERJAYA | Existing |  |  | FEEDER PILLAR | FP 800 A - 2 in 5 out |  | OUTDOOR | FP 1 | [9 empty] | 0
388529810 | TNB | DISTRIBUTION | WP PUTRAJAYA & CYBERJAYA | Existing |  |  | MINI FEEDER PILLAR | MINI FP 400 A - 2 in 6 out | PE 24.13 SYMPHONY HILLS 2 | OUTDOOR | FP2/14 | [8 empty] | FP2/14 | 0
388529872 | TNB | DISTRIBUTION | WP PUTRAJAYA & CYBERJAYA | Existing |  |  | MINI FEEDER PILLAR | MINI FP 400 A - 2 in 6 out | PE 24.13 SYMPHONY HILLS 2 | OUTDOOR | FP2/13 | [8 empty] | FP2/13 | 0
388530057 | TNB | DISTRIBUTION | WP PUTRAJAYA & CYBERJAYA | Existing |  |  | MINI FEEDER PILLAR | MINI FP 400 A - 2 in 6 out |  |  | FP2/12 | [8 empty] | FP2/12 | 0
388530121 | TNB | DISTRIBUTION | WP PUTRAJAYA & CYBERJAYA | Existing |  |  | MINI FEEDER PILLAR | MINI FP 400 A - 2 in 6 out |  |  | FP 2/10 | [8 empty] | FP 2/10 | 0
388530183 | TNB | DISTRIBUTION | WP PUTRAJAYA & CYBERJAYA | Existing |  |  | MINI FEEDER PILLAR | MINI FP 400 A - 2 in 6 out |  |  | FP 2/9 | [8 empty] | FP 2/9 | 0
388530246 | TNB | DISTRIBUTION | WP PUTRAJAYA & CYBERJAYA | Existing |  |  | MINI FEEDER PILLAR | MINI FP 400 A - 2 in 6 out |  |  | FP 2/8 | [8 empty] | FP 2/8 | 0
388530308 | TNB | DISTRIBUTION | WP PUTRAJAYA & CYBERJAYA | Existing |  |  | MINI FEEDER PILLAR | MINI FP 400 A - 2 in 6 out |  |  | FP 2/7 | [8 empty] | FP 2/7 | 0
388530370 | TNB | DISTRIBUTION | WP PUTRAJAYA & CYBERJAYA | Existing |  |  | MINI FEEDER PILLAR | MINI FP 400 A - 2 in 6 out |  |  | FP 2/6 | [8 empty] | FP 2/6 | 0
388530432 | TNB | DISTRIBUTION | WP PUTRAJAYA & CYBERJAYA | Existing |  |  | MINI FEEDER PILLAR | MINI FP 400 A - 2 in 6 out |  |  | FP 2/5 | [8 empty] | FP 2/5 | 0
388530494 | TNB | DISTRIBUTION | WP PUTRAJAYA & CYBERJAYA | Existing |  |  | MINI FEEDER PILLAR | MINI FP 400 A - 2 in 6 out |  |  | FP 2/4 | [8 empty] | FP 2/4 | 0
388530556 | TNB | DISTRIBUTION | WP PUTRAJAYA & CYBERJAYA | Existing |  |  | MINI FEEDER PILLAR | MINI FP 400 A - 2 in 6 out |  |  | FP 2/3 | [8 empty] | FP 2/3 | 0
388530619 | TNB | DISTRIBUTION | WP PUTRAJAYA & CYBERJAYA | Existing |  |  | MINI FEEDER PILLAR | MINI FP 400 A - 2 in 6 out |  |  | FP 2/2 | [8 empty] | FP 2/2 | 0
388530681 | TNB | DISTRIBUTION | WP PUTRAJAYA & CYBERJAYA | Existing |  |  | MINI FEEDER PILLAR | MINI FP 400 A - 2 in 6 out |  |  | FP 2/1 | [8 empty] | FP 2/1 | 0
388530743 | TNB | DISTRIBUTION | WP PUTRAJAYA & CYBERJAYA | Existing |  |  | MINI FEEDER PILLAR | MINI FP 400 A - 2 in 6 out |  |  | FP 2/11 | [8 empty] | FP 2/11 | 0
388667230 | TNB | DISTRIBUTION | WP PUTRAJAYA & CYBERJAYA | Existing |  |  | MINI FEEDER PILLAR | MINI FP 400 A - 2 in 6 out |  |  | FP-C-1 | [8 empty] | FP-C-1 | 0
388667292 | TNB | DISTRIBUTION | WP PUTRAJAYA & CYBERJAYA | Existing |  |  | MINI FEEDER PILLAR | MINI FP 400 A - 2 in 6 out |  |  | FP-C-1A | [8 empty] | FP-C-1A | 0
388667354 | TNB | DISTRIBUTION | WP PUTRAJAYA & CYBERJAYA | Existing |  |  | MINI FEEDER PILLAR | MINI FP 400 A - 2 in 6 out |  |  | FP-C-2 | [8 empty] | FP-C-2 | 0
388667478 | TNB | DISTRIBUTION | WP PUTRAJAYA & CYBERJAYA | Existing |  |  | MINI FEEDER PILLAR | MINI FP 400 A - 2 in 6 out |  |  | FP-C-3 | [8 empty] | FP-C-3 | 0
388667540 | TNB | DISTRIBUTION | WP PUTRAJAYA & CYBERJAYA | Existing |  |  | MINI FEEDER PILLAR | MINI FP 400 A - 2 in 6 out |  |  | FP-C-2A | [8 empty] | FP-C-2A | 0
388667602 | TNB | DISTRIBUTION | WP PUTRAJAYA & CYBERJAYA | Existing |  |  | MINI FEEDER PILLAR | MINI FP 400 A - 2 in 6 out |  |  | FP-A-1 | [8 empty] | FP-A-1 | 0
388667664 | TNB | DISTRIBUTION | WP PUTRAJAYA & CYBERJAYA | Existing |  |  | MINI FEEDER PILLAR | MINI FP 400 A - 2 in 6 out |  |  | FP-A-1A | [8 empty] | FP-A-1A | 0
388667726 | TNB | DISTRIBUTION | WP PUTRAJAYA & CYBERJAYA | Existing |  |  | MINI FEEDER PILLAR | MINI FP 400 A - 2 in 6 out |  |  | FP-A-2 | [8 empty] | FP-A-2 | 0
388667788 | TNB | DISTRIBUTION | WP PUTRAJAYA & CYBERJAYA | Existing |  |  | MINI FEEDER PILLAR | MINI FP 400 A - 2 in 6 out |  |  | FP-A-2A | [8 empty] | FP-A-2A | 0
388667850 | TNB | DISTRIBUTION | WP PUTRAJAYA & CYBERJAYA | Existing |  |  | MINI FEEDER PILLAR | MINI FP 400 A - 2 in 6 out |  |  | FP-A-3 | [8 empty] | FP-A-3 | 0
388667912 | TNB | DISTRIBUTION | WP PUTRAJAYA & CYBERJAYA | Existing |  |  | MINI FEEDER PILLAR | MINI FP 400 A - 2 in 6 out |  |  | FP-A-3A | [8 empty] | FP-A-3A | 0
388667974 | TNB | DISTRIBUTION | WP PUTRAJAYA & CYBERJAYA | Existing |  |  | MINI FEEDER PILLAR | MINI FP 400 A - 2 in 6 out |  |  | FP-A-5 | [8 empty] | FP-A-5 | 0
388668036 | TNB | DISTRIBUTION | WP PUTRAJAYA & CYBERJAYA | Existing |  |  | MINI FEEDER PILLAR | MINI FP 400 A - 2 in 6 out |  |  | FP-A-4 | [8 empty] | FP-A-4 | 0
388668098 | TNB | DISTRIBUTION | WP PUTRAJAYA & CYBERJAYA | Existing |  |  | MINI FEEDER PILLAR | MINI FP 400 A - 2 in 6 out |  |  | FP-A-4A | [8 empty] | FP-A-4A | 0
388668160 | TNB | DISTRIBUTION | WP PUTRAJAYA & CYBERJAYA | Existing |  |  | MINI FEEDER PILLAR | MINI FP 400 A - 2 in 6 out |  |  | FP-A-5A | [8 empty] | FP-A-5A | 0
388668707 | TNB | DISTRIBUTION | WP PUTRAJAYA & CYBERJAYA | Existing |  |  | FEEDER PILLAR | FP 1600 A - 2 in 8 out |  |  | FP-C | [8 empty] | FP-C | 0
388668841 | TNB | DISTRIBUTION | WP PUTRAJAYA & CYBERJAYA | Existing |  |  | FEEDER PILLAR | FP 1600 A - 2 in 8 out |  |  | FP-A | [8 empty] | FP-A | 0
388675730 | TNB | DISTRIBUTION | WP PUTRAJAYA & CYBERJAYA | Existing |  |  | MINI FEEDER PILLAR | MINI FP 400 A - 2 in 6 out |  | OUTDOOR | FP-1/2 | [9 empty] | 0
388675792 | TNB | DISTRIBUTION | WP PUTRAJAYA & CYBERJAYA | Existing |  |  | MINI FEEDER PILLAR | MINI FP 400 A - 2 in 6 out |  | OUTDOOR | FP-1/1 | [9 empty] | 0
388675941 | TNB | DISTRIBUTION | WP PUTRAJAYA & CYBERJAYA | Existing |  |  | MINI FEEDER PILLAR | MINI FP 400 A - 2 in 6 out |  | OUTDOOR | FP-1/3 | [9 empty] | 0
388676003 | TNB | DISTRIBUTION | WP PUTRAJAYA & CYBERJAYA | Existing |  |  | MINI FEEDER PILLAR | MINI FP 400 A - 2 in 6 out |  | OUTDOOR | FP-1/4 | [9 empty] | 0
388676140 | TNB | DISTRIBUTION | WP PUTRAJAYA & CYBERJAYA | Existing |  |  | MINI FEEDER PILLAR | MINI FP 400 A - 2 in 6 out |  | OUTDOOR | FP-1/5 | [9 empty] | 0
388676328 | TNB | DISTRIBUTION | WP PUTRAJAYA & CYBERJAYA | Existing |  |  | MINI FEEDER PILLAR | MINI FP 400 A - 2 in 6 out |  | OUTDOOR | FP-2/1 | [9 empty] | 0
388676390 | TNB | DISTRIBUTION | WP PUTRAJAYA & CYBERJAYA | Existing |  |  | MINI FEEDER PILLAR | MINI FP 400 A - 2 in 6 out |  | OUTDOOR | FP-2/2 | [9 empty] | 0
388676452 | TNB | DISTRIBUTION | WP PUTRAJAYA & CYBERJAYA | Existing |  |  | MINI FEEDER PILLAR | MINI FP 400 A - 2 in 6 out |  | OUTDOOR | FP-2/3 | [9 empty] | 0
388676847 | TNB | DISTRIBUTION | WP PUTRAJAYA & CYBERJAYA | Existing |  |  | MINI FEEDER PILLAR | MINI FP 400 A - 2 in 6 out |  | OUTDOOR | FP-2/4 | [8 empty] | FP-2/4 | 0
388676909 | TNB | DISTRIBUTION | WP PUTRAJAYA & CYBERJAYA | Existing |  |  | MINI FEEDER PILLAR | MINI FP 400 A - 2 in 6 out |  | OUTDOOR | FP-2/5 | [9 empty] | 0
388676971 | TNB | DISTRIBUTION | WP PUTRAJAYA & CYBERJAYA | Existing |  |  | MINI FEEDER PILLAR | MINI FP 400 A - 2 in 6 out |  | OUTDOOR | FP-2/6 | [9 empty] | 0
388677033 | TNB | DISTRIBUTION | WP PUTRAJAYA & CYBERJAYA | Existing |  |  | MINI FEEDER PILLAR | MINI FP 400 A - 2 in 6 out |  | OUTDOOR | FP-3/2 | [9 empty] | 0
388677095 | TNB | DISTRIBUTION | WP PUTRAJAYA & CYBERJAYA | Existing |  |  | MINI FEEDER PILLAR | MINI FP 400 A - 2 in 6 out |  | OUTDOOR | FP-3/3 | [9 empty] | 0
388677157 | TNB | DISTRIBUTION | WP PUTRAJAYA & CYBERJAYA | Existing |  |  | MINI FEEDER PILLAR | MINI FP 400 A - 2 in 6 out |  | OUTDOOR | FP-3/1 | [9 empty] | 0
388774542 | TNB | DISTRIBUTION | WP PUTRAJAYA & CYBERJAYA | Existing |  |  | MINI FEEDER PILLAR | MINI FP 400 A - 2 in 6 out |  | OUTDOOR | [9 empty] | FP8/5 | 0
388774607 | TNB | DISTRIBUTION | WP PUTRAJAYA & CYBERJAYA | Existing |  |  | MINI FEEDER PILLAR | MINI FP 400 A - 2 in 6 out |  | OUTDOOR | [9 empty] | FP-8/2 | 0
388774669 | TNB | DISTRIBUTION | WP PUTRAJAYA & CYBERJAYA | Existing |  |  | MINI FEEDER PILLAR | MINI FP 400 A - 2 in 6 out |  | OUTDOOR | [9 empty] | FP8/3 | 0
388774731 | TNB | DISTRIBUTION | WP PUTRAJAYA & CYBERJAYA | Existing |  |  | MINI FEEDER PILLAR | MINI FP 400 A - 2 in 6 out |  | OUTDOOR | [9 empty] | FP8/4 | 0
388774793 | TNB | DISTRIBUTION | WP PUTRAJAYA & CYBERJAYA | Existing |  |  | MINI FEEDER PILLAR | MINI FP 400 A - 2 in 6 out |  | OUTDOOR | [9 empty] | FP8/1 | 0
388774855 | TNB | DISTRIBUTION | WP PUTRAJAYA & CYBERJAYA | Existing |  |  | MINI FEEDER PILLAR | MINI FP 400 A - 2 in 6 out |  | OUTDOOR | [9 empty] | FP8/6 | 0
388774917 | TNB | DISTRIBUTION | WP PUTRAJAYA & CYBERJAYA | Existing |  |  | MINI FEEDER PILLAR | MINI FP 400 A - 2 in 6 out |  | OUTDOOR | [9 empty] | FP8/7 | 0
388774979 | TNB | DISTRIBUTION | WP PUTRAJAYA & CYBERJAYA | Existing |  |  | MINI FEEDER PILLAR | MINI FP 400 A - 2 in 6 out |  | OUTDOOR | [9 empty] | FP8/8 | 0
388775041 | TNB | DISTRIBUTION | WP PUTRAJAYA & CYBERJAYA | Existing |  |  | MINI FEEDER PILLAR | MINI FP 400 A - 2 in 6 out |  | OUTDOOR | [9 empty] | FP8/9 | 0
388775103 | TNB | DISTRIBUTION | WP PUTRAJAYA & CYBERJAYA | Existing |  |  | MINI FEEDER PILLAR | MINI FP 400 A - 2 in 6 out |  | OUTDOOR | [9 empty] | FP8/10 | 0
388775172 | TNB | DISTRIBUTION | WP PUTRAJAYA & CYBERJAYA | Existing |  |  | MINI FEEDER PILLAR | MINI FP 400 A - 2 in 6 out |  | OUTDOOR | [9 empty] | FP8/11 | 0
388775234 | TNB | DISTRIBUTION | WP PUTRAJAYA & CYBERJAYA | Existing |  |  | MINI FEEDER PILLAR | MINI FP 400 A - 2 in 6 out |  | OUTDOOR | [9 empty] | FP8/12 | 0
388775296 | TNB | DISTRIBUTION | WP PUTRAJAYA & CYBERJAYA | Existing |  |  | MINI FEEDER PILLAR | MINI FP 400 A - 2 in 6 out |  | OUTDOOR | [9 empty] | FP8/13 | 0
388775359 | TNB | DISTRIBUTION | WP PUTRAJAYA & CYBERJAYA | Existing |  |  | MINI FEEDER PILLAR | MINI FP 400 A - 2 in 6 out |  | OUTDOOR | [9 empty] | FP8/14 | 0
388775421 | TNB | DISTRIBUTION | WP PUTRAJAYA & CYBERJAYA | Existing |  |  | MINI FEEDER PILLAR | MINI FP 400 A - 2 in 6 out |  | OUTDOOR | [9 empty] | FP8/16 | 0
388775483 | TNB | DISTRIBUTION | WP PUTRAJAYA & CYBERJAYA | Existing |  |  | MINI FEEDER PILLAR | MINI FP 400 A - 2 in 6 out |  | OUTDOOR | [9 empty] | FP8/15 | 0
388860407 | TNB | DISTRIBUTION | WP PUTRAJAYA & CYBERJAYA | Existing |  |  | MINI FEEDER PILLAR | MINI FP 400 A - 2 in 6 out |  | OUTDOOR | FP3/8 | [9 empty] | 0
388860469 | TNB | DISTRIBUTION | WP PUTRAJAYA & CYBERJAYA | Existing |  |  | MINI FEEDER PILLAR | MINI FP 400 A - 2 in 6 out |  | OUTDOOR | FP3/6 | [9 empty] | 0
388860596 | TNB | DISTRIBUTION | WP PUTRAJAYA & CYBERJAYA | Existing |  |  | MINI FEEDER PILLAR | MINI FP 400 A - 2 in 6 out |  | OUTDOOR | FP3/9 | [9 empty] | 0
388860658 | TNB | DISTRIBUTION | WP PUTRAJAYA & CYBERJAYA | Existing |  |  | MINI FEEDER PILLAR | MINI FP 400 A - 2 in 6 out |  | OUTDOOR | FP3/10 | [9 empty] | 0
388860720 | TNB | DISTRIBUTION | WP PUTRAJAYA & CYBERJAYA | Existing |  |  | MINI FEEDER PILLAR | MINI FP 400 A - 2 in 6 out |  | OUTDOOR | FP3/11 | [9 empty] | 0
388860782 | TNB | DISTRIBUTION | WP PUTRAJAYA & CYBERJAYA | Existing |  |  | MINI FEEDER PILLAR | MINI FP 400 A - 2 in 6 out |  | OUTDOOR | FP3/12 | [9 empty] | 0
388860844 | TNB | DISTRIBUTION | WP PUTRAJAYA & CYBERJAYA | Existing |  |  | MINI FEEDER PILLAR | MINI FP 400 A - 2 in 6 out |  | OUTDOOR | FP3/13 | [9 empty] | 0
388860909 | TNB | DISTRIBUTION | WP PUTRAJAYA & CYBERJAYA | Existing |  |  | MINI FEEDER PILLAR | MINI FP 400 A - 2 in 6 out |  | OUTDOOR | FP3/7 | [9 empty] | 0
388861036 | TNB | DISTRIBUTION | WP PUTRAJAYA & CYBERJAYA | Existing |  |  | LVDB | LVDB 1600 A - 2 in 8 out | PE 24.05 SYMPHONY HILLS 3 | INDOOR | [6 empty] | 1600.000 A | 1970-01-01 |  |  | 0
388864790 | TNB | DISTRIBUTION | WP PUTRAJAYA & CYBERJAYA | Existing |  |  | MINI FEEDER PILLAR | MINI FP 400 A - 2 in 6 out |  | OUTDOOR | FP/12 | [9 empty] | 0
388864852 | TNB | DISTRIBUTION | WP PUTRAJAYA & CYBERJAYA | Existing |  |  | MINI FEEDER PILLAR | MINI FP 400 A - 2 in 6 out |  | OUTDOOR | FP/13 | [9 empty] | 0
388864914 | TNB | DISTRIBUTION | WP PUTRAJAYA & CYBERJAYA | Existing |  |  | MINI FEEDER PILLAR | MINI FP 400 A - 2 in 6 out |  | OUTDOOR | FP/14 | [9 empty] | 0
388864976 | TNB | DISTRIBUTION | WP PUTRAJAYA & CYBERJAYA | Existing |  |  | MINI FEEDER PILLAR | MINI FP 400 A - 2 in 6 out |  | OUTDOOR | FP/9 | [9 empty] | 0
388865038 | TNB | DISTRIBUTION | WP PUTRAJAYA & CYBERJAYA | Existing |  |  | MINI FEEDER PILLAR | MINI FP 400 A - 2 in 6 out |  | OUTDOOR | FP/10 | [9 empty] | 0
388865100 | TNB | DISTRIBUTION | WP PUTRAJAYA & CYBERJAYA | Existing |  |  | MINI FEEDER PILLAR | MINI FP 400 A - 2 in 6 out |  | OUTDOOR | FP/11 | [9 empty] | 0
388865162 | TNB | DISTRIBUTION | WP PUTRAJAYA & CYBERJAYA | Existing |  |  | MINI FEEDER PILLAR | MINI FP 400 A - 2 in 6 out |  | OUTDOOR | FP/7 | [9 empty] | 0
388865224 | TNB | DISTRIBUTION | WP PUTRAJAYA & CYBERJAYA | Existing |  |  | MINI FEEDER PILLAR | MINI FP 400 A - 2 in 6 out |  | OUTDOOR | FP/6 | [9 empty] | 0
388865286 | TNB | DISTRIBUTION | WP PUTRAJAYA & CYBERJAYA | Existing |  |  | MINI FEEDER PILLAR | MINI FP 400 A - 2 in 6 out |  | OUTDOOR | FP/5 | [9 empty] | 0
388865348 | TNB | DISTRIBUTION | WP PUTRAJAYA & CYBERJAYA | Existing |  |  | MINI FEEDER PILLAR | MINI FP 400 A - 2 in 6 out |  | OUTDOOR | FP/4 | [9 empty] | 0
388865410 | TNB | DISTRIBUTION | WP PUTRAJAYA & CYBERJAYA | Existing |  |  | MINI FEEDER PILLAR | MINI FP 400 A - 2 in 6 out |  | OUTDOOR | FP/3 | [9 empty] | 0
388865472 | TNB | DISTRIBUTION | WP PUTRAJAYA & CYBERJAYA | Existing |  |  | MINI FEEDER PILLAR | MINI FP 400 A - 2 in 6 out |  | OUTDOOR | FP/2 | [9 empty] | 0
388865534 | TNB | DISTRIBUTION | WP PUTRAJAYA & CYBERJAYA | Existing |  |  | MINI FEEDER PILLAR | MINI FP 400 A - 2 in 6 out |  | OUTDOOR | FP/1 | [9 empty] | 0
388865596 | TNB | DISTRIBUTION | WP PUTRAJAYA & CYBERJAYA | Existing |  |  | MINI FEEDER PILLAR | MINI FP 400 A - 2 in 6 out |  | OUTDOOR | FP/8 | [9 empty] | 0
388866813 | TNB | DISTRIBUTION | WP PUTRAJAYA & CYBERJAYA | Existing |  |  | MINI FEEDER PILLAR | MINI FP 400 A - 2 in 6 out |  | OUTDOOR | FP/15 | [9 empty] | 0
388907716 | TNB | DISTRIBUTION | WP PUTRAJAYA & CYBERJAYA | Existing |  |  | MINI FEEDER PILLAR | MINI FP 400 A - 2 in 6 out |  | OUTDOOR | FP1/TNB1 | [8 empty] | FP1/TNB1 | 0
388907778 | TNB | DISTRIBUTION | WP PUTRAJAYA & CYBERJAYA | Existing |  |  | MINI FEEDER PILLAR | MINI FP 400 A - 2 in 6 out |  | OUTDOOR | FP2/TNB1 | [8 empty] | FP2/TNB1 | 0
388907840 | TNB | DISTRIBUTION | WP PUTRAJAYA & CYBERJAYA | Existing |  |  | MINI FEEDER PILLAR | MINI FP 400 A - 2 in 6 out |  | OUTDOOR | FP3/TNB1 | [8 empty] | FP3/TNB1 | 0
388907902 | TNB | DISTRIBUTION | WP PUTRAJAYA & CYBERJAYA | Existing |  |  | MINI FEEDER PILLAR | MINI FP 400 A - 2 in 6 out |  | OUTDOOR | FP4/TNB1 | [8 empty] | FP4/TNB1 | 0
388907964 | TNB | DISTRIBUTION | WP PUTRAJAYA & CYBERJAYA | Existing |  |  | MINI FEEDER PILLAR | MINI FP 400 A - 2 in 6 out |  | OUTDOOR | FP2/TNB2 | [8 empty] | FP2/TNB2 | 0
388908026 | TNB | DISTRIBUTION | WP PUTRAJAYA & CYBERJAYA | Existing |  |  | MINI FEEDER PILLAR | MINI FP 400 A - 2 in 6 out |  | OUTDOOR | FP1/TNB2 | [8 empty] | FP1/TNB2 | 0
388997811 | TNB | DISTRIBUTION | WP PUTRAJAYA & CYBERJAYA | Existing |  |  | FEEDER PILLAR | FP 800 A - 2 in 5 out |  | OUTDOOR | [9 empty] | FP 7 | 0
388997873 | TNB | DISTRIBUTION | WP PUTRAJAYA & CYBERJAYA | Existing |  |  | FEEDER PILLAR | FP 800 A - 2 in 5 out |  | OUTDOOR | [9 empty] | FP 8 | 0
388997935 | TNB | DISTRIBUTION | WP PUTRAJAYA & CYBERJAYA | Existing |  |  | FEEDER PILLAR | FP 800 A - 2 in 5 out |  | OUTDOOR | [9 empty] | FP 1 ( 2 in 6 out ) | 0
388998059 | TNB | DISTRIBUTION | WP PUTRAJAYA & CYBERJAYA | Existing |  |  | FEEDER PILLAR | FP 800 A - 2 in 5 out |  | OUTDOOR | [9 empty] | FP 3 | 0
388998121 | TNB | DISTRIBUTION | WP PUTRAJAYA & CYBERJAYA | Existing |  |  | FEEDER PILLAR | FP 800 A - 2 in 5 out |  | OUTDOOR | [9 empty] | FP 2 | 0
388998183 | TNB | DISTRIBUTION | WP PUTRAJAYA & CYBERJAYA | Existing |  |  | FEEDER PILLAR | FP 800 A - 2 in 5 out |  | OUTDOOR | [9 empty] | FP 4 | 0
388998245 | TNB | DISTRIBUTION | WP PUTRAJAYA & CYBERJAYA | Existing |  |  | FEEDER PILLAR | FP 800 A - 2 in 5 out |  | OUTDOOR | [9 empty] | FP 5 | 0
388998307 | TNB | DISTRIBUTION | WP PUTRAJAYA & CYBERJAYA | Existing |  |  | FEEDER PILLAR | FP 800 A - 2 in 5 out |  | OUTDOOR | [9 empty] | FP 6 | 0
388998369 | TNB | DISTRIBUTION | WP PUTRAJAYA & CYBERJAYA | Existing |  |  | FEEDER PILLAR | FP 800 A - 2 in 5 out |  | OUTDOOR | [9 empty] | FP 9 | 0
388998431 | TNB | DISTRIBUTION | WP PUTRAJAYA & CYBERJAYA | Existing |  |  | FEEDER PILLAR | FP 800 A - 2 in 5 out |  | OUTDOOR | [9 empty] | FP 10 | 0
388998679 | TNB | DISTRIBUTION | WP PUTRAJAYA & CYBERJAYA | Existing |  |  | FEEDER PILLAR | FP 800 A - 2 in 5 out |  | OUTDOOR | [9 empty] | FP 11 | 0
389002595 | TNB | DISTRIBUTION | WP PUTRAJAYA & CYBERJAYA | Existing |  |  | FEEDER PILLAR | FP 800 A - 2 in 5 out | PE 23.13 GLOMAC 2A | OUTDOOR | [9 empty] | FP E-01 | 0
389002659 | TNB | DISTRIBUTION | WP PUTRAJAYA & CYBERJAYA | Existing |  |  | FEEDER PILLAR | FP 800 A - 2 in 5 out | PE 23.13 GLOMAC 2A | OUTDOOR | [9 empty] | FP A-01 | 0
389002713 | TNB | DISTRIBUTION | WP PUTRAJAYA & CYBERJAYA | Existing |  |  | FEEDER PILLAR | FP 800 A - 2 in 5 out | PE 23.13 GLOMAC 2A | OUTDOOR | [9 empty] | FP B-01 | 0
389002767 | TNB | DISTRIBUTION | WP PUTRAJAYA & CYBERJAYA | Existing |  |  | FEEDER PILLAR | FP 800 A - 2 in 5 out | PE 23.14 GLOMAC 2B | OUTDOOR | [9 empty] | FP E-15 | 0
389002821 | TNB | DISTRIBUTION | WP PUTRAJAYA & CYBERJAYA | Existing |  |  | FEEDER PILLAR | FP 800 A - 2 in 5 out | PE 23.14 GLOMAC 2B | OUTDOOR | [9 empty] | FP D-11 | 0
389002983 | TNB | DISTRIBUTION | WP PUTRAJAYA & CYBERJAYA | Existing |  |  | FEEDER PILLAR | FP 800 A - 2 in 5 out | PE 23.14 GLOMAC 2B | OUTDOOR | [9 empty] | FP D-03 | 0
389003037 | TNB | DISTRIBUTION | WP PUTRAJAYA & CYBERJAYA | Existing |  |  | FEEDER PILLAR | FP 800 A - 2 in 5 out | PE 23.14 GLOMAC 2B | OUTDOOR | [9 empty] | FP C-06 | 0
389010636 | TNB | DISTRIBUTION | WP PUTRAJAYA & CYBERJAYA | Existing |  |  | MINI FEEDER PILLAR | MINI FP 400 A - 2 in 6 out |  |  | FP-1/11 | [8 empty] | FP-1/11 | 0
389010698 | TNB | DISTRIBUTION | WP PUTRAJAYA & CYBERJAYA | Existing |  |  | MINI FEEDER PILLAR | MINI FP 400 A - 2 in 6 out |  |  | FP-1/10 | [8 empty] | FP-1/10 | 0
389010760 | TNB | DISTRIBUTION | WP PUTRAJAYA & CYBERJAYA | Existing |  |  | MINI FEEDER PILLAR | MINI FP 400 A - 2 in 6 out |  |  | FP-1/9 | [8 empty] | FP-1/9 | 0
389010822 | TNB | DISTRIBUTION | WP PUTRAJAYA & CYBERJAYA | Existing |  |  | MINI FEEDER PILLAR | MINI FP 400 A - 2 in 6 out |  |  | FP-1/8 | [8 empty] | FP-1/8 | 0
389010884 | TNB | DISTRIBUTION | WP PUTRAJAYA & CYBERJAYA | Existing |  |  | MINI FEEDER PILLAR | MINI FP 400 A - 2 in 6 out |  |  | FP-1/13 | [9 empty] | 0
389010946 | TNB | DISTRIBUTION | WP PUTRAJAYA & CYBERJAYA | Existing |  |  | MINI FEEDER PILLAR | MINI FP 400 A - 2 in 6 out | PE 24.16 PADAT PERUMAHAN 1 | OUTDOOR | FP-1/12 | [8 empty] | FP-1/12 | 0
389011070 | TNB | DISTRIBUTION | WP PUTRAJAYA & CYBERJAYA | Existing |  |  | MINI FEEDER PILLAR | MINI FP 400 A - 2 in 6 out |  |  | FP-1/7 | [8 empty] | FP-1/7 | 0
389011194 | TNB | DISTRIBUTION | WP PUTRAJAYA & CYBERJAYA | Existing |  |  | MINI FEEDER PILLAR | MINI FP 400 A - 2 in 6 out |  |  | FP-1/6 | [8 empty] | FP-1/6 | 0
389011256 | TNB | DISTRIBUTION | WP PUTRAJAYA & CYBERJAYA | Existing |  |  | MINI FEEDER PILLAR | MINI FP 400 A - 2 in 6 out |  |  | FP-1/5 | [8 empty] | FP-1/5 | 0
389011505 | TNB | DISTRIBUTION | WP PUTRAJAYA & CYBERJAYA | Existing |  |  | MINI FEEDER PILLAR | MINI FP 400 A - 2 in 6 out | PE 24.16 PADAT PERUMAHAN 1 | OUTDOOR | FP-1/4 | [8 empty] | FP-1/4 | 0
389011567 | TNB | DISTRIBUTION | WP PUTRAJAYA & CYBERJAYA | Existing |  |  | MINI FEEDER PILLAR | MINI FP 400 A - 2 in 6 out | PE 24.16 PADAT PERUMAHAN 1 | OUTDOOR | FP-1/15 | [8 empty] | FP-1/15 | 0
389011691 | TNB | DISTRIBUTION | WP PUTRAJAYA & CYBERJAYA | Existing |  |  | MINI FEEDER PILLAR | MINI FP 400 A - 2 in 6 out |  |  | FP-1/14 | [8 empty] | FP-1/14 | 0
389011753 | TNB | DISTRIBUTION | WP PUTRAJAYA & CYBERJAYA | Existing |  |  | MINI FEEDER PILLAR | MINI FP 400 A - 2 in 6 out | PE 24.06 SYMPHONY HILLS 1 | OUTDOOR | FP-1/1 | [8 empty] | FP-1/1 | 0
389011939 | TNB | DISTRIBUTION | WP PUTRAJAYA & CYBERJAYA | Existing |  |  | MINI FEEDER PILLAR | MINI FP 400 A - 2 in 6 out | PE 24.06 SYMPHONY HILLS 1 | OUTDOOR | FP-1/3 | [8 empty] | FP-1/3 | 0
389012001 | TNB | DISTRIBUTION | WP PUTRAJAYA & CYBERJAYA | Existing |  |  | MINI FEEDER PILLAR | MINI FP 400 A - 2 in 6 out |  |  | FP-1/2 | [8 empty] | FP-1/2 | 0
389013030 | TNB | DISTRIBUTION | WP PUTRAJAYA & CYBERJAYA | Existing |  |  | MINI FEEDER PILLAR | MINI FP 400 A - 2 in 6 out | PE 24.16 PADAT PERUMAHAN 1 | OUTDOOR | FP-1/16 | [8 empty] | FP-1/16 | 0
389013206 | TNB | DISTRIBUTION | WP PUTRAJAYA & CYBERJAYA | Existing |  |  | LVDB | LVDB 1600 A - 2 in 8 out | PE 24.06 SYMPHONY HILLS 1 | INDOOR | [10 empty] | 0
389032118 | TNB | DISTRIBUTION | WP PUTRAJAYA & CYBERJAYA | Existing |  |  | MINI FEEDER PILLAR | MINI FP 400 A - 2 in 6 out |  | OUTDOOR | FP 2-4A | [9 empty] | 0
389122324 | TNB | DISTRIBUTION | WP PUTRAJAYA & CYBERJAYA | Existing |  |  | MINI FEEDER PILLAR | MINI FP 400 A - 2 in 6 out | PE 24.05 SYMPHONY HILLS 3 | OUTDOOR | FP3/1 | [8 empty] | FP3/1 | 0
389122386 | TNB | DISTRIBUTION | WP PUTRAJAYA & CYBERJAYA | Existing |  |  | MINI FEEDER PILLAR | MINI FP 400 A - 2 in 6 out | PE 24.05 SYMPHONY HILLS 3 | OUTDOOR | FP3/2 | [8 empty] | FP3/2 | 0
389122448 | TNB | DISTRIBUTION | WP PUTRAJAYA & CYBERJAYA | Existing |  |  | MINI FEEDER PILLAR | MINI FP 400 A - 2 in 6 out | PE 24.05 SYMPHONY HILLS 3 | OUTDOOR | FP3/3 | [8 empty] | FP3/3 | 0
389122510 | TNB | DISTRIBUTION | WP PUTRAJAYA & CYBERJAYA | Existing |  |  | MINI FEEDER PILLAR | MINI FP 400 A - 2 in 6 out | PE 24.05 SYMPHONY HILLS 3 | OUTDOOR | FP3/4 | [8 empty] | FP3/4 | 0
389122572 | TNB | DISTRIBUTION | WP PUTRAJAYA & CYBERJAYA | Existing |  |  | MINI FEEDER PILLAR | MINI FP 400 A - 2 in 6 out | PE 24.05 SYMPHONY HILLS 3 | OUTDOOR | FP3/5 | [8 empty] | FP3/5 | 0
389191320 | TNB | DISTRIBUTION | WP PUTRAJAYA & CYBERJAYA | Existing |  |  | MINI FEEDER PILLAR | MINI FP 400 A - 2 in 6 out |  | OUTDOOR | MFP-3A | [9 empty] | 0
389191382 | TNB | DISTRIBUTION | WP PUTRAJAYA & CYBERJAYA | Existing |  |  | MINI FEEDER PILLAR | MINI FP 400 A - 2 in 6 out |  | OUTDOOR | MFP-3G | [9 empty] | 0
389191444 | TNB | DISTRIBUTION | WP PUTRAJAYA & CYBERJAYA | Existing |  |  | MINI FEEDER PILLAR | MINI FP 400 A - 2 in 6 out |  | OUTDOOR | MFP-3F | [9 empty] | 0
389191568 | TNB | DISTRIBUTION | WP PUTRAJAYA & CYBERJAYA | Existing |  |  | MINI FEEDER PILLAR | MINI FP 400 A - 2 in 6 out |  | OUTDOOR | MFP-1F | [9 empty] | 0
389191630 | TNB | DISTRIBUTION | WP PUTRAJAYA & CYBERJAYA | Existing |  |  | MINI FEEDER PILLAR | MINI FP 400 A - 2 in 6 out |  | OUTDOOR | MFP-1C | [9 empty] | 0
389191692 | TNB | DISTRIBUTION | WP PUTRAJAYA & CYBERJAYA | Existing |  |  | MINI FEEDER PILLAR | MINI FP 400 A - 2 in 6 out |  | OUTDOOR | MFP-1E | [9 empty] | 0
389191816 | TNB | DISTRIBUTION | WP PUTRAJAYA & CYBERJAYA | Existing |  |  | MINI FEEDER PILLAR | MINI FP 400 A - 2 in 6 out |  |  | MFP-1B | [9 empty] | 0
389191878 | TNB | DISTRIBUTION | WP PUTRAJAYA & CYBERJAYA | Existing |  |  | MINI FEEDER PILLAR | MINI FP 400 A - 2 in 6 out |  | OUTDOOR | MFP-1D | [9 empty] | 0
389191940 | TNB | DISTRIBUTION | WP PUTRAJAYA & CYBERJAYA | Existing |  |  | MINI FEEDER PILLAR | MINI FP 400 A - 2 in 6 out |  | OUTDOOR | MFP-2B | [9 empty] | 0
389192002 | TNB | DISTRIBUTION | WP PUTRAJAYA & CYBERJAYA | Existing |  |  | MINI FEEDER PILLAR | MINI FP 400 A - 2 in 6 out |  | OUTDOOR | MFP-1A | [9 empty] | 0
389192064 | TNB | DISTRIBUTION | WP PUTRAJAYA & CYBERJAYA | Existing |  |  | MINI FEEDER PILLAR | MINI FP 400 A - 2 in 6 out |  | OUTDOOR | MFP-2D | [9 empty] | 0
389192126 | TNB | DISTRIBUTION | WP PUTRAJAYA & CYBERJAYA | Existing |  |  | MINI FEEDER PILLAR | MINI FP 400 A - 2 in 6 out |  | OUTDOOR | MFP-2C | [9 empty] | 0
389192188 | TNB | DISTRIBUTION | WP PUTRAJAYA & CYBERJAYA | Existing |  |  | MINI FEEDER PILLAR | MINI FP 400 A - 2 in 6 out |  | OUTDOOR | MFP-2F | [9 empty] | 0
389192250 | TNB | DISTRIBUTION | WP PUTRAJAYA & CYBERJAYA | Existing |  |  | MINI FEEDER PILLAR | MINI FP 400 A - 2 in 6 out |  | OUTDOOR | MFP-2A | [9 empty] | 0
389192312 | TNB | DISTRIBUTION | WP PUTRAJAYA & CYBERJAYA | Existing |  |  | MINI FEEDER PILLAR | MINI FP 400 A - 2 in 6 out |  | OUTDOOR | MFP-2E | [9 empty] | 0
389192374 | TNB | DISTRIBUTION | WP PUTRAJAYA & CYBERJAYA | Existing |  |  | MINI FEEDER PILLAR | MINI FP 400 A - 2 in 6 out |  | OUTDOOR | MFP-2G | [9 empty] | 0
389192436 | TNB | DISTRIBUTION | WP PUTRAJAYA & CYBERJAYA | Existing |  |  | MINI FEEDER PILLAR | MINI FP 400 A - 2 in 6 out |  | OUTDOOR | MFP-3D | [9 empty] | 0
389192498 | TNB | DISTRIBUTION | WP PUTRAJAYA & CYBERJAYA | Existing |  |  | MINI FEEDER PILLAR | MINI FP 400 A - 2 in 6 out |  | OUTDOOR | MFP-3E | [9 empty] | 0
389192560 | TNB | DISTRIBUTION | WP PUTRAJAYA & CYBERJAYA | Existing |  |  | MINI FEEDER PILLAR | MINI FP 400 A - 2 in 6 out |  | OUTDOOR | MFP-3C | [9 empty] | 0
389192622 | TNB | DISTRIBUTION | WP PUTRAJAYA & CYBERJAYA | Existing |  |  | MINI FEEDER PILLAR | MINI FP 400 A - 2 in 6 out |  | OUTDOOR | MFP-3B | [9 empty] | 0
389242723 | TNB | DISTRIBUTION | WP PUTRAJAYA & CYBERJAYA | Existing |  |  | MINI FEEDER PILLAR | MINI FP 400 A - 2 in 6 out |  | OUTDOOR | MFP-3E | [9 empty] | 0
389242785 | TNB | DISTRIBUTION | WP PUTRAJAYA & CYBERJAYA | Existing |  |  | MINI FEEDER PILLAR | MINI FP 400 A - 2 in 6 out |  | OUTDOOR | MFP-3F | [9 empty] | 0
389242847 | TNB | DISTRIBUTION | WP PUTRAJAYA & CYBERJAYA | Existing |  |  | MINI FEEDER PILLAR | MINI FP 400 A - 2 in 6 out |  | OUTDOOR | MFP-2F | [9 empty] | 0
389242909 | TNB | DISTRIBUTION | WP PUTRAJAYA & CYBERJAYA | Existing |  |  | MINI FEEDER PILLAR | MINI FP 400 A - 2 in 6 out |  | OUTDOOR | MFP-3A | [9 empty] | 0
389242971 | TNB | DISTRIBUTION | WP PUTRAJAYA & CYBERJAYA | Existing |  |  | MINI FEEDER PILLAR | MINI FP 400 A - 2 in 6 out |  | OUTDOOR | MFP-3C | [9 empty] | 0
389243033 | TNB | DISTRIBUTION | WP PUTRAJAYA & CYBERJAYA | Existing |  |  | MINI FEEDER PILLAR | MINI FP 400 A - 2 in 6 out |  | OUTDOOR | MFP-3D | [9 empty] | 0
389243095 | TNB | DISTRIBUTION | WP PUTRAJAYA & CYBERJAYA | Existing |  |  | MINI FEEDER PILLAR | MINI FP 400 A - 2 in 6 out |  | OUTDOOR | MFP-3B | [9 empty] | 0
389243157 | TNB | DISTRIBUTION | WP PUTRAJAYA & CYBERJAYA | Existing |  |  | MINI FEEDER PILLAR | MINI FP 400 A - 2 in 6 out |  | OUTDOOR | MFP-1B | [9 empty] | 0
389243219 | TNB | DISTRIBUTION | WP PUTRAJAYA & CYBERJAYA | Existing |  |  | MINI FEEDER PILLAR | MINI FP 400 A - 2 in 6 out |  | OUTDOOR | MFP-1A | [9 empty] | 0
389243281 | TNB | DISTRIBUTION | WP PUTRAJAYA & CYBERJAYA | Existing |  |  | MINI FEEDER PILLAR | MINI FP 400 A - 2 in 6 out |  | OUTDOOR | MFP-1C | [9 empty] | 0
389243343 | TNB | DISTRIBUTION | WP PUTRAJAYA & CYBERJAYA | Existing |  |  | MINI FEEDER PILLAR | MINI FP 400 A - 2 in 6 out |  | OUTDOOR | MFP-1D | [9 empty] | 0
389243405 | TNB | DISTRIBUTION | WP PUTRAJAYA & CYBERJAYA | Existing |  |  | MINI FEEDER PILLAR | MINI FP 400 A - 2 in 6 out |  | OUTDOOR | MFP-2A | [9 empty] | 0
389243467 | TNB | DISTRIBUTION | WP PUTRAJAYA & CYBERJAYA | Existing |  |  | MINI FEEDER PILLAR | MINI FP 400 A - 2 in 6 out |  | OUTDOOR | MFP-2C | [9 empty] | 0
389243529 | TNB | DISTRIBUTION | WP PUTRAJAYA & CYBERJAYA | Existing |  |  | MINI FEEDER PILLAR | MINI FP 400 A - 2 in 6 out |  | OUTDOOR | MFP-2B | [9 empty] | 0
389243591 | TNB | DISTRIBUTION | WP PUTRAJAYA & CYBERJAYA | Existing |  |  | MINI FEEDER PILLAR | MINI FP 400 A - 2 in 6 out |  | OUTDOOR | MFP-2E | [9 empty] | 0
389243653 | TNB | DISTRIBUTION | WP PUTRAJAYA & CYBERJAYA | Existing |  |  | MINI FEEDER PILLAR | MINI FP 400 A - 2 in 6 out |  | OUTDOOR | MFP-2D | [9 empty] | 0
389470131 | TNB | DISTRIBUTION | WP PUTRAJAYA & CYBERJAYA | Existing |  |  | LVDB | LVDB 1600 A - 2 in 8 out | D-CBJ-C15-0506 | INDOOR | FP- D | [5 empty] | 1600.000 A | 1970-01-01 |  |  | 0
389470208 | TNB | DISTRIBUTION | WP PUTRAJAYA & CYBERJAYA | Existing |  |  | MINI FEEDER PILLAR | MINI FP 400 A - 2 in 6 out |  | OUTDOOR | FP- D- 1 | [9 empty] | 0
389470270 | TNB | DISTRIBUTION | WP PUTRAJAYA & CYBERJAYA | Existing |  |  | MINI FEEDER PILLAR | MINI FP 400 A - 2 in 6 out |  | OUTDOOR | FP- D- 8 | [9 empty] | 0
389470332 | TNB | DISTRIBUTION | WP PUTRAJAYA & CYBERJAYA | Existing |  |  | MINI FEEDER PILLAR | MINI FP 400 A - 2 in 6 out |  | OUTDOOR | FP- D- 7 | [9 empty] | 0
389470394 | TNB | DISTRIBUTION | WP PUTRAJAYA & CYBERJAYA | Existing |  |  | MINI FEEDER PILLAR | MINI FP 400 A - 2 in 6 out |  | OUTDOOR | FP- D- 4 | [9 empty] | 0
389470456 | TNB | DISTRIBUTION | WP PUTRAJAYA & CYBERJAYA | Existing |  |  | MINI FEEDER PILLAR | MINI FP 400 A - 2 in 6 out |  | OUTDOOR | FP- D- 5 | [9 empty] | 0
389470518 | TNB | DISTRIBUTION | WP PUTRAJAYA & CYBERJAYA | Existing |  |  | MINI FEEDER PILLAR | MINI FP 400 A - 2 in 6 out |  | OUTDOOR | FP- D- 6 | [9 empty] | 0
389470580 | TNB | DISTRIBUTION | WP PUTRAJAYA & CYBERJAYA | Existing |  |  | MINI FEEDER PILLAR | MINI FP 400 A - 2 in 6 out |  | OUTDOOR | FP- D- 2 | [9 empty] | 0
389470642 | TNB | DISTRIBUTION | WP PUTRAJAYA & CYBERJAYA | Existing |  |  | MINI FEEDER PILLAR | MINI FP 400 A - 2 in 6 out |  | OUTDOOR | FP- D- 3 | [9 empty] | 0
389500344 | TNB | DISTRIBUTION | WP PUTRAJAYA & CYBERJAYA | Existing | VCBJ/PCE/J22831/NDTX1 | 300455000 | LVDB | LVDB 1600 A - 2 in 8 out | PE 22.83 CBD PERDANA 2D F1 |  |  |  |  | ITEM INDUSTRIAL |  | D0906 |  |  | FEEDER PILLAR,LV,DIN, 1600A, ITEM. |  | 2
389500447 | TNB | DISTRIBUTION | WP PUTRAJAYA & CYBERJAYA | Existing | VCBJ/PCE/J22832/NDTX2 | 300455002 | LVDB | LVDB 1600 A - 2 in 8 out | PE 22.83 CBD PERDANA 2D F2 | INDOOR |  |  |  | ITEM INDUSTRIAL |  | D0913 |  |  | FEEDER PILLAR,LV,DIN, 1600A, ITEM. |  | 0
389513097 | TNB | DISTRIBUTION | WP PUTRAJAYA & CYBERJAYA | Existing |  |  | MINI FEEDER PILLAR | MINI FP 400 A - 2 in 6 out |  | OUTDOOR | FP3 | [8 empty] | FP3 | 0
389513159 | TNB | DISTRIBUTION | WP PUTRAJAYA & CYBERJAYA | Existing |  |  | MINI FEEDER PILLAR | MINI FP 400 A - 2 in 6 out |  | OUTDOOR | FP4 | [8 empty] | FP4 | 0
389513221 | TNB | DISTRIBUTION | WP PUTRAJAYA & CYBERJAYA | Existing |  |  | MINI FEEDER PILLAR | MINI FP 400 A - 2 in 6 out |  | OUTDOOR | FP1 | [8 empty] | FP1 | 0
389513283 | TNB | DISTRIBUTION | WP PUTRAJAYA & CYBERJAYA | Existing |  |  | MINI FEEDER PILLAR | MINI FP 400 A - 2 in 6 out |  |  | FP2 | [8 empty] | FP2 | 0
389513345 | TNB | DISTRIBUTION | WP PUTRAJAYA & CYBERJAYA | Existing |  |  | MINI FEEDER PILLAR | MINI FP 400 A - 2 in 6 out |  | OUTDOOR | FP5 | [8 empty] | FP5 | 0
389513407 | TNB | DISTRIBUTION | WP PUTRAJAYA & CYBERJAYA | Existing |  |  | MINI FEEDER PILLAR | MINI FP 400 A - 2 in 6 out |  | OUTDOOR | FP6 | [8 empty] | FP6 | 0
389526233 | TNB | DISTRIBUTION | WP PUTRAJAYA & CYBERJAYA | Existing |  |  | MINI FEEDER PILLAR | MINI FP 400 A - 2 in 6 out | [11 empty] | FP1/8 | 0
389526295 | TNB | DISTRIBUTION | WP PUTRAJAYA & CYBERJAYA | Existing |  |  | MINI FEEDER PILLAR | MINI FP 400 A - 2 in 6 out | [11 empty] | FP1/7 | 0
389526357 | TNB | DISTRIBUTION | WP PUTRAJAYA & CYBERJAYA | Existing |  |  | MINI FEEDER PILLAR | MINI FP 400 A - 2 in 6 out | [11 empty] | FP1/5 | 0
389526419 | TNB | DISTRIBUTION | WP PUTRAJAYA & CYBERJAYA | Existing |  |  | MINI FEEDER PILLAR | MINI FP 400 A - 2 in 6 out | [11 empty] | FP1/9 | 0
389526481 | TNB | DISTRIBUTION | WP PUTRAJAYA & CYBERJAYA | Existing |  |  | MINI FEEDER PILLAR | MINI FP 400 A - 2 in 6 out | [11 empty] | FP1/12 | 0
389526543 | TNB | DISTRIBUTION | WP PUTRAJAYA & CYBERJAYA | Existing |  |  | MINI FEEDER PILLAR | MINI FP 400 A - 2 in 6 out | [11 empty] | F1/11 | 0
389526609 | TNB | DISTRIBUTION | WP PUTRAJAYA & CYBERJAYA | Existing |  |  | MINI FEEDER PILLAR | MINI FP 400 A - 2 in 6 out | [11 empty] | FP1/10 | 0
389526671 | TNB | DISTRIBUTION | WP PUTRAJAYA & CYBERJAYA | Existing |  |  | MINI FEEDER PILLAR | MINI FP 400 A - 2 in 6 out | [11 empty] | FP1/6 | 0
389526733 | TNB | DISTRIBUTION | WP PUTRAJAYA & CYBERJAYA | Existing |  |  | MINI FEEDER PILLAR | MINI FP 400 A - 2 in 6 out | [11 empty] | FP1/4 | 0
389526795 | TNB | DISTRIBUTION | WP PUTRAJAYA & CYBERJAYA | Existing |  |  | MINI FEEDER PILLAR | MINI FP 400 A - 2 in 6 out | [11 empty] | FP1/3 | 0
389526857 | TNB | DISTRIBUTION | WP PUTRAJAYA & CYBERJAYA | Existing |  |  | MINI FEEDER PILLAR | MINI FP 400 A - 2 in 6 out | [11 empty] | FP1/2 | 0
389526919 | TNB | DISTRIBUTION | WP PUTRAJAYA & CYBERJAYA | Existing |  |  | MINI FEEDER PILLAR | MINI FP 400 A - 2 in 6 out | [11 empty] | FP1/1 | 0
389526983 | TNB | DISTRIBUTION | WP PUTRAJAYA & CYBERJAYA | Existing |  |  | MINI FEEDER PILLAR | MINI FP 400 A - 2 in 6 out | [11 empty] | FP2/1 | 0
389527045 | TNB | DISTRIBUTION | WP PUTRAJAYA & CYBERJAYA | Existing |  |  | MINI FEEDER PILLAR | MINI FP 400 A - 2 in 6 out | [11 empty] | FP2/2 | 0
389527107 | TNB | DISTRIBUTION | WP PUTRAJAYA & CYBERJAYA | Existing |  |  | MINI FEEDER PILLAR | MINI FP 400 A - 2 in 6 out | [11 empty] | FP2/3 | 0
389527169 | TNB | DISTRIBUTION | WP PUTRAJAYA & CYBERJAYA | Existing |  |  | MINI FEEDER PILLAR | MINI FP 400 A - 2 in 6 out | [11 empty] | FP2/5 | 0
389527231 | TNB | DISTRIBUTION | WP PUTRAJAYA & CYBERJAYA | Existing |  |  | MINI FEEDER PILLAR | MINI FP 400 A - 2 in 6 out | [11 empty] | FP2/4 | 0
389527293 | TNB | DISTRIBUTION | WP PUTRAJAYA & CYBERJAYA | Existing |  |  | MINI FEEDER PILLAR | MINI FP 400 A - 2 in 6 out | [11 empty] | FP2/8 | 0
389527355 | TNB | DISTRIBUTION | WP PUTRAJAYA & CYBERJAYA | Existing |  |  | MINI FEEDER PILLAR | MINI FP 400 A - 2 in 6 out | [11 empty] | FP2/7 | 0
389527417 | TNB | DISTRIBUTION | WP PUTRAJAYA & CYBERJAYA | Existing |  |  | MINI FEEDER PILLAR | MINI FP 400 A - 2 in 6 out | [11 empty] | FP2/6 | 0
389527479 | TNB | DISTRIBUTION | WP PUTRAJAYA & CYBERJAYA | Existing |  |  | MINI FEEDER PILLAR | MINI FP 400 A - 2 in 6 out | [11 empty] | FP2/9 | 0
389527541 | TNB | DISTRIBUTION | WP PUTRAJAYA & CYBERJAYA | Existing |  |  | MINI FEEDER PILLAR | MINI FP 400 A - 2 in 6 out | [11 empty] | FP2/11 | 0
389527603 | TNB | DISTRIBUTION | WP PUTRAJAYA & CYBERJAYA | Existing |  |  | MINI FEEDER PILLAR | MINI FP 400 A - 2 in 6 out | [11 empty] | FP2/10 | 0
389527665 | TNB | DISTRIBUTION | WP PUTRAJAYA & CYBERJAYA | Existing |  |  | MINI FEEDER PILLAR | MINI FP 400 A - 2 in 6 out | [11 empty] | FP2/12 | 0
389528264 | TNB | DISTRIBUTION | WP PUTRAJAYA & CYBERJAYA | Existing |  |  | LVDB | LVDB 1600 A - 2 in 8 out | [12 empty] | 0
389528375 | TNB | DISTRIBUTION | WP PUTRAJAYA & CYBERJAYA | Existing |  |  | LVDB | LVDB 1600 A - 2 in 8 out | PE 21.74 LAKE VIEW WEST 2 | [11 empty] | 0
389539309 | TNB | DISTRIBUTION | WP PUTRAJAYA & CYBERJAYA | Existing |  |  | MINI FEEDER PILLAR | MINI FP 400 A - 2 in 6 out |  | OUTDOOR | MFP 7 | [9 empty] | 0
389539614 | TNB | DISTRIBUTION | WP PUTRAJAYA & CYBERJAYA | Existing |  |  | MINI FEEDER PILLAR | MINI FP 400 A - 2 in 6 out |  | OUTDOOR | MFP 3 | [9 empty] | 0
389539676 | TNB | DISTRIBUTION | WP PUTRAJAYA & CYBERJAYA | Existing |  |  | MINI FEEDER PILLAR | MINI FP 400 A - 2 in 6 out |  | OUTDOOR | MFP 5 | [9 empty] | 0
389539738 | TNB | DISTRIBUTION | WP PUTRAJAYA & CYBERJAYA | Existing |  |  | MINI FEEDER PILLAR | MINI FP 400 A - 2 in 6 out |  | OUTDOOR | MFP 2 | [9 empty] | 0
389539800 | TNB | DISTRIBUTION | WP PUTRAJAYA & CYBERJAYA | Existing |  |  | MINI FEEDER PILLAR | MINI FP 400 A - 2 in 6 out |  | OUTDOOR | MFP 1 | [9 empty] | 0
389539862 | TNB | DISTRIBUTION | WP PUTRAJAYA & CYBERJAYA | Existing |  |  | MINI FEEDER PILLAR | MINI FP 400 A - 2 in 6 out |  | OUTDOOR | MFP 4 | [9 empty] | 0
389539925 | TNB | DISTRIBUTION | WP PUTRAJAYA & CYBERJAYA | Existing |  |  | MINI FEEDER PILLAR | MINI FP 400 A - 2 in 6 out |  | OUTDOOR | MFP 8 | [9 empty] | 0
389539987 | TNB | DISTRIBUTION | WP PUTRAJAYA & CYBERJAYA | Existing |  |  | MINI FEEDER PILLAR | MINI FP 400 A - 2 in 6 out |  | OUTDOOR | MFP 6 | [9 empty] | 0
389598942 | TNB | DISTRIBUTION | WP PUTRAJAYA & CYBERJAYA | Existing |  |  | MINI FEEDER PILLAR | MINI FP 400 A - 2 in 6 out |  | OUTDOOR | FP-Z-3 | [8 empty] | FP-Z-3 | 0
389599066 | TNB | DISTRIBUTION | WP PUTRAJAYA & CYBERJAYA | Existing |  |  | MINI FEEDER PILLAR | MINI FP 400 A - 2 in 6 out |  | OUTDOOR | FP-Z-2 | [8 empty] | FP-Z-2 | 0
389599128 | TNB | DISTRIBUTION | WP PUTRAJAYA & CYBERJAYA | Existing |  |  | MINI FEEDER PILLAR | MINI FP 400 A - 2 in 6 out |  | OUTDOOR | FP-Z-1 | [8 empty] | FP-Z-1 | 0
389599198 | TNB | DISTRIBUTION | WP PUTRAJAYA & CYBERJAYA | Existing |  |  | FEEDER PILLAR | FP 1600 A - 2 in 8 out |  | OUTDOOR | FP-Z | [8 empty] | FP-Z | 0
389745169 | TNB | DISTRIBUTION | WP PUTRAJAYA & CYBERJAYA | Existing |  |  | MINI FEEDER PILLAR | MINI FP 400 A - 2 in 6 out |  | OUTDOOR | MFP P11D/16 | [9 empty] | 0
389959612 | TNB | DISTRIBUTION | WP PUTRAJAYA & CYBERJAYA | Existing |  |  | FEEDER PILLAR | FP 800 A - 2 in 5 out |  | OUTDOOR | FP 3-1 | [9 empty] | 0
389959666 | TNB | DISTRIBUTION | WP PUTRAJAYA & CYBERJAYA | Existing |  |  | FEEDER PILLAR | FP 800 A - 2 in 5 out |  | OUTDOOR | FP 3-3 | [9 empty] | 0
389959720 | TNB | DISTRIBUTION | WP PUTRAJAYA & CYBERJAYA | Existing |  |  | FEEDER PILLAR | FP 800 A - 2 in 5 out |  | OUTDOOR | FP 3-4 | [9 empty] | 0
389959774 | TNB | DISTRIBUTION | WP PUTRAJAYA & CYBERJAYA | Existing |  |  | FEEDER PILLAR | FP 800 A - 2 in 5 out |  | OUTDOOR | FP 3-2 | [9 empty] | 0
389968278 | TNB | DISTRIBUTION | WP PUTRAJAYA & CYBERJAYA | Existing |  |  | FEEDER PILLAR | FP 800 A - 2 in 5 out | [11 empty] | FP 5 | 0
389968332 | TNB | DISTRIBUTION | WP PUTRAJAYA & CYBERJAYA | Existing |  |  | FEEDER PILLAR | FP 800 A - 2 in 5 out | [11 empty] | FP 4 | 0
389968386 | TNB | DISTRIBUTION | WP PUTRAJAYA & CYBERJAYA | Existing |  |  | FEEDER PILLAR | FP 800 A - 2 in 5 out | [11 empty] | FP 6 | 0
389968440 | TNB | DISTRIBUTION | WP PUTRAJAYA & CYBERJAYA | Existing |  |  | FEEDER PILLAR | FP 800 A - 2 in 5 out | [11 empty] | FP1 | 0
389968494 | TNB | DISTRIBUTION | WP PUTRAJAYA & CYBERJAYA | Existing |  |  | FEEDER PILLAR | FP 800 A - 2 in 5 out | [11 empty] | FP2 | 0
389968602 | TNB | DISTRIBUTION | WP PUTRAJAYA & CYBERJAYA | Existing |  |  | FEEDER PILLAR | FP 800 A - 2 in 5 out | [11 empty] | FP 3 | 0
390015432 | TNB | DISTRIBUTION | WP PUTRAJAYA & CYBERJAYA | Existing |  |  | MINI FEEDER PILLAR | MINI FP 400 A - 2 in 6 out |  | OUTDOOR | 1F/P-9 | [9 empty] | 0
390015494 | TNB | DISTRIBUTION | WP PUTRAJAYA & CYBERJAYA | Existing |  |  | MINI FEEDER PILLAR | MINI FP 400 A - 2 in 6 out |  | OUTDOOR | 1F/P-8 | [9 empty] | 0
390015556 | TNB | DISTRIBUTION | WP PUTRAJAYA & CYBERJAYA | Existing |  |  | MINI FEEDER PILLAR | MINI FP 400 A - 2 in 6 out |  | OUTDOOR | 2F/P-3 | [9 empty] | 0
390015618 | TNB | DISTRIBUTION | WP PUTRAJAYA & CYBERJAYA | Existing |  |  | MINI FEEDER PILLAR | MINI FP 400 A - 2 in 6 out |  | OUTDOOR | 2F/P-2 | [9 empty] | 0
390015899 | TNB | DISTRIBUTION | WP PUTRAJAYA & CYBERJAYA | Existing |  |  | MINI FEEDER PILLAR | MINI FP 400 A - 2 in 6 out |  | OUTDOOR | [9 empty] | 2F/P-5 | 0
390015961 | TNB | DISTRIBUTION | WP PUTRAJAYA & CYBERJAYA | Existing |  |  | MINI FEEDER PILLAR | MINI FP 400 A - 2 in 6 out |  | OUTDOOR | 1F/P-1 | [9 empty] | 0
390016023 | TNB | DISTRIBUTION | WP PUTRAJAYA & CYBERJAYA | Existing |  |  | MINI FEEDER PILLAR | MINI FP 400 A - 2 in 6 out |  | OUTDOOR | [9 empty] | 2F/P-4 | 0
390016085 | TNB | DISTRIBUTION | WP PUTRAJAYA & CYBERJAYA | Existing |  |  | MINI FEEDER PILLAR | MINI FP 400 A - 2 in 6 out |  | OUTDOOR | [9 empty] | 2F/P-9 | 0
390016147 | TNB | DISTRIBUTION | WP PUTRAJAYA & CYBERJAYA | Existing |  |  | MINI FEEDER PILLAR | MINI FP 400 A - 2 in 6 out |  | OUTDOOR | [9 empty] | 2F/P-8 | 0
390016209 | TNB | DISTRIBUTION | WP PUTRAJAYA & CYBERJAYA | Existing |  |  | MINI FEEDER PILLAR | MINI FP 400 A - 2 in 6 out |  | OUTDOOR | [9 empty] | 2F/P-7 | 0
390016271 | TNB | DISTRIBUTION | WP PUTRAJAYA & CYBERJAYA | Existing |  |  | MINI FEEDER PILLAR | MINI FP 400 A - 2 in 6 out |  | OUTDOOR | [9 empty] | 2F/P-6 | 0
390114225 | TNB | DISTRIBUTION | WP PUTRAJAYA & CYBERJAYA | Existing |  |  | MINI FEEDER PILLAR | MINI FP 400 A - 2 in 6 out |  | OUTDOOR | F/P 11 | [9 empty] | 0
390114293 | TNB | DISTRIBUTION | WP PUTRAJAYA & CYBERJAYA | Existing |  |  | MINI FEEDER PILLAR | MINI FP 400 A - 2 in 6 out |  | OUTDOOR | F/P 8 | [9 empty] | 0
390114355 | TNB | DISTRIBUTION | WP PUTRAJAYA & CYBERJAYA | Existing |  |  | MINI FEEDER PILLAR | MINI FP 400 A - 2 in 6 out |  | OUTDOOR | F/P 9 | [9 empty] | 0
390114662 | TNB | DISTRIBUTION | WP PUTRAJAYA & CYBERJAYA | Existing |  |  | LVDB | LVDB 1600 A - 2 in 10 out (CS) |  | INDOOR | [6 empty] | 1600.000 A | 1970-01-01 |  |  | 0
390114866 | TNB | DISTRIBUTION | WP PUTRAJAYA & CYBERJAYA | Existing |  |  | LVDB | LVDB 1600 A - 2 in 10 out (CS) | PE 14.09 PERUMAHAN 14-4 (F1) | [11 empty] | 1
390208773 | TNB | DISTRIBUTION | WP PUTRAJAYA & CYBERJAYA | Existing |  |  | MINI FEEDER PILLAR | MINI FP 400 A - 2 in 6 out |  | OUTDOOR | FP/10 | [9 empty] | 0
390208835 | TNB | DISTRIBUTION | WP PUTRAJAYA & CYBERJAYA | Existing |  |  | MINI FEEDER PILLAR | MINI FP 400 A - 2 in 6 out |  | OUTDOOR | FP/9 | [9 empty] | 0
390208897 | TNB | DISTRIBUTION | WP PUTRAJAYA & CYBERJAYA | Existing |  |  | MINI FEEDER PILLAR | MINI FP 400 A - 2 in 6 out |  | OUTDOOR | FP/8 | [9 empty] | 0
390208959 | TNB | DISTRIBUTION | WP PUTRAJAYA & CYBERJAYA | Existing |  |  | MINI FEEDER PILLAR | MINI FP 400 A - 2 in 6 out |  | OUTDOOR | FP/7 | [9 empty] | 0
390209083 | TNB | DISTRIBUTION | WP PUTRAJAYA & CYBERJAYA | Existing |  |  | MINI FEEDER PILLAR | MINI FP 400 A - 2 in 6 out |  | OUTDOOR | FP/6 | [9 empty] | 0
390209145 | TNB | DISTRIBUTION | WP PUTRAJAYA & CYBERJAYA | Existing |  |  | MINI FEEDER PILLAR | MINI FP 400 A - 2 in 6 out |  | OUTDOOR | FP/5 | [9 empty] | 0
390209207 | TNB | DISTRIBUTION | WP PUTRAJAYA & CYBERJAYA | Existing |  |  | MINI FEEDER PILLAR | MINI FP 400 A - 2 in 6 out |  | OUTDOOR | FP/3 | [9 empty] | 0
390209269 | TNB | DISTRIBUTION | WP PUTRAJAYA & CYBERJAYA | Existing |  |  | MINI FEEDER PILLAR | MINI FP 400 A - 2 in 6 out |  | OUTDOOR | FP/4 | [9 empty] | 0
390209331 | TNB | DISTRIBUTION | WP PUTRAJAYA & CYBERJAYA | Existing |  |  | MINI FEEDER PILLAR | MINI FP 400 A - 2 in 6 out |  | OUTDOOR | FP/2 | [9 empty] | 0
390209393 | TNB | DISTRIBUTION | WP PUTRAJAYA & CYBERJAYA | Existing |  |  | MINI FEEDER PILLAR | MINI FP 400 A - 2 in 6 out |  | OUTDOOR | FP/1 | [9 empty] | 0
390243015 | TNB | DISTRIBUTION | WP PUTRAJAYA & CYBERJAYA | Existing |  |  | MINI FEEDER PILLAR | MINI FP 400 A - 2 in 6 out |  |  | FP 2B 3 | [8 empty] | FP 2B 3 | 0
390320330 | TNB | DISTRIBUTION | WP PUTRAJAYA & CYBERJAYA | Existing | VCBJ/PCE/J22861/NDTX2 | 310361755 | LVDB | FP 1600 A - 2 in 8 out (PE) | PE 22.86 NEO CYBER BLOK D | INDOOR |  |  |  | ITEM INDUSTRIAL |  | D0853 | 1600.000 A | 1970-01-01 | FEEDER PILLAR,LV,DIN,800A,ITEM. |  | 0
390384716 | TNB | DISTRIBUTION | WP PUTRAJAYA & CYBERJAYA | Existing |  |  | MINI FEEDER PILLAR | MINI FP 400 A - 2 in 6 out |  |  | MFP 1 | [8 empty] | MFP 1 | 0
390384778 | TNB | DISTRIBUTION | WP PUTRAJAYA & CYBERJAYA | Existing |  |  | MINI FEEDER PILLAR | MINI FP 400 A - 2 in 6 out |  |  | MFP 2 | [8 empty] | MFP 2 | 0
390384840 | TNB | DISTRIBUTION | WP PUTRAJAYA & CYBERJAYA | Existing |  |  | MINI FEEDER PILLAR | MINI FP 400 A - 2 in 6 out |  |  | MFP 3 | [8 empty] | MFP 3 | 0
390384902 | TNB | DISTRIBUTION | WP PUTRAJAYA & CYBERJAYA | Existing |  |  | MINI FEEDER PILLAR | MINI FP 400 A - 2 in 6 out |  |  | MFP 4 | [8 empty] | MFP 4 | 0
390384964 | TNB | DISTRIBUTION | WP PUTRAJAYA & CYBERJAYA | Existing |  |  | MINI FEEDER PILLAR | MINI FP 400 A - 2 in 6 out |  |  | MFP 5 | [8 empty] | MFP 5 | 0
390385026 | TNB | DISTRIBUTION | WP PUTRAJAYA & CYBERJAYA | Existing |  |  | MINI FEEDER PILLAR | MINI FP 400 A - 2 in 6 out |  |  | MFP 7 | [8 empty] | MFP 7 | 0
390385088 | TNB | DISTRIBUTION | WP PUTRAJAYA & CYBERJAYA | Existing |  |  | MINI FEEDER PILLAR | MINI FP 400 A - 2 in 6 out |  |  | MFP 6 | [8 empty] | MFP 6 | 0
390385150 | TNB | DISTRIBUTION | WP PUTRAJAYA & CYBERJAYA | Existing |  |  | MINI FEEDER PILLAR | MINI FP 400 A - 2 in 6 out |  |  | MFP 9 | [8 empty] | MFP 9 | 0
390385212 | TNB | DISTRIBUTION | WP PUTRAJAYA & CYBERJAYA | Existing |  |  | MINI FEEDER PILLAR | MINI FP 400 A - 2 in 6 out |  |  | MFP 8 | [8 empty] | MFP 8 | 0
390385274 | TNB | DISTRIBUTION | WP PUTRAJAYA & CYBERJAYA | Existing |  |  | MINI FEEDER PILLAR | MINI FP 400 A - 2 in 6 out |  |  | MFP 11 | [8 empty] | MFP 11 | 0
390385336 | TNB | DISTRIBUTION | WP PUTRAJAYA & CYBERJAYA | Existing |  |  | MINI FEEDER PILLAR | MINI FP 400 A - 2 in 6 out |  |  | MFP 10 | [8 empty] | MFP 10 | 0
390724114 | TNB | DISTRIBUTION | WP PUTRAJAYA & CYBERJAYA | Existing |  |  | FEEDER PILLAR | FP 1600 A - 2 in 8 out | [11 empty] | TNB FP2 | 0
390724220 | TNB | DISTRIBUTION | WP PUTRAJAYA & CYBERJAYA | Existing |  |  | FEEDER PILLAR | FP 1600 A - 2 in 8 out | [12 empty] | 0
390724333 | TNB | DISTRIBUTION | WP PUTRAJAYA & CYBERJAYA | Existing |  |  | MINI FEEDER PILLAR | MINI FP 400 A - 2 in 6 out | [12 empty] | 0
390728290 | TNB | DISTRIBUTION | WP PUTRAJAYA & CYBERJAYA | Existing |  |  | MINI FEEDER PILLAR | MINI FP 400 A - 2 in 6 out |  | OUTDOOR | FP-1 | [9 empty] | 0
390728352 | TNB | DISTRIBUTION | WP PUTRAJAYA & CYBERJAYA | Existing |  |  | MINI FEEDER PILLAR | MINI FP 400 A - 2 in 6 out |  | OUTDOOR | FP-10 | [9 empty] | 0
390728414 | TNB | DISTRIBUTION | WP PUTRAJAYA & CYBERJAYA | Existing |  |  | MINI FEEDER PILLAR | MINI FP 400 A - 2 in 6 out |  | OUTDOOR | FP-9 | [9 empty] | 0
390728476 | TNB | DISTRIBUTION | WP PUTRAJAYA & CYBERJAYA | Existing |  |  | MINI FEEDER PILLAR | MINI FP 400 A - 2 in 6 out |  | OUTDOOR | FP-8 | [9 empty] | 0
390728538 | TNB | DISTRIBUTION | WP PUTRAJAYA & CYBERJAYA | Existing |  |  | MINI FEEDER PILLAR | MINI FP 400 A - 2 in 6 out |  | OUTDOOR | FP-3 | [9 empty] | 0
390728600 | TNB | DISTRIBUTION | WP PUTRAJAYA & CYBERJAYA | Existing |  |  | MINI FEEDER PILLAR | MINI FP 400 A - 2 in 6 out |  | OUTDOOR | FP-4 | [9 empty] | 0
390728662 | TNB | DISTRIBUTION | WP PUTRAJAYA & CYBERJAYA | Existing |  |  | MINI FEEDER PILLAR | MINI FP 400 A - 2 in 6 out |  | OUTDOOR | FP-5 | [9 empty] | 0
390728724 | TNB | DISTRIBUTION | WP PUTRAJAYA & CYBERJAYA | Existing |  |  | MINI FEEDER PILLAR | MINI FP 400 A - 2 in 6 out |  | OUTDOOR | FP-6 | [9 empty] | 0
390728786 | TNB | DISTRIBUTION | WP PUTRAJAYA & CYBERJAYA | Existing |  |  | MINI FEEDER PILLAR | MINI FP 400 A - 2 in 6 out |  | OUTDOOR | FP-7 | [9 empty] | 0
390728848 | TNB | DISTRIBUTION | WP PUTRAJAYA & CYBERJAYA | Existing |  |  | MINI FEEDER PILLAR | MINI FP 400 A - 2 in 6 out |  | OUTDOOR | FP-2 | [9 empty] | 0
390822704 | TNB | DISTRIBUTION | WP PUTRAJAYA & CYBERJAYA | Existing |  |  | LVDB | LVDB 1600 A - 2 in 8 out | PE 14.22 KOMPLEKS SEK MEN (F2) | [11 empty] | 0
390822781 | TNB | DISTRIBUTION | WP PUTRAJAYA & CYBERJAYA | Existing |  |  | LVDB | LVDB 1600 A - 2 in 8 out | PE 14.22 KOMPLEKS SEK MEN (F1) | [11 empty] | 0
390865681 | TNB | DISTRIBUTION | WP PUTRAJAYA & CYBERJAYA | Existing |  |  | LVDB | LVDB 1600 A - 2 in 8 out |  | INDOOR | [6 empty] | 1600.000 A | 1970-01-01 |  |  | 2
390938646 | TNB | DISTRIBUTION | WP PUTRAJAYA & CYBERJAYA | Existing |  |  | LVDB | LVDB 1600 A - 2 in 8 out | PE 21.40 STP 1 | [11 empty] | 0

## Output
Id | Owner Type | Owner Name | Operational Area | Status | ERMS Functional Location | ERMS Equipment No | Structure | Design | Distribution PE | LVDB/FP Location | Label | ERMS System Status | ERMS User Status | Manufacturer | Manufacturer _Old_ | Serial Number | LVDB/FP Rating | Date Commissioned | Description | Remarks | Structure Nodes | Check | Detail
4745610 | TNB | DISTRIBUTION | WP PUTRAJAYA & CYBERJAYA | Existing |  |  | LVDB | FP 1600 A - 2 in 8 out (PE) | PE 14.05 | OUTDOOR |  |  |  |  | INDKOM |  | 1600.000 A |  |  |  | 4 | Pass | null
4745719 | TNB | DISTRIBUTION | WP PUTRAJAYA & CYBERJAYA | Existing |  |  | LVDB | FP 1600 A - 2 in 8 out (PE) | PE 14.05 | INDOOR |  |  |  |  | INDKOM |  | 1600.000 A |  |  |  | 5 | Pass | null
6363716 | TNB | DISTRIBUTION | WP PUTRAJAYA & CYBERJAYA | Existing |  |  | FEEDER PILLAR | FP 800 A - 2 in 5 out |  | OUTDOOR | FP SITE OFFICE SRI BINARAYA |  |  |  | Unknown |  |  | 19700101 |  |  | 1 | Pass | null
6424134 | TNB | DISTRIBUTION | WP PUTRAJAYA & CYBERJAYA | Existing |  |  | LVDB | LVDB 1600 A - 2 in 8 out | PE 8.30 | INDOOR | [6 empty] | 1600.000 A | 19700101 |  |  | 4 | Pass | null
6424407 | TNB | DISTRIBUTION | WP PUTRAJAYA & CYBERJAYA | Existing |  |  | LVDB | LVDB 1600 A - 2 in 8 out | PE 8.30 | INDOOR | [6 empty] | 1600.000 A | 19700101 |  |  | 4 | Pass | null
6453888 | TNB | DISTRIBUTION | WP PUTRAJAYA & CYBERJAYA | Existing |  |  | FEEDER PILLAR | FP 800 A - 2 in 5 out |  | OUTDOOR | LOT 143 |  |  |  | Unknown |  |  | 19700101 |  |  | 0 | Pass | null
7007814 | TNB | DISTRIBUTION | WP PUTRAJAYA & CYBERJAYA | Existing |  |  | FEEDER PILLAR | FP 800 A - 2 in 5 out |  | OUTDOOR |  |  |  |  | Unknown |  |  | 19700101 |  |  | 0 | Pass | null
7007815 | TNB | DISTRIBUTION | WP PUTRAJAYA & CYBERJAYA | Existing |  |  | FEEDER PILLAR | FP 800 A - 2 in 5 out |  | OUTDOOR | FP 65 |  |  |  | Unknown |  |  | 19700101 |  |  | 0 | Pass | null
8188678 | TNB | DISTRIBUTION | WP PUTRAJAYA & CYBERJAYA | Existing |  |  | FEEDER PILLAR | FP 1600 A - 2 in 8 out |  | OUTDOOR | FP PURCON SDN BHD |  |  |  | Unknown | [5 empty] | 0 | Pass | null
8519302 | TNB | DISTRIBUTION | WP PUTRAJAYA & CYBERJAYA | Existing |  |  | FEEDER PILLAR | FP 800 A - 2 in 5 out |  | OUTDOOR |  |  |  |  | Unknown | [5 empty] | 0 | Pass | null
8519303 | TNB | DISTRIBUTION | WP PUTRAJAYA & CYBERJAYA | Existing |  |  | FEEDER PILLAR | FP 800 A - 2 in 5 out |  | OUTDOOR |  |  |  |  | Unknown | [5 empty] | 0 | Pass | null
10477360 | TNB | DISTRIBUTION | WP PUTRAJAYA & CYBERJAYA | Existing |  |  | MINI FEEDER PILLAR | MINI FP 400 A - 2 in 6 out |  | OUTDOOR | TNB FP3 |  |  |  | Unknown |  |  |  |  | TNB FP1 | 0 | Pass | null
11104284 | TNB | DISTRIBUTION | WP PUTRAJAYA & CYBERJAYA | Existing |  |  | FEEDER PILLAR | FP 800 A - 2 in 5 out |  | OUTDOOR |  |  |  |  | Unknown | [5 empty] | 0 | Pass | null
15475702 | TNB | DISTRIBUTION | WP PUTRAJAYA & CYBERJAYA | Existing |  |  | LVDB | LVDB 1600 A - 2 in 8 out |  | INDOOR |  |  |  |  | Unknown | [5 empty] | 4 | Pass | null
15608778 | TNB | DISTRIBUTION | WP PUTRAJAYA & CYBERJAYA | Existing |  |  | FEEDER PILLAR | FP 800 A - 2 in 5 out |  | OUTDOOR | N/A | [8 empty] | PANEL LAMPU AWAMNO.METER KM045015 | 0 | Pass | null
15608780 | TNB | DISTRIBUTION | WP PUTRAJAYA & CYBERJAYA | Existing |  |  | TNB S/L PANEL BOX | FP 800 A - 2 in 5 out |  | OUTDOOR | N/A | [8 empty] | SN 666/3602/99AMP.100AK02005291 | 0 | Pass | null
15608785 | TNB | DISTRIBUTION | WP PUTRAJAYA & CYBERJAYA | Existing |  |  | FEEDER PILLAR | FP 800 A - 2 in 5 out |  | OUTDOOR | FP1 800A | [5 empty] | 800.000 A |  |  | SN FP9703-0111 | 0 | Pass | null
15608786 | TNB | DISTRIBUTION | WP PUTRAJAYA & CYBERJAYA | Existing |  |  | FEEDER PILLAR | FP 800 A - 2 in 5 out |  | OUTDOOR | FP2 800A | [5 empty] | 800.000 A |  |  | SN FP9703-0112 | 0 | Pass | null
15614181 | TNB | DISTRIBUTION | WP PUTRAJAYA & CYBERJAYA | Existing |  |  | TNB S/L PANEL BOX | MINI FP 400 A - 2 in 6 out |  | OUTDOOR | N/A | [8 empty] | BS 5685 | 0 | Pass | null
15620036 | TNB | DISTRIBUTION | WP PUTRAJAYA & CYBERJAYA | Existing |  |  | FEEDER PILLAR | FP 800 A - 2 in 5 out |  | OUTDOOR | MINI FP E39 BLOK E | [5 empty] | 400.000 A |  |  | DB/2EK032125439 | 0 | Pass | null
15620037 | TNB | DISTRIBUTION | WP PUTRAJAYA & CYBERJAYA | Existing |  |  | MINI FEEDER PILLAR | MINI FP 400 A - 2 in 6 out |  | OUTDOOR | N/A | [5 empty] | 400.000 A |  |  | MA032089623 | 0 | Pass | null
15620038 | TNB | DISTRIBUTION | WP PUTRAJAYA & CYBERJAYA | Existing |  |  | MINI FEEDER PILLAR | MINI FP 400 A - 2 in 6 out |  | OUTDOOR | N/A | [5 empty] | 400.000 A |  |  | MA032089624 | 0 | Pass | null
15620042 | TNB | DISTRIBUTION | WP PUTRAJAYA & CYBERJAYA | Existing |  |  | FEEDER PILLAR | FP 1600 A - 2 in 8 out |  | OUTDOOR | N/A | [8 empty] | LOJI KUMBAHAN CONTROL PANEL | 0 | Pass | null
15620043 | TNB | DISTRIBUTION | WP PUTRAJAYA & CYBERJAYA | Existing |  |  | FEEDER PILLAR | FP 1600 A - 2 in 8 out |  | OUTDOOR | N/A | [8 empty] | CONTROL PANEL | 0 | Pass | null
15620049 | TNB | DISTRIBUTION | WP PUTRAJAYA & CYBERJAYA | Existing |  |  | MINI FEEDER PILLAR | MINI FP 400 A - 2 in 6 out |  | OUTDOOR | N/A | [8 empty] | NO FP TP DLM REF ADEE-65-A - E-66-B | 0 | Pass | null
15620066 | TNB | DISTRIBUTION | WP PUTRAJAYA & CYBERJAYA | Existing |  |  | FEEDER PILLAR | FP 800 A - 2 in 5 out |  | OUTDOOR | N/A | [8 empty] | TRAFFIC LIGHT PANEL | 0 | Pass | null
15620067 | TNB | DISTRIBUTION | WP PUTRAJAYA & CYBERJAYA | Existing |  |  | FEEDER PILLAR | FP 800 A - 2 in 5 out |  | OUTDOOR | FEEDER PILLAR CL 4 | [9 empty] | 0 | Pass | null
15620068 | TNB | DISTRIBUTION | WP PUTRAJAYA & CYBERJAYA | Existing |  |  | FEEDER PILLAR | FP 800 A - 2 in 5 out |  | OUTDOOR | STREET LIGHT PANEL 10 | [9 empty] | 5 | Pass | null
15620069 | TNB | DISTRIBUTION | WP PUTRAJAYA & CYBERJAYA | Existing |  |  | FEEDER PILLAR | FP 800 A - 2 in 5 out |  | OUTDOOR | TL PANEL | [8 empty] | TRAFFIC LIGHT PANELPERSIARAN CERIA | 0 | Pass | null
15623336 | TNB | DISTRIBUTION | WP PUTRAJAYA & CYBERJAYA | Existing |  |  | FEEDER PILLAR | FP 800 A - 2 in 5 out |  | OUTDOOR | N/A | [8 empty] | K02000160 | 0 | Pass | null
15647446 | TNB | DISTRIBUTION | WP PUTRAJAYA & CYBERJAYA | Existing |  |  | MINI FEEDER PILLAR | MINI FP 400 A - 2 in 6 out |  | OUTDOOR | [10 empty] | 0 | Pass | null
15651654 | TNB | DISTRIBUTION | WP PUTRAJAYA & CYBERJAYA | Existing |  |  | FEEDER PILLAR | FP 800 A - 2 in 5 out |  | OUTDOOR | MFP-M2 | [8 empty] | BARU | 0 | Pass | null
15664551 | TNB | DISTRIBUTION | WP PUTRAJAYA & CYBERJAYA | Existing |  |  | FEEDER PILLAR | FP 800 A - 2 in 5 out |  | OUTDOOR | N/A | [8 empty] | KM9945412 | 1 | Pass | null
15664555 | TNB | DISTRIBUTION | WP PUTRAJAYA & CYBERJAYA | Existing |  |  | FEEDER PILLAR | FP 800 A - 2 in 5 out |  | OUTDOOR | N/A | [8 empty] | N/A-BARU | 0 | Pass | null
15664556 | TNB | DISTRIBUTION | WP PUTRAJAYA & CYBERJAYA | Existing |  |  | FEEDER PILLAR | FP 1600 A - 2 in 8 out |  | OUTDOOR | N/A | [8 empty] | FP-B (PERBADANAN PUTRAJAYA) | 0 | Pass | null
15664557 | TNB | DISTRIBUTION | WP PUTRAJAYA & CYBERJAYA | Existing |  |  | FEEDER PILLAR | FP 1600 A - 2 in 8 out |  | OUTDOOR | FP-L2/EL2 | [8 empty] | FP-L2/EL2 | 0 | Pass | null
15664558 | TNB | DISTRIBUTION | WP PUTRAJAYA & CYBERJAYA | Existing |  |  | FEEDER PILLAR | FP 800 A - 2 in 5 out |  | OUTDOOR | N/A | [8 empty] | FP-/WP3GANTI MANHOLE MWP009 | 0 | Pass | null
15664559 | TNB | DISTRIBUTION | WP PUTRAJAYA & CYBERJAYA | Existing |  |  | FEEDER PILLAR | FP 800 A - 2 in 5 out |  | OUTDOOR | N/A | [8 empty] | GANTI MANHOLE BV 4 | 0 | Pass | null
15664560 | TNB | DISTRIBUTION | WP PUTRAJAYA & CYBERJAYA | Existing |  |  | FEEDER PILLAR | FP 800 A - 2 in 5 out |  | OUTDOOR | N/A | [8 empty] | LAMPU AWAM FP2GANTI MANHOLE BV | 0 | Pass | null
15664561 | TNB | DISTRIBUTION | WP PUTRAJAYA & CYBERJAYA | Existing |  |  | FEEDER PILLAR | FP 800 A - 2 in 5 out |  | OUTDOOR | N/A | [9 empty] | 2 | Pass | null
15664562 | TNB | DISTRIBUTION | WP PUTRAJAYA & CYBERJAYA | Existing |  |  | FEEDER PILLAR | FP 800 A - 2 in 5 out |  | OUTDOOR | N/A | [8 empty] | LINEAR PARK 3 FP NO.1 | 0 | Pass | null
15664563 | TNB | DISTRIBUTION | WP PUTRAJAYA & CYBERJAYA | Existing |  |  | FEEDER PILLAR | MINI FP 400 A - 2 in 6 out |  | OUTDOOR | N/A | [8 empty] | LINEAR PARK 3 FP NO.2-BARU | 6 | Pass | null
15664564 | TNB | DISTRIBUTION | WP PUTRAJAYA & CYBERJAYA | Existing |  |  | FEEDER PILLAR | FP 800 A - 2 in 5 out |  | OUTDOOR | N/A | [8 empty] | 100AMP SL | 15 | Pass | null
15664565 | TNB | DISTRIBUTION | WP PUTRAJAYA & CYBERJAYA | Existing |  |  | FEEDER PILLAR | FP 800 A - 2 in 5 out |  | OUTDOOR | N/A | [8 empty] | LAMAN PERDANA FP NO.2 | 1 | Pass | null
15664566 | TNB | DISTRIBUTION | WP PUTRAJAYA & CYBERJAYA | Existing |  |  | FEEDER PILLAR | FP 800 A - 2 in 5 out |  | OUTDOOR | N/A | [8 empty] | LAMAN PERDANA FP NO.1 | 0 | Pass | null
15664567 | TNB | DISTRIBUTION | WP PUTRAJAYA & CYBERJAYA | Existing |  |  | FEEDER PILLAR | FP 800 A - 2 in 5 out |  | OUTDOOR | N/A | [9 empty] | 2 | Pass | null
15664568 | TNB | DISTRIBUTION | WP PUTRAJAYA & CYBERJAYA | Existing |  |  | FEEDER PILLAR | FP 1600 A - 2 in 8 out |  | OUTDOOR | N/A | [8 empty] | SLFP-N | 0 | Pass | null
15664569 | TNB | DISTRIBUTION | WP PUTRAJAYA & CYBERJAYA | Existing |  |  | FEEDER PILLAR | FP 800 A - 2 in 5 out |  | OUTDOOR | N/A | [8 empty] | FP-SL1 | 2 | Pass | null
15669402 | TNB | DISTRIBUTION | WP PUTRAJAYA & CYBERJAYA | Existing |  |  | FEEDER PILLAR | FP 800 A - 2 in 5 out |  | OUTDOOR | N/A | [5 empty] | 800.000 A |  |  | DLM BOUNDARY PE TAK BOLE MASUK | 1 | Pass | null
15669411 | TNB | DISTRIBUTION | WP PUTRAJAYA & CYBERJAYA | Existing |  |  | MINI FEEDER PILLAR | MINI FP 400 A - 2 in 6 out |  | OUTDOOR | FP 3C | [5 empty] | 400.000 A |  |  | M0699 | 1 | Pass | null
15669413 | TNB | DISTRIBUTION | WP PUTRAJAYA & CYBERJAYA | Existing |  |  | MINI FEEDER PILLAR | MINI FP 400 A - 2 in 6 out |  | OUTDOOR | N/A | [5 empty] | 400.000 A |  |  | M2969 | 0 | Pass | null
15669414 | TNB | DISTRIBUTION | WP PUTRAJAYA & CYBERJAYA | Existing |  |  | MINI FEEDER PILLAR | MINI FP 400 A - 2 in 6 out |  | OUTDOOR | N/A | [5 empty] | 400.000 A |  |  | M2697 | 0 | Pass | null
15669415 | TNB | DISTRIBUTION | WP PUTRAJAYA & CYBERJAYA | Existing |  |  | MINI FEEDER PILLAR | MINI FP 400 A - 2 in 6 out |  | OUTDOOR | N/A | [5 empty] | 400.000 A |  |  | M0662 | 0 | Pass | null
15669416 | TNB | DISTRIBUTION | WP PUTRAJAYA & CYBERJAYA | Existing |  |  | MINI FEEDER PILLAR | MINI FP 400 A - 2 in 6 out |  | OUTDOOR | N/A | [5 empty] | 400.000 A |  |  | M4975 | 0 | Pass | null
15669418 | TNB | DISTRIBUTION | WP PUTRAJAYA & CYBERJAYA | Existing |  |  | MINI FEEDER PILLAR | MINI FP 400 A - 2 in 6 out |  | OUTDOOR | N/A | [5 empty] | 400.000 A |  |  | 2019 | 0 | Pass | null
15669419 | TNB | DISTRIBUTION | WP PUTRAJAYA & CYBERJAYA | Existing |  |  | MINI FEEDER PILLAR | MINI FP 400 A - 2 in 6 out |  | OUTDOOR | N/A | [5 empty] | 400.000 A |  |  | M0683 | 0 | Pass | null
15669421 | TNB | DISTRIBUTION | WP PUTRAJAYA & CYBERJAYA | Existing |  |  | MINI FEEDER PILLAR | MINI FP 400 A - 2 in 6 out |  | OUTDOOR | N/A | [5 empty] | 400.000 A |  |  | M0833 | 0 | Pass | null
15669422 | TNB | DISTRIBUTION | WP PUTRAJAYA & CYBERJAYA | Existing |  |  | MINI FEEDER PILLAR | MINI FP 400 A - 2 in 6 out |  | OUTDOOR | N/A | [5 empty] | 400.000 A |  |  | M0805 | 0 | Pass | null
15669423 | TNB | DISTRIBUTION | WP PUTRAJAYA & CYBERJAYA | Existing |  |  | MINI FEEDER PILLAR | MINI FP 400 A - 2 in 6 out |  | OUTDOOR | N/A | [5 empty] | 400.000 A |  |  | M0684 | 0 | Pass | null
15669424 | TNB | DISTRIBUTION | WP PUTRAJAYA & CYBERJAYA | Existing |  |  | MINI FEEDER PILLAR | MINI FP 400 A - 2 in 6 out |  | OUTDOOR | N/A | [5 empty] | 400.000 A |  |  | 0806 | 0 | Pass | null
15669425 | TNB | DISTRIBUTION | WP PUTRAJAYA & CYBERJAYA | Existing |  |  | MINI FEEDER PILLAR | MINI FP 400 A - 2 in 6 out |  | OUTDOOR | N/A | [5 empty] | 400.000 A |  |  | M5204 | 0 | Pass | null
15669426 | TNB | DISTRIBUTION | WP PUTRAJAYA & CYBERJAYA | Existing |  |  | MINI FEEDER PILLAR | MINI FP 400 A - 2 in 6 out |  | OUTDOOR | N/A | [5 empty] | 400.000 A |  |  | M6784 | 0 | Pass | null
15669427 | TNB | DISTRIBUTION | WP PUTRAJAYA & CYBERJAYA | Existing |  |  | MINI FEEDER PILLAR | MINI FP 400 A - 2 in 6 out |  | OUTDOOR | FP 3E | [5 empty] | 400.000 A |  |  | M5197 | 1 | Pass | null
15669428 | TNB | DISTRIBUTION | WP PUTRAJAYA & CYBERJAYA | Existing |  |  | MINI FEEDER PILLAR | MINI FP 400 A - 2 in 6 out |  | OUTDOOR | N/A | [5 empty] | 400.000 A |  |  | MFP5 1067 | 0 | Pass | null
15669430 | TNB | DISTRIBUTION | WP PUTRAJAYA & CYBERJAYA | Existing |  |  | MINI FEEDER PILLAR | MINI FP 400 A - 2 in 6 out |  | OUTDOOR | N/A | [5 empty] | 400.000 A |  |  |  | 0 | Pass | null
15669431 | TNB | DISTRIBUTION | WP PUTRAJAYA & CYBERJAYA | Existing |  |  | MINI FEEDER PILLAR | MINI FP 400 A - 2 in 6 out |  | OUTDOOR | N/A | [5 empty] | 400.000 A |  |  | MFP5 1058 | 0 | Pass | null
15669435 | TNB | DISTRIBUTION | WP PUTRAJAYA & CYBERJAYA | Existing |  |  | MINI FEEDER PILLAR | MINI FP 400 A - 2 in 6 out |  | OUTDOOR | N/A | [5 empty] | 400.000 A |  |  | M5751 | 1 | Pass | null
15669436 | TNB | DISTRIBUTION | WP PUTRAJAYA & CYBERJAYA | Existing |  |  | MINI FEEDER PILLAR | MINI FP 400 A - 2 in 6 out |  | OUTDOOR | N/A | [5 empty] | 400.000 A |  |  | M5745 | 5 | Pass | null
15669437 | TNB | DISTRIBUTION | WP PUTRAJAYA & CYBERJAYA | Existing |  |  | FEEDER PILLAR | FP 1600 A - 2 in 8 out |  | OUTDOOR | N/A | [5 empty] | 800.000 A |  |  | FP 9703-0354 | 0 | Pass | null
15669447 | TNB | DISTRIBUTION | WP PUTRAJAYA & CYBERJAYA | Existing |  |  | MINI FEEDER PILLAR | MINI FP 400 A - 2 in 6 out |  | OUTDOOR | FPA |  |  |  | RMBT |  | 400.000 A |  |  | M5762 | 0 | Pass | null
15669460 | TNB | DISTRIBUTION | WP PUTRAJAYA & CYBERJAYA | Existing |  |  | MINI FEEDER PILLAR | MINI FP 400 A - 2 in 6 out |  | OUTDOOR | N/A | [5 empty] | 400.000 A |  |  | M5729 | 0 | Pass | null
15675073 | TNB | DISTRIBUTION | WP PUTRAJAYA & CYBERJAYA | Existing |  |  | MINI FEEDER PILLAR | MINI FP 400 A - 2 in 6 out |  | OUTDOOR | N/A | [5 empty] | 800.000 A |  |  | Not Visible at Site | 0 | Pass | null
15675117 | TNB | DISTRIBUTION | WP PUTRAJAYA & CYBERJAYA | Existing |  |  | MINI FEEDER PILLAR | MINI FP 400 A - 2 in 6 out |  | OUTDOOR | FP 1 | [5 empty] | 400.000 A |  |  | MFP5-1051 | 0 | Pass | null
15675118 | TNB | DISTRIBUTION | WP PUTRAJAYA & CYBERJAYA | Existing |  |  | MINI FEEDER PILLAR | MINI FP 400 A - 2 in 6 out |  | OUTDOOR | FP 2 | [5 empty] | 400.000 A |  |  | MFP5-0146 | 0 | Pass | null
15675119 | TNB | DISTRIBUTION | WP PUTRAJAYA & CYBERJAYA | Existing |  |  | MINI FEEDER PILLAR | MINI FP 400 A - 2 in 6 out |  | OUTDOOR | FP 14 | [5 empty] | 400.000 A |  |  | MFP5-1096 | 0 | Pass | null
15675120 | TNB | DISTRIBUTION | WP PUTRAJAYA & CYBERJAYA | Existing |  |  | MINI FEEDER PILLAR | MINI FP 400 A - 2 in 6 out |  | OUTDOOR | FP 18 | [5 empty] | 400.000 A |  |  | MFP5-1057 | 0 | Pass | null
15675121 | TNB | DISTRIBUTION | WP PUTRAJAYA & CYBERJAYA | Existing |  |  | MINI FEEDER PILLAR | MINI FP 400 A - 2 in 6 out |  | OUTDOOR | FP 2 | [5 empty] | 400.000 A |  |  | MFP5-0145 | 0 | Pass | null
15675122 | TNB | DISTRIBUTION | WP PUTRAJAYA & CYBERJAYA | Existing |  |  | MINI FEEDER PILLAR | MINI FP 400 A - 2 in 6 out |  | OUTDOOR | FP 2 | [5 empty] | 400.000 A |  |  | MFP5-0156 | 0 | Pass | null
15675123 | TNB | DISTRIBUTION | WP PUTRAJAYA & CYBERJAYA | Existing |  |  | MINI FEEDER PILLAR | MINI FP 400 A - 2 in 6 out |  | OUTDOOR | FP 2 | [5 empty] | 400.000 A |  |  | MFP5-0150 | 0 | Pass | null
15675124 | TNB | DISTRIBUTION | WP PUTRAJAYA & CYBERJAYA | Existing |  |  | MINI FEEDER PILLAR | MINI FP 400 A - 2 in 6 out |  | OUTDOOR | FP 1 | [5 empty] | 400.000 A |  |  | MFP5-0148 | 0 | Pass | null
15675125 | TNB | DISTRIBUTION | WP PUTRAJAYA & CYBERJAYA | Existing |  |  | MINI FEEDER PILLAR | MINI FP 400 A - 2 in 6 out |  | OUTDOOR | F P 2 | [5 empty] | 400.000 A |  |  | M4993 | 0 | Pass | null
15675126 | TNB | DISTRIBUTION | WP PUTRAJAYA & CYBERJAYA | Existing |  |  | MINI FEEDER PILLAR | MINI FP 400 A - 2 in 6 out |  | OUTDOOR | F P 2 | [5 empty] | 400.000 A |  |  | M4988 | 0 | Pass | null
15675127 | TNB | DISTRIBUTION | WP PUTRAJAYA & CYBERJAYA | Existing |  |  | MINI FEEDER PILLAR | MINI FP 400 A - 2 in 6 out |  | OUTDOOR | F P 14 | [5 empty] | 400.000 A |  |  | M4977 | 0 | Pass | null
15675128 | TNB | DISTRIBUTION | WP PUTRAJAYA & CYBERJAYA | Existing |  |  | MINI FEEDER PILLAR | MINI FP 400 A - 2 in 6 out |  | OUTDOOR | F P 2 | [5 empty] | 400.000 A |  |  | M4991 | 0 | Pass | null
15675129 | TNB | DISTRIBUTION | WP PUTRAJAYA & CYBERJAYA | Existing |  |  | MINI FEEDER PILLAR | MINI FP 400 A - 2 in 6 out |  | OUTDOOR | F P 20 | [5 empty] | 400.000 A |  |  | M4981 | 0 | Pass | null
15675130 | TNB | DISTRIBUTION | WP PUTRAJAYA & CYBERJAYA | Existing |  |  | MINI FEEDER PILLAR | MINI FP 400 A - 2 in 6 out |  | OUTDOOR | F P 8 | [5 empty] | 400.000 A |  |  | M4972 | 0 | Pass | null
15675131 | TNB | DISTRIBUTION | WP PUTRAJAYA & CYBERJAYA | Existing |  |  | MINI FEEDER PILLAR | MINI FP 400 A - 2 in 6 out |  | OUTDOOR | FP 12 | [5 empty] | 400.000 A |  |  | M4984 | 0 | Pass | null
15675132 | TNB | DISTRIBUTION | WP PUTRAJAYA & CYBERJAYA | Existing |  |  | MINI FEEDER PILLAR | MINI FP 400 A - 2 in 6 out |  | OUTDOOR | FP12 | [5 empty] | 400.000 A |  |  | 1480 | 0 | Pass | null
15675133 | TNB | DISTRIBUTION | WP PUTRAJAYA & CYBERJAYA | Existing |  |  | MINI FEEDER PILLAR | MINI FP 400 A - 2 in 6 out |  | OUTDOOR | FP 14 | [5 empty] | 400.000 A |  |  | 1418 | 0 | Pass | null
15675134 | TNB | DISTRIBUTION | WP PUTRAJAYA & CYBERJAYA | Existing |  |  | MINI FEEDER PILLAR | MINI FP 400 A - 2 in 6 out |  | OUTDOOR | FP 11 | [5 empty] | 400.000 A |  |  | 1445 | 0 | Pass | null
15675135 | TNB | DISTRIBUTION | WP PUTRAJAYA & CYBERJAYA | Existing |  |  | MINI FEEDER PILLAR | MINI FP 400 A - 2 in 6 out |  | OUTDOOR | FP 8 | [5 empty] | 400.000 A |  |  | 1497 | 0 | Pass | null
15675136 | TNB | DISTRIBUTION | WP PUTRAJAYA & CYBERJAYA | Existing |  |  | MINI FEEDER PILLAR | MINI FP 400 A - 2 in 6 out |  | OUTDOOR | FP 19 | [5 empty] | 400.000 A |  |  | 1491 | 0 | Pass | null
15675137 | TNB | DISTRIBUTION | WP PUTRAJAYA & CYBERJAYA | Existing |  |  | MINI FEEDER PILLAR | MINI FP 400 A - 2 in 6 out |  | OUTDOOR | FP 12 | [5 empty] | 400.000 A |  |  | 1460 | 0 | Pass | null
15675138 | TNB | DISTRIBUTION | WP PUTRAJAYA & CYBERJAYA | Existing |  |  | MINI FEEDER PILLAR | MINI FP 400 A - 2 in 6 out |  | OUTDOOR | FP 2 | [5 empty] | 400.000 A |  |  | 1098 | 0 | Pass | null
15675139 | TNB | DISTRIBUTION | WP PUTRAJAYA & CYBERJAYA | Existing |  |  | MINI FEEDER PILLAR | MINI FP 400 A - 2 in 6 out |  | OUTDOOR | FP 1 | [5 empty] | 400.000 A |  |  | 1422 | 0 | Pass | null
15675140 | TNB | DISTRIBUTION | WP PUTRAJAYA & CYBERJAYA | Existing |  |  | MINI FEEDER PILLAR | MINI FP 400 A - 2 in 6 out |  | OUTDOOR | FP 1 | [5 empty] | 400.000 A |  |  | 1136 | 0 | Pass | null
15675141 | TNB | DISTRIBUTION | WP PUTRAJAYA & CYBERJAYA | Existing |  |  | MINI FEEDER PILLAR | MINI FP 400 A - 2 in 6 out |  | OUTDOOR | FP 2 | [5 empty] | 400.000 A |  |  | 1144 | 0 | Pass | null
15675142 | TNB | DISTRIBUTION | WP PUTRAJAYA & CYBERJAYA | Existing |  |  | MINI FEEDER PILLAR | MINI FP 400 A - 2 in 6 out |  | OUTDOOR | FP 7 | [5 empty] | 400.000 A |  |  | 1419 | 0 | Pass | null
15675143 | TNB | DISTRIBUTION | WP PUTRAJAYA & CYBERJAYA | Existing |  |  | MINI FEEDER PILLAR | MINI FP 400 A - 2 in 6 out |  | OUTDOOR | FP 22 | [5 empty] | 400.000 A |  |  | M4990 | 0 | Pass | null
15675144 | TNB | DISTRIBUTION | WP PUTRAJAYA & CYBERJAYA | Existing |  |  | MINI FEEDER PILLAR | MINI FP 400 A - 2 in 6 out |  | OUTDOOR | FP 23 | [5 empty] | 400.000 A |  |  | M4992 | 0 | Pass | null
15675145 | TNB | DISTRIBUTION | WP PUTRAJAYA & CYBERJAYA | Existing |  |  | MINI FEEDER PILLAR | MINI FP 400 A - 2 in 6 out |  | OUTDOOR | FP 52 | [5 empty] | 400.000 A |  |  | M4978 | 0 | Pass | null
15675146 | TNB | DISTRIBUTION | WP PUTRAJAYA & CYBERJAYA | Existing |  |  | MINI FEEDER PILLAR | MINI FP 400 A - 2 in 6 out |  | OUTDOOR | FP 54 | [5 empty] | 400.000 A |  |  | M4997 | 0 | Pass | null
15675147 | TNB | DISTRIBUTION | WP PUTRAJAYA & CYBERJAYA | Existing |  |  | MINI FEEDER PILLAR | MINI FP 400 A - 2 in 6 out |  | OUTDOOR | FP 1 | [5 empty] | 400.000 A |  |  | 0710 | 0 | Pass | null
15675148 | TNB | DISTRIBUTION | WP PUTRAJAYA & CYBERJAYA | Existing |  |  | MINI FEEDER PILLAR | MINI FP 400 A - 2 in 6 out |  | OUTDOOR | FP 2 | [5 empty] | 400.000 A |  |  | 0682 | 0 | Pass | null
15675149 | TNB | DISTRIBUTION | WP PUTRAJAYA & CYBERJAYA | Existing |  |  | MINI FEEDER PILLAR | MINI FP 400 A - 2 in 6 out |  | OUTDOOR | FP 4 | [5 empty] | 400.000 A |  |  | 0729 | 0 | Pass | null
15675150 | TNB | DISTRIBUTION | WP PUTRAJAYA & CYBERJAYA | Existing |  |  | MINI FEEDER PILLAR | MINI FP 400 A - 2 in 6 out |  | OUTDOOR | FP 5 | [5 empty] | 400.000 A |  |  | 0416 | 0 | Pass | null
15675151 | TNB | DISTRIBUTION | WP PUTRAJAYA & CYBERJAYA | Existing |  |  | MINI FEEDER PILLAR | MINI FP 400 A - 2 in 6 out |  | OUTDOOR | FP 3 | [5 empty] | 400.000 A |  |  | 1075 | 0 | Pass | null
15675152 | TNB | DISTRIBUTION | WP PUTRAJAYA & CYBERJAYA | Existing |  |  | MINI FEEDER PILLAR | MINI FP 400 A - 2 in 6 out |  | OUTDOOR | FP 11 | [5 empty] | 400.000 A |  |  | 0739 | 0 | Pass | null
15675153 | TNB | DISTRIBUTION | WP PUTRAJAYA & CYBERJAYA | Existing |  |  | MINI FEEDER PILLAR | MINI FP 400 A - 2 in 6 out |  | OUTDOOR | FP 10 | [5 empty] | 400.000 A |  |  | 0408 | 0 | Pass | null
15675154 | TNB | DISTRIBUTION | WP PUTRAJAYA & CYBERJAYA | Existing |  |  | MINI FEEDER PILLAR | MINI FP 400 A - 2 in 6 out |  | OUTDOOR | FP 9 | [5 empty] | 400.000 A |  |  | 0969 | 0 | Pass | null
15675155 | TNB | DISTRIBUTION | WP PUTRAJAYA & CYBERJAYA | Existing |  |  | MINI FEEDER PILLAR | MINI FP 400 A - 2 in 6 out |  | OUTDOOR | FP 8 | [5 empty] | 400.000 A |  |  | 1316 | 0 | Pass | null
15675156 | TNB | DISTRIBUTION | WP PUTRAJAYA & CYBERJAYA | Existing |  |  | MINI FEEDER PILLAR | MINI FP 400 A - 2 in 6 out |  | OUTDOOR | FP 7 | [5 empty] | 400.000 A |  |  | 1017 | 0 | Pass | null
15675157 | TNB | DISTRIBUTION | WP PUTRAJAYA & CYBERJAYA | Existing |  |  | MINI FEEDER PILLAR | MINI FP 400 A - 2 in 6 out |  | OUTDOOR | FP 6 | [5 empty] | 400.000 A |  |  | 0971 | 0 | Pass | null
15675158 | TNB | DISTRIBUTION | WP PUTRAJAYA & CYBERJAYA | Existing |  |  | MINI FEEDER PILLAR | MINI FP 400 A - 2 in 6 out |  | OUTDOOR | FP12 | [5 empty] | 400.000 A |  |  | 0685 | 0 | Pass | null
15678668 | TNB | DISTRIBUTION | WP PUTRAJAYA & CYBERJAYA | Existing |  |  | FEEDER PILLAR | FP 800 A - 2 in 5 out |  | OUTDOOR | FP 16 JL18C 1/1 | [5 empty] | 400.000 A |  |  |  | 0 | Pass | null
15678669 | TNB | DISTRIBUTION | WP PUTRAJAYA & CYBERJAYA | Existing |  |  | FEEDER PILLAR | FP 800 A - 2 in 5 out |  | OUTDOOR | FP 43 JL18C 1/4 | [5 empty] | 400.000 A |  |  |  | 0 | Pass | null
15678670 | TNB | DISTRIBUTION | WP PUTRAJAYA & CYBERJAYA | Existing |  |  | FEEDER PILLAR | FP 800 A - 2 in 5 out |  | OUTDOOR | FP 23 JLP18C 1/5 | [5 empty] | 400.000 A |  |  |  | 0 | Pass | null
15678671 | TNB | DISTRIBUTION | WP PUTRAJAYA & CYBERJAYA | Existing |  |  | FEEDER PILLAR | FP 800 A - 2 in 5 out |  | OUTDOOR | FP1 JL18C 1/4 | [5 empty] | 400.000 A |  |  |  | 0 | Pass | null
15678672 | TNB | DISTRIBUTION | WP PUTRAJAYA & CYBERJAYA | Existing |  |  | FEEDER PILLAR | FP 800 A - 2 in 5 out |  | OUTDOOR | FP21 P18c 1/1 | [5 empty] | 400.000 A |  |  |  | 0 | Pass | null
15678673 | TNB | DISTRIBUTION | WP PUTRAJAYA & CYBERJAYA | Existing |  |  | FEEDER PILLAR | FP 800 A - 2 in 5 out |  | OUTDOOR | FP JL18C 1/5 | [5 empty] | 400.000 A |  |  |  | 1 | Pass | null
15678674 | TNB | DISTRIBUTION | WP PUTRAJAYA & CYBERJAYA | Existing |  |  | FEEDER PILLAR | FP 800 A - 2 in 5 out |  | OUTDOOR | FP 17 JL18C 1/5 | [5 empty] | 400.000 A |  |  |  | 0 | Pass | null
15678675 | TNB | DISTRIBUTION | WP PUTRAJAYA & CYBERJAYA | Existing |  |  | FEEDER PILLAR | FP 800 A - 2 in 5 out |  | OUTDOOR | FP47 JL18C 1/5 | [5 empty] | 400.000 A |  |  |  | 0 | Pass | null
15678676 | TNB | DISTRIBUTION | WP PUTRAJAYA & CYBERJAYA | Existing |  |  | FEEDER PILLAR | FP 800 A - 2 in 5 out |  | OUTDOOR | FP1 JL18C 1 /3 | [5 empty] | 400.000 A |  |  |  | 0 | Pass | null
15678677 | TNB | DISTRIBUTION | WP PUTRAJAYA & CYBERJAYA | Existing |  |  | FEEDER PILLAR | FP 800 A - 2 in 5 out |  | OUTDOOR | FP13 JL18C 1 /3 | [5 empty] | 400.000 A |  |  |  | 0 | Pass | null
15678678 | TNB | DISTRIBUTION | WP PUTRAJAYA & CYBERJAYA | Existing |  |  | FEEDER PILLAR | FP 800 A - 2 in 5 out |  | OUTDOOR | FP9 JL18C 1 /1 | [5 empty] | 400.000 A |  |  |  | 0 | Pass | null
15678685 | TNB | DISTRIBUTION | WP PUTRAJAYA & CYBERJAYA | Existing |  |  | FEEDER PILLAR | FP 800 A - 2 in 5 out |  | OUTDOOR | FP14 JLN P18H 1/4 | [5 empty] | 400.000 A |  |  |  | 0 | Pass | null
15678686 | TNB | DISTRIBUTION | WP PUTRAJAYA & CYBERJAYA | Existing |  |  | FEEDER PILLAR | FP 800 A - 2 in 5 out |  | OUTDOOR | FP2 JLN P18H 1/4 | [5 empty] | 400.000 A |  |  |  | 0 | Pass | null
15678687 | TNB | DISTRIBUTION | WP PUTRAJAYA & CYBERJAYA | Existing |  |  | FEEDER PILLAR | FP 800 A - 2 in 5 out |  | OUTDOOR | FP7 JLN P18H 1/4 | [5 empty] | 400.000 A |  |  |  | 0 | Pass | null
15678688 | TNB | DISTRIBUTION | WP PUTRAJAYA & CYBERJAYA | Existing |  |  | FEEDER PILLAR | FP 800 A - 2 in 5 out |  | OUTDOOR | FP13 JLN P18H 1/4 | [5 empty] | 400.000 A |  |  |  | 0 | Pass | null
15678689 | TNB | DISTRIBUTION | WP PUTRAJAYA & CYBERJAYA | Existing |  |  | FEEDER PILLAR | FP 800 A - 2 in 5 out |  | OUTDOOR | FP48 JLN P18H 1/5 | [5 empty] | 400.000 A |  |  |  | 0 | Pass | null
15678690 | TNB | DISTRIBUTION | WP PUTRAJAYA & CYBERJAYA | Existing |  |  | FEEDER PILLAR | FP 800 A - 2 in 5 out |  | OUTDOOR | FP10 JLN P18H 1/5 | [5 empty] | 400.000 A |  |  |  | 0 | Pass | null
15678691 | TNB | DISTRIBUTION | WP PUTRAJAYA & CYBERJAYA | Existing |  |  | FEEDER PILLAR | FP 800 A - 2 in 5 out |  | OUTDOOR | FP26 JLN P18H 1/5 | [5 empty] | 400.000 A |  |  |  | 0 | Pass | null
15678692 | TNB | DISTRIBUTION | WP PUTRAJAYA & CYBERJAYA | Existing |  |  | FEEDER PILLAR | FP 800 A - 2 in 5 out |  | OUTDOOR | FP2 JLN P18H 1/5 | [5 empty] | 400.000 A |  |  |  | 0 | Pass | null
15678693 | TNB | DISTRIBUTION | WP PUTRAJAYA & CYBERJAYA | Existing |  |  | FEEDER PILLAR | FP 800 A - 2 in 5 out |  | OUTDOOR | FP1 JLN P18H 1/3 | [5 empty] | 400.000 A |  |  |  | 0 | Pass | null
15678694 | TNB | DISTRIBUTION | WP PUTRAJAYA & CYBERJAYA | Existing |  |  | FEEDER PILLAR | FP 800 A - 2 in 5 out |  | OUTDOOR | FP2 JLN P18H 1/3 | [5 empty] | 400.000 A |  |  |  | 0 | Pass | null
15678695 | TNB | DISTRIBUTION | WP PUTRAJAYA & CYBERJAYA | Existing |  |  | FEEDER PILLAR | FP 800 A - 2 in 5 out |  | OUTDOOR | FP1 JLN P18H 1/2 | [5 empty] | 400.000 A |  |  |  | 0 | Pass | null
15678696 | TNB | DISTRIBUTION | WP PUTRAJAYA & CYBERJAYA | Existing |  |  | FEEDER PILLAR | FP 800 A - 2 in 5 out |  | OUTDOOR | FP13 JLN P18H 1/2 | [5 empty] | 400.000 A |  |  |  | 0 | Pass | null
15678698 | TNB | DISTRIBUTION | WP PUTRAJAYA & CYBERJAYA | Existing |  |  | FEEDER PILLAR | FP 800 A - 2 in 5 out |  | OUTDOOR | FP 2 JLP18C 1/1 | [5 empty] | 400.000 A |  |  |  | 0 | Pass | null
15704279 | TNB | DISTRIBUTION | WP PUTRAJAYA & CYBERJAYA | Existing |  |  | FEEDER PILLAR | FP 800 A - 2 in 5 out |  | OUTDOOR | PPE 5.08 | [5 empty] | 800.000 A |  |  | SN FP9609-0343 | 4 | Pass | null
15704281 | TNB | DISTRIBUTION | WP PUTRAJAYA & CYBERJAYA | Existing |  |  | MINI FEEDER PILLAR | MINI FP 400 A - 2 in 6 out |  | OUTDOOR | N/A | [5 empty] | 400.000 A |  |  | SN 2000-467 | 2 | Pass | null
15709053 | TNB | DISTRIBUTION | WP PUTRAJAYA & CYBERJAYA | Existing |  |  | FEEDER PILLAR | FP 800 A - 2 in 5 out |  | OUTDOOR | FP MENARA PEMANCAR | [9 empty] | 0 | Pass | null
15709055 | TNB | DISTRIBUTION | WP PUTRAJAYA & CYBERJAYA | Existing |  |  | FEEDER PILLAR | FP 800 A - 2 in 5 out |  | OUTDOOR | N/A | [5 empty] | 800.000 A |  |  |  | 0 | Pass | null
15709056 | TNB | DISTRIBUTION | WP PUTRAJAYA & CYBERJAYA | Existing |  |  | FEEDER PILLAR | FP 800 A - 2 in 5 out |  | OUTDOOR | N/A | [5 empty] | 800.000 A |  |  | S.NO 9894 | 0 | Pass | null
15709057 | TNB | DISTRIBUTION | WP PUTRAJAYA & CYBERJAYA | Existing |  |  | FEEDER PILLAR | FP 800 A - 2 in 5 out |  | OUTDOOR | N/A | [5 empty] | 1600.000 A |  |  | S.NO 719 | 0 | Pass | null
15709060 | TNB | DISTRIBUTION | WP PUTRAJAYA & CYBERJAYA | Existing |  |  | FEEDER PILLAR | FP 800 A - 2 in 5 out |  | OUTDOOR | FP CH 2-2 | [9 empty] | 0 | Pass | null
15709061 | TNB | DISTRIBUTION | WP PUTRAJAYA & CYBERJAYA | Existing |  |  | FEEDER PILLAR | FP 800 A - 2 in 5 out |  | OUTDOOR | N/A | [9 empty] | 0 | Pass | null
15715324 | TNB | DISTRIBUTION | WP PUTRAJAYA & CYBERJAYA | Existing |  |  | MINI FEEDER PILLAR | MINI FP 400 A - 2 in 6 out |  | OUTDOOR | FP 26 JLN PA8/1 | [5 empty] | 400.000 A |  |  | SN 0799 | 0 | Pass | null
15715325 | TNB | DISTRIBUTION | WP PUTRAJAYA & CYBERJAYA | Existing |  |  | MINI FEEDER PILLAR | MINI FP 400 A - 2 in 6 out |  | OUTDOOR | FP14 | [5 empty] | 400.000 A |  |  | SN 0701 | 0 | Pass | null
15715326 | TNB | DISTRIBUTION | WP PUTRAJAYA & CYBERJAYA | Existing |  |  | MINI FEEDER PILLAR | MINI FP 400 A - 2 in 6 out |  | OUTDOOR | FP9 | [5 empty] | 400.000 A |  |  | SN 0422 | 0 | Pass | null
15715327 | TNB | DISTRIBUTION | WP PUTRAJAYA & CYBERJAYA | Existing |  |  | MINI FEEDER PILLAR | MINI FP 400 A - 2 in 6 out |  | OUTDOOR | FP 3 | [5 empty] | 400.000 A |  |  | SN 1323 | 0 | Pass | null
15715328 | TNB | DISTRIBUTION | WP PUTRAJAYA & CYBERJAYA | Existing |  |  | MINI FEEDER PILLAR | MINI FP 400 A - 2 in 6 out |  | OUTDOOR | FP 20 | [5 empty] | 400.000 A |  |  | SN 1047 | 0 | Pass | null
15715331 | TNB | DISTRIBUTION | WP PUTRAJAYA & CYBERJAYA | Existing |  |  | FEEDER PILLAR | FP 800 A - 2 in 5 out |  | OUTDOOR | FPSV467 | [5 empty] | 800.000 A |  |  |  | 0 | Pass | null
15868879 | TNB | DISTRIBUTION | WP PUTRAJAYA & CYBERJAYA | Existing |  |  | FEEDER PILLAR | FP 800 A - 2 in 5 out |  | OUTDOOR | N/A | [5 empty] | 800.000 A |  |  | FP9609-0260 | 0 | Pass | null
15868925 | TNB | DISTRIBUTION | WP PUTRAJAYA & CYBERJAYA | Existing |  |  | FEEDER PILLAR | FP 800 A - 2 in 5 out |  | OUTDOOR | FP-J19 | [5 empty] | 400.000 A |  |  | MA20189019/LVDB-FP BARU | 0 | Pass | null
15868994 | TNB | DISTRIBUTION | WP PUTRAJAYA & CYBERJAYA | Existing |  |  | MINI FEEDER PILLAR | MINI FP 400 A - 2 in 6 out |  | OUTDOOR | FP1 | [5 empty] | 400.000 A |  |  | M4947 | 0 | Pass | null
15868995 | TNB | DISTRIBUTION | WP PUTRAJAYA & CYBERJAYA | Existing |  |  | MINI FEEDER PILLAR | MINI FP 400 A - 2 in 6 out |  | OUTDOOR | N/A | [5 empty] | 400.000 A |  |  | M5220 | 1 | Pass | null
15868996 | TNB | DISTRIBUTION | WP PUTRAJAYA & CYBERJAYA | Existing |  |  | MINI FEEDER PILLAR | MINI FP 400 A - 2 in 6 out |  | OUTDOOR | N/A | [5 empty] | 400.000 A |  |  | M5239 | 0 | Pass | null
15869071 | TNB | DISTRIBUTION | WP PUTRAJAYA & CYBERJAYA | Existing |  |  | FEEDER PILLAR | FP 800 A - 2 in 5 out |  | OUTDOOR | N/A | [5 empty] | 400.000 A |  |  | FP BARU | 0 | Pass | null
15869072 | TNB | DISTRIBUTION | WP PUTRAJAYA & CYBERJAYA | Existing |  |  | FEEDER PILLAR | FP 800 A - 2 in 5 out |  | OUTDOOR | N/A | [5 empty] | 400.000 A |  |  | FP BARU | 0 | Pass | null
15869076 | TNB | DISTRIBUTION | WP PUTRAJAYA & CYBERJAYA | Existing |  |  | FEEDER PILLAR | FP 800 A - 2 in 5 out |  | OUTDOOR | N/A | [5 empty] | 400.000 A |  |  | FP-J4/FP BARU | 0 | Pass | null
15894355 | TNB | DISTRIBUTION | WP PUTRAJAYA & CYBERJAYA | Existing |  |  | MINI FEEDER PILLAR | MINI FP 400 A - 2 in 6 out |  | OUTDOOR | N/A | [5 empty] | 400.000 A |  |  | M5196 | 0 | Pass | null
15894356 | TNB | DISTRIBUTION | WP PUTRAJAYA & CYBERJAYA | Existing |  |  | FEEDER PILLAR | FP 800 A - 2 in 5 out |  | OUTDOOR | N/A | [5 empty] | 400.000 A |  |  | M5203 | 0 | Pass | null
15894357 | TNB | DISTRIBUTION | WP PUTRAJAYA & CYBERJAYA | Existing |  |  | MINI FEEDER PILLAR | MINI FP 400 A - 2 in 6 out |  | OUTDOOR | N/A | [5 empty] | 400.000 A |  |  | M5165 | 0 | Pass | null
15894358 | TNB | DISTRIBUTION | WP PUTRAJAYA & CYBERJAYA | Existing |  |  | MINI FEEDER PILLAR | MINI FP 400 A - 2 in 6 out |  | OUTDOOR | N/A | [5 empty] | 400.000 A |  |  | M5313 | 0 | Pass | null
15894359 | TNB | DISTRIBUTION | WP PUTRAJAYA & CYBERJAYA | Existing |  |  | MINI FEEDER PILLAR | MINI FP 400 A - 2 in 6 out |  | OUTDOOR | N/A | [5 empty] | 400.000 A |  |  | M2133 | 0 | Pass | null
15894360 | TNB | DISTRIBUTION | WP PUTRAJAYA & CYBERJAYA | Existing |  |  | MINI FEEDER PILLAR | MINI FP 400 A - 2 in 6 out |  | OUTDOOR | N/A | [5 empty] | 400.000 A |  |  | M2770 | 0 | Pass | null
15894361 | TNB | DISTRIBUTION | WP PUTRAJAYA & CYBERJAYA | Existing |  |  | MINI FEEDER PILLAR | MINI FP 400 A - 2 in 6 out |  | OUTDOOR | N/A | [5 empty] | 400.000 A |  |  | M2240 | 0 | Pass | null
15894362 | TNB | DISTRIBUTION | WP PUTRAJAYA & CYBERJAYA | Existing |  |  | MINI FEEDER PILLAR | MINI FP 400 A - 2 in 6 out |  | OUTDOOR | N/A | [5 empty] | 400.000 A |  |  | M2961 | 0 | Pass | null
15894370 | TNB | DISTRIBUTION | WP PUTRAJAYA & CYBERJAYA | Existing |  |  | MINI FEEDER PILLAR | MINI FP 400 A - 2 in 6 out |  | OUTDOOR | N/A | [5 empty] | 400.000 A |  |  | M3043 | 0 | Pass | null
15894371 | TNB | DISTRIBUTION | WP PUTRAJAYA & CYBERJAYA | Existing |  |  | MINI FEEDER PILLAR | MINI FP 400 A - 2 in 6 out |  | OUTDOOR | N/A | [5 empty] | 400.000 A |  |  | MFP5 0756 | 0 | Pass | null
15894372 | TNB | DISTRIBUTION | WP PUTRAJAYA & CYBERJAYA | Existing |  |  | MINI FEEDER PILLAR | MINI FP 400 A - 2 in 6 out |  | OUTDOOR | N/A | [5 empty] | 400.000 A |  |  | M3016 | 0 | Pass | null
15894373 | TNB | DISTRIBUTION | WP PUTRAJAYA & CYBERJAYA | Existing |  |  | MINI FEEDER PILLAR | MINI FP 400 A - 2 in 6 out |  | OUTDOOR | N/A | [5 empty] | 400.000 A |  |  | MFP5 0755 | 0 | Pass | null
15894375 | TNB | DISTRIBUTION | WP PUTRAJAYA & CYBERJAYA | Existing |  |  | MINI FEEDER PILLAR | MINI FP 400 A - 2 in 6 out |  | OUTDOOR | N/A | [5 empty] | 400.000 A |  |  | M3015 | 0 | Pass | null
15894376 | TNB | DISTRIBUTION | WP PUTRAJAYA & CYBERJAYA | Existing |  |  | MINI FEEDER PILLAR | MINI FP 400 A - 2 in 6 out |  | OUTDOOR | N/A | [5 empty] | 400.000 A |  |  | M2933 | 0 | Pass | null
15894377 | TNB | DISTRIBUTION | WP PUTRAJAYA & CYBERJAYA | Existing |  |  | MINI FEEDER PILLAR | MINI FP 400 A - 2 in 6 out |  | OUTDOOR | N/A | [5 empty] | 400.000 A |  |  | M5284 | 0 | Pass | null
15894378 | TNB | DISTRIBUTION | WP PUTRAJAYA & CYBERJAYA | Existing |  |  | MINI FEEDER PILLAR | MINI FP 400 A - 2 in 6 out |  | OUTDOOR | N/A | [5 empty] | 400.000 A |  |  | M5280 | 0 | Pass | null
15894379 | TNB | DISTRIBUTION | WP PUTRAJAYA & CYBERJAYA | Existing |  |  | MINI FEEDER PILLAR | MINI FP 400 A - 2 in 6 out |  | OUTDOOR | N/A | [5 empty] | 400.000 A |  |  | M5434 | 0 | Pass | null
15894380 | TNB | DISTRIBUTION | WP PUTRAJAYA & CYBERJAYA | Existing |  |  | MINI FEEDER PILLAR | MINI FP 400 A - 2 in 6 out |  | OUTDOOR | N/A | [5 empty] | 400.000 A |  |  | M5877 | 0 | Pass | null
15894381 | TNB | DISTRIBUTION | WP PUTRAJAYA & CYBERJAYA | Existing |  |  | MINI FEEDER PILLAR | MINI FP 400 A - 2 in 6 out |  | OUTDOOR | N/A | [5 empty] | 400.000 A |  |  | M5850 | 0 | Pass | null
15894382 | TNB | DISTRIBUTION | WP PUTRAJAYA & CYBERJAYA | Existing |  |  | MINI FEEDER PILLAR | MINI FP 400 A - 2 in 6 out |  | OUTDOOR | N/A | [5 empty] | 400.000 A |  |  | M5831 | 0 | Pass | null
15894383 | TNB | DISTRIBUTION | WP PUTRAJAYA & CYBERJAYA | Existing |  |  | MINI FEEDER PILLAR | MINI FP 400 A - 2 in 6 out |  | OUTDOOR | N/A | [5 empty] | 400.000 A |  |  | M6110 | 0 | Pass | null
15894384 | TNB | DISTRIBUTION | WP PUTRAJAYA & CYBERJAYA | Existing |  |  | MINI FEEDER PILLAR | MINI FP 400 A - 2 in 6 out |  | OUTDOOR | N/A | [5 empty] | 400.000 A |  |  | M6101 | 0 | Pass | null
15894385 | TNB | DISTRIBUTION | WP PUTRAJAYA & CYBERJAYA | Existing |  |  | MINI FEEDER PILLAR | MINI FP 400 A - 2 in 6 out |  | OUTDOOR | N/A | [5 empty] | 400.000 A |  |  | M6084 | 0 | Pass | null
15894386 | TNB | DISTRIBUTION | WP PUTRAJAYA & CYBERJAYA | Existing |  |  | MINI FEEDER PILLAR | MINI FP 400 A - 2 in 6 out |  | OUTDOOR | N/A | [5 empty] | 400.000 A |  |  | M6112 | 0 | Pass | null
15894387 | TNB | DISTRIBUTION | WP PUTRAJAYA & CYBERJAYA | Existing |  |  | MINI FEEDER PILLAR | MINI FP 400 A - 2 in 6 out |  | OUTDOOR | N/A | [5 empty] | 400.000 A |  |  | M6082 | 0 | Pass | null
15894388 | TNB | DISTRIBUTION | WP PUTRAJAYA & CYBERJAYA | Existing |  |  | MINI FEEDER PILLAR | MINI FP 400 A - 2 in 6 out |  | OUTDOOR | N/A | [5 empty] | 400.000 A |  |  | M6090 | 0 | Pass | null
15894389 | TNB | DISTRIBUTION | WP PUTRAJAYA & CYBERJAYA | Existing |  |  | MINI FEEDER PILLAR | MINI FP 400 A - 2 in 6 out |  | OUTDOOR | N/A | [5 empty] | 400.000 A |  |  | M6105 | 0 | Pass | null
15894390 | TNB | DISTRIBUTION | WP PUTRAJAYA & CYBERJAYA | Existing |  |  | MINI FEEDER PILLAR | MINI FP 400 A - 2 in 6 out |  | OUTDOOR | N/A | [5 empty] | 400.000 A |  |  | M6116 | 0 | Pass | null
15894391 | TNB | DISTRIBUTION | WP PUTRAJAYA & CYBERJAYA | Existing |  |  | MINI FEEDER PILLAR | MINI FP 400 A - 2 in 6 out |  | OUTDOOR | N/A | [5 empty] | 400.000 A |  |  | M6123 | 0 | Pass | null
15894392 | TNB | DISTRIBUTION | WP PUTRAJAYA & CYBERJAYA | Existing |  |  | MINI FEEDER PILLAR | MINI FP 400 A - 2 in 6 out |  | OUTDOOR | N/A | [5 empty] | 400.000 A |  |  | M6122 | 0 | Pass | null
15894393 | TNB | DISTRIBUTION | WP PUTRAJAYA & CYBERJAYA | Existing |  |  | MINI FEEDER PILLAR | MINI FP 400 A - 2 in 6 out |  | OUTDOOR | N/A | [5 empty] | 400.000 A |  |  | M6116 | 0 | Pass | null
15894394 | TNB | DISTRIBUTION | WP PUTRAJAYA & CYBERJAYA | Existing |  |  | MINI FEEDER PILLAR | MINI FP 400 A - 2 in 6 out |  | OUTDOOR | N/A | [5 empty] | 400.000 A |  |  | M6124 | 0 | Pass | null
15894395 | TNB | DISTRIBUTION | WP PUTRAJAYA & CYBERJAYA | Existing |  |  | MINI FEEDER PILLAR | MINI FP 400 A - 2 in 6 out |  | OUTDOOR | N/A | [5 empty] | 400.000 A |  |  | M6120 | 0 | Pass | null
15894396 | TNB | DISTRIBUTION | WP PUTRAJAYA & CYBERJAYA | Existing |  |  | MINI FEEDER PILLAR | MINI FP 400 A - 2 in 6 out |  | OUTDOOR | N/A | [5 empty] | 400.000 A |  |  | M6107 | 0 | Pass | null
15894397 | TNB | DISTRIBUTION | WP PUTRAJAYA & CYBERJAYA | Existing |  |  | MINI FEEDER PILLAR | MINI FP 400 A - 2 in 6 out |  | OUTDOOR | N/A | [5 empty] | 400.000 A |  |  | M6109 | 0 | Pass | null
15894398 | TNB | DISTRIBUTION | WP PUTRAJAYA & CYBERJAYA | Existing |  |  | MINI FEEDER PILLAR | MINI FP 400 A - 2 in 6 out |  | OUTDOOR | N/A | [5 empty] | 400.000 A |  |  | M6117 | 0 | Pass | null
15894399 | TNB | DISTRIBUTION | WP PUTRAJAYA & CYBERJAYA | Existing |  |  | MINI FEEDER PILLAR | MINI FP 400 A - 2 in 6 out |  | OUTDOOR | N/A | [5 empty] | 400.000 A |  |  | M6102 | 0 | Pass | null
15894400 | TNB | DISTRIBUTION | WP PUTRAJAYA & CYBERJAYA | Existing |  |  | MINI FEEDER PILLAR | MINI FP 400 A - 2 in 6 out |  | OUTDOOR | N/A | [5 empty] | 400.000 A |  |  | M6080 | 0 | Pass | null
15894401 | TNB | DISTRIBUTION | WP PUTRAJAYA & CYBERJAYA | Existing |  |  | MINI FEEDER PILLAR | MINI FP 400 A - 2 in 6 out |  | OUTDOOR | N/A | [5 empty] | 400.000 A |  |  | M6111 | 0 | Pass | null
15894402 | TNB | DISTRIBUTION | WP PUTRAJAYA & CYBERJAYA | Existing |  |  | MINI FEEDER PILLAR | MINI FP 400 A - 2 in 6 out |  | OUTDOOR | N/A | [5 empty] | 400.000 A |  |  | M6114 | 0 | Pass | null
15894403 | TNB | DISTRIBUTION | WP PUTRAJAYA & CYBERJAYA | Existing |  |  | MINI FEEDER PILLAR | MINI FP 400 A - 2 in 6 out |  | OUTDOOR | N/A | [5 empty] | 400.000 A |  |  | M6081 | 0 | Pass | null
15894404 | TNB | DISTRIBUTION | WP PUTRAJAYA & CYBERJAYA | Existing |  |  | MINI FEEDER PILLAR | MINI FP 400 A - 2 in 6 out |  | OUTDOOR | N/A | [5 empty] | 400.000 A |  |  | M6113 | 0 | Pass | null
15894405 | TNB | DISTRIBUTION | WP PUTRAJAYA & CYBERJAYA | Existing |  |  | MINI FEEDER PILLAR | MINI FP 400 A - 2 in 6 out |  | OUTDOOR | N/A | [5 empty] | 400.000 A |  |  | M6115 | 0 | Pass | null
15894406 | TNB | DISTRIBUTION | WP PUTRAJAYA & CYBERJAYA | Existing |  |  | MINI FEEDER PILLAR | MINI FP 400 A - 2 in 6 out |  | OUTDOOR | N/A | [5 empty] | 400.000 A |  |  | M6106 | 0 | Pass | null
15894407 | TNB | DISTRIBUTION | WP PUTRAJAYA & CYBERJAYA | Existing |  |  | MINI FEEDER PILLAR | MINI FP 400 A - 2 in 6 out |  | OUTDOOR | N/A | [5 empty] | 400.000 A |  |  | M6104 | 0 | Pass | null
15894408 | TNB | DISTRIBUTION | WP PUTRAJAYA & CYBERJAYA | Existing |  |  | MINI FEEDER PILLAR | MINI FP 400 A - 2 in 6 out |  | OUTDOOR | N/A | [5 empty] | 400.000 A |  |  | M6094 | 0 | Pass | null
15894409 | TNB | DISTRIBUTION | WP PUTRAJAYA & CYBERJAYA | Existing |  |  | MINI FEEDER PILLAR | MINI FP 400 A - 2 in 6 out |  | OUTDOOR | N/A | [5 empty] | 400.000 A |  |  | M6103 | 0 | Pass | null
15894410 | TNB | DISTRIBUTION | WP PUTRAJAYA & CYBERJAYA | Existing |  |  | MINI FEEDER PILLAR | MINI FP 400 A - 2 in 6 out |  | OUTDOOR | N/A | [5 empty] | 400.000 A |  |  | M6125 | 0 | Pass | null
15894411 | TNB | DISTRIBUTION | WP PUTRAJAYA & CYBERJAYA | Existing |  |  | MINI FEEDER PILLAR | MINI FP 400 A - 2 in 6 out |  | OUTDOOR | N/A | [5 empty] | 400.000 A |  |  | M6093 | 0 | Pass | null
15894412 | TNB | DISTRIBUTION | WP PUTRAJAYA & CYBERJAYA | Existing |  |  | MINI FEEDER PILLAR | MINI FP 400 A - 2 in 6 out |  | OUTDOOR | N/A | [5 empty] | 400.000 A |  |  | M6108 | 0 | Pass | null
15894413 | TNB | DISTRIBUTION | WP PUTRAJAYA & CYBERJAYA | Existing |  |  | MINI FEEDER PILLAR | MINI FP 400 A - 2 in 6 out |  | OUTDOOR | N/A | [5 empty] | 400.000 A |  |  | M6099 | 0 | Pass | null
15894414 | TNB | DISTRIBUTION | WP PUTRAJAYA & CYBERJAYA | Existing |  |  | MINI FEEDER PILLAR | MINI FP 400 A - 2 in 6 out |  | OUTDOOR | MFP P11D/10 | [5 empty] | 400.000 A |  |  | 0454 | 0 | Pass | null
15894415 | TNB | DISTRIBUTION | WP PUTRAJAYA & CYBERJAYA | Existing |  |  | MINI FEEDER PILLAR | MINI FP 400 A - 2 in 6 out |  | OUTDOOR | MFP P11D/11 | [5 empty] | 400.000 A |  |  | 0466 | 0 | Pass | null
15894416 | TNB | DISTRIBUTION | WP PUTRAJAYA & CYBERJAYA | Existing |  |  | MINI FEEDER PILLAR | MINI FP 400 A - 2 in 6 out |  | OUTDOOR | MFP P11D/12 | [5 empty] | 400.000 A |  |  | 0445 | 0 | Pass | null
15894417 | TNB | DISTRIBUTION | WP PUTRAJAYA & CYBERJAYA | Existing |  |  | MINI FEEDER PILLAR | MINI FP 400 A - 2 in 6 out |  | OUTDOOR | MFP P11D/8 | [5 empty] | 400.000 A |  |  | 0452 | 0 | Pass | null
15894418 | TNB | DISTRIBUTION | WP PUTRAJAYA & CYBERJAYA | Existing |  |  | MINI FEEDER PILLAR | MINI FP 400 A - 2 in 6 out |  | OUTDOOR | N/A | [5 empty] | 400.000 A |  |  | MFP5-0752 | 0 | Pass | null
15894419 | TNB | DISTRIBUTION | WP PUTRAJAYA & CYBERJAYA | Existing |  |  | MINI FEEDER PILLAR | MINI FP 400 A - 2 in 6 out |  | OUTDOOR | N/A | [5 empty] | 400.000 A |  |  | MFP5-0754 | 0 | Pass | null
15894420 | TNB | DISTRIBUTION | WP PUTRAJAYA & CYBERJAYA | Existing |  |  | MINI FEEDER PILLAR | MINI FP 400 A - 2 in 6 out |  | OUTDOOR | N/A | [5 empty] | 400.000 A |  |  | MFP5-0758 | 0 | Pass | null
15894421 | TNB | DISTRIBUTION | WP PUTRAJAYA & CYBERJAYA | Existing |  |  | MINI FEEDER PILLAR | MINI FP 400 A - 2 in 6 out |  | OUTDOOR | N/A | [5 empty] | 400.000 A |  |  | MFP5-0712 | 0 | Pass | null
15894422 | TNB | DISTRIBUTION | WP PUTRAJAYA & CYBERJAYA | Existing |  |  | MINI FEEDER PILLAR | MINI FP 400 A - 2 in 6 out |  | OUTDOOR | N/A | [5 empty] | 400.000 A |  |  | 0750 | 0 | Pass | null
15894423 | TNB | DISTRIBUTION | WP PUTRAJAYA & CYBERJAYA | Existing |  |  | MINI FEEDER PILLAR | MINI FP 400 A - 2 in 6 out |  | OUTDOOR | N/A | [5 empty] | 400.000 A |  |  | 0753 | 0 | Pass | null
15894424 | TNB | DISTRIBUTION | WP PUTRAJAYA & CYBERJAYA | Existing |  |  | MINI FEEDER PILLAR | MINI FP 400 A - 2 in 6 out |  | OUTDOOR | N/A | [5 empty] | 400.000 A |  |  | 0666 | 0 | Pass | null
15894425 | TNB | DISTRIBUTION | WP PUTRAJAYA & CYBERJAYA | Existing |  |  | MINI FEEDER PILLAR | MINI FP 400 A - 2 in 6 out |  | OUTDOOR | MFP P11D/9 | [5 empty] | 400.000 A |  |  | M5785 | 0 | Pass | null
15894426 | TNB | DISTRIBUTION | WP PUTRAJAYA & CYBERJAYA | Existing |  |  | MINI FEEDER PILLAR | MINI FP 400 A - 2 in 6 out |  | OUTDOOR | N/A | [5 empty] | 400.000 A |  |  | M5268 | 0 | Pass | null
15894427 | TNB | DISTRIBUTION | WP PUTRAJAYA & CYBERJAYA | Existing |  |  | MINI FEEDER PILLAR | MINI FP 400 A - 2 in 6 out |  | OUTDOOR | N/A | [5 empty] | 400.000 A |  |  | M5267 | 0 | Pass | null
15894428 | TNB | DISTRIBUTION | WP PUTRAJAYA & CYBERJAYA | Existing |  |  | MINI FEEDER PILLAR | MINI FP 400 A - 2 in 6 out |  | OUTDOOR | N/A | [5 empty] | 400.000 A |  |  | M4368 | 0 | Pass | null
15894429 | TNB | DISTRIBUTION | WP PUTRAJAYA & CYBERJAYA | Existing |  |  | MINI FEEDER PILLAR | MINI FP 400 A - 2 in 6 out |  | OUTDOOR | N/A | [5 empty] | 400.000 A |  |  | M4365 | 0 | Pass | null
15894430 | TNB | DISTRIBUTION | WP PUTRAJAYA & CYBERJAYA | Existing |  |  | MINI FEEDER PILLAR | MINI FP 400 A - 2 in 6 out |  | OUTDOOR | N/A | [5 empty] | 400.000 A |  |  | M5185 | 0 | Pass | null
15894431 | TNB | DISTRIBUTION | WP PUTRAJAYA & CYBERJAYA | Existing |  |  | MINI FEEDER PILLAR | MINI FP 400 A - 2 in 6 out |  | OUTDOOR | N/A | [5 empty] | 400.000 A |  |  | M5221 | 0 | Pass | null
15894432 | TNB | DISTRIBUTION | WP PUTRAJAYA & CYBERJAYA | Existing |  |  | MINI FEEDER PILLAR | MINI FP 400 A - 2 in 6 out |  | OUTDOOR | N/A | [5 empty] | 400.000 A |  |  | M5223 | 0 | Pass | null
15894433 | TNB | DISTRIBUTION | WP PUTRAJAYA & CYBERJAYA | Existing |  |  | MINI FEEDER PILLAR | MINI FP 400 A - 2 in 6 out |  | OUTDOOR | N/A | [5 empty] | 400.000 A |  |  | M5205 | 0 | Pass | null
15894434 | TNB | DISTRIBUTION | WP PUTRAJAYA & CYBERJAYA | Existing |  |  | MINI FEEDER PILLAR | MINI FP 400 A - 2 in 6 out |  | OUTDOOR | N/A | [5 empty] | 400.000 A |  |  | M4364 | 0 | Pass | null
15894435 | TNB | DISTRIBUTION | WP PUTRAJAYA & CYBERJAYA | Existing |  |  | MINI FEEDER PILLAR | MINI FP 400 A - 2 in 6 out |  | OUTDOOR | N/A | [5 empty] | 400.000 A |  |  | M5293 | 0 | Pass | null
15894436 | TNB | DISTRIBUTION | WP PUTRAJAYA & CYBERJAYA | Existing |  |  | MINI FEEDER PILLAR | MINI FP 400 A - 2 in 6 out |  | OUTDOOR | N/A | [5 empty] | 400.000 A |  |  | M5217 | 0 | Pass | null
15894437 | TNB | DISTRIBUTION | WP PUTRAJAYA & CYBERJAYA | Existing |  |  | MINI FEEDER PILLAR | MINI FP 400 A - 2 in 6 out |  | OUTDOOR | N/A | [5 empty] | 400.000 A |  |  | M5193 | 0 | Pass | null
15894438 | TNB | DISTRIBUTION | WP PUTRAJAYA & CYBERJAYA | Existing |  |  | MINI FEEDER PILLAR | MINI FP 400 A - 2 in 6 out |  | OUTDOOR | N/A | [5 empty] | 400.000 A |  |  | M5201 | 0 | Pass | null
15894439 | TNB | DISTRIBUTION | WP PUTRAJAYA & CYBERJAYA | Existing |  |  | MINI FEEDER PILLAR | MINI FP 400 A - 2 in 6 out |  | OUTDOOR | N/A | [5 empty] | 400.000 A |  |  | M5218 | 0 | Pass | null
15894440 | TNB | DISTRIBUTION | WP PUTRAJAYA & CYBERJAYA | Existing |  |  | FEEDER PILLAR | FP 800 A - 2 in 5 out |  | OUTDOOR | N/A | [5 empty] | 1000.000 A |  |  | A232-1006 | 0 | Pass | null
15931264 | TNB | DISTRIBUTION | WP PUTRAJAYA & CYBERJAYA | Existing |  |  | FEEDER PILLAR | FP 800 A - 2 in 5 out |  | OUTDOOR | FP9703-0091 | [5 empty] | 800.000 A |  |  |  | 0 | Pass | null
15931265 | TNB | DISTRIBUTION | WP PUTRAJAYA & CYBERJAYA | Existing |  |  | FEEDER PILLAR | FP 800 A - 2 in 5 out |  | OUTDOOR | FP 63 | [5 empty] | 800.000 A |  |  |  | 0 | Pass | null
15931266 | TNB | DISTRIBUTION | WP PUTRAJAYA & CYBERJAYA | Existing |  |  | FEEDER PILLAR | FP 800 A - 2 in 5 out |  | OUTDOOR | FP 83 | [5 empty] | 800.000 A |  |  |  | 0 | Pass | null
15931267 | TNB | DISTRIBUTION | WP PUTRAJAYA & CYBERJAYA | Existing |  |  | FEEDER PILLAR | FP 800 A - 2 in 5 out |  | OUTDOOR | FP 101 | [5 empty] | 800.000 A |  |  |  | 0 | Pass | null
15931268 | TNB | DISTRIBUTION | WP PUTRAJAYA & CYBERJAYA | Existing |  |  | FEEDER PILLAR | FP 1600 A - 2 in 8 out |  | OUTDOOR | FP/ST 1/2 | [5 empty] | 800.000 A |  |  |  | 0 | Pass | null
15931270 | TNB | DISTRIBUTION | WP PUTRAJAYA & CYBERJAYA | Existing |  |  | FEEDER PILLAR | FP 800 A - 2 in 5 out |  | OUTDOOR | FP 69 | [5 empty] | 800.000 A |  |  |  | 0 | Pass | null
15931271 | TNB | DISTRIBUTION | WP PUTRAJAYA & CYBERJAYA | Existing |  |  | FEEDER PILLAR | FP 800 A - 2 in 5 out |  | OUTDOOR | FP 39 | [5 empty] | 800.000 A |  |  |  | 0 | Pass | null
15931272 | TNB | DISTRIBUTION | WP PUTRAJAYA & CYBERJAYA | Existing |  |  | FEEDER PILLAR | FP 800 A - 2 in 5 out |  | OUTDOOR | N/A | [5 empty] | 800.000 A |  |  |  | 0 | Pass | null
15931273 | TNB | DISTRIBUTION | WP PUTRAJAYA & CYBERJAYA | Existing |  |  | FEEDER PILLAR | FP 800 A - 2 in 5 out |  | OUTDOOR | FP 7070135 | [5 empty] | 800.000 A |  |  |  | 0 | Pass | null
15931274 | TNB | DISTRIBUTION | WP PUTRAJAYA & CYBERJAYA | Existing |  |  | FEEDER PILLAR | FP 800 A - 2 in 5 out |  | OUTDOOR | FP 7070175 | [5 empty] | 800.000 A |  |  |  | 0 | Pass | null
15931275 | TNB | DISTRIBUTION | WP PUTRAJAYA & CYBERJAYA | Existing |  |  | FEEDER PILLAR | FP 800 A - 2 in 5 out |  | OUTDOOR | FP 7070161 | [5 empty] | 800.000 A |  |  |  | 1 | Pass | null
15931276 | TNB | DISTRIBUTION | WP PUTRAJAYA & CYBERJAYA | Existing |  |  | FEEDER PILLAR | FP 800 A - 2 in 5 out |  | OUTDOOR | FP 7070191 | [5 empty] | 800.000 A |  |  |  | 0 | Pass | null
15931277 | TNB | DISTRIBUTION | WP PUTRAJAYA & CYBERJAYA | Existing |  |  | FEEDER PILLAR | FP 800 A - 2 in 5 out |  | OUTDOOR | FP 78 | [5 empty] | 800.000 A |  |  |  | 0 | Pass | null
15943653 | TNB | DISTRIBUTION | WP PUTRAJAYA & CYBERJAYA | Existing |  |  | FEEDER PILLAR | FP 800 A - 2 in 5 out |  | OUTDOOR | PT-1 | [5 empty] | 800.000 A |  |  | 0998 6-3-2001 | 2 | Pass | null
15943654 | TNB | DISTRIBUTION | WP PUTRAJAYA & CYBERJAYA | Existing |  |  | FEEDER PILLAR | FP 800 A - 2 in 5 out |  | OUTDOOR | FP3/PB2 | [5 empty] | 800.000 A |  |  | SEKALI LAMPU JALAN | 0 | Pass | null
15947997 | TNB | DISTRIBUTION | WP PUTRAJAYA & CYBERJAYA | Existing |  |  | FEEDER PILLAR | FP 800 A - 2 in 5 out |  | OUTDOOR | N/A | [8 empty] | DB UPS | 0 | Pass | null
15947998 | TNB | DISTRIBUTION | WP PUTRAJAYA & CYBERJAYA | Existing |  |  | FEEDER PILLAR | FP 800 A - 2 in 5 out |  | OUTDOOR | FEEDER PILLAR CL3 | [9 empty] | 0 | Pass | null
15947999 | TNB | DISTRIBUTION | WP PUTRAJAYA & CYBERJAYA | Existing |  |  | FEEDER PILLAR | FP 800 A - 2 in 5 out |  | OUTDOOR | FEEDER PILLAR CL2 | [9 empty] | 0 | Pass | null
15948000 | TNB | DISTRIBUTION | WP PUTRAJAYA & CYBERJAYA | Existing |  |  | FEEDER PILLAR | FP 800 A - 2 in 5 out |  | OUTDOOR | FEEDER PILLAR CL4 | [9 empty] | 2 | Pass | null
15948001 | TNB | DISTRIBUTION | WP PUTRAJAYA & CYBERJAYA | Existing |  |  | FEEDER PILLAR | FP 800 A - 2 in 5 out |  | OUTDOOR | N/A | [9 empty] | 0 | Pass | null
16214187 | TNB | DISTRIBUTION | WP PUTRAJAYA & CYBERJAYA | Existing |  |  | FEEDER PILLAR | FP 800 A - 2 in 5 out |  | OUTDOOR |  |  |  |  | INDKOM | [5 empty] | 0 | Pass | null
16214259 | TNB | DISTRIBUTION | WP PUTRAJAYA & CYBERJAYA | Existing |  |  | FEEDER PILLAR | FP 800 A - 2 in 5 out |  | OUTDOOR |  |  |  |  | INDKOM | [5 empty] | 0 | Pass | null
16214295 | TNB | DISTRIBUTION | WP PUTRAJAYA & CYBERJAYA | Existing |  |  | FEEDER PILLAR | FP 800 A - 2 in 5 out |  | OUTDOOR |  |  |  |  | INDKOM | [5 empty] | 0 | Pass | null
16214331 | TNB | DISTRIBUTION | WP PUTRAJAYA & CYBERJAYA | Existing |  |  | FEEDER PILLAR | FP 800 A - 2 in 5 out |  | OUTDOOR |  |  |  |  | INDKOM | [5 empty] | 0 | Pass | null
16214367 | TNB | DISTRIBUTION | WP PUTRAJAYA & CYBERJAYA | Existing |  |  | FEEDER PILLAR | FP 800 A - 2 in 5 out |  | OUTDOOR |  |  |  |  | INDKOM | [5 empty] | 0 | Pass | null
16214403 | TNB | DISTRIBUTION | WP PUTRAJAYA & CYBERJAYA | Existing |  |  | FEEDER PILLAR | FP 800 A - 2 in 5 out |  | OUTDOOR |  |  |  |  | INDKOM | [5 empty] | 0 | Pass | null
16214439 | TNB | DISTRIBUTION | WP PUTRAJAYA & CYBERJAYA | Existing |  |  | FEEDER PILLAR | FP 800 A - 2 in 5 out |  | OUTDOOR |  |  |  |  | INDKOM | [5 empty] | 0 | Pass | null
16214550 | TNB | DISTRIBUTION | WP PUTRAJAYA & CYBERJAYA | Existing |  |  | FEEDER PILLAR | FP 800 A - 2 in 5 out |  | OUTDOOR |  |  |  |  | INDKOM | [5 empty] | 0 | Pass | null
16530992 | TNB | DISTRIBUTION | WP PUTRAJAYA & CYBERJAYA | Existing |  |  | FEEDER PILLAR | FP 800 A - 2 in 5 out |  | OUTDOOR | N/A | [8 empty] | LVDB - FP BARU | 0 | Pass | null
16531014 | TNB | DISTRIBUTION | WP PUTRAJAYA & CYBERJAYA | Existing |  |  | MINI FEEDER PILLAR | MINI FP 400 A - 2 in 6 out |  | OUTDOOR | FP/CL | [5 empty] | 400.000 A |  |  |  | 0 | Pass | null
16531015 | TNB | DISTRIBUTION | WP PUTRAJAYA & CYBERJAYA | Existing |  |  | FEEDER PILLAR | FP 800 A - 2 in 5 out |  | OUTDOOR | FP-J21 | [9 empty] | 0 | Pass | null
16695097 | TNB | DISTRIBUTION | WP PUTRAJAYA & CYBERJAYA | Existing |  |  | FEEDER PILLAR | FP 800 A - 2 in 5 out |  | OUTDOOR | FP/15 |  |  |  | INDKOM | [5 empty] | 0 | Pass | null
16695133 | TNB | DISTRIBUTION | WP PUTRAJAYA & CYBERJAYA | Existing |  |  | FEEDER PILLAR | FP 800 A - 2 in 5 out |  | OUTDOOR | FP/14 |  |  |  | INDKOM | [5 empty] | 0 | Pass | null
16695169 | TNB | DISTRIBUTION | WP PUTRAJAYA & CYBERJAYA | Existing |  |  | FEEDER PILLAR | FP 800 A - 2 in 5 out |  | OUTDOOR | FP/13 |  |  |  | INDKOM | [5 empty] | 0 | Pass | null
16695205 | TNB | DISTRIBUTION | WP PUTRAJAYA & CYBERJAYA | Existing |  |  | FEEDER PILLAR | FP 800 A - 2 in 5 out |  | OUTDOOR | FP/17 |  |  |  | INDKOM | [5 empty] | 0 | Pass | null
16695241 | TNB | DISTRIBUTION | WP PUTRAJAYA & CYBERJAYA | Existing |  |  | FEEDER PILLAR | FP 800 A - 2 in 5 out |  | OUTDOOR | FP/18 |  |  |  | INDKOM | [5 empty] | 0 | Pass | null
16695277 | TNB | DISTRIBUTION | WP PUTRAJAYA & CYBERJAYA | Existing |  |  | FEEDER PILLAR | FP 800 A - 2 in 5 out |  | OUTDOOR | FP/SL/15-3B |  |  |  | INDKOM | [5 empty] | 0 | Pass | null
16695313 | TNB | DISTRIBUTION | WP PUTRAJAYA & CYBERJAYA | Existing |  |  | FEEDER PILLAR | FP 800 A - 2 in 5 out |  | OUTDOOR | FP/11 |  |  |  | INDKOM | [5 empty] | 0 | Pass | null
16695349 | TNB | DISTRIBUTION | WP PUTRAJAYA & CYBERJAYA | Existing |  |  | FEEDER PILLAR | FP 800 A - 2 in 5 out |  | OUTDOOR | FP/12 |  |  |  | INDKOM | [5 empty] | 0 | Pass | null
16695385 | TNB | DISTRIBUTION | WP PUTRAJAYA & CYBERJAYA | Existing |  |  | FEEDER PILLAR | FP 800 A - 2 in 5 out |  | OUTDOOR | FP/16 |  |  |  | INDKOM | [5 empty] | 0 | Pass | null
16958970 | TNB | DISTRIBUTION | WP PUTRAJAYA & CYBERJAYA | Existing |  |  | FEEDER PILLAR | FP 800 A - 2 in 5 out |  | OUTDOOR | TL/KTL 330/01 | [8 empty] | PERBADANAN PUTRAJAYA | 0 | Pass | null
16958986 | TNB | DISTRIBUTION | WP PUTRAJAYA & CYBERJAYA | Existing |  |  | FEEDER PILLAR | FP 800 A - 2 in 5 out |  | OUTDOOR | FP9706-0004 | [5 empty] | 1600.000 A |  |  | BARU | 0 | Pass | null
16958995 | TNB | DISTRIBUTION | WP PUTRAJAYA & CYBERJAYA | Existing |  |  | MINI FEEDER PILLAR | MINI FP 400 A - 2 in 6 out |  | OUTDOOR | 1434 | [5 empty] | 400.000 A |  |  |  | 0 | Pass | null
16958996 | TNB | DISTRIBUTION | WP PUTRAJAYA & CYBERJAYA | Existing |  |  | MINI FEEDER PILLAR | MINI FP 400 A - 2 in 6 out |  | OUTDOOR | FP12 1420 | [5 empty] | 400.000 A |  |  |  | 0 | Pass | null
16958997 | TNB | DISTRIBUTION | WP PUTRAJAYA & CYBERJAYA | Existing |  |  | MINI FEEDER PILLAR | MINI FP 400 A - 2 in 6 out |  | OUTDOOR | F19 1431 | [5 empty] | 400.000 A |  |  | ALAF CEKAL SDN BHD | 0 | Pass | null
16958998 | TNB | DISTRIBUTION | WP PUTRAJAYA & CYBERJAYA | Existing |  |  | MINI FEEDER PILLAR | MINI FP 400 A - 2 in 6 out |  | OUTDOOR | FP 21 1436 | [5 empty] | 400.000 A |  |  | ALAF CEKAL SDN BHD | 0 | Pass | null
16958999 | TNB | DISTRIBUTION | WP PUTRAJAYA & CYBERJAYA | Existing |  |  | MINI FEEDER PILLAR | MINI FP 400 A - 2 in 6 out |  | OUTDOOR | FP 1 -1432 | [5 empty] | 400.000 A |  |  | ALAF CEKAL SDN BHD | 0 | Pass | null
16959000 | TNB | DISTRIBUTION | WP PUTRAJAYA & CYBERJAYA | Existing |  |  | MINI FEEDER PILLAR | MINI FP 400 A - 2 in 6 out |  | OUTDOOR | FP15 1409 | [5 empty] | 400.000 A |  |  |  | 0 | Pass | null
16959001 | TNB | DISTRIBUTION | WP PUTRAJAYA & CYBERJAYA | Existing |  |  | MINI FEEDER PILLAR | MINI FP 400 A - 2 in 6 out |  | OUTDOOR | FP 18-1417 | [5 empty] | 400.000 A |  |  |  | 0 | Pass | null
16959002 | TNB | DISTRIBUTION | WP PUTRAJAYA & CYBERJAYA | Existing |  |  | MINI FEEDER PILLAR | MINI FP 400 A - 2 in 6 out |  | OUTDOOR | FP 13 1401 | [5 empty] | 400.000 A |  |  |  | 0 | Pass | null
16959003 | TNB | DISTRIBUTION | WP PUTRAJAYA & CYBERJAYA | Existing |  |  | MINI FEEDER PILLAR | MINI FP 400 A - 2 in 6 out |  | OUTDOOR | FP 11-0163 | [5 empty] | 400.000 A |  |  |  | 0 | Pass | null
16959004 | TNB | DISTRIBUTION | WP PUTRAJAYA & CYBERJAYA | Existing |  |  | MINI FEEDER PILLAR | MINI FP 400 A - 2 in 6 out |  | OUTDOOR | FP 1-0141 | [5 empty] | 400.000 A |  |  | ALAF CEKAL SDN BHD | 0 | Pass | null
16959005 | TNB | DISTRIBUTION | WP PUTRAJAYA & CYBERJAYA | Existing |  |  | MINI FEEDER PILLAR | MINI FP 400 A - 2 in 6 out |  | OUTDOOR | FP 11-0144 | [5 empty] | 400.000 A |  |  |  | 0 | Pass | null
16959006 | TNB | DISTRIBUTION | WP PUTRAJAYA & CYBERJAYA | Existing |  |  | MINI FEEDER PILLAR | MINI FP 400 A - 2 in 6 out |  | OUTDOOR | F13-0166 | [5 empty] | 400.000 A |  |  | ALAF CEKAL SDN BHD | 0 | Pass | null
16959007 | TNB | DISTRIBUTION | WP PUTRAJAYA & CYBERJAYA | Existing |  |  | MINI FEEDER PILLAR | MINI FP 400 A - 2 in 6 out |  | OUTDOOR | FP 58 -0164 | [5 empty] | 400.000 A |  |  |  | 0 | Pass | null
16959008 | TNB | DISTRIBUTION | WP PUTRAJAYA & CYBERJAYA | Existing |  |  | MINI FEEDER PILLAR | MINI FP 400 A - 2 in 6 out |  | OUTDOOR | FP45-0165 | [5 empty] | 400.000 A |  |  | ALAF CEKAL SDN BHD | 0 | Pass | null
16959009 | TNB | DISTRIBUTION | WP PUTRAJAYA & CYBERJAYA | Existing |  |  | MINI FEEDER PILLAR | MINI FP 400 A - 2 in 6 out |  | OUTDOOR | FP38 -0146 | [5 empty] | 400.000 A |  |  | ALAF CEKAL SDN BHD | 0 | Pass | null
16959010 | TNB | DISTRIBUTION | WP PUTRAJAYA & CYBERJAYA | Existing |  |  | MINI FEEDER PILLAR | MINI FP 400 A - 2 in 6 out |  | OUTDOOR | FP1 1418 | [5 empty] | 400.000 A |  |  | ALAF CEKAL SDN BHD | 0 | Pass | null
16959011 | TNB | DISTRIBUTION | WP PUTRAJAYA & CYBERJAYA | Existing |  |  | MINI FEEDER PILLAR | MINI FP 400 A - 2 in 6 out |  | OUTDOOR | FP2 - 1429 | [5 empty] | 400.000 A |  |  | ALAF CEKAL SDN BHD | 0 | Pass | null
16959012 | TNB | DISTRIBUTION | WP PUTRAJAYA & CYBERJAYA | Existing |  |  | MINI FEEDER PILLAR | MINI FP 400 A - 2 in 6 out |  | OUTDOOR | FP1 0968 | [5 empty] | 400.000 A |  |  | ALAF CEKAL SDN BHD | 0 | Pass | null
16959013 | TNB | DISTRIBUTION | WP PUTRAJAYA & CYBERJAYA | Existing |  |  | MINI FEEDER PILLAR | MINI FP 400 A - 2 in 6 out |  | OUTDOOR | FP20 0964 | [5 empty] | 400.000 A |  |  | ALAF CEKAL SDN BHD | 0 | Pass | null
16959014 | TNB | DISTRIBUTION | WP PUTRAJAYA & CYBERJAYA | Existing |  |  | MINI FEEDER PILLAR | MINI FP 400 A - 2 in 6 out |  | OUTDOOR | FP54-1004 | [5 empty] | 400.000 A |  |  | ALAF CEKAL SDN BHD | 0 | Pass | null
16959015 | TNB | DISTRIBUTION | WP PUTRAJAYA & CYBERJAYA | Existing |  |  | MINI FEEDER PILLAR | MINI FP 400 A - 2 in 6 out |  | OUTDOOR | FP65-0966 | [5 empty] | 400.000 A |  |  | ALAF CEKAL SDN BHD | 0 | Pass | null
16959016 | TNB | DISTRIBUTION | WP PUTRAJAYA & CYBERJAYA | Existing |  |  | MINI FEEDER PILLAR | MINI FP 400 A - 2 in 6 out |  | OUTDOOR | FP12-1033 | [5 empty] | 400.000 A |  |  | ALAF CEKAL SDN BHD | 0 | Pass | null
16959017 | TNB | DISTRIBUTION | WP PUTRAJAYA & CYBERJAYA | Existing |  |  | MINI FEEDER PILLAR | MINI FP 400 A - 2 in 6 out |  | OUTDOOR | FP11-1008 | [5 empty] | 400.000 A |  |  | ALAF CEKAL SDN BHD | 0 | Pass | null
16959023 | TNB | DISTRIBUTION | WP PUTRAJAYA & CYBERJAYA | Existing |  |  | FEEDER PILLAR | FP 800 A - 2 in 5 out |  | OUTDOOR | FP9606-0023 | [5 empty] | 1600.000 A |  |  | SUN SYSTEM ENGINEERING SDN BHD | 2 | Pass | null
16959024 | TNB | DISTRIBUTION | WP PUTRAJAYA & CYBERJAYA | Existing |  |  | MINI FEEDER PILLAR | MINI FP 400 A - 2 in 6 out |  | OUTDOOR | FP18-1423 | [5 empty] | 400.000 A |  |  | ALAF CEKAL SDN BHD | 0 | Pass | null
16959025 | TNB | DISTRIBUTION | WP PUTRAJAYA & CYBERJAYA | Existing |  |  | MINI FEEDER PILLAR | MINI FP 400 A - 2 in 6 out |  | OUTDOOR | FP1-1426 | [5 empty] | 400.000 A |  |  | ALAF CEKAL SDN BHD | 0 | Pass | null
16959026 | TNB | DISTRIBUTION | WP PUTRAJAYA & CYBERJAYA | Existing |  |  | MINI FEEDER PILLAR | MINI FP 400 A - 2 in 6 out |  | OUTDOOR | FP2-1438 | [5 empty] | 400.000 A |  |  | ALAF CEKAL SDN BHD | 0 | Pass | null
16959027 | TNB | DISTRIBUTION | WP PUTRAJAYA & CYBERJAYA | Existing |  |  | MINI FEEDER PILLAR | MINI FP 400 A - 2 in 6 out |  | OUTDOOR | FP8-1406 | [5 empty] | 400.000 A |  |  | ALAF CEKAL SDN BHD | 0 | Pass | null
16959028 | TNB | DISTRIBUTION | WP PUTRAJAYA & CYBERJAYA | Existing |  |  | FEEDER PILLAR | FP 800 A - 2 in 5 out |  | OUTDOOR | N/A | [8 empty] | TIADA LABEL | 0 | Pass | null
16959029 | TNB | DISTRIBUTION | WP PUTRAJAYA & CYBERJAYA | Existing |  |  | MINI FEEDER PILLAR | MINI FP 400 A - 2 in 6 out |  | OUTDOOR | 1373 | [5 empty] | 400.000 A |  |  | ALAF CEKAL SDN BHD | 0 | Pass | null
16959030 | TNB | DISTRIBUTION | WP PUTRAJAYA & CYBERJAYA | Existing |  |  | MINI FEEDER PILLAR | MINI FP 400 A - 2 in 6 out |  | OUTDOOR | FP8-1382 | [5 empty] | 400.000 A |  |  | ALAF CEKAL SDN BHD | 0 | Pass | null
16959031 | TNB | DISTRIBUTION | WP PUTRAJAYA & CYBERJAYA | Existing |  |  | MINI FEEDER PILLAR | MINI FP 400 A - 2 in 6 out |  | OUTDOOR | FP7-1435 | [5 empty] | 400.000 A |  |  | ALAF CEKAL SDN BHD | 0 | Pass | null
16959032 | TNB | DISTRIBUTION | WP PUTRAJAYA & CYBERJAYA | Existing |  |  | MINI FEEDER PILLAR | MINI FP 400 A - 2 in 6 out |  | OUTDOOR | FP7-1366 | [5 empty] | 400.000 A |  |  | ALAF CEKAL SDN BHD | 0 | Pass | null
16959033 | TNB | DISTRIBUTION | WP PUTRAJAYA & CYBERJAYA | Existing |  |  | MINI FEEDER PILLAR | MINI FP 400 A - 2 in 6 out |  | OUTDOOR | FP7-1419 | [5 empty] | 400.000 A |  |  | ALAF CEKAL SDN BHD | 0 | Pass | null
16959034 | TNB | DISTRIBUTION | WP PUTRAJAYA & CYBERJAYA | Existing |  |  | MINI FEEDER PILLAR | MINI FP 400 A - 2 in 6 out |  | OUTDOOR | FP10-1262 | [5 empty] | 400.000 A |  |  | ALAF CEKAL SDN BHD | 0 | Pass | null
16959035 | TNB | DISTRIBUTION | WP PUTRAJAYA & CYBERJAYA | Existing |  |  | MINI FEEDER PILLAR | MINI FP 400 A - 2 in 6 out |  | OUTDOOR | FP7-0879 | [5 empty] | 400.000 A |  |  | ALAF CEKAL SDN BHD | 14 | Pass | null
16959036 | TNB | DISTRIBUTION | WP PUTRAJAYA & CYBERJAYA | Existing |  |  | MINI FEEDER PILLAR | MINI FP 400 A - 2 in 6 out |  | OUTDOOR | FP31-0925 | [5 empty] | 400.000 A |  |  | ALAF CEKAL SDN BHD | 9 | Pass | null
16959037 | TNB | DISTRIBUTION | WP PUTRAJAYA & CYBERJAYA | Existing |  |  | MINI FEEDER PILLAR | MINI FP 400 A - 2 in 6 out |  | OUTDOOR | FP56-0905 | [5 empty] | 400.000 A |  |  | ALAF CEKAL SDN BHD | 0 | Pass | null
16959038 | TNB | DISTRIBUTION | WP PUTRAJAYA & CYBERJAYA | Existing |  |  | MINI FEEDER PILLAR | MINI FP 400 A - 2 in 6 out |  | OUTDOOR | FP14-0999 | [5 empty] | 400.000 A |  |  | ALAF CEKAL SDN BHD | 0 | Pass | null
16959039 | TNB | DISTRIBUTION | WP PUTRAJAYA & CYBERJAYA | Existing |  |  | MINI FEEDER PILLAR | MINI FP 400 A - 2 in 6 out |  | OUTDOOR | FP102-0809 | [5 empty] | 400.000 A |  |  | ALAF CEKAL SDN BHD | 0 | Pass | null
16959040 | TNB | DISTRIBUTION | WP PUTRAJAYA & CYBERJAYA | Existing |  |  | MINI FEEDER PILLAR | MINI FP 400 A - 2 in 6 out |  | OUTDOOR | FP82-0965 | [5 empty] | 400.000 A |  |  | ALAF CEKAL SDN BHD | 0 | Pass | null
16959041 | TNB | DISTRIBUTION | WP PUTRAJAYA & CYBERJAYA | Existing |  |  | MINI FEEDER PILLAR | MINI FP 400 A - 2 in 6 out |  | OUTDOOR | FP58-0927 | [5 empty] | 400.000 A |  |  | ALAF CEKAL SDN BHD | 0 | Pass | null
16959042 | TNB | DISTRIBUTION | WP PUTRAJAYA & CYBERJAYA | Existing |  |  | MINI FEEDER PILLAR | MINI FP 400 A - 2 in 6 out |  | OUTDOOR | FP18-0838 | [5 empty] | 400.000 A |  |  | ALAF CEKAL SDN BHD | 0 | Pass | null
16959043 | TNB | DISTRIBUTION | WP PUTRAJAYA & CYBERJAYA | Existing |  |  | MINI FEEDER PILLAR | MINI FP 400 A - 2 in 6 out |  | OUTDOOR | FP13-0943 | [5 empty] | 400.000 A |  |  | ALAF CEKAL SDN BHD | 0 | Pass | null
16959044 | TNB | DISTRIBUTION | WP PUTRAJAYA & CYBERJAYA | Existing |  |  | MINI FEEDER PILLAR | MINI FP 400 A - 2 in 6 out |  | OUTDOOR | FP36-0817 | [5 empty] | 400.000 A |  |  | ALAF CEKAL SDN BHD | 0 | Pass | null
16959045 | TNB | DISTRIBUTION | WP PUTRAJAYA & CYBERJAYA | Existing |  |  | MINI FEEDER PILLAR | MINI FP 400 A - 2 in 6 out |  | OUTDOOR | FP39-0971 | [5 empty] | 400.000 A |  |  | ALAF CEKAL SDN BHD | 0 | Pass | null
16959046 | TNB | DISTRIBUTION | WP PUTRAJAYA & CYBERJAYA | Existing |  |  | MINI FEEDER PILLAR | MINI FP 400 A - 2 in 6 out |  | OUTDOOR | FP41-0924 | [5 empty] | 400.000 A |  |  | ALAF CEKAL SDN BHD | 0 | Pass | null
16959048 | TNB | DISTRIBUTION | WP PUTRAJAYA & CYBERJAYA | Existing |  |  | MINI FEEDER PILLAR | MINI FP 400 A - 2 in 6 out |  | OUTDOOR | FP11-0929 | [5 empty] | 400.000 A |  |  | ALAF CEKAL SDN BHD | 0 | Pass | null
16959049 | TNB | DISTRIBUTION | WP PUTRAJAYA & CYBERJAYA | Existing |  |  | MINI FEEDER PILLAR | MINI FP 400 A - 2 in 6 out |  | OUTDOOR | FP32931 | [5 empty] | 400.000 A |  |  | ALAF CEKAL SDN BHD | 0 | Pass | null
16959050 | TNB | DISTRIBUTION | WP PUTRAJAYA & CYBERJAYA | Existing |  |  | MINI FEEDER PILLAR | MINI FP 400 A - 2 in 6 out |  | OUTDOOR | FP27-0940 | [5 empty] | 400.000 A |  |  | ALAF CEKAL SDN BHD | 0 | Pass | null
16959051 | TNB | DISTRIBUTION | WP PUTRAJAYA & CYBERJAYA | Existing |  |  | MINI FEEDER PILLAR | MINI FP 400 A - 2 in 6 out |  | OUTDOOR | FP22-m4388 | [5 empty] | 400.000 A |  |  | MAHKOTA MANUFACTURING SDN BHD | 0 | Pass | null
16959052 | TNB | DISTRIBUTION | WP PUTRAJAYA & CYBERJAYA | Existing |  |  | MINI FEEDER PILLAR | MINI FP 400 A - 2 in 6 out |  | OUTDOOR | FP2-m5254 | [5 empty] | 400.000 A |  |  | MAHKOTA MANUFACTURING SDN BHD | 0 | Pass | null
16959053 | TNB | DISTRIBUTION | WP PUTRAJAYA & CYBERJAYA | Existing |  |  | MINI FEEDER PILLAR | MINI FP 400 A - 2 in 6 out |  | OUTDOOR | FP33-0975 | [5 empty] | 400.000 A |  |  | ALAF CEKAL SDN BHD | 0 | Pass | null
16959054 | TNB | DISTRIBUTION | WP PUTRAJAYA & CYBERJAYA | Existing |  |  | MINI FEEDER PILLAR | MINI FP 400 A - 2 in 6 out |  | OUTDOOR | FP-0431 | [5 empty] | 400.000 A |  |  | ALAF CEKAL SDN BHD | 0 | Pass | null
16959056 | TNB | DISTRIBUTION | WP PUTRAJAYA & CYBERJAYA | Existing |  |  | MINI FEEDER PILLAR | MINI FP 400 A - 2 in 6 out |  | OUTDOOR | FP1430 | [5 empty] | 400.000 A |  |  |  | 0 | Pass | null
16959057 | TNB | DISTRIBUTION | WP PUTRAJAYA & CYBERJAYA | Existing |  |  | MINI FEEDER PILLAR | MINI FP 400 A - 2 in 6 out |  | OUTDOOR | 1424 | [5 empty] | 400.000 A |  |  |  | 0 | Pass | null
22149143 | TNB | DISTRIBUTION | WP PUTRAJAYA & CYBERJAYA | Existing |  |  | LVDB | LVDB 1600 A - 2 in 8 out | PE 21,71 | INDOOR | [6 empty] | 1600.000 A | 19700101 |  |  | 6 | Pass | null
22149419 | TNB | DISTRIBUTION | WP PUTRAJAYA & CYBERJAYA | Existing |  |  | LVDB | LVDB 1600 A - 2 in 8 out | PE 21.71 | INDOOR | [6 empty] | 1600.000 A | 19700101 |  |  | 5 | Pass | null
27730854 | TNB | DISTRIBUTION | WP PUTRAJAYA & CYBERJAYA | Existing |  |  | FEEDER PILLAR | FP 800 A - 2 in 5 out |  | OUTDOOR | ALAF CEKAL SDN BHD | [5 empty] | 400.000 A |  |  | FP1 JLN UTAMA | 0 | Pass | null
27730855 | TNB | DISTRIBUTION | WP PUTRAJAYA & CYBERJAYA | Existing |  |  | FEEDER PILLAR | FP 800 A - 2 in 5 out |  | OUTDOOR | ALAF CEKAL SDN BHD | [5 empty] | 400.000 A |  |  | FP2 JLN UTAMA | 0 | Pass | null
27730860 | TNB | DISTRIBUTION | WP PUTRAJAYA & CYBERJAYA | Existing |  |  | MINI FEEDER PILLAR | MINI FP 400 A - 2 in 6 out |  | OUTDOOR | FP 117 JLN UTAMA | [5 empty] | 400.000 A |  |  | MAHKOTA MANUFACTURING SDN BHD | 0 | Pass | null
27730861 | TNB | DISTRIBUTION | WP PUTRAJAYA & CYBERJAYA | Existing |  |  | MINI FEEDER PILLAR | MINI FP 400 A - 2 in 6 out |  | OUTDOOR | FP 104 JLN UTAMA | [5 empty] | 400.000 A |  |  | MAHKOTA MANUFACTURING SDN BHD | 0 | Pass | null
27730862 | TNB | DISTRIBUTION | WP PUTRAJAYA & CYBERJAYA | Existing |  |  | MINI FEEDER PILLAR | MINI FP 400 A - 2 in 6 out |  | OUTDOOR | MAHKOTA MANUFACTURING SDN BHD | [5 empty] | 400.000 A |  |  |  | 0 | Pass | null
27730868 | TNB | DISTRIBUTION | WP PUTRAJAYA & CYBERJAYA | Existing |  |  | MINI FEEDER PILLAR | MINI FP 400 A - 2 in 6 out |  | OUTDOOR | FP 153 | [5 empty] | 400.000 A |  |  |  | 0 | Pass | null
27730870 | TNB | DISTRIBUTION | WP PUTRAJAYA & CYBERJAYA | Existing |  |  | MINI FEEDER PILLAR | MINI FP 400 A - 2 in 6 out |  | OUTDOOR | FP 3/4A | [5 empty] | 400.000 A |  |  | ALAF CEKAL SDN BHD | 0 | Pass | null
27730874 | TNB | DISTRIBUTION | WP PUTRAJAYA & CYBERJAYA | Existing |  |  | MINI FEEDER PILLAR | MINI FP 400 A - 2 in 6 out |  | OUTDOOR | FP 65 | [5 empty] | 400.000 A |  |  |  | 0 | Pass | null
27730875 | TNB | DISTRIBUTION | WP PUTRAJAYA & CYBERJAYA | Existing |  |  | MINI FEEDER PILLAR | MINI FP 400 A - 2 in 6 out |  | OUTDOOR | FP 1-2A | [5 empty] | 400.000 A |  |  |  | 0 | Pass | null
27730876 | TNB | DISTRIBUTION | WP PUTRAJAYA & CYBERJAYA | Existing |  |  | MINI FEEDER PILLAR | MINI FP 400 A - 2 in 6 out |  | OUTDOOR | FP 1/2 | [5 empty] | 400.000 A |  |  |  | 0 | Pass | null
28136320 | TNB | DISTRIBUTION | WP PUTRAJAYA & CYBERJAYA | Existing |  |  | FEEDER PILLAR | FP 800 A - 2 in 5 out |  | OUTDOOR | FP 8563 | [5 empty] | 800.000 A |  |  |  | 0 | Pass | null
28136329 | TNB | DISTRIBUTION | WP PUTRAJAYA & CYBERJAYA | Existing |  |  | MINI FEEDER PILLAR | MINI FP 400 A - 2 in 6 out |  | OUTDOOR | N/A | [5 empty] | 400.000 A |  |  |  | 1 | Pass | null
28136330 | TNB | DISTRIBUTION | WP PUTRAJAYA & CYBERJAYA | Existing |  |  | FEEDER PILLAR | FP 1600 A - 2 in 8 out |  | OUTDOOR | FP9610-0336 | [5 empty] | 800.000 A |  |  |  | 2 | Pass | null
29031958 | TNB | DISTRIBUTION | WP PUTRAJAYA & CYBERJAYA | Existing |  |  | LVDB | FP 1600 A - 2 in 8 out (PE) | PE 23.01 | INDOOR | FP 2 |  |  |  | SUN SYSTEM ENG. |  | 1600.000 A | 19700101 |  |  | 5 | Pass | null
32171055 | TNB | DISTRIBUTION | WP PUTRAJAYA & CYBERJAYA | Existing |  |  | FEEDER PILLAR | FP 1600 A - 2 in 8 out |  | OUTDOOR | FP CYBER PARK |  |  |  | Unknown | [5 empty] | 0 | Pass | null
32171058 | TNB | DISTRIBUTION | WP PUTRAJAYA & CYBERJAYA | Existing |  |  | TNB S/L PANEL BOX | FP 800 A - 2 in 5 out |  | OUTDOOR | SP1 LS LOOP A3 |  |  |  | Unknown | [5 empty] | 0 | Pass | null
34979398 | TNB | DISTRIBUTION | WP PUTRAJAYA & CYBERJAYA | Existing |  |  | LVDB | LVDB 1600 A - 2 in 8 out | PE 22.91 | [11 empty] | 1 | Pass | null
35022109 | TNB | DISTRIBUTION | WP PUTRAJAYA & CYBERJAYA | Existing |  |  | LVDB | LVDB 1600 A - 2 in 8 out | PE 22.92 | [11 empty] | 0 | Pass | null
35670768 | TNB | DISTRIBUTION | WP PUTRAJAYA & CYBERJAYA | Existing |  |  | LVDB | FP 1600 A - 2 in 8 out (PE) | PE 21.96 | INDOOR | [6 empty] | 1600.000 A | 19700101 |  |  | 0 | Pass | null
35670819 | TNB | DISTRIBUTION | WP PUTRAJAYA & CYBERJAYA | Existing |  |  | LVDB | FP 1600 A - 2 in 8 out (PE) | PE 21.96 | INDOOR | [6 empty] | 1600.000 A | 19700101 |  |  | 0 | Pass | null
36670997 | TNB | DISTRIBUTION | WP PUTRAJAYA & CYBERJAYA | Existing | VCBJ/PCE/J22861/NDTX1 | 300454740 | LVDB | FP 1600 A - 2 in 8 out (PE) | PE 22.86 NEO CYBER BLOK D | INDOOR |  |  |  | ITEM INDUSTRIAL |  | D1136 |  | 19700101 | FEEDER PILLAR,LV,DIN,800A,ITEM. |  | 1 | Pass | null
36684220 | TNB | DISTRIBUTION | WP PUTRAJAYA & CYBERJAYA | Existing |  |  | LVDB | LVDB 1600 A - 2 in 8 out | PE 11.69 | INDOOR | [6 empty] | 1600.000 A | 19700101 |  |  | 6 | Pass | null
36684493 | TNB | DISTRIBUTION | WP PUTRAJAYA & CYBERJAYA | Existing |  |  | LVDB | LVDB 1600 A - 2 in 8 out | PE 11.69 | INDOOR | [6 empty] | 1600.000 A | 19700101 |  |  | 4 | Pass | null
36692495 | TNB | DISTRIBUTION | WP PUTRAJAYA & CYBERJAYA | Existing |  |  | LVDB | LVDB 1600 A - 2 in 8 out | PE 22.76 | INDOOR | [6 empty] | 1600.000 A | 19700101 |  |  | 7 | Pass | null
36692768 | TNB | DISTRIBUTION | WP PUTRAJAYA & CYBERJAYA | Existing |  |  | LVDB | LVDB 1600 A - 2 in 8 out | PE 22.76 | INDOOR | [6 empty] | 1600.000 A | 19700101 |  |  | 4 | Pass | null
36722538 | TNB | DISTRIBUTION | WP PUTRAJAYA & CYBERJAYA | Existing | VCBJ/PCE/J21891/NDTX1 | 300454632 | LVDB | LVDB 1600 A - 2 in 8 out | PE 21.89 MYVILLA P2 PARCEL B | INDOOR | [6 empty] | 1600.000 A | 19700101 |  |  | 2 | Pass | null
36722809 | TNB | DISTRIBUTION | WP PUTRAJAYA & CYBERJAYA | Existing | VCBJ/PCE/J21881/NDTX1 | 300455087 | LVDB | LVDB 1600 A - 2 in 8 out | PE 21.88 MYVILLA P2 PARCEL A | INDOOR | [6 empty] | 1600.000 A | 19700101 |  |  | 6 | Pass | null
38040786 | TNB | DISTRIBUTION | WP PUTRAJAYA & CYBERJAYA | Existing |  |  | LVDB | LVDB 1600 A - 2 in 8 out |  | INDOOR | [6 empty] | 1600.000 A | 19700101 |  |  | 3 | Pass | null
38495950 | TNB | DISTRIBUTION | WP PUTRAJAYA & CYBERJAYA | Existing |  |  | LVDB | FP 1600 A - 2 in 8 out (PE) | SS 22.72 | INDOOR | [6 empty] | 1600.000 A | 19700101 |  |  | 2 | Pass | null
255602216 | TNB | DISTRIBUTION | WP PUTRAJAYA & CYBERJAYA | Existing |  |  | MINI FEEDER PILLAR | MINI FP 400 A - 2 in 6 out |  | OUTDOOR | LVMC 25 |  |  |  | RMBT |  | 400.000 A |  |  |  | 0 | Pass | null
255602251 | TNB | DISTRIBUTION | WP PUTRAJAYA & CYBERJAYA | Existing |  |  | MINI FEEDER PILLAR | MINI FP 400 A - 2 in 6 out |  | OUTDOOR | LVMC 40 |  |  |  | RMBT |  | 400.000 A |  |  |  | 0 | Pass | null
255602287 | TNB | DISTRIBUTION | WP PUTRAJAYA & CYBERJAYA | Existing |  |  | MINI FEEDER PILLAR | MINI FP 400 A - 2 in 6 out |  | OUTDOOR | FP 7 |  |  |  | RMBT |  | 400.000 A |  |  |  | 0 | Pass | null
255602323 | TNB | DISTRIBUTION | WP PUTRAJAYA & CYBERJAYA | Existing |  |  | MINI FEEDER PILLAR | MINI FP 400 A - 2 in 6 out |  | OUTDOOR | FP 8 |  |  |  | RMBT |  | 400.000 A |  |  |  | 0 | Pass | null
255602353 | TNB | DISTRIBUTION | WP PUTRAJAYA & CYBERJAYA | Existing |  |  | MINI FEEDER PILLAR | MINI FP 400 A - 2 in 6 out |  | OUTDOOR | FP 10 |  |  |  | RMBT |  | 400.000 A |  |  |  | 0 | Pass | null
255602461 | TNB | DISTRIBUTION | WP PUTRAJAYA & CYBERJAYA | Existing |  |  | MINI FEEDER PILLAR | MINI FP 400 A - 2 in 6 out |  | OUTDOOR | FP 31 |  |  |  | RMBT |  | 400.000 A |  |  |  | 0 | Pass | null
255602491 | TNB | DISTRIBUTION | WP PUTRAJAYA & CYBERJAYA | Existing |  |  | MINI FEEDER PILLAR | MINI FP 400 A - 2 in 6 out |  | OUTDOOR | FP 28 |  |  |  | RMBT |  | 400.000 A |  |  |  | 0 | Pass | null
255613772 | TNB | DISTRIBUTION | WP PUTRAJAYA & CYBERJAYA | Existing |  |  | MINI FEEDER PILLAR | MINI FP 400 A - 2 in 6 out |  | OUTDOOR | 9 |  |  |  | RMBT |  | 400.000 A |  |  |  | 0 | Pass | null
255613909 | TNB | DISTRIBUTION | WP PUTRAJAYA & CYBERJAYA | Existing |  |  | LVDB | FP 1600 A - 2 in 8 out (PE) | PE 23.01 | INDOOR | FP 1 |  |  |  | TOPRANK |  | 1600.000 A |  |  |  | 7 | Pass | null
255614001 | TNB | DISTRIBUTION | WP PUTRAJAYA & CYBERJAYA | Existing |  |  | MINI FEEDER PILLAR | MINI FP 400 A - 2 in 6 out |  | OUTDOOR | FP 9 SL |  |  |  | Unknown |  | 400.000 A |  |  | Not Visible at Site | 2 | Pass | null
255614014 | TNB | DISTRIBUTION | WP PUTRAJAYA & CYBERJAYA | Existing |  |  | MINI FEEDER PILLAR | MINI FP 400 A - 2 in 6 out |  | OUTDOOR | FP 3 SL |  |  |  | Unknown |  | 400.000 A |  |  | NOT VISIBLE AT SITE | 0 | Pass | null
255614041 | TNB | DISTRIBUTION | WP PUTRAJAYA & CYBERJAYA | Existing |  |  | FEEDER PILLAR | FP 1600 A - 2 in 8 out |  | OUTDOOR | FP MMG C2 |  |  |  | Unknown |  | 800.000 A |  |  |  | 0 | Pass | null
255614042 | TNB | DISTRIBUTION | WP PUTRAJAYA & CYBERJAYA | Existing |  |  | FEEDER PILLAR | FP 800 A - 2 in 5 out |  | OUTDOOR | FP SL |  |  |  | Unknown |  | 800.000 A |  |  | FP SLA-3 | 4 | Pass | null
255614043 | TNB | DISTRIBUTION | WP PUTRAJAYA & CYBERJAYA | Existing |  |  | FEEDER PILLAR | FP 1600 A - 2 in 8 out |  | OUTDOOR | FP SITE OFFICE |  |  |  | Unknown |  | 400.000 A |  |  | NOT VISIBLE AT SITE | 0 | Pass | null
255614044 | TNB | DISTRIBUTION | WP PUTRAJAYA & CYBERJAYA | Existing |  |  | FEEDER PILLAR | FP 800 A - 2 in 5 out |  | OUTDOOR | FP PUSAT PENYEWAAN BOT |  |  |  | Unknown |  | 800.000 A |  |  |  | 1 | Pass | null
255614046 | TNB | DISTRIBUTION | WP PUTRAJAYA & CYBERJAYA | Existing |  |  | FEEDER PILLAR | FP 800 A - 2 in 5 out |  | OUTDOOR | FP ASIA SPACE |  |  |  | Unknown |  | 800.000 A |  |  |  | 0 | Pass | null
255614049 | TNB | DISTRIBUTION | WP PUTRAJAYA & CYBERJAYA | Existing |  |  | FEEDER PILLAR | FP 800 A - 2 in 5 out |  | OUTDOOR | FP 1/T1 FP 1/2 |  |  |  | Unknown |  | 800.000 A |  |  | NOT VISBLE AT SITE | 0 | Pass | null
255614052 | TNB | DISTRIBUTION | WP PUTRAJAYA & CYBERJAYA | Existing |  |  | MINI FEEDER PILLAR | MINI FP 400 A - 2 in 6 out |  | OUTDOOR | FP 4-05-A |  |  |  | ABB |  | 400.000 A |  |  | FP BERKUNCI | 0 | Pass | null
255614053 | TNB | DISTRIBUTION | WP PUTRAJAYA & CYBERJAYA | Existing |  |  | MINI FEEDER PILLAR | MINI FP 400 A - 2 in 6 out |  | OUTDOOR | FP E99A BLOK 2L |  |  |  | Unknown |  | 400.000 A |  |  | DLM 1BILIK METER RMH NO E-99-A - E-100-B | 0 | Pass | null
255614055 | TNB | DISTRIBUTION | WP PUTRAJAYA & CYBERJAYA | Existing |  |  | FEEDER PILLAR | FP 1600 A - 2 in 8 out |  | OUTDOOR | MAIN FP MH 01 324704412528 |  |  |  | Unknown |  | 800.000 A |  |  |  | 2 | Pass | null
255616775 | TNB | DISTRIBUTION | WP PUTRAJAYA & CYBERJAYA | Existing |  |  | MINI FEEDER PILLAR | MINI FP 400 A - 2 in 6 out |  | OUTDOOR | LVMC 12 |  |  |  | RMBT |  | 400.000 A |  |  | 2022 | 0 | Pass | null
255616804 | TNB | DISTRIBUTION | WP PUTRAJAYA & CYBERJAYA | Existing |  |  | MINI FEEDER PILLAR | MINI FP 400 A - 2 in 6 out |  | OUTDOOR | LVMC 96 |  |  |  | RMBT |  | 400.000 A |  |  |  | 0 | Pass | null
255616828 | TNB | DISTRIBUTION | WP PUTRAJAYA & CYBERJAYA | Existing |  |  | MINI FEEDER PILLAR | MINI FP 400 A - 2 in 6 out |  | OUTDOOR | LVMC 98 |  |  |  | RMBT |  | 400.000 A | 24/08/2000 |  |  | 0 | Pass | null
255616858 | TNB | DISTRIBUTION | WP PUTRAJAYA & CYBERJAYA | Existing |  |  | MINI FEEDER PILLAR | MINI FP 400 A - 2 in 6 out |  | OUTDOOR | LVMC 110 |  |  |  | RMBT |  | 400.000 A |  |  | 2014 | 0 | Pass | null
255616894 | TNB | DISTRIBUTION | WP PUTRAJAYA & CYBERJAYA | Existing |  |  | MINI FEEDER PILLAR | MINI FP 400 A - 2 in 6 out |  | OUTDOOR | LVMC 27 |  |  |  | RMBT |  | 400.000 A |  |  | 2006 | 0 | Pass | null
255616930 | TNB | DISTRIBUTION | WP PUTRAJAYA & CYBERJAYA | Existing |  |  | MINI FEEDER PILLAR |  |  | OUTDOOR | LVMC 16 |  |  |  | RMBT |  | 400.000 A | 24/08/2000 |  | M5829 | 0 | Pass | null
255616966 | TNB | DISTRIBUTION | WP PUTRAJAYA & CYBERJAYA | Existing |  |  | MINI FEEDER PILLAR |  |  | OUTDOOR | LVMC 7 |  |  |  | RMBT |  | 400.000 A | 24/08/2000 |  | M5684 | 0 | Pass | null
255616996 | TNB | DISTRIBUTION | WP PUTRAJAYA & CYBERJAYA | Existing |  |  | MINI FEEDER PILLAR | MINI FP 400 A - 2 in 6 out |  | OUTDOOR | LVMC 22 |  |  |  | RMBT |  | 400.000 A |  |  |  | 0 | Pass | null
255617032 | TNB | DISTRIBUTION | WP PUTRAJAYA & CYBERJAYA | Existing |  |  | MINI FEEDER PILLAR | MINI FP 400 A - 2 in 6 out |  | OUTDOOR | LVMC 27 |  |  |  | RMBT |  | 400.000 A |  |  |  | 0 | Pass | null
255617068 | TNB | DISTRIBUTION | WP PUTRAJAYA & CYBERJAYA | Existing |  |  | MINI FEEDER PILLAR | MINI FP 400 A - 2 in 6 out |  | OUTDOOR | LVMC 12 |  |  |  | RMBT |  | 400.000 A |  |  |  | 0 | Pass | null
255617104 | TNB | DISTRIBUTION | WP PUTRAJAYA & CYBERJAYA | Existing |  |  | MINI FEEDER PILLAR | MINI FP 400 A - 2 in 6 out |  | OUTDOOR | LVMC 1 |  |  |  | RMBT |  | 400.000 A |  |  |  | 0 | Pass | null
255617140 | TNB | DISTRIBUTION | WP PUTRAJAYA & CYBERJAYA | Existing |  |  | MINI FEEDER PILLAR | MINI FP 400 A - 2 in 6 out |  | OUTDOOR | LVMC 2 |  |  |  | RMBT |  | 400.000 A |  |  |  | 0 | Pass | null
255617176 | TNB | DISTRIBUTION | WP PUTRAJAYA & CYBERJAYA | Existing |  |  | MINI FEEDER PILLAR | MINI FP 400 A - 2 in 6 out |  | OUTDOOR | LVMC 34 |  |  |  | RMBT |  | 400.000 A |  |  |  | 0 | Pass | null
255617212 | TNB | DISTRIBUTION | WP PUTRAJAYA & CYBERJAYA | Existing |  |  | MINI FEEDER PILLAR | MINI FP 400 A - 2 in 6 out |  | OUTDOOR | LVMC 31 |  |  |  | RMBT |  | 400.000 A |  |  |  | 0 | Pass | null
255617248 | TNB | DISTRIBUTION | WP PUTRAJAYA & CYBERJAYA | Existing |  |  | MINI FEEDER PILLAR | MINI FP 400 A - 2 in 6 out |  | OUTDOOR | LVMC 1 |  |  |  | RMBT |  | 400.000 A |  |  |  | 0 | Pass | null
255617284 | TNB | DISTRIBUTION | WP PUTRAJAYA & CYBERJAYA | Existing |  |  | MINI FEEDER PILLAR | MINI FP 400 A - 2 in 6 out |  | OUTDOOR | LVMC 23 |  |  |  | RMBT |  | 400.000 A |  |  |  | 0 | Pass | null
255617320 | TNB | DISTRIBUTION | WP PUTRAJAYA & CYBERJAYA | Existing |  |  | MINI FEEDER PILLAR | MINI FP 400 A - 2 in 6 out |  | OUTDOOR | LVMC 1 |  |  |  | RMBT |  | 400.000 A |  |  |  | 0 | Pass | null
255617356 | TNB | DISTRIBUTION | WP PUTRAJAYA & CYBERJAYA | Existing |  |  | MINI FEEDER PILLAR | MINI FP 400 A - 2 in 6 out |  | OUTDOOR | LVMC 1 |  |  |  | RMBT |  | 400.000 A |  |  |  | 0 | Pass | null
255617392 | TNB | DISTRIBUTION | WP PUTRAJAYA & CYBERJAYA | Existing |  |  | MINI FEEDER PILLAR | MINI FP 400 A - 2 in 6 out |  | OUTDOOR | LVMC 77 |  |  |  | RMBT |  | 400.000 A |  |  |  | 0 | Pass | null
255617416 | TNB | DISTRIBUTION | WP PUTRAJAYA & CYBERJAYA | Existing |  |  | MINI FEEDER PILLAR | MINI FP 400 A - 2 in 6 out |  | OUTDOOR | LVMC 61 |  |  |  | RMBT |  | 400.000 A |  |  |  | 0 | Pass | null
255617452 | TNB | DISTRIBUTION | WP PUTRAJAYA & CYBERJAYA | Existing |  |  | MINI FEEDER PILLAR | MINI FP 400 A - 2 in 6 out |  | OUTDOOR | LVMC 29 |  |  |  | RMBT |  | 400.000 A |  |  |  | 0 | Pass | null
255617487 | TNB | DISTRIBUTION | WP PUTRAJAYA & CYBERJAYA | Existing |  |  | MINI FEEDER PILLAR | MINI FP 400 A - 2 in 6 out |  | OUTDOOR | LVMC 2 |  |  |  | RMBT |  | 400.000 A |  |  | N/A | 0 | Pass | null
255617517 | TNB | DISTRIBUTION | WP PUTRAJAYA & CYBERJAYA | Existing |  |  | MINI FEEDER PILLAR | MINI FP 400 A - 2 in 6 out |  | OUTDOOR | LVMC 70 |  |  |  | RMBT |  | 400.000 A |  |  |  | 0 | Pass | null
255617553 | TNB | DISTRIBUTION | WP PUTRAJAYA & CYBERJAYA | Existing |  |  | MINI FEEDER PILLAR | MINI FP 400 A - 2 in 6 out |  | OUTDOOR | LVMC 42 |  |  |  | RMBT |  | 400.000 A |  |  |  | 0 | Pass | null
255617681 | TNB | DISTRIBUTION | WP PUTRAJAYA & CYBERJAYA | Existing |  |  | LVDB |  | PE 15.02 | INDOOR | PPE 15.02 |  |  |  | Unknown |  | 1600.000 A |  |  |  | 4 | Pass | null
255617922 | TNB | DISTRIBUTION | WP PUTRAJAYA & CYBERJAYA | Existing |  |  | LVDB | LVDB 1600 A - 2 in 8 out | PE 14.17 | INDOOR | PPE 14.17 |  |  |  | SUN SYSTEM ENG. |  | 1600.000 A |  |  |  | 3 | Pass | null
255617998 | TNB | DISTRIBUTION | WP PUTRAJAYA & CYBERJAYA | Existing |  |  | MINI FEEDER PILLAR | MINI FP 400 A - 2 in 6 out |  | OUTDOOR | FP 13 |  |  |  | Unknown |  | 400.000 A |  |  | M2082 | 0 | Pass | null
255618040 | TNB | DISTRIBUTION | WP PUTRAJAYA & CYBERJAYA | Existing |  |  | MINI FEEDER PILLAR | MINI FP 400 A - 2 in 6 out |  | OUTDOOR | FP 2 |  |  |  | Unknown |  | 400.000 A |  |  | M2058 | 0 | Pass | null
255618076 | TNB | DISTRIBUTION | WP PUTRAJAYA & CYBERJAYA | Existing |  |  | MINI FEEDER PILLAR | MINI FP 400 A - 2 in 6 out |  | OUTDOOR | FP 10 |  |  |  | Unknown |  | 400.000 A |  |  | M2074 | 0 | Pass | null
255618112 | TNB | DISTRIBUTION | WP PUTRAJAYA & CYBERJAYA | Existing |  |  | MINI FEEDER PILLAR | MINI FP 400 A - 2 in 6 out |  | OUTDOOR | FP 1 |  |  |  | Unknown |  | 400.000 A |  |  | M1668 | 0 | Pass | null
255618160 | TNB | DISTRIBUTION | WP PUTRAJAYA & CYBERJAYA | Existing |  |  | MINI FEEDER PILLAR | MINI FP 400 A - 2 in 6 out |  | OUTDOOR | FP 21 |  |  |  | Unknown |  | 400.000 A |  |  | M2061 | 0 | Pass | null
255618196 | TNB | DISTRIBUTION | WP PUTRAJAYA & CYBERJAYA | Existing |  |  | MINI FEEDER PILLAR | MINI FP 400 A - 2 in 6 out |  | OUTDOOR | FP 31 |  |  |  | Unknown |  | 400.000 A |  |  | M2064 | 0 | Pass | null
255618232 | TNB | DISTRIBUTION | WP PUTRAJAYA & CYBERJAYA | Existing |  |  | MINI FEEDER PILLAR | MINI FP 400 A - 2 in 6 out |  | OUTDOOR | FP 10 |  |  |  | Unknown |  | 400.000 A |  |  | M1571 | 0 | Pass | null
255618268 | TNB | DISTRIBUTION | WP PUTRAJAYA & CYBERJAYA | Existing |  |  | MINI FEEDER PILLAR | MINI FP 400 A - 2 in 6 out |  | OUTDOOR | FP 14 |  |  |  | Unknown |  | 400.000 A |  |  | M2081 | 0 | Pass | null
255618304 | TNB | DISTRIBUTION | WP PUTRAJAYA & CYBERJAYA | Existing |  |  | MINI FEEDER PILLAR | MINI FP 400 A - 2 in 6 out |  | OUTDOOR | FP 2 |  |  |  | Unknown |  | 400.000 A |  |  | M2083 | 0 | Pass | null
255618340 | TNB | DISTRIBUTION | WP PUTRAJAYA & CYBERJAYA | Existing |  |  | MINI FEEDER PILLAR | MINI FP 400 A - 2 in 6 out |  | OUTDOOR | FP 45 |  |  |  | Unknown |  | 400.000 A |  |  | MFP5-0625 | 0 | Pass | null
255618352 | TNB | DISTRIBUTION | WP PUTRAJAYA & CYBERJAYA | Existing |  |  | MINI FEEDER PILLAR | MINI FP 400 A - 2 in 6 out |  | OUTDOOR | FP 1 |  |  |  | Unknown |  | 400.000 A |  |  | MFP5-0627 | 0 | Pass | null
255618364 | TNB | DISTRIBUTION | WP PUTRAJAYA & CYBERJAYA | Existing |  |  | MINI FEEDER PILLAR | MINI FP 400 A - 2 in 6 out |  | OUTDOOR | 6B |  |  |  | Unknown |  | 400.000 A |  |  | M2143 | 0 | Pass | null
255618376 | TNB | DISTRIBUTION | WP PUTRAJAYA & CYBERJAYA | Existing |  |  | MINI FEEDER PILLAR | MINI FP 400 A - 2 in 6 out |  | OUTDOOR | 6A |  |  |  | Unknown |  | 400.000 A |  |  | M2114 | 0 | Pass | null
255618388 | TNB | DISTRIBUTION | WP PUTRAJAYA & CYBERJAYA | Existing |  |  | MINI FEEDER PILLAR | MINI FP 400 A - 2 in 6 out |  | OUTDOOR | FP SEBELAH PE14.11 |  |  |  | Unknown |  | 400.000 A |  |  | MFP5-0613 | 3 | Pass | null
255623889 | TNB | DISTRIBUTION | WP PUTRAJAYA & CYBERJAYA | Existing |  |  | MINI FEEDER PILLAR | MINI FP 400 A - 2 in 6 out |  | OUTDOOR | FP 2 |  |  |  | RMBT |  | 400.000 A |  |  |  | 0 | Pass | null
255623925 | TNB | DISTRIBUTION | WP PUTRAJAYA & CYBERJAYA | Existing |  |  | MINI FEEDER PILLAR | MINI FP 400 A - 2 in 6 out |  | OUTDOOR | LVMC 16 |  |  |  | RMBT |  | 400.000 A |  |  |  | 0 | Pass | null
255623960 | TNB | DISTRIBUTION | WP PUTRAJAYA & CYBERJAYA | Existing |  |  | MINI FEEDER PILLAR | MINI FP 400 A - 2 in 6 out |  | OUTDOOR | LVMC 51 |  |  |  | RMBT |  | 400.000 A |  |  | M5818 | 0 | Pass | null
255623996 | TNB | DISTRIBUTION | WP PUTRAJAYA & CYBERJAYA | Existing |  |  | MINI FEEDER PILLAR | MINI FP 400 A - 2 in 6 out |  | OUTDOOR | LVMC 54 |  |  |  | RMBT |  | 400.000 A |  |  |  | 0 | Pass | null
255624032 | TNB | DISTRIBUTION | WP PUTRAJAYA & CYBERJAYA | Existing |  |  | MINI FEEDER PILLAR | MINI FP 400 A - 2 in 6 out |  | OUTDOOR | LVMC 1 |  |  |  | RMBT |  | 400.000 A |  |  |  | 0 | Pass | null
255624061 | TNB | DISTRIBUTION | WP PUTRAJAYA & CYBERJAYA | Existing |  |  | MINI FEEDER PILLAR | MINI FP 400 A - 2 in 6 out | N/A | OUTDOOR | LVMC 34 |  |  |  | RMBT |  | 400.000 A |  |  |  | 0 | Pass | null
255624097 | TNB | DISTRIBUTION | WP PUTRAJAYA & CYBERJAYA | Existing |  |  | MINI FEEDER PILLAR | MINI FP 400 A - 2 in 6 out |  | OUTDOOR | LVMC 17 |  |  |  | RMBT |  | 400.000 A |  |  |  | 0 | Pass | null
255624725 | TNB | DISTRIBUTION | WP PUTRAJAYA & CYBERJAYA | Existing |  |  | MINI FEEDER PILLAR | MINI FP 400 A - 2 in 6 out |  | OUTDOOR | LVMC 9 |  |  |  | RMBT |  | 400.000 A |  |  |  | 0 | Pass | null
255624772 | TNB | DISTRIBUTION | WP PUTRAJAYA & CYBERJAYA | Existing |  |  | MINI FEEDER PILLAR | MINI FP 400 A - 2 in 6 out |  | OUTDOOR | FP 5 | [5 empty] | 400.000 A |  |  | M0281 | 0 | Pass | null
255624820 | TNB | DISTRIBUTION | WP PUTRAJAYA & CYBERJAYA | Existing |  |  | MINI FEEDER PILLAR | MINI FP 400 A - 2 in 6 out |  | OUTDOOR | FP 24 | [5 empty] | 400.000 A |  |  | M0290 | 0 | Pass | null
255624863 | TNB | DISTRIBUTION | WP PUTRAJAYA & CYBERJAYA | Existing |  |  | MINI FEEDER PILLAR | MINI FP 400 A - 2 in 6 out |  | OUTDOOR | RMBT 9 |  |  |  | RMBT |  | 400.000 A |  |  |  | 0 | Pass | null
255624899 | TNB | DISTRIBUTION | WP PUTRAJAYA & CYBERJAYA | Existing |  |  | MINI FEEDER PILLAR | MINI FP 400 A - 2 in 6 out |  | OUTDOOR | RMBT 1 |  |  |  | RMBT |  | 400.000 A |  |  |  | 0 | Pass | null
255624936 | TNB | DISTRIBUTION | WP PUTRAJAYA & CYBERJAYA | Existing |  |  | MINI FEEDER PILLAR | MINI FP 400 A - 2 in 6 out |  | OUTDOOR | RMBT 42 |  |  |  | RMBT |  | 400.000 A |  |  |  | 0 | Pass | null
255650332 | TNB | DISTRIBUTION | WP PUTRAJAYA & CYBERJAYA | Existing |  |  | LVDB | FP 1600 A - 2 in 8 out (PE) | PE 11.48 | INDOOR | PPE 11.48 |  |  |  | Unknown |  | 1600.000 A |  |  |  | 4 | Pass | null
255652227 | TNB | DISTRIBUTION | WP PUTRAJAYA & CYBERJAYA | Existing |  |  | MINI FEEDER PILLAR | MINI FP 400 A - 2 in 6 out |  | OUTDOOR | RMBT 71A |  |  |  | RMBT |  | 400.000 A |  |  | M5720 | 0 | Pass | null
255652557 | TNB | DISTRIBUTION | WP PUTRAJAYA & CYBERJAYA | Existing |  |  | MINI FEEDER PILLAR | MINI FP 400 A - 2 in 6 out |  | OUTDOOR | RMBT 71C |  |  |  | RMBT |  | 400.000 A |  |  | M5753 | 0 | Pass | null
255652621 | TNB | DISTRIBUTION | WP PUTRAJAYA & CYBERJAYA | Existing |  |  | MINI FEEDER PILLAR | MINI FP 400 A - 2 in 6 out |  | OUTDOOR | N/A |  |  |  | RMBT |  | 400.000 A |  |  |  | 0 | Pass | null
255652689 | TNB | DISTRIBUTION | WP PUTRAJAYA & CYBERJAYA | Existing |  |  | MINI FEEDER PILLAR | MINI FP 400 A - 2 in 6 out |  | OUTDOOR | RMBT 55B |  |  |  | RMBT |  | 400.000 A |  |  | M5807 | 0 | Pass | null
255652757 | TNB | DISTRIBUTION | WP PUTRAJAYA & CYBERJAYA | Existing |  |  | MINI FEEDER PILLAR | MINI FP 400 A - 2 in 6 out | 2008 | OUTDOOR | RMBT 21A |  |  |  | RMBT |  | 400.000 A |  |  | M5690 | 0 | Pass | null
255653150 | TNB | DISTRIBUTION | WP PUTRAJAYA & CYBERJAYA | Existing |  |  | MINI FEEDER PILLAR | MINI FP 400 A - 2 in 6 out |  | OUTDOOR | RMBT 9A |  |  |  | RMBT |  | 400.000 A |  |  | M5742 | 4 | Pass | null
255654163 | TNB | DISTRIBUTION | WP PUTRAJAYA & CYBERJAYA | Existing |  |  | MINI FEEDER PILLAR | MINI FP 400 A - 2 in 6 out |  | OUTDOOR | RMBT 1 |  |  |  | RMBT |  | 400.000 A |  |  |  | 0 | Pass | null
255654199 | TNB | DISTRIBUTION | WP PUTRAJAYA & CYBERJAYA | Existing |  |  | MINI FEEDER PILLAR | MINI FP 400 A - 2 in 6 out |  | OUTDOOR | RMBT 1 |  |  |  | RMBT |  | 400.000 A |  |  |  | 0 | Pass | null
255654235 | TNB | DISTRIBUTION | WP PUTRAJAYA & CYBERJAYA | Existing |  |  | MINI FEEDER PILLAR |  |  | OUTDOOR | LVMC 24 |  |  |  | RMBT |  | 400.000 A |  |  | 2011 | 0 | Pass | null
255654265 | TNB | DISTRIBUTION | WP PUTRAJAYA & CYBERJAYA | Existing |  |  | MINI FEEDER PILLAR | MINI FP 400 A - 2 in 6 out |  | OUTDOOR | LVMC 38 |  |  |  | RMBT |  | 400.000 A |  |  | 2010 | 0 | Pass | null
255654301 | TNB | DISTRIBUTION | WP PUTRAJAYA & CYBERJAYA | Existing |  |  | MINI FEEDER PILLAR |  |  | OUTDOOR | LVMC 90 |  |  |  | RMBT |  | 400.000 A |  |  |  | 0 | Pass | null
255654633 | TNB | DISTRIBUTION | WP PUTRAJAYA & CYBERJAYA | Existing |  |  | MINI FEEDER PILLAR | MINI FP 400 A - 2 in 6 out |  | OUTDOOR | LVMC 27 |  |  |  | RMBT |  | 400.000 A |  |  |  | 0 | Pass | null
255654668 | TNB | DISTRIBUTION | WP PUTRAJAYA & CYBERJAYA | Existing |  |  | MINI FEEDER PILLAR | MINI FP 400 A - 2 in 6 out |  | OUTDOOR | LVMC 48 |  |  |  | RMBT |  | 400.000 A |  |  |  | 0 | Pass | null
255654698 | TNB | DISTRIBUTION | WP PUTRAJAYA & CYBERJAYA | Existing |  |  | MINI FEEDER PILLAR | MINI FP 400 A - 2 in 6 out |  | OUTDOOR | FP 8 |  |  |  | RMBT |  | 400.000 A |  |  |  | 0 | Pass | null
255655769 | TNB | DISTRIBUTION | WP PUTRAJAYA & CYBERJAYA | Existing |  |  | MINI FEEDER PILLAR | MINI FP 400 A - 2 in 6 out |  | OUTDOOR | 12A P9G/6 |  |  |  | RMBT |  | 400.000 A |  |  |  | 0 | Pass | null
255656094 | TNB | DISTRIBUTION | WP PUTRAJAYA & CYBERJAYA | Existing |  |  | MINI FEEDER PILLAR | MINI FP 400 A - 2 in 6 out |  | OUTDOOR | 15 P9G/6 |  |  |  | RMBT |  | 400.000 A |  |  |  | 0 | Pass | null
255656130 | TNB | DISTRIBUTION | WP PUTRAJAYA & CYBERJAYA | Existing |  |  | MINI FEEDER PILLAR | MINI FP 400 A - 2 in 6 out |  | OUTDOOR | 27 P9G/3 |  |  |  | RMBT |  | 400.000 A |  |  |  | 0 | Pass | null
255656160 | TNB | DISTRIBUTION | WP PUTRAJAYA & CYBERJAYA | Existing |  |  | MINI FEEDER PILLAR | MINI FP 400 A - 2 in 6 out |  | OUTDOOR | 30 P9G/3 |  |  |  | RMBT |  | 400.000 A |  |  |  | 0 | Pass | null
255656190 | TNB | DISTRIBUTION | WP PUTRAJAYA & CYBERJAYA | Existing |  |  | MINI FEEDER PILLAR | MINI FP 400 A - 2 in 6 out |  | OUTDOOR | FP 9 |  |  |  | Unknown |  | 400.000 A |  |  | MFP5-0633 | 0 | Pass | null
255656202 | TNB | DISTRIBUTION | WP PUTRAJAYA & CYBERJAYA | Existing |  |  | MINI FEEDER PILLAR | MINI FP 400 A - 2 in 6 out |  | OUTDOOR | FP 39 |  |  |  | Unknown |  | 400.000 A |  |  | MFP5-0646 | 0 | Pass | null
255656214 | TNB | DISTRIBUTION | WP PUTRAJAYA & CYBERJAYA | Existing |  |  | LVDB | LVDB 1600 A - 2 in 8 out | PE 14.15 | INDOOR | PPE 14.15 |  |  |  | AMPSTON(TOP RANK) |  | 1600.000 A |  |  |  | 5 | Pass | null
255656298 | TNB | DISTRIBUTION | WP PUTRAJAYA & CYBERJAYA | Existing |  |  | LVDB | LVDB 1600 A - 2 in 8 out | PE 14.14 | INDOOR | PPE 14.14 |  |  |  | AMPSTON(TOP RANK) |  | 1600.000 A |  |  |  | 8 | Pass | null
255656992 | TNB | DISTRIBUTION | WP PUTRAJAYA & CYBERJAYA | Existing |  |  | LVDB | FP 1600 A - 2 in 8 out (PE) | PE 15.07 | INDOOR | PE 15.07 |  |  |  | Unknown |  | 1600.000 A |  |  |  | 5 | Pass | null
255657145 | TNB | DISTRIBUTION | WP PUTRAJAYA & CYBERJAYA | Existing |  |  | LVDB | FP 1600 A - 2 in 8 out (PE) | PE 15.05 | INDOOR | PPE 15.05 |  |  |  | AMPSTON(TOP RANK) |  | 1600.000 A |  |  |  | 9 | Pass | null
255657727 | TNB | DISTRIBUTION | WP PUTRAJAYA & CYBERJAYA | Existing |  |  | FEEDER PILLAR | LVDB 1600 A - 2 in 8 out |  | OUTDOOR | FP 3 |  |  |  | Unknown |  | 800.000 A |  |  | FP 5120043 | 0 | Pass | null
255657799 | TNB | DISTRIBUTION | WP PUTRAJAYA & CYBERJAYA | Existing |  |  | FEEDER PILLAR | FP 800 A - 2 in 5 out |  | OUTDOOR | FP 9 |  |  |  | Unknown |  | 800.000 A |  |  | FP 5120051 | 0 | Pass | null
255659821 | TNB | DISTRIBUTION | WP PUTRAJAYA & CYBERJAYA | Existing |  |  | MINI FEEDER PILLAR | MINI FP 400 A - 2 in 6 out |  | OUTDOOR | RMBT 30 |  |  |  | RMBT |  | 400.000 A |  |  |  | 0 | Pass | null
255659857 | TNB | DISTRIBUTION | WP PUTRAJAYA & CYBERJAYA | Existing |  |  | FEEDER PILLAR | FP 1600 A - 2 in 8 out | PE 5.03 | OUTDOOR | FP 1 BRIDGE 6 |  |  |  | Unknown |  | 800.000 A |  |  |  | 1 | Pass | null
255659873 | TNB | DISTRIBUTION | WP PUTRAJAYA & CYBERJAYA | Existing |  |  | FEEDER PILLAR | MINI FP 400 A - 2 in 6 out |  | OUTDOOR | FP 5 |  |  |  | Unknown |  | 800.000 A |  |  |  | 0 | Pass | null
255659885 | TNB | DISTRIBUTION | WP PUTRAJAYA & CYBERJAYA | Existing |  |  | FEEDER PILLAR | FP 1600 A - 2 in 8 out |  | OUTDOOR | FP SL BRIDGE 10B |  |  |  | Unknown |  | 800.000 A |  |  |  | 0 | Pass | null
255659893 | TNB | DISTRIBUTION | WP PUTRAJAYA & CYBERJAYA | Existing |  |  | FEEDER PILLAR | FP 800 A - 2 in 5 out |  | OUTDOOR | FP 9 SL ROAD D |  |  |  | Unknown |  | 800.000 A |  |  |  | 0 | Pass | null
255659905 | TNB | DISTRIBUTION | WP PUTRAJAYA & CYBERJAYA | Existing |  |  | FEEDER PILLAR | FP 1600 A - 2 in 8 out |  | INDOOR | BUS DEPOH |  |  |  | Unknown |  | 800.000 A |  |  | FP2535 | 5 | Pass | null
255659906 | TNB | DISTRIBUTION | WP PUTRAJAYA & CYBERJAYA | Existing |  |  | FEEDER PILLAR | FP 1600 A - 2 in 8 out |  | OUTDOOR | FP13 |  |  |  | Unknown |  | 800.000 A |  |  |  | 2 | Pass | null
255659914 | TNB | DISTRIBUTION | WP PUTRAJAYA & CYBERJAYA | Existing |  |  | MINI FEEDER PILLAR | MINI FP 400 A - 2 in 6 out |  | OUTDOOR | FP12 |  |  |  | Unknown |  | 800.000 A |  |  |  | 0 | Pass | null
255659915 | TNB | DISTRIBUTION | WP PUTRAJAYA & CYBERJAYA | Existing |  |  | MINI FEEDER PILLAR | MINI FP 400 A - 2 in 6 out |  | OUTDOOR | FP10 |  |  |  | Unknown |  | 800.000 A |  |  |  | 0 | Pass | null
255659916 | TNB | DISTRIBUTION | WP PUTRAJAYA & CYBERJAYA | Existing |  |  | FEEDER PILLAR | FP 1600 A - 2 in 8 out |  | OUTDOOR | FP SL R7 |  |  |  | Unknown |  | 800.000 A |  |  | THIS CABLE NEED TO CONFIRM CABLE ROUTE.. | 0 | Pass | null
255659919 | TNB | DISTRIBUTION | WP PUTRAJAYA & CYBERJAYA | Existing |  |  | FEEDER PILLAR | FP 800 A - 2 in 5 out |  | OUTDOOR | MMG E2 |  |  |  | Unknown |  | 800.000 A |  |  |  | 9 | Pass | null
255659920 | TNB | DISTRIBUTION | WP PUTRAJAYA & CYBERJAYA | Existing |  |  | FEEDER PILLAR | FP 800 A - 2 in 5 out |  | OUTDOOR | SL FP 1 R2/VMS |  |  |  | Unknown |  | 800.000 A |  |  |  | 0 | Pass | null
255659921 | TNB | DISTRIBUTION | WP PUTRAJAYA & CYBERJAYA | Existing |  |  | FEEDER PILLAR | FP 800 A - 2 in 5 out |  | OUTDOOR | FP LRT 11 |  |  |  | Unknown |  | 800.000 A |  |  |  | 0 | Pass | null
255659922 | TNB | DISTRIBUTION | WP PUTRAJAYA & CYBERJAYA | Existing |  |  | FEEDER PILLAR | FP 1600 A - 2 in 8 out |  | OUTDOOR | FP 1 JLN ISTANA |  |  |  | Unknown |  | 800.000 A |  |  |  | 0 | Pass | null
255659927 | TNB | DISTRIBUTION | WP PUTRAJAYA & CYBERJAYA | Existing |  |  | MINI FEEDER PILLAR | MINI FP 400 A - 2 in 6 out |  | OUTDOOR | N/A |  |  |  | Unknown |  | 800.000 A |  |  |  | 2 | Pass | null
255659929 | TNB | DISTRIBUTION | WP PUTRAJAYA & CYBERJAYA | Existing |  |  | MINI FEEDER PILLAR | MINI FP 400 A - 2 in 6 out |  | OUTDOOR | 52A P9G/4 |  |  |  | RMBT |  | 400.000 A |  |  |  | 0 | Pass | null
255660557 | TNB | DISTRIBUTION | WP PUTRAJAYA & CYBERJAYA | Existing |  |  | MINI FEEDER PILLAR | MINI FP 400 A - 2 in 6 out |  | OUTDOOR | 23 P9G/4 |  |  |  | RMBT |  | 400.000 A |  |  |  | 0 | Pass | null
255660581 | TNB | DISTRIBUTION | WP PUTRAJAYA & CYBERJAYA | Existing |  |  | MINI FEEDER PILLAR | MINI FP 400 A - 2 in 6 out |  | OUTDOOR | 25 P9G/4 |  |  |  | RMBT |  | 400.000 A |  |  |  | 0 | Pass | null
255660611 | TNB | DISTRIBUTION | WP PUTRAJAYA & CYBERJAYA | Existing |  |  | MINI FEEDER PILLAR | MINI FP 400 A - 2 in 6 out |  | OUTDOOR | 2 P9G/4 |  |  |  | RMBT |  | 400.000 A |  |  |  | 0 | Pass | null
255660646 | TNB | DISTRIBUTION | WP PUTRAJAYA & CYBERJAYA | Existing |  |  | MINI FEEDER PILLAR | MINI FP 400 A - 2 in 6 out |  | OUTDOOR | N/A |  |  |  | RMBT |  | 400.000 A |  |  |  | 0 | Pass | null
255660681 | TNB | DISTRIBUTION | WP PUTRAJAYA & CYBERJAYA | Existing |  |  | MINI FEEDER PILLAR | MINI FP 400 A - 2 in 6 out |  | OUTDOOR | N/A |  |  |  | RMBT |  | 400.000 A |  |  |  | 0 | Pass | null
255660717 | TNB | DISTRIBUTION | WP PUTRAJAYA & CYBERJAYA | Existing |  |  | MINI FEEDER PILLAR | MINI FP 400 A - 2 in 6 out |  | OUTDOOR | N/A |  |  |  | RMBT |  | 400.000 A |  |  |  | 0 | Pass | null
255660747 | TNB | DISTRIBUTION | WP PUTRAJAYA & CYBERJAYA | Existing |  |  | MINI FEEDER PILLAR | MINI FP 400 A - 2 in 6 out |  | OUTDOOR | N/A |  |  |  | RMBT |  | 400.000 A |  |  |  | 0 | Pass | null
255660777 | TNB | DISTRIBUTION | WP PUTRAJAYA & CYBERJAYA | Existing |  |  | MINI FEEDER PILLAR | MINI FP 400 A - 2 in 6 out |  | OUTDOOR | N/A |  |  |  | RMBT |  | 400.000 A |  |  |  | 0 | Pass | null
255660807 | TNB | DISTRIBUTION | WP PUTRAJAYA & CYBERJAYA | Existing |  |  | MINI FEEDER PILLAR | MINI FP 400 A - 2 in 6 out |  | OUTDOOR | LVMC 45 |  |  |  | RMBT |  | 400.000 A |  |  |  | 0 | Pass | null
255661139 | TNB | DISTRIBUTION | WP PUTRAJAYA & CYBERJAYA | Existing |  |  | MINI FEEDER PILLAR | MINI FP 400 A - 2 in 6 out |  | OUTDOOR | LVMC 1 |  |  |  | RMBT |  | 400.000 A |  |  |  | 0 | Pass | null
255661175 | TNB | DISTRIBUTION | WP PUTRAJAYA & CYBERJAYA | Existing |  |  | MINI FEEDER PILLAR | MINI FP 400 A - 2 in 6 out |  | OUTDOOR | LVMC 53 |  |  |  | RMBT |  | 400.000 A |  |  | M5691 | 0 | Pass | null
255661211 | TNB | DISTRIBUTION | WP PUTRAJAYA & CYBERJAYA | Existing |  |  | MINI FEEDER PILLAR | MINI FP 400 A - 2 in 6 out |  | OUTDOOR | LVMC 16 |  |  |  | RMBT |  | 400.000 A |  |  |  | 0 | Pass | null
255661247 | TNB | DISTRIBUTION | WP PUTRAJAYA & CYBERJAYA | Existing |  |  | FEEDER PILLAR | FP 1600 A - 2 in 8 out |  | OUTDOOR | N/A |  |  |  | Unknown |  | 1600.000 A |  |  |  | 0 | Pass | null
255661288 | TNB | DISTRIBUTION | WP PUTRAJAYA & CYBERJAYA | Existing |  |  | MINI FEEDER PILLAR | MINI FP 400 A - 2 in 6 out |  | OUTDOOR | FP 9 |  |  |  | RMBT |  | 400.000 A |  |  |  | 0 | Pass | null
255661324 | TNB | DISTRIBUTION | WP PUTRAJAYA & CYBERJAYA | Existing |  |  | MINI FEEDER PILLAR | MINI FP 400 A - 2 in 6 out |  | OUTDOOR | FP 7 |  |  |  | RMBT |  | 400.000 A |  |  |  | 0 | Pass | null
255661360 | TNB | DISTRIBUTION | WP PUTRAJAYA & CYBERJAYA | Existing |  |  | MINI FEEDER PILLAR | MINI FP 400 A - 2 in 6 out |  | OUTDOOR | FP 9 |  |  |  | RMBT |  | 400.000 A |  |  |  | 0 | Pass | null
255661384 | TNB | DISTRIBUTION | WP PUTRAJAYA & CYBERJAYA | Existing |  |  | MINI FEEDER PILLAR | MINI FP 400 A - 2 in 6 out |  | OUTDOOR | FP 25 |  |  |  | RMBT |  | 400.000 A |  |  |  | 0 | Pass | null
255661414 | TNB | DISTRIBUTION | WP PUTRAJAYA & CYBERJAYA | Existing |  |  | MINI FEEDER PILLAR | MINI FP 400 A - 2 in 6 out |  | OUTDOOR | FP 23 |  |  |  | RMBT |  | 400.000 A |  |  |  | 0 | Pass | null
255662042 | TNB | DISTRIBUTION | WP PUTRAJAYA & CYBERJAYA | Existing |  |  | MINI FEEDER PILLAR | MINI FP 400 A - 2 in 6 out |  | OUTDOOR | FP 2 |  |  |  | RMBT |  | 400.000 A |  |  |  | 0 | Pass | null
255662078 | TNB | DISTRIBUTION | WP PUTRAJAYA & CYBERJAYA | Existing |  |  | MINI FEEDER PILLAR | MINI FP 400 A - 2 in 6 out |  | OUTDOOR | FP 35 |  |  |  | RMBT |  | 400.000 A |  |  |  | 0 | Pass | null
255662096 | TNB | DISTRIBUTION | WP PUTRAJAYA & CYBERJAYA | Existing |  |  | MINI FEEDER PILLAR | MINI FP 400 A - 2 in 6 out |  | OUTDOOR | FP 7 |  |  |  | RMBT |  | 400.000 A |  |  |  | 0 | Pass | null
255662132 | TNB | DISTRIBUTION | WP PUTRAJAYA & CYBERJAYA | Existing |  |  | MINI FEEDER PILLAR | MINI FP 400 A - 2 in 6 out |  | OUTDOOR | FP 2 |  |  |  | RMBT |  | 400.000 A |  |  |  | 0 | Pass | null
255662161 | TNB | DISTRIBUTION | WP PUTRAJAYA & CYBERJAYA | Existing |  |  | FEEDER PILLAR | FP 1600 A - 2 in 8 out |  | OUTDOOR | FP 3 |  |  |  | RMBT |  | 400.000 A |  |  |  | 0 | Pass | null
255662191 | TNB | DISTRIBUTION | WP PUTRAJAYA & CYBERJAYA | Existing |  |  | MINI FEEDER PILLAR | MINI FP 400 A - 2 in 6 out |  | OUTDOOR | FP 27 |  |  |  | RMBT |  | 400.000 A |  |  |  | 0 | Pass | null
255662895 | TNB | DISTRIBUTION | WP PUTRAJAYA & CYBERJAYA | Existing |  |  | LVDB | LVDB 1600 A - 2 in 10 out (CS) | PE 7.05 | INDOOR | PPE 7.05 |  |  |  | WEBER VERTIGROUP |  | 1600.000 A |  |  |  | 4 | Pass | null
255663558 | TNB | DISTRIBUTION | WP PUTRAJAYA & CYBERJAYA | Existing |  |  | LVDB | FP 1600 A - 2 in 8 out (PE) | PE 8.04 | INDOOR | PPE 8.04 |  |  |  | SUN SYSTEM ENG. |  | 1600.000 A |  |  |  | 5 | Pass | null
255663607 | TNB | DISTRIBUTION | WP PUTRAJAYA & CYBERJAYA | Existing |  |  | LVDB | FP 1600 A - 2 in 8 out (PE) | PE 8.04 | INDOOR | PPE 8.04 |  |  |  | SUN SYSTEM ENG. |  | 1600.000 A |  |  |  | 4 | Pass | null
255663648 | TNB | DISTRIBUTION | WP PUTRAJAYA & CYBERJAYA | Existing |  |  | LVDB | FP 1600 A - 2 in 8 out (PE) | PE 8.02 | INDOOR | PPE 8.02 |  |  |  | GEC |  | 1600.000 A |  |  |  | 5 | Pass | null
255663750 | TNB | DISTRIBUTION | WP PUTRAJAYA & CYBERJAYA | Existing |  |  | LVDB | FP 1600 A - 2 in 8 out (PE) | PE 2.05 | INDOOR | PPE 2.05 |  |  |  | Unknown |  | 1600.000 A | 20020506 |  |  | 4 | Pass | null
255664246 | TNB | DISTRIBUTION | WP PUTRAJAYA & CYBERJAYA | Existing |  |  | LVDB | FP 1600 A - 2 in 8 out (PE) | PE 8.05 | INDOOR | PPE 8.05 |  |  |  | ALGEBRA |  | 1600.000 A |  |  |  | 5 | Pass | null
255664345 | TNB | DISTRIBUTION | WP PUTRAJAYA & CYBERJAYA | Existing |  |  | LVDB | FP 1600 A - 2 in 8 out (PE) | PE 8.20 | INDOOR | FP 1 |  |  |  | SUN SYSTEM ENG. |  | 1600.000 A |  |  |  | 6 | Pass | null
255664394 | TNB | DISTRIBUTION | WP PUTRAJAYA & CYBERJAYA | Existing |  |  | LVDB | FP 1600 A - 2 in 8 out (PE) | PE 8.23 | INDOOR | PPE 8.23 |  |  |  | Unknown |  | 1600.000 A |  |  |  | 7 | Pass | null
255664442 | TNB | DISTRIBUTION | WP PUTRAJAYA & CYBERJAYA | Existing |  |  | LVDB | FP 1600 A - 2 in 8 out (PE) | PE 8.19 | INDOOR | PPE 8.19 |  |  |  | SUN SYSTEM ENG. |  | 1600.000 A |  |  |  | 6 | Pass | null
255664491 | TNB | DISTRIBUTION | WP PUTRAJAYA & CYBERJAYA | Existing |  |  | LVDB | LVDB 1600 A - 2 in 10 out (CS) | PE 3.01 | INDOOR | PPE 3.01 |  |  |  | WEBER VERTIGROUP |  | 1600.000 A |  |  |  | 2 | Pass | null
255667518 | TNB | DISTRIBUTION | WP PUTRAJAYA & CYBERJAYA | Existing |  |  | MINI FEEDER PILLAR | MINI FP 400 A - 2 in 6 out |  | OUTDOOR | N/A |  |  |  | Unknown |  | 400.000 A |  |  | SN M0286 | 0 | Pass | null
255667970 | TNB | DISTRIBUTION | WP PUTRAJAYA & CYBERJAYA | Existing |  |  | FEEDER PILLAR | FP 1600 A - 2 in 8 out |  | OUTDOOR | RMBT 15 |  |  |  | RMBT |  | 800.000 A |  |  | FP8015 | 0 | Pass | null
255668033 | TNB | DISTRIBUTION | WP PUTRAJAYA & CYBERJAYA | Existing |  |  | MINI FEEDER PILLAR | MINI FP 400 A - 2 in 6 out |  | OUTDOOR | RMBT 19A |  |  |  | RMBT |  | 400.000 A |  |  | M5709 | 0 | Pass | null
255668167 | TNB | DISTRIBUTION | WP PUTRAJAYA & CYBERJAYA | Existing |  |  | MINI FEEDER PILLAR | MINI FP 400 A - 2 in 6 out |  | OUTDOOR | RMBT 9B |  |  |  | RMBT |  | 400.000 A |  |  | M5774 | 0 | Pass | null
255668200 | TNB | DISTRIBUTION | WP PUTRAJAYA & CYBERJAYA | Existing |  |  | MINI FEEDER PILLAR |  |  | OUTDOOR | LVMC 6 |  |  |  | RMBT |  | 400.000 A |  |  | NOT VISIBLE AT SITE | 0 | Pass | null
255668828 | TNB | DISTRIBUTION | WP PUTRAJAYA & CYBERJAYA | Existing |  |  | MINI FEEDER PILLAR | MINI FP 400 A - 2 in 6 out |  | OUTDOOR | RMBT 31A |  |  |  | RMBT |  | 400.000 A |  |  | M5823 | 1 | Pass | null
255668895 | TNB | DISTRIBUTION | WP PUTRAJAYA & CYBERJAYA | Existing |  |  | FEEDER PILLAR | FP 800 A - 2 in 5 out |  | OUTDOOR | RMBT 25A |  |  |  | RMBT |  | 800.000 A |  |  | FP9703-0351 | 2 | Pass | null
255668928 | TNB | DISTRIBUTION | WP PUTRAJAYA & CYBERJAYA | Existing |  |  | MINI FEEDER PILLAR | MINI FP 400 A - 2 in 6 out |  | OUTDOOR | FP 23 |  |  |  | RMBT |  | 400.000 A |  |  |  | 0 | Pass | null
255668964 | TNB | DISTRIBUTION | WP PUTRAJAYA & CYBERJAYA | Existing |  |  | MINI FEEDER PILLAR | MINI FP 400 A - 2 in 6 out |  | OUTDOOR | FP 26 |  |  |  | RMBT |  | 400.000 A |  |  |  | 0 | Pass | null
255668994 | TNB | DISTRIBUTION | WP PUTRAJAYA & CYBERJAYA | Existing |  |  | MINI FEEDER PILLAR | MINI FP 400 A - 2 in 6 out |  | OUTDOOR | FP 22 |  |  |  | RMBT |  | 400.000 A |  |  |  | 0 | Pass | null
255669024 | TNB | DISTRIBUTION | WP PUTRAJAYA & CYBERJAYA | Existing |  |  | MINI FEEDER PILLAR | MINI FP 400 A - 2 in 6 out |  | OUTDOOR | FP 27 |  |  |  | RMBT |  | 400.000 A |  |  |  | 0 | Pass | null
255669059 | TNB | DISTRIBUTION | WP PUTRAJAYA & CYBERJAYA | Existing |  |  | FEEDER PILLAR | FP 1600 A - 2 in 8 out |  | OUTDOOR | FP 1 |  |  |  | Unknown |  | 1600.000 A |  |  |  | 0 | Pass | null
255669070 | TNB | DISTRIBUTION | WP PUTRAJAYA & CYBERJAYA | Existing |  |  | FEEDER PILLAR | FP 1600 A - 2 in 8 out |  | OUTDOOR | FP 80 |  |  |  | Unknown |  | 400.000 A |  |  |  | 0 | Pass | null
255669106 | TNB | DISTRIBUTION | WP PUTRAJAYA & CYBERJAYA | Existing |  |  | MINI FEEDER PILLAR | MINI FP 400 A - 2 in 6 out |  | OUTDOOR | FP 13 |  |  |  | Unknown |  | 400.000 A |  |  |  | 0 | Pass | null
255669540 | TNB | DISTRIBUTION | WP PUTRAJAYA & CYBERJAYA | Existing |  |  | MINI FEEDER PILLAR | MINI FP 400 A - 2 in 6 out |  | OUTDOOR | N/A |  |  |  | RMBT |  | 400.000 A |  |  |  | 0 | Pass | null
255669576 | TNB | DISTRIBUTION | WP PUTRAJAYA & CYBERJAYA | Existing |  |  | MINI FEEDER PILLAR | MINI FP 400 A - 2 in 6 out |  | OUTDOOR | N/A |  |  |  | RMBT |  | 400.000 A |  |  |  | 0 | Pass | null
255669612 | TNB | DISTRIBUTION | WP PUTRAJAYA & CYBERJAYA | Existing |  |  | MINI FEEDER PILLAR | MINI FP 400 A - 2 in 6 out |  | OUTDOOR | N/A |  |  |  | RMBT |  | 400.000 A |  |  |  | 0 | Pass | null
255669642 | TNB | DISTRIBUTION | WP PUTRAJAYA & CYBERJAYA | Existing |  |  | MINI FEEDER PILLAR | MINI FP 400 A - 2 in 6 out |  | OUTDOOR | N/A |  |  |  | RMBT |  | 400.000 A |  |  |  | 0 | Pass | null
255669677 | TNB | DISTRIBUTION | WP PUTRAJAYA & CYBERJAYA | Existing |  |  | MINI FEEDER PILLAR | MINI FP 400 A - 2 in 6 out |  | OUTDOOR | N/A |  |  |  | RMBT |  | 400.000 A |  |  |  | 0 | Pass | null
255670003 | TNB | DISTRIBUTION | WP PUTRAJAYA & CYBERJAYA | Existing |  |  | MINI FEEDER PILLAR | MINI FP 400 A - 2 in 6 out |  | OUTDOOR | N/A |  |  |  | RMBT |  | 400.000 A |  |  |  | 0 | Pass | null
255670026 | TNB | DISTRIBUTION | WP PUTRAJAYA & CYBERJAYA | Existing |  |  | MINI FEEDER PILLAR | MINI FP 400 A - 2 in 6 out |  | OUTDOOR | N/A |  |  |  | RMBT |  | 400.000 A |  |  |  | 0 | Pass | null
255670044 | TNB | DISTRIBUTION | WP PUTRAJAYA & CYBERJAYA | Existing |  |  | MINI FEEDER PILLAR | MINI FP 400 A - 2 in 6 out |  | OUTDOOR | N/A |  |  |  | RMBT |  | 400.000 A |  |  |  | 0 | Pass | null
255670080 | TNB | DISTRIBUTION | WP PUTRAJAYA & CYBERJAYA | Existing |  |  | MINI FEEDER PILLAR | MINI FP 400 A - 2 in 6 out |  | OUTDOOR | N/A |  |  |  | RMBT |  | 400.000 A |  |  |  | 0 | Pass | null
255670116 | TNB | DISTRIBUTION | WP PUTRAJAYA & CYBERJAYA | Existing |  |  | MINI FEEDER PILLAR | MINI FP 400 A - 2 in 6 out |  | OUTDOOR | N/A |  |  |  | RMBT |  | 400.000 A |  |  |  | 0 | Pass | null
255670139 | TNB | DISTRIBUTION | WP PUTRAJAYA & CYBERJAYA | Existing |  |  | MINI FEEDER PILLAR | MINI FP 400 A - 2 in 6 out |  | OUTDOOR | N/A |  |  |  | RMBT |  | 400.000 A |  |  |  | 0 | Pass | null
255670163 | TNB | DISTRIBUTION | WP PUTRAJAYA & CYBERJAYA | Existing |  |  | MINI FEEDER PILLAR | MINI FP 400 A - 2 in 6 out |  | OUTDOOR | N/A |  |  |  | RMBT |  | 400.000 A |  |  |  | 0 | Pass | null
255670186 | TNB | DISTRIBUTION | WP PUTRAJAYA & CYBERJAYA | Existing |  |  | MINI FEEDER PILLAR | MINI FP 400 A - 2 in 6 out |  | OUTDOOR | N/A |  |  |  | RMBT |  | 400.000 A |  |  |  | 0 | Pass | null
255670204 | TNB | DISTRIBUTION | WP PUTRAJAYA & CYBERJAYA | Existing |  |  | MINI FEEDER PILLAR | MINI FP 400 A - 2 in 6 out |  | OUTDOOR | N/A |  |  |  | RMBT |  | 400.000 A |  |  |  | 0 | Pass | null
255670222 | TNB | DISTRIBUTION | WP PUTRAJAYA & CYBERJAYA | Existing |  |  | MINI FEEDER PILLAR | MINI FP 400 A - 2 in 6 out |  | OUTDOOR | N/A |  |  |  | RMBT |  | 400.000 A |  |  |  | 0 | Pass | null
255670251 | TNB | DISTRIBUTION | WP PUTRAJAYA & CYBERJAYA | Existing |  |  | LVDB | LVDB 1600 A - 2 in 8 out | PE 2.06 | INDOOR | PPE 2.06 |  |  |  | ALGEBRA |  | 1600.000 A |  |  |  | 10 | Pass | null
255671558 | TNB | DISTRIBUTION | WP PUTRAJAYA & CYBERJAYA | Existing |  |  | LVDB | FP 1600 A - 2 in 8 out (PE) | PE 11.12 | INDOOR | PPE 11.12 |  |  |  | POWERJOG |  | 1600.000 A |  |  |  | 6 | Pass | null
255672096 | TNB | DISTRIBUTION | WP PUTRAJAYA & CYBERJAYA | Existing | VPTJ/PCE/J00017/NDTX2 |  | LVDB | FP 1600 A - 2 in 8 out (PE) | PE 2.04 | INDOOR | PPE 2.04 |  |  |  | ALGEBRA |  | 1600.000 A |  |  |  | 4 | Pass | null
255672339 | TNB | DISTRIBUTION | WP PUTRAJAYA & CYBERJAYA | Existing |  |  | LVDB | FP 1600 A - 2 in 8 out (PE) | PE 8.11 | INDOOR | PPE 8.11 |  |  |  | SUN SYSTEM ENG. |  | 1600.000 A |  |  |  | 6 | Pass | null
255672683 | TNB | DISTRIBUTION | WP PUTRAJAYA & CYBERJAYA | Existing |  |  | LVDB | FP 1600 A - 2 in 8 out (PE) | PE 8.09 | INDOOR | 1324 |  |  |  | Unknown |  | 1600.000 A |  |  |  | 5 | Pass | null
255672735 | TNB | DISTRIBUTION | WP PUTRAJAYA & CYBERJAYA | Existing |  |  | LVDB | FP 1600 A - 2 in 8 out (PE) | PE 8.09 | INDOOR | 1322 |  |  |  | Unknown |  | 1600.000 A |  |  |  | 6 | Pass | null
255675824 | TNB | DISTRIBUTION | WP PUTRAJAYA & CYBERJAYA | Existing |  |  | FEEDER PILLAR | FP 800 A - 2 in 5 out |  | OUTDOOR | FP 5 |  |  |  | Unknown |  | 400.000 A |  |  | M0654 | 0 | Pass | null
255675832 | TNB | DISTRIBUTION | WP PUTRAJAYA & CYBERJAYA | Existing |  |  | FEEDER PILLAR | FP 800 A - 2 in 5 out |  | OUTDOOR | FP SL 4 |  |  |  | Unknown |  | 400.000 A |  |  | LVDB BARU | 0 | Pass | null
255675844 | TNB | DISTRIBUTION | WP PUTRAJAYA & CYBERJAYA | Existing |  |  | LVDB | FP 1600 A - 2 in 8 out (PE) | PE 14.25 | INDOOR | FP 2 |  |  |  | ITEM |  | 1600.000 A | 20070309 |  |  | 5 | Pass | null
255675880 | TNB | DISTRIBUTION | WP PUTRAJAYA & CYBERJAYA | Existing |  |  | MINI FEEDER PILLAR | MINI FP 400 A - 2 in 6 out |  | OUTDOOR | RMBT 2 |  |  |  | RMBT |  | 400.000 A |  |  |  | 0 | Pass | null
255675916 | TNB | DISTRIBUTION | WP PUTRAJAYA & CYBERJAYA | Existing |  |  | MINI FEEDER PILLAR | MINI FP 400 A - 2 in 6 out |  | OUTDOOR | RMBT 14 |  |  |  | RMBT |  | 400.000 A |  |  |  | 0 | Pass | null
255676248 | TNB | DISTRIBUTION | WP PUTRAJAYA & CYBERJAYA | Existing |  |  | MINI FEEDER PILLAR | MINI FP 400 A - 2 in 6 out |  | OUTDOOR | RMBT 7 |  |  |  | RMBT |  | 400.000 A |  |  |  | 0 | Pass | null
255676284 | TNB | DISTRIBUTION | WP PUTRAJAYA & CYBERJAYA | Existing |  |  | MINI FEEDER PILLAR | MINI FP 400 A - 2 in 6 out |  | OUTDOOR | RMBT 14 |  |  |  | RMBT |  | 400.000 A |  |  | JALAN P11 K/1 | 0 | Pass | null
255676320 | TNB | DISTRIBUTION | WP PUTRAJAYA & CYBERJAYA | Existing |  |  | MINI FEEDER PILLAR | MINI FP 400 A - 2 in 6 out |  | OUTDOOR | RMBT 28 |  |  |  | RMBT |  | 400.000 A |  |  | NO LABEL | 0 | Pass | null
255676392 | TNB | DISTRIBUTION | WP PUTRAJAYA & CYBERJAYA | Existing |  |  | MINI FEEDER PILLAR | MINI FP 400 A - 2 in 6 out |  | OUTDOOR | RMBT 14 |  |  |  | RMBT |  | 400.000 A |  |  |  | 0 | Pass | null
255676464 | TNB | DISTRIBUTION | WP PUTRAJAYA & CYBERJAYA | Existing |  |  | MINI FEEDER PILLAR | MINI FP 400 A - 2 in 6 out |  | OUTDOOR | LVMC 28 |  |  |  | RMBT |  | 400.000 A |  |  |  | 0 | Pass | null
255676500 | TNB | DISTRIBUTION | WP PUTRAJAYA & CYBERJAYA | Existing |  |  | MINI FEEDER PILLAR | MINI FP 400 A - 2 in 6 out |  | OUTDOOR | LVMC 18 |  |  |  | RMBT |  | 400.000 A |  |  |  | 0 | Pass | null
255677128 | TNB | DISTRIBUTION | WP PUTRAJAYA & CYBERJAYA | Existing |  |  | MINI FEEDER PILLAR | MINI FP 400 A - 2 in 6 out |  | OUTDOOR | LVMC 12 |  |  |  | RMBT |  | 400.000 A |  |  | 2030 | 0 | Pass | null
255677164 | TNB | DISTRIBUTION | WP PUTRAJAYA & CYBERJAYA | Existing |  |  | MINI FEEDER PILLAR | MINI FP 400 A - 2 in 6 out |  | OUTDOOR | LVMC 2 |  |  |  | RMBT |  | 400.000 A |  |  |  | 0 | Pass | null
255677200 | TNB | DISTRIBUTION | WP PUTRAJAYA & CYBERJAYA | Existing |  |  | MINI FEEDER PILLAR |  |  | OUTDOOR | LVMC 56 |  |  |  | RMBT |  | 400.000 A |  |  |  | 0 | Pass | null
255677236 | TNB | DISTRIBUTION | WP PUTRAJAYA & CYBERJAYA | Existing |  |  | MINI FEEDER PILLAR |  |  | OUTDOOR | LVMC 10 |  |  |  | RMBT |  | 400.000 A |  |  |  | 0 | Pass | null
255677272 | TNB | DISTRIBUTION | WP PUTRAJAYA & CYBERJAYA | Existing |  |  | MINI FEEDER PILLAR |  |  | OUTDOOR | LVMC 1 |  |  |  | RMBT |  | 400.000 A |  |  | 2026 | 0 | Pass | null
255677296 | TNB | DISTRIBUTION | WP PUTRAJAYA & CYBERJAYA | Existing |  |  | MINI FEEDER PILLAR |  |  | OUTDOOR | LVMC 12 |  |  |  | RMBT |  | 400.000 A |  |  | 2039 | 0 | Pass | null
255677398 | TNB | DISTRIBUTION | WP PUTRAJAYA & CYBERJAYA | Existing |  |  | MINI FEEDER PILLAR |  |  | OUTDOOR | LVMC 3 |  |  |  | RMBT |  | 400.000 A |  |  | 2020 | 0 | Pass | null
255677718 | TNB | DISTRIBUTION | WP PUTRAJAYA & CYBERJAYA | Existing |  |  | MINI FEEDER PILLAR | MINI FP 400 A - 2 in 6 out |  | OUTDOOR | N/A |  |  |  | RMBT |  | 400.000 A |  |  |  | 0 | Pass | null
255677741 | TNB | DISTRIBUTION | WP PUTRAJAYA & CYBERJAYA | Existing |  |  | MINI FEEDER PILLAR | MINI FP 400 A - 2 in 6 out |  | OUTDOOR | N/A |  |  |  | RMBT |  | 400.000 A |  |  |  | 0 | Pass | null
255677771 | TNB | DISTRIBUTION | WP PUTRAJAYA & CYBERJAYA | Existing |  |  | MINI FEEDER PILLAR | MINI FP 400 A - 2 in 6 out |  | OUTDOOR | N/A |  |  |  | RMBT |  | 400.000 A |  |  |  | 0 | Pass | null
255677789 | TNB | DISTRIBUTION | WP PUTRAJAYA & CYBERJAYA | Existing |  |  | MINI FEEDER PILLAR | MINI FP 400 A - 2 in 6 out |  | OUTDOOR | GP2 |  |  |  | RMBT |  | 400.000 A |  |  |  | 0 | Pass | null
255677813 | TNB | DISTRIBUTION | WP PUTRAJAYA & CYBERJAYA | Existing |  |  | MINI FEEDER PILLAR | MINI FP 400 A - 2 in 6 out |  | OUTDOOR | GP3 |  |  |  | RMBT |  | 400.000 A |  |  |  | 0 | Pass | null
255677843 | TNB | DISTRIBUTION | WP PUTRAJAYA & CYBERJAYA | Existing |  |  | MINI FEEDER PILLAR | MINI FP 400 A - 2 in 6 out |  | OUTDOOR | GP7 |  |  |  | RMBT |  | 400.000 A |  |  |  | 0 | Pass | null
255677873 | TNB | DISTRIBUTION | WP PUTRAJAYA & CYBERJAYA | Existing |  |  | MINI FEEDER PILLAR | MINI FP 400 A - 2 in 6 out |  | OUTDOOR | GP6 |  |  |  | RMBT |  | 400.000 A |  |  |  | 0 | Pass | null
255677975 | TNB | DISTRIBUTION | WP PUTRAJAYA & CYBERJAYA | Existing |  |  | MINI FEEDER PILLAR | MINI FP 400 A - 2 in 6 out |  | OUTDOOR | FP 45 |  |  |  | Unknown |  | 400.000 A |  |  |  | 0 | Pass | null
255678603 | TNB | DISTRIBUTION | WP PUTRAJAYA & CYBERJAYA | Existing |  |  | FEEDER PILLAR | FP 1600 A - 2 in 8 out |  | OUTDOOR | FP 69 |  |  |  | Unknown |  | 400.000 A |  |  |  | 0 | Pass | null
255678645 | TNB | DISTRIBUTION | WP PUTRAJAYA & CYBERJAYA | Existing |  |  | FEEDER PILLAR | FP 1600 A - 2 in 8 out |  | OUTDOOR | MAIN FP 324599412166 |  |  |  | Unknown |  | 1600.000 A |  |  |  | 0 | Pass | null
255678663 | TNB | DISTRIBUTION | WP PUTRAJAYA & CYBERJAYA | Existing |  |  | FEEDER PILLAR | FP 1600 A - 2 in 8 out |  | OUTDOOR | FP 6 324558412286 |  |  |  | Unknown |  | 400.000 A |  |  |  | 0 | Pass | null
255678671 | TNB | DISTRIBUTION | WP PUTRAJAYA & CYBERJAYA | Existing |  |  | FEEDER PILLAR | FP 1600 A - 2 in 8 out |  | OUTDOOR | FP 5 324590412225 |  |  |  | Unknown |  | 400.000 A |  |  |  | 0 | Pass | null
255678683 | TNB | DISTRIBUTION | WP PUTRAJAYA & CYBERJAYA | Existing |  |  | FEEDER PILLAR | FP 1600 A - 2 in 8 out |  | OUTDOOR | FP 3 324617412059 |  |  |  | Unknown |  | 400.000 A |  |  |  | 0 | Pass | null
255678684 | TNB | DISTRIBUTION | WP PUTRAJAYA & CYBERJAYA | Existing |  |  | FEEDER PILLAR | FP 1600 A - 2 in 8 out |  | OUTDOOR | FP 1 324599412153 |  |  |  | Unknown |  | 400.000 A |  |  |  | 0 | Pass | null
255678696 | TNB | DISTRIBUTION | WP PUTRAJAYA & CYBERJAYA | Existing |  |  | FEEDER PILLAR | FP 1600 A - 2 in 8 out |  | OUTDOOR | FP 800A |  |  |  | Unknown |  | 800.000 A |  |  |  | 0 | Pass | null
255678726 | TNB | DISTRIBUTION | WP PUTRAJAYA & CYBERJAYA | Existing |  |  | FEEDER PILLAR | FP 1600 A - 2 in 8 out |  | OUTDOOR | FP 1 |  |  |  | Unknown |  | 400.000 A |  |  |  | 0 | Pass | null
255678744 | TNB | DISTRIBUTION | WP PUTRAJAYA & CYBERJAYA | Existing |  |  | FEEDER PILLAR | FP 1600 A - 2 in 8 out |  | OUTDOOR | FP 5 |  |  |  | Unknown |  | 400.000 A |  |  |  | 0 | Pass | null
255678774 | TNB | DISTRIBUTION | WP PUTRAJAYA & CYBERJAYA | Existing |  |  | FEEDER PILLAR | FP 1600 A - 2 in 8 out |  | OUTDOOR | FP 8 |  |  |  | Unknown |  | 400.000 A |  |  |  | 0 | Pass | null
255678792 | TNB | DISTRIBUTION | WP PUTRAJAYA & CYBERJAYA | Existing |  |  | MINI FEEDER PILLAR | MINI FP 400 A - 2 in 6 out |  | OUTDOOR | FP 32 |  |  |  | RMBT |  | 400.000 A |  |  |  | 0 | Pass | null
255678828 | TNB | DISTRIBUTION | WP PUTRAJAYA & CYBERJAYA | Existing |  |  | MINI FEEDER PILLAR | MINI FP 400 A - 2 in 6 out |  | OUTDOOR | FP 34 |  |  |  | RMBT |  | 400.000 A |  |  |  | 0 | Pass | null
255678858 | TNB | DISTRIBUTION | WP PUTRAJAYA & CYBERJAYA | Existing |  |  | MINI FEEDER PILLAR | MINI FP 400 A - 2 in 6 out |  | OUTDOOR | FP 21 |  |  |  | RMBT |  | 400.000 A |  |  |  | 0 | Pass | null
255679190 | TNB | DISTRIBUTION | WP PUTRAJAYA & CYBERJAYA | Existing |  |  | MINI FEEDER PILLAR | MINI FP 400 A - 2 in 6 out |  | OUTDOOR | FP 37 |  |  |  | RMBT |  | 400.000 A |  |  |  | 0 | Pass | null
255679220 | TNB | DISTRIBUTION | WP PUTRAJAYA & CYBERJAYA | Existing |  |  | LVDB | FP 1600 A - 2 in 8 out (PE) | PE 8.07 | INDOOR | PPE 8.07 |  |  |  | ALGEBRA |  | 1600.000 A |  |  |  | 4 | Pass | null
255679270 | TNB | DISTRIBUTION | WP PUTRAJAYA & CYBERJAYA | Existing |  |  | LVDB | FP 1600 A - 2 in 8 out (PE) | PE 8.06 | INDOOR | PPE 8.06 |  |  |  | SUN SYSTEM ENG. |  | 1600.000 A |  |  |  | 3 | Pass | null
255679316 | TNB | DISTRIBUTION | WP PUTRAJAYA & CYBERJAYA | Existing |  |  | LVDB |  | PE 16.03 | INDOOR | PPE 16.03 |  |  |  | Unknown |  | 1600.000 A |  |  |  | 4 | Pass | null
255679384 | TNB | DISTRIBUTION | WP PUTRAJAYA & CYBERJAYA | Existing |  |  | LVDB | FP 1600 A - 2 in 8 out (PE) | PE 21.07 | INDOOR | PPE 21.07 |  |  |  | Unknown |  | 1600.000 A |  |  |  | 3 | Pass | null
255679432 | TNB | DISTRIBUTION | WP PUTRAJAYA & CYBERJAYA | Existing |  |  | LVDB | FP 1600 A - 2 in 8 out (PE) | PE 22.34 | INDOOR | PPE 22.34 |  |  |  | AMPSTON(TOP RANK) |  | 1600.000 A |  |  |  | 6 | Pass | null
255679774 | TNB | DISTRIBUTION | WP PUTRAJAYA & CYBERJAYA | Existing |  |  | LVDB | FP 1600 A - 2 in 8 out (PE) | PE 22.10 | INDOOR | PPE 22.10 |  |  |  | AMPSTON(TOP RANK) |  | 1600.000 A |  |  |  | 6 | Pass | null
255679825 | TNB | DISTRIBUTION | WP PUTRAJAYA & CYBERJAYA | Existing |  |  | LVDB | FP 1600 A - 2 in 8 out (PE) | PE 22.09 | INDOOR | PPE 22.09 |  |  |  | SUN SYSTEM ENG. |  | 1600.000 A |  |  |  | 1 | Pass | null
255679937 | TNB | DISTRIBUTION | WP PUTRAJAYA & CYBERJAYA | Existing |  |  | LVDB |  | PE 18.09 | INDOOR | PPE 18.09 |  |  |  | Unknown |  | 1600.000 A |  |  |  | 0 | Pass | null
255680469 | TNB | DISTRIBUTION | WP PUTRAJAYA & CYBERJAYA | Existing |  |  | LVDB | FP 1600 A - 2 in 8 out (PE) | PE 21.05 | INDOOR | FP/AEC/002/99 |  |  |  | Unknown |  | 1600.000 A |  |  |  | 2 | Pass | null
255680487 | TNB | DISTRIBUTION | WP PUTRAJAYA & CYBERJAYA | Existing |  |  | LVDB | FP 1600 A - 2 in 8 out (PE) | PE 21.12 | INDOOR | PPE 21.12 |  |  |  | ALGEBRA |  | 1600.000 A |  |  |  | 7 | Pass | null
255680546 | TNB | DISTRIBUTION | WP PUTRAJAYA & CYBERJAYA | Existing |  |  | LVDB | FP 1600 A - 2 in 8 out (PE) | PE 21.12 | INDOOR | PPE 21.12 |  |  |  | ALGEBRA |  | 1600.000 A |  |  |  | 5 | Pass | null
255680580 | TNB | DISTRIBUTION | WP PUTRAJAYA & CYBERJAYA | Existing |  |  | LVDB | FP 1600 A - 2 in 8 out (PE) | PE 11.67 | INDOOR | PPE 11.67 |  |  |  | ALGEBRA |  | 1600.000 A |  |  |  | 7 | Pass | null
255680973 | TNB | DISTRIBUTION | WP PUTRAJAYA & CYBERJAYA | Existing |  |  | LVDB | FP 1600 A - 2 in 8 out (PE) | PE 11.08 | INDOOR | PPE 11.08 |  |  |  | Unknown |  | 1600.000 A |  |  |  | 4 | Pass | null
255681026 | TNB | DISTRIBUTION | WP PUTRAJAYA & CYBERJAYA | Existing |  |  | LVDB | FP 1600 A - 2 in 8 out (PE) | PE 11.04 | INDOOR | PPE 11.04 |  |  |  | Unknown |  | 1600.000 A |  |  |  | 6 | Pass | null
255681078 | TNB | DISTRIBUTION | WP PUTRAJAYA & CYBERJAYA | Existing |  |  | LVDB | FP 1600 A - 2 in 8 out (PE) | PE 11.09 | INDOOR | PPE 11.09 |  |  |  | Unknown |  | 1600.000 A |  |  |  | 3 | Pass | null
255681176 | TNB | DISTRIBUTION | WP PUTRAJAYA & CYBERJAYA | Existing |  |  | LVDB | FP 1600 A - 2 in 8 out (PE) | PE 11.02 | INDOOR | PPE 11.02 |  |  |  | Unknown |  | 1600.000 A |  |  |  | 6 | Pass | null
255684899 | TNB | DISTRIBUTION | WP PUTRAJAYA & CYBERJAYA | Existing |  |  | MINI FEEDER PILLAR | MINI FP 400 A - 2 in 6 out |  | OUTDOOR | RMBT 63B |  |  |  | RMBT |  | 400.000 A |  |  | M5725 | 0 | Pass | null
255684934 | TNB | DISTRIBUTION | WP PUTRAJAYA & CYBERJAYA | Existing |  |  | MINI FEEDER PILLAR | MINI FP 400 A - 2 in 6 out |  | OUTDOOR | RMBT 63A |  |  |  | RMBT |  | 400.000 A |  |  | M5714 | 0 | Pass | null
255684969 | TNB | DISTRIBUTION | WP PUTRAJAYA & CYBERJAYA | Existing |  |  | FEEDER PILLAR | FP 1600 A - 2 in 8 out |  | OUTDOOR | RMBT 47A |  |  |  | RMBT |  | 400.000 A |  |  | FP9703-0034 | 0 | Pass | null
255685003 | TNB | DISTRIBUTION | WP PUTRAJAYA & CYBERJAYA | Existing |  |  | MINI FEEDER PILLAR | MINI FP 400 A - 2 in 6 out |  | OUTDOOR | RMBT 71B |  |  |  | RMBT |  | 400.000 A |  |  | M5444 | 0 | Pass | null
255685034 | TNB | DISTRIBUTION | WP PUTRAJAYA & CYBERJAYA | Existing |  |  | MINI FEEDER PILLAR | MINI FP 400 A - 2 in 6 out |  | OUTDOOR | N/A |  |  |  | Unknown |  | 800.000 A |  |  |  | 3 | Pass | null
255685035 | TNB | DISTRIBUTION | WP PUTRAJAYA & CYBERJAYA | Existing |  |  | FEEDER PILLAR | FP 1600 A - 2 in 8 out |  | OUTDOOR | PS 4 | [5 empty] | 800.000 A |  |  |  | 0 | Pass | null
255685039 | TNB | DISTRIBUTION | WP PUTRAJAYA & CYBERJAYA | Existing |  |  | FEEDER PILLAR | FP 1600 A - 2 in 8 out |  | OUTDOOR | FP 14 |  |  |  | Unknown |  | 800.000 A |  |  |  | 0 | Pass | null
255685040 | TNB | DISTRIBUTION | WP PUTRAJAYA & CYBERJAYA | Existing |  |  | FEEDER PILLAR | FP 1600 A - 2 in 8 out |  | OUTDOOR | FP SL 16 |  |  |  | Unknown |  | 800.000 A |  |  |  | 0 | Pass | null
255685050 | TNB | DISTRIBUTION | WP PUTRAJAYA & CYBERJAYA | Existing |  |  | FEEDER PILLAR | FP 800 A - 2 in 5 out |  | OUTDOOR | FP SL PT 1 |  |  |  | Unknown |  | 800.000 A |  |  |  | 0 | Pass | null
255685052 | TNB | DISTRIBUTION | WP PUTRAJAYA & CYBERJAYA | Existing |  |  | FEEDER PILLAR | FP 800 A - 2 in 5 out |  | OUTDOOR | FP 5 R2C |  |  |  | Unknown |  | 800.000 A |  |  |  | 1 | Pass | null
255685054 | TNB | DISTRIBUTION | WP PUTRAJAYA & CYBERJAYA | Existing |  |  | FEEDER PILLAR | FP 800 A - 2 in 5 out |  | OUTDOOR | FP KEDAI PEJABAT 4TKT |  |  |  | Unknown |  | 800.000 A |  |  | SN DB0150 | 0 | Pass | null
255685066 | TNB | DISTRIBUTION | WP PUTRAJAYA & CYBERJAYA | Existing |  |  | FEEDER PILLAR | FP 800 A - 2 in 5 out |  | OUTDOOR | FP 20.01 F1/F2 |  |  |  | Unknown |  | 800.000 A |  |  |  | 0 | Pass | null
255685067 | TNB | DISTRIBUTION | WP PUTRAJAYA & CYBERJAYA | Existing |  |  | FEEDER PILLAR | FP 1600 A - 2 in 8 out |  | OUTDOOR | FP 20.01 F3 |  |  |  | Unknown |  | 800.000 A |  |  |  | 0 | Pass | null
255685068 | TNB | DISTRIBUTION | WP PUTRAJAYA & CYBERJAYA | Existing |  |  | FEEDER PILLAR | FP 1600 A - 2 in 8 out |  | OUTDOOR | R8 C2 |  |  |  | Unknown |  | 400.000 A |  |  |  | 0 | Pass | null
255685076 | TNB | DISTRIBUTION | WP PUTRAJAYA & CYBERJAYA | Existing |  |  | FEEDER PILLAR | FP 1600 A - 2 in 8 out |  | OUTDOOR | R8 C4 |  |  |  | Unknown |  | 400.000 A |  |  |  | 0 | Pass | null
255685084 | TNB | DISTRIBUTION | WP PUTRAJAYA & CYBERJAYA | Existing |  |  | FEEDER PILLAR | FP 800 A - 2 in 5 out |  | OUTDOOR | N/A |  |  |  | Unknown |  | 1600.000 A |  |  |  | 0 | Pass | null
255685085 | TNB | DISTRIBUTION | WP PUTRAJAYA & CYBERJAYA | Existing |  |  | FEEDER PILLAR | FP 800 A - 2 in 5 out |  | OUTDOOR | FP 20.02 F4 |  |  |  | Unknown |  | 800.000 A |  |  |  | 0 | Pass | null
255685086 | TNB | DISTRIBUTION | WP PUTRAJAYA & CYBERJAYA | Existing |  |  | FEEDER PILLAR | FP 800 A - 2 in 5 out |  | OUTDOOR | FP 20.02 F1 |  |  |  | Unknown |  | 800.000 A |  |  |  | 0 | Pass | null
255685087 | TNB | DISTRIBUTION | WP PUTRAJAYA & CYBERJAYA | Existing |  |  | MINI FEEDER PILLAR | MINI FP 400 A - 2 in 6 out |  | OUTDOOR | FP 42 |  |  |  | RMBT |  | 400.000 A |  |  |  | 0 | Pass | null
255685407 | TNB | DISTRIBUTION | WP PUTRAJAYA & CYBERJAYA | Existing |  |  | MINI FEEDER PILLAR | MINI FP 400 A - 2 in 6 out |  | OUTDOOR | FP 19 |  |  |  | RMBT |  | 400.000 A |  |  |  | 0 | Pass | null
255685431 | TNB | DISTRIBUTION | WP PUTRAJAYA & CYBERJAYA | Existing |  |  | MINI FEEDER PILLAR | MINI FP 400 A - 2 in 6 out |  | OUTDOOR | FP 40 |  |  |  | RMBT |  | 400.000 A |  |  |  | 0 | Pass | null
255685467 | TNB | DISTRIBUTION | WP PUTRAJAYA & CYBERJAYA | Existing |  |  | MINI FEEDER PILLAR | MINI FP 400 A - 2 in 6 out |  | OUTDOOR | FP 6 |  |  |  | RMBT |  | 400.000 A |  |  |  | 0 | Pass | null
255685502 | TNB | DISTRIBUTION | WP PUTRAJAYA & CYBERJAYA | Existing |  |  | MINI FEEDER PILLAR | MINI FP 400 A - 2 in 6 out |  | OUTDOOR | FP 3 |  |  |  | RMBT |  | 400.000 A |  |  |  | 0 | Pass | null
255685555 | TNB | DISTRIBUTION | WP PUTRAJAYA & CYBERJAYA | Existing |  |  | FEEDER PILLAR | FP 800 A - 2 in 5 out |  | OUTDOOR | FP 18/9 |  |  |  | Unknown |  | 400.000 A |  |  |  | 0 | Pass | null
255685567 | TNB | DISTRIBUTION | WP PUTRAJAYA & CYBERJAYA | Existing |  |  | FEEDER PILLAR |  |  | OUTDOOR | FP 18/11 |  |  |  | Unknown |  | 400.000 A |  |  |  | 0 | Pass | null
255685579 | TNB | DISTRIBUTION | WP PUTRAJAYA & CYBERJAYA | Existing |  |  | MINI FEEDER PILLAR | MINI FP 400 A - 2 in 6 out |  | OUTDOOR | FP NO3 |  |  |  | Unknown |  | 400.000 A |  |  |  | 0 | Pass | null
255685615 | TNB | DISTRIBUTION | WP PUTRAJAYA & CYBERJAYA | Existing |  |  | MINI FEEDER PILLAR | MINI FP 400 A - 2 in 6 out |  | OUTDOOR | FP NO 7 |  |  |  | Unknown |  | 400.000 A |  |  |  | 0 | Pass | null
255687020 | TNB | DISTRIBUTION | WP PUTRAJAYA & CYBERJAYA | Existing |  |  | LVDB | FP 1600 A - 2 in 8 out (PE) | PE 11.16 | INDOOR | PPE 11.16 |  |  |  | AMPSTON(TOP RANK) |  | 1600.000 A |  |  |  | 8 | Pass | null
255687103 | TNB | DISTRIBUTION | WP PUTRAJAYA & CYBERJAYA | Existing |  |  | LVDB | FP 1600 A - 2 in 8 out (PE) | PE 11.11 | INDOOR | PPE 11.11 |  |  |  | Unknown |  | 1600.000 A |  |  |  | 7 | Pass | null
255687153 | TNB | DISTRIBUTION | WP PUTRAJAYA & CYBERJAYA | Existing |  |  | LVDB | FP 1600 A - 2 in 8 out (PE) | PE 10.03 | INDOOR | PPE 10.03 |  |  |  | Unknown |  | 1600.000 A |  |  |  | 6 | Pass | null
255687502 | TNB | DISTRIBUTION | WP PUTRAJAYA & CYBERJAYA | Existing |  |  | LVDB | FP 1600 A - 2 in 8 out (PE) | PE 10.03 | INDOOR | PPE 10.03 |  |  |  | Unknown |  | 1600.000 A |  |  |  | 4 | Pass | null
255687550 | TNB | DISTRIBUTION | WP PUTRAJAYA & CYBERJAYA | Existing |  |  | LVDB | FP 1600 A - 2 in 8 out (PE) | PE 10.02 | INDOOR | PPE 10.02 |  |  |  | Unknown |  | 1600.000 A |  |  |  | 13 | Pass | null
255687599 | TNB | DISTRIBUTION | WP PUTRAJAYA & CYBERJAYA | Existing |  |  | LVDB | FP 1600 A - 2 in 8 out (PE) | PE 10.02 | INDOOR | PPE 10.02 |  |  |  | Unknown |  | 1600.000 A |  |  |  | 12 | Pass | null
255687739 | TNB | DISTRIBUTION | WP PUTRAJAYA & CYBERJAYA | Existing |  |  | LVDB | FP 1600 A - 2 in 8 out (PE) | PE 10.04 | INDOOR | PPE 10.04 |  |  |  | Unknown |  | 1600.000 A |  |  |  | 4 | Pass | null
255688440 | TNB | DISTRIBUTION | WP PUTRAJAYA & CYBERJAYA | Existing |  |  | LVDB | FP 1600 A - 2 in 8 out (PE) | PE 21.15 | INDOOR | PPE 21.15 |  |  |  | ALGEBRA |  | 1600.000 A |  |  |  | 2 | Pass | null
255688502 | TNB | DISTRIBUTION | WP PUTRAJAYA & CYBERJAYA | Existing |  |  | LVDB | FP 1600 A - 2 in 8 out (PE) | PE 21.14 | INDOOR | 0380 |  |  |  | SUN SYSTEM ENG. |  | 1600.000 A |  |  |  | 3 | Pass | null
255688542 | TNB | DISTRIBUTION | WP PUTRAJAYA & CYBERJAYA | Existing |  |  | LVDB | FP 1600 A - 2 in 8 out (PE) | PE 21.14 | INDOOR | 0379 |  |  |  | SUN SYSTEM ENG. |  | 1600.000 A |  |  |  | 8 | Pass | null
255688574 | TNB | DISTRIBUTION | WP PUTRAJAYA & CYBERJAYA | Existing |  |  | LVDB | FP 1600 A - 2 in 8 out (PE) | PE 21.13 | INDOOR | PPE 21.13 |  |  |  | AMPSTON(TOP RANK) |  | 1600.000 A |  |  |  | 6 | Pass | null
255688623 | TNB | DISTRIBUTION | WP PUTRAJAYA & CYBERJAYA | Existing |  |  | LVDB | FP 1600 A - 2 in 8 out (PE) | PE 21.13 | INDOOR | PPE 21.13 |  |  |  | AMPSTON(TOP RANK) |  | 1600.000 A |  |  |  | 4 | Pass | null
255688960 | TNB | DISTRIBUTION | WP PUTRAJAYA & CYBERJAYA | Existing |  |  | LVDB | FP 1600 A - 2 in 8 out (PE) | PE 21.17 | INDOOR | PPE 21.17 |  |  |  | POWERJOG |  | 1600.000 A |  |  |  | 6 | Pass | null
255689002 | TNB | DISTRIBUTION | WP PUTRAJAYA & CYBERJAYA | Existing |  |  | LVDB | FP 1600 A - 2 in 8 out (PE) | PE 21.17 | INDOOR | PPE 21.17 |  |  |  | POWERJOG |  | 1600.000 A |  |  |  | 5 | Pass | null
255689084 | TNB | DISTRIBUTION | WP PUTRAJAYA & CYBERJAYA | Existing |  |  | LVDB | FP 1600 A - 2 in 8 out (PE) | PE 21.18 | INDOOR | PPE 21.18 |  |  |  | POWERJOG |  | 1600.000 A |  |  |  | 9 | Pass | null
255691834 | TNB | DISTRIBUTION | WP PUTRAJAYA & CYBERJAYA | Existing |  |  | MINI FEEDER PILLAR |  |  | OUTDOOR | LVMC 1 |  |  |  | RMBT |  | 400.000 A |  |  | 2002 | 0 | Pass | null
255691870 | TNB | DISTRIBUTION | WP PUTRAJAYA & CYBERJAYA | Existing |  |  | MINI FEEDER PILLAR | MINI FP 400 A - 2 in 6 out |  | OUTDOOR | LVMC 7 |  |  |  | RMBT |  | 400.000 A |  |  |  | 0 | Pass | null
255691894 | TNB | DISTRIBUTION | WP PUTRAJAYA & CYBERJAYA | Existing |  |  | MINI FEEDER PILLAR | MINI FP 400 A - 2 in 6 out |  | OUTDOOR | LVMC 9 |  |  |  | RMBT |  | 400.000 A |  |  |  | 0 | Pass | null
255692226 | TNB | DISTRIBUTION | WP PUTRAJAYA & CYBERJAYA | Existing |  |  | MINI FEEDER PILLAR | MINI FP 400 A - 2 in 6 out |  | OUTDOOR | LVMC 31 |  |  |  | RMBT |  | 400.000 A |  |  |  | 0 | Pass | null
255692250 | TNB | DISTRIBUTION | WP PUTRAJAYA & CYBERJAYA | Existing |  |  | MINI FEEDER PILLAR |  |  | OUTDOOR | LVMC 51 |  |  |  | RMBT |  | 400.000 A |  |  |  | 0 | Pass | null
255692280 | TNB | DISTRIBUTION | WP PUTRAJAYA & CYBERJAYA | Existing |  |  | MINI FEEDER PILLAR |  |  | OUTDOOR | LVMC 69 |  |  |  | RMBT |  | 400.000 A |  |  |  | 0 | Pass | null
255692310 | TNB | DISTRIBUTION | WP PUTRAJAYA & CYBERJAYA | Existing |  |  | MINI FEEDER PILLAR |  |  | OUTDOOR | LVMC 71 |  |  |  | RMBT |  | 400.000 A |  |  |  | 0 | Pass | null
255694050 | TNB | DISTRIBUTION | WP PUTRAJAYA & CYBERJAYA | Existing |  |  | MINI FEEDER PILLAR | MINI FP 400 A - 2 in 6 out |  | OUTDOOR | FP NO 5 |  |  |  | Unknown |  | 400.000 A |  |  |  | 0 | Pass | null
255694092 | TNB | DISTRIBUTION | WP PUTRAJAYA & CYBERJAYA | Existing |  |  | MINI FEEDER PILLAR | MINI FP 400 A - 2 in 6 out |  | OUTDOOR | FP NO 6 |  |  |  | Unknown |  | 400.000 A |  |  |  | 0 | Pass | null
255694127 | TNB | DISTRIBUTION | WP PUTRAJAYA & CYBERJAYA | Existing |  |  | MINI FEEDER PILLAR | MINI FP 400 A - 2 in 6 out |  | OUTDOOR | LVMC NO 70 | [9 empty] | 0 | Pass | null
255694147 | TNB | DISTRIBUTION | WP PUTRAJAYA & CYBERJAYA | Existing |  |  | MINI FEEDER PILLAR | MINI FP 400 A - 2 in 6 out |  | OUTDOOR | LVMC 60 | [9 empty] | 0 | Pass | null
255694181 | TNB | DISTRIBUTION | WP PUTRAJAYA & CYBERJAYA | Existing |  |  | MINI FEEDER PILLAR | MINI FP 400 A - 2 in 6 out |  | OUTDOOR | LVMC NO 11 | [9 empty] | 0 | Pass | null
255694216 | TNB | DISTRIBUTION | WP PUTRAJAYA & CYBERJAYA | Existing |  |  | MINI FEEDER PILLAR |  |  | OUTDOOR | FP TNB |  |  |  | Unknown |  | 400.000 A |  |  |  | 0 | Pass | null
255694246 | TNB | DISTRIBUTION | WP PUTRAJAYA & CYBERJAYA | Existing |  |  | MINI FEEDER PILLAR | MINI FP 400 A - 2 in 6 out |  | OUTDOOR | RMBT 10 |  |  |  | RMBT | [5 empty] | 0 | Pass | null
255694271 | TNB | DISTRIBUTION | WP PUTRAJAYA & CYBERJAYA | Existing |  |  | MINI FEEDER PILLAR | MINI FP 400 A - 2 in 6 out |  | OUTDOOR | N/A |  |  |  | RMBT |  | 400.000 A |  |  |  | 0 | Pass | null
255694569 | TNB | DISTRIBUTION | WP PUTRAJAYA & CYBERJAYA | Existing |  |  | LVDB | FP 1600 A - 2 in 8 out (PE) | PE 21.18 | INDOOR | PPE 21.18 |  |  |  | POWERJOG |  | 1600.000 A |  |  |  | 7 | Pass | null
255694605 | TNB | DISTRIBUTION | WP PUTRAJAYA & CYBERJAYA | Existing |  |  | LVDB | FP 1600 A - 2 in 8 out (PE) | PE 21.26 | INDOOR | FP 4208 |  |  |  | ALGEBRA |  | 1600.000 A |  |  |  | 5 | Pass | null
255694695 | TNB | DISTRIBUTION | WP PUTRAJAYA & CYBERJAYA | Existing |  |  | LVDB | FP 1600 A - 2 in 8 out (PE) | PE 21.42 | INDOOR | 204267/2003 |  |  |  | Unknown |  | 1600.000 A |  |  |  | 7 | Pass | null
255694782 | TNB | DISTRIBUTION | WP PUTRAJAYA & CYBERJAYA | Existing |  |  | LVDB | FP 1600 A - 2 in 8 out (PE) | PE 21.54 | INDOOR | PPE 21.54 |  |  |  | SUN SYSTEM ENG. |  | 1600.000 A |  |  |  | 5 | Pass | null
255694835 | TNB | DISTRIBUTION | WP PUTRAJAYA & CYBERJAYA | Existing |  |  | LVDB | FP 1600 A - 2 in 8 out (PE) | PE 21.54 | INDOOR | PPE 21.54 |  |  |  | SUN SYSTEM ENG. |  | 1600.000 A |  |  |  | 4 | Pass | null
255695472 | TNB | DISTRIBUTION | WP PUTRAJAYA & CYBERJAYA | Existing |  |  | LVDB | FP 1600 A - 2 in 8 out (PE) | PE 21.02 | INDOOR | 1586 |  |  |  | SUN SYSTEM ENG. |  | 1600.000 A |  |  |  | 11 | Pass | null
255695501 | TNB | DISTRIBUTION | WP PUTRAJAYA & CYBERJAYA | Existing |  |  | LVDB | FP 1600 A - 2 in 8 out (PE) | PE 9.23 | INDOOR | PPE 9.23 |  |  |  | Unknown |  | 1600.000 A |  |  |  | 5 | Pass | null
255695550 | TNB | DISTRIBUTION | WP PUTRAJAYA & CYBERJAYA | Existing |  |  | LVDB | FP 1600 A - 2 in 8 out (PE) | PE 9.19 | INDOOR | PPE 9.19 |  |  |  | SUN SYSTEM ENG. |  | 1600.000 A |  |  |  | 5 | Pass | null
255695610 | TNB | DISTRIBUTION | WP PUTRAJAYA & CYBERJAYA | Existing |  |  | LVDB | FP 1600 A - 2 in 8 out (PE) | PE 9.15 | INDOOR | PPE 9.15 |  |  |  | ALGEBRA |  | 1600.000 A |  |  |  | 7 | Pass | null
255695744 | TNB | DISTRIBUTION | WP PUTRAJAYA & CYBERJAYA | Existing |  |  | LVDB | FP 1600 A - 2 in 8 out (PE) | PE 9.12 | INDOOR | PPE 9.12 |  |  |  | ALGEBRA |  | 1600.000 A |  |  |  | 8 | Pass | null
255696097 | TNB | DISTRIBUTION | WP PUTRAJAYA & CYBERJAYA | Existing |  |  | LVDB | FP 1600 A - 2 in 8 out (PE) | PE 9.11 | INDOOR | LV 970 - 1425 |  |  |  | SUN SYSTEM ENG. |  | 1600.000 A |  |  |  | 7 | Pass | null
255696153 | TNB | DISTRIBUTION | WP PUTRAJAYA & CYBERJAYA | Existing |  |  | LVDB | FP 1600 A - 2 in 8 out (PE) | PE 9.10 | INDOOR | PPE 9.10 |  |  |  | AMPSTON(TOP RANK) |  | 1600.000 A |  |  |  | 3 | Pass | null
255696262 | TNB | DISTRIBUTION | WP PUTRAJAYA & CYBERJAYA | Existing |  |  | LVDB | FP 1600 A - 2 in 8 out (PE) | PE 9.08 | INDOOR | PPE 9.08 |  |  |  | Unknown |  | 1600.000 A |  |  |  | 8 | Pass | null
255696314 | TNB | DISTRIBUTION | WP PUTRAJAYA & CYBERJAYA | Existing |  |  | LVDB | FP 1600 A - 2 in 8 out (PE) | PE 9.06 | INDOOR | PPE 9.06 |  |  |  | ALGEBRA |  | 1600.000 A |  |  |  | 7 | Pass | null
255696659 | TNB | DISTRIBUTION | WP PUTRAJAYA & CYBERJAYA | Existing |  |  | LVDB | FP 1600 A - 2 in 8 out (PE) | PE 9.05 | INDOOR | PPE 9.05 |  |  |  | Unknown |  | 1600.000 A |  |  |  | 7 | Pass | null
255696752 | TNB | DISTRIBUTION | WP PUTRAJAYA & CYBERJAYA | Existing |  |  | LVDB | FP 1600 A - 2 in 8 out (PE) | PE 9.03 | INDOOR | PPE 9.03 |  |  |  | SUN SYSTEM ENG. |  | 1600.000 A |  |  |  | 8 | Pass | null
255699517 | TNB | DISTRIBUTION | WP PUTRAJAYA & CYBERJAYA | Existing |  |  | LVDB | FP 1600 A - 2 in 8 out (PE) | PE 22.03 | INDOOR | LV/A033 |  |  |  | AMPSTON(TOP RANK) |  | 1600.000 A |  |  |  | 2 | Pass | null
255700069 | TNB | DISTRIBUTION | WP PUTRAJAYA & CYBERJAYA | Existing |  |  | LVDB | FP 1600 A - 2 in 8 out (PE) | PE 21.57 | INDOOR | PPE 21.57 |  |  |  | SUN SYSTEM ENG. |  | 1600.000 A |  |  |  | 4 | Pass | null
255700117 | TNB | DISTRIBUTION | WP PUTRAJAYA & CYBERJAYA | Existing |  |  | LVDB | FP 1600 A - 2 in 8 out (PE) | PE 21.57 | INDOOR | PPE 21.57 |  |  |  | SUN SYSTEM ENG. |  | 1600.000 A |  |  |  | 2 | Pass | null
255700157 | TNB | DISTRIBUTION | WP PUTRAJAYA & CYBERJAYA | Existing |  |  | FEEDER PILLAR | FP 800 A - 2 in 5 out |  | OUTDOOR | FP 3/PT2 |  |  |  | Unknown |  | 800.000 A |  |  |  | 0 | Pass | null
255700158 | TNB | DISTRIBUTION | WP PUTRAJAYA & CYBERJAYA | Existing |  |  | FEEDER PILLAR | FP 800 A - 2 in 5 out |  | OUTDOOR | FP 3/PT3 |  |  |  | Unknown |  | 800.000 A |  |  |  | 4 | Pass | null
255700159 | TNB | DISTRIBUTION | WP PUTRAJAYA & CYBERJAYA | Existing |  |  | FEEDER PILLAR | FP 800 A - 2 in 5 out |  | OUTDOOR | FP S/L 3/3 |  |  |  | Unknown |  | 800.000 A |  |  |  | 0 | Pass | null
255700160 | TNB | DISTRIBUTION | WP PUTRAJAYA & CYBERJAYA | Existing |  |  | FEEDER PILLAR | FP 1600 A - 2 in 8 out |  | OUTDOOR | FP 3/2 |  |  |  | Unknown |  | 800.000 A |  |  |  | 0 | Pass | null
255700502 | TNB | DISTRIBUTION | WP PUTRAJAYA & CYBERJAYA | Existing |  |  | FEEDER PILLAR | FP 1600 A - 2 in 8 out |  | OUTDOOR | FP4/PT3 |  |  |  | Unknown |  | 800.000 A |  |  |  | 3 | Pass | null
255700514 | TNB | DISTRIBUTION | WP PUTRAJAYA & CYBERJAYA | Existing |  |  | FEEDER PILLAR | FP 1600 A - 2 in 8 out |  | OUTDOOR | FP/4/3 |  |  |  | Unknown |  | 800.000 A |  |  |  | 0 | Pass | null
255700526 | TNB | DISTRIBUTION | WP PUTRAJAYA & CYBERJAYA | Existing |  |  | FEEDER PILLAR | FP 1600 A - 2 in 8 out |  | OUTDOOR | FP/4/5 |  |  |  | Unknown |  | 800.000 A |  |  |  | 0 | Pass | null
255700538 | TNB | DISTRIBUTION | WP PUTRAJAYA & CYBERJAYA | Existing |  |  | MINI FEEDER PILLAR | MINI FP 400 A - 2 in 6 out |  | OUTDOOR | LVMC 13 |  |  |  | RMBT |  | 400.000 A |  |  |  | 0 | Pass | null
255700574 | TNB | DISTRIBUTION | WP PUTRAJAYA & CYBERJAYA | Existing |  |  | MINI FEEDER PILLAR | MINI FP 400 A - 2 in 6 out |  | OUTDOOR | LVMC 30 |  |  |  | RMBT |  | 400.000 A |  |  |  | 0 | Pass | null
255700610 | TNB | DISTRIBUTION | WP PUTRAJAYA & CYBERJAYA | Existing |  |  | MINI FEEDER PILLAR | MINI FP 400 A - 2 in 6 out |  | OUTDOOR | LVMC 37 |  |  |  | RMBT |  | 400.000 A |  |  |  | 0 | Pass | null
255700646 | TNB | DISTRIBUTION | WP PUTRAJAYA & CYBERJAYA | Existing |  |  | MINI FEEDER PILLAR | MINI FP 400 A - 2 in 6 out |  | OUTDOOR | LVMC 14 |  |  |  | RMBT |  | 400.000 A |  |  |  | 0 | Pass | null
255700682 | TNB | DISTRIBUTION | WP PUTRAJAYA & CYBERJAYA | Existing |  |  | MINI FEEDER PILLAR | MINI FP 400 A - 2 in 6 out |  | OUTDOOR | LVMC 69 |  |  |  | RMBT |  | 400.000 A |  |  |  | 0 | Pass | null
255700718 | TNB | DISTRIBUTION | WP PUTRAJAYA & CYBERJAYA | Existing |  |  | MINI FEEDER PILLAR | MINI FP 400 A - 2 in 6 out |  | OUTDOOR | LVMC 16 |  |  |  | RMBT |  | 400.000 A |  |  |  | 0 | Pass | null
255700755 | TNB | DISTRIBUTION | WP PUTRAJAYA & CYBERJAYA | Existing |  |  | MINI FEEDER PILLAR | MINI FP 400 A - 2 in 6 out |  | OUTDOOR | N/A |  |  |  | RMBT |  | 400.000 A |  |  | ALAF CEKAL SDN BHD | 0 | Pass | null
255700756 | TNB | DISTRIBUTION | WP PUTRAJAYA & CYBERJAYA | Existing |  |  | MINI FEEDER PILLAR | MINI FP 400 A - 2 in 6 out |  | OUTDOOR | N/A |  |  |  | RMBT |  | 400.000 A |  |  |  | 0 | Pass | null
255700757 | TNB | DISTRIBUTION | WP PUTRAJAYA & CYBERJAYA | Existing |  |  | MINI FEEDER PILLAR | MINI FP 400 A - 2 in 6 out |  | OUTDOOR | N/A |  |  |  | RMBT |  | 400.000 A |  |  |  | 0 | Pass | null
255700758 | TNB | DISTRIBUTION | WP PUTRAJAYA & CYBERJAYA | Existing |  |  | MINI FEEDER PILLAR | MINI FP 400 A - 2 in 6 out |  | OUTDOOR | FP 1/1 |  |  |  | RMBT |  | 400.000 A |  |  |  | 0 | Pass | null
255700759 | TNB | DISTRIBUTION | WP PUTRAJAYA & CYBERJAYA | Existing |  |  | MINI FEEDER PILLAR | MINI FP 400 A - 2 in 6 out |  | OUTDOOR | FP 1/1A |  |  |  | RMBT |  | 400.000 A |  |  |  | 0 | Pass | null
255700760 | TNB | DISTRIBUTION | WP PUTRAJAYA & CYBERJAYA | Existing |  |  | MINI FEEDER PILLAR | MINI FP 400 A - 2 in 6 out |  | OUTDOOR | MAHKOTA MANUFACTURING SDN BHD |  |  |  | RMBT |  | 400.000 A |  |  |  | 0 | Pass | null
255701388 | TNB | DISTRIBUTION | WP PUTRAJAYA & CYBERJAYA | Existing |  |  | MINI FEEDER PILLAR | MINI FP 400 A - 2 in 6 out |  | OUTDOOR | MAHKOTA MANUFACTURING SDN BHD |  |  |  | RMBT |  | 400.000 A |  |  |  | 0 | Pass | null
255701418 | TNB | DISTRIBUTION | WP PUTRAJAYA & CYBERJAYA | Existing |  |  | MINI FEEDER PILLAR | MINI FP 400 A - 2 in 6 out |  | OUTDOOR | MAHKOTA MANUFACTURING SDN BHD |  |  |  | RMBT |  | 400.000 A |  |  |  | 0 | Pass | null
255701482 | TNB | DISTRIBUTION | WP PUTRAJAYA & CYBERJAYA | Existing |  |  | FEEDER PILLAR | FP 1600 A - 2 in 8 out |  | OUTDOOR | CCTV P25 |  |  |  | Unknown |  | 400.000 A |  |  | NOT VISIBLE AT SITE | 1 | Pass | null
255701509 | TNB | DISTRIBUTION | WP PUTRAJAYA & CYBERJAYA | Existing |  |  | MINI FEEDER PILLAR | MINI FP 400 A - 2 in 6 out |  | OUTDOOR | LVMC NO 41 | [9 empty] | 0 | Pass | null
255701598 | TNB | DISTRIBUTION | WP PUTRAJAYA & CYBERJAYA | Existing |  |  | MINI FEEDER PILLAR | MINI FP 400 A - 2 in 6 out |  | OUTDOOR | N/A |  |  |  | RMBT |  | 400.000 A |  |  |  | 0 | Pass | null
255701634 | TNB | DISTRIBUTION | WP PUTRAJAYA & CYBERJAYA | Existing |  |  | MINI FEEDER PILLAR | MINI FP 400 A - 2 in 6 out |  | OUTDOOR | N/A |  |  |  | RMBT |  | 400.000 A |  |  |  | 0 | Pass | null
255701664 | TNB | DISTRIBUTION | WP PUTRAJAYA & CYBERJAYA | Existing |  |  | MINI FEEDER PILLAR | MINI FP 400 A - 2 in 6 out |  | OUTDOOR | N/A |  |  |  | RMBT |  | 400.000 A |  |  |  | 0 | Pass | null
255701996 | TNB | DISTRIBUTION | WP PUTRAJAYA & CYBERJAYA | Existing |  |  | MINI FEEDER PILLAR | MINI FP 400 A - 2 in 6 out |  | OUTDOOR | RMBT 34 |  |  |  | RMBT |  | 800.000 A |  |  | SN FP9606-0660 | 0 | Pass | null
255702235 | TNB | DISTRIBUTION | WP PUTRAJAYA & CYBERJAYA | Existing |  |  | LVDB | FP 1600 A - 2 in 8 out (PE) | PE 9.01 | INDOOR | PPE 9.01 |  |  |  | SUN SYSTEM ENG. |  | 1600.000 A |  |  |  | 4 | Pass | null
255702624 | TNB | DISTRIBUTION | WP PUTRAJAYA & CYBERJAYA | Existing |  |  | LVDB | FP 1600 A - 2 in 8 out (PE) | PE 9.29 | INDOOR | PPE 9.29 |  |  |  | Unknown |  | 1600.000 A |  |  |  | 3 | Pass | null
255702700 | TNB | DISTRIBUTION | WP PUTRAJAYA & CYBERJAYA | Existing |  |  | LVDB | LVDB 1600 A - 2 in 8 out | PE 11.36 | INDOOR | PPE 11.36 |  |  |  | POWERJOG |  | 1600.000 A |  |  |  | 6 | Pass | null
255702751 | TNB | DISTRIBUTION | WP PUTRAJAYA & CYBERJAYA | Existing |  |  | LVDB | LVDB 1600 A - 2 in 8 out | PE 11.36 | INDOOR | PPE 11.36 |  |  |  | POWERJOG |  | 1600.000 A |  |  |  | 3 | Pass | null
255702795 | TNB | DISTRIBUTION | WP PUTRAJAYA & CYBERJAYA | Existing |  |  | LVDB | LVDB 1600 A - 2 in 8 out | PE 11.18 | INDOOR | PPE 11.18 |  |  |  | POWERJOG |  | 1600.000 A |  |  |  | 8 | Pass | null
255702849 | TNB | DISTRIBUTION | WP PUTRAJAYA & CYBERJAYA | Existing |  |  | LVDB | LVDB 1600 A - 2 in 8 out | PE 11.30 | INDOOR | PPE 11.30 |  |  |  | AMPSTON(TOP RANK) |  | 1600.000 A |  |  |  | 5 | Pass | null
255703190 | TNB | DISTRIBUTION | WP PUTRAJAYA & CYBERJAYA | Existing | VPTJ/PCE/J00085/NDTX1 |  | LVDB | LVDB 1600 A - 2 in 8 out | PE 11.14 | INDOOR | PPE 11.14 |  |  |  | Unknown |  | 1600.000 A |  |  |  | 5 | Pass | null
255703226 | TNB | DISTRIBUTION | WP PUTRAJAYA & CYBERJAYA | Existing |  |  | LVDB | FP 1600 A - 2 in 8 out (PE) | PE 11.11 | INDOOR | PPE 11.11 |  |  |  | Unknown |  | 1600.000 A |  |  |  | 5 | Pass | null
255703267 | TNB | DISTRIBUTION | WP PUTRAJAYA & CYBERJAYA | Existing |  |  | LVDB | FP 1600 A - 2 in 8 out (PE) | PE 22.14 | INDOOR | PPE 22.14 |  |  |  | AMPSTON(TOP RANK) |  | 1600.000 A |  |  |  | 6 | Pass | null
255703314 | TNB | DISTRIBUTION | WP PUTRAJAYA & CYBERJAYA | Existing |  |  | LVDB | FP 1600 A - 2 in 8 out (PE) | PE 22.07 | INDOOR | PPE 22.07 |  |  |  | Unknown |  | 1600.000 A |  |  |  | 3 | Pass | null
255703373 | TNB | DISTRIBUTION | WP PUTRAJAYA & CYBERJAYA | Existing |  |  | LVDB | FP 1600 A - 2 in 8 out (PE) | PE 21.45 | INDOOR | PP 3710372 |  |  |  | SUN SYSTEM ENG. |  | 1600.000 A |  |  |  | 6 | Pass | null
255703421 | TNB | DISTRIBUTION | WP PUTRAJAYA & CYBERJAYA | Existing |  |  | LVDB | FP 1600 A - 2 in 8 out (PE) | PE 21.45 | INDOOR | PP 3710237 |  |  |  | SUN SYSTEM ENG. |  | 1600.000 A |  |  |  | 5 | Pass | null
255703844 | TNB | DISTRIBUTION | WP PUTRAJAYA & CYBERJAYA | Existing |  |  | LVDB | FP 1600 A - 2 in 8 out (PE) | PE 22.46 | INDOOR | PPE 22.46 |  |  |  | SUN SYSTEM ENG. |  | 1600.000 A |  |  |  | 9 | Pass | null
255703896 | TNB | DISTRIBUTION | WP PUTRAJAYA & CYBERJAYA | Existing |  |  | LVDB | FP 1600 A - 2 in 8 out (PE) | PE 22.45 | INDOOR | PPE 22.45 |  |  |  | SUN SYSTEM ENG. |  | 1600.000 A |  |  |  | 7 | Pass | null
255704039 | TNB | DISTRIBUTION | WP PUTRAJAYA & CYBERJAYA | Existing |  |  | LVDB | FP 1600 A - 2 in 8 out (PE) | PE 9.20 | INDOOR | PPE 9.20 |  |  |  | SUN SYSTEM ENG. |  | 1600.000 A |  |  |  | 5 | Pass | null
255704394 | TNB | DISTRIBUTION | WP PUTRAJAYA & CYBERJAYA | Existing |  |  | LVDB | FP 1600 A - 2 in 8 out (PE) | PE 9.17 | INDOOR | PPE 9.17 |  |  |  | ALGEBRA |  | 1600.000 A |  |  |  | 5 | Pass | null
255704438 | TNB | DISTRIBUTION | WP PUTRAJAYA & CYBERJAYA | Existing |  |  | LVDB | FP 1600 A - 2 in 8 out (PE) | PE 9.17 | INDOOR | PPE 9.17 |  |  |  | ALGEBRA |  | 1600.000 A |  |  |  | 6 | Pass | null
255704518 | TNB | DISTRIBUTION | WP PUTRAJAYA & CYBERJAYA | Existing |  |  | LVDB | FP 1600 A - 2 in 8 out (PE) | PE 9.32 | INDOOR | PPE 9.32 |  |  |  | Unknown |  | 1600.000 A |  |  |  | 6 | Pass | null
255707504 | TNB | DISTRIBUTION | WP PUTRAJAYA & CYBERJAYA | Existing |  |  | MINI FEEDER PILLAR | MINI FP 400 A - 2 in 6 out |  | OUTDOOR | RMBT 1 |  |  |  | RMBT |  | 400.000 A |  |  |  | 0 | Pass | null
255707992 | TNB | DISTRIBUTION | WP PUTRAJAYA & CYBERJAYA | Existing |  |  | MINI FEEDER PILLAR | MINI FP 400 A - 2 in 6 out |  | OUTDOOR | LVMC 12 |  |  |  | RMBT |  | 400.000 A |  |  |  | 0 | Pass | null
255708028 | TNB | DISTRIBUTION | WP PUTRAJAYA & CYBERJAYA | Existing |  |  | MINI FEEDER PILLAR | MINI FP 400 A - 2 in 6 out |  | OUTDOOR | LVMC 8 |  |  |  | RMBT |  | 400.000 A |  |  |  | 0 | Pass | null
255708058 | TNB | DISTRIBUTION | WP PUTRAJAYA & CYBERJAYA | Existing |  |  | MINI FEEDER PILLAR | MINI FP 400 A - 2 in 6 out |  | OUTDOOR | LVMC 13 |  |  |  | RMBT |  | 400.000 A |  |  |  | 0 | Pass | null
255708781 | TNB | DISTRIBUTION | WP PUTRAJAYA & CYBERJAYA | Existing |  |  | MINI FEEDER PILLAR | MINI FP 400 A - 2 in 6 out |  | OUTDOOR | 10 |  |  |  | RMBT |  | 400.000 A |  |  |  | 0 | Pass | null
255708804 | TNB | DISTRIBUTION | WP PUTRAJAYA & CYBERJAYA | Existing |  |  | MINI FEEDER PILLAR | MINI FP 400 A - 2 in 6 out |  | OUTDOOR | 8 |  |  |  | RMBT |  | 400.000 A |  |  |  | 0 | Pass | null
255708864 | TNB | DISTRIBUTION | WP PUTRAJAYA & CYBERJAYA | Existing |  |  | MINI FEEDER PILLAR | MINI FP 400 A - 2 in 6 out |  | OUTDOOR | 10 |  |  |  | RMBT |  | 400.000 A |  |  |  | 0 | Pass | null
255708894 | TNB | DISTRIBUTION | WP PUTRAJAYA & CYBERJAYA | Existing |  |  | MINI FEEDER PILLAR | MINI FP 400 A - 2 in 6 out |  | OUTDOOR | 8 |  |  |  | RMBT |  | 400.000 A |  |  |  | 0 | Pass | null
255708918 | TNB | DISTRIBUTION | WP PUTRAJAYA & CYBERJAYA | Existing |  |  | MINI FEEDER PILLAR | MINI FP 400 A - 2 in 6 out |  | OUTDOOR | FP 10 |  |  |  | RMBT |  | 400.000 A |  |  |  | 0 | Pass | null
255708948 | TNB | DISTRIBUTION | WP PUTRAJAYA & CYBERJAYA | Existing |  |  | MINI FEEDER PILLAR | MINI FP 400 A - 2 in 6 out |  | OUTDOOR | FP 9 |  |  |  | RMBT |  | 400.000 A |  |  |  | 0 | Pass | null
255708984 | TNB | DISTRIBUTION | WP PUTRAJAYA & CYBERJAYA | Existing |  |  | MINI FEEDER PILLAR | MINI FP 400 A - 2 in 6 out |  | OUTDOOR | FP 9 |  |  |  | RMBT |  | 400.000 A |  |  |  | 0 | Pass | null
255709388 | TNB | DISTRIBUTION | WP PUTRAJAYA & CYBERJAYA | Existing |  |  | MINI FEEDER PILLAR | MINI FP 400 A - 2 in 6 out |  | OUTDOOR | RMBT 21 |  |  |  | RMBT |  | 400.000 A |  |  |  | 0 | Pass | null
255709412 | TNB | DISTRIBUTION | WP PUTRAJAYA & CYBERJAYA | Existing |  |  | MINI FEEDER PILLAR | MINI FP 400 A - 2 in 6 out |  | OUTDOOR | RMBT 23 |  |  |  | RMBT |  | 400.000 A |  |  |  | 0 | Pass | null
255709436 | TNB | DISTRIBUTION | WP PUTRAJAYA & CYBERJAYA | Existing |  |  | MINI FEEDER PILLAR |  |  | OUTDOOR | N/A |  |  |  | RMBT |  | 400.000 A |  |  |  | 0 | Pass | null
255709472 | TNB | DISTRIBUTION | WP PUTRAJAYA & CYBERJAYA | Existing |  |  | MINI FEEDER PILLAR |  |  | OUTDOOR | N/A |  |  |  | RMBT |  | 400.000 A |  |  |  | 0 | Pass | null
255709508 | TNB | DISTRIBUTION | WP PUTRAJAYA & CYBERJAYA | Existing |  |  | MINI FEEDER PILLAR |  |  | OUTDOOR | N/A |  |  |  | RMBT |  | 400.000 A |  |  |  | 0 | Pass | null
255709544 | TNB | DISTRIBUTION | WP PUTRAJAYA & CYBERJAYA | Existing |  |  | MINI FEEDER PILLAR |  |  | OUTDOOR | RMBT 17 |  |  |  | RMBT |  | 400.000 A |  |  |  | 0 | Pass | null
255709574 | TNB | DISTRIBUTION | WP PUTRAJAYA & CYBERJAYA | Existing |  |  | MINI FEEDER PILLAR |  |  | OUTDOOR | N/A |  |  |  | RMBT |  | 400.000 A |  |  |  | 0 | Pass | null
255710195 | TNB | DISTRIBUTION | WP PUTRAJAYA & CYBERJAYA | Existing |  |  | MINI FEEDER PILLAR | MINI FP 400 A - 2 in 6 out |  | OUTDOOR | N/A |  |  |  | RMBT |  | 400.000 A |  |  |  | 0 | Pass | null
255710861 | TNB | DISTRIBUTION | WP PUTRAJAYA & CYBERJAYA | Existing |  |  | FEEDER PILLAR | FP 800 A - 2 in 5 out |  | OUTDOOR | FP 9/1 |  |  |  | Unknown |  | 400.000 A |  |  |  | 0 | Pass | null
255710873 | TNB | DISTRIBUTION | WP PUTRAJAYA & CYBERJAYA | Existing |  |  | FEEDER PILLAR | FP 800 A - 2 in 5 out |  | OUTDOOR | FP SL 2 |  |  |  | Unknown |  | 400.000 A |  |  |  | 0 | Pass | null
255710903 | TNB | DISTRIBUTION | WP PUTRAJAYA & CYBERJAYA | Existing |  |  | FEEDER PILLAR | FP 1600 A - 2 in 8 out |  | OUTDOOR | SL MAIN FP |  |  |  | Unknown |  | 400.000 A |  |  | 100AMP.SN 666/3601/99 | 0 | Pass | null
255710911 | TNB | DISTRIBUTION | WP PUTRAJAYA & CYBERJAYA | Existing |  |  | LVDB | FP 1600 A - 2 in 8 out (PE) | PE 9.32 | INDOOR | PPE 9.32 |  |  |  | Unknown |  | 1600.000 A |  |  |  | 5 | Pass | null
255710947 | TNB | DISTRIBUTION | WP PUTRAJAYA & CYBERJAYA | Existing |  |  | LVDB | FP 1600 A - 2 in 8 out (PE) | PE 9.22 | INDOOR | PPE 9.22 |  |  |  | ALGEBRA |  | 1600.000 A |  |  |  | 4 | Pass | null
255710992 | TNB | DISTRIBUTION | WP PUTRAJAYA & CYBERJAYA | Existing |  |  | LVDB | FP 1600 A - 2 in 8 out (PE) | PE 9.30 | INDOOR | PPE 9.30 |  |  |  | Unknown |  | 1600.000 A |  |  |  | 7 | Pass | null
255711046 | TNB | DISTRIBUTION | WP PUTRAJAYA & CYBERJAYA | Existing |  |  | LVDB | FP 1600 A - 2 in 8 out (PE) | PE 9.26 | INDOOR | PPE 9.26 |  |  |  | Unknown |  | 1600.000 A |  |  |  | 6 | Pass | null
255711059 | TNB | DISTRIBUTION | WP PUTRAJAYA & CYBERJAYA | Existing |  |  | LVDB | FP 1600 A - 2 in 8 out (PE) | PE 9.26 | INDOOR | PPE 9.26 |  |  |  | Unknown |  | 1600.000 A |  |  |  | 6 | Pass | null
255711095 | TNB | DISTRIBUTION | WP PUTRAJAYA & CYBERJAYA | Existing |  |  | LVDB | FP 1600 A - 2 in 8 out (PE) | PE 9.25 | INDOOR | PPE 9.25 |  |  |  | Unknown |  | 1600.000 A |  |  |  | 6 | Pass | null
255711139 | TNB | DISTRIBUTION | WP PUTRAJAYA & CYBERJAYA | Existing |  |  | LVDB | FP 1600 A - 2 in 8 out (PE) | PE 9.35 | INDOOR | PPE 9.35 |  |  |  | Unknown |  | 1600.000 A |  |  |  | 6 | Pass | null
255711479 | TNB | DISTRIBUTION | WP PUTRAJAYA & CYBERJAYA | Existing |  |  | LVDB | FP 1600 A - 2 in 8 out (PE) | PE 9.35 | INDOOR | PPE 9.35 |  |  |  | Unknown |  | 1600.000 A |  |  |  | 5 | Pass | null
255711515 | TNB | DISTRIBUTION | WP PUTRAJAYA & CYBERJAYA | Existing |  |  | LVDB | FP 1600 A - 2 in 8 out (PE) | PE 9.34 | INDOOR | PPE 9.34 |  |  |  | Unknown |  | 1600.000 A |  |  |  | 6 | Pass | null
255711559 | TNB | DISTRIBUTION | WP PUTRAJAYA & CYBERJAYA | Existing |  |  | LVDB | FP 1600 A - 2 in 8 out (PE) | PE 9.34 | INDOOR | PPE 9.34 |  |  |  | Unknown |  | 1600.000 A |  |  |  | 7 | Pass | null
255711595 | TNB | DISTRIBUTION | WP PUTRAJAYA & CYBERJAYA | Existing |  |  | LVDB | FP 1600 A - 2 in 8 out (PE) | PE 21.52 | INDOOR | 0023 |  |  |  | POWERJOG |  | 1600.000 A |  |  |  | 9 | Pass | null
255711676 | TNB | DISTRIBUTION | WP PUTRAJAYA & CYBERJAYA | Existing |  |  | LVDB | FP 1600 A - 2 in 8 out (PE) | PE 21.51 | INDOOR | FP9607-0524 |  |  |  | SUN SYSTEM ENG. |  | 1600.000 A |  |  |  | 10 | Pass | null
255711720 | TNB | DISTRIBUTION | WP PUTRAJAYA & CYBERJAYA | Existing |  |  | LVDB | FP 1600 A - 2 in 8 out (PE) | PE 21.51 | INDOOR | 066 |  |  |  | Unknown |  | 1600.000 A |  |  |  | 9 | Pass | null
255712052 | TNB | DISTRIBUTION | WP PUTRAJAYA & CYBERJAYA | Existing |  |  | LVDB | FP 1600 A - 2 in 8 out (PE) | PE 21.49 | INDOOR | FP 9607.0007 |  |  |  | SUN SYSTEM ENG. |  | 1600.000 A |  |  |  | 7 | Pass | null
255712350 | TNB | DISTRIBUTION | WP PUTRAJAYA & CYBERJAYA | Existing |  |  | LVDB | FP 1600 A - 2 in 8 out (PE) | PE 16.18 | INDOOR | PPE 16.18 |  |  |  | Unknown |  | 1600.000 A |  |  |  | 8 | Pass | null
255712370 | TNB | DISTRIBUTION | WP PUTRAJAYA & CYBERJAYA | Existing | VCBJ/PCE/J22371/NDTX1 | 300283085 | LVDB | LVDB 1600 A - 2 in 8 out | PE 22.37 BOMBA CJ (F1) | INDOOR | PPE 22.37 |  |  |  | SUN SYSTEM ENG. |  | 1600.000 A |  |  |  | 7 | Pass | null
255715714 | TNB | DISTRIBUTION | WP PUTRAJAYA & CYBERJAYA | Existing |  |  | MINI FEEDER PILLAR | MINI FP 400 A - 2 in 6 out |  | OUTDOOR | LVMC 18 |  |  |  | RMBT |  | 400.000 A |  |  |  | 0 | Pass | null
255715750 | TNB | DISTRIBUTION | WP PUTRAJAYA & CYBERJAYA | Existing |  |  | MINI FEEDER PILLAR | MINI FP 400 A - 2 in 6 out |  | OUTDOOR | LVMC 1 |  |  |  | RMBT |  | 400.000 A |  |  |  | 0 | Pass | null
255715786 | TNB | DISTRIBUTION | WP PUTRAJAYA & CYBERJAYA | Existing |  |  | MINI FEEDER PILLAR | MINI FP 400 A - 2 in 6 out |  | OUTDOOR | LVMC 27 |  |  |  | RMBT |  | 400.000 A |  |  |  | 0 | Pass | null
255715822 | TNB | DISTRIBUTION | WP PUTRAJAYA & CYBERJAYA | Existing |  |  | MINI FEEDER PILLAR | MINI FP 400 A - 2 in 6 out |  | OUTDOOR | LVMC 11 |  |  |  | RMBT |  | 400.000 A |  |  |  | 0 | Pass | null
255715858 | TNB | DISTRIBUTION | WP PUTRAJAYA & CYBERJAYA | Existing |  |  | MINI FEEDER PILLAR | MINI FP 400 A - 2 in 6 out |  | OUTDOOR | LVMC 32 |  |  |  | RMBT |  | 400.000 A |  |  |  | 0 | Pass | null
255716196 | TNB | DISTRIBUTION | WP PUTRAJAYA & CYBERJAYA | Existing |  |  | MINI FEEDER PILLAR | MINI FP 400 A - 2 in 6 out |  | OUTDOOR | RMBT 6 |  |  |  | RMBT |  | 400.000 A |  |  |  | 0 | Pass | null
255716232 | TNB | DISTRIBUTION | WP PUTRAJAYA & CYBERJAYA | Existing |  |  | MINI FEEDER PILLAR | MINI FP 400 A - 2 in 6 out |  | OUTDOOR | RMBT 7 |  |  |  | RMBT |  | 400.000 A |  |  |  | 0 | Pass | null
255716304 | TNB | DISTRIBUTION | WP PUTRAJAYA & CYBERJAYA | Existing |  |  | MINI FEEDER PILLAR | MINI FP 400 A - 2 in 6 out |  | OUTDOOR | RMBT 3 |  |  |  | RMBT |  | 400.000 A |  |  |  | 0 | Pass | null
255716340 | TNB | DISTRIBUTION | WP PUTRAJAYA & CYBERJAYA | Existing |  |  | MINI FEEDER PILLAR | MINI FP 400 A - 2 in 6 out |  | OUTDOOR | RMBT 11 |  |  |  | RMBT |  | 400.000 A |  |  | M5836 | 0 | Pass | null
255716376 | TNB | DISTRIBUTION | WP PUTRAJAYA & CYBERJAYA | Existing |  |  | MINI FEEDER PILLAR | MINI FP 400 A - 2 in 6 out |  | OUTDOOR | RMBT 12 |  |  |  | RMBT |  | 400.000 A |  |  |  | 0 | Pass | null
255716412 | TNB | DISTRIBUTION | WP PUTRAJAYA & CYBERJAYA | Existing |  |  | MINI FEEDER PILLAR | MINI FP 400 A - 2 in 6 out |  | OUTDOOR | LVMC 85 |  |  |  | RMBT |  | 400.000 A |  |  |  | 0 | Pass | null
255716442 | TNB | DISTRIBUTION | WP PUTRAJAYA & CYBERJAYA | Existing |  |  | MINI FEEDER PILLAR | MINI FP 400 A - 2 in 6 out |  | OUTDOOR | LVMC 81 |  |  |  | RMBT |  | 400.000 A |  |  |  | 0 | Pass | null
255717070 | TNB | DISTRIBUTION | WP PUTRAJAYA & CYBERJAYA | Existing |  |  | MINI FEEDER PILLAR | MINI FP 400 A - 2 in 6 out |  | OUTDOOR | LVMC 10 |  |  |  | RMBT |  | 400.000 A |  |  |  | 0 | Pass | null
255717100 | TNB | DISTRIBUTION | WP PUTRAJAYA & CYBERJAYA | Existing |  |  | MINI FEEDER PILLAR | MINI FP 400 A - 2 in 6 out |  | OUTDOOR | LVMC 39 |  |  |  | RMBT |  | 400.000 A |  |  |  | 0 | Pass | null
255717130 | TNB | DISTRIBUTION | WP PUTRAJAYA & CYBERJAYA | Existing |  |  | MINI FEEDER PILLAR | MINI FP 400 A - 2 in 6 out |  | OUTDOOR | LVMC 26 |  |  |  | RMBT |  | 400.000 A |  |  |  | 0 | Pass | null
255717160 | TNB | DISTRIBUTION | WP PUTRAJAYA & CYBERJAYA | Existing |  |  | MINI FEEDER PILLAR | MINI FP 400 A - 2 in 6 out |  | OUTDOOR | LVMC 4 |  |  |  | RMBT |  | 400.000 A |  |  |  | 0 | Pass | null
255717196 | TNB | DISTRIBUTION | WP PUTRAJAYA & CYBERJAYA | Existing |  |  | MINI FEEDER PILLAR | MINI FP 400 A - 2 in 6 out |  | OUTDOOR | RMBT 2 |  |  |  | RMBT |  | 400.000 A |  |  |  | 0 | Pass | null
255717225 | TNB | DISTRIBUTION | WP PUTRAJAYA & CYBERJAYA | Existing |  |  | FEEDER PILLAR | FP 800 A - 2 in 5 out |  | OUTDOOR | FP 4 |  |  |  | Unknown |  | 400.000 A |  |  |  | 0 | Pass | null
255717239 | TNB | DISTRIBUTION | WP PUTRAJAYA & CYBERJAYA | Existing |  |  | FEEDER PILLAR | FP 1600 A - 2 in 8 out |  | OUTDOOR | FP SL 24 |  |  |  | Unknown |  | 400.000 A |  |  |  | 7 | Pass | null
255717724 | TNB | DISTRIBUTION | WP PUTRAJAYA & CYBERJAYA | Existing |  |  | LVDB | FP 1600 A - 2 in 8 out (PE) | PE 21.34 | INDOOR | PPE 21.34 |  |  |  | TOPRANK |  | 1600.000 A |  |  |  | 4 | Pass | null
255717801 | TNB | DISTRIBUTION | WP PUTRAJAYA & CYBERJAYA | Existing |  |  | LVDB | FP 1600 A - 2 in 8 out (PE) | PE 9.36 | INDOOR | FP 2 |  |  |  | POWERJOG |  | 1600.000 A |  |  |  | 5 | Pass | null
255717875 | TNB | DISTRIBUTION | WP PUTRAJAYA & CYBERJAYA | Existing |  |  | LVDB | FP 1600 A - 2 in 8 out (PE) | PE 9.36 | INDOOR | FP 1 |  |  |  | POWERJOG |  | 1600.000 A |  |  |  | 6 | Pass | null
255717941 | TNB | DISTRIBUTION | WP PUTRAJAYA & CYBERJAYA | Existing |  |  | FEEDER PILLAR | FP 800 A - 2 in 5 out |  | OUTDOOR | FP 3-5 |  |  |  | Unknown |  | 400.000 A |  |  | SUN SYSTEM ENGINEERING SDN BHD | 0 | Pass | null
255718268 | TNB | DISTRIBUTION | WP PUTRAJAYA & CYBERJAYA | Existing |  |  | MINI FEEDER PILLAR |  |  | OUTDOOR | FP 400A |  |  |  | Unknown |  | 400.000 A |  |  |  | 0 | Pass | null
255718299 | TNB | DISTRIBUTION | WP PUTRAJAYA & CYBERJAYA | Existing |  |  | MINI FEEDER PILLAR | MINI FP 400 A - 2 in 6 out |  | OUTDOOR | FP2-5A |  |  |  | Unknown |  | 400.000 A |  |  | MAHKOTA MANUFACTURING SDN BHD | 0 | Pass | null
255718331 | TNB | DISTRIBUTION | WP PUTRAJAYA & CYBERJAYA | Existing |  |  | LVDB | FP 1600 A - 2 in 8 out (PE) | PE 22.49 | INDOOR | FP 1 |  |  |  | ITEM |  | 1600.000 A |  |  |  | 3 | Pass | null
255718437 | TNB | DISTRIBUTION | WP PUTRAJAYA & CYBERJAYA | Existing |  |  | LVDB | FP 1600 A - 2 in 8 out (PE) | PE 22.35 | INDOOR | PPE 22.35 |  |  |  | Unknown |  | 1600.000 A |  |  |  | 4 | Pass | null
255718490 | TNB | DISTRIBUTION | WP PUTRAJAYA & CYBERJAYA | Existing | VCBJ/PCE/J22321/NDTX1 | 300283079 | LVDB |  | PE 22.32 MOTOROLA (F1) | INDOOR | PE 22.32 |  |  |  | SUN SYSTEM ENG. |  | 1600.000 A |  |  |  | 5 | Pass | null
255718534 | TNB | DISTRIBUTION | WP PUTRAJAYA & CYBERJAYA | Existing | VCBJ/PCE/J22322/ND TX2 | 300283080 | LVDB |  | PE 22.32 MOTOROLA (F2) | INDOOR | PE 22.32 |  |  |  | SUN SYSTEM ENG. |  | 1600.000 A |  |  |  | 7 | Pass | null
255718866 | TNB | DISTRIBUTION | WP PUTRAJAYA & CYBERJAYA | Existing |  |  | LVDB | FP 1600 A - 2 in 8 out (PE) | PE 22.48 | INDOOR | PPE 22.48 |  |  |  | Unknown |  | 1600.000 A |  |  |  | 3 | Pass | null
255718921 | TNB | DISTRIBUTION | WP PUTRAJAYA & CYBERJAYA | Existing |  |  | LVDB | FP 1600 A - 2 in 8 out (PE) | PE 22.21 | INDOOR | PPE 22.21 |  |  |  | ALGEBRA |  | 1600.000 A |  |  |  | 8 | Pass | null
255718968 | TNB | DISTRIBUTION | WP PUTRAJAYA & CYBERJAYA | Existing |  |  | LVDB | FP 1600 A - 2 in 8 out (PE) | PE 22.21 | INDOOR | PE 22.21 |  |  |  | ALGEBRA |  | 1600.000 A |  |  |  | 6 | Pass | null
255719051 | TNB | DISTRIBUTION | WP PUTRAJAYA & CYBERJAYA | Existing |  |  | LVDB | FP 1600 A - 2 in 8 out (PE) | PE 22.23 | INDOOR | PPE 22.23 |  |  |  | AMPSTON(TOP RANK) |  | 1600.000 A |  |  |  | 8 | Pass | null
255719095 | TNB | DISTRIBUTION | WP PUTRAJAYA & CYBERJAYA | Existing |  |  | LVDB | FP 1600 A - 2 in 8 out (PE) | PE 22.25 | INDOOR | PPE 22.25 |  |  |  | SUN SYSTEM ENG. |  | 1600.000 A |  |  |  | 7 | Pass | null
255719435 | TNB | DISTRIBUTION | WP PUTRAJAYA & CYBERJAYA | Existing |  |  | LVDB | FP 1600 A - 2 in 8 out (PE) | PE 22.25 | INDOOR | PPE 22.25 |  |  |  | SUN SYSTEM ENG. |  | 1600.000 A |  |  |  | 4 | Pass | null
255719471 | TNB | DISTRIBUTION | WP PUTRAJAYA & CYBERJAYA | Existing |  |  | LVDB | FP 1600 A - 2 in 8 out (PE) | PE 22.22 | INDOOR | PPE 22.22 |  |  |  | SUN SYSTEM ENG. |  | 1600.000 A |  |  |  | 2 | Pass | null
255719513 | TNB | DISTRIBUTION | WP PUTRAJAYA & CYBERJAYA | Existing |  |  | LVDB | FP 1600 A - 2 in 8 out (PE) | PE 22.24 | INDOOR | PPE 22.24 |  |  |  | AMPSTON(TOP RANK) |  | 1600.000 A |  |  |  | 2 | Pass | null
255719557 | TNB | DISTRIBUTION | WP PUTRAJAYA & CYBERJAYA | Existing |  |  | LVDB | FP 1600 A - 2 in 8 out (PE) | PE 10.05 | INDOOR | PPE 2990 |  |  |  | ALGEBRA |  | 1600.000 A |  |  |  | 7 | Pass | null
255719630 | TNB | DISTRIBUTION | WP PUTRAJAYA & CYBERJAYA | Existing |  |  | LVDB | FP 1600 A - 2 in 8 out (PE) | PE 11.03 | INDOOR | PPE 11.03 |  |  |  | Unknown |  | 1600.000 A |  |  |  | 7 | Pass | null
255719683 | TNB | DISTRIBUTION | WP PUTRAJAYA & CYBERJAYA | Existing |  |  | LVDB | FP 1600 A - 2 in 8 out (PE) | PE 11.15 | INDOOR | PPE 11.15 |  |  |  | AMPSTON(TOP RANK) |  | 1600.000 A |  |  |  | 6 | Pass | null
255720177 | TNB | DISTRIBUTION | WP PUTRAJAYA & CYBERJAYA | Existing |  |  | LVDB | FP 1600 A - 2 in 8 out (PE) | PE 11.39 | INDOOR | PPE 11.39 |  |  |  | SUN SYSTEM ENG. |  | 1600.000 A |  |  |  | 4 | Pass | null
255720253 | TNB | DISTRIBUTION | WP PUTRAJAYA & CYBERJAYA | Existing |  |  | LVDB | FP 1600 A - 2 in 8 out (PE) | PE 11.42 | INDOOR | PPE 11.42 |  |  |  | AMPSTON(TOP RANK) |  | 1600.000 A |  |  |  | 4 | Pass | null
255723576 | TNB | DISTRIBUTION | WP PUTRAJAYA & CYBERJAYA | Existing |  |  | MINI FEEDER PILLAR | MINI FP 400 A - 2 in 6 out |  | OUTDOOR | RMBT 20 |  |  |  | RMBT |  | 400.000 A |  |  |  | 0 | Pass | null
255723600 | TNB | DISTRIBUTION | WP PUTRAJAYA & CYBERJAYA | Existing |  |  | MINI FEEDER PILLAR | MINI FP 400 A - 2 in 6 out |  | OUTDOOR | RMBT 18 |  |  |  | RMBT |  | 400.000 A |  |  |  | 0 | Pass | null
255723636 | TNB | DISTRIBUTION | WP PUTRAJAYA & CYBERJAYA | Existing |  |  | MINI FEEDER PILLAR | MINI FP 400 A - 2 in 6 out |  | OUTDOOR | RMBT 17 |  |  |  | RMBT |  | 400.000 A |  |  |  | 0 | Pass | null
255723672 | TNB | DISTRIBUTION | WP PUTRAJAYA & CYBERJAYA | Existing |  |  | MINI FEEDER PILLAR | MINI FP 400 A - 2 in 6 out |  | OUTDOOR | RMBT 24 |  |  |  | RMBT |  | 400.000 A | 24/08/2000 |  |  | 0 | Pass | null
255723720 | TNB | DISTRIBUTION | WP PUTRAJAYA & CYBERJAYA | Existing |  |  | MINI FEEDER PILLAR | MINI FP 400 A - 2 in 6 out |  | OUTDOOR | RMBT 29 |  |  |  | RMBT |  | 400.000 A |  |  |  | 0 | Pass | null
255723750 | TNB | DISTRIBUTION | WP PUTRAJAYA & CYBERJAYA | Existing |  |  | MINI FEEDER PILLAR | MINI FP 400 A - 2 in 6 out |  | OUTDOOR | LVMC 11 |  |  |  | RMBT |  | 400.000 A |  |  |  | 0 | Pass | null
255723786 | TNB | DISTRIBUTION | WP PUTRAJAYA & CYBERJAYA | Existing |  |  | MINI FEEDER PILLAR | MINI FP 400 A - 2 in 6 out |  | OUTDOOR | RMBT 2 |  |  |  | RMBT |  | 400.000 A |  |  |  | 0 | Pass | null
255723858 | TNB | DISTRIBUTION | WP PUTRAJAYA & CYBERJAYA | Existing |  |  | MINI FEEDER PILLAR | MINI FP 400 A - 2 in 6 out |  | OUTDOOR | RMBT 16 |  |  |  | RMBT |  | 400.000 A |  |  |  | 0 | Pass | null
255724190 | TNB | DISTRIBUTION | WP PUTRAJAYA & CYBERJAYA | Existing |  |  | FEEDER PILLAR | MINI FP 400 A - 2 in 6 out |  | OUTDOOR | FP 4C/3 | [5 empty] | 400.000 A |  |  |  | 0 | Pass | null
255724220 | TNB | DISTRIBUTION | WP PUTRAJAYA & CYBERJAYA | Existing |  |  | MINI FEEDER PILLAR | MINI FP 400 A - 2 in 6 out |  | OUTDOOR | FP 4C/1 | [5 empty] | 400.000 A |  |  | AC/MFP 0827 | 0 | Pass | null
255724256 | TNB | DISTRIBUTION | WP PUTRAJAYA & CYBERJAYA | Existing |  |  | MINI FEEDER PILLAR | MINI FP 400 A - 2 in 6 out |  | OUTDOOR | FP 4C/5 | [5 empty] | 400.000 A |  |  | AC/MFP 0821 | 0 | Pass | null
255724304 | TNB | DISTRIBUTION | WP PUTRAJAYA & CYBERJAYA | Existing |  |  | MINI FEEDER PILLAR | MINI FP 400 A - 2 in 6 out |  | OUTDOOR | FP 4C/12 |  |  |  | Unknown |  | 400.000 A |  |  | AC/MFP 0826 | 0 | Pass | null
255724334 | TNB | DISTRIBUTION | WP PUTRAJAYA & CYBERJAYA | Existing |  |  | MINI FEEDER PILLAR | MINI FP 400 A - 2 in 6 out |  | OUTDOOR | LVMC 16 |  |  |  | RMBT |  | 400.000 A |  |  |  | 0 | Pass | null
255724358 | TNB | DISTRIBUTION | WP PUTRAJAYA & CYBERJAYA | Existing |  |  | MINI FEEDER PILLAR | MINI FP 400 A - 2 in 6 out |  | OUTDOOR | LVMC 2 |  |  |  | RMBT |  | 400.000 A |  |  |  | 0 | Pass | null
255724394 | TNB | DISTRIBUTION | WP PUTRAJAYA & CYBERJAYA | Existing |  |  | MINI FEEDER PILLAR | MINI FP 400 A - 2 in 6 out |  | OUTDOOR | LVMC 42A |  |  |  | RMBT |  | 400.000 A |  |  |  | 0 | Pass | null
255724430 | TNB | DISTRIBUTION | WP PUTRAJAYA & CYBERJAYA | Existing |  |  | MINI FEEDER PILLAR | MINI FP 400 A - 2 in 6 out |  | OUTDOOR | LVMC 46 |  |  |  | RMBT |  | 400.000 A |  |  |  | 0 | Pass | null
255724460 | TNB | DISTRIBUTION | WP PUTRAJAYA & CYBERJAYA | Existing |  |  | MINI FEEDER PILLAR | MINI FP 400 A - 2 in 6 out |  | OUTDOOR | LVMC 37 |  |  |  | RMBT |  | 400.000 A |  |  |  | 0 | Pass | null
255724792 | TNB | DISTRIBUTION | WP PUTRAJAYA & CYBERJAYA | Existing |  |  | MINI FEEDER PILLAR | MINI FP 400 A - 2 in 6 out |  | OUTDOOR | LVMC 1 |  |  |  | RMBT |  | 400.000 A |  |  |  | 0 | Pass | null
255724816 | TNB | DISTRIBUTION | WP PUTRAJAYA & CYBERJAYA | Existing |  |  | MINI FEEDER PILLAR | MINI FP 400 A - 2 in 6 out |  | OUTDOOR | LVMC 2 |  |  |  | RMBT |  | 400.000 A |  |  |  | 0 | Pass | null
255724851 | TNB | DISTRIBUTION | WP PUTRAJAYA & CYBERJAYA | Existing |  |  | MINI FEEDER PILLAR | MINI FP 400 A - 2 in 6 out |  | OUTDOOR | FP8 |  |  |  | RMBT |  | 400.000 A |  |  | 2018 | 0 | Pass | null
255724887 | TNB | DISTRIBUTION | WP PUTRAJAYA & CYBERJAYA | Existing |  |  | FEEDER PILLAR | FP 1600 A - 2 in 8 out |  | OUTDOOR | FP4/PT1 |  |  |  | Unknown |  | 800.000 A |  |  |  | 3 | Pass | null
255724898 | TNB | DISTRIBUTION | WP PUTRAJAYA & CYBERJAYA | Existing |  |  | FEEDER PILLAR | FP 800 A - 2 in 5 out |  | OUTDOOR | FP4/PT4 |  |  |  | Unknown |  | 800.000 A |  |  | PPJ | 0 | Pass | null
255724911 | TNB | DISTRIBUTION | WP PUTRAJAYA & CYBERJAYA | Existing |  |  | FEEDER PILLAR | FP 800 A - 2 in 5 out |  | OUTDOOR | RMBT 7A |  |  |  | RMBT |  | 800.000 A |  |  | FP9703-0344 | 0 | Pass | null
255724947 | TNB | DISTRIBUTION | WP PUTRAJAYA & CYBERJAYA | Existing |  |  | MINI FEEDER PILLAR | MINI FP 400 A - 2 in 6 out |  | OUTDOOR | RMBT LOT 71 LVMC NO 1 |  |  |  | RMBT |  | 400.000 A |  |  | NOT VISIBLE AT SITE | 0 | Pass | null
255724967 | TNB | DISTRIBUTION | WP PUTRAJAYA & CYBERJAYA | Existing |  |  | MINI FEEDER PILLAR | MINI FP 400 A - 2 in 6 out |  | OUTDOOR | RMBT LOT 72 LVMC NO 2 |  |  |  | RMBT |  | 400.000 A |  |  | M5660 | 0 | Pass | null
255724982 | TNB | DISTRIBUTION | WP PUTRAJAYA & CYBERJAYA | Existing |  |  | FEEDER PILLAR | FP 1600 A - 2 in 8 out |  | OUTDOOR | FP PROMENADE |  |  |  | RMBT |  | 400.000 A |  |  | FP9606-0004 | 0 | Pass | null
255724994 | TNB | DISTRIBUTION | WP PUTRAJAYA & CYBERJAYA | Existing |  |  | MINI FEEDER PILLAR | MINI FP 400 A - 2 in 6 out |  | OUTDOOR | RMBT LOT 73 LVMC NO.1 |  |  |  | RMBT |  | 400.000 A |  |  | M5733 | 0 | Pass | null
255725011 | TNB | DISTRIBUTION | WP PUTRAJAYA & CYBERJAYA | Existing |  |  | MINI FEEDER PILLAR | MINI FP 400 A - 2 in 6 out |  | OUTDOOR | RMBT LOT 74 LVMC NO.2 |  |  |  | RMBT |  | 400.000 A |  |  | M5788 | 0 | Pass | null
255725033 | TNB | DISTRIBUTION | WP PUTRAJAYA & CYBERJAYA | Existing |  |  | MINI FEEDER PILLAR |  |  | OUTDOOR | N/A |  |  |  | RMBT |  | 400.000 A |  |  |  | 0 | Pass | null
255725051 | TNB | DISTRIBUTION | WP PUTRAJAYA & CYBERJAYA | Existing |  |  | MINI FEEDER PILLAR | MINI FP 400 A - 2 in 6 out |  | OUTDOOR | RMBT LOT 68 LVMC NO.2 |  |  |  | RMBT |  | 400.000 A |  |  | M5787 | 0 | Pass | null
255725663 | TNB | DISTRIBUTION | WP PUTRAJAYA & CYBERJAYA | Existing |  |  | MINI FEEDER PILLAR | MINI FP 400 A - 2 in 6 out |  | OUTDOOR | RMBT LOT 69 LVMC NO.1 |  |  |  | RMBT |  | 400.000 A |  |  | M5773/NOT VISIBLE AT SITE | 0 | Pass | null
255725678 | TNB | DISTRIBUTION | WP PUTRAJAYA & CYBERJAYA | Existing |  |  | MINI FEEDER PILLAR | MINI FP 400 A - 2 in 6 out |  | OUTDOOR | 33 P10B/9 |  |  |  | RMBT |  | 400.000 A |  |  |  | 0 | Pass | null
255725702 | TNB | DISTRIBUTION | WP PUTRAJAYA & CYBERJAYA | Existing |  |  | MINI FEEDER PILLAR | MINI FP 400 A - 2 in 6 out |  | OUTDOOR | 34 P10B/9 |  |  |  | RMBT |  | 400.000 A |  |  |  | 0 | Pass | null
255725732 | TNB | DISTRIBUTION | WP PUTRAJAYA & CYBERJAYA | Existing |  |  | MINI FEEDER PILLAR | MINI FP 400 A - 2 in 6 out |  | OUTDOOR | 31 P10B/9 |  |  |  | RMBT |  | 400.000 A |  |  |  | 0 | Pass | null
255725762 | TNB | DISTRIBUTION | WP PUTRAJAYA & CYBERJAYA | Existing |  |  | MINI FEEDER PILLAR | MINI FP 400 A - 2 in 6 out |  | OUTDOOR | 29 P10B/9 |  |  |  | RMBT |  | 400.000 A |  |  |  | 0 | Pass | null
255725792 | TNB | DISTRIBUTION | WP PUTRAJAYA & CYBERJAYA | Existing |  |  | MINI FEEDER PILLAR | MINI FP 400 A - 2 in 6 out |  | OUTDOOR | N/A |  |  |  | RMBT |  | 400.000 A |  |  | M5772 | 0 | Pass | null
255726588 | TNB | DISTRIBUTION | WP PUTRAJAYA & CYBERJAYA | Existing |  |  | MINI FEEDER PILLAR | MINI FP 400 A - 2 in 6 out |  | OUTDOOR | 4 P10A3/3 |  |  |  | RMBT |  | 400.000 A |  |  | NOT VISIBLE AT SITE | 0 | Pass | null
255726612 | TNB | DISTRIBUTION | WP PUTRAJAYA & CYBERJAYA | Existing |  |  | LVDB |  | PE 22.49 | INDOOR | FP 2 |  |  |  | ITEM |  | 1600.000 A |  |  |  | 1 | Pass | null
255726692 | TNB | DISTRIBUTION | WP PUTRAJAYA & CYBERJAYA | Existing |  |  | LVDB | LVDB 1600 A - 2 in 10 out (CS) | PE 11.38 | INDOOR | PPE 11.38 |  |  |  | Unknown |  | 1600.000 A |  |  |  | 4 | Pass | null
255726750 | TNB | DISTRIBUTION | WP PUTRAJAYA & CYBERJAYA | Existing |  |  | LVDB | LVDB 1600 A - 2 in 10 out (CS) | PE 11.20 | INDOOR | PPE 11.20 |  |  |  | Unknown |  | 1600.000 A |  |  |  | 6 | Pass | null
255726808 | TNB | DISTRIBUTION | WP PUTRAJAYA & CYBERJAYA | Existing |  |  | LVDB | FP 1600 A - 2 in 8 out (PE) | PE 8.25 | INDOOR | FP 1 |  |  |  | Unknown |  | 1600.000 A |  |  |  | 6 | Pass | null
255727368 | TNB | DISTRIBUTION | WP PUTRAJAYA & CYBERJAYA | Existing |  |  | LVDB |  | PE 16.20 | INDOOR | PPE 16.20 |  |  |  | Unknown |  | 1600.000 A |  |  |  | 8 | Pass | null
255727720 | TNB | DISTRIBUTION | WP PUTRAJAYA & CYBERJAYA | Existing | VCBJ/PCE/J00026/NDTX1 |  | LVDB | FP 1600 A - 2 in 8 out (PE) | PE 22.06 | INDOOR | LV971-0075 |  |  |  | SUN SYSTEM ENG. |  | 1600.000 A |  |  |  | 3 | Pass | null
255727863 | TNB | DISTRIBUTION | WP PUTRAJAYA & CYBERJAYA | Existing |  |  | LVDB | FP 1600 A - 2 in 8 out (PE) | PE 22.12 | INDOOR | PPE 22.12 |  |  |  | SUN SYSTEM ENG. |  | 1600.000 A |  |  |  | 4 | Pass | null
255731703 | TNB | DISTRIBUTION | WP PUTRAJAYA & CYBERJAYA | Existing |  |  | FEEDER PILLAR | FP 800 A - 2 in 5 out |  | OUTDOOR | FP4/7 |  |  |  | Unknown |  | 800.000 A |  |  |  | 0 | Pass | null
255731726 | TNB | DISTRIBUTION | WP PUTRAJAYA & CYBERJAYA | Existing |  |  | FEEDER PILLAR | FP 800 A - 2 in 5 out |  | OUTDOOR | FP 5/1 |  |  |  | Unknown |  | 800.000 A |  |  |  | 0 | Pass | null
255731839 | TNB | DISTRIBUTION | WP PUTRAJAYA & CYBERJAYA | Existing |  |  | MINI FEEDER PILLAR | MINI FP 400 A - 2 in 6 out |  | OUTDOOR | FP 1 |  |  |  | RMBT |  | 400.000 A |  |  |  | 0 | Pass | null
255732461 | TNB | DISTRIBUTION | WP PUTRAJAYA & CYBERJAYA | Existing |  |  | MINI FEEDER PILLAR | MINI FP 400 A - 2 in 6 out |  | OUTDOOR | FP 19 |  |  |  | RMBT |  | 400.000 A |  |  |  | 0 | Pass | null
255732485 | TNB | DISTRIBUTION | WP PUTRAJAYA & CYBERJAYA | Existing |  |  | MINI FEEDER PILLAR | MINI FP 400 A - 2 in 6 out |  | OUTDOOR | FP 1 |  |  |  | RMBT |  | 400.000 A |  |  |  | 0 | Pass | null
255732521 | TNB | DISTRIBUTION | WP PUTRAJAYA & CYBERJAYA | Existing |  |  | MINI FEEDER PILLAR | MINI FP 400 A - 2 in 6 out |  | OUTDOOR | FP 15 |  |  |  | RMBT |  | 400.000 A |  |  |  | 0 | Pass | null
255732551 | TNB | DISTRIBUTION | WP PUTRAJAYA & CYBERJAYA | Existing |  |  | MINI FEEDER PILLAR | MINI FP 400 A - 2 in 6 out |  | OUTDOOR | LVMC 2 |  |  |  | RMBT |  | 400.000 A |  |  |  | 0 | Pass | null
255732587 | TNB | DISTRIBUTION | WP PUTRAJAYA & CYBERJAYA | Existing |  |  | MINI FEEDER PILLAR | MINI FP 400 A - 2 in 6 out |  | OUTDOOR | LVMC 9 |  |  |  | RMBT |  | 400.000 A |  |  |  | 0 | Pass | null
255732622 | TNB | DISTRIBUTION | WP PUTRAJAYA & CYBERJAYA | Existing |  |  | MINI FEEDER PILLAR | MINI FP 400 A - 2 in 6 out |  | OUTDOOR | LVMC 9 |  |  |  | RMBT |  | 400.000 A |  |  |  | 0 | Pass | null
255732688 | TNB | DISTRIBUTION | WP PUTRAJAYA & CYBERJAYA | Existing |  |  | MINI FEEDER PILLAR | MINI FP 400 A - 2 in 6 out |  | OUTDOOR | RMBT 5 |  |  |  | RMBT |  | 400.000 A |  |  |  | 0 | Pass | null
255732723 | TNB | DISTRIBUTION | WP PUTRAJAYA & CYBERJAYA | Existing |  |  | MINI FEEDER PILLAR | MINI FP 400 A - 2 in 6 out |  | OUTDOOR | RMBT 40 |  |  |  | RMBT |  | 400.000 A |  |  |  | 0 | Pass | null
255733055 | TNB | DISTRIBUTION | WP PUTRAJAYA & CYBERJAYA | Existing |  |  | MINI FEEDER PILLAR | MINI FP 400 A - 2 in 6 out |  | OUTDOOR | RMBT 32 |  |  |  | RMBT |  | 400.000 A |  |  |  | 0 | Pass | null
255733091 | TNB | DISTRIBUTION | WP PUTRAJAYA & CYBERJAYA | Existing |  |  | MINI FEEDER PILLAR | MINI FP 400 A - 2 in 6 out |  | OUTDOOR | RMBT 12 |  |  |  | RMBT |  | 400.000 A |  |  |  | 0 | Pass | null
255733127 | TNB | DISTRIBUTION | WP PUTRAJAYA & CYBERJAYA | Existing |  |  | MINI FEEDER PILLAR |  |  | OUTDOOR | LVMC 52 |  |  |  | RMBT |  | 400.000 A |  |  | 2017 | 0 | Pass | null
255846930 | TNB | DISTRIBUTION | WP PUTRAJAYA & CYBERJAYA | Existing |  |  | FEEDER PILLAR | FP 1600 A - 2 in 8 out |  | OUTDOOR | 51236J05-29 |  |  |  | TAMCO CORPORATE HOLDING |  | 1600.000 A |  |  |  | 1 | Pass | null
255862563 | TNB | DISTRIBUTION | WP PUTRAJAYA & CYBERJAYA | Existing | VPTJ/PCE/J10062/NDTX2 | 300282737 | LVDB | FP 1600 A - 2 in 8 out (PE) | PE 10.06 JLN P10 B (F2) | INDOOR | N/A |  |  |  | Unknown |  | 1600.000 A |  |  |  | 4 | Pass | null
255862576 | TNB | DISTRIBUTION | WP PUTRAJAYA & CYBERJAYA | Existing | VPTJ/PCE/J10061/NDTX1 | 300282736 | LVDB | FP 1600 A - 2 in 8 out (PE) | PE 10.06 JLN P10 B (F1) | INDOOR | N/A |  |  |  | Unknown |  | 1600.000 A |  |  |  | 7 | Pass | null
255870934 | TNB | DISTRIBUTION | WP PUTRAJAYA & CYBERJAYA | Existing |  |  | LVDB | FP 1600 A - 2 in 8 out (PE) | PE 9.43 | INDOOR | FP1 |  |  |  | Unknown |  | 1600.000 A |  |  |  | 6 | Pass | null
255870954 | TNB | DISTRIBUTION | WP PUTRAJAYA & CYBERJAYA | Existing |  |  | LVDB | FP 1600 A - 2 in 8 out (PE) | PE 9.44 | INDOOR | FP1 |  |  |  | Unknown |  | 1600.000 A |  |  |  | 5 | Pass | null
255870967 | TNB | DISTRIBUTION | WP PUTRAJAYA & CYBERJAYA | Existing |  |  | LVDB | FP 1600 A - 2 in 8 out (PE) | PE 9.45 | INDOOR | FP2 |  |  |  | Unknown |  | 1600.000 A |  |  |  | 7 | Pass | null
255870980 | TNB | DISTRIBUTION | WP PUTRAJAYA & CYBERJAYA | Existing |  |  | LVDB | FP 1600 A - 2 in 8 out (PE) | PE 9.45 | INDOOR | FP1 |  |  |  | Unknown |  | 1600.000 A |  |  |  | 7 | Pass | null
255871281 | TNB | DISTRIBUTION | WP PUTRAJAYA & CYBERJAYA | Existing |  |  | LVDB | FP 1600 A - 2 in 8 out (PE) | PE 9.46 | INDOOR | FP2 |  |  |  | Unknown |  | 1600.000 A |  |  |  | 6 | Pass | null
255977415 | TNB | DISTRIBUTION | WP PUTRAJAYA & CYBERJAYA | Existing |  |  | MINI FEEDER PILLAR | MINI FP 400 A - 2 in 6 out |  | OUTDOOR | FP1 JLN P14C 2/7 |  |  |  | Unknown |  | 400.000 A |  |  |  | 0 | Pass | null
255977450 | TNB | DISTRIBUTION | WP PUTRAJAYA & CYBERJAYA | Existing |  |  | MINI FEEDER PILLAR | MINI FP 400 A - 2 in 6 out |  | OUTDOOR | FP1 JLN P14C 2/5 |  |  |  | Unknown |  | 400.000 A |  |  |  | 0 | Pass | null
255977485 | TNB | DISTRIBUTION | WP PUTRAJAYA & CYBERJAYA | Existing |  |  | FEEDER PILLAR | FP 1600 A - 2 in 8 out |  | OUTDOOR | FP1 JLN P14C 2/2 |  |  |  | ALAF CEKAL |  | 400.000 A | 20/08/2007 |  |  | 0 | Pass | null
256135636 | TNB | DISTRIBUTION | WP PUTRAJAYA & CYBERJAYA | Existing |  |  | FEEDER PILLAR |  |  | OUTDOOR | FP SL 3 |  |  |  | Unknown |  | 400.000 A |  |  |  | 0 | Pass | null
256135648 | TNB | DISTRIBUTION | WP PUTRAJAYA & CYBERJAYA | Existing |  |  | MINI FEEDER PILLAR | MINI FP 400 A - 2 in 6 out |  | OUTDOOR | LVMC 18 |  |  |  | RMBT |  | 400.000 A | 24/08/2000 |  |  | 0 | Pass | null
256135672 | TNB | DISTRIBUTION | WP PUTRAJAYA & CYBERJAYA | Existing |  |  | MINI FEEDER PILLAR | MINI FP 400 A - 2 in 6 out |  | OUTDOOR | RMBT 37 |  |  |  | RMBT |  | 400.000 A |  |  | M5803 | 1 | Pass | null
256138928 | TNB | DISTRIBUTION | WP PUTRAJAYA & CYBERJAYA | Existing |  |  | FEEDER PILLAR | FP 1600 A - 2 in 8 out |  | OUTDOOR | FP 4 |  |  |  | Unknown |  | 400.000 A |  |  |  | 0 | Pass | null
256138946 | TNB | DISTRIBUTION | WP PUTRAJAYA & CYBERJAYA | Existing |  |  | FEEDER PILLAR | FP 800 A - 2 in 5 out |  | OUTDOOR | FP 18/1 |  |  |  | Unknown |  | 400.000 A |  |  |  | 0 | Pass | null
256138981 | TNB | DISTRIBUTION | WP PUTRAJAYA & CYBERJAYA | Existing |  |  | FEEDER PILLAR | FP 800 A - 2 in 5 out |  | OUTDOOR | FP TNB NO.3 |  |  |  | Unknown |  | 400.000 A |  |  | SN FP 6010040 | 1 | Pass | null
256139021 | TNB | DISTRIBUTION | WP PUTRAJAYA & CYBERJAYA | Existing |  |  | MINI FEEDER PILLAR | MINI FP 400 A - 2 in 6 out |  | OUTDOOR | TNB FP |  |  |  | RMBT |  | 400.000 A |  |  |  | 0 | Pass | null
256139147 | TNB | DISTRIBUTION | WP PUTRAJAYA & CYBERJAYA | Existing |  |  | FEEDER PILLAR | FP 800 A - 2 in 5 out |  | OUTDOOR | 3DP10/8 |  |  |  | RMBT |  | 800.000 A |  |  | FP9703-0352 | 0 | Pass | null
256141003 | TNB | DISTRIBUTION | WP PUTRAJAYA & CYBERJAYA | Existing |  |  | LVDB | FP 1600 A - 2 in 8 out (PE) | PE 9.31 | INDOOR | PPE 9.31 |  |  |  | Unknown |  | 1600.000 A |  |  |  | 7 | Pass | null
256141052 | TNB | DISTRIBUTION | WP PUTRAJAYA & CYBERJAYA | Existing |  |  | LVDB | FP 1600 A - 2 in 8 out (PE) | PE 9.21 | INDOOR | PPE 9.21 |  |  |  | SUN SYSTEM ENG. |  | 1600.000 A |  |  |  | 6 | Pass | null
256141105 | TNB | DISTRIBUTION | WP PUTRAJAYA & CYBERJAYA | Existing |  |  | LVDB | FP 1600 A - 2 in 8 out (PE) | PE 11.21 | INDOOR | PPE 11.21 |  |  |  | SUN SYSTEM ENG. |  | 1600.000 A |  |  |  | 4 | Pass | null
256142281 | TNB | DISTRIBUTION | WP PUTRAJAYA & CYBERJAYA | Existing |  |  | MINI FEEDER PILLAR | MINI FP 400 A - 2 in 6 out |  | OUTDOOR | FP 20 |  |  |  | RMBT |  | 400.000 A |  |  |  | 0 | Pass | null
256142311 | TNB | DISTRIBUTION | WP PUTRAJAYA & CYBERJAYA | Existing |  |  | MINI FEEDER PILLAR | MINI FP 400 A - 2 in 6 out |  | OUTDOOR | FP 1 |  |  |  | RMBT |  | 400.000 A |  |  |  | 0 | Pass | null
256142341 | TNB | DISTRIBUTION | WP PUTRAJAYA & CYBERJAYA | Existing |  |  | MINI FEEDER PILLAR | MINI FP 400 A - 2 in 6 out |  | OUTDOOR | LVMC 28 |  |  |  | RMBT |  | 400.000 A |  |  |  | 0 | Pass | null
256142377 | TNB | DISTRIBUTION | WP PUTRAJAYA & CYBERJAYA | Existing |  |  | MINI FEEDER PILLAR | MINI FP 400 A - 2 in 6 out |  | OUTDOOR | RMBT 12 |  |  |  | RMBT |  | 400.000 A |  |  |  | 0 | Pass | null
256142413 | TNB | DISTRIBUTION | WP PUTRAJAYA & CYBERJAYA | Existing |  |  | MINI FEEDER PILLAR | MINI FP 400 A - 2 in 6 out |  | OUTDOOR | LVMC 19 |  |  |  | RMBT |  | 400.000 A |  |  |  | 0 | Pass | null
256142739 | TNB | DISTRIBUTION | WP PUTRAJAYA & CYBERJAYA | Existing |  |  | MINI FEEDER PILLAR | MINI FP 400 A - 2 in 6 out |  | OUTDOOR | 17 P9G/6 |  |  |  | RMBT |  | 400.000 A |  |  |  | 0 | Pass | null
256142769 | TNB | DISTRIBUTION | WP PUTRAJAYA & CYBERJAYA | Existing |  |  | MINI FEEDER PILLAR | MINI FP 400 A - 2 in 6 out |  | OUTDOOR | N/A |  |  |  | RMBT |  | 400.000 A |  |  |  | 0 | Pass | null
256142793 | TNB | DISTRIBUTION | WP PUTRAJAYA & CYBERJAYA | Existing |  |  | MINI FEEDER PILLAR | MINI FP 400 A - 2 in 6 out |  | OUTDOOR | FP 7 |  |  |  | RMBT |  | 400.000 A |  |  |  | 0 | Pass | null
256146809 | TNB | DISTRIBUTION | WP PUTRAJAYA & CYBERJAYA | Existing |  |  | MINI FEEDER PILLAR | MINI FP 400 A - 2 in 6 out |  | OUTDOOR | FP 19 |  |  |  | RMBT |  | 400.000 A |  |  |  | 0 | Pass | null
256146845 | TNB | DISTRIBUTION | WP PUTRAJAYA & CYBERJAYA | Existing |  |  | FEEDER PILLAR | FP 1600 A - 2 in 8 out |  | OUTDOOR | FP 91 |  |  |  | Unknown |  | 400.000 A |  |  |  | 0 | Pass | null
256147177 | TNB | DISTRIBUTION | WP PUTRAJAYA & CYBERJAYA | Existing |  |  | MINI FEEDER PILLAR | MINI FP 400 A - 2 in 6 out |  | OUTDOOR | FP 29 |  |  |  | RMBT |  | 400.000 A |  |  |  | 0 | Pass | null
256147213 | TNB | DISTRIBUTION | WP PUTRAJAYA & CYBERJAYA | Existing |  |  | FEEDER PILLAR |  |  | OUTDOOR | FP PETRONAS |  |  |  | Unknown |  | 800.000 A |  |  | SN J02/31-823 | 0 | Pass | null
256147273 | TNB | DISTRIBUTION | WP PUTRAJAYA & CYBERJAYA | Existing |  |  | FEEDER PILLAR | FP 800 A - 2 in 5 out |  | OUTDOOR | FP SL 1 |  |  |  | Unknown |  | 400.000 A |  |  |  | 5 | Pass | null
256149871 | TNB | DISTRIBUTION | WP PUTRAJAYA & CYBERJAYA | Existing |  |  | MINI FEEDER PILLAR | MINI FP 400 A - 2 in 6 out |  | OUTDOOR | FP2 JLN P14C 2/4 |  |  |  | Unknown |  | 400.000 A |  |  |  | 0 | Pass | null
256150580 | TNB | DISTRIBUTION | WP PUTRAJAYA & CYBERJAYA | Existing |  |  | MINI FEEDER PILLAR | MINI FP 400 A - 2 in 6 out |  | OUTDOOR | FP 3A |  |  |  | Unknown |  | 400.000 A |  |  | M2066 | 0 | Pass | null
256151161 | TNB | DISTRIBUTION | WP PUTRAJAYA & CYBERJAYA | Existing |  |  | LVDB | FP 1600 A - 2 in 8 out (PE) | PE 22.46 | INDOOR | PPE 22.46 |  |  |  | SUN SYSTEM ENG. |  | 1600.000 A |  |  |  | 8 | Pass | null
256151205 | TNB | DISTRIBUTION | WP PUTRAJAYA & CYBERJAYA | Existing |  |  | LVDB | FP 1600 A - 2 in 8 out (PE) | PE 9.31 | INDOOR | PPE 9.31 |  |  |  | Unknown |  | 1600.000 A |  |  |  | 5 | Pass | null
256152834 | TNB | DISTRIBUTION | WP PUTRAJAYA & CYBERJAYA | Existing |  |  | LVDB | LVDB 1600 A - 2 in 8 out | PE 6.01 | INDOOR | N/A |  |  |  | Unknown |  | 1600.000 A |  |  |  | 4 | Pass | null
256154000 | TNB | DISTRIBUTION | WP PUTRAJAYA & CYBERJAYA | Existing |  |  | LVDB | FP 1600 A - 2 in 8 out (PE) | PE 15.07 | INDOOR | PPE 15.07 |  |  |  | Unknown |  | 1600.000 A |  |  |  | 5 | Pass | null
256154047 | TNB | DISTRIBUTION | WP PUTRAJAYA & CYBERJAYA | Existing |  |  | LVDB | FP 1600 A - 2 in 8 out (PE) | PE 7.06 | INDOOR | PPE 7.06 |  |  |  | Unknown |  | 1600.000 A |  |  |  | 8 | Pass | null
256154092 | TNB | DISTRIBUTION | WP PUTRAJAYA & CYBERJAYA | Existing |  |  | LVDB | FP 1600 A - 2 in 8 out (PE) | PE 7.06 | INDOOR | PPE 7.06 |  |  |  | Unknown |  | 1600.000 A |  |  |  | 8 | Pass | null
256154230 | TNB | DISTRIBUTION | WP PUTRAJAYA & CYBERJAYA | Existing |  |  | LVDB | FP 1600 A - 2 in 8 out (PE) | PE 21.03 | INDOOR | PPE 21.03 |  |  |  | MTM |  | 1600.000 A |  |  |  | 2 | Pass | null
256154586 | TNB | DISTRIBUTION | WP PUTRAJAYA & CYBERJAYA | Existing |  |  | LVDB | FP 1600 A - 2 in 8 out (PE) | PE 9.06 | INDOOR | PPE 9.06 |  |  |  | ALGEBRA |  | 1600.000 A |  |  |  | 7 | Pass | null
256154627 | TNB | DISTRIBUTION | WP PUTRAJAYA & CYBERJAYA | Existing |  |  | LVDB | LVDB 1600 A - 2 in 8 out | PE 11.18 | INDOOR | PPE 11.18 |  |  |  | POWERJOG |  | 1600.000 A |  |  |  | 6 | Pass | null
256154671 | TNB | DISTRIBUTION | WP PUTRAJAYA & CYBERJAYA | Existing |  |  | LVDB | FP 1600 A - 2 in 8 out (PE) | PE 22.45 | INDOOR | PPE 22.45 |  |  |  | SUN SYSTEM ENG. |  | 1600.000 A |  |  |  | 6 | Pass | null
256154705 | TNB | DISTRIBUTION | WP PUTRAJAYA & CYBERJAYA | Existing |  |  | LVDB | FP 1600 A - 2 in 8 out (PE) | PE 9.25 | INDOOR | PPE 9.25 |  |  |  | Unknown |  | 1600.000 A |  |  |  | 4 | Pass | null
256155188 | TNB | DISTRIBUTION | WP PUTRAJAYA & CYBERJAYA | Existing |  |  | LVDB | FP 1600 A - 2 in 8 out (PE) | PE 11.40 | INDOOR | PPE 11.40 |  |  |  | SUN SYSTEM ENG. |  | 1600.000 A |  |  |  | 5 | Pass | null
256155232 | TNB | DISTRIBUTION | WP PUTRAJAYA & CYBERJAYA | Existing |  |  | LVDB | FP 1600 A - 2 in 8 out (PE) | PE 16.13 SEK MEN | INDOOR | PE 16.13 |  |  |  | SUN SYSTEM ENG. |  | 1600.000 A | 20081003 |  |  | 6 | Pass | null
256157142 | TNB | DISTRIBUTION | WP PUTRAJAYA & CYBERJAYA | Existing |  |  | MINI FEEDER PILLAR | MINI FP 400 A - 2 in 6 out |  | OUTDOOR | FP 1 |  |  |  | Unknown |  | 400.000 A |  |  | M1675 | 0 | Pass | null
256157160 | TNB | DISTRIBUTION | WP PUTRAJAYA & CYBERJAYA | Existing |  |  | MINI FEEDER PILLAR | MINI FP 400 A - 2 in 6 out |  | OUTDOOR | FP 41 |  |  |  | Unknown |  | 400.000 A |  |  | MFP5-0639 | 0 | Pass | null
256157172 | TNB | DISTRIBUTION | WP PUTRAJAYA & CYBERJAYA | Existing |  |  | FEEDER PILLAR | FP 800 A - 2 in 5 out |  | Unknown | FP 8 |  |  |  | Unknown |  | 800.000 A |  |  |  | 0 | Pass | null
256157568 | TNB | DISTRIBUTION | WP PUTRAJAYA & CYBERJAYA | Existing |  |  | LVDB | FP 1600 A - 2 in 8 out (PE) | PE 10.04 | INDOOR | PPE 10.04 |  |  |  | Unknown |  | 1600.000 A |  |  |  | 6 | Pass | null
256202417 | TNB | DISTRIBUTION | WP PUTRAJAYA & CYBERJAYA | Existing |  |  | LVDB | FP 1600 A - 2 in 8 out (PE) | PE 9.37 | INDOOR | N/A |  |  |  | Unknown |  | 1600.000 A |  |  |  | 6 | Pass | null
256207809 | TNB | DISTRIBUTION | WP PUTRAJAYA & CYBERJAYA | Existing |  |  | LVDB | FP 1600 A - 2 in 8 out (PE) | PE 22.52 | Unknown | TX3 |  |  |  | Unknown |  | 1600.000 A |  |  |  | 8 | Pass | null
256207826 | TNB | DISTRIBUTION | WP PUTRAJAYA & CYBERJAYA | Existing |  |  | LVDB | LVDB 1600 A - 2 in 8 out | PE 5.16 | INDOOR | N/A |  |  |  | Unknown |  | 1600.000 A |  |  |  | 8 | Pass | null
256208135 | TNB | DISTRIBUTION | WP PUTRAJAYA & CYBERJAYA | Existing |  |  | LVDB | FP 1600 A - 2 in 8 out (PE) | PE 11.22 | INDOOR | N/A |  |  |  | Unknown |  | 1600.000 A |  |  |  | 5 | Pass | null
256208740 | TNB | DISTRIBUTION | WP PUTRAJAYA & CYBERJAYA | Existing |  |  | LVDB | LVDB 1600 A - 2 in 8 out | PE 5.14 | INDOOR | N/A |  |  |  | TOPRANK |  | 1600.000 A |  |  |  | 4 | Pass | null
256219838 | TNB | DISTRIBUTION | WP PUTRAJAYA & CYBERJAYA | Existing |  |  | LVDB | FP 1600 A - 2 in 8 out (PE) | PE22.62 | INDOOR | N/A |  |  |  | Unknown |  | 1600.000 A |  |  |  | 5 | Pass | null
256219912 | TNB | DISTRIBUTION | WP PUTRAJAYA & CYBERJAYA | Existing |  |  | FEEDER PILLAR | FP 1600 A - 2 in 8 out |  | OUTDOOR | FP800A JLN P8E2/5 |  |  |  | Unknown |  | 800.000 A |  |  | SN FP 9703-0615 | 0 | Pass | null
256226077 | TNB | DISTRIBUTION | WP PUTRAJAYA & CYBERJAYA | Existing |  |  | LVDB | FP 1600 A - 2 in 8 out (PE) | PE 9.40 P'PURI BLOK C (F1) | INDOOR | N/A |  |  |  | Unknown |  | 1600.000 A |  |  |  | 5 | Pass | null
256226090 | TNB | DISTRIBUTION | WP PUTRAJAYA & CYBERJAYA | Existing |  |  | LVDB | FP 1600 A - 2 in 8 out (PE) | PE 9.39 P'PURI BLOK B3 (EFI) (F2) | INDOOR | N/A |  |  |  | Unknown |  | 1600.000 A |  |  |  | 2 | Pass | null
256226103 | TNB | DISTRIBUTION | WP PUTRAJAYA & CYBERJAYA | Existing |  |  | LVDB | FP 1600 A - 2 in 8 out (PE) | PE 9.39 P'PURI BLOK B3 (EFI) (F1) | INDOOR | N/A |  |  |  | Unknown |  | 1600.000 A |  |  |  | 5 | Pass | null
256226108 | TNB | DISTRIBUTION | WP PUTRAJAYA & CYBERJAYA | Existing |  |  | LVDB | FP 1600 A - 2 in 8 out (PE) | PE 9.42 P'PURI BLOK E1 (EFI) (F2) | INDOOR | N/A |  |  |  | Unknown |  | 1600.000 A |  |  |  | 4 | Pass | null
256226121 | TNB | DISTRIBUTION | WP PUTRAJAYA & CYBERJAYA | Existing |  |  | LVDB | FP 1600 A - 2 in 8 out (PE) | PE 9.38 | INDOOR | N/A |  |  |  | Unknown |  | 1600.000 A |  |  |  | 6 | Pass | null
256226130 | TNB | DISTRIBUTION | WP PUTRAJAYA & CYBERJAYA | Existing |  |  | LVDB | FP 1600 A - 2 in 8 out (PE) | PE 9.38 | INDOOR | N/A |  |  |  | Unknown |  | 1600.000 A |  |  |  | 4 | Pass | null
256226131 | TNB | DISTRIBUTION | WP PUTRAJAYA & CYBERJAYA | Existing |  |  | LVDB | FP 1600 A - 2 in 8 out (PE) | PE 9.48 | INDOOR | N/A |  |  |  | Unknown |  | 1600.000 A |  |  |  | 3 | Pass | null
256226751 | TNB | DISTRIBUTION | WP PUTRAJAYA & CYBERJAYA | Existing |  |  | LVDB | LVDB 1600 A - 2 in 8 out | RUMAH PUMP TMN SAINS SELANGOR | INDOOR | FP/9703-0369 |  |  |  | SUN SYSTEM ENG. |  | 1600.000 A |  |  |  | 2 | Pass | null
256227091 | TNB | DISTRIBUTION | WP PUTRAJAYA & CYBERJAYA | Existing |  |  | LVDB | FP 1600 A - 2 in 8 out (PE) | PE 9.37 | INDOOR | N/A |  |  |  | Unknown |  | 1600.000 A |  |  |  | 4 | Pass | null
256227320 | TNB | DISTRIBUTION | WP PUTRAJAYA & CYBERJAYA | Existing |  |  | LVDB | FP 1600 A - 2 in 8 out (PE) | PE 11.23 | INDOOR | N/A |  |  |  | SUN SYSTEM ENG. |  | 1600.000 A |  |  |  | 3 | Pass | null
256227333 | TNB | DISTRIBUTION | WP PUTRAJAYA & CYBERJAYA | Existing |  |  | LVDB | FP 1600 A - 2 in 8 out | PE 11.43 | INDOOR | N/A |  |  |  | Unknown |  | 1600.000 A |  |  |  | 4 | Pass | null
256227346 | TNB | DISTRIBUTION | WP PUTRAJAYA & CYBERJAYA | Existing |  |  | LVDB | FP 1600 A - 2 in 8 out (PE) | PE 21.61 (TX4) | INDOOR | N/A |  |  |  | Unknown |  | 1600.000 A |  |  |  | 3 | Pass | null
256227960 | TNB | DISTRIBUTION | WP PUTRAJAYA & CYBERJAYA | Existing |  |  | LVDB | FP 1600 A - 2 in 8 out (PE) | PE 11.24 | INDOOR | N/A |  |  |  | Unknown |  | 1600.000 A |  |  |  | 5 | Pass | null
256233123 | TNB | DISTRIBUTION | WP PUTRAJAYA & CYBERJAYA | Existing |  |  | LVDB | FP 1600 A - 2 in 8 out (PE) | PE 14.06 | INDOOR | N/A |  |  |  | INDKOM |  | 1600.000 A |  |  |  | 4 | Pass | null
256233137 | TNB | DISTRIBUTION | WP PUTRAJAYA & CYBERJAYA | Existing |  |  | LVDB | FP 1600 A - 2 in 8 out (PE) | PE 11.23 | INDOOR | N/A |  |  |  | SUN SYSTEM ENG. |  | 1600.000 A |  |  |  | 4 | Pass | null
256233142 | TNB | DISTRIBUTION | WP PUTRAJAYA & CYBERJAYA | Existing |  |  | LVDB | LVDB 1600 A - 2 in 8 out | PE 11.28 | INDOOR | N/A |  |  |  | Unknown |  | 1600.000 A |  |  |  | 7 | Pass | null
256233159 | TNB | DISTRIBUTION | WP PUTRAJAYA & CYBERJAYA | Existing |  |  | LVDB | LVDB 1600 A - 2 in 8 out | PE 11.28 | INDOOR | N/A |  |  |  | Unknown |  | 1600.000 A |  |  |  | 7 | Pass | null
256233164 | TNB | DISTRIBUTION | WP PUTRAJAYA & CYBERJAYA | Existing |  |  | LVDB | FP 1600 A - 2 in 8 out | PE 11.44 | INDOOR | N/A |  |  |  | Unknown |  | 1600.000 A |  |  |  | 4 | Pass | null
256233177 | TNB | DISTRIBUTION | WP PUTRAJAYA & CYBERJAYA | Existing |  |  | LVDB | FP 1600 A - 2 in 8 out | PE 11.44 | INDOOR | N/A |  |  |  | Unknown |  | 1600.000 A |  |  |  | 4 | Pass | null
256233966 | TNB | DISTRIBUTION | WP PUTRAJAYA & CYBERJAYA | Existing |  |  | LVDB | FP 1600 A - 2 in 8 out (PE) | PE 21.61 (TX3) | INDOOR | N/A |  |  |  | Unknown |  | 1600.000 A |  |  |  | 2 | Pass | null
256233971 | TNB | DISTRIBUTION | WP PUTRAJAYA & CYBERJAYA | Existing |  |  | LVDB | FP 1600 A - 2 in 8 out (PE) | PE 21.61 (TX1) | INDOOR | N/A |  |  |  | Unknown |  | 1600.000 A |  |  |  | 3 | Pass | null
256241511 | TNB | DISTRIBUTION | WP PUTRAJAYA & CYBERJAYA | Existing |  |  | LVDB | FP 1600 A - 2 in 8 out (PE) | PE 11.27 | INDOOR | N/A |  |  |  | MERLIN GERIN |  | 1600.000 A |  |  |  | 4 | Pass | null
256241520 | TNB | DISTRIBUTION | WP PUTRAJAYA & CYBERJAYA | Existing |  |  | LVDB | FP 1600 A - 2 in 8 out (PE) | PE22.61 | INDOOR | N/A |  |  |  | Unknown |  | 1600.000 A |  |  |  | 7 | Pass | null
256243461 | TNB | DISTRIBUTION | WP PUTRAJAYA & CYBERJAYA | Existing |  |  | MINI FEEDER PILLAR | MINI FP 400 A - 2 in 6 out |  | OUTDOOR | RMBT 14 |  |  |  | RMBT |  | 400.000 A |  |  |  | 0 | Pass | null
256243521 | TNB | DISTRIBUTION | WP PUTRAJAYA & CYBERJAYA | Existing |  |  | MINI FEEDER PILLAR | MINI FP 400 A - 2 in 6 out |  | OUTDOOR | FP 29 |  |  |  | RMBT |  | 400.000 A |  |  |  | 0 | Pass | null
256243551 | TNB | DISTRIBUTION | WP PUTRAJAYA & CYBERJAYA | Existing |  |  | MINI FEEDER PILLAR | MINI FP 400 A - 2 in 6 out |  | OUTDOOR | RMBT 13 |  |  |  | RMBT |  | 400.000 A | 24/08/2000 |  |  | 0 | Pass | null
256243587 | TNB | DISTRIBUTION | WP PUTRAJAYA & CYBERJAYA | Existing |  |  | MINI FEEDER PILLAR | MINI FP 400 A - 2 in 6 out |  | OUTDOOR | FP 12 |  |  |  | RMBT |  | 400.000 A |  |  |  | 0 | Pass | null
256244386 | TNB | DISTRIBUTION | WP PUTRAJAYA & CYBERJAYA | Existing |  |  | MINI FEEDER PILLAR | MINI FP 400 A - 2 in 6 out |  | OUTDOOR | LVMC 12 |  |  |  | RMBT |  | 400.000 A |  |  |  | 0 | Pass | null
256244505 | TNB | DISTRIBUTION | WP PUTRAJAYA & CYBERJAYA | Existing |  |  | MINI FEEDER PILLAR | MINI FP 400 A - 2 in 6 out |  | OUTDOOR | 47 P9G/4 |  |  |  | RMBT |  | 400.000 A |  |  |  | 0 | Pass | null
256245163 | TNB | DISTRIBUTION | WP PUTRAJAYA & CYBERJAYA | Existing |  |  | MINI FEEDER PILLAR | MINI FP 400 A - 2 in 6 out |  | OUTDOOR | N/A |  |  |  | RMBT |  | 400.000 A |  |  |  | 0 | Pass | null
256245187 | TNB | DISTRIBUTION | WP PUTRAJAYA & CYBERJAYA | Existing |  |  | MINI FEEDER PILLAR | MINI FP 400 A - 2 in 6 out |  | OUTDOOR | GP1 |  |  |  | RMBT |  | 400.000 A |  |  |  | 0 | Pass | null
256245210 | TNB | DISTRIBUTION | WP PUTRAJAYA & CYBERJAYA | Existing |  |  | FEEDER PILLAR | FP 1600 A - 2 in 8 out |  | OUTDOOR | FP 3 |  |  |  | Unknown |  | 400.000 A |  |  |  | 0 | Pass | null
256245252 | TNB | DISTRIBUTION | WP PUTRAJAYA & CYBERJAYA | Existing |  |  | MINI FEEDER PILLAR | MINI FP 400 A - 2 in 6 out |  | OUTDOOR | FP2-2A |  |  |  | Unknown |  | 400.000 A |  |  |  | 0 | Pass | null
256250031 | TNB | DISTRIBUTION | WP PUTRAJAYA & CYBERJAYA | Existing |  |  | LVDB | FP 1600 A - 2 in 8 out (PE) | PE 9.41 P'PURI BLOK E3 (F1) | INDOOR | N/A |  |  |  | Unknown |  | 1600.000 A |  |  |  | 5 | Pass | null
256250044 | TNB | DISTRIBUTION | WP PUTRAJAYA & CYBERJAYA | Existing |  |  | LVDB | FP 1600 A - 2 in 8 out (PE) | PE 9.47 | INDOOR | N/A |  |  |  | Unknown |  | 1600.000 A |  |  |  | 7 | Pass | null
256252329 | TNB | DISTRIBUTION | WP PUTRAJAYA & CYBERJAYA | Existing |  |  | MINI FEEDER PILLAR | MINI FP 400 A - 2 in 6 out |  | OUTDOOR | 32 P10B/9 |  |  |  | RMBT |  | 400.000 A |  |  |  | 0 | Pass | null
256252360 | TNB | DISTRIBUTION | WP PUTRAJAYA & CYBERJAYA | Existing |  |  | MINI FEEDER PILLAR | MINI FP 400 A - 2 in 6 out |  | OUTDOOR | FP 1 |  |  |  | Unknown |  | 400.000 A |  |  | M2063 | 0 | Pass | null
256257083 | TNB | DISTRIBUTION | WP PUTRAJAYA & CYBERJAYA | Existing |  |  | LVDB | FP 1600 A - 2 in 8 out (PE) | PE 14.08 | INDOOR | N/A |  |  |  | Unknown |  | 1600.000 A |  |  |  | 7 | Pass | null
256257160 | TNB | DISTRIBUTION | WP PUTRAJAYA & CYBERJAYA | Existing |  |  | LVDB | FP 1600 A - 2 in 8 out (PE) | PE 22.61 | INDOOR | N/A |  |  |  | Unknown |  | 1600.000 A |  |  |  | 9 | Pass | null
256258456 | TNB | DISTRIBUTION | WP PUTRAJAYA & CYBERJAYA | Existing |  |  | LVDB | FP 1600 A - 2 in 8 out (PE) | PE 8.02 | INDOOR | PPE 8.02 |  |  |  | ALGEBRA |  | 1600.000 A |  |  |  | 4 | Pass | null
256258501 | TNB | DISTRIBUTION | WP PUTRAJAYA & CYBERJAYA | Existing |  |  | LVDB | FP 1600 A - 2 in 8 out (PE) | PE 8.10 | INDOOR | PPE 8.10 |  |  |  | Unknown |  | 1600.000 A |  |  |  | 3 | Pass | null
256258541 | TNB | DISTRIBUTION | WP PUTRAJAYA & CYBERJAYA | Existing |  |  | LVDB | FP 1600 A - 2 in 8 out (PE) | PE 9.08 | INDOOR | PPE 9.08 |  |  |  | Unknown |  | 1600.000 A |  |  |  | 7 | Pass | null
256258585 | TNB | DISTRIBUTION | WP PUTRAJAYA & CYBERJAYA | Existing |  |  | LVDB |  | PE 11.01 | INDOOR | PPE 11.01 |  |  |  | Unknown |  | 1600.000 A |  |  |  | 6 | Pass | null
256259302 | TNB | DISTRIBUTION | WP PUTRAJAYA & CYBERJAYA | Existing |  |  | LVDB | FP 1600 A - 2 in 8 out (PE) | PE 11.10 | INDOOR | PPE 11.10 |  |  |  | Unknown |  | 1600.000 A |  |  |  | 6 | Pass | null
256260163 | TNB | DISTRIBUTION | WP PUTRAJAYA & CYBERJAYA | Existing |  |  | LVDB | FP 1600 A - 2 in 8 out (PE) | PE 9.48 | INDOOR | N/A |  |  |  | Unknown |  | 1600.000 A |  |  |  | 3 | Pass | null
256269979 | TNB | DISTRIBUTION | WP PUTRAJAYA & CYBERJAYA | Existing |  |  | FEEDER PILLAR | FP 1600 A - 2 in 8 out |  | OUTDOOR | FP11 |  |  |  | Unknown |  | 800.000 A |  |  |  | 2 | Pass | null
256270390 | TNB | DISTRIBUTION | WP PUTRAJAYA & CYBERJAYA | Existing |  |  | LVDB | LVDB 1600 A - 2 in 8 out | PE 5.14 | INDOOR | N/A |  |  |  | TOPRANK |  | 1600.000 A |  |  |  | 8 | Pass | null
256270408 | TNB | DISTRIBUTION | WP PUTRAJAYA & CYBERJAYA | Existing |  |  | LVDB | LVDB 1600 A - 2 in 8 out | PE 5.16 | INDOOR | N/A |  |  |  | Unknown |  | 1600.000 A |  |  |  | 5 | Pass | null
256270604 | TNB | DISTRIBUTION | WP PUTRAJAYA & CYBERJAYA | Existing |  |  | FEEDER PILLAR | FP 800 A - 2 in 5 out |  | OUTDOOR | FP3 R2B CCTV P18 |  |  |  | Unknown |  | 800.000 A |  |  |  | 2 | Pass | null
256270902 | TNB | DISTRIBUTION | WP PUTRAJAYA & CYBERJAYA | Existing |  |  | LVDB | FP 1600 A - 2 in 8 out (PE) | PE 9.15 | INDOOR | PPE 9.15 |  |  |  | ALGEBRA |  | 1600.000 A |  |  |  | 5 | Pass | null
256270938 | TNB | DISTRIBUTION | WP PUTRAJAYA & CYBERJAYA | Existing |  |  | LVDB | FP 1600 A - 2 in 8 out (PE) | PE 9.01 | INDOOR | PPE 9.01 |  |  |  | SUN SYSTEM ENG. |  | 1600.000 A |  |  |  | 4 | Pass | null
256271042 | TNB | DISTRIBUTION | WP PUTRAJAYA & CYBERJAYA | Existing |  |  | LVDB | FP 1600 A - 2 in 8 out (PE) | PE 22.22 | INDOOR | PPE 22.22 |  |  |  | SUN SYSTEM ENG. |  | 1600.000 A |  |  |  | 5 | Pass | null
256274436 | TNB | DISTRIBUTION | WP PUTRAJAYA & CYBERJAYA | Existing |  |  | MINI FEEDER PILLAR | MINI FP 400 A - 2 in 6 out |  | OUTDOOR | LVMC 13 |  |  |  | RMBT |  | 400.000 A |  |  |  | 0 | Pass | null
256274473 | TNB | DISTRIBUTION | WP PUTRAJAYA & CYBERJAYA | Existing |  |  | MINI FEEDER PILLAR | MINI FP 400 A - 2 in 6 out |  | OUTDOOR | RMBT 14 |  |  |  | RMBT |  | 400.000 A |  |  |  | 0 | Pass | null
256274509 | TNB | DISTRIBUTION | WP PUTRAJAYA & CYBERJAYA | Existing |  |  | MINI FEEDER PILLAR |  |  | OUTDOOR | N/A |  |  |  | RMBT |  | 400.000 A |  |  |  | 0 | Pass | null
256274539 | TNB | DISTRIBUTION | WP PUTRAJAYA & CYBERJAYA | Existing |  |  | MINI FEEDER PILLAR | MINI FP 400 A - 2 in 6 out |  | OUTDOOR | RMBT 1 |  |  |  | RMBT |  |  |  |  | D9 | 0 | Pass | null
256274745 | TNB | DISTRIBUTION | WP PUTRAJAYA & CYBERJAYA | Existing |  |  | LVDB | FP 1600 A - 2 in 8 out (PE) | PE 9.47 | INDOOR | N/A |  |  |  | Unknown |  | 1600.000 A |  |  |  | 8 | Pass | null
256276879 | TNB | DISTRIBUTION | WP PUTRAJAYA & CYBERJAYA | Existing |  |  | MINI FEEDER PILLAR | MINI FP 400 A - 2 in 6 out |  | OUTDOOR | LVMC 2 |  |  |  | RMBT |  | 400.000 A |  |  |  | 0 | Pass | null
256276903 | TNB | DISTRIBUTION | WP PUTRAJAYA & CYBERJAYA | Existing |  |  | MINI FEEDER PILLAR |  |  | OUTDOOR | LVMC 87 |  |  |  | RMBT |  | 400.000 A |  |  | 1509 | 0 | Pass | null
256284540 | TNB | DISTRIBUTION | WP PUTRAJAYA & CYBERJAYA | Existing |  |  | LVDB | FP 1600 A - 2 in 8 out (PE) | PE 9.42 P'PURI BLOK E1 (EFI) (F1) | INDOOR | N/A |  |  |  | Unknown |  | 1600.000 A |  |  |  | 4 | Pass | null
256285080 | TNB | DISTRIBUTION | WP PUTRAJAYA & CYBERJAYA | Existing |  |  | FEEDER PILLAR | FP 800 A - 2 in 5 out |  | OUTDOOR | N/A |  |  |  | Unknown |  | 1600.000 A |  |  |  | 1 | Pass | null
256289200 | TNB | DISTRIBUTION | WP PUTRAJAYA & CYBERJAYA | Existing |  |  | FEEDER PILLAR | FP 800 A - 2 in 5 out |  | OUTDOOR | FP 3/PT1 |  |  |  | Unknown |  | 800.000 A |  |  |  | 3 | Pass | null
256290227 | TNB | DISTRIBUTION | WP PUTRAJAYA & CYBERJAYA | Existing | VCBJ/PCE/J22521/NDTX1 | 300283103 | LVDB | FP 1600 A - 2 in 8 out (PE) | PE 22.52 (58) UNITS SHOP LOT (F1) | Unknown |  |  |  |  | Unknown |  | 1600.000 A |  |  |  | 0 | Pass | null
256292562 | TNB | DISTRIBUTION | WP PUTRAJAYA & CYBERJAYA | Existing |  |  | LVDB | LVDB 1600 A - 2 in 8 out | PE 11.28 | INDOOR | N/A |  |  |  | Unknown |  | 1600.000 A |  |  |  | 2 | Pass | null
256292655 | TNB | DISTRIBUTION | WP PUTRAJAYA & CYBERJAYA | Existing |  |  | LVDB | FP 1600 A - 2 in 8 out | PE 11.43 | INDOOR | N/A |  |  |  | Unknown |  | 1600.000 A |  |  |  | 5 | Pass | null
256292660 | TNB | DISTRIBUTION | WP PUTRAJAYA & CYBERJAYA | Existing |  |  | LVDB | FP 1600 A - 2 in 8 out (PE) | PE 9.40 P'PURI BLOK C (F2) | INDOOR | N/A |  |  |  | Unknown |  | 1600.000 A |  |  |  | 6 | Pass | null
256293985 | TNB | DISTRIBUTION | WP PUTRAJAYA & CYBERJAYA | Existing |  |  | MINI FEEDER PILLAR | MINI FP 400 A - 2 in 6 out |  | OUTDOOR | LVMC 57 |  |  |  | RMBT |  | 400.000 A |  |  |  | 0 | Pass | null
256294015 | TNB | DISTRIBUTION | WP PUTRAJAYA & CYBERJAYA | Existing |  |  | MINI FEEDER PILLAR | MINI FP 400 A - 2 in 6 out |  | OUTDOOR | 8 |  |  |  | RMBT |  | 400.000 A |  |  |  | 0 | Pass | null
256294039 | TNB | DISTRIBUTION | WP PUTRAJAYA & CYBERJAYA | Existing |  |  | MINI FEEDER PILLAR | MINI FP 400 A - 2 in 6 out |  | OUTDOOR | LVMC 16 |  |  |  | RMBT |  | 400.000 A |  |  |  | 0 | Pass | null
256296330 | TNB | DISTRIBUTION | WP PUTRAJAYA & CYBERJAYA | Existing | VCBJ/PCE/J22692/NDTX2 | 300283127 | LVDB | FP 1600 A - 2 in 8 out (PE) | PE 22.69 KRU STUDIO (F2) | INDOOR | N/A |  |  |  | SUN SYSTEM ENG. |  | 1600.000 A |  |  |  | 7 | Pass | null
256299081 | TNB | DISTRIBUTION | WP PUTRAJAYA & CYBERJAYA | Existing |  |  | LVDB | LVDB 1600 A - 2 in 8 out | PE 11.28 | INDOOR | N/A |  |  |  | Unknown |  | 1600.000 A |  |  |  | 5 | Pass | null
256299115 | TNB | DISTRIBUTION | WP PUTRAJAYA & CYBERJAYA | Existing |  |  | LVDB | FP 1600 A - 2 in 8 out (PE) | PE 21.61 (TX2) | INDOOR | N/A |  |  |  | Unknown |  | 1600.000 A |  |  |  | 5 | Pass | null
256299781 | TNB | DISTRIBUTION | WP PUTRAJAYA & CYBERJAYA | Existing |  |  | LVDB | FP 1600 A - 2 in 8 out (PE) | PE 9.41 P'PURI BLOK E3 (F2) | INDOOR | N/A |  |  |  | Unknown |  | 1600.000 A |  |  |  | 5 | Pass | null
256300173 | TNB | DISTRIBUTION | WP PUTRAJAYA & CYBERJAYA | Existing |  |  | MINI FEEDER PILLAR | MINI FP 400 A - 2 in 6 out |  | OUTDOOR | FP 2 |  |  |  | RMBT |  | 400.000 A |  |  |  | 0 | Pass | null
256300505 | TNB | DISTRIBUTION | WP PUTRAJAYA & CYBERJAYA | Existing |  |  | MINI FEEDER PILLAR |  |  | OUTDOOR | LVMC 38 |  |  |  | RMBT |  | 400.000 A |  |  | 2023 | 0 | Pass | null
256300541 | TNB | DISTRIBUTION | WP PUTRAJAYA & CYBERJAYA | Existing |  |  | MINI FEEDER PILLAR | MINI FP 400 A - 2 in 6 out |  | OUTDOOR | LVMC 64 |  |  |  | RMBT |  | 400.000 A |  |  |  | 0 | Pass | null
256300577 | TNB | DISTRIBUTION | WP PUTRAJAYA & CYBERJAYA | Existing |  |  | MINI FEEDER PILLAR | MINI FP 400 A - 2 in 6 out |  | OUTDOOR | FP 17 |  |  |  | RMBT |  | 400.000 A |  |  |  | 0 | Pass | null
256300649 | TNB | DISTRIBUTION | WP PUTRAJAYA & CYBERJAYA | Existing |  |  | MINI FEEDER PILLAR | MINI FP 400 A - 2 in 6 out |  | OUTDOOR | 1 P9G/3 |  |  |  | RMBT |  | 400.000 A |  |  |  | 0 | Pass | null
256300685 | TNB | DISTRIBUTION | WP PUTRAJAYA & CYBERJAYA | Existing |  |  | MINI FEEDER PILLAR | MINI FP 400 A - 2 in 6 out |  | OUTDOOR | N/A |  |  |  | RMBT |  | 400.000 A |  |  |  | 0 | Pass | null
256300715 | TNB | DISTRIBUTION | WP PUTRAJAYA & CYBERJAYA | Existing |  |  | MINI FEEDER PILLAR | MINI FP 400 A - 2 in 6 out |  | OUTDOOR | GP9 |  |  |  | RMBT |  | 400.000 A |  |  |  | 0 | Pass | null
256305220 | TNB | DISTRIBUTION | WP PUTRAJAYA & CYBERJAYA | Existing |  |  | LVDB | FP 1600 A - 2 in 8 out (PE) | PE 9.43 | INDOOR | FP2 |  |  |  | Unknown |  | 1600.000 A |  |  |  | 5 | Pass | null
256306401 | TNB | DISTRIBUTION | WP PUTRAJAYA & CYBERJAYA | Existing |  |  | FEEDER PILLAR | FP 800 A - 2 in 5 out |  | Unknown | FP SL E3/9 |  |  |  | Unknown |  | 800.000 A |  |  |  | 0 | Pass | null
256306451 | TNB | DISTRIBUTION | WP PUTRAJAYA & CYBERJAYA | Existing |  |  | FEEDER PILLAR | FP 800 A - 2 in 5 out |  | OUTDOOR | SL FP 3 R8E |  |  |  | Unknown |  | 400.000 A |  |  |  | 0 | Pass | null
256306458 | TNB | DISTRIBUTION | WP PUTRAJAYA & CYBERJAYA | Existing |  |  | MINI FEEDER PILLAR | MINI FP 400 A - 2 in 6 out |  | OUTDOOR | LVMC 36 |  |  |  | RMBT |  | 400.000 A |  |  | 2024 | 0 | Pass | null
256306932 | TNB | DISTRIBUTION | WP PUTRAJAYA & CYBERJAYA | Existing |  |  | LVDB | FP 1600 A - 2 in 8 out (PE) | PE 22.52 (58) UNITS SHOP LOT (F1) | Unknown |  |  |  |  | Unknown |  | 1600.000 A |  |  |  | 6 | Pass | null
256308122 | TNB | DISTRIBUTION | WP PUTRAJAYA & CYBERJAYA | Existing |  |  | LVDB | FP 1600 A - 2 in 8 out (PE) | PE 11.24 | INDOOR | N/A |  |  |  | Unknown |  | 1600.000 A |  |  |  | 5 | Pass | null
256313545 | TNB | DISTRIBUTION | WP PUTRAJAYA & CYBERJAYA | Existing |  |  | LVDB | LVDB 1600 A - 2 in 8 out | PE 5.17 | INDOOR | N/A |  |  |  | Unknown |  | 1600.000 A |  |  |  | 6 | Pass | null
256313550 | TNB | DISTRIBUTION | WP PUTRAJAYA & CYBERJAYA | Existing |  |  | LVDB | FP 1600 A - 2 in 8 out (PE) | PE11.22 | INDOOR | N/A |  |  |  | Unknown |  | 1600.000 A |  |  |  | 4 | Pass | null
256313669 | TNB | DISTRIBUTION | WP PUTRAJAYA & CYBERJAYA | Existing |  |  | LVDB | FP 1600 A - 2 in 8 out (PE) | PE 22.62 | INDOOR | N/A |  |  |  | Unknown |  | 1600.000 A |  |  |  | 5 | Pass | null
256313739 | TNB | DISTRIBUTION | WP PUTRAJAYA & CYBERJAYA | Existing |  |  | LVDB | FP 1600 A - 2 in 8 out (PE) | PE 22.52 | Unknown | TX4 |  |  |  | Unknown |  | 1600.000 A |  |  |  | 5 | Pass | null
256315836 | TNB | DISTRIBUTION | WP PUTRAJAYA & CYBERJAYA | Existing |  |  | FEEDER PILLAR | FP 1600 A - 2 in 8 out |  | OUTDOOR | FP 63 |  |  |  | Unknown |  | 400.000 A |  |  | M2062 | 0 | Pass | null
256316476 | TNB | DISTRIBUTION | WP PUTRAJAYA & CYBERJAYA | Existing |  |  | LVDB | FP 1600 A - 2 in 8 out (PE) | PE 15.20 | INDOOR | PPE 15.20 |  |  |  | SUN SYSTEM ENG. |  | 1600.000 A |  |  |  | 4 | Pass | null
256316530 | TNB | DISTRIBUTION | WP PUTRAJAYA & CYBERJAYA | Existing |  |  | LVDB | LVDB 1600 A - 2 in 8 out | PE 4.10 | INDOOR | 0269 |  |  |  | SUN SYSTEM ENG. |  | 1600.000 A |  |  |  | 3 | Pass | null
256317100 | TNB | DISTRIBUTION | WP PUTRAJAYA & CYBERJAYA | Existing |  |  | FEEDER PILLAR | FP 1600 A - 2 in 8 out |  | OUTDOOR | FP RUMAH KEDAI 3 TKT |  |  |  | Unknown |  | 1600.000 A |  |  | FP KEDAI PEJABAT 3 TINGKAT | 0 | Pass | null
256317126 | TNB | DISTRIBUTION | WP PUTRAJAYA & CYBERJAYA | Existing |  |  | FEEDER PILLAR |  |  | OUTDOOR | FP TNB 400A |  |  |  | Unknown |  | 400.000 A |  |  |  | 0 | Pass | null
256317138 | TNB | DISTRIBUTION | WP PUTRAJAYA & CYBERJAYA | Existing |  |  | FEEDER PILLAR | FP 1600 A - 2 in 8 out |  | OUTDOOR | FP R8 C5 |  |  |  | Unknown |  | 400.000 A |  |  |  | 0 | Pass | null
256317190 | TNB | DISTRIBUTION | WP PUTRAJAYA & CYBERJAYA | Existing |  |  | LVDB | LVDB 1600 A - 2 in 8 out | PE 6.01 | INDOOR | N/A |  |  |  | Unknown |  | 1600.000 A |  |  |  | 7 | Pass | null
256317195 | TNB | DISTRIBUTION | WP PUTRAJAYA & CYBERJAYA | Existing |  |  | MINI FEEDER PILLAR | MINI FP 400 A - 2 in 6 out |  | OUTDOOR | 30 P10B/9 |  |  |  | RMBT |  | 400.000 A |  |  |  | 0 | Pass | null
256317271 | TNB | DISTRIBUTION | WP PUTRAJAYA & CYBERJAYA | Existing |  |  | FEEDER PILLAR | FP 1600 A - 2 in 8 out |  | OUTDOOR | FP SL 3 |  |  |  | Unknown |  | 800.000 A |  |  |  | 0 | Pass | null
256317273 | TNB | DISTRIBUTION | WP PUTRAJAYA & CYBERJAYA | Existing |  |  | MINI FEEDER PILLAR | MINI FP 400 A - 2 in 6 out |  | OUTDOOR | FP 3-05-A | [5 empty] | 400.000 A |  |  | FP BERKUNCI | 0 | Pass | null
256317330 | TNB | DISTRIBUTION | WP PUTRAJAYA & CYBERJAYA | Existing |  |  | MINI FEEDER PILLAR | MINI FP 400 A - 2 in 6 out |  | OUTDOOR | FP 5 |  |  |  | Unknown |  | 400.000 A |  |  |  | 0 | Pass | null
256317698 | TNB | DISTRIBUTION | WP PUTRAJAYA & CYBERJAYA | Existing |  |  | MINI FEEDER PILLAR | MINI FP 400 A - 2 in 6 out |  | OUTDOOR | FP 2 |  |  |  | Unknown |  | 400.000 A |  |  | M2072 | 0 | Pass | null
256317734 | TNB | DISTRIBUTION | WP PUTRAJAYA & CYBERJAYA | Existing |  |  | MINI FEEDER PILLAR | MINI FP 400 A - 2 in 6 out |  | OUTDOOR | FP 28 |  |  |  | Unknown |  | 400.000 A |  |  | MFP5-0614 | 0 | Pass | null
256317746 | TNB | DISTRIBUTION | WP PUTRAJAYA & CYBERJAYA | Existing |  |  | MINI FEEDER PILLAR | MINI FP 400 A - 2 in 6 out |  | OUTDOOR | FP 27 |  |  |  | Unknown |  | 400.000 A |  |  | M2108 | 0 | Pass | null
256317800 | TNB | DISTRIBUTION | WP PUTRAJAYA & CYBERJAYA | Existing |  |  | LVDB | FP 1600 A - 2 in 8 out (PE) | PE 15.20 | INDOOR | PPE 15.20 |  |  |  | SUN SYSTEM ENG. |  | 1600.000 A |  |  |  | 4 | Pass | null
256321886 | TNB | DISTRIBUTION | WP PUTRAJAYA & CYBERJAYA | Existing | VPTJ/PCE/J00017/NDTX1 |  | LVDB | FP 1600 A - 2 in 8 out (PE) | PE 2.04 | INDOOR | PPE 2.04 |  |  |  | ALGEBRA |  | 1600.000 A |  |  |  | 5 | Pass | null
256321967 | TNB | DISTRIBUTION | WP PUTRAJAYA & CYBERJAYA | Existing |  |  | LVDB | FP 1600 A - 2 in 8 out (PE) | PE 11.10 | INDOOR | PPE 11.10 |  |  |  | AMPSTON(TOP RANK) |  | 1600.000 A |  |  |  | 4 | Pass | null
256322011 | TNB | DISTRIBUTION | WP PUTRAJAYA & CYBERJAYA | Existing |  |  | LVDB | FP 1600 A - 2 in 8 out (PE) | PE 11.09 | INDOOR | PPE 11.09 |  |  |  | Unknown |  | 1600.000 A |  |  |  | 6 | Pass | null
256322056 | TNB | DISTRIBUTION | WP PUTRAJAYA & CYBERJAYA | Existing |  |  | LVDB | FP 1600 A - 2 in 8 out (PE) | PE 10.13 | INDOOR | PPE 10.13 |  |  |  | Unknown |  | 1600.000 A |  |  |  | 10 | Pass | null
256322396 | TNB | DISTRIBUTION | WP PUTRAJAYA & CYBERJAYA | Existing |  |  | LVDB | FP 1600 A - 2 in 8 out (PE) | PE 9.18 | INDOOR | PPE 9.18 |  |  |  | ALGEBRA |  | 1600.000 A |  |  |  | 5 | Pass | null
256322440 | TNB | DISTRIBUTION | WP PUTRAJAYA & CYBERJAYA | Existing |  |  | LVDB | FP 1600 A - 2 in 8 out (PE) | PE 9.11 | INDOOR | LV 970 - 1426 |  |  |  | SUN SYSTEM ENG. |  | 1600.000 A |  |  |  | 7 | Pass | null
256322486 | TNB | DISTRIBUTION | WP PUTRAJAYA & CYBERJAYA | Existing |  |  | LVDB | FP 1600 A - 2 in 8 out (PE) | PE 9.05 | INDOOR | PPE 9.05 |  |  |  | Unknown |  | 1600.000 A |  |  |  | 5 | Pass | null
256322604 | TNB | DISTRIBUTION | WP PUTRAJAYA & CYBERJAYA | Existing |  |  | LVDB | FP 1600 A - 2 in 8 out (PE) | PE 16.19 | INDOOR | PPE 16.19 |  |  |  | Unknown |  | 1600.000 A |  |  |  | 7 | Pass | null
256322672 | TNB | DISTRIBUTION | WP PUTRAJAYA & CYBERJAYA | Existing |  |  | LVDB | FP 1600 A - 2 in 8 out (PE) | PE 11.21 | INDOOR | PPE 11.21 |  |  |  | Unknown |  | 1600.000 A |  |  |  | 4 | Pass | null
256323308 | TNB | DISTRIBUTION | WP PUTRAJAYA & CYBERJAYA | Existing |  |  | LVDB | FP 1600 A - 2 in 8 out (PE) | PE 11.42 | INDOOR | PPE 11.42 |  |  |  | AMPSTON(TOP RANK) |  | 1600.000 A |  |  |  | 3 | Pass | null
256343670 | TNB | DISTRIBUTION | WP PUTRAJAYA & CYBERJAYA | Existing | VPTJ/PCE/J14031/NDTX1 | 300282835 | LVDB |  | PE 14.03 PADAT L/S | INDOOR | PPE 14.03 |  |  |  | Unknown |  | 1600.000 A |  |  |  | 6 | Pass | null
256344047 | TNB | DISTRIBUTION | WP PUTRAJAYA & CYBERJAYA | Existing |  |  | MINI FEEDER PILLAR | MINI FP 400 A - 2 in 6 out |  | OUTDOOR | FP 27 |  |  |  | Unknown |  | 400.000 A |  |  | M2057 | 0 | Pass | null
256344083 | TNB | DISTRIBUTION | WP PUTRAJAYA & CYBERJAYA | Existing |  |  | MINI FEEDER PILLAR | MINI FP 400 A - 2 in 6 out |  | OUTDOOR | FP 53 |  |  |  | Unknown |  | 400.000 A |  |  | M1670 | 0 | Pass | null
256344131 | TNB | DISTRIBUTION | WP PUTRAJAYA & CYBERJAYA | Existing |  |  | MINI FEEDER PILLAR | MINI FP 400 A - 2 in 6 out |  | OUTDOOR | FP 11 |  |  |  | Unknown |  | 400.000 A |  |  | MFP5-0648 | 0 | Pass | null
256344143 | TNB | DISTRIBUTION | WP PUTRAJAYA & CYBERJAYA | Existing |  |  | MINI FEEDER PILLAR | MINI FP 400 A - 2 in 6 out |  | OUTDOOR | FP 23 |  |  |  | Unknown |  | 400.000 A |  |  | M2098 | 0 | Pass | null
256367431 | TNB | DISTRIBUTION | WP PUTRAJAYA & CYBERJAYA | Existing |  |  | LVDB |  | PE 22.40 | INDOOR | PPE 22.40 |  |  |  | SUN SYSTEM ENG. |  | 1600.000 A |  |  |  | 5 | Pass | null
256368789 | TNB | DISTRIBUTION | WP PUTRAJAYA & CYBERJAYA | Existing |  |  | MINI FEEDER PILLAR | MINI FP 400 A - 2 in 6 out |  | OUTDOOR | FP 23 JLN P14C 2/2 |  |  |  | Unknown |  | 400.000 A |  |  |  | 0 | Pass | null
256380480 | TNB | DISTRIBUTION | WP PUTRAJAYA & CYBERJAYA | Existing |  |  | LVDB | FP 1600 A - 2 in 8 out (PE) | PE 9.44 | INDOOR | FP2 |  |  |  | Unknown |  | 1600.000 A |  |  |  | 5 | Pass | null
256397991 | TNB | DISTRIBUTION | WP PUTRAJAYA & CYBERJAYA | Existing |  |  | MINI FEEDER PILLAR | MINI FP 400 A - 2 in 6 out |  | OUTDOOR | FP 3 |  |  |  | RMBT |  | 400.000 A |  |  |  | 0 | Pass | null
256400262 | TNB | DISTRIBUTION | WP PUTRAJAYA & CYBERJAYA | Existing |  |  | MINI FEEDER PILLAR | MINI FP 400 A - 2 in 6 out |  | OUTDOOR | N/A |  |  |  | RMBT |  | 400.000 A |  |  |  | 0 | Pass | null
256400286 | TNB | DISTRIBUTION | WP PUTRAJAYA & CYBERJAYA | Existing |  |  | MINI FEEDER PILLAR | MINI FP 400 A - 2 in 6 out |  | OUTDOOR | FP 7 |  |  |  | RMBT |  | 400.000 A |  |  |  | 0 | Pass | null
256400316 | TNB | DISTRIBUTION | WP PUTRAJAYA & CYBERJAYA | Existing |  |  | MINI FEEDER PILLAR | MINI FP 400 A - 2 in 6 out |  | OUTDOOR | RMBT 71 | [9 empty] | 0 | Pass | null
256400373 | TNB | DISTRIBUTION | WP PUTRAJAYA & CYBERJAYA | Existing |  |  | MINI FEEDER PILLAR |  |  | OUTDOOR | N/A |  |  |  | RMBT |  | 400.000 A |  |  |  | 0 | Pass | null
256400403 | TNB | DISTRIBUTION | WP PUTRAJAYA & CYBERJAYA | Existing |  |  | MINI FEEDER PILLAR | MINI FP 400 A - 2 in 6 out |  | OUTDOOR | LVMC 4 |  |  |  | RMBT |  | 400.000 A |  |  |  | 0 | Pass | null
256403429 | TNB | DISTRIBUTION | WP PUTRAJAYA & CYBERJAYA | Existing |  |  | FEEDER PILLAR | FP 1600 A - 2 in 8 out |  | OUTDOOR | FP 2 BRIDGE 6 |  |  |  | Unknown |  | 800.000 A |  |  |  | 1 | Pass | null
256403437 | TNB | DISTRIBUTION | WP PUTRAJAYA & CYBERJAYA | Existing |  |  | FEEDER PILLAR | FP 800 A - 2 in 5 out |  | OUTDOOR | FP SL R8B3 |  |  |  | Unknown |  | 800.000 A |  |  |  | 0 | Pass | null
256403438 | TNB | DISTRIBUTION | WP PUTRAJAYA & CYBERJAYA | Existing |  |  | MINI FEEDER PILLAR | MINI FP 400 A - 2 in 6 out |  | OUTDOOR | F/P 12 |  |  |  | Unknown |  | 800.000 A |  |  |  | 0 | Pass | null
256403439 | TNB | DISTRIBUTION | WP PUTRAJAYA & CYBERJAYA | Existing |  |  | FEEDER PILLAR | FP 800 A - 2 in 5 out |  | OUTDOOR | FP 9 |  |  |  | Unknown |  | 800.000 A |  |  | PERBADANAN PUTRAJAYALAMPU | 0 | Pass | null
256403440 | TNB | DISTRIBUTION | WP PUTRAJAYA & CYBERJAYA | Existing |  |  | FEEDER PILLAR | FP 1600 A - 2 in 8 out |  | OUTDOOR | SL FP R2A |  |  |  | Unknown |  | 800.000 A |  |  |  | 9 | Pass | null
256403476 | TNB | DISTRIBUTION | WP PUTRAJAYA & CYBERJAYA | Existing |  |  | FEEDER PILLAR | FP 800 A - 2 in 5 out |  | OUTDOOR | FP SURAU BALAI BOMBA |  |  |  | Unknown |  | 800.000 A |  |  |  | 0 | Pass | null
256403479 | TNB | DISTRIBUTION | WP PUTRAJAYA & CYBERJAYA | Existing |  |  | FEEDER PILLAR | FP 800 A - 2 in 5 out |  | OUTDOOR | NO 34, JLN P9 |  |  |  | Unknown |  | 1600.000 A |  |  |  | 1 | Pass | null
256403480 | TNB | DISTRIBUTION | WP PUTRAJAYA & CYBERJAYA | Existing |  |  | FEEDER PILLAR | FP 1600 A - 2 in 8 out |  | OUTDOOR | R8 C3 |  |  |  | Unknown |  | 400.000 A |  |  |  | 0 | Pass | null
256404376 | TNB | DISTRIBUTION | WP PUTRAJAYA & CYBERJAYA | Existing |  |  | FEEDER PILLAR | FP 1600 A - 2 in 8 out |  | OUTDOOR | SL FP JLN P8 |  |  |  | Unknown |  | 400.000 A |  |  |  | 1 | Pass | null
256405049 | TNB | DISTRIBUTION | WP PUTRAJAYA & CYBERJAYA | Existing |  |  | MINI FEEDER PILLAR | MINI FP 400 A - 2 in 6 out |  | OUTDOOR | LVMC 1 |  |  |  | RMBT |  | 400.000 A |  |  | M5798 | 0 | Pass | null
256405244 | TNB | DISTRIBUTION | WP PUTRAJAYA & CYBERJAYA | Existing |  |  | FEEDER PILLAR | FP 1600 A - 2 in 8 out |  | OUTDOOR | RMBT 79A |  |  |  | RMBT |  | 800.000 A |  |  | FP9703-0341 | 0 | Pass | null
256405588 | TNB | DISTRIBUTION | WP PUTRAJAYA & CYBERJAYA | Existing |  |  | MINI FEEDER PILLAR |  |  | OUTDOOR | LVMC 3 |  |  |  | RMBT |  | 400.000 A |  |  | 2009 | 0 | Pass | null
256405648 | TNB | DISTRIBUTION | WP PUTRAJAYA & CYBERJAYA | Existing |  |  | MINI FEEDER PILLAR | MINI FP 400 A - 2 in 6 out |  | OUTDOOR | LVMC 53 |  |  |  | RMBT |  | 400.000 A |  |  |  | 0 | Pass | null
256405684 | TNB | DISTRIBUTION | WP PUTRAJAYA & CYBERJAYA | Existing |  |  | MINI FEEDER PILLAR | MINI FP 400 A - 2 in 6 out |  | OUTDOOR | RMBT 19 |  |  |  | RMBT |  | 400.000 A |  |  |  | 0 | Pass | null
256405720 | TNB | DISTRIBUTION | WP PUTRAJAYA & CYBERJAYA | Existing |  |  | MINI FEEDER PILLAR | MINI FP 400 A - 2 in 6 out |  | OUTDOOR | FP9 |  |  |  | RMBT |  | 400.000 A |  |  | 2027 | 0 | Pass | null
256406450 | TNB | DISTRIBUTION | WP PUTRAJAYA & CYBERJAYA | Existing |  |  | MINI FEEDER PILLAR | MINI FP 400 A - 2 in 6 out |  | OUTDOOR | 27 P9G/6 |  |  |  | RMBT |  | 400.000 A |  |  |  | 0 | Pass | null
256413968 | TNB | DISTRIBUTION | WP PUTRAJAYA & CYBERJAYA | Existing |  |  | MINI FEEDER PILLAR | MINI FP 400 A - 2 in 6 out |  | OUTDOOR | FP 26 |  |  |  | RMBT |  | 400.000 A |  |  |  | 0 | Pass | null
256414004 | TNB | DISTRIBUTION | WP PUTRAJAYA & CYBERJAYA | Existing |  |  | FEEDER PILLAR | FP 800 A - 2 in 5 out |  | OUTDOOR | FP NO 1 |  |  |  | Unknown |  | 800.000 A |  |  |  | 0 | Pass | null
256415179 | TNB | DISTRIBUTION | WP PUTRAJAYA & CYBERJAYA | Existing |  |  | FEEDER PILLAR | FP 1600 A - 2 in 8 out |  | OUTDOOR | FP 7 SL |  |  |  | Unknown |  | 800.000 A |  |  |  | 0 | Pass | null
256415191 | TNB | DISTRIBUTION | WP PUTRAJAYA & CYBERJAYA | Existing |  |  | FEEDER PILLAR | FP 1600 A - 2 in 8 out |  | OUTDOOR | N/A |  |  |  | Unknown |  | 800.000 A |  |  |  | 0 | Pass | null
256415192 | TNB | DISTRIBUTION | WP PUTRAJAYA & CYBERJAYA | Existing |  |  | Unknown | FP 800 A - 2 in 5 out |  | OUTDOOR | FP 10 |  |  |  | Unknown |  | 800.000 A |  |  | THIS CABLE ROUTE SHOULD BE CONFIRM FIRST. | 2 | Pass | null
256421028 | TNB | DISTRIBUTION | WP PUTRAJAYA & CYBERJAYA | Existing |  |  | FEEDER PILLAR | FP 1600 A - 2 in 8 out |  | OUTDOOR | FP 1600A PERSISIRAN TASIK |  |  |  | Unknown |  | 800.000 A |  |  |  | 0 | Pass | null
256421029 | TNB | DISTRIBUTION | WP PUTRAJAYA & CYBERJAYA | Existing |  |  | MINI FEEDER PILLAR | MINI FP 400 A - 2 in 6 out |  | OUTDOOR | FP 2 |  |  |  | Unknown |  | 400.000 A |  |  | SN M0296 | 0 | Pass | null
256421273 | TNB | DISTRIBUTION | WP PUTRAJAYA & CYBERJAYA | Existing |  |  | MINI FEEDER PILLAR | MINI FP 400 A - 2 in 6 out |  | OUTDOOR | RMBT 31B |  |  |  | RMBT |  | 400.000 A |  |  | M5476 | 0 | Pass | null
256421307 | TNB | DISTRIBUTION | WP PUTRAJAYA & CYBERJAYA | Existing |  |  | MINI FEEDER PILLAR | MINI FP 400 A - 2 in 6 out |  | OUTDOOR | FP SL 2 |  |  |  | Unknown |  | 400.000 A |  |  |  | 0 | Pass | null
256421308 | TNB | DISTRIBUTION | WP PUTRAJAYA & CYBERJAYA | Existing |  |  | TNB S/L PANEL BOX | FP 800 A - 2 in 5 out |  | OUTDOOR | FP SL D2 |  |  |  | Unknown |  | 800.000 A |  |  | 100A | 0 | Pass | null
256421325 | TNB | DISTRIBUTION | WP PUTRAJAYA & CYBERJAYA | Existing |  |  | MINI FEEDER PILLAR | MINI FP 400 A - 2 in 6 out |  | OUTDOOR | RMBT 9 |  |  |  | RMBT |  | 400.000 A |  |  |  | 0 | Pass | null
256421361 | TNB | DISTRIBUTION | WP PUTRAJAYA & CYBERJAYA | Existing |  |  | MINI FEEDER PILLAR | MINI FP 400 A - 2 in 6 out |  | OUTDOOR | LVMC 16 |  |  |  | RMBT |  | 400.000 A |  |  |  | 0 | Pass | null
256421397 | TNB | DISTRIBUTION | WP PUTRAJAYA & CYBERJAYA | Existing |  |  | MINI FEEDER PILLAR | MINI FP 400 A - 2 in 6 out |  | OUTDOOR | LVMC 13 |  |  |  | RMBT |  | 400.000 A |  |  |  | 0 | Pass | null
256421433 | TNB | DISTRIBUTION | WP PUTRAJAYA & CYBERJAYA | Existing |  |  | MINI FEEDER PILLAR |  |  | OUTDOOR | LVMC 3A |  |  |  | RMBT |  | 400.000 A |  |  | 2033 | 0 | Pass | null
256421925 | TNB | DISTRIBUTION | WP PUTRAJAYA & CYBERJAYA | Existing |  |  | FEEDER PILLAR | FP 800 A - 2 in 5 out |  | OUTDOOR | FP 3/PB3 |  |  |  | Unknown |  | 800.000 A |  |  |  | 0 | Pass | null
256421926 | TNB | DISTRIBUTION | WP PUTRAJAYA & CYBERJAYA | Existing |  |  | MINI FEEDER PILLAR | MINI FP 400 A - 2 in 6 out |  | OUTDOOR | LVMC 16 |  |  |  | RMBT |  | 400.000 A |  |  |  | 0 | Pass | null
256422059 | TNB | DISTRIBUTION | WP PUTRAJAYA & CYBERJAYA | Existing |  |  | MINI FEEDER PILLAR | MINI FP 400 A - 2 in 6 out |  | OUTDOOR | LVMC 30 |  |  |  | RMBT |  | 400.000 A |  |  |  | 0 | Pass | null
256422759 | TNB | DISTRIBUTION | WP PUTRAJAYA & CYBERJAYA | Existing |  |  | MINI FEEDER PILLAR | MINI FP 400 A - 2 in 6 out |  | OUTDOOR | FP 24 |  |  |  | RMBT |  | 400.000 A |  |  |  | 0 | Pass | null
256422795 | TNB | DISTRIBUTION | WP PUTRAJAYA & CYBERJAYA | Existing |  |  | FEEDER PILLAR | FP 1600 A - 2 in 8 out |  | OUTDOOR | FP 1 |  |  |  | Unknown |  | 400.000 A |  |  |  | 0 | Pass | null
256422843 | TNB | DISTRIBUTION | WP PUTRAJAYA & CYBERJAYA | Existing |  |  | MINI FEEDER PILLAR | MINI FP 400 A - 2 in 6 out |  | OUTDOOR | GP5 |  |  |  | RMBT |  | 400.000 A |  |  |  | 0 | Pass | null
256422873 | TNB | DISTRIBUTION | WP PUTRAJAYA & CYBERJAYA | Existing |  |  | FEEDER PILLAR | FP 1600 A - 2 in 8 out |  | OUTDOOR | FP 2 324604412055 |  |  |  | Unknown |  | 400.000 A |  |  |  | 0 | Pass | null
256422885 | TNB | DISTRIBUTION | WP PUTRAJAYA & CYBERJAYA | Existing |  |  | FEEDER PILLAR | FP 1600 A - 2 in 8 out |  | OUTDOOR | FP 2 |  |  |  | Unknown |  | 400.000 A |  |  |  | 0 | Pass | null
256422897 | TNB | DISTRIBUTION | WP PUTRAJAYA & CYBERJAYA | Existing |  |  | FEEDER PILLAR | FP 1600 A - 2 in 8 out |  | OUTDOOR | FP 9 |  |  |  | Unknown |  | 400.000 A |  |  |  | 0 | Pass | null
256422933 | TNB | DISTRIBUTION | WP PUTRAJAYA & CYBERJAYA | Existing |  |  | FEEDER PILLAR |  |  | OUTDOOR | FP 18/10 |  |  |  | Unknown |  | 400.000 A |  |  |  | 0 | Pass | null
256422981 | TNB | DISTRIBUTION | WP PUTRAJAYA & CYBERJAYA | Existing |  |  | MINI FEEDER PILLAR | MINI FP 400 A - 2 in 6 out |  | OUTDOOR | FP NO 2 |  |  |  | Unknown |  | 400.000 A |  |  |  | 0 | Pass | null
256423017 | TNB | DISTRIBUTION | WP PUTRAJAYA & CYBERJAYA | Existing |  |  | MINI FEEDER PILLAR | MINI FP 400 A - 2 in 6 out |  | OUTDOOR | N/A |  |  |  | RMBT |  | 400.000 A |  |  |  | 0 | Pass | null
256423018 | TNB | DISTRIBUTION | WP PUTRAJAYA & CYBERJAYA | Existing |  |  | FEEDER PILLAR |  |  | OUTDOOR | FP SL 1 3/1 |  |  |  | Unknown |  | 800.000 A |  |  |  | 1 | Pass | null
256423322 | TNB | DISTRIBUTION | WP PUTRAJAYA & CYBERJAYA | Existing |  |  | MINI FEEDER PILLAR | MINI FP 400 A - 2 in 6 out |  | OUTDOOR | N/A |  |  |  | RMBT |  | 400.000 A |  |  |  | 0 | Pass | null
256432762 | TNB | DISTRIBUTION | WP PUTRAJAYA & CYBERJAYA | Existing |  |  | MINI FEEDER PILLAR | MINI FP 400 A - 2 in 6 out |  | OUTDOOR | LVMC 11 |  |  |  | RMBT |  | 400.000 A |  |  |  | 0 | Pass | null
256434285 | TNB | DISTRIBUTION | WP PUTRAJAYA & CYBERJAYA | Existing |  |  | FEEDER PILLAR | FP 1600 A - 2 in 8 out |  | OUTDOOR | FP PENGGOLA |  |  |  | Unknown |  | 800.000 A |  |  |  | 0 | Pass | null
256434286 | TNB | DISTRIBUTION | WP PUTRAJAYA & CYBERJAYA | Existing |  |  | LVDB | FP 1600 A - 2 in 8 out (PE) | PE 21.16 | INDOOR | PPE 21.16 |  |  |  | SUN SYSTEM ENG. |  | 1600.000 A |  |  |  | 2 | Pass | null
256436226 | TNB | DISTRIBUTION | WP PUTRAJAYA & CYBERJAYA | Existing |  |  | MINI FEEDER PILLAR | MINI FP 400 A - 2 in 6 out |  | OUTDOOR | FP 13 |  |  |  | RMBT |  | 400.000 A |  |  |  | 0 | Pass | null
256436262 | TNB | DISTRIBUTION | WP PUTRAJAYA & CYBERJAYA | Existing |  |  | MINI FEEDER PILLAR | MINI FP 400 A - 2 in 6 out |  | OUTDOOR | LVMC 3 |  |  |  | RMBT |  | 400.000 A |  |  |  | 0 | Pass | null
256436298 | TNB | DISTRIBUTION | WP PUTRAJAYA & CYBERJAYA | Existing |  |  | MINI FEEDER PILLAR |  |  | OUTDOOR | LVMC 39 |  |  |  | RMBT |  | 400.000 A |  |  | 2012 | 0 | Pass | null
256436328 | TNB | DISTRIBUTION | WP PUTRAJAYA & CYBERJAYA | Existing |  |  | MINI FEEDER PILLAR | MINI FP 400 A - 2 in 6 out |  | OUTDOOR | LVMC 29 |  |  |  | RMBT |  | 400.000 A |  |  | 2015 | 0 | Pass | null
256436660 | TNB | DISTRIBUTION | WP PUTRAJAYA & CYBERJAYA | Existing |  |  | MINI FEEDER PILLAR | MINI FP 400 A - 2 in 6 out |  | OUTDOOR | LVMC 14 |  |  |  | RMBT |  | 400.000 A |  |  |  | 0 | Pass | null
256436695 | TNB | DISTRIBUTION | WP PUTRAJAYA & CYBERJAYA | Existing |  |  | MINI FEEDER PILLAR | MINI FP 400 A - 2 in 6 out |  | OUTDOOR | LVMC 24 |  |  |  | RMBT |  | 400.000 A |  |  |  | 0 | Pass | null
256446295 | TNB | DISTRIBUTION | WP PUTRAJAYA & CYBERJAYA | Existing |  |  | MINI FEEDER PILLAR | MINI FP 400 A - 2 in 6 out |  | OUTDOOR | FP 8 |  |  |  | RMBT |  | 400.000 A |  |  |  | 0 | Pass | null
256447432 | TNB | DISTRIBUTION | WP PUTRAJAYA & CYBERJAYA | Existing |  |  | LVDB | LVDB 1600 A - 2 in 10 out (CS) | PE 10.12 | INDOOR | PPE 10.12 |  |  |  | Unknown |  | 1600.000 A |  |  |  | 3 | Pass | null
256450347 | TNB | DISTRIBUTION | WP PUTRAJAYA & CYBERJAYA | Existing |  |  | LVDB | FP 1600 A - 2 in 8 out (PE) | PE 11.12 | INDOOR | PPE 11.12 |  |  |  | POWERJOG |  | 1600.000 A |  |  |  | 6 | Pass | null
256452360 | TNB | DISTRIBUTION | WP PUTRAJAYA & CYBERJAYA | Existing |  |  | LVDB | FP 1600 A - 2 in 8 out (PE) | PE 11.03 | INDOOR | PPE 11.03 |  |  |  | Unknown |  | 1600.000 A |  |  |  | 5 | Pass | null
256453324 | TNB | DISTRIBUTION | WP PUTRAJAYA & CYBERJAYA | Existing |  |  | LVDB | FP 1600 A - 2 in 8 out (PE) | PE 21.11 | INDOOR | PPE 21.11 |  |  |  | ALGEBRA |  | 1600.000 A |  |  |  | 4 | Pass | null
256453377 | TNB | DISTRIBUTION | WP PUTRAJAYA & CYBERJAYA | Existing |  |  | LVDB | FP 1600 A - 2 in 8 out (PE) | PE 22.10 | INDOOR | PPE 22.10 |  |  |  | AMPSTON(TOP RANK) |  | 1600.000 A |  |  |  | 4 | Pass | null
256454214 | TNB | DISTRIBUTION | WP PUTRAJAYA & CYBERJAYA | Existing |  |  | LVDB | FP 1600 A - 2 in 8 out (PE) | PE 22.17 | INDOOR | PPE 22.17 |  |  |  | Unknown |  | 1600.000 A |  |  |  | 4 | Pass | null
256460248 | TNB | DISTRIBUTION | WP PUTRAJAYA & CYBERJAYA | Existing |  |  | MINI FEEDER PILLAR | MINI FP 400 A - 2 in 6 out |  | OUTDOOR | FP 55 |  |  |  | Unknown |  | 400.000 A |  |  | MFP5-0641 | 0 | Pass | null
256464936 | TNB | DISTRIBUTION | WP PUTRAJAYA & CYBERJAYA | Existing |  |  | LVDB | FP 1600 A - 2 in 8 out (PE) | PE 8.03 | INDOOR | PPE 8.03 |  |  |  | Unknown |  | 1600.000 A |  |  |  | 5 | Pass | null
256464982 | TNB | DISTRIBUTION | WP PUTRAJAYA & CYBERJAYA | Existing |  |  | LVDB | FP 1600 A - 2 in 8 out (PE) | PE 8.05 | INDOOR | PPE 8.05 |  |  |  | ALGEBRA |  | 1600.000 A |  |  |  | 5 | Pass | null
256465025 | TNB | DISTRIBUTION | WP PUTRAJAYA & CYBERJAYA | Existing |  |  | LVDB | FP 1600 A - 2 in 8 out (PE) | PE 8.20 | INDOOR | FP 2 |  |  |  | ALGEBRA |  | 1600.000 A |  |  |  | 10 | Pass | null
256465362 | TNB | DISTRIBUTION | WP PUTRAJAYA & CYBERJAYA | Existing |  |  | LVDB | FP 1600 A - 2 in 8 out (PE) | PE 8.15 | INDOOR | PPE 8.15 |  |  |  | Unknown |  | 1600.000 A |  |  |  | 5 | Pass | null
256465417 | TNB | DISTRIBUTION | WP PUTRAJAYA & CYBERJAYA | Existing | VPTJ/PCE/J05031/NDTX1 | 300282546 | LVDB | LVDB 1600 A - 2 in 10 out (CS) | PE 5.03 PADAT BR.6 SERI GEMILANG | INDOOR | PPE 5.03 |  |  |  | Unknown |  | 1600.000 A |  |  |  | 4 | Pass | null
256465516 | TNB | DISTRIBUTION | WP PUTRAJAYA & CYBERJAYA | Existing |  |  | LVDB | FP 1600 A - 2 in 8 out (PE) | PE 8.11 | INDOOR | PPE 8.11 |  |  |  | SUN SYSTEM ENG. |  | 1600.000 A |  |  |  | 6 | Pass | null
256465557 | TNB | DISTRIBUTION | WP PUTRAJAYA & CYBERJAYA | Existing |  |  | LVDB | FP 1600 A - 2 in 8 out (PE) | PE 8.07 | INDOOR | PPE 8.07 |  |  |  | ALGEBRA |  | 1600.000 A |  |  |  | 6 | Pass | null
256465601 | TNB | DISTRIBUTION | WP PUTRAJAYA & CYBERJAYA | Existing |  |  | LVDB | FP 1600 A - 2 in 8 out (PE) | PE 22.34 | INDOOR | PPE 22.34 |  |  |  | AMPSTON(TOP RANK) |  | 1600.000 A |  |  |  | 5 | Pass | null
256465955 | TNB | DISTRIBUTION | WP PUTRAJAYA & CYBERJAYA | Existing |  |  | LVDB | FP 1600 A - 2 in 8 out (PE) | PE 11.08 | INDOOR | PPE 11.08 |  |  |  | Unknown |  | 1600.000 A |  |  |  | 5 | Pass | null
256466001 | TNB | DISTRIBUTION | WP PUTRAJAYA & CYBERJAYA | Existing |  |  | LVDB | FP 1600 A - 2 in 8 out (PE) | PE 11.13 | INDOOR | PPE 11.13 |  |  |  | POWERJOG |  | 1600.000 A |  |  |  | 6 | Pass | null
256466032 | TNB | DISTRIBUTION | WP PUTRAJAYA & CYBERJAYA | Existing |  |  | LVDB | FP 1600 A - 2 in 8 out (PE) | PE 10.13 | INDOOR | PPE 10.13 |  |  |  | POWERJOG |  | 1600.000 A |  |  |  | 12 | Pass | null
256466068 | TNB | DISTRIBUTION | WP PUTRAJAYA & CYBERJAYA | Existing |  |  | LVDB | FP 1600 A - 2 in 8 out (PE) | PE 21.15 | INDOOR | PPE 21.15 |  |  |  | ALGEBRA |  | 1600.000 A |  |  |  | 1 | Pass | null
256466146 | TNB | DISTRIBUTION | WP PUTRAJAYA & CYBERJAYA | Existing |  |  | MINI FEEDER PILLAR | MINI FP 400 A - 2 in 6 out |  | OUTDOOR | FP 30 |  |  |  | RMBT |  | 400.000 A |  |  |  | 0 | Pass | null
256466176 | TNB | DISTRIBUTION | WP PUTRAJAYA & CYBERJAYA | Existing |  |  | MINI FEEDER PILLAR | MINI FP 400 A - 2 in 6 out |  | OUTDOOR | LVMC 14 |  |  |  | RMBT |  | 400.000 A |  |  |  | 0 | Pass | null
256466212 | TNB | DISTRIBUTION | WP PUTRAJAYA & CYBERJAYA | Existing |  |  | MINI FEEDER PILLAR | MINI FP 400 A - 2 in 6 out |  | OUTDOOR | LVMC 26 |  |  |  | RMBT |  | 400.000 A |  |  |  | 0 | Pass | null
256466852 | TNB | DISTRIBUTION | WP PUTRAJAYA & CYBERJAYA | Existing |  |  | MINI FEEDER PILLAR | MINI FP 400 A - 2 in 6 out |  | OUTDOOR | RMBT 4 |  |  |  | RMBT |  | 400.000 A | 24/08/2000 |  |  | 1 | Pass | null
256466888 | TNB | DISTRIBUTION | WP PUTRAJAYA & CYBERJAYA | Existing |  |  | MINI FEEDER PILLAR | MINI FP 400 A - 2 in 6 out |  | OUTDOOR | RMBT 13 |  |  |  | RMBT |  | 400.000 A |  |  |  | 0 | Pass | null
256466924 | TNB | DISTRIBUTION | WP PUTRAJAYA & CYBERJAYA | Existing |  |  | MINI FEEDER PILLAR |  |  | OUTDOOR | LVMC 51 |  |  |  | RMBT |  | 400.000 A |  |  | 2029 | 0 | Pass | null
256466960 | TNB | DISTRIBUTION | WP PUTRAJAYA & CYBERJAYA | Existing |  |  | MINI FEEDER PILLAR | MINI FP 400 A - 2 in 6 out |  | OUTDOOR | RMBT 3 |  |  |  | RMBT |  | 400.000 A |  |  |  | 0 | Pass | null
256467068 | TNB | DISTRIBUTION | WP PUTRAJAYA & CYBERJAYA | Existing |  |  | MINI FEEDER PILLAR | MINI FP 400 A - 2 in 6 out |  | OUTDOOR | 12 P9G/6 |  |  |  | RMBT |  | 400.000 A |  |  |  | 0 | Pass | null
256472619 | TNB | DISTRIBUTION | WP PUTRAJAYA & CYBERJAYA | Existing |  |  | LVDB | FP 1600 A - 2 in 8 out (PE) | PE 21.16 | INDOOR | PPE 21.16 |  |  |  | SUN SYSTEM ENG. |  | 1600.000 A |  |  |  | 6 | Pass | null
256472664 | TNB | DISTRIBUTION | WP PUTRAJAYA & CYBERJAYA | Existing |  |  | LVDB | FP 1600 A - 2 in 8 out (PE) | PE 21.08 | INDOOR | PPE 21.08 |  |  |  | SUN SYSTEM ENG. |  | 1600.000 A |  |  |  | 4 | Pass | null
256472688 | TNB | DISTRIBUTION | WP PUTRAJAYA & CYBERJAYA | Existing |  |  | LVDB | FP 1600 A - 2 in 8 out (PE) | PE 21.41 | INDOOR | PPE 21.41 |  |  |  | Unknown |  | 1600.000 A |  |  |  | 4 | Pass | null
256472725 | TNB | DISTRIBUTION | WP PUTRAJAYA & CYBERJAYA | Existing |  |  | LVDB | FP 1600 A - 2 in 8 out (PE) | PE 9.21 | INDOOR | PPE 9.21 |  |  |  | SUN SYSTEM ENG. |  | 1600.000 A |  |  |  | 4 | Pass | null
256473066 | TNB | DISTRIBUTION | WP PUTRAJAYA & CYBERJAYA | Existing |  |  | LVDB | FP 1600 A - 2 in 8 out (PE) | PE 9.12 | INDOOR | PPE 9.12 |  |  |  | ALGEBRA |  | 1600.000 A |  |  |  | 6 | Pass | null
256480153 | TNB | DISTRIBUTION | WP PUTRAJAYA & CYBERJAYA | Existing |  |  | MINI FEEDER PILLAR |  |  | OUTDOOR | N/A |  |  |  | RMBT |  | 400.000 A |  |  |  | 0 | Pass | null
256480171 | TNB | DISTRIBUTION | WP PUTRAJAYA & CYBERJAYA | Existing |  |  | MINI FEEDER PILLAR | MINI FP 400 A - 2 in 6 out |  | OUTDOOR | N/A |  |  |  | RMBT |  | 400.000 A |  |  |  | 0 | Pass | null
256480372 | TNB | DISTRIBUTION | WP PUTRAJAYA & CYBERJAYA | Existing |  |  | LVDB | FP 1600 A - 2 in 8 out (PE) | PE 8.23 | INDOOR | PPE 8.23 |  |  |  | Unknown |  | 1600.000 A |  |  |  | 6 | Pass | null
256480412 | TNB | DISTRIBUTION | WP PUTRAJAYA & CYBERJAYA | Existing |  |  | LVDB | FP 1600 A - 2 in 8 out (PE) | PE 9.19 | INDOOR | PPE 9.19 |  |  |  | SUN SYSTEM ENG. |  | 1600.000 A |  |  |  | 4 | Pass | null
256480760 | TNB | DISTRIBUTION | WP PUTRAJAYA & CYBERJAYA | Existing |  |  | LVDB | FP 1600 A - 2 in 8 out (PE) | PE 22.48 | INDOOR | PPE 22.48 |  |  |  | Unknown |  | 1600.000 A |  |  |  | 5 | Pass | null
256480882 | TNB | DISTRIBUTION | WP PUTRAJAYA & CYBERJAYA | Existing |  |  | LVDB | FP 1600 A - 2 in 8 out (PE) | PE 11.04 | INDOOR | PPE 11.04 |  |  |  | Unknown |  | 1600.000 A |  |  |  | 5 | Pass | null
256484466 | TNB | DISTRIBUTION | WP PUTRAJAYA & CYBERJAYA | Existing |  |  | MINI FEEDER PILLAR | MINI FP 400 A - 2 in 6 out |  | OUTDOOR | 1 P9G/4 |  |  |  | RMBT |  | 400.000 A |  |  |  | 0 | Pass | null
256484502 | TNB | DISTRIBUTION | WP PUTRAJAYA & CYBERJAYA | Existing |  |  | MINI FEEDER PILLAR | MINI FP 400 A - 2 in 6 out |  | OUTDOOR | LVMC 23 |  |  |  | RMBT |  | 400.000 A |  |  |  | 0 | Pass | null
256484538 | TNB | DISTRIBUTION | WP PUTRAJAYA & CYBERJAYA | Existing |  |  | MINI FEEDER PILLAR | MINI FP 400 A - 2 in 6 out |  | OUTDOOR | LVMC 52 |  |  |  | RMBT |  | 400.000 A |  |  |  | 0 | Pass | null
256484573 | TNB | DISTRIBUTION | WP PUTRAJAYA & CYBERJAYA | Existing |  |  | MINI FEEDER PILLAR | MINI FP 400 A - 2 in 6 out |  | OUTDOOR | FP 9 |  |  |  | RMBT |  | 400.000 A |  |  |  | 0 | Pass | null
256484904 | TNB | DISTRIBUTION | WP PUTRAJAYA & CYBERJAYA | Existing |  |  | MINI FEEDER PILLAR | MINI FP 400 A - 2 in 6 out |  | OUTDOOR | FP 10 |  |  |  | RMBT |  | 400.000 A |  |  |  | 0 | Pass | null
256484938 | TNB | DISTRIBUTION | WP PUTRAJAYA & CYBERJAYA | Existing |  |  | MINI FEEDER PILLAR | MINI FP 400 A - 2 in 6 out |  | OUTDOOR | FP 6 |  |  |  | RMBT |  | 400.000 A |  |  |  | 0 | Pass | null
256484974 | TNB | DISTRIBUTION | WP PUTRAJAYA & CYBERJAYA | Existing |  |  | FEEDER PILLAR | FP 1600 A - 2 in 8 out |  | OUTDOOR | FP 35 |  |  |  | Unknown |  | 400.000 A |  |  |  | 0 | Pass | null
256485070 | TNB | DISTRIBUTION | WP PUTRAJAYA & CYBERJAYA | Existing |  |  | MINI FEEDER PILLAR | MINI FP 400 A - 2 in 6 out |  | OUTDOOR | N/A |  |  |  | RMBT |  | 400.000 A |  |  |  | 0 | Pass | null
256485100 | TNB | DISTRIBUTION | WP PUTRAJAYA & CYBERJAYA | Existing |  |  | MINI FEEDER PILLAR | MINI FP 400 A - 2 in 6 out |  | OUTDOOR | N/A |  |  |  | RMBT |  | 400.000 A |  |  |  | 0 | Pass | null
256485124 | TNB | DISTRIBUTION | WP PUTRAJAYA & CYBERJAYA | Existing |  |  | MINI FEEDER PILLAR | MINI FP 400 A - 2 in 6 out |  | OUTDOOR | N/A |  |  |  | RMBT |  | 400.000 A |  |  |  | 0 | Pass | null
256485148 | TNB | DISTRIBUTION | WP PUTRAJAYA & CYBERJAYA | Existing |  |  | MINI FEEDER PILLAR | MINI FP 400 A - 2 in 6 out |  | OUTDOOR | N/A |  |  |  | RMBT |  | 400.000 A |  |  |  | 0 | Pass | null
256485178 | TNB | DISTRIBUTION | WP PUTRAJAYA & CYBERJAYA | Existing |  |  | MINI FEEDER PILLAR | MINI FP 400 A - 2 in 6 out |  | OUTDOOR | GP4 |  |  |  | RMBT |  | 400.000 A |  |  |  | 0 | Pass | null
256485498 | TNB | DISTRIBUTION | WP PUTRAJAYA & CYBERJAYA | Existing |  |  | MINI FEEDER PILLAR | MINI FP 400 A - 2 in 6 out |  | OUTDOOR | FP 43 |  |  |  | Unknown |  | 400.000 A |  |  |  | 0 | Pass | null
256485534 | TNB | DISTRIBUTION | WP PUTRAJAYA & CYBERJAYA | Existing |  |  | FEEDER PILLAR | FP 1600 A - 2 in 8 out |  | OUTDOOR | FP 4 324583412015 |  |  |  | Unknown |  | 400.000 A |  |  |  | 0 | Pass | null
256486238 | TNB | DISTRIBUTION | WP PUTRAJAYA & CYBERJAYA | Existing |  |  | MINI FEEDER PILLAR | MINI FP 400 A - 2 in 6 out |  | OUTDOOR | RMBT 35 |  |  |  | RMBT |  | 400.000 A |  |  |  | 0 | Pass | null
256486310 | TNB | DISTRIBUTION | WP PUTRAJAYA & CYBERJAYA | Existing |  |  | MINI FEEDER PILLAR | MINI FP 400 A - 2 in 6 out |  | OUTDOOR | N/A |  |  |  | RMBT |  | 400.000 A |  |  |  | 0 | Pass | null
256486340 | TNB | DISTRIBUTION | WP PUTRAJAYA & CYBERJAYA | Existing |  |  | MINI FEEDER PILLAR | MINI FP 400 A - 2 in 6 out |  | OUTDOOR | N/A |  |  |  | RMBT |  | 400.000 A |  |  |  | 0 | Pass | null
256486962 | TNB | DISTRIBUTION | WP PUTRAJAYA & CYBERJAYA | Existing |  |  | MINI FEEDER PILLAR | MINI FP 400 A - 2 in 6 out |  | OUTDOOR | N/A |  |  |  | RMBT |  | 400.000 A |  |  |  | 0 | Pass | null
256486992 | TNB | DISTRIBUTION | WP PUTRAJAYA & CYBERJAYA | Existing |  |  | MINI FEEDER PILLAR | MINI FP 400 A - 2 in 6 out |  | OUTDOOR | FP 19 |  |  |  | RMBT |  | 400.000 A |  |  |  | 0 | Pass | null
256502221 | TNB | DISTRIBUTION | WP PUTRAJAYA & CYBERJAYA | Existing |  |  | MINI FEEDER PILLAR | MINI FP 400 A - 2 in 6 out |  | OUTDOOR | 28 P9G/4 |  |  |  | RMBT |  | 400.000 A |  |  |  | 0 | Pass | null
256502251 | TNB | DISTRIBUTION | WP PUTRAJAYA & CYBERJAYA | Existing |  |  | FEEDER PILLAR | FP 1600 A - 2 in 8 out |  | OUTDOOR | FP 10 |  |  |  | Unknown |  | 400.000 A |  |  |  | 0 | Pass | null
256502275 | TNB | DISTRIBUTION | WP PUTRAJAYA & CYBERJAYA | Existing |  |  | MINI FEEDER PILLAR | MINI FP 400 A - 2 in 6 out |  | OUTDOOR | FP 16 |  |  |  | RMBT |  | 400.000 A |  |  |  | 0 | Pass | null
256502323 | TNB | DISTRIBUTION | WP PUTRAJAYA & CYBERJAYA | Existing |  |  | FEEDER PILLAR | FP 800 A - 2 in 5 out |  | OUTDOOR | FP 18/8 |  |  |  | Unknown |  | 400.000 A |  |  |  | 0 | Pass | null
256502334 | TNB | DISTRIBUTION | WP PUTRAJAYA & CYBERJAYA | Existing |  |  | MINI FEEDER PILLAR | MINI FP 400 A - 2 in 6 out |  | OUTDOOR | N/A |  |  |  | RMBT |  | 400.000 A |  |  |  | 0 | Pass | null
256506223 | TNB | DISTRIBUTION | WP PUTRAJAYA & CYBERJAYA | Existing |  |  | LVDB | FP 1600 A - 2 in 8 out (PE) | PE 9.03 | INDOOR | PPE 9.03 |  |  |  | SUN SYSTEM ENG. |  | 1600.000 A |  |  |  | 7 | Pass | null
256506249 | TNB | DISTRIBUTION | WP PUTRAJAYA & CYBERJAYA | Existing |  |  | LVDB | LVDB 1600 A - 2 in 8 out | PE 11.45 | INDOOR | PPE 11.45 |  |  |  | POWERJOG |  | 1600.000 A |  |  |  | 7 | Pass | null
256506295 | TNB | DISTRIBUTION | WP PUTRAJAYA & CYBERJAYA | Existing |  |  | LVDB | FP 1600 A - 2 in 8 out (PE) | PE 22.14 | INDOOR | PPE 22.14 |  |  |  | AMPSTON(TOP RANK) |  | 1600.000 A |  |  |  | 4 | Pass | null
256506334 | TNB | DISTRIBUTION | WP PUTRAJAYA & CYBERJAYA | Existing |  |  | LVDB |  | PE 22.40 | INDOOR | PPE 22.40 |  |  |  | SUN SYSTEM ENG. |  | 1600.000 A |  |  |  | 3 | Pass | null
256506417 | TNB | DISTRIBUTION | WP PUTRAJAYA & CYBERJAYA | Existing |  |  | LVDB | FP 1600 A - 2 in 8 out (PE) | PE 9.14 | INDOOR | PPE 9.14 |  |  |  | Unknown |  | 1600.000 A |  |  |  | 8 | Pass | null
256506469 | TNB | DISTRIBUTION | WP PUTRAJAYA & CYBERJAYA | Existing |  |  | LVDB | FP 1600 A - 2 in 8 out (PE) | PE 9.33 | INDOOR | PPE 9.33 |  |  |  | Unknown |  | 1600.000 A |  |  |  | 6 | Pass | null
256506809 | TNB | DISTRIBUTION | WP PUTRAJAYA & CYBERJAYA | Existing |  |  | LVDB | FP 1600 A - 2 in 8 out (PE) | PE 21.49 | INDOOR | FP 9607.0010 |  |  |  | SUN SYSTEM ENG. |  | 1600.000 A |  |  |  | 5 | Pass | null
256506846 | TNB | DISTRIBUTION | WP PUTRAJAYA & CYBERJAYA | Existing |  |  | LVDB |  | PE 16.15 | INDOOR | PPE 16.15 |  |  |  | SUN SYSTEM ENG. |  | 1600.000 A |  |  |  | 8 | Pass | null
256506961 | TNB | DISTRIBUTION | WP PUTRAJAYA & CYBERJAYA | Existing |  |  | LVDB | FP 1600 A - 2 in 8 out (PE) | PE 22.23 | INDOOR | PPE 22.23 |  |  |  | AMPSTON(TOP RANK) |  | 1600.000 A |  |  |  | 6 | Pass | null
256506997 | TNB | DISTRIBUTION | WP PUTRAJAYA & CYBERJAYA | Existing |  |  | LVDB | FP 1600 A - 2 in 8 out (PE) | PE 10.05 | INDOOR | PPE 2995 |  |  |  | ALGEBRA |  | 1600.000 A |  |  |  | 4 | Pass | null
256507070 | TNB | DISTRIBUTION | WP PUTRAJAYA & CYBERJAYA | Existing |  |  | LVDB | FP 1600 A - 2 in 8 out (PE) | PE 11.40 | INDOOR | PPE 11.40 |  |  |  | SUN SYSTEM ENG. |  | 1600.000 A |  |  |  | 5 | Pass | null
256508636 | TNB | DISTRIBUTION | WP PUTRAJAYA & CYBERJAYA | Existing |  |  | MINI FEEDER PILLAR | MINI FP 400 A - 2 in 6 out |  | OUTDOOR | LVMC NO 49 | [9 empty] | 0 | Pass | null
256508672 | TNB | DISTRIBUTION | WP PUTRAJAYA & CYBERJAYA | Existing |  |  | MINI FEEDER PILLAR | MINI FP 400 A - 2 in 6 out |  | OUTDOOR | N/A |  |  |  | RMBT |  | 400.000 A |  |  |  | 0 | Pass | null
256508673 | TNB | DISTRIBUTION | WP PUTRAJAYA & CYBERJAYA | Existing |  |  | MINI FEEDER PILLAR | MINI FP 400 A - 2 in 6 out |  | OUTDOOR | N/A |  |  |  | RMBT |  | 400.000 A |  |  | MAHKOTA MANUFACTURING SDN BHD | 0 | Pass | null
256519886 | TNB | DISTRIBUTION | WP PUTRAJAYA & CYBERJAYA | Existing |  |  | MINI FEEDER PILLAR | MINI FP 400 A - 2 in 6 out |  | OUTDOOR | LVMC 71 |  |  |  | RMBT |  | 400.000 A |  |  |  | 0 | Pass | null
256520018 | TNB | DISTRIBUTION | WP PUTRAJAYA & CYBERJAYA | Existing |  |  | FEEDER PILLAR | FP 1600 A - 2 in 8 out |  | OUTDOOR | FP 7 324567412319 |  |  |  | Unknown |  | 400.000 A |  |  |  | 0 | Pass | null
256520409 | TNB | DISTRIBUTION | WP PUTRAJAYA & CYBERJAYA | Existing |  |  | MINI FEEDER PILLAR | MINI FP 400 A - 2 in 6 out |  | OUTDOOR | LVMC 1 |  |  |  | RMBT |  | 400.000 A |  |  |  | 0 | Pass | null
256524790 | TNB | DISTRIBUTION | WP PUTRAJAYA & CYBERJAYA | Existing |  |  | FEEDER PILLAR | FP 800 A - 2 in 5 out |  | OUTDOOR | FP 1D |  |  |  | Unknown |  | 400.000 A |  |  | NOT VISIBLE AT SITE | 2 | Pass | null
256524836 | TNB | DISTRIBUTION | WP PUTRAJAYA & CYBERJAYA | Existing |  |  | MINI FEEDER PILLAR | MINI FP 400 A - 2 in 6 out |  | OUTDOOR | N/A |  |  |  | RMBT |  | 400.000 A |  |  |  | 0 | Pass | null
256525192 | TNB | DISTRIBUTION | WP PUTRAJAYA & CYBERJAYA | Existing |  |  | MINI FEEDER PILLAR |  |  | OUTDOOR | N/A |  |  |  | RMBT |  | 400.000 A |  |  |  | 0 | Pass | null
256525287 | TNB | DISTRIBUTION | WP PUTRAJAYA & CYBERJAYA | Existing |  |  | FEEDER PILLAR | FP 800 A - 2 in 5 out |  | OUTDOOR | FP 1/A5 |  |  |  | Unknown |  | 400.000 A |  |  |  | 0 | Pass | null
256525328 | TNB | DISTRIBUTION | WP PUTRAJAYA & CYBERJAYA | Existing |  |  | MINI FEEDER PILLAR | MINI FP 400 A - 2 in 6 out |  | OUTDOOR | FP 3-2A |  |  |  | Unknown |  | 400.000 A |  |  |  | 0 | Pass | null
256531956 | TNB | DISTRIBUTION | WP PUTRAJAYA & CYBERJAYA | Existing |  |  | LVDB | FP 1600 A - 2 in 8 out (PE) | PE 9.46 | INDOOR | FP1 |  |  |  | Unknown |  | 1600.000 A |  |  |  | 6 | Pass | null
256536180 | TNB | DISTRIBUTION | WP PUTRAJAYA & CYBERJAYA | Existing |  |  | MINI FEEDER PILLAR |  |  | OUTDOOR | LVMC 9 |  |  |  | RMBT |  | 400.000 A | 24/08/2000 |  | M5685 | 0 | Pass | null
256537291 | TNB | DISTRIBUTION | WP PUTRAJAYA & CYBERJAYA | Existing |  |  | FEEDER PILLAR | FP 800 A - 2 in 5 out |  | OUTDOOR | FP S/L 3/4 |  |  |  | Unknown |  | 800.000 A |  |  |  | 0 | Pass | null
256537292 | TNB | DISTRIBUTION | WP PUTRAJAYA & CYBERJAYA | Existing |  |  | FEEDER PILLAR | FP 1600 A - 2 in 8 out |  | OUTDOOR | FP4/PT2 |  |  |  | Unknown |  | 800.000 A |  |  |  | 0 | Pass | null
256537304 | TNB | DISTRIBUTION | WP PUTRAJAYA & CYBERJAYA | Existing |  |  | MINI FEEDER PILLAR | MINI FP 400 A - 2 in 6 out |  | OUTDOOR | LVMC 39 |  |  |  | RMBT |  | 400.000 A |  |  |  | 0 | Pass | null
256537340 | TNB | DISTRIBUTION | WP PUTRAJAYA & CYBERJAYA | Existing |  |  | MINI FEEDER PILLAR | MINI FP 400 A - 2 in 6 out |  | OUTDOOR | LVMC 17 |  |  |  | RMBT |  | 400.000 A |  |  |  | 0 | Pass | null
256537376 | TNB | DISTRIBUTION | WP PUTRAJAYA & CYBERJAYA | Existing |  |  | FEEDER PILLAR | FP 800 A - 2 in 5 out |  | OUTDOOR | 28/T1 |  |  |  | Unknown |  | 800.000 A |  |  |  | 0 | Pass | null
256537377 | TNB | DISTRIBUTION | WP PUTRAJAYA & CYBERJAYA | Existing |  |  | MINI FEEDER PILLAR | MINI FP 400 A - 2 in 6 out |  | OUTDOOR | RMBT 8 |  |  |  | RMBT |  | 400.000 A |  |  |  | 0 | Pass | null
256537413 | TNB | DISTRIBUTION | WP PUTRAJAYA & CYBERJAYA | Existing |  |  | MINI FEEDER PILLAR | MINI FP 400 A - 2 in 6 out |  | OUTDOOR | RMBT 15 |  |  |  | RMBT |  | 400.000 A |  |  |  | 0 | Pass | null
256541859 | TNB | DISTRIBUTION | WP PUTRAJAYA & CYBERJAYA | Existing |  |  | MINI FEEDER PILLAR | MINI FP 400 A - 2 in 6 out |  | OUTDOOR | RMBT 36 |  |  |  | RMBT |  | 400.000 A |  |  | JALAN P11 K/1 | 0 | Pass | null
256541895 | TNB | DISTRIBUTION | WP PUTRAJAYA & CYBERJAYA | Existing |  |  | MINI FEEDER PILLAR | MINI FP 400 A - 2 in 6 out |  | OUTDOOR | FP 13 |  |  |  | RMBT |  | 400.000 A |  |  |  | 0 | Pass | null
256541931 | TNB | DISTRIBUTION | WP PUTRAJAYA & CYBERJAYA | Existing |  |  | MINI FEEDER PILLAR | MINI FP 400 A - 2 in 6 out |  | OUTDOOR | N/A |  |  |  | RMBT |  | 400.000 A |  |  |  | 0 | Pass | null
256542439 | TNB | DISTRIBUTION | WP PUTRAJAYA & CYBERJAYA | Existing |  |  | FEEDER PILLAR | FP 800 A - 2 in 5 out |  | OUTDOOR | FP SL R8B2 |  |  |  | Unknown |  | 800.000 A |  |  |  | 4 | Pass | null
256545892 | TNB | DISTRIBUTION | WP PUTRAJAYA & CYBERJAYA | Existing |  |  | MINI FEEDER PILLAR | MINI FP 400 A - 2 in 6 out |  | OUTDOOR | LVMC 13 |  |  |  | RMBT |  | 400.000 A |  |  |  | 0 | Pass | null
256545952 | TNB | DISTRIBUTION | WP PUTRAJAYA & CYBERJAYA | Existing |  |  | MINI FEEDER PILLAR | MINI FP 400 A - 2 in 6 out |  | OUTDOOR | LVMC 35 |  |  |  | RMBT |  | 400.000 A |  |  |  | 0 | Pass | null
256545988 | TNB | DISTRIBUTION | WP PUTRAJAYA & CYBERJAYA | Existing |  |  | MINI FEEDER PILLAR | MINI FP 400 A - 2 in 6 out |  | OUTDOOR | 7 |  |  |  | RMBT |  | 400.000 A |  |  |  | 0 | Pass | null
256546012 | TNB | DISTRIBUTION | WP PUTRAJAYA & CYBERJAYA | Existing |  |  | MINI FEEDER PILLAR | MINI FP 400 A - 2 in 6 out |  | OUTDOOR | FP 7 |  |  |  | RMBT |  | 400.000 A |  |  |  | 0 | Pass | null
256546048 | TNB | DISTRIBUTION | WP PUTRAJAYA & CYBERJAYA | Existing |  |  | MINI FEEDER PILLAR | MINI FP 400 A - 2 in 6 out |  | OUTDOOR | RMBT 22 |  |  |  | RMBT |  | 400.000 A |  |  |  | 0 | Pass | null
256546084 | TNB | DISTRIBUTION | WP PUTRAJAYA & CYBERJAYA | Existing |  |  | MINI FEEDER PILLAR | MINI FP 400 A - 2 in 6 out |  | OUTDOOR | RMBT 25 |  |  |  | RMBT |  | 400.000 A |  |  |  | 0 | Pass | null
256546120 | TNB | DISTRIBUTION | WP PUTRAJAYA & CYBERJAYA | Existing |  |  | MINI FEEDER PILLAR | MINI FP 400 A - 2 in 6 out |  | OUTDOOR | RMBT 1 |  |  |  | RMBT |  | 400.000 A |  |  |  | 0 | Pass | null
256546156 | TNB | DISTRIBUTION | WP PUTRAJAYA & CYBERJAYA | Existing |  |  | MINI FEEDER PILLAR | MINI FP 400 A - 2 in 6 out |  | OUTDOOR | LVMC 1 |  |  |  | RMBT |  | 400.000 A |  |  |  | 0 | Pass | null
256546782 | TNB | DISTRIBUTION | WP PUTRAJAYA & CYBERJAYA | Existing |  |  | MINI FEEDER PILLAR | MINI FP 400 A - 2 in 6 out |  | OUTDOOR | LVMC 1 |  |  |  | RMBT |  | 400.000 A |  |  |  | 0 | Pass | null
256546806 | TNB | DISTRIBUTION | WP PUTRAJAYA & CYBERJAYA | Existing |  |  | MINI FEEDER PILLAR |  |  | OUTDOOR | LVMC 23 |  |  |  | RMBT |  | 400.000 A |  |  | 2021 | 0 | Pass | null
256548367 | TNB | DISTRIBUTION | WP PUTRAJAYA & CYBERJAYA | Existing |  |  | MINI FEEDER PILLAR | MINI FP 400 A - 2 in 6 out |  | OUTDOOR | N/A |  |  |  | RMBT |  | 400.000 A |  |  | NOT VISIBLE AT SITE | 0 | Pass | null
256548391 | TNB | DISTRIBUTION | WP PUTRAJAYA & CYBERJAYA | Existing |  |  | MINI FEEDER PILLAR | MINI FP 400 A - 2 in 6 out |  | OUTDOOR | RMBT LOT 67 LVMC NO.1 |  |  |  | RMBT |  | 400.000 A |  |  | M5686 | 0 | Pass | null
256548406 | TNB | DISTRIBUTION | WP PUTRAJAYA & CYBERJAYA | Existing |  |  | MINI FEEDER PILLAR | MINI FP 400 A - 2 in 6 out |  | OUTDOOR | LVMC 7 |  |  |  | RMBT |  | 400.000 A |  |  |  | 0 | Pass | null
256548508 | TNB | DISTRIBUTION | WP PUTRAJAYA & CYBERJAYA | Existing |  |  | FEEDER PILLAR | FP 800 A - 2 in 5 out |  | OUTDOOR | FP SL PM LIBRARY |  |  |  | Unknown |  | 800.000 A |  |  |  | 0 | Pass | null
256548509 | TNB | DISTRIBUTION | WP PUTRAJAYA & CYBERJAYA | Existing |  |  | FEEDER PILLAR | FP 800 A - 2 in 5 out |  | OUTDOOR | ROAD AIA FP 8 |  |  |  | Unknown |  | 800.000 A |  |  |  | 1 | Pass | null
256548510 | TNB | DISTRIBUTION | WP PUTRAJAYA & CYBERJAYA | Existing |  |  | FEEDER PILLAR | FP 800 A - 2 in 5 out |  | OUTDOOR | DB/BR8-4 |  |  |  | Unknown |  | 800.000 A |  |  |  | 0 | Pass | null
256548511 | TNB | DISTRIBUTION | WP PUTRAJAYA & CYBERJAYA | Existing |  |  | MINI FEEDER PILLAR | MINI FP 400 A - 2 in 6 out |  | OUTDOOR | FP 1-05-A | [5 empty] | 400.000 A |  |  | FP BERKUNCI | 0 | Pass | null
256554556 | TNB | DISTRIBUTION | WP PUTRAJAYA & CYBERJAYA | Existing |  |  | MINI FEEDER PILLAR | MINI FP 400 A - 2 in 6 out |  | OUTDOOR | N/A |  |  |  | RMBT |  | 400.000 A |  |  |  | 0 | Pass | null
256554591 | TNB | DISTRIBUTION | WP PUTRAJAYA & CYBERJAYA | Existing |  |  | FEEDER PILLAR | FP 1600 A - 2 in 8 out |  | OUTDOOR | FP 6 |  |  |  | Unknown |  | 400.000 A |  |  |  | 0 | Pass | null
256554684 | TNB | DISTRIBUTION | WP PUTRAJAYA & CYBERJAYA | Existing |  |  | MINI FEEDER PILLAR | MINI FP 400 A - 2 in 6 out |  | OUTDOOR | RMBT NO 32 | [9 empty] | 0 | Pass | null
256560696 | TNB | DISTRIBUTION | WP PUTRAJAYA & CYBERJAYA | Existing |  |  | FEEDER PILLAR | FP 800 A - 2 in 5 out |  | OUTDOOR | FP 1 JLN LIBRARY |  |  |  | Unknown |  | 800.000 A |  |  |  | 0 | Pass | null
256565249 | TNB | DISTRIBUTION | WP PUTRAJAYA & CYBERJAYA | Existing |  |  | MINI FEEDER PILLAR | MINI FP 400 A - 2 in 6 out |  | OUTDOOR | FP 29 |  |  |  | Unknown |  | 400.000 A |  |  | M2116 | 0 | Pass | null
256565291 | TNB | DISTRIBUTION | WP PUTRAJAYA & CYBERJAYA | Existing |  |  | LVDB | FP 1600 A - 2 in 8 out (PE) | PE 7.03 | INDOOR | PPE 7.03 |  |  |  | ALGEBRA |  | 1600.000 A |  |  |  | 4 | Pass | null
256565336 | TNB | DISTRIBUTION | WP PUTRAJAYA & CYBERJAYA | Existing |  |  | LVDB | LVDB 1600 A - 2 in 10 out (CS) | PE 8.24 | INDOOR | PPE 8.24 |  |  |  | Unknown |  | 1600.000 A |  |  |  | 4 | Pass | null
256565369 | TNB | DISTRIBUTION | WP PUTRAJAYA & CYBERJAYA | Existing |  |  | LVDB | FP 1600 A - 2 in 8 out (PE) | PE 8.19 | INDOOR | PPE 8.19 |  |  |  | ALGEBRA |  | 1600.000 A |  |  |  | 5 | Pass | null
256565706 | TNB | DISTRIBUTION | WP PUTRAJAYA & CYBERJAYA | Existing |  |  | LVDB |  | PE 4.01 | INDOOR | PPE 4.01 |  |  |  | Unknown |  | 1600.000 A |  |  |  | 13 | Pass | null
256565753 | TNB | DISTRIBUTION | WP PUTRAJAYA & CYBERJAYA | Existing |  |  | LVDB | FP 1600 A - 2 in 8 out (PE) | PE 8.06 | INDOOR | PPE 8.06 |  |  |  | SUN SYSTEM ENG. |  | 1600.000 A |  |  |  | 4 | Pass | null
256565793 | TNB | DISTRIBUTION | WP PUTRAJAYA & CYBERJAYA | Existing |  |  | LVDB | FP 1600 A - 2 in 8 out (PE) | PE 21.04 | INDOOR | PSS 21.04 |  |  |  | Unknown |  | 1600.000 A |  |  |  | 3 | Pass | null
256565946 | TNB | DISTRIBUTION | WP PUTRAJAYA & CYBERJAYA | Existing |  |  | LVDB | LVDB 1600 A - 2 in 8 out | PE 11.30 | INDOOR | PPE 11.30 |  |  |  | AMPSTON(TOP RANK) |  | 1600.000 A |  |  |  | 3 | Pass | null
256566708 | TNB | DISTRIBUTION | WP PUTRAJAYA & CYBERJAYA | Existing |  |  | LVDB | FP 1600 A - 2 in 8 out (PE) | PE 22.24 | INDOOR | PPE 22.24 |  |  |  | AMPSTON(TOP RANK) |  | 1600.000 A |  |  |  | 4 | Pass | null
256566744 | TNB | DISTRIBUTION | WP PUTRAJAYA & CYBERJAYA | Existing |  |  | LVDB | FP 1600 A - 2 in 8 out (PE) | PE 8.25 | INDOOR | FP 2 |  |  |  | Unknown |  | 1600.000 A |  |  |  | 5 | Pass | null
256571992 | TNB | DISTRIBUTION | WP PUTRAJAYA & CYBERJAYA | Existing |  |  | LVDB | FP 1600 A - 2 in 8 out (PE) | PE 8.16 | INDOOR | LV 971 0080 |  |  |  | SUN SYSTEM ENG. |  | 1600.000 A |  |  |  | 8 | Pass | null
256572034 | TNB | DISTRIBUTION | WP PUTRAJAYA & CYBERJAYA | Existing |  |  | LVDB | FP 1600 A - 2 in 8 out (PE) | PE 9.30 | INDOOR | PPE 9.30 |  |  |  | Unknown |  | 1600.000 A |  |  |  | 6 | Pass | null
256572078 | TNB | DISTRIBUTION | WP PUTRAJAYA & CYBERJAYA | Existing |  |  | LVDB | FP 1600 A - 2 in 8 out (PE) | PE 9.23 | INDOOR | PPE 9.23 |  |  |  | Unknown |  | 1600.000 A |  |  |  | 7 | Pass | null
256576361 | TNB | DISTRIBUTION | WP PUTRAJAYA & CYBERJAYA | Existing |  |  | LVDB | FP 1600 A - 2 in 8 out (PE) | PE 9.20 | INDOOR | PPE 9.20 |  |  |  | SUN SYSTEM ENG. |  | 1600.000 A |  |  |  | 6 | Pass | null
256577107 | TNB | DISTRIBUTION | WP PUTRAJAYA & CYBERJAYA | Existing |  |  | LVDB | FP 1600 A - 2 in 8 out (PE) | PE 21.46 | INDOOR | J02131-653 |  |  |  | Unknown |  | 1600.000 A |  |  |  | 2 | Pass | null
256577178 | TNB | DISTRIBUTION | WP PUTRAJAYA & CYBERJAYA | Existing |  |  | LVDB | FP 1600 A - 2 in 8 out (PE) | PE 16.22 | INDOOR | PPE 16.22 |  |  |  | AMPSTON(TOP RANK) |  | 1600.000 A |  |  |  | 8 | Pass | null
256577225 | TNB | DISTRIBUTION | WP PUTRAJAYA & CYBERJAYA | Existing |  |  | LVDB | LVDB 1600 A - 2 in 8 out | PE 18.01 | INDOOR | PPE 18.01 |  |  |  | Unknown |  | 1600.000 A |  |  |  | 4 | Pass | null
256585555 | TNB | DISTRIBUTION | WP PUTRAJAYA & CYBERJAYA | Existing |  |  | MINI FEEDER PILLAR | MINI FP 400 A - 2 in 6 out |  | OUTDOOR | FP 51 |  |  |  | Unknown |  | 400.000 A |  |  | M2040 | 0 | Pass | null
256585609 | TNB | DISTRIBUTION | WP PUTRAJAYA & CYBERJAYA | Existing |  |  | MINI FEEDER PILLAR | MINI FP 400 A - 2 in 6 out |  | OUTDOOR | FP 30 |  |  |  | Unknown |  | 400.000 A |  |  | MFP5-0628 | 0 | Pass | null
256585621 | TNB | DISTRIBUTION | WP PUTRAJAYA & CYBERJAYA | Existing |  |  | FEEDER PILLAR | FP 800 A - 2 in 5 out |  | OUTDOOR | FP TM CJ |  |  |  | Unknown |  | 800.000 A |  |  |  | 0 | Pass | null
256586835 | TNB | DISTRIBUTION | WP PUTRAJAYA & CYBERJAYA | Existing |  |  | MINI FEEDER PILLAR | MINI FP 400 A - 2 in 6 out |  | OUTDOOR | LVMC 11 |  |  |  | RMBT |  | 400.000 A |  |  |  | 0 | Pass | null
256586871 | TNB | DISTRIBUTION | WP PUTRAJAYA & CYBERJAYA | Existing |  |  | MINI FEEDER PILLAR | MINI FP 400 A - 2 in 6 out |  | OUTDOOR | LVMC 2 |  |  |  | RMBT |  | 400.000 A |  |  |  | 0 | Pass | null
256586942 | TNB | DISTRIBUTION | WP PUTRAJAYA & CYBERJAYA | Existing |  |  | MINI FEEDER PILLAR | MINI FP 400 A - 2 in 6 out |  | OUTDOOR | RMBT 10 |  |  |  | RMBT |  | 400.000 A |  |  |  | 0 | Pass | null
256589398 | TNB | DISTRIBUTION | WP PUTRAJAYA & CYBERJAYA | Existing |  |  | LVDB | FP 1600 A - 2 in 8 out (PE) | PE 8.17 | INDOOR | PPE 8.17 |  |  |  | Unknown |  | 1600.000 A |  |  |  | 5 | Pass | null
256589442 | TNB | DISTRIBUTION | WP PUTRAJAYA & CYBERJAYA | Existing |  |  | LVDB | FP 1600 A - 2 in 8 out (PE) | PE 21.06 | INDOOR | TL97-315 |  |  |  | TAMCO CORPORATE HOLDING |  | 1600.000 A |  |  |  | 2 | Pass | null
256589467 | TNB | DISTRIBUTION | WP PUTRAJAYA & CYBERJAYA | Existing |  |  | LVDB | FP 1600 A - 2 in 8 out (PE) | PE 9.18 | INDOOR | PPE 9.18 |  |  |  | ALGEBRA |  | 1600.000 A |  |  |  | 5 | Pass | null
256591245 | TNB | DISTRIBUTION | WP PUTRAJAYA & CYBERJAYA | Existing |  |  | MINI FEEDER PILLAR | MINI FP 400 A - 2 in 6 out |  | OUTDOOR | 7 |  |  |  | RMBT |  | 400.000 A |  |  |  | 0 | Pass | null
256591299 | TNB | DISTRIBUTION | WP PUTRAJAYA & CYBERJAYA | Existing |  |  | MINI FEEDER PILLAR | MINI FP 400 A - 2 in 6 out |  | OUTDOOR | RMBT 12 |  |  |  | RMBT |  | 400.000 A |  |  |  | 0 | Pass | null
256591335 | TNB | DISTRIBUTION | WP PUTRAJAYA & CYBERJAYA | Existing |  |  | MINI FEEDER PILLAR | MINI FP 400 A - 2 in 6 out |  | OUTDOOR | LVMC 12A |  |  |  | RMBT |  | 400.000 A |  |  |  | 0 | Pass | null
256591371 | TNB | DISTRIBUTION | WP PUTRAJAYA & CYBERJAYA | Existing |  |  | MINI FEEDER PILLAR | MINI FP 400 A - 2 in 6 out |  | OUTDOOR | LVMC 2 |  |  |  | RMBT |  | 400.000 A |  |  | 2028 | 0 | Pass | null
256591416 | TNB | DISTRIBUTION | WP PUTRAJAYA & CYBERJAYA | Existing |  |  | FEEDER PILLAR | FP 1600 A - 2 in 8 out |  | OUTDOOR | LVMC 5 |  |  |  | RMBT |  | 400.000 A |  |  |  | 0 | Pass | null
256591748 | TNB | DISTRIBUTION | WP PUTRAJAYA & CYBERJAYA | Existing |  |  | MINI FEEDER PILLAR | MINI FP 400 A - 2 in 6 out |  | OUTDOOR | LVMC 11 |  |  |  | RMBT |  | 400.000 A |  |  | 2013 | 0 | Pass | null
256591784 | TNB | DISTRIBUTION | WP PUTRAJAYA & CYBERJAYA | Existing |  |  | MINI FEEDER PILLAR | MINI FP 400 A - 2 in 6 out |  | OUTDOOR | LVMC 13 |  |  |  | RMBT |  | 400.000 A |  |  |  | 0 | Pass | null
256595629 | TNB | DISTRIBUTION | WP PUTRAJAYA & CYBERJAYA | Existing |  |  | Unknown | FP 1600 A - 2 in 8 out |  | Unknown | FP 9 ROAD A1 |  |  |  | Unknown |  | 800.000 A |  |  |  | 0 | Pass | null
256599040 | TNB | DISTRIBUTION | WP PUTRAJAYA & CYBERJAYA | Existing |  |  | FEEDER PILLAR | FP 800 A - 2 in 5 out |  | OUTDOOR | FP SL B15 |  |  |  | Unknown |  | 800.000 A |  |  | SL FP 6566 | 0 | Pass | null
256599075 | TNB | DISTRIBUTION | WP PUTRAJAYA & CYBERJAYA | Existing |  |  | MINI FEEDER PILLAR | MINI FP 400 A - 2 in 6 out |  | OUTDOOR | RMBT 15B |  |  |  | RMBT |  | 400.000 A |  |  | M5804 | 0 | Pass | null
256601531 | TNB | DISTRIBUTION | WP PUTRAJAYA & CYBERJAYA | Existing |  |  | MINI FEEDER PILLAR | MINI FP 400 A - 2 in 6 out |  | OUTDOOR | LVMC 2 |  |  |  | RMBT |  | 400.000 A |  |  |  | 0 | Pass | null
256606432 | TNB | DISTRIBUTION | WP PUTRAJAYA & CYBERJAYA | Existing |  |  | MINI FEEDER PILLAR | MINI FP 400 A - 2 in 6 out |  | OUTDOOR | FP 27 |  |  |  | RMBT |  | 400.000 A |  |  |  | 0 | Pass | null
256606461 | TNB | DISTRIBUTION | WP PUTRAJAYA & CYBERJAYA | Existing |  |  | MINI FEEDER PILLAR | MINI FP 400 A - 2 in 6 out |  | OUTDOOR | LVMC 10 |  |  |  | RMBT |  | 400.000 A |  |  |  | 0 | Pass | null
256613293 | TNB | DISTRIBUTION | WP PUTRAJAYA & CYBERJAYA | Existing |  |  | MINI FEEDER PILLAR | MINI FP 400 A - 2 in 6 out |  | OUTDOOR | 2 P9G/3 |  |  |  | RMBT |  | 400.000 A |  |  |  | 0 | Pass | null
256613328 | TNB | DISTRIBUTION | WP PUTRAJAYA & CYBERJAYA | Existing |  |  | MINI FEEDER PILLAR | MINI FP 400 A - 2 in 6 out |  | OUTDOOR | LVMC 72 |  |  |  | RMBT |  | 400.000 A |  |  | M5713 | 0 | Pass | null
256613660 | TNB | DISTRIBUTION | WP PUTRAJAYA & CYBERJAYA | Existing |  |  | MINI FEEDER PILLAR | MINI FP 400 A - 2 in 6 out |  | OUTDOOR | FP 1 |  |  |  | RMBT |  | 400.000 A |  |  |  | 0 | Pass | null
256613672 | TNB | DISTRIBUTION | WP PUTRAJAYA & CYBERJAYA | Existing |  |  | MINI FEEDER PILLAR | MINI FP 400 A - 2 in 6 out |  | OUTDOOR | FP 21 |  |  |  | Unknown |  | 400.000 A |  |  |  | 0 | Pass | null
256613708 | TNB | DISTRIBUTION | WP PUTRAJAYA & CYBERJAYA | Existing |  |  | MINI FEEDER PILLAR | MINI FP 400 A - 2 in 6 out |  | OUTDOOR | N/A |  |  |  | RMBT |  | 400.000 A |  |  |  | 0 | Pass | null
256613738 | TNB | DISTRIBUTION | WP PUTRAJAYA & CYBERJAYA | Existing |  |  | MINI FEEDER PILLAR | MINI FP 400 A - 2 in 6 out |  | OUTDOOR | N/A |  |  |  | RMBT |  | 400.000 A |  |  |  | 0 | Pass | null
256613762 | TNB | DISTRIBUTION | WP PUTRAJAYA & CYBERJAYA | Existing |  |  | MINI FEEDER PILLAR | MINI FP 400 A - 2 in 6 out |  | OUTDOOR | GP8 |  |  |  | RMBT |  | 400.000 A |  |  |  | 0 | Pass | null
256613792 | TNB | DISTRIBUTION | WP PUTRAJAYA & CYBERJAYA | Existing |  |  | FEEDER PILLAR | FP 1600 A - 2 in 8 out |  | OUTDOOR | FP 7 |  |  |  | Unknown |  | 400.000 A |  |  |  | 0 | Pass | null
256617423 | TNB | DISTRIBUTION | WP PUTRAJAYA & CYBERJAYA | Existing |  |  | LVDB | FP 1600 A - 2 in 8 out (PE) | PE 22.09 | INDOOR | PPE 22.09 |  |  |  | SUN SYSTEM ENG. |  | 1600.000 A |  |  |  | 2 | Pass | null
256618011 | TNB | DISTRIBUTION | WP PUTRAJAYA & CYBERJAYA | Existing |  |  | LVDB | LVDB 1600 A - 2 in 8 out | PE 14.11 | INDOOR | N/A |  |  |  | AMPSTON(TOP RANK) |  | 1600.000 A |  |  |  | 7 | Pass | null
256620308 | TNB | DISTRIBUTION | WP PUTRAJAYA & CYBERJAYA | Existing |  |  | LVDB | FP 1600 A - 2 in 8 out (PE) | PE 11.49 | INDOOR | PPE 11.49 |  |  |  | SUN SYSTEM ENG. |  | 800.000 A |  |  |  | 3 | Pass | null
256621520 | TNB | DISTRIBUTION | WP PUTRAJAYA & CYBERJAYA | Existing |  |  | MINI FEEDER PILLAR | MINI FP 400 A - 2 in 6 out |  | OUTDOOR | FP2 JLN P14C 2/6 |  |  |  | Unknown |  | 400.000 A |  |  |  | 0 | Pass | null
256622145 | TNB | DISTRIBUTION | WP PUTRAJAYA & CYBERJAYA | Existing |  |  | MINI FEEDER PILLAR | MINI FP 400 A - 2 in 6 out |  | OUTDOOR | RMBT 26 |  |  |  | RMBT |  | 400.000 A |  |  |  | 0 | Pass | null
256622566 | TNB | DISTRIBUTION | WP PUTRAJAYA & CYBERJAYA | Existing |  |  | MINI FEEDER PILLAR | MINI FP 400 A - 2 in 6 out |  | OUTDOOR | LVMC 31 |  |  |  | RMBT |  | 400.000 A |  |  |  | 0 | Pass | null
256622775 | TNB | DISTRIBUTION | WP PUTRAJAYA & CYBERJAYA | Existing |  |  | FEEDER PILLAR | FP 1600 A - 2 in 8 out |  | OUTDOOR | FP SL 1 |  |  |  | Unknown |  | 400.000 A |  |  |  | 0 | Pass | null
256623319 | TNB | DISTRIBUTION | WP PUTRAJAYA & CYBERJAYA | Existing |  |  | MINI FEEDER PILLAR | MINI FP 400 A - 2 in 6 out |  | OUTDOOR | RMBT 28 |  |  |  | RMBT |  | 400.000 A |  |  |  | 0 | Pass | null
256623927 | TNB | DISTRIBUTION | WP PUTRAJAYA & CYBERJAYA | Existing |  |  | MINI FEEDER PILLAR | MINI FP 400 A - 2 in 6 out |  | OUTDOOR | FP 23 | [8 empty] | D23 | 0 | Pass | null
256623954 | TNB | DISTRIBUTION | WP PUTRAJAYA & CYBERJAYA | Existing |  |  | MINI FEEDER PILLAR | MINI FP 400 A - 2 in 6 out |  | OUTDOOR | RMBT NO 33 | [9 empty] | 0 | Pass | null
256623970 | TNB | DISTRIBUTION | WP PUTRAJAYA & CYBERJAYA | Existing |  |  | MINI FEEDER PILLAR | MINI FP 400 A - 2 in 6 out |  | OUTDOOR | LVMC 16 |  |  |  | RMBT |  | 400.000 A | 24/08/2000 |  |  | 0 | Pass | null
256624006 | TNB | DISTRIBUTION | WP PUTRAJAYA & CYBERJAYA | Existing |  |  | MINI FEEDER PILLAR | MINI FP 400 A - 2 in 6 out |  | OUTDOOR | RMBT 5 |  |  |  | RMBT |  | 400.000 A |  |  |  | 0 | Pass | null
256624326 | TNB | DISTRIBUTION | WP PUTRAJAYA & CYBERJAYA | Existing |  |  | MINI FEEDER PILLAR | MINI FP 400 A - 2 in 6 out |  | OUTDOOR | LVMC 15 |  |  |  | RMBT |  | 400.000 A |  |  |  | 0 | Pass | null
256624362 | TNB | DISTRIBUTION | WP PUTRAJAYA & CYBERJAYA | Existing |  |  | MINI FEEDER PILLAR | MINI FP 400 A - 2 in 6 out |  | OUTDOOR | LVMC 2 |  |  |  | RMBT |  | 400.000 A |  |  |  | 0 | Pass | null
256624397 | TNB | DISTRIBUTION | WP PUTRAJAYA & CYBERJAYA | Existing |  |  | MINI FEEDER PILLAR | MINI FP 400 A - 2 in 6 out |  | OUTDOOR | LVMC 32 |  |  |  | RMBT |  | 400.000 A |  |  |  | 0 | Pass | null
256624433 | TNB | DISTRIBUTION | WP PUTRAJAYA & CYBERJAYA | Existing |  |  | MINI FEEDER PILLAR | MINI FP 400 A - 2 in 6 out |  | OUTDOOR | LVMC 12 |  |  |  | RMBT |  | 400.000 A |  |  |  | 0 | Pass | null
256624463 | TNB | DISTRIBUTION | WP PUTRAJAYA & CYBERJAYA | Existing |  |  | MINI FEEDER PILLAR | MINI FP 400 A - 2 in 6 out |  | OUTDOOR | LVMC 7 |  |  |  | RMBT |  | 400.000 A |  |  |  | 0 | Pass | null
256624499 | TNB | DISTRIBUTION | WP PUTRAJAYA & CYBERJAYA | Existing |  |  | MINI FEEDER PILLAR | MINI FP 400 A - 2 in 6 out |  | OUTDOOR | RMBT 27 |  |  |  | RMBT |  | 400.000 A |  |  |  | 0 | Pass | null
256624535 | TNB | DISTRIBUTION | WP PUTRAJAYA & CYBERJAYA | Existing |  |  | MINI FEEDER PILLAR | MINI FP 400 A - 2 in 6 out |  | OUTDOOR | RMBT 2 |  |  |  | RMBT |  | 400.000 A |  |  |  | 0 | Pass | null
256624571 | TNB | DISTRIBUTION | WP PUTRAJAYA & CYBERJAYA | Existing |  |  | MINI FEEDER PILLAR | MINI FP 400 A - 2 in 6 out |  | OUTDOOR | LVMC 34 |  |  |  | RMBT |  | 400.000 A |  |  |  | 0 | Pass | null
256625199 | TNB | DISTRIBUTION | WP PUTRAJAYA & CYBERJAYA | Existing |  |  | MINI FEEDER PILLAR |  |  | OUTDOOR | LVMC 49 |  |  |  | RMBT |  | 400.000 A |  |  |  | 0 | Pass | null
256625235 | TNB | DISTRIBUTION | WP PUTRAJAYA & CYBERJAYA | Existing |  |  | MINI FEEDER PILLAR |  |  | OUTDOOR | LVMC 2 |  |  |  | RMBT |  | 400.000 A |  |  | 2040 | 0 | Pass | null
256625265 | TNB | DISTRIBUTION | WP PUTRAJAYA & CYBERJAYA | Existing |  |  | MINI FEEDER PILLAR | MINI FP 400 A - 2 in 6 out |  | OUTDOOR | RMBT 15A |  |  |  | RMBT |  | 400.000 A |  |  | M5683 | 0 | Pass | null
256625298 | TNB | DISTRIBUTION | WP PUTRAJAYA & CYBERJAYA | Existing |  |  | MINI FEEDER PILLAR | MINI FP 400 A - 2 in 6 out |  | OUTDOOR | RMBT 21B |  |  |  | RMBT |  | 400.000 A |  |  | M5763 | 0 | Pass | null
256625333 | TNB | DISTRIBUTION | WP PUTRAJAYA & CYBERJAYA | Existing |  |  | MINI FEEDER PILLAR | MINI FP 400 A - 2 in 6 out |  | OUTDOOR | RMBT 19B |  |  |  | RMBT |  | 400.000 A |  |  | NOT VISIBLE AT SITE | 0 | Pass | null
256625345 | TNB | DISTRIBUTION | WP PUTRAJAYA & CYBERJAYA | Existing |  |  | MINI FEEDER PILLAR | MINI FP 400 A - 2 in 6 out |  | OUTDOOR | RMBT 1 |  |  |  | RMBT |  | 400.000 A |  |  |  | 0 | Pass | null
256626401 | TNB | DISTRIBUTION | WP PUTRAJAYA & CYBERJAYA | Existing |  |  | FEEDER PILLAR | FP 1600 A - 2 in 8 out |  | OUTDOOR | FP SL 4 |  |  |  | Unknown |  | 800.000 A |  |  |  | 0 | Pass | null
256626419 | TNB | DISTRIBUTION | WP PUTRAJAYA & CYBERJAYA | Existing |  |  | FEEDER PILLAR | FP 800 A - 2 in 5 out |  | OUTDOOR | FP 4R2A |  |  |  | Unknown |  | 800.000 A |  |  |  | 0 | Pass | null
256626521 | TNB | DISTRIBUTION | WP PUTRAJAYA & CYBERJAYA | Existing |  |  | MINI FEEDER PILLAR | MINI FP 400 A - 2 in 6 out |  | OUTDOOR | FP NO.99 |  |  |  | Unknown |  | 400.000 A |  |  | ALAF CEKAL SDN BHD | 0 | Pass | null
256627137 | TNB | DISTRIBUTION | WP PUTRAJAYA & CYBERJAYA | Existing |  |  | MINI FEEDER PILLAR | MINI FP 400 A - 2 in 6 out |  | OUTDOOR | FP 3 |  |  |  | RMBT |  | 400.000 A |  |  |  | 0 | Pass | null
256627233 | TNB | DISTRIBUTION | WP PUTRAJAYA & CYBERJAYA | Existing |  |  | MINI FEEDER PILLAR | MINI FP 400 A - 2 in 6 out |  | OUTDOOR | FP NO 1 |  |  |  | Unknown |  | 400.000 A |  |  |  | 0 | Pass | null
256627565 | TNB | DISTRIBUTION | WP PUTRAJAYA & CYBERJAYA | Existing |  |  | MINI FEEDER PILLAR | MINI FP 400 A - 2 in 6 out |  | OUTDOOR | N/A |  |  |  | RMBT |  | 400.000 A |  |  |  | 0 | Pass | null
256627578 | TNB | DISTRIBUTION | WP PUTRAJAYA & CYBERJAYA | Existing |  |  | MINI FEEDER PILLAR | MINI FP 400 A - 2 in 6 out |  | OUTDOOR | RMBT NO 22 | [8 empty] | FP 22 | 0 | Pass | null
256627680 | TNB | DISTRIBUTION | WP PUTRAJAYA & CYBERJAYA | Existing |  |  | FEEDER PILLAR | FP 1600 A - 2 in 8 out |  | OUTDOOR | FP SL NNC |  |  |  | Unknown |  | 400.000 A |  |  |  | 1 | Pass | null
256631429 | TNB | DISTRIBUTION | WP PUTRAJAYA & CYBERJAYA | Existing |  |  | MINI FEEDER PILLAR | MINI FP 400 A - 2 in 6 out |  | OUTDOOR | RMBT 11 |  |  |  | RMBT |  | 400.000 A |  |  |  | 0 | Pass | null
256631465 | TNB | DISTRIBUTION | WP PUTRAJAYA & CYBERJAYA | Existing |  |  | MINI FEEDER PILLAR | MINI FP 400 A - 2 in 6 out |  | OUTDOOR | LVMC 20 |  |  |  | RMBT |  | 400.000 A |  |  |  | 0 | Pass | null
256631501 | TNB | DISTRIBUTION | WP PUTRAJAYA & CYBERJAYA | Existing |  |  | FEEDER PILLAR | FP 1600 A - 2 in 8 out |  | OUTDOOR | LN PR 11 FP 800A |  |  |  | Unknown |  | 800.000 A |  |  | FP6010024 | 0 | Pass | null
256631509 | TNB | DISTRIBUTION | WP PUTRAJAYA & CYBERJAYA | Existing |  |  | MINI FEEDER PILLAR | MINI FP 400 A - 2 in 6 out |  | OUTDOOR | RMBT 16 |  |  |  | RMBT |  | 400.000 A | 24/08/2000 |  |  | 0 | Pass | null
256632074 | TNB | DISTRIBUTION | WP PUTRAJAYA & CYBERJAYA | Existing |  |  | MINI FEEDER PILLAR | MINI FP 400 A - 2 in 6 out |  | OUTDOOR | RMBT 55A |  |  |  | RMBT |  | 400.000 A |  |  | M5682 | 0 | Pass | null
256632109 | TNB | DISTRIBUTION | WP PUTRAJAYA & CYBERJAYA | Existing |  |  | FEEDER PILLAR | FP 800 A - 2 in 5 out |  | OUTDOOR | FP 6 R2C |  |  |  | Unknown |  | 800.000 A |  |  |  | 6 | Pass | null
256632110 | TNB | DISTRIBUTION | WP PUTRAJAYA & CYBERJAYA | Existing |  |  | FEEDER PILLAR | FP 800 A - 2 in 5 out |  | OUTDOOR | FP 6 |  |  |  | Unknown |  | 400.000 A |  |  | M0647 | 0 | Pass | null
256634122 | TNB | DISTRIBUTION | WP PUTRAJAYA & CYBERJAYA | Existing |  |  | MINI FEEDER PILLAR | MINI FP 400 A - 2 in 6 out |  | OUTDOOR | FP2 JLN P14C 2/1 |  |  |  | Unknown |  | 400.000 A |  |  |  | 0 | Pass | null
256636303 | TNB | DISTRIBUTION | WP PUTRAJAYA & CYBERJAYA | Existing |  |  | MINI FEEDER PILLAR | MINI FP 400 A - 2 in 6 out |  | OUTDOOR | RUMAH KSN |  |  |  | RMBT |  | 400.000 A |  |  | M5711 | 0 | Pass | null
256636323 | TNB | DISTRIBUTION | WP PUTRAJAYA & CYBERJAYA | Existing |  |  | MINI FEEDER PILLAR | MINI FP 400 A - 2 in 6 out |  | OUTDOOR | NA |  |  |  | RMBT |  | 400.000 A |  |  |  | 0 | Pass | null
256640122 | TNB | DISTRIBUTION | WP PUTRAJAYA & CYBERJAYA | Existing |  |  | MINI FEEDER PILLAR | MINI FP 400 A - 2 in 6 out |  | OUTDOOR | N/A |  |  |  | RMBT |  | 400.000 A |  |  | NOT VISIBLE AT SITE | 0 | Pass | null
256640145 | TNB | DISTRIBUTION | WP PUTRAJAYA & CYBERJAYA | Existing |  |  | MINI FEEDER PILLAR |  |  | OUTDOOR | LVMC 9 |  |  |  | RMBT |  | 400.000 A |  |  | NOT VISIBLE AT SITE | 0 | Pass | null
256640218 | TNB | DISTRIBUTION | WP PUTRAJAYA & CYBERJAYA | Existing |  |  | MINI FEEDER PILLAR | MINI FP 400 A - 2 in 6 out |  | Unknown | FP 2-05 A |  |  |  | Unknown |  | 800.000 A |  |  | NOT VISIBLE AT SITE | 0 | Pass | null
256641245 | TNB | DISTRIBUTION | WP PUTRAJAYA & CYBERJAYA | Existing |  |  | MINI FEEDER PILLAR | MINI FP 400 A - 2 in 6 out |  | OUTDOOR | 9 |  |  |  | RMBT |  | 400.000 A |  |  |  | 0 | Pass | null
256641331 | TNB | DISTRIBUTION | WP PUTRAJAYA & CYBERJAYA | Existing |  |  | MINI FEEDER PILLAR | MINI FP 400 A - 2 in 6 out |  | OUTDOOR | RMBT 11 |  |  |  | RMBT |  | 400.000 A |  |  |  | 0 | Pass | null
256643566 | TNB | DISTRIBUTION | WP PUTRAJAYA & CYBERJAYA | Existing |  |  | MINI FEEDER PILLAR | MINI FP 400 A - 2 in 6 out |  | OUTDOOR | LVMC 13 |  |  |  | RMBT |  | 400.000 A |  |  |  | 0 | Pass | null
256643602 | TNB | DISTRIBUTION | WP PUTRAJAYA & CYBERJAYA | Existing |  |  | MINI FEEDER PILLAR | MINI FP 400 A - 2 in 6 out |  | OUTDOOR | FP 2 |  |  |  | RMBT |  | 400.000 A |  |  |  | 0 | Pass | null
256643632 | TNB | DISTRIBUTION | WP PUTRAJAYA & CYBERJAYA | Existing |  |  | MINI FEEDER PILLAR | MINI FP 400 A - 2 in 6 out |  | OUTDOOR | RMBT 14 |  |  |  | RMBT |  | 400.000 A |  |  |  | 0 | Pass | null
256643662 | TNB | DISTRIBUTION | WP PUTRAJAYA & CYBERJAYA | Existing |  |  | MINI FEEDER PILLAR | MINI FP 400 A - 2 in 6 out |  | OUTDOOR | LVMC 11 |  |  |  | RMBT |  | 400.000 A |  |  |  | 0 | Pass | null
256643769 | TNB | DISTRIBUTION | WP PUTRAJAYA & CYBERJAYA | Existing |  |  | MINI FEEDER PILLAR | MINI FP 400 A - 2 in 6 out |  | OUTDOOR | LVMC 7 |  |  |  | RMBT |  | 400.000 A |  |  |  | 0 | Pass | null
256644433 | TNB | DISTRIBUTION | WP PUTRAJAYA & CYBERJAYA | Existing |  |  | MINI FEEDER PILLAR | MINI FP 400 A - 2 in 6 out |  | OUTDOOR | 30 P9G/4 |  |  |  | RMBT |  | 400.000 A |  |  |  | 0 | Pass | null
256644463 | TNB | DISTRIBUTION | WP PUTRAJAYA & CYBERJAYA | Existing |  |  | MINI FEEDER PILLAR | MINI FP 400 A - 2 in 6 out |  | OUTDOOR | LVMC 1 |  |  |  | RMBT |  | 400.000 A |  |  |  | 0 | Pass | null
256644499 | TNB | DISTRIBUTION | WP PUTRAJAYA & CYBERJAYA | Existing |  |  | MINI FEEDER PILLAR | MINI FP 400 A - 2 in 6 out |  | OUTDOOR | FP 35 |  |  |  | RMBT |  | 400.000 A |  |  |  | 0 | Pass | null
256644529 | TNB | DISTRIBUTION | WP PUTRAJAYA & CYBERJAYA | Existing |  |  | MINI FEEDER PILLAR | MINI FP 400 A - 2 in 6 out |  | OUTDOOR | RMBT 12 |  |  |  | RMBT |  | 400.000 A |  |  |  | 0 | Pass | null
256644565 | TNB | DISTRIBUTION | WP PUTRAJAYA & CYBERJAYA | Existing |  |  | MINI FEEDER PILLAR | MINI FP 400 A - 2 in 6 out |  | OUTDOOR | LVMC 2 |  |  |  | RMBT |  | 400.000 A |  |  | M5766 | 0 | Pass | null
256651201 | TNB | DISTRIBUTION | WP PUTRAJAYA & CYBERJAYA | Existing |  |  | FEEDER PILLAR | FP 1600 A - 2 in 8 out |  | OUTDOOR | FP 57 |  |  |  | Unknown |  | 400.000 A |  |  |  | 0 | Pass | null
256653174 | TNB | DISTRIBUTION | WP PUTRAJAYA & CYBERJAYA | Existing |  |  | LVDB | FP 1600 A - 2 in 8 out (PE) | PE 9.14 | INDOOR | PPE 9.14 |  |  |  | Unknown |  | 1600.000 A |  |  |  | 7 | Pass | null
256653219 | TNB | DISTRIBUTION | WP PUTRAJAYA & CYBERJAYA | Existing |  |  | LVDB | FP 1600 A - 2 in 8 out (PE) | PE 9.33 | INDOOR | PPE 9.33 |  |  |  | Unknown |  | 1600.000 A |  |  |  | 7 | Pass | null
256656312 | TNB | DISTRIBUTION | WP PUTRAJAYA & CYBERJAYA | Existing |  |  | LVDB |  | PE 14.13 | INDOOR | PPE 14.13 |  |  |  | Unknown |  | 1600.000 A |  |  |  | 6 | Pass | null
256656364 | TNB | DISTRIBUTION | WP PUTRAJAYA & CYBERJAYA | Existing |  |  | MINI FEEDER PILLAR | MINI FP 400 A - 2 in 6 out |  | OUTDOOR | FP 20 |  |  |  | Unknown |  | 400.000 A |  |  | M2084 | 0 | Pass | null
256696202 | TNB | DISTRIBUTION | WP PUTRAJAYA & CYBERJAYA | Existing |  |  | FEEDER PILLAR | FP 800 A - 2 in 5 out |  | OUTDOOR | FP 3/PB1 |  |  |  | Unknown |  | 800.000 A |  |  |  | 3 | Pass | null
256696203 | TNB | DISTRIBUTION | WP PUTRAJAYA & CYBERJAYA | Existing |  |  | MINI FEEDER PILLAR | MINI FP 400 A - 2 in 6 out |  | OUTDOOR | FP 53 |  |  |  | Unknown |  | 400.000 A |  |  | MFP5-0619 | 0 | Pass | null
256710339 | TNB | DISTRIBUTION | WP PUTRAJAYA & CYBERJAYA | Existing |  |  | LVDB | LVDB 1600 A - 2 in 8 out | PE 14.16 | INDOOR | PPE 14.16 |  |  |  | SUN SYSTEM ENG. |  | 1600.000 A |  |  |  | 5 | Pass | null
256710373 | TNB | DISTRIBUTION | WP PUTRAJAYA & CYBERJAYA | Existing |  |  | LVDB | FP 1600 A - 2 in 8 out (PE) | PE 8.03 | INDOOR | PPE 8.03 |  |  |  | ALGEBRA |  | 1600.000 A |  |  |  | 5 | Pass | null
256718246 | TNB | DISTRIBUTION | WP PUTRAJAYA & CYBERJAYA | Existing |  |  | FEEDER PILLAR | FP 1600 A - 2 in 8 out |  | OUTDOOR | FP JLN P16C |  |  |  | Unknown |  | 800.000 A |  |  |  | 0 | Pass | null
256718254 | TNB | DISTRIBUTION | WP PUTRAJAYA & CYBERJAYA | Existing |  |  | MINI FEEDER PILLAR |  |  | OUTDOOR | LVMC 6 |  |  |  | RMBT |  | 400.000 A | 24/08/2000 |  | M5464 | 0 | Pass | null
376966310 | TNB | DISTRIBUTION | WP PUTRAJAYA & CYBERJAYA | Existing |  |  | LVDB | LVDB 1600 A - 2 in 8 out | D-PTJ-C17-0998 | INDOOR | [6 empty] | 1600.000 A | 19700101 |  |  | 2 | Pass | null
376966427 | TNB | DISTRIBUTION | WP PUTRAJAYA & CYBERJAYA | Existing |  |  | LVDB | LVDB 1600 A - 2 in 8 out | D-PTJ-C17-0998 | INDOOR | [6 empty] | 1600.000 A | 19700101 |  |  | 0 | Pass | null
376970344 | TNB | DISTRIBUTION | WP PUTRAJAYA & CYBERJAYA | Existing |  |  | LVDB | LVDB 1600 A - 2 in 8 out | D-CBJ-C16-0568 | INDOOR | [6 empty] | 1600.000 A | 19700101 |  |  | 2 | Pass | null
376970470 | TNB | DISTRIBUTION | WP PUTRAJAYA & CYBERJAYA | Existing |  |  | LVDB | LVDB 1600 A - 2 in 8 out | D-PTJ-C17-1095 | INDOOR | [6 empty] | 1600.000 A | 19700101 |  |  | 2 | Pass | null
376970635 | TNB | DISTRIBUTION | WP PUTRAJAYA & CYBERJAYA | Existing |  |  | LVDB | LVDB 1600 A - 2 in 8 out | D-CBJ-C16-0520 | INDOOR | [6 empty] | 1600.000 A | 19700101 |  |  | 1 | Pass | null
376970712 | TNB | DISTRIBUTION | WP PUTRAJAYA & CYBERJAYA | Existing |  |  | LVDB | LVDB 1600 A - 2 in 8 out | D-CBJ-C16-0520 | INDOOR | [6 empty] | 1600.000 A | 19700101 |  |  | 1 | Pass | null
376970820 | TNB | DISTRIBUTION | WP PUTRAJAYA & CYBERJAYA | Existing |  |  | LVDB | LVDB 1600 A - 2 in 8 out | D-CBJ-C16-0520 | INDOOR | [6 empty] | 1600.000 A | 19700101 |  |  | 1 | Pass | null
377555337 | TNB | DISTRIBUTION | WP PUTRAJAYA & CYBERJAYA | Existing |  |  | FEEDER PILLAR | FP 800 A - 2 in 5 out |  |  | FP LRT 12 | [9 empty] | 0 | Pass | null
377653068 | TNB | DISTRIBUTION | WP PUTRAJAYA & CYBERJAYA | Existing | VCBJ/PCE/J21891/NDTX2 | 310425260 | LVDB | LVDB 1600 A - 2 in 8 out | PE 21.89 MYVILLA P2 PARCEL B | [11 empty] | 0 | Pass | null
377653171 | TNB | DISTRIBUTION | WP PUTRAJAYA & CYBERJAYA | Existing |  |  | LVDB | LVDB 1600 A - 2 in 8 out | PE 21,88 | [11 empty] | 0 | Pass | null
377653235 | TNB | DISTRIBUTION | WP PUTRAJAYA & CYBERJAYA | Existing |  |  | LVDB | LVDB 1600 A - 2 in 8 out | PE 11.35 P11K/3 (F1) | [11 empty] | 0 | Pass | null
377653292 | TNB | DISTRIBUTION | WP PUTRAJAYA & CYBERJAYA | Existing |  |  | LVDB | LVDB 1600 A - 2 in 8 out | PE 11.35 P11K/3 (F2) | [11 empty] | 1 | Pass | null
377653369 | TNB | DISTRIBUTION | WP PUTRAJAYA & CYBERJAYA | Existing |  |  | LVDB | LVDB 1600 A - 2 in 8 out | PE 11.45 SMART SCHOOL (F1) | [11 empty] | 2 | Pass | null
377654938 | TNB | DISTRIBUTION | WP PUTRAJAYA & CYBERJAYA | Existing |  |  | LVDB | LVDB 1600 A - 2 in 8 out |  | INDOOR | [6 empty] | 1600.000 A | 19700101 |  |  | 1 | Pass | null
377654995 | TNB | DISTRIBUTION | WP PUTRAJAYA & CYBERJAYA | Existing | VCBJ/PCE/J21971/NDTX1 | 310371009 | LVDB | LVDB 1600 A - 2 in 8 out | PE 21.97 MY VILLA PRESINT 4 | INDOOR | [6 empty] | 1600.000 A | 19700101 |  |  | 1 | Pass | null
377672622 | TNB | DISTRIBUTION | WP PUTRAJAYA & CYBERJAYA | Existing |  |  | LVDB | LVDB 1600 A - 2 in 8 out |  | INDOOR | [6 empty] | 1600.000 A | 19700101 |  |  | 5 | Pass | null
377672718 | TNB | DISTRIBUTION | WP PUTRAJAYA & CYBERJAYA | Existing |  |  | LVDB | LVDB 1600 A - 2 in 8 out |  | INDOOR | [6 empty] | 1600.000 A | 19700101 |  |  | 1 | Pass | null
377679339 | TNB | DISTRIBUTION | WP PUTRAJAYA & CYBERJAYA | Existing |  |  | LVDB | LVDB 1600 A - 2 in 8 out |  | INDOOR | [6 empty] | 1600.000 A | 19700101 |  |  | 2 | Pass | null
377679453 | TNB | DISTRIBUTION | WP PUTRAJAYA & CYBERJAYA | Existing |  |  | LVDB | LVDB 1600 A - 2 in 8 out |  | INDOOR | [6 empty] | 1600.000 A | 19700101 |  |  | 2 | Pass | null
377679549 | TNB | DISTRIBUTION | WP PUTRAJAYA & CYBERJAYA | Existing |  |  | LVDB | LVDB 1600 A - 2 in 8 out |  | INDOOR | [6 empty] | 1600.000 A | 19700101 |  |  | 2 | Pass | null
377679646 | TNB | DISTRIBUTION | WP PUTRAJAYA & CYBERJAYA | Existing |  |  | LVDB | LVDB 1600 A - 2 in 8 out | PE 5.17 BLOK C 5R3 (F1) | INDOOR | N/A |  |  |  | Unknown | [5 empty] | 5 | Pass | null
377679856 | TNB | DISTRIBUTION | WP PUTRAJAYA & CYBERJAYA | Existing |  |  | LVDB | LVDB 1600 A - 2 in 8 out |  | INDOOR | [6 empty] | 1600.000 A | 19700101 |  |  | 2 | Pass | null
377679987 | TNB | DISTRIBUTION | WP PUTRAJAYA & CYBERJAYA | Existing |  |  | LVDB | LVDB 1600 A - 2 in 8 out |  | INDOOR | [6 empty] | 1600.000 A | 19700101 |  |  | 1 | Pass | null
377680086 | TNB | DISTRIBUTION | WP PUTRAJAYA & CYBERJAYA | Existing |  |  | LVDB | LVDB 1600 A - 2 in 8 out | PE 5.19 BLOK E 5R3 (F2) | INDOOR | N/A |  |  |  | Unknown | [5 empty] | 6 | Pass | null
377680226 | TNB | DISTRIBUTION | WP PUTRAJAYA & CYBERJAYA | Existing |  |  | LVDB | LVDB 1600 A - 2 in 8 out |  | INDOOR | [6 empty] | 1600.000 A | 19700101 |  |  | 2 | Pass | null
377680510 | TNB | DISTRIBUTION | WP PUTRAJAYA & CYBERJAYA | Existing |  |  | LVDB | LVDB 1600 A - 2 in 8 out |  | INDOOR | [6 empty] | 1600.000 A | 19700101 |  |  | 3 | Pass | null
377680608 | TNB | DISTRIBUTION | WP PUTRAJAYA & CYBERJAYA | Existing |  |  | LVDB | LVDB 1600 A - 2 in 8 out |  | INDOOR | [6 empty] | 1600.000 A | 19700101 |  |  | 2 | Pass | null
377681000 | TNB | DISTRIBUTION | WP PUTRAJAYA & CYBERJAYA | Existing |  |  | LVDB | LVDB 1600 A - 2 in 8 out |  | INDOOR | [6 empty] | 1600.000 A | 19700101 |  |  | 2 | Pass | null
377681098 | TNB | DISTRIBUTION | WP PUTRAJAYA & CYBERJAYA | Existing |  |  | LVDB | LVDB 1600 A - 2 in 8 out |  | INDOOR | [6 empty] | 1600.000 A | 19700101 |  |  | 1 | Pass | null
377681409 | TNB | DISTRIBUTION | WP PUTRAJAYA & CYBERJAYA | Existing |  |  | LVDB | LVDB 1600 A - 2 in 8 out | PE 5.26 BLOK D2 5R4 (F1) | INDOOR | PPE 5.26 |  |  |  | Unknown |  | 1600.000 A | 19700101 |  |  | 4 | Pass | null
377681507 | TNB | DISTRIBUTION | WP PUTRAJAYA & CYBERJAYA | Existing |  |  | LVDB | LVDB 1600 A - 2 in 8 out | PE 5.26 BLOK D2 5R4 (F2) | INDOOR | PPE 5.26 |  |  |  | Unknown |  | 1600.000 A | 19700101 |  |  | 2 | Pass | null
377681602 | TNB | DISTRIBUTION | WP PUTRAJAYA & CYBERJAYA | Existing |  |  | LVDB | LVDB 1600 A - 2 in 8 out | PE 5.25 BLOK D1 5R4 (F2) | INDOOR |  |  |  |  | Unknown | [5 empty] | 2 | Pass | null
377681794 | TNB | DISTRIBUTION | WP PUTRAJAYA & CYBERJAYA | Existing |  |  | LVDB | LVDB 1600 A - 2 in 8 out | PE 5.25 BLOK D1 5R4 (F1) | INDOOR |  |  |  |  | Unknown |  | 1600.000 A | 19700101 |  |  | 2 | Pass | null
377681986 | TNB | DISTRIBUTION | WP PUTRAJAYA & CYBERJAYA | Existing |  |  | LVDB | LVDB 1600 A - 2 in 8 out | PE 5.24 BLOK C 5R4 (F2) | INDOOR | [6 empty] | 1600.000 A | 19700101 |  |  | 5 | Pass | null
377682177 | TNB | DISTRIBUTION | WP PUTRAJAYA & CYBERJAYA | Existing |  |  | LVDB | LVDB 1600 A - 2 in 8 out | PE 5.24 BLOK C 5R4 | INDOOR | [6 empty] | 1600.000 A | 19700101 |  |  | 3 | Pass | null
377682276 | TNB | DISTRIBUTION | WP PUTRAJAYA & CYBERJAYA | Existing |  |  | LVDB | LVDB 1600 A - 2 in 8 out | PE 5.23 BLOK B 5R4 (F1) | INDOOR | [6 empty] | 1600.000 A | 19700101 |  |  | 6 | Pass | null
377682372 | TNB | DISTRIBUTION | WP PUTRAJAYA & CYBERJAYA | Existing |  |  | LVDB | LVDB 1600 A - 2 in 8 out |  | INDOOR | [6 empty] | 1600.000 A | 19700101 |  |  | 2 | Pass | null
377682474 | TNB | DISTRIBUTION | WP PUTRAJAYA & CYBERJAYA | Existing |  |  | LVDB | LVDB 1600 A - 2 in 8 out | PE 5.22 BLOK A 5R4 (F1) | INDOOR | [6 empty] | 1600.000 A | 19700101 |  |  | 6 | Pass | null
377682574 | TNB | DISTRIBUTION | WP PUTRAJAYA & CYBERJAYA | Existing |  |  | LVDB | LVDB 1600 A - 2 in 8 out | PE 5.22 BLOK A 5R4 (F2) | INDOOR | [6 empty] | 1600.000 A | 19700101 |  |  | 2 | Pass | null
377766216 | TNB | DISTRIBUTION | WP PUTRAJAYA & CYBERJAYA | Existing |  |  | LVDB | LVDB 1600 A - 2 in 8 out |  | INDOOR | [6 empty] | 1600.000 A | 19700101 |  |  | 4 | Pass | null
377766540 | TNB | DISTRIBUTION | WP PUTRAJAYA & CYBERJAYA | Existing |  |  | LVDB | LVDB 1600 A - 2 in 8 out |  | INDOOR | [6 empty] | 1600.000 A | 19700101 |  |  | 3 | Pass | null
377766736 | TNB | DISTRIBUTION | WP PUTRAJAYA & CYBERJAYA | Existing |  |  | LVDB | LVDB 1600 A - 2 in 8 out |  | INDOOR | [6 empty] | 1600.000 A | 19700101 |  |  | 3 | Pass | null
377766919 | TNB | DISTRIBUTION | WP PUTRAJAYA & CYBERJAYA | Existing |  |  | LVDB | LVDB 1600 A - 2 in 8 out |  | INDOOR | [6 empty] | 1600.000 A | 19700101 |  |  | 2 | Pass | null
377767102 | TNB | DISTRIBUTION | WP PUTRAJAYA & CYBERJAYA | Existing |  |  | LVDB | LVDB 1600 A - 2 in 8 out |  | INDOOR | [6 empty] | 1600.000 A | 19700101 |  |  | 3 | Pass | null
377767284 | TNB | DISTRIBUTION | WP PUTRAJAYA & CYBERJAYA | Existing |  |  | LVDB | LVDB 1600 A - 2 in 8 out |  | INDOOR | [6 empty] | 1600.000 A | 19700101 |  |  | 2 | Pass | null
377767367 | TNB | DISTRIBUTION | WP PUTRAJAYA & CYBERJAYA | Existing |  |  | LVDB | LVDB 1600 A - 2 in 8 out | PE 14.31 BLOK B APT 14-12 (F2) | [11 empty] | 3 | Pass | null
377767601 | TNB | DISTRIBUTION | WP PUTRAJAYA & CYBERJAYA | Existing |  |  | LVDB | LVDB 1600 A - 2 in 8 out | PE 14.25 KOMPLEKS SEK REN (EFI) (F1) | INDOOR | [6 empty] | 1600.000 A | 19700101 |  |  | 2 | Pass | null
377846341 | TNB | DISTRIBUTION | WP PUTRAJAYA & CYBERJAYA | Existing |  |  | LVDB | LVDB 1600 A - 2 in 8 out | PE 14.02 P 14A 1/1 TERES (F1) | [11 empty] | 0 | Pass | null
378018367 | TNB | DISTRIBUTION | WP PUTRAJAYA & CYBERJAYA | Existing |  |  | LVDB | LVDB 1600 A - 2 in 8 out | D-CBJ-C14-0473 | INDOOR | [6 empty] | 1600.000 A | 19700101 |  |  | 3 | Pass | null
378018490 | TNB | DISTRIBUTION | WP PUTRAJAYA & CYBERJAYA | Existing |  |  | LVDB | LVDB 1600 A - 2 in 8 out | D-CBJ-C14-0473 | INDOOR | [6 empty] | 1600.000 A | 19700101 |  |  | 1 | Pass | null
378018611 | TNB | DISTRIBUTION | WP PUTRAJAYA & CYBERJAYA | Existing |  |  | LVDB | LVDB 1600 A - 2 in 8 out | D-CBJ-C17-0588 | INDOOR | [6 empty] | 1600.000 A | 19700101 |  |  | 2 | Pass | null
378018734 | TNB | DISTRIBUTION | WP PUTRAJAYA & CYBERJAYA | Existing |  |  | LVDB | LVDB 1600 A - 2 in 8 out | D-CBJ-C17-0588 | INDOOR | [6 empty] | 1600.000 A | 19700101 |  |  | 0 | Pass | null
378018855 | TNB | DISTRIBUTION | WP PUTRAJAYA & CYBERJAYA | Existing | VCBJ/PCE/J00145/NDTX1 | 310390855 | LVDB | LVDB 1600 A - 2 in 8 out | D-CBJ-C14-0473 | INDOOR | IIESB-D7355 |  |  |  | ITEM |  | 1600.000 A | 19700101 |  |  | 3 | Pass | null
378018978 | TNB | DISTRIBUTION | WP PUTRAJAYA & CYBERJAYA | Existing | VCBJ/PCE/J00146/NDTX1 | 310390854 | LVDB | LVDB 1600 A - 2 in 8 out | D-CBJ-C14-0473 | INDOOR | IIESB-D7354 |  |  |  | ITEM |  | 1600.000 A | 19700101 |  |  | 1 | Pass | null
378019163 | TNB | DISTRIBUTION | WP PUTRAJAYA & CYBERJAYA | Existing | VCBJ/PCE/J00151/NDTX1 | 310432060 | LVDB | LVDB 1600 A - 2 in 8 out | D-CBJ-C15-0540 | INDOOR | FP1600-0411 |  |  |  | SUN SYSTEM ENG. |  | 1600.000 A | 19700101 |  |  | 2 | Pass | null
378019240 | TNB | DISTRIBUTION | WP PUTRAJAYA & CYBERJAYA | Existing | VCBJ/PCE/J00151/NDTX2 | 310432058 | LVDB | LVDB 1600 A - 2 in 8 out | D-CBJ-C15-0540 | INDOOR | FP1600-0409 |  |  |  | SUN SYSTEM ENG. |  | 1600.000 A | 19700101 |  |  | 2 | Pass | null
378044163 | TNB | DISTRIBUTION | WP PUTRAJAYA & CYBERJAYA | Existing |  |  | LVDB | LVDB 1600 A - 2 in 8 out |  | INDOOR | [6 empty] | 1600.000 A | 19700101 |  |  | 5 | Pass | null
378044284 | TNB | DISTRIBUTION | WP PUTRAJAYA & CYBERJAYA | Existing |  |  | LVDB | LVDB 1600 A - 2 in 8 out |  | INDOOR | [6 empty] | 1600.000 A | 19700101 |  |  | 2 | Pass | null
378044555 | TNB | DISTRIBUTION | WP PUTRAJAYA & CYBERJAYA | Existing |  |  | LVDB | LVDB 1600 A - 2 in 8 out |  | INDOOR | [6 empty] | 1600.000 A | 19700101 |  |  | 2 | Pass | null
378044681 | TNB | DISTRIBUTION | WP PUTRAJAYA & CYBERJAYA | Existing |  |  | LVDB | LVDB 1600 A - 2 in 8 out |  | INDOOR | [6 empty] | 1600.000 A | 19700101 |  |  | 2 | Pass | null
378044806 | TNB | DISTRIBUTION | WP PUTRAJAYA & CYBERJAYA | Existing |  |  | LVDB | LVDB 1600 A - 2 in 8 out |  | INDOOR | [6 empty] | 1600.000 A | 19700101 |  |  | 2 | Pass | null
378044930 | TNB | DISTRIBUTION | WP PUTRAJAYA & CYBERJAYA | Existing |  |  | LVDB | LVDB 1600 A - 2 in 8 out |  | INDOOR | [6 empty] | 1600.000 A | 19700101 |  |  | 4 | Pass | null
378045437 | TNB | DISTRIBUTION | WP PUTRAJAYA & CYBERJAYA | Existing |  |  | LVDB | LVDB 1600 A - 2 in 8 out | PE 16.31 TEMP PPA1M PRS 16 | INDOOR | [6 empty] | 1600.000 A | 19700101 |  |  | 6 | Pass | null
378045563 | TNB | DISTRIBUTION | WP PUTRAJAYA & CYBERJAYA | Existing |  |  | LVDB | LVDB 1600 A - 2 in 8 out |  | INDOOR | [6 empty] | 1600.000 A | 19700101 |  |  | 4 | Pass | null
378045704 | TNB | DISTRIBUTION | WP PUTRAJAYA & CYBERJAYA | Existing |  |  | LVDB | LVDB 1600 A - 2 in 8 out |  | INDOOR | [6 empty] | 1600.000 A | 19700101 |  |  | 2 | Pass | null
378045834 | TNB | DISTRIBUTION | WP PUTRAJAYA & CYBERJAYA | Existing |  |  | LVDB | LVDB 1600 A - 2 in 8 out |  | INDOOR | [6 empty] | 1600.000 A | 19700101 |  |  | 2 | Pass | null
378045962 | TNB | DISTRIBUTION | WP PUTRAJAYA & CYBERJAYA | Existing |  |  | LVDB | LVDB 1600 A - 2 in 8 out |  | INDOOR | [6 empty] | 1600.000 A | 19700101 |  |  | 1 | Pass | null
378046138 | TNB | DISTRIBUTION | WP PUTRAJAYA & CYBERJAYA | Existing |  |  | LVDB | LVDB 1600 A - 2 in 8 out |  | INDOOR | [6 empty] | 1600.000 A | 19700101 |  |  | 2 | Pass | null
378046365 | TNB | DISTRIBUTION | WP PUTRAJAYA & CYBERJAYA | Existing |  |  | LVDB | LVDB 1600 A - 2 in 8 out |  | INDOOR | [6 empty] | 1600.000 A | 19700101 |  |  | 2 | Pass | null
378046426 | TNB | DISTRIBUTION | WP PUTRAJAYA & CYBERJAYA | Existing |  |  | LVDB | FP 1600 A - 2 in 8 out (PE) | PE 14.18 BLOK 5 (F2) | [11 empty] | 3 | Pass | null
378046713 | TNB | DISTRIBUTION | WP PUTRAJAYA & CYBERJAYA | Existing |  |  | LVDB | LVDB 1600 A - 2 in 8 out |  | INDOOR | [6 empty] | 1600.000 A | 19700101 |  |  | 3 | Pass | null
378046950 | TNB | DISTRIBUTION | WP PUTRAJAYA & CYBERJAYA | Existing |  |  | LVDB | LVDB 1600 A - 2 in 8 out |  | INDOOR | [6 empty] | 1600.000 A | 19700101 |  |  | 2 | Pass | null
378047007 | TNB | DISTRIBUTION | WP PUTRAJAYA & CYBERJAYA | Existing |  |  | LVDB | LVDB 1600 A - 2 in 8 out |  | INDOOR | [6 empty] | 1600.000 A | 19700101 |  |  | 2 | Pass | null
378047105 | TNB | DISTRIBUTION | WP PUTRAJAYA & CYBERJAYA | Existing |  |  | LVDB | LVDB 1600 A - 2 in 8 out |  | INDOOR | [6 empty] | 1600.000 A | 19700101 |  |  | 2 | Pass | null
378047223 | TNB | DISTRIBUTION | WP PUTRAJAYA & CYBERJAYA | Existing |  |  | LVDB | LVDB 1600 A - 2 in 10 out (CS) |  | INDOOR | [6 empty] | 1600.000 A | 19700101 |  |  | 2 | Pass | null
378047539 | TNB | DISTRIBUTION | WP PUTRAJAYA & CYBERJAYA | Existing |  |  | LVDB | LVDB 1600 A - 2 in 8 out |  | INDOOR | [6 empty] | 1600.000 A | 19700101 |  |  | 4 | Pass | null
378047635 | TNB | DISTRIBUTION | WP PUTRAJAYA & CYBERJAYA | Existing |  |  | LVDB | LVDB 1600 A - 2 in 8 out |  | INDOOR | [6 empty] | 1600.000 A | 19700101 |  |  | 1 | Pass | null
378047729 | TNB | DISTRIBUTION | WP PUTRAJAYA & CYBERJAYA | Existing |  |  | LVDB | LVDB 1600 A - 2 in 8 out |  | INDOOR | [6 empty] | 1600.000 A | 19700101 |  |  | 3 | Pass | null
378047825 | TNB | DISTRIBUTION | WP PUTRAJAYA & CYBERJAYA | Existing |  |  | LVDB | LVDB 1600 A - 2 in 8 out |  | INDOOR | [6 empty] | 1600.000 A | 19700101 |  |  | 2 | Pass | null
378047990 | TNB | DISTRIBUTION | WP PUTRAJAYA & CYBERJAYA | Existing |  |  | LVDB | LVDB 1600 A - 2 in 8 out |  | INDOOR | [6 empty] | 1600.000 A | 19700101 |  |  | 1 | Pass | null
378048094 | TNB | DISTRIBUTION | WP PUTRAJAYA & CYBERJAYA | Existing |  |  | LVDB | LVDB 1600 A - 2 in 8 out |  | INDOOR | [6 empty] | 1600.000 A | 19700101 |  |  | 3 | Pass | null
378048390 | TNB | DISTRIBUTION | WP PUTRAJAYA & CYBERJAYA | Existing |  |  | LVDB | LVDB 1600 A - 2 in 8 out |  | INDOOR | [6 empty] | 1600.000 A | 19700101 |  |  | 3 | Pass | null
378048545 | TNB | DISTRIBUTION | WP PUTRAJAYA & CYBERJAYA | Existing |  |  | LVDB | LVDB 1600 A - 2 in 8 out |  | INDOOR | [6 empty] | 1600.000 A | 19700101 |  |  | 3 | Pass | null
378048602 | TNB | DISTRIBUTION | WP PUTRAJAYA & CYBERJAYA | Existing |  |  | LVDB | LVDB 1600 A - 2 in 8 out |  | INDOOR | [6 empty] | 1600.000 A | 19700101 |  |  | 3 | Pass | null
378048728 | TNB | DISTRIBUTION | WP PUTRAJAYA & CYBERJAYA | Existing |  |  | LVDB | LVDB 1600 A - 2 in 8 out |  | INDOOR | [6 empty] | 1600.000 A | 19700101 |  |  | 3 | Pass | null
378048785 | TNB | DISTRIBUTION | WP PUTRAJAYA & CYBERJAYA | Existing |  |  | LVDB | LVDB 1600 A - 2 in 8 out |  | INDOOR | [6 empty] | 1600.000 A | 19700101 |  |  | 1 | Pass | null
378048934 | TNB | DISTRIBUTION | WP PUTRAJAYA & CYBERJAYA | Existing |  |  | LVDB | LVDB 1600 A - 2 in 8 out |  | INDOOR | [6 empty] | 1600.000 A | 19700101 |  |  | 0 | Pass | null
378048991 | TNB | DISTRIBUTION | WP PUTRAJAYA & CYBERJAYA | Existing |  |  | LVDB | LVDB 1600 A - 2 in 8 out |  | INDOOR | [6 empty] | 1600.000 A | 19700101 |  |  | 1 | Pass | null
378049335 | TNB | DISTRIBUTION | WP PUTRAJAYA & CYBERJAYA | Existing |  |  | LVDB | LVDB 1600 A - 2 in 8 out |  | INDOOR | [6 empty] | 1600.000 A | 19700101 |  |  | 0 | Pass | null
378049392 | TNB | DISTRIBUTION | WP PUTRAJAYA & CYBERJAYA | Existing |  |  | LVDB | LVDB 1600 A - 2 in 8 out |  | INDOOR | [6 empty] | 1600.000 A | 19700101 |  |  | 1 | Pass | null
378049492 | TNB | DISTRIBUTION | WP PUTRAJAYA & CYBERJAYA | Existing |  |  | LVDB | LVDB 1600 A - 2 in 8 out |  | INDOOR | [6 empty] | 1600.000 A | 19700101 |  |  | 3 | Pass | null
378049701 | TNB | DISTRIBUTION | WP PUTRAJAYA & CYBERJAYA | Existing |  |  | LVDB | LVDB 1600 A - 2 in 8 out |  | INDOOR | [6 empty] | 1600.000 A | 19700101 |  |  | 2 | Pass | null
378049758 | TNB | DISTRIBUTION | WP PUTRAJAYA & CYBERJAYA | Existing |  |  | LVDB | LVDB 1600 A - 2 in 8 out |  | INDOOR | [6 empty] | 1600.000 A | 19700101 |  |  | 1 | Pass | null
378049888 | TNB | DISTRIBUTION | WP PUTRAJAYA & CYBERJAYA | Existing |  |  | LVDB | LVDB 1600 A - 2 in 8 out |  | INDOOR | [6 empty] | 1600.000 A | 19700101 |  |  | 4 | Pass | null
378049945 | TNB | DISTRIBUTION | WP PUTRAJAYA & CYBERJAYA | Existing |  |  | LVDB | LVDB 1600 A - 2 in 8 out |  | INDOOR | [6 empty] | 1600.000 A | 19700101 |  |  | 2 | Pass | null
378050075 | TNB | DISTRIBUTION | WP PUTRAJAYA & CYBERJAYA | Existing | VCBJ/PCE/J21941/NDTX1 | 300454634 | LVDB | LVDB 1600 A - 2 in 8 out | PE 21.94 MYVILLA P3 PARCEL B | INDOOR | [6 empty] | 1600.000 A | 19700101 |  |  | 1 | Pass | null
378050132 | TNB | DISTRIBUTION | WP PUTRAJAYA & CYBERJAYA | Existing | VCBJ/PCE/J21941/NDTX2 | 300454904 | LVDB | LVDB 1600 A - 2 in 8 out | PE 21.94 MYVILLA P3 PARCEL B | INDOOR | [6 empty] | 1600.000 A | 19700101 |  |  | 1 | Pass | null
378050658 | TNB | DISTRIBUTION | WP PUTRAJAYA & CYBERJAYA | Existing |  |  | LVDB | LVDB 1600 A - 2 in 8 out |  | INDOOR | [6 empty] | 1600.000 A | 19700101 |  |  | 6 | Pass | null
378050757 | TNB | DISTRIBUTION | WP PUTRAJAYA & CYBERJAYA | Existing |  |  | LVDB | LVDB 1600 A - 2 in 8 out |  | INDOOR | [6 empty] | 1600.000 A | 19700101 |  |  | 2 | Pass | null
378050858 | TNB | DISTRIBUTION | WP PUTRAJAYA & CYBERJAYA | Existing |  |  | LVDB | LVDB 1600 A - 2 in 8 out | PE 7.01 BOMBA PUTRAJAYA (F1) | INDOOR | [6 empty] | 1600.000 A | 19700101 |  |  | 4 | Pass | null
378050952 | TNB | DISTRIBUTION | WP PUTRAJAYA & CYBERJAYA | Existing |  |  | LVDB | LVDB 1600 A - 2 in 8 out | PE 7.01 IBU PEJABAT BOMBA (F2) | INDOOR | [6 empty] | 1600.000 A | 19700101 |  |  | 3 | Pass | null
378051073 | TNB | DISTRIBUTION | WP PUTRAJAYA & CYBERJAYA | Existing |  |  | LVDB | LVDB 1600 A - 2 in 8 out |  | INDOOR | [6 empty] | 1600.000 A | 19700101 |  |  | 6 | Pass | null
378051172 | TNB | DISTRIBUTION | WP PUTRAJAYA & CYBERJAYA | Existing |  |  | LVDB | LVDB 1600 A - 2 in 8 out |  | INDOOR | [6 empty] | 1600.000 A | 19700101 |  |  | 4 | Pass | null
378051603 | TNB | DISTRIBUTION | WP PUTRAJAYA & CYBERJAYA | Existing |  |  | LVDB | LVDB 1600 A - 2 in 8 out |  | INDOOR | [6 empty] | 1600.000 A | 19700101 |  |  | 4 | Pass | null
378051699 | TNB | DISTRIBUTION | WP PUTRAJAYA & CYBERJAYA | Existing |  |  | LVDB | LVDB 1600 A - 2 in 8 out |  | INDOOR | [6 empty] | 1600.000 A | 19700101 |  |  | 3 | Pass | null
378051804 | TNB | DISTRIBUTION | WP PUTRAJAYA & CYBERJAYA | Existing |  |  | LVDB | LVDB 1600 A - 2 in 8 out |  | INDOOR | [6 empty] | 1600.000 A | 19700101 |  |  | 5 | Pass | null
378051900 | TNB | DISTRIBUTION | WP PUTRAJAYA & CYBERJAYA | Existing |  |  | LVDB | LVDB 1600 A - 2 in 8 out |  | INDOOR | [6 empty] | 1600.000 A | 19700101 |  |  | 2 | Pass | null
378052158 | TNB | DISTRIBUTION | WP PUTRAJAYA & CYBERJAYA | Existing |  |  | LVDB | LVDB 1600 A - 2 in 8 out | PE 8.31 8C3 F1 | INDOOR | [6 empty] | 1600.000 A | 19700101 |  |  | 3 | Pass | null
378052254 | TNB | DISTRIBUTION | WP PUTRAJAYA & CYBERJAYA | Existing |  |  | LVDB | LVDB 1600 A - 2 in 8 out | PE 8.31 8C3 F2 | INDOOR | [6 empty] | 1600.000 A | 19700101 |  |  | 1 | Pass | null
378053494 | TNB | DISTRIBUTION | WP PUTRAJAYA & CYBERJAYA | Existing |  |  | LVDB | LVDB 1600 A - 2 in 8 out | PE 22.67 | INDOOR | [6 empty] | 1600.000 A | 19700101 |  |  | 2 | Pass | null
378053560 | TNB | DISTRIBUTION | WP PUTRAJAYA & CYBERJAYA | Existing |  |  | FEEDER PILLAR | LVDB 1600 A - 2 in 8 out | PE 22.67 KWDI 1 (F2) | INDOOR | [10 empty] | 1 | Pass | null
378054803 | TNB | DISTRIBUTION | WP PUTRAJAYA & CYBERJAYA | Existing |  |  | LVDB | LVDB 1600 A - 2 in 8 out | PE 23.16 MASJID CYBERJAYA | INDOOR | [6 empty] | 1600.000 A | 19700101 |  |  | 2 | Pass | null
378055480 | TNB | DISTRIBUTION | WP PUTRAJAYA & CYBERJAYA | Existing | VCBJ/PCE/J00118/NDTX1 | 310338766 | LVDB | LVDB 1600 A - 2 in 8 out | PE 25.26 SETIA VILLA 6 | INDOOR | [6 empty] | 1600.000 A | 19700101 |  |  | 2 | Pass | null
378055580 | TNB | DISTRIBUTION | WP PUTRAJAYA & CYBERJAYA | Existing | VCBJ/PCE/J00117/NDTX1 | 310338761 | LVDB | LVDB 1600 A - 2 in 8 out | PE 25.25 | INDOOR | [6 empty] | 1600.000 A | 19700101 |  |  | 1 | Pass | null
378055684 | TNB | DISTRIBUTION | WP PUTRAJAYA & CYBERJAYA | Existing | VCBJ/PCE/J00116/NDTX1 | 310338756 | LVDB | LVDB 1600 A - 2 in 8 out | PE 25.24 SETIA VILLA 4 | INDOOR | [6 empty] | 1600.000 A | 19700101 |  |  | 2 | Pass | null
378055784 | TNB | DISTRIBUTION | WP PUTRAJAYA & CYBERJAYA | Existing | VCBJ/PCE/J00112/NDTX1 | 310359234 | LVDB | LVDB 1600 A - 2 in 8 out | PE 25.19 SETIA VILLA 3 | INDOOR | [6 empty] | 1600.000 A | 19700101 |  |  | 2 | Pass | null
378055883 | TNB | DISTRIBUTION | WP PUTRAJAYA & CYBERJAYA | Existing |  |  | LVDB | LVDB 1600 A - 2 in 8 out |  | INDOOR | [6 empty] | 1600.000 A | 19700101 |  |  | 2 | Pass | null
378055988 | TNB | DISTRIBUTION | WP PUTRAJAYA & CYBERJAYA | Existing |  |  | LVDB | LVDB 1600 A - 2 in 8 out |  | INDOOR | [6 empty] | 1600.000 A | 19700101 |  |  | 1 | Pass | null
378056084 | TNB | DISTRIBUTION | WP PUTRAJAYA & CYBERJAYA | Existing | VCBJ/PCE/J25221/NDTX1 | 310339460 | LVDB | LVDB 1600 A - 2 in 8 out | PE 25.22 | INDOOR | [6 empty] | 1600.000 A | 19700101 |  |  | 4 | Pass | null
378056184 | TNB | DISTRIBUTION | WP PUTRAJAYA & CYBERJAYA | Existing | VCBJ/PCE/J25211/NDTX1 | 310339454 | LVDB | LVDB 1600 A - 2 in 8 out | PE 25.21 | INDOOR | [6 empty] | 1600.000 A | 19700101 |  |  | 2 | Pass | null
378056289 | TNB | DISTRIBUTION | WP PUTRAJAYA & CYBERJAYA | Existing | VCBJ/PCE/J25201/NDTX1 | 310339449 | LVDB | LVDB 1600 A - 2 in 8 out | PE 25.20 SETIA MARINA 1 | INDOOR | [6 empty] | 1600.000 A | 19700101 |  |  | 1 | Pass | null
378056465 | TNB | DISTRIBUTION | WP PUTRAJAYA & CYBERJAYA | Existing |  |  | LVDB | LVDB 1600 A - 2 in 8 out |  | INDOOR | [6 empty] | 1600.000 A | 19700101 |  |  | 2 | Pass | null
378056699 | TNB | DISTRIBUTION | WP PUTRAJAYA & CYBERJAYA | Existing |  |  | LVDB | LVDB 1600 A - 2 in 8 out |  | INDOOR | [6 empty] | 1600.000 A | 19700101 |  |  | 6 | Pass | null
378056839 | TNB | DISTRIBUTION | WP PUTRAJAYA & CYBERJAYA | Existing |  |  | LVDB | LVDB 1600 A - 2 in 8 out |  | INDOOR | [6 empty] | 1600.000 A | 19700101 |  |  | 2 | Pass | null
378056934 | TNB | DISTRIBUTION | WP PUTRAJAYA & CYBERJAYA | Existing |  |  | LVDB | LVDB 1600 A - 2 in 8 out |  | INDOOR | [6 empty] | 1600.000 A | 19700101 |  |  | 8 | Pass | null
378057042 | TNB | DISTRIBUTION | WP PUTRAJAYA & CYBERJAYA | Existing |  |  | LVDB | LVDB 1600 A - 2 in 8 out |  | INDOOR | [6 empty] | 1600.000 A | 19700101 |  |  | 2 | Pass | null
378057317 | TNB | DISTRIBUTION | WP PUTRAJAYA & CYBERJAYA | Existing | VPTJ/PCE/J02291/NDTX1 | 310308942 | LVDB | LVDB 1600 A - 2 in 10 out (CS) | PE 2.29 TEMP SKYRIDE | INDOOR | [6 empty] | 1600.000 A | 19700101 |  |  | 2 | Pass | null
378057429 | TNB | DISTRIBUTION | WP PUTRAJAYA & CYBERJAYA | Existing |  |  | LVDB | LVDB 1600 A - 2 in 8 out |  | INDOOR | [6 empty] | 1600.000 A | 19700101 |  |  | 2 | Pass | null
378057530 | TNB | DISTRIBUTION | WP PUTRAJAYA & CYBERJAYA | Existing |  |  | LVDB | LVDB 1600 A - 2 in 8 out |  | INDOOR | [6 empty] | 1600.000 A | 19700101 |  |  | 4 | Pass | null
378057628 | TNB | DISTRIBUTION | WP PUTRAJAYA & CYBERJAYA | Existing |  |  | LVDB | LVDB 1600 A - 2 in 8 out |  | INDOOR | [6 empty] | 1600.000 A | 19700101 |  |  | 2 | Pass | null
378057792 | TNB | DISTRIBUTION | WP PUTRAJAYA & CYBERJAYA | Existing |  |  | LVDB | LVDB 1600 A - 2 in 8 out |  | INDOOR | [6 empty] | 1600.000 A | 19700101 |  |  | 4 | Pass | null
378057890 | TNB | DISTRIBUTION | WP PUTRAJAYA & CYBERJAYA | Existing |  |  | LVDB | LVDB 1600 A - 2 in 8 out |  | INDOOR | [6 empty] | 1600.000 A | 19700101 |  |  | 2 | Pass | null
378057994 | TNB | DISTRIBUTION | WP PUTRAJAYA & CYBERJAYA | Existing |  |  | LVDB | LVDB 1600 A - 2 in 8 out |  | INDOOR | [6 empty] | 1600.000 A | 19700101 |  |  | 5 | Pass | null
378058094 | TNB | DISTRIBUTION | WP PUTRAJAYA & CYBERJAYA | Existing |  |  | LVDB | LVDB 1600 A - 2 in 8 out |  | INDOOR | [6 empty] | 1600.000 A | 19700101 |  |  | 2 | Pass | null
378058191 | TNB | DISTRIBUTION | WP PUTRAJAYA & CYBERJAYA | Existing |  |  | LVDB | LVDB 1600 A - 2 in 8 out |  | INDOOR | [6 empty] | 1600.000 A | 19700101 |  |  | 4 | Pass | null
378058287 | TNB | DISTRIBUTION | WP PUTRAJAYA & CYBERJAYA | Existing |  |  | LVDB | LVDB 1600 A - 2 in 8 out |  | INDOOR | [6 empty] | 1600.000 A | 19700101 |  |  | 3 | Pass | null
378058396 | TNB | DISTRIBUTION | WP PUTRAJAYA & CYBERJAYA | Existing |  |  | LVDB | LVDB 1600 A - 2 in 8 out |  | INDOOR | [6 empty] | 1600.000 A | 19700101 |  |  | 4 | Pass | null
378058492 | TNB | DISTRIBUTION | WP PUTRAJAYA & CYBERJAYA | Existing |  |  | LVDB | LVDB 1600 A - 2 in 8 out |  | INDOOR | [6 empty] | 1600.000 A | 19700101 |  |  | 2 | Pass | null
378058595 | TNB | DISTRIBUTION | WP PUTRAJAYA & CYBERJAYA | Existing |  |  | LVDB | LVDB 1600 A - 2 in 8 out |  | INDOOR | [6 empty] | 1600.000 A | 19700101 |  |  | 5 | Pass | null
378058691 | TNB | DISTRIBUTION | WP PUTRAJAYA & CYBERJAYA | Existing |  |  | LVDB | LVDB 1600 A - 2 in 8 out |  | INDOOR | [6 empty] | 1600.000 A | 19700101 |  |  | 2 | Pass | null
378058795 | TNB | DISTRIBUTION | WP PUTRAJAYA & CYBERJAYA | Existing |  |  | LVDB | LVDB 1600 A - 2 in 8 out |  | INDOOR | [6 empty] | 1600.000 A | 19700101 |  |  | 4 | Pass | null
378058891 | TNB | DISTRIBUTION | WP PUTRAJAYA & CYBERJAYA | Existing |  |  | LVDB | LVDB 1600 A - 2 in 8 out |  | INDOOR | [6 empty] | 1600.000 A | 19700101 |  |  | 2 | Pass | null
378059162 | TNB | DISTRIBUTION | WP PUTRAJAYA & CYBERJAYA | Existing |  |  | LVDB | LVDB 1600 A - 2 in 8 out |  | INDOOR | [6 empty] | 1600.000 A | 19700101 |  |  | 4 | Pass | null
378059283 | TNB | DISTRIBUTION | WP PUTRAJAYA & CYBERJAYA | Existing |  |  | LVDB | LVDB 1600 A - 2 in 8 out |  | INDOOR | [6 empty] | 1600.000 A | 19700101 |  |  | 2 | Pass | null
378059406 | TNB | DISTRIBUTION | WP PUTRAJAYA & CYBERJAYA | Existing |  |  | LVDB | LVDB 1600 A - 2 in 8 out |  | INDOOR | [6 empty] | 1600.000 A | 19700101 |  |  | 4 | Pass | null
378059754 | TNB | DISTRIBUTION | WP PUTRAJAYA & CYBERJAYA | Existing |  |  | LVDB | LVDB 1600 A - 2 in 8 out |  | INDOOR | [6 empty] | 1600.000 A | 19700101 |  |  | 5 | Pass | null
378069838 | TNB | DISTRIBUTION | WP PUTRAJAYA & CYBERJAYA | Existing |  |  | LVDB | LVDB 1600 A - 2 in 8 out |  | INDOOR | [6 empty] | 1600.000 A | 19700101 |  |  | 4 | Pass | null
378069936 | TNB | DISTRIBUTION | WP PUTRAJAYA & CYBERJAYA | Existing |  |  | LVDB | LVDB 1600 A - 2 in 8 out |  | INDOOR | [6 empty] | 1600.000 A | 19700101 |  |  | 2 | Pass | null
378070061 | TNB | DISTRIBUTION | WP PUTRAJAYA & CYBERJAYA | Existing | VCBJ/PCE/J24191/NDTX1 | 300492987 | LVDB | LVDB 1600 A - 2 in 8 out | PE 24.19 YAKIN INVEST F1 | INDOOR | [6 empty] | 1600.000 A | 19700101 |  |  | 3 | Pass | null
378070195 | TNB | DISTRIBUTION | WP PUTRAJAYA & CYBERJAYA | Existing | VCBJ/PCE/J24192/NDTX2 | 300492988 | LVDB | LVDB 1600 A - 2 in 8 out | PE 24.19 YAKIN INVEST F2 | INDOOR | [6 empty] | 1600.000 A | 19700101 |  |  | 2 | Pass | null
378070644 | TNB | DISTRIBUTION | WP PUTRAJAYA & CYBERJAYA | Existing |  |  | LVDB | LVDB 1600 A - 2 in 8 out |  | INDOOR | [6 empty] | 1600.000 A | 19700101 |  |  | 2 | Pass | null
378071200 | TNB | DISTRIBUTION | WP PUTRAJAYA & CYBERJAYA | Existing | VCBJ/PCE/J22372/NDTX2 | 300283086 | LVDB | LVDB 1600 A - 2 in 8 out | PE 22.37 BOMBA CJ (F2) | INDOOR | [6 empty] | 1600.000 A | 19700101 |  |  | 3 | Pass | null
378071521 | TNB | DISTRIBUTION | WP PUTRAJAYA & CYBERJAYA | Existing | VCBJ/PCE/J22931/ND TX1 | 300455215 | LVDB | LVDB 1600 A - 2 in 8 out | PE 22.93 BLOK A TRIENTEL | INDOOR | [6 empty] | 1600.000 A | 19700101 |  |  | 2 | Pass | null
378071578 | TNB | DISTRIBUTION | WP PUTRAJAYA & CYBERJAYA | Existing |  |  | LVDB | LVDB 1600 A - 2 in 8 out | PE 22.93 BLOK A TRIENTEL | INDOOR | [6 empty] | 1600.000 A | 19700101 |  |  | 1 | Pass | null
378071682 | TNB | DISTRIBUTION | WP PUTRAJAYA & CYBERJAYA | Existing |  |  | LVDB | LVDB 1600 A - 2 in 8 out | PE 22.95 TRIENTEL BLOK C | INDOOR | [6 empty] | 1600.000 A | 19700101 |  |  | 1 | Pass | null
378071782 | TNB | DISTRIBUTION | WP PUTRAJAYA & CYBERJAYA | Existing |  |  | LVDB | LVDB 1600 A - 2 in 8 out | PE 22.96 TRIENTEL BLOK D | INDOOR | [6 empty] | 1600.000 A | 19700101 |  |  | 2 | Pass | null
378071901 | TNB | DISTRIBUTION | WP PUTRAJAYA & CYBERJAYA | Existing | VCBJ/PCE/J22941/ND TX1 | 310361706 | LVDB | LVDB 1600 A - 2 in 8 out | PE 22.94 TRIENTEL BLOK B | INDOOR | [6 empty] | 1600.000 A | 19700101 |  |  | 2 | Pass | null
378071958 | TNB | DISTRIBUTION | WP PUTRAJAYA & CYBERJAYA | Existing | VCBJ/PCE/J22941/ND TX2 | 310361707 | LVDB | LVDB 1600 A - 2 in 8 out | PE 22.94 TRIENTEL BLOK B | INDOOR | [6 empty] | 1600.000 A | 19700101 |  |  | 2 | Pass | null
378072172 | TNB | DISTRIBUTION | WP PUTRAJAYA & CYBERJAYA | Existing |  |  | LVDB | LVDB 1600 A - 2 in 8 out |  | INDOOR | [6 empty] | 1600.000 A | 19700101 |  |  | 2 | Pass | null
378072269 | TNB | DISTRIBUTION | WP PUTRAJAYA & CYBERJAYA | Existing |  |  | LVDB | LVDB 1600 A - 2 in 8 out | PE 21.76 GARDEN VIEW BLOK A | INDOOR | [6 empty] | 1600.000 A | 19700101 |  |  | 2 | Pass | null
378072365 | TNB | DISTRIBUTION | WP PUTRAJAYA & CYBERJAYA | Existing |  |  | LVDB | LVDB 1600 A - 2 in 8 out | PE 21.73 - SEK. ANTARABANGSA F1 | INDOOR | [6 empty] | 1600.000 A | 19700101 |  |  | 5 | Pass | null
378072581 | TNB | DISTRIBUTION | WP PUTRAJAYA & CYBERJAYA | Existing |  |  | LVDB | LVDB 1600 A - 2 in 8 out | PE 21.73 - SEK. ANTARABANGSA F2 | INDOOR | [6 empty] | 1600.000 A | 19700101 |  |  | 3 | Pass | null
378072695 | TNB | DISTRIBUTION | WP PUTRAJAYA & CYBERJAYA | Existing |  |  | LVDB | LVDB 1600 A - 2 in 8 out |  | INDOOR | [6 empty] | 1600.000 A | 19700101 |  |  | 5 | Pass | null
378072792 | TNB | DISTRIBUTION | WP PUTRAJAYA & CYBERJAYA | Existing |  |  | LVDB | LVDB 1600 A - 2 in 8 out |  | INDOOR | [6 empty] | 1600.000 A | 19700101 |  |  | 3 | Pass | null
378072887 | TNB | DISTRIBUTION | WP PUTRAJAYA & CYBERJAYA | Existing |  |  | LVDB | LVDB 1600 A - 2 in 8 out |  | INDOOR | [6 empty] | 1600.000 A | 19700101 |  |  | 4 | Pass | null
378072983 | TNB | DISTRIBUTION | WP PUTRAJAYA & CYBERJAYA | Existing |  |  | LVDB | LVDB 1600 A - 2 in 8 out |  | INDOOR | [6 empty] | 1600.000 A | 19700101 |  |  | 2 | Pass | null
378073359 | TNB | DISTRIBUTION | WP PUTRAJAYA & CYBERJAYA | Existing |  |  | LVDB | LVDB 1600 A - 2 in 8 out |  | INDOOR | [6 empty] | 1600.000 A | 19700101 |  |  | 4 | Pass | null
378073466 | TNB | DISTRIBUTION | WP PUTRAJAYA & CYBERJAYA | Existing |  |  | LVDB | LVDB 1600 A - 2 in 8 out |  | INDOOR | [6 empty] | 1600.000 A | 19700101 |  |  | 2 | Pass | null
378073564 | TNB | DISTRIBUTION | WP PUTRAJAYA & CYBERJAYA | Existing |  |  | LVDB | LVDB 1600 A - 2 in 8 out |  | INDOOR | [6 empty] | 1600.000 A | 19700101 |  |  | 3 | Pass | null
378073660 | TNB | DISTRIBUTION | WP PUTRAJAYA & CYBERJAYA | Existing |  |  | LVDB | LVDB 1600 A - 2 in 8 out |  | INDOOR | [6 empty] | 1600.000 A | 19700101 |  |  | 1 | Pass | null
378112590 | TNB | DISTRIBUTION | WP PUTRAJAYA & CYBERJAYA | Existing | VPTJ/PCE/J08372/NDTX1 | 310339290 | LVDB | LVDB 1600 A - 2 in 8 out | PE 8.37 | INDOOR | [6 empty] | 1600.000 A | 19700101 |  |  | 2 | Pass | null
378112684 | TNB | DISTRIBUTION | WP PUTRAJAYA & CYBERJAYA | Existing | VPTJ/PCE/J08371/NDTX1 | 310339293 | LVDB | LVDB 1600 A - 2 in 8 out | PE 8.37 8R7 (F1) | INDOOR | [6 empty] | 1600.000 A | 19700101 |  |  | 0 | Pass | null
378112786 | TNB | DISTRIBUTION | WP PUTRAJAYA & CYBERJAYA | Existing |  |  | LVDB | LVDB 1600 A - 2 in 8 out |  | INDOOR | [6 empty] | 1600.000 A | 19700101 |  |  | 4 | Pass | null
378112882 | TNB | DISTRIBUTION | WP PUTRAJAYA & CYBERJAYA | Existing |  |  | LVDB | LVDB 1600 A - 2 in 8 out |  | INDOOR | [6 empty] | 1600.000 A | 19700101 |  |  | 2 | Pass | null
378113394 | TNB | DISTRIBUTION | WP PUTRAJAYA & CYBERJAYA | Existing |  |  | LVDB | LVDB 1600 A - 2 in 8 out |  | INDOOR | [6 empty] | 1600.000 A | 19700101 |  |  | 6 | Pass | null
378113490 | TNB | DISTRIBUTION | WP PUTRAJAYA & CYBERJAYA | Existing |  |  | LVDB | LVDB 1600 A - 2 in 8 out |  | INDOOR | [6 empty] | 1600.000 A | 19700101 |  |  | 4 | Pass | null
378113593 | TNB | DISTRIBUTION | WP PUTRAJAYA & CYBERJAYA | Existing |  |  | LVDB | LVDB 1600 A - 2 in 8 out |  | INDOOR | [6 empty] | 1600.000 A | 19700101 |  |  | 6 | Pass | null
378113689 | TNB | DISTRIBUTION | WP PUTRAJAYA & CYBERJAYA | Existing |  |  | LVDB | LVDB 1600 A - 2 in 8 out |  | INDOOR | [6 empty] | 1600.000 A | 19700101 |  |  | 3 | Pass | null
378113980 | TNB | DISTRIBUTION | WP PUTRAJAYA & CYBERJAYA | Existing | VPTJ/PCE/J07131/NDTX1 | 310339466 | LVDB | LVDB 1600 A - 2 in 8 out | PE 7.13 TEMP SPRM | INDOOR | [6 empty] | 1600.000 A | 19700101 |  |  | 0 | Pass | null
378115144 | TNB | DISTRIBUTION | WP PUTRAJAYA & CYBERJAYA | Existing |  |  | LVDB | LVDB 1600 A - 2 in 8 out |  | INDOOR | [6 empty] | 1600.000 A | 19700101 |  |  | 6 | Pass | null
378115240 | TNB | DISTRIBUTION | WP PUTRAJAYA & CYBERJAYA | Existing |  |  | LVDB | LVDB 1600 A - 2 in 8 out |  | INDOOR | [6 empty] | 1600.000 A | 19700101 |  |  | 3 | Pass | null
378116796 | TNB | DISTRIBUTION | WP PUTRAJAYA & CYBERJAYA | Existing | VCBJ/PCE/J25231/NDTX1 | 310339465 | LVDB | LVDB 1600 A - 2 in 8 out | PE 25.23 SALES GALERY ECOGLADE | INDOOR | [6 empty] | 1600.000 A | 19700101 |  |  | 1 | Pass | null
378117221 | TNB | DISTRIBUTION | WP PUTRAJAYA & CYBERJAYA | Existing |  |  | LVDB | LVDB 1600 A - 2 in 8 out | PE 21.98 PADAT PETRONAS CYBER 3 | INDOOR | [6 empty] | 1600.000 A | 19700101 |  |  | 2 | Pass | null
378117379 | TNB | DISTRIBUTION | WP PUTRAJAYA & CYBERJAYA | Existing |  |  | LVDB | LVDB 1600 A - 2 in 8 out |  | INDOOR | [6 empty] | 1600.000 A | 19700101 |  |  | 6 | Pass | null
378117604 | TNB | DISTRIBUTION | WP PUTRAJAYA & CYBERJAYA | Existing | VCBJ/PCE/J00107/NDTX1 | 310426380 | LVDB | LVDB 1600 A - 2 in 8 out | PE25.16 SETIA RIMBA 4 | INDOOR | [6 empty] | 1600.000 A | 19700101 |  |  | 1 | Pass | null
378117698 | TNB | DISTRIBUTION | WP PUTRAJAYA & CYBERJAYA | Existing | VCBJ/PCE/J00106/NDTX1 | 310426377 | LVDB | LVDB 1600 A - 2 in 8 out | PE25.15 SETIA RIMBA 3 | INDOOR | [6 empty] | 1600.000 A | 19700101 |  |  | 1 | Pass | null
378117792 | TNB | DISTRIBUTION | WP PUTRAJAYA & CYBERJAYA | Existing | VCBJ/PCE/J00105/NDTX1 | 310426374 | LVDB | LVDB 1600 A - 2 in 8 out | PE25.14 SETIA RIMBA 2 | INDOOR | [6 empty] | 1600.000 A | 19700101 |  |  | 0 | Pass | null
378117886 | TNB | DISTRIBUTION | WP PUTRAJAYA & CYBERJAYA | Existing | VCBJ/PCE/J00104/NDTX1 | 310359116 | LVDB | LVDB 1600 A - 2 in 8 out | PE 25.13 SETIA RIMBA 1 | INDOOR | [6 empty] | 1600.000 A | 19700101 |  |  | 1 | Pass | null
378117980 | TNB | DISTRIBUTION | WP PUTRAJAYA & CYBERJAYA | Existing | VCBJ/PCE/J23061/NDTX1 | 310360672 | LVDB | LVDB 1600 A - 2 in 8 out | PE 23.06 | INDOOR | [6 empty] | 1600.000 A | 19700101 |  |  | 1 | Pass | null
378118189 | TNB | DISTRIBUTION | WP PUTRAJAYA & CYBERJAYA | Existing |  |  | LVDB | LVDB 1600 A - 2 in 8 out | PE 23.19 AUTOVILLE NO1 | INDOOR | [6 empty] | 1600.000 A | 19700101 |  |  | 0 | Pass | null
378118246 | TNB | DISTRIBUTION | WP PUTRAJAYA & CYBERJAYA | Existing |  |  | LVDB | LVDB 1600 A - 2 in 8 out | PE 23.19 AUTOVILLE NO1 | INDOOR | [6 empty] | 1600.000 A | 19700101 |  |  | 0 | Pass | null
378118360 | TNB | DISTRIBUTION | WP PUTRAJAYA & CYBERJAYA | Existing |  |  | LVDB | LVDB 1600 A - 2 in 8 out | PE 23.20 AUTOVILLE 2 | INDOOR | [6 empty] | 1600.000 A | 19700101 |  |  | 0 | Pass | null
378118417 | TNB | DISTRIBUTION | WP PUTRAJAYA & CYBERJAYA | Existing |  |  | LVDB | LVDB 1600 A - 2 in 8 out | PE 23.20 AUTOVILLE 2 | INDOOR | [6 empty] | 1600.000 A | 19700101 |  |  | 0 | Pass | null
378118549 | TNB | DISTRIBUTION | WP PUTRAJAYA & CYBERJAYA | Existing |  |  | FEEDER PILLAR in PE | FP 1600 A - 2 in 8 out (PE) | PE 21.10 ELITE HIGHWAY NO. 3 | [11 empty] | 0 | Pass | null
378130204 | TNB | DISTRIBUTION | WP PUTRAJAYA & CYBERJAYA | Existing | VPTJ/PCE/J18201 ;; /NDTX1 | 300282945 | LVDB | LVDB 1600 A - 2 in 8 out |  | INDOOR | [6 empty] | 1600.000 A | 19700101 |  |  | 4 | Pass | null
378130300 | TNB | DISTRIBUTION | WP PUTRAJAYA & CYBERJAYA | Existing |  |  | LVDB | LVDB 1600 A - 2 in 8 out |  | INDOOR | [6 empty] | 1600.000 A | 19700101 |  |  | 2 | Pass | null
378130454 | TNB | DISTRIBUTION | WP PUTRAJAYA & CYBERJAYA | Existing |  |  | LVDB | LVDB 1600 A - 2 in 10 out (CS) |  | INDOOR | [6 empty] | 1600.000 A | 19700101 |  |  | 2 | Pass | null
378130562 | TNB | DISTRIBUTION | WP PUTRAJAYA & CYBERJAYA | Existing |  |  | LVDB | LVDB 1600 A - 2 in 10 out (CS) |  | INDOOR | [6 empty] | 1600.000 A | 19700101 |  |  | 2 | Pass | null
378130737 | TNB | DISTRIBUTION | WP PUTRAJAYA & CYBERJAYA | Existing |  |  | LVDB | LVDB 1600 A - 2 in 10 out (CS) |  | INDOOR | [6 empty] | 1600.000 A | 19700101 |  |  | 2 | Pass | null
378130887 | TNB | DISTRIBUTION | WP PUTRAJAYA & CYBERJAYA | Existing |  |  | LVDB | LVDB 1600 A - 2 in 10 out (CS) |  | INDOOR | [6 empty] | 1600.000 A | 19700101 |  |  | 2 | Pass | null
378131018 | TNB | DISTRIBUTION | WP PUTRAJAYA & CYBERJAYA | Existing |  |  | LVDB | LVDB 1600 A - 2 in 10 out (CS) |  | INDOOR | [6 empty] | 1600.000 A | 19700101 |  |  | 2 | Pass | null
378131188 | TNB | DISTRIBUTION | WP PUTRAJAYA & CYBERJAYA | Existing |  |  | LVDB | LVDB 1600 A - 2 in 8 out |  | INDOOR | [6 empty] | 1600.000 A | 19700101 |  |  | 4 | Pass | null
378131284 | TNB | DISTRIBUTION | WP PUTRAJAYA & CYBERJAYA | Existing |  |  | LVDB | LVDB 1600 A - 2 in 8 out |  | INDOOR | [6 empty] | 1600.000 A | 19700101 |  |  | 3 | Pass | null
378131393 | TNB | DISTRIBUTION | WP PUTRAJAYA & CYBERJAYA | Existing |  |  | LVDB | LVDB 1600 A - 2 in 10 out (CS) |  | INDOOR | [6 empty] | 1600.000 A | 19700101 |  |  | 6 | Pass | null
378131497 | TNB | DISTRIBUTION | WP PUTRAJAYA & CYBERJAYA | Existing |  |  | LVDB | LVDB 1600 A - 2 in 10 out (CS) |  | INDOOR | [6 empty] | 1600.000 A | 19700101 |  |  | 7 | Pass | null
378155793 | TNB | DISTRIBUTION | WP PUTRAJAYA & CYBERJAYA | Existing |  |  | LVDB | LVDB 1600 A - 2 in 8 out |  | INDOOR | [6 empty] | 1600.000 A | 19700101 |  |  | 1 | Pass | null
378156514 | TNB | DISTRIBUTION | WP PUTRAJAYA & CYBERJAYA | Existing |  |  | LVDB | LVDB 1600 A - 2 in 8 out |  | INDOOR | [6 empty] | 1600.000 A | 19700101 |  |  | 9 | Pass | null
378156610 | TNB | DISTRIBUTION | WP PUTRAJAYA & CYBERJAYA | Existing |  |  | LVDB | LVDB 1600 A - 2 in 8 out |  | INDOOR | [6 empty] | 1600.000 A | 19700101 |  |  | 6 | Pass | null
378156803 | TNB | DISTRIBUTION | WP PUTRAJAYA & CYBERJAYA | Existing |  |  | FEEDER PILLAR | FP 1600 A - 2 in 8 out (PE) | [12 empty] | 0 | Pass | null
378156861 | TNB | DISTRIBUTION | WP PUTRAJAYA & CYBERJAYA | Existing | VCBJ/PCE/J22691/NDTX1 | 300283126 | LVDB | LVDB 1600 A - 2 in 8 out | PE 22.69 KRU STUDIO (F1) | [11 empty] | 0 | Pass | null
378186710 | TNB | DISTRIBUTION | WP PUTRAJAYA & CYBERJAYA | Existing |  |  | LVDB | LVDB 1600 A - 2 in 8 out |  | INDOOR | FP 4272 | [5 empty] | 1600.000 A | 19700101 |  |  | 1 | Pass | null
378187049 | TNB | DISTRIBUTION | WP PUTRAJAYA & CYBERJAYA | Existing |  |  | LVDB | LVDB 1600 A - 2 in 8 out |  | INDOOR | [6 empty] | 1600.000 A | 19700101 |  |  | 3 | Pass | null
378187238 | TNB | DISTRIBUTION | WP PUTRAJAYA & CYBERJAYA | Existing |  |  | LVDB | LVDB 1600 A - 2 in 8 out |  | INDOOR | [6 empty] | 1600.000 A | 19700101 |  |  | 4 | Pass | null
378187450 | TNB | DISTRIBUTION | WP PUTRAJAYA & CYBERJAYA | Existing |  |  | LVDB | LVDB 1600 A - 2 in 8 out | PE 22.90 SHAFBURY APT BLOK B | INDOOR | [6 empty] | 1600.000 A | 19700101 |  |  | 0 | Pass | null
378187638 | TNB | DISTRIBUTION | WP PUTRAJAYA & CYBERJAYA | Existing |  |  | LVDB | LVDB 1600 A - 2 in 8 out |  | INDOOR | [6 empty] | 1600.000 A | 19700101 |  |  | 2 | Pass | null
378187791 | TNB | DISTRIBUTION | WP PUTRAJAYA & CYBERJAYA | Existing |  |  | LVDB | LVDB 1600 A - 2 in 8 out | PE 22.98 SHAFBURY APT A | INDOOR | [6 empty] | 1600.000 A | 19700101 |  |  | 1 | Pass | null
378188019 | TNB | DISTRIBUTION | WP PUTRAJAYA & CYBERJAYA | Existing |  |  | LVDB | LVDB 1600 A - 2 in 8 out |  | INDOOR | [6 empty] | 1600.000 A | 19700101 |  |  | 0 | Pass | null
378188133 | TNB | DISTRIBUTION | WP PUTRAJAYA & CYBERJAYA | Existing |  |  | LVDB | LVDB 1600 A - 2 in 8 out | PE 24.30 | INDOOR | [6 empty] | 1600.000 A | 19700101 |  |  | 1 | Pass | null
378188190 | TNB | DISTRIBUTION | WP PUTRAJAYA & CYBERJAYA | Existing |  |  | LVDB | LVDB 1600 A - 2 in 8 out | PE 24.30 | INDOOR | [6 empty] | 1600.000 A | 19700101 |  |  | 1 | Pass | null
378188304 | TNB | DISTRIBUTION | WP PUTRAJAYA & CYBERJAYA | Existing |  |  | LVDB | LVDB 1600 A - 2 in 8 out | PE 24.29 | INDOOR | [6 empty] | 1600.000 A | 19700101 |  |  | 0 | Pass | null
378188361 | TNB | DISTRIBUTION | WP PUTRAJAYA & CYBERJAYA | Existing |  |  | LVDB | LVDB 1600 A - 2 in 8 out | PE 24.29 | INDOOR | [6 empty] | 1600.000 A | 19700101 |  |  | 0 | Pass | null
378188951 | TNB | DISTRIBUTION | WP PUTRAJAYA & CYBERJAYA | Existing |  |  | LVDB | FP 1600 A - 2 in 8 out (PE) | PE 22.72 CYBERNEO 3(F2) | INDOOR | [10 empty] | 0 | Pass | null
378189728 | TNB | DISTRIBUTION | WP PUTRAJAYA & CYBERJAYA | Existing |  |  | LVDB | FP 1600 A - 2 in 8 out (PE) | PE 22.80 APT NEO CYBER BLOK A | INDOOR |  |  |  |  | Unknown | [5 empty] | 0 | Pass | null
378203369 | TNB | DISTRIBUTION | WP PUTRAJAYA & CYBERJAYA | Existing |  |  | LVDB | LVDB 1600 A - 2 in 8 out | E 18.11 BLOK B&C (F1) | INDOOR | [6 empty] | 1600.000 A | 19700101 |  |  | 6 | Pass | null
378203465 | TNB | DISTRIBUTION | WP PUTRAJAYA & CYBERJAYA | Existing |  |  | LVDB | LVDB 1600 A - 2 in 8 out | PE 18.11 BLOK B&C (F2) | INDOOR | [6 empty] | 1600.000 A | 19700101 |  |  | 3 | Pass | null
378203607 | TNB | DISTRIBUTION | WP PUTRAJAYA & CYBERJAYA | Existing |  |  | LVDB | LVDB 1600 A - 2 in 8 out |  | INDOOR | [6 empty] | 1600.000 A | 19700101 |  |  | 1 | Pass | null
378203725 | TNB | DISTRIBUTION | WP PUTRAJAYA & CYBERJAYA | Existing |  |  | LVDB | LVDB 1600 A - 2 in 10 out (CS) |  | INDOOR | [6 empty] | 1600.000 A | 19700101 |  |  | 2 | Pass | null
378203833 | TNB | DISTRIBUTION | WP PUTRAJAYA & CYBERJAYA | Existing |  |  | LVDB | LVDB 1600 A - 2 in 10 out (CS) |  | INDOOR | [6 empty] | 1600.000 A | 19700101 |  |  | 4 | Pass | null
378203941 | TNB | DISTRIBUTION | WP PUTRAJAYA & CYBERJAYA | Existing |  |  | LVDB | LVDB 1600 A - 2 in 10 out (CS) |  | INDOOR | [6 empty] | 1600.000 A | 19700101 |  |  | 2 | Pass | null
378204046 | TNB | DISTRIBUTION | WP PUTRAJAYA & CYBERJAYA | Existing |  |  | LVDB | LVDB 1600 A - 2 in 8 out | PE 18.28 SEK KEB (2) (F1) | INDOOR | [6 empty] | 1600.000 A | 19700101 |  |  | 3 | Pass | null
378204142 | TNB | DISTRIBUTION | WP PUTRAJAYA & CYBERJAYA | Existing |  |  | LVDB | LVDB 1600 A - 2 in 8 out | PE 18.28 SEK KEB (2) (F2) | INDOOR | [6 empty] | 1600.000 A | 19700101 |  |  | 1 | Pass | null
378204253 | TNB | DISTRIBUTION | WP PUTRAJAYA & CYBERJAYA | Existing |  |  | LVDB | LVDB 1600 A - 2 in 10 out (CS) |  | INDOOR | [6 empty] | 1600.000 A | 19700101 |  |  | 4 | Pass | null
378204359 | TNB | DISTRIBUTION | WP PUTRAJAYA & CYBERJAYA | Existing |  |  | LVDB | LVDB 1600 A - 2 in 10 out (CS) |  | INDOOR | [6 empty] | 1600.000 A | 19700101 |  |  | 1 | Pass | null
378204509 | TNB | DISTRIBUTION | WP PUTRAJAYA & CYBERJAYA | Existing |  |  | LVDB | LVDB 1600 A - 2 in 8 out |  | INDOOR | [6 empty] | 1600.000 A | 19700101 |  |  | 4 | Pass | null
378204566 | TNB | DISTRIBUTION | WP PUTRAJAYA & CYBERJAYA | Existing |  |  | LVDB | LVDB 1600 A - 2 in 8 out |  | INDOOR | [6 empty] | 1600.000 A | 19700101 |  |  | 0 | Pass | null
378204889 | TNB | DISTRIBUTION | WP PUTRAJAYA & CYBERJAYA | Existing |  |  | LVDB | LVDB 1600 A - 2 in 10 out (CS) |  | INDOOR | [6 empty] | 1600.000 A | 19700101 |  |  | 2 | Pass | null
378205024 | TNB | DISTRIBUTION | WP PUTRAJAYA & CYBERJAYA | Existing |  |  | LVDB | LVDB 1600 A - 2 in 8 out |  | INDOOR | [6 empty] | 1600.000 A | 19700101 |  |  | 2 | Pass | null
378205081 | TNB | DISTRIBUTION | WP PUTRAJAYA & CYBERJAYA | Existing |  |  | LVDB | LVDB 1600 A - 2 in 8 out |  | INDOOR | [6 empty] | 1600.000 A | 19700101 |  |  | 2 | Pass | null
378205179 | TNB | DISTRIBUTION | WP PUTRAJAYA & CYBERJAYA | Existing |  |  | LVDB | LVDB 1600 A - 2 in 8 out |  | INDOOR | [6 empty] | 1600.000 A | 19700101 |  |  | 4 | Pass | null
378205275 | TNB | DISTRIBUTION | WP PUTRAJAYA & CYBERJAYA | Existing |  |  | LVDB | LVDB 1600 A - 2 in 8 out |  | INDOOR | [6 empty] | 1600.000 A | 19700101 |  |  | 3 | Pass | null
378205378 | TNB | DISTRIBUTION | WP PUTRAJAYA & CYBERJAYA | Existing |  |  | LVDB | LVDB 1600 A - 2 in 10 out (CS) |  | INDOOR | [6 empty] | 1600.000 A | 19700101 |  |  | 4 | Pass | null
378205484 | TNB | DISTRIBUTION | WP PUTRAJAYA & CYBERJAYA | Existing |  |  | LVDB | LVDB 1600 A - 2 in 10 out (CS) |  | INDOOR | [6 empty] | 1600.000 A | 19700101 |  |  | 3 | Pass | null
378205595 | TNB | DISTRIBUTION | WP PUTRAJAYA & CYBERJAYA | Existing |  |  | LVDB | LVDB 1600 A - 2 in 8 out |  | INDOOR | [6 empty] | 1600.000 A | 19700101 |  |  | 5 | Pass | null
378205693 | TNB | DISTRIBUTION | WP PUTRAJAYA & CYBERJAYA | Existing |  |  | LVDB | LVDB 1600 A - 2 in 8 out |  | INDOOR | [6 empty] | 1600.000 A | 19700101 |  |  | 2 | Pass | null
378214425 | TNB | DISTRIBUTION | WP PUTRAJAYA & CYBERJAYA | Existing |  |  | LVDB | LVDB 1600 A - 2 in 8 out |  | INDOOR | [6 empty] | 1600.000 A | 19700101 |  |  | 4 | Pass | null
378214534 | TNB | DISTRIBUTION | WP PUTRAJAYA & CYBERJAYA | Existing | VPTJ/PCE/J02241/NDTX1 | 310339477 | LVDB | LVDB 1600 A - 2 in 8 out | PE 2.24 | INDOOR | [6 empty] | 1600.000 A | 19700101 |  |  | 2 | Pass | null
378214645 | TNB | DISTRIBUTION | WP PUTRAJAYA & CYBERJAYA | Existing |  |  | LVDB | LVDB 1600 A - 2 in 10 out (CS) |  | INDOOR | [6 empty] | 1600.000 A | 19700101 |  |  | 3 | Pass | null
378215257 | TNB | DISTRIBUTION | WP PUTRAJAYA & CYBERJAYA | Existing |  |  | FEEDER PILLAR | MINI FP 400 A - 2 in 6 out |  | OUTDOOR | FP 1 SL 14 | [9 empty] | 0 | Pass | null
378215303 | TNB | DISTRIBUTION | WP PUTRAJAYA & CYBERJAYA | Existing |  |  | FEEDER PILLAR | FP 1600 A - 2 in 8 out |  | OUTDOOR | FP 4 | [9 empty] | 0 | Pass | null
378215419 | TNB | DISTRIBUTION | WP PUTRAJAYA & CYBERJAYA | Existing |  |  | MINI FEEDER PILLAR | MINI FP 400 A - 2 in 6 out |  | OUTDOOR | LVMC 44 | [9 empty] | 0 | Pass | null
378219962 | TNB | DISTRIBUTION | WP PUTRAJAYA & CYBERJAYA | Existing | VPTJ/PCE/J15331/NDTX1 | 300453013 | LVDB | LVDB 1600 A - 2 in 10 out (CS) | PE 15.33 PDT KEDIAMAN KEDUTAAN IRAQ (F1) | INDOOR | [6 empty] | 1600.000 A | 19700101 |  |  | 2 | Pass | null
378220066 | TNB | DISTRIBUTION | WP PUTRAJAYA & CYBERJAYA | Existing | VPTJ/PCE/J15332/NDTX2 | 310338859 | LVDB | LVDB 1600 A - 2 in 10 out (CS) | PE 15.33 PDT KEDIAMAN KEDUTAAN IRAQ (F2) | INDOOR | [6 empty] | 1600.000 A | 19700101 |  |  | 2 | Pass | null
378220225 | TNB | DISTRIBUTION | WP PUTRAJAYA & CYBERJAYA | Existing |  |  | LVDB | LVDB 1600 A - 2 in 8 out |  | INDOOR | [6 empty] | 1600.000 A | 19700101 |  |  | 2 | Pass | null
378220321 | TNB | DISTRIBUTION | WP PUTRAJAYA & CYBERJAYA | Existing |  |  | LVDB | LVDB 1600 A - 2 in 8 out |  | INDOOR | [6 empty] | 1600.000 A | 19700101 |  |  | 3 | Pass | null
378220417 | TNB | DISTRIBUTION | WP PUTRAJAYA & CYBERJAYA | Existing |  |  | LVDB | LVDB 1600 A - 2 in 8 out |  | INDOOR | [6 empty] | 1600.000 A | 19700101 |  |  | 3 | Pass | null
378220553 | TNB | DISTRIBUTION | WP PUTRAJAYA & CYBERJAYA | Existing |  |  | LVDB | FP 1600 A - 2 in 8 out (PE) | PE 14.29 LOT INDUSTRI 14-8 JLN 14J (F1) | [11 empty] | 1 | Pass | null
378224137 | TNB | DISTRIBUTION | WP PUTRAJAYA & CYBERJAYA | Existing |  |  | LVDB | FP 1600 A - 2 in 8 out (PE) | PE 22.80 APT NEO CYBER BLOK A | INDOOR |  |  |  |  | Unknown | [5 empty] | 0 | Pass | null
378224231 | TNB | DISTRIBUTION | WP PUTRAJAYA & CYBERJAYA | Existing |  |  | LVDB | LVDB 1600 A - 2 in 8 out |  | INDOOR | [6 empty] | 1600.000 A | 19700101 |  |  | 5 | Pass | null
378224325 | TNB | DISTRIBUTION | WP PUTRAJAYA & CYBERJAYA | Existing |  |  | LVDB | LVDB 1600 A - 2 in 8 out |  | INDOOR | [6 empty] | 1600.000 A | 19700101 |  |  | 2 | Pass | null
378224789 | TNB | DISTRIBUTION | WP PUTRAJAYA & CYBERJAYA | Existing |  |  | LVDB | LVDB 1600 A - 2 in 8 out | PE 24.24 CRYSTAL VILLE NO.1 | INDOOR | [10 empty] | 0 | Pass | null
378225067 | TNB | DISTRIBUTION | WP PUTRAJAYA & CYBERJAYA | Existing |  |  | LVDB | LVDB 1600 A - 2 in 8 out |  | INDOOR | [6 empty] | 1600.000 A | 19700101 |  |  | 3 | Pass | null
378258460 | TNB | DISTRIBUTION | WP PUTRAJAYA & CYBERJAYA | Existing |  |  | LVDB | LVDB 1600 A - 2 in 8 out | PE 22.53 PRIMA 7 SPAN (F1) | [11 empty] | 0 | Pass | null
378258539 | TNB | DISTRIBUTION | WP PUTRAJAYA & CYBERJAYA | Existing |  |  | LVDB | LVDB 1600 A - 2 in 8 out | PE 22.35 Prima Pro 2 (F1) | [11 empty] | 0 | Pass | null
378258596 | TNB | DISTRIBUTION | WP PUTRAJAYA & CYBERJAYA | Existing |  |  | LVDB | LVDB 1600 A - 2 in 8 out | PE 22.35 Prima Pro 2 (F2) | [11 empty] | 0 | Pass | null
378258653 | TNB | DISTRIBUTION | WP PUTRAJAYA & CYBERJAYA | Existing |  |  | LVDB | LVDB 1600 A - 2 in 8 out | PE 22.35 Prima Pro 2 (F2) | [11 empty] | 0 | Pass | null
378280282 | TNB | DISTRIBUTION | WP PUTRAJAYA & CYBERJAYA | Existing |  |  | LVDB | LVDB 1600 A - 2 in 10 out (CS) | PE 12.01 PADAT S/L RF 2 | [11 empty] | 0 | Pass | null
378280452 | TNB | DISTRIBUTION | WP PUTRAJAYA & CYBERJAYA | Existing |  |  | FEEDER PILLAR | FP 1600 A - 2 in 8 out | [12 empty] | 0 | Pass | null
378280510 | TNB | DISTRIBUTION | WP PUTRAJAYA & CYBERJAYA | Existing |  |  | FEEDER PILLAR | FP 1600 A - 2 in 8 out | [12 empty] | 1 | Pass | null
378280568 | TNB | DISTRIBUTION | WP PUTRAJAYA & CYBERJAYA | Existing |  |  | LVDB | LVDB 1600 A - 2 in 8 out | PE 22.50 LOT PT 12092 (F1) | [11 empty] | 0 | Pass | null
378280633 | TNB | DISTRIBUTION | WP PUTRAJAYA & CYBERJAYA | Existing |  |  | LVDB | LVDB 1600 A - 2 in 8 out | PE 22.50 LOT PT 12092 (F2) | [11 empty] | 0 | Pass | null
378280698 | TNB | DISTRIBUTION | WP PUTRAJAYA & CYBERJAYA | Existing |  |  | FEEDER PILLAR | FP 1600 A - 2 in 8 out | [12 empty] | 0 | Pass | null
378281181 | TNB | DISTRIBUTION | WP PUTRAJAYA & CYBERJAYA | Existing |  |  | FEEDER PILLAR | FP 1600 A - 2 in 8 out | [12 empty] | 0 | Pass | null
378281239 | TNB | DISTRIBUTION | WP PUTRAJAYA & CYBERJAYA | Existing |  |  | FEEDER PILLAR | FP 1600 A - 2 in 8 out | [12 empty] | 0 | Pass | null
378281297 | TNB | DISTRIBUTION | WP PUTRAJAYA & CYBERJAYA | Existing |  |  | FEEDER PILLAR | FP 800 A - 2 in 5 out | [12 empty] | 0 | Pass | null
378281433 | TNB | DISTRIBUTION | WP PUTRAJAYA & CYBERJAYA | Existing |  |  | FEEDER PILLAR | FP 1600 A - 2 in 8 out | [12 empty] | 0 | Pass | null
378281530 | TNB | DISTRIBUTION | WP PUTRAJAYA & CYBERJAYA | Existing |  |  | FEEDER PILLAR | FP 800 A - 2 in 5 out | [12 empty] | 0 | Pass | null
378281666 | TNB | DISTRIBUTION | WP PUTRAJAYA & CYBERJAYA | Existing |  |  | FEEDER PILLAR | FP 1600 A - 2 in 8 out |  |  | FP SL10 | [9 empty] | 0 | Pass | null
378281724 | TNB | DISTRIBUTION | WP PUTRAJAYA & CYBERJAYA | Existing |  |  | FEEDER PILLAR | FP 1600 A - 2 in 8 out |  |  | FP SL9 | [9 empty] | 0 | Pass | null
378281782 | TNB | DISTRIBUTION | WP PUTRAJAYA & CYBERJAYA | Existing |  |  | FEEDER PILLAR | FP 1600 A - 2 in 8 out |  |  | FP SL5 | [9 empty] | 0 | Pass | null
378281840 | TNB | DISTRIBUTION | WP PUTRAJAYA & CYBERJAYA | Existing |  |  | FEEDER PILLAR | FP 1600 A - 2 in 8 out | [12 empty] | 0 | Pass | null
378281898 | TNB | DISTRIBUTION | WP PUTRAJAYA & CYBERJAYA | Existing |  |  | FEEDER PILLAR | FP 1600 A - 2 in 8 out | [12 empty] | 0 | Pass | null
378281956 | TNB | DISTRIBUTION | WP PUTRAJAYA & CYBERJAYA | Existing |  |  | FEEDER PILLAR | FP 1600 A - 2 in 8 out |  |  | FP 1 R8B 324665412944 | [9 empty] | 0 | Pass | null
378282014 | TNB | DISTRIBUTION | WP PUTRAJAYA & CYBERJAYA | Existing |  |  | FEEDER PILLAR | FP 1600 A - 2 in 8 out |  |  | FP 13 | [9 empty] | 0 | Pass | null
378282072 | TNB | DISTRIBUTION | WP PUTRAJAYA & CYBERJAYA | Existing |  |  | FEEDER PILLAR | FP 1600 A - 2 in 8 out |  |  | FP 10 | [9 empty] | 0 | Pass | null
378282130 | TNB | DISTRIBUTION | WP PUTRAJAYA & CYBERJAYA | Existing |  |  | FEEDER PILLAR | FP 1600 A - 2 in 8 out | [12 empty] | 0 | Pass | null
378282188 | TNB | DISTRIBUTION | WP PUTRAJAYA & CYBERJAYA | Existing |  |  | FEEDER PILLAR | FP 1600 A - 2 in 8 out | [12 empty] | 0 | Pass | null
378282246 | TNB | DISTRIBUTION | WP PUTRAJAYA & CYBERJAYA | Existing |  |  | FEEDER PILLAR | FP 1600 A - 2 in 8 out | [12 empty] | 0 | Pass | null
378282304 | TNB | DISTRIBUTION | WP PUTRAJAYA & CYBERJAYA | Existing |  |  | FEEDER PILLAR | FP 1600 A - 2 in 8 out | [12 empty] | 0 | Pass | null
378282362 | TNB | DISTRIBUTION | WP PUTRAJAYA & CYBERJAYA | Existing |  |  | FEEDER PILLAR | FP 1600 A - 2 in 8 out | [12 empty] | 0 | Pass | null
378282420 | TNB | DISTRIBUTION | WP PUTRAJAYA & CYBERJAYA | Existing |  |  | FEEDER PILLAR | FP 1600 A - 2 in 8 out |  |  | FP 14 | [9 empty] | 0 | Pass | null
378282535 | TNB | DISTRIBUTION | WP PUTRAJAYA & CYBERJAYA | Existing |  |  | FEEDER PILLAR | FP 1600 A - 2 in 8 out | [12 empty] | 0 | Pass | null
378285317 | TNB | DISTRIBUTION | WP PUTRAJAYA & CYBERJAYA | Existing |  |  | LVDB | LVDB 1600 A - 2 in 8 out |  | INDOOR | [6 empty] | 1600.000 A | 19700101 |  |  | 2 | Pass | null
378285430 | TNB | DISTRIBUTION | WP PUTRAJAYA & CYBERJAYA | Existing |  |  | LVDB | LVDB 1600 A - 2 in 8 out | PE 1.36 DATARAN PUTERA (F2) | [11 empty] | 5 | Pass | null
378285549 | TNB | DISTRIBUTION | WP PUTRAJAYA & CYBERJAYA | Existing |  |  | LVDB | LVDB 1600 A - 2 in 8 out | PE 1.32 | [11 empty] | 4 | Pass | null
378285771 | TNB | DISTRIBUTION | WP PUTRAJAYA & CYBERJAYA | Existing |  |  | LVDB | LVDB 1600 A - 2 in 8 out | PE 13.01 WETLAND PUMP | [11 empty] | 3 | Pass | null
378285888 | TNB | DISTRIBUTION | WP PUTRAJAYA & CYBERJAYA | Existing |  |  | LVDB | LVDB 1600 A - 2 in 8 out | PE 13.02 | [11 empty] | 4 | Pass | null
378286018 | TNB | DISTRIBUTION | WP PUTRAJAYA & CYBERJAYA | Existing |  |  | LVDB | LVDB 1600 A - 2 in 8 out |  | INDOOR | [6 empty] | 1600.000 A | 19700101 |  |  | 3 | Pass | null
378286219 | TNB | DISTRIBUTION | WP PUTRAJAYA & CYBERJAYA | Existing |  |  | LVDB | FP 1600 A - 2 in 8 out (PE) | PE 11.26 PADAT TERES 11A&11B | [11 empty] | 1 | Pass | null
378287009 | TNB | DISTRIBUTION | WP PUTRAJAYA & CYBERJAYA | Existing | VPTJ/PCE/J11721/NDTX1 | 300520606 | LVDB | LVDB 1600 A - 2 in 8 out | PE 11.72 PRIMA BLOK B (F1) | INDOOR | [6 empty] | 1600.000 A | 19700101 |  |  | 3 | Pass | null
378287105 | TNB | DISTRIBUTION | WP PUTRAJAYA & CYBERJAYA | Existing | VPTJ/PCE/J11722/NDTX2 | 310286422 | LVDB | LVDB 1600 A - 2 in 8 out | PE 11.72 PRIMA BLOK B (F2) | INDOOR | [6 empty] | 1600.000 A | 19700101 |  |  | 2 | Pass | null
378287206 | TNB | DISTRIBUTION | WP PUTRAJAYA & CYBERJAYA | Existing | VPTJ/PCE/J11732/ND | 300520611 | LVDB | LVDB 1600 A - 2 in 8 out | Prima C F2 (PE 11.73) | INDOOR | [6 empty] | 1600.000 A | 19700101 |  |  | 4 | Pass | null
378287302 | TNB | DISTRIBUTION | WP PUTRAJAYA & CYBERJAYA | Existing | VPTJ/PCE/J11731/NDTX1 | 300520610 | LVDB | LVDB 1600 A - 2 in 8 out | PE 11.73 PRIMA BLOK C | INDOOR | [6 empty] | 1600.000 A | 19700101 |  |  | 2 | Pass | null
378287408 | TNB | DISTRIBUTION | WP PUTRAJAYA & CYBERJAYA | Existing | VPTJ/PCE/J11712/NDTX2 | 310286466 | LVDB | LVDB 1600 A - 2 in 8 out | Prima A F2 (PE 11.71) | INDOOR | [6 empty] | 1600.000 A | 19700101 |  |  | 3 | Pass | null
378287504 | TNB | DISTRIBUTION | WP PUTRAJAYA & CYBERJAYA | Existing | VPTJ/PCE/J11711/NDTX1 | 300520600 | LVDB | LVDB 1600 A - 2 in 8 out | PE 11.71 PRIMA BLOK A (F1) | INDOOR | [6 empty] | 1600.000 A | 19700101 |  |  | 2 | Pass | null
378287611 | TNB | DISTRIBUTION | WP PUTRAJAYA & CYBERJAYA | Existing | VPTJ/PCE/J11751/NDTX1 | 310286426 | LVDB | LVDB 1600 A - 2 in 8 out | PE 11.75 TEMP PPA1M PR 11 | INDOOR | [6 empty] | 1600.000 A | 19700101 |  |  | 1 | Pass | null
378287899 | TNB | DISTRIBUTION | WP PUTRAJAYA & CYBERJAYA | Existing | VPTJ/PCE/J11601/NDTX1 | 310288758 | LVDB | LVDB 1600 A - 2 in 8 out | PE 11.60 TERES ZON 9B (F1) | INDOOR | [6 empty] | 1600.000 A | 19700101 |  |  | 4 | Pass | null
378287995 | TNB | DISTRIBUTION | WP PUTRAJAYA & CYBERJAYA | Existing | VPTJ/PCE/J11602/NDTX2 | 310288759 | LVDB | LVDB 1600 A - 2 in 8 out | PE 11.60 TERES ZON 9B (F2) | INDOOR | [6 empty] | 1600.000 A | 19700101 |  |  | 2 | Pass | null
378288099 | TNB | DISTRIBUTION | WP PUTRAJAYA & CYBERJAYA | Existing | VPTJ/PCE/J11742/NDTX2 | 310338775 | LVDB | LVDB 1600 A - 2 in 8 out | PE 11.74 TERES ZON C (F2) | INDOOR | [6 empty] | 1600.000 A | 19700101 |  |  | 3 | Pass | null
378288195 | TNB | DISTRIBUTION | WP PUTRAJAYA & CYBERJAYA | Existing | VPTJ/PCE/J11741/NDTX1 | 310338863 | LVDB | LVDB 1600 A - 2 in 8 out | PE 11.74 TERES ZON C (F1) | INDOOR | [6 empty] | 1600.000 A | 19700101 |  |  | 1 | Pass | null
378288297 | TNB | DISTRIBUTION | WP PUTRAJAYA & CYBERJAYA | Existing |  |  | LVDB | LVDB 1600 A - 2 in 8 out |  | INDOOR | [6 empty] | 1600.000 A | 19700101 |  |  | 5 | Pass | null
378288393 | TNB | DISTRIBUTION | WP PUTRAJAYA & CYBERJAYA | Existing |  |  | LVDB | LVDB 1600 A - 2 in 8 out |  | INDOOR | [6 empty] | 1600.000 A | 19700101 |  |  | 2 | Pass | null
378301600 | TNB | DISTRIBUTION | WP PUTRAJAYA & CYBERJAYA | Existing |  |  | LVDB | LVDB 1600 A - 2 in 10 out (CS) |  | INDOOR | [6 empty] | 1600.000 A | 19700101 |  |  | 1 | Pass | null
378301704 | TNB | DISTRIBUTION | WP PUTRAJAYA & CYBERJAYA | Existing |  |  | LVDB | LVDB 1600 A - 2 in 10 out (CS) |  | INDOOR | [6 empty] | 1600.000 A | 19700101 |  |  | 1 | Pass | null
378302059 | TNB | DISTRIBUTION | WP PUTRAJAYA & CYBERJAYA | Existing |  |  | LVDB | LVDB 1600 A - 2 in 8 out |  | INDOOR | [6 empty] | 1600.000 A | 19700101 |  |  | 2 | Pass | null
378302116 | TNB | DISTRIBUTION | WP PUTRAJAYA & CYBERJAYA | Existing |  |  | LVDB | LVDB 1600 A - 2 in 8 out |  | INDOOR | [6 empty] | 1600.000 A | 19700101 |  |  | 2 | Pass | null
378310048 | TNB | DISTRIBUTION | WP PUTRAJAYA & CYBERJAYA | Existing |  |  | LVDB | LVDB 1600 A - 2 in 8 out |  | INDOOR | [6 empty] | 1600.000 A | 19700101 |  |  | 2 | Pass | null
378310578 | TNB | DISTRIBUTION | WP PUTRAJAYA & CYBERJAYA | Existing |  |  | LVDB | LVDB 1600 A - 2 in 8 out |  | INDOOR | [6 empty] | 1600.000 A | 19700101 |  |  | 2 | Pass | null
378311194 | TNB | DISTRIBUTION | WP PUTRAJAYA & CYBERJAYA | Existing |  |  | LVDB | FP 1600 A - 2 in 8 out (PE) | PE 11.02 BLOK 3A (F1) | [11 empty] | 3 | Pass | null
378312354 | TNB | DISTRIBUTION | WP PUTRAJAYA & CYBERJAYA | Existing |  |  | LVDB | LVDB 1600 A - 2 in 8 out |  | INDOOR | PPE 11.13 |  |  |  | POWERJOG |  | 1600.000 A | 19700101 |  |  | 4 | Pass | null
378312809 | TNB | DISTRIBUTION | WP PUTRAJAYA & CYBERJAYA | Existing |  |  | LVDB | LVDB 1600 A - 2 in 8 out |  | INDOOR | PPE 11.16 |  |  |  | AMPSTON(TOP RANK) |  | 1600.000 A | 19700101 |  |  | 2 | Pass | null
378312913 | TNB | DISTRIBUTION | WP PUTRAJAYA & CYBERJAYA | Existing |  |  | LVDB | LVDB 1600 A - 2 in 8 out |  | INDOOR | [6 empty] | 1600.000 A | 19700101 |  |  | 3 | Pass | null
378313498 | TNB | DISTRIBUTION | WP PUTRAJAYA & CYBERJAYA | Existing |  |  | LVDB | LVDB 1600 A - 2 in 8 out |  | INDOOR | [6 empty] | 1600.000 A | 19700101 |  |  | 2 | Pass | null
378349141 | TNB | DISTRIBUTION | WP PUTRAJAYA & CYBERJAYA | Existing |  |  | FEEDER PILLAR | FP 1600 A - 2 in 8 out | [12 empty] | 0 | Pass | null
378353104 | TNB | DISTRIBUTION | WP PUTRAJAYA & CYBERJAYA | Existing |  |  | LVDB | LVDB 1600 A - 2 in 8 out |  | INDOOR | [6 empty] | 1600.000 A | 19700101 |  |  | 7 | Pass | null
378353225 | TNB | DISTRIBUTION | WP PUTRAJAYA & CYBERJAYA | Existing |  |  | LVDB | LVDB 1600 A - 2 in 8 out |  | INDOOR | 0561 |  |  |  | SUN SYSTEM ENG. |  | 1600.000 A | 19700101 |  |  | 2 | Pass | null
378353543 | TNB | DISTRIBUTION | WP PUTRAJAYA & CYBERJAYA | Existing |  |  | LVDB | LVDB 1600 A - 2 in 8 out | PE 5.12 EQUESTRIAN PARK (F1) | INDOOR | PPE 5.12 | [5 empty] | 1600.000 A | 19700101 |  |  | 2 | Pass | null
378353639 | TNB | DISTRIBUTION | WP PUTRAJAYA & CYBERJAYA | Existing |  |  | LVDB | LVDB 1600 A - 2 in 8 out | PE 5.12 EQUESTRIAN PARK (F2) | INDOOR |  |  |  |  | Unknown |  | 1600.000 A | 19700101 |  |  | 4 | Pass | null
378353992 | TNB | DISTRIBUTION | WP PUTRAJAYA & CYBERJAYA | Existing |  |  | LVDB | LVDB 1600 A - 2 in 8 out |  | INDOOR | [6 empty] | 1600.000 A | 19700101 |  |  | 4 | Pass | null
378354088 | TNB | DISTRIBUTION | WP PUTRAJAYA & CYBERJAYA | Existing |  |  | LVDB | LVDB 1600 A - 2 in 8 out |  | INDOOR | [6 empty] | 1600.000 A | 19700101 |  |  | 2 | Pass | null
378354197 | TNB | DISTRIBUTION | WP PUTRAJAYA & CYBERJAYA | Existing |  |  | LVDB | LVDB 1600 A - 2 in 8 out |  | INDOOR | [6 empty] | 1600.000 A | 19700101 |  |  | 3 | Pass | null
378354293 | TNB | DISTRIBUTION | WP PUTRAJAYA & CYBERJAYA | Existing |  |  | LVDB | LVDB 1600 A - 2 in 8 out |  | INDOOR | [6 empty] | 1600.000 A | 19700101 |  |  | 2 | Pass | null
378354684 | TNB | DISTRIBUTION | WP PUTRAJAYA & CYBERJAYA | Existing |  |  | LVDB | LVDB 1600 A - 2 in 8 out |  | INDOOR | [6 empty] | 1600.000 A | 19700101 |  |  | 3 | Pass | null
378354786 | TNB | DISTRIBUTION | WP PUTRAJAYA & CYBERJAYA | Existing |  |  | LVDB | LVDB 1600 A - 2 in 8 out |  | INDOOR | PPE 4.08 |  |  |  | AMPSTON(TOP RANK) |  | 1600.000 A | 19700101 |  |  | 2 | Pass | null
378354890 | TNB | DISTRIBUTION | WP PUTRAJAYA & CYBERJAYA | Existing |  |  | LVDB | LVDB 1600 A - 2 in 8 out | PE 4.22 4P5 (F1) | INDOOR | [6 empty] | 1600.000 A | 19700101 |  |  | 5 | Pass | null
378354986 | TNB | DISTRIBUTION | WP PUTRAJAYA & CYBERJAYA | Existing |  |  | LVDB | LVDB 1600 A - 2 in 8 out | PE 4.22 4P5 (F2) | INDOOR | [6 empty] | 1600.000 A | 19700101 |  |  | 3 | Pass | null
378355105 | TNB | DISTRIBUTION | WP PUTRAJAYA & CYBERJAYA | Existing |  |  | LVDB | LVDB 1600 A - 2 in 10 out (CS) |  | INDOOR | [6 empty] | 1600.000 A | 19700101 |  |  | 6 | Pass | null
378355211 | TNB | DISTRIBUTION | WP PUTRAJAYA & CYBERJAYA | Existing |  |  | LVDB | LVDB 1600 A - 2 in 8 out |  | INDOOR | [6 empty] | 1600.000 A | 19700101 |  |  | 2 | Pass | null
378355365 | TNB | DISTRIBUTION | WP PUTRAJAYA & CYBERJAYA | Existing |  |  | LVDB | LVDB 1600 A - 2 in 8 out |  | INDOOR | [6 empty] | 1600.000 A | 19700101 |  |  | 8 | Pass | null
378355486 | TNB | DISTRIBUTION | WP PUTRAJAYA & CYBERJAYA | Existing |  |  | LVDB | LVDB 1600 A - 2 in 8 out |  | INDOOR | [6 empty] | 1600.000 A | 19700101 |  |  | 3 | Pass | null
378356430 | TNB | DISTRIBUTION | WP PUTRAJAYA & CYBERJAYA | Existing |  |  | LVDB | LVDB 1600 A - 2 in 10 out (CS) |  | INDOOR | [6 empty] | 1600.000 A | 19700101 |  |  | 2 | Pass | null
378356542 | TNB | DISTRIBUTION | WP PUTRAJAYA & CYBERJAYA | Existing |  |  | LVDB | LVDB 1600 A - 2 in 8 out |  | INDOOR | [6 empty] | 1600.000 A | 19700101 |  |  | 2 | Pass | null
378356743 | TNB | DISTRIBUTION | WP PUTRAJAYA & CYBERJAYA | Existing |  |  | LVDB | LVDB 1600 A - 2 in 8 out |  | INDOOR | [6 empty] | 1600.000 A | 19700101 |  |  | 2 | Pass | null
378356837 | TNB | DISTRIBUTION | WP PUTRAJAYA & CYBERJAYA | Existing |  |  | LVDB | LVDB 1600 A - 2 in 8 out |  | INDOOR | [6 empty] | 1600.000 A | 19700101 |  |  | 1 | Pass | null
378357034 | TNB | DISTRIBUTION | WP PUTRAJAYA & CYBERJAYA | Existing |  |  | LVDB | LVDB 1600 A - 2 in 8 out |  | INDOOR | [6 empty] | 1600.000 A | 19700101 |  |  | 2 | Pass | null
378357138 | TNB | DISTRIBUTION | WP PUTRAJAYA & CYBERJAYA | Existing |  |  | LVDB | LVDB 1600 A - 2 in 8 out |  | INDOOR | [6 empty] | 1600.000 A | 19700101 |  |  | 2 | Pass | null
378357313 | TNB | DISTRIBUTION | WP PUTRAJAYA & CYBERJAYA | Existing |  |  | LVDB | LVDB 1600 A - 2 in 8 out |  | INDOOR | [6 empty] | 1600.000 A | 19700101 |  |  | 6 | Pass | null
378357409 | TNB | DISTRIBUTION | WP PUTRAJAYA & CYBERJAYA | Existing |  |  | LVDB | LVDB 1600 A - 2 in 8 out |  | INDOOR | [6 empty] | 1600.000 A | 19700101 |  |  | 4 | Pass | null
378357802 | TNB | DISTRIBUTION | WP PUTRAJAYA & CYBERJAYA | Existing |  |  | LVDB | LVDB 1600 A - 2 in 8 out |  | INDOOR | [6 empty] | 1600.000 A | 19700101 |  |  | 3 | Pass | null
378357902 | TNB | DISTRIBUTION | WP PUTRAJAYA & CYBERJAYA | Existing |  |  | LVDB | LVDB 1600 A - 2 in 8 out |  | INDOOR | [6 empty] | 1600.000 A | 19700101 |  |  | 2 | Pass | null
378358190 | TNB | DISTRIBUTION | WP PUTRAJAYA & CYBERJAYA | Existing |  |  | LVDB | LVDB 1600 A - 2 in 8 out |  | INDOOR | [6 empty] | 1600.000 A | 19700101 |  |  | 5 | Pass | null
378358286 | TNB | DISTRIBUTION | WP PUTRAJAYA & CYBERJAYA | Existing |  |  | LVDB | LVDB 1600 A - 2 in 8 out |  | INDOOR | [6 empty] | 1600.000 A | 19700101 |  |  | 2 | Pass | null
378358809 | TNB | DISTRIBUTION | WP PUTRAJAYA & CYBERJAYA | Existing |  |  | LVDB | LVDB 1600 A - 2 in 8 out |  | INDOOR | [6 empty] | 1600.000 A | 19700101 |  |  | 6 | Pass | null
378358905 | TNB | DISTRIBUTION | WP PUTRAJAYA & CYBERJAYA | Existing |  |  | LVDB | LVDB 1600 A - 2 in 8 out |  | INDOOR | [6 empty] | 1600.000 A | 19700101 |  |  | 2 | Pass | null
378359190 | TNB | DISTRIBUTION | WP PUTRAJAYA & CYBERJAYA | Existing |  |  | LVDB | LVDB 1600 A - 2 in 8 out |  | INDOOR | [6 empty] | 1600.000 A | 19700101 |  |  | 6 | Pass | null
378359286 | TNB | DISTRIBUTION | WP PUTRAJAYA & CYBERJAYA | Existing |  |  | LVDB | LVDB 1600 A - 2 in 8 out |  | INDOOR | [6 empty] | 1600.000 A | 19700101 |  |  | 2 | Pass | null
378359667 | TNB | DISTRIBUTION | WP PUTRAJAYA & CYBERJAYA | Existing |  |  | LVDB | LVDB 1600 A - 2 in 8 out |  | INDOOR | [6 empty] | 1600.000 A | 19700101 |  |  | 3 | Pass | null
378359763 | TNB | DISTRIBUTION | WP PUTRAJAYA & CYBERJAYA | Existing |  |  | LVDB | LVDB 1600 A - 2 in 8 out |  | INDOOR | [6 empty] | 1600.000 A | 19700101 |  |  | 3 | Pass | null
378360599 | TNB | DISTRIBUTION | WP PUTRAJAYA & CYBERJAYA | Existing |  |  | LVDB | LVDB 1600 A - 2 in 8 out |  | INDOOR | [6 empty] | 1600.000 A | 19700101 |  |  | 6 | Pass | null
378360695 | TNB | DISTRIBUTION | WP PUTRAJAYA & CYBERJAYA | Existing |  |  | LVDB | LVDB 1600 A - 2 in 8 out |  | INDOOR | [6 empty] | 1600.000 A | 19700101 |  |  | 2 | Pass | null
378360795 | TNB | DISTRIBUTION | WP PUTRAJAYA & CYBERJAYA | Existing |  |  | LVDB | LVDB 1600 A - 2 in 8 out |  | INDOOR | [6 empty] | 1600.000 A | 19700101 |  |  | 4 | Pass | null
378360891 | TNB | DISTRIBUTION | WP PUTRAJAYA & CYBERJAYA | Existing |  |  | LVDB | LVDB 1600 A - 2 in 8 out |  | INDOOR | [6 empty] | 1600.000 A | 19700101 |  |  | 2 | Pass | null
378360991 | TNB | DISTRIBUTION | WP PUTRAJAYA & CYBERJAYA | Existing |  |  | LVDB | LVDB 1600 A - 2 in 8 out |  | INDOOR | [6 empty] | 1600.000 A | 19700101 |  |  | 5 | Pass | null
378361087 | TNB | DISTRIBUTION | WP PUTRAJAYA & CYBERJAYA | Existing |  |  | LVDB | LVDB 1600 A - 2 in 8 out |  | INDOOR | [6 empty] | 1600.000 A | 19700101 |  |  | 1 | Pass | null
378361482 | TNB | DISTRIBUTION | WP PUTRAJAYA & CYBERJAYA | Existing |  |  | LVDB | LVDB 1600 A - 2 in 8 out |  | INDOOR | [6 empty] | 1600.000 A | 19700101 |  |  | 6 | Pass | null
378362714 | TNB | DISTRIBUTION | WP PUTRAJAYA & CYBERJAYA | Existing |  |  | MINI FEEDER PILLAR | MINI FP 400 A - 2 in 6 out |  | OUTDOOR | RMBT 11 |  |  |  | RMBT | [5 empty] | 0 | Pass | null
378362760 | TNB | DISTRIBUTION | WP PUTRAJAYA & CYBERJAYA | Existing |  |  | MINI FEEDER PILLAR | MINI FP 400 A - 2 in 6 out |  | OUTDOOR | RMBT 16 |  |  |  | RMBT | [5 empty] | 0 | Pass | null
378362806 | TNB | DISTRIBUTION | WP PUTRAJAYA & CYBERJAYA | Existing |  |  | FEEDER PILLAR | FP 800 A - 2 in 5 out |  | OUTDOOR | RTU 1 |  |  |  | Unknown | [5 empty] | 0 | Pass | null
378362846 | TNB | DISTRIBUTION | WP PUTRAJAYA & CYBERJAYA | Existing |  |  | MINI FEEDER PILLAR | MINI FP 400 A - 2 in 6 out |  | OUTDOOR | RMBT 1 |  |  |  | RMBT | [5 empty] | 0 | Pass | null
378362892 | TNB | DISTRIBUTION | WP PUTRAJAYA & CYBERJAYA | Existing |  |  | MINI FEEDER PILLAR | MINI FP 400 A - 2 in 6 out |  | OUTDOOR | RMBT 27 |  |  |  | RMBT | [5 empty] | 0 | Pass | null
378362938 | TNB | DISTRIBUTION | WP PUTRAJAYA & CYBERJAYA | Existing |  |  | MINI FEEDER PILLAR | MINI FP 400 A - 2 in 6 out |  | OUTDOOR | RMBT 42A |  |  |  | RMBT | [5 empty] | 0 | Pass | null
378362984 | TNB | DISTRIBUTION | WP PUTRAJAYA & CYBERJAYA | Existing |  |  | MINI FEEDER PILLAR | MINI FP 400 A - 2 in 6 out |  | OUTDOOR | RMBT 1 |  |  |  | RMBT | [5 empty] | 0 | Pass | null
378363030 | TNB | DISTRIBUTION | WP PUTRAJAYA & CYBERJAYA | Existing |  |  | MINI FEEDER PILLAR | MINI FP 400 A - 2 in 6 out |  | OUTDOOR | RMBT 2 |  |  |  | RMBT | [5 empty] | 0 | Pass | null
378363076 | TNB | DISTRIBUTION | WP PUTRAJAYA & CYBERJAYA | Existing |  |  | MINI FEEDER PILLAR | MINI FP 400 A - 2 in 6 out |  | OUTDOOR | RMBT 46 |  |  |  | RMBT | [5 empty] | 0 | Pass | null
378363122 | TNB | DISTRIBUTION | WP PUTRAJAYA & CYBERJAYA | Existing |  |  | MINI FEEDER PILLAR | MINI FP 400 A - 2 in 6 out |  | OUTDOOR | RMBT 15 |  |  |  | RMBT | [5 empty] | 0 | Pass | null
378363168 | TNB | DISTRIBUTION | WP PUTRAJAYA & CYBERJAYA | Existing |  |  | MINI FEEDER PILLAR | MINI FP 400 A - 2 in 6 out |  | OUTDOOR | RMBT 18 |  |  |  | RMBT | [5 empty] | 0 | Pass | null
378363214 | TNB | DISTRIBUTION | WP PUTRAJAYA & CYBERJAYA | Existing |  |  | MINI FEEDER PILLAR | MINI FP 400 A - 2 in 6 out |  | OUTDOOR | RMBT 1 |  |  |  | RMBT |  |  |  |  | NO LABEL | 0 | Pass | null
378363260 | TNB | DISTRIBUTION | WP PUTRAJAYA & CYBERJAYA | Existing |  |  | MINI FEEDER PILLAR | MINI FP 400 A - 2 in 6 out |  | OUTDOOR | RMBT 60 |  |  |  | RMBT |  |  |  |  | NO LABEL | 0 | Pass | null
378363306 | TNB | DISTRIBUTION | WP PUTRAJAYA & CYBERJAYA | Existing |  |  | MINI FEEDER PILLAR | MINI FP 400 A - 2 in 6 out |  | OUTDOOR | RMBT 61 |  |  |  | RMBT | [5 empty] | 0 | Pass | null
378363352 | TNB | DISTRIBUTION | WP PUTRAJAYA & CYBERJAYA | Existing |  |  | MINI FEEDER PILLAR | MINI FP 400 A - 2 in 6 out |  | OUTDOOR | RMBT 43 |  |  |  | RMBT |  |  |  |  | NO LABEL | 0 | Pass | null
378363398 | TNB | DISTRIBUTION | WP PUTRAJAYA & CYBERJAYA | Existing |  |  | MINI FEEDER PILLAR | MINI FP 400 A - 2 in 6 out |  | OUTDOOR | RMBT 8 |  |  |  | RMBT |  |  |  |  | NO LABEL | 0 | Pass | null
378363444 | TNB | DISTRIBUTION | WP PUTRAJAYA & CYBERJAYA | Existing |  |  | MINI FEEDER PILLAR | MINI FP 400 A - 2 in 6 out |  | OUTDOOR | RMBT 96 |  |  |  | RMBT | [5 empty] | 0 | Pass | null
378363490 | TNB | DISTRIBUTION | WP PUTRAJAYA & CYBERJAYA | Existing |  |  | MINI FEEDER PILLAR | MINI FP 400 A - 2 in 6 out |  | OUTDOOR | RMBT 66 |  |  |  | RMBT |  |  |  |  | NO LABEL | 0 | Pass | null
378363536 | TNB | DISTRIBUTION | WP PUTRAJAYA & CYBERJAYA | Existing |  |  | MINI FEEDER PILLAR | MINI FP 400 A - 2 in 6 out |  | OUTDOOR | RMBT 50 |  |  |  | RMBT | [5 empty] | 0 | Pass | null
378363537 | TNB | DISTRIBUTION | WP PUTRAJAYA & CYBERJAYA | Existing |  |  | MINI FEEDER PILLAR | MINI FP 400 A - 2 in 6 out |  | OUTDOOR | RMBT 48 |  |  |  | RMBT | [5 empty] | 0 | Pass | null
378363628 | TNB | DISTRIBUTION | WP PUTRAJAYA & CYBERJAYA | Existing |  |  | MINI FEEDER PILLAR | MINI FP 400 A - 2 in 6 out |  | OUTDOOR | RMBT 32 |  |  |  | RMBT |  |  |  |  | NO LABEL | 0 | Pass | null
378363674 | TNB | DISTRIBUTION | WP PUTRAJAYA & CYBERJAYA | Existing |  |  | MINI FEEDER PILLAR | MINI FP 400 A - 2 in 6 out |  | OUTDOOR | RMBT 16 |  |  |  | RMBT |  |  |  |  | NO LABEL | 0 | Pass | null
378363675 | TNB | DISTRIBUTION | WP PUTRAJAYA & CYBERJAYA | Existing |  |  | MINI FEEDER PILLAR | MINI FP 400 A - 2 in 6 out |  | OUTDOOR | RMBT 15 |  |  |  | RMBT |  |  |  |  | NO LABEL | 0 | Pass | null
378363766 | TNB | DISTRIBUTION | WP PUTRAJAYA & CYBERJAYA | Existing |  |  | MINI FEEDER PILLAR | MINI FP 400 A - 2 in 6 out |  | OUTDOOR | RMBT 31 |  |  |  | RMBT |  |  |  |  | NO LABEL | 0 | Pass | null
378363812 | TNB | DISTRIBUTION | WP PUTRAJAYA & CYBERJAYA | Existing |  |  | MINI FEEDER PILLAR | MINI FP 400 A - 2 in 6 out |  | OUTDOOR | RMBT 41 |  |  |  | RMBT |  |  |  |  | NO LABEL | 0 | Pass | null
378363858 | TNB | DISTRIBUTION | WP PUTRAJAYA & CYBERJAYA | Existing |  |  | MINI FEEDER PILLAR | MINI FP 400 A - 2 in 6 out |  | OUTDOOR | RMBT 23 |  |  |  | RMBT | [5 empty] | 0 | Pass | null
378363904 | TNB | DISTRIBUTION | WP PUTRAJAYA & CYBERJAYA | Existing |  |  | FEEDER PILLAR | FP 800 A - 2 in 5 out |  | OUTDOOR | FP 10/1 |  |  |  | Unknown | [5 empty] | 0 | Pass | null
378363948 | TNB | DISTRIBUTION | WP PUTRAJAYA & CYBERJAYA | Existing |  |  | MINI FEEDER PILLAR | MINI FP 400 A - 2 in 6 out |  | OUTDOOR | N/A |  |  |  | RMBT |  |  |  |  | M5752 | 0 | Pass | null
378363949 | TNB | DISTRIBUTION | WP PUTRAJAYA & CYBERJAYA | Existing |  |  | MINI FEEDER PILLAR | MINI FP 400 A - 2 in 6 out |  | OUTDOOR | N/A |  |  |  | RMBT |  |  |  |  | M5780 | 0 | Pass | null
378364040 | TNB | DISTRIBUTION | WP PUTRAJAYA & CYBERJAYA | Existing |  |  | MINI FEEDER PILLAR | MINI FP 400 A - 2 in 6 out |  | OUTDOOR | N/A |  |  |  | RMBT |  |  |  |  | M5846 | 0 | Pass | null
378364041 | TNB | DISTRIBUTION | WP PUTRAJAYA & CYBERJAYA | Existing |  |  | MINI FEEDER PILLAR | MINI FP 400 A - 2 in 6 out |  | OUTDOOR | FP 8/2 |  |  |  | RMBT | [5 empty] | 0 | Pass | null
378364132 | TNB | DISTRIBUTION | WP PUTRAJAYA & CYBERJAYA | Existing |  |  | MINI FEEDER PILLAR | MINI FP 400 A - 2 in 6 out |  | OUTDOOR | N/A |  |  |  | RMBT | [5 empty] | 0 | Pass | null
378364133 | TNB | DISTRIBUTION | WP PUTRAJAYA & CYBERJAYA | Existing |  |  | MINI FEEDER PILLAR | MINI FP 400 A - 2 in 6 out |  | OUTDOOR | N/A |  |  |  | RMBT | [5 empty] | 0 | Pass | null
378364269 | TNB | DISTRIBUTION | WP PUTRAJAYA & CYBERJAYA | Existing |  |  | MINI FEEDER PILLAR | MINI FP 400 A - 2 in 6 out |  | OUTDOOR | FP 12 | [8 empty] | M0239 | 0 | Pass | null
378364319 | TNB | DISTRIBUTION | WP PUTRAJAYA & CYBERJAYA | Existing |  |  | MINI FEEDER PILLAR | MINI FP 400 A - 2 in 6 out |  | OUTDOOR | FP 9 | [8 empty] | M0292 | 0 | Pass | null
378364369 | TNB | DISTRIBUTION | WP PUTRAJAYA & CYBERJAYA | Existing |  |  | MINI FEEDER PILLAR | MINI FP 400 A - 2 in 6 out |  | OUTDOOR | FP2 |  |  |  | Unknown |  |  |  |  | M0682 | 0 | Pass | null
378364415 | TNB | DISTRIBUTION | WP PUTRAJAYA & CYBERJAYA | Existing |  |  | MINI FEEDER PILLAR | MINI FP 400 A - 2 in 6 out |  | OUTDOOR | FP 48 | [8 empty] | M0691 | 0 | Pass | null
378364506 | TNB | DISTRIBUTION | WP PUTRAJAYA & CYBERJAYA | Existing |  |  | FEEDER PILLAR | FP 800 A - 2 in 5 out |  | OUTDOOR | FP 28 | [8 empty] | M0300 | 0 | Pass | null
378364546 | TNB | DISTRIBUTION | WP PUTRAJAYA & CYBERJAYA | Existing |  |  | MINI FEEDER PILLAR | MINI FP 400 A - 2 in 6 out |  | OUTDOOR | FP 26 | [8 empty] | M0713 | 0 | Pass | null
378364592 | TNB | DISTRIBUTION | WP PUTRAJAYA & CYBERJAYA | Existing |  |  | MINI FEEDER PILLAR | MINI FP 400 A - 2 in 6 out |  | OUTDOOR | FP 8 | [8 empty] | M0289 | 0 | Pass | null
378364638 | TNB | DISTRIBUTION | WP PUTRAJAYA & CYBERJAYA | Existing |  |  | MINI FEEDER PILLAR | MINI FP 400 A - 2 in 6 out |  | OUTDOOR | FP 56 | [8 empty] | M0288 | 0 | Pass | null
378364684 | TNB | DISTRIBUTION | WP PUTRAJAYA & CYBERJAYA | Existing |  |  | MINI FEEDER PILLAR | MINI FP 400 A - 2 in 6 out |  | OUTDOOR | FP 11 | [8 empty] | M0293 | 0 | Pass | null
378364769 | TNB | DISTRIBUTION | WP PUTRAJAYA & CYBERJAYA | Existing |  |  | MINI FEEDER PILLAR | MINI FP 400 A - 2 in 6 out |  | OUTDOOR | FP 12 | [8 empty] | M0295 | 0 | Pass | null
378364815 | TNB | DISTRIBUTION | WP PUTRAJAYA & CYBERJAYA | Existing |  |  | MINI FEEDER PILLAR | MINI FP 400 A - 2 in 6 out |  | OUTDOOR | MINI F/P NO 27 |  |  |  | Unknown |  |  |  |  | JLN P9 A/3 | 0 | Pass | null
378364861 | TNB | DISTRIBUTION | WP PUTRAJAYA & CYBERJAYA | Existing |  |  | MINI FEEDER PILLAR | MINI FP 400 A - 2 in 6 out |  | OUTDOOR | MINI F/P NO 20 |  |  |  | Unknown |  |  |  |  | JLN P9 A/3 | 0 | Pass | null
378364907 | TNB | DISTRIBUTION | WP PUTRAJAYA & CYBERJAYA | Existing |  |  | MINI FEEDER PILLAR | MINI FP 400 A - 2 in 6 out |  | OUTDOOR | FP 7 |  |  |  | Unknown | [5 empty] | 0 | Pass | null
378364953 | TNB | DISTRIBUTION | WP PUTRAJAYA & CYBERJAYA | Existing |  |  | MINI FEEDER PILLAR | MINI FP 400 A - 2 in 6 out |  | OUTDOOR | MINI F/P NO40 |  |  |  | Unknown |  |  |  |  | JLN P9 A/4 | 0 | Pass | null
378364999 | TNB | DISTRIBUTION | WP PUTRAJAYA & CYBERJAYA | Existing |  |  | MINI FEEDER PILLAR | MINI FP 400 A - 2 in 6 out |  | OUTDOOR | MINI F/P NO16 |  |  |  | Unknown |  |  |  |  | JLN P9 A/4 | 0 | Pass | null
378365045 | TNB | DISTRIBUTION | WP PUTRAJAYA & CYBERJAYA | Existing |  |  | MINI FEEDER PILLAR | MINI FP 400 A - 2 in 6 out |  | OUTDOOR | MINI F/P NO 17 |  |  |  | Unknown |  |  |  |  | JLN P9 A/4 | 0 | Pass | null
378365091 | TNB | DISTRIBUTION | WP PUTRAJAYA & CYBERJAYA | Existing |  |  | MINI FEEDER PILLAR | MINI FP 400 A - 2 in 6 out |  | OUTDOOR | MINI F/P NO 18 |  |  |  | Unknown |  |  |  |  | JLN P9 A/5 | 0 | Pass | null
378365092 | TNB | DISTRIBUTION | WP PUTRAJAYA & CYBERJAYA | Existing |  |  | MINI FEEDER PILLAR | MINI FP 400 A - 2 in 6 out |  | OUTDOOR | MINI F/P NO 19 |  |  |  | Unknown |  |  |  |  | JLN P9 A/5 | 0 | Pass | null
378365183 | TNB | DISTRIBUTION | WP PUTRAJAYA & CYBERJAYA | Existing |  |  | MINI FEEDER PILLAR | MINI FP 400 A - 2 in 6 out |  | OUTDOOR | FP 84 |  |  |  | RMBT | [5 empty] | 0 | Pass | null
378365229 | TNB | DISTRIBUTION | WP PUTRAJAYA & CYBERJAYA | Existing |  |  | MINI FEEDER PILLAR | MINI FP 400 A - 2 in 6 out |  | OUTDOOR | FP 66 |  |  |  | RMBT | [5 empty] | 0 | Pass | null
378365276 | TNB | DISTRIBUTION | WP PUTRAJAYA & CYBERJAYA | Existing |  |  | MINI FEEDER PILLAR | MINI FP 400 A - 2 in 6 out |  | OUTDOOR | N/A |  |  |  | RMBT | [5 empty] | 0 | Pass | null
378365322 | TNB | DISTRIBUTION | WP PUTRAJAYA & CYBERJAYA | Existing |  |  | MINI FEEDER PILLAR | MINI FP 400 A - 2 in 6 out |  | OUTDOOR | N/A |  |  |  | RMBT | [5 empty] | 0 | Pass | null
378365368 | TNB | DISTRIBUTION | WP PUTRAJAYA & CYBERJAYA | Existing |  |  | MINI FEEDER PILLAR | MINI FP 400 A - 2 in 6 out |  | OUTDOOR | FP 64 |  |  |  | RMBT | [5 empty] | 0 | Pass | null
378365414 | TNB | DISTRIBUTION | WP PUTRAJAYA & CYBERJAYA | Existing |  |  | MINI FEEDER PILLAR | MINI FP 400 A - 2 in 6 out |  | OUTDOOR | FP 58 |  |  |  | RMBT | [5 empty] | 0 | Pass | null
378365460 | TNB | DISTRIBUTION | WP PUTRAJAYA & CYBERJAYA | Existing |  |  | MINI FEEDER PILLAR | MINI FP 400 A - 2 in 6 out |  | OUTDOOR | FP 30 |  |  |  | RMBT | [5 empty] | 0 | Pass | null
378365506 | TNB | DISTRIBUTION | WP PUTRAJAYA & CYBERJAYA | Existing |  |  | MINI FEEDER PILLAR | MINI FP 400 A - 2 in 6 out |  | OUTDOOR | FP 15 |  |  |  | RMBT | [5 empty] | 0 | Pass | null
378365507 | TNB | DISTRIBUTION | WP PUTRAJAYA & CYBERJAYA | Existing |  |  | MINI FEEDER PILLAR | MINI FP 400 A - 2 in 6 out |  | OUTDOOR | FP 16 |  |  |  | RMBT | [5 empty] | 0 | Pass | null
378365508 | TNB | DISTRIBUTION | WP PUTRAJAYA & CYBERJAYA | Existing |  |  | MINI FEEDER PILLAR | MINI FP 400 A - 2 in 6 out |  | OUTDOOR | FP 4 |  |  |  | RMBT | [5 empty] | 0 | Pass | null
378365509 | TNB | DISTRIBUTION | WP PUTRAJAYA & CYBERJAYA | Existing |  |  | MINI FEEDER PILLAR | MINI FP 400 A - 2 in 6 out |  | OUTDOOR | FP 3 |  |  |  | RMBT | [5 empty] | 0 | Pass | null
378365691 | TNB | DISTRIBUTION | WP PUTRAJAYA & CYBERJAYA | Existing |  |  | MINI FEEDER PILLAR | MINI FP 400 A - 2 in 6 out |  | OUTDOOR | FP 36 |  |  |  | RMBT | [5 empty] | 0 | Pass | null
378365737 | TNB | DISTRIBUTION | WP PUTRAJAYA & CYBERJAYA | Existing |  |  | MINI FEEDER PILLAR | MINI FP 400 A - 2 in 6 out |  | OUTDOOR | FP 32 |  |  |  | RMBT | [5 empty] | 0 | Pass | null
378365801 | TNB | DISTRIBUTION | WP PUTRAJAYA & CYBERJAYA | Existing |  |  | MINI FEEDER PILLAR | MINI FP 400 A - 2 in 6 out |  | OUTDOOR | FP 12 |  |  |  | RMBT | [5 empty] | 0 | Pass | null
378365903 | TNB | DISTRIBUTION | WP PUTRAJAYA & CYBERJAYA | Existing |  |  | LVDB | LVDB 1600 A - 2 in 8 out |  | INDOOR | [6 empty] | 1600.000 A | 19700101 |  |  | 7 | Pass | null
378366024 | TNB | DISTRIBUTION | WP PUTRAJAYA & CYBERJAYA | Existing |  |  | LVDB | LVDB 1600 A - 2 in 8 out |  | INDOOR | [6 empty] | 1600.000 A | 19700101 |  |  | 2 | Pass | null
378366385 | TNB | DISTRIBUTION | WP PUTRAJAYA & CYBERJAYA | Existing |  |  | LVDB | LVDB 1600 A - 2 in 10 out (CS) |  | INDOOR | [6 empty] | 1600.000 A | 19700101 |  |  | 4 | Pass | null
378366491 | TNB | DISTRIBUTION | WP PUTRAJAYA & CYBERJAYA | Existing |  |  | LVDB | LVDB 1600 A - 2 in 10 out (CS) |  | INDOOR | [6 empty] | 1600.000 A | 19700101 |  |  | 2 | Pass | null
378366645 | TNB | DISTRIBUTION | WP PUTRAJAYA & CYBERJAYA | Existing |  |  | LVDB | LVDB 1600 A - 2 in 8 out |  | INDOOR | [6 empty] | 1600.000 A | 19700101 |  |  | 5 | Pass | null
378366741 | TNB | DISTRIBUTION | WP PUTRAJAYA & CYBERJAYA | Existing |  |  | LVDB | LVDB 1600 A - 2 in 8 out |  | INDOOR | [6 empty] | 1600.000 A | 19700101 |  |  | 3 | Pass | null
378366845 | TNB | DISTRIBUTION | WP PUTRAJAYA & CYBERJAYA | Existing |  |  | LVDB | LVDB 1600 A - 2 in 8 out | PE 16.06 SEK REN F2 (F1) | INDOOR | [6 empty] | 1600.000 A | 19700101 |  |  | 5 | Pass | null
378366941 | TNB | DISTRIBUTION | WP PUTRAJAYA & CYBERJAYA | Existing |  |  | LVDB | LVDB 1600 A - 2 in 8 out |  | INDOOR | [6 empty] | 1600.000 A | 19700101 |  |  | 2 | Pass | null
378367042 | TNB | DISTRIBUTION | WP PUTRAJAYA & CYBERJAYA | Existing | VPTJ/PCE/J16071/NDTX1 | 300282906 | LVDB | LVDB 1600 A - 2 in 8 out | PE 16.07 BANGLO (F1) | INDOOR | [6 empty] | 1600.000 A | 19700101 |  |  | 6 | Pass | null
378367138 | TNB | DISTRIBUTION | WP PUTRAJAYA & CYBERJAYA | Existing | VPTJ/PCE/J16072/NDTX2 | 300282907 | LVDB | LVDB 1600 A - 2 in 8 out | PE 16.07 BANGLO (F2) | INDOOR | [6 empty] | 1600.000 A | 19700101 |  |  | 2 | Pass | null
378367242 | TNB | DISTRIBUTION | WP PUTRAJAYA & CYBERJAYA | Existing |  |  | LVDB | LVDB 1600 A - 2 in 8 out |  | INDOOR | [6 empty] | 1600.000 A | 19700101 |  |  | 5 | Pass | null
378367338 | TNB | DISTRIBUTION | WP PUTRAJAYA & CYBERJAYA | Existing |  |  | LVDB | LVDB 1600 A - 2 in 8 out |  | INDOOR | [6 empty] | 1600.000 A | 19700101 |  |  | 4 | Pass | null
378367561 | TNB | DISTRIBUTION | WP PUTRAJAYA & CYBERJAYA | Existing |  |  | LVDB | LVDB 1600 A - 2 in 8 out |  | INDOOR | [6 empty] | 1600.000 A | 19700101 |  |  | 2 | Pass | null
378367657 | TNB | DISTRIBUTION | WP PUTRAJAYA & CYBERJAYA | Existing |  |  | LVDB | LVDB 1600 A - 2 in 8 out |  | INDOOR | [6 empty] | 1600.000 A | 19700101 |  |  | 6 | Pass | null
378367753 | TNB | DISTRIBUTION | WP PUTRAJAYA & CYBERJAYA | Existing |  |  | LVDB | LVDB 1600 A - 2 in 8 out |  | INDOOR | [6 empty] | 1600.000 A | 19700101 |  |  | 4 | Pass | null
378367855 | TNB | DISTRIBUTION | WP PUTRAJAYA & CYBERJAYA | Existing |  |  | LVDB | LVDB 1600 A - 2 in 8 out |  | INDOOR | [6 empty] | 1600.000 A | 19700101 |  |  | 6 | Pass | null
378367951 | TNB | DISTRIBUTION | WP PUTRAJAYA & CYBERJAYA | Existing |  |  | LVDB | LVDB 1600 A - 2 in 8 out |  | INDOOR | [6 empty] | 1600.000 A | 19700101 |  |  | 4 | Pass | null
378368210 | TNB | DISTRIBUTION | WP PUTRAJAYA & CYBERJAYA | Existing |  |  | LVDB | LVDB 1600 A - 2 in 8 out |  | INDOOR | [6 empty] | 1600.000 A | 19700101 |  |  | 4 | Pass | null
378368310 | TNB | DISTRIBUTION | WP PUTRAJAYA & CYBERJAYA | Existing |  |  | LVDB | LVDB 1600 A - 2 in 8 out |  | INDOOR | [6 empty] | 1600.000 A | 19700101 |  |  | 2 | Pass | null
378368413 | TNB | DISTRIBUTION | WP PUTRAJAYA & CYBERJAYA | Existing |  |  | LVDB | LVDB 1600 A - 2 in 8 out |  | INDOOR | [6 empty] | 1600.000 A | 19700101 |  |  | 6 | Pass | null
378368509 | TNB | DISTRIBUTION | WP PUTRAJAYA & CYBERJAYA | Existing |  |  | LVDB | LVDB 1600 A - 2 in 8 out |  | INDOOR | [6 empty] | 1600.000 A | 19700101 |  |  | 2 | Pass | null
378368636 | TNB | DISTRIBUTION | WP PUTRAJAYA & CYBERJAYA | Existing |  |  | LVDB | LVDB 1600 A - 2 in 10 out (CS) |  | INDOOR | [6 empty] | 1600.000 A | 19700101 |  |  | 2 | Pass | null
378368796 | TNB | DISTRIBUTION | WP PUTRAJAYA & CYBERJAYA | Existing |  |  | LVDB | LVDB 1600 A - 2 in 10 out (CS) |  | INDOOR | [6 empty] | 1600.000 A | 19700101 |  |  | 2 | Pass | null
378368902 | TNB | DISTRIBUTION | WP PUTRAJAYA & CYBERJAYA | Existing |  |  | LVDB | LVDB 1600 A - 2 in 10 out (CS) |  | INDOOR | [6 empty] | 1600.000 A | 19700101 |  |  | 2 | Pass | null
378369008 | TNB | DISTRIBUTION | WP PUTRAJAYA & CYBERJAYA | Existing |  |  | LVDB | LVDB 1600 A - 2 in 10 out (CS) |  | INDOOR | [6 empty] | 1600.000 A | 19700101 |  |  | 2 | Pass | null
378369340 | TNB | DISTRIBUTION | WP PUTRAJAYA & CYBERJAYA | Existing |  |  | LVDB | LVDB 1600 A - 2 in 10 out (CS) |  | INDOOR | [6 empty] | 1600.000 A | 19700101 |  |  | 2 | Pass | null
378369728 | TNB | DISTRIBUTION | WP PUTRAJAYA & CYBERJAYA | Existing |  |  | LVDB | LVDB 1600 A - 2 in 8 out |  | INDOOR | [6 empty] | 1600.000 A | 19700101 |  |  | 5 | Pass | null
378369785 | TNB | DISTRIBUTION | WP PUTRAJAYA & CYBERJAYA | Existing |  |  | LVDB | LVDB 1600 A - 2 in 8 out |  | INDOOR | [6 empty] | 1600.000 A | 19700101 |  |  | 2 | Pass | null
378369944 | TNB | DISTRIBUTION | WP PUTRAJAYA & CYBERJAYA | Existing |  |  | LVDB | LVDB 1600 A - 2 in 8 out |  | INDOOR | [6 empty] | 1600.000 A | 19700101 |  |  | 2 | Pass | null
378370001 | TNB | DISTRIBUTION | WP PUTRAJAYA & CYBERJAYA | Existing |  |  | LVDB | LVDB 1600 A - 2 in 8 out |  | INDOOR | [6 empty] | 1600.000 A | 19700101 |  |  | 2 | Pass | null
378370304 | TNB | DISTRIBUTION | WP PUTRAJAYA & CYBERJAYA | Existing |  |  | MINI FEEDER PILLAR | MINI FP 400 A - 2 in 6 out | PE 18.09 | OUTDOOR | FP NO.4 |  |  |  | Unknown | [5 empty] | 0 | Pass | null
378383272 | TNB | DISTRIBUTION | WP PUTRAJAYA & CYBERJAYA | Existing |  |  | LVDB | LVDB 1600 A - 2 in 8 out |  | INDOOR | [6 empty] | 1600.000 A | 19700101 |  |  | 0 | Pass | null
378383329 | TNB | DISTRIBUTION | WP PUTRAJAYA & CYBERJAYA | Existing |  |  | LVDB | LVDB 1600 A - 2 in 8 out |  | INDOOR | [6 empty] | 1600.000 A | 19700101 |  |  | 0 | Pass | null
378383430 | TNB | DISTRIBUTION | WP PUTRAJAYA & CYBERJAYA | Existing |  |  | LVDB | LVDB 1600 A - 2 in 10 out (CS) | PE 23.14 GLOMAC 2B | INDOOR | [6 empty] | 1600.000 A | 19700101 |  |  | 1 | Pass | null
378383539 | TNB | DISTRIBUTION | WP PUTRAJAYA & CYBERJAYA | Existing |  |  | LVDB | LVDB 1600 A - 2 in 10 out (CS) | PE 23.13 GLOMAC 2A | INDOOR | [6 empty] | 1600.000 A | 19700101 |  |  | 1 | Pass | null
378383843 | TNB | DISTRIBUTION | WP PUTRAJAYA & CYBERJAYA | Existing |  |  | LVDB | LVDB 1600 A - 2 in 8 out |  | INDOOR | [6 empty] | 1600.000 A | 19700101 |  |  | 1 | Pass | null
378384044 | TNB | DISTRIBUTION | WP PUTRAJAYA & CYBERJAYA | Existing |  |  | LVDB | LVDB 1600 A - 2 in 10 out (CS) |  | INDOOR | [6 empty] | 1600.000 A | 19700101 |  |  | 0 | Pass | null
378386191 | TNB | DISTRIBUTION | WP PUTRAJAYA & CYBERJAYA | Existing |  |  | LVDB | LVDB 1600 A - 2 in 8 out |  | INDOOR | 068 | [5 empty] | 1600.000 A | 19700101 |  |  | 4 | Pass | null
378386417 | TNB | DISTRIBUTION | WP PUTRAJAYA & CYBERJAYA | Existing |  |  | LVDB | LVDB 1600 A - 2 in 8 out |  | INDOOR | [6 empty] | 1600.000 A | 19700101 |  |  | 0 | Pass | null
378386474 | TNB | DISTRIBUTION | WP PUTRAJAYA & CYBERJAYA | Existing |  |  | LVDB | LVDB 1600 A - 2 in 8 out |  | INDOOR | [6 empty] | 1600.000 A | 19700101 |  |  | 0 | Pass | null
378386588 | TNB | DISTRIBUTION | WP PUTRAJAYA & CYBERJAYA | Existing |  |  | LVDB | LVDB 1600 A - 2 in 8 out |  | INDOOR | [6 empty] | 1600.000 A | 19700101 |  |  | 2 | Pass | null
378386645 | TNB | DISTRIBUTION | WP PUTRAJAYA & CYBERJAYA | Existing | VCBJ/PCE/J25041/NDTX1 | 310339291 | LVDB | LVDB 1600 A - 2 in 8 out | PE 25.04 | INDOOR | [6 empty] | 1600.000 A | 19700101 |  |  | 2 | Pass | null
378386792 | TNB | DISTRIBUTION | WP PUTRAJAYA & CYBERJAYA | Existing |  |  | LVDB | LVDB 1600 A - 2 in 8 out |  | INDOOR | [6 empty] | 1600.000 A | 19700101 |  |  | 1 | Pass | null
378386886 | TNB | DISTRIBUTION | WP PUTRAJAYA & CYBERJAYA | Existing |  |  | LVDB | LVDB 1600 A - 2 in 8 out |  | INDOOR | [6 empty] | 1600.000 A | 19700101 |  |  | 2 | Pass | null
378386984 | TNB | DISTRIBUTION | WP PUTRAJAYA & CYBERJAYA | Existing | VCBJ/PCE/J23031/NDTX1 | 300454683 | LVDB | LVDB 1600 A - 2 in 8 out | PE 23.03 MUTIARA VILLE 1 | INDOOR |  |  |  | TOP RANK |  | DFP AS 386 |  | 19700101 | FEEDER PILLAR,LV,DIN,800A,TOPRANK. |  | 2 | Pass | null
378387078 | TNB | DISTRIBUTION | WP PUTRAJAYA & CYBERJAYA | Existing | VCBJ/PCE/J23041/NDTX1 | 300454735 | LVDB | LVDB 1600 A - 2 in 8 out | PE 23.04 MUTIARA VILLE 2 | INDOOR |  |  |  | TOPRANK |  | AS-1114 |  | 19700101 | FEEDER PILLAR,LV,DIN,800A,TOPRANK. |  | 0 | Pass | null
378404493 | TNB | DISTRIBUTION | WP PUTRAJAYA & CYBERJAYA | Existing |  |  | LVDB | LVDB 1600 A - 2 in 8 out |  | INDOOR | [6 empty] | 1600.000 A | 19700101 |  |  | 4 | Pass | null
378404589 | TNB | DISTRIBUTION | WP PUTRAJAYA & CYBERJAYA | Existing |  |  | LVDB | LVDB 1600 A - 2 in 8 out |  | INDOOR | [6 empty] | 1600.000 A | 19700101 |  |  | 4 | Pass | null
378405055 | TNB | DISTRIBUTION | WP PUTRAJAYA & CYBERJAYA | Existing | VPTJ/PCE/J01561/NDTX1 | 300282506 | LVDB | LVDB 1600 A - 2 in 8 out | PE 1.56 SEK.MEN.ALAM SHAH (F1) | INDOOR | [6 empty] | 1600.000 A | 19700101 |  |  | 7 | Pass | null
378405151 | TNB | DISTRIBUTION | WP PUTRAJAYA & CYBERJAYA | Existing |  |  | LVDB | LVDB 1600 A - 2 in 8 out | PE 1.56 SEK.MEN.ALAM SHAH (F2) | INDOOR | [6 empty] | 1600.000 A | 19700101 |  |  | 3 | Pass | null
378405247 | TNB | DISTRIBUTION | WP PUTRAJAYA & CYBERJAYA | Existing |  |  | LVDB | LVDB 1600 A - 2 in 8 out |  | INDOOR | [6 empty] | 1600.000 A | 19700101 |  |  | 10 | Pass | null
378405343 | TNB | DISTRIBUTION | WP PUTRAJAYA & CYBERJAYA | Existing |  |  | LVDB | LVDB 1600 A - 2 in 8 out |  | INDOOR | [6 empty] | 1600.000 A | 19700101 |  |  | 1 | Pass | null
378405602 | TNB | DISTRIBUTION | WP PUTRAJAYA & CYBERJAYA | Existing |  |  | LVDB | LVDB 1600 A - 2 in 8 out |  | INDOOR | [6 empty] | 1600.000 A | 19700101 |  |  | 7 | Pass | null
378405705 | TNB | DISTRIBUTION | WP PUTRAJAYA & CYBERJAYA | Existing |  |  | LVDB | LVDB 1600 A - 2 in 8 out |  | INDOOR | [6 empty] | 1600.000 A | 19700101 |  |  | 5 | Pass | null
378405968 | TNB | DISTRIBUTION | WP PUTRAJAYA & CYBERJAYA | Existing |  |  | LVDB | LVDB 1600 A - 2 in 8 out |  | INDOOR | [6 empty] | 1600.000 A | 19700101 |  |  | 2 | Pass | null
378406071 | TNB | DISTRIBUTION | WP PUTRAJAYA & CYBERJAYA | Existing |  |  | LVDB | LVDB 1600 A - 2 in 8 out |  | INDOOR | [6 empty] | 1600.000 A | 19700101 |  |  | 2 | Pass | null
378406373 | TNB | DISTRIBUTION | WP PUTRAJAYA & CYBERJAYA | Existing |  |  | LVDB | LVDB 1600 A - 2 in 10 out (CS) |  | INDOOR | [6 empty] | 1600.000 A | 19700101 |  |  | 2 | Pass | null
378406571 | TNB | DISTRIBUTION | WP PUTRAJAYA & CYBERJAYA | Existing |  |  | LVDB | LVDB 1600 A - 2 in 8 out |  | INDOOR | [6 empty] | 1600.000 A | 19700101 |  |  | 2 | Pass | null
378406665 | TNB | DISTRIBUTION | WP PUTRAJAYA & CYBERJAYA | Existing |  |  | LVDB | LVDB 1600 A - 2 in 8 out |  | INDOOR | [6 empty] | 1600.000 A | 19700101 |  |  | 2 | Pass | null
378406759 | TNB | DISTRIBUTION | WP PUTRAJAYA & CYBERJAYA | Existing |  |  | LVDB | LVDB 1600 A - 2 in 8 out |  | INDOOR | [6 empty] | 1600.000 A | 19700101 |  |  | 4 | Pass | null
378406855 | TNB | DISTRIBUTION | WP PUTRAJAYA & CYBERJAYA | Existing |  |  | LVDB | LVDB 1600 A - 2 in 8 out |  | INDOOR | [6 empty] | 1600.000 A | 19700101 |  |  | 2 | Pass | null
378406949 | TNB | DISTRIBUTION | WP PUTRAJAYA & CYBERJAYA | Existing |  |  | LVDB | LVDB 1600 A - 2 in 8 out |  | INDOOR | [6 empty] | 1600.000 A | 19700101 |  |  | 2 | Pass | null
378407045 | TNB | DISTRIBUTION | WP PUTRAJAYA & CYBERJAYA | Existing |  |  | LVDB | LVDB 1600 A - 2 in 8 out |  | INDOOR | [6 empty] | 1600.000 A | 19700101 |  |  | 4 | Pass | null
378407139 | TNB | DISTRIBUTION | WP PUTRAJAYA & CYBERJAYA | Existing |  |  | LVDB | LVDB 1600 A - 2 in 8 out |  | INDOOR | [6 empty] | 1600.000 A | 19700101 |  |  | 6 | Pass | null
378407235 | TNB | DISTRIBUTION | WP PUTRAJAYA & CYBERJAYA | Existing |  |  | LVDB | LVDB 1600 A - 2 in 8 out |  | INDOOR | [6 empty] | 1600.000 A | 19700101 |  |  | 3 | Pass | null
378407383 | TNB | DISTRIBUTION | WP PUTRAJAYA & CYBERJAYA | Existing |  |  | LVDB | LVDB 1600 A - 2 in 8 out |  | INDOOR | [6 empty] | 1600.000 A | 19700101 |  |  | 6 | Pass | null
378407479 | TNB | DISTRIBUTION | WP PUTRAJAYA & CYBERJAYA | Existing |  |  | LVDB | LVDB 1600 A - 2 in 8 out |  | INDOOR | [6 empty] | 1600.000 A | 19700101 |  |  | 2 | Pass | null
378407575 | TNB | DISTRIBUTION | WP PUTRAJAYA & CYBERJAYA | Existing |  |  | LVDB | LVDB 1600 A - 2 in 8 out |  | INDOOR | [6 empty] | 1600.000 A | 19700101 |  |  | 6 | Pass | null
378407671 | TNB | DISTRIBUTION | WP PUTRAJAYA & CYBERJAYA | Existing |  |  | LVDB | LVDB 1600 A - 2 in 8 out |  | INDOOR | [6 empty] | 1600.000 A | 19700101 |  |  | 3 | Pass | null
378407765 | TNB | DISTRIBUTION | WP PUTRAJAYA & CYBERJAYA | Existing |  |  | LVDB | LVDB 1600 A - 2 in 8 out |  | INDOOR | [6 empty] | 1600.000 A | 19700101 |  |  | 5 | Pass | null
378407861 | TNB | DISTRIBUTION | WP PUTRAJAYA & CYBERJAYA | Existing |  |  | LVDB | LVDB 1600 A - 2 in 8 out |  | INDOOR | [6 empty] | 1600.000 A | 19700101 |  |  | 3 | Pass | null
378407957 | TNB | DISTRIBUTION | WP PUTRAJAYA & CYBERJAYA | Existing |  |  | LVDB | LVDB 1600 A - 2 in 8 out | PE 15.47 APARTMENT ALAM DESA (F1) | INDOOR | [6 empty] | 1600.000 A | 19700101 |  |  | 4 | Pass | null
378408053 | TNB | DISTRIBUTION | WP PUTRAJAYA & CYBERJAYA | Existing |  |  | LVDB | LVDB 1600 A - 2 in 8 out |  | INDOOR | [6 empty] | 1600.000 A | 19700101 |  |  | 1 | Pass | null
378408147 | TNB | DISTRIBUTION | WP PUTRAJAYA & CYBERJAYA | Existing |  |  | LVDB | LVDB 1600 A - 2 in 8 out |  | INDOOR | [6 empty] | 1600.000 A | 19700101 |  |  | 4 | Pass | null
378408243 | TNB | DISTRIBUTION | WP PUTRAJAYA & CYBERJAYA | Existing |  |  | LVDB | LVDB 1600 A - 2 in 8 out |  | INDOOR | [6 empty] | 1600.000 A | 19700101 |  |  | 2 | Pass | null
378408337 | TNB | DISTRIBUTION | WP PUTRAJAYA & CYBERJAYA | Existing |  |  | LVDB | LVDB 1600 A - 2 in 8 out |  | INDOOR | [6 empty] | 1600.000 A | 19700101 |  |  | 7 | Pass | null
378408433 | TNB | DISTRIBUTION | WP PUTRAJAYA & CYBERJAYA | Existing |  |  | LVDB | LVDB 1600 A - 2 in 8 out |  | INDOOR | [6 empty] | 1600.000 A | 19700101 |  |  | 4 | Pass | null
378408527 | TNB | DISTRIBUTION | WP PUTRAJAYA & CYBERJAYA | Existing |  |  | LVDB | LVDB 1600 A - 2 in 8 out |  | INDOOR | [6 empty] | 1600.000 A | 19700101 |  |  | 4 | Pass | null
378408623 | TNB | DISTRIBUTION | WP PUTRAJAYA & CYBERJAYA | Existing |  |  | LVDB | LVDB 1600 A - 2 in 8 out |  | INDOOR | [6 empty] | 1600.000 A | 19700101 |  |  | 1 | Pass | null
378408717 | TNB | DISTRIBUTION | WP PUTRAJAYA & CYBERJAYA | Existing |  |  | LVDB | LVDB 1600 A - 2 in 8 out |  | INDOOR | [6 empty] | 1600.000 A | 19700101 |  |  | 4 | Pass | null
378421643 | TNB | DISTRIBUTION | WP PUTRAJAYA & CYBERJAYA | Existing |  |  | LVDB | LVDB 1600 A - 2 in 8 out |  | INDOOR | [6 empty] | 1600.000 A | 19700101 |  |  | 2 | Pass | null
378421700 | TNB | DISTRIBUTION | WP PUTRAJAYA & CYBERJAYA | Existing |  |  | LVDB | LVDB 1600 A - 2 in 8 out |  | INDOOR | [6 empty] | 1600.000 A | 19700101 |  |  | 6 | Pass | null
378421993 | TNB | DISTRIBUTION | WP PUTRAJAYA & CYBERJAYA | Existing |  |  | LVDB | LVDB 1600 A - 2 in 8 out |  | INDOOR | [6 empty] | 1600.000 A | 19700101 |  |  | 4 | Pass | null
378422050 | TNB | DISTRIBUTION | WP PUTRAJAYA & CYBERJAYA | Existing |  |  | LVDB | LVDB 1600 A - 2 in 8 out |  | INDOOR | [6 empty] | 1600.000 A | 19700101 |  |  | 4 | Pass | null
378422618 | TNB | DISTRIBUTION | WP PUTRAJAYA & CYBERJAYA | Existing | VPTJ/PCE/J17091/ND1 | 310288768 | LVDB | LVDB 1600 A - 2 in 8 out | PE 17.09 SEK REN PRESINT 17 (F1) | INDOOR | [6 empty] | 1600.000 A | 19700101 |  |  | 4 | Pass | null
378422714 | TNB | DISTRIBUTION | WP PUTRAJAYA & CYBERJAYA | Existing | VPTJ/PCE/J17092/NDTX2 | 310288781 | LVDB | LVDB 1600 A - 2 in 8 out | PE 17.09 SEK REN PRESINT 17 (F2) | INDOOR | [6 empty] | 1600.000 A | 19700101 |  |  | 2 | Pass | null
378422865 | TNB | DISTRIBUTION | WP PUTRAJAYA & CYBERJAYA | Existing |  |  | LVDB | LVDB 1600 A - 2 in 10 out (CS) | PE 1.31 PADAT PER. PERDANA | [11 empty] | 2 | Pass | null
378422981 | TNB | DISTRIBUTION | WP PUTRAJAYA & CYBERJAYA | Existing |  |  | LVDB | LVDB 1600 A - 2 in 10 out (CS) |  | INDOOR | [6 empty] | 1600.000 A | 19700101 |  |  | 3 | Pass | null
378423113 | TNB | DISTRIBUTION | WP PUTRAJAYA & CYBERJAYA | Existing |  |  | LVDB | LVDB 1600 A - 2 in 8 out |  | INDOOR | [6 empty] | 1600.000 A | 19700101 |  |  | 2 | Pass | null
378423271 | TNB | DISTRIBUTION | WP PUTRAJAYA & CYBERJAYA | Existing |  |  | LVDB | LVDB 1600 A - 2 in 10 out (CS) | PE 1.59 WETLAND MANAGEMENT | [11 empty] | 0 | Pass | null
378423375 | TNB | DISTRIBUTION | WP PUTRAJAYA & CYBERJAYA | Existing |  |  | LVDB | LVDB 1600 A - 2 in 10 out (CS) |  | INDOOR | [6 empty] | 1600.000 A | 19700101 |  |  | 2 | Pass | null
378423587 | TNB | DISTRIBUTION | WP PUTRAJAYA & CYBERJAYA | Existing |  |  | LVDB | LVDB 1600 A - 2 in 10 out (CS) |  | INDOOR | [6 empty] | 1600.000 A | 19700101 |  |  | 2 | Pass | null
378423695 | TNB | DISTRIBUTION | WP PUTRAJAYA & CYBERJAYA | Existing |  |  | LVDB | LVDB 1600 A - 2 in 10 out (CS) |  | INDOOR | [6 empty] | 1600.000 A | 19700101 |  |  | 2 | Pass | null
378423803 | TNB | DISTRIBUTION | WP PUTRAJAYA & CYBERJAYA | Existing |  |  | LVDB | LVDB 1600 A - 2 in 8 out |  | INDOOR | [6 empty] | 1600.000 A | 19700101 |  |  | 5 | Pass | null
378423899 | TNB | DISTRIBUTION | WP PUTRAJAYA & CYBERJAYA | Existing |  |  | LVDB | LVDB 1600 A - 2 in 8 out |  | INDOOR | [6 empty] | 1600.000 A | 19700101 |  |  | 3 | Pass | null
378424094 | TNB | DISTRIBUTION | WP PUTRAJAYA & CYBERJAYA | Existing |  |  | LVDB | LVDB 1600 A - 2 in 8 out |  | INDOOR | [6 empty] | 1600.000 A | 19700101 |  |  | 2 | Pass | null
378424188 | TNB | DISTRIBUTION | WP PUTRAJAYA & CYBERJAYA | Existing |  |  | LVDB | LVDB 1600 A - 2 in 8 out |  | INDOOR | [6 empty] | 1600.000 A | 19700101 |  |  | 2 | Pass | null
378424299 | TNB | DISTRIBUTION | WP PUTRAJAYA & CYBERJAYA | Existing |  |  | LVDB | LVDB 1600 A - 2 in 8 out |  | INDOOR | [6 empty] | 1600.000 A | 19700101 |  |  | 5 | Pass | null
378424395 | TNB | DISTRIBUTION | WP PUTRAJAYA & CYBERJAYA | Existing |  |  | LVDB | LVDB 1600 A - 2 in 8 out |  | INDOOR | [6 empty] | 1600.000 A | 19700101 |  |  | 3 | Pass | null
378424555 | TNB | DISTRIBUTION | WP PUTRAJAYA & CYBERJAYA | Existing |  |  | LVDB | LVDB 1600 A - 2 in 8 out |  | INDOOR | [6 empty] | 1600.000 A | 19700101 |  |  | 6 | Pass | null
378424651 | TNB | DISTRIBUTION | WP PUTRAJAYA & CYBERJAYA | Existing |  |  | LVDB | LVDB 1600 A - 2 in 8 out |  | INDOOR | [6 empty] | 1600.000 A | 19700101 |  |  | 3 | Pass | null
378424786 | TNB | DISTRIBUTION | WP PUTRAJAYA & CYBERJAYA | Existing |  |  | LVDB | LVDB 1600 A - 2 in 8 out |  | INDOOR | [6 empty] | 1600.000 A | 19700101 |  |  | 7 | Pass | null
378424907 | TNB | DISTRIBUTION | WP PUTRAJAYA & CYBERJAYA | Existing |  |  | LVDB | LVDB 1600 A - 2 in 8 out |  | INDOOR | [6 empty] | 1600.000 A | 19700101 |  |  | 4 | Pass | null
378425052 | TNB | DISTRIBUTION | WP PUTRAJAYA & CYBERJAYA | Existing |  |  | LVDB | LVDB 1600 A - 2 in 8 out |  | INDOOR | [6 empty] | 1600.000 A | 19700101 |  |  | 1 | Pass | null
378425179 | TNB | DISTRIBUTION | WP PUTRAJAYA & CYBERJAYA | Existing | VPTJ/PCE/J01651/NDTX1 | 300520209 | LVDB | LVDB 1600 A - 2 in 8 out | PE 1.65 DATARAN PAHLAWAN F1 | INDOOR | [6 empty] | 1600.000 A | 19700101 |  |  | 7 | Pass | null
378425275 | TNB | DISTRIBUTION | WP PUTRAJAYA & CYBERJAYA | Existing |  |  | LVDB | LVDB 1600 A - 2 in 8 out | PE 1.65 DATARAN PAHLAWAN F2 | INDOOR | [6 empty] | 1600.000 A | 19700101 |  |  | 6 | Pass | null
378443194 | TNB | DISTRIBUTION | WP PUTRAJAYA & CYBERJAYA | Existing |  |  | LVDB | LVDB 1600 A - 2 in 8 out |  | INDOOR | [6 empty] | 1600.000 A | 19700101 |  |  | 3 | Pass | null
378443290 | TNB | DISTRIBUTION | WP PUTRAJAYA & CYBERJAYA | Existing |  |  | LVDB | LVDB 1600 A - 2 in 8 out |  | INDOOR | [6 empty] | 1600.000 A | 19700101 |  |  | 5 | Pass | null
378443386 | TNB | DISTRIBUTION | WP PUTRAJAYA & CYBERJAYA | Existing |  |  | LVDB | LVDB 1600 A - 2 in 8 out |  | INDOOR | [6 empty] | 1600.000 A | 19700101 |  |  | 1 | Pass | null
378449216 | TNB | DISTRIBUTION | WP PUTRAJAYA & CYBERJAYA | Existing |  |  | FEEDER PILLAR | FP 1600 A - 2 in 8 out |  |  | FP 5/3 | [9 empty] | 0 | Pass | null
378449274 | TNB | DISTRIBUTION | WP PUTRAJAYA & CYBERJAYA | Existing |  |  | FEEDER PILLAR | FP 1600 A - 2 in 8 out |  |  | FP 5/1 | [9 empty] | 0 | Pass | null
378449389 | TNB | DISTRIBUTION | WP PUTRAJAYA & CYBERJAYA | Existing |  |  | FEEDER PILLAR | FP 1600 A - 2 in 8 out |  |  | FP 5/2 | [9 empty] | 0 | Pass | null
378449504 | TNB | DISTRIBUTION | WP PUTRAJAYA & CYBERJAYA | Existing |  |  | FEEDER PILLAR | FP 1600 A - 2 in 8 out | [12 empty] | 0 | Pass | null
378449562 | TNB | DISTRIBUTION | WP PUTRAJAYA & CYBERJAYA | Existing |  |  | FEEDER PILLAR | FP 1600 A - 2 in 8 out | [12 empty] | 0 | Pass | null
378449620 | TNB | DISTRIBUTION | WP PUTRAJAYA & CYBERJAYA | Existing |  |  | FEEDER PILLAR | FP 1600 A - 2 in 8 out | [12 empty] | 0 | Pass | null
378449678 | TNB | DISTRIBUTION | WP PUTRAJAYA & CYBERJAYA | Existing |  |  | LVDB | LVDB 1600 A - 2 in 8 out | PE 5.06 PADAT S/L | [11 empty] | 3 | Pass | null
378449735 | TNB | DISTRIBUTION | WP PUTRAJAYA & CYBERJAYA | Existing |  |  | FEEDER PILLAR | FP 800 A - 2 in 5 out |  |  | FP 5/7 | [9 empty] | 0 | Pass | null
378449775 | TNB | DISTRIBUTION | WP PUTRAJAYA & CYBERJAYA | Existing |  |  | FEEDER PILLAR | FP 800 A - 2 in 5 out |  |  | FP 5/5 | [9 empty] | 0 | Pass | null
378449815 | TNB | DISTRIBUTION | WP PUTRAJAYA & CYBERJAYA | Existing |  |  | FEEDER PILLAR | FP 1600 A - 2 in 8 out |  |  | FP 5/6 | [9 empty] | 0 | Pass | null
378449873 | TNB | DISTRIBUTION | WP PUTRAJAYA & CYBERJAYA | Existing |  |  | FEEDER PILLAR | FP 1600 A - 2 in 8 out |  |  | FP 5/6 | [9 empty] | 0 | Pass | null
378449931 | TNB | DISTRIBUTION | WP PUTRAJAYA & CYBERJAYA | Existing |  |  | LVDB | LVDB 1600 A - 2 in 8 out | PE 5.04 PADAT S/L | [11 empty] | 4 | Pass | null
378464202 | TNB | DISTRIBUTION | WP PUTRAJAYA & CYBERJAYA | Existing |  |  | LVDB | LVDB 1600 A - 2 in 8 out |  | INDOOR | [6 empty] | 1600.000 A | 19700101 |  |  | 3 | Pass | null
378464298 | TNB | DISTRIBUTION | WP PUTRAJAYA & CYBERJAYA | Existing |  |  | LVDB | LVDB 1600 A - 2 in 8 out |  | INDOOR | [6 empty] | 1600.000 A | 19700101 |  |  | 1 | Pass | null
378464392 | TNB | DISTRIBUTION | WP PUTRAJAYA & CYBERJAYA | Existing |  |  | LVDB | LVDB 1600 A - 2 in 8 out |  | INDOOR | [6 empty] | 1600.000 A | 19700101 |  |  | 3 | Pass | null
378464486 | TNB | DISTRIBUTION | WP PUTRAJAYA & CYBERJAYA | Existing |  |  | LVDB | LVDB 1600 A - 2 in 8 out |  | INDOOR | [6 empty] | 1600.000 A | 19700101 |  |  | 2 | Pass | null
378494692 | TNB | DISTRIBUTION | WP PUTRAJAYA & CYBERJAYA | Existing |  |  | LVDB | LVDB 1600 A - 2 in 8 out |  | INDOOR | [6 empty] | 1600.000 A | 19700101 |  |  | 3 | Pass | null
378495856 | TNB | DISTRIBUTION | WP PUTRAJAYA & CYBERJAYA | Existing | VPTJ/PCE/J08361/NDTX1 | 310303859 | LVDB | LVDB 1600 A - 2 in 8 out | PE 8.36 | INDOOR | [6 empty] | 1600.000 A | 19700101 |  |  | 2 | Pass | null
378496326 | TNB | DISTRIBUTION | WP PUTRAJAYA & CYBERJAYA | Existing |  |  | LVDB | LVDB 1600 A - 2 in 8 out | PE 8.32 TERES 8-4H (F1) | INDOOR | [6 empty] | 1600.000 A | 19700101 |  |  | 5 | Pass | null
378496420 | TNB | DISTRIBUTION | WP PUTRAJAYA & CYBERJAYA | Existing |  |  | LVDB | LVDB 1600 A - 2 in 8 out |  | INDOOR | [6 empty] | 1600.000 A | 19700101 |  |  | 2 | Pass | null
378496514 | TNB | DISTRIBUTION | WP PUTRAJAYA & CYBERJAYA | Existing |  |  | LVDB | LVDB 1600 A - 2 in 10 out (CS) |  | INDOOR | [6 empty] | 1600.000 A | 19700101 |  |  | 1 | Pass | null
378496632 | TNB | DISTRIBUTION | WP PUTRAJAYA & CYBERJAYA | Existing |  |  | LVDB | LVDB 1600 A - 2 in 8 out | PE 8.32 TERES 8-4H (F2) | INDOOR | [6 empty] | 1600.000 A | 19700101 |  |  | 4 | Pass | null
378524876 | TNB | DISTRIBUTION | WP PUTRAJAYA & CYBERJAYA | Existing |  |  | LVDB | LVDB 1600 A - 2 in 8 out |  | INDOOR | [6 empty] | 1600.000 A | 19700101 |  |  | 0 | Pass | null
378524933 | TNB | DISTRIBUTION | WP PUTRAJAYA & CYBERJAYA | Existing |  |  | LVDB | LVDB 1600 A - 2 in 8 out |  | INDOOR | [6 empty] | 1600.000 A | 19700101 |  |  | 0 | Pass | null
378525027 | TNB | DISTRIBUTION | WP PUTRAJAYA & CYBERJAYA | Existing | VCBJ/PCE/J24121/NDTX1 | 310338847 | LVDB | LVDB 1600 A - 2 in 10 out (CS) | PE 24.12 | INDOOR | [6 empty] | 1600.000 A | 19700101 |  |  | 0 | Pass | null
378525255 | TNB | DISTRIBUTION | WP PUTRAJAYA & CYBERJAYA | Existing | VCBJ/PCE/J24131/ND2 | 310390826 | LVDB | LVDB 1600 A - 2 in 8 out | PE 24.13 | INDOOR | [6 empty] | 1600.000 A | 19700101 |  |  | 0 | Pass | null
378525312 | TNB | DISTRIBUTION | WP PUTRAJAYA & CYBERJAYA | Existing | VCBJ/PCE/J24131/ND1 | 310338851 | LVDB | LVDB 1600 A - 2 in 8 out | PE 24.13 | INDOOR | [6 empty] | 1600.000 A | 19700101 |  |  | 0 | Pass | null
378525406 | TNB | DISTRIBUTION | WP PUTRAJAYA & CYBERJAYA | Existing |  |  | LVDB | LVDB 1600 A - 2 in 8 out | PE 24.05 SYMPHONY HILLS 3 | INDOOR | [6 empty] | 1600.000 A | 19700101 |  |  | 2 | Pass | null
378525500 | TNB | DISTRIBUTION | WP PUTRAJAYA & CYBERJAYA | Existing | VCBJ/PCE/J24161/NDTX1 | 310317894 | LVDB | LVDB 1600 A - 2 in 8 out | PE 24.16 | INDOOR | [6 empty] | 1600.000 A | 19700101 |  |  | 1 | Pass | null
378525603 | TNB | DISTRIBUTION | WP PUTRAJAYA & CYBERJAYA | Existing |  |  | LVDB | LVDB 1600 A - 2 in 8 out |  | INDOOR | [6 empty] | 1600.000 A | 19700101 |  |  | 2 | Pass | null
378525722 | TNB | DISTRIBUTION | WP PUTRAJAYA & CYBERJAYA | Existing |  |  | LVDB | LVDB 1600 A - 2 in 8 out |  | INDOOR | [6 empty] | 1600.000 A | 19700101 |  |  | 2 | Pass | null
378525907 | TNB | DISTRIBUTION | WP PUTRAJAYA & CYBERJAYA | Existing |  |  | LVDB | LVDB 1600 A - 2 in 8 out | PE 24.06 SYMPHONY HILLS 1 | INDOOR | [6 empty] | 1600.000 A | 19700101 |  |  | 4 | Pass | null
378526128 | TNB | DISTRIBUTION | WP PUTRAJAYA & CYBERJAYA | Existing | VCBJ/PCE/J24211/NDTX1 | 310338855 | LVDB | LVDB 1600 A - 2 in 8 out | PE 24.21 | INDOOR | [6 empty] | 1600.000 A | 19700101 |  |  | 2 | Pass | null
378526969 | TNB | DISTRIBUTION | WP PUTRAJAYA & CYBERJAYA | Existing |  |  | LVDB | LVDB 1600 A - 2 in 8 out |  | INDOOR | [6 empty] | 1600.000 A | 19700101 |  |  | 3 | Pass | null
378527136 | TNB | DISTRIBUTION | WP PUTRAJAYA & CYBERJAYA | Existing |  |  | LVDB | LVDB 1600 A - 2 in 8 out |  | INDOOR | [6 empty] | 1600.000 A | 19700101 |  |  | 3 | Pass | null
378527533 | TNB | DISTRIBUTION | WP PUTRAJAYA & CYBERJAYA | Existing |  |  | LVDB | LVDB 1600 A - 2 in 8 out |  | INDOOR | [6 empty] | 1600.000 A | 19700101 |  |  | 4 | Pass | null
378527906 | TNB | DISTRIBUTION | WP PUTRAJAYA & CYBERJAYA | Existing |  |  | LVDB | LVDB 1600 A - 2 in 8 out |  | INDOOR | [6 empty] | 1600.000 A | 19700101 |  |  | 2 | Pass | null
378528814 | TNB | DISTRIBUTION | WP PUTRAJAYA & CYBERJAYA | Existing |  |  | LVDB | LVDB 1600 A - 2 in 8 out |  | INDOOR | [6 empty] | 1600.000 A | 19700101 |  |  | 7 | Pass | null
378528910 | TNB | DISTRIBUTION | WP PUTRAJAYA & CYBERJAYA | Existing |  |  | LVDB | LVDB 1600 A - 2 in 8 out |  | INDOOR | [6 empty] | 1600.000 A | 19700101 |  |  | 3 | Pass | null
378533606 | TNB | DISTRIBUTION | WP PUTRAJAYA & CYBERJAYA | Existing |  |  | FEEDER PILLAR | FP 1600 A - 2 in 8 out |  |  | FP E111A BLOK 2L | [9 empty] | 0 | Pass | null
378533722 | TNB | DISTRIBUTION | WP PUTRAJAYA & CYBERJAYA | Existing |  |  | FEEDER PILLAR | FP 1600 A - 2 in 8 out |  |  | E97 BLOK K | [9 empty] | 0 | Pass | null
378533780 | TNB | DISTRIBUTION | WP PUTRAJAYA & CYBERJAYA | Existing |  |  | FEEDER PILLAR | FP 800 A - 2 in 5 out | [12 empty] | 0 | Pass | null
378533820 | TNB | DISTRIBUTION | WP PUTRAJAYA & CYBERJAYA | Existing |  |  | FEEDER PILLAR | FP 800 A - 2 in 5 out |  |  | E73A | [9 empty] | 0 | Pass | null
378533860 | TNB | DISTRIBUTION | WP PUTRAJAYA & CYBERJAYA | Existing |  |  | FEEDER PILLAR | FP 800 A - 2 in 5 out |  |  | E63A-A | [9 empty] | 0 | Pass | null
378533900 | TNB | DISTRIBUTION | WP PUTRAJAYA & CYBERJAYA | Existing |  |  | FEEDER PILLAR | FP 800 A - 2 in 5 out |  |  | DB/2H | [9 empty] | 0 | Pass | null
378534216 | TNB | DISTRIBUTION | WP PUTRAJAYA & CYBERJAYA | Existing |  |  | FEEDER PILLAR | FP 1600 A - 2 in 8 out | [12 empty] | 0 | Pass | null
378534390 | TNB | DISTRIBUTION | WP PUTRAJAYA & CYBERJAYA | Existing |  |  | FEEDER PILLAR | FP 1600 A - 2 in 8 out | [12 empty] | 0 | Pass | null
378534622 | TNB | DISTRIBUTION | WP PUTRAJAYA & CYBERJAYA | Existing |  |  | FEEDER PILLAR | FP 800 A - 2 in 5 out |  |  | E87 | [9 empty] | 0 | Pass | null
378559048 | TNB | DISTRIBUTION | WP PUTRAJAYA & CYBERJAYA | Existing |  |  | LVDB | LVDB 1600 A - 2 in 8 out |  | INDOOR | [6 empty] | 1600.000 A | 19700101 |  |  | 5 | Pass | null
378559144 | TNB | DISTRIBUTION | WP PUTRAJAYA & CYBERJAYA | Existing |  |  | LVDB | LVDB 1600 A - 2 in 8 out |  | INDOOR | [6 empty] | 1600.000 A | 19700101 |  |  | 2 | Pass | null
378563371 | TNB | DISTRIBUTION | WP PUTRAJAYA & CYBERJAYA | Existing |  |  | MINI FEEDER PILLAR | MINI FP 400 A - 2 in 6 out |  | OUTDOOR | FP 2 |  |  |  | RMBT | [5 empty] | 0 | Pass | null
378563456 | TNB | DISTRIBUTION | WP PUTRAJAYA & CYBERJAYA | Existing |  |  | MINI FEEDER PILLAR | MINI FP 400 A - 2 in 6 out |  | OUTDOOR | FP 1 |  |  |  | RMBT | [5 empty] | 0 | Pass | null
378563502 | TNB | DISTRIBUTION | WP PUTRAJAYA & CYBERJAYA | Existing |  |  | MINI FEEDER PILLAR | MINI FP 400 A - 2 in 6 out |  | OUTDOOR | FP 20 |  |  |  | RMBT | [5 empty] | 0 | Pass | null
378563548 | TNB | DISTRIBUTION | WP PUTRAJAYA & CYBERJAYA | Existing |  |  | MINI FEEDER PILLAR | MINI FP 400 A - 2 in 6 out |  | OUTDOOR | FP 19 |  |  |  | RMBT | [5 empty] | 0 | Pass | null
378563598 | TNB | DISTRIBUTION | WP PUTRAJAYA & CYBERJAYA | Existing |  |  | MINI FEEDER PILLAR | MINI FP 400 A - 2 in 6 out |  | OUTDOOR | FP 34 |  |  |  | RMBT | [5 empty] | 0 | Pass | null
378563644 | TNB | DISTRIBUTION | WP PUTRAJAYA & CYBERJAYA | Existing |  |  | MINI FEEDER PILLAR | MINI FP 400 A - 2 in 6 out |  | OUTDOOR | FP 40 |  |  |  | RMBT | [5 empty] | 0 | Pass | null
378563690 | TNB | DISTRIBUTION | WP PUTRAJAYA & CYBERJAYA | Existing |  |  | MINI FEEDER PILLAR | MINI FP 400 A - 2 in 6 out |  | OUTDOOR | FP 18 |  |  |  | RMBT | [5 empty] | 0 | Pass | null
378563736 | TNB | DISTRIBUTION | WP PUTRAJAYA & CYBERJAYA | Existing |  |  | MINI FEEDER PILLAR | MINI FP 400 A - 2 in 6 out |  | OUTDOOR | FP 17 |  |  |  | RMBT | [5 empty] | 0 | Pass | null
378563782 | TNB | DISTRIBUTION | WP PUTRAJAYA & CYBERJAYA | Existing |  |  | MINI FEEDER PILLAR | MINI FP 400 A - 2 in 6 out |  | OUTDOOR | FP 16 |  |  |  | RMBT | [5 empty] | 0 | Pass | null
378563828 | TNB | DISTRIBUTION | WP PUTRAJAYA & CYBERJAYA | Existing |  |  | MINI FEEDER PILLAR | MINI FP 400 A - 2 in 6 out |  | OUTDOOR | FP 15 |  |  |  | RMBT | [5 empty] | 0 | Pass | null
378563874 | TNB | DISTRIBUTION | WP PUTRAJAYA & CYBERJAYA | Existing |  |  | MINI FEEDER PILLAR | MINI FP 400 A - 2 in 6 out |  | OUTDOOR | FP 1 |  |  |  | RMBT | [5 empty] | 0 | Pass | null
378563932 | TNB | DISTRIBUTION | WP PUTRAJAYA & CYBERJAYA | Existing |  |  | MINI FEEDER PILLAR | MINI FP 400 A - 2 in 6 out |  | OUTDOOR | FP 123 |  |  |  | RMBT | [5 empty] | 0 | Pass | null
378563978 | TNB | DISTRIBUTION | WP PUTRAJAYA & CYBERJAYA | Existing |  |  | MINI FEEDER PILLAR | MINI FP 400 A - 2 in 6 out |  | OUTDOOR | FP 121 |  |  |  | RMBT | [5 empty] | 0 | Pass | null
378564024 | TNB | DISTRIBUTION | WP PUTRAJAYA & CYBERJAYA | Existing |  |  | MINI FEEDER PILLAR | MINI FP 400 A - 2 in 6 out |  | OUTDOOR | FP 144 |  |  |  | RMBT | [5 empty] | 0 | Pass | null
378564070 | TNB | DISTRIBUTION | WP PUTRAJAYA & CYBERJAYA | Existing |  |  | MINI FEEDER PILLAR | MINI FP 400 A - 2 in 6 out |  | OUTDOOR | FP 142 |  |  |  | RMBT | [5 empty] | 0 | Pass | null
378564116 | TNB | DISTRIBUTION | WP PUTRAJAYA & CYBERJAYA | Existing |  |  | MINI FEEDER PILLAR | MINI FP 400 A - 2 in 6 out |  | OUTDOOR | FP 111 |  |  |  | RMBT | [5 empty] | 0 | Pass | null
378564117 | TNB | DISTRIBUTION | WP PUTRAJAYA & CYBERJAYA | Existing |  |  | MINI FEEDER PILLAR | MINI FP 400 A - 2 in 6 out |  | OUTDOOR | FP 128 |  |  |  | RMBT | [5 empty] | 0 | Pass | null
378564118 | TNB | DISTRIBUTION | WP PUTRAJAYA & CYBERJAYA | Existing |  |  | MINI FEEDER PILLAR | MINI FP 400 A - 2 in 6 out |  | OUTDOOR | FP 126 |  |  |  | RMBT | [5 empty] | 0 | Pass | null
378564119 | TNB | DISTRIBUTION | WP PUTRAJAYA & CYBERJAYA | Existing |  |  | MINI FEEDER PILLAR | MINI FP 400 A - 2 in 6 out |  | OUTDOOR | FP 99 |  |  |  | RMBT | [5 empty] | 0 | Pass | null
378564165 | TNB | DISTRIBUTION | WP PUTRAJAYA & CYBERJAYA | Existing |  |  | MINI FEEDER PILLAR | MINI FP 400 A - 2 in 6 out |  | OUTDOOR | FP 52 |  |  |  | RMBT | [5 empty] | 0 | Pass | null
378564211 | TNB | DISTRIBUTION | WP PUTRAJAYA & CYBERJAYA | Existing |  |  | MINI FEEDER PILLAR | MINI FP 400 A - 2 in 6 out |  | OUTDOOR | FP 64 |  |  |  | RMBT | [5 empty] | 0 | Pass | null
378564257 | TNB | DISTRIBUTION | WP PUTRAJAYA & CYBERJAYA | Existing |  |  | MINI FEEDER PILLAR | MINI FP 400 A - 2 in 6 out |  | OUTDOOR | FP 21 |  |  |  | RMBT | [5 empty] | 0 | Pass | null
378564303 | TNB | DISTRIBUTION | WP PUTRAJAYA & CYBERJAYA | Existing |  |  | MINI FEEDER PILLAR | MINI FP 400 A - 2 in 6 out |  | OUTDOOR | FP 80 |  |  |  | RMBT | [5 empty] | 0 | Pass | null
378564304 | TNB | DISTRIBUTION | WP PUTRAJAYA & CYBERJAYA | Existing |  |  | MINI FEEDER PILLAR | MINI FP 400 A - 2 in 6 out |  | OUTDOOR | FP 78 |  |  |  | RMBT | [5 empty] | 0 | Pass | null
378564305 | TNB | DISTRIBUTION | WP PUTRAJAYA & CYBERJAYA | Existing |  |  | MINI FEEDER PILLAR | MINI FP 400 A - 2 in 6 out |  | OUTDOOR | FP 35 |  |  |  | RMBT | [5 empty] | 0 | Pass | null
378564306 | TNB | DISTRIBUTION | WP PUTRAJAYA & CYBERJAYA | Existing |  |  | MINI FEEDER PILLAR | MINI FP 400 A - 2 in 6 out |  | OUTDOOR | FP 37 |  |  |  | RMBT | [5 empty] | 0 | Pass | null
378564487 | TNB | DISTRIBUTION | WP PUTRAJAYA & CYBERJAYA | Existing |  |  | MINI FEEDER PILLAR | MINI FP 400 A - 2 in 6 out |  | OUTDOOR | FP 47 |  |  |  | RMBT | [5 empty] | 0 | Pass | null
378564533 | TNB | DISTRIBUTION | WP PUTRAJAYA & CYBERJAYA | Existing |  |  | MINI FEEDER PILLAR | MINI FP 400 A - 2 in 6 out |  | OUTDOOR | FP 94 |  |  |  | RMBT | [5 empty] | 0 | Pass | null
378564579 | TNB | DISTRIBUTION | WP PUTRAJAYA & CYBERJAYA | Existing |  |  | MINI FEEDER PILLAR | MINI FP 400 A - 2 in 6 out |  | OUTDOOR | FP 67 |  |  |  | RMBT | [5 empty] | 0 | Pass | null
378564625 | TNB | DISTRIBUTION | WP PUTRAJAYA & CYBERJAYA | Existing |  |  | MINI FEEDER PILLAR | MINI FP 400 A - 2 in 6 out |  | OUTDOOR | FP 69 |  |  |  | RMBT | [5 empty] | 0 | Pass | null
378564671 | TNB | DISTRIBUTION | WP PUTRAJAYA & CYBERJAYA | Existing |  |  | MINI FEEDER PILLAR | MINI FP 400 A - 2 in 6 out |  | OUTDOOR | FP 96 |  |  |  | RMBT | [5 empty] | 0 | Pass | null
378564852 | TNB | DISTRIBUTION | WP PUTRAJAYA & CYBERJAYA | Existing |  |  | MINI FEEDER PILLAR | MINI FP 400 A - 2 in 6 out |  | OUTDOOR | FP 83 |  |  |  | RMBT | [5 empty] | 0 | Pass | null
378564898 | TNB | DISTRIBUTION | WP PUTRAJAYA & CYBERJAYA | Existing |  |  | MINI FEEDER PILLAR | MINI FP 400 A - 2 in 6 out |  | OUTDOOR | FP 110 |  |  |  | RMBT | [5 empty] | 0 | Pass | null
378564944 | TNB | DISTRIBUTION | WP PUTRAJAYA & CYBERJAYA | Existing |  |  | MINI FEEDER PILLAR | MINI FP 400 A - 2 in 6 out |  | OUTDOOR | FP 112 |  |  |  | RMBT | [5 empty] | 0 | Pass | null
378564990 | TNB | DISTRIBUTION | WP PUTRAJAYA & CYBERJAYA | Existing |  |  | MINI FEEDER PILLAR | MINI FP 400 A - 2 in 6 out |  | OUTDOOR | FP 88 |  |  |  | RMBT | [5 empty] | 0 | Pass | null
378565036 | TNB | DISTRIBUTION | WP PUTRAJAYA & CYBERJAYA | Existing |  |  | FEEDER PILLAR | FP 800 A - 2 in 5 out |  | OUTDOOR | FP 1 |  |  |  | Unknown | [5 empty] | 0 | Pass | null
378565076 | TNB | DISTRIBUTION | WP PUTRAJAYA & CYBERJAYA | Existing |  |  | FEEDER PILLAR | FP 800 A - 2 in 5 out |  | OUTDOOR | FP 2 |  |  |  | Unknown | [5 empty] | 0 | Pass | null
378565195 | TNB | DISTRIBUTION | WP PUTRAJAYA & CYBERJAYA | Existing |  |  | FEEDER PILLAR | FP 1600 A - 2 in 8 out |  | OUTDOOR | FP 3 |  |  |  | Unknown | [5 empty] | 0 | Pass | null
378565257 | TNB | DISTRIBUTION | WP PUTRAJAYA & CYBERJAYA | Existing |  |  | FEEDER PILLAR | FP 1600 A - 2 in 8 out |  | OUTDOOR | FP 2 |  |  |  | Unknown | [5 empty] | 0 | Pass | null
378565315 | TNB | DISTRIBUTION | WP PUTRAJAYA & CYBERJAYA | Existing |  |  | MINI FEEDER PILLAR | MINI FP 400 A - 2 in 6 out |  | OUTDOOR | FP 1 |  |  |  | Unknown | [5 empty] | 0 | Pass | null
378565419 | TNB | DISTRIBUTION | WP PUTRAJAYA & CYBERJAYA | Existing |  |  | FEEDER PILLAR | FP 1600 A - 2 in 8 out |  | OUTDOOR | FP 5 |  |  |  | Unknown | [5 empty] | 0 | Pass | null
378565477 | TNB | DISTRIBUTION | WP PUTRAJAYA & CYBERJAYA | Existing |  |  | FEEDER PILLAR | FP 1600 A - 2 in 8 out |  | OUTDOOR | FP 6 | [9 empty] | 0 | Pass | null
378565535 | TNB | DISTRIBUTION | WP PUTRAJAYA & CYBERJAYA | Existing |  |  | MINI FEEDER PILLAR | MINI FP 400 A - 2 in 6 out |  | OUTDOOR | LVMC 73 |  |  |  | RMBT | [5 empty] | 0 | Pass | null
378565581 | TNB | DISTRIBUTION | WP PUTRAJAYA & CYBERJAYA | Existing |  |  | MINI FEEDER PILLAR | MINI FP 400 A - 2 in 6 out |  | OUTDOOR | LVMC 89 |  |  |  | RMBT | [5 empty] | 0 | Pass | null
378565627 | TNB | DISTRIBUTION | WP PUTRAJAYA & CYBERJAYA | Existing |  |  | MINI FEEDER PILLAR | MINI FP 400 A - 2 in 6 out |  | OUTDOOR | LVMC 91 |  |  |  | RMBT | [5 empty] | 0 | Pass | null
378565673 | TNB | DISTRIBUTION | WP PUTRAJAYA & CYBERJAYA | Existing |  |  | MINI FEEDER PILLAR | MINI FP 400 A - 2 in 6 out |  | OUTDOOR | LVMC 10 |  |  |  | RMBT | [5 empty] | 0 | Pass | null
378565719 | TNB | DISTRIBUTION | WP PUTRAJAYA & CYBERJAYA | Existing |  |  | MINI FEEDER PILLAR | MINI FP 400 A - 2 in 6 out |  | OUTDOOR | LVMC 6 |  |  |  | RMBT | [5 empty] | 0 | Pass | null
378565765 | TNB | DISTRIBUTION | WP PUTRAJAYA & CYBERJAYA | Existing |  |  | MINI FEEDER PILLAR | MINI FP 400 A - 2 in 6 out |  | OUTDOOR | LVMC 21 |  |  |  | RMBT | [5 empty] | 0 | Pass | null
378565811 | TNB | DISTRIBUTION | WP PUTRAJAYA & CYBERJAYA | Existing |  |  | MINI FEEDER PILLAR | MINI FP 400 A - 2 in 6 out |  | OUTDOOR | LVMC 13 |  |  |  | RMBT | [5 empty] | 0 | Pass | null
378565857 | TNB | DISTRIBUTION | WP PUTRAJAYA & CYBERJAYA | Existing |  |  | MINI FEEDER PILLAR | MINI FP 400 A - 2 in 6 out |  | OUTDOOR | LVMC 1 |  |  |  | RMBT | [5 empty] | 0 | Pass | null
378565903 | TNB | DISTRIBUTION | WP PUTRAJAYA & CYBERJAYA | Existing |  |  | MINI FEEDER PILLAR | MINI FP 400 A - 2 in 6 out |  | OUTDOOR | LVMC 9 |  |  |  | RMBT | [5 empty] | 0 | Pass | null
378565949 | TNB | DISTRIBUTION | WP PUTRAJAYA & CYBERJAYA | Existing |  |  | MINI FEEDER PILLAR | MINI FP 400 A - 2 in 6 out |  | OUTDOOR | LVMC 22 |  |  |  | RMBT | [5 empty] | 0 | Pass | null
378565995 | TNB | DISTRIBUTION | WP PUTRAJAYA & CYBERJAYA | Existing |  |  | MINI FEEDER PILLAR | MINI FP 400 A - 2 in 6 out |  | OUTDOOR | LVMC 14 |  |  |  | RMBT | [5 empty] | 0 | Pass | null
378566041 | TNB | DISTRIBUTION | WP PUTRAJAYA & CYBERJAYA | Existing |  |  | MINI FEEDER PILLAR | MINI FP 400 A - 2 in 6 out |  | OUTDOOR | LVMC 58 |  |  |  | RMBT | [5 empty] | 0 | Pass | null
378566087 | TNB | DISTRIBUTION | WP PUTRAJAYA & CYBERJAYA | Existing |  |  | MINI FEEDER PILLAR | MINI FP 400 A - 2 in 6 out |  | OUTDOOR | LVMC 54 |  |  |  | RMBT | [5 empty] | 0 | Pass | null
378566133 | TNB | DISTRIBUTION | WP PUTRAJAYA & CYBERJAYA | Existing |  |  | MINI FEEDER PILLAR | MINI FP 400 A - 2 in 6 out |  | OUTDOOR | LVMC 42 |  |  |  | RMBT | [5 empty] | 0 | Pass | null
378566179 | TNB | DISTRIBUTION | WP PUTRAJAYA & CYBERJAYA | Existing |  |  | MINI FEEDER PILLAR | MINI FP 400 A - 2 in 6 out |  | OUTDOOR | LVMC 38 |  |  |  | RMBT | [5 empty] | 0 | Pass | null
378566225 | TNB | DISTRIBUTION | WP PUTRAJAYA & CYBERJAYA | Existing |  |  | MINI FEEDER PILLAR | MINI FP 400 A - 2 in 6 out |  | OUTDOOR | LVMC 26 |  |  |  | RMBT | [5 empty] | 0 | Pass | null
378566271 | TNB | DISTRIBUTION | WP PUTRAJAYA & CYBERJAYA | Existing |  |  | MINI FEEDER PILLAR | MINI FP 400 A - 2 in 6 out |  | OUTDOOR | LVMC 22 |  |  |  | RMBT | [5 empty] | 0 | Pass | null
378566317 | TNB | DISTRIBUTION | WP PUTRAJAYA & CYBERJAYA | Existing |  |  | MINI FEEDER PILLAR | MINI FP 400 A - 2 in 6 out |  | OUTDOOR | LVMC 10 |  |  |  | RMBT | [5 empty] | 0 | Pass | null
378566363 | TNB | DISTRIBUTION | WP PUTRAJAYA & CYBERJAYA | Existing |  |  | MINI FEEDER PILLAR | MINI FP 400 A - 2 in 6 out |  | OUTDOOR | LVMC 2 |  |  |  | RMBT | [5 empty] | 0 | Pass | null
378566409 | TNB | DISTRIBUTION | WP PUTRAJAYA & CYBERJAYA | Existing |  |  | MINI FEEDER PILLAR | MINI FP 400 A - 2 in 6 out |  | OUTDOOR | LVMC 29 |  |  |  | RMBT | [5 empty] | 0 | Pass | null
378566455 | TNB | DISTRIBUTION | WP PUTRAJAYA & CYBERJAYA | Existing |  |  | MINI FEEDER PILLAR | MINI FP 400 A - 2 in 6 out |  | OUTDOOR | LVMC 1 |  |  |  | RMBT | [5 empty] | 0 | Pass | null
378566501 | TNB | DISTRIBUTION | WP PUTRAJAYA & CYBERJAYA | Existing |  |  | MINI FEEDER PILLAR | MINI FP 400 A - 2 in 6 out |  | OUTDOOR | LVMC 45 |  |  |  | RMBT | [5 empty] | 0 | Pass | null
378566547 | TNB | DISTRIBUTION | WP PUTRAJAYA & CYBERJAYA | Existing |  |  | MINI FEEDER PILLAR | MINI FP 400 A - 2 in 6 out |  | OUTDOOR | LVMC 62 |  |  |  | RMBT | [5 empty] | 0 | Pass | null
378566593 | TNB | DISTRIBUTION | WP PUTRAJAYA & CYBERJAYA | Existing |  |  | MINI FEEDER PILLAR | MINI FP 400 A - 2 in 6 out |  | OUTDOOR | LVMC 2 |  |  |  | RMBT | [5 empty] | 0 | Pass | null
378566639 | TNB | DISTRIBUTION | WP PUTRAJAYA & CYBERJAYA | Existing |  |  | MINI FEEDER PILLAR | MINI FP 400 A - 2 in 6 out |  | OUTDOOR | LVMC 2 |  |  |  | RMBT | [5 empty] | 0 | Pass | null
378566685 | TNB | DISTRIBUTION | WP PUTRAJAYA & CYBERJAYA | Existing |  |  | MINI FEEDER PILLAR | MINI FP 400 A - 2 in 6 out |  | OUTDOOR | LVMC 10 |  |  |  | RMBT | [5 empty] | 0 | Pass | null
378566731 | TNB | DISTRIBUTION | WP PUTRAJAYA & CYBERJAYA | Existing |  |  | MINI FEEDER PILLAR | MINI FP 400 A - 2 in 6 out |  | OUTDOOR | LVMC 15 |  |  |  | RMBT | [5 empty] | 0 | Pass | null
378566777 | TNB | DISTRIBUTION | WP PUTRAJAYA & CYBERJAYA | Existing |  |  | MINI FEEDER PILLAR | MINI FP 400 A - 2 in 6 out |  | OUTDOOR | LVMC 1 |  |  |  | RMBT | [5 empty] | 0 | Pass | null
378566823 | TNB | DISTRIBUTION | WP PUTRAJAYA & CYBERJAYA | Existing |  |  | MINI FEEDER PILLAR | MINI FP 400 A - 2 in 6 out |  | OUTDOOR | LVMC 18 |  |  |  | RMBT | [5 empty] | 0 | Pass | null
378566869 | TNB | DISTRIBUTION | WP PUTRAJAYA & CYBERJAYA | Existing |  |  | MINI FEEDER PILLAR | MINI FP 400 A - 2 in 6 out |  | OUTDOOR | LVMC 9 |  |  |  | RMBT | [5 empty] | 0 | Pass | null
378566915 | TNB | DISTRIBUTION | WP PUTRAJAYA & CYBERJAYA | Existing |  |  | MINI FEEDER PILLAR | MINI FP 400 A - 2 in 6 out |  | OUTDOOR | LVMC 7 |  |  |  | RMBT | [5 empty] | 0 | Pass | null
378566961 | TNB | DISTRIBUTION | WP PUTRAJAYA & CYBERJAYA | Existing |  |  | MINI FEEDER PILLAR | MINI FP 400 A - 2 in 6 out |  | OUTDOOR | LVMC 16 |  |  |  | RMBT | [5 empty] | 0 | Pass | null
378567007 | TNB | DISTRIBUTION | WP PUTRAJAYA & CYBERJAYA | Existing |  |  | MINI FEEDER PILLAR | MINI FP 400 A - 2 in 6 out |  | OUTDOOR | LVMC 19 |  |  |  | RMBT | [5 empty] | 0 | Pass | null
378567053 | TNB | DISTRIBUTION | WP PUTRAJAYA & CYBERJAYA | Existing |  |  | MINI FEEDER PILLAR | MINI FP 400 A - 2 in 6 out |  | OUTDOOR | LVMC 22 |  |  |  | RMBT | [5 empty] | 0 | Pass | null
378567099 | TNB | DISTRIBUTION | WP PUTRAJAYA & CYBERJAYA | Existing |  |  | MINI FEEDER PILLAR | MINI FP 400 A - 2 in 6 out |  | OUTDOOR | LVMC 24 |  |  |  | RMBT | [5 empty] | 0 | Pass | null
378567145 | TNB | DISTRIBUTION | WP PUTRAJAYA & CYBERJAYA | Existing |  |  | MINI FEEDER PILLAR | MINI FP 400 A - 2 in 6 out |  | OUTDOOR | LVMC 21 |  |  |  | RMBT | [5 empty] | 0 | Pass | null
378567191 | TNB | DISTRIBUTION | WP PUTRAJAYA & CYBERJAYA | Existing |  |  | FEEDER PILLAR | FP 800 A - 2 in 5 out |  | OUTDOOR | FP 8 |  |  |  | Unknown | [5 empty] | 0 | Pass | null
378567192 | TNB | DISTRIBUTION | WP PUTRAJAYA & CYBERJAYA | Existing |  |  | MINI FEEDER PILLAR | MINI FP 400 A - 2 in 6 out |  | OUTDOOR | LVMC 7 |  |  |  | RMBT | [5 empty] | 0 | Pass | null
378567193 | TNB | DISTRIBUTION | WP PUTRAJAYA & CYBERJAYA | Existing |  |  | MINI FEEDER PILLAR | MINI FP 400 A - 2 in 6 out |  | OUTDOOR | LVMC 6 |  |  |  | RMBT | [5 empty] | 0 | Pass | null
378567284 | TNB | DISTRIBUTION | WP PUTRAJAYA & CYBERJAYA | Existing |  |  | MINI FEEDER PILLAR | MINI FP 400 A - 2 in 6 out |  | OUTDOOR | LVMC 7 |  |  |  | RMBT | [5 empty] | 0 | Pass | null
378567330 | TNB | DISTRIBUTION | WP PUTRAJAYA & CYBERJAYA | Existing |  |  | MINI FEEDER PILLAR | MINI FP 400 A - 2 in 6 out |  | OUTDOOR | LVMC 9 |  |  |  | RMBT | [5 empty] | 0 | Pass | null
378567376 | TNB | DISTRIBUTION | WP PUTRAJAYA & CYBERJAYA | Existing |  |  | MINI FEEDER PILLAR | MINI FP 400 A - 2 in 6 out |  | OUTDOOR | LVMC 14 |  |  |  | RMBT | [5 empty] | 0 | Pass | null
378567377 | TNB | DISTRIBUTION | WP PUTRAJAYA & CYBERJAYA | Existing |  |  | MINI FEEDER PILLAR | MINI FP 400 A - 2 in 6 out |  | OUTDOOR | LVMC 12 |  |  |  | RMBT | [5 empty] | 0 | Pass | null
378567507 | TNB | DISTRIBUTION | WP PUTRAJAYA & CYBERJAYA | Existing |  |  | FEEDER PILLAR | FP 800 A - 2 in 5 out |  | OUTDOOR | FP7 |  |  |  | Unknown | [5 empty] | 0 | Pass | null
378567547 | TNB | DISTRIBUTION | WP PUTRAJAYA & CYBERJAYA | Existing |  |  | MINI FEEDER PILLAR | MINI FP 400 A - 2 in 6 out |  | OUTDOOR | LVMC 69 |  |  |  | RMBT | [5 empty] | 0 | Pass | null
378567593 | TNB | DISTRIBUTION | WP PUTRAJAYA & CYBERJAYA | Existing |  |  | MINI FEEDER PILLAR | MINI FP 400 A - 2 in 6 out |  | OUTDOOR | LVMC 55 |  |  |  | RMBT | [5 empty] | 0 | Pass | null
378567734 | TNB | DISTRIBUTION | WP PUTRAJAYA & CYBERJAYA | Existing |  |  | LVDB | LVDB 1600 A - 2 in 10 out (CS) |  | INDOOR | [6 empty] | 1600.000 A | 19700101 |  |  | 1 | Pass | null
378567844 | TNB | DISTRIBUTION | WP PUTRAJAYA & CYBERJAYA | Existing |  |  | LVDB | LVDB 1600 A - 2 in 10 out (CS) |  | INDOOR | [6 empty] | 1600.000 A | 19700101 |  |  | 2 | Pass | null
378567954 | TNB | DISTRIBUTION | WP PUTRAJAYA & CYBERJAYA | Existing |  |  | LVDB | LVDB 1600 A - 2 in 10 out (CS) |  | INDOOR | [6 empty] | 1600.000 A | 19700101 |  |  | 2 | Pass | null
378572060 | TNB | DISTRIBUTION | WP PUTRAJAYA & CYBERJAYA | Existing |  |  | LVDB | LVDB 1600 A - 2 in 8 out |  | INDOOR | [6 empty] | 1600.000 A | 19700101 |  |  | 5 | Pass | null
378572315 | TNB | DISTRIBUTION | WP PUTRAJAYA & CYBERJAYA | Existing |  |  | LVDB | LVDB 1600 A - 2 in 8 out | PE 24.03 JELANG VISTA 2 | INDOOR | [6 empty] | 1600.000 A | 19700101 |  |  | 2 | Pass | null
378572409 | TNB | DISTRIBUTION | WP PUTRAJAYA & CYBERJAYA | Existing |  |  | LVDB | LVDB 1600 A - 2 in 8 out | PE 24.02 JELANG VISTA NO 1 | INDOOR | [6 empty] | 1600.000 A | 19700101 |  |  | 5 | Pass | null
378572532 | TNB | DISTRIBUTION | WP PUTRAJAYA & CYBERJAYA | Existing |  |  | LVDB | LVDB 1600 A - 2 in 8 out |  | INDOOR | [6 empty] | 1600.000 A | 19700101 |  |  | 3 | Pass | null
378572626 | TNB | DISTRIBUTION | WP PUTRAJAYA & CYBERJAYA | Existing |  |  | LVDB | LVDB 1600 A - 2 in 8 out |  | INDOOR | [6 empty] | 1600.000 A | 19700101 |  |  | 4 | Pass | null
378573975 | TNB | DISTRIBUTION | WP PUTRAJAYA & CYBERJAYA | Existing |  |  | LVDB | LVDB 1600 A - 2 in 8 out |  | INDOOR | [6 empty] | 1600.000 A | 19700101 |  |  | 2 | Pass | null
378574032 | TNB | DISTRIBUTION | WP PUTRAJAYA & CYBERJAYA | Existing | VCBJ/PCE/J24151/ND1 | 310338854 | LVDB | LVDB 1600 A - 2 in 8 out | PE 24.15 | INDOOR | [6 empty] | 1600.000 A | 19700101 |  |  | 2 | Pass | null
378576034 | TNB | DISTRIBUTION | WP PUTRAJAYA & CYBERJAYA | Existing |  |  | LVDB | LVDB 1600 A - 2 in 8 out |  | INDOOR | [6 empty] | 1600.000 A | 19700101 |  |  | 2 | Pass | null
378593392 | TNB | DISTRIBUTION | WP PUTRAJAYA & CYBERJAYA | Existing |  |  | FEEDER PILLAR | FP 800 A - 2 in 5 out |  |  | FP S/L 3/1 | [9 empty] | 0 | Pass | null
378593432 | TNB | DISTRIBUTION | WP PUTRAJAYA & CYBERJAYA | Existing |  |  | FEEDER PILLAR | FP 1600 A - 2 in 8 out |  |  | FP4/PB1 | [9 empty] | 0 | Pass | null
378593490 | TNB | DISTRIBUTION | WP PUTRAJAYA & CYBERJAYA | Existing |  |  | FEEDER PILLAR | FP 1600 A - 2 in 8 out | [12 empty] | 0 | Pass | null
378593548 | TNB | DISTRIBUTION | WP PUTRAJAYA & CYBERJAYA | Existing |  |  | FEEDER PILLAR | FP 1600 A - 2 in 8 out |  |  | FP4/2 | [9 empty] | 0 | Pass | null
378593606 | TNB | DISTRIBUTION | WP PUTRAJAYA & CYBERJAYA | Existing |  |  | FEEDER PILLAR | FP 1600 A - 2 in 8 out |  |  | FP4/PB5 | [9 empty] | 0 | Pass | null
378593664 | TNB | DISTRIBUTION | WP PUTRAJAYA & CYBERJAYA | Existing |  |  | FEEDER PILLAR | FP 1600 A - 2 in 8 out |  |  | FP4/6 | [9 empty] | 0 | Pass | null
378607166 | TNB | DISTRIBUTION | WP PUTRAJAYA & CYBERJAYA | Existing |  |  | LVDB | LVDB 1600 A - 2 in 8 out |  | INDOOR | [6 empty] | 1600.000 A | 19700101 |  |  | 3 | Pass | null
378607376 | TNB | DISTRIBUTION | WP PUTRAJAYA & CYBERJAYA | Existing |  |  | LVDB | LVDB 1600 A - 2 in 8 out |  | INDOOR | [6 empty] | 1600.000 A | 19700101 |  |  | 1 | Pass | null
379417851 | TNB | DISTRIBUTION | WP PUTRAJAYA & CYBERJAYA | Existing |  |  | MINI FEEDER PILLAR | MINI FP 400 A - 2 in 6 out |  | OUTDOOR | LVMC 51 |  |  |  | RMBT | [5 empty] | 0 | Pass | null
379417897 | TNB | DISTRIBUTION | WP PUTRAJAYA & CYBERJAYA | Existing |  |  | MINI FEEDER PILLAR | MINI FP 400 A - 2 in 6 out |  | OUTDOOR | LVMC 33 |  |  |  | RMBT | [5 empty] | 0 | Pass | null
379417943 | TNB | DISTRIBUTION | WP PUTRAJAYA & CYBERJAYA | Existing |  |  | MINI FEEDER PILLAR | MINI FP 400 A - 2 in 6 out |  | OUTDOOR | LVMC 135 |  |  |  | RMBT | [5 empty] | 0 | Pass | null
379417989 | TNB | DISTRIBUTION | WP PUTRAJAYA & CYBERJAYA | Existing |  |  | MINI FEEDER PILLAR | MINI FP 400 A - 2 in 6 out |  | OUTDOOR | LVMC 133 |  |  |  | RMBT | [5 empty] | 0 | Pass | null
379418035 | TNB | DISTRIBUTION | WP PUTRAJAYA & CYBERJAYA | Existing |  |  | MINI FEEDER PILLAR | MINI FP 400 A - 2 in 6 out |  | OUTDOOR | LVMC 113 |  |  |  | RMBT | [5 empty] | 0 | Pass | null
379418081 | TNB | DISTRIBUTION | WP PUTRAJAYA & CYBERJAYA | Existing |  |  | MINI FEEDER PILLAR | MINI FP 400 A - 2 in 6 out |  | OUTDOOR | LVMC 111 |  |  |  | RMBT | [5 empty] | 0 | Pass | null
379418185 | TNB | DISTRIBUTION | WP PUTRAJAYA & CYBERJAYA | Existing |  |  | FEEDER PILLAR | FP 800 A - 2 in 5 out |  | OUTDOOR | FP SL 13 |  |  |  | Unknown | [5 empty] | 0 | Pass | null
379418282 | TNB | DISTRIBUTION | WP PUTRAJAYA & CYBERJAYA | Existing |  |  | MINI FEEDER PILLAR | MINI FP 400 A - 2 in 6 out |  | OUTDOOR | LVMC 7 |  |  |  | RMBT | [5 empty] | 0 | Pass | null
379418328 | TNB | DISTRIBUTION | WP PUTRAJAYA & CYBERJAYA | Existing |  |  | MINI FEEDER PILLAR | MINI FP 400 A - 2 in 6 out |  | OUTDOOR | LVMC 14 |  |  |  | RMBT | [5 empty] | 0 | Pass | null
379418374 | TNB | DISTRIBUTION | WP PUTRAJAYA & CYBERJAYA | Existing |  |  | MINI FEEDER PILLAR | MINI FP 400 A - 2 in 6 out |  | OUTDOOR | LVMC 12 |  |  |  | RMBT | [5 empty] | 0 | Pass | null
379418420 | TNB | DISTRIBUTION | WP PUTRAJAYA & CYBERJAYA | Existing |  |  | MINI FEEDER PILLAR | MINI FP 400 A - 2 in 6 out |  | OUTDOOR | LVMC 1 |  |  |  | RMBT | [5 empty] | 0 | Pass | null
379418467 | TNB | DISTRIBUTION | WP PUTRAJAYA & CYBERJAYA | Existing |  |  | MINI FEEDER PILLAR | MINI FP 400 A - 2 in 6 out |  | OUTDOOR | LVMC 1 |  |  |  | RMBT | [5 empty] | 0 | Pass | null
379418513 | TNB | DISTRIBUTION | WP PUTRAJAYA & CYBERJAYA | Existing |  |  | MINI FEEDER PILLAR | MINI FP 400 A - 2 in 6 out |  | OUTDOOR | LVMC 10 |  |  |  | RMBT | [5 empty] | 0 | Pass | null
379418559 | TNB | DISTRIBUTION | WP PUTRAJAYA & CYBERJAYA | Existing |  |  | MINI FEEDER PILLAR | MINI FP 400 A - 2 in 6 out |  | OUTDOOR | LVMC 11 |  |  |  | RMBT | [5 empty] | 0 | Pass | null
379418605 | TNB | DISTRIBUTION | WP PUTRAJAYA & CYBERJAYA | Existing |  |  | MINI FEEDER PILLAR | MINI FP 400 A - 2 in 6 out |  | OUTDOOR | LVMC 9 |  |  |  | RMBT | [5 empty] | 0 | Pass | null
379418651 | TNB | DISTRIBUTION | WP PUTRAJAYA & CYBERJAYA | Existing |  |  | MINI FEEDER PILLAR | MINI FP 400 A - 2 in 6 out |  | OUTDOOR | LVMC 19 |  |  |  | RMBT | [5 empty] | 0 | Pass | null
379418697 | TNB | DISTRIBUTION | WP PUTRAJAYA & CYBERJAYA | Existing |  |  | FEEDER PILLAR | FP 800 A - 2 in 5 out |  | OUTDOOR | FP SL 12 |  |  |  | Unknown | [5 empty] | 0 | Pass | null
379418777 | TNB | DISTRIBUTION | WP PUTRAJAYA & CYBERJAYA | Existing |  |  | MINI FEEDER PILLAR | MINI FP 400 A - 2 in 6 out |  | OUTDOOR | RMBT 11 |  |  |  | RMBT | [5 empty] | 0 | Pass | null
379418823 | TNB | DISTRIBUTION | WP PUTRAJAYA & CYBERJAYA | Existing |  |  | MINI FEEDER PILLAR | MINI FP 400 A - 2 in 6 out |  | OUTDOOR | RMBT 10 |  |  |  | RMBT | [5 empty] | 0 | Pass | null
379418869 | TNB | DISTRIBUTION | WP PUTRAJAYA & CYBERJAYA | Existing |  |  | MINI FEEDER PILLAR | MINI FP 400 A - 2 in 6 out |  | OUTDOOR | RMBT 12 |  |  |  | RMBT | [5 empty] | 0 | Pass | null
379418915 | TNB | DISTRIBUTION | WP PUTRAJAYA & CYBERJAYA | Existing |  |  | MINI FEEDER PILLAR | MINI FP 400 A - 2 in 6 out |  | OUTDOOR | RMBT 13 |  |  |  | RMBT | [5 empty] | 0 | Pass | null
379418961 | TNB | DISTRIBUTION | WP PUTRAJAYA & CYBERJAYA | Existing |  |  | MINI FEEDER PILLAR | MINI FP 400 A - 2 in 6 out |  | OUTDOOR | RMBT 21 |  |  |  | RMBT | [5 empty] | 0 | Pass | null
379419007 | TNB | DISTRIBUTION | WP PUTRAJAYA & CYBERJAYA | Existing |  |  | MINI FEEDER PILLAR | MINI FP 400 A - 2 in 6 out |  | OUTDOOR | RMBT 12 |  |  |  | RMBT | [5 empty] | 0 | Pass | null
379419053 | TNB | DISTRIBUTION | WP PUTRAJAYA & CYBERJAYA | Existing |  |  | MINI FEEDER PILLAR | MINI FP 400 A - 2 in 6 out |  | OUTDOOR | RMBT 11 |  |  |  | RMBT | [5 empty] | 0 | Pass | null
379419099 | TNB | DISTRIBUTION | WP PUTRAJAYA & CYBERJAYA | Existing |  |  | MINI FEEDER PILLAR | MINI FP 400 A - 2 in 6 out |  | OUTDOOR | RMBT 14 |  |  |  | RMBT | [5 empty] | 0 | Pass | null
379419145 | TNB | DISTRIBUTION | WP PUTRAJAYA & CYBERJAYA | Existing |  |  | MINI FEEDER PILLAR | MINI FP 400 A - 2 in 6 out |  | OUTDOOR | RMBT 13 |  |  |  | RMBT | [5 empty] | 0 | Pass | null
379419191 | TNB | DISTRIBUTION | WP PUTRAJAYA & CYBERJAYA | Existing |  |  | MINI FEEDER PILLAR | MINI FP 400 A - 2 in 6 out |  | OUTDOOR | RMBT 47 |  |  |  | RMBT | [5 empty] | 0 | Pass | null
379419237 | TNB | DISTRIBUTION | WP PUTRAJAYA & CYBERJAYA | Existing |  |  | MINI FEEDER PILLAR | MINI FP 400 A - 2 in 6 out |  | OUTDOOR | RMBT 50 |  |  |  | RMBT | [5 empty] | 0 | Pass | null
379419283 | TNB | DISTRIBUTION | WP PUTRAJAYA & CYBERJAYA | Existing |  |  | MINI FEEDER PILLAR | MINI FP 400 A - 2 in 6 out |  | OUTDOOR | RMBT 14 |  |  |  | RMBT | [5 empty] | 0 | Pass | null
379419329 | TNB | DISTRIBUTION | WP PUTRAJAYA & CYBERJAYA | Existing |  |  | MINI FEEDER PILLAR | MINI FP 400 A - 2 in 6 out |  | OUTDOOR | RMBT 15 |  |  |  | RMBT | [5 empty] | 0 | Pass | null
379419375 | TNB | DISTRIBUTION | WP PUTRAJAYA & CYBERJAYA | Existing |  |  | MINI FEEDER PILLAR | MINI FP 400 A - 2 in 6 out |  | OUTDOOR | RMBT 32 |  |  |  | RMBT | [5 empty] | 0 | Pass | null
379419421 | TNB | DISTRIBUTION | WP PUTRAJAYA & CYBERJAYA | Existing |  |  | MINI FEEDER PILLAR | MINI FP 400 A - 2 in 6 out |  | OUTDOOR | RMBT 27 |  |  |  | RMBT | [5 empty] | 0 | Pass | null
379419467 | TNB | DISTRIBUTION | WP PUTRAJAYA & CYBERJAYA | Existing |  |  | MINI FEEDER PILLAR | MINI FP 400 A - 2 in 6 out |  | OUTDOOR | RMBT 34 |  |  |  | RMBT | [5 empty] | 0 | Pass | null
379419513 | TNB | DISTRIBUTION | WP PUTRAJAYA & CYBERJAYA | Existing |  |  | MINI FEEDER PILLAR | MINI FP 400 A - 2 in 6 out |  | OUTDOOR | RMBT 32 |  |  |  | RMBT | [5 empty] | 0 | Pass | null
379419559 | TNB | DISTRIBUTION | WP PUTRAJAYA & CYBERJAYA | Existing |  |  | MINI FEEDER PILLAR | MINI FP 400 A - 2 in 6 out |  | OUTDOOR | RMBT 31 |  |  |  | RMBT | [5 empty] | 0 | Pass | null
379419789 | TNB | DISTRIBUTION | WP PUTRAJAYA & CYBERJAYA | Existing |  |  | MINI FEEDER PILLAR | MINI FP 400 A - 2 in 6 out |  | OUTDOOR | RMBT 41 |  |  |  | RMBT | [5 empty] | 0 | Pass | null
379419835 | TNB | DISTRIBUTION | WP PUTRAJAYA & CYBERJAYA | Existing |  |  | MINI FEEDER PILLAR | MINI FP 400 A - 2 in 6 out |  | OUTDOOR | RMBT 30 |  |  |  | RMBT | [5 empty] | 0 | Pass | null
379419881 | TNB | DISTRIBUTION | WP PUTRAJAYA & CYBERJAYA | Existing |  |  | MINI FEEDER PILLAR | MINI FP 400 A - 2 in 6 out |  | OUTDOOR | RMBT 39 |  |  |  | RMBT | [5 empty] | 0 | Pass | null
379419927 | TNB | DISTRIBUTION | WP PUTRAJAYA & CYBERJAYA | Existing |  |  | MINI FEEDER PILLAR | MINI FP 400 A - 2 in 6 out |  | OUTDOOR | RMBT 32 |  |  |  | RMBT | [5 empty] | 0 | Pass | null
379419973 | TNB | DISTRIBUTION | WP PUTRAJAYA & CYBERJAYA | Existing |  |  | MINI FEEDER PILLAR | MINI FP 400 A - 2 in 6 out |  | OUTDOOR | RMBT 14 |  |  |  | RMBT | [5 empty] | 0 | Pass | null
379420019 | TNB | DISTRIBUTION | WP PUTRAJAYA & CYBERJAYA | Existing |  |  | MINI FEEDER PILLAR | MINI FP 400 A - 2 in 6 out |  | OUTDOOR | RMBT 16 |  |  |  | RMBT | [5 empty] | 0 | Pass | null
379420065 | TNB | DISTRIBUTION | WP PUTRAJAYA & CYBERJAYA | Existing |  |  | MINI FEEDER PILLAR | MINI FP 400 A - 2 in 6 out |  | OUTDOOR | RMBT 17 |  |  |  | RMBT | [5 empty] | 0 | Pass | null
379420156 | TNB | DISTRIBUTION | WP PUTRAJAYA & CYBERJAYA | Existing |  |  | MINI FEEDER PILLAR | MINI FP 400 A - 2 in 6 out |  | OUTDOOR | RMBT 15 |  |  |  | RMBT | [5 empty] | 0 | Pass | null
379420202 | TNB | DISTRIBUTION | WP PUTRAJAYA & CYBERJAYA | Existing |  |  | MINI FEEDER PILLAR | MINI FP 400 A - 2 in 6 out |  | OUTDOOR | RMBT 1 |  |  |  | RMBT | [5 empty] | 0 | Pass | null
379420248 | TNB | DISTRIBUTION | WP PUTRAJAYA & CYBERJAYA | Existing |  |  | MINI FEEDER PILLAR | MINI FP 400 A - 2 in 6 out |  | OUTDOOR | RMBT 2 |  |  |  | RMBT | [5 empty] | 0 | Pass | null
379420294 | TNB | DISTRIBUTION | WP PUTRAJAYA & CYBERJAYA | Existing |  |  | MINI FEEDER PILLAR | MINI FP 400 A - 2 in 6 out |  | OUTDOOR | N/A |  |  |  | RMBT | [5 empty] | 0 | Pass | null
379420565 | TNB | DISTRIBUTION | WP PUTRAJAYA & CYBERJAYA | Existing |  |  | FEEDER PILLAR | FP 800 A - 2 in 5 out |  | OUTDOOR | FP9606-0660 |  |  |  | RMBT | [5 empty] | 0 | Pass | null
379422181 | TNB | DISTRIBUTION | WP PUTRAJAYA & CYBERJAYA | Existing |  |  | MINI FEEDER PILLAR | MINI FP 400 A - 2 in 6 out |  | OUTDOOR | FP E111A BLOK 2L |  |  |  | Unknown |  |  |  |  | K032125517E-111-A - E-112-B | 0 | Pass | null
379424318 | TNB | DISTRIBUTION | WP PUTRAJAYA & CYBERJAYA | Existing |  |  | FEEDER PILLAR | MINI FP 400 A - 2 in 6 out |  | OUTDOOR | MAIN FP |  |  |  | Unknown | [5 empty] | 0 | Pass | null
379447190 | TNB | DISTRIBUTION | WP PUTRAJAYA & CYBERJAYA | Existing |  |  | FEEDER PILLAR | FP 1600 A - 2 in 8 out |  |  | RMBT 6A | [9 empty] | 0 | Pass | null
379447248 | TNB | DISTRIBUTION | WP PUTRAJAYA & CYBERJAYA | Existing |  |  | FEEDER PILLAR | FP 1600 A - 2 in 8 out |  |  | RMBT 2 | [9 empty] | 0 | Pass | null
379447306 | TNB | DISTRIBUTION | WP PUTRAJAYA & CYBERJAYA | Existing |  |  | FEEDER PILLAR | FP 1600 A - 2 in 8 out |  |  | RMBT 10A | [9 empty] | 0 | Pass | null
379447364 | TNB | DISTRIBUTION | WP PUTRAJAYA & CYBERJAYA | Existing |  |  | FEEDER PILLAR | FP 1600 A - 2 in 8 out |  |  | RMBT 10B | [9 empty] | 0 | Pass | null
379447422 | TNB | DISTRIBUTION | WP PUTRAJAYA & CYBERJAYA | Existing |  |  | FEEDER PILLAR | FP 1600 A - 2 in 8 out |  |  | RMBT 52 | [9 empty] | 0 | Pass | null
379447480 | TNB | DISTRIBUTION | WP PUTRAJAYA & CYBERJAYA | Existing |  |  | FEEDER PILLAR | FP 1600 A - 2 in 8 out |  |  | RMBT 44A | [9 empty] | 0 | Pass | null
379447538 | TNB | DISTRIBUTION | WP PUTRAJAYA & CYBERJAYA | Existing |  |  | FEEDER PILLAR | FP 1600 A - 2 in 8 out |  |  | RMBT 44B | [9 empty] | 0 | Pass | null
379447596 | TNB | DISTRIBUTION | WP PUTRAJAYA & CYBERJAYA | Existing |  |  | FEEDER PILLAR | FP 1600 A - 2 in 8 out |  |  | RMBT 38A | [9 empty] | 0 | Pass | null
379447654 | TNB | DISTRIBUTION | WP PUTRAJAYA & CYBERJAYA | Existing |  |  | FEEDER PILLAR | FP 1600 A - 2 in 8 out |  |  | RMBT 26 | [9 empty] | 0 | Pass | null
379447712 | TNB | DISTRIBUTION | WP PUTRAJAYA & CYBERJAYA | Existing |  |  | FEEDER PILLAR | FP 1600 A - 2 in 8 out |  |  | RMBT 20 | [9 empty] | 0 | Pass | null
379447770 | TNB | DISTRIBUTION | WP PUTRAJAYA & CYBERJAYA | Existing |  |  | FEEDER PILLAR | FP 1600 A - 2 in 8 out |  |  | RMBT 12A | [9 empty] | 0 | Pass | null
379447828 | TNB | DISTRIBUTION | WP PUTRAJAYA & CYBERJAYA | Existing |  |  | FEEDER PILLAR | FP 1600 A - 2 in 8 out |  |  | RMBT 33 | [9 empty] | 0 | Pass | null
379447886 | TNB | DISTRIBUTION | WP PUTRAJAYA & CYBERJAYA | Existing |  |  | FEEDER PILLAR | FP 1600 A - 2 in 8 out |  |  | RMBT 54A | [9 empty] | 0 | Pass | null
379488632 | TNB | DISTRIBUTION | WP PUTRAJAYA & CYBERJAYA | Existing |  |  | MINI FEEDER PILLAR | MINI FP 400 A - 2 in 6 out |  | OUTDOOR | 5 |  |  |  | RMBT | [5 empty] | 0 | Pass | null
379488678 | TNB | DISTRIBUTION | WP PUTRAJAYA & CYBERJAYA | Existing |  |  | MINI FEEDER PILLAR | MINI FP 400 A - 2 in 6 out | [12 empty] | 0 | Pass | null
379495178 | TNB | DISTRIBUTION | WP PUTRAJAYA & CYBERJAYA | Existing |  |  | FEEDER PILLAR | FP 1600 A - 2 in 8 out | [12 empty] | 0 | Pass | null
379495236 | TNB | DISTRIBUTION | WP PUTRAJAYA & CYBERJAYA | Existing |  |  | FEEDER PILLAR | FP 1600 A - 2 in 8 out | [12 empty] | 0 | Pass | null
379495294 | TNB | DISTRIBUTION | WP PUTRAJAYA & CYBERJAYA | Existing |  |  | FEEDER PILLAR | FP 1600 A - 2 in 8 out |  |  | RMBT 32 | [9 empty] | 0 | Pass | null
379495352 | TNB | DISTRIBUTION | WP PUTRAJAYA & CYBERJAYA | Existing |  |  | FEEDER PILLAR | FP 1600 A - 2 in 8 out |  |  | CCTV | [9 empty] | 0 | Pass | null
379495758 | TNB | DISTRIBUTION | WP PUTRAJAYA & CYBERJAYA | Existing |  |  | FEEDER PILLAR | FP 1600 A - 2 in 8 out | [12 empty] | 0 | Pass | null
379495816 | TNB | DISTRIBUTION | WP PUTRAJAYA & CYBERJAYA | Existing |  |  | FEEDER PILLAR | FP 1600 A - 2 in 8 out (PE) |  | OUTDOOR | LVMC 14 |  |  |  | RMBT | [5 empty] | 0 | Pass | null
379495873 | TNB | DISTRIBUTION | WP PUTRAJAYA & CYBERJAYA | Existing |  |  | FEEDER PILLAR | FP 1600 A - 2 in 8 out |  |  | LVMC 11 | [9 empty] | 0 | Pass | null
379495931 | TNB | DISTRIBUTION | WP PUTRAJAYA & CYBERJAYA | Existing |  |  | FEEDER PILLAR | FP 1600 A - 2 in 8 out |  |  | LVMC 7 | [9 empty] | 0 | Pass | null
379495989 | TNB | DISTRIBUTION | WP PUTRAJAYA & CYBERJAYA | Existing |  |  | FEEDER PILLAR | FP 1600 A - 2 in 8 out | [12 empty] | 0 | Pass | null
379496047 | TNB | DISTRIBUTION | WP PUTRAJAYA & CYBERJAYA | Existing |  |  | FEEDER PILLAR | FP 1600 A - 2 in 8 out | [12 empty] | 0 | Pass | null
379496105 | TNB | DISTRIBUTION | WP PUTRAJAYA & CYBERJAYA | Existing |  |  | FEEDER PILLAR | FP 1600 A - 2 in 8 out |  |  | LVMC 11 | [9 empty] | 0 | Pass | null
379496163 | TNB | DISTRIBUTION | WP PUTRAJAYA & CYBERJAYA | Existing |  |  | FEEDER PILLAR | FP 1600 A - 2 in 8 out | [12 empty] | 0 | Pass | null
379496221 | TNB | DISTRIBUTION | WP PUTRAJAYA & CYBERJAYA | Existing |  |  | FEEDER PILLAR | FP 1600 A - 2 in 8 out |  |  | LVMC 3 | [9 empty] | 0 | Pass | null
379496279 | TNB | DISTRIBUTION | WP PUTRAJAYA & CYBERJAYA | Existing |  |  | FEEDER PILLAR | FP 1600 A - 2 in 8 out |  |  | LVMC 4 | [9 empty] | 0 | Pass | null
379496337 | TNB | DISTRIBUTION | WP PUTRAJAYA & CYBERJAYA | Existing |  |  | FEEDER PILLAR | FP 1600 A - 2 in 8 out |  |  | 20 P10A3/3 | [9 empty] | 0 | Pass | null
379496395 | TNB | DISTRIBUTION | WP PUTRAJAYA & CYBERJAYA | Existing |  |  | FEEDER PILLAR | FP 1600 A - 2 in 8 out |  |  | 17 P10A3/3 | [9 empty] | 0 | Pass | null
379496453 | TNB | DISTRIBUTION | WP PUTRAJAYA & CYBERJAYA | Existing |  |  | FEEDER PILLAR | FP 1600 A - 2 in 8 out | [12 empty] | 0 | Pass | null
379496511 | TNB | DISTRIBUTION | WP PUTRAJAYA & CYBERJAYA | Existing |  |  | FEEDER PILLAR | FP 1600 A - 2 in 8 out | [12 empty] | 0 | Pass | null
379496569 | TNB | DISTRIBUTION | WP PUTRAJAYA & CYBERJAYA | Existing |  |  | FEEDER PILLAR | FP 1600 A - 2 in 8 out |  |  | 5 P10A3/3 | [9 empty] | 0 | Pass | null
379496627 | TNB | DISTRIBUTION | WP PUTRAJAYA & CYBERJAYA | Existing |  |  | FEEDER PILLAR | FP 1600 A - 2 in 8 out | [12 empty] | 0 | Pass | null
379496685 | TNB | DISTRIBUTION | WP PUTRAJAYA & CYBERJAYA | Existing |  |  | FEEDER PILLAR | FP 1600 A - 2 in 8 out |  |  | LVMC 17 | [9 empty] | 0 | Pass | null
379496743 | TNB | DISTRIBUTION | WP PUTRAJAYA & CYBERJAYA | Existing |  |  | FEEDER PILLAR | FP 1600 A - 2 in 8 out |  |  | LVMC 15 | [9 empty] | 0 | Pass | null
379496801 | TNB | DISTRIBUTION | WP PUTRAJAYA & CYBERJAYA | Existing |  |  | FEEDER PILLAR | FP 1600 A - 2 in 8 out | [12 empty] | 0 | Pass | null
379496859 | TNB | DISTRIBUTION | WP PUTRAJAYA & CYBERJAYA | Existing |  |  | FEEDER PILLAR | FP 1600 A - 2 in 8 out |  |  | LVMC 18 | [9 empty] | 0 | Pass | null
379496917 | TNB | DISTRIBUTION | WP PUTRAJAYA & CYBERJAYA | Existing |  |  | FEEDER PILLAR | FP 1600 A - 2 in 8 out |  |  | LVMC 16 | [9 empty] | 0 | Pass | null
379496975 | TNB | DISTRIBUTION | WP PUTRAJAYA & CYBERJAYA | Existing |  |  | FEEDER PILLAR | FP 1600 A - 2 in 8 out | [12 empty] | 0 | Pass | null
379771808 | TNB | DISTRIBUTION | WP PUTRAJAYA & CYBERJAYA | Existing |  |  | LVDB | FP 1600 A - 2 in 8 out (PE) | PE 14.19 BLOK 6 (F2) | [11 empty] | 0 | Pass | null
379771865 | TNB | DISTRIBUTION | WP PUTRAJAYA & CYBERJAYA | Existing |  |  | LVDB | FP 1600 A - 2 in 8 out (PE) | PE 14.18 BLOK 5 (F1) | [11 empty] | 0 | Pass | null
379788086 | TNB | DISTRIBUTION | WP PUTRAJAYA & CYBERJAYA | Existing |  |  | FEEDER PILLAR | FP 1600 A - 2 in 8 out | [12 empty] | 0 | Pass | null
379788164 | TNB | DISTRIBUTION | WP PUTRAJAYA & CYBERJAYA | Existing |  |  | FEEDER PILLAR | FP 1600 A - 2 in 8 out | [12 empty] | 0 | Pass | null
379788242 | TNB | DISTRIBUTION | WP PUTRAJAYA & CYBERJAYA | Existing |  |  | FEEDER PILLAR | FP 1600 A - 2 in 8 out | [12 empty] | 0 | Pass | null
379788320 | TNB | DISTRIBUTION | WP PUTRAJAYA & CYBERJAYA | Existing |  |  | FEEDER PILLAR | FP 1600 A - 2 in 8 out | [12 empty] | 0 | Pass | null
379834400 | TNB | DISTRIBUTION | WP PUTRAJAYA & CYBERJAYA | Existing |  |  | MINI FEEDER PILLAR | MINI FP 400 A - 2 in 6 out |  |  | FP 400A | [8 empty] | FP 400A | 0 | Pass | null
379907393 | TNB | DISTRIBUTION | WP PUTRAJAYA & CYBERJAYA | Existing |  |  | LVDB | LVDB 1600 A - 2 in 8 out |  | INDOOR | [6 empty] | 1600.000 A | 19700101 |  |  | 6 | Pass | null
379907489 | TNB | DISTRIBUTION | WP PUTRAJAYA & CYBERJAYA | Existing |  |  | LVDB | LVDB 1600 A - 2 in 8 out |  | INDOOR | [6 empty] | 1600.000 A | 19700101 |  |  | 2 | Pass | null
379907588 | TNB | DISTRIBUTION | WP PUTRAJAYA & CYBERJAYA | Existing |  |  | LVDB | LVDB 1600 A - 2 in 8 out |  | INDOOR | [6 empty] | 1600.000 A | 19700101 |  |  | 5 | Pass | null
379907684 | TNB | DISTRIBUTION | WP PUTRAJAYA & CYBERJAYA | Existing |  |  | LVDB | LVDB 1600 A - 2 in 8 out |  | INDOOR | [6 empty] | 1600.000 A | 19700101 |  |  | 3 | Pass | null
379907794 | TNB | DISTRIBUTION | WP PUTRAJAYA & CYBERJAYA | Existing |  |  | LVDB | LVDB 1600 A - 2 in 8 out | PE 15.58 DWIPUTRA NO 5 (F2) | INDOOR | [6 empty] | 1600.000 A | 19700101 |  |  | 4 | Pass | null
379907890 | TNB | DISTRIBUTION | WP PUTRAJAYA & CYBERJAYA | Existing |  |  | LVDB | LVDB 1600 A - 2 in 8 out | PE 15.58 DWIPUTRA NO.5 (F1) | INDOOR | [6 empty] | 1600.000 A | 19700101 |  |  | 2 | Pass | null
379908023 | TNB | DISTRIBUTION | WP PUTRAJAYA & CYBERJAYA | Existing | VPTJ/PCE/J08402/NDTX2 | 310375502 | LVDB | LVDB 1600 A - 2 in 8 out | PE 8.40 8R4 BLOK C F2 | INDOOR | [6 empty] | 1600.000 A | 19700101 |  |  | 4 | Pass | null
379908148 | TNB | DISTRIBUTION | WP PUTRAJAYA & CYBERJAYA | Existing | VPTJ/PCE/J08401/NDTX1 | 310375497 | LVDB | LVDB 1600 A - 2 in 8 out | PE 8.40 8R4 BLOK C F1 | INDOOR | [6 empty] | 1600.000 A | 19700101 |  |  | 1 | Pass | null
379908242 | TNB | DISTRIBUTION | WP PUTRAJAYA & CYBERJAYA | Existing | VPTJ/PCE/J08411/NDTX1 | 310375507 | LVDB | LVDB 1600 A - 2 in 8 out | PE 8.41 8R4 BLOK D F1 | INDOOR | [6 empty] | 1600.000 A | 19700101 |  |  | 3 | Pass | null
379908338 | TNB | DISTRIBUTION | WP PUTRAJAYA & CYBERJAYA | Existing | VPTJ/PCE/J08412/NDTX2 | 300534671 | LVDB | LVDB 1600 A - 2 in 8 out | PE 8.41 BLOK D 8R4 F2 | INDOOR | [6 empty] | 1600.000 A | 19700101 |  |  | 2 | Pass | null
379908454 | TNB | DISTRIBUTION | WP PUTRAJAYA & CYBERJAYA | Existing | VPTJ/PCE/J08382/NDTX2 | 310375512 | LVDB | LVDB 1600 A - 2 in 8 out | PE 8.38 8R4 BLOK A F2 | INDOOR | [6 empty] | 1600.000 A | 19700101 |  |  | 3 | Pass | null
379908550 | TNB | DISTRIBUTION | WP PUTRAJAYA & CYBERJAYA | Existing | VPTJ/PCE/J08381/NDTX1 | 310375515 | LVDB | LVDB 1600 A - 2 in 8 out | PE 8.38 8R4 BLOK A F1 | INDOOR | [6 empty] | 1600.000 A | 19700101 |  |  | 1 | Pass | null
379908644 | TNB | DISTRIBUTION | WP PUTRAJAYA & CYBERJAYA | Existing | VPTJ/PCE/J08391/NDTX1 | 310375530 | LVDB | LVDB 1600 A - 2 in 8 out | PE 8.39 8R4 BLOK B F1 | INDOOR | [6 empty] | 1600.000 A | 19700101 |  |  | 8 | Pass | null
379908740 | TNB | DISTRIBUTION | WP PUTRAJAYA & CYBERJAYA | Existing | VPTJ/PCE/J08392/NDTX2 | 310338737 | LVDB | LVDB 1600 A - 2 in 8 out | PE 8.39 BLOK B 8R4 F2 | INDOOR | [6 empty] | 1600.000 A | 19700101 |  |  | 4 | Pass | null
379908893 | TNB | DISTRIBUTION | WP PUTRAJAYA & CYBERJAYA | Existing | VPTJ/PCE/J00356/NDTX1 | 310286484 | LVDB | LVDB 1600 A - 2 in 10 out (CS) | PE 11.76 TERES ZON 9D (1) (F1) | INDOOR | [6 empty] | 1600.000 A | 19700101 |  |  | 5 | Pass | null
379908999 | TNB | DISTRIBUTION | WP PUTRAJAYA & CYBERJAYA | Existing | VPTJ/PCE/J00359/NDTX1 | 310371018 | LVDB | LVDB 1600 A - 2 in 10 out (CS) | PE 11.76 TERES ZON 9D (1) (F2) | INDOOR | [6 empty] | 1600.000 A | 19700101 |  |  | 1 | Pass | null
379909105 | TNB | DISTRIBUTION | WP PUTRAJAYA & CYBERJAYA | Existing | VPTJ/PCE/J00357/NDTX1 | 310371020 | LVDB | LVDB 1600 A - 2 in 10 out (CS) | PE 11.77 TERES ZON 9D (2) (F1) | INDOOR | [6 empty] | 1600.000 A | 19700101 |  |  | 6 | Pass | null
379909211 | TNB | DISTRIBUTION | WP PUTRAJAYA & CYBERJAYA | Existing | VPTJ/PCE/J00358/NDTX1 | 310286486 | LVDB | LVDB 1600 A - 2 in 10 out (CS) | PE 11.77 TERES ZON 9D (2) (F2) | INDOOR | [6 empty] | 1600.000 A | 19700101 |  |  | 3 | Pass | null
379909340 | TNB | DISTRIBUTION | WP PUTRAJAYA & CYBERJAYA | Existing |  |  | LVDB | LVDB 1600 A - 2 in 8 out |  | INDOOR | [6 empty] | 1600.000 A | 19700101 |  |  | 3 | Pass | null
379909436 | TNB | DISTRIBUTION | WP PUTRAJAYA & CYBERJAYA | Existing |  |  | LVDB | LVDB 1600 A - 2 in 8 out |  | INDOOR | [6 empty] | 1600.000 A | 19700101 |  |  | 1 | Pass | null
379909543 | TNB | DISTRIBUTION | WP PUTRAJAYA & CYBERJAYA | Existing | VPTJ/PCE/J05351/NDTX1 | 310375520 | LVDB | LVDB 1600 A - 2 in 10 out (CS) | PE 5.35 TEMP 5R5 | INDOOR | [6 empty] | 1600.000 A | 19700101 |  |  | 0 | Pass | null
379909851 | TNB | DISTRIBUTION | WP PUTRAJAYA & CYBERJAYA | Existing | VCBJ/PCE/J24361/NDTX1 | 310386507 | LVDB | LVDB 1600 A - 2 in 8 out | PE 24.36 VERDI CONDO BLOK 2 | INDOOR | [6 empty] | 1600.000 A | 19700101 |  |  | 4 | Pass | null
379909908 | TNB | DISTRIBUTION | WP PUTRAJAYA & CYBERJAYA | Existing | VCBJ/PCE/J24361/NDTX2 | 310386508 | LVDB | LVDB 1600 A - 2 in 8 out | PE 24.36 VERDI CONDO BLOK 2 | INDOOR | [6 empty] | 1600.000 A | 19700101 |  |  | 4 | Pass | null
379910034 | TNB | DISTRIBUTION | WP PUTRAJAYA & CYBERJAYA | Existing | VCBJ/PCE/J24351/NDTX1 | 310386493 | LVDB | LVDB 1600 A - 2 in 8 out | PE 24.35 VERDI CONDO BLOK 1 | INDOOR | [6 empty] | 1600.000 A | 19700101 |  |  | 2 | Pass | null
379910091 | TNB | DISTRIBUTION | WP PUTRAJAYA & CYBERJAYA | Existing | VCBJ/PCE/J24351/NDTX2 | 310386495 | LVDB | LVDB 1600 A - 2 in 8 out | PE 24.35 VERDI CONDO BLOK 1 | INDOOR | [6 empty] | 1600.000 A | 19700101 |  |  | 2 | Pass | null
379924569 | TNB | DISTRIBUTION | WP PUTRAJAYA & CYBERJAYA | Existing |  |  | LVDB | LVDB 1600 A - 2 in 8 out |  | INDOOR | [6 empty] | 1600.000 A | 19700101 |  |  | 3 | Pass | null
379924764 | TNB | DISTRIBUTION | WP PUTRAJAYA & CYBERJAYA | Existing | VPTJ/PCE/J00348/NDTX1 | 310372348 | LVDB | LVDB 1600 A - 2 in 8 out | PE 12.05 PS 19 (F2) | INDOOR | [6 empty] | 1600.000 A | 19700101 |  |  | 4 | Pass | null
379924860 | TNB | DISTRIBUTION | WP PUTRAJAYA & CYBERJAYA | Existing | VPTJ/PCE/J00346/NDTX1 | 310372342 | LVDB | LVDB 1600 A - 2 in 8 out | PE 12.05 PS 19 (F1) | INDOOR | [6 empty] | 1600.000 A | 19700101 |  |  | 2 | Pass | null
379925029 | TNB | DISTRIBUTION | WP PUTRAJAYA & CYBERJAYA | Existing |  |  | LVDB | LVDB 1600 A - 2 in 8 out |  | INDOOR | [6 empty] | 1600.000 A | 19700101 |  |  | 5 | Pass | null
379925125 | TNB | DISTRIBUTION | WP PUTRAJAYA & CYBERJAYA | Existing |  |  | LVDB | LVDB 1600 A - 2 in 8 out |  | INDOOR | [6 empty] | 1600.000 A | 19700101 |  |  | 2 | Pass | null
379925219 | TNB | DISTRIBUTION | WP PUTRAJAYA & CYBERJAYA | Existing |  |  | LVDB | LVDB 1600 A - 2 in 8 out |  | INDOOR | [6 empty] | 1600.000 A | 19700101 |  |  | 7 | Pass | null
379925315 | TNB | DISTRIBUTION | WP PUTRAJAYA & CYBERJAYA | Existing |  |  | LVDB | LVDB 1600 A - 2 in 8 out |  | INDOOR | [6 empty] | 1600.000 A | 19700101 |  |  | 4 | Pass | null
379925409 | TNB | DISTRIBUTION | WP PUTRAJAYA & CYBERJAYA | Existing |  |  | LVDB | LVDB 1600 A - 2 in 8 out | PE 15.51 NADI 15 (3) (F1) | INDOOR | [6 empty] | 1600.000 A | 19700101 |  |  | 6 | Pass | null
379925505 | TNB | DISTRIBUTION | WP PUTRAJAYA & CYBERJAYA | Existing |  |  | LVDB | LVDB 1600 A - 2 in 8 out |  | INDOOR | [6 empty] | 1600.000 A | 19700101 |  |  | 2 | Pass | null
379925888 | TNB | DISTRIBUTION | WP PUTRAJAYA & CYBERJAYA | Existing | VPTJ/PCE/J00372/NDTX1 | 310376047 | LVDB | LVDB 1600 A - 2 in 10 out (CS) | PE 14.34 (F1) (DUTA VILLA) | INDOOR | [6 empty] | 1600.000 A | 19700101 |  |  | 6 | Pass | null
379925994 | TNB | DISTRIBUTION | WP PUTRAJAYA & CYBERJAYA | Existing | VPTJ/PCE/J00374/NDTX1 | 310376050 | LVDB | LVDB 1600 A - 2 in 10 out (CS) | PE 14.34 DUTA VILLA (EFI) (F2) | INDOOR | [6 empty] | 1600.000 A | 19700101 |  |  | 3 | Pass | null
379926344 | TNB | DISTRIBUTION | WP PUTRAJAYA & CYBERJAYA | Existing | VCBJ/PCE/J00130/NDTX1 | 310375550 | LVDB | LVDB 1600 A - 2 in 8 out | PE 25.30 GLADE 3-3 | INDOOR | [6 empty] | 1600.000 A | 19700101 |  |  | 3 | Pass | null
379926438 | TNB | DISTRIBUTION | WP PUTRAJAYA & CYBERJAYA | Existing | VCBJ/PCE/J00129/NDTX1 | 310389789 | LVDB | LVDB 1600 A - 2 in 8 out | PE 25.29 GLADE 3-2 | INDOOR | [6 empty] | 1600.000 A | 19700101 |  |  | 2 | Pass | null
379926532 | TNB | DISTRIBUTION | WP PUTRAJAYA & CYBERJAYA | Existing | VCBJ/PCE/J00124/NDTX1 | 310389791 | LVDB | LVDB 1600 A - 2 in 8 out | PE 25.28 GLADE 3-1 | INDOOR | [6 empty] | 1600.000 A | 19700101 |  |  | 2 | Pass | null
379926869 | TNB | DISTRIBUTION | WP PUTRAJAYA & CYBERJAYA | Existing |  |  | LVDB | LVDB 1600 A - 2 in 10 out (CS) |  | INDOOR | [6 empty] | 1600.000 A | 19700101 |  |  | 3 | Pass | null
379926980 | TNB | DISTRIBUTION | WP PUTRAJAYA & CYBERJAYA | Existing | VCBJ/PCE/J00132/NDTX1 | 310386419 | LVDB | LVDB 1600 A - 2 in 8 out | PE 23.31 TEMP AXVENTURE | INDOOR | [6 empty] | 1600.000 A | 19700101 |  |  | 1 | Pass | null
380066272 | TNB | DISTRIBUTION | WP PUTRAJAYA & CYBERJAYA | Existing |  |  | MINI FEEDER PILLAR | MINI FP 400 A - 2 in 6 out | PE25.16 SETIA RIMBA 4 | OUTDOOR | MFP No.1 | [9 empty] | 1 | Pass | null
380066334 | TNB | DISTRIBUTION | WP PUTRAJAYA & CYBERJAYA | Existing |  |  | MINI FEEDER PILLAR | MINI FP 400 A - 2 in 6 out | PE25.16 SETIA RIMBA 4 | OUTDOOR | MFP No.6 | [9 empty] | 1 | Pass | null
380066396 | TNB | DISTRIBUTION | WP PUTRAJAYA & CYBERJAYA | Existing |  |  | MINI FEEDER PILLAR | MINI FP 400 A - 2 in 6 out | PE25.16 SETIA RIMBA 4 | OUTDOOR | MFP No.2 | [9 empty] | 0 | Pass | null
380066458 | TNB | DISTRIBUTION | WP PUTRAJAYA & CYBERJAYA | Existing |  |  | MINI FEEDER PILLAR | MINI FP 400 A - 2 in 6 out | PE25.16 SETIA RIMBA 4 | OUTDOOR | MFP No.5 | [9 empty] | 0 | Pass | null
380066520 | TNB | DISTRIBUTION | WP PUTRAJAYA & CYBERJAYA | Existing |  |  | MINI FEEDER PILLAR | MINI FP 400 A - 2 in 6 out | PE25.16 SETIA RIMBA 4 | OUTDOOR | MFP No.3 | [9 empty] | 0 | Pass | null
380066582 | TNB | DISTRIBUTION | WP PUTRAJAYA & CYBERJAYA | Existing |  |  | MINI FEEDER PILLAR | MINI FP 400 A - 2 in 6 out | PE25.16 SETIA RIMBA 4 | OUTDOOR | MFP No.4 | [9 empty] | 0 | Pass | null
380066644 | TNB | DISTRIBUTION | WP PUTRAJAYA & CYBERJAYA | Existing |  |  | MINI FEEDER PILLAR | MINI FP 400 A - 2 in 6 out | PE25.13 SETIA RIMBA 1 | OUTDOOR | MFP No.4 | [9 empty] | 0 | Pass | null
380066706 | TNB | DISTRIBUTION | WP PUTRAJAYA & CYBERJAYA | Existing |  |  | MINI FEEDER PILLAR | MINI FP 400 A - 2 in 6 out | PE25.13 SETIA RIMBA 1 | OUTDOOR | MFP No.5 | [9 empty] | 0 | Pass | null
380066768 | TNB | DISTRIBUTION | WP PUTRAJAYA & CYBERJAYA | Existing |  |  | MINI FEEDER PILLAR | MINI FP 400 A - 2 in 6 out | PE25.13 SETIA RIMBA 1 | OUTDOOR | MFP No.3 | [9 empty] | 0 | Pass | null
380066830 | TNB | DISTRIBUTION | WP PUTRAJAYA & CYBERJAYA | Existing |  |  | MINI FEEDER PILLAR | MINI FP 400 A - 2 in 6 out | PE25.13 SETIA RIMBA 1 | OUTDOOR | MFP No.1 | [9 empty] | 0 | Pass | null
380066892 | TNB | DISTRIBUTION | WP PUTRAJAYA & CYBERJAYA | Existing |  |  | MINI FEEDER PILLAR | MINI FP 400 A - 2 in 6 out | PE25.13 SETIA RIMBA 1 | OUTDOOR | MFP No.2 | [9 empty] | 0 | Pass | null
380067016 | TNB | DISTRIBUTION | WP PUTRAJAYA & CYBERJAYA | Existing |  |  | MINI FEEDER PILLAR | MINI FP 400 A - 2 in 6 out | PE25.14 SETIA RIMBA 2 | OUTDOOR | MFP No.5 | [9 empty] | 0 | Pass | null
380067078 | TNB | DISTRIBUTION | WP PUTRAJAYA & CYBERJAYA | Existing |  |  | MINI FEEDER PILLAR | MINI FP 400 A - 2 in 6 out | PE25.14 SETIA RIMBA 2 | OUTDOOR | MFP No.4 | [9 empty] | 0 | Pass | null
380067140 | TNB | DISTRIBUTION | WP PUTRAJAYA & CYBERJAYA | Existing |  |  | MINI FEEDER PILLAR | MINI FP 400 A - 2 in 6 out | PE25.14 SETIA RIMBA 2 | OUTDOOR | MFP No.2 | [9 empty] | 0 | Pass | null
380067202 | TNB | DISTRIBUTION | WP PUTRAJAYA & CYBERJAYA | Existing |  |  | MINI FEEDER PILLAR | MINI FP 400 A - 2 in 6 out | PE25.14 SETIA RIMBA 2 | OUTDOOR | MFP No.3 | [9 empty] | 0 | Pass | null
380067264 | TNB | DISTRIBUTION | WP PUTRAJAYA & CYBERJAYA | Existing |  |  | MINI FEEDER PILLAR | MINI FP 400 A - 2 in 6 out | PE25.15 SETIA RIMBA 3 | OUTDOOR | MFP No.3 | [9 empty] | 0 | Pass | null
380067326 | TNB | DISTRIBUTION | WP PUTRAJAYA & CYBERJAYA | Existing |  |  | MINI FEEDER PILLAR | MINI FP 400 A - 2 in 6 out | PE25.15 SETIA RIMBA 3 | OUTDOOR | MFP No.2 | [9 empty] | 0 | Pass | null
380067388 | TNB | DISTRIBUTION | WP PUTRAJAYA & CYBERJAYA | Existing |  |  | MINI FEEDER PILLAR | MINI FP 400 A - 2 in 6 out | PE25.15 SETIA RIMBA 3 | OUTDOOR | MFP No.1 | [9 empty] | 0 | Pass | null
380067450 | TNB | DISTRIBUTION | WP PUTRAJAYA & CYBERJAYA | Existing |  |  | MINI FEEDER PILLAR | MINI FP 400 A - 2 in 6 out | PE25.15 SETIA RIMBA 3 | OUTDOOR | MFP No.4 | [9 empty] | 0 | Pass | null
380067512 | TNB | DISTRIBUTION | WP PUTRAJAYA & CYBERJAYA | Existing |  |  | MINI FEEDER PILLAR | MINI FP 400 A - 2 in 6 out | PE25.15 SETIA RIMBA 3 | OUTDOOR | MFP No.5 | [9 empty] | 0 | Pass | null
380067574 | TNB | DISTRIBUTION | WP PUTRAJAYA & CYBERJAYA | Existing |  |  | MINI FEEDER PILLAR | MINI FP 400 A - 2 in 6 out | PE25.15 SETIA RIMBA 3 | OUTDOOR | MFP No.6 | [9 empty] | 0 | Pass | null
380067655 | TNB | DISTRIBUTION | WP PUTRAJAYA & CYBERJAYA | Existing |  |  | MINI FEEDER PILLAR | MINI FP 400 A - 2 in 6 out | PE25.14 SETIA RIMBA 2 | OUTDOOR | MFP No.1 | [9 empty] | 0 | Pass | null
380663178 | TNB | DISTRIBUTION | WP PUTRAJAYA & CYBERJAYA | Existing | VPTJ/PCE/J00442/NDTX1 | 310554315 | LVDB | LVDB 1600 A - 2 in 8 out | D-PTJ-C15-0989 | INDOOR | IIESB-D8345 |  |  |  | Unknown |  | 1600.000 A | 19700101 |  |  | 4 | Pass | null
380663301 | TNB | DISTRIBUTION | WP PUTRAJAYA & CYBERJAYA | Existing | VPTJ/PCE/J00443/NDTX1 | 310541548 | LVDB | LVDB 1600 A - 2 in 8 out | D-PTJ-C15-0989 | INDOOR | DFP1600HL112 |  |  |  | Unknown |  | 1600.000 A | 19700101 |  |  | 1 | Pass | null
380663422 | TNB | DISTRIBUTION | WP PUTRAJAYA & CYBERJAYA | Existing | VPTJ/PCE/J00444/NDTX1 | 310523171 | LVDB | LVDB 1600 A - 2 in 8 out | D-PTJ-C15-0989 | INDOOR | IIESB-D8199 |  |  |  | Unknown |  | 1600.000 A | 19700101 |  |  | 5 | Pass | null
380663545 | TNB | DISTRIBUTION | WP PUTRAJAYA & CYBERJAYA | Existing | VPTJ/PCE/J00445/NDTX1 | 310526293 | LVDB | LVDB 1600 A - 2 in 8 out | D-PTJ-C15-0989 | INDOOR | DFP1600HL91 |  |  |  | Unknown |  | 1600.000 A | 19700101 |  |  | 3 | Pass | null
381401705 | TNB | DISTRIBUTION | WP PUTRAJAYA & CYBERJAYA | Existing |  |  | LVDB | LVDB 1600 A - 2 in 8 out | D-PTJ-C16-0948 (F2) | INDOOR | [6 empty] | 1600.000 A | 19700101 |  |  | 4 | Pass | null
381401819 | TNB | DISTRIBUTION | WP PUTRAJAYA & CYBERJAYA | Existing |  |  | LVDB | LVDB 1600 A - 2 in 8 out | D-PTJ-C16-0948 (F1) | INDOOR | [6 empty] | 1600.000 A | 19700101 |  |  | 2 | Pass | null
381401941 | TNB | DISTRIBUTION | WP PUTRAJAYA & CYBERJAYA | Existing |  |  | LVDB | LVDB 1600 A - 2 in 8 out |  | INDOOR | [6 empty] | 1600.000 A | 19700101 |  |  | 4 | Pass | null
381402057 | TNB | DISTRIBUTION | WP PUTRAJAYA & CYBERJAYA | Existing |  |  | LVDB | LVDB 1600 A - 2 in 8 out | D-PTJ-C16-0948 (F1) | INDOOR | [6 empty] | 1600.000 A | 19700101 |  |  | 2 | Pass | null
381402225 | TNB | DISTRIBUTION | WP PUTRAJAYA & CYBERJAYA | Existing | VPTJ/PCE/J00400/NDTX1 | 310223842 | LVDB | LVDB 1600 A - 2 in 8 out | D-PTJ-C15-0944 (17.11 F1) | INDOOR | [6 empty] | 1600.000 A | 19700101 |  |  | 6 | Pass | null
381402341 | TNB | DISTRIBUTION | WP PUTRAJAYA & CYBERJAYA | Existing | VPTJ/PCE/J00401/NDTX1 | 310223812 | LVDB | LVDB 1600 A - 2 in 8 out | D-PTJ-C15-0944 (17.11 F2) | INDOOR | [6 empty] | 1600.000 A | 19700101 |  |  | 3 | Pass | null
381402455 | TNB | DISTRIBUTION | WP PUTRAJAYA & CYBERJAYA | Existing | VPTJ/PCE/J00406/NDTX1 | 310355619 | LVDB | LVDB 1600 A - 2 in 8 out | D-PTJ-C16-1074 (17.14 F1) | INDOOR | [6 empty] | 1600.000 A | 19700101 |  |  | 12 | Pass | null
381402571 | TNB | DISTRIBUTION | WP PUTRAJAYA & CYBERJAYA | Existing | VPTJ/PCE/J00407/NDTX1 | 310223815 | LVDB | LVDB 1600 A - 2 in 8 out | D-PTJ-C16-1074 (17.14 F2) | INDOOR | [6 empty] | 1600.000 A | 19700101 |  |  | 2 | Pass | null
381402721 | TNB | DISTRIBUTION | WP PUTRAJAYA & CYBERJAYA | Existing | VPTJ/PCE/J00404/NDTX1 | 310223810 | LVDB | LVDB 1600 A - 2 in 8 out | D-PTJ-C16-1074 (17.13 F1) | INDOOR | [6 empty] | 1600.000 A | 19700101 |  |  | 7 | Pass | null
381402837 | TNB | DISTRIBUTION | WP PUTRAJAYA & CYBERJAYA | Existing | VPTJ/PCE/J00405/NDTX1 | 310223843 | LVDB | LVDB 1600 A - 2 in 8 out | D-PTJ-C16-1074 (17.13 F2) | INDOOR | [6 empty] | 1600.000 A | 19700101 |  |  | 4 | Pass | null
381402980 | TNB | DISTRIBUTION | WP PUTRAJAYA & CYBERJAYA | Existing | VPTJ/PCE/J00402/NDTX1 | 310125794 | LVDB | LVDB 1600 A - 2 in 8 out | D-PTJ-C15-0944 (17.12 F1) | INDOOR | [6 empty] | 1600.000 A | 19700101 |  |  | 6 | Pass | null
381403096 | TNB | DISTRIBUTION | WP PUTRAJAYA & CYBERJAYA | Existing | VPTJ/PCE/J00403/NDTX1 | 310223811 | LVDB | LVDB 1600 A - 2 in 8 out | D-PTJ-C15-0944 | INDOOR | [6 empty] | 1600.000 A | 19700101 |  |  | 3 | Pass | null
381405999 | TNB | DISTRIBUTION | WP PUTRAJAYA & CYBERJAYA | Existing |  |  | LVDB | LVDB 1600 A - 2 in 8 out |  | INDOOR | [6 empty] | 1600.000 A | 19700101 |  |  | 3 | Pass | null
381406115 | TNB | DISTRIBUTION | WP PUTRAJAYA & CYBERJAYA | Existing |  |  | LVDB | LVDB 1600 A - 2 in 8 out |  | INDOOR | [6 empty] | 1600.000 A | 19700101 |  |  | 1 | Pass | null
381406236 | TNB | DISTRIBUTION | WP PUTRAJAYA & CYBERJAYA | Existing | VPTJ/PCE/J00378/NDTX1 | 300554046 | LVDB | LVDB 1600 A - 2 in 8 out | PE 9.50 DEPOH VSQC | INDOOR | [6 empty] | 1600.000 A | 19700101 |  |  | 1 | Pass | null
381406374 | TNB | DISTRIBUTION | WP PUTRAJAYA & CYBERJAYA | Existing | VCBJ/PCE/J00379/NDTX2 | 310223818 | LVDB | LVDB 1600 A - 2 in 8 out | PE 23.30 EAST GARDEN | INDOOR | [6 empty] | 1600.000 A | 19700101 |  |  | 1 | Pass | null
381406451 | TNB | DISTRIBUTION | WP PUTRAJAYA & CYBERJAYA | Existing | VCBJ/PCE/J00379/NDTX1 | 310223816 | LVDB | LVDB 1600 A - 2 in 8 out | PE 23.30 EAST GARDEN | INDOOR | [6 empty] | 1600.000 A | 19700101 |  |  | 1 | Pass | null
381406627 | TNB | DISTRIBUTION | WP PUTRAJAYA & CYBERJAYA | Existing |  |  | LVDB | LVDB 1600 A - 2 in 8 out |  | INDOOR | [6 empty] | 1600.000 A | 19700101 |  |  | 2 | Pass | null
381406704 | TNB | DISTRIBUTION | WP PUTRAJAYA & CYBERJAYA | Existing |  |  | LVDB | LVDB 1600 A - 2 in 8 out |  | INDOOR | [6 empty] | 1600.000 A | 19700101 |  |  | 0 | Pass | null
381406843 | TNB | DISTRIBUTION | WP PUTRAJAYA & CYBERJAYA | Existing |  |  | LVDB | LVDB 1600 A - 2 in 8 out |  | INDOOR | [6 empty] | 1600.000 A | 19700101 |  |  | 4 | Pass | null
381406959 | TNB | DISTRIBUTION | WP PUTRAJAYA & CYBERJAYA | Existing |  |  | LVDB | LVDB 1600 A - 2 in 8 out |  | INDOOR | [6 empty] | 1600.000 A | 19700101 |  |  | 2 | Pass | null
381407091 | TNB | DISTRIBUTION | WP PUTRAJAYA & CYBERJAYA | Existing |  |  | LVDB | LVDB 1600 A - 2 in 8 out |  | INDOOR | [6 empty] | 1600.000 A | 19700101 |  |  | 6 | Pass | null
381407214 | TNB | DISTRIBUTION | WP PUTRAJAYA & CYBERJAYA | Existing |  |  | LVDB | LVDB 1600 A - 2 in 8 out |  | INDOOR | [6 empty] | 1600.000 A | 19700101 |  |  | 2 | Pass | null
381407349 | TNB | DISTRIBUTION | WP PUTRAJAYA & CYBERJAYA | Existing |  |  | LVDB | LVDB 1600 A - 2 in 8 out |  | INDOOR | [6 empty] | 1600.000 A | 19700101 |  |  | 5 | Pass | null
381407472 | TNB | DISTRIBUTION | WP PUTRAJAYA & CYBERJAYA | Existing |  |  | LVDB | LVDB 1600 A - 2 in 8 out |  | INDOOR | [6 empty] | 1600.000 A | 19700101 |  |  | 2 | Pass | null
381407593 | TNB | DISTRIBUTION | WP PUTRAJAYA & CYBERJAYA | Existing |  |  | LVDB | LVDB 1600 A - 2 in 8 out |  | INDOOR | [6 empty] | 1600.000 A | 19700101 |  |  | 6 | Pass | null
381407716 | TNB | DISTRIBUTION | WP PUTRAJAYA & CYBERJAYA | Existing |  |  | LVDB | LVDB 1600 A - 2 in 8 out |  | INDOOR | [6 empty] | 1600.000 A | 19700101 |  |  | 5 | Pass | null
381407837 | TNB | DISTRIBUTION | WP PUTRAJAYA & CYBERJAYA | Existing |  |  | LVDB | LVDB 1600 A - 2 in 8 out |  | INDOOR | [6 empty] | 1600.000 A | 19700101 |  |  | 3 | Pass | null
381407960 | TNB | DISTRIBUTION | WP PUTRAJAYA & CYBERJAYA | Existing |  |  | LVDB | LVDB 1600 A - 2 in 8 out |  | INDOOR | [6 empty] | 1600.000 A | 19700101 |  |  | 3 | Pass | null
381408081 | TNB | DISTRIBUTION | WP PUTRAJAYA & CYBERJAYA | Existing |  |  | LVDB | LVDB 1600 A - 2 in 8 out |  | INDOOR | [6 empty] | 1600.000 A | 19700101 |  |  | 5 | Pass | null
381408204 | TNB | DISTRIBUTION | WP PUTRAJAYA & CYBERJAYA | Existing |  |  | LVDB | LVDB 1600 A - 2 in 8 out |  | INDOOR | [6 empty] | 1600.000 A | 19700101 |  |  | 3 | Pass | null
381526274 | TNB | DISTRIBUTION | WP PUTRAJAYA & CYBERJAYA | Existing | VCBJ/PCE/J23291/NDTX1 | 300524056 | LVDB | LVDB 1600 A - 2 in 8 out | PE 23.29 PERUMAHAN CERIA RESIDENT | INDOOR | [6 empty] | 1600.000 A | 19700101 |  |  | 2 | Pass | null
381526351 | TNB | DISTRIBUTION | WP PUTRAJAYA & CYBERJAYA | Existing | VCBJ/PCE/J23291/NDTX2 | 300524058 | LVDB | LVDB 1600 A - 2 in 8 out | PE 23.29 PERUMAHAN CERIA RESIDENT | INDOOR | [6 empty] | 1600.000 A | 19700101 |  |  | 2 | Pass | null
381526593 | TNB | DISTRIBUTION | WP PUTRAJAYA & CYBERJAYA | Existing | VCBJ/PCE/J21441/NDTX1 | 300281689 | LVDB | LVDB 1600 A - 2 in 8 out | PE 21.44 CYBERVILLAGE SERENITY 2 | INDOOR | FP 1 |  |  |  | AMPSTON(TOP RANK) |  | 1600.000 A | 19700101 |  |  | 2 | Pass | null
381526670 | TNB | DISTRIBUTION | WP PUTRAJAYA & CYBERJAYA | Existing | VCBJ/PCE/J21441/NDTX2 | 300283024 | LVDB | LVDB 1600 A - 2 in 8 out | PE 21.44 CYBERVILLAGE SERENITY 2 | INDOOR | FP 2 |  |  |  | AMPSTON(TOP RANK) |  | 1600.000 A | 19700101 |  |  | 2 | Pass | null
381526790 | TNB | DISTRIBUTION | WP PUTRAJAYA & CYBERJAYA | Existing |  |  | LVDB | LVDB 1600 A - 2 in 8 out | PE 24.03 JELANG VISTA 2 | INDOOR | [10 empty] | 0 | Pass | null
381527268 | TNB | DISTRIBUTION | WP PUTRAJAYA & CYBERJAYA | Existing | VCBJ/PCE/J24111/NDTX1 | 310338784 | LVDB | LVDB 1600 A - 2 in 8 out | PE 24.11 | INDOOR | [6 empty] | 1600.000 A | 19700101 |  |  | 2 | Pass | null
381527345 | TNB | DISTRIBUTION | WP PUTRAJAYA & CYBERJAYA | Existing |  |  | LVDB | LVDB 1600 A - 2 in 8 out |  | INDOOR | [6 empty] | 1600.000 A | 19700101 |  |  | 2 | Pass | null
382986198 | TNB | DISTRIBUTION | WP PUTRAJAYA & CYBERJAYA | Existing | VPTJ/PCE/J14331/NDTX1 | 310338740 | LVDB | LVDB 1600 A - 2 in 8 out | PE 14.33 PERUMAHAN 14-6 NO 2 (F1) | INDOOR | [6 empty] | 1600.000 A | 19700101 |  |  | 4 | Pass | null
382986321 | TNB | DISTRIBUTION | WP PUTRAJAYA & CYBERJAYA | Existing | VPTJ/PCE/J14332/NDTX2 | 310338744 | LVDB | LVDB 1600 A - 2 in 8 out | PE 14.33 PERUMAHAN 14-6 NO 2 (F2) | INDOOR | [6 empty] | 1600.000 A | 19700101 |  |  | 2 | Pass | null
382986452 | TNB | DISTRIBUTION | WP PUTRAJAYA & CYBERJAYA | Existing | VPTJ/PCE/J14321/NDTX1 | 310338755 | LVDB | LVDB 1600 A - 2 in 8 out | PE 14.32 PERUMAHAN 14-6 NO 1 (F1) | INDOOR | [6 empty] | 1600.000 A | 19700101 |  |  | 2 | Pass | null
382986575 | TNB | DISTRIBUTION | WP PUTRAJAYA & CYBERJAYA | Existing | VPTJ/PCE/J14322/NDTX2 | 310338746 | LVDB | LVDB 1600 A - 2 in 8 out | PE 14.32 PERUMAHAN 14-6 NO 1 (F2) | INDOOR | [6 empty] | 1600.000 A | 19700101 |  |  | 0 | Pass | null
382986741 | TNB | DISTRIBUTION | WP PUTRAJAYA & CYBERJAYA | Existing |  |  | LVDB | LVDB 1600 A - 2 in 8 out | PE 24.37 KANVAS TOWER A | INDOOR | [6 empty] | 1600.000 A | 19700101 |  |  | 1 | Pass | null
382986818 | TNB | DISTRIBUTION | WP PUTRAJAYA & CYBERJAYA | Existing |  |  | LVDB | LVDB 1600 A - 2 in 8 out | PE 24.37 KANVAS TOWER A | INDOOR | [6 empty] | 1600.000 A | 19700101 |  |  | 1 | Pass | null
382986963 | TNB | DISTRIBUTION | WP PUTRAJAYA & CYBERJAYA | Existing |  |  | LVDB | LVDB 1600 A - 2 in 8 out | PE 24.38 KANVAS TOWER B | INDOOR | [6 empty] | 1600.000 A | 19700101 |  |  | 1 | Pass | null
382987040 | TNB | DISTRIBUTION | WP PUTRAJAYA & CYBERJAYA | Existing |  |  | LVDB | LVDB 1600 A - 2 in 8 out | PE 24.38 KANVAS TOWER B | INDOOR | [6 empty] | 1600.000 A | 19700101 |  |  | 1 | Pass | null
382987197 | TNB | DISTRIBUTION | WP PUTRAJAYA & CYBERJAYA | Existing |  |  | LVDB | LVDB 1600 A - 2 in 8 out | PE 23.26 V RESIDENCE | INDOOR | [6 empty] | 1600.000 A | 19700101 |  |  | 0 | Pass | null
382987274 | TNB | DISTRIBUTION | WP PUTRAJAYA & CYBERJAYA | Existing |  |  | LVDB | LVDB 1600 A - 2 in 8 out | PE 23.26 V RESIDENCE | INDOOR | [6 empty] | 1600.000 A | 19700101 |  |  | 2 | Pass | null
382987397 | TNB | DISTRIBUTION | WP PUTRAJAYA & CYBERJAYA | Existing |  |  | LVDB | LVDB 1600 A - 2 in 8 out | PE 23.27 V RESIDENCE 1 | INDOOR | [6 empty] | 1600.000 A | 19700101 |  |  | 0 | Pass | null
382987655 | TNB | DISTRIBUTION | WP PUTRAJAYA & CYBERJAYA | Existing |  |  | LVDB | LVDB 1600 A - 2 in 8 out | PE 24.41 MAGIC VILLAGE | INDOOR | [6 empty] | 1600.000 A | 19700101 |  |  | 2 | Pass | null
383003424 | TNB | DISTRIBUTION | WP PUTRAJAYA & CYBERJAYA | Existing |  |  | LVDB | LVDB 1600 A - 2 in 8 out | PE 6.05 BLOK 5A PPA1M (F2) | INDOOR | [6 empty] | 1600.000 A | 19700101 |  |  | 4 | Pass | null
383003547 | TNB | DISTRIBUTION | WP PUTRAJAYA & CYBERJAYA | Existing |  |  | LVDB | LVDB 1600 A - 2 in 8 out | PE 6.05 BLOK 5A PPA1M (F1) | INDOOR | [6 empty] | 1600.000 A | 19700101 |  |  | 4 | Pass | null
383003668 | TNB | DISTRIBUTION | WP PUTRAJAYA & CYBERJAYA | Existing |  |  | LVDB | LVDB 1600 A - 2 in 8 out | PE 6.04 BLOK 1 PPA1M (F2) | INDOOR | [6 empty] | 1600.000 A | 19700101 |  |  | 2 | Pass | null
383003791 | TNB | DISTRIBUTION | WP PUTRAJAYA & CYBERJAYA | Existing |  |  | LVDB | LVDB 1600 A - 2 in 8 out | PE 6.04 BLOK 1 PPA1M (F1) | INDOOR | [6 empty] | 1600.000 A | 19700101 |  |  | 1 | Pass | null
383003952 | TNB | DISTRIBUTION | WP PUTRAJAYA & CYBERJAYA | Existing |  |  | LVDB | LVDB 1600 A - 2 in 8 out | PE 16.32 TEMP PPA1M P16D | INDOOR | [6 empty] | 1600.000 A | 19700101 |  |  | 2 | Pass | null
383004210 | TNB | DISTRIBUTION | WP PUTRAJAYA & CYBERJAYA | Existing |  |  | LVDB | LVDB 1600 A - 2 in 8 out | PE 1.68 TEMP PLOT Z1 & Z2 | INDOOR | [6 empty] | 1600.000 A | 19700101 |  |  | 3 | Pass | null
383004485 | TNB | DISTRIBUTION | WP PUTRAJAYA & CYBERJAYA | Existing | VPTJ/PCE/J11641/NDTX1 | 300282811 | LVDB | LVDB 1600 A - 2 in 8 out | PE 11.64 ZON 10A (F1) | INDOOR | [6 empty] | 1600.000 A | 19700101 |  |  | 5 | Pass | null
383004595 | TNB | DISTRIBUTION | WP PUTRAJAYA & CYBERJAYA | Existing | VPTJ/PCE/J11642/NDTX2 | 300454763 | LVDB | LVDB 1600 A - 2 in 8 out | PE 11.64 ZON 10A (F2) | INDOOR | [6 empty] | 1600.000 A | 19700101 |  |  | 3 | Pass | null
383004720 | TNB | DISTRIBUTION | WP PUTRAJAYA & CYBERJAYA | Existing | VPTJ/PCE/J11651/NDTX1 | 300451361 | LVDB | LVDB 1600 A - 2 in 8 out | PE 11.65 ZON 10A2 (F1) | INDOOR | [6 empty] | 1600.000 A | 19700101 |  |  | 5 | Pass | null
383004837 | TNB | DISTRIBUTION | WP PUTRAJAYA & CYBERJAYA | Existing | VPTJ/PCE/J11652/NDTX2 | 300282813 | LVDB | LVDB 1600 A - 2 in 8 out | PE 11.65 ZON 10A2 (F2) | INDOOR | [6 empty] | 1600.000 A | 19700101 |  |  | 3 | Pass | null
383046650 | TNB | DISTRIBUTION | WP PUTRAJAYA & CYBERJAYA | Existing | VCBJ/PCE/J00164/NDTX1 | 310595374 | LVDB | LVDB 1600 A - 2 in 8 out | D-CBJ-C17-0519 | INDOOR |  |  |  | SSE |  |  |  | 19700101 |  |  | 1 | Pass | null
383046890 | TNB | DISTRIBUTION | WP PUTRAJAYA & CYBERJAYA | Existing |  |  | LVDB | LVDB 1600 A - 2 in 8 out |  | INDOOR | [6 empty] | 1600.000 A | 19700101 |  |  | 0 | Pass | null
383047004 | TNB | DISTRIBUTION | WP PUTRAJAYA & CYBERJAYA | Existing |  |  | LVDB | LVDB 1600 A - 2 in 8 out |  | INDOOR | [6 empty] | 1600.000 A | 19700101 |  |  | 1 | Pass | null
383047118 | TNB | DISTRIBUTION | WP PUTRAJAYA & CYBERJAYA | Existing |  |  | LVDB | LVDB 1600 A - 2 in 8 out |  | INDOOR | [6 empty] | 1600.000 A | 19700101 |  |  | 0 | Pass | null
383047287 | TNB | DISTRIBUTION | WP PUTRAJAYA & CYBERJAYA | Existing |  |  | LVDB | LVDB 1600 A - 2 in 8 out | D-CBJ-C16-0566 | [11 empty] | 0 | Pass | null
383338379 | TNB | DISTRIBUTION | WP PUTRAJAYA & CYBERJAYA | Existing |  |  | LVDB | LVDB 1600 A - 2 in 8 out | D-CBJ-C15-0468 | INDOOR | [6 empty] | 1600.000 A | 19700101 |  |  | 1 | Pass | null
383338456 | TNB | DISTRIBUTION | WP PUTRAJAYA & CYBERJAYA | Existing |  |  | LVDB | LVDB 1600 A - 2 in 8 out | D-CBJ-C15-0468 | INDOOR | [6 empty] | 1600.000 A | 19700101 |  |  | 1 | Pass | null
383338598 | TNB | DISTRIBUTION | WP PUTRAJAYA & CYBERJAYA | Existing | VCBJ/PCE/J00140/NDTX1 | 310390877 | LVDB | LVDB 1600 A - 2 in 8 out | D-CBJ-C15-0468 | INDOOR | [6 empty] | 1600.000 A | 19700101 |  |  | 0 | Pass | null
383338675 | TNB | DISTRIBUTION | WP PUTRAJAYA & CYBERJAYA | Existing |  |  | LVDB | LVDB 1600 A - 2 in 8 out | D-CBJ-C15-0468 | INDOOR | [6 empty] | 1600.000 A | 19700101 |  |  | 0 | Pass | null
384171335 | TNB | DISTRIBUTION | WP PUTRAJAYA & CYBERJAYA | Existing |  |  | LVDB | LVDB 1600 A - 2 in 8 out |  | INDOOR | [6 empty] | 1600.000 A | 19700101 |  |  | 1 | Pass | null
384171474 | TNB | DISTRIBUTION | WP PUTRAJAYA & CYBERJAYA | Existing |  |  | LVDB | LVDB 1600 A - 2 in 8 out |  | INDOOR | [6 empty] | 1600.000 A | 19700101 |  |  | 1 | Pass | null
384171551 | TNB | DISTRIBUTION | WP PUTRAJAYA & CYBERJAYA | Existing |  |  | LVDB | LVDB 1600 A - 2 in 8 out |  | INDOOR | [6 empty] | 1600.000 A | 19700101 |  |  | 1 | Pass | null
384171685 | TNB | DISTRIBUTION | WP PUTRAJAYA & CYBERJAYA | Existing |  |  | LVDB | FP 1600 A - 2 in 8 out (PE) |  | INDOOR | [6 empty] | 1600.000 A | 19700101 |  |  | 1 | Pass | null
384171746 | TNB | DISTRIBUTION | WP PUTRAJAYA & CYBERJAYA | Existing |  |  | LVDB | FP 1600 A - 2 in 8 out (PE) |  | INDOOR | [6 empty] | 1600.000 A | 19700101 |  |  | 1 | Pass | null
384172026 | TNB | DISTRIBUTION | WP PUTRAJAYA & CYBERJAYA | Existing |  |  | LVDB | LVDB 1600 A - 2 in 8 out |  | INDOOR | [6 empty] | 1600.000 A | 19700101 |  |  | 0 | Pass | null
384304449 | TNB | DISTRIBUTION | WP PUTRAJAYA & CYBERJAYA | Existing |  |  | LVDB | LVDB 1600 A - 2 in 8 out | D-CBJ-C16-0532 | INDOOR | [6 empty] | 1600.000 A | 19700101 |  |  | 4 | Pass | null
385025841 | TNB | DISTRIBUTION | WP PUTRAJAYA & CYBERJAYA | Existing |  |  | LVDB | LVDB 1600 A - 2 in 8 out | PE 17.23 TEMP PPA1M PLOT 17RM2 | INDOOR | [6 empty] | 1600.000 A | 19700101 |  |  | 4 | Pass | null
385026672 | TNB | DISTRIBUTION | WP PUTRAJAYA & CYBERJAYA | Existing |  |  | LVDB | LVDB 1600 A - 2 in 8 out | PE 24.43 PRIMA ONE | INDOOR | [6 empty] | 1600.000 A | 19700101 |  |  | 4 | Pass | null
388452429 | TNB | DISTRIBUTION | WP PUTRAJAYA & CYBERJAYA | Existing |  |  | FEEDER PILLAR | FP 800 A - 2 in 5 out |  |  | FP 2 | [9 empty] | 0 | Pass | null
388452483 | TNB | DISTRIBUTION | WP PUTRAJAYA & CYBERJAYA | Existing |  |  | FEEDER PILLAR | FP 800 A - 2 in 5 out |  | OUTDOOR | FP 1 | [9 empty] | 0 | Pass | null
388529810 | TNB | DISTRIBUTION | WP PUTRAJAYA & CYBERJAYA | Existing |  |  | MINI FEEDER PILLAR | MINI FP 400 A - 2 in 6 out | PE 24.13 SYMPHONY HILLS 2 | OUTDOOR | FP2/14 | [8 empty] | FP2/14 | 0 | Pass | null
388529872 | TNB | DISTRIBUTION | WP PUTRAJAYA & CYBERJAYA | Existing |  |  | MINI FEEDER PILLAR | MINI FP 400 A - 2 in 6 out | PE 24.13 SYMPHONY HILLS 2 | OUTDOOR | FP2/13 | [8 empty] | FP2/13 | 0 | Pass | null
388530057 | TNB | DISTRIBUTION | WP PUTRAJAYA & CYBERJAYA | Existing |  |  | MINI FEEDER PILLAR | MINI FP 400 A - 2 in 6 out |  |  | FP2/12 | [8 empty] | FP2/12 | 0 | Pass | null
388530121 | TNB | DISTRIBUTION | WP PUTRAJAYA & CYBERJAYA | Existing |  |  | MINI FEEDER PILLAR | MINI FP 400 A - 2 in 6 out |  |  | FP 2/10 | [8 empty] | FP 2/10 | 0 | Pass | null
388530183 | TNB | DISTRIBUTION | WP PUTRAJAYA & CYBERJAYA | Existing |  |  | MINI FEEDER PILLAR | MINI FP 400 A - 2 in 6 out |  |  | FP 2/9 | [8 empty] | FP 2/9 | 0 | Pass | null
388530246 | TNB | DISTRIBUTION | WP PUTRAJAYA & CYBERJAYA | Existing |  |  | MINI FEEDER PILLAR | MINI FP 400 A - 2 in 6 out |  |  | FP 2/8 | [8 empty] | FP 2/8 | 0 | Pass | null
388530308 | TNB | DISTRIBUTION | WP PUTRAJAYA & CYBERJAYA | Existing |  |  | MINI FEEDER PILLAR | MINI FP 400 A - 2 in 6 out |  |  | FP 2/7 | [8 empty] | FP 2/7 | 0 | Pass | null
388530370 | TNB | DISTRIBUTION | WP PUTRAJAYA & CYBERJAYA | Existing |  |  | MINI FEEDER PILLAR | MINI FP 400 A - 2 in 6 out |  |  | FP 2/6 | [8 empty] | FP 2/6 | 0 | Pass | null
388530432 | TNB | DISTRIBUTION | WP PUTRAJAYA & CYBERJAYA | Existing |  |  | MINI FEEDER PILLAR | MINI FP 400 A - 2 in 6 out |  |  | FP 2/5 | [8 empty] | FP 2/5 | 0 | Pass | null
388530494 | TNB | DISTRIBUTION | WP PUTRAJAYA & CYBERJAYA | Existing |  |  | MINI FEEDER PILLAR | MINI FP 400 A - 2 in 6 out |  |  | FP 2/4 | [8 empty] | FP 2/4 | 0 | Pass | null
388530556 | TNB | DISTRIBUTION | WP PUTRAJAYA & CYBERJAYA | Existing |  |  | MINI FEEDER PILLAR | MINI FP 400 A - 2 in 6 out |  |  | FP 2/3 | [8 empty] | FP 2/3 | 0 | Pass | null
388530619 | TNB | DISTRIBUTION | WP PUTRAJAYA & CYBERJAYA | Existing |  |  | MINI FEEDER PILLAR | MINI FP 400 A - 2 in 6 out |  |  | FP 2/2 | [8 empty] | FP 2/2 | 0 | Pass | null
388530681 | TNB | DISTRIBUTION | WP PUTRAJAYA & CYBERJAYA | Existing |  |  | MINI FEEDER PILLAR | MINI FP 400 A - 2 in 6 out |  |  | FP 2/1 | [8 empty] | FP 2/1 | 0 | Pass | null
388530743 | TNB | DISTRIBUTION | WP PUTRAJAYA & CYBERJAYA | Existing |  |  | MINI FEEDER PILLAR | MINI FP 400 A - 2 in 6 out |  |  | FP 2/11 | [8 empty] | FP 2/11 | 0 | Pass | null
388667230 | TNB | DISTRIBUTION | WP PUTRAJAYA & CYBERJAYA | Existing |  |  | MINI FEEDER PILLAR | MINI FP 400 A - 2 in 6 out |  |  | FP-C-1 | [8 empty] | FP-C-1 | 0 | Pass | null
388667292 | TNB | DISTRIBUTION | WP PUTRAJAYA & CYBERJAYA | Existing |  |  | MINI FEEDER PILLAR | MINI FP 400 A - 2 in 6 out |  |  | FP-C-1A | [8 empty] | FP-C-1A | 0 | Pass | null
388667354 | TNB | DISTRIBUTION | WP PUTRAJAYA & CYBERJAYA | Existing |  |  | MINI FEEDER PILLAR | MINI FP 400 A - 2 in 6 out |  |  | FP-C-2 | [8 empty] | FP-C-2 | 0 | Pass | null
388667478 | TNB | DISTRIBUTION | WP PUTRAJAYA & CYBERJAYA | Existing |  |  | MINI FEEDER PILLAR | MINI FP 400 A - 2 in 6 out |  |  | FP-C-3 | [8 empty] | FP-C-3 | 0 | Pass | null
388667540 | TNB | DISTRIBUTION | WP PUTRAJAYA & CYBERJAYA | Existing |  |  | MINI FEEDER PILLAR | MINI FP 400 A - 2 in 6 out |  |  | FP-C-2A | [8 empty] | FP-C-2A | 0 | Pass | null
388667602 | TNB | DISTRIBUTION | WP PUTRAJAYA & CYBERJAYA | Existing |  |  | MINI FEEDER PILLAR | MINI FP 400 A - 2 in 6 out |  |  | FP-A-1 | [8 empty] | FP-A-1 | 0 | Pass | null
388667664 | TNB | DISTRIBUTION | WP PUTRAJAYA & CYBERJAYA | Existing |  |  | MINI FEEDER PILLAR | MINI FP 400 A - 2 in 6 out |  |  | FP-A-1A | [8 empty] | FP-A-1A | 0 | Pass | null
388667726 | TNB | DISTRIBUTION | WP PUTRAJAYA & CYBERJAYA | Existing |  |  | MINI FEEDER PILLAR | MINI FP 400 A - 2 in 6 out |  |  | FP-A-2 | [8 empty] | FP-A-2 | 0 | Pass | null
388667788 | TNB | DISTRIBUTION | WP PUTRAJAYA & CYBERJAYA | Existing |  |  | MINI FEEDER PILLAR | MINI FP 400 A - 2 in 6 out |  |  | FP-A-2A | [8 empty] | FP-A-2A | 0 | Pass | null
388667850 | TNB | DISTRIBUTION | WP PUTRAJAYA & CYBERJAYA | Existing |  |  | MINI FEEDER PILLAR | MINI FP 400 A - 2 in 6 out |  |  | FP-A-3 | [8 empty] | FP-A-3 | 0 | Pass | null
388667912 | TNB | DISTRIBUTION | WP PUTRAJAYA & CYBERJAYA | Existing |  |  | MINI FEEDER PILLAR | MINI FP 400 A - 2 in 6 out |  |  | FP-A-3A | [8 empty] | FP-A-3A | 0 | Pass | null
388667974 | TNB | DISTRIBUTION | WP PUTRAJAYA & CYBERJAYA | Existing |  |  | MINI FEEDER PILLAR | MINI FP 400 A - 2 in 6 out |  |  | FP-A-5 | [8 empty] | FP-A-5 | 0 | Pass | null
388668036 | TNB | DISTRIBUTION | WP PUTRAJAYA & CYBERJAYA | Existing |  |  | MINI FEEDER PILLAR | MINI FP 400 A - 2 in 6 out |  |  | FP-A-4 | [8 empty] | FP-A-4 | 0 | Pass | null
388668098 | TNB | DISTRIBUTION | WP PUTRAJAYA & CYBERJAYA | Existing |  |  | MINI FEEDER PILLAR | MINI FP 400 A - 2 in 6 out |  |  | FP-A-4A | [8 empty] | FP-A-4A | 0 | Pass | null
388668160 | TNB | DISTRIBUTION | WP PUTRAJAYA & CYBERJAYA | Existing |  |  | MINI FEEDER PILLAR | MINI FP 400 A - 2 in 6 out |  |  | FP-A-5A | [8 empty] | FP-A-5A | 0 | Pass | null
388668707 | TNB | DISTRIBUTION | WP PUTRAJAYA & CYBERJAYA | Existing |  |  | FEEDER PILLAR | FP 1600 A - 2 in 8 out |  |  | FP-C | [8 empty] | FP-C | 0 | Pass | null
388668841 | TNB | DISTRIBUTION | WP PUTRAJAYA & CYBERJAYA | Existing |  |  | FEEDER PILLAR | FP 1600 A - 2 in 8 out |  |  | FP-A | [8 empty] | FP-A | 0 | Pass | null
388675730 | TNB | DISTRIBUTION | WP PUTRAJAYA & CYBERJAYA | Existing |  |  | MINI FEEDER PILLAR | MINI FP 400 A - 2 in 6 out |  | OUTDOOR | FP-1/2 | [9 empty] | 0 | Pass | null
388675792 | TNB | DISTRIBUTION | WP PUTRAJAYA & CYBERJAYA | Existing |  |  | MINI FEEDER PILLAR | MINI FP 400 A - 2 in 6 out |  | OUTDOOR | FP-1/1 | [9 empty] | 0 | Pass | null
388675941 | TNB | DISTRIBUTION | WP PUTRAJAYA & CYBERJAYA | Existing |  |  | MINI FEEDER PILLAR | MINI FP 400 A - 2 in 6 out |  | OUTDOOR | FP-1/3 | [9 empty] | 0 | Pass | null
388676003 | TNB | DISTRIBUTION | WP PUTRAJAYA & CYBERJAYA | Existing |  |  | MINI FEEDER PILLAR | MINI FP 400 A - 2 in 6 out |  | OUTDOOR | FP-1/4 | [9 empty] | 0 | Pass | null
388676140 | TNB | DISTRIBUTION | WP PUTRAJAYA & CYBERJAYA | Existing |  |  | MINI FEEDER PILLAR | MINI FP 400 A - 2 in 6 out |  | OUTDOOR | FP-1/5 | [9 empty] | 0 | Pass | null
388676328 | TNB | DISTRIBUTION | WP PUTRAJAYA & CYBERJAYA | Existing |  |  | MINI FEEDER PILLAR | MINI FP 400 A - 2 in 6 out |  | OUTDOOR | FP-2/1 | [9 empty] | 0 | Pass | null
388676390 | TNB | DISTRIBUTION | WP PUTRAJAYA & CYBERJAYA | Existing |  |  | MINI FEEDER PILLAR | MINI FP 400 A - 2 in 6 out |  | OUTDOOR | FP-2/2 | [9 empty] | 0 | Pass | null
388676452 | TNB | DISTRIBUTION | WP PUTRAJAYA & CYBERJAYA | Existing |  |  | MINI FEEDER PILLAR | MINI FP 400 A - 2 in 6 out |  | OUTDOOR | FP-2/3 | [9 empty] | 0 | Pass | null
388676847 | TNB | DISTRIBUTION | WP PUTRAJAYA & CYBERJAYA | Existing |  |  | MINI FEEDER PILLAR | MINI FP 400 A - 2 in 6 out |  | OUTDOOR | FP-2/4 | [8 empty] | FP-2/4 | 0 | Pass | null
388676909 | TNB | DISTRIBUTION | WP PUTRAJAYA & CYBERJAYA | Existing |  |  | MINI FEEDER PILLAR | MINI FP 400 A - 2 in 6 out |  | OUTDOOR | FP-2/5 | [9 empty] | 0 | Pass | null
388676971 | TNB | DISTRIBUTION | WP PUTRAJAYA & CYBERJAYA | Existing |  |  | MINI FEEDER PILLAR | MINI FP 400 A - 2 in 6 out |  | OUTDOOR | FP-2/6 | [9 empty] | 0 | Pass | null
388677033 | TNB | DISTRIBUTION | WP PUTRAJAYA & CYBERJAYA | Existing |  |  | MINI FEEDER PILLAR | MINI FP 400 A - 2 in 6 out |  | OUTDOOR | FP-3/2 | [9 empty] | 0 | Pass | null
388677095 | TNB | DISTRIBUTION | WP PUTRAJAYA & CYBERJAYA | Existing |  |  | MINI FEEDER PILLAR | MINI FP 400 A - 2 in 6 out |  | OUTDOOR | FP-3/3 | [9 empty] | 0 | Pass | null
388677157 | TNB | DISTRIBUTION | WP PUTRAJAYA & CYBERJAYA | Existing |  |  | MINI FEEDER PILLAR | MINI FP 400 A - 2 in 6 out |  | OUTDOOR | FP-3/1 | [9 empty] | 0 | Pass | null
388774542 | TNB | DISTRIBUTION | WP PUTRAJAYA & CYBERJAYA | Existing |  |  | MINI FEEDER PILLAR | MINI FP 400 A - 2 in 6 out |  | OUTDOOR | [9 empty] | FP8/5 | 0 | Pass | null
388774607 | TNB | DISTRIBUTION | WP PUTRAJAYA & CYBERJAYA | Existing |  |  | MINI FEEDER PILLAR | MINI FP 400 A - 2 in 6 out |  | OUTDOOR | [9 empty] | FP-8/2 | 0 | Pass | null
388774669 | TNB | DISTRIBUTION | WP PUTRAJAYA & CYBERJAYA | Existing |  |  | MINI FEEDER PILLAR | MINI FP 400 A - 2 in 6 out |  | OUTDOOR | [9 empty] | FP8/3 | 0 | Pass | null
388774731 | TNB | DISTRIBUTION | WP PUTRAJAYA & CYBERJAYA | Existing |  |  | MINI FEEDER PILLAR | MINI FP 400 A - 2 in 6 out |  | OUTDOOR | [9 empty] | FP8/4 | 0 | Pass | null
388774793 | TNB | DISTRIBUTION | WP PUTRAJAYA & CYBERJAYA | Existing |  |  | MINI FEEDER PILLAR | MINI FP 400 A - 2 in 6 out |  | OUTDOOR | [9 empty] | FP8/1 | 0 | Pass | null
388774855 | TNB | DISTRIBUTION | WP PUTRAJAYA & CYBERJAYA | Existing |  |  | MINI FEEDER PILLAR | MINI FP 400 A - 2 in 6 out |  | OUTDOOR | [9 empty] | FP8/6 | 0 | Pass | null
388774917 | TNB | DISTRIBUTION | WP PUTRAJAYA & CYBERJAYA | Existing |  |  | MINI FEEDER PILLAR | MINI FP 400 A - 2 in 6 out |  | OUTDOOR | [9 empty] | FP8/7 | 0 | Pass | null
388774979 | TNB | DISTRIBUTION | WP PUTRAJAYA & CYBERJAYA | Existing |  |  | MINI FEEDER PILLAR | MINI FP 400 A - 2 in 6 out |  | OUTDOOR | [9 empty] | FP8/8 | 0 | Pass | null
388775041 | TNB | DISTRIBUTION | WP PUTRAJAYA & CYBERJAYA | Existing |  |  | MINI FEEDER PILLAR | MINI FP 400 A - 2 in 6 out |  | OUTDOOR | [9 empty] | FP8/9 | 0 | Pass | null
388775103 | TNB | DISTRIBUTION | WP PUTRAJAYA & CYBERJAYA | Existing |  |  | MINI FEEDER PILLAR | MINI FP 400 A - 2 in 6 out |  | OUTDOOR | [9 empty] | FP8/10 | 0 | Pass | null
388775172 | TNB | DISTRIBUTION | WP PUTRAJAYA & CYBERJAYA | Existing |  |  | MINI FEEDER PILLAR | MINI FP 400 A - 2 in 6 out |  | OUTDOOR | [9 empty] | FP8/11 | 0 | Pass | null
388775234 | TNB | DISTRIBUTION | WP PUTRAJAYA & CYBERJAYA | Existing |  |  | MINI FEEDER PILLAR | MINI FP 400 A - 2 in 6 out |  | OUTDOOR | [9 empty] | FP8/12 | 0 | Pass | null
388775296 | TNB | DISTRIBUTION | WP PUTRAJAYA & CYBERJAYA | Existing |  |  | MINI FEEDER PILLAR | MINI FP 400 A - 2 in 6 out |  | OUTDOOR | [9 empty] | FP8/13 | 0 | Pass | null
388775359 | TNB | DISTRIBUTION | WP PUTRAJAYA & CYBERJAYA | Existing |  |  | MINI FEEDER PILLAR | MINI FP 400 A - 2 in 6 out |  | OUTDOOR | [9 empty] | FP8/14 | 0 | Pass | null
388775421 | TNB | DISTRIBUTION | WP PUTRAJAYA & CYBERJAYA | Existing |  |  | MINI FEEDER PILLAR | MINI FP 400 A - 2 in 6 out |  | OUTDOOR | [9 empty] | FP8/16 | 0 | Pass | null
388775483 | TNB | DISTRIBUTION | WP PUTRAJAYA & CYBERJAYA | Existing |  |  | MINI FEEDER PILLAR | MINI FP 400 A - 2 in 6 out |  | OUTDOOR | [9 empty] | FP8/15 | 0 | Pass | null
388860407 | TNB | DISTRIBUTION | WP PUTRAJAYA & CYBERJAYA | Existing |  |  | MINI FEEDER PILLAR | MINI FP 400 A - 2 in 6 out |  | OUTDOOR | FP3/8 | [9 empty] | 0 | Pass | null
388860469 | TNB | DISTRIBUTION | WP PUTRAJAYA & CYBERJAYA | Existing |  |  | MINI FEEDER PILLAR | MINI FP 400 A - 2 in 6 out |  | OUTDOOR | FP3/6 | [9 empty] | 0 | Pass | null
388860596 | TNB | DISTRIBUTION | WP PUTRAJAYA & CYBERJAYA | Existing |  |  | MINI FEEDER PILLAR | MINI FP 400 A - 2 in 6 out |  | OUTDOOR | FP3/9 | [9 empty] | 0 | Pass | null
388860658 | TNB | DISTRIBUTION | WP PUTRAJAYA & CYBERJAYA | Existing |  |  | MINI FEEDER PILLAR | MINI FP 400 A - 2 in 6 out |  | OUTDOOR | FP3/10 | [9 empty] | 0 | Pass | null
388860720 | TNB | DISTRIBUTION | WP PUTRAJAYA & CYBERJAYA | Existing |  |  | MINI FEEDER PILLAR | MINI FP 400 A - 2 in 6 out |  | OUTDOOR | FP3/11 | [9 empty] | 0 | Pass | null
388860782 | TNB | DISTRIBUTION | WP PUTRAJAYA & CYBERJAYA | Existing |  |  | MINI FEEDER PILLAR | MINI FP 400 A - 2 in 6 out |  | OUTDOOR | FP3/12 | [9 empty] | 0 | Pass | null
388860844 | TNB | DISTRIBUTION | WP PUTRAJAYA & CYBERJAYA | Existing |  |  | MINI FEEDER PILLAR | MINI FP 400 A - 2 in 6 out |  | OUTDOOR | FP3/13 | [9 empty] | 0 | Pass | null
388860909 | TNB | DISTRIBUTION | WP PUTRAJAYA & CYBERJAYA | Existing |  |  | MINI FEEDER PILLAR | MINI FP 400 A - 2 in 6 out |  | OUTDOOR | FP3/7 | [9 empty] | 0 | Pass | null
388861036 | TNB | DISTRIBUTION | WP PUTRAJAYA & CYBERJAYA | Existing |  |  | LVDB | LVDB 1600 A - 2 in 8 out | PE 24.05 SYMPHONY HILLS 3 | INDOOR | [6 empty] | 1600.000 A | 19700101 |  |  | 0 | Pass | null
388864790 | TNB | DISTRIBUTION | WP PUTRAJAYA & CYBERJAYA | Existing |  |  | MINI FEEDER PILLAR | MINI FP 400 A - 2 in 6 out |  | OUTDOOR | FP/12 | [9 empty] | 0 | Pass | null
388864852 | TNB | DISTRIBUTION | WP PUTRAJAYA & CYBERJAYA | Existing |  |  | MINI FEEDER PILLAR | MINI FP 400 A - 2 in 6 out |  | OUTDOOR | FP/13 | [9 empty] | 0 | Pass | null
388864914 | TNB | DISTRIBUTION | WP PUTRAJAYA & CYBERJAYA | Existing |  |  | MINI FEEDER PILLAR | MINI FP 400 A - 2 in 6 out |  | OUTDOOR | FP/14 | [9 empty] | 0 | Pass | null
388864976 | TNB | DISTRIBUTION | WP PUTRAJAYA & CYBERJAYA | Existing |  |  | MINI FEEDER PILLAR | MINI FP 400 A - 2 in 6 out |  | OUTDOOR | FP/9 | [9 empty] | 0 | Pass | null
388865038 | TNB | DISTRIBUTION | WP PUTRAJAYA & CYBERJAYA | Existing |  |  | MINI FEEDER PILLAR | MINI FP 400 A - 2 in 6 out |  | OUTDOOR | FP/10 | [9 empty] | 0 | Pass | null
388865100 | TNB | DISTRIBUTION | WP PUTRAJAYA & CYBERJAYA | Existing |  |  | MINI FEEDER PILLAR | MINI FP 400 A - 2 in 6 out |  | OUTDOOR | FP/11 | [9 empty] | 0 | Pass | null
388865162 | TNB | DISTRIBUTION | WP PUTRAJAYA & CYBERJAYA | Existing |  |  | MINI FEEDER PILLAR | MINI FP 400 A - 2 in 6 out |  | OUTDOOR | FP/7 | [9 empty] | 0 | Pass | null
388865224 | TNB | DISTRIBUTION | WP PUTRAJAYA & CYBERJAYA | Existing |  |  | MINI FEEDER PILLAR | MINI FP 400 A - 2 in 6 out |  | OUTDOOR | FP/6 | [9 empty] | 0 | Pass | null
388865286 | TNB | DISTRIBUTION | WP PUTRAJAYA & CYBERJAYA | Existing |  |  | MINI FEEDER PILLAR | MINI FP 400 A - 2 in 6 out |  | OUTDOOR | FP/5 | [9 empty] | 0 | Pass | null
388865348 | TNB | DISTRIBUTION | WP PUTRAJAYA & CYBERJAYA | Existing |  |  | MINI FEEDER PILLAR | MINI FP 400 A - 2 in 6 out |  | OUTDOOR | FP/4 | [9 empty] | 0 | Pass | null
388865410 | TNB | DISTRIBUTION | WP PUTRAJAYA & CYBERJAYA | Existing |  |  | MINI FEEDER PILLAR | MINI FP 400 A - 2 in 6 out |  | OUTDOOR | FP/3 | [9 empty] | 0 | Pass | null
388865472 | TNB | DISTRIBUTION | WP PUTRAJAYA & CYBERJAYA | Existing |  |  | MINI FEEDER PILLAR | MINI FP 400 A - 2 in 6 out |  | OUTDOOR | FP/2 | [9 empty] | 0 | Pass | null
388865534 | TNB | DISTRIBUTION | WP PUTRAJAYA & CYBERJAYA | Existing |  |  | MINI FEEDER PILLAR | MINI FP 400 A - 2 in 6 out |  | OUTDOOR | FP/1 | [9 empty] | 0 | Pass | null
388865596 | TNB | DISTRIBUTION | WP PUTRAJAYA & CYBERJAYA | Existing |  |  | MINI FEEDER PILLAR | MINI FP 400 A - 2 in 6 out |  | OUTDOOR | FP/8 | [9 empty] | 0 | Pass | null
388866813 | TNB | DISTRIBUTION | WP PUTRAJAYA & CYBERJAYA | Existing |  |  | MINI FEEDER PILLAR | MINI FP 400 A - 2 in 6 out |  | OUTDOOR | FP/15 | [9 empty] | 0 | Pass | null
388907716 | TNB | DISTRIBUTION | WP PUTRAJAYA & CYBERJAYA | Existing |  |  | MINI FEEDER PILLAR | MINI FP 400 A - 2 in 6 out |  | OUTDOOR | FP1/TNB1 | [8 empty] | FP1/TNB1 | 0 | Pass | null
388907778 | TNB | DISTRIBUTION | WP PUTRAJAYA & CYBERJAYA | Existing |  |  | MINI FEEDER PILLAR | MINI FP 400 A - 2 in 6 out |  | OUTDOOR | FP2/TNB1 | [8 empty] | FP2/TNB1 | 0 | Pass | null
388907840 | TNB | DISTRIBUTION | WP PUTRAJAYA & CYBERJAYA | Existing |  |  | MINI FEEDER PILLAR | MINI FP 400 A - 2 in 6 out |  | OUTDOOR | FP3/TNB1 | [8 empty] | FP3/TNB1 | 0 | Pass | null
388907902 | TNB | DISTRIBUTION | WP PUTRAJAYA & CYBERJAYA | Existing |  |  | MINI FEEDER PILLAR | MINI FP 400 A - 2 in 6 out |  | OUTDOOR | FP4/TNB1 | [8 empty] | FP4/TNB1 | 0 | Pass | null
388907964 | TNB | DISTRIBUTION | WP PUTRAJAYA & CYBERJAYA | Existing |  |  | MINI FEEDER PILLAR | MINI FP 400 A - 2 in 6 out |  | OUTDOOR | FP2/TNB2 | [8 empty] | FP2/TNB2 | 0 | Pass | null
388908026 | TNB | DISTRIBUTION | WP PUTRAJAYA & CYBERJAYA | Existing |  |  | MINI FEEDER PILLAR | MINI FP 400 A - 2 in 6 out |  | OUTDOOR | FP1/TNB2 | [8 empty] | FP1/TNB2 | 0 | Pass | null
388997811 | TNB | DISTRIBUTION | WP PUTRAJAYA & CYBERJAYA | Existing |  |  | FEEDER PILLAR | FP 800 A - 2 in 5 out |  | OUTDOOR | [9 empty] | FP 7 | 0 | Pass | null
388997873 | TNB | DISTRIBUTION | WP PUTRAJAYA & CYBERJAYA | Existing |  |  | FEEDER PILLAR | FP 800 A - 2 in 5 out |  | OUTDOOR | [9 empty] | FP 8 | 0 | Pass | null
388997935 | TNB | DISTRIBUTION | WP PUTRAJAYA & CYBERJAYA | Existing |  |  | FEEDER PILLAR | FP 800 A - 2 in 5 out |  | OUTDOOR | [9 empty] | FP 1 ( 2 in 6 out ) | 0 | Pass | null
388998059 | TNB | DISTRIBUTION | WP PUTRAJAYA & CYBERJAYA | Existing |  |  | FEEDER PILLAR | FP 800 A - 2 in 5 out |  | OUTDOOR | [9 empty] | FP 3 | 0 | Pass | null
388998121 | TNB | DISTRIBUTION | WP PUTRAJAYA & CYBERJAYA | Existing |  |  | FEEDER PILLAR | FP 800 A - 2 in 5 out |  | OUTDOOR | [9 empty] | FP 2 | 0 | Pass | null
388998183 | TNB | DISTRIBUTION | WP PUTRAJAYA & CYBERJAYA | Existing |  |  | FEEDER PILLAR | FP 800 A - 2 in 5 out |  | OUTDOOR | [9 empty] | FP 4 | 0 | Pass | null
388998245 | TNB | DISTRIBUTION | WP PUTRAJAYA & CYBERJAYA | Existing |  |  | FEEDER PILLAR | FP 800 A - 2 in 5 out |  | OUTDOOR | [9 empty] | FP 5 | 0 | Pass | null
388998307 | TNB | DISTRIBUTION | WP PUTRAJAYA & CYBERJAYA | Existing |  |  | FEEDER PILLAR | FP 800 A - 2 in 5 out |  | OUTDOOR | [9 empty] | FP 6 | 0 | Pass | null
388998369 | TNB | DISTRIBUTION | WP PUTRAJAYA & CYBERJAYA | Existing |  |  | FEEDER PILLAR | FP 800 A - 2 in 5 out |  | OUTDOOR | [9 empty] | FP 9 | 0 | Pass | null
388998431 | TNB | DISTRIBUTION | WP PUTRAJAYA & CYBERJAYA | Existing |  |  | FEEDER PILLAR | FP 800 A - 2 in 5 out |  | OUTDOOR | [9 empty] | FP 10 | 0 | Pass | null
388998679 | TNB | DISTRIBUTION | WP PUTRAJAYA & CYBERJAYA | Existing |  |  | FEEDER PILLAR | FP 800 A - 2 in 5 out |  | OUTDOOR | [9 empty] | FP 11 | 0 | Pass | null
389002595 | TNB | DISTRIBUTION | WP PUTRAJAYA & CYBERJAYA | Existing |  |  | FEEDER PILLAR | FP 800 A - 2 in 5 out | PE 23.13 GLOMAC 2A | OUTDOOR | [9 empty] | FP E-01 | 0 | Pass | null
389002659 | TNB | DISTRIBUTION | WP PUTRAJAYA & CYBERJAYA | Existing |  |  | FEEDER PILLAR | FP 800 A - 2 in 5 out | PE 23.13 GLOMAC 2A | OUTDOOR | [9 empty] | FP A-01 | 0 | Pass | null
389002713 | TNB | DISTRIBUTION | WP PUTRAJAYA & CYBERJAYA | Existing |  |  | FEEDER PILLAR | FP 800 A - 2 in 5 out | PE 23.13 GLOMAC 2A | OUTDOOR | [9 empty] | FP B-01 | 0 | Pass | null
389002767 | TNB | DISTRIBUTION | WP PUTRAJAYA & CYBERJAYA | Existing |  |  | FEEDER PILLAR | FP 800 A - 2 in 5 out | PE 23.14 GLOMAC 2B | OUTDOOR | [9 empty] | FP E-15 | 0 | Pass | null
389002821 | TNB | DISTRIBUTION | WP PUTRAJAYA & CYBERJAYA | Existing |  |  | FEEDER PILLAR | FP 800 A - 2 in 5 out | PE 23.14 GLOMAC 2B | OUTDOOR | [9 empty] | FP D-11 | 0 | Pass | null
389002983 | TNB | DISTRIBUTION | WP PUTRAJAYA & CYBERJAYA | Existing |  |  | FEEDER PILLAR | FP 800 A - 2 in 5 out | PE 23.14 GLOMAC 2B | OUTDOOR | [9 empty] | FP D-03 | 0 | Pass | null
389003037 | TNB | DISTRIBUTION | WP PUTRAJAYA & CYBERJAYA | Existing |  |  | FEEDER PILLAR | FP 800 A - 2 in 5 out | PE 23.14 GLOMAC 2B | OUTDOOR | [9 empty] | FP C-06 | 0 | Pass | null
389010636 | TNB | DISTRIBUTION | WP PUTRAJAYA & CYBERJAYA | Existing |  |  | MINI FEEDER PILLAR | MINI FP 400 A - 2 in 6 out |  |  | FP-1/11 | [8 empty] | FP-1/11 | 0 | Pass | null
389010698 | TNB | DISTRIBUTION | WP PUTRAJAYA & CYBERJAYA | Existing |  |  | MINI FEEDER PILLAR | MINI FP 400 A - 2 in 6 out |  |  | FP-1/10 | [8 empty] | FP-1/10 | 0 | Pass | null
389010760 | TNB | DISTRIBUTION | WP PUTRAJAYA & CYBERJAYA | Existing |  |  | MINI FEEDER PILLAR | MINI FP 400 A - 2 in 6 out |  |  | FP-1/9 | [8 empty] | FP-1/9 | 0 | Pass | null
389010822 | TNB | DISTRIBUTION | WP PUTRAJAYA & CYBERJAYA | Existing |  |  | MINI FEEDER PILLAR | MINI FP 400 A - 2 in 6 out |  |  | FP-1/8 | [8 empty] | FP-1/8 | 0 | Pass | null
389010884 | TNB | DISTRIBUTION | WP PUTRAJAYA & CYBERJAYA | Existing |  |  | MINI FEEDER PILLAR | MINI FP 400 A - 2 in 6 out |  |  | FP-1/13 | [9 empty] | 0 | Pass | null
389010946 | TNB | DISTRIBUTION | WP PUTRAJAYA & CYBERJAYA | Existing |  |  | MINI FEEDER PILLAR | MINI FP 400 A - 2 in 6 out | PE 24.16 PADAT PERUMAHAN 1 | OUTDOOR | FP-1/12 | [8 empty] | FP-1/12 | 0 | Pass | null
389011070 | TNB | DISTRIBUTION | WP PUTRAJAYA & CYBERJAYA | Existing |  |  | MINI FEEDER PILLAR | MINI FP 400 A - 2 in 6 out |  |  | FP-1/7 | [8 empty] | FP-1/7 | 0 | Pass | null
389011194 | TNB | DISTRIBUTION | WP PUTRAJAYA & CYBERJAYA | Existing |  |  | MINI FEEDER PILLAR | MINI FP 400 A - 2 in 6 out |  |  | FP-1/6 | [8 empty] | FP-1/6 | 0 | Pass | null
389011256 | TNB | DISTRIBUTION | WP PUTRAJAYA & CYBERJAYA | Existing |  |  | MINI FEEDER PILLAR | MINI FP 400 A - 2 in 6 out |  |  | FP-1/5 | [8 empty] | FP-1/5 | 0 | Pass | null
389011505 | TNB | DISTRIBUTION | WP PUTRAJAYA & CYBERJAYA | Existing |  |  | MINI FEEDER PILLAR | MINI FP 400 A - 2 in 6 out | PE 24.16 PADAT PERUMAHAN 1 | OUTDOOR | FP-1/4 | [8 empty] | FP-1/4 | 0 | Pass | null
389011567 | TNB | DISTRIBUTION | WP PUTRAJAYA & CYBERJAYA | Existing |  |  | MINI FEEDER PILLAR | MINI FP 400 A - 2 in 6 out | PE 24.16 PADAT PERUMAHAN 1 | OUTDOOR | FP-1/15 | [8 empty] | FP-1/15 | 0 | Pass | null
389011691 | TNB | DISTRIBUTION | WP PUTRAJAYA & CYBERJAYA | Existing |  |  | MINI FEEDER PILLAR | MINI FP 400 A - 2 in 6 out |  |  | FP-1/14 | [8 empty] | FP-1/14 | 0 | Pass | null
389011753 | TNB | DISTRIBUTION | WP PUTRAJAYA & CYBERJAYA | Existing |  |  | MINI FEEDER PILLAR | MINI FP 400 A - 2 in 6 out | PE 24.06 SYMPHONY HILLS 1 | OUTDOOR | FP-1/1 | [8 empty] | FP-1/1 | 0 | Pass | null
389011939 | TNB | DISTRIBUTION | WP PUTRAJAYA & CYBERJAYA | Existing |  |  | MINI FEEDER PILLAR | MINI FP 400 A - 2 in 6 out | PE 24.06 SYMPHONY HILLS 1 | OUTDOOR | FP-1/3 | [8 empty] | FP-1/3 | 0 | Pass | null
389012001 | TNB | DISTRIBUTION | WP PUTRAJAYA & CYBERJAYA | Existing |  |  | MINI FEEDER PILLAR | MINI FP 400 A - 2 in 6 out |  |  | FP-1/2 | [8 empty] | FP-1/2 | 0 | Pass | null
389013030 | TNB | DISTRIBUTION | WP PUTRAJAYA & CYBERJAYA | Existing |  |  | MINI FEEDER PILLAR | MINI FP 400 A - 2 in 6 out | PE 24.16 PADAT PERUMAHAN 1 | OUTDOOR | FP-1/16 | [8 empty] | FP-1/16 | 0 | Pass | null
389013206 | TNB | DISTRIBUTION | WP PUTRAJAYA & CYBERJAYA | Existing |  |  | LVDB | LVDB 1600 A - 2 in 8 out | PE 24.06 SYMPHONY HILLS 1 | INDOOR | [10 empty] | 0 | Pass | null
389032118 | TNB | DISTRIBUTION | WP PUTRAJAYA & CYBERJAYA | Existing |  |  | MINI FEEDER PILLAR | MINI FP 400 A - 2 in 6 out |  | OUTDOOR | FP 2-4A | [9 empty] | 0 | Pass | null
389122324 | TNB | DISTRIBUTION | WP PUTRAJAYA & CYBERJAYA | Existing |  |  | MINI FEEDER PILLAR | MINI FP 400 A - 2 in 6 out | PE 24.05 SYMPHONY HILLS 3 | OUTDOOR | FP3/1 | [8 empty] | FP3/1 | 0 | Pass | null
389122386 | TNB | DISTRIBUTION | WP PUTRAJAYA & CYBERJAYA | Existing |  |  | MINI FEEDER PILLAR | MINI FP 400 A - 2 in 6 out | PE 24.05 SYMPHONY HILLS 3 | OUTDOOR | FP3/2 | [8 empty] | FP3/2 | 0 | Pass | null
389122448 | TNB | DISTRIBUTION | WP PUTRAJAYA & CYBERJAYA | Existing |  |  | MINI FEEDER PILLAR | MINI FP 400 A - 2 in 6 out | PE 24.05 SYMPHONY HILLS 3 | OUTDOOR | FP3/3 | [8 empty] | FP3/3 | 0 | Pass | null
389122510 | TNB | DISTRIBUTION | WP PUTRAJAYA & CYBERJAYA | Existing |  |  | MINI FEEDER PILLAR | MINI FP 400 A - 2 in 6 out | PE 24.05 SYMPHONY HILLS 3 | OUTDOOR | FP3/4 | [8 empty] | FP3/4 | 0 | Pass | null
389122572 | TNB | DISTRIBUTION | WP PUTRAJAYA & CYBERJAYA | Existing |  |  | MINI FEEDER PILLAR | MINI FP 400 A - 2 in 6 out | PE 24.05 SYMPHONY HILLS 3 | OUTDOOR | FP3/5 | [8 empty] | FP3/5 | 0 | Pass | null
389191320 | TNB | DISTRIBUTION | WP PUTRAJAYA & CYBERJAYA | Existing |  |  | MINI FEEDER PILLAR | MINI FP 400 A - 2 in 6 out |  | OUTDOOR | MFP-3A | [9 empty] | 0 | Pass | null
389191382 | TNB | DISTRIBUTION | WP PUTRAJAYA & CYBERJAYA | Existing |  |  | MINI FEEDER PILLAR | MINI FP 400 A - 2 in 6 out |  | OUTDOOR | MFP-3G | [9 empty] | 0 | Pass | null
389191444 | TNB | DISTRIBUTION | WP PUTRAJAYA & CYBERJAYA | Existing |  |  | MINI FEEDER PILLAR | MINI FP 400 A - 2 in 6 out |  | OUTDOOR | MFP-3F | [9 empty] | 0 | Pass | null
389191568 | TNB | DISTRIBUTION | WP PUTRAJAYA & CYBERJAYA | Existing |  |  | MINI FEEDER PILLAR | MINI FP 400 A - 2 in 6 out |  | OUTDOOR | MFP-1F | [9 empty] | 0 | Pass | null
389191630 | TNB | DISTRIBUTION | WP PUTRAJAYA & CYBERJAYA | Existing |  |  | MINI FEEDER PILLAR | MINI FP 400 A - 2 in 6 out |  | OUTDOOR | MFP-1C | [9 empty] | 0 | Pass | null
389191692 | TNB | DISTRIBUTION | WP PUTRAJAYA & CYBERJAYA | Existing |  |  | MINI FEEDER PILLAR | MINI FP 400 A - 2 in 6 out |  | OUTDOOR | MFP-1E | [9 empty] | 0 | Pass | null
389191816 | TNB | DISTRIBUTION | WP PUTRAJAYA & CYBERJAYA | Existing |  |  | MINI FEEDER PILLAR | MINI FP 400 A - 2 in 6 out |  |  | MFP-1B | [9 empty] | 0 | Pass | null
389191878 | TNB | DISTRIBUTION | WP PUTRAJAYA & CYBERJAYA | Existing |  |  | MINI FEEDER PILLAR | MINI FP 400 A - 2 in 6 out |  | OUTDOOR | MFP-1D | [9 empty] | 0 | Pass | null
389191940 | TNB | DISTRIBUTION | WP PUTRAJAYA & CYBERJAYA | Existing |  |  | MINI FEEDER PILLAR | MINI FP 400 A - 2 in 6 out |  | OUTDOOR | MFP-2B | [9 empty] | 0 | Pass | null
389192002 | TNB | DISTRIBUTION | WP PUTRAJAYA & CYBERJAYA | Existing |  |  | MINI FEEDER PILLAR | MINI FP 400 A - 2 in 6 out |  | OUTDOOR | MFP-1A | [9 empty] | 0 | Pass | null
389192064 | TNB | DISTRIBUTION | WP PUTRAJAYA & CYBERJAYA | Existing |  |  | MINI FEEDER PILLAR | MINI FP 400 A - 2 in 6 out |  | OUTDOOR | MFP-2D | [9 empty] | 0 | Pass | null
389192126 | TNB | DISTRIBUTION | WP PUTRAJAYA & CYBERJAYA | Existing |  |  | MINI FEEDER PILLAR | MINI FP 400 A - 2 in 6 out |  | OUTDOOR | MFP-2C | [9 empty] | 0 | Pass | null
389192188 | TNB | DISTRIBUTION | WP PUTRAJAYA & CYBERJAYA | Existing |  |  | MINI FEEDER PILLAR | MINI FP 400 A - 2 in 6 out |  | OUTDOOR | MFP-2F | [9 empty] | 0 | Pass | null
389192250 | TNB | DISTRIBUTION | WP PUTRAJAYA & CYBERJAYA | Existing |  |  | MINI FEEDER PILLAR | MINI FP 400 A - 2 in 6 out |  | OUTDOOR | MFP-2A | [9 empty] | 0 | Pass | null
389192312 | TNB | DISTRIBUTION | WP PUTRAJAYA & CYBERJAYA | Existing |  |  | MINI FEEDER PILLAR | MINI FP 400 A - 2 in 6 out |  | OUTDOOR | MFP-2E | [9 empty] | 0 | Pass | null
389192374 | TNB | DISTRIBUTION | WP PUTRAJAYA & CYBERJAYA | Existing |  |  | MINI FEEDER PILLAR | MINI FP 400 A - 2 in 6 out |  | OUTDOOR | MFP-2G | [9 empty] | 0 | Pass | null
389192436 | TNB | DISTRIBUTION | WP PUTRAJAYA & CYBERJAYA | Existing |  |  | MINI FEEDER PILLAR | MINI FP 400 A - 2 in 6 out |  | OUTDOOR | MFP-3D | [9 empty] | 0 | Pass | null
389192498 | TNB | DISTRIBUTION | WP PUTRAJAYA & CYBERJAYA | Existing |  |  | MINI FEEDER PILLAR | MINI FP 400 A - 2 in 6 out |  | OUTDOOR | MFP-3E | [9 empty] | 0 | Pass | null
389192560 | TNB | DISTRIBUTION | WP PUTRAJAYA & CYBERJAYA | Existing |  |  | MINI FEEDER PILLAR | MINI FP 400 A - 2 in 6 out |  | OUTDOOR | MFP-3C | [9 empty] | 0 | Pass | null
389192622 | TNB | DISTRIBUTION | WP PUTRAJAYA & CYBERJAYA | Existing |  |  | MINI FEEDER PILLAR | MINI FP 400 A - 2 in 6 out |  | OUTDOOR | MFP-3B | [9 empty] | 0 | Pass | null
389242723 | TNB | DISTRIBUTION | WP PUTRAJAYA & CYBERJAYA | Existing |  |  | MINI FEEDER PILLAR | MINI FP 400 A - 2 in 6 out |  | OUTDOOR | MFP-3E | [9 empty] | 0 | Pass | null
389242785 | TNB | DISTRIBUTION | WP PUTRAJAYA & CYBERJAYA | Existing |  |  | MINI FEEDER PILLAR | MINI FP 400 A - 2 in 6 out |  | OUTDOOR | MFP-3F | [9 empty] | 0 | Pass | null
389242847 | TNB | DISTRIBUTION | WP PUTRAJAYA & CYBERJAYA | Existing |  |  | MINI FEEDER PILLAR | MINI FP 400 A - 2 in 6 out |  | OUTDOOR | MFP-2F | [9 empty] | 0 | Pass | null
389242909 | TNB | DISTRIBUTION | WP PUTRAJAYA & CYBERJAYA | Existing |  |  | MINI FEEDER PILLAR | MINI FP 400 A - 2 in 6 out |  | OUTDOOR | MFP-3A | [9 empty] | 0 | Pass | null
389242971 | TNB | DISTRIBUTION | WP PUTRAJAYA & CYBERJAYA | Existing |  |  | MINI FEEDER PILLAR | MINI FP 400 A - 2 in 6 out |  | OUTDOOR | MFP-3C | [9 empty] | 0 | Pass | null
389243033 | TNB | DISTRIBUTION | WP PUTRAJAYA & CYBERJAYA | Existing |  |  | MINI FEEDER PILLAR | MINI FP 400 A - 2 in 6 out |  | OUTDOOR | MFP-3D | [9 empty] | 0 | Pass | null
389243095 | TNB | DISTRIBUTION | WP PUTRAJAYA & CYBERJAYA | Existing |  |  | MINI FEEDER PILLAR | MINI FP 400 A - 2 in 6 out |  | OUTDOOR | MFP-3B | [9 empty] | 0 | Pass | null
389243157 | TNB | DISTRIBUTION | WP PUTRAJAYA & CYBERJAYA | Existing |  |  | MINI FEEDER PILLAR | MINI FP 400 A - 2 in 6 out |  | OUTDOOR | MFP-1B | [9 empty] | 0 | Pass | null
389243219 | TNB | DISTRIBUTION | WP PUTRAJAYA & CYBERJAYA | Existing |  |  | MINI FEEDER PILLAR | MINI FP 400 A - 2 in 6 out |  | OUTDOOR | MFP-1A | [9 empty] | 0 | Pass | null
389243281 | TNB | DISTRIBUTION | WP PUTRAJAYA & CYBERJAYA | Existing |  |  | MINI FEEDER PILLAR | MINI FP 400 A - 2 in 6 out |  | OUTDOOR | MFP-1C | [9 empty] | 0 | Pass | null
389243343 | TNB | DISTRIBUTION | WP PUTRAJAYA & CYBERJAYA | Existing |  |  | MINI FEEDER PILLAR | MINI FP 400 A - 2 in 6 out |  | OUTDOOR | MFP-1D | [9 empty] | 0 | Pass | null
389243405 | TNB | DISTRIBUTION | WP PUTRAJAYA & CYBERJAYA | Existing |  |  | MINI FEEDER PILLAR | MINI FP 400 A - 2 in 6 out |  | OUTDOOR | MFP-2A | [9 empty] | 0 | Pass | null
389243467 | TNB | DISTRIBUTION | WP PUTRAJAYA & CYBERJAYA | Existing |  |  | MINI FEEDER PILLAR | MINI FP 400 A - 2 in 6 out |  | OUTDOOR | MFP-2C | [9 empty] | 0 | Pass | null
389243529 | TNB | DISTRIBUTION | WP PUTRAJAYA & CYBERJAYA | Existing |  |  | MINI FEEDER PILLAR | MINI FP 400 A - 2 in 6 out |  | OUTDOOR | MFP-2B | [9 empty] | 0 | Pass | null
389243591 | TNB | DISTRIBUTION | WP PUTRAJAYA & CYBERJAYA | Existing |  |  | MINI FEEDER PILLAR | MINI FP 400 A - 2 in 6 out |  | OUTDOOR | MFP-2E | [9 empty] | 0 | Pass | null
389243653 | TNB | DISTRIBUTION | WP PUTRAJAYA & CYBERJAYA | Existing |  |  | MINI FEEDER PILLAR | MINI FP 400 A - 2 in 6 out |  | OUTDOOR | MFP-2D | [9 empty] | 0 | Pass | null
389470131 | TNB | DISTRIBUTION | WP PUTRAJAYA & CYBERJAYA | Existing |  |  | LVDB | LVDB 1600 A - 2 in 8 out | D-CBJ-C15-0506 | INDOOR | FP- D | [5 empty] | 1600.000 A | 19700101 |  |  | 0 | Pass | null
389470208 | TNB | DISTRIBUTION | WP PUTRAJAYA & CYBERJAYA | Existing |  |  | MINI FEEDER PILLAR | MINI FP 400 A - 2 in 6 out |  | OUTDOOR | FP- D- 1 | [9 empty] | 0 | Pass | null
389470270 | TNB | DISTRIBUTION | WP PUTRAJAYA & CYBERJAYA | Existing |  |  | MINI FEEDER PILLAR | MINI FP 400 A - 2 in 6 out |  | OUTDOOR | FP- D- 8 | [9 empty] | 0 | Pass | null
389470332 | TNB | DISTRIBUTION | WP PUTRAJAYA & CYBERJAYA | Existing |  |  | MINI FEEDER PILLAR | MINI FP 400 A - 2 in 6 out |  | OUTDOOR | FP- D- 7 | [9 empty] | 0 | Pass | null
389470394 | TNB | DISTRIBUTION | WP PUTRAJAYA & CYBERJAYA | Existing |  |  | MINI FEEDER PILLAR | MINI FP 400 A - 2 in 6 out |  | OUTDOOR | FP- D- 4 | [9 empty] | 0 | Pass | null
389470456 | TNB | DISTRIBUTION | WP PUTRAJAYA & CYBERJAYA | Existing |  |  | MINI FEEDER PILLAR | MINI FP 400 A - 2 in 6 out |  | OUTDOOR | FP- D- 5 | [9 empty] | 0 | Pass | null
389470518 | TNB | DISTRIBUTION | WP PUTRAJAYA & CYBERJAYA | Existing |  |  | MINI FEEDER PILLAR | MINI FP 400 A - 2 in 6 out |  | OUTDOOR | FP- D- 6 | [9 empty] | 0 | Pass | null
389470580 | TNB | DISTRIBUTION | WP PUTRAJAYA & CYBERJAYA | Existing |  |  | MINI FEEDER PILLAR | MINI FP 400 A - 2 in 6 out |  | OUTDOOR | FP- D- 2 | [9 empty] | 0 | Pass | null
389470642 | TNB | DISTRIBUTION | WP PUTRAJAYA & CYBERJAYA | Existing |  |  | MINI FEEDER PILLAR | MINI FP 400 A - 2 in 6 out |  | OUTDOOR | FP- D- 3 | [9 empty] | 0 | Pass | null
389500344 | TNB | DISTRIBUTION | WP PUTRAJAYA & CYBERJAYA | Existing | VCBJ/PCE/J22831/NDTX1 | 300455000 | LVDB | LVDB 1600 A - 2 in 8 out | PE 22.83 CBD PERDANA 2D F1 |  |  |  |  | ITEM INDUSTRIAL |  | D0906 |  |  | FEEDER PILLAR,LV,DIN, 1600A, ITEM. |  | 2 | Pass | null
389500447 | TNB | DISTRIBUTION | WP PUTRAJAYA & CYBERJAYA | Existing | VCBJ/PCE/J22832/NDTX2 | 300455002 | LVDB | LVDB 1600 A - 2 in 8 out | PE 22.83 CBD PERDANA 2D F2 | INDOOR |  |  |  | ITEM INDUSTRIAL |  | D0913 |  |  | FEEDER PILLAR,LV,DIN, 1600A, ITEM. |  | 0 | Pass | null
389513097 | TNB | DISTRIBUTION | WP PUTRAJAYA & CYBERJAYA | Existing |  |  | MINI FEEDER PILLAR | MINI FP 400 A - 2 in 6 out |  | OUTDOOR | FP3 | [8 empty] | FP3 | 0 | Pass | null
389513159 | TNB | DISTRIBUTION | WP PUTRAJAYA & CYBERJAYA | Existing |  |  | MINI FEEDER PILLAR | MINI FP 400 A - 2 in 6 out |  | OUTDOOR | FP4 | [8 empty] | FP4 | 0 | Pass | null
389513221 | TNB | DISTRIBUTION | WP PUTRAJAYA & CYBERJAYA | Existing |  |  | MINI FEEDER PILLAR | MINI FP 400 A - 2 in 6 out |  | OUTDOOR | FP1 | [8 empty] | FP1 | 0 | Pass | null
389513283 | TNB | DISTRIBUTION | WP PUTRAJAYA & CYBERJAYA | Existing |  |  | MINI FEEDER PILLAR | MINI FP 400 A - 2 in 6 out |  |  | FP2 | [8 empty] | FP2 | 0 | Pass | null
389513345 | TNB | DISTRIBUTION | WP PUTRAJAYA & CYBERJAYA | Existing |  |  | MINI FEEDER PILLAR | MINI FP 400 A - 2 in 6 out |  | OUTDOOR | FP5 | [8 empty] | FP5 | 0 | Pass | null
389513407 | TNB | DISTRIBUTION | WP PUTRAJAYA & CYBERJAYA | Existing |  |  | MINI FEEDER PILLAR | MINI FP 400 A - 2 in 6 out |  | OUTDOOR | FP6 | [8 empty] | FP6 | 0 | Pass | null
389526233 | TNB | DISTRIBUTION | WP PUTRAJAYA & CYBERJAYA | Existing |  |  | MINI FEEDER PILLAR | MINI FP 400 A - 2 in 6 out | [11 empty] | FP1/8 | 0 | Pass | null
389526295 | TNB | DISTRIBUTION | WP PUTRAJAYA & CYBERJAYA | Existing |  |  | MINI FEEDER PILLAR | MINI FP 400 A - 2 in 6 out | [11 empty] | FP1/7 | 0 | Pass | null
389526357 | TNB | DISTRIBUTION | WP PUTRAJAYA & CYBERJAYA | Existing |  |  | MINI FEEDER PILLAR | MINI FP 400 A - 2 in 6 out | [11 empty] | FP1/5 | 0 | Pass | null
389526419 | TNB | DISTRIBUTION | WP PUTRAJAYA & CYBERJAYA | Existing |  |  | MINI FEEDER PILLAR | MINI FP 400 A - 2 in 6 out | [11 empty] | FP1/9 | 0 | Pass | null
389526481 | TNB | DISTRIBUTION | WP PUTRAJAYA & CYBERJAYA | Existing |  |  | MINI FEEDER PILLAR | MINI FP 400 A - 2 in 6 out | [11 empty] | FP1/12 | 0 | Pass | null
389526543 | TNB | DISTRIBUTION | WP PUTRAJAYA & CYBERJAYA | Existing |  |  | MINI FEEDER PILLAR | MINI FP 400 A - 2 in 6 out | [11 empty] | F1/11 | 0 | Pass | null
389526609 | TNB | DISTRIBUTION | WP PUTRAJAYA & CYBERJAYA | Existing |  |  | MINI FEEDER PILLAR | MINI FP 400 A - 2 in 6 out | [11 empty] | FP1/10 | 0 | Pass | null
389526671 | TNB | DISTRIBUTION | WP PUTRAJAYA & CYBERJAYA | Existing |  |  | MINI FEEDER PILLAR | MINI FP 400 A - 2 in 6 out | [11 empty] | FP1/6 | 0 | Pass | null
389526733 | TNB | DISTRIBUTION | WP PUTRAJAYA & CYBERJAYA | Existing |  |  | MINI FEEDER PILLAR | MINI FP 400 A - 2 in 6 out | [11 empty] | FP1/4 | 0 | Pass | null
389526795 | TNB | DISTRIBUTION | WP PUTRAJAYA & CYBERJAYA | Existing |  |  | MINI FEEDER PILLAR | MINI FP 400 A - 2 in 6 out | [11 empty] | FP1/3 | 0 | Pass | null
389526857 | TNB | DISTRIBUTION | WP PUTRAJAYA & CYBERJAYA | Existing |  |  | MINI FEEDER PILLAR | MINI FP 400 A - 2 in 6 out | [11 empty] | FP1/2 | 0 | Pass | null
389526919 | TNB | DISTRIBUTION | WP PUTRAJAYA & CYBERJAYA | Existing |  |  | MINI FEEDER PILLAR | MINI FP 400 A - 2 in 6 out | [11 empty] | FP1/1 | 0 | Pass | null
389526983 | TNB | DISTRIBUTION | WP PUTRAJAYA & CYBERJAYA | Existing |  |  | MINI FEEDER PILLAR | MINI FP 400 A - 2 in 6 out | [11 empty] | FP2/1 | 0 | Pass | null
389527045 | TNB | DISTRIBUTION | WP PUTRAJAYA & CYBERJAYA | Existing |  |  | MINI FEEDER PILLAR | MINI FP 400 A - 2 in 6 out | [11 empty] | FP2/2 | 0 | Pass | null
389527107 | TNB | DISTRIBUTION | WP PUTRAJAYA & CYBERJAYA | Existing |  |  | MINI FEEDER PILLAR | MINI FP 400 A - 2 in 6 out | [11 empty] | FP2/3 | 0 | Pass | null
389527169 | TNB | DISTRIBUTION | WP PUTRAJAYA & CYBERJAYA | Existing |  |  | MINI FEEDER PILLAR | MINI FP 400 A - 2 in 6 out | [11 empty] | FP2/5 | 0 | Pass | null
389527231 | TNB | DISTRIBUTION | WP PUTRAJAYA & CYBERJAYA | Existing |  |  | MINI FEEDER PILLAR | MINI FP 400 A - 2 in 6 out | [11 empty] | FP2/4 | 0 | Pass | null
389527293 | TNB | DISTRIBUTION | WP PUTRAJAYA & CYBERJAYA | Existing |  |  | MINI FEEDER PILLAR | MINI FP 400 A - 2 in 6 out | [11 empty] | FP2/8 | 0 | Pass | null
389527355 | TNB | DISTRIBUTION | WP PUTRAJAYA & CYBERJAYA | Existing |  |  | MINI FEEDER PILLAR | MINI FP 400 A - 2 in 6 out | [11 empty] | FP2/7 | 0 | Pass | null
389527417 | TNB | DISTRIBUTION | WP PUTRAJAYA & CYBERJAYA | Existing |  |  | MINI FEEDER PILLAR | MINI FP 400 A - 2 in 6 out | [11 empty] | FP2/6 | 0 | Pass | null
389527479 | TNB | DISTRIBUTION | WP PUTRAJAYA & CYBERJAYA | Existing |  |  | MINI FEEDER PILLAR | MINI FP 400 A - 2 in 6 out | [11 empty] | FP2/9 | 0 | Pass | null
389527541 | TNB | DISTRIBUTION | WP PUTRAJAYA & CYBERJAYA | Existing |  |  | MINI FEEDER PILLAR | MINI FP 400 A - 2 in 6 out | [11 empty] | FP2/11 | 0 | Pass | null
389527603 | TNB | DISTRIBUTION | WP PUTRAJAYA & CYBERJAYA | Existing |  |  | MINI FEEDER PILLAR | MINI FP 400 A - 2 in 6 out | [11 empty] | FP2/10 | 0 | Pass | null
389527665 | TNB | DISTRIBUTION | WP PUTRAJAYA & CYBERJAYA | Existing |  |  | MINI FEEDER PILLAR | MINI FP 400 A - 2 in 6 out | [11 empty] | FP2/12 | 0 | Pass | null
389528264 | TNB | DISTRIBUTION | WP PUTRAJAYA & CYBERJAYA | Existing |  |  | LVDB | LVDB 1600 A - 2 in 8 out | [12 empty] | 0 | Pass | null
389528375 | TNB | DISTRIBUTION | WP PUTRAJAYA & CYBERJAYA | Existing |  |  | LVDB | LVDB 1600 A - 2 in 8 out | PE 21.74 LAKE VIEW WEST 2 | [11 empty] | 0 | Pass | null
389539309 | TNB | DISTRIBUTION | WP PUTRAJAYA & CYBERJAYA | Existing |  |  | MINI FEEDER PILLAR | MINI FP 400 A - 2 in 6 out |  | OUTDOOR | MFP 7 | [9 empty] | 0 | Pass | null
389539614 | TNB | DISTRIBUTION | WP PUTRAJAYA & CYBERJAYA | Existing |  |  | MINI FEEDER PILLAR | MINI FP 400 A - 2 in 6 out |  | OUTDOOR | MFP 3 | [9 empty] | 0 | Pass | null
389539676 | TNB | DISTRIBUTION | WP PUTRAJAYA & CYBERJAYA | Existing |  |  | MINI FEEDER PILLAR | MINI FP 400 A - 2 in 6 out |  | OUTDOOR | MFP 5 | [9 empty] | 0 | Pass | null
389539738 | TNB | DISTRIBUTION | WP PUTRAJAYA & CYBERJAYA | Existing |  |  | MINI FEEDER PILLAR | MINI FP 400 A - 2 in 6 out |  | OUTDOOR | MFP 2 | [9 empty] | 0 | Pass | null
389539800 | TNB | DISTRIBUTION | WP PUTRAJAYA & CYBERJAYA | Existing |  |  | MINI FEEDER PILLAR | MINI FP 400 A - 2 in 6 out |  | OUTDOOR | MFP 1 | [9 empty] | 0 | Pass | null
389539862 | TNB | DISTRIBUTION | WP PUTRAJAYA & CYBERJAYA | Existing |  |  | MINI FEEDER PILLAR | MINI FP 400 A - 2 in 6 out |  | OUTDOOR | MFP 4 | [9 empty] | 0 | Pass | null
389539925 | TNB | DISTRIBUTION | WP PUTRAJAYA & CYBERJAYA | Existing |  |  | MINI FEEDER PILLAR | MINI FP 400 A - 2 in 6 out |  | OUTDOOR | MFP 8 | [9 empty] | 0 | Pass | null
389539987 | TNB | DISTRIBUTION | WP PUTRAJAYA & CYBERJAYA | Existing |  |  | MINI FEEDER PILLAR | MINI FP 400 A - 2 in 6 out |  | OUTDOOR | MFP 6 | [9 empty] | 0 | Pass | null
389598942 | TNB | DISTRIBUTION | WP PUTRAJAYA & CYBERJAYA | Existing |  |  | MINI FEEDER PILLAR | MINI FP 400 A - 2 in 6 out |  | OUTDOOR | FP-Z-3 | [8 empty] | FP-Z-3 | 0 | Pass | null
389599066 | TNB | DISTRIBUTION | WP PUTRAJAYA & CYBERJAYA | Existing |  |  | MINI FEEDER PILLAR | MINI FP 400 A - 2 in 6 out |  | OUTDOOR | FP-Z-2 | [8 empty] | FP-Z-2 | 0 | Pass | null
389599128 | TNB | DISTRIBUTION | WP PUTRAJAYA & CYBERJAYA | Existing |  |  | MINI FEEDER PILLAR | MINI FP 400 A - 2 in 6 out |  | OUTDOOR | FP-Z-1 | [8 empty] | FP-Z-1 | 0 | Pass | null
389599198 | TNB | DISTRIBUTION | WP PUTRAJAYA & CYBERJAYA | Existing |  |  | FEEDER PILLAR | FP 1600 A - 2 in 8 out |  | OUTDOOR | FP-Z | [8 empty] | FP-Z | 0 | Pass | null
389745169 | TNB | DISTRIBUTION | WP PUTRAJAYA & CYBERJAYA | Existing |  |  | MINI FEEDER PILLAR | MINI FP 400 A - 2 in 6 out |  | OUTDOOR | MFP P11D/16 | [9 empty] | 0 | Pass | null
389959612 | TNB | DISTRIBUTION | WP PUTRAJAYA & CYBERJAYA | Existing |  |  | FEEDER PILLAR | FP 800 A - 2 in 5 out |  | OUTDOOR | FP 3-1 | [9 empty] | 0 | Pass | null
389959666 | TNB | DISTRIBUTION | WP PUTRAJAYA & CYBERJAYA | Existing |  |  | FEEDER PILLAR | FP 800 A - 2 in 5 out |  | OUTDOOR | FP 3-3 | [9 empty] | 0 | Pass | null
389959720 | TNB | DISTRIBUTION | WP PUTRAJAYA & CYBERJAYA | Existing |  |  | FEEDER PILLAR | FP 800 A - 2 in 5 out |  | OUTDOOR | FP 3-4 | [9 empty] | 0 | Pass | null
389959774 | TNB | DISTRIBUTION | WP PUTRAJAYA & CYBERJAYA | Existing |  |  | FEEDER PILLAR | FP 800 A - 2 in 5 out |  | OUTDOOR | FP 3-2 | [9 empty] | 0 | Pass | null
389968278 | TNB | DISTRIBUTION | WP PUTRAJAYA & CYBERJAYA | Existing |  |  | FEEDER PILLAR | FP 800 A - 2 in 5 out | [11 empty] | FP 5 | 0 | Pass | null
389968332 | TNB | DISTRIBUTION | WP PUTRAJAYA & CYBERJAYA | Existing |  |  | FEEDER PILLAR | FP 800 A - 2 in 5 out | [11 empty] | FP 4 | 0 | Pass | null
389968386 | TNB | DISTRIBUTION | WP PUTRAJAYA & CYBERJAYA | Existing |  |  | FEEDER PILLAR | FP 800 A - 2 in 5 out | [11 empty] | FP 6 | 0 | Pass | null
389968440 | TNB | DISTRIBUTION | WP PUTRAJAYA & CYBERJAYA | Existing |  |  | FEEDER PILLAR | FP 800 A - 2 in 5 out | [11 empty] | FP1 | 0 | Pass | null
389968494 | TNB | DISTRIBUTION | WP PUTRAJAYA & CYBERJAYA | Existing |  |  | FEEDER PILLAR | FP 800 A - 2 in 5 out | [11 empty] | FP2 | 0 | Pass | null
389968602 | TNB | DISTRIBUTION | WP PUTRAJAYA & CYBERJAYA | Existing |  |  | FEEDER PILLAR | FP 800 A - 2 in 5 out | [11 empty] | FP 3 | 0 | Pass | null
390015432 | TNB | DISTRIBUTION | WP PUTRAJAYA & CYBERJAYA | Existing |  |  | MINI FEEDER PILLAR | MINI FP 400 A - 2 in 6 out |  | OUTDOOR | 1F/P-9 | [9 empty] | 0 | Pass | null
390015494 | TNB | DISTRIBUTION | WP PUTRAJAYA & CYBERJAYA | Existing |  |  | MINI FEEDER PILLAR | MINI FP 400 A - 2 in 6 out |  | OUTDOOR | 1F/P-8 | [9 empty] | 0 | Pass | null
390015556 | TNB | DISTRIBUTION | WP PUTRAJAYA & CYBERJAYA | Existing |  |  | MINI FEEDER PILLAR | MINI FP 400 A - 2 in 6 out |  | OUTDOOR | 2F/P-3 | [9 empty] | 0 | Pass | null
390015618 | TNB | DISTRIBUTION | WP PUTRAJAYA & CYBERJAYA | Existing |  |  | MINI FEEDER PILLAR | MINI FP 400 A - 2 in 6 out |  | OUTDOOR | 2F/P-2 | [9 empty] | 0 | Pass | null
390015899 | TNB | DISTRIBUTION | WP PUTRAJAYA & CYBERJAYA | Existing |  |  | MINI FEEDER PILLAR | MINI FP 400 A - 2 in 6 out |  | OUTDOOR | [9 empty] | 2F/P-5 | 0 | Pass | null
390015961 | TNB | DISTRIBUTION | WP PUTRAJAYA & CYBERJAYA | Existing |  |  | MINI FEEDER PILLAR | MINI FP 400 A - 2 in 6 out |  | OUTDOOR | 1F/P-1 | [9 empty] | 0 | Pass | null
390016023 | TNB | DISTRIBUTION | WP PUTRAJAYA & CYBERJAYA | Existing |  |  | MINI FEEDER PILLAR | MINI FP 400 A - 2 in 6 out |  | OUTDOOR | [9 empty] | 2F/P-4 | 0 | Pass | null
390016085 | TNB | DISTRIBUTION | WP PUTRAJAYA & CYBERJAYA | Existing |  |  | MINI FEEDER PILLAR | MINI FP 400 A - 2 in 6 out |  | OUTDOOR | [9 empty] | 2F/P-9 | 0 | Pass | null
390016147 | TNB | DISTRIBUTION | WP PUTRAJAYA & CYBERJAYA | Existing |  |  | MINI FEEDER PILLAR | MINI FP 400 A - 2 in 6 out |  | OUTDOOR | [9 empty] | 2F/P-8 | 0 | Pass | null
390016209 | TNB | DISTRIBUTION | WP PUTRAJAYA & CYBERJAYA | Existing |  |  | MINI FEEDER PILLAR | MINI FP 400 A - 2 in 6 out |  | OUTDOOR | [9 empty] | 2F/P-7 | 0 | Pass | null
390016271 | TNB | DISTRIBUTION | WP PUTRAJAYA & CYBERJAYA | Existing |  |  | MINI FEEDER PILLAR | MINI FP 400 A - 2 in 6 out |  | OUTDOOR | [9 empty] | 2F/P-6 | 0 | Pass | null
390114225 | TNB | DISTRIBUTION | WP PUTRAJAYA & CYBERJAYA | Existing |  |  | MINI FEEDER PILLAR | MINI FP 400 A - 2 in 6 out |  | OUTDOOR | F/P 11 | [9 empty] | 0 | Pass | null
390114293 | TNB | DISTRIBUTION | WP PUTRAJAYA & CYBERJAYA | Existing |  |  | MINI FEEDER PILLAR | MINI FP 400 A - 2 in 6 out |  | OUTDOOR | F/P 8 | [9 empty] | 0 | Pass | null
390114355 | TNB | DISTRIBUTION | WP PUTRAJAYA & CYBERJAYA | Existing |  |  | MINI FEEDER PILLAR | MINI FP 400 A - 2 in 6 out |  | OUTDOOR | F/P 9 | [9 empty] | 0 | Pass | null
390114662 | TNB | DISTRIBUTION | WP PUTRAJAYA & CYBERJAYA | Existing |  |  | LVDB | LVDB 1600 A - 2 in 10 out (CS) |  | INDOOR | [6 empty] | 1600.000 A | 19700101 |  |  | 0 | Pass | null
390114866 | TNB | DISTRIBUTION | WP PUTRAJAYA & CYBERJAYA | Existing |  |  | LVDB | LVDB 1600 A - 2 in 10 out (CS) | PE 14.09 PERUMAHAN 14-4 (F1) | [11 empty] | 1 | Pass | null
390208773 | TNB | DISTRIBUTION | WP PUTRAJAYA & CYBERJAYA | Existing |  |  | MINI FEEDER PILLAR | MINI FP 400 A - 2 in 6 out |  | OUTDOOR | FP/10 | [9 empty] | 0 | Pass | null
390208835 | TNB | DISTRIBUTION | WP PUTRAJAYA & CYBERJAYA | Existing |  |  | MINI FEEDER PILLAR | MINI FP 400 A - 2 in 6 out |  | OUTDOOR | FP/9 | [9 empty] | 0 | Pass | null
390208897 | TNB | DISTRIBUTION | WP PUTRAJAYA & CYBERJAYA | Existing |  |  | MINI FEEDER PILLAR | MINI FP 400 A - 2 in 6 out |  | OUTDOOR | FP/8 | [9 empty] | 0 | Pass | null
390208959 | TNB | DISTRIBUTION | WP PUTRAJAYA & CYBERJAYA | Existing |  |  | MINI FEEDER PILLAR | MINI FP 400 A - 2 in 6 out |  | OUTDOOR | FP/7 | [9 empty] | 0 | Pass | null
390209083 | TNB | DISTRIBUTION | WP PUTRAJAYA & CYBERJAYA | Existing |  |  | MINI FEEDER PILLAR | MINI FP 400 A - 2 in 6 out |  | OUTDOOR | FP/6 | [9 empty] | 0 | Pass | null
390209145 | TNB | DISTRIBUTION | WP PUTRAJAYA & CYBERJAYA | Existing |  |  | MINI FEEDER PILLAR | MINI FP 400 A - 2 in 6 out |  | OUTDOOR | FP/5 | [9 empty] | 0 | Pass | null
390209207 | TNB | DISTRIBUTION | WP PUTRAJAYA & CYBERJAYA | Existing |  |  | MINI FEEDER PILLAR | MINI FP 400 A - 2 in 6 out |  | OUTDOOR | FP/3 | [9 empty] | 0 | Pass | null
390209269 | TNB | DISTRIBUTION | WP PUTRAJAYA & CYBERJAYA | Existing |  |  | MINI FEEDER PILLAR | MINI FP 400 A - 2 in 6 out |  | OUTDOOR | FP/4 | [9 empty] | 0 | Pass | null
390209331 | TNB | DISTRIBUTION | WP PUTRAJAYA & CYBERJAYA | Existing |  |  | MINI FEEDER PILLAR | MINI FP 400 A - 2 in 6 out |  | OUTDOOR | FP/2 | [9 empty] | 0 | Pass | null
390209393 | TNB | DISTRIBUTION | WP PUTRAJAYA & CYBERJAYA | Existing |  |  | MINI FEEDER PILLAR | MINI FP 400 A - 2 in 6 out |  | OUTDOOR | FP/1 | [9 empty] | 0 | Pass | null
390243015 | TNB | DISTRIBUTION | WP PUTRAJAYA & CYBERJAYA | Existing |  |  | MINI FEEDER PILLAR | MINI FP 400 A - 2 in 6 out |  |  | FP 2B 3 | [8 empty] | FP 2B 3 | 0 | Pass | null
390320330 | TNB | DISTRIBUTION | WP PUTRAJAYA & CYBERJAYA | Existing | VCBJ/PCE/J22861/NDTX2 | 310361755 | LVDB | FP 1600 A - 2 in 8 out (PE) | PE 22.86 NEO CYBER BLOK D | INDOOR |  |  |  | ITEM INDUSTRIAL |  | D0853 | 1600.000 A | 19700101 | FEEDER PILLAR,LV,DIN,800A,ITEM. |  | 0 | Pass | null
390384716 | TNB | DISTRIBUTION | WP PUTRAJAYA & CYBERJAYA | Existing |  |  | MINI FEEDER PILLAR | MINI FP 400 A - 2 in 6 out |  |  | MFP 1 | [8 empty] | MFP 1 | 0 | Pass | null
390384778 | TNB | DISTRIBUTION | WP PUTRAJAYA & CYBERJAYA | Existing |  |  | MINI FEEDER PILLAR | MINI FP 400 A - 2 in 6 out |  |  | MFP 2 | [8 empty] | MFP 2 | 0 | Pass | null
390384840 | TNB | DISTRIBUTION | WP PUTRAJAYA & CYBERJAYA | Existing |  |  | MINI FEEDER PILLAR | MINI FP 400 A - 2 in 6 out |  |  | MFP 3 | [8 empty] | MFP 3 | 0 | Pass | null
390384902 | TNB | DISTRIBUTION | WP PUTRAJAYA & CYBERJAYA | Existing |  |  | MINI FEEDER PILLAR | MINI FP 400 A - 2 in 6 out |  |  | MFP 4 | [8 empty] | MFP 4 | 0 | Pass | null
390384964 | TNB | DISTRIBUTION | WP PUTRAJAYA & CYBERJAYA | Existing |  |  | MINI FEEDER PILLAR | MINI FP 400 A - 2 in 6 out |  |  | MFP 5 | [8 empty] | MFP 5 | 0 | Pass | null
390385026 | TNB | DISTRIBUTION | WP PUTRAJAYA & CYBERJAYA | Existing |  |  | MINI FEEDER PILLAR | MINI FP 400 A - 2 in 6 out |  |  | MFP 7 | [8 empty] | MFP 7 | 0 | Pass | null
390385088 | TNB | DISTRIBUTION | WP PUTRAJAYA & CYBERJAYA | Existing |  |  | MINI FEEDER PILLAR | MINI FP 400 A - 2 in 6 out |  |  | MFP 6 | [8 empty] | MFP 6 | 0 | Pass | null
390385150 | TNB | DISTRIBUTION | WP PUTRAJAYA & CYBERJAYA | Existing |  |  | MINI FEEDER PILLAR | MINI FP 400 A - 2 in 6 out |  |  | MFP 9 | [8 empty] | MFP 9 | 0 | Pass | null
390385212 | TNB | DISTRIBUTION | WP PUTRAJAYA & CYBERJAYA | Existing |  |  | MINI FEEDER PILLAR | MINI FP 400 A - 2 in 6 out |  |  | MFP 8 | [8 empty] | MFP 8 | 0 | Pass | null
390385274 | TNB | DISTRIBUTION | WP PUTRAJAYA & CYBERJAYA | Existing |  |  | MINI FEEDER PILLAR | MINI FP 400 A - 2 in 6 out |  |  | MFP 11 | [8 empty] | MFP 11 | 0 | Pass | null
390385336 | TNB | DISTRIBUTION | WP PUTRAJAYA & CYBERJAYA | Existing |  |  | MINI FEEDER PILLAR | MINI FP 400 A - 2 in 6 out |  |  | MFP 10 | [8 empty] | MFP 10 | 0 | Pass | null
390724114 | TNB | DISTRIBUTION | WP PUTRAJAYA & CYBERJAYA | Existing |  |  | FEEDER PILLAR | FP 1600 A - 2 in 8 out | [11 empty] | TNB FP2 | 0 | Pass | null
390724220 | TNB | DISTRIBUTION | WP PUTRAJAYA & CYBERJAYA | Existing |  |  | FEEDER PILLAR | FP 1600 A - 2 in 8 out | [12 empty] | 0 | Pass | null
390724333 | TNB | DISTRIBUTION | WP PUTRAJAYA & CYBERJAYA | Existing |  |  | MINI FEEDER PILLAR | MINI FP 400 A - 2 in 6 out | [12 empty] | 0 | Pass | null
390728290 | TNB | DISTRIBUTION | WP PUTRAJAYA & CYBERJAYA | Existing |  |  | MINI FEEDER PILLAR | MINI FP 400 A - 2 in 6 out |  | OUTDOOR | FP-1 | [9 empty] | 0 | Pass | null
390728352 | TNB | DISTRIBUTION | WP PUTRAJAYA & CYBERJAYA | Existing |  |  | MINI FEEDER PILLAR | MINI FP 400 A - 2 in 6 out |  | OUTDOOR | FP-10 | [9 empty] | 0 | Pass | null
390728414 | TNB | DISTRIBUTION | WP PUTRAJAYA & CYBERJAYA | Existing |  |  | MINI FEEDER PILLAR | MINI FP 400 A - 2 in 6 out |  | OUTDOOR | FP-9 | [9 empty] | 0 | Pass | null
390728476 | TNB | DISTRIBUTION | WP PUTRAJAYA & CYBERJAYA | Existing |  |  | MINI FEEDER PILLAR | MINI FP 400 A - 2 in 6 out |  | OUTDOOR | FP-8 | [9 empty] | 0 | Pass | null
390728538 | TNB | DISTRIBUTION | WP PUTRAJAYA & CYBERJAYA | Existing |  |  | MINI FEEDER PILLAR | MINI FP 400 A - 2 in 6 out |  | OUTDOOR | FP-3 | [9 empty] | 0 | Pass | null
390728600 | TNB | DISTRIBUTION | WP PUTRAJAYA & CYBERJAYA | Existing |  |  | MINI FEEDER PILLAR | MINI FP 400 A - 2 in 6 out |  | OUTDOOR | FP-4 | [9 empty] | 0 | Pass | null
390728662 | TNB | DISTRIBUTION | WP PUTRAJAYA & CYBERJAYA | Existing |  |  | MINI FEEDER PILLAR | MINI FP 400 A - 2 in 6 out |  | OUTDOOR | FP-5 | [9 empty] | 0 | Pass | null
390728724 | TNB | DISTRIBUTION | WP PUTRAJAYA & CYBERJAYA | Existing |  |  | MINI FEEDER PILLAR | MINI FP 400 A - 2 in 6 out |  | OUTDOOR | FP-6 | [9 empty] | 0 | Pass | null
390728786 | TNB | DISTRIBUTION | WP PUTRAJAYA & CYBERJAYA | Existing |  |  | MINI FEEDER PILLAR | MINI FP 400 A - 2 in 6 out |  | OUTDOOR | FP-7 | [9 empty] | 0 | Pass | null
390728848 | TNB | DISTRIBUTION | WP PUTRAJAYA & CYBERJAYA | Existing |  |  | MINI FEEDER PILLAR | MINI FP 400 A - 2 in 6 out |  | OUTDOOR | FP-2 | [9 empty] | 0 | Pass | null
390822704 | TNB | DISTRIBUTION | WP PUTRAJAYA & CYBERJAYA | Existing |  |  | LVDB | LVDB 1600 A - 2 in 8 out | PE 14.22 KOMPLEKS SEK MEN (F2) | [11 empty] | 0 | Pass | null
390822781 | TNB | DISTRIBUTION | WP PUTRAJAYA & CYBERJAYA | Existing |  |  | LVDB | LVDB 1600 A - 2 in 8 out | PE 14.22 KOMPLEKS SEK MEN (F1) | [11 empty] | 0 | Pass | null
390865681 | TNB | DISTRIBUTION | WP PUTRAJAYA & CYBERJAYA | Existing |  |  | LVDB | LVDB 1600 A - 2 in 8 out |  | INDOOR | [6 empty] | 1600.000 A | 19700101 |  |  | 2 | Pass | null
390938646 | TNB | DISTRIBUTION | WP PUTRAJAYA & CYBERJAYA | Existing |  |  | LVDB | LVDB 1600 A - 2 in 8 out | PE 21.40 STP 1 | [11 empty] | 0 | Pass | null