## Feeder Point
Id | Owner Type | Owner Name | Operational Area | Status | Type | Substation Functional Location | Substation Name | Feeder Direction | Label | Circuit Summaries | PPU-SSU
14165990 | TNB | DISTRIBUTION | WP PUTRAJAYA & CYBERJAYA | Existing | PMU | VPTJ/PPU/G00015 | PPU PUTRAJAYA NO 24 | PTJ04144 SS 4.14 - 4G8 (F2) |  | 0 | 257742410
26490007 | TNB | DISTRIBUTION | WP PUTRAJAYA & CYBERJAYA | Existing | PPU-SSU | VPTJ/PPU/G00015 | PPU PUTRAJAYA NO 24 | PTJ06014 PE 6.01 (F2) |  | 0 | 257742410
32608920 | TNB | DISTRIBUTION | WP PUTRAJAYA & CYBERJAYA | Existing | PMU | VCBJ/PPU/G00006 | PPU CYBERJAYA NO 6 | CBJ24312 PE 24.31 (TERES) |  | 0 | 257691071
32608921 | TNB | DISTRIBUTION | WP PUTRAJAYA & CYBERJAYA | Existing | PMU | VCBJ/PPU/G00006 | PPU CYBERJAYA NO 6 | SPARE |  | 0 | 257691071
32608922 | TNB | DISTRIBUTION | WP PUTRAJAYA & CYBERJAYA | Existing | PMU | VCBJ/PPU/G00006 | PPU CYBERJAYA NO 6 | CBJ25111 PE 25.11 D'PLUZE F1 |  | 0 | 257691071
32608923 | TNB | DISTRIBUTION | WP PUTRAJAYA & CYBERJAYA | Existing | PMU | VCBJ/PPU/G00006 | PPU CYBERJAYA NO 6 | CBJ25114 PE 25.11 D'PLUZE F2 |  | 0 | 257691071
32608924 | TNB | DISTRIBUTION | WP PUTRAJAYA & CYBERJAYA | Existing | PMU | VCBJ/PPU/G00006 | PPU CYBERJAYA NO 6 | CBJ24332 SS 24.33 CERIA RESIDENT |  | 0 | 257691071
32608925 | TNB | DISTRIBUTION | WP PUTRAJAYA & CYBERJAYA | Existing | PMU | VCBJ/PPU/G00006 | PPU CYBERJAYA NO 6 | LOCAL TX |  | 0 | 257691071
32608926 | TNB | DISTRIBUTION | WP PUTRAJAYA & CYBERJAYA | Existing | PMU | VCBJ/PPU/G00006 | PPU CYBERJAYA NO 6 | CBJ24292 PE 24.29 (BLOK A) |  | 0 | 257691071
32608927 | TNB | DISTRIBUTION | WP PUTRAJAYA & CYBERJAYA | Existing | PMU | VCBJ/PPU/G00006 | PPU CYBERJAYA NO 6 | 10L5 PMU SRDG |  | 0 | 257691071
32608992 | TNB | DISTRIBUTION | WP PUTRAJAYA & CYBERJAYA | Existing | PPU-SSU | VPTJ/PPU/G00009 | PPU PUTRAJAYA NO 2 | SPARE 2 |  | 0 | 257741715
32608993 | TNB | DISTRIBUTION | WP PUTRAJAYA & CYBERJAYA | Existing | PPU-SSU | VPTJ/PPU/G00009 | PPU PUTRAJAYA NO 2 | LOCAL TX |  | 0 | 257741715
32608994 | TNB | DISTRIBUTION | WP PUTRAJAYA & CYBERJAYA | Existing | PPU-SSU | VPTJ/PPU/G00009 | PPU PUTRAJAYA NO 2 | PTJ07125 : SS 7.12 NCI (F2) |  | 0 | 257741715
32608995 | TNB | DISTRIBUTION | WP PUTRAJAYA & CYBERJAYA | Existing | PPU-SSU | VPTJ/PPU/G00009 | PPU PUTRAJAYA NO 2 | PTJ07122 : SS 7.12 NCI [OFF] |  | 0 | 257741715
32608996 | TNB | DISTRIBUTION | WP PUTRAJAYA & CYBERJAYA | Existing | PPU-SSU | VPTJ/PPU/G00009 | PPU PUTRAJAYA NO 2 | SPARE |  | 0 | 257741715
32609060 | TNB | DISTRIBUTION | WP PUTRAJAYA & CYBERJAYA | Existing | PMU | VPTJ/PPU/G00013 | PPU PUTRAJAYA NO13 | PMU SSWW-1P5 |  | 0
36095406 | TNB | DISTRIBUTION | WP PUTRAJAYA & CYBERJAYA | Existing | PPU-SSU | VCBJ/PPU/G00008 | PPU CYBERJAYA NO 9 | CBJ 22794 SS 22.79 DCP2 (F2) |  | 0
36095426 | TNB | DISTRIBUTION | WP PUTRAJAYA & CYBERJAYA | Existing | PPU-SSU | VCBJ/PPU/G00008 | PPU CYBERJAYA NO 9 | CBJ22412 PE 22.41 |  | 0
36095479 | TNB | DISTRIBUTION | WP PUTRAJAYA & CYBERJAYA | Existing | PPU-SSU | VCBJ/PPU/G00008 | PPU CYBERJAYA NO 9 | CBJ22602 SS 22.60 SATYAM (F1) |  | 0
36095486 | TNB | DISTRIBUTION | WP PUTRAJAYA & CYBERJAYA | Existing | PPU-SSU | VCBJ/PPU/G00008 | PPU CYBERJAYA NO 9 | CBJ22605 SS 22.60 SATYAM (F2) |  | 0
36095513 | TNB | DISTRIBUTION | WP PUTRAJAYA & CYBERJAYA | Existing | PPU-SSU | VCBJ/PPU/G00008 | PPU CYBERJAYA NO 9 | CBJ22374 PE 22.37 BOMBA CJ F2 |  | 0
36095536 | TNB | DISTRIBUTION | WP PUTRAJAYA & CYBERJAYA | Existing | PPU-SSU | VCBJ/PPU/G00008 | PPU CYBERJAYA NO 9 | CBJ22952 PE 22.95 |  | 0
36095635 | TNB | DISTRIBUTION | WP PUTRAJAYA & CYBERJAYA | Existing | PPU-SSU | VCBJ/PPU/G00008 | PPU CYBERJAYA NO 9 | SPARE |  | 0
36095709 | TNB | DISTRIBUTION | WP PUTRAJAYA & CYBERJAYA | Existing | PMU | VCBJ/PPU/G00008 | PPU CYBERJAYA NO 9 | POT END |  | 0
36095899 | TNB | DISTRIBUTION | WP PUTRAJAYA & CYBERJAYA | Existing | PPU-SSU | VCBJ/PPU/G00008 | PPU CYBERJAYA NO 9 | CBJ 22791 SS 22.79 DCP2 (F1) |  | 0
36095960 | TNB | DISTRIBUTION | WP PUTRAJAYA & CYBERJAYA | Existing | PPU-SSU | VCBJ/PPU/G00008 | PPU CYBERJAYA NO 9 | CBJ22371 PE 22.37 BOMBA CJ (F1) |  | 0
36095961 | TNB | DISTRIBUTION | WP PUTRAJAYA & CYBERJAYA | Existing | PPU-SSU | VCBJ/PPU/G00008 | PPU CYBERJAYA NO 9 | CBJ22735 SS 22.73 - HP IT CAMPUS |  | 0
36096100 | TNB | DISTRIBUTION | WP PUTRAJAYA & CYBERJAYA | Existing | PPU-SSU | VCBJ/PPU/G00008 | PPU CYBERJAYA NO 9 | IDCB 6S5 |  | 0
36096203 | TNB | DISTRIBUTION | WP PUTRAJAYA & CYBERJAYA | Existing | PMU | VCBJ/PPU/G00008 | PPU CYBERJAYA NO 9 | CBJ22732 SS 22.73 |  | 0
36096204 | TNB | DISTRIBUTION | WP PUTRAJAYA & CYBERJAYA | Existing | PPU-SSU | VCBJ/PPU/G00008 | PPU CYBERJAYA NO 9 | CBJ22671 PE 22.67 KWDI 1 (F1) |  | 0
36096383 | TNB | DISTRIBUTION | WP PUTRAJAYA & CYBERJAYA | Existing | PMU | VCBJ/PPU/G00008 | PPU CYBERJAYA NO 9 | GGLE 6S5 |  | 0
36096434 | TNB | DISTRIBUTION | WP PUTRAJAYA & CYBERJAYA | Existing | PPU-SSU | VCBJ/PPU/G00008 | PPU CYBERJAYA NO 9 | CBJ22932 PE 22.93 |  | 0
38041740 | TNB | DISTRIBUTION | WP PUTRAJAYA & CYBERJAYA | Existing | PMU | VPTJ/PPU/G00013 | PPU PUTRAJAYA NO13 | PPU PTJ 24 4P5 |  | 0
38041743 | TNB | DISTRIBUTION | WP PUTRAJAYA & CYBERJAYA | Existing | PPU-SSU | VPTJ/PPU/G00013 | PPU PUTRAJAYA NO13 | PTJ05201 SS 05.20-5G2 Tower 1 F1 |  | 0 | 257972173
38041744 | TNB | DISTRIBUTION | WP PUTRAJAYA & CYBERJAYA | Existing | PPU-SSU | VPTJ/PPU/G00013 | PPU PUTRAJAYA NO13 | PTJ05204 SS 05.20-5G2 Tower 1 F2 |  | 0 | 257972173
38041745 | TNB | DISTRIBUTION | WP PUTRAJAYA & CYBERJAYA | Existing | PPU-SSU | VPTJ/PPU/G00013 | PPU PUTRAJAYA NO13 | PTJ05111 SS 5.11 GDC3 (F1) |  | 0 | 257972173
38041746 | TNB | DISTRIBUTION | WP PUTRAJAYA & CYBERJAYA | Existing | PPU-SSU | VPTJ/PPU/G00013 | PPU PUTRAJAYA NO13 | PTJ05114 SS 5.11 GDC3 (F2) |  | 0 | 257972173
38041747 | TNB | DISTRIBUTION | WP PUTRAJAYA & CYBERJAYA | Existing | PPU-SSU | VPTJ/PPU/G00013 | PPU PUTRAJAYA NO13 | PTJ05172 PE 5.17 BLOK C 5R3 (F1) |  | 0 | 257972173
38041748 | TNB | DISTRIBUTION | WP PUTRAJAYA & CYBERJAYA | Existing | PPU-SSU | VPTJ/PPU/G00013 | PPU PUTRAJAYA NO13 | PTJ05175 PE 5.17 BLOK C 5R3 (F2) |  | 0 | 257972173
38041749 | TNB | DISTRIBUTION | WP PUTRAJAYA & CYBERJAYA | Existing | PPU-SSU | VPTJ/PPU/G00013 | PPU PUTRAJAYA NO13 | PTJ05322 PE 5.32 SEK KEB P5 |  | 0 | 257972173
38041750 | TNB | DISTRIBUTION | WP PUTRAJAYA & CYBERJAYA | Existing | PPU-SSU | VPTJ/PPU/G00013 | PPU PUTRAJAYA NO13 | PTJ05325 PE 5.32 SEK KEB P5 (F2) |  | 0 | 257972173
257691140 | TNB | DISTRIBUTION | WP PUTRAJAYA & CYBERJAYA | Existing | PMU | VCBJ/PPU/G00006 | PPU CYBERJAYA NO 6 | CBJ21274 SS 21.27 (F2) |  | 0 | 257691071
257691144 | TNB | DISTRIBUTION | WP PUTRAJAYA & CYBERJAYA | Existing | PMU | VCBJ/PPU/G00006 | PPU CYBERJAYA NO 6 | CBJ22446 PE 22.44 (F2) |  | 0 | 257691071
257691146 | TNB | DISTRIBUTION | WP PUTRAJAYA & CYBERJAYA | Existing | PMU | VCBJ/PPU/G00006 | PPU CYBERJAYA NO 6 | CBJ22434 SS 22.43 BMW (F2) |  | 0 | 257691071
257691185 | TNB | DISTRIBUTION | WP PUTRAJAYA & CYBERJAYA | Existing | PMU | VCBJ/PPU/G00006 | PPU CYBERJAYA NO 6 | CBJ22042 SS 22.04 DCS (F1) |  | 0 | 257691071
257691268 | TNB | DISTRIBUTION | WP PUTRAJAYA & CYBERJAYA | Existing | PMU | VCBJ/PPU/G00006 | PPU CYBERJAYA NO 6 | CBJ22045 SS 22.04 DCS (F2) |  | 0 | 257691071
257691304 | TNB | DISTRIBUTION | WP PUTRAJAYA & CYBERJAYA | Existing | PMU | VCBJ/PPU/G00006 | PPU CYBERJAYA NO 6 | CBJ22431 SS 22.43 BMW (F1) |  | 0 | 257691071
257691308 | TNB | DISTRIBUTION | WP PUTRAJAYA & CYBERJAYA | Existing | PMU | VCBJ/PPU/G00006 | PPU CYBERJAYA NO 6 | CBJ22443 PE 22.44 (F1) |  | 0 | 257691071
257691310 | TNB | DISTRIBUTION | WP PUTRAJAYA & CYBERJAYA | Existing | PMU | VCBJ/PPU/G00006 | PPU CYBERJAYA NO 6 | CBJ21271 SS 21.27 (F1) |  | 0 | 257691071
257691312 | TNB | DISTRIBUTION | WP PUTRAJAYA & CYBERJAYA | Existing | PMU | VCBJ/PPU/G00006 | PPU CYBERJAYA NO 6 | J39965 PE TMN SAINS SELANGOR |  | 0 | 257691071
257691321 | TNB | DISTRIBUTION | WP PUTRAJAYA & CYBERJAYA | Existing | PPU-SSU | VCBJ/PPU/G00006 | PPU CYBERJAYA NO 6 | VCB 3S5 SSU GOOGLE (CSF) |  | 0 | 257691071
257691323 | TNB | DISTRIBUTION | WP PUTRAJAYA & CYBERJAYA | Existing | PMU | VCBJ/PPU/G00006 | PPU CYBERJAYA NO 6 | SSU MMU CYBERJAYA: VCB 6S5 |  | 0 | 257691071
257740982 | TNB | DISTRIBUTION | WP PUTRAJAYA & CYBERJAYA | Existing | PPU-SSU | VPTJ/PPU/G00010 | PPU PUTRAJAYA NO 4 | 9L5 PMU ABBA |  | 0 | 257740783
257740984 | TNB | DISTRIBUTION | WP PUTRAJAYA & CYBERJAYA | Existing | PPU-SSU | VPTJ/PPU/G00010 | PPU PUTRAJAYA NO 4 | 1P5 PPU 1 PJ |  | 0 | 257740783
257740986 | TNB | DISTRIBUTION | WP PUTRAJAYA & CYBERJAYA | Existing | PPU-SSU | VPTJ/PPU/G00010 | PPU PUTRAJAYA NO 4 | 4S5 SSU GDC 1 |  | 0 | 257740783
257740988 | TNB | DISTRIBUTION | WP PUTRAJAYA & CYBERJAYA | Existing | PPU-SSU | VPTJ/PPU/G00010 | PPU PUTRAJAYA NO 4 | 10L5 PMU ABBA |  | 0 | 257740783
257740990 | TNB | DISTRIBUTION | WP PUTRAJAYA & CYBERJAYA | Existing | PPU-SSU | VPTJ/PPU/G00010 | PPU PUTRAJAYA NO 4 | P1662 SS 1.66 |  | 0 | 257740783
257740994 | TNB | DISTRIBUTION | WP PUTRAJAYA & CYBERJAYA | Existing | PPU-SSU | VPTJ/PPU/G00010 | PPU PUTRAJAYA NO 4 | P01154 SS 1.15 |  | 0 | 257740783
257740996 | TNB | DISTRIBUTION | WP PUTRAJAYA & CYBERJAYA | Existing | PPU-SSU | VPTJ/PPU/G00010 | PPU PUTRAJAYA NO 4 | PTJ PE 15.22 |  | 0 | 257740783
257740998 | TNB | DISTRIBUTION | WP PUTRAJAYA & CYBERJAYA | Existing | PPU-SSU | VPTJ/PPU/G00010 | PPU PUTRAJAYA NO 4 | P01372 PE 1.37 |  | 0 | 257740783
257741000 | TNB | DISTRIBUTION | WP PUTRAJAYA & CYBERJAYA | Existing | PPU-SSU | VPTJ/PPU/G00010 | PPU PUTRAJAYA NO 4 | P1665 D-PTJ-C15-0735 |  | 0 | 257740783
257741002 | TNB | DISTRIBUTION | WP PUTRAJAYA & CYBERJAYA | Existing | PPU-SSU | VPTJ/PPU/G00010 | PPU PUTRAJAYA NO 4 | P01432 SS 1.43 |  | 0 | 257740783
257741004 | TNB | DISTRIBUTION | WP PUTRAJAYA & CYBERJAYA | Existing | PPU-SSU | VPTJ/PPU/G00010 | PPU PUTRAJAYA NO 4 | PTJ PE 15.45 |  | 0 | 257740783
257741006 | TNB | DISTRIBUTION | WP PUTRAJAYA & CYBERJAYA | Existing | PPU-SSU | VPTJ/PPU/G00010 | PPU PUTRAJAYA NO 4 | P01565 PE 1.56 |  | 0 | 257740783
257741008 | TNB | DISTRIBUTION | WP PUTRAJAYA & CYBERJAYA | Existing | PPU-SSU | VPTJ/PPU/G00010 | PPU PUTRAJAYA NO 4 | P01141 SS 1.14 |  | 0 | 257740783
257741010 | TNB | DISTRIBUTION | WP PUTRAJAYA & CYBERJAYA | Existing | PPU-SSU | VPTJ/PPU/G00010 | PPU PUTRAJAYA NO 4 | P01562 PE 1.56 |  | 0 | 257740783
257741012 | TNB | DISTRIBUTION | WP PUTRAJAYA & CYBERJAYA | Existing | PPU-SSU | VPTJ/PPU/G00010 | PPU PUTRAJAYA NO 4 | P01145 SS 1.14 |  | 0 | 257740783
257741014 | TNB | DISTRIBUTION | WP PUTRAJAYA & CYBERJAYA | Existing | PPU-SSU | VPTJ/PPU/G00010 | PPU PUTRAJAYA NO 4 | LT |  | 0 | 257740783
257741016 | TNB | DISTRIBUTION | WP PUTRAJAYA & CYBERJAYA | Existing | PPU-SSU | VPTJ/PPU/G00010 | PPU PUTRAJAYA NO 4 | P01375 PE 1.37 |  | 0 | 257740783
257741018 | TNB | DISTRIBUTION | WP PUTRAJAYA & CYBERJAYA | Existing | PPU-SSU | VPTJ/PPU/G00010 | PPU PUTRAJAYA NO 4 | P01151 SS 1.15 |  | 0 | 257740783
257741340 | TNB | DISTRIBUTION | WP PUTRAJAYA & CYBERJAYA | Existing | PPU-SSU | VPTJ/PPU/G00012 | PPU PUTRAJAYA NO 6 | P01012 SS 1.01 |  | 0 | 257741277
257741342 | TNB | DISTRIBUTION | WP PUTRAJAYA & CYBERJAYA | Existing | PPU-SSU | VPTJ/PPU/G00012 | PPU PUTRAJAYA NO 6 | P01461 SS 1.46 |  | 0 | 257741277
257741344 | TNB | DISTRIBUTION | WP PUTRAJAYA & CYBERJAYA | Existing | PPU-SSU | VPTJ/PPU/G00012 | PPU PUTRAJAYA NO 6 | P01071 SS 1.07 |  | 0 | 257741277
257741346 | TNB | DISTRIBUTION | WP PUTRAJAYA & CYBERJAYA | Existing | PPU-SSU | VPTJ/PPU/G00012 | PPU PUTRAJAYA NO 6 | P01011 SS 1.01 |  | 0 | 257741277
257741665 | TNB | DISTRIBUTION | WP PUTRAJAYA & CYBERJAYA | Existing | PPU-SSU | VPTJ/PPU/G00012 | PPU PUTRAJAYA NO 6 | 2L5 PMU ABBA |  | 0 | 257741277
257741667 | TNB | DISTRIBUTION | WP PUTRAJAYA & CYBERJAYA | Existing | PPU-SSU | VPTJ/PPU/G00012 | PPU PUTRAJAYA NO 6 | 2P5 PPU 17 PJ |  | 0 | 257741277
257741669 | TNB | DISTRIBUTION | WP PUTRAJAYA & CYBERJAYA | Existing | PPU-SSU | VPTJ/PPU/G00012 | PPU PUTRAJAYA NO 6 | 1L5 PMU ABBA |  | 0 | 257741277
257741671 | TNB | DISTRIBUTION | WP PUTRAJAYA & CYBERJAYA | Existing | PPU-SSU | VPTJ/PPU/G00012 | PPU PUTRAJAYA NO 6 | SSU GDC NO1 PUTRAJAYA: VCB 5S5 |  | 0 | 257741277
257741673 | TNB | DISTRIBUTION | WP PUTRAJAYA & CYBERJAYA | Existing | PPU-SSU | VPTJ/PPU/G00012 | PPU PUTRAJAYA NO 6 | LOCAL TX |  | 0 | 257741277
257741675 | TNB | DISTRIBUTION | WP PUTRAJAYA & CYBERJAYA | Existing | PPU-SSU | VPTJ/PPU/G00012 | PPU PUTRAJAYA NO 6 | PTJ1361 PE 1.36 |  | 0 | 257741277
257741677 | TNB | DISTRIBUTION | WP PUTRAJAYA & CYBERJAYA | Existing | PPU-SSU | VPTJ/PPU/G00012 | PPU PUTRAJAYA NO 6 | P01081 SS 1.08 |  | 0 | 257741277
257741679 | TNB | DISTRIBUTION | WP PUTRAJAYA & CYBERJAYA | Existing | PPU-SSU | VPTJ/PPU/G00012 | PPU PUTRAJAYA NO 6 | P01322 PE 1.32 |  | 0 | 257741277
257741681 | TNB | DISTRIBUTION | WP PUTRAJAYA & CYBERJAYA | Existing | PPU-SSU | VPTJ/PPU/G00012 | PPU PUTRAJAYA NO 6 | PTJ1366 PE 1.36 |  | 0 | 257741277
257741683 | TNB | DISTRIBUTION | WP PUTRAJAYA & CYBERJAYA | Existing | PPU-SSU | VPTJ/PPU/G00012 | PPU PUTRAJAYA NO 6 | SPARE |  | 0 | 257741277
257741685 | TNB | DISTRIBUTION | WP PUTRAJAYA & CYBERJAYA | Existing | PPU-SSU | VPTJ/PPU/G00012 | PPU PUTRAJAYA NO 6 | P01084 SS 1.08 |  | 0 | 257741277
257741687 | TNB | DISTRIBUTION | WP PUTRAJAYA & CYBERJAYA | Existing | PPU-SSU | VPTJ/PPU/G00012 | PPU PUTRAJAYA NO 6 | P01464 SS 1.46 |  | 0 | 257741277
257741689 | TNB | DISTRIBUTION | WP PUTRAJAYA & CYBERJAYA | Existing | PPU-SSU | VPTJ/PPU/G00012 | PPU PUTRAJAYA NO 6 | P01075 SS 1.07 |  | 0 | 257741277
257741691 | TNB | DISTRIBUTION | WP PUTRAJAYA & CYBERJAYA | Existing | PPU-SSU | VPTJ/PPU/G00012 | PPU PUTRAJAYA NO 6 | SPARE |  | 0 | 257741277
257741969 | TNB | DISTRIBUTION | WP PUTRAJAYA & CYBERJAYA | Existing | PPU-SSU | VPTJ/PPU/G00009 | PPU PUTRAJAYA NO 2 | 3P5 PPU 5 PJ |  | 0 | 257741715
257741973 | TNB | DISTRIBUTION | WP PUTRAJAYA & CYBERJAYA | Existing | PPU-SSU | VPTJ/PPU/G00009 | PPU PUTRAJAYA NO 2 | 4L5 PMU ABBA |  | 0 | 257741715
257741981 | TNB | DISTRIBUTION | WP PUTRAJAYA & CYBERJAYA | Existing | PPU-SSU | VPTJ/PPU/G00009 | PPU PUTRAJAYA NO 2 | PTJ10011 : SS 10.01 PMR (F1) |  | 0 | 257741715
257741983 | TNB | DISTRIBUTION | WP PUTRAJAYA & CYBERJAYA | Existing | PPU-SSU | VPTJ/PPU/G00009 | PPU PUTRAJAYA NO 2 | PTJ10021 : PE 10.02 (F1) |  | 0 | 257741715
257741985 | TNB | DISTRIBUTION | WP PUTRAJAYA & CYBERJAYA | Existing | PPU-SSU | VPTJ/PPU/G00009 | PPU PUTRAJAYA NO 2 | PTJ10015 : SS 10.01 PMR (F1) |  | 0 | 257741715
257741987 | TNB | DISTRIBUTION | WP PUTRAJAYA & CYBERJAYA | Existing | PPU-SSU | VPTJ/PPU/G00009 | PPU PUTRAJAYA NO 2 | PTJ08151 : PE 8.15 PDT RD 2A |  | 0 | 257741715
257741989 | TNB | DISTRIBUTION | WP PUTRAJAYA & CYBERJAYA | Existing | PPU-SSU | VPTJ/PPU/G00009 | PPU PUTRAJAYA NO 2 | PTJ09011 : PE 9.01 BLK 4A (F1) |  | 0 | 257741715
257741991 | TNB | DISTRIBUTION | WP PUTRAJAYA & CYBERJAYA | Existing | PPU-SSU | VPTJ/PPU/G00009 | PPU PUTRAJAYA NO 2 | PTJ10024 : PE 10.02 (F2) |  | 0 | 257741715
257741993 | TNB | DISTRIBUTION | WP PUTRAJAYA & CYBERJAYA | Existing | PPU-SSU | VPTJ/PPU/G00009 | PPU PUTRAJAYA NO 2 | PTJ11071 : PE 11.07 PDT ZON 1 |  | 0 | 257741715
257741995 | TNB | DISTRIBUTION | WP PUTRAJAYA & CYBERJAYA | Existing | PPU-SSU | VPTJ/PPU/G00009 | PPU PUTRAJAYA NO 2 | PTJ08243 : PE 8.24 PDT SAUJANA |  | 0 | 257741715
257741999 | TNB | DISTRIBUTION | WP PUTRAJAYA & CYBERJAYA | Existing | PPU-SSU | VPTJ/PPU/G00009 | PPU PUTRAJAYA NO 2 | PTJ08014 : PE 8.01 PS 10 (F2) |  | 0 | 257741715
257742001 | TNB | DISTRIBUTION | WP PUTRAJAYA & CYBERJAYA | Existing | PPU-SSU | VPTJ/PPU/G00009 | PPU PUTRAJAYA NO 2 | PTJ07031 : PE 7.03 PS3 LOJI |  | 0 | 257741715
257742003 | TNB | DISTRIBUTION | WP PUTRAJAYA & CYBERJAYA | Existing | PPU-SSU | VPTJ/PPU/G00009 | PPU PUTRAJAYA NO 2 | PTJ11044 : PE 11.04 P11 (F2) |  | 0 | 257741715
257742005 | TNB | DISTRIBUTION | WP PUTRAJAYA & CYBERJAYA | Existing | PPU-SSU | VPTJ/PPU/G00009 | PPU PUTRAJAYA NO 2 | PTJ09014 : PE 9.01 BLK 4A (F2) |  | 0 | 257741715
257742697 | TNB | DISTRIBUTION | WP PUTRAJAYA & CYBERJAYA | Existing | PPU-SSU | VPTJ/PPU/G00015 | PPU PUTRAJAYA NO 24 | 4P5 PPU 5 PJ |  | 0 | 257742410
257742699 | TNB | DISTRIBUTION | WP PUTRAJAYA & CYBERJAYA | Existing | PPU-SSU | VPTJ/PPU/G00015 | PPU PUTRAJAYA NO 24 | 5S5 SSU GDC NO2 |  | 0 | 257742410
257742701 | TNB | DISTRIBUTION | WP PUTRAJAYA & CYBERJAYA | Existing | PPU-SSU | VPTJ/PPU/G00015 | PPU PUTRAJAYA NO 24 | 1L5 PMU SG SEMENYIH |  | 0 | 257742410
257742703 | TNB | DISTRIBUTION | WP PUTRAJAYA & CYBERJAYA | Existing | PPU-SSU | VPTJ/PPU/G00015 | PPU PUTRAJAYA NO 24 | LOCAL TX |  | 0 | 257742410
257742705 | TNB | DISTRIBUTION | WP PUTRAJAYA & CYBERJAYA | Existing | PPU-SSU | VPTJ/PPU/G00015 | PPU PUTRAJAYA NO 24 | PTJ04051 PE 4.05 PADAT S/L |  | 0 | 257742410
257742707 | TNB | DISTRIBUTION | WP PUTRAJAYA & CYBERJAYA | Existing | PPU-SSU | VPTJ/PPU/G00015 | PPU PUTRAJAYA NO 24 | PTJ03144 SS 3.14 (F2) |  | 0 | 257742410
257742709 | TNB | DISTRIBUTION | WP PUTRAJAYA & CYBERJAYA | Existing | PPU-SSU | VPTJ/PPU/G00015 | PPU PUTRAJAYA NO 24 | PTJ02195 SS 2.19 2M10 (F2) |  | 0 | 257742410
257742711 | TNB | DISTRIBUTION | WP PUTRAJAYA & CYBERJAYA | Existing | PPU-SSU | VPTJ/PPU/G00015 | PPU PUTRAJAYA NO 24 | PTJ05124 PE 5.12 (F2) |  | 0 | 257742410
257742713 | TNB | DISTRIBUTION | WP PUTRAJAYA & CYBERJAYA | Existing | PPU-SSU | VPTJ/PPU/G00015 | PPU PUTRAJAYA NO 24 | PTJ03054 SS 3.05 (F2) |  | 0 | 257742410
257742715 | TNB | DISTRIBUTION | WP PUTRAJAYA & CYBERJAYA | Existing | PPU-SSU | VPTJ/PPU/G00015 | PPU PUTRAJAYA NO 24 | PTJ04222 PE 4.22 (F1) |  | 0 | 257742410
257742717 | TNB | DISTRIBUTION | WP PUTRAJAYA & CYBERJAYA | Existing | PPU-SSU | VPTJ/PPU/G00015 | PPU PUTRAJAYA NO 24 | PTJ03025 PE 3.02 3G1 (F2) |  | 0 | 257742410
257742719 | TNB | DISTRIBUTION | WP PUTRAJAYA & CYBERJAYA | Existing | PPU-SSU | VPTJ/PPU/G00015 | PPU PUTRAJAYA NO 24 | PTJ06011 PE 6.01 (F1) |  | 0 | 257742410
257742721 | TNB | DISTRIBUTION | WP PUTRAJAYA & CYBERJAYA | Existing | PMU | VPTJ/PPU/G00015 | PPU PUTRAJAYA NO 24 | PTJ04141 SS 4.14 - 4G8 (F1) |  | 0 | 257742410
257742725 | TNB | DISTRIBUTION | WP PUTRAJAYA & CYBERJAYA | Existing | PPU-SSU | VPTJ/PPU/G00015 | PPU PUTRAJAYA NO 24 | PTJ03141 SS 3.14 (F1) |  | 0 | 257742410
257742727 | TNB | DISTRIBUTION | WP PUTRAJAYA & CYBERJAYA | Existing | PPU-SSU | VPTJ/PPU/G00015 | PPU PUTRAJAYA NO 24 | PTJ03021 PE 3.02 3G1 (F1) |  | 0 | 257742410
257742729 | TNB | DISTRIBUTION | WP PUTRAJAYA & CYBERJAYA | Existing | PPU-SSU | VPTJ/PPU/G00015 | PPU PUTRAJAYA NO 24 | PTJ03051 SS 3.05 (F1) |  | 0 | 257742410
257742731 | TNB | DISTRIBUTION | WP PUTRAJAYA & CYBERJAYA | Existing | PPU-SSU | VPTJ/PPU/G00015 | PPU PUTRAJAYA NO 24 | PTJ02192 SS 2.19 2M10 (F1) |  | 0 | 257742410
257742732 | TNB | DISTRIBUTION | WP PUTRAJAYA & CYBERJAYA | Existing | PPU-SSU | VPTJ/PPU/G00015 | PPU PUTRAJAYA NO 24 | PTJ05121 PE 5.12 (F1) |  | 0 | 257742410
257887035 | TNB | DISTRIBUTION | WP PUTRAJAYA & CYBERJAYA | Existing | PPU-SSU | VPTJ/PPU/G00014 | PPU PUTRAJAYA NO17 | PMU PTJC CB 1L5 |  | 0 | 257886736
257887037 | TNB | DISTRIBUTION | WP PUTRAJAYA & CYBERJAYA | Existing | PPU-SSU | VPTJ/PPU/G00014 | PPU PUTRAJAYA NO17 | SSU GDC2 3S5 |  | 0 | 257886736
257887039 | TNB | DISTRIBUTION | WP PUTRAJAYA & CYBERJAYA | Existing | PPU-SSU | VPTJ/PPU/G00014 | PPU PUTRAJAYA NO17 | PPU PTJ6 CB 1P5 |  | 0 | 257886736
257887041 | TNB | DISTRIBUTION | WP PUTRAJAYA & CYBERJAYA | Existing | PPU-SSU | VPTJ/PPU/G00014 | PPU PUTRAJAYA NO17 | PMU PTJC CB 2L5 |  | 0 | 257886736
257887047 | TNB | DISTRIBUTION | WP PUTRAJAYA & CYBERJAYA | Existing | PPU-SSU | VPTJ/PPU/G00014 | PPU PUTRAJAYA NO17 | LOCAL TX |  | 0 | 257886736
257887049 | TNB | DISTRIBUTION | WP PUTRAJAYA & CYBERJAYA | Existing | PPU-SSU | VPTJ/PPU/G00014 | PPU PUTRAJAYA NO17 | PTJ02214 PE 2.21 (F2) |  | 0 | 257886736
257887051 | TNB | DISTRIBUTION | WP PUTRAJAYA & CYBERJAYA | Existing | PPU-SSU | VPTJ/PPU/G00014 | PPU PUTRAJAYA NO17 | PTJ03084 SS 3.08 3C7 (F2) |  | 0 | 257886736
257887053 | TNB | DISTRIBUTION | WP PUTRAJAYA & CYBERJAYA | Existing | PPU-SSU | VPTJ/PPU/G00014 | PPU PUTRAJAYA NO17 | P2324 : SS 2.32 F2 |  | 0 | 257886736
257887055 | TNB | DISTRIBUTION | WP PUTRAJAYA & CYBERJAYA | Existing | PPU-SSU | VPTJ/PPU/G00014 | PPU PUTRAJAYA NO17 | PTJ02085 PE 2.08 (F2) |  | 0 | 257886736
257887057 | TNB | DISTRIBUTION | WP PUTRAJAYA & CYBERJAYA | Existing | PPU-SSU | VPTJ/PPU/G00014 | PPU PUTRAJAYA NO17 | PTJ18011 PE 18.01 PADAT WR 2 |  | 0 | 257886736
257887059 | TNB | DISTRIBUTION | WP PUTRAJAYA & CYBERJAYA | Existing | PPU-SSU | VPTJ/PPU/G00014 | PPU PUTRAJAYA NO17 | SPARE |  | 0 | 257886736
257887061 | TNB | DISTRIBUTION | WP PUTRAJAYA & CYBERJAYA | Existing | PPU-SSU | VPTJ/PPU/G00014 | PPU PUTRAJAYA NO17 | PTJ02081 PE 2.08 (F1) |  | 0 | 257886736
257887063 | TNB | DISTRIBUTION | WP PUTRAJAYA & CYBERJAYA | Existing | PPU-SSU | VPTJ/PPU/G00014 | PPU PUTRAJAYA NO17 | PTJ18252 PE 18.25 (F1) |  | 0 | 257886736
257887067 | TNB | DISTRIBUTION | WP PUTRAJAYA & CYBERJAYA | Existing | PPU-SSU | VPTJ/PPU/G00014 | PPU PUTRAJAYA NO17 | PTJ18201 PE 18.20 (F1) |  | 0 | 257886736
257887069 | TNB | DISTRIBUTION | WP PUTRAJAYA & CYBERJAYA | Existing | PPU-SSU | VPTJ/PPU/G00014 | PPU PUTRAJAYA NO17 | PTJ03081 SS 3.08 3C7 (F1) |  | 0 | 257886736
257887071 | TNB | DISTRIBUTION | WP PUTRAJAYA & CYBERJAYA | Existing | PPU-SSU | VPTJ/PPU/G00014 | PPU PUTRAJAYA NO17 | PTJ02211 PE 2.21 (F1) |  | 0 | 257886736
257887073 | TNB | DISTRIBUTION | WP PUTRAJAYA & CYBERJAYA | Existing | PPU-SSU | VPTJ/PPU/G00014 | PPU PUTRAJAYA NO17 | PTJ03011 PE 3.01 PADAT POJ |  | 0 | 257886736
257887075 | TNB | DISTRIBUTION | WP PUTRAJAYA & CYBERJAYA | Existing | PPU-SSU | VPTJ/PPU/G00014 | PPU PUTRAJAYA NO17 | SPARE |  | 0 | 257886736
257887077 | TNB | DISTRIBUTION | WP PUTRAJAYA & CYBERJAYA | Existing | PPU-SSU | VPTJ/PPU/G00014 | PPU PUTRAJAYA NO17 | P2321 : SS 2.32 F2 |  | 0 | 257886736
257916112 | TNB | DISTRIBUTION | WP PUTRAJAYA & CYBERJAYA | Existing | PPU-SSU | VPTJ/PPU/G00011 | PPU PUTRAJAYA NO 5 | SPARE |  | 0 | 257915841
257916116 | TNB | DISTRIBUTION | WP PUTRAJAYA & CYBERJAYA | Existing | PPU-SSU | VPTJ/PPU/G00011 | PPU PUTRAJAYA NO 5 | 3P5 PPU 2 PJ |  | 0 | 257915841
257916118 | TNB | DISTRIBUTION | WP PUTRAJAYA & CYBERJAYA | Existing | PPU-SSU | VPTJ/PPU/G00011 | PPU PUTRAJAYA NO 5 | SPARE |  | 0 | 257915841
257916122 | TNB | DISTRIBUTION | WP PUTRAJAYA & CYBERJAYA | Existing | PPU-SSU | VPTJ/PPU/G00011 | PPU PUTRAJAYA NO 5 | 1P5 PPU 24 PJ |  | 0 | 257915841
257916124 | TNB | DISTRIBUTION | WP PUTRAJAYA & CYBERJAYA | Existing | PPU-SSU | VPTJ/PPU/G00011 | PPU PUTRAJAYA NO 5 | LOCAL TX |  | 0 | 257915841
257916126 | TNB | DISTRIBUTION | WP PUTRAJAYA & CYBERJAYA | Existing | PPU-SSU | VPTJ/PPU/G00011 | PPU PUTRAJAYA NO 5 | PTJ10132 PE 10.13 (F1) |  | 0 | 257915841
257916128 | TNB | DISTRIBUTION | WP PUTRAJAYA & CYBERJAYA | Existing | PPU-SSU | VPTJ/PPU/G00011 | PPU PUTRAJAYA NO 5 | PTJ07042 SS 7.04 HOSPITAL (F1) |  | 0 | 257915841
257916130 | TNB | DISTRIBUTION | WP PUTRAJAYA & CYBERJAYA | Existing | PPU-SSU | VPTJ/PPU/G00011 | PPU PUTRAJAYA NO 5 | PTJ08121 : PE 8.12 (F1) |  | 0 | 257915841
257916132 | TNB | DISTRIBUTION | WP PUTRAJAYA & CYBERJAYA | Existing | PPU-SSU | VPTJ/PPU/G00011 | PPU PUTRAJAYA NO 5 | PTJ07164 SS 7.16 SPRM F2 |  | 0 | 257915841
257916134 | TNB | DISTRIBUTION | WP PUTRAJAYA & CYBERJAYA | Existing | PPU-SSU | VPTJ/PPU/G00011 | PPU PUTRAJAYA NO 5 | PTJ07124 : SS 7.12 NCI (F2) |  | 0 | 257915841
257916136 | TNB | DISTRIBUTION | WP PUTRAJAYA & CYBERJAYA | Existing | PPU-SSU | VPTJ/PPU/G00011 | PPU PUTRAJAYA NO 5 | SPARE |  | 0 | 257915841
257916138 | TNB | DISTRIBUTION | WP PUTRAJAYA & CYBERJAYA | Existing | PPU-SSU | VPTJ/PPU/G00011 | PPU PUTRAJAYA NO 5 | PTJ11013 PE 11.01 PDT S/L RD 3 |  | 0 | 257915841
257916140 | TNB | DISTRIBUTION | WP PUTRAJAYA & CYBERJAYA | Existing | PPU-SSU | VPTJ/PPU/G00011 | PPU PUTRAJAYA NO 5 | PTJ07121 : SS 7.12 NCI |  | 0 | 257915841
257916142 | TNB | DISTRIBUTION | WP PUTRAJAYA & CYBERJAYA | Existing | PPU-SSU | VPTJ/PPU/G00011 | PPU PUTRAJAYA NO 5 | SPARE |  | 0 | 257915841
257916144 | TNB | DISTRIBUTION | WP PUTRAJAYA & CYBERJAYA | Existing | PPU-SSU | VPTJ/PPU/G00011 | PPU PUTRAJAYA NO 5 | CBJ23237 SS 23.23 GARDEN PZA F2 |  | 0 | 257915841
257916146 | TNB | DISTRIBUTION | WP PUTRAJAYA & CYBERJAYA | Existing | PPU-SSU | VPTJ/PPU/G00011 | PPU PUTRAJAYA NO 5 | PTJ02046 : PE 2.04 W.F PRO(F2) |  | 0 | 257915841
257916148 | TNB | DISTRIBUTION | WP PUTRAJAYA & CYBERJAYA | Existing | PPU-SSU | VPTJ/PPU/G00011 | PPU PUTRAJAYA NO 5 | PTJ10135 PE 10.13 (F2) |  | 0 | 257915841
257916150 | TNB | DISTRIBUTION | WP PUTRAJAYA & CYBERJAYA | Existing | PPU-SSU | VPTJ/PPU/G00011 | PPU PUTRAJAYA NO 5 | PTJ 7161 SS 7.16 SPRM F1 |  | 0 | 257915841
257916152 | TNB | DISTRIBUTION | WP PUTRAJAYA & CYBERJAYA | Existing | PPU-SSU | VPTJ/PPU/G00011 | PPU PUTRAJAYA NO 5 | PTJ08124 : PE 8.12 (F2) |  | 0 | 257915841
257916154 | TNB | DISTRIBUTION | WP PUTRAJAYA & CYBERJAYA | Existing | PPU-SSU | VPTJ/PPU/G00011 | PPU PUTRAJAYA NO 5 | PTJ07045 SS 7.04 HOSPITAL (F2) |  | 0 | 257915841
257972386 | TNB | DISTRIBUTION | WP PUTRAJAYA & CYBERJAYA | Existing | PPU-SSU | VPTJ/PPU/G00013 | PPU PUTRAJAYA NO13 | SPARE |  | 0 | 257972173
257972396 | TNB | DISTRIBUTION | WP PUTRAJAYA & CYBERJAYA | Existing | PPU-SSU | VPTJ/PPU/G00013 | PPU PUTRAJAYA NO13 | SPARE |  | 0 | 257972173
257987128 | TNB | DISTRIBUTION | WP PUTRAJAYA & CYBERJAYA | Existing | PMU | VPTJ/PPU/G00008 | PPU PUTRAJAYA NO 1 | 1P5 PPU 4 PJ |  | 0 | 257987016
257987132 | TNB | DISTRIBUTION | WP PUTRAJAYA & CYBERJAYA | Existing | PMU | VPTJ/PPU/G00008 | PPU PUTRAJAYA NO 1 | 1P5 PPU 17 PJ |  | 0 | 257987016
257987134 | TNB | DISTRIBUTION | WP PUTRAJAYA & CYBERJAYA | Existing | PMU | VPTJ/PPU/G00008 | PPU PUTRAJAYA NO 1 | SPARE 3 |  | 0 | 257987016
257987138 | TNB | DISTRIBUTION | WP PUTRAJAYA & CYBERJAYA | Existing | PMU | VPTJ/PPU/G00008 | PPU PUTRAJAYA NO 1 | PTJ01621 PE 1.62 INSIDE PPU PJ1 |  | 0 | 257987016
257987140 | TNB | DISTRIBUTION | WP PUTRAJAYA & CYBERJAYA | Existing | PMU | VPTJ/PPU/G00008 | PPU PUTRAJAYA NO 1 | PTJ01013 [OFF] SS 1.01 PMO (F1) |  | 0 | 257987016
257987142 | TNB | DISTRIBUTION | WP PUTRAJAYA & CYBERJAYA | Existing | PMU | VPTJ/PPU/G00008 | PPU PUTRAJAYA NO 1 | PTJ01026 SS 1.02 PARCEL B2 (F2) |  | 0 | 257987016
257987144 | TNB | DISTRIBUTION | WP PUTRAJAYA & CYBERJAYA | Existing | PMU | VPTJ/PPU/G00008 | PPU PUTRAJAYA NO 1 | PTJ01241 PE 1.24 BOTANI PMP (F1) |  | 0 | 257987016
257987146 | TNB | DISTRIBUTION | WP PUTRAJAYA & CYBERJAYA | Existing | PMU | VPTJ/PPU/G00008 | PPU PUTRAJAYA NO 1 | PTJ17041 PE 17.04 APT (F1) |  | 0 | 257987016
257987148 | TNB | DISTRIBUTION | WP PUTRAJAYA & CYBERJAYA | Existing | PMU | VPTJ/PPU/G00008 | PPU PUTRAJAYA NO 1 | PTJ01654 PE 1.65 |  | 0 | 257987016
257987150 | TNB | DISTRIBUTION | WP PUTRAJAYA & CYBERJAYA | Existing | PMU | VPTJ/PPU/G00008 | PPU PUTRAJAYA NO 1 | PTJ01244 PE 1.24 BOTANI PMP (F2) |  | 0 | 257987016
257987152 | TNB | DISTRIBUTION | WP PUTRAJAYA & CYBERJAYA | Existing | PMU | VPTJ/PPU/G00008 | PPU PUTRAJAYA NO 1 | F3 [OFF] : SS 10.01 PMR (F2) |  | 0 | 257987016
257987154 | TNB | DISTRIBUTION | WP PUTRAJAYA & CYBERJAYA | Existing | PMU | VPTJ/PPU/G00008 | PPU PUTRAJAYA NO 1 | PTJ01235 SS 1.23 PARCEL D9 (F2) |  | 0 | 257987016
257987156 | TNB | DISTRIBUTION | WP PUTRAJAYA & CYBERJAYA | Existing | PMU | VPTJ/PPU/G00008 | PPU PUTRAJAYA NO 1 | PTJ01023 SS 1.02 PARCEL B2 (F1) |  | 0 | 257987016
257987158 | TNB | DISTRIBUTION | WP PUTRAJAYA & CYBERJAYA | Existing | PMU | VPTJ/PPU/G00008 | PPU PUTRAJAYA NO 1 | PTJ01331 PE 1.33 PADAT |  | 0 | 257987016
257987160 | TNB | DISTRIBUTION | WP PUTRAJAYA & CYBERJAYA | Existing | PMU | VPTJ/PPU/G00008 | PPU PUTRAJAYA NO 1 | PTJ01343 PE 1.34 PADAT PROMENADE |  | 0 | 257987016
257987162 | TNB | DISTRIBUTION | WP PUTRAJAYA & CYBERJAYA | Existing | PMU | VPTJ/PPU/G00008 | PPU PUTRAJAYA NO 1 | PTJ01232 SS 1.23 PARCEL D9 (F1) |  | 0 | 257987016
257987164 | TNB | DISTRIBUTION | WP PUTRAJAYA & CYBERJAYA | Existing | PMU | VPTJ/PPU/G00008 | PPU PUTRAJAYA NO 1 | PTJ16111 PE 16.11 DPMR (F1) |  | 0 | 257987016
257987166 | TNB | DISTRIBUTION | WP PUTRAJAYA & CYBERJAYA | Existing | PMU | VPTJ/PPU/G00008 | PPU PUTRAJAYA NO 1 | PTJ01651 PE 1.65 DATARAN |  | 0 | 257987016
257987168 | TNB | DISTRIBUTION | WP PUTRAJAYA & CYBERJAYA | Existing | PPU-SSU | VPTJ/PPU/G00008 | PPU PUTRAJAYA NO 1 | PTJ01311 PE 1.31 PER. PERDANA |  | 0 | 257987016
257987170 | TNB | DISTRIBUTION | WP PUTRAJAYA & CYBERJAYA | Existing | PMU | VPTJ/PPU/G00008 | PPU PUTRAJAYA NO 1 | PTJ16114 PE 16.11 DPMR (F2) |  | 0 | 257987016
257987172 | TNB | DISTRIBUTION | WP PUTRAJAYA & CYBERJAYA | Existing | PPU-SSU | VPTJ/PPU/G00008 | PPU PUTRAJAYA NO 1 | PTJ17045 PE 17.04 APT (F2) |  | 0 | 257987016
377653008 | TNB | DISTRIBUTION | WP PUTRAJAYA & CYBERJAYA | Existing | Unknown | VPTJ/PPU/G00011 | PPU PUTRAJAYA NO 5 | PTJ02043 : PE 2.04 W.F (F1) |  | 0 | 257915841
378099596 | TNB | DISTRIBUTION | WP PUTRAJAYA & CYBERJAYA | Existing | PMU | VPTJ/PMU/G00003 | PMU PUTRAJAYA CENTRAL 132/33/11 | SPARE |  | 0
378099597 | TNB | DISTRIBUTION | WP PUTRAJAYA & CYBERJAYA | Existing | PMU | VPTJ/PMU/G00003 | PMU PUTRAJAYA CENTRAL 132/33/11 | SPARE |  | 0
378099635 | TNB | DISTRIBUTION | WP PUTRAJAYA & CYBERJAYA | Existing | PMU | VPTJ/PMU/G00003 | PMU PUTRAJAYA CENTRAL 132/33/11 | SPARE |  | 0
378099659 | TNB | DISTRIBUTION | WP PUTRAJAYA & CYBERJAYA | Existing | PMU | VPTJ/PMU/G00003 | PMU PUTRAJAYA CENTRAL 132/33/11 | PTJ18141 PE 18.14 APT D&E (F1) |  | 0
378099756 | TNB | DISTRIBUTION | WP PUTRAJAYA & CYBERJAYA | Existing | PMU | VPTJ/PMU/G00003 | PMU PUTRAJAYA CENTRAL 132/33/11 | PPU PTJ7 CB 1P5 |  | 0
378099770 | TNB | DISTRIBUTION | WP PUTRAJAYA & CYBERJAYA | Existing | PMU | VPTJ/PMU/G00003 | PMU PUTRAJAYA CENTRAL 132/33/11 | SPARE |  | 0
378099803 | TNB | DISTRIBUTION | WP PUTRAJAYA & CYBERJAYA | Existing | PMU | VPTJ/PMU/G00003 | PMU PUTRAJAYA CENTRAL 132/33/11 | SPARE |  | 0
378099879 | TNB | DISTRIBUTION | WP PUTRAJAYA & CYBERJAYA | Existing | PMU | VPTJ/PMU/G00003 | PMU PUTRAJAYA CENTRAL 132/33/11 | PTJ02025 SS 2.02 IDHL (F2) |  | 0
378099889 | TNB | DISTRIBUTION | WP PUTRAJAYA & CYBERJAYA | Existing | PMU | VPTJ/PMU/G00003 | PMU PUTRAJAYA CENTRAL 132/33/11 | PPU PTJ17 CB 4P5 |  | 0
378099894 | TNB | DISTRIBUTION | WP PUTRAJAYA & CYBERJAYA | Existing | PMU | VPTJ/PMU/G00003 | PMU PUTRAJAYA CENTRAL 132/33/11 | PTJ18144 PE 18.14 APT D&E (F2) |  | 0
378099901 | TNB | DISTRIBUTION | WP PUTRAJAYA & CYBERJAYA | Existing | PMU | VPTJ/PMU/G00003 | PMU PUTRAJAYA CENTRAL 132/33/11 | PTJ04212 SS 4.21 - 4G5 (F1) |  | 0
378099940 | TNB | DISTRIBUTION | WP PUTRAJAYA & CYBERJAYA | Existing | PMU | VPTJ/PMU/G00003 | PMU PUTRAJAYA CENTRAL 132/33/11 | PTJ02021 SS 2.02 IDHL (F1) |  | 0
378099956 | TNB | DISTRIBUTION | WP PUTRAJAYA & CYBERJAYA | Existing | PMU | VPTJ/PMU/G00003 | PMU PUTRAJAYA CENTRAL 132/33/11 | SPARE |  | 0
378099967 | TNB | DISTRIBUTION | WP PUTRAJAYA & CYBERJAYA | Existing | PMU | VPTJ/PMU/G00003 | PMU PUTRAJAYA CENTRAL 132/33/11 | SPARE |  | 0
378100013 | TNB | DISTRIBUTION | WP PUTRAJAYA & CYBERJAYA | Existing | PMU | VPTJ/PMU/G00003 | PMU PUTRAJAYA CENTRAL 132/33/11 | PPU PTJ23 CB 1P5 |  | 0
378100060 | TNB | DISTRIBUTION | WP PUTRAJAYA & CYBERJAYA | Existing | PMU | VPTJ/PMU/G00003 | PMU PUTRAJAYA CENTRAL 132/33/11 | PPU PTJ17 CB 3P5 |  | 0
378100128 | TNB | DISTRIBUTION | WP PUTRAJAYA & CYBERJAYA | Existing | PMU | VPTJ/PMU/G00003 | PMU PUTRAJAYA CENTRAL 132/33/11 | SPARE |  | 0
378100164 | TNB | DISTRIBUTION | WP PUTRAJAYA & CYBERJAYA | Existing | PMU | VPTJ/PMU/G00003 | PMU PUTRAJAYA CENTRAL 132/33/11 | PPU PTJ23 CB 2P5 |  | 0
378100177 | TNB | DISTRIBUTION | WP PUTRAJAYA & CYBERJAYA | Existing | PMU | VPTJ/PMU/G00003 | PMU PUTRAJAYA CENTRAL 132/33/11 | SPARE |  | 0
378100178 | TNB | DISTRIBUTION | WP PUTRAJAYA & CYBERJAYA | Existing | PMU | VPTJ/PMU/G00003 | PMU PUTRAJAYA CENTRAL 132/33/11 | SPARE |  | 0
378100207 | TNB | DISTRIBUTION | WP PUTRAJAYA & CYBERJAYA | Existing | PMU | VPTJ/PMU/G00003 | PMU PUTRAJAYA CENTRAL 132/33/11 | SPARE |  | 0
378100216 | TNB | DISTRIBUTION | WP PUTRAJAYA & CYBERJAYA | Existing | PMU | VPTJ/PMU/G00003 | PMU PUTRAJAYA CENTRAL 132/33/11 | PPU PTJ7 CB 2P5 |  | 0
378100244 | TNB | DISTRIBUTION | WP PUTRAJAYA & CYBERJAYA | Existing | PMU | VPTJ/PMU/G00003 | PMU PUTRAJAYA CENTRAL 132/33/11 | PTJ04215 SS 4.21 - 4G5 (F2) |  | 0
378100263 | TNB | DISTRIBUTION | WP PUTRAJAYA & CYBERJAYA | Existing | PMU | VPTJ/PMU/G00003 | PMU PUTRAJAYA CENTRAL 132/33/11 | SPARE |  | 0
378118621 | TNB | DISTRIBUTION | WP PUTRAJAYA & CYBERJAYA | Existing | Unknown | VCBJ/PPU/G00006 | PPU CYBERJAYA NO 6 | CBJ21702 SS 21.70 F1 |  | 0 | 257691071
378118630 | TNB | DISTRIBUTION | WP PUTRAJAYA & CYBERJAYA | Existing | Unknown | VCBJ/PPU/G00006 | PPU CYBERJAYA NO 6 | CBJ21706 SS 21.70 f2 |  | 0 | 257691071
378157174 | TNB | DISTRIBUTION | WP PUTRAJAYA & CYBERJAYA | Existing | Unknown | VCBJ/PPU/G00008 | PPU CYBERJAYA NO 9 | CBJ22674 PE 22.67 KWDI 1 (F2): |  | 0
378157175 | TNB | DISTRIBUTION | WP PUTRAJAYA & CYBERJAYA | Existing | Unknown |  |  | CBJ22416 PE 22.41 (F2) |  | 0
378225224 | TNB | DISTRIBUTION | WP PUTRAJAYA & CYBERJAYA | Existing | Unknown | VCBJ/SSU/G00003 | SSU GOOGLE | CONSUMER CSF CX SDN BHD |  | 0
378225228 | TNB | DISTRIBUTION | WP PUTRAJAYA & CYBERJAYA | Existing | Unknown | VCBJ/SSU/G00003 | SSU GOOGLE | VCB 1P5 PPU CYB9 |  | 0
378225229 | TNB | DISTRIBUTION | WP PUTRAJAYA & CYBERJAYA | Existing | Unknown | VCBJ/SSU/G00003 | SSU GOOGLE | POT END |  | 0
378225261 | TNB | DISTRIBUTION | WP PUTRAJAYA & CYBERJAYA | Existing | Unknown | VCBJ/SSU/G00003 | SSU GOOGLE | SSU MEGAJANA (DCP) : 4S5 |  | 0
378225269 | TNB | DISTRIBUTION | WP PUTRAJAYA & CYBERJAYA | Existing | Unknown | VCBJ/SSU/G00003 | SSU GOOGLE | CONSUMER 2 |  | 0
378225287 | TNB | DISTRIBUTION | WP PUTRAJAYA & CYBERJAYA | Existing | Unknown | VCBJ/SSU/G00003 | SSU GOOGLE | VCB 1P5 PPU CBJ 6 |  | 0
378288742 | TNB | DISTRIBUTION | WP PUTRAJAYA & CYBERJAYA | Existing | PMU | VCBJ/PPU/G00007 | PPU CYBERJAYA NO 7 | SPARE |  | 0
378289060 | TNB | DISTRIBUTION | WP PUTRAJAYA & CYBERJAYA | Existing | PMU | VCBJ/PPU/G00007 | PPU CYBERJAYA NO 7 | CBJ22654 SS 22.65 Basis Bay No2 |  | 0
378289075 | TNB | DISTRIBUTION | WP PUTRAJAYA & CYBERJAYA | Existing | PMU | VCBJ/PPU/G00007 | PPU CYBERJAYA NO 7 | PMU CBJN: VCB 5L5 |  | 0
378289077 | TNB | DISTRIBUTION | WP PUTRAJAYA & CYBERJAYA | Existing | PMU | VCBJ/PPU/G00007 | PPU CYBERJAYA NO 7 | CBJ22061 PE 22.06 PADAT B 15-5 |  | 0
378289170 | TNB | DISTRIBUTION | WP PUTRAJAYA & CYBERJAYA | Existing | PMU | VCBJ/PPU/G00007 | PPU CYBERJAYA NO 7 | CBJ21063 PE 21.06 PADAT B 15-4 |  | 0
378289225 | TNB | DISTRIBUTION | WP PUTRAJAYA & CYBERJAYA | Existing | PMU | VCBJ/PPU/G00007 | PPU CYBERJAYA NO 7 | CBJ22841 SS 22.84 (F1) |  | 0
378289380 | TNB | DISTRIBUTION | WP PUTRAJAYA & CYBERJAYA | Existing | PMU | VCBJ/PPU/G00007 | PPU CYBERJAYA NO 7 | CBJ22844 SS 22.84 (F2) |  | 0
378289385 | TNB | DISTRIBUTION | WP PUTRAJAYA & CYBERJAYA | Existing | PMU | VCBJ/PPU/G00007 | PPU CYBERJAYA NO 7 | CBJ21811 PE 21.81 (F1) |  | 0
378289469 | TNB | DISTRIBUTION | WP PUTRAJAYA & CYBERJAYA | Existing | PMU | VCBJ/PPU/G00007 | PPU CYBERJAYA NO 7 | PMU CBJN: VCB 8L5 |  | 0
378289482 | TNB | DISTRIBUTION | WP PUTRAJAYA & CYBERJAYA | Existing | PMU | VCBJ/PPU/G00007 | PPU CYBERJAYA NO 7 | CBJ21344 PE 21.34 PS5 (F2) |  | 0
378289507 | TNB | DISTRIBUTION | WP PUTRAJAYA & CYBERJAYA | Existing | PMU | VCBJ/PPU/G00007 | PPU CYBERJAYA NO 7 | 3S5 SSU IDCB 33KV |  | 0
378289598 | TNB | DISTRIBUTION | WP PUTRAJAYA & CYBERJAYA | Existing | PMU | VCBJ/PPU/G00007 | PPU CYBERJAYA NO 7 | CBJ21601 PE 21.60 PADAT PPN CJ7 |  | 0
378289827 | TNB | DISTRIBUTION | WP PUTRAJAYA & CYBERJAYA | Existing | PMU | VCBJ/PPU/G00007 | PPU CYBERJAYA NO 7 | CBJ21284 SS 21.28 LOT 12065 (F2) |  | 0
378289852 | TNB | DISTRIBUTION | WP PUTRAJAYA & CYBERJAYA | Existing | PMU | VCBJ/PPU/G00007 | PPU CYBERJAYA NO 7 | CBJ21281 SS 21.28 LOT 12065 (F1) |  | 0
378289902 | TNB | DISTRIBUTION | WP PUTRAJAYA & CYBERJAYA | Existing | PMU | VCBJ/PPU/G00007 | PPU CYBERJAYA NO 7 | CBJ21814 PE 21.81 (F2) |  | 0
378289939 | TNB | DISTRIBUTION | WP PUTRAJAYA & CYBERJAYA | Existing | PMU | VCBJ/PPU/G00007 | PPU CYBERJAYA NO 7 | CBJ21341 PE 21.34 PS5 (F1) |  | 0
378290030 | TNB | DISTRIBUTION | WP PUTRAJAYA & CYBERJAYA | Existing | PMU | VCBJ/PPU/G00007 | PPU CYBERJAYA NO 7 | SSU MMU CYBERJAYA: VCB 5S5 |  | 0
378290100 | TNB | DISTRIBUTION | WP PUTRAJAYA & CYBERJAYA | Existing | PMU | VCBJ/PPU/G00007 | PPU CYBERJAYA NO 7 | CBJ22551 SS 22.55 Basis Bay No1 |  | 0
378290140 | TNB | DISTRIBUTION | WP PUTRAJAYA & CYBERJAYA | Existing | Unknown | VCBJ/PPU/G00007 | PPU CYBERJAYA NO 7 | CBJ22361 SS 22.36 SKMM (F1) |  | 0
378290141 | TNB | DISTRIBUTION | WP PUTRAJAYA & CYBERJAYA | Existing | Unknown | VCBJ/PPU/G00007 | PPU CYBERJAYA NO 7 | CBJ22364 SS 22.36 SKMM (F2) |  | 0
378290142 | TNB | DISTRIBUTION | WP PUTRAJAYA & CYBERJAYA | Existing | Unknown | VCBJ/PPU/G00007 | PPU CYBERJAYA NO 7 | CBJ22101 PE 22.10 (F1) |  | 0
378290143 | TNB | DISTRIBUTION | WP PUTRAJAYA & CYBERJAYA | Existing | Unknown | VCBJ/PPU/G00007 | PPU CYBERJAYA NO 7 | CBJ22105 PE 22.10 (F2) |  | 0
378290348 | TNB | DISTRIBUTION | WP PUTRAJAYA & CYBERJAYA | Existing | Unknown | VCBJ/SSU/G00004 | SSU IDCB | CONSUMER CSF CX SDN BHD |  | 0
378290352 | TNB | DISTRIBUTION | WP PUTRAJAYA & CYBERJAYA | Existing | Unknown | VCBJ/SSU/G00004 | SSU IDCB | PPU CYB9: VCB 1P5 |  | 0
378290353 | TNB | DISTRIBUTION | WP PUTRAJAYA & CYBERJAYA | Existing | Unknown | VCBJ/SSU/G00004 | SSU IDCB | SPARE |  | 0
378290385 | TNB | DISTRIBUTION | WP PUTRAJAYA & CYBERJAYA | Existing | Unknown | VCBJ/SSU/G00004 | SSU IDCB | SPARE |  | 0
378290393 | TNB | DISTRIBUTION | WP PUTRAJAYA & CYBERJAYA | Existing | Unknown | VCBJ/SSU/G00004 | SSU IDCB | CONSUMER 2 |  | 0
378290411 | TNB | DISTRIBUTION | WP PUTRAJAYA & CYBERJAYA | Existing | Unknown | VCBJ/SSU/G00004 | SSU IDCB | VCB 3P5 PPU CYB7 |  | 0
378401468 | TNB | DISTRIBUTION | WP PUTRAJAYA & CYBERJAYA | Existing | Unknown |  |  | PTJ1435 SS 1.43 |  | 0 | 257740783
378568111 | TNB | DISTRIBUTION | WP PUTRAJAYA & CYBERJAYA | Existing | Unknown | VPTJ/PPU/G00013 | PPU PUTRAJAYA NO13 | SPARE |  | 0 | 257972173
378568112 | TNB | DISTRIBUTION | WP PUTRAJAYA & CYBERJAYA | Existing | Unknown | VPTJ/PPU/G00013 | PPU PUTRAJAYA NO13 | SPARE |  | 0 | 257972173
378568113 | TNB | DISTRIBUTION | WP PUTRAJAYA & CYBERJAYA | Existing | Unknown | VPTJ/PPU/G00013 | PPU PUTRAJAYA NO13 | SPARE |  | 0 | 257972173
378568114 | TNB | DISTRIBUTION | WP PUTRAJAYA & CYBERJAYA | Existing | Unknown | VPTJ/PPU/G00013 | PPU PUTRAJAYA NO13 | SPARE |  | 0 | 257972173
378568115 | TNB | DISTRIBUTION | WP PUTRAJAYA & CYBERJAYA | Existing | Unknown | VPTJ/PPU/G00013 | PPU PUTRAJAYA NO13 | SPARE |  | 0 | 257972173
379379417 | TNB | DISTRIBUTION | WP PUTRAJAYA & CYBERJAYA | Existing | PMU | VPTJ/PPU/G00016 | PPU PUTRAJAYA NO 7 | SPARE |  | 0
379379735 | TNB | DISTRIBUTION | WP PUTRAJAYA & CYBERJAYA | Existing | PMU | VPTJ/PPU/G00016 | PPU PUTRAJAYA NO 7 | SPARE |  | 0
379379750 | TNB | DISTRIBUTION | WP PUTRAJAYA & CYBERJAYA | Existing | PMU | VPTJ/PPU/G00016 | PPU PUTRAJAYA NO 7 | PMU PTJC CB 5L5 |  | 0
379379752 | TNB | DISTRIBUTION | WP PUTRAJAYA & CYBERJAYA | Existing | PMU | VPTJ/PPU/G00016 | PPU PUTRAJAYA NO 7 | SPARE |  | 0
379379845 | TNB | DISTRIBUTION | WP PUTRAJAYA & CYBERJAYA | Existing | PMU | VPTJ/PPU/G00016 | PPU PUTRAJAYA NO 7 | SPARE |  | 0
379379900 | TNB | DISTRIBUTION | WP PUTRAJAYA & CYBERJAYA | Existing | PMU | VPTJ/PPU/G00016 | PPU PUTRAJAYA NO 7 | SPARE |  | 0
379380055 | TNB | DISTRIBUTION | WP PUTRAJAYA & CYBERJAYA | Existing | PMU | VPTJ/PPU/G00016 | PPU PUTRAJAYA NO 7 | SPARE |  | 0
379380060 | TNB | DISTRIBUTION | WP PUTRAJAYA & CYBERJAYA | Existing | PMU | VPTJ/PPU/G00016 | PPU PUTRAJAYA NO 7 | SPARE |  | 0
379380144 | TNB | DISTRIBUTION | WP PUTRAJAYA & CYBERJAYA | Existing | PMU | VPTJ/PPU/G00016 | PPU PUTRAJAYA NO 7 | SPARE |  | 0
379380157 | TNB | DISTRIBUTION | WP PUTRAJAYA & CYBERJAYA | Existing | PMU | VPTJ/PPU/G00016 | PPU PUTRAJAYA NO 7 | SPARE |  | 0
379380182 | TNB | DISTRIBUTION | WP PUTRAJAYA & CYBERJAYA | Existing | PMU | VPTJ/PPU/G00016 | PPU PUTRAJAYA NO 7 | SPARE |  | 0
379380273 | TNB | DISTRIBUTION | WP PUTRAJAYA & CYBERJAYA | Existing | PMU | VPTJ/PPU/G00016 | PPU PUTRAJAYA NO 7 | SPARE |  | 0
379380502 | TNB | DISTRIBUTION | WP PUTRAJAYA & CYBERJAYA | Existing | PMU | VPTJ/PPU/G00016 | PPU PUTRAJAYA NO 7 | SPARE |  | 0
379380527 | TNB | DISTRIBUTION | WP PUTRAJAYA & CYBERJAYA | Existing | PMU | VPTJ/PPU/G00016 | PPU PUTRAJAYA NO 7 | SPARE |  | 0
379380577 | TNB | DISTRIBUTION | WP PUTRAJAYA & CYBERJAYA | Existing | PMU | VPTJ/PPU/G00016 | PPU PUTRAJAYA NO 7 | SPARE |  | 0
379380614 | TNB | DISTRIBUTION | WP PUTRAJAYA & CYBERJAYA | Existing | PMU | VPTJ/PPU/G00016 | PPU PUTRAJAYA NO 7 | SPARE |  | 0
379380705 | TNB | DISTRIBUTION | WP PUTRAJAYA & CYBERJAYA | Existing | PMU | VPTJ/PPU/G00016 | PPU PUTRAJAYA NO 7 | PMU PTJC CB 6L5 |  | 0
379380775 | TNB | DISTRIBUTION | WP PUTRAJAYA & CYBERJAYA | Existing | PMU | VPTJ/PPU/G00016 | PPU PUTRAJAYA NO 7 | SPARE |  | 0
379380780 | TNB | DISTRIBUTION | WP PUTRAJAYA & CYBERJAYA | Existing | Unknown | VPTJ/PPU/G00016 | PPU PUTRAJAYA NO 7 | LOCAL TX |  | 0
379381070 | TNB | DISTRIBUTION | WP PUTRAJAYA & CYBERJAYA | Existing | PPU-SSU | VPTJ/PPU/G00013 | PPU PUTRAJAYA NO13 | SPARE |  | 0
379381071 | TNB | DISTRIBUTION | WP PUTRAJAYA & CYBERJAYA | Existing | Unknown | VPTJ/PPU/G00013 | PPU PUTRAJAYA NO13 | SPARE |  | 0
379381102 | TNB | DISTRIBUTION | WP PUTRAJAYA & CYBERJAYA | Existing | Unknown | VPTJ/SSU/G00004 | SSU GDC NO2 PUTRAJAYA | PENGGUNA 33kV NO 1 |  | 0
379381107 | TNB | DISTRIBUTION | WP PUTRAJAYA & CYBERJAYA | Existing | Unknown | VPTJ/SSU/G00004 | SSU GDC NO2 PUTRAJAYA | PENGGUNA 33kV NO 2 |  | 0
379381139 | TNB | DISTRIBUTION | WP PUTRAJAYA & CYBERJAYA | Existing | Unknown | VPTJ/SSU/G00004 | SSU GDC NO2 PUTRAJAYA | PPU PTJ24 CB 2P5 |  | 0
379381165 | TNB | DISTRIBUTION | WP PUTRAJAYA & CYBERJAYA | Existing | Unknown | VPTJ/SSU/G00004 | SSU GDC NO2 PUTRAJAYA | PPU PTJ17 CB 1P5 |  | 0
379381195 | TNB | DISTRIBUTION | WP PUTRAJAYA & CYBERJAYA | Existing | Unknown | VPTJ/SSU/G00004 | SSU GDC NO2 PUTRAJAYA | SPARE |  | 0
379381531 | TNB | DISTRIBUTION | WP PUTRAJAYA & CYBERJAYA | Existing | PMU | VPTJ/PPU/G00023 | PPU PUTRAJAYA NO 23 | SPARE |  | 0
379381849 | TNB | DISTRIBUTION | WP PUTRAJAYA & CYBERJAYA | Existing | PMU | VPTJ/PPU/G00023 | PPU PUTRAJAYA NO 23 | SPARE |  | 0
379381864 | TNB | DISTRIBUTION | WP PUTRAJAYA & CYBERJAYA | Existing | PMU | VPTJ/PPU/G00023 | PPU PUTRAJAYA NO 23 | PMU PTJC CB 3L5 |  | 0
379381866 | TNB | DISTRIBUTION | WP PUTRAJAYA & CYBERJAYA | Existing | PMU | VPTJ/PPU/G00023 | PPU PUTRAJAYA NO 23 | SPARE |  | 0
379381959 | TNB | DISTRIBUTION | WP PUTRAJAYA & CYBERJAYA | Existing | PMU | VPTJ/PPU/G00023 | PPU PUTRAJAYA NO 23 | SPARE |  | 0
379382014 | TNB | DISTRIBUTION | WP PUTRAJAYA & CYBERJAYA | Existing | PMU | VPTJ/PPU/G00023 | PPU PUTRAJAYA NO 23 | SPARE |  | 0
379382169 | TNB | DISTRIBUTION | WP PUTRAJAYA & CYBERJAYA | Existing | PMU | VPTJ/PPU/G00023 | PPU PUTRAJAYA NO 23 | SPARE |  | 0
379382174 | TNB | DISTRIBUTION | WP PUTRAJAYA & CYBERJAYA | Existing | PMU | VPTJ/PPU/G00023 | PPU PUTRAJAYA NO 23 | PTJ05344 SS 5.34 |  | 0
379382258 | TNB | DISTRIBUTION | WP PUTRAJAYA & CYBERJAYA | Existing | PMU | VPTJ/PPU/G00023 | PPU PUTRAJAYA NO 23 | SPARE |  | 0
379382271 | TNB | DISTRIBUTION | WP PUTRAJAYA & CYBERJAYA | Existing | PMU | VPTJ/PPU/G00023 | PPU PUTRAJAYA NO 23 | SPARE |  | 0
379382296 | TNB | DISTRIBUTION | WP PUTRAJAYA & CYBERJAYA | Existing | PMU | VPTJ/PPU/G00023 | PPU PUTRAJAYA NO 23 | SPARE |  | 0
379382387 | TNB | DISTRIBUTION | WP PUTRAJAYA & CYBERJAYA | Existing | PMU | VPTJ/PPU/G00023 | PPU PUTRAJAYA NO 23 | SPARE |  | 0
379382616 | TNB | DISTRIBUTION | WP PUTRAJAYA & CYBERJAYA | Existing | PMU | VPTJ/PPU/G00023 | PPU PUTRAJAYA NO 23 | SPARE |  | 0
379382641 | TNB | DISTRIBUTION | WP PUTRAJAYA & CYBERJAYA | Existing | PMU | VPTJ/PPU/G00023 | PPU PUTRAJAYA NO 23 | SPARE |  | 0
379382691 | TNB | DISTRIBUTION | WP PUTRAJAYA & CYBERJAYA | Existing | PMU | VPTJ/PPU/G00023 | PPU PUTRAJAYA NO 23 | SPARE |  | 0
379382728 | TNB | DISTRIBUTION | WP PUTRAJAYA & CYBERJAYA | Existing | PMU | VPTJ/PPU/G00023 | PPU PUTRAJAYA NO 23 | SPARE |  | 0
379382819 | TNB | DISTRIBUTION | WP PUTRAJAYA & CYBERJAYA | Existing | PMU | VPTJ/PPU/G00023 | PPU PUTRAJAYA NO 23 | PMU PTJC CB 4L5 |  | 0
379382889 | TNB | DISTRIBUTION | WP PUTRAJAYA & CYBERJAYA | Existing | PMU | VPTJ/PPU/G00023 | PPU PUTRAJAYA NO 23 | PTJ05341 SS 5.34 |  | 0
379387792 | TNB | DISTRIBUTION | WP PUTRAJAYA & CYBERJAYA | Existing | PMU | VCBJ/PMU/G00003 | PMU SERDANG 132/33KV | SPARE |  | 0
379387793 | TNB | DISTRIBUTION | WP PUTRAJAYA & CYBERJAYA | Existing | PMU | VCBJ/PMU/G00003 | PMU SERDANG 132/33KV | SPARE |  | 0
379387805 | TNB | DISTRIBUTION | WP PUTRAJAYA & CYBERJAYA | Existing | PMU | VCBJ/PMU/G00003 | PMU SERDANG 132/33KV | PPU CYB6: VCB 3P5 |  | 0
379387807 | TNB | DISTRIBUTION | WP PUTRAJAYA & CYBERJAYA | Existing | Unknown | VCBJ/PMU/G00003 | PMU SERDANG 132/33KV | PPU PTJ1: VCB 3P5 |  | 0
379387815 | TNB | DISTRIBUTION | WP PUTRAJAYA & CYBERJAYA | Existing | PMU | VCBJ/PMU/G00003 | PMU SERDANG 132/33KV | SPARE |  | 0
379387847 | TNB | DISTRIBUTION | WP PUTRAJAYA & CYBERJAYA | Existing | Unknown | VCBJ/PMU/G00003 | PMU SERDANG 132/33KV | PPU CYB6: VCB 4P5 |  | 0
379387852 | TNB | DISTRIBUTION | WP PUTRAJAYA & CYBERJAYA | Existing | PMU | VCBJ/PMU/G00003 | PMU SERDANG 132/33KV | POT END |  | 0
379387858 | TNB | DISTRIBUTION | WP PUTRAJAYA & CYBERJAYA | Existing | Unknown | VCBJ/PMU/G00003 | PMU SERDANG 132/33KV | PPU PTJ5: VCB 2P5 |  | 0
379387888 | TNB | DISTRIBUTION | WP PUTRAJAYA & CYBERJAYA | Existing | PMU | VCBJ/PMU/G00003 | PMU SERDANG 132/33KV | PPU PTJ1: VCB 2P5 |  | 0
379387953 | TNB | DISTRIBUTION | WP PUTRAJAYA & CYBERJAYA | Existing | Unknown | VCBJ/PMU/G00003 | PMU SERDANG 132/33KV | PPU PTJ5: VCB 5P5 |  | 0
379387979 | TNB | DISTRIBUTION | WP PUTRAJAYA & CYBERJAYA | Existing | Unknown | VCBJ/PMU/G00003 | PMU SERDANG 132/33KV | POT END |  | 0
379387994 | TNB | DISTRIBUTION | WP PUTRAJAYA & CYBERJAYA | Existing | Unknown | VCBJ/PMU/G00003 | PMU SERDANG 132/33KV | SPARE |  | 0
379388216 | TNB | DISTRIBUTION | WP PUTRAJAYA & CYBERJAYA | Existing | Unknown | VCBJ/SSU/G00002 | SSU MMU CYBERJAYA | PPU CYB7: VCB 2P5 |  | 0
379388225 | TNB | DISTRIBUTION | WP PUTRAJAYA & CYBERJAYA | Existing | Unknown | VCBJ/SSU/G00002 | SSU MMU CYBERJAYA | PPU CYB6: VCB 2P5 |  | 0
379388235 | TNB | DISTRIBUTION | WP PUTRAJAYA & CYBERJAYA | Existing | Unknown | VCBJ/SSU/G00002 | SSU MMU CYBERJAYA | SPARE |  | 0
379388246 | TNB | DISTRIBUTION | WP PUTRAJAYA & CYBERJAYA | Existing | Unknown | VCBJ/SSU/G00002 | SSU MMU CYBERJAYA | PENGGUNA UNIVERSITI TELEKOM SDN. |  | 0
379388271 | TNB | DISTRIBUTION | WP PUTRAJAYA & CYBERJAYA | Existing | Unknown | VCBJ/SSU/G00005 | SSU DCP1 MEGAJANA | PPU CYB9: VCB 3P5 |  | 0
379388280 | TNB | DISTRIBUTION | WP PUTRAJAYA & CYBERJAYA | Existing | Unknown | VCBJ/SSU/G00005 | SSU DCP1 MEGAJANA | SPARE |  | 0
379388290 | TNB | DISTRIBUTION | WP PUTRAJAYA & CYBERJAYA | Existing | Unknown | VCBJ/SSU/G00005 | SSU DCP1 MEGAJANA | SSU GOOGLE CYBERJAYA : VCB 5S5 |  | 0
379388301 | TNB | DISTRIBUTION | WP PUTRAJAYA & CYBERJAYA | Existing | Unknown | VCBJ/SSU/G00005 | SSU DCP1 MEGAJANA | CONSUMER 33KV |  | 0
379388302 | TNB | DISTRIBUTION | WP PUTRAJAYA & CYBERJAYA | Existing | Unknown | VCBJ/SSU/G00002 | SSU MMU CYBERJAYA | CONSUMER 33KV |  | 0
379388303 | TNB | DISTRIBUTION | WP PUTRAJAYA & CYBERJAYA | Existing | Unknown | VCBJ/SSU/G00002 | SSU MMU CYBERJAYA | CONSUMER 33KV |  | 0
379388313 | TNB | DISTRIBUTION | WP PUTRAJAYA & CYBERJAYA | Existing | Unknown | VCBJ/SSU/G00005 | SSU DCP1 MEGAJANA | CONSUMER 33KV |  | 0
379388315 | TNB | DISTRIBUTION | WP PUTRAJAYA & CYBERJAYA | Existing | Unknown | VCBJ/SSU/G00005 | SSU DCP1 MEGAJANA | SPARE |  | 0
379388340 | TNB | DISTRIBUTION | WP PUTRAJAYA & CYBERJAYA | Existing | Unknown | VPTJ/SSU/G00003 | SSU GDC NO1 PUTRAJAYA | PPU PTJ6: VCB 4P5 |  | 0
379388349 | TNB | DISTRIBUTION | WP PUTRAJAYA & CYBERJAYA | Existing | Unknown | VPTJ/SSU/G00003 | SSU GDC NO1 PUTRAJAYA | PMU NUNI: 5L5 |  | 0
379388359 | TNB | DISTRIBUTION | WP PUTRAJAYA & CYBERJAYA | Existing | Unknown | VPTJ/SSU/G00003 | SSU GDC NO1 PUTRAJAYA | PPU PTJ4: VCB 2P5 |  | 0
379388370 | TNB | DISTRIBUTION | WP PUTRAJAYA & CYBERJAYA | Existing | Unknown | VPTJ/SSU/G00003 | SSU GDC NO1 PUTRAJAYA | PMU ABBA : VCB 7L5 |  | 0
379388371 | TNB | DISTRIBUTION | WP PUTRAJAYA & CYBERJAYA | Existing | Unknown | VPTJ/SSU/G00003 | SSU GDC NO1 PUTRAJAYA | CONSUMER 33KV |  | 0
379388372 | TNB | DISTRIBUTION | WP PUTRAJAYA & CYBERJAYA | Existing | Unknown | VPTJ/SSU/G00003 | SSU GDC NO1 PUTRAJAYA | CONSUMER 33KV |  | 0
381110853 | TNB | DISTRIBUTION | WP PUTRAJAYA & CYBERJAYA | Existing | PMU | VCBJ/PMU/J00002 | PMU CBJ NORTH 132/11KV | C21951 PE 21.95 SITE SKY PARK |  | 0
381110860 | TNB | DISTRIBUTION | WP PUTRAJAYA & CYBERJAYA | Existing | PMU | VCBJ/PMU/J00002 | PMU CBJ NORTH 132/11KV | CBJ21152 PE 21.15 CBJ 3 (F1) |  | 0
381110883 | TNB | DISTRIBUTION | WP PUTRAJAYA & CYBERJAYA | Existing | PMU | VCBJ/PMU/J00002 | PMU CBJ NORTH 132/11KV | CBJ22545 PE 22.54 PRIMA 8 (F2) |  | 0
381110921 | TNB | DISTRIBUTION | WP PUTRAJAYA & CYBERJAYA | Existing | PMU | VCBJ/PMU/J00002 | PMU CBJ NORTH 132/11KV | J04309 : KOON CHEE WAH |  | 0
381110936 | TNB | DISTRIBUTION | WP PUTRAJAYA & CYBERJAYA | Existing | PMU | VCBJ/PMU/J00002 | PMU CBJ NORTH 132/11KV | CBJ22542 PE 22.54 PRIMA 8 (F1) |  | 0
381110943 | TNB | DISTRIBUTION | WP PUTRAJAYA & CYBERJAYA | Existing | PMU | VCBJ/PMU/J00002 | PMU CBJ NORTH 132/11KV | CBJ21474 SS 21.47 (F2) |  | 0
381110952 | TNB | DISTRIBUTION | WP PUTRAJAYA & CYBERJAYA | Existing | PMU | VCBJ/PMU/J00002 | PMU CBJ NORTH 132/11KV | CBJ21621 SS 21.62 (F1) |  | 0
381110969 | TNB | DISTRIBUTION | WP PUTRAJAYA & CYBERJAYA | Existing | PMU | VCBJ/PMU/J00002 | PMU CBJ NORTH 132/11KV | J42650 : CAPITAL |  | 0
381110981 | TNB | DISTRIBUTION | WP PUTRAJAYA & CYBERJAYA | Existing | PMU | VCBJ/PMU/J00002 | PMU CBJ NORTH 132/11KV | CBJ21624 SS 21.62 (F2) |  | 0
381111014 | TNB | DISTRIBUTION | WP PUTRAJAYA & CYBERJAYA | Existing | PMU | VCBJ/PMU/J00002 | PMU CBJ NORTH 132/11KV | C21391 : PE 21.39 (PS 6A) |  | 0
381111058 | TNB | DISTRIBUTION | WP PUTRAJAYA & CYBERJAYA | Existing | PMU | VCBJ/PMU/J00002 | PMU CBJ NORTH 132/11KV | CBJ21155 PE 21.15 CBJ 3 (F2) |  | 0
381111063 | TNB | DISTRIBUTION | WP PUTRAJAYA & CYBERJAYA | Existing | PMU | VCBJ/PMU/J00002 | PMU CBJ NORTH 132/11KV | CBJ21471 SS 21.47(F1) |  | 0
381111089 | TNB | DISTRIBUTION | WP PUTRAJAYA & CYBERJAYA | Existing | PMU | VCBJ/PMU/G00002 | PMU CBJ NORTH 132/33KV | WDFL 4P5 |  | 0
381111117 | TNB | DISTRIBUTION | WP PUTRAJAYA & CYBERJAYA | Existing | PMU | VCBJ/PMU/G00002 | PMU CBJ NORTH 132/33KV | SPARE |  | 0
381111131 | TNB | DISTRIBUTION | WP PUTRAJAYA & CYBERJAYA | Existing | Unknown | VCBJ/PMU/G00002 | PMU CBJ NORTH 132/33KV | CYB7: 4P5 |  | 0
381111135 | TNB | DISTRIBUTION | WP PUTRAJAYA & CYBERJAYA | Existing | Unknown | VCBJ/PMU/G00002 | PMU CBJ NORTH 132/33KV | N/A |  | 0
381111141 | TNB | DISTRIBUTION | WP PUTRAJAYA & CYBERJAYA | Existing | Unknown | VCBJ/PMU/G00002 | PMU CBJ NORTH 132/33KV | CYB7 1P5 |  | 0
381111144 | TNB | DISTRIBUTION | WP PUTRAJAYA & CYBERJAYA | Existing | Unknown | VCBJ/PMU/G00002 | PMU CBJ NORTH 132/33KV | N/A |  | 0
381111155 | TNB | DISTRIBUTION | WP PUTRAJAYA & CYBERJAYA | Existing | PMU | VCBJ/PMU/G00002 | PMU CBJ NORTH 132/33KV | SPARE |  | 0
381111181 | TNB | DISTRIBUTION | WP PUTRAJAYA & CYBERJAYA | Existing | Unknown | VCBJ/PMU/G00002 | PMU CBJ NORTH 132/33KV | VCB 4P5 PPU CYB6 |  | 0
381111185 | TNB | DISTRIBUTION | WP PUTRAJAYA & CYBERJAYA | Existing | PMU | VCBJ/PMU/G00002 | PMU CBJ NORTH 132/33KV | BTAM 1P5 |  | 0
381111194 | TNB | DISTRIBUTION | WP PUTRAJAYA & CYBERJAYA | Existing | Unknown | VCBJ/PMU/G00002 | PMU CBJ NORTH 132/33KV | SPARE |  | 0
381111226 | TNB | DISTRIBUTION | WP PUTRAJAYA & CYBERJAYA | Existing | PMU | VCBJ/PMU/G00002 | PMU CBJ NORTH 132/33KV | SPARE |  | 0
381111254 | TNB | DISTRIBUTION | WP PUTRAJAYA & CYBERJAYA | Existing | PMU | VCBJ/PMU/G00002 | PMU CBJ NORTH 132/33KV | SPARE |  | 0
383338312 | TNB | DISTRIBUTION | WP PUTRAJAYA & CYBERJAYA | Existing | Unknown | VPTJ/PPU/G00023 | PPU PUTRAJAYA NO 23 | LOCAL TX |  | 0
384605936 | TNB | DISTRIBUTION | WP PUTRAJAYA & CYBERJAYA | Existing | PMU | VPTJ/PMU/G00002 | PMU DATO ABU BAKAR BAGINDA-ABBA 132/33KV | PTJ24 3P5 |  | 0
384605956 | TNB | DISTRIBUTION | WP PUTRAJAYA & CYBERJAYA | Existing | PMU | VPTJ/PMU/G00002 | PMU DATO ABU BAKAR BAGINDA-ABBA 132/33KV | SONY 5S5 |  | 0
384605966 | TNB | DISTRIBUTION | WP PUTRAJAYA & CYBERJAYA | Existing | PMU | VPTJ/PMU/G00002 | PMU DATO ABU BAKAR BAGINDA-ABBA 132/33KV | POT END |  | 0
384605973 | TNB | DISTRIBUTION | WP PUTRAJAYA & CYBERJAYA | Existing | PMU | VPTJ/PMU/G00002 | PMU DATO ABU BAKAR BAGINDA-ABBA 132/33KV | GDC1 3S5 |  | 0
384605975 | TNB | DISTRIBUTION | WP PUTRAJAYA & CYBERJAYA | Existing | PMU | VPTJ/PMU/G00002 | PMU DATO ABU BAKAR BAGINDA-ABBA 132/33KV | SPARE |  | 0
384605976 | TNB | DISTRIBUTION | WP PUTRAJAYA & CYBERJAYA | Existing | PMU | VPTJ/PMU/G00002 | PMU DATO ABU BAKAR BAGINDA-ABBA 132/33KV | PTJ6 3PP5 |  | 0
384605989 | TNB | DISTRIBUTION | WP PUTRAJAYA & CYBERJAYA | Existing | PMU | VPTJ/PMU/G00002 | PMU DATO ABU BAKAR BAGINDA-ABBA 132/33KV | PTJ6 2P5 |  | 0
384606021 | TNB | DISTRIBUTION | WP PUTRAJAYA & CYBERJAYA | Existing | PMU | VPTJ/PMU/G00002 | PMU DATO ABU BAKAR BAGINDA-ABBA 132/33KV | PTJ4 4P5 |  | 0
384606025 | TNB | DISTRIBUTION | WP PUTRAJAYA & CYBERJAYA | Existing | PMU | VPTJ/PMU/G00002 | PMU DATO ABU BAKAR BAGINDA-ABBA 132/33KV | IOIC 5S5 |  | 0
384606037 | TNB | DISTRIBUTION | WP PUTRAJAYA & CYBERJAYA | Existing | PMU | VPTJ/PMU/G00002 | PMU DATO ABU BAKAR BAGINDA-ABBA 132/33KV | PTJ4 3P5 |  | 0
384606091 | TNB | DISTRIBUTION | WP PUTRAJAYA & CYBERJAYA | Existing | PMU | VPTJ/PMU/G00002 | PMU DATO ABU BAKAR BAGINDA-ABBA 132/33KV | PTJ2 4P5 |  | 0
384606121 | TNB | DISTRIBUTION | WP PUTRAJAYA & CYBERJAYA | Existing | PMU | VPTJ/PMU/G00002 | PMU DATO ABU BAKAR BAGINDA-ABBA 132/33KV | PTJ2 1P5 |  | 0
384606227 | TNB | DISTRIBUTION | WP PUTRAJAYA & CYBERJAYA | Existing | PMU | VPTJ/PMU/G00002 | PMU DATO ABU BAKAR BAGINDA-ABBA 132/33KV | SPARE |  | 0
384606247 | TNB | DISTRIBUTION | WP PUTRAJAYA & CYBERJAYA | Existing | PMU | VPTJ/PMU/G00002 | PMU DATO ABU BAKAR BAGINDA-ABBA 132/33KV | SPARE |  | 0
384606257 | TNB | DISTRIBUTION | WP PUTRAJAYA & CYBERJAYA | Existing | PMU | VPTJ/PMU/G00002 | PMU DATO ABU BAKAR BAGINDA-ABBA 132/33KV | SPARE |  | 0
384606264 | TNB | DISTRIBUTION | WP PUTRAJAYA & CYBERJAYA | Existing | PMU | VPTJ/PMU/G00002 | PMU DATO ABU BAKAR BAGINDA-ABBA 132/33KV | IOIC 6S5 |  | 0
384606266 | TNB | DISTRIBUTION | WP PUTRAJAYA & CYBERJAYA | Existing | PMU | VPTJ/PMU/G00002 | PMU DATO ABU BAKAR BAGINDA-ABBA 132/33KV | SPARE |  | 0
384606267 | TNB | DISTRIBUTION | WP PUTRAJAYA & CYBERJAYA | Existing | PMU | VPTJ/PMU/G00002 | PMU DATO ABU BAKAR BAGINDA-ABBA 132/33KV | SPARE |  | 0
384606280 | TNB | DISTRIBUTION | WP PUTRAJAYA & CYBERJAYA | Existing | PMU | VPTJ/PMU/G00002 | PMU DATO ABU BAKAR BAGINDA-ABBA 132/33KV | SPARE |  | 0
384606312 | TNB | DISTRIBUTION | WP PUTRAJAYA & CYBERJAYA | Existing | PMU | VPTJ/PMU/G00002 | PMU DATO ABU BAKAR BAGINDA-ABBA 132/33KV | SPARE |  | 0
384606316 | TNB | DISTRIBUTION | WP PUTRAJAYA & CYBERJAYA | Existing | PMU | VPTJ/PMU/G00002 | PMU DATO ABU BAKAR BAGINDA-ABBA 132/33KV | SPARE |  | 0
384606328 | TNB | DISTRIBUTION | WP PUTRAJAYA & CYBERJAYA | Existing | PMU | VPTJ/PMU/G00002 | PMU DATO ABU BAKAR BAGINDA-ABBA 132/33KV | SPARE |  | 0
384606382 | TNB | DISTRIBUTION | WP PUTRAJAYA & CYBERJAYA | Existing | PMU | VPTJ/PMU/G00002 | PMU DATO ABU BAKAR BAGINDA-ABBA 132/33KV | SPARE |  | 0
384606412 | TNB | DISTRIBUTION | WP PUTRAJAYA & CYBERJAYA | Existing | PMU | VPTJ/PMU/G00002 | PMU DATO ABU BAKAR BAGINDA-ABBA 132/33KV | SPARE |  | 0
384607075 | TNB | DISTRIBUTION | WP PUTRAJAYA & CYBERJAYA | Existing | PMU | VPTJ/PMU/J00002 | PMU DATO ABU BAKAR BAGINDA-ABBA 33/11KV | SPARE |  | 0
384607088 | TNB | DISTRIBUTION | WP PUTRAJAYA & CYBERJAYA | Existing | PMU | VPTJ/PMU/J00002 | PMU DATO ABU BAKAR BAGINDA-ABBA 33/11KV | P01634 : PE 1.63 HOTEL PZ10 (F2) |  | 0
384607092 | TNB | DISTRIBUTION | WP PUTRAJAYA & CYBERJAYA | Existing | PMU | VPTJ/PMU/J00002 | PMU DATO ABU BAKAR BAGINDA-ABBA 33/11KV | B03779 : KG DABB A/T NO 2 |  | 0
384607093 | TNB | DISTRIBUTION | WP PUTRAJAYA & CYBERJAYA | Existing | PMU | VPTJ/PMU/J00002 | PMU DATO ABU BAKAR BAGINDA-ABBA 33/11KV | B03795 PE LOJI AIR SG MERAB |  | 0
384607102 | TNB | DISTRIBUTION | WP PUTRAJAYA & CYBERJAYA | Existing | PMU | VPTJ/PMU/J00002 | PMU DATO ABU BAKAR BAGINDA-ABBA 33/11KV | B07884 : TMN DESA UTAMA SM |  | 0
384607113 | TNB | DISTRIBUTION | WP PUTRAJAYA & CYBERJAYA | Existing | PMU | VPTJ/PMU/J00002 | PMU DATO ABU BAKAR BAGINDA-ABBA 33/11KV | PTJ14193 : PE 14.19 BLOK E2 (F1) |  | 0
384607135 | TNB | DISTRIBUTION | WP PUTRAJAYA & CYBERJAYA | Existing | PMU | VPTJ/PMU/J00002 | PMU DATO ABU BAKAR BAGINDA-ABBA 33/11KV | PTJ14195 : PE 14.19 BLOK E2 (F2) |  | 0
384607156 | TNB | DISTRIBUTION | WP PUTRAJAYA & CYBERJAYA | Existing | PMU | VPTJ/PMU/J00002 | PMU DATO ABU BAKAR BAGINDA-ABBA 33/11KV | P14012 : SS 14.01 WWTP |  | 0
384607203 | TNB | DISTRIBUTION | WP PUTRAJAYA & CYBERJAYA | Existing | PMU | VPTJ/PMU/J00002 | PMU DATO ABU BAKAR BAGINDA-ABBA 33/11KV | SPARE |  | 0
384607208 | TNB | DISTRIBUTION | WP PUTRAJAYA & CYBERJAYA | Existing | PMU | VPTJ/PMU/J00002 | PMU DATO ABU BAKAR BAGINDA-ABBA 33/11KV | B03769 : SWS SG MERAB |  | 0
384607288 | TNB | DISTRIBUTION | WP PUTRAJAYA & CYBERJAYA | Existing | PMU | VPTJ/PMU/J00002 | PMU DATO ABU BAKAR BAGINDA-ABBA 33/11KV | PTJ16033: PE 16.03 |  | 0
384607389 | TNB | DISTRIBUTION | WP PUTRAJAYA & CYBERJAYA | Existing | PMU | VPTJ/PMU/J00002 | PMU DATO ABU BAKAR BAGINDA-ABBA 33/11KV | SSU CLIO PTJ |  | 0
384607414 | TNB | DISTRIBUTION | WP PUTRAJAYA & CYBERJAYA | Existing | PMU | VPTJ/PMU/J00002 | PMU DATO ABU BAKAR BAGINDA-ABBA 33/11KV | PTJ12021 : PE 12.02 KUARTERS |  | 0
384607427 | TNB | DISTRIBUTION | WP PUTRAJAYA & CYBERJAYA | Existing | PMU | VPTJ/PMU/J00002 | PMU DATO ABU BAKAR BAGINDA-ABBA 33/11KV | PTJ14295 : PE 14.29 GUDANG (F2) |  | 0

## Output
Id | Owner Type | Owner Name | Operational Area | Status | Type | Substation Functional Location | Substation Name | Feeder Direction | Label | Circuit Summaries | PPU-SSU | Check | Detail
14165990 | TNB | DISTRIBUTION | WP PUTRAJAYA & CYBERJAYA | Existing | PMU | VPTJ/PPU/G00015 | PPU PUTRAJAYA NO 24 | PTJ04144 SS 4.14 - 4G8 (F2) |  | 0 | 257742410 | Pass | null
26490007 | TNB | DISTRIBUTION | WP PUTRAJAYA & CYBERJAYA | Existing | PPU-SSU | VPTJ/PPU/G00015 | PPU PUTRAJAYA NO 24 | PTJ06014 PE 6.01 (F2) |  | 0 | 257742410 | Pass | null
32608920 | TNB | DISTRIBUTION | WP PUTRAJAYA & CYBERJAYA | Existing | PMU | VCBJ/PPU/G00006 | PPU CYBERJAYA NO 6 | CBJ24312 PE 24.31 (TERES) |  | 0 | 257691071 | Pass | null
32608921 | TNB | DISTRIBUTION | WP PUTRAJAYA & CYBERJAYA | Existing | PMU | VCBJ/PPU/G00006 | PPU CYBERJAYA NO 6 | SPARE |  | 0 | 257691071 | Pass | null
32608922 | TNB | DISTRIBUTION | WP PUTRAJAYA & CYBERJAYA | Existing | PMU | VCBJ/PPU/G00006 | PPU CYBERJAYA NO 6 | CBJ25111 PE 25.11 D'PLUZE F1 |  | 0 | 257691071 | Pass | null
32608923 | TNB | DISTRIBUTION | WP PUTRAJAYA & CYBERJAYA | Existing | PMU | VCBJ/PPU/G00006 | PPU CYBERJAYA NO 6 | CBJ25114 PE 25.11 D'PLUZE F2 |  | 0 | 257691071 | Pass | null
32608924 | TNB | DISTRIBUTION | WP PUTRAJAYA & CYBERJAYA | Existing | PMU | VCBJ/PPU/G00006 | PPU CYBERJAYA NO 6 | CBJ24332 SS 24.33 CERIA RESIDENT |  | 0 | 257691071 | Pass | null
32608925 | TNB | DISTRIBUTION | WP PUTRAJAYA & CYBERJAYA | Existing | PMU | VCBJ/PPU/G00006 | PPU CYBERJAYA NO 6 | LOCAL TX |  | 0 | 257691071 | Pass | null
32608926 | TNB | DISTRIBUTION | WP PUTRAJAYA & CYBERJAYA | Existing | PMU | VCBJ/PPU/G00006 | PPU CYBERJAYA NO 6 | CBJ24292 PE 24.29 (BLOK A) |  | 0 | 257691071 | Pass | null
32608927 | TNB | DISTRIBUTION | WP PUTRAJAYA & CYBERJAYA | Existing | PMU | VCBJ/PPU/G00006 | PPU CYBERJAYA NO 6 | 10L5 PMU SRDG |  | 0 | 257691071 | Pass | null
32608992 | TNB | DISTRIBUTION | WP PUTRAJAYA & CYBERJAYA | Existing | PPU-SSU | VPTJ/PPU/G00009 | PPU PUTRAJAYA NO 2 | SPARE 2 |  | 0 | 257741715 | Pass | null
32608993 | TNB | DISTRIBUTION | WP PUTRAJAYA & CYBERJAYA | Existing | PPU-SSU | VPTJ/PPU/G00009 | PPU PUTRAJAYA NO 2 | LOCAL TX |  | 0 | 257741715 | Pass | null
32608994 | TNB | DISTRIBUTION | WP PUTRAJAYA & CYBERJAYA | Existing | PPU-SSU | VPTJ/PPU/G00009 | PPU PUTRAJAYA NO 2 | PTJ07125 : SS 7.12 NCI (F2) |  | 0 | 257741715 | Pass | null
32608995 | TNB | DISTRIBUTION | WP PUTRAJAYA & CYBERJAYA | Existing | PPU-SSU | VPTJ/PPU/G00009 | PPU PUTRAJAYA NO 2 | PTJ07122 : SS 7.12 NCI [OFF] |  | 0 | 257741715 | Pass | null
32608996 | TNB | DISTRIBUTION | WP PUTRAJAYA & CYBERJAYA | Existing | PPU-SSU | VPTJ/PPU/G00009 | PPU PUTRAJAYA NO 2 | SPARE |  | 0 | 257741715 | Pass | null
32609060 | TNB | DISTRIBUTION | WP PUTRAJAYA & CYBERJAYA | Existing | PMU | VPTJ/PPU/G00013 | PPU PUTRAJAYA NO13 | PMU SSWW-1P5 |  | 0 |  | Pass | null
36095406 | TNB | DISTRIBUTION | WP PUTRAJAYA & CYBERJAYA | Existing | PPU-SSU | VCBJ/PPU/G00008 | PPU CYBERJAYA NO 9 | CBJ 22794 SS 22.79 DCP2 (F2) |  | 0 |  | Pass | null
36095426 | TNB | DISTRIBUTION | WP PUTRAJAYA & CYBERJAYA | Existing | PPU-SSU | VCBJ/PPU/G00008 | PPU CYBERJAYA NO 9 | CBJ22412 PE 22.41 |  | 0 |  | Pass | null
36095479 | TNB | DISTRIBUTION | WP PUTRAJAYA & CYBERJAYA | Existing | PPU-SSU | VCBJ/PPU/G00008 | PPU CYBERJAYA NO 9 | CBJ22602 SS 22.60 SATYAM (F1) |  | 0 |  | Pass | null
36095486 | TNB | DISTRIBUTION | WP PUTRAJAYA & CYBERJAYA | Existing | PPU-SSU | VCBJ/PPU/G00008 | PPU CYBERJAYA NO 9 | CBJ22605 SS 22.60 SATYAM (F2) |  | 0 |  | Pass | null
36095513 | TNB | DISTRIBUTION | WP PUTRAJAYA & CYBERJAYA | Existing | PPU-SSU | VCBJ/PPU/G00008 | PPU CYBERJAYA NO 9 | CBJ22374 PE 22.37 BOMBA CJ F2 |  | 0 |  | Pass | null
36095536 | TNB | DISTRIBUTION | WP PUTRAJAYA & CYBERJAYA | Existing | PPU-SSU | VCBJ/PPU/G00008 | PPU CYBERJAYA NO 9 | CBJ22952 PE 22.95 |  | 0 |  | Pass | null
36095635 | TNB | DISTRIBUTION | WP PUTRAJAYA & CYBERJAYA | Existing | PPU-SSU | VCBJ/PPU/G00008 | PPU CYBERJAYA NO 9 | SPARE |  | 0 |  | Pass | null
36095709 | TNB | DISTRIBUTION | WP PUTRAJAYA & CYBERJAYA | Existing | PMU | VCBJ/PPU/G00008 | PPU CYBERJAYA NO 9 | POT END |  | 0 |  | Pass | null
36095899 | TNB | DISTRIBUTION | WP PUTRAJAYA & CYBERJAYA | Existing | PPU-SSU | VCBJ/PPU/G00008 | PPU CYBERJAYA NO 9 | CBJ 22791 SS 22.79 DCP2 (F1) |  | 0 |  | Pass | null
36095960 | TNB | DISTRIBUTION | WP PUTRAJAYA & CYBERJAYA | Existing | PPU-SSU | VCBJ/PPU/G00008 | PPU CYBERJAYA NO 9 | CBJ22371 PE 22.37 BOMBA CJ (F1) |  | 0 |  | Pass | null
36095961 | TNB | DISTRIBUTION | WP PUTRAJAYA & CYBERJAYA | Existing | PPU-SSU | VCBJ/PPU/G00008 | PPU CYBERJAYA NO 9 | CBJ22735 SS 22.73 - HP IT CAMPUS |  | 0 |  | Pass | null
36096100 | TNB | DISTRIBUTION | WP PUTRAJAYA & CYBERJAYA | Existing | PPU-SSU | VCBJ/PPU/G00008 | PPU CYBERJAYA NO 9 | IDCB 6S5 |  | 0 |  | Pass | null
36096203 | TNB | DISTRIBUTION | WP PUTRAJAYA & CYBERJAYA | Existing | PMU | VCBJ/PPU/G00008 | PPU CYBERJAYA NO 9 | CBJ22732 SS 22.73 |  | 0 |  | Pass | null
36096204 | TNB | DISTRIBUTION | WP PUTRAJAYA & CYBERJAYA | Existing | PPU-SSU | VCBJ/PPU/G00008 | PPU CYBERJAYA NO 9 | CBJ22671 PE 22.67 KWDI 1 (F1) |  | 0 |  | Pass | null
36096383 | TNB | DISTRIBUTION | WP PUTRAJAYA & CYBERJAYA | Existing | PMU | VCBJ/PPU/G00008 | PPU CYBERJAYA NO 9 | GGLE 6S5 |  | 0 |  | Pass | null
36096434 | TNB | DISTRIBUTION | WP PUTRAJAYA & CYBERJAYA | Existing | PPU-SSU | VCBJ/PPU/G00008 | PPU CYBERJAYA NO 9 | CBJ22932 PE 22.93 |  | 0 |  | Pass | null
38041740 | TNB | DISTRIBUTION | WP PUTRAJAYA & CYBERJAYA | Existing | PMU | VPTJ/PPU/G00013 | PPU PUTRAJAYA NO13 | PPU PTJ 24 4P5 |  | 0 |  | Pass | null
38041743 | TNB | DISTRIBUTION | WP PUTRAJAYA & CYBERJAYA | Existing | PPU-SSU | VPTJ/PPU/G00013 | PPU PUTRAJAYA NO13 | PTJ05201 SS 05.20-5G2 Tower 1 F1 |  | 0 | 257972173 | Pass | null
38041744 | TNB | DISTRIBUTION | WP PUTRAJAYA & CYBERJAYA | Existing | PPU-SSU | VPTJ/PPU/G00013 | PPU PUTRAJAYA NO13 | PTJ05204 SS 05.20-5G2 Tower 1 F2 |  | 0 | 257972173 | Pass | null
38041745 | TNB | DISTRIBUTION | WP PUTRAJAYA & CYBERJAYA | Existing | PPU-SSU | VPTJ/PPU/G00013 | PPU PUTRAJAYA NO13 | PTJ05111 SS 5.11 GDC3 (F1) |  | 0 | 257972173 | Pass | null
38041746 | TNB | DISTRIBUTION | WP PUTRAJAYA & CYBERJAYA | Existing | PPU-SSU | VPTJ/PPU/G00013 | PPU PUTRAJAYA NO13 | PTJ05114 SS 5.11 GDC3 (F2) |  | 0 | 257972173 | Pass | null
38041747 | TNB | DISTRIBUTION | WP PUTRAJAYA & CYBERJAYA | Existing | PPU-SSU | VPTJ/PPU/G00013 | PPU PUTRAJAYA NO13 | PTJ05172 PE 5.17 BLOK C 5R3 (F1) |  | 0 | 257972173 | Pass | null
38041748 | TNB | DISTRIBUTION | WP PUTRAJAYA & CYBERJAYA | Existing | PPU-SSU | VPTJ/PPU/G00013 | PPU PUTRAJAYA NO13 | PTJ05175 PE 5.17 BLOK C 5R3 (F2) |  | 0 | 257972173 | Pass | null
38041749 | TNB | DISTRIBUTION | WP PUTRAJAYA & CYBERJAYA | Existing | PPU-SSU | VPTJ/PPU/G00013 | PPU PUTRAJAYA NO13 | PTJ05322 PE 5.32 SEK KEB P5 |  | 0 | 257972173 | Pass | null
38041750 | TNB | DISTRIBUTION | WP PUTRAJAYA & CYBERJAYA | Existing | PPU-SSU | VPTJ/PPU/G00013 | PPU PUTRAJAYA NO13 | PTJ05325 PE 5.32 SEK KEB P5 (F2) |  | 0 | 257972173 | Pass | null
257691140 | TNB | DISTRIBUTION | WP PUTRAJAYA & CYBERJAYA | Existing | PMU | VCBJ/PPU/G00006 | PPU CYBERJAYA NO 6 | CBJ21274 SS 21.27 (F2) |  | 0 | 257691071 | Pass | null
257691144 | TNB | DISTRIBUTION | WP PUTRAJAYA & CYBERJAYA | Existing | PMU | VCBJ/PPU/G00006 | PPU CYBERJAYA NO 6 | CBJ22446 PE 22.44 (F2) |  | 0 | 257691071 | Pass | null
257691146 | TNB | DISTRIBUTION | WP PUTRAJAYA & CYBERJAYA | Existing | PMU | VCBJ/PPU/G00006 | PPU CYBERJAYA NO 6 | CBJ22434 SS 22.43 BMW (F2) |  | 0 | 257691071 | Pass | null
257691185 | TNB | DISTRIBUTION | WP PUTRAJAYA & CYBERJAYA | Existing | PMU | VCBJ/PPU/G00006 | PPU CYBERJAYA NO 6 | CBJ22042 SS 22.04 DCS (F1) |  | 0 | 257691071 | Pass | null
257691268 | TNB | DISTRIBUTION | WP PUTRAJAYA & CYBERJAYA | Existing | PMU | VCBJ/PPU/G00006 | PPU CYBERJAYA NO 6 | CBJ22045 SS 22.04 DCS (F2) |  | 0 | 257691071 | Pass | null
257691304 | TNB | DISTRIBUTION | WP PUTRAJAYA & CYBERJAYA | Existing | PMU | VCBJ/PPU/G00006 | PPU CYBERJAYA NO 6 | CBJ22431 SS 22.43 BMW (F1) |  | 0 | 257691071 | Pass | null
257691308 | TNB | DISTRIBUTION | WP PUTRAJAYA & CYBERJAYA | Existing | PMU | VCBJ/PPU/G00006 | PPU CYBERJAYA NO 6 | CBJ22443 PE 22.44 (F1) |  | 0 | 257691071 | Pass | null
257691310 | TNB | DISTRIBUTION | WP PUTRAJAYA & CYBERJAYA | Existing | PMU | VCBJ/PPU/G00006 | PPU CYBERJAYA NO 6 | CBJ21271 SS 21.27 (F1) |  | 0 | 257691071 | Pass | null
257691312 | TNB | DISTRIBUTION | WP PUTRAJAYA & CYBERJAYA | Existing | PMU | VCBJ/PPU/G00006 | PPU CYBERJAYA NO 6 | J39965 PE TMN SAINS SELANGOR |  | 0 | 257691071 | Pass | null
257691321 | TNB | DISTRIBUTION | WP PUTRAJAYA & CYBERJAYA | Existing | PPU-SSU | VCBJ/PPU/G00006 | PPU CYBERJAYA NO 6 | VCB 3S5 SSU GOOGLE (CSF) |  | 0 | 257691071 | Pass | null
257691323 | TNB | DISTRIBUTION | WP PUTRAJAYA & CYBERJAYA | Existing | PMU | VCBJ/PPU/G00006 | PPU CYBERJAYA NO 6 | SSU MMU CYBERJAYA: VCB 6S5 |  | 0 | 257691071 | Pass | null
257740982 | TNB | DISTRIBUTION | WP PUTRAJAYA & CYBERJAYA | Existing | PPU-SSU | VPTJ/PPU/G00010 | PPU PUTRAJAYA NO 4 | 9L5 PMU ABBA |  | 0 | 257740783 | Pass | null
257740984 | TNB | DISTRIBUTION | WP PUTRAJAYA & CYBERJAYA | Existing | PPU-SSU | VPTJ/PPU/G00010 | PPU PUTRAJAYA NO 4 | 1P5 PPU 1 PJ |  | 0 | 257740783 | Pass | null
257740986 | TNB | DISTRIBUTION | WP PUTRAJAYA & CYBERJAYA | Existing | PPU-SSU | VPTJ/PPU/G00010 | PPU PUTRAJAYA NO 4 | 4S5 SSU GDC 1 |  | 0 | 257740783 | Pass | null
257740988 | TNB | DISTRIBUTION | WP PUTRAJAYA & CYBERJAYA | Existing | PPU-SSU | VPTJ/PPU/G00010 | PPU PUTRAJAYA NO 4 | 10L5 PMU ABBA |  | 0 | 257740783 | Pass | null
257740990 | TNB | DISTRIBUTION | WP PUTRAJAYA & CYBERJAYA | Existing | PPU-SSU | VPTJ/PPU/G00010 | PPU PUTRAJAYA NO 4 | P1662 SS 1.66 |  | 0 | 257740783 | Pass | null
257740994 | TNB | DISTRIBUTION | WP PUTRAJAYA & CYBERJAYA | Existing | PPU-SSU | VPTJ/PPU/G00010 | PPU PUTRAJAYA NO 4 | P01154 SS 1.15 |  | 0 | 257740783 | Pass | null
257740996 | TNB | DISTRIBUTION | WP PUTRAJAYA & CYBERJAYA | Existing | PPU-SSU | VPTJ/PPU/G00010 | PPU PUTRAJAYA NO 4 | PTJ PE 15.22 |  | 0 | 257740783 | Pass | null
257740998 | TNB | DISTRIBUTION | WP PUTRAJAYA & CYBERJAYA | Existing | PPU-SSU | VPTJ/PPU/G00010 | PPU PUTRAJAYA NO 4 | P01372 PE 1.37 |  | 0 | 257740783 | Pass | null
257741000 | TNB | DISTRIBUTION | WP PUTRAJAYA & CYBERJAYA | Existing | PPU-SSU | VPTJ/PPU/G00010 | PPU PUTRAJAYA NO 4 | P1665 D-PTJ-C15-0735 |  | 0 | 257740783 | Pass | null
257741002 | TNB | DISTRIBUTION | WP PUTRAJAYA & CYBERJAYA | Existing | PPU-SSU | VPTJ/PPU/G00010 | PPU PUTRAJAYA NO 4 | P01432 SS 1.43 |  | 0 | 257740783 | Pass | null
257741004 | TNB | DISTRIBUTION | WP PUTRAJAYA & CYBERJAYA | Existing | PPU-SSU | VPTJ/PPU/G00010 | PPU PUTRAJAYA NO 4 | PTJ PE 15.45 |  | 0 | 257740783 | Pass | null
257741006 | TNB | DISTRIBUTION | WP PUTRAJAYA & CYBERJAYA | Existing | PPU-SSU | VPTJ/PPU/G00010 | PPU PUTRAJAYA NO 4 | P01565 PE 1.56 |  | 0 | 257740783 | Pass | null
257741008 | TNB | DISTRIBUTION | WP PUTRAJAYA & CYBERJAYA | Existing | PPU-SSU | VPTJ/PPU/G00010 | PPU PUTRAJAYA NO 4 | P01141 SS 1.14 |  | 0 | 257740783 | Pass | null
257741010 | TNB | DISTRIBUTION | WP PUTRAJAYA & CYBERJAYA | Existing | PPU-SSU | VPTJ/PPU/G00010 | PPU PUTRAJAYA NO 4 | P01562 PE 1.56 |  | 0 | 257740783 | Pass | null
257741012 | TNB | DISTRIBUTION | WP PUTRAJAYA & CYBERJAYA | Existing | PPU-SSU | VPTJ/PPU/G00010 | PPU PUTRAJAYA NO 4 | P01145 SS 1.14 |  | 0 | 257740783 | Pass | null
257741014 | TNB | DISTRIBUTION | WP PUTRAJAYA & CYBERJAYA | Existing | PPU-SSU | VPTJ/PPU/G00010 | PPU PUTRAJAYA NO 4 | LT |  | 0 | 257740783 | Pass | null
257741016 | TNB | DISTRIBUTION | WP PUTRAJAYA & CYBERJAYA | Existing | PPU-SSU | VPTJ/PPU/G00010 | PPU PUTRAJAYA NO 4 | P01375 PE 1.37 |  | 0 | 257740783 | Pass | null
257741018 | TNB | DISTRIBUTION | WP PUTRAJAYA & CYBERJAYA | Existing | PPU-SSU | VPTJ/PPU/G00010 | PPU PUTRAJAYA NO 4 | P01151 SS 1.15 |  | 0 | 257740783 | Pass | null
257741340 | TNB | DISTRIBUTION | WP PUTRAJAYA & CYBERJAYA | Existing | PPU-SSU | VPTJ/PPU/G00012 | PPU PUTRAJAYA NO 6 | P01012 SS 1.01 |  | 0 | 257741277 | Pass | null
257741342 | TNB | DISTRIBUTION | WP PUTRAJAYA & CYBERJAYA | Existing | PPU-SSU | VPTJ/PPU/G00012 | PPU PUTRAJAYA NO 6 | P01461 SS 1.46 |  | 0 | 257741277 | Pass | null
257741344 | TNB | DISTRIBUTION | WP PUTRAJAYA & CYBERJAYA | Existing | PPU-SSU | VPTJ/PPU/G00012 | PPU PUTRAJAYA NO 6 | P01071 SS 1.07 |  | 0 | 257741277 | Pass | null
257741346 | TNB | DISTRIBUTION | WP PUTRAJAYA & CYBERJAYA | Existing | PPU-SSU | VPTJ/PPU/G00012 | PPU PUTRAJAYA NO 6 | P01011 SS 1.01 |  | 0 | 257741277 | Pass | null
257741665 | TNB | DISTRIBUTION | WP PUTRAJAYA & CYBERJAYA | Existing | PPU-SSU | VPTJ/PPU/G00012 | PPU PUTRAJAYA NO 6 | 2L5 PMU ABBA |  | 0 | 257741277 | Pass | null
257741667 | TNB | DISTRIBUTION | WP PUTRAJAYA & CYBERJAYA | Existing | PPU-SSU | VPTJ/PPU/G00012 | PPU PUTRAJAYA NO 6 | 2P5 PPU 17 PJ |  | 0 | 257741277 | Pass | null
257741669 | TNB | DISTRIBUTION | WP PUTRAJAYA & CYBERJAYA | Existing | PPU-SSU | VPTJ/PPU/G00012 | PPU PUTRAJAYA NO 6 | 1L5 PMU ABBA |  | 0 | 257741277 | Pass | null
257741671 | TNB | DISTRIBUTION | WP PUTRAJAYA & CYBERJAYA | Existing | PPU-SSU | VPTJ/PPU/G00012 | PPU PUTRAJAYA NO 6 | SSU GDC NO1 PUTRAJAYA: VCB 5S5 |  | 0 | 257741277 | Pass | null
257741673 | TNB | DISTRIBUTION | WP PUTRAJAYA & CYBERJAYA | Existing | PPU-SSU | VPTJ/PPU/G00012 | PPU PUTRAJAYA NO 6 | LOCAL TX |  | 0 | 257741277 | Pass | null
257741675 | TNB | DISTRIBUTION | WP PUTRAJAYA & CYBERJAYA | Existing | PPU-SSU | VPTJ/PPU/G00012 | PPU PUTRAJAYA NO 6 | PTJ1361 PE 1.36 |  | 0 | 257741277 | Pass | null
257741677 | TNB | DISTRIBUTION | WP PUTRAJAYA & CYBERJAYA | Existing | PPU-SSU | VPTJ/PPU/G00012 | PPU PUTRAJAYA NO 6 | P01081 SS 1.08 |  | 0 | 257741277 | Pass | null
257741679 | TNB | DISTRIBUTION | WP PUTRAJAYA & CYBERJAYA | Existing | PPU-SSU | VPTJ/PPU/G00012 | PPU PUTRAJAYA NO 6 | P01322 PE 1.32 |  | 0 | 257741277 | Pass | null
257741681 | TNB | DISTRIBUTION | WP PUTRAJAYA & CYBERJAYA | Existing | PPU-SSU | VPTJ/PPU/G00012 | PPU PUTRAJAYA NO 6 | PTJ1366 PE 1.36 |  | 0 | 257741277 | Pass | null
257741683 | TNB | DISTRIBUTION | WP PUTRAJAYA & CYBERJAYA | Existing | PPU-SSU | VPTJ/PPU/G00012 | PPU PUTRAJAYA NO 6 | SPARE |  | 0 | 257741277 | Pass | null
257741685 | TNB | DISTRIBUTION | WP PUTRAJAYA & CYBERJAYA | Existing | PPU-SSU | VPTJ/PPU/G00012 | PPU PUTRAJAYA NO 6 | P01084 SS 1.08 |  | 0 | 257741277 | Pass | null
257741687 | TNB | DISTRIBUTION | WP PUTRAJAYA & CYBERJAYA | Existing | PPU-SSU | VPTJ/PPU/G00012 | PPU PUTRAJAYA NO 6 | P01464 SS 1.46 |  | 0 | 257741277 | Pass | null
257741689 | TNB | DISTRIBUTION | WP PUTRAJAYA & CYBERJAYA | Existing | PPU-SSU | VPTJ/PPU/G00012 | PPU PUTRAJAYA NO 6 | P01075 SS 1.07 |  | 0 | 257741277 | Pass | null
257741691 | TNB | DISTRIBUTION | WP PUTRAJAYA & CYBERJAYA | Existing | PPU-SSU | VPTJ/PPU/G00012 | PPU PUTRAJAYA NO 6 | SPARE |  | 0 | 257741277 | Pass | null
257741969 | TNB | DISTRIBUTION | WP PUTRAJAYA & CYBERJAYA | Existing | PPU-SSU | VPTJ/PPU/G00009 | PPU PUTRAJAYA NO 2 | 3P5 PPU 5 PJ |  | 0 | 257741715 | Pass | null
257741973 | TNB | DISTRIBUTION | WP PUTRAJAYA & CYBERJAYA | Existing | PPU-SSU | VPTJ/PPU/G00009 | PPU PUTRAJAYA NO 2 | 4L5 PMU ABBA |  | 0 | 257741715 | Pass | null
257741981 | TNB | DISTRIBUTION | WP PUTRAJAYA & CYBERJAYA | Existing | PPU-SSU | VPTJ/PPU/G00009 | PPU PUTRAJAYA NO 2 | PTJ10011 : SS 10.01 PMR (F1) |  | 0 | 257741715 | Pass | null
257741983 | TNB | DISTRIBUTION | WP PUTRAJAYA & CYBERJAYA | Existing | PPU-SSU | VPTJ/PPU/G00009 | PPU PUTRAJAYA NO 2 | PTJ10021 : PE 10.02 (F1) |  | 0 | 257741715 | Pass | null
257741985 | TNB | DISTRIBUTION | WP PUTRAJAYA & CYBERJAYA | Existing | PPU-SSU | VPTJ/PPU/G00009 | PPU PUTRAJAYA NO 2 | PTJ10015 : SS 10.01 PMR (F1) |  | 0 | 257741715 | Pass | null
257741987 | TNB | DISTRIBUTION | WP PUTRAJAYA & CYBERJAYA | Existing | PPU-SSU | VPTJ/PPU/G00009 | PPU PUTRAJAYA NO 2 | PTJ08151 : PE 8.15 PDT RD 2A |  | 0 | 257741715 | Pass | null
257741989 | TNB | DISTRIBUTION | WP PUTRAJAYA & CYBERJAYA | Existing | PPU-SSU | VPTJ/PPU/G00009 | PPU PUTRAJAYA NO 2 | PTJ09011 : PE 9.01 BLK 4A (F1) |  | 0 | 257741715 | Pass | null
257741991 | TNB | DISTRIBUTION | WP PUTRAJAYA & CYBERJAYA | Existing | PPU-SSU | VPTJ/PPU/G00009 | PPU PUTRAJAYA NO 2 | PTJ10024 : PE 10.02 (F2) |  | 0 | 257741715 | Pass | null
257741993 | TNB | DISTRIBUTION | WP PUTRAJAYA & CYBERJAYA | Existing | PPU-SSU | VPTJ/PPU/G00009 | PPU PUTRAJAYA NO 2 | PTJ11071 : PE 11.07 PDT ZON 1 |  | 0 | 257741715 | Pass | null
257741995 | TNB | DISTRIBUTION | WP PUTRAJAYA & CYBERJAYA | Existing | PPU-SSU | VPTJ/PPU/G00009 | PPU PUTRAJAYA NO 2 | PTJ08243 : PE 8.24 PDT SAUJANA |  | 0 | 257741715 | Pass | null
257741999 | TNB | DISTRIBUTION | WP PUTRAJAYA & CYBERJAYA | Existing | PPU-SSU | VPTJ/PPU/G00009 | PPU PUTRAJAYA NO 2 | PTJ08014 : PE 8.01 PS 10 (F2) |  | 0 | 257741715 | Pass | null
257742001 | TNB | DISTRIBUTION | WP PUTRAJAYA & CYBERJAYA | Existing | PPU-SSU | VPTJ/PPU/G00009 | PPU PUTRAJAYA NO 2 | PTJ07031 : PE 7.03 PS3 LOJI |  | 0 | 257741715 | Pass | null
257742003 | TNB | DISTRIBUTION | WP PUTRAJAYA & CYBERJAYA | Existing | PPU-SSU | VPTJ/PPU/G00009 | PPU PUTRAJAYA NO 2 | PTJ11044 : PE 11.04 P11 (F2) |  | 0 | 257741715 | Pass | null
257742005 | TNB | DISTRIBUTION | WP PUTRAJAYA & CYBERJAYA | Existing | PPU-SSU | VPTJ/PPU/G00009 | PPU PUTRAJAYA NO 2 | PTJ09014 : PE 9.01 BLK 4A (F2) |  | 0 | 257741715 | Pass | null
257742697 | TNB | DISTRIBUTION | WP PUTRAJAYA & CYBERJAYA | Existing | PPU-SSU | VPTJ/PPU/G00015 | PPU PUTRAJAYA NO 24 | 4P5 PPU 5 PJ |  | 0 | 257742410 | Pass | null
257742699 | TNB | DISTRIBUTION | WP PUTRAJAYA & CYBERJAYA | Existing | PPU-SSU | VPTJ/PPU/G00015 | PPU PUTRAJAYA NO 24 | 5S5 SSU GDC NO2 |  | 0 | 257742410 | Pass | null
257742701 | TNB | DISTRIBUTION | WP PUTRAJAYA & CYBERJAYA | Existing | PPU-SSU | VPTJ/PPU/G00015 | PPU PUTRAJAYA NO 24 | 1L5 PMU SG SEMENYIH |  | 0 | 257742410 | Pass | null
257742703 | TNB | DISTRIBUTION | WP PUTRAJAYA & CYBERJAYA | Existing | PPU-SSU | VPTJ/PPU/G00015 | PPU PUTRAJAYA NO 24 | LOCAL TX |  | 0 | 257742410 | Pass | null
257742705 | TNB | DISTRIBUTION | WP PUTRAJAYA & CYBERJAYA | Existing | PPU-SSU | VPTJ/PPU/G00015 | PPU PUTRAJAYA NO 24 | PTJ04051 PE 4.05 PADAT S/L |  | 0 | 257742410 | Pass | null
257742707 | TNB | DISTRIBUTION | WP PUTRAJAYA & CYBERJAYA | Existing | PPU-SSU | VPTJ/PPU/G00015 | PPU PUTRAJAYA NO 24 | PTJ03144 SS 3.14 (F2) |  | 0 | 257742410 | Pass | null
257742709 | TNB | DISTRIBUTION | WP PUTRAJAYA & CYBERJAYA | Existing | PPU-SSU | VPTJ/PPU/G00015 | PPU PUTRAJAYA NO 24 | PTJ02195 SS 2.19 2M10 (F2) |  | 0 | 257742410 | Pass | null
257742711 | TNB | DISTRIBUTION | WP PUTRAJAYA & CYBERJAYA | Existing | PPU-SSU | VPTJ/PPU/G00015 | PPU PUTRAJAYA NO 24 | PTJ05124 PE 5.12 (F2) |  | 0 | 257742410 | Pass | null
257742713 | TNB | DISTRIBUTION | WP PUTRAJAYA & CYBERJAYA | Existing | PPU-SSU | VPTJ/PPU/G00015 | PPU PUTRAJAYA NO 24 | PTJ03054 SS 3.05 (F2) |  | 0 | 257742410 | Pass | null
257742715 | TNB | DISTRIBUTION | WP PUTRAJAYA & CYBERJAYA | Existing | PPU-SSU | VPTJ/PPU/G00015 | PPU PUTRAJAYA NO 24 | PTJ04222 PE 4.22 (F1) |  | 0 | 257742410 | Pass | null
257742717 | TNB | DISTRIBUTION | WP PUTRAJAYA & CYBERJAYA | Existing | PPU-SSU | VPTJ/PPU/G00015 | PPU PUTRAJAYA NO 24 | PTJ03025 PE 3.02 3G1 (F2) |  | 0 | 257742410 | Pass | null
257742719 | TNB | DISTRIBUTION | WP PUTRAJAYA & CYBERJAYA | Existing | PPU-SSU | VPTJ/PPU/G00015 | PPU PUTRAJAYA NO 24 | PTJ06011 PE 6.01 (F1) |  | 0 | 257742410 | Pass | null
257742721 | TNB | DISTRIBUTION | WP PUTRAJAYA & CYBERJAYA | Existing | PMU | VPTJ/PPU/G00015 | PPU PUTRAJAYA NO 24 | PTJ04141 SS 4.14 - 4G8 (F1) |  | 0 | 257742410 | Pass | null
257742725 | TNB | DISTRIBUTION | WP PUTRAJAYA & CYBERJAYA | Existing | PPU-SSU | VPTJ/PPU/G00015 | PPU PUTRAJAYA NO 24 | PTJ03141 SS 3.14 (F1) |  | 0 | 257742410 | Pass | null
257742727 | TNB | DISTRIBUTION | WP PUTRAJAYA & CYBERJAYA | Existing | PPU-SSU | VPTJ/PPU/G00015 | PPU PUTRAJAYA NO 24 | PTJ03021 PE 3.02 3G1 (F1) |  | 0 | 257742410 | Pass | null
257742729 | TNB | DISTRIBUTION | WP PUTRAJAYA & CYBERJAYA | Existing | PPU-SSU | VPTJ/PPU/G00015 | PPU PUTRAJAYA NO 24 | PTJ03051 SS 3.05 (F1) |  | 0 | 257742410 | Pass | null
257742731 | TNB | DISTRIBUTION | WP PUTRAJAYA & CYBERJAYA | Existing | PPU-SSU | VPTJ/PPU/G00015 | PPU PUTRAJAYA NO 24 | PTJ02192 SS 2.19 2M10 (F1) |  | 0 | 257742410 | Pass | null
257742732 | TNB | DISTRIBUTION | WP PUTRAJAYA & CYBERJAYA | Existing | PPU-SSU | VPTJ/PPU/G00015 | PPU PUTRAJAYA NO 24 | PTJ05121 PE 5.12 (F1) |  | 0 | 257742410 | Pass | null
257887035 | TNB | DISTRIBUTION | WP PUTRAJAYA & CYBERJAYA | Existing | PPU-SSU | VPTJ/PPU/G00014 | PPU PUTRAJAYA NO17 | PMU PTJC CB 1L5 |  | 0 | 257886736 | Pass | null
257887037 | TNB | DISTRIBUTION | WP PUTRAJAYA & CYBERJAYA | Existing | PPU-SSU | VPTJ/PPU/G00014 | PPU PUTRAJAYA NO17 | SSU GDC2 3S5 |  | 0 | 257886736 | Pass | null
257887039 | TNB | DISTRIBUTION | WP PUTRAJAYA & CYBERJAYA | Existing | PPU-SSU | VPTJ/PPU/G00014 | PPU PUTRAJAYA NO17 | PPU PTJ6 CB 1P5 |  | 0 | 257886736 | Pass | null
257887041 | TNB | DISTRIBUTION | WP PUTRAJAYA & CYBERJAYA | Existing | PPU-SSU | VPTJ/PPU/G00014 | PPU PUTRAJAYA NO17 | PMU PTJC CB 2L5 |  | 0 | 257886736 | Pass | null
257887047 | TNB | DISTRIBUTION | WP PUTRAJAYA & CYBERJAYA | Existing | PPU-SSU | VPTJ/PPU/G00014 | PPU PUTRAJAYA NO17 | LOCAL TX |  | 0 | 257886736 | Pass | null
257887049 | TNB | DISTRIBUTION | WP PUTRAJAYA & CYBERJAYA | Existing | PPU-SSU | VPTJ/PPU/G00014 | PPU PUTRAJAYA NO17 | PTJ02214 PE 2.21 (F2) |  | 0 | 257886736 | Pass | null
257887051 | TNB | DISTRIBUTION | WP PUTRAJAYA & CYBERJAYA | Existing | PPU-SSU | VPTJ/PPU/G00014 | PPU PUTRAJAYA NO17 | PTJ03084 SS 3.08 3C7 (F2) |  | 0 | 257886736 | Pass | null
257887053 | TNB | DISTRIBUTION | WP PUTRAJAYA & CYBERJAYA | Existing | PPU-SSU | VPTJ/PPU/G00014 | PPU PUTRAJAYA NO17 | P2324 : SS 2.32 F2 |  | 0 | 257886736 | Pass | null
257887055 | TNB | DISTRIBUTION | WP PUTRAJAYA & CYBERJAYA | Existing | PPU-SSU | VPTJ/PPU/G00014 | PPU PUTRAJAYA NO17 | PTJ02085 PE 2.08 (F2) |  | 0 | 257886736 | Pass | null
257887057 | TNB | DISTRIBUTION | WP PUTRAJAYA & CYBERJAYA | Existing | PPU-SSU | VPTJ/PPU/G00014 | PPU PUTRAJAYA NO17 | PTJ18011 PE 18.01 PADAT WR 2 |  | 0 | 257886736 | Pass | null
257887059 | TNB | DISTRIBUTION | WP PUTRAJAYA & CYBERJAYA | Existing | PPU-SSU | VPTJ/PPU/G00014 | PPU PUTRAJAYA NO17 | SPARE |  | 0 | 257886736 | Pass | null
257887061 | TNB | DISTRIBUTION | WP PUTRAJAYA & CYBERJAYA | Existing | PPU-SSU | VPTJ/PPU/G00014 | PPU PUTRAJAYA NO17 | PTJ02081 PE 2.08 (F1) |  | 0 | 257886736 | Pass | null
257887063 | TNB | DISTRIBUTION | WP PUTRAJAYA & CYBERJAYA | Existing | PPU-SSU | VPTJ/PPU/G00014 | PPU PUTRAJAYA NO17 | PTJ18252 PE 18.25 (F1) |  | 0 | 257886736 | Pass | null
257887067 | TNB | DISTRIBUTION | WP PUTRAJAYA & CYBERJAYA | Existing | PPU-SSU | VPTJ/PPU/G00014 | PPU PUTRAJAYA NO17 | PTJ18201 PE 18.20 (F1) |  | 0 | 257886736 | Pass | null
257887069 | TNB | DISTRIBUTION | WP PUTRAJAYA & CYBERJAYA | Existing | PPU-SSU | VPTJ/PPU/G00014 | PPU PUTRAJAYA NO17 | PTJ03081 SS 3.08 3C7 (F1) |  | 0 | 257886736 | Pass | null
257887071 | TNB | DISTRIBUTION | WP PUTRAJAYA & CYBERJAYA | Existing | PPU-SSU | VPTJ/PPU/G00014 | PPU PUTRAJAYA NO17 | PTJ02211 PE 2.21 (F1) |  | 0 | 257886736 | Pass | null
257887073 | TNB | DISTRIBUTION | WP PUTRAJAYA & CYBERJAYA | Existing | PPU-SSU | VPTJ/PPU/G00014 | PPU PUTRAJAYA NO17 | PTJ03011 PE 3.01 PADAT POJ |  | 0 | 257886736 | Pass | null
257887075 | TNB | DISTRIBUTION | WP PUTRAJAYA & CYBERJAYA | Existing | PPU-SSU | VPTJ/PPU/G00014 | PPU PUTRAJAYA NO17 | SPARE |  | 0 | 257886736 | Pass | null
257887077 | TNB | DISTRIBUTION | WP PUTRAJAYA & CYBERJAYA | Existing | PPU-SSU | VPTJ/PPU/G00014 | PPU PUTRAJAYA NO17 | P2321 : SS 2.32 F2 |  | 0 | 257886736 | Pass | null
257916112 | TNB | DISTRIBUTION | WP PUTRAJAYA & CYBERJAYA | Existing | PPU-SSU | VPTJ/PPU/G00011 | PPU PUTRAJAYA NO 5 | SPARE |  | 0 | 257915841 | Pass | null
257916116 | TNB | DISTRIBUTION | WP PUTRAJAYA & CYBERJAYA | Existing | PPU-SSU | VPTJ/PPU/G00011 | PPU PUTRAJAYA NO 5 | 3P5 PPU 2 PJ |  | 0 | 257915841 | Pass | null
257916118 | TNB | DISTRIBUTION | WP PUTRAJAYA & CYBERJAYA | Existing | PPU-SSU | VPTJ/PPU/G00011 | PPU PUTRAJAYA NO 5 | SPARE |  | 0 | 257915841 | Pass | null
257916122 | TNB | DISTRIBUTION | WP PUTRAJAYA & CYBERJAYA | Existing | PPU-SSU | VPTJ/PPU/G00011 | PPU PUTRAJAYA NO 5 | 1P5 PPU 24 PJ |  | 0 | 257915841 | Pass | null
257916124 | TNB | DISTRIBUTION | WP PUTRAJAYA & CYBERJAYA | Existing | PPU-SSU | VPTJ/PPU/G00011 | PPU PUTRAJAYA NO 5 | LOCAL TX |  | 0 | 257915841 | Pass | null
257916126 | TNB | DISTRIBUTION | WP PUTRAJAYA & CYBERJAYA | Existing | PPU-SSU | VPTJ/PPU/G00011 | PPU PUTRAJAYA NO 5 | PTJ10132 PE 10.13 (F1) |  | 0 | 257915841 | Pass | null
257916128 | TNB | DISTRIBUTION | WP PUTRAJAYA & CYBERJAYA | Existing | PPU-SSU | VPTJ/PPU/G00011 | PPU PUTRAJAYA NO 5 | PTJ07042 SS 7.04 HOSPITAL (F1) |  | 0 | 257915841 | Pass | null
257916130 | TNB | DISTRIBUTION | WP PUTRAJAYA & CYBERJAYA | Existing | PPU-SSU | VPTJ/PPU/G00011 | PPU PUTRAJAYA NO 5 | PTJ08121 : PE 8.12 (F1) |  | 0 | 257915841 | Pass | null
257916132 | TNB | DISTRIBUTION | WP PUTRAJAYA & CYBERJAYA | Existing | PPU-SSU | VPTJ/PPU/G00011 | PPU PUTRAJAYA NO 5 | PTJ07164 SS 7.16 SPRM F2 |  | 0 | 257915841 | Pass | null
257916134 | TNB | DISTRIBUTION | WP PUTRAJAYA & CYBERJAYA | Existing | PPU-SSU | VPTJ/PPU/G00011 | PPU PUTRAJAYA NO 5 | PTJ07124 : SS 7.12 NCI (F2) |  | 0 | 257915841 | Pass | null
257916136 | TNB | DISTRIBUTION | WP PUTRAJAYA & CYBERJAYA | Existing | PPU-SSU | VPTJ/PPU/G00011 | PPU PUTRAJAYA NO 5 | SPARE |  | 0 | 257915841 | Pass | null
257916138 | TNB | DISTRIBUTION | WP PUTRAJAYA & CYBERJAYA | Existing | PPU-SSU | VPTJ/PPU/G00011 | PPU PUTRAJAYA NO 5 | PTJ11013 PE 11.01 PDT S/L RD 3 |  | 0 | 257915841 | Pass | null
257916140 | TNB | DISTRIBUTION | WP PUTRAJAYA & CYBERJAYA | Existing | PPU-SSU | VPTJ/PPU/G00011 | PPU PUTRAJAYA NO 5 | PTJ07121 : SS 7.12 NCI |  | 0 | 257915841 | Pass | null
257916142 | TNB | DISTRIBUTION | WP PUTRAJAYA & CYBERJAYA | Existing | PPU-SSU | VPTJ/PPU/G00011 | PPU PUTRAJAYA NO 5 | SPARE |  | 0 | 257915841 | Pass | null
257916144 | TNB | DISTRIBUTION | WP PUTRAJAYA & CYBERJAYA | Existing | PPU-SSU | VPTJ/PPU/G00011 | PPU PUTRAJAYA NO 5 | CBJ23237 SS 23.23 GARDEN PZA F2 |  | 0 | 257915841 | Pass | null
257916146 | TNB | DISTRIBUTION | WP PUTRAJAYA & CYBERJAYA | Existing | PPU-SSU | VPTJ/PPU/G00011 | PPU PUTRAJAYA NO 5 | PTJ02046 : PE 2.04 W.F PRO(F2) |  | 0 | 257915841 | Pass | null
257916148 | TNB | DISTRIBUTION | WP PUTRAJAYA & CYBERJAYA | Existing | PPU-SSU | VPTJ/PPU/G00011 | PPU PUTRAJAYA NO 5 | PTJ10135 PE 10.13 (F2) |  | 0 | 257915841 | Pass | null
257916150 | TNB | DISTRIBUTION | WP PUTRAJAYA & CYBERJAYA | Existing | PPU-SSU | VPTJ/PPU/G00011 | PPU PUTRAJAYA NO 5 | PTJ 7161 SS 7.16 SPRM F1 |  | 0 | 257915841 | Pass | null
257916152 | TNB | DISTRIBUTION | WP PUTRAJAYA & CYBERJAYA | Existing | PPU-SSU | VPTJ/PPU/G00011 | PPU PUTRAJAYA NO 5 | PTJ08124 : PE 8.12 (F2) |  | 0 | 257915841 | Pass | null
257916154 | TNB | DISTRIBUTION | WP PUTRAJAYA & CYBERJAYA | Existing | PPU-SSU | VPTJ/PPU/G00011 | PPU PUTRAJAYA NO 5 | PTJ07045 SS 7.04 HOSPITAL (F2) |  | 0 | 257915841 | Pass | null
257972386 | TNB | DISTRIBUTION | WP PUTRAJAYA & CYBERJAYA | Existing | PPU-SSU | VPTJ/PPU/G00013 | PPU PUTRAJAYA NO13 | SPARE |  | 0 | 257972173 | Pass | null
257972396 | TNB | DISTRIBUTION | WP PUTRAJAYA & CYBERJAYA | Existing | PPU-SSU | VPTJ/PPU/G00013 | PPU PUTRAJAYA NO13 | SPARE |  | 0 | 257972173 | Pass | null
257987128 | TNB | DISTRIBUTION | WP PUTRAJAYA & CYBERJAYA | Existing | PMU | VPTJ/PPU/G00008 | PPU PUTRAJAYA NO 1 | 1P5 PPU 4 PJ |  | 0 | 257987016 | Pass | null
257987132 | TNB | DISTRIBUTION | WP PUTRAJAYA & CYBERJAYA | Existing | PMU | VPTJ/PPU/G00008 | PPU PUTRAJAYA NO 1 | 1P5 PPU 17 PJ |  | 0 | 257987016 | Pass | null
257987134 | TNB | DISTRIBUTION | WP PUTRAJAYA & CYBERJAYA | Existing | PMU | VPTJ/PPU/G00008 | PPU PUTRAJAYA NO 1 | SPARE 3 |  | 0 | 257987016 | Pass | null
257987138 | TNB | DISTRIBUTION | WP PUTRAJAYA & CYBERJAYA | Existing | PMU | VPTJ/PPU/G00008 | PPU PUTRAJAYA NO 1 | PTJ01621 PE 1.62 INSIDE PPU PJ1 |  | 0 | 257987016 | Pass | null
257987140 | TNB | DISTRIBUTION | WP PUTRAJAYA & CYBERJAYA | Existing | PMU | VPTJ/PPU/G00008 | PPU PUTRAJAYA NO 1 | PTJ01013 [OFF] SS 1.01 PMO (F1) |  | 0 | 257987016 | Pass | null
257987142 | TNB | DISTRIBUTION | WP PUTRAJAYA & CYBERJAYA | Existing | PMU | VPTJ/PPU/G00008 | PPU PUTRAJAYA NO 1 | PTJ01026 SS 1.02 PARCEL B2 (F2) |  | 0 | 257987016 | Pass | null
257987144 | TNB | DISTRIBUTION | WP PUTRAJAYA & CYBERJAYA | Existing | PMU | VPTJ/PPU/G00008 | PPU PUTRAJAYA NO 1 | PTJ01241 PE 1.24 BOTANI PMP (F1) |  | 0 | 257987016 | Pass | null
257987146 | TNB | DISTRIBUTION | WP PUTRAJAYA & CYBERJAYA | Existing | PMU | VPTJ/PPU/G00008 | PPU PUTRAJAYA NO 1 | PTJ17041 PE 17.04 APT (F1) |  | 0 | 257987016 | Pass | null
257987148 | TNB | DISTRIBUTION | WP PUTRAJAYA & CYBERJAYA | Existing | PMU | VPTJ/PPU/G00008 | PPU PUTRAJAYA NO 1 | PTJ01654 PE 1.65 |  | 0 | 257987016 | Pass | null
257987150 | TNB | DISTRIBUTION | WP PUTRAJAYA & CYBERJAYA | Existing | PMU | VPTJ/PPU/G00008 | PPU PUTRAJAYA NO 1 | PTJ01244 PE 1.24 BOTANI PMP (F2) |  | 0 | 257987016 | Pass | null
257987152 | TNB | DISTRIBUTION | WP PUTRAJAYA & CYBERJAYA | Existing | PMU | VPTJ/PPU/G00008 | PPU PUTRAJAYA NO 1 | F3 [OFF] : SS 10.01 PMR (F2) |  | 0 | 257987016 | Pass | null
257987154 | TNB | DISTRIBUTION | WP PUTRAJAYA & CYBERJAYA | Existing | PMU | VPTJ/PPU/G00008 | PPU PUTRAJAYA NO 1 | PTJ01235 SS 1.23 PARCEL D9 (F2) |  | 0 | 257987016 | Pass | null
257987156 | TNB | DISTRIBUTION | WP PUTRAJAYA & CYBERJAYA | Existing | PMU | VPTJ/PPU/G00008 | PPU PUTRAJAYA NO 1 | PTJ01023 SS 1.02 PARCEL B2 (F1) |  | 0 | 257987016 | Pass | null
257987158 | TNB | DISTRIBUTION | WP PUTRAJAYA & CYBERJAYA | Existing | PMU | VPTJ/PPU/G00008 | PPU PUTRAJAYA NO 1 | PTJ01331 PE 1.33 PADAT |  | 0 | 257987016 | Pass | null
257987160 | TNB | DISTRIBUTION | WP PUTRAJAYA & CYBERJAYA | Existing | PMU | VPTJ/PPU/G00008 | PPU PUTRAJAYA NO 1 | PTJ01343 PE 1.34 PADAT PROMENADE |  | 0 | 257987016 | Pass | null
257987162 | TNB | DISTRIBUTION | WP PUTRAJAYA & CYBERJAYA | Existing | PMU | VPTJ/PPU/G00008 | PPU PUTRAJAYA NO 1 | PTJ01232 SS 1.23 PARCEL D9 (F1) |  | 0 | 257987016 | Pass | null
257987164 | TNB | DISTRIBUTION | WP PUTRAJAYA & CYBERJAYA | Existing | PMU | VPTJ/PPU/G00008 | PPU PUTRAJAYA NO 1 | PTJ16111 PE 16.11 DPMR (F1) |  | 0 | 257987016 | Pass | null
257987166 | TNB | DISTRIBUTION | WP PUTRAJAYA & CYBERJAYA | Existing | PMU | VPTJ/PPU/G00008 | PPU PUTRAJAYA NO 1 | PTJ01651 PE 1.65 DATARAN |  | 0 | 257987016 | Pass | null
257987168 | TNB | DISTRIBUTION | WP PUTRAJAYA & CYBERJAYA | Existing | PPU-SSU | VPTJ/PPU/G00008 | PPU PUTRAJAYA NO 1 | PTJ01311 PE 1.31 PER. PERDANA |  | 0 | 257987016 | Pass | null
257987170 | TNB | DISTRIBUTION | WP PUTRAJAYA & CYBERJAYA | Existing | PMU | VPTJ/PPU/G00008 | PPU PUTRAJAYA NO 1 | PTJ16114 PE 16.11 DPMR (F2) |  | 0 | 257987016 | Pass | null
257987172 | TNB | DISTRIBUTION | WP PUTRAJAYA & CYBERJAYA | Existing | PPU-SSU | VPTJ/PPU/G00008 | PPU PUTRAJAYA NO 1 | PTJ17045 PE 17.04 APT (F2) |  | 0 | 257987016 | Pass | null
377653008 | TNB | DISTRIBUTION | WP PUTRAJAYA & CYBERJAYA | Existing | Unknown | VPTJ/PPU/G00011 | PPU PUTRAJAYA NO 5 | PTJ02043 : PE 2.04 W.F (F1) |  | 0 | 257915841 | Fail | Please check "Type"
378099596 | TNB | DISTRIBUTION | WP PUTRAJAYA & CYBERJAYA | Existing | PMU | VPTJ/PMU/G00003 | PMU PUTRAJAYA CENTRAL 132/33/11 | SPARE |  | 0 |  | Pass | null
378099597 | TNB | DISTRIBUTION | WP PUTRAJAYA & CYBERJAYA | Existing | PMU | VPTJ/PMU/G00003 | PMU PUTRAJAYA CENTRAL 132/33/11 | SPARE |  | 0 |  | Pass | null
378099635 | TNB | DISTRIBUTION | WP PUTRAJAYA & CYBERJAYA | Existing | PMU | VPTJ/PMU/G00003 | PMU PUTRAJAYA CENTRAL 132/33/11 | SPARE |  | 0 |  | Pass | null
378099659 | TNB | DISTRIBUTION | WP PUTRAJAYA & CYBERJAYA | Existing | PMU | VPTJ/PMU/G00003 | PMU PUTRAJAYA CENTRAL 132/33/11 | PTJ18141 PE 18.14 APT D&E (F1) |  | 0 |  | Pass | null
378099756 | TNB | DISTRIBUTION | WP PUTRAJAYA & CYBERJAYA | Existing | PMU | VPTJ/PMU/G00003 | PMU PUTRAJAYA CENTRAL 132/33/11 | PPU PTJ7 CB 1P5 |  | 0 |  | Pass | null
378099770 | TNB | DISTRIBUTION | WP PUTRAJAYA & CYBERJAYA | Existing | PMU | VPTJ/PMU/G00003 | PMU PUTRAJAYA CENTRAL 132/33/11 | SPARE |  | 0 |  | Pass | null
378099803 | TNB | DISTRIBUTION | WP PUTRAJAYA & CYBERJAYA | Existing | PMU | VPTJ/PMU/G00003 | PMU PUTRAJAYA CENTRAL 132/33/11 | SPARE |  | 0 |  | Pass | null
378099879 | TNB | DISTRIBUTION | WP PUTRAJAYA & CYBERJAYA | Existing | PMU | VPTJ/PMU/G00003 | PMU PUTRAJAYA CENTRAL 132/33/11 | PTJ02025 SS 2.02 IDHL (F2) |  | 0 |  | Pass | null
378099889 | TNB | DISTRIBUTION | WP PUTRAJAYA & CYBERJAYA | Existing | PMU | VPTJ/PMU/G00003 | PMU PUTRAJAYA CENTRAL 132/33/11 | PPU PTJ17 CB 4P5 |  | 0 |  | Pass | null
378099894 | TNB | DISTRIBUTION | WP PUTRAJAYA & CYBERJAYA | Existing | PMU | VPTJ/PMU/G00003 | PMU PUTRAJAYA CENTRAL 132/33/11 | PTJ18144 PE 18.14 APT D&E (F2) |  | 0 |  | Pass | null
378099901 | TNB | DISTRIBUTION | WP PUTRAJAYA & CYBERJAYA | Existing | PMU | VPTJ/PMU/G00003 | PMU PUTRAJAYA CENTRAL 132/33/11 | PTJ04212 SS 4.21 - 4G5 (F1) |  | 0 |  | Pass | null
378099940 | TNB | DISTRIBUTION | WP PUTRAJAYA & CYBERJAYA | Existing | PMU | VPTJ/PMU/G00003 | PMU PUTRAJAYA CENTRAL 132/33/11 | PTJ02021 SS 2.02 IDHL (F1) |  | 0 |  | Pass | null
378099956 | TNB | DISTRIBUTION | WP PUTRAJAYA & CYBERJAYA | Existing | PMU | VPTJ/PMU/G00003 | PMU PUTRAJAYA CENTRAL 132/33/11 | SPARE |  | 0 |  | Pass | null
378099967 | TNB | DISTRIBUTION | WP PUTRAJAYA & CYBERJAYA | Existing | PMU | VPTJ/PMU/G00003 | PMU PUTRAJAYA CENTRAL 132/33/11 | SPARE |  | 0 |  | Pass | null
378100013 | TNB | DISTRIBUTION | WP PUTRAJAYA & CYBERJAYA | Existing | PMU | VPTJ/PMU/G00003 | PMU PUTRAJAYA CENTRAL 132/33/11 | PPU PTJ23 CB 1P5 |  | 0 |  | Pass | null
378100060 | TNB | DISTRIBUTION | WP PUTRAJAYA & CYBERJAYA | Existing | PMU | VPTJ/PMU/G00003 | PMU PUTRAJAYA CENTRAL 132/33/11 | PPU PTJ17 CB 3P5 |  | 0 |  | Pass | null
378100128 | TNB | DISTRIBUTION | WP PUTRAJAYA & CYBERJAYA | Existing | PMU | VPTJ/PMU/G00003 | PMU PUTRAJAYA CENTRAL 132/33/11 | SPARE |  | 0 |  | Pass | null
378100164 | TNB | DISTRIBUTION | WP PUTRAJAYA & CYBERJAYA | Existing | PMU | VPTJ/PMU/G00003 | PMU PUTRAJAYA CENTRAL 132/33/11 | PPU PTJ23 CB 2P5 |  | 0 |  | Pass | null
378100177 | TNB | DISTRIBUTION | WP PUTRAJAYA & CYBERJAYA | Existing | PMU | VPTJ/PMU/G00003 | PMU PUTRAJAYA CENTRAL 132/33/11 | SPARE |  | 0 |  | Pass | null
378100178 | TNB | DISTRIBUTION | WP PUTRAJAYA & CYBERJAYA | Existing | PMU | VPTJ/PMU/G00003 | PMU PUTRAJAYA CENTRAL 132/33/11 | SPARE |  | 0 |  | Pass | null
378100207 | TNB | DISTRIBUTION | WP PUTRAJAYA & CYBERJAYA | Existing | PMU | VPTJ/PMU/G00003 | PMU PUTRAJAYA CENTRAL 132/33/11 | SPARE |  | 0 |  | Pass | null
378100216 | TNB | DISTRIBUTION | WP PUTRAJAYA & CYBERJAYA | Existing | PMU | VPTJ/PMU/G00003 | PMU PUTRAJAYA CENTRAL 132/33/11 | PPU PTJ7 CB 2P5 |  | 0 |  | Pass | null
378100244 | TNB | DISTRIBUTION | WP PUTRAJAYA & CYBERJAYA | Existing | PMU | VPTJ/PMU/G00003 | PMU PUTRAJAYA CENTRAL 132/33/11 | PTJ04215 SS 4.21 - 4G5 (F2) |  | 0 |  | Pass | null
378100263 | TNB | DISTRIBUTION | WP PUTRAJAYA & CYBERJAYA | Existing | PMU | VPTJ/PMU/G00003 | PMU PUTRAJAYA CENTRAL 132/33/11 | SPARE |  | 0 |  | Pass | null
378118621 | TNB | DISTRIBUTION | WP PUTRAJAYA & CYBERJAYA | Existing | Unknown | VCBJ/PPU/G00006 | PPU CYBERJAYA NO 6 | CBJ21702 SS 21.70 F1 |  | 0 | 257691071 | Fail | Please check "Type"
378118630 | TNB | DISTRIBUTION | WP PUTRAJAYA & CYBERJAYA | Existing | Unknown | VCBJ/PPU/G00006 | PPU CYBERJAYA NO 6 | CBJ21706 SS 21.70 f2 |  | 0 | 257691071 | Fail | Please check "Type"
378157174 | TNB | DISTRIBUTION | WP PUTRAJAYA & CYBERJAYA | Existing | Unknown | VCBJ/PPU/G00008 | PPU CYBERJAYA NO 9 | CBJ22674 PE 22.67 KWDI 1 (F2): |  | 0 |  | Fail | Please check "Type"
378157175 | TNB | DISTRIBUTION | WP PUTRAJAYA & CYBERJAYA | Existing | Unknown |  |  | CBJ22416 PE 22.41 (F2) |  | 0 |  | Fail | Please check "Type"
378225224 | TNB | DISTRIBUTION | WP PUTRAJAYA & CYBERJAYA | Existing | Unknown | VCBJ/SSU/G00003 | SSU GOOGLE | CONSUMER CSF CX SDN BHD |  | 0 |  | Fail | Please check "Type"
378225228 | TNB | DISTRIBUTION | WP PUTRAJAYA & CYBERJAYA | Existing | Unknown | VCBJ/SSU/G00003 | SSU GOOGLE | VCB 1P5 PPU CYB9 |  | 0 |  | Fail | Please check "Type"
378225229 | TNB | DISTRIBUTION | WP PUTRAJAYA & CYBERJAYA | Existing | Unknown | VCBJ/SSU/G00003 | SSU GOOGLE | POT END |  | 0 |  | Fail | Please check "Type"
378225261 | TNB | DISTRIBUTION | WP PUTRAJAYA & CYBERJAYA | Existing | Unknown | VCBJ/SSU/G00003 | SSU GOOGLE | SSU MEGAJANA (DCP) : 4S5 |  | 0 |  | Fail | Please check "Type"
378225269 | TNB | DISTRIBUTION | WP PUTRAJAYA & CYBERJAYA | Existing | Unknown | VCBJ/SSU/G00003 | SSU GOOGLE | CONSUMER 2 |  | 0 |  | Fail | Please check "Type"
378225287 | TNB | DISTRIBUTION | WP PUTRAJAYA & CYBERJAYA | Existing | Unknown | VCBJ/SSU/G00003 | SSU GOOGLE | VCB 1P5 PPU CBJ 6 |  | 0 |  | Fail | Please check "Type"
378288742 | TNB | DISTRIBUTION | WP PUTRAJAYA & CYBERJAYA | Existing | PMU | VCBJ/PPU/G00007 | PPU CYBERJAYA NO 7 | SPARE |  | 0 |  | Pass | null
378289060 | TNB | DISTRIBUTION | WP PUTRAJAYA & CYBERJAYA | Existing | PMU | VCBJ/PPU/G00007 | PPU CYBERJAYA NO 7 | CBJ22654 SS 22.65 Basis Bay No2 |  | 0 |  | Pass | null
378289075 | TNB | DISTRIBUTION | WP PUTRAJAYA & CYBERJAYA | Existing | PMU | VCBJ/PPU/G00007 | PPU CYBERJAYA NO 7 | PMU CBJN: VCB 5L5 |  | 0 |  | Pass | null
378289077 | TNB | DISTRIBUTION | WP PUTRAJAYA & CYBERJAYA | Existing | PMU | VCBJ/PPU/G00007 | PPU CYBERJAYA NO 7 | CBJ22061 PE 22.06 PADAT B 15-5 |  | 0 |  | Pass | null
378289170 | TNB | DISTRIBUTION | WP PUTRAJAYA & CYBERJAYA | Existing | PMU | VCBJ/PPU/G00007 | PPU CYBERJAYA NO 7 | CBJ21063 PE 21.06 PADAT B 15-4 |  | 0 |  | Pass | null
378289225 | TNB | DISTRIBUTION | WP PUTRAJAYA & CYBERJAYA | Existing | PMU | VCBJ/PPU/G00007 | PPU CYBERJAYA NO 7 | CBJ22841 SS 22.84 (F1) |  | 0 |  | Pass | null
378289380 | TNB | DISTRIBUTION | WP PUTRAJAYA & CYBERJAYA | Existing | PMU | VCBJ/PPU/G00007 | PPU CYBERJAYA NO 7 | CBJ22844 SS 22.84 (F2) |  | 0 |  | Pass | null
378289385 | TNB | DISTRIBUTION | WP PUTRAJAYA & CYBERJAYA | Existing | PMU | VCBJ/PPU/G00007 | PPU CYBERJAYA NO 7 | CBJ21811 PE 21.81 (F1) |  | 0 |  | Pass | null
378289469 | TNB | DISTRIBUTION | WP PUTRAJAYA & CYBERJAYA | Existing | PMU | VCBJ/PPU/G00007 | PPU CYBERJAYA NO 7 | PMU CBJN: VCB 8L5 |  | 0 |  | Pass | null
378289482 | TNB | DISTRIBUTION | WP PUTRAJAYA & CYBERJAYA | Existing | PMU | VCBJ/PPU/G00007 | PPU CYBERJAYA NO 7 | CBJ21344 PE 21.34 PS5 (F2) |  | 0 |  | Pass | null
378289507 | TNB | DISTRIBUTION | WP PUTRAJAYA & CYBERJAYA | Existing | PMU | VCBJ/PPU/G00007 | PPU CYBERJAYA NO 7 | 3S5 SSU IDCB 33KV |  | 0 |  | Pass | null
378289598 | TNB | DISTRIBUTION | WP PUTRAJAYA & CYBERJAYA | Existing | PMU | VCBJ/PPU/G00007 | PPU CYBERJAYA NO 7 | CBJ21601 PE 21.60 PADAT PPN CJ7 |  | 0 |  | Pass | null
378289827 | TNB | DISTRIBUTION | WP PUTRAJAYA & CYBERJAYA | Existing | PMU | VCBJ/PPU/G00007 | PPU CYBERJAYA NO 7 | CBJ21284 SS 21.28 LOT 12065 (F2) |  | 0 |  | Pass | null
378289852 | TNB | DISTRIBUTION | WP PUTRAJAYA & CYBERJAYA | Existing | PMU | VCBJ/PPU/G00007 | PPU CYBERJAYA NO 7 | CBJ21281 SS 21.28 LOT 12065 (F1) |  | 0 |  | Pass | null
378289902 | TNB | DISTRIBUTION | WP PUTRAJAYA & CYBERJAYA | Existing | PMU | VCBJ/PPU/G00007 | PPU CYBERJAYA NO 7 | CBJ21814 PE 21.81 (F2) |  | 0 |  | Pass | null
378289939 | TNB | DISTRIBUTION | WP PUTRAJAYA & CYBERJAYA | Existing | PMU | VCBJ/PPU/G00007 | PPU CYBERJAYA NO 7 | CBJ21341 PE 21.34 PS5 (F1) |  | 0 |  | Pass | null
378290030 | TNB | DISTRIBUTION | WP PUTRAJAYA & CYBERJAYA | Existing | PMU | VCBJ/PPU/G00007 | PPU CYBERJAYA NO 7 | SSU MMU CYBERJAYA: VCB 5S5 |  | 0 |  | Pass | null
378290100 | TNB | DISTRIBUTION | WP PUTRAJAYA & CYBERJAYA | Existing | PMU | VCBJ/PPU/G00007 | PPU CYBERJAYA NO 7 | CBJ22551 SS 22.55 Basis Bay No1 |  | 0 |  | Pass | null
378290140 | TNB | DISTRIBUTION | WP PUTRAJAYA & CYBERJAYA | Existing | Unknown | VCBJ/PPU/G00007 | PPU CYBERJAYA NO 7 | CBJ22361 SS 22.36 SKMM (F1) |  | 0 |  | Fail | Please check "Type"
378290141 | TNB | DISTRIBUTION | WP PUTRAJAYA & CYBERJAYA | Existing | Unknown | VCBJ/PPU/G00007 | PPU CYBERJAYA NO 7 | CBJ22364 SS 22.36 SKMM (F2) |  | 0 |  | Fail | Please check "Type"
378290142 | TNB | DISTRIBUTION | WP PUTRAJAYA & CYBERJAYA | Existing | Unknown | VCBJ/PPU/G00007 | PPU CYBERJAYA NO 7 | CBJ22101 PE 22.10 (F1) |  | 0 |  | Fail | Please check "Type"
378290143 | TNB | DISTRIBUTION | WP PUTRAJAYA & CYBERJAYA | Existing | Unknown | VCBJ/PPU/G00007 | PPU CYBERJAYA NO 7 | CBJ22105 PE 22.10 (F2) |  | 0 |  | Fail | Please check "Type"
378290348 | TNB | DISTRIBUTION | WP PUTRAJAYA & CYBERJAYA | Existing | Unknown | VCBJ/SSU/G00004 | SSU IDCB | CONSUMER CSF CX SDN BHD |  | 0 |  | Fail | Please check "Type"
378290352 | TNB | DISTRIBUTION | WP PUTRAJAYA & CYBERJAYA | Existing | Unknown | VCBJ/SSU/G00004 | SSU IDCB | PPU CYB9: VCB 1P5 |  | 0 |  | Fail | Please check "Type"
378290353 | TNB | DISTRIBUTION | WP PUTRAJAYA & CYBERJAYA | Existing | Unknown | VCBJ/SSU/G00004 | SSU IDCB | SPARE |  | 0 |  | Fail | Please check "Type"
378290385 | TNB | DISTRIBUTION | WP PUTRAJAYA & CYBERJAYA | Existing | Unknown | VCBJ/SSU/G00004 | SSU IDCB | SPARE |  | 0 |  | Fail | Please check "Type"
378290393 | TNB | DISTRIBUTION | WP PUTRAJAYA & CYBERJAYA | Existing | Unknown | VCBJ/SSU/G00004 | SSU IDCB | CONSUMER 2 |  | 0 |  | Fail | Please check "Type"
378290411 | TNB | DISTRIBUTION | WP PUTRAJAYA & CYBERJAYA | Existing | Unknown | VCBJ/SSU/G00004 | SSU IDCB | VCB 3P5 PPU CYB7 |  | 0 |  | Fail | Please check "Type"
378401468 | TNB | DISTRIBUTION | WP PUTRAJAYA & CYBERJAYA | Existing | Unknown |  |  | PTJ1435 SS 1.43 |  | 0 | 257740783 | Fail | Please check "Type"
378568111 | TNB | DISTRIBUTION | WP PUTRAJAYA & CYBERJAYA | Existing | Unknown | VPTJ/PPU/G00013 | PPU PUTRAJAYA NO13 | SPARE |  | 0 | 257972173 | Fail | Please check "Type"
378568112 | TNB | DISTRIBUTION | WP PUTRAJAYA & CYBERJAYA | Existing | Unknown | VPTJ/PPU/G00013 | PPU PUTRAJAYA NO13 | SPARE |  | 0 | 257972173 | Fail | Please check "Type"
378568113 | TNB | DISTRIBUTION | WP PUTRAJAYA & CYBERJAYA | Existing | Unknown | VPTJ/PPU/G00013 | PPU PUTRAJAYA NO13 | SPARE |  | 0 | 257972173 | Fail | Please check "Type"
378568114 | TNB | DISTRIBUTION | WP PUTRAJAYA & CYBERJAYA | Existing | Unknown | VPTJ/PPU/G00013 | PPU PUTRAJAYA NO13 | SPARE |  | 0 | 257972173 | Fail | Please check "Type"
378568115 | TNB | DISTRIBUTION | WP PUTRAJAYA & CYBERJAYA | Existing | Unknown | VPTJ/PPU/G00013 | PPU PUTRAJAYA NO13 | SPARE |  | 0 | 257972173 | Fail | Please check "Type"
379379417 | TNB | DISTRIBUTION | WP PUTRAJAYA & CYBERJAYA | Existing | PMU | VPTJ/PPU/G00016 | PPU PUTRAJAYA NO 7 | SPARE |  | 0 |  | Pass | null
379379735 | TNB | DISTRIBUTION | WP PUTRAJAYA & CYBERJAYA | Existing | PMU | VPTJ/PPU/G00016 | PPU PUTRAJAYA NO 7 | SPARE |  | 0 |  | Pass | null
379379750 | TNB | DISTRIBUTION | WP PUTRAJAYA & CYBERJAYA | Existing | PMU | VPTJ/PPU/G00016 | PPU PUTRAJAYA NO 7 | PMU PTJC CB 5L5 |  | 0 |  | Pass | null
379379752 | TNB | DISTRIBUTION | WP PUTRAJAYA & CYBERJAYA | Existing | PMU | VPTJ/PPU/G00016 | PPU PUTRAJAYA NO 7 | SPARE |  | 0 |  | Pass | null
379379845 | TNB | DISTRIBUTION | WP PUTRAJAYA & CYBERJAYA | Existing | PMU | VPTJ/PPU/G00016 | PPU PUTRAJAYA NO 7 | SPARE |  | 0 |  | Pass | null
379379900 | TNB | DISTRIBUTION | WP PUTRAJAYA & CYBERJAYA | Existing | PMU | VPTJ/PPU/G00016 | PPU PUTRAJAYA NO 7 | SPARE |  | 0 |  | Pass | null
379380055 | TNB | DISTRIBUTION | WP PUTRAJAYA & CYBERJAYA | Existing | PMU | VPTJ/PPU/G00016 | PPU PUTRAJAYA NO 7 | SPARE |  | 0 |  | Pass | null
379380060 | TNB | DISTRIBUTION | WP PUTRAJAYA & CYBERJAYA | Existing | PMU | VPTJ/PPU/G00016 | PPU PUTRAJAYA NO 7 | SPARE |  | 0 |  | Pass | null
379380144 | TNB | DISTRIBUTION | WP PUTRAJAYA & CYBERJAYA | Existing | PMU | VPTJ/PPU/G00016 | PPU PUTRAJAYA NO 7 | SPARE |  | 0 |  | Pass | null
379380157 | TNB | DISTRIBUTION | WP PUTRAJAYA & CYBERJAYA | Existing | PMU | VPTJ/PPU/G00016 | PPU PUTRAJAYA NO 7 | SPARE |  | 0 |  | Pass | null
379380182 | TNB | DISTRIBUTION | WP PUTRAJAYA & CYBERJAYA | Existing | PMU | VPTJ/PPU/G00016 | PPU PUTRAJAYA NO 7 | SPARE |  | 0 |  | Pass | null
379380273 | TNB | DISTRIBUTION | WP PUTRAJAYA & CYBERJAYA | Existing | PMU | VPTJ/PPU/G00016 | PPU PUTRAJAYA NO 7 | SPARE |  | 0 |  | Pass | null
379380502 | TNB | DISTRIBUTION | WP PUTRAJAYA & CYBERJAYA | Existing | PMU | VPTJ/PPU/G00016 | PPU PUTRAJAYA NO 7 | SPARE |  | 0 |  | Pass | null
379380527 | TNB | DISTRIBUTION | WP PUTRAJAYA & CYBERJAYA | Existing | PMU | VPTJ/PPU/G00016 | PPU PUTRAJAYA NO 7 | SPARE |  | 0 |  | Pass | null
379380577 | TNB | DISTRIBUTION | WP PUTRAJAYA & CYBERJAYA | Existing | PMU | VPTJ/PPU/G00016 | PPU PUTRAJAYA NO 7 | SPARE |  | 0 |  | Pass | null
379380614 | TNB | DISTRIBUTION | WP PUTRAJAYA & CYBERJAYA | Existing | PMU | VPTJ/PPU/G00016 | PPU PUTRAJAYA NO 7 | SPARE |  | 0 |  | Pass | null
379380705 | TNB | DISTRIBUTION | WP PUTRAJAYA & CYBERJAYA | Existing | PMU | VPTJ/PPU/G00016 | PPU PUTRAJAYA NO 7 | PMU PTJC CB 6L5 |  | 0 |  | Pass | null
379380775 | TNB | DISTRIBUTION | WP PUTRAJAYA & CYBERJAYA | Existing | PMU | VPTJ/PPU/G00016 | PPU PUTRAJAYA NO 7 | SPARE |  | 0 |  | Pass | null
379380780 | TNB | DISTRIBUTION | WP PUTRAJAYA & CYBERJAYA | Existing | Unknown | VPTJ/PPU/G00016 | PPU PUTRAJAYA NO 7 | LOCAL TX |  | 0 |  | Fail | Please check "Type"
379381070 | TNB | DISTRIBUTION | WP PUTRAJAYA & CYBERJAYA | Existing | PPU-SSU | VPTJ/PPU/G00013 | PPU PUTRAJAYA NO13 | SPARE |  | 0 |  | Pass | null
379381071 | TNB | DISTRIBUTION | WP PUTRAJAYA & CYBERJAYA | Existing | Unknown | VPTJ/PPU/G00013 | PPU PUTRAJAYA NO13 | SPARE |  | 0 |  | Fail | Please check "Type"
379381102 | TNB | DISTRIBUTION | WP PUTRAJAYA & CYBERJAYA | Existing | Unknown | VPTJ/SSU/G00004 | SSU GDC NO2 PUTRAJAYA | PENGGUNA 33kV NO 1 |  | 0 |  | Fail | Please check "Type"
379381107 | TNB | DISTRIBUTION | WP PUTRAJAYA & CYBERJAYA | Existing | Unknown | VPTJ/SSU/G00004 | SSU GDC NO2 PUTRAJAYA | PENGGUNA 33kV NO 2 |  | 0 |  | Fail | Please check "Type"
379381139 | TNB | DISTRIBUTION | WP PUTRAJAYA & CYBERJAYA | Existing | Unknown | VPTJ/SSU/G00004 | SSU GDC NO2 PUTRAJAYA | PPU PTJ24 CB 2P5 |  | 0 |  | Fail | Please check "Type"
379381165 | TNB | DISTRIBUTION | WP PUTRAJAYA & CYBERJAYA | Existing | Unknown | VPTJ/SSU/G00004 | SSU GDC NO2 PUTRAJAYA | PPU PTJ17 CB 1P5 |  | 0 |  | Fail | Please check "Type"
379381195 | TNB | DISTRIBUTION | WP PUTRAJAYA & CYBERJAYA | Existing | Unknown | VPTJ/SSU/G00004 | SSU GDC NO2 PUTRAJAYA | SPARE |  | 0 |  | Fail | Please check "Type"
379381531 | TNB | DISTRIBUTION | WP PUTRAJAYA & CYBERJAYA | Existing | PMU | VPTJ/PPU/G00023 | PPU PUTRAJAYA NO 23 | SPARE |  | 0 |  | Pass | null
379381849 | TNB | DISTRIBUTION | WP PUTRAJAYA & CYBERJAYA | Existing | PMU | VPTJ/PPU/G00023 | PPU PUTRAJAYA NO 23 | SPARE |  | 0 |  | Pass | null
379381864 | TNB | DISTRIBUTION | WP PUTRAJAYA & CYBERJAYA | Existing | PMU | VPTJ/PPU/G00023 | PPU PUTRAJAYA NO 23 | PMU PTJC CB 3L5 |  | 0 |  | Pass | null
379381866 | TNB | DISTRIBUTION | WP PUTRAJAYA & CYBERJAYA | Existing | PMU | VPTJ/PPU/G00023 | PPU PUTRAJAYA NO 23 | SPARE |  | 0 |  | Pass | null
379381959 | TNB | DISTRIBUTION | WP PUTRAJAYA & CYBERJAYA | Existing | PMU | VPTJ/PPU/G00023 | PPU PUTRAJAYA NO 23 | SPARE |  | 0 |  | Pass | null
379382014 | TNB | DISTRIBUTION | WP PUTRAJAYA & CYBERJAYA | Existing | PMU | VPTJ/PPU/G00023 | PPU PUTRAJAYA NO 23 | SPARE |  | 0 |  | Pass | null
379382169 | TNB | DISTRIBUTION | WP PUTRAJAYA & CYBERJAYA | Existing | PMU | VPTJ/PPU/G00023 | PPU PUTRAJAYA NO 23 | SPARE |  | 0 |  | Pass | null
379382174 | TNB | DISTRIBUTION | WP PUTRAJAYA & CYBERJAYA | Existing | PMU | VPTJ/PPU/G00023 | PPU PUTRAJAYA NO 23 | PTJ05344 SS 5.34 |  | 0 |  | Pass | null
379382258 | TNB | DISTRIBUTION | WP PUTRAJAYA & CYBERJAYA | Existing | PMU | VPTJ/PPU/G00023 | PPU PUTRAJAYA NO 23 | SPARE |  | 0 |  | Pass | null
379382271 | TNB | DISTRIBUTION | WP PUTRAJAYA & CYBERJAYA | Existing | PMU | VPTJ/PPU/G00023 | PPU PUTRAJAYA NO 23 | SPARE |  | 0 |  | Pass | null
379382296 | TNB | DISTRIBUTION | WP PUTRAJAYA & CYBERJAYA | Existing | PMU | VPTJ/PPU/G00023 | PPU PUTRAJAYA NO 23 | SPARE |  | 0 |  | Pass | null
379382387 | TNB | DISTRIBUTION | WP PUTRAJAYA & CYBERJAYA | Existing | PMU | VPTJ/PPU/G00023 | PPU PUTRAJAYA NO 23 | SPARE |  | 0 |  | Pass | null
379382616 | TNB | DISTRIBUTION | WP PUTRAJAYA & CYBERJAYA | Existing | PMU | VPTJ/PPU/G00023 | PPU PUTRAJAYA NO 23 | SPARE |  | 0 |  | Pass | null
379382641 | TNB | DISTRIBUTION | WP PUTRAJAYA & CYBERJAYA | Existing | PMU | VPTJ/PPU/G00023 | PPU PUTRAJAYA NO 23 | SPARE |  | 0 |  | Pass | null
379382691 | TNB | DISTRIBUTION | WP PUTRAJAYA & CYBERJAYA | Existing | PMU | VPTJ/PPU/G00023 | PPU PUTRAJAYA NO 23 | SPARE |  | 0 |  | Pass | null
379382728 | TNB | DISTRIBUTION | WP PUTRAJAYA & CYBERJAYA | Existing | PMU | VPTJ/PPU/G00023 | PPU PUTRAJAYA NO 23 | SPARE |  | 0 |  | Pass | null
379382819 | TNB | DISTRIBUTION | WP PUTRAJAYA & CYBERJAYA | Existing | PMU | VPTJ/PPU/G00023 | PPU PUTRAJAYA NO 23 | PMU PTJC CB 4L5 |  | 0 |  | Pass | null
379382889 | TNB | DISTRIBUTION | WP PUTRAJAYA & CYBERJAYA | Existing | PMU | VPTJ/PPU/G00023 | PPU PUTRAJAYA NO 23 | PTJ05341 SS 5.34 |  | 0 |  | Pass | null
379387792 | TNB | DISTRIBUTION | WP PUTRAJAYA & CYBERJAYA | Existing | PMU | VCBJ/PMU/G00003 | PMU SERDANG 132/33KV | SPARE |  | 0 |  | Pass | null
379387793 | TNB | DISTRIBUTION | WP PUTRAJAYA & CYBERJAYA | Existing | PMU | VCBJ/PMU/G00003 | PMU SERDANG 132/33KV | SPARE |  | 0 |  | Pass | null
379387805 | TNB | DISTRIBUTION | WP PUTRAJAYA & CYBERJAYA | Existing | PMU | VCBJ/PMU/G00003 | PMU SERDANG 132/33KV | PPU CYB6: VCB 3P5 |  | 0 |  | Pass | null
379387807 | TNB | DISTRIBUTION | WP PUTRAJAYA & CYBERJAYA | Existing | Unknown | VCBJ/PMU/G00003 | PMU SERDANG 132/33KV | PPU PTJ1: VCB 3P5 |  | 0 |  | Fail | Please check "Type"
379387815 | TNB | DISTRIBUTION | WP PUTRAJAYA & CYBERJAYA | Existing | PMU | VCBJ/PMU/G00003 | PMU SERDANG 132/33KV | SPARE |  | 0 |  | Pass | null
379387847 | TNB | DISTRIBUTION | WP PUTRAJAYA & CYBERJAYA | Existing | Unknown | VCBJ/PMU/G00003 | PMU SERDANG 132/33KV | PPU CYB6: VCB 4P5 |  | 0 |  | Fail | Please check "Type"
379387852 | TNB | DISTRIBUTION | WP PUTRAJAYA & CYBERJAYA | Existing | PMU | VCBJ/PMU/G00003 | PMU SERDANG 132/33KV | POT END |  | 0 |  | Pass | null
379387858 | TNB | DISTRIBUTION | WP PUTRAJAYA & CYBERJAYA | Existing | Unknown | VCBJ/PMU/G00003 | PMU SERDANG 132/33KV | PPU PTJ5: VCB 2P5 |  | 0 |  | Fail | Please check "Type"
379387888 | TNB | DISTRIBUTION | WP PUTRAJAYA & CYBERJAYA | Existing | PMU | VCBJ/PMU/G00003 | PMU SERDANG 132/33KV | PPU PTJ1: VCB 2P5 |  | 0 |  | Pass | null
379387953 | TNB | DISTRIBUTION | WP PUTRAJAYA & CYBERJAYA | Existing | Unknown | VCBJ/PMU/G00003 | PMU SERDANG 132/33KV | PPU PTJ5: VCB 5P5 |  | 0 |  | Fail | Please check "Type"
379387979 | TNB | DISTRIBUTION | WP PUTRAJAYA & CYBERJAYA | Existing | Unknown | VCBJ/PMU/G00003 | PMU SERDANG 132/33KV | POT END |  | 0 |  | Fail | Please check "Type"
379387994 | TNB | DISTRIBUTION | WP PUTRAJAYA & CYBERJAYA | Existing | Unknown | VCBJ/PMU/G00003 | PMU SERDANG 132/33KV | SPARE |  | 0 |  | Fail | Please check "Type"
379388216 | TNB | DISTRIBUTION | WP PUTRAJAYA & CYBERJAYA | Existing | Unknown | VCBJ/SSU/G00002 | SSU MMU CYBERJAYA | PPU CYB7: VCB 2P5 |  | 0 |  | Fail | Please check "Type"
379388225 | TNB | DISTRIBUTION | WP PUTRAJAYA & CYBERJAYA | Existing | Unknown | VCBJ/SSU/G00002 | SSU MMU CYBERJAYA | PPU CYB6: VCB 2P5 |  | 0 |  | Fail | Please check "Type"
379388235 | TNB | DISTRIBUTION | WP PUTRAJAYA & CYBERJAYA | Existing | Unknown | VCBJ/SSU/G00002 | SSU MMU CYBERJAYA | SPARE |  | 0 |  | Fail | Please check "Type"
379388246 | TNB | DISTRIBUTION | WP PUTRAJAYA & CYBERJAYA | Existing | Unknown | VCBJ/SSU/G00002 | SSU MMU CYBERJAYA | PENGGUNA UNIVERSITI TELEKOM SDN. |  | 0 |  | Fail | Please check "Type"
379388271 | TNB | DISTRIBUTION | WP PUTRAJAYA & CYBERJAYA | Existing | Unknown | VCBJ/SSU/G00005 | SSU DCP1 MEGAJANA | PPU CYB9: VCB 3P5 |  | 0 |  | Fail | Please check "Type"
379388280 | TNB | DISTRIBUTION | WP PUTRAJAYA & CYBERJAYA | Existing | Unknown | VCBJ/SSU/G00005 | SSU DCP1 MEGAJANA | SPARE |  | 0 |  | Fail | Please check "Type"
379388290 | TNB | DISTRIBUTION | WP PUTRAJAYA & CYBERJAYA | Existing | Unknown | VCBJ/SSU/G00005 | SSU DCP1 MEGAJANA | SSU GOOGLE CYBERJAYA : VCB 5S5 |  | 0 |  | Fail | Please check "Type"
379388301 | TNB | DISTRIBUTION | WP PUTRAJAYA & CYBERJAYA | Existing | Unknown | VCBJ/SSU/G00005 | SSU DCP1 MEGAJANA | CONSUMER 33KV |  | 0 |  | Fail | Please check "Type"
379388302 | TNB | DISTRIBUTION | WP PUTRAJAYA & CYBERJAYA | Existing | Unknown | VCBJ/SSU/G00002 | SSU MMU CYBERJAYA | CONSUMER 33KV |  | 0 |  | Fail | Please check "Type"
379388303 | TNB | DISTRIBUTION | WP PUTRAJAYA & CYBERJAYA | Existing | Unknown | VCBJ/SSU/G00002 | SSU MMU CYBERJAYA | CONSUMER 33KV |  | 0 |  | Fail | Please check "Type"
379388313 | TNB | DISTRIBUTION | WP PUTRAJAYA & CYBERJAYA | Existing | Unknown | VCBJ/SSU/G00005 | SSU DCP1 MEGAJANA | CONSUMER 33KV |  | 0 |  | Fail | Please check "Type"
379388315 | TNB | DISTRIBUTION | WP PUTRAJAYA & CYBERJAYA | Existing | Unknown | VCBJ/SSU/G00005 | SSU DCP1 MEGAJANA | SPARE |  | 0 |  | Fail | Please check "Type"
379388340 | TNB | DISTRIBUTION | WP PUTRAJAYA & CYBERJAYA | Existing | Unknown | VPTJ/SSU/G00003 | SSU GDC NO1 PUTRAJAYA | PPU PTJ6: VCB 4P5 |  | 0 |  | Fail | Please check "Type"
379388349 | TNB | DISTRIBUTION | WP PUTRAJAYA & CYBERJAYA | Existing | Unknown | VPTJ/SSU/G00003 | SSU GDC NO1 PUTRAJAYA | PMU NUNI: 5L5 |  | 0 |  | Fail | Please check "Type"
379388359 | TNB | DISTRIBUTION | WP PUTRAJAYA & CYBERJAYA | Existing | Unknown | VPTJ/SSU/G00003 | SSU GDC NO1 PUTRAJAYA | PPU PTJ4: VCB 2P5 |  | 0 |  | Fail | Please check "Type"
379388370 | TNB | DISTRIBUTION | WP PUTRAJAYA & CYBERJAYA | Existing | Unknown | VPTJ/SSU/G00003 | SSU GDC NO1 PUTRAJAYA | PMU ABBA : VCB 7L5 |  | 0 |  | Fail | Please check "Type"
379388371 | TNB | DISTRIBUTION | WP PUTRAJAYA & CYBERJAYA | Existing | Unknown | VPTJ/SSU/G00003 | SSU GDC NO1 PUTRAJAYA | CONSUMER 33KV |  | 0 |  | Fail | Please check "Type"
379388372 | TNB | DISTRIBUTION | WP PUTRAJAYA & CYBERJAYA | Existing | Unknown | VPTJ/SSU/G00003 | SSU GDC NO1 PUTRAJAYA | CONSUMER 33KV |  | 0 |  | Fail | Please check "Type"
381110853 | TNB | DISTRIBUTION | WP PUTRAJAYA & CYBERJAYA | Existing | PMU | VCBJ/PMU/J00002 | PMU CBJ NORTH 132/11KV | C21951 PE 21.95 SITE SKY PARK |  | 0 |  | Pass | null
381110860 | TNB | DISTRIBUTION | WP PUTRAJAYA & CYBERJAYA | Existing | PMU | VCBJ/PMU/J00002 | PMU CBJ NORTH 132/11KV | CBJ21152 PE 21.15 CBJ 3 (F1) |  | 0 |  | Pass | null
381110883 | TNB | DISTRIBUTION | WP PUTRAJAYA & CYBERJAYA | Existing | PMU | VCBJ/PMU/J00002 | PMU CBJ NORTH 132/11KV | CBJ22545 PE 22.54 PRIMA 8 (F2) |  | 0 |  | Pass | null
381110921 | TNB | DISTRIBUTION | WP PUTRAJAYA & CYBERJAYA | Existing | PMU | VCBJ/PMU/J00002 | PMU CBJ NORTH 132/11KV | J04309 : KOON CHEE WAH |  | 0 |  | Pass | null
381110936 | TNB | DISTRIBUTION | WP PUTRAJAYA & CYBERJAYA | Existing | PMU | VCBJ/PMU/J00002 | PMU CBJ NORTH 132/11KV | CBJ22542 PE 22.54 PRIMA 8 (F1) |  | 0 |  | Pass | null
381110943 | TNB | DISTRIBUTION | WP PUTRAJAYA & CYBERJAYA | Existing | PMU | VCBJ/PMU/J00002 | PMU CBJ NORTH 132/11KV | CBJ21474 SS 21.47 (F2) |  | 0 |  | Pass | null
381110952 | TNB | DISTRIBUTION | WP PUTRAJAYA & CYBERJAYA | Existing | PMU | VCBJ/PMU/J00002 | PMU CBJ NORTH 132/11KV | CBJ21621 SS 21.62 (F1) |  | 0 |  | Pass | null
381110969 | TNB | DISTRIBUTION | WP PUTRAJAYA & CYBERJAYA | Existing | PMU | VCBJ/PMU/J00002 | PMU CBJ NORTH 132/11KV | J42650 : CAPITAL |  | 0 |  | Pass | null
381110981 | TNB | DISTRIBUTION | WP PUTRAJAYA & CYBERJAYA | Existing | PMU | VCBJ/PMU/J00002 | PMU CBJ NORTH 132/11KV | CBJ21624 SS 21.62 (F2) |  | 0 |  | Pass | null
381111014 | TNB | DISTRIBUTION | WP PUTRAJAYA & CYBERJAYA | Existing | PMU | VCBJ/PMU/J00002 | PMU CBJ NORTH 132/11KV | C21391 : PE 21.39 (PS 6A) |  | 0 |  | Pass | null
381111058 | TNB | DISTRIBUTION | WP PUTRAJAYA & CYBERJAYA | Existing | PMU | VCBJ/PMU/J00002 | PMU CBJ NORTH 132/11KV | CBJ21155 PE 21.15 CBJ 3 (F2) |  | 0 |  | Pass | null
381111063 | TNB | DISTRIBUTION | WP PUTRAJAYA & CYBERJAYA | Existing | PMU | VCBJ/PMU/J00002 | PMU CBJ NORTH 132/11KV | CBJ21471 SS 21.47(F1) |  | 0 |  | Pass | null
381111089 | TNB | DISTRIBUTION | WP PUTRAJAYA & CYBERJAYA | Existing | PMU | VCBJ/PMU/G00002 | PMU CBJ NORTH 132/33KV | WDFL 4P5 |  | 0 |  | Pass | null
381111117 | TNB | DISTRIBUTION | WP PUTRAJAYA & CYBERJAYA | Existing | PMU | VCBJ/PMU/G00002 | PMU CBJ NORTH 132/33KV | SPARE |  | 0 |  | Pass | null
381111131 | TNB | DISTRIBUTION | WP PUTRAJAYA & CYBERJAYA | Existing | Unknown | VCBJ/PMU/G00002 | PMU CBJ NORTH 132/33KV | CYB7: 4P5 |  | 0 |  | Fail | Please check "Type"
381111135 | TNB | DISTRIBUTION | WP PUTRAJAYA & CYBERJAYA | Existing | Unknown | VCBJ/PMU/G00002 | PMU CBJ NORTH 132/33KV | N/A |  | 0 |  | Fail | Please check "Type"
381111141 | TNB | DISTRIBUTION | WP PUTRAJAYA & CYBERJAYA | Existing | Unknown | VCBJ/PMU/G00002 | PMU CBJ NORTH 132/33KV | CYB7 1P5 |  | 0 |  | Fail | Please check "Type"
381111144 | TNB | DISTRIBUTION | WP PUTRAJAYA & CYBERJAYA | Existing | Unknown | VCBJ/PMU/G00002 | PMU CBJ NORTH 132/33KV | N/A |  | 0 |  | Fail | Please check "Type"
381111155 | TNB | DISTRIBUTION | WP PUTRAJAYA & CYBERJAYA | Existing | PMU | VCBJ/PMU/G00002 | PMU CBJ NORTH 132/33KV | SPARE |  | 0 |  | Pass | null
381111181 | TNB | DISTRIBUTION | WP PUTRAJAYA & CYBERJAYA | Existing | Unknown | VCBJ/PMU/G00002 | PMU CBJ NORTH 132/33KV | VCB 4P5 PPU CYB6 |  | 0 |  | Fail | Please check "Type"
381111185 | TNB | DISTRIBUTION | WP PUTRAJAYA & CYBERJAYA | Existing | PMU | VCBJ/PMU/G00002 | PMU CBJ NORTH 132/33KV | BTAM 1P5 |  | 0 |  | Pass | null
381111194 | TNB | DISTRIBUTION | WP PUTRAJAYA & CYBERJAYA | Existing | Unknown | VCBJ/PMU/G00002 | PMU CBJ NORTH 132/33KV | SPARE |  | 0 |  | Fail | Please check "Type"
381111226 | TNB | DISTRIBUTION | WP PUTRAJAYA & CYBERJAYA | Existing | PMU | VCBJ/PMU/G00002 | PMU CBJ NORTH 132/33KV | SPARE |  | 0 |  | Pass | null
381111254 | TNB | DISTRIBUTION | WP PUTRAJAYA & CYBERJAYA | Existing | PMU | VCBJ/PMU/G00002 | PMU CBJ NORTH 132/33KV | SPARE |  | 0 |  | Pass | null
383338312 | TNB | DISTRIBUTION | WP PUTRAJAYA & CYBERJAYA | Existing | Unknown | VPTJ/PPU/G00023 | PPU PUTRAJAYA NO 23 | LOCAL TX |  | 0 |  | Fail | Please check "Type"
384605936 | TNB | DISTRIBUTION | WP PUTRAJAYA & CYBERJAYA | Existing | PMU | VPTJ/PMU/G00002 | PMU DATO ABU BAKAR BAGINDA-ABBA 132/33KV | PTJ24 3P5 |  | 0 |  | Pass | null
384605956 | TNB | DISTRIBUTION | WP PUTRAJAYA & CYBERJAYA | Existing | PMU | VPTJ/PMU/G00002 | PMU DATO ABU BAKAR BAGINDA-ABBA 132/33KV | SONY 5S5 |  | 0 |  | Pass | null
384605966 | TNB | DISTRIBUTION | WP PUTRAJAYA & CYBERJAYA | Existing | PMU | VPTJ/PMU/G00002 | PMU DATO ABU BAKAR BAGINDA-ABBA 132/33KV | POT END |  | 0 |  | Pass | null
384605973 | TNB | DISTRIBUTION | WP PUTRAJAYA & CYBERJAYA | Existing | PMU | VPTJ/PMU/G00002 | PMU DATO ABU BAKAR BAGINDA-ABBA 132/33KV | GDC1 3S5 |  | 0 |  | Pass | null
384605975 | TNB | DISTRIBUTION | WP PUTRAJAYA & CYBERJAYA | Existing | PMU | VPTJ/PMU/G00002 | PMU DATO ABU BAKAR BAGINDA-ABBA 132/33KV | SPARE |  | 0 |  | Pass | null
384605976 | TNB | DISTRIBUTION | WP PUTRAJAYA & CYBERJAYA | Existing | PMU | VPTJ/PMU/G00002 | PMU DATO ABU BAKAR BAGINDA-ABBA 132/33KV | PTJ6 3PP5 |  | 0 |  | Pass | null
384605989 | TNB | DISTRIBUTION | WP PUTRAJAYA & CYBERJAYA | Existing | PMU | VPTJ/PMU/G00002 | PMU DATO ABU BAKAR BAGINDA-ABBA 132/33KV | PTJ6 2P5 |  | 0 |  | Pass | null
384606021 | TNB | DISTRIBUTION | WP PUTRAJAYA & CYBERJAYA | Existing | PMU | VPTJ/PMU/G00002 | PMU DATO ABU BAKAR BAGINDA-ABBA 132/33KV | PTJ4 4P5 |  | 0 |  | Pass | null
384606025 | TNB | DISTRIBUTION | WP PUTRAJAYA & CYBERJAYA | Existing | PMU | VPTJ/PMU/G00002 | PMU DATO ABU BAKAR BAGINDA-ABBA 132/33KV | IOIC 5S5 |  | 0 |  | Pass | null
384606037 | TNB | DISTRIBUTION | WP PUTRAJAYA & CYBERJAYA | Existing | PMU | VPTJ/PMU/G00002 | PMU DATO ABU BAKAR BAGINDA-ABBA 132/33KV | PTJ4 3P5 |  | 0 |  | Pass | null
384606091 | TNB | DISTRIBUTION | WP PUTRAJAYA & CYBERJAYA | Existing | PMU | VPTJ/PMU/G00002 | PMU DATO ABU BAKAR BAGINDA-ABBA 132/33KV | PTJ2 4P5 |  | 0 |  | Pass | null
384606121 | TNB | DISTRIBUTION | WP PUTRAJAYA & CYBERJAYA | Existing | PMU | VPTJ/PMU/G00002 | PMU DATO ABU BAKAR BAGINDA-ABBA 132/33KV | PTJ2 1P5 |  | 0 |  | Pass | null
384606227 | TNB | DISTRIBUTION | WP PUTRAJAYA & CYBERJAYA | Existing | PMU | VPTJ/PMU/G00002 | PMU DATO ABU BAKAR BAGINDA-ABBA 132/33KV | SPARE |  | 0 |  | Pass | null
384606247 | TNB | DISTRIBUTION | WP PUTRAJAYA & CYBERJAYA | Existing | PMU | VPTJ/PMU/G00002 | PMU DATO ABU BAKAR BAGINDA-ABBA 132/33KV | SPARE |  | 0 |  | Pass | null
384606257 | TNB | DISTRIBUTION | WP PUTRAJAYA & CYBERJAYA | Existing | PMU | VPTJ/PMU/G00002 | PMU DATO ABU BAKAR BAGINDA-ABBA 132/33KV | SPARE |  | 0 |  | Pass | null
384606264 | TNB | DISTRIBUTION | WP PUTRAJAYA & CYBERJAYA | Existing | PMU | VPTJ/PMU/G00002 | PMU DATO ABU BAKAR BAGINDA-ABBA 132/33KV | IOIC 6S5 |  | 0 |  | Pass | null
384606266 | TNB | DISTRIBUTION | WP PUTRAJAYA & CYBERJAYA | Existing | PMU | VPTJ/PMU/G00002 | PMU DATO ABU BAKAR BAGINDA-ABBA 132/33KV | SPARE |  | 0 |  | Pass | null
384606267 | TNB | DISTRIBUTION | WP PUTRAJAYA & CYBERJAYA | Existing | PMU | VPTJ/PMU/G00002 | PMU DATO ABU BAKAR BAGINDA-ABBA 132/33KV | SPARE |  | 0 |  | Pass | null
384606280 | TNB | DISTRIBUTION | WP PUTRAJAYA & CYBERJAYA | Existing | PMU | VPTJ/PMU/G00002 | PMU DATO ABU BAKAR BAGINDA-ABBA 132/33KV | SPARE |  | 0 |  | Pass | null
384606312 | TNB | DISTRIBUTION | WP PUTRAJAYA & CYBERJAYA | Existing | PMU | VPTJ/PMU/G00002 | PMU DATO ABU BAKAR BAGINDA-ABBA 132/33KV | SPARE |  | 0 |  | Pass | null
384606316 | TNB | DISTRIBUTION | WP PUTRAJAYA & CYBERJAYA | Existing | PMU | VPTJ/PMU/G00002 | PMU DATO ABU BAKAR BAGINDA-ABBA 132/33KV | SPARE |  | 0 |  | Pass | null
384606328 | TNB | DISTRIBUTION | WP PUTRAJAYA & CYBERJAYA | Existing | PMU | VPTJ/PMU/G00002 | PMU DATO ABU BAKAR BAGINDA-ABBA 132/33KV | SPARE |  | 0 |  | Pass | null
384606382 | TNB | DISTRIBUTION | WP PUTRAJAYA & CYBERJAYA | Existing | PMU | VPTJ/PMU/G00002 | PMU DATO ABU BAKAR BAGINDA-ABBA 132/33KV | SPARE |  | 0 |  | Pass | null
384606412 | TNB | DISTRIBUTION | WP PUTRAJAYA & CYBERJAYA | Existing | PMU | VPTJ/PMU/G00002 | PMU DATO ABU BAKAR BAGINDA-ABBA 132/33KV | SPARE |  | 0 |  | Pass | null
384607075 | TNB | DISTRIBUTION | WP PUTRAJAYA & CYBERJAYA | Existing | PMU | VPTJ/PMU/J00002 | PMU DATO ABU BAKAR BAGINDA-ABBA 33/11KV | SPARE |  | 0 |  | Pass | null
384607088 | TNB | DISTRIBUTION | WP PUTRAJAYA & CYBERJAYA | Existing | PMU | VPTJ/PMU/J00002 | PMU DATO ABU BAKAR BAGINDA-ABBA 33/11KV | P01634 : PE 1.63 HOTEL PZ10 (F2) |  | 0 |  | Pass | null
384607092 | TNB | DISTRIBUTION | WP PUTRAJAYA & CYBERJAYA | Existing | PMU | VPTJ/PMU/J00002 | PMU DATO ABU BAKAR BAGINDA-ABBA 33/11KV | B03779 : KG DABB A/T NO 2 |  | 0 |  | Pass | null
384607093 | TNB | DISTRIBUTION | WP PUTRAJAYA & CYBERJAYA | Existing | PMU | VPTJ/PMU/J00002 | PMU DATO ABU BAKAR BAGINDA-ABBA 33/11KV | B03795 PE LOJI AIR SG MERAB |  | 0 |  | Pass | null
384607102 | TNB | DISTRIBUTION | WP PUTRAJAYA & CYBERJAYA | Existing | PMU | VPTJ/PMU/J00002 | PMU DATO ABU BAKAR BAGINDA-ABBA 33/11KV | B07884 : TMN DESA UTAMA SM |  | 0 |  | Pass | null
384607113 | TNB | DISTRIBUTION | WP PUTRAJAYA & CYBERJAYA | Existing | PMU | VPTJ/PMU/J00002 | PMU DATO ABU BAKAR BAGINDA-ABBA 33/11KV | PTJ14193 : PE 14.19 BLOK E2 (F1) |  | 0 |  | Pass | null
384607135 | TNB | DISTRIBUTION | WP PUTRAJAYA & CYBERJAYA | Existing | PMU | VPTJ/PMU/J00002 | PMU DATO ABU BAKAR BAGINDA-ABBA 33/11KV | PTJ14195 : PE 14.19 BLOK E2 (F2) |  | 0 |  | Pass | null
384607156 | TNB | DISTRIBUTION | WP PUTRAJAYA & CYBERJAYA | Existing | PMU | VPTJ/PMU/J00002 | PMU DATO ABU BAKAR BAGINDA-ABBA 33/11KV | P14012 : SS 14.01 WWTP |  | 0 |  | Pass | null
384607203 | TNB | DISTRIBUTION | WP PUTRAJAYA & CYBERJAYA | Existing | PMU | VPTJ/PMU/J00002 | PMU DATO ABU BAKAR BAGINDA-ABBA 33/11KV | SPARE |  | 0 |  | Pass | null
384607208 | TNB | DISTRIBUTION | WP PUTRAJAYA & CYBERJAYA | Existing | PMU | VPTJ/PMU/J00002 | PMU DATO ABU BAKAR BAGINDA-ABBA 33/11KV | B03769 : SWS SG MERAB |  | 0 |  | Pass | null
384607288 | TNB | DISTRIBUTION | WP PUTRAJAYA & CYBERJAYA | Existing | PMU | VPTJ/PMU/J00002 | PMU DATO ABU BAKAR BAGINDA-ABBA 33/11KV | PTJ16033: PE 16.03 |  | 0 |  | Pass | null
384607389 | TNB | DISTRIBUTION | WP PUTRAJAYA & CYBERJAYA | Existing | PMU | VPTJ/PMU/J00002 | PMU DATO ABU BAKAR BAGINDA-ABBA 33/11KV | SSU CLIO PTJ |  | 0 |  | Pass | null
384607414 | TNB | DISTRIBUTION | WP PUTRAJAYA & CYBERJAYA | Existing | PMU | VPTJ/PMU/J00002 | PMU DATO ABU BAKAR BAGINDA-ABBA 33/11KV | PTJ12021 : PE 12.02 KUARTERS |  | 0 |  | Pass | null
384607427 | TNB | DISTRIBUTION | WP PUTRAJAYA & CYBERJAYA | Existing | PMU | VPTJ/PMU/J00002 | PMU DATO ABU BAKAR BAGINDA-ABBA 33/11KV | PTJ14295 : PE 14.29 GUDANG (F2) |  | 0 |  | Pass | null