## Distribution PE
Id | Owner Type | Owner Name | Operational Area | Status | ERMS Functional Location | Label | Switchgear Configuration | Design | ERMS System Status | ERMS User Status | Name | Substation Type | Voltage In/Out | Voltage In/Out [Old] | Date Commissioned | Remarks | Feeder Points
10967184 | TNB | DISTRIBUTION | WP PUTRAJAYA & CYBERJAYA | Existing | VPTJ/PCE/J08301 | PE 8.30 8C1 (F1) | RMU | RMU 2S + 1F |  |  | PE 8.30 8C1 (F1) | INDOOR DOUBLE CHAMBER |  | 11/0.415 kV | 2012-04-11 |  | 0
10967266 | TNB | DISTRIBUTION | WP PUTRAJAYA & CYBERJAYA | Existing | VPTJ/PCE/J08302 | PE 8.30 8C1 (F2) | RMU | RMU 2S + 1F |  |  | PE 8.30 8C1 (F2) | INDOOR DOUBLE CHAMBER |  | 11/0.415 kV | 2012-04-11 |  | 0
13273466 | TNB | DISTRIBUTION | WP PUTRAJAYA & CYBERJAYA | Existing | VCBJ/PCE/J22242 | PE 22.24 SEK. SRI PUTERI F2 | RMU 2S + 1F | RMU 2S + 1F |  |  | PE 22.24 SEK. SRI PUTERI F2 | INDOOR DOUBLE CHAMBER |  | 11/0.415 kV | 26/11/2002 |  | 0
13385933 | TNB | DISTRIBUTION | WP PUTRAJAYA & CYBERJAYA | Existing | VCBJ/PCE/J22232 | PE 22.23 SEK. SRI PUTERI F2 | RMU 2S + 1F | RMU 2S + 1F |  |  | PE 22.23 SEK. SRI PUTERI F2 | INDOOR DOUBLE CHAMBER |  | 11/0.415 kV | 26/11/2002 |  | 0
21178478 | TNB | DISTRIBUTION | WP PUTRAJAYA & CYBERJAYA | Existing | VPTJ/PCE/J14051 | PE 14.05 PERUMAHAN 14-11 (F1) | RMU 2S + 1F | RMU 2S + 1F |  |  | PE 14.05 PERUMAHAN 14-11 (F1) | INDOOR DOUBLE CHAMBER |  | 11/0.415 kV | 23/03/2011 |  | 0
21178560 | TNB | DISTRIBUTION | WP PUTRAJAYA & CYBERJAYA | Existing | VPTJ/PCE/J14052 | PE 14.05 PERUMAHAN 14-11 (F2) | RMU 2S + 1F | RMU 2S + 1F |  |  | PE 14.05 PERUMAHAN 14-11 (F2) | INDOOR DOUBLE CHAMBER |  | 11/0.415 kV | 23/03/2011 |  | 0
24467248 | TNB | DISTRIBUTION | WP PUTRAJAYA & CYBERJAYA | Existing | VCBJ/PCE/J21922 | SS 21.92 NTT DATA CENTRE F2 | RMU 3S | RMU 3S |  |  | SS 21.92 NTT DATA CENTRE F2 | ATTACHED |  | 11 kV | 20/01/2012 |  | 0
24467331 | TNB | DISTRIBUTION | WP PUTRAJAYA & CYBERJAYA | Existing | VCBJ/PCE/J21921 | SS 21.92 NTT DATA CENTRE F1 | RMU 3S | RMU 3S |  |  | SS 21.92 NTT DATA CENTRE F1 | ATTACHED |  | 11 kV | 20/01/2012 |  | 0
24639002 | TNB | DISTRIBUTION | WP PUTRAJAYA & CYBERJAYA | Existing | VCBJ/PCE/J22841 | SS 22.84 SHAFBURY KEDAI PEJABAT F1 | RMU 3S | RMU 3S |  |  | SS 22.84 SHAFBURY KEDAI PEJABAT F1 | ATTACHED |  | 11 kV | 19/02/2012 |  | 0
24639085 | TNB | DISTRIBUTION | WP PUTRAJAYA & CYBERJAYA | Existing | VCBJ/PCE/J22842 | SS 22.84 SHAFBURY KEDAI PEJABAT F2 | RMU 3S | RMU 3S |  |  | SS 22.84 SHAFBURY KEDAI PEJABAT F2 | ATTACHED |  | 11 kV | 19/02/2012 |  | 0
25467714 | TNB | DISTRIBUTION | WP PUTRAJAYA & CYBERJAYA | Existing | VPTJ/PCE/J11171 | PE 11.17 ZON 7B (F1) | RMU | RMU 2S+1F (A) |  |  | PE 11.17 ZON 7B (F1) | INDOOR DOUBLE CHAMBER |  | 11 kV | 20/06/2011 |  | 0
25467797 | TNB | DISTRIBUTION | WP PUTRAJAYA & CYBERJAYA | Existing | VPTJ/PCE/J11172 | PE 11.17 ZON 7B (F2) | RMU | RMU 2S+1F (A) |  |  | PE 11.17 ZON 7B (F2) | INDOOR DOUBLE CHAMBER |  | 11 kV | 20/06/2011 |  | 0
25782297 | TNB | DISTRIBUTION | WP PUTRAJAYA & CYBERJAYA | Existing | VCBJ/PCE/J22761 | PE 22.76 - STP B F1 | RMU 2S + 1F | RMU 2S + 1F |  |  | PE 22.76 - STP B F1 | INDOOR DOUBLE CHAMBER |  | 11/0.415 kV | 2010-01-06 |  | 0
25782341 | TNB | DISTRIBUTION | WP PUTRAJAYA & CYBERJAYA | Existing | VCBJ/PCE/J22791 | SS 22.79 DCP2 F1 | CB | CB |  |  | SS 22.79 DCP2 F1 | COMPACT SUBS |  | 11/0.415 kV | 2011-11-08 |  | 0
25782345 | TNB | DISTRIBUTION | WP PUTRAJAYA & CYBERJAYA | Existing | VCBJ/PCE/J22752 | PE 22.75 KWDI 4 F2 | RMU 2S + 1F | RMU 2S + 1F |  |  | PE 22.75 KWDI 4 F2 | INDOOR DOUBLE CHAMBER |  | 11/0.415 kV | 20/12/2010 |  | 0
25782353 | TNB | DISTRIBUTION | WP PUTRAJAYA & CYBERJAYA | Existing | VCBJ/PCE/J22811 | PE 22.81 AMD F1 | RMU 3S | RMU 3S |  |  | PE 22.81 AMD F1 | ATTACHED |  | 11 kV | 20/08/2011 |  | 0
25782405 | TNB | DISTRIBUTION | WP PUTRAJAYA & CYBERJAYA | Existing | VCBJ/PCE/J22741 | PE 22.74 KWDI 3 F1 | RMU 2S + 1F | RMU 2S + 1F |  |  | PE 22.74 KWDI 3 F1 | INDOOR DOUBLE CHAMBER |  | 11/0.415 kV | 20/12/2010 |  | 0
26183890 | TNB | DISTRIBUTION | WP PUTRAJAYA & CYBERJAYA | Existing | VPTJ/PCE/J11691 | PE 11.69 ZON 10A (F1) | RMU 2S + 1F | RMU 2S + 1F |  |  | PE 11.69 ZON 10A (F1) | INDOOR DOUBLE CHAMBER |  | 11/0.415 kV | 23/11/2011 | PE BARU | 0
26186959 | TNB | DISTRIBUTION | WP PUTRAJAYA & CYBERJAYA | Existing | VPTJ/PCE/J05212 | SS 5.21 5G2 TOWER 2 (F2) | CB 3S | CB |  |  | SS 5.21 5G2 TOWER 2 (F2) | ATTACHED |  | 11 kV | 28/04/2010 |  | 0
26186963 | TNB | DISTRIBUTION | WP PUTRAJAYA & CYBERJAYA | Existing | VPTJ/PCE/J05202 | SS 5.20 5G2 TOWER 1 F2 | CB 3S | CB |  |  | SS 5.20 5G2 TOWER 1 F2 | ATTACHED |  | 11 kV | 28/04/2010 |  | 0
26248679 | TNB | DISTRIBUTION | WP PUTRAJAYA & CYBERJAYA | Existing | VCBJ/PCE/J22721 | PE 22.72 CYBERNEO 3 F1 | CB 3S | CB |  |  | PE 22.72 CYBERNEO 3 F1 | ATTACHED |  | 11 kV | 2011-03-03 | PE BARU | 0
26248695 | TNB | DISTRIBUTION | WP PUTRAJAYA & CYBERJAYA | Existing | VCBJ/PCE/J22801 | PE 22.80 APT NEO CYBER BLOK A | RMU 2S + 2F | RMU 2S + 2F |  |  | PE 22.80 APT NEO CYBER BLOK A | ATTACHED |  | 11 kV | 2011-11-06 | PE BARU | 0
27165868 | TNB | DISTRIBUTION | WP PUTRAJAYA & CYBERJAYA | Existing | VCBJ/PCE/J22731 | SS 22.73 - HP IT CAMPUS F1 | CB 3S | CB |  |  | SS 22.73 - HP IT CAMPUS F1 | ATTACHED |  | 11 kV | 16/05/2010 |  | 0
36933206 | TNB | DISTRIBUTION | WP PUTRAJAYA & CYBERJAYA | Existing | VCBJ/PCE/J21611 | PE 21.61 MPS F1 | RMU 2S + 2F | RMU 2S + 2F |  |  | PE 21.61 MPS F1 | INDOOR QUAD |  | 11/0.415 kV | 23/02/2008 |  | 0
36958762 | TNB | DISTRIBUTION | WP PUTRAJAYA & CYBERJAYA | Existing | VCBJ/PCE/J21712 | PE 21.71 CAR PARK IT PARK F2 | CB 3S | CB |  |  | PE 21.71 CAR PARK IT PARK F2 | ATTACHED |  | 11 kV | 23/12/2010 |  | 0
36958767 | TNB | DISTRIBUTION | WP PUTRAJAYA & CYBERJAYA | Existing | VCBJ/PCE/J21702 | SS 21.70 - IT PARK BLOK I & J F2 | CB 3S | CB |  |  | SS 21.70 - IT PARK BLOK I & J F2 | ATTACHED |  | 11 kV | 23/12/2010 |  | 0
36959019 | TNB | DISTRIBUTION | WP PUTRAJAYA & CYBERJAYA | Existing | VCBJ/PCE/J21701 | SS 21.70 - IT PARK BLOK I & J F1 | CB 3S | CB |  |  | SS 21.70 - IT PARK BLOK I & J F1 | ATTACHED |  | 11 kV | 23/12/2010 |  | 0
36959282 | TNB | DISTRIBUTION | WP PUTRAJAYA & CYBERJAYA | Existing | VCBJ/PCE/J21711 | PE 21.71 CAR PARK IT PARK F1 | CB 3S | CB |  |  | PE 21.71 CAR PARK IT PARK F1 | ATTACHED |  | 11 kV | 23/12/2010 |  | 0
41128862 | TNB | DISTRIBUTION | WP PUTRAJAYA & CYBERJAYA | Existing | VCBJ/PCE/J21722 | SS 21.72 JOYFUL F2 | CB 3S | CB |  |  | SS 21.72 JOYFUL F2 | ATTACHED |  | 11 kV | 2010-06-08 | PE BARU | 0
41128932 | TNB | DISTRIBUTION | WP PUTRAJAYA & CYBERJAYA | Existing | VCBJ/PCE/J00155 | D-CBJ-C16-0532 | RMU 2S + 1F | RMU 2S + 1F |  |  | D-CBJ-C16-0532 | ATTACHED |  | 11 kV |  | PE 21.39 (PS 6A) | 0
41128937 | TNB | DISTRIBUTION | WP PUTRAJAYA & CYBERJAYA | Existing | VCBJ/PCE/J21672 | SS 21.67 BLOK D IT PARK F2 | CB 3S | CB |  |  | SS 21.67 BLOK D IT PARK F2 | ATTACHED |  | 11 kV | 2009-12-11 |  | 0
42811359 | TNB | DISTRIBUTION | WP PUTRAJAYA & CYBERJAYA | Existing | VCBJ/PCE/J22781 | SS 22.78 LHDN F1 | CB 3S | CB |  |  | SS 22.78 LHDN F1 | ATTACHED |  | 11 kV | 2010-03-10 |  | 0
45144876 | TNB | DISTRIBUTION | WP PUTRAJAYA & CYBERJAYA | Existing | VCBJ/PCE/J22022 | SS 22.02 TELEKOM CBJ 2 F2 | RMU 3S | RMU 3S |  |  | SS 22.02 TELEKOM CBJ 2 F2 | ATTACHED |  | 11 kV | 1999-12-04 |  | 0
46203440 | TNB | DISTRIBUTION | WP PUTRAJAYA & CYBERJAYA | Existing | VCBJ/PCE/J23012 | PE 23.01 PS 2-9 F2 | RMU 2S + 1F | RMU 2S + 1F |  |  | PE 23.01 PS 2-9 F2 | ATTACHED SINGLE |  | 11/0.415 kV | 2006-12-12 |  | 0
46337132 | TNB | DISTRIBUTION | WP PUTRAJAYA & CYBERJAYA | Existing | VPTJ/PCE/J09152 | PE 9.15 APT 6D (EFI) (F2) | RMU 2S + 1F | RMU 2S + 1F |  |  | PE 9.15 APT 6D (EFI) (F2) | ATTACHED DOUBLE |  | 11/0.415 kV | 2002-12-07 |  | 0
49136242 | TNB | DISTRIBUTION | WP PUTRAJAYA & CYBERJAYA | Existing | VPTJ/PCE/J01052 | SS 1.05 JPM B5 (F2) | RMU 2S + 2F | RMU 2S + 1F |  |  | SS 1.05 JPM B5 (F2) | ATTACHED |  | 11 kV | 29/07/1999 |  | 0
49140536 | TNB | DISTRIBUTION | WP PUTRAJAYA & CYBERJAYA | Existing | VPTJ/PCE/J01062 | SS 1.06 JPM B6 JPM B7 (F2) | RMU 2S + 2F | RMU 2S + 2F |  |  | SS 1.06 JPM B6 JPM B7 (F2) | ATTACHED |  | 11 kV | 20/05/1999 |  | 0
49479857 | TNB | DISTRIBUTION | WP PUTRAJAYA & CYBERJAYA | Existing | VPTJ/PCE/J01101 | SS 1.10 C2 (F1) | RMU 2S + 1F | RMU 2S + 1F |  |  | SS 1.10 C2 (F1) | ATTACHED |  | 11 kV | 1999-11-09 |  | 0
49484056 | TNB | DISTRIBUTION | WP PUTRAJAYA & CYBERJAYA | Existing | VPTJ/PCE/J01111 | SS 1.11 C1 (F1) | RMU 2S + 1F | RMU 2S + 1F |  |  | SS 1.11 C1 (F1) | ATTACHED |  | 11 kV | 1999-11-09 |  | 0
49496938 | TNB | DISTRIBUTION | WP PUTRAJAYA & CYBERJAYA | Existing | VPTJ/PCE/J01122 | SS 1.12 C7 (F2) | RMU 2S + 1F | RMU 2S + 1F |  |  | SS 1.12 C7 (F2) | ATTACHED |  | 11 kV | 1999-11-09 |  | 0
49505526 | TNB | DISTRIBUTION | WP PUTRAJAYA & CYBERJAYA | Existing | VPTJ/PCE/J01132 | SS 1.13 C6 (F2) | RMU 2S + 1F | RMU 2S + 1F |  |  | SS 1.13 C6 (F2) | ATTACHED |  | 11 kV | 1999-10-09 |  | 0
49526996 | TNB | DISTRIBUTION | WP PUTRAJAYA & CYBERJAYA | Existing | VPTJ/PCE/J01142 | SS 1.14 C5 (F2) | RMU 2S + 1F | RMU 2S + 1F |  |  | SS 1.14 C5 (F2) | ATTACHED |  | 11 kV | 1999-10-09 |  | 0
51523718 | TNB | DISTRIBUTION | WP PUTRAJAYA & CYBERJAYA | Existing | VCBJ/PCE/J21151 | PE 21.15 SATELIT TELEKOM CBJ 3 F1 | RMU 2S + 1F | RMU 2S + 1F |  |  | PE 21.15 SATELIT TELEKOM CBJ 3 F1 | INDOOR DOUBLE CHAMBER |  | 11/0.415 kV | 17/07/2002 |  | 0
51575888 | TNB | DISTRIBUTION | WP PUTRAJAYA & CYBERJAYA | Existing | VCBJ/PCE/J22202 | SS 22.20 FSBM (AXIS EUREKA) F2 | CB 3S | CB |  |  | SS 22.20 FSBM (AXIS EUREKA) F2 | ATTACHED |  | 11 kV | 30/11/2011 |  | 0
51576924 | TNB | DISTRIBUTION | WP PUTRAJAYA & CYBERJAYA | Existing | VCBJ/PCE/J22812 | PE 22.81 AMD F2 | RMU 3S | RMU 3S |  |  | PE 22.81 AMD F2 | ATTACHED |  | 11/0.415 kV | 20/08/2011 |  | 0
51577912 | TNB | DISTRIBUTION | WP PUTRAJAYA & CYBERJAYA | Existing | VCBJ/PCE/J22742 | PE 22.74 KWDI 3 F2 | RMU 2S + 1F | RMU 2S + 1F |  |  | PE 22.74 KWDI 3 F2 | INDOOR DOUBLE CHAMBER |  | 11/0.415 kV | 20/12/2010 | PE BARU | 0
51578803 | TNB | DISTRIBUTION | WP PUTRAJAYA & CYBERJAYA | Existing | VCBJ/PCE/J22751 | PE 22.75 KWDI 4 F1 | RMU 2S + 1F | RMU 2S + 1F |  |  | PE 22.75 KWDI 4 F1 | INDOOR DOUBLE CHAMBER |  | 11/0.415 kV | 20/12/2010 |  | 0
51579442 | TNB | DISTRIBUTION | WP PUTRAJAYA & CYBERJAYA | Existing | VCBJ/PCE/J22991 | SS 22.99 PEJ PUSAT MAKLUMAT F1 | RMU 3S | RMU 3S |  |  | SS 22.99 PEJ PUSAT MAKLUMAT F1 | INDOOR DOUBLE CHAMBER |  | 11/0.415 kV | 24/02/2013 |  | 0
51579525 | TNB | DISTRIBUTION | WP PUTRAJAYA & CYBERJAYA | Existing | VCBJ/PCE/J22992 | SS 22.99 PEJ PUSAT MAKLUMAT F2 | RMU 3S | RMU 3S |  |  | SS 22.99 PEJ PUSAT MAKLUMAT F2 | INDOOR DOUBLE CHAMBER |  | 11/0.415 kV | 24/02/2013 |  | 0
53155426 | TNB | DISTRIBUTION | WP PUTRAJAYA & CYBERJAYA | Existing | VPTJ/PCE/J01492 | SS 1.49 E12 F2) | CB + 1 TX | CB + 1 TX |  |  | SS 1.49 E12 F2) | ATTACHED |  | 11 kV | 2003-06-08 |  | 0
53481770 | TNB | DISTRIBUTION | WP PUTRAJAYA & CYBERJAYA | Existing | VPTJ/PCE/J01452 | SS 1.45 E8 (F2) | CB + 1 TX | CB + 1 TX |  |  | SS 1.45 E8 (F2) | ATTACHED |  | 11 kV | 2003-06-08 |  | 0
57835973 | TNB | DISTRIBUTION | WP PUTRAJAYA & CYBERJAYA | Existing | VPTJ/PCE/J11432 | PE 11.43 SEK. MEN. FASA 2 (F2) | RMU 2S + 1F | RMU 2S + 1F |  |  | PE 11.43 SEK. MEN. FASA 2 (F2) | INDOOR DOUBLE CHAMBER |  | 11/0.415 kV | 15/11/2007 | KOMPLEKS SEK MEN FASA 2 PRESINT 11 | 0
58094118 | TNB | DISTRIBUTION | WP PUTRAJAYA & CYBERJAYA | Existing | VCBJ/PCE/J21572 | PE 21.57 CLUB HOUSE F2 | RMU 2S+1F | RMU 2S + 1F |  |  | PE 21.57 CLUB HOUSE F2 | INDOOR DOUBLE CHAMBER |  | 11/0.415 kV | 17/11/2007 |  | 0
58385518 | TNB | DISTRIBUTION | WP PUTRAJAYA & CYBERJAYA | Existing | VPTJ/PCE/J02092 | SS 2.09 MOF 2G1 (F2) | CB 3S | CB |  |  | SS 2.09 MOF 2G1 (F2) | ATTACHED |  | 11 kV | 2002-05-02 |  | 0
59063979 | TNB | DISTRIBUTION | WP PUTRAJAYA & CYBERJAYA | Existing | VPTJ/PCE/J06012 | PE 6.01 GRAND STAND (F2) | RMU | RMU 2S + 1F |  |  | PE 6.01 GRAND STAND (F2) | INDOOR DOUBLE CHAMBER |  | 11/0.415 kV | 2005-08-12 |  | 0
59189053 | TNB | DISTRIBUTION | WP PUTRAJAYA & CYBERJAYA | Existing | VCBJ/PCE/J21562 | SS 21.56 MEASAT ASTRO F2 | CB 3S | CB |  |  | SS 21.56 MEASAT ASTRO F2 | ATTACHED |  | 11 kV | 23/08/2005 |  | 0
59438685 | TNB | DISTRIBUTION | WP PUTRAJAYA & CYBERJAYA | Existing | VPTJ/PCE/J08232 | PE 8.23 PS8 (F2) | RMU | RMU 2S + 1F |  |  | PE 8.23 PS8 (F2) | INDOOR DOUBLE CHAMBER |  | 11/0.415 kV | 30/07/2002 |  | 0
60622720 | TNB | DISTRIBUTION | WP PUTRAJAYA & CYBERJAYA | Existing | VCBJ/PCE/J21132 | PE 21.13 CYBERVIEW NO. 2 ( MDC ) F2 | RMU 2S + 1F | RMU 2S + 1F |  |  | PE 21.13 CYBERVIEW NO. 2 ( MDC ) F2 | INDOOR DOUBLE CHAMBER |  | 11/0.415 kV | 2002-05-01 |  | 0
61039210 | TNB | DISTRIBUTION | WP PUTRAJAYA & CYBERJAYA | Existing | VCBJ/PCE/J22912 | PE 22.91 SOHO F2 | RMU 2S + 1F | RMU 2S + 1F |  |  | PE 22.91 SOHO F2 | ATTACHED |  | 11/0.415 kV | 2012-01-07 |  | 0
61039297 | TNB | DISTRIBUTION | WP PUTRAJAYA & CYBERJAYA | Existing | VCBJ/PCE/J22911 | PE 22.91 SOHO F1 | RMU 2S + 1F | RMU 2S + 1F |  |  | PE 22.91 SOHO F1 | ATTACHED |  | 11/0.415 kV | 2012-01-07 |  | 0
61107918 | TNB | DISTRIBUTION | WP PUTRAJAYA & CYBERJAYA | Existing | VCBJ/PCE/J22921 | PE 22.92 PRIMA 12 | RMU 2S + 1F | RMU 2S + 1F |  |  | PE 22.92 PRIMA 12 | INDOOR SINGLE CHAMBER |  | 11 kV | 20/06/2012 |  | 0
61323093 | TNB | DISTRIBUTION | WP PUTRAJAYA & CYBERJAYA | Existing | VCBJ/PCE/J21671 | SS 21.67 BLOK D IT PARK F1 | CB 3S | CB |  |  | SS 21.67 BLOK D IT PARK F1 | ATTACHED |  | 11 kV | 2009-12-11 |  | 0
62117004 | TNB | DISTRIBUTION | WP PUTRAJAYA & CYBERJAYA | Existing | VPTJ/PCE/J02042 | PE 2.04 W.F PROMENADE (F2) | RMU 2S + 1F | RMU 2S + 1F |  |  | PE 2.04 W.F PROMENADE (F2) | INDOOR DOUBLE CHAMBER |  | 11/0.415 kV | 30/01/2003 | WATERFRONT PROMENADE | 0
62155650 | TNB | DISTRIBUTION | WP PUTRAJAYA & CYBERJAYA | Existing | VPTJ/PCE/J08032 | PE 8.03 SEK REN (EFI) (F2) | RMU 2S + 1F | RMU 2S + 1F |  |  | PE 8.03 SEK REN (EFI) (F2) | INDOOR DOUBLE CHAMBER |  | 11/0.415 kV | 16/11/1999 |  | 0
62164247 | TNB | DISTRIBUTION | WP PUTRAJAYA & CYBERJAYA | Existing | VPTJ/PCE/J08042 | PE 8.04 SEK MEN (F2) | RMU 2S + 1F | RMU 2S + 1F |  |  | PE 8.04 SEK MEN (F2) | INDOOR DOUBLE CHAMBER |  | 11/0.415 kV | 16/11/1999 |  | 0
62177120 | TNB | DISTRIBUTION | WP PUTRAJAYA & CYBERJAYA | Existing | VPTJ/PCE/J08052 | PE 8.05 APT FASA 4A (B1) (F2) | CB + 1 TX | CB + 1 TX |  |  | PE 8.05 APT FASA 4A (B1) (F2) | INDOOR DOUBLE CHAMBER |  | 11/0.415 kV | 1999-07-12 |  | 0
62185709 | TNB | DISTRIBUTION | WP PUTRAJAYA & CYBERJAYA | Existing | VPTJ/PCE/J08062 | PE 8.06 DEWAN SERBAGUNA (EFI) (F2) | RMU 2S + 1F | RMU 2S + 1F |  |  | PE 8.06 DEWAN SERBAGUNA (EFI) (F2) | INDOOR DOUBLE CHAMBER |  | 11/0.415 kV | 18/09/2000 |  | 0
62194297 | TNB | DISTRIBUTION | WP PUTRAJAYA & CYBERJAYA | Existing | VPTJ/PCE/J08112 | PE 8.11 JLN P8E TERES (EFI) (F2) | RMU 2S + 1F | RMU 2S + 1F |  |  | PE 8.11 JLN P8E TERES (EFI) (F2) | INDOOR DOUBLE CHAMBER |  | 11/0.415 kV | 27/03/2002 |  | 0
62198591 | TNB | DISTRIBUTION | WP PUTRAJAYA & CYBERJAYA | Existing | VPTJ/PCE/J08252 | PE 8.25 ISTANA DARUL EHSAN (F2) | RMU 2S + 1F | RMU 2S + 1F |  |  | PE 8.25 ISTANA DARUL EHSAN (F2) | INDOOR DOUBLE CHAMBER |  | 11/0.415 kV | 28/05/2003 |  | 0
62202885 | TNB | DISTRIBUTION | WP PUTRAJAYA & CYBERJAYA | Existing | VPTJ/PCE/J08072 | PE 8.07 APT FASA 4B (B2) (F2) | RMU 2S + 1F | RMU 2S + 1F |  |  | PE 8.07 APT FASA 4B (B2) (F2) | INDOOR DOUBLE CHAMBER |  | 11/0.415 kV | 1999-09-12 |  | 0
62271589 | TNB | DISTRIBUTION | WP PUTRAJAYA & CYBERJAYA | Existing | VPTJ/PCE/J08021 | PE 8.02 P8A SEMI D (F1) | RMU 2S + 1F | RMU 2S + 1F |  |  | PE 8.02 P8A SEMI D (F1) | INDOOR DOUBLE CHAMBER |  | 11/0.415 kV | 2000-05-03 |  | 0
62288779 | TNB | DISTRIBUTION | WP PUTRAJAYA & CYBERJAYA | Existing | VCBJ/PCE/J21961 | PE 21.96 SUBANG ALAM | RMU 2S + 2F | RMU 2S + 2F |  |  | PE 21.96 SUBANG ALAM | INDOOR SINGLE CHAMBER |  | 11/0.415 kV | 22/02/2013 |  | 0
62293059 | TNB | DISTRIBUTION | WP PUTRAJAYA & CYBERJAYA | Existing | VPTJ/PCE/J08091 | PE 8.09 JLN P8E2TERES (F1) | RMU 2S + 1F | RMU 2S + 1F |  |  | PE 8.09 JLN P8E2TERES (F1) | INDOOR DOUBLE CHAMBER |  | 11/0.415 kV | 21/06/2004 |  | 0
62297353 | TNB | DISTRIBUTION | WP PUTRAJAYA & CYBERJAYA | Existing | VPTJ/PCE/J08191 | PE 8.19 APT A (EFI) (F1) | RMU | RMU 2S + 1F |  |  | PE 8.19 APT A (EFI) (F1) | ATTACHED DOUBLE |  | 11/0.415 kV | 13/11/2002 | APARTMENT D | 0
62310235 | TNB | DISTRIBUTION | WP PUTRAJAYA & CYBERJAYA | Existing | VPTJ/PCE/J08202 | PE 8.20 APT D (F2) | RMU | RMU 2S + 1F |  |  | PE 8.20 APT D (F2) | ATTACHED DOUBLE |  | 11/0.415 kV | 13/11/2002 | APARTMEN A (PUTRAJAYA) | 0
62323117 | TNB | DISTRIBUTION | WP PUTRAJAYA & CYBERJAYA | Existing | VPTJ/PCE/J09012 | PE 9.01 APT 4A (EFI) (F2) | RMU 2S + 1F | RMU 2S + 1F |  |  | PE 9.01 APT 4A (EFI) (F2) | ATTACHED DOUBLE |  | 11/0.415 kV | 2000-11-10 |  | 0
62344587 | TNB | DISTRIBUTION | WP PUTRAJAYA & CYBERJAYA | Existing | VPTJ/PCE/J09032 | PE 9.03 APT 3C (F2) | RMU 2S + 1F | RMU 2S + 1F |  |  | PE 9.03 APT 3C (F2) | ATTACHED DOUBLE |  | 11/0.415 kV | 2000-09-11 |  | 0
62370351 | TNB | DISTRIBUTION | WP PUTRAJAYA & CYBERJAYA | Existing | VPTJ/PCE/J09382 | PE 9.38 P'PURI BLOK A3 (F2) | RMU | RMU 2S + 1F |  |  | PE 9.38 P'PURI BLOK A3 (F2) | ATTACHED DOUBLE |  | 11/0.415 kV | 22/07/2007 |  | 0
62383233 | TNB | DISTRIBUTION | WP PUTRAJAYA & CYBERJAYA | Existing | VPTJ/PCE/J09372 | PE 9.37 P'PURI BLOK A1 (EFI) (F2) | RMU | RMU 2S + 1F |  |  | PE 9.37 P'PURI BLOK A1 (EFI) (F2) | ATTACHED DOUBLE |  | 11/0.415 kV | 22/07/2007 |  | 0
62387607 | TNB | DISTRIBUTION | WP PUTRAJAYA & CYBERJAYA | Existing | VPTJ/PCE/J09322 | PE 9.32 P'PURI BLOK B3 (F2) | RMU | RMU 2S + 1F |  |  | PE 9.32 P'PURI BLOK B3 (F2) | ATTACHED DOUBLE |  | 11/0.415 kV | 24/08/2005 | PERUMAHAN PENJAWAT AWAM FASA 8 | 0
62396115 | TNB | DISTRIBUTION | WP PUTRAJAYA & CYBERJAYA | Existing | VPTJ/PCE/J09332 | PE 9.33 P'PURI BLOK B1 (EFI) (F2) | RMU | RMU 2S + 1F |  |  | PE 9.33 P'PURI BLOK B1 (EFI) (F2) | ATTACHED DOUBLE |  | 11/0.415 kV | 24/08/2005 |  | 0
62409076 | TNB | DISTRIBUTION | WP PUTRAJAYA & CYBERJAYA | Existing | VPTJ/PCE/J09342 | PE 9.34 P'PURI BLOK A3 (F2) | RMU | RMU 2S + 1F |  |  | PE 9.34 P'PURI BLOK A3 (F2) | ATTACHED DOUBLE |  | 11/0.415 kV | 24/08/2005 |  | 0
62413291 | TNB | DISTRIBUTION | WP PUTRAJAYA & CYBERJAYA | Existing | VPTJ/PCE/J09352 | PE 9.35 P'PURI BLOK A1 (EFI) (F2) | RMU | RMU 2S + 1F |  |  | PE 9.35 P'PURI BLOK A1 (EFI) (F2) | ATTACHED DOUBLE |  | 11/0.415 kV | 24/08/2005 |  | 0
62417585 | TNB | DISTRIBUTION | WP PUTRAJAYA & CYBERJAYA | Existing | VPTJ/PCE/J09432 | PE 9.43 P'PURI P7 BLOK A1 (F2) | RMU | RMU 2S + 1F |  |  | PE 9.43 P'PURI P7 BLOK A1 (F2) | ATTACHED DOUBLE |  | 11/0.415 kV | 23/02/2008 |  | 0
62421879 | TNB | DISTRIBUTION | WP PUTRAJAYA & CYBERJAYA | Existing | VPTJ/PCE/J09442 | PE 9.44 P'PURI P7 BLOK A2 (EFI) (F2) | RMU | RMU 2S + 1F |  |  | PE 9.44 P'PURI P7 BLOK A2 (EFI) (F2) | ATTACHED DOUBLE |  | 11/0.415 kV | 23/02/2008 |  | 0
62426177 | TNB | DISTRIBUTION | WP PUTRAJAYA & CYBERJAYA | Existing | VPTJ/PCE/J09452 | PE 9.45 P'PURI P7 BLOK B1 (F2) | RMU | RMU 2S + 1F |  |  | PE 9.45 P'PURI P7 BLOK B1 (F2) | ATTACHED DOUBLE |  | 11/0.415 kV | 23/02/2008 |  | 0
62430467 | TNB | DISTRIBUTION | WP PUTRAJAYA & CYBERJAYA | Existing | VPTJ/PCE/J09462 | PE 9.46 P'PURI P7 BLOK B3 (EFI) (F2) | RMU | RMU 2S + 1F |  |  | PE 9.46 P'PURI P7 BLOK B3 (EFI) (F2) | ATTACHED DOUBLE |  | 11/0.415 kV | 23/02/2008 |  | 0
62451937 | TNB | DISTRIBUTION | WP PUTRAJAYA & CYBERJAYA | Existing | VPTJ/PCE/J09212 | PE 9.21 P9D/1 TERES (F2) | CB | CB + 1 TX |  |  | PE 9.21 P9D/1 TERES (F2) | INDOOR DOUBLE CHAMBER |  | 11/0.415 kV | 2001-03-08 |  | 0
62460526 | TNB | DISTRIBUTION | WP PUTRAJAYA & CYBERJAYA | Existing | VPTJ/PCE/J09232 | PE 9.23 FLAT D (F2) | CB | CB + 1 TX |  |  | PE 9.23 FLAT D (F2) | ATTACHED DOUBLE |  | 11/0.415 kV | 2001-10-10 |  | 0
62503465 | TNB | DISTRIBUTION | WP PUTRAJAYA & CYBERJAYA | Existing | VPTJ/PCE/J09252 | PE 9.25 FLAT A (F2) | RMU | RMU 2S + 1F |  |  | PE 9.25 FLAT A (F2) | ATTACHED DOUBLE |  | 11/0.415 kV | 2001-08-08 |  | 0
62512053 | TNB | DISTRIBUTION | WP PUTRAJAYA & CYBERJAYA | Existing | VPTJ/PCE/J09262 | PE 9.26 FLAT B (F2) | RMU | RMU 2S + 1F |  |  | PE 9.26 FLAT B (F2) | ATTACHED DOUBLE |  | 11/0.415 kV | 2001-08-08 |  | 0
62516349 | TNB | DISTRIBUTION | WP PUTRAJAYA & CYBERJAYA | Existing | VPTJ/PCE/J09302 | PE 9.30 SEK REN FASA 2 (F2) | RMU | RMU 2S + 1F |  |  | PE 9.30 SEK REN FASA 2 (F2) | INDOOR DOUBLE CHAMBER |  | 11/0.415 kV | 23/06/2004 |  | 0
62520641 | TNB | DISTRIBUTION | WP PUTRAJAYA & CYBERJAYA | Existing | VPTJ/PCE/J09362 | PE 9.36 SEK MEN FASA 3 (F2) | RMU | RMU 2S + 1F |  |  | PE 9.36 SEK MEN FASA 3 (F2) | INDOOR DOUBLE CHAMBER |  | 11/0.415 kV | 2006-10-11 | KONTARKTOR : PENCAWANG : HANITEK SDN.BHD KABEL HT : DATA GERAKAN SDN.BHD JOINT S/T : 3M MALAYSIA SDN.BHD TERMINATION HT : 3M MALAYSIA SDN.BHD TERMINATOIN LV : SRS ENGENEERING SDN.BHD | 0
62529365 | TNB | DISTRIBUTION | WP PUTRAJAYA & CYBERJAYA | Existing | VPTJ/PCE/J09311 | PE 9.31 RUMAH TERES (EFI) (F1) | RMU | RMU 2S + 1F |  |  | PE 9.31 RUMAH TERES (EFI) (F1) | INDOOR DOUBLE CHAMBER |  | 11/0.415 kV | 15/10/2004 |  | 0
62559287 | TNB | DISTRIBUTION | WP PUTRAJAYA & CYBERJAYA | Existing | VPTJ/PCE/J10012 | SS 10.01 PMR (F2) | CB | CB |  |  | SS 10.01 PMR (F2) | ATTACHED |  | 11 kV | 1999-10-02 |  | 0
62567875 | TNB | DISTRIBUTION | WP PUTRAJAYA & CYBERJAYA | Existing | VPTJ/PCE/J10021 | PE 10.02 INSIDE PPU2 (F1) | RMU 2S + 1F | RMU 2S + 1F |  |  | PE 10.02 INSIDE PPU2 (F1) | INDOOR DOUBLE CHAMBER |  | 11/0.415 kV | 15/02/2000 |  | 0
62572169 | TNB | DISTRIBUTION | WP PUTRAJAYA & CYBERJAYA | Existing | VPTJ/PCE/J10032 | PE 10.03 P10 C BANGLOW (F2) | RMU 2S + 1F | RMU 2S + 1F |  |  | PE 10.03 P10 C BANGLOW (F2) | INDOOR DOUBLE CHAMBER |  | 11/0.415 kV | 2000-01-06 |  | 0
62580757 | TNB | DISTRIBUTION | WP PUTRAJAYA & CYBERJAYA | Existing | VPTJ/PCE/J11282 | PE 11.28 APT ZON 6B (F2) | RMU 4S+4F | RMU 2S+2F |  |  | PE 11.28 APT ZON 6B (F2) | INDOOR DOUBLE CHAMBER |  | 11/0.415 kV | 2009-03-09 |  | 0
62585053 | TNB | DISTRIBUTION | WP PUTRAJAYA & CYBERJAYA | Existing | VPTJ/PCE/J11362 | PE 11.36 P11 K/13 TERES (F2) | RMU 4S+2F | RMU 2S+1F (A) |  |  | PE 11.36 P11 K/13 TERES (F2) | INDOOR DOUBLE CHAMBER |  | 11/0.415 kV | 2003-05-12 |  | 0
62589367 | TNB | DISTRIBUTION | WP PUTRAJAYA & CYBERJAYA | Existing | VPTJ/PCE/J11302 | PE 11.30 SEK REN (EFI) (F2) | RMU | RMU 2S+1F (A) |  |  | PE 11.30 SEK REN (EFI) (F2) | INDOOR DOUBLE CHAMBER |  | 11/0.415 kV | 16/07/2002 |  | 0
62598068 | TNB | DISTRIBUTION | WP PUTRAJAYA & CYBERJAYA | Existing | VCBJ/PCE/J22782 | SS 22.78 LHDN F2 | CB 3S | CB 3 Feeders |  |  | SS 22.78 LHDN F2 | ATTACHED |  | 11 kV | 2010-03-10 | PE BARU | 0
62602229 | TNB | DISTRIBUTION | WP PUTRAJAYA & CYBERJAYA | Existing | VPTJ/PCE/J11452 | PE 11.45 SEK MEN (F2) | RMU 4S+2F | RMU 2S+1F (A) |  |  | PE 11.45 SEK MEN (F2) | INDOOR DOUBLE CHAMBER |  | 11/0.415 kV | 20/05/2004 |  | 0
62610815 | TNB | DISTRIBUTION | WP PUTRAJAYA & CYBERJAYA | Existing | VPTJ/PCE/J11352 | PE 11.35 P11 K/3 TERES (EFI) (F2) | RMU | RMU 2S+1F (A) |  |  | PE 11.35 P11 K/3 TERES (EFI) (F2) | INDOOR DOUBLE CHAMBER |  | 11/0.415 kV | 2003-04-12 |  | 0
62623807 | TNB | DISTRIBUTION | WP PUTRAJAYA & CYBERJAYA | Existing | VPTJ/PCE/J09191 | PE 9.19 P9B1 TERES (F1) | RMU | RMU 2S + 1F |  |  | PE 9.19 P9B1 TERES (F1) | INDOOR DOUBLE CHAMBER |  | 11/0.415 kV | 2001-06-08 |  | 0
62636580 | TNB | DISTRIBUTION | WP PUTRAJAYA & CYBERJAYA | Existing | VPTJ/PCE/J09202 | PE 9.20 P9B1 (EFI) (F2) | RMU | RMU 2S + 1F |  |  | PE 9.20 P9B1 (EFI) (F2) | INDOOR DOUBLE CHAMBER |  | 11/0.415 kV | 29/06/2004 |  | 0
62718167 | TNB | DISTRIBUTION | WP PUTRAJAYA & CYBERJAYA | Existing | VPTJ/PCE/J11181 | PE 11.18 P11 H/1 TERES (EFI) (F1) | RMU 4S+2F | RMU 2S+1F (A) |  |  | PE 11.18 P11 H/1 TERES (EFI) (F1) | INDOOR DOUBLE CHAMBER |  | 11/0.415 kV | 31/01/2003 |  | 0
62735341 | TNB | DISTRIBUTION | WP PUTRAJAYA & CYBERJAYA | Existing | VPTJ/PCE/J11442 | PE 11.44 SEK. REN. FASA 2 (F2) | RMU 2S + 1F | RMU 2S + 1F |  |  | PE 11.44 SEK. REN. FASA 2 (F2) | INDOOR DOUBLE CHAMBER |  | 11/0.415 kV | 15/11/2007 | KOMPLEKS SEK REN FASA 2 PRESINT 11 | 0
62761105 | TNB | DISTRIBUTION | WP PUTRAJAYA & CYBERJAYA | Existing | VPTJ/PCE/J11222 | PE 11.22 ZON 10B (F2) | RMU 2S + 1F | RMU 2S + 1F |  |  | PE 11.22 ZON 10B (F2) | INDOOR DOUBLE CHAMBER |  | 11/0.415 kV | 21/07/2006 |  | 0
62765400 | TNB | DISTRIBUTION | WP PUTRAJAYA & CYBERJAYA | Existing | VPTJ/PCE/J11232 | PE 11.23 TERES ZON 12B (F2) | RMU 2S + 1F | RMU 2S + 1F |  |  | PE 11.23 TERES ZON 12B (F2) | INDOOR DOUBLE CHAMBER |  | 11/0.415 kV | 30/04/2009 |  | 0
62778281 | TNB | DISTRIBUTION | WP PUTRAJAYA & CYBERJAYA | Existing | VPTJ/PCE/J11242 | PE 11.24 TERES ZON 9A (F2) | RMU 2S + 1F | RMU 2S + 1F |  |  | PE 11.24 TERES ZON 9A (F2) | INDOOR DOUBLE CHAMBER |  | 11/0.415 kV | 30/04/2009 |  | 0
62804129 | TNB | DISTRIBUTION | WP PUTRAJAYA & CYBERJAYA | Existing | VPTJ/PCE/J11212 | PE 11.21 PUSAT KEJIRANAN (F2) | RMU 2S + 1F | RMU 2S + 1F |  |  | PE 11.21 PUSAT KEJIRANAN (F2) | INDOOR DOUBLE CHAMBER |  | 11/0.415 kV | 30/05/2006 | KOMPLEKS KEJIRANAN PR.11 | 0
62821221 | TNB | DISTRIBUTION | WP PUTRAJAYA & CYBERJAYA | Existing | VPTJ/PCE/J11402 | PE 11.40 BLOK C (F2) | CB + 1 TX | CB + 1 TX |  |  | PE 11.40 BLOK C (F2) | INDOOR DOUBLE CHAMBER |  | 11/0.415 kV | 17/08/2004 |  | 0
62997375 | TNB | DISTRIBUTION | WP PUTRAJAYA & CYBERJAYA | Existing | VPTJ/PCE/J11422 | PE 11.42 BLOK G (F2) | RMU 2S + 1F | RMU 2S + 1F |  |  | PE 11.42 BLOK G (F2) | INDOOR DOUBLE CHAMBER |  | 11/0.415 kV | 17/08/2004 |  | 0
63001569 | TNB | DISTRIBUTION | WP PUTRAJAYA & CYBERJAYA | Existing | VPTJ/PCE/J15202 | PE 15.20 VISITOR CENTER (F2) | RMU 2S + 1F | RMU 2S + 1F |  |  | PE 15.20 VISITOR CENTER (F2) | INDOOR DOUBLE CHAMBER |  | 11/0.415 kV | 27/04/2004 |  | 0
63027333 | TNB | DISTRIBUTION | WP PUTRAJAYA & CYBERJAYA | Existing | VPTJ/PCE/J15072 | PE 15.07 BLOK D3 (EFI) (F2) | RMU 2S + 1F | RMU 2S + 1F |  |  | PE 15.07 BLOK D3 (EFI) (F2) | ATTACHED DOUBLE |  | 11/0.415 kV | 18/02/2006 |  | 0
63310737 | TNB | DISTRIBUTION | WP PUTRAJAYA & CYBERJAYA | Existing | VCBJ/PCE/J22692 | PE 22.69 KRU STUDIO F2 | RMU 2S + 1F | RMU 2S + 1F |  |  | PE 22.69 KRU STUDIO F2 | INDOOR DOUBLE CHAMBER |  | 11/0.415 kV | 27/01/2010 |  | 0
63336503 | TNB | DISTRIBUTION | WP PUTRAJAYA & CYBERJAYA | Existing | VCBJ/PCE/J21092 | SS 21.09 KOMPLEKS TELEKOM CBJ 1 F2 | RMU 3S | RMU 3S |  |  | SS 21.09 KOMPLEKS TELEKOM CBJ 1 F2 | ATTACHED |  | 11/0.415 kV | 2000-09-03 |  | 0
63589847 | TNB | DISTRIBUTION | WP PUTRAJAYA & CYBERJAYA | Existing | VCBJ/PCE/J21542 | PE 21.54 PS 3 F2 | RMU 2S+1F | RMU 2S + 1F |  |  | PE 21.54 PS 3 F2 | INDOOR DOUBLE CHAMBER |  | 11/0.415 kV | 16/06/2005 |  | 0
63607112 | TNB | DISTRIBUTION | WP PUTRAJAYA & CYBERJAYA | Existing | VCBJ/PCE/J21452 | PE 21.45 CYBERVILLAGE SERENITY 1 F2 | RMU 2S + 1F | RMU 2S + 1F |  |  | PE 21.45 CYBERVILLAGE SERENITY 1 F2 | INDOOR DOUBLE CHAMBER |  | 11/0.415 kV | 30/03/2004 |  | 0
63615611 | TNB | DISTRIBUTION | WP PUTRAJAYA & CYBERJAYA | Existing | VCBJ/PCE/J22482 | PE 22.48 LOT 12082 FASA 1B F2 | RMU 2S + 1F | RMU 2S + 1F |  |  | PE 22.48 LOT 12082 FASA 1B F2 | INDOOR DOUBLE CHAMBER |  | 11/0.415 kV | 19/12/2005 |  | 0
63641375 | TNB | DISTRIBUTION | WP PUTRAJAYA & CYBERJAYA | Existing | VCBJ/PCE/J22212 | PE 22.21 CYBER HEIGHT VILLA F2 | RMU 4S+2F | RMU 2S + 1F |  |  | PE 22.21 CYBER HEIGHT VILLA F2 | INDOOR DOUBLE CHAMBER |  | 11/0.415 kV | 2002-08-05 |  | 0
63662849 | TNB | DISTRIBUTION | WP PUTRAJAYA & CYBERJAYA | Existing | VPTJ/PCE/J01641 | PE 1.64 PEJ HOTEL PZ 10 (F1) | RMU 2S + 1F | RMU 2S + 1F |  |  | PE 1.64 PEJ HOTEL PZ 10 (F1) | INDOOR DOUBLE CHAMBER |  | 11/0.415 kV | 2013-03-02 |  | 0
63663337 | TNB | DISTRIBUTION | WP PUTRAJAYA & CYBERJAYA | Existing | VPTJ/PCE/J01642 | PE 1.64 PEJ HOTEL PZ 10 (F2) | RMU 2S + 1F | RMU 2S + 1F |  |  | PE 1.64 PEJ HOTEL PZ 10 (F2) | INDOOR DOUBLE CHAMBER |  | 11/0.415 kV | 2013-03-02 |  | 0
63783077 | TNB | DISTRIBUTION | WP PUTRAJAYA & CYBERJAYA | Existing | VCBJ/PCE/J22222 | PE 22.22 CYBER HEIGHT VILLA F2 | RMU 2S + 1F | RMU 2S + 1F |  |  | PE 22.22 CYBER HEIGHT VILLA F2 | INDOOR DOUBLE CHAMBER |  | 11/0.415 kV | 2004-12-01 |  | 0
63791665 | TNB | DISTRIBUTION | WP PUTRAJAYA & CYBERJAYA | Existing | VCBJ/PCE/J22252 | PE 22.25 CYBER HEIGHT VILLA F2 | RMU 2S + 1F | RMU 2S + 1F |  |  | PE 22.25 CYBER HEIGHT VILLA F2 | INDOOR DOUBLE CHAMBER |  | 11/0.415 kV | 13/12/2003 |  | 0
63804549 | TNB | DISTRIBUTION | WP PUTRAJAYA & CYBERJAYA | Existing | VCBJ/PCE/J22461 | PE 22.46 TOWN HOUSE F1 | RMU 2S + 1F | RMU 2S + 1F |  |  | PE 22.46 TOWN HOUSE F1 | INDOOR DOUBLE CHAMBER |  | 11/0.415 kV | 27/01/2006 |  | 0
63808843 | TNB | DISTRIBUTION | WP PUTRAJAYA & CYBERJAYA | Existing | VCBJ/PCE/J22452 | PE 22.45 KONDOMINIUM F2 | RMU 2S + 1F | RMU 2S + 1F |  |  | PE 22.45 KONDOMINIUM F2 | INDOOR DOUBLE CHAMBER |  | 11/0.415 kV | 27/01/2006 |  | 0
63826017 | TNB | DISTRIBUTION | WP PUTRAJAYA & CYBERJAYA | Existing | VCBJ/PCE/J21512 | PE 21.51 CONDO C1 F2 | RMU 2S + 1F | RMU 2S + 1F |  |  | PE 21.51 CONDO C1 F2 | INDOOR DOUBLE CHAMBER |  | 11/0.415 kV | 2004-05-10 |  | 0
63838904 | TNB | DISTRIBUTION | WP PUTRAJAYA & CYBERJAYA | Existing | VCBJ/PCE/J21492 | PE 21.49 CONDO B2 F2 | RMU 2S + 1F | RMU 2S + 1F |  |  | PE 21.49 CONDO B2 F2 | INDOOR DOUBLE CHAMBER |  | 11/0.415 kV | 2004-08-01 |  | 0
63847487 | TNB | DISTRIBUTION | WP PUTRAJAYA & CYBERJAYA | Existing | VCBJ/PCE/J21172 | PE 21.17 CONDO A3 CYBERIA F2 | RMU 2S + 1F | RMU 2S + 1F |  |  | PE 21.17 CONDO A3 CYBERIA F2 | INDOOR DOUBLE CHAMBER |  | 11/0.415 kV | 25/11/2001 |  | 0
63856075 | TNB | DISTRIBUTION | WP PUTRAJAYA & CYBERJAYA | Existing | VCBJ/PCE/J21182 | PE 21.18 CONDO A1 CYBERIA F2 | RMU 2S + 1F | RMU 2S + 1F |  |  | PE 21.18 CONDO A1 CYBERIA F2 | INDOOR DOUBLE CHAMBER |  | 11/0.415 kV | 25/11/2001 |  | 0
63886133 | TNB | DISTRIBUTION | WP PUTRAJAYA & CYBERJAYA | Existing | VCBJ/PCE/J21122 | PE 21.12 CYBERIA SMARTHOMES F2 | CB 3S | CB + 1 TX |  |  | PE 21.12 CYBERIA SMARTHOMES F2 | ATTACHED SINGLE |  | 11/0.415 kV | 21/05/2001 |  | 0
63890427 | TNB | DISTRIBUTION | WP PUTRAJAYA & CYBERJAYA | Existing | VCBJ/PCE/J21161 | PE 21.16 SMART HOMES F1 | RMU 2S + 1F | RMU 2S + 1F |  |  | PE 21.16 SMART HOMES F1 | INDOOR DOUBLE CHAMBER |  | 11/0.415 kV | 27/09/2004 |  | 0
63894722 | TNB | DISTRIBUTION | WP PUTRAJAYA & CYBERJAYA | Existing | VCBJ/PCE/J21142 | PE 21.14 PUSAT REKREASI SMART HOME F2 | RMU 2S + 1F | RMU 2S + 1F |  |  | PE 21.14 PUSAT REKREASI SMART HOME F2 | INDOOR DOUBLE CHAMBER |  | 11/0.415 kV | 2003-05-06 |  | 0
63911976 | TNB | DISTRIBUTION | WP PUTRAJAYA & CYBERJAYA | Existing | VCBJ/PCE/J22101 | PE 22.10 D' MELOR F1 | RMU 2S + 1F | RMU 2S + 1F |  |  | PE 22.10 D' MELOR F1 | ATTACHED |  | 11/0.415 kV | 24/03/2001 |  | 0
63916191 | TNB | DISTRIBUTION | WP PUTRAJAYA & CYBERJAYA | Existing | VCBJ/PCE/J22342 | PE 22.34 STREET MALL 2 F2 | RMU 2S + 1F | RMU 2S + 1F |  |  | PE 22.34 STREET MALL 2 F2 | ATTACHED DOUBLE |  | 11/0.415 kV | 17/05/2004 |  | 0
63924863 | TNB | DISTRIBUTION | WP PUTRAJAYA & CYBERJAYA | Existing | VCBJ/PCE/J22622 | PE 22.62 8 BLOK KEDAI PEJ 2B F2 | RMU 2S + 1F | RMU 2S + 1F |  |  | PE 22.62 8 BLOK KEDAI PEJ 2B F2 | INDOOR DOUBLE CHAMBER |  | 11/0.415 kV | 29/04/2009 |  | 0
63929073 | TNB | DISTRIBUTION | WP PUTRAJAYA & CYBERJAYA | Existing | VCBJ/PCE/J22612 | PE 22.61 8 BLOK KEDAI PEJ 2A F2 | RMU 2S + 1F | RMU 2S + 1F |  |  | PE 22.61 8 BLOK KEDAI PEJ 2A F2 | INDOOR DOUBLE CHAMBER |  | 11/0.415 kV | 29/04/2009 | 8 BLLOK KEDAI PEJABAT NO 1 | 0
63933367 | TNB | DISTRIBUTION | WP PUTRAJAYA & CYBERJAYA | Existing | VCBJ/PCE/J22522 | PE 22.52 58 UNITS SHOP LOT F2 | RMU 2S + 2F | RMU 2S + 2F |  |  | PE 22.52 58 UNITS SHOP LOT F2 | INDOOR DOUBLE CHAMBER |  | 11/0.415 kV | 2008-03-01 |  | 0
63937661 | TNB | DISTRIBUTION | WP PUTRAJAYA & CYBERJAYA | Existing | VCBJ/PCE/J22312 | SS 22.31 CSF F2 | CB 3S | CB |  |  | SS 22.31 CSF F2 | ATTACHED |  | 11 kV | 19/05/2003 |  | 0
63941955 | TNB | DISTRIBUTION | WP PUTRAJAYA & CYBERJAYA | Existing | VCBJ/PCE/J22662 | SS 22.66 PRIMA 9 F2 | CB 3S | CB |  |  | SS 22.66 PRIMA 9 F2 | INDOOR DOUBLE CHAMBER |  | 11/0.415 kV | 23/03/2009 | PRIMA 9 BLOCK 3547 | 0
63946249 | TNB | DISTRIBUTION | WP PUTRAJAYA & CYBERJAYA | Existing | VCBJ/PCE/J22602 | SS 22.60 SATYAM F2 | CB 3S | CB |  |  | SS 22.60 SATYAM F2 | ATTACHED |  | 11 kV | 24/12/2008 |  | 0
63989189 | TNB | DISTRIBUTION | WP PUTRAJAYA & CYBERJAYA | Existing | VPTJ/PCE/J05102 | SS 5.10 HOTEL ALAM WARISAN (F2) | CB | CB |  |  | SS 5.10 HOTEL ALAM WARISAN (F2) | ATTACHED |  | 11 kV | 2008-12-08 |  | 0
64002070 | TNB | DISTRIBUTION | WP PUTRAJAYA & CYBERJAYA | Existing | VCBJ/PCE/J22861 | PE 22.86 NEO CYBER BLOK D | RMU 2S + 2F | RMU 2S + 1F |  |  | PE 22.86 NEO CYBER BLOK D | COMPACT SUBS |  | 11/0.415 kV | 19/05/2012 |  | 0
64006365 | TNB | DISTRIBUTION | WP PUTRAJAYA & CYBERJAYA | Existing | VCBJ/PCE/J22402 | PE 22.40 POLIS CJ F2 | RMU 2S+1F | RMU 2S+1F (B) |  |  | PE 22.40 POLIS CJ F2 | INDOOR DOUBLE CHAMBER |  | 11/0.415 kV | 15/03/2005 |  | 0
64015579 | TNB | DISTRIBUTION | WP PUTRAJAYA & CYBERJAYA | Existing | VPTJ/PCE/J11692 | PE 11.69 ZON 10A (F2) | RMU 2S + 1F | RMU 2S + 1F |  |  | PE 11.69 ZON 10A (F2) | INDOOR DOUBLE CHAMBER |  | 11/0.415 kV | 23/11/2011 | PE BARU | 0
64023692 | TNB | DISTRIBUTION | WP PUTRAJAYA & CYBERJAYA | Existing | VCBJ/PCE/J22762 | PE 22.76 - STP B F2 | RMU 2S + 1F | RMU 2S + 1F |  |  | PE 22.76 - STP B F2 | INDOOR DOUBLE CHAMBER |  | 11/0.415 kV | 2010-03-06 |  | 0
64126596 | TNB | DISTRIBUTION | WP PUTRAJAYA & CYBERJAYA | Existing | VCBJ/PCE/J21891 | PE 21.89 MYVILLA P2 PARCEL B | RMU 2S+1F | RMU 2S+1F (A) |  |  | PE 21.89 MYVILLA P2 PARCEL B | ATTACHED SINGLE |  | 11/0.415 kV | 23/05/2012 |  | 0
64126676 | TNB | DISTRIBUTION | WP PUTRAJAYA & CYBERJAYA | Existing | VCBJ/PCE/J21881 | PE 21.88 MYVILLA P2 PARCEL A | RMU 2S+1F | RMU 2S+1F (A) |  |  | PE 21.88 MYVILLA P2 PARCEL A | ATTACHED SINGLE |  | 11/0.415 kV | 23/05/2012 |  | 0
64130968 | TNB | DISTRIBUTION | WP PUTRAJAYA & CYBERJAYA | Existing | VCBJ/PCE/J21721 | SS 21.72 JOYFUL F1 | CB 3S | CB |  |  | SS 21.72 JOYFUL F1 | ATTACHED |  | 11 kV | 2010-06-08 | PE BARU | 0
64732051 | TNB | DISTRIBUTION | WP PUTRAJAYA & CYBERJAYA | Existing | VPTJ/PCE/J05142 | PE 5.14 5R1 (F2) | RMU | RMU 2S + 1F |  |  | PE 5.14 5R1 (F2) | INDOOR DOUBLE CHAMBER |  | 11/0.415 kV | 15/09/2008 |  | 0
64779285 | TNB | DISTRIBUTION | WP PUTRAJAYA & CYBERJAYA | Existing | VPTJ/PCE/J05162 | PE 5.16 BLOK B 5R3 (F2) | RMU | RMU 2S + 1F |  |  | PE 5.16 BLOK B 5R3 (F2) | ATTACHED DOUBLE |  | 11/0.415 kV | 15/09/2008 |  | 0
65058396 | TNB | DISTRIBUTION | WP PUTRAJAYA & CYBERJAYA | Existing | VPTJ/PCE/J05172 | PE 5.17 BLOK C 5R3 (F2) | RMU | RMU 2S + 1F |  |  | PE 5.17 BLOK C 5R3 (F2) | ATTACHED DOUBLE |  | 11/0.415 kV | 15/09/2008 |  | 0
65474913 | TNB | DISTRIBUTION | WP PUTRAJAYA & CYBERJAYA | Existing | VPTJ/PCE/J05252 | PE 5.25 BLOK D1 APT 5R4 (F2) | RMU | RMU 2S + 1F |  |  | PE 5.25 BLOK D1 APT 5R4 (F2) | ATTACHED DOUBLE |  | 11/0.415 kV | 21/01/2009 |  | 0
65560794 | TNB | DISTRIBUTION | WP PUTRAJAYA & CYBERJAYA | Existing | VPTJ/PCE/J07062 | PE 7.06 TPB (WTT) (F2) | RMU | RMU 2S + 1F |  |  | PE 7.06 TPB (WTT) (F2) | INDOOR DOUBLE CHAMBER |  | 11/0.415 kV | 13/06/2002 |  | 0
65586557 | TNB | DISTRIBUTION | WP PUTRAJAYA & CYBERJAYA | Existing | VPTJ/PCE/J09062 | PE 9.06 APT 2E (F2) | RMU 2S + 1F | RMU 2S + 1F |  |  | PE 9.06 APT 2E (F2) | ATTACHED DOUBLE |  | 11/0.415 kV | 1999-06-12 |  | 0
65603734 | TNB | DISTRIBUTION | WP PUTRAJAYA & CYBERJAYA | Existing | VPTJ/PCE/J09082 | PE 9.08 P9G TERES (F2) | RMU 2S + 1F | RMU 2S + 1F |  |  | PE 9.08 P9G TERES (F2) | INDOOR DOUBLE CHAMBER |  | 11/0.415 kV | 21/06/1999 |  | 0
65638085 | TNB | DISTRIBUTION | WP PUTRAJAYA & CYBERJAYA | Existing | VPTJ/PCE/J09112 | PE 9.11 KLINIK (F2) | RMU 2S + 1F | RMU 2S + 1F |  |  | PE 9.11 KLINIK (F2) | INDOOR DOUBLE CHAMBER |  | 11/0.415 kV | 15/02/1999 |  | 0
65646673 | TNB | DISTRIBUTION | WP PUTRAJAYA & CYBERJAYA | Existing | VPTJ/PCE/J09122 | PE 9.12 SEK REN (F2) | RMU 2S + 1F | RMU 2S + 1F |  |  | PE 9.12 SEK REN (F2) | INDOOR DOUBLE CHAMBER |  | 11/0.415 kV | 16/10/1999 |  | 0
65676731 | TNB | DISTRIBUTION | WP PUTRAJAYA & CYBERJAYA | Existing | VPTJ/PCE/J09142 | PE 9.14 K.KEJIRANAN (F2) | RMU 2S + 1F | RMU 2S + 1F |  |  | PE 9.14 K.KEJIRANAN (F2) | INDOOR DOUBLE CHAMBER |  | 11/0.415 kV | 19/11/2002 |  | 0
65736847 | TNB | DISTRIBUTION | WP PUTRAJAYA & CYBERJAYA | Existing | VPTJ/PCE/J09172 | PE 9.17 APT 5A (EFI) (F2) | RMU 2S + 1F | RMU 2S + 1F |  |  | PE 9.17 APT 5A (EFI) (F2) | ATTACHED DOUBLE |  | 11/0.415 kV | 2002-12-07 |  | 0
65745437 | TNB | DISTRIBUTION | WP PUTRAJAYA & CYBERJAYA | Existing | VPTJ/PCE/J09182 | PE 9.18 APT 5C (F2) | RMU 2S + 1F | RMU 2S + 1F |  |  | PE 9.18 APT 5C (F2) | ATTACHED DOUBLE |  | 11/0.415 kV | 2002-12-07 |  | 0
65754024 | TNB | DISTRIBUTION | WP PUTRAJAYA & CYBERJAYA | Existing | VPTJ/PCE/J09052 | PE 9.05 P9 G1 TERES F2 | CB + 1 TX | CB + 1 TX |  |  | PE 9.05 P9 G1 TERES F2 | INDOOR DOUBLE CHAMBER |  | 11/0.415 kV | 21/06/1999 |  | 0
65775493 | TNB | DISTRIBUTION | WP PUTRAJAYA & CYBERJAYA | Existing | VPTJ/PCE/J09392 | PE 9.39 P'PURI BLOK B3 (EFI) (F2) | RMU 2S + 1F | RMU 2S + 1F |  |  | PE 9.39 P'PURI BLOK B3 (EFI) (F2) | ATTACHED DOUBLE |  | 11/0.415 kV | 22/07/2007 |  | 0
65784083 | TNB | DISTRIBUTION | WP PUTRAJAYA & CYBERJAYA | Existing | VPTJ/PCE/J09402 | PE 9.40 P'PURI BLOK C (F2) | CB 3S | CB + 1 TX |  |  | PE 9.40 P'PURI BLOK C (F2) | ATTACHED DOUBLE |  | 11/0.415 kV | 22/07/2007 |  | 0
65788375 | TNB | DISTRIBUTION | WP PUTRAJAYA & CYBERJAYA | Existing | VPTJ/PCE/J09412 | PE 9.41 P'PURI BLOK E3 (F2) | RMU 2S + 1F | RMU 2S + 1F |  |  | PE 9.41 P'PURI BLOK E3 (F2) | ATTACHED DOUBLE |  | 11/0.415 kV | 22/07/2007 |  | 0
65792669 | TNB | DISTRIBUTION | WP PUTRAJAYA & CYBERJAYA | Existing | VPTJ/PCE/J09422 | PE 9.42 P'PURI BLOK E1 (EFI) (F2) | RMU 2S + 1F | RMU 2S + 1F |  |  | PE 9.42 P'PURI BLOK E1 (EFI) (F2) | ATTACHED DOUBLE |  | 11/0.415 kV | 22/07/2007 |  | 0
65796963 | TNB | DISTRIBUTION | WP PUTRAJAYA & CYBERJAYA | Existing | VPTJ/PCE/J09472 | PE 9.47 P'PURI BLOK A&B (F2) | RMU 2S + 1F | RMU 2S + 1F |  |  | PE 9.47 P'PURI BLOK A&B (F2) | ATTACHED DOUBLE |  | 11/0.415 kV | 31/10/2007 |  | 0
65801257 | TNB | DISTRIBUTION | WP PUTRAJAYA & CYBERJAYA | Existing | VPTJ/PCE/J09482 | PE 9.48 P'PURI BLOK C&D (EFI) (F2) | RMU 2S + 1F | RMU 2S + 1F |  |  | PE 9.48 P'PURI BLOK C&D (EFI) (F2) | ATTACHED DOUBLE |  | 11/0.415 kV | 31/10/2007 |  | 0
65805552 | TNB | DISTRIBUTION | WP PUTRAJAYA & CYBERJAYA | Existing | VPTJ/PCE/J11021 | PE 11.02 BLOK 3A (F1) | RMU 2S + 1F | RMU 2S + 1F |  |  | PE 11.02 BLOK 3A (F1) | ATTACHED DOUBLE |  | 11/0.415 kV | 2005-07-06 |  | 0
65839902 | TNB | DISTRIBUTION | WP PUTRAJAYA & CYBERJAYA | Existing | VPTJ/PCE/J12021 | PE 12.02 KUARTERS PEKERJA | RMU 2S + 1F | RMU 2S + 1F |  |  | PE 12.02 KUARTERS PEKERJA | ATTACHED |  | 11/0.415 kV | 30/03/2012 |  | 0
65852785 | TNB | DISTRIBUTION | WP PUTRAJAYA & CYBERJAYA | Existing | VPTJ/PCE/J04011 | PE 4.01 4G3 (F1) | CB 4S+1F | VCB 4 Feeders |  |  | PE 4.01 4G3 (F1) | INDOOR DOUBLE CHAMBER |  | 11/0.415 kV | 18/12/2003 |  | 0
65874255 | TNB | DISTRIBUTION | WP PUTRAJAYA & CYBERJAYA | Existing | VPTJ/PCE/J10132 | PE 10.13 PUSPANITA (F2) | RMU 2S + 1F | RMU 2S + 1F |  |  | PE 10.13 PUSPANITA (F2) | INDOOR DOUBLE CHAMBER |  | 11/0.415 kV | 21/10/2004 |  | 0
65878549 | TNB | DISTRIBUTION | WP PUTRAJAYA & CYBERJAYA | Existing | VPTJ/PCE/J10062 | PE 10.06 JLN P10B (F2) | RMU 2S + 1F | RMU 2S + 1F |  |  | PE 10.06 JLN P10B (F2) | INDOOR DOUBLE CHAMBER |  | 11/0.415 kV | 31/03/2008 |  | 0
65891431 | TNB | DISTRIBUTION | WP PUTRAJAYA & CYBERJAYA | Existing | VPTJ/PCE/J10052 | PE 10.05 P10/7 BANGLOW (F2) | CB + 1 TX | CB + 1 TX |  |  | PE 10.05 P10/7 BANGLOW (F2) | INDOOR DOUBLE CHAMBER |  | 11/0.415 kV | 2000-01-06 |  | 0
65917196 | TNB | DISTRIBUTION | WP PUTRAJAYA & CYBERJAYA | Existing | VPTJ/PCE/J10042 | PE 10.04 P10 D BANGLO (F2) | RMU 2S + 1F | RMU 2S + 1F |  |  | PE 10.04 P10 D BANGLO (F2) | INDOOR DOUBLE CHAMBER |  | 11/0.415 kV | 2000-01-06 |  | 0
65938665 | TNB | DISTRIBUTION | WP PUTRAJAYA & CYBERJAYA | Existing | VPTJ/PCE/J11032 | PE 11.03 P11A1/12 TERES (F2) | CB 3S | CB + 1 TX |  |  | PE 11.03 P11A1/12 TERES (F2) | INDOOR DOUBLE CHAMBER |  | 11/0.415 kV | 27/02/2002 |  | 0
65951547 | TNB | DISTRIBUTION | WP PUTRAJAYA & CYBERJAYA | Existing | VPTJ/PCE/J11042 | PE 11.04 P11A1/12 TERES (EFI) (F2) | RMU 2S + 1F | RMU 2S + 1F |  |  | PE 11.04 P11A1/12 TERES (EFI) (F2) | INDOOR DOUBLE CHAMBER |  | 11/0.415 kV | 15/10/2002 |  | 0
65960135 | TNB | DISTRIBUTION | WP PUTRAJAYA & CYBERJAYA | Existing | VPTJ/PCE/J11081 | PE 11.08 P11A2/5 TERES (EFI) (F1) | RMU 2S + 1F | RMU 2S + 1F |  |  | PE 11.08 P11A2/5 TERES (EFI) (F1) | INDOOR DOUBLE CHAMBER |  | 11/0.415 kV | 2002-04-09 |  | 0
65968723 | TNB | DISTRIBUTION | WP PUTRAJAYA & CYBERJAYA | Existing | VPTJ/PCE/J11092 | PE 11.09 P11A2/5 TERES (EFI) (F2) | RMU 2S + 1F | RMU 2S + 1F |  |  | PE 11.09 P11A2/5 TERES (EFI) (F2) | INDOOR DOUBLE CHAMBER |  | 11/0.415 kV | 2002-07-09 |  | 0
65977311 | TNB | DISTRIBUTION | WP PUTRAJAYA & CYBERJAYA | Existing | VPTJ/PCE/J11101 | PE 11.10 P11B1/6 SEMI-D (EFI) (F1) | RMU 2S + 1F | RMU 2S + 1F |  |  | PE 11.10 P11B1/6 SEMI-D (EFI) (F1) | INDOOR DOUBLE CHAMBER |  | 11/0.415 kV | 20/03/2002 |  | 0
65990194 | TNB | DISTRIBUTION | WP PUTRAJAYA & CYBERJAYA | Existing | VPTJ/PCE/J11112 | PE 11.11 (EFI) (F2) | RMU 2S + 1F | RMU 2S + 1F |  |  | PE 11.11 (EFI) (F2) | ATTACHED DOUBLE |  | 11/0.415 kV | 24/08/2004 |  | 0
65998782 | TNB | DISTRIBUTION | WP PUTRAJAYA & CYBERJAYA | Existing | VPTJ/PCE/J11122 | PE 11.12 APT A (F2) | RMU 2S + 1F | RMU 2S + 1F |  |  | PE 11.12 APT A (F2) | ATTACHED DOUBLE |  | 11/0.415 kV | 2003-08-05 |  | 0
301612803 | TNB | DISTRIBUTION | WP PUTRAJAYA & CYBERJAYA | Existing | VPTJ/PCE/J11281 | PE 11.28 APT ZON 6B (F1) | RMU 4S+4F |  |  |  | PE 11.28 APT ZON 6B (F1) | INDOOR DOUBLE CHAMBER |  | 11/0.415 kV | 2009-03-09 |  | 0
301613418 | TNB | DISTRIBUTION | WP PUTRAJAYA & CYBERJAYA | Existing | VPTJ/PCE/J11431 | PE 11.43 SEK. MEN. FASA 2 (F1) | RMU 2S + 1F | RMU 2S + 1F |  |  | PE 11.43 SEK. MEN. FASA 2 (F1) | INDOOR DOUBLE CHAMBER |  | 11/0.415 kV | 15/11/2007 | KOMPLEKS SEK MEN FASA 2 PRESINT 11 | 0
301725337 | TNB | DISTRIBUTION | WP PUTRAJAYA & CYBERJAYA | Existing | VCBJ/PCE/J21061 | PE 21.06 PADAT B 15-4 | RMU 2S + 1F | RMU 2S + 1F |  |  | PE 21.06 PADAT B 15-4 | COMPACT SUBS |  | 11/0.415 kV | 28/06/1999 |  | 0
301725453 | TNB | DISTRIBUTION | WP PUTRAJAYA & CYBERJAYA | Existing | VCBJ/PCE/J21641 | SS 21.64 BLOK B IT PARK F1 | CB 3S | CB |  |  | SS 21.64 BLOK B IT PARK F1 | ATTACHED |  | 11 kV | 14/06/2008 |  | 0
301728930 | TNB | DISTRIBUTION | WP PUTRAJAYA & CYBERJAYA | Existing | VPTJ/PCE/J11271 | PE 11.27 SEMI D 11A & 11B | RMU 2S+1F | RMU 2S + 1F |  |  | PE 11.27 SEMI D 11A & 11B | COMPACT SUBS |  | 11/0.415 kV | 17/08/2009 |  | 0
301758757 | TNB | DISTRIBUTION | WP PUTRAJAYA & CYBERJAYA | Existing | VPTJ/PCE/J09371 | PE 9.37 P'PURI BLOK A1 (EFI) (F1) | RMU | RMU 2S + 1F |  |  | PE 9.37 P'PURI BLOK A1 (EFI) (F1) | ATTACHED DOUBLE |  | 11/0.415 kV | 22/07/2007 |  | 0
301759604 | TNB | DISTRIBUTION | WP PUTRAJAYA & CYBERJAYA | Existing | VPTJ/PCE/J09481 | PE 9.48 P'PURI BLOK C&D (EFI) (F1) | RMU 2S + 1F | RMU 2S + 1F |  |  | PE 9.48 P'PURI BLOK C&D (EFI) (F1) | ATTACHED DOUBLE |  | 11/0.415 kV | 31/10/2007 |  | 0
301794338 | TNB | DISTRIBUTION | WP PUTRAJAYA & CYBERJAYA | Existing | VPTJ/PCE/J05161 | PE 5.16 BLOK B 5R3 (F1) | RMU | RMU 2S + 1F |  |  | PE 5.16 BLOK B 5R3 (F1) | ATTACHED DOUBLE |  | 11/0.415 kV | 15/09/2008 |  | 0
301834441 | TNB | DISTRIBUTION | WP PUTRAJAYA & CYBERJAYA | Existing | VCBJ/PCE/J21071 | PE 21.07 P.APEC | RMU 2S + 1F | RMU 2S + 1F |  |  | PE 21.07 P.APEC | COMPACT SUBS |  | 11/0.415 kV | 1999-07-07 |  | 0
301834557 | TNB | DISTRIBUTION | WP PUTRAJAYA & CYBERJAYA | Existing | VCBJ/PCE/J21051 | PE 21.05 B15-3 | RMU 2S + 1F | RMU 2S + 1F |  |  | PE 21.05 B15-3 | COMPACT SUBS |  | 11/0.415 kV | 28/06/1999 |  | 0
301834983 | TNB | DISTRIBUTION | WP PUTRAJAYA & CYBERJAYA | Existing | VCBJ/PCE/J21041 | PE 21.04 B15-2 | RMU 2S + 1F | RMU 2S + 1F |  |  | PE 21.04 B15-2 | COMPACT SUBS |  | 11/0.415 kV | 28/06/1999 |  | 0
301835099 | TNB | DISTRIBUTION | WP PUTRAJAYA & CYBERJAYA | Existing | VCBJ/PCE/J21241 | SS 21.24 KVDT PETRONAS | RMU 3S | RMU 3S |  |  | SS 21.24 KVDT PETRONAS | ATTACHED SINGLE |  | 11 kV | 31/01/1999 | KVDT PETRONAS | 0
301835620 | TNB | DISTRIBUTION | WP PUTRAJAYA & CYBERJAYA | Existing | VCBJ/PCE/J21451 | PE 21.45 CYBERVILLAGE SERENITY 1 F1 | RMU 2S + 1F | RMU 2S + 1F |  |  | PE 21.45 CYBERVILLAGE SERENITY 1 F1 | INDOOR DOUBLE CHAMBER |  | 11/0.415 kV | 30/03/2004 |  | 0
301836157 | TNB | DISTRIBUTION | WP PUTRAJAYA & CYBERJAYA | Existing | VCBJ/PCE/J22031 | PE 22.03 CYBERVIEW GARDENS F1 | RMU 3S+1F | RMU 3S+1F |  |  | PE 22.03 CYBERVIEW GARDENS F1 | INDOOR DOUBLE CHAMBER |  | 11/0.415 kV | 1998-06-11 |  | 0
301836450 | TNB | DISTRIBUTION | WP PUTRAJAYA & CYBERJAYA | Existing | VCBJ/PCE/J21131 | PE 21.13 CYBERVIEW NO. 2 ( MDC ) F1 | RMU 2S + 1F | RMU 2S + 1F |  |  | PE 21.13 CYBERVIEW NO. 2 ( MDC ) F1 | INDOOR DOUBLE CHAMBER |  | 11/0.415 kV | 2002-05-01 |  | 0
301836677 | TNB | DISTRIBUTION | WP PUTRAJAYA & CYBERJAYA | Existing | VCBJ/PCE/J21081 | PE 21.08 CENTURY SQUARE 2300 F1 | RMU 2S + 1F | RMU 2S + 1F |  |  | PE 21.08 CENTURY SQUARE 2300 F1 | INDOOR DOUBLE CHAMBER |  | 11/0.415 kV | 16/02/2000 |  | 0
301837214 | TNB | DISTRIBUTION | WP PUTRAJAYA & CYBERJAYA | Existing | VCBJ/PCE/J21271 | SS 21.27 LOT 12067 MAYBANK F1 | RMU 3S | RMU 3S |  |  | SS 21.27 LOT 12067 MAYBANK F1 | ATTACHED |  | 11 kV | 26/11/2001 |  | 0
301837735 | TNB | DISTRIBUTION | WP PUTRAJAYA & CYBERJAYA | Existing | VCBJ/PCE/J21401 | PE 21.40 STP 1 | RMU 2S + 1F | RMU 2S + 1F |  |  | PE 21.40 STP 1 | INDOOR SINGLE CHAMBER |  | 11/0.415 kV | 2003-08-07 |  | 0
301837846 | TNB | DISTRIBUTION | WP PUTRAJAYA & CYBERJAYA | Existing | VCBJ/PCE/J21031 | PE 21.03 B15-1 | RMU 2S + 1F | RMU 2S + 1F |  |  | PE 21.03 B15-1 | COMPACT SUBS |  | 11/0.415 kV | 28/06/1999 |  | 0
301838383 | TNB | DISTRIBUTION | WP PUTRAJAYA & CYBERJAYA | Existing | VCBJ/PCE/J22021 | SS 22.02 TELEKOM CBJ 2 F1 | RMU 3S | RMU 3S |  |  | SS 22.02 TELEKOM CBJ 2 F1 | ATTACHED |  | 11 kV | 1999-12-04 |  | 0
301838594 | TNB | DISTRIBUTION | WP PUTRAJAYA & CYBERJAYA | Existing | VCBJ/PCE/J22341 | PE 22.34 STREET MALL 2 F1 | RMU 2S + 1F | RMU 2S + 1F |  |  | PE 22.34 STREET MALL 2 F1 | ATTACHED DOUBLE |  | 11/0.415 kV | 17/05/2004 |  | 0
301839131 | TNB | DISTRIBUTION | WP PUTRAJAYA & CYBERJAYA | Existing | VCBJ/PCE/J22211 | PE 22.21 CYBER HEIGHT VILLA F1 | RMU 2S + 1F | RMU 2S + 1F |  |  | PE 22.21 CYBER HEIGHT VILLA F1 | INDOOR DOUBLE CHAMBER |  | 11/0.415 kV | 2002-08-05 |  | 0
301901650 | TNB | DISTRIBUTION | WP PUTRAJAYA & CYBERJAYA | Existing | VPTJ/PCE/J09391 | PE 9.39 P'PURI BLOK B3 (EFI) (F1) | RMU 2S + 1F | RMU 2S + 1F |  |  | PE 9.39 P'PURI BLOK B3 (EFI) (F1) | ATTACHED DOUBLE |  | 11/0.415 kV | 22/07/2007 |  | 0
301902187 | TNB | DISTRIBUTION | WP PUTRAJAYA & CYBERJAYA | Existing | VPTJ/PCE/J09411 | PE 9.41 P'PURI BLOK E3 (F1) | RMU 2S + 1F | RMU 2S + 1F |  |  | PE 9.41 P'PURI BLOK E3 (F1) | ATTACHED DOUBLE |  | 11/0.415 kV | 22/07/2007 |  | 0
301902414 | TNB | DISTRIBUTION | WP PUTRAJAYA & CYBERJAYA | Existing | VPTJ/PCE/J09381 | PE 9.38 P'PURI BLOK A3 (F1) | RMU | RMU 2S + 1F |  |  | PE 9.38 P'PURI BLOK A3 (F1) | ATTACHED DOUBLE |  | 11/0.415 kV | 22/07/2007 |  | 0
301952632 | TNB | DISTRIBUTION | WP PUTRAJAYA & CYBERJAYA | Existing | VPTJ/PCE/J15011 | SS 15.01 PS6 | RMU 3S | RMU 3S |  |  | SS 15.01 PS6 | ATTACHED |  | 11 kV | 18/11/1999 |  | 0
301953050 | TNB | DISTRIBUTION | WP PUTRAJAYA & CYBERJAYA | Existing | VPTJ/PCE/J14031 | PE 14.03 C/S S/L | RMU 2S+1F |  |  |  | PE 14.03 C/S S/L | COMPACT SUBS |  | 11/0.415 kV | 14/03/2005 |  | 0
301953166 | TNB | DISTRIBUTION | WP PUTRAJAYA & CYBERJAYA | Existing | VPTJ/PCE/J15021 | PE 15.02 RD F 1 | RMU 2S+1F |  |  |  | PE 15.02 RD F 1 | COMPACT SUBS |  | 11/0.415 kV | 1999-08-10 |  | 0
301953282 | TNB | DISTRIBUTION | WP PUTRAJAYA & CYBERJAYA | Existing | VPTJ/PCE/J14021 | PE 14.02 PERUMAHAN 14-1 (EFI) (F1) | RMU 2S + 1F | RMU 2S + 1F |  |  | PE 14.02 PERUMAHAN 14-1 (EFI) (F1) | INDOOR DOUBLE CHAMBER |  | 11/0.415 kV | 25/02/2006 |  | 0
301953819 | TNB | DISTRIBUTION | WP PUTRAJAYA & CYBERJAYA | Existing | VPTJ/PCE/J14172 | PE 14.17 BLOK D (F2) | RMU | RMU 2S + 1F |  |  | PE 14.17 BLOK D (F2) | ATTACHED DOUBLE |  | 11/0.415 kV | 2005-06-09 |  | 0
301954356 | TNB | DISTRIBUTION | WP PUTRAJAYA & CYBERJAYA | Existing | VPTJ/PCE/J14162 | PE 14.16 BLOK C (EFI) (F2) | RMU 2S + 1F | RMU 2S + 1F |  |  | PE 14.16 BLOK C (EFI) (F2) | ATTACHED DOUBLE |  | 11/0.415 kV | 2005-06-09 |  | 0
301954893 | TNB | DISTRIBUTION | WP PUTRAJAYA & CYBERJAYA | Existing | VPTJ/PCE/J14192 | PE 14.19 BLOK E2 (EFI) (F2) | RMU 2S + 1F | RMU 2S + 1F |  |  | PE 14.19 BLOK E2 (EFI) (F2) | ATTACHED DOUBLE |  | 11/0.415 kV | 2005-06-09 |  | 0
301955120 | TNB | DISTRIBUTION | WP PUTRAJAYA & CYBERJAYA | Existing | VPTJ/PCE/J14142 | PE 14.14 BLOK A (EFI) (F2) | RMU 4S+2F | RMU 2S + 1F |  |  | PE 14.14 BLOK A (EFI) (F2) | ATTACHED DOUBLE |  | 11/0.415 kV | 2005-06-09 |  | 0
301956025 | TNB | DISTRIBUTION | WP PUTRAJAYA & CYBERJAYA | Existing | VPTJ/PCE/J01441 | SS 1.44 E7 (F1) | RMU 3S | RMU 3S |  |  | SS 1.44 E7 (F1) | ATTACHED |  | 11 kV | 23/06/2003 |  | 0
301956546 | TNB | DISTRIBUTION | WP PUTRAJAYA & CYBERJAYA | Existing | VPTJ/PCE/J01461 | SS 1.46 E9 (F1) | RMU 3S | RMU 3S |  |  | SS 1.46 E9 (F1) | ATTACHED |  | 11 kV | 2003-06-08 |  | 0
301957067 | TNB | DISTRIBUTION | WP PUTRAJAYA & CYBERJAYA | Existing | VCBJ/PCE/J22251 | PE 22.25 CYBER HEIGHT VILLA F1 | RMU 2S + 1F | RMU 2S + 1F |  |  | PE 22.25 CYBER HEIGHT VILLA F1 | INDOOR DOUBLE CHAMBER |  | 11/0.415 kV | 13/12/2003 |  | 0
301957294 | TNB | DISTRIBUTION | WP PUTRAJAYA & CYBERJAYA | Existing | VCBJ/PCE/J22241 | PE 22.24 SEK. SRI PUTERI F1 | RMU 3S+1F | RMU 3S+1F |  |  | PE 22.24 SEK. SRI PUTERI F1 | INDOOR DOUBLE CHAMBER |  | 11/0.415 kV | 26/11/2002 |  | 0
301957864 | TNB | DISTRIBUTION | WP PUTRAJAYA & CYBERJAYA | Existing | VCBJ/PCE/J22061 | PE 22.06 PADAT B 15-5 | RMU 2S + 1F | RMU 2S + 1F |  |  | PE 22.06 PADAT B 15-5 | COMPACT SUBS |  | 11/0.415 kV | 25/04/2000 |  | 0
301958406 | TNB | DISTRIBUTION | WP PUTRAJAYA & CYBERJAYA | Existing | VPTJ/PCE/J15201 | PE 15.20 VISITOR CENTER F1 | RMU 2S + 1F | RMU 2S + 1F |  |  | PE 15.20 VISITOR CENTER F1 | INDOOR DOUBLE CHAMBER |  | 11/0.415 kV | 27/04/2004 |  | 0
301959714 | TNB | DISTRIBUTION | WP PUTRAJAYA & CYBERJAYA | Existing | VPTJ/PCE/J11102 | PE 11.10 P11B1/6 SEMI-D (EFI) (F2) | RMU 2S + 1F | RMU 2S + 1F |  |  | PE 11.10 P11B1/6 SEMI-D (EFI) (F2) | INDOOR DOUBLE CHAMBER |  | 11/0.415 kV | 20/03/2002 |  | 0
301960251 | TNB | DISTRIBUTION | WP PUTRAJAYA & CYBERJAYA | Existing | VPTJ/PCE/J11031 | PE 11.03 P11A1/12 TERES (F1) | CB 3S | CB + 1 TX |  |  | PE 11.03 P11A1/12 TERES (F1) | INDOOR DOUBLE CHAMBER |  | 11/0.415 kV | 27/02/2002 |  | 0
301960444 | TNB | DISTRIBUTION | WP PUTRAJAYA & CYBERJAYA | Existing | VPTJ/PCE/J11401 | PE 11.40 BLOK C (F1) | CB + 1 TX | CB + 1 TX |  |  | PE 11.40 BLOK C (F1) | INDOOR DOUBLE CHAMBER |  | 11/0.415 kV | 17/08/2004 |  | 0
301961591 | TNB | DISTRIBUTION | WP PUTRAJAYA & CYBERJAYA | Existing | VPTJ/PCE/J11381 | PE 11.38 PS 13 | RMU 2S + 1F | RMU 2S + 1F |  |  | PE 11.38 PS 13 | COMPACT SUBS |  | 11/0.415 kV | 26/08/2004 |  | 0
301962017 | TNB | DISTRIBUTION | WP PUTRAJAYA & CYBERJAYA | Existing | VPTJ/PCE/J11451 | PE 11.45 SEK MEN (F1) | RMU 4S+2F |  |  |  | PE 11.45 SEK MEN (F1) | INDOOR DOUBLE CHAMBER |  | 11/0.415 kV | 20/05/2004 |  | 0
301972371 | TNB | DISTRIBUTION | WP PUTRAJAYA & CYBERJAYA | Existing | VPTJ/PCE/J01481 | SS 1.48 E11 (F1) | RMU 3S | RMU 3S |  |  | SS 1.48 E11 (F1) | ATTACHED |  | 11 kV | 23/06/2003 |  | 0
301974314 | TNB | DISTRIBUTION | WP PUTRAJAYA & CYBERJAYA | Existing | VPTJ/PCE/J01112 | SS 1.11 C1 (F2) | RMU 2S + 1F | RMU 2S + 1F |  |  | SS 1.11 C1 (F2) | ATTACHED |  | 11 kV | 1999-11-09 |  | 0
301974835 | TNB | DISTRIBUTION | WP PUTRAJAYA & CYBERJAYA | Existing | VPTJ/PCE/J01082 | SS 1.08 C4 (F2) | RMU 2S + 1F | RMU 2S + 1F |  |  | SS 1.08 C4 (F2) | ATTACHED |  | 11 kV | 1999-10-09 |  | 0
301975389 | TNB | DISTRIBUTION | WP PUTRAJAYA & CYBERJAYA | Existing | VPTJ/PCE/J01121 | SS 1.12 C7 (F1) | RMU 2S + 1F | RMU 2S + 1F |  |  | SS 1.12 C7 (F1) | ATTACHED |  | 11 kV | 1999-11-09 |  | 0
301975600 | TNB | DISTRIBUTION | WP PUTRAJAYA & CYBERJAYA | Existing | VPTJ/PCE/J01131 | SS 1.13 C6 (F1) | RMU 2S + 1F | RMU 2S + 1F |  |  | SS 1.13 C6 (F1) | ATTACHED |  | 11 kV | 1999-10-09 |  | 0
301976154 | TNB | DISTRIBUTION | WP PUTRAJAYA & CYBERJAYA | Existing | VPTJ/PCE/J01141 | SS 1.14 C5 (F1) | RMU 2S + 1F | RMU 2S + 1F |  |  | SS 1.14 C5 (F1) | ATTACHED |  | 11 kV | 1999-10-09 |  | 0
301977361 | TNB | DISTRIBUTION | WP PUTRAJAYA & CYBERJAYA | Existing | VPTJ/PCE/J11301 | PE 11.30 SEK REN (EFI) (F1) | RMU 4S+2F |  |  |  | PE 11.30 SEK REN (EFI) (F1) | INDOOR DOUBLE CHAMBER |  | 11/0.415 kV | 16/07/2002 |  | 0
301977900 | TNB | DISTRIBUTION | WP PUTRAJAYA & CYBERJAYA | Existing | VPTJ/PCE/J11111 | PE 11.11 (EFI) (F1) | RMU 2S + 1F | RMU 2S + 1F |  |  | PE 11.11 (EFI) (F1) | ATTACHED DOUBLE |  | 11/0.415 kV | 24/08/2004 |  | 0
301978127 | TNB | DISTRIBUTION | WP PUTRAJAYA & CYBERJAYA | Existing | VPTJ/PCE/J11151 | PE 11.15 APT D (EFI) (F1) | RMU 2S + 1F | RMU 2S + 1F |  |  | PE 11.15 APT D (EFI) (F1) | ATTACHED DOUBLE |  | 11/0.415 kV | 2003-07-01 |  | 0
301979284 | TNB | DISTRIBUTION | WP PUTRAJAYA & CYBERJAYA | Existing | VPTJ/PCE/J11141 | PE 11.14 APT C (F1) | RMU 2S + 1F | RMU 2S + 1F |  |  | PE 11.14 APT C (F1) | ATTACHED DOUBLE |  | 11/0.415 kV | 13/05/2003 |  | 0
301993466 | TNB | DISTRIBUTION | WP PUTRAJAYA & CYBERJAYA | Existing | VPTJ/PCE/J01061 | SS 1.06 JPM B6 JPM B7 (F1) | RMU 2S + 2F | RMU 2S + 2F |  |  | SS 1.06 JPM B6 JPM B7 (F1) | ATTACHED |  | 11 kV | 20/05/1999 |  | 0
301994063 | TNB | DISTRIBUTION | WP PUTRAJAYA & CYBERJAYA | Existing | VPTJ/PCE/J01051 | SS 1.05 JPM B5 (F1) | RMU 2S + 1F | RMU 2S + 1F |  |  | SS 1.05 JPM B5 (F1) | ATTACHED |  | 11 kV | 29/07/1999 |  | 0
301996064 | TNB | DISTRIBUTION | WP PUTRAJAYA & CYBERJAYA | Existing | VPTJ/PCE/J02101 | SS 2.10 MOF 2G2 UTARA (F1) | CB 3S | CB |  |  | SS 2.10 MOF 2G2 UTARA (F1) | ATTACHED |  | 11 kV | 2002-04-02 | MOF 2G2 UTARA | 0
302013236 | TNB | DISTRIBUTION | WP PUTRAJAYA & CYBERJAYA | Existing | VPTJ/PCE/J03011 | PE 3.01 3M5 S/LIGHTING | RMU 2S+1F | RMU 2S + 1F |  |  | PE 3.01 3M5 S/LIGHTING | COMPACT SUBS |  | 11/0.415 kV | 22/08/2003 |  | 0
302013352 | TNB | DISTRIBUTION | WP PUTRAJAYA & CYBERJAYA | Existing | VPTJ/PCE/J02061 | PE 2.06 PS 15 (F1) | RMU 4S+2F |  |  |  | PE 2.06 PS 15 (F1) | INDOOR DOUBLE CHAMBER |  | 11/0.415 kV | 2002-06-07 |  | 0
302013889 | TNB | DISTRIBUTION | WP PUTRAJAYA & CYBERJAYA | Existing | VPTJ/PCE/J04101 | PE 4.10 S/LIGHTING | RMU 2S+1F | RMU 2S + 1F |  |  | PE 4.10 S/LIGHTING | COMPACT SUBS |  | 11/0.415 kV | 22/08/2003 |  | 0
302014658 | TNB | DISTRIBUTION | WP PUTRAJAYA & CYBERJAYA | Existing | VPTJ/PCE/J04012 | PE 4.01 4G3 (F2) | CB 4S+1F | CB |  |  | PE 4.01 4G3 (F2) | INDOOR DOUBLE CHAMBER |  | 11/0.415 kV | 18/12/2003 |  | 0
302018330 | TNB | DISTRIBUTION | WP PUTRAJAYA & CYBERJAYA | Existing | VPTJ/PCE/J11022 | PE 11.02 BLOK 3A (F2) | RMU 2S + 1F | RMU 2S + 1F |  |  | PE 11.02 BLOK 3A (F2) | ATTACHED DOUBLE |  | 11/0.415 kV | 2005-07-06 |  | 0
302018867 | TNB | DISTRIBUTION | WP PUTRAJAYA & CYBERJAYA | Existing | VPTJ/PCE/J11041 | PE 11.04 P11A1/12 TERES (EFI) (F1) | RMU 2S + 1F | RMU 2S + 1F |  |  | PE 11.04 P11A1/12 TERES (EFI) (F1) | INDOOR DOUBLE CHAMBER |  | 11/0.415 kV | 15/10/2002 |  | 0
302019404 | TNB | DISTRIBUTION | WP PUTRAJAYA & CYBERJAYA | Existing | VPTJ/PCE/J11671 | PE 11.67 PS9 (F1) | RMU 2S + 1F | RMU 2S + 1F |  |  | PE 11.67 PS9 (F1) | INDOOR DOUBLE CHAMBER |  | 11/0.415 kV | 2002-10-06 |  | 0
302020168 | TNB | DISTRIBUTION | WP PUTRAJAYA & CYBERJAYA | Existing | VPTJ/PCE/J09361 | PE 9.36 SEK MEN FASA 3 (F1) | RMU | RMU 2S + 1F |  |  | PE 9.36 SEK MEN FASA 3 (F1) | INDOOR DOUBLE CHAMBER |  | 11/0.415 kV | 2006-10-11 | KONTARKTOR : PENCAWANG : HANITEK SDN.BHD KABEL HT : DATA GERAKAN SDN.BHD JOINT S/T : 3M MALAYSIA SDN.BHD TERMINATION HT : 3M MALAYSIA SDN.BHD TERMINATOIN LV : SRS ENGENEERING SDN.BHD | 0
302021226 | TNB | DISTRIBUTION | WP PUTRAJAYA & CYBERJAYA | Existing | VCBJ/PCE/J22491 | PE 22.49 LOT PT 12082 F1 | RMU 2S+1F | RMU 2S + 1F |  |  | PE 22.49 LOT PT 12082 F1 | INDOOR DOUBLE CHAMBER |  | 11/0.415 kV | 19/06/2008 |  | 0
302021455 | TNB | DISTRIBUTION | WP PUTRAJAYA & CYBERJAYA | Existing | VCBJ/PCE/J23011 | PE 23.01 PS 2-9 F1 | RMU 2S + 1F | RMU 2S + 1F |  |  | PE 23.01 PS 2-9 F1 | ATTACHED SINGLE |  | 11/0.415 kV | 2006-12-12 |  | 0
302021992 | TNB | DISTRIBUTION | WP PUTRAJAYA & CYBERJAYA | Existing | VPTJ/PCE/J18141 | PE 18.14 BLOK D&E (F1) | RMU 4S+2F | RMU 2S + 1F |  |  | PE 18.14 BLOK D&E (F1) | ATTACHED DOUBLE |  | 11/0.415 kV | 22/02/2007 |  | 0
302033178 | TNB | DISTRIBUTION | WP PUTRAJAYA & CYBERJAYA | Existing | VPTJ/PCE/J08041 | PE 8.04 SEK MEN (F1) | RMU 2S + 1F | RMU 2S + 1F |  |  | PE 8.04 SEK MEN (F1) | INDOOR DOUBLE CHAMBER |  | 11/0.415 kV | 16/11/1999 |  | 0
302042932 | TNB | DISTRIBUTION | WP PUTRAJAYA & CYBERJAYA | Existing | VPTJ/PCE/J08101 | PE 8.10 SEK REN FASA 2 | RMU 2S + 1F | RMU 2S + 1F |  |  | PE 8.10 SEK REN FASA 2 | INDOOR DOUBLE CHAMBER |  | 11/0.415 kV | 2004-10-11 |  | 0
302043048 | TNB | DISTRIBUTION | WP PUTRAJAYA & CYBERJAYA | Existing | VPTJ/PCE/J08071 | PE 8.07 APT FASA 4B (B2) (F1) | RMU 2S + 1F | RMU 2S + 1F |  |  | PE 8.07 APT FASA 4B (B2) (F1) | INDOOR DOUBLE CHAMBER |  | 11/0.415 kV | 1999-09-12 |  | 0
302043585 | TNB | DISTRIBUTION | WP PUTRAJAYA & CYBERJAYA | Existing | VPTJ/PCE/J08161 | PE 8.16 RD 2B L. SENTOSA | RMU | RMU 2S + 1F |  |  | PE 8.16 RD 2B L. SENTOSA | COMPACT SUBS |  | 11/0.415 kV | 15/11/1999 | PADAT LEBUH SENTOSA(R2B) | 0
302043701 | TNB | DISTRIBUTION | WP PUTRAJAYA & CYBERJAYA | Existing | VPTJ/PCE/J08192 | PE 8.19 APT A (EFI) (F2) | RMU | RMU 2S + 1F |  |  | PE 8.19 APT A (EFI) (F2) | ATTACHED DOUBLE |  | 11/0.415 kV | 13/11/2002 | APARTMENT D | 0
302044238 | TNB | DISTRIBUTION | WP PUTRAJAYA & CYBERJAYA | Existing | VPTJ/PCE/J08201 | PE 8.20 APT D (F1) | RMU | RMU 2S + 1F |  |  | PE 8.20 APT D (F1) | ATTACHED DOUBLE |  | 11/0.415 kV | 13/11/2002 | APARTMEN A (PUTRAJAYA) | 0
302044465 | TNB | DISTRIBUTION | WP PUTRAJAYA & CYBERJAYA | Existing | VPTJ/PCE/J07051 | PE 7.05 L SENTOSA (R2C) | RMU 2S+1F | RMU 2S + 1F |  |  | PE 7.05 L SENTOSA (R2C) | COMPACT SUBS |  | 11/0.415 kV | 2001-05-01 |  | 0
302044891 | TNB | DISTRIBUTION | WP PUTRAJAYA & CYBERJAYA | Existing | VCBJ/PCE/J21231 | SS 21.23 CENTURY SQUARE 2320 F1 | CB 3S | CB |  |  | SS 21.23 CENTURY SQUARE 2320 F1 | ATTACHED |  | 11 kV | 2000-07-12 |  | 0
302045460 | TNB | DISTRIBUTION | WP PUTRAJAYA & CYBERJAYA | Existing | VCBJ/PCE/J21551 | SS 21.55 SME TECHNOPRENEUR CENTRE F1 | RMU 3S | RMU 3S |  |  | SS 21.55 SME TECHNOPRENEUR CENTRE F1 | ATTACHED |  | 11 kV | 29/01/2005 |  | 0
302046983 | TNB | DISTRIBUTION | WP PUTRAJAYA & CYBERJAYA | Existing | VCBJ/PCE/J22531 | PE 22.53 PRIMA 7 SPAN F1 | RMU 2S+1F | RMU 2S + 1F |  |  | PE 22.53 PRIMA 7 SPAN F1 | INDOOR DOUBLE CHAMBER |  | 11/0.415 kV | 15/09/2007 |  | 0
302048051 | TNB | DISTRIBUTION | WP PUTRAJAYA & CYBERJAYA | Existing | VPTJ/PCE/J14252 | PE 14.25 KOMPLEKS SEK REN (EFI) (F2) | RMU 4S+2F | RMU 2S + 1F |  |  | PE 14.25 KOMPLEKS SEK REN (EFI) (F2) | INDOOR DOUBLE CHAMBER |  | 11/0.415 kV | 2007-03-09 |  | 0
302048278 | TNB | DISTRIBUTION | WP PUTRAJAYA & CYBERJAYA | Existing | VPTJ/PCE/J14221 | PE 14.22 KOMPLEKS SEK MEN (F1) | RMU 2S+1F |  |  |  | PE 14.22 KOMPLEKS SEK MEN (F1) | INDOOR DOUBLE CHAMBER |  | 11/0.415 kV | 2007-03-09 |  | 0
302057728 | TNB | DISTRIBUTION | WP PUTRAJAYA & CYBERJAYA | Existing | VPTJ/PCE/J08241 | PE 8.24 SERI SAUJANA (BR 8) | RMU 2S+1F | RMU 2S + 1F |  |  | PE 8.24 SERI SAUJANA (BR 8) | COMPACT SUBS |  | 11/0.415 kV | 23/01/2003 | PADAT SERI SAUJANA (BR 8) | 0
302058154 | TNB | DISTRIBUTION | WP PUTRAJAYA & CYBERJAYA | Existing | VPTJ/PCE/J08251 | PE 8.25 ISTANA DARUL EHSAN (F1) | RMU 2S + 1F | RMU 2S + 1F |  |  | PE 8.25 ISTANA DARUL EHSAN (F1) | INDOOR DOUBLE CHAMBER |  | 11/0.415 kV | 28/05/2003 |  | 0
302060302 | TNB | DISTRIBUTION | WP PUTRAJAYA & CYBERJAYA | Existing | VPTJ/PCE/J09051 | PE 9.05 P9 G1 TERES F1 | CB + 1 TX | CB + 1 TX |  |  | PE 9.05 P9 G1 TERES F1 | INDOOR DOUBLE CHAMBER |  | 11/0.415 kV | 21/06/1999 |  | 0
302060905 | TNB | DISTRIBUTION | WP PUTRAJAYA & CYBERJAYA | Existing | VPTJ/PCE/J09061 | PE 9.06 APT 2E (F1) | RMU 2S + 1F | RMU 2S + 1F |  |  | PE 9.06 APT 2E (F1) | ATTACHED DOUBLE |  | 11/0.415 kV | 1999-06-12 |  | 0
302061132 | TNB | DISTRIBUTION | WP PUTRAJAYA & CYBERJAYA | Existing | VPTJ/PCE/J09081 | PE 9.08 P9G TERES (F1) | RMU 2S + 1F | RMU 2S + 1F |  |  | PE 9.08 P9G TERES (F1) | INDOOR DOUBLE CHAMBER |  | 11/0.415 kV | 21/06/1999 |  | 0
302061359 | TNB | DISTRIBUTION | WP PUTRAJAYA & CYBERJAYA | Existing | VPTJ/PCE/J09181 | PE 9.18 APT 5C (F1) | RMU 2S + 1F | RMU 2S + 1F |  |  | PE 9.18 APT 5C (F1) | ATTACHED DOUBLE |  | 11/0.415 kV | 2002-12-07 |  | 0
302062206 | TNB | DISTRIBUTION | WP PUTRAJAYA & CYBERJAYA | Existing | VPTJ/PCE/J09192 | PE 9.19 P9B1 TERES (F2) | RMU | RMU 2S + 1F |  |  | PE 9.19 P9B1 TERES (F2) | INDOOR DOUBLE CHAMBER |  | 11/0.415 kV | 2001-06-08 |  | 0
302062433 | TNB | DISTRIBUTION | WP PUTRAJAYA & CYBERJAYA | Existing | VPTJ/PCE/J09251 | PE 9.25 FLAT A (F1) | RMU | RMU 2S + 1F |  |  | PE 9.25 FLAT A (F1) | ATTACHED DOUBLE |  | 11/0.415 kV | 2001-08-08 |  | 0
302062970 | TNB | DISTRIBUTION | WP PUTRAJAYA & CYBERJAYA | Existing | VPTJ/PCE/J09312 | PE 9.31 RUMAH TERES (EFI) (F2) | RMU | RMU 2S + 1F |  |  | PE 9.31 RUMAH TERES (EFI) (F2) | INDOOR DOUBLE CHAMBER |  | 11/0.415 kV | 15/10/2004 |  | 0
302063817 | TNB | DISTRIBUTION | WP PUTRAJAYA & CYBERJAYA | Existing | VPTJ/PCE/J09321 | PE 9.32 P'PURI BLOK B3 (F1) | RMU | RMU 2S + 1F |  |  | PE 9.32 P'PURI BLOK B3 (F1) | ATTACHED DOUBLE |  | 11/0.415 kV | 24/08/2005 | PERUMAHAN PENJAWAT AWAM FASA 8 | 0
302064354 | TNB | DISTRIBUTION | WP PUTRAJAYA & CYBERJAYA | Existing | VPTJ/PCE/J09331 | PE 9.33 P'PURI BLOK B1 (EFI) (F1) | RMU | RMU 2S + 1F |  |  | PE 9.33 P'PURI BLOK B1 (EFI) (F1) | ATTACHED DOUBLE |  | 11/0.415 kV | 24/08/2005 |  | 0
302079010 | TNB | DISTRIBUTION | WP PUTRAJAYA & CYBERJAYA | Existing | VPTJ/PCE/J09111 | PE 9.11 KLINIK (F1) | RMU 2S + 1F | RMU 2S + 1F |  |  | PE 9.11 KLINIK (F1) | INDOOR DOUBLE CHAMBER |  | 11/0.415 kV | 15/02/1999 |  | 0
302079547 | TNB | DISTRIBUTION | WP PUTRAJAYA & CYBERJAYA | Existing | VPTJ/PCE/J09141 | PE 9.14 K.KEJIRANAN (F1) | RMU 2S + 1F | RMU 2S + 1F |  |  | PE 9.14 K.KEJIRANAN (F1) | INDOOR DOUBLE CHAMBER |  | 11/0.415 kV | 19/11/2002 |  | 0
302080311 | TNB | DISTRIBUTION | WP PUTRAJAYA & CYBERJAYA | Existing | VPTJ/PCE/J09031 | PE 9.03 APT 3C (F1) | RMU 2S + 1F | RMU 2S + 1F |  |  | PE 9.03 APT 3C (F1) | ATTACHED DOUBLE |  | 11/0.415 kV | 2000-09-11 |  | 0
302080848 | TNB | DISTRIBUTION | WP PUTRAJAYA & CYBERJAYA | Existing | VPTJ/PCE/J10031 | PE 10.03 P10 C BANGLOW (F1) | RMU 2S + 1F | RMU 2S + 1F |  |  | PE 10.03 P10 C BANGLOW (F1) | INDOOR DOUBLE CHAMBER |  | 11/0.415 kV | 2000-01-06 |  | 0
302081695 | TNB | DISTRIBUTION | WP PUTRAJAYA & CYBERJAYA | Existing | VPTJ/PCE/J10051 | PE 10.05 P10/7 BANGLOW (F1) | CB + 1 TX | CB + 1 TX |  |  | PE 10.05 P10/7 BANGLOW (F1) | INDOOR DOUBLE CHAMBER |  | 11/0.415 kV | 2000-01-06 |  | 0
302082425 | TNB | DISTRIBUTION | WP PUTRAJAYA & CYBERJAYA | Existing | VPTJ/PCE/J10131 | PE 10.13 PUSPANITA (F1) | RMU 2S + 1F | RMU 2S + 1F |  |  | PE 10.13 PUSPANITA (F1) | INDOOR DOUBLE CHAMBER |  | 11/0.415 kV | 21/10/2004 |  | 0
302083078 | TNB | DISTRIBUTION | WP PUTRAJAYA & CYBERJAYA | Existing | VPTJ/PCE/J12011 | PE 12.01 RF 2 P. UTARA | RMU 2S + 1F | RMU 2S + 1F |  |  | PE 12.01 RF 2 P. UTARA | COMPACT SUBS |  | 11/0.415 kV | 2000-11-07 |  | 0
302083194 | TNB | DISTRIBUTION | WP PUTRAJAYA & CYBERJAYA | Existing | VPTJ/PCE/J16221 | PE 16.22 P16 BGW (F1) | CB + 1 TX | CB + 1 TX |  |  | PE 16.22 P16 BGW (F1) | INDOOR DOUBLE CHAMBER |  | 11/0.415 kV | 2002-05-08 |  | 0
302083817 | TNB | DISTRIBUTION | WP PUTRAJAYA & CYBERJAYA | Existing | VPTJ/PCE/J16181 | PE 16.18 APT A3 (EFI) (F1) | RMU 2S + 1F | RMU 2S + 1F |  |  | PE 16.18 APT A3 (EFI) (F1) | INDOOR DOUBLE CHAMBER |  | 11/0.415 kV | 2000-03-11 |  | 0
302084891 | TNB | DISTRIBUTION | WP PUTRAJAYA & CYBERJAYA | Existing | VCBJ/PCE/J22181 | SS 22.18 MDeC F1 | RMU 3S | RMU 3S |  |  | SS 22.18 MDeC F1 | ATTACHED |  | 11 kV | 2001-07-11 |  | 0
302098483 | TNB | DISTRIBUTION | WP PUTRAJAYA & CYBERJAYA | Existing | VCBJ/PCE/J22351 | PE 22.35 PRIMA PROP 2 F1 | RMU 2S+2F | RMU 2S + 2F |  |  | PE 22.35 PRIMA PROP 2 F1 | INDOOR QUAD |  | 11/0.415 kV | 2004-12-08 |  | 0
302099102 | TNB | DISTRIBUTION | WP PUTRAJAYA & CYBERJAYA | Existing | VCBJ/PCE/J22091 | PE 22.09 FUJITSU F1 | RMU 2S+1F | RMU 2S + 1F |  |  | PE 22.09 FUJITSU F1 | INDOOR DOUBLE CHAMBER |  | 11/0.415 kV | 21/06/2001 | FUJITSU | 0
302099672 | TNB | DISTRIBUTION | WP PUTRAJAYA & CYBERJAYA | Existing | VCBJ/PCE/J21162 | PE 21.16 SMART HOMES F2 | RMU 2S + 1F | RMU 2S + 1F |  |  | PE 21.16 SMART HOMES F2 | INDOOR DOUBLE CHAMBER |  | 11/0.415 kV | 27/09/2004 |  | 0
302099899 | TNB | DISTRIBUTION | WP PUTRAJAYA & CYBERJAYA | Existing | VCBJ/PCE/J21521 | PE 21.52 CONDO C3 F1 | RMU 2S + 1F | RMU 2S + 1F |  |  | PE 21.52 CONDO C3 F1 | INDOOR DOUBLE CHAMBER |  | 11/0.415 kV | 2004-05-10 |  | 0
302100436 | TNB | DISTRIBUTION | WP PUTRAJAYA & CYBERJAYA | Existing | VCBJ/PCE/J21491 | PE 21.49 CONDO B2 F1 | RMU 2S + 1F | RMU 2S + 1F |  |  | PE 21.49 CONDO B2 F1 | INDOOR DOUBLE CHAMBER |  | 11/0.415 kV | 2004-08-01 |  | 0
302100973 | TNB | DISTRIBUTION | WP PUTRAJAYA & CYBERJAYA | Existing | VCBJ/PCE/J21121 | PE 21.12 CYBERIA SMARTHOMES F1 | CB 3S | CB + 1 TX |  |  | PE 21.12 CYBERIA SMARTHOMES F1 | ATTACHED SINGLE |  | 11/0.415 kV | 21/05/2001 |  | 0
302101536 | TNB | DISTRIBUTION | WP PUTRAJAYA & CYBERJAYA | Existing | VCBJ/PCE/J21181 | PE 21.18 CONDO A1 CYBERIA F1 | RMU 2S + 1F | RMU 2S + 1F |  |  | PE 21.18 CONDO A1 CYBERIA F1 | INDOOR DOUBLE CHAMBER |  | 11/0.415 kV | 25/11/2001 |  | 0
302101763 | TNB | DISTRIBUTION | WP PUTRAJAYA & CYBERJAYA | Existing | VCBJ/PCE/J22462 | PE 22.46 TOWN HOUSE F2 | RMU 2S + 1F | RMU 2S + 1F |  |  | PE 22.46 TOWN HOUSE F2 | INDOOR DOUBLE CHAMBER |  | 11/0.415 kV | 27/01/2006 |  | 0
302102300 | TNB | DISTRIBUTION | WP PUTRAJAYA & CYBERJAYA | Existing | VCBJ/PCE/J21511 | PE 21.51 CONDO C1 F1 | RMU 2S + 1F | RMU 2S + 1F |  |  | PE 21.51 CONDO C1 F1 | INDOOR DOUBLE CHAMBER |  | 11/0.415 kV | 2004-05-10 |  | 0
302102837 | TNB | DISTRIBUTION | WP PUTRAJAYA & CYBERJAYA | Existing | VCBJ/PCE/J22481 | PE 22.48 LOT 12082 FASA 1B F1 | RMU 4S+2F | RMU 2S + 1F |  |  | PE 22.48 LOT 12082 FASA 1B F1 | INDOOR DOUBLE CHAMBER |  | 11/0.415 kV | 19/12/2005 |  | 0
302103899 | TNB | DISTRIBUTION | WP PUTRAJAYA & CYBERJAYA | Existing | VCBJ/PCE/J22451 | PE 22.45 KONDOMINIUM F1 | RMU 2S + 1F | RMU 2S + 1F |  |  | PE 22.45 KONDOMINIUM F1 | INDOOR DOUBLE CHAMBER |  | 11/0.415 kV | 27/01/2006 |  | 0
302104436 | TNB | DISTRIBUTION | WP PUTRAJAYA & CYBERJAYA | Existing | VCBJ/PCE/J22432 | SS 22.43 BMW F2 | RMU 3S | RMU 3S |  |  | SS 22.43 BMW F2 | ATTACHED |  | 11 kV | 2004-08-10 |  | 0
302104957 | TNB | DISTRIBUTION | WP PUTRAJAYA & CYBERJAYA | Existing | VCBJ/PCE/J22102 | PE 22.10 D' MELOR F2 | RMU 2S + 1F | RMU 2S + 1F |  |  | PE 22.10 D' MELOR F2 | ATTACHED |  | 11/0.415 kV | 24/03/2001 |  | 0
302117236 | TNB | DISTRIBUTION | WP PUTRAJAYA & CYBERJAYA | Existing | VCBJ/PCE/J22311 | SS 22.31 CSF F1 | CB 3S | CB |  |  | SS 22.31 CSF F1 | ATTACHED |  | 11 kV | 19/05/2003 |  | 0
302119241 | TNB | DISTRIBUTION | WP PUTRAJAYA & CYBERJAYA | Existing | VPTJ/PCE/J16031 | PE 16.03 146 UNIT RUMAH TERES | RMU 2S+1F | RMU 2S + 1F |  |  | PE 16.03 146 UNIT RUMAH TERES | COMPACT SUBS |  | 11/0.415 kV | 2006-02-03 |  | 0
302120315 | TNB | DISTRIBUTION | WP PUTRAJAYA & CYBERJAYA | Existing | VPTJ/PCE/J19011 | PE 19.01 R8C | RMU 2S+1F | RMU 2S + 1F |  |  | PE 19.01 R8C | COMPACT SUBS |  | 11/0.415 kV | 18/01/2005 |  | 0
302120633 | TNB | DISTRIBUTION | WP PUTRAJAYA & CYBERJAYA | Existing | VCBJ/PCE/J21261 | PE 21.26 PUSAT KAWAL SELIA F1 | RMU 2S + 1F | RMU 2S + 1F |  |  | PE 21.26 PUSAT KAWAL SELIA F1 | INDOOR DOUBLE CHAMBER |  | 11/0.415 kV | 17/05/2002 |  | 0
302121170 | TNB | DISTRIBUTION | WP PUTRAJAYA & CYBERJAYA | Existing | VCBJ/PCE/J21091 | SS 21.09 KOMPLEKS TELEKOM CBJ 1 F1 | RMU 3S | RMU 3S |  |  | SS 21.09 KOMPLEKS TELEKOM CBJ 1 F1 | ATTACHED |  | 11/0.415 kV | 2000-09-03 |  | 0
302121707 | TNB | DISTRIBUTION | WP PUTRAJAYA & CYBERJAYA | Existing | VCBJ/PCE/J21152 | PE 21.15 SATELIT TELEKOM CBJ 3 F2 | RMU 2S+1F | RMU 2S + 1F |  |  | PE 21.15 SATELIT TELEKOM CBJ 3 F2 | INDOOR DOUBLE CHAMBER |  | 11/0.415 kV | 17/07/2002 |  | 0
302237371 | TNB | DISTRIBUTION | WP PUTRAJAYA & CYBERJAYA | Existing | VCBJ/PCE/J22661 | SS 22.66 PRIMA 9 F1 | CB 3S | CB |  |  | SS 22.66 PRIMA 9 F1 | INDOOR DOUBLE CHAMBER |  | 11/0.415 kV | 21/03/2009 | PRIMA 9 BLOCK 3547 | 0
302237542 | TNB | DISTRIBUTION | WP PUTRAJAYA & CYBERJAYA | Existing | VPTJ/PCE/J14081 | PE 14.08 Perumahan 14-10 (F1) | RMU 2S + 1F | RMU 2S + 1F |  |  | PE 14.08 Perumahan 14-10 (F1) | INDOOR DOUBLE CHAMBER |  | 11/0.415 kV | 28/11/2008 |  | 0
302260510 | TNB | DISTRIBUTION | WP PUTRAJAYA & CYBERJAYA | Existing | VPTJ/PCE/J09461 | PE 9.46 P'PURI P7 BLOK B3 (EFI) (F1) | RMU | RMU 2S + 1F |  |  | PE 9.46 P'PURI P7 BLOK B3 (EFI) (F1) | ATTACHED DOUBLE |  | 11/0.415 kV | 23/02/2008 |  | 0
302261357 | TNB | DISTRIBUTION | WP PUTRAJAYA & CYBERJAYA | Existing | VPTJ/PCE/J09441 | PE 9.44 P'PURI P7 BLOK A2 (EFI) (F1) | RMU | RMU 2S + 1F |  |  | PE 9.44 P'PURI P7 BLOK A2 (EFI) (F1) | ATTACHED DOUBLE |  | 11/0.415 kV | 23/02/2008 |  | 0
302269461 | TNB | DISTRIBUTION | WP PUTRAJAYA & CYBERJAYA | Existing | VCBJ/PCE/J22561 | SS 22.56 JPJ F1 | CB 3S | CB |  |  | SS 22.56 JPJ F1 | ATTACHED |  | 11 kV | 23/12/2008 | JLN 5 TEKNOKRAT 5 | 0
302425004 | TNB | DISTRIBUTION | WP PUTRAJAYA & CYBERJAYA | Existing | VPTJ/PCE/J10061 | PE 10.06 JLN P10B (F1) | RMU 2S + 1F | RMU 2S + 1F |  |  | PE 10.06 JLN P10B (F1) | INDOOR DOUBLE CHAMBER |  | 11/0.415 kV | 31/03/2008 |  | 0
302451583 | TNB | DISTRIBUTION | WP PUTRAJAYA & CYBERJAYA | Existing | VCBJ/PCE/J21621 | SS 21.62 BLOK A IT PARK F1 | CB 3S | CB |  |  | SS 21.62 BLOK A IT PARK F1 | ATTACHED |  | 11 kV | 2008-06-03 | KONTRAKTOR PENCAWANG : AMAN ELEKTRIKKONTRAKTOR KABEL HT : DOYESKONTRAKTOR KABEL SERVIS : DOYESKONTRAKTOR SAMBUNGAN TAMATAN HT : 3MKONTRAKTOR SAMBUNGAN SAMBUNGAN TERUS : SUBITEC | 0
302451763 | TNB | DISTRIBUTION | WP PUTRAJAYA & CYBERJAYA | Existing | VCBJ/PCE/J22541 | PE 22.54 PRIMA 8 F1 | RMU 2S+1F | RMU 2S + 1F |  |  | PE 22.54 PRIMA 8 F1 | INDOOR DOUBLE CHAMBER |  | 11/0.415 kV | 2008-03-06 |  | 0
302464114 | TNB | DISTRIBUTION | WP PUTRAJAYA & CYBERJAYA | Existing | VPTJ/PCE/J14302 | PE 14.30 P'PURI 14-12 BLOK A (EFI) (F2) | RMU 2S + 1F | RMU 2S + 1F |  |  | PE 14.30 P'PURI 14-12 BLOK A (EFI) (F2) | ATTACHED DOUBLE |  | 11/0.415 kV | 25/06/2008 |  | 0
302464651 | TNB | DISTRIBUTION | WP PUTRAJAYA & CYBERJAYA | Existing | VPTJ/PCE/J14061 | PE 14.06 PERUMAHAN 14-5A | RMU 2S+1F | RMU 2S + 1F |  |  | PE 14.06 PERUMAHAN 14-5A | COMPACT SUBS |  | 11/0.415 kV | 26/05/2008 |  | 0
302524409 | TNB | DISTRIBUTION | WP PUTRAJAYA & CYBERJAYA | Existing | VCBJ/PCE/J22621 | PE 22.62 8 BLOK KEDAI PEJ 2B F1 | RMU 2S + 1F | RMU 2S + 1F |  |  | PE 22.62 8 BLOK KEDAI PEJ 2B F1 | INDOOR DOUBLE CHAMBER |  | 11/0.415 kV | 29/04/2009 |  | 0
302574392 | TNB | DISTRIBUTION | WP PUTRAJAYA & CYBERJAYA | Existing | VPTJ/PCE/J11481 | PE 11.48 BALAI POLIS | RMU 2S + 1F | RMU 2S + 1F |  |  | PE 11.48 BALAI POLIS | INDOOR DOUBLE CHAMBER |  | 11/0.415 kV | 2007-07-03 |  | 0
302574893 | TNB | DISTRIBUTION | WP PUTRAJAYA & CYBERJAYA | Existing | VCBJ/PCE/J22521 | PE 22.52 58 UNITS SHOP LOT F1 | RMU 2S + 2F | RMU 2S + 2F |  |  | PE 22.52 58 UNITS SHOP LOT F1 | INDOOR DOUBLE CHAMBER |  | 11/0.415 kV | 2008-03-01 |  | 0
302579068 | TNB | DISTRIBUTION | WP PUTRAJAYA & CYBERJAYA | Existing | VCBJ/PCE/J22601 | SS 22.60 SATYAM F1 | CB 3S | CB |  |  | SS 22.60 SATYAM F1 | ATTACHED |  | 11 kV | 21/12/2008 |  | 0
302676004 | TNB | DISTRIBUTION | WP PUTRAJAYA & CYBERJAYA | Existing | VPTJ/PCE/J11091 | PE 11.09 P11A2/5 TERES (EFI) (F1) | RMU 2S + 1F | RMU 2S + 1F |  |  | PE 11.09 P11A2/5 TERES (EFI) (F1) | INDOOR DOUBLE CHAMBER |  | 11/0.415 kV | 2002-07-09 |  | 0
302676473 | TNB | DISTRIBUTION | WP PUTRAJAYA & CYBERJAYA | Existing | VPTJ/PCE/J11391 | PE 11.39 BLOK A | RMU 2S + 1F | RMU 2S + 1F |  |  | PE 11.39 BLOK A | INDOOR SINGLE CHAMBER |  | 11/0.415 kV | 17/08/2004 |  | 0
302709136 | TNB | DISTRIBUTION | WP PUTRAJAYA & CYBERJAYA | Existing | VCBJ/PCE/J22071 | PE 22.07 PADAT B 15-6 | RMU 2S + 1F | RMU 2S + 1F |  |  | PE 22.07 PADAT B 15-6 | COMPACT SUBS |  | 11/0.415 kV | 30/05/2000 |  | 0
302709789 | TNB | DISTRIBUTION | WP PUTRAJAYA & CYBERJAYA | Existing | VCBJ/PCE/J22171 | PE 22.17 PADAT STP 4 | RMU 2S+1F | RMU 2S + 1F |  |  | PE 22.17 PADAT STP 4 | COMPACT SUBS |  | 11/0.415 kV | 13/05/2002 |  | 0
302710429 | TNB | DISTRIBUTION | WP PUTRAJAYA & CYBERJAYA | Existing | VCBJ/PCE/J22401 | PE 22.40 POLIS CJ F1 | RMU 2S+1F |  |  |  | PE 22.40 POLIS CJ F1 | INDOOR DOUBLE CHAMBER |  | 11/0.415 kV | 15/03/2005 |  | 0
302710656 | TNB | DISTRIBUTION | WP PUTRAJAYA & CYBERJAYA | Existing | VCBJ/PCE/J21011 | PE 21.01 NTT F1 | RMU 2S + 1F | RMU 2S + 1F |  |  | PE 21.01 NTT F1 | INDOOR DOUBLE CHAMBER |  | 11/0.415 kV | 17/06/1999 |  | 0
302711735 | TNB | DISTRIBUTION | WP PUTRAJAYA & CYBERJAYA | Existing | VCBJ/PCE/J22321 | PE 22.32 MOTOROLA F1 | RMU 2S + 1F | RMU 2S + 1F |  |  | PE 22.32 MOTOROLA F1 | INDOOR DOUBLE CHAMBER |  | 11/0.415 kV | 21/11/2003 |  | 0
302717351 | TNB | DISTRIBUTION | WP PUTRAJAYA & CYBERJAYA | Existing | VPTJ/PCE/J14291 | PE 14.29 GUDANG (EFI) (F1) | RMU 2S + 1F | RMU 2S + 1F |  |  | PE 14.29 GUDANG (EFI) (F1) | INDOOR DOUBLE CHAMBER |  | 11/0.415 kV | 2008-08-01 |  | 0
302737867 | TNB | DISTRIBUTION | WP PUTRAJAYA & CYBERJAYA | Existing | VCBJ/PCE/J22221 | PE 22.22 CYBER HEIGHT VILLA F1 | RMU 2S + 1F | RMU 2S + 1F |  |  | PE 22.22 CYBER HEIGHT VILLA F1 | INDOOR DOUBLE CHAMBER |  | 11/0.415 kV | 2004-12-01 |  | 0
302747630 | TNB | DISTRIBUTION | WP PUTRAJAYA & CYBERJAYA | Existing | VCBJ/PCE/J22691 | PE 22.69 KRU STUDIO F1 | RMU 2S + 1F | RMU 2S + 1F |  |  | PE 22.69 KRU STUDIO F1 | INDOOR DOUBLE CHAMBER |  | 11/0.415 kV | 26/01/2010 |  | 0
302749281 | TNB | DISTRIBUTION | WP PUTRAJAYA & CYBERJAYA | Existing | VCBJ/PCE/J21561 | SS 21.56 MEASAT ASTRO F1 | CB 3S | CB |  |  | SS 21.56 MEASAT ASTRO F1 | ATTACHED |  | 11 kV | 23/08/2005 |  | 0
302749846 | TNB | DISTRIBUTION | WP PUTRAJAYA & CYBERJAYA | Existing | VCBJ/PCE/J21421 | PE 21.42 CYBERVILLAGE SERENITY 4 F1 | RMU 2S + 1F | RMU 2S + 1F |  |  | PE 21.42 CYBERVILLAGE SERENITY 4 F1 | INDOOR DOUBLE CHAMBER |  | 11/0.415 kV | 30/03/2004 |  | 0
302750383 | TNB | DISTRIBUTION | WP PUTRAJAYA & CYBERJAYA | Existing | VCBJ/PCE/J21411 | PE 21.41 TMN.CYBER | RMU 2S + 1F | RMU 2S + 1F |  |  | PE 21.41 TMN.CYBER | INDOOR SINGLE CHAMBER |  | 11/0.415 kV | 16/01/2003 |  | 0
302752707 | TNB | DISTRIBUTION | WP PUTRAJAYA & CYBERJAYA | Existing | VPTJ/PCE/J14131 | PE 14.13 ERUMAHAN 14-9 (EFI) (F1) | RMU 2S + 1F | RMU 2S + 1F |  |  | PE 14.13 ERUMAHAN 14-9 (EFI) (F1) | INDOOR DOUBLE CHAMBER |  | 11/0.415 kV | 2006-09-02 |  | 0
302753709 | TNB | DISTRIBUTION | WP PUTRAJAYA & CYBERJAYA | Existing | VPTJ/PCE/J01092 | SS 1.09 C3 (F2) | RMU 2S + 1F | RMU 2S + 1F |  |  | SS 1.09 C3 (F2) | ATTACHED |  | 11 kV | 1999-11-09 |  | 0
302758340 | TNB | DISTRIBUTION | WP PUTRAJAYA & CYBERJAYA | Existing | VPTJ/PCE/J01321 | PE 1.32 INSIDE PPU6 S/L OVAL | RMU 2S+1F | RMU 2S + 1F |  |  | PE 1.32 INSIDE PPU6 S/L OVAL | COMPACT SUBS |  | 11/0.415 kV | 13/06/1999 |  | 0
302758766 | TNB | DISTRIBUTION | WP PUTRAJAYA & CYBERJAYA | Existing | VPTJ/PCE/J02111 | SS 2.11 MOF 2G2 SELATAN (F1) | CB 7S | CB |  |  | SS 2.11 MOF 2G2 SELATAN (F1) | ATTACHED |  | 11 kV | 2002-04-02 |  | 0
302759955 | TNB | DISTRIBUTION | WP PUTRAJAYA & CYBERJAYA | Existing | VPTJ/PCE/J05041 | PE 5.04 C/S S/L | RMU 2S+1F | RMU 2S + 1F |  |  | PE 5.04 C/S S/L | COMPACT SUBS |  | 11/0.415 kV | 2003-02-10 |  | 0
302760298 | TNB | DISTRIBUTION | WP PUTRAJAYA & CYBERJAYA | Existing | VPTJ/PCE/J09171 | PE 9.17 APT 5A (EFI) (F1) | RMU 2S + 1F | RMU 2S + 1F |  |  | PE 9.17 APT 5A (EFI) (F1) | ATTACHED DOUBLE |  | 11/0.415 kV | 2002-12-07 |  | 0
302760525 | TNB | DISTRIBUTION | WP PUTRAJAYA & CYBERJAYA | Existing | VPTJ/PCE/J09211 | PE 9.21 P9D/1 TERES (F1) | CB | CB + 1 TX |  |  | PE 9.21 P9D/1 TERES (F1) | INDOOR DOUBLE CHAMBER |  | 11/0.415 kV | 2001-03-08 |  | 0
302761574 | TNB | DISTRIBUTION | WP PUTRAJAYA & CYBERJAYA | Existing | VCBJ/PCE/J22191 | SS 22.19 (QUILL)P.MULTIMEDIA( DHL ) F1 | RMU 3S | RMU 3S |  |  | SS 22.19 (QUILL)P.MULTIMEDIA( DHL ) F1 | ATTACHED |  | 11 kV | 19/02/2002 |  | 0
302764371 | TNB | DISTRIBUTION | WP PUTRAJAYA & CYBERJAYA | Existing | VCBJ/PCE/J21541 | PE 21.54 PS 3 F1 | RMU 2S+1F | RMU 2S + 1F |  |  | PE 21.54 PS 3 F1 | INDOOR DOUBLE CHAMBER |  | 11/0.415 kV | 16/06/2005 |  | 0
302783650 | TNB | DISTRIBUTION | WP PUTRAJAYA & CYBERJAYA | Existing | VPTJ/PCE/J08111 | PE 8.11 JLN P8E TERES (EFI) (F1) | RMU 2S + 1F | RMU 2S + 1F |  |  | PE 8.11 JLN P8E TERES (EFI) (F1) | INDOOR DOUBLE CHAMBER |  | 11/0.415 kV | 27/03/2002 |  | 0
302783877 | TNB | DISTRIBUTION | WP PUTRAJAYA & CYBERJAYA | Existing | VPTJ/PCE/J08171 | PE 8.17 P.KEJIRANAN (EFI) | RMU 2S + 1F | RMU 2S + 1F |  |  | PE 8.17 P.KEJIRANAN (EFI) | INDOOR SINGLE CHAMBER |  | 11/0.415 kV | 2000-03-08 |  | 0
302784530 | TNB | DISTRIBUTION | WP PUTRAJAYA & CYBERJAYA | Existing | VPTJ/PCE/J14152 | PE 14.15 BLOK B (F2) | RMU 2S + 1F | RMU 2S + 1F |  |  | PE 14.15 BLOK B (F2) | ATTACHED DOUBLE |  | 11/0.415 kV | 2005-06-09 |  | 0
302785067 | TNB | DISTRIBUTION | WP PUTRAJAYA & CYBERJAYA | Existing | VPTJ/PCE/J14182 | PE 14.18 BLOK E1 (F2) | RMU 4S+2F | RMU 2S + 1F |  |  | PE 14.18 BLOK E1 (F2) | ATTACHED DOUBLE |  | 11/0.415 kV | 2005-06-09 |  | 0
302785294 | TNB | DISTRIBUTION | WP PUTRAJAYA & CYBERJAYA | Existing | VPTJ/PCE/J01362 | PE 1.36 DATARAN PUTRA (F2) | RMU 3S+1F | RMU 3S+1F |  |  | PE 1.36 DATARAN PUTRA (F2) | INDOOR DOUBLE CHAMBER |  | 11/0.415 kV | 13/11/1999 |  | 0
302878445 | TNB | DISTRIBUTION | WP PUTRAJAYA & CYBERJAYA | Existing | VPTJ/PCE/J09351 | PE 9.35 P'PURI BLOK A1 (EFI) (F1) | RMU | RMU 2S + 1F |  |  | PE 9.35 P'PURI BLOK A1 (EFI) (F1) | ATTACHED DOUBLE |  | 11/0.415 kV | 24/08/2005 |  | 0
302896972 | TNB | DISTRIBUTION | WP PUTRAJAYA & CYBERJAYA | Existing | VPTJ/PCE/J08031 | PE 8.03 SEK REN (EFI) (F1) | RMU 2S + 1F | RMU 2S + 1F |  |  | PE 8.03 SEK REN (EFI) (F1) | INDOOR DOUBLE CHAMBER |  | 11/0.415 kV | 16/11/1999 |  | 0
302897199 | TNB | DISTRIBUTION | WP PUTRAJAYA & CYBERJAYA | Existing | VPTJ/PCE/J11082 | PE 11.08 P11A2/5 TERES (EFI) (F2) | RMU 2S + 1F | RMU 2S + 1F |  |  | PE 11.08 P11A2/5 TERES (EFI) (F2) | INDOOR DOUBLE CHAMBER |  | 11/0.415 kV | 2002-04-09 |  | 0
302910375 | TNB | DISTRIBUTION | WP PUTRAJAYA & CYBERJAYA | Existing | VCBJ/PCE/J22581 | SS 22.58 BANK NEGARA F1 | CB 3S | CB |  |  | SS 22.58 BANK NEGARA F1 | ATTACHED |  | 11 kV | 2009-02-03 |  | 0
302912169 | TNB | DISTRIBUTION | WP PUTRAJAYA & CYBERJAYA | Existing | VPTJ/PCE/J06011 | PE 6.01 GRAND STAND (F1) | RMU 4S+2F | RMU 2S + 1F |  |  | PE 6.01 GRAND STAND (F1) | INDOOR DOUBLE CHAMBER |  | 11/0.415 kV | 2005-08-12 |  | 0
302921408 | TNB | DISTRIBUTION | WP PUTRAJAYA & CYBERJAYA | Existing | VPTJ/PCE/J09431 | PE 9.43 P'PURI P7 BLOK A1 (F1) | RMU | RMU 2S + 1F |  |  | PE 9.43 P'PURI P7 BLOK A1 (F1) | ATTACHED DOUBLE |  | 11/0.415 kV | 23/02/2008 |  | 0
302970125 | TNB | DISTRIBUTION | WP PUTRAJAYA & CYBERJAYA | Existing | VCBJ/PCE/J22042 | SS 22.04 DCS F2 | RMU 4S | RMU 3S+1F |  |  | SS 22.04 DCS F2 | ATTACHED |  | 11 kV | 29/09/1999 |  | 0
302984175 | TNB | DISTRIBUTION | WP PUTRAJAYA & CYBERJAYA | Existing | VPTJ/PCE/J05061 | PE 5.06 C/S S/L | RMU 2S+1F | RMU 2S + 1F |  |  | PE 5.06 C/S S/L | COMPACT SUBS |  | 11/0.415 kV | 25/10/2004 |  | 0
302984291 | TNB | DISTRIBUTION | WP PUTRAJAYA & CYBERJAYA | Existing | VPTJ/PCE/J08051 | PE 8.05 APT FASA 4A (B1) (F1) | CB + 1 TX | CB + 1 TX |  |  | PE 8.05 APT FASA 4A (B1) (F1) | INDOOR DOUBLE CHAMBER |  | 11/0.415 kV | 1999-07-12 |  | 0
302988111 | TNB | DISTRIBUTION | WP PUTRAJAYA & CYBERJAYA | Existing | VCBJ/PCE/J23021 | SS 23.02 STP A F1 | RMU 3S | RMU 3S |  |  | SS 23.02 STP A F1 | ATTACHED |  | 11 kV | 13/10/2006 |  | 0
303001990 | TNB | DISTRIBUTION | WP PUTRAJAYA & CYBERJAYA | Existing | VPTJ/PCE/J14011 | SS 14.01 WWTP | CB | CB |  |  | SS 14.01 WWTP | ATTACHED |  | 11 kV | 19/11/1998 |  | 0
303003501 | TNB | DISTRIBUTION | WP PUTRAJAYA & CYBERJAYA | Existing | VCBJ/PCE/J22121 | PE 22.12 SEK MEN KEB CJ1 F1 | RMU 2S + 1F | RMU 2S + 1F |  |  | PE 22.12 SEK MEN KEB CJ1 F1 | INDOOR DOUBLE CHAMBER |  | 11/0.415 kV | 19/02/2004 |  | 0
303004290 | TNB | DISTRIBUTION | WP PUTRAJAYA & CYBERJAYA | Existing | VCBJ/PCE/J21612 | PE 21.61 MPS F2 | RMU 2S + 2F | RMU 2S + 2F |  |  | PE 21.61 MPS F2 | INDOOR QUAD |  | 11/0.415 kV | 23/02/2008 |  | 0
303040757 | TNB | DISTRIBUTION | WP PUTRAJAYA & CYBERJAYA | Existing | VCBJ/PCE/J22201 | SS 22.20 FSBM (AXIS EUREKA) F1 | CB 3S | CB |  |  | SS 22.20 FSBM (AXIS EUREKA) F1 | ATTACHED |  | 11 kV | 27/11/2001 |  | 0
303050004 | TNB | DISTRIBUTION | WP PUTRAJAYA & CYBERJAYA | Existing | VPTJ/PCE/J14091 | PE 14.09 PERUMAHAN 14-4 (F1) | RMU 2S+1F | RMU 2S + 1F |  |  | PE 14.09 PERUMAHAN 14-4 (F1) | COMPACT SUBS |  | 11/0.415 kV | 2007-11-08 |  | 0
303070310 | TNB | DISTRIBUTION | WP PUTRAJAYA & CYBERJAYA | Existing | VPTJ/PCE/J11161 | PE 11.16 APT E (F1) | RMU 2S + 1F | RMU 2S + 1F |  |  | PE 11.16 APT E (F1) | ATTACHED DOUBLE |  | 11/0.415 kV | 13/05/2003 |  | 0
303129777 | TNB | DISTRIBUTION | WP PUTRAJAYA & CYBERJAYA | Existing | VPTJ/PCE/J16131 | PE 16.13 SEK. MEN (F1) | CB + 1 TX | CB + 1 TX |  |  | PE 16.13 SEK. MEN (F1) | INDOOR DOUBLE CHAMBER |  | 11/0.415 kV | 2002-05-09 |  | 0
303130710 | TNB | DISTRIBUTION | WP PUTRAJAYA & CYBERJAYA | Existing | VPTJ/PCE/J15051 | PE 15.05 BLOK D2 (1) (EFI) (F1) | RMU 2S + 1F | RMU 2S + 1F |  |  | PE 15.05 BLOK D2 (1) (EFI) (F1) | ATTACHED DOUBLE |  | 11/0.415 kV | 18/02/2006 |  | 0
303133471 | TNB | DISTRIBUTION | WP PUTRAJAYA & CYBERJAYA | Existing | VPTJ/PCE/J05171 | PE 5.17 BLOK C 5R3 (F1) | RMU | RMU 2S + 1F |  |  | PE 5.17 BLOK C 5R3 (F1) | ATTACHED DOUBLE |  | 11/0.415 kV | 15/09/2008 |  | 0
303134009 | TNB | DISTRIBUTION | WP PUTRAJAYA & CYBERJAYA | Existing | VPTJ/PCE/J13011 | PE 13.01 WETLAND PUMP 250KW | RMU 2S+1F | RMU 2S + 1F |  |  | PE 13.01 WETLAND PUMP 250KW | INDOOR SINGLE CHAMBER |  | 11/0.415 kV | 31/07/1999 |  | 0
303174293 | TNB | DISTRIBUTION | WP PUTRAJAYA & CYBERJAYA | Existing | VPTJ/PCE/J02051 | PE 2.05 PADAT CUT | RMU 2S+1F | RMU 2S + 1F |  |  | PE 2.05 PADAT CUT | COMPACT SUBS |  | 11/0.415 kV | 22/08/2002 |  | 0
303217665 | TNB | DISTRIBUTION | WP PUTRAJAYA & CYBERJAYA | Existing | VPTJ/PCE/J01102 | SS 1.10 C2 (F2) | RMU 2S + 1F | RMU 2S + 1F |  |  | SS 1.10 C2 (F2) | ATTACHED |  | 11 kV | 1999-11-09 |  | 0
303223225 | TNB | DISTRIBUTION | WP PUTRAJAYA & CYBERJAYA | Existing | VPTJ/PCE/J09011 | PE 9.01 APT 4A (EFI) (F1) | RMU 2S + 1F | RMU 2S + 1F |  |  | PE 9.01 APT 4A (EFI) (F1) | ATTACHED DOUBLE |  | 11/0.415 kV | 2000-11-10 |  | 0
303228376 | TNB | DISTRIBUTION | WP PUTRAJAYA & CYBERJAYA | Existing | VPTJ/PCE/J08022 | PE 8.02 P8A SEMI D (F2) | RMU 2S + 1F | RMU 2S + 1F |  |  | PE 8.02 P8A SEMI D (F2) | INDOOR DOUBLE CHAMBER |  | 11/0.415 kV | 2000-05-03 |  | 0
303236407 | TNB | DISTRIBUTION | WP PUTRAJAYA & CYBERJAYA | Existing | VCBJ/PCE/J22371 | PE 22.37 BOMBA CJ F1 | CB 3S | CB |  |  | PE 22.37 BOMBA CJ F1 | INDOOR DOUBLE CHAMBER |  | 11/0.415 kV | 2004-08-10 |  | 0
303237696 | TNB | DISTRIBUTION | WP PUTRAJAYA & CYBERJAYA | Existing | VPTJ/PCE/J09451 | PE 9.45 P'PURI P7 BLOK B1 (F1) | RMU | RMU 2S + 1F |  |  | PE 9.45 P'PURI P7 BLOK B1 (F1) | ATTACHED DOUBLE |  | 11/0.415 kV | 23/02/2008 |  | 0
303244360 | TNB | DISTRIBUTION | WP PUTRAJAYA & CYBERJAYA | Existing | VPTJ/PCE/J09291 | PE 9.29 BAS DEPOH | RMU 2S+1F | RMU 2S + 1F |  |  | PE 9.29 BAS DEPOH | INDOOR SINGLE CHAMBER |  | 11/0.415 kV | 27/07/2006 | NADI PUTRA | 0
303244476 | TNB | DISTRIBUTION | WP PUTRAJAYA & CYBERJAYA | Existing | VCBJ/PCE/J22611 | PE 22.61 8 BLOK KEDAI PEJ 2A F1 | RMU 2S + 1F | RMU 2S + 1F |  |  | PE 22.61 8 BLOK KEDAI PEJ 2A F1 | INDOOR DOUBLE CHAMBER |  | 11/0.415 kV | 29/04/2009 | 8 BLLOK KEDAI PEJABAT NO 1 | 0
303252742 | TNB | DISTRIBUTION | WP PUTRAJAYA & CYBERJAYA | Existing | VPTJ/PCE/J05141 | PE 5.14 5R1 (F1) | RMU | RMU 2S + 1F |  |  | PE 5.14 5R1 (F1) | INDOOR DOUBLE CHAMBER |  | 11/0.415 kV | 15/09/2008 |  | 0
303258653 | TNB | DISTRIBUTION | WP PUTRAJAYA & CYBERJAYA | Existing | VCBJ/PCE/J21111 | PE 21.11 CENTURY SQUARE 2310 F1 | RMU 2S + 1F | RMU 2S + 1F |  |  | PE 21.11 CENTURY SQUARE 2310 F1 | INDOOR DOUBLE CHAMBER |  | 11/0.415 kV | 2000-09-03 |  | 0
303291940 | TNB | DISTRIBUTION | WP PUTRAJAYA & CYBERJAYA | Existing | VPTJ/PCE/J09471 | PE 9.47 P'PURI BLOK A&B (F1) | RMU 2S + 1F | RMU 2S + 1F |  |  | PE 9.47 P'PURI BLOK A&B (F1) | ATTACHED DOUBLE |  | 11/0.415 kV | 31/10/2007 |  | 0
303293947 | TNB | DISTRIBUTION | WP PUTRAJAYA & CYBERJAYA | Existing | VPTJ/PCE/J11182 | PE 11.18 P11 H/1 TERES (EFI) (F2) | RMU 4S+2F |  |  |  | PE 11.18 P11 H/1 TERES (EFI) (F2) | INDOOR DOUBLE CHAMBER |  | 11/0.415 kV | 30/01/2003 |  | 0
303297857 | TNB | DISTRIBUTION | WP PUTRAJAYA & CYBERJAYA | Existing | VPTJ/PCE/J02091 | SS 2.09 MOF 2G1 (F1) | CB 3S | CB |  |  | SS 2.09 MOF 2G1 (F1) | ATTACHED |  | 11 kV | 2002-05-02 |  | 0
303305971 | TNB | DISTRIBUTION | WP PUTRAJAYA & CYBERJAYA | Existing | VPTJ/PCE/J08092 | PE 8.09 JLN P8E2TERES (F2) | RMU 2S + 1F | RMU 2S + 1F |  |  | PE 8.09 JLN P8E2TERES (F2) | INDOOR DOUBLE CHAMBER |  | 11/0.415 kV | 21/06/2004 |  | 0
303307490 | TNB | DISTRIBUTION | WP PUTRAJAYA & CYBERJAYA | Existing | VCBJ/PCE/J22142 | PE 22.14 CYBER HEIGHT VILLA F2 | CB 3S | CB + 1 TX |  |  | PE 22.14 CYBER HEIGHT VILLA F2 | INDOOR DOUBLE CHAMBER |  | 11/0.415 kV | 2002-04-04 |  | 0
303308774 | TNB | DISTRIBUTION | WP PUTRAJAYA & CYBERJAYA | Existing | VCBJ/PCE/J22471 | SS 22.47 DHL 2 F1 | RMU 3S | RMU 3S |  |  | SS 22.47 DHL 2 F1 | ATTACHED |  | 11 kV | 13/10/2005 |  | 0
303310157 | TNB | DISTRIBUTION | WP PUTRAJAYA & CYBERJAYA | Existing | VCBJ/PCE/J21101 | PE 21.10 ELITE HIGHWAY NO. 3 | RMU 2S+1F | RMU 2S + 1F |  |  | PE 21.10 ELITE HIGHWAY NO. 3 | INDOOR SINGLE CHAMBER |  | 11/0.415 kV | 2000-10-02 |  | 0
303322747 | TNB | DISTRIBUTION | WP PUTRAJAYA & CYBERJAYA | Existing | VCBJ/PCE/J22511 | SS 22.51 DELL R&D F1 | RMU 3S | RMU 3S |  |  | SS 22.51 DELL R&D F1 | ATTACHED |  | 11 kV | 2011-07-03 |  | 0
303328161 | TNB | DISTRIBUTION | WP PUTRAJAYA & CYBERJAYA | Existing | VPTJ/PCE/J07031 | PE 7.03 STESEN PAM PS3 | RMU 2S+1F | RMU 2S + 1F |  |  | PE 7.03 STESEN PAM PS3 | INDOOR SINGLE CHAMBER |  | 11/0.415 kV | 27/07/1999 |  | 0
303334522 | TNB | DISTRIBUTION | WP PUTRAJAYA & CYBERJAYA | Existing | VPTJ/PCE/J09101 | PE 9.10 PS 1 | RMU 2S+1F | RMU 2S + 1F |  |  | PE 9.10 PS 1 | INDOOR SINGLE CHAMBER |  | 11/0.415 kV | 13/12/1999 |  | 0
303353910 | TNB | DISTRIBUTION | WP PUTRAJAYA & CYBERJAYA | Existing | VPTJ/PCE/J11131 | PE 11.13 APT B (F1) | RMU 2S + 1F | RMU 2S + 1F |  |  | PE 11.13 APT B (F1) | ATTACHED DOUBLE |  | 11/0.415 kV | 2003-08-05 |  | 0
303354137 | TNB | DISTRIBUTION | WP PUTRAJAYA & CYBERJAYA | Existing | VCBJ/PCE/J21341 | PE 21.34 PS5 F1 | RMU 2S + 1F | RMU 2S + 1F |  |  | PE 21.34 PS5 F1 | INDOOR DOUBLE CHAMBER |  | 11/0.415 kV | 24/05/2009 |  | 0
303373803 | TNB | DISTRIBUTION | WP PUTRAJAYA & CYBERJAYA | Existing | VCBJ/PCE/J22672 | PE 22.67 KWDI 1 F2 | RMU 2S+1F | RMU 2S + 1F |  |  | PE 22.67 KWDI 1 F2 | INDOOR DOUBLE CHAMBER |  | 11/0.415 kV | 2009-10-09 |  | 0
303409960 | TNB | DISTRIBUTION | WP PUTRAJAYA & CYBERJAYA | Existing | VPTJ/PCE/J11261 | PE 11.26 TERES 11A & 11B | RMU 2S+1F | RMU 2S + 1F |  |  | PE 11.26 TERES 11A & 11B | COMPACT SUBS |  | 11/0.415 kV | 17/08/2009 |  | 0
303469263 | TNB | DISTRIBUTION | WP PUTRAJAYA & CYBERJAYA | Existing | VCBJ/PCE/J21661 | SS 21.66 BLOK C IT PARK F1 | CB 3S | CB |  |  | SS 21.66 BLOK C IT PARK F1 | ATTACHED |  | 11 kV | 28/09/2009 |  | 0
303493506 | TNB | DISTRIBUTION | WP PUTRAJAYA & CYBERJAYA | Existing | VPTJ/PCE/J18121 | PE 18.12 BLOK A (F1) | CB 3S | CB |  |  | PE 18.12 BLOK A (F1) | ATTACHED DOUBLE |  | 11/0.415 kV | 22/02/2007 |  | 0
303502967 | TNB | DISTRIBUTION | WP PUTRAJAYA & CYBERJAYA | Existing | VPTJ/PCE/J09221 | PE 9.22 PS 2 | RMU 2S+1F | RMU 2S + 1F |  |  | PE 9.22 PS 2 | INDOOR SINGLE CHAMBER |  | 11/0.415 kV | 13/12/1999 |  | 0
303505116 | TNB | DISTRIBUTION | WP PUTRAJAYA & CYBERJAYA | Existing | VPTJ/PCE/J15071 | PE 15.07 BLOK D3 (EFI) (F1) | RMU 2S + 1F | RMU 2S + 1F |  |  | PE 15.07 BLOK D3 (EFI) (F1) | ATTACHED DOUBLE |  | 11/0.415 kV | 18/02/2006 |  | 0
303515466 | TNB | DISTRIBUTION | WP PUTRAJAYA & CYBERJAYA | Existing | VPTJ/PCE/J10121 | PE 10.12 P10 A SEMI-D | RMU 2S+1F | RMU 2S + 1F |  |  | PE 10.12 P10 A SEMI-D | COMPACT SUBS |  | 11/0.415 kV | 28/08/2001 |  | 0
303571222 | TNB | DISTRIBUTION | WP PUTRAJAYA & CYBERJAYA | Existing | VPTJ/PCE/J01501 | SS 1.50 E13 (F1) | RMU 3S | RMU 3S |  |  | SS 1.50 E13 (F1) | ATTACHED |  | 11 kV | 2003-06-08 |  | 0
303588576 | TNB | DISTRIBUTION | WP PUTRAJAYA & CYBERJAYA | Existing | VPTJ/PCE/J11361 | PE 11.36 P11 K/13 TERES (F1) | RMU |  |  |  | PE 11.36 P11 K/13 TERES (F1) | INDOOR DOUBLE CHAMBER |  | 11/0.415 kV | 2003-05-12 |  | 0
303589425 | TNB | DISTRIBUTION | WP PUTRAJAYA & CYBERJAYA | Existing | VPTJ/PCE/J11211 | PE 11.21 PUSAT KEJIRANAN (F1) | RMU 2S + 1F | RMU 2S + 1F |  |  | PE 11.21 PUSAT KEJIRANAN (F1) | INDOOR DOUBLE CHAMBER |  | 11/0.415 kV | 30/05/2006 | KOMPLEKS KEJIRANAN PR.11 | 0
303590189 | TNB | DISTRIBUTION | WP PUTRAJAYA & CYBERJAYA | Existing | VPTJ/PCE/J14111 | PE 14.11 PERUMAHAN 14-1 (F1) | RMU 2S + 1F | RMU 2S + 1F |  |  | PE 14.11 PERUMAHAN 14-1 (F1) | INDOOR DOUBLE CHAMBER |  | 11/0.415 kV | 25/02/2006 |  | 0
303591442 | TNB | DISTRIBUTION | WP PUTRAJAYA & CYBERJAYA | Existing | VCBJ/PCE/J22231 | PE 22.23 SEK. SRI PUTERI F1 | RMU 2S + 1F | RMU 2S + 1F |  |  | PE 22.23 SEK. SRI PUTERI F1 | INDOOR DOUBLE CHAMBER |  | 11/0.415 kV | 26/11/2002 |  | 0
303600490 | TNB | DISTRIBUTION | WP PUTRAJAYA & CYBERJAYA | Existing | VPTJ/PCE/J07061 | PE 7.06 TPB (WTT) (F1) | RMU 4S+2F | RMU 2S + 1F |  |  | PE 7.06 TPB (WTT) (F1) | INDOOR DOUBLE CHAMBER |  | 11/0.415 kV | 13/06/2002 |  | 0
303601027 | TNB | DISTRIBUTION | WP PUTRAJAYA & CYBERJAYA | Existing | VPTJ/PCE/J09121 | PE 9.12 SEK REN (F1) | RMU 2S + 1F | RMU 2S + 1F |  |  | PE 9.12 SEK REN (F1) | INDOOR DOUBLE CHAMBER |  | 11/0.415 kV | 16/10/1999 |  | 0
303601254 | TNB | DISTRIBUTION | WP PUTRAJAYA & CYBERJAYA | Existing | VPTJ/PCE/J09201 | PE 9.20 P9B1 (EFI) (F1) | RMU | RMU 2S + 1F |  |  | PE 9.20 P9B1 (EFI) (F1) | INDOOR DOUBLE CHAMBER |  | 11/0.415 kV | 29/06/2004 |  | 0
303601791 | TNB | DISTRIBUTION | WP PUTRAJAYA & CYBERJAYA | Existing | VCBJ/PCE/J21021 | PE 21.02 INCUBATOR F1 | RMU 2S + 1F | RMU 2S + 1F |  |  | PE 21.02 INCUBATOR F1 | INDOOR DOUBLE CHAMBER |  | 11/0.415 kV | 15/07/1999 |  | 0
303605393 | TNB | DISTRIBUTION | WP PUTRAJAYA & CYBERJAYA | Existing | VCBJ/PCE/J22591 | SS 22.59 BANK NEGARA F1 | CB 3S | CB |  |  | SS 22.59 BANK NEGARA F1 | ATTACHED |  | 11 kV | 2009-03-03 |  | 0
303627659 | TNB | DISTRIBUTION | WP PUTRAJAYA & CYBERJAYA | Existing | VPTJ/PCE/J05031 | PE 5.03 BR.6 S. GEMILANG | RMU 2S+1F |  |  |  | PE 5.03 BR.6 S. GEMILANG | COMPACT SUBS |  | 11/0.415 kV | 2003-02-10 |  | 0
303659615 | TNB | DISTRIBUTION | WP PUTRAJAYA & CYBERJAYA | Existing | VPTJ/PCE/J05111 | SS 5.11 GDC (F1) | CB | CB |  |  | SS 5.11 GDC (F1) | ATTACHED |  | 11 kV | 26/08/2010 |  | 0
303659770 | TNB | DISTRIBUTION | WP PUTRAJAYA & CYBERJAYA | Existing | VPTJ/PCE/J08061 | PE 8.06 DEWAN SERBAGUNA (EFI) (F1) | RMU 2S + 1F | RMU 2S + 1F |  |  | PE 8.06 DEWAN SERBAGUNA (EFI) (F1) | INDOOR DOUBLE CHAMBER |  | 11/0.415 kV | 18/09/2000 |  | 0
303672627 | TNB | DISTRIBUTION | WP PUTRAJAYA & CYBERJAYA | Existing | VPTJ/PCE/J01471 | SS 1.47 E10 (F1) | RMU 3S | RMU 3S |  |  | SS 1.47 E10 (F1) | ATTACHED |  | 11 kV | 2003-12-06 |  | 0
303677750 | TNB | DISTRIBUTION | WP PUTRAJAYA & CYBERJAYA | Existing | VPTJ/PCE/J01431 | SS 1.43 E6 (F1) | RMU 3S | RMU 3S |  |  | SS 1.43 E6 (F1) | ATTACHED |  | 11 kV | 2003-04-06 |  | 0
303677961 | TNB | DISTRIBUTION | WP PUTRAJAYA & CYBERJAYA | Existing | VPTJ/PCE/J01451 | SS 1.45 E8 (F1) | CB + 1 TX | CB + 1 TX |  |  | SS 1.45 E8 (F1) | ATTACHED |  | 11 kV | 2003-06-08 |  | 0
303678136 | TNB | DISTRIBUTION | WP PUTRAJAYA & CYBERJAYA | Existing | VPTJ/PCE/J01491 | SS 1.49 E12 (F1) | CB + 1 TX | CB + 1 TX |  |  | SS 1.49 E12 (F1) | ATTACHED |  | 11 kV | 2003-06-08 |  | 0
303679363 | TNB | DISTRIBUTION | WP PUTRAJAYA & CYBERJAYA | Existing | VPTJ/PCE/J16011 | SS 16.01 TELEKOM | CB | CB |  |  | SS 16.01 TELEKOM | ATTACHED |  | 11 kV | 30/03/1999 |  | 0
303679724 | TNB | DISTRIBUTION | WP PUTRAJAYA & CYBERJAYA | Existing | VPTJ/PCE/J02041 | PE 2.04 W.F PROMENADE (F1) | RMU 2S + 1F | RMU 2S + 1F |  |  | PE 2.04 W.F PROMENADE (F1) | INDOOR DOUBLE CHAMBER |  | 11/0.415 kV | 30/01/2003 | WATERFRONT PROMENADE | 0
303683389 | TNB | DISTRIBUTION | WP PUTRAJAYA & CYBERJAYA | Existing | VPTJ/PCE/J08231 | PE 8.23 PS8 (F1) | RMU | RMU 2S + 1F |  |  | PE 8.23 PS8 (F1) | INDOOR DOUBLE CHAMBER |  | 11/0.415 kV | 30/07/2002 |  | 0
303683921 | TNB | DISTRIBUTION | WP PUTRAJAYA & CYBERJAYA | Existing | VPTJ/PCE/J09151 | PE 9.15 APT 6D (EFI) (F1) | RMU 2S + 1F | RMU 2S + 1F |  |  | PE 9.15 APT 6D (EFI) (F1) | ATTACHED DOUBLE |  | 11/0.415 kV | 2002-12-07 |  | 0
303684458 | TNB | DISTRIBUTION | WP PUTRAJAYA & CYBERJAYA | Existing | VPTJ/PCE/J16191 | PE 16.19 APT A2 (F1) | RMU 2S + 1F | RMU 2S + 1F |  |  | PE 16.19 APT A2 (F1) | INDOOR DOUBLE CHAMBER |  | 11/0.415 kV | 2000-03-11 |  | 0
303685111 | TNB | DISTRIBUTION | WP PUTRAJAYA & CYBERJAYA | Existing | VPTJ/PCE/J11421 | PE 11.42 BLOK G (F1) | RMU 2S + 1F | RMU 2S + 1F |  |  | PE 11.42 BLOK G (F1) | INDOOR DOUBLE CHAMBER |  | 11/0.415 kV | 17/08/2004 |  | 0
303694281 | TNB | DISTRIBUTION | WP PUTRAJAYA & CYBERJAYA | Existing | VCBJ/PCE/J22501 | PE 22.50 LOT PT 12092 F1 | RMU 2S+1F | RMU 2S + 1F |  |  | PE 22.50 LOT PT 12092 F1 | INDOOR DOUBLE CHAMBER |  | 11/0.415 kV | 20/06/2006 |  | 0
303697900 | TNB | DISTRIBUTION | WP PUTRAJAYA & CYBERJAYA | Existing | VCBJ/PCE/J21171 | PE 21.17 CONDO A3 CYBERIA F1 | RMU 2S + 1F | RMU 2S + 1F |  |  | PE 21.17 CONDO A3 CYBERIA F1 | INDOOR DOUBLE CHAMBER |  | 11/0.415 kV | 25/11/2001 |  | 0
303743077 | TNB | DISTRIBUTION | WP PUTRAJAYA & CYBERJAYA | Existing | VPTJ/PCE/J10011 | SS 10.01 PMR (F1) | CB 3S | CB |  |  | SS 10.01 PMR (F1) | ATTACHED |  | 11 kV | 1999-10-02 |  | 0
303751388 | TNB | DISTRIBUTION | WP PUTRAJAYA & CYBERJAYA | Existing | VPTJ/PCE/J08151 | PE 8.15 RD2A L. SENTOSA | RMU 2S+1F | RMU 2S + 1F |  |  | PE 8.15 RD2A L. SENTOSA | COMPACT SUBS |  | 11/0.415 kV | 1999-08-07 |  | 0
303751504 | TNB | DISTRIBUTION | WP PUTRAJAYA & CYBERJAYA | Existing | VPTJ/PCE/J10022 | PE 10.02 INSIDE PPU2 (F2) | RMU 2S + 1F | RMU 2S + 1F |  |  | PE 10.02 INSIDE PPU2 (F2) | INDOOR DOUBLE CHAMBER |  | 11/0.415 kV | 15/02/2000 |  | 0
303751731 | TNB | DISTRIBUTION | WP PUTRAJAYA & CYBERJAYA | Existing | VPTJ/PCE/J16171 | SS 16.17 KOMPLEK KEJIRANAN (EFI) (F1) | RMU 3S | RMU 3S |  |  | SS 16.17 KOMPLEK KEJIRANAN (EFI) (F1) | ATTACHED |  | 11 kV | 15/05/2002 |  | 0
303752058 | TNB | DISTRIBUTION | WP PUTRAJAYA & CYBERJAYA | Existing | VPTJ/PCE/J11201 | PE 11.20 WR5 | RMU 2S+1F | RMU 2S + 1F |  |  | PE 11.20 WR5 | COMPACT SUBS |  | 11/0.415 kV | 2004-11-08 |  | 0
303752174 | TNB | DISTRIBUTION | WP PUTRAJAYA & CYBERJAYA | Existing | VPTJ/PCE/J11121 | PE 11.12 APT A (F1) | RMU 2S + 1F | RMU 2S + 1F |  |  | PE 11.12 APT A (F1) | ATTACHED DOUBLE |  | 11/0.415 kV | 2003-08-05 |  | 0
303766398 | TNB | DISTRIBUTION | WP PUTRAJAYA & CYBERJAYA | Existing | VPTJ/PCE/J11351 | PE 11.35 P11 K/3 TERES (EFI) (F1) | RMU 4S+2F |  |  |  | PE 11.35 P11 K/3 TERES (EFI) (F1) | INDOOR DOUBLE CHAMBER |  | 11/0.415 kV | 2003-04-12 |  | 0
303766854 | TNB | DISTRIBUTION | WP PUTRAJAYA & CYBERJAYA | Existing | VPTJ/PCE/J11011 | PE 11.01 RD 3 PER UTARA | RMU 2S+1F |  |  |  | PE 11.01 RD 3 PER UTARA | COMPACT SUBS |  | 11/0.415 kV | 30/07/1999 |  | 0
303768633 | TNB | DISTRIBUTION | WP PUTRAJAYA & CYBERJAYA | Existing | VPTJ/PCE/J09231 | PE 9.23 FLAT D (F1) | CB | CB + 1 TX |  |  | PE 9.23 FLAT D (F1) | ATTACHED DOUBLE |  | 11/0.415 kV | 2001-10-10 |  | 0
303768946 | TNB | DISTRIBUTION | WP PUTRAJAYA & CYBERJAYA | Existing | VPTJ/PCE/J09261 | PE 9.26 FLAT B (F1) | RMU | RMU 2S + 1F |  |  | PE 9.26 FLAT B (F1) | ATTACHED DOUBLE |  | 11/0.415 kV | 2001-08-08 |  | 0
303769289 | TNB | DISTRIBUTION | WP PUTRAJAYA & CYBERJAYA | Existing | VPTJ/PCE/J09301 | PE 9.30 SEK REN FASA 2 (F1) | RMU | RMU 2S + 1F |  |  | PE 9.30 SEK REN FASA 2 (F1) | INDOOR DOUBLE CHAMBER |  | 11/0.415 kV | 23/06/2004 |  | 0
303769516 | TNB | DISTRIBUTION | WP PUTRAJAYA & CYBERJAYA | Existing | VPTJ/PCE/J09341 | PE 9.34 P'PURI BLOK A3 (F1) | RMU | RMU 2S + 1F |  |  | PE 9.34 P'PURI BLOK A3 (F1) | ATTACHED DOUBLE |  | 11/0.415 kV | 24/08/2005 |  | 0
303769743 | TNB | DISTRIBUTION | WP PUTRAJAYA & CYBERJAYA | Existing | VPTJ/PCE/J10041 | PE 10.04 P10 D BANGLO (F1) | RMU 2S + 1F | RMU 2S + 1F |  |  | PE 10.04 P10 D BANGLO (F1) | INDOOR DOUBLE CHAMBER |  | 11/0.415 kV | 2000-01-06 |  | 0
303769970 | TNB | DISTRIBUTION | WP PUTRAJAYA & CYBERJAYA | Existing | VPTJ/PCE/J13021 | PE 13.02 WETLAND NIC 85KW | RMU 2S+1F | RMU 2S + 1F |  |  | PE 13.02 WETLAND NIC 85KW | INDOOR SINGLE CHAMBER |  | 11/0.415 kV | 1999-02-08 | MAPSERVER BANGI | 0
303771058 | TNB | DISTRIBUTION | WP PUTRAJAYA & CYBERJAYA | Existing | VCBJ/PCE/J21141 | PE 21.14 PUSAT REKREASI SMART HOME F1 | RMU 2S + 1F | RMU 2S + 1F |  |  | PE 21.14 PUSAT REKREASI SMART HOME F1 | INDOOR DOUBLE CHAMBER |  | 11/0.415 kV | 2003-05-06 |  | 0
303771553 | TNB | DISTRIBUTION | WP PUTRAJAYA & CYBERJAYA | Existing | VCBJ/PCE/J21301 | SS 21.30 ERICSSON F1 | RMU 3S | RMU 3S |  |  | SS 21.30 ERICSSON F1 | ATTACHED |  | 11 kV | 2002-01-08 |  | 0
303771764 | TNB | DISTRIBUTION | WP PUTRAJAYA & CYBERJAYA | Existing | VCBJ/PCE/J21251 | SS 21.25 CENTUARY SQUARE F1 | RMU 3S | RMU 3S |  |  | SS 21.25 CENTUARY SQUARE F1 | ATTACHED |  | 11 kV | 30/05/2001 |  | 0
303774918 | TNB | DISTRIBUTION | WP PUTRAJAYA & CYBERJAYA | Existing | VCBJ/PCE/J21461 | PE 21.46 PS 12 | RMU 2S + 1F | RMU 2S + 1F |  |  | PE 21.46 PS 12 | INDOOR SINGLE CHAMBER |  | 11/0.415 kV | 2003-09-07 |  | 0
303775034 | TNB | DISTRIBUTION | WP PUTRAJAYA & CYBERJAYA | Existing | VCBJ/PCE/J21571 | PE 21.57 CLUB HOUSE F1 | RMU 2S + 1F | RMU 2S + 1F |  |  | PE 21.57 CLUB HOUSE F1 | INDOOR DOUBLE CHAMBER |  | 11/0.415 kV | 17/11/2007 |  | 0
303782198 | TNB | DISTRIBUTION | WP PUTRAJAYA & CYBERJAYA | Existing | VPTJ/PCE/J18011 | PE 18.01 WR2 | RMU 2S+1F |  |  |  | PE 18.01 WR2 | COMPACT SUBS |  | 11/0.415 kV | 22/01/2003 |  | 0
303782314 | TNB | DISTRIBUTION | WP PUTRAJAYA & CYBERJAYA | Existing | VPTJ/PCE/J16151 | PE 16.15 SEK. REN (F1) | RMU 2S + 1F | RMU 2S + 1F |  |  | PE 16.15 SEK. REN (F1) | INDOOR DOUBLE CHAMBER |  | 11/0.415 kV | 2002-05-09 |  | 0
303782541 | TNB | DISTRIBUTION | WP PUTRAJAYA & CYBERJAYA | Existing | VPTJ/PCE/J16201 | PE 16.20 APT A1 (EFI) (F1) | RMU 2S + 1F | RMU 2S + 1F |  |  | PE 16.20 APT A1 (EFI) (F1) | INDOOR DOUBLE CHAMBER |  | 11/0.415 kV | 2000-03-11 |  | 0
303791160 | TNB | DISTRIBUTION | WP PUTRAJAYA & CYBERJAYA | Existing | VPTJ/PCE/J11491 | PE 11.49 KANTIN KVDT | RMU 2S + 1F | RMU 2S + 1F |  |  | PE 11.49 KANTIN KVDT | ATTACHED SINGLE |  | 11/0.415 kV | 24/06/2007 | KANTIN KVDT | 0
303823881 | TNB | DISTRIBUTION | WP PUTRAJAYA & CYBERJAYA | Existing | VCBJ/PCE/J21281 | SS 21.28 LOT 12065 F1 | RMU 3S | RMU 3S |  |  | SS 21.28 LOT 12065 F1 | ATTACHED |  | 11 kV | 2002-03-04 |  | 0
303824277 | TNB | DISTRIBUTION | WP PUTRAJAYA & CYBERJAYA | Existing | VCBJ/PCE/J21591 | SS 21.59 SME 2 F1 | RMU 3S | RMU 3S |  |  | SS 21.59 SME 2 F1 | ATTACHED |  | 11 kV | 26/10/2007 | SME 2 | 0
303835643 | TNB | DISTRIBUTION | WP PUTRAJAYA & CYBERJAYA | Existing | VPTJ/PCE/J11221 | PE 11.22 ZON 10B (F1) | RMU 2S + 1F | RMU 2S + 1F |  |  | PE 11.22 ZON 10B (F1) | INDOOR DOUBLE CHAMBER |  | 11/0.415 kV | 21/07/2006 |  | 0
303841217 | TNB | DISTRIBUTION | WP PUTRAJAYA & CYBERJAYA | Existing | VPTJ/PCE/J14312 | PE 14.31 P'PURI 14-12 BLOK B (F2) | RMU 2S + 1F | RMU 2S + 1F |  |  | PE 14.31 P'PURI 14-12 BLOK B (F2) | ATTACHED DOUBLE |  | 11/0.415 kV | 25/06/2008 |  | 0
303948509 | TNB | DISTRIBUTION | WP PUTRAJAYA & CYBERJAYA | Existing | VPTJ/PCE/J05101 | SS 5.10 HOTEL ALAM WARISAN (F1) | CB | CB |  |  | SS 5.10 HOTEL ALAM WARISAN (F1) | ATTACHED |  | 11 kV | 2008-12-08 |  | 0
303951672 | TNB | DISTRIBUTION | WP PUTRAJAYA & CYBERJAYA | Existing | VPTJ/PCE/J09421 | PE 9.42 P'PURI BLOK E1 (EFI) (F1) | RMU 2S + 1F | RMU 2S + 1F |  |  | PE 9.42 P'PURI BLOK E1 (EFI) (F1) | ATTACHED DOUBLE |  | 11/0.415 kV | 22/07/2007 |  | 0
303977108 | TNB | DISTRIBUTION | WP PUTRAJAYA & CYBERJAYA | Existing | VPTJ/PCE/J11241 | PE 11.24 TERES ZON 9A (F1) | RMU 2S + 1F | RMU 2S + 1F |  |  | PE 11.24 TERES ZON 9A (F1) | INDOOR DOUBLE CHAMBER |  | 11/0.415 kV | 14/03/2009 |  | 0
304016235 | TNB | DISTRIBUTION | WP PUTRAJAYA & CYBERJAYA | Existing | VCBJ/PCE/J21631 | SS 21.63 BANGUNAN MUSTAFA KAMAL F1 | RMU 3S | RMU 3S |  |  | SS 21.63 BANGUNAN MUSTAFA KAMAL F1 | ATTACHED |  | 11 kV | 2008-03-02 |  | 0
304017855 | TNB | DISTRIBUTION | WP PUTRAJAYA & CYBERJAYA | Existing | VPTJ/PCE/J11231 | PE 11.23 TERES ZON 12B (F1) | RMU 2S + 1F | RMU 2S + 1F |  |  | PE 11.23 TERES ZON 12B (F1) | INDOOR DOUBLE CHAMBER |  | 11/0.415 kV | 30/04/2009 |  | 0
304042845 | TNB | DISTRIBUTION | WP PUTRAJAYA & CYBERJAYA | Existing | VPTJ/PCE/J09401 | PE 9.40 P'PURI BLOK C (F1) | CB 3S | CB + 1 TX |  |  | PE 9.40 P'PURI BLOK C (F1) | ATTACHED DOUBLE |  | 11/0.415 kV | 22/07/2007 |  | 0
304065952 | TNB | DISTRIBUTION | WP PUTRAJAYA & CYBERJAYA | Existing | VPTJ/PCE/J11441 | PE 11.44 SEK. REN. FASA 2 (F1) | RMU 2S + 1F | RMU 2S + 1F |  |  | PE 11.44 SEK. REN. FASA 2 (F1) | INDOOR DOUBLE CHAMBER |  | 11/0.415 kV | 15/11/2007 | KOMPLEKS SEK REN FASA 2 PRESINT 11 | 0
425999157 | TNB | DISTRIBUTION | WP PUTRAJAYA & CYBERJAYA | Existing | VPTJ/PCE/J00412 | D-PTJ-C14-0878 | CB 3S | CB |  |  | D-PTJ-C14-0878 | ATTACHED |  | 11/0.415 kV |  | SS 7.16 SPRM F1 | 0
425999714 | TNB | DISTRIBUTION | WP PUTRAJAYA & CYBERJAYA | Existing | VPTJ/PCE/J00413 | D-PTJ-C14-0878 | CB 3S | CB |  |  | D-PTJ-C14-0878 | ATTACHED |  | 11/0.415 kV |  | SS 7.16 SPRM F2 | 0
426000096 | TNB | DISTRIBUTION | WP PUTRAJAYA & CYBERJAYA | Existing | VPTJ/PCE/J00414 | D-PTJ-C17-0998 | RMU 2S+1F | RMU 2S + 1F |  |  | D-PTJ-C17-0998 | ATTACHED |  |  |  | PE 18.29 SEK.REN.AGAMA F1 | 0
426000682 | TNB | DISTRIBUTION | WP PUTRAJAYA & CYBERJAYA | Existing | VPTJ/PCE/J00415 | D-PTJ-C17-0998 | RMU 2S + 1F | RMU 2S + 1F |  |  | D-PTJ-C17-0998 | ATTACHED |  |  |  | PE 18.29 SEK.REN.AGAMA F2 | 0
426001330 | TNB | DISTRIBUTION | WP PUTRAJAYA & CYBERJAYA | Existing | VPTJ/PCE/J00419 | D-PTJ-C17-1084 | CB 3S | CB |  |  | D-PTJ-C17-1084 | ATTACHED |  |  |  | SS 14.37 NASYRUL QURAN F1 | 0
426001609 | TNB | DISTRIBUTION | WP PUTRAJAYA & CYBERJAYA | Existing | VPTJ/PCE/J00420 | D-PTJ-C17-1084 | CB 3S | CB |  |  | D-PTJ-C17-1084 | ATTACHED |  |  |  | SS 14.37 NASYRUL QURAN F2 | 0
426042401 | TNB | DISTRIBUTION | WP PUTRAJAYA & CYBERJAYA | Existing | VCBJ/PCE/J00150 | D-CBJ-C16-0568 | RMU 2S + 1F | RMU 2S + 1F |  |  | D-CBJ-C16-0568 | ATTACHED |  |  |  | PE 24.39 PS 2 | 0
426043056 | TNB | DISTRIBUTION | WP PUTRAJAYA & CYBERJAYA | Existing | VPTJ/PCE/J00416 | D-PTJ-C17-1095 | RMU 2S + 1F | RMU 2S + 1F |  |  | D-PTJ-C17-1095 | ATTACHED |  |  |  |  | 0
426043860 | TNB | DISTRIBUTION | WP PUTRAJAYA & CYBERJAYA | Existing | VCBJ/PCE/J00149 | D-CBJ-C16-0520 | RMU 2S + 2F | RMU 2S + 2F |  |  | D-CBJ-C16-0520 | ATTACHED |  |  |  | PE 23.42 F2 | 0
426044910 | TNB | DISTRIBUTION | WP PUTRAJAYA & CYBERJAYA | Existing | VCBJ/PCE/J00148 | D-CBJ-C16-0520 | RMU 2S + 1F | RMU 2S + 1F |  |  | D-CBJ-C16-0520 | ATTACHED |  |  |  | PE 23.42 F1 | 0
428483144 | TNB | DISTRIBUTION | WP PUTRAJAYA & CYBERJAYA | Existing | VPTJ/PCE/J05342 | SS 5.34 CITY CAMPUS F2 | CB 3S | CB |  |  | SS 5.34 CITY CAMPUS F2 | INDOOR DOUBLE CHAMBER |  | 11 kV |  |  | 0
428483648 | TNB | DISTRIBUTION | WP PUTRAJAYA & CYBERJAYA | Existing | VPTJ/PCE/J05341 | SS 5.34 CITY CAMPUS F1 | CB 3S | CB |  |  | SS 5.34 CITY CAMPUS F1 | INDOOR DOUBLE CHAMBER |  | 11 kV |  |  | 0
428484039 | TNB | DISTRIBUTION | WP PUTRAJAYA & CYBERJAYA | Existing | VPTJ/PCE/J05201 | SS 5.20 5G2 TOWER 1 F1 | CB | CB |  |  | SS 5.20 5G2 TOWER 1 F1 | ATTACHED |  |  | 28/04/2010 |  | 0
428484397 | TNB | DISTRIBUTION | WP PUTRAJAYA & CYBERJAYA | Existing | VPTJ/PCE/J05211 | SS 5.21 5G2 TOWER 2 (F1) | CB | CB |  |  | SS 5.21 5G2 TOWER 2 (F1) | ATTACHED |  | 11 kV | 28/04/2010 |  | 0
428804883 | TNB | DISTRIBUTION | WP PUTRAJAYA & CYBERJAYA | Existing | VCBJ/PCE/J22182 | SS 22.18 MDeC F2 | RMU | RMU 3S |  |  | SS 22.18 MDeC F2 | ATTACHED |  | 11 kV | 2001-07-11 |  | 0
428805399 | TNB | DISTRIBUTION | WP PUTRAJAYA & CYBERJAYA | Existing | VCBJ/PCE/J22322 | PE 22.32 MOTOROLA F2 | RMU 2S + 1F | RMU 2S + 1F |  |  | PE 22.32 MOTOROLA F2 | INDOOR DOUBLE CHAMBER |  | 11/0.415 kV | 21/11/2003 |  | 0
428806338 | TNB | DISTRIBUTION | WP PUTRAJAYA & CYBERJAYA | Existing | VCBJ/PCE/J22352 | PE 22.35 PRIMA PROP 2 F2 | RMU | RMU 2S + 2F |  |  | PE 22.35 PRIMA PROP 2 F2 | INDOOR QUAD |  | 11/0.415 kV | 2004-12-08 |  | 0
428820796 | TNB | DISTRIBUTION | WP PUTRAJAYA & CYBERJAYA | Existing | VCBJ/PCE/J22192 | SS 22.19 (QUILL)P.MULTIMEDIA( DHL ) F2 | RMU 3S | RMU 3S |  |  | SS 22.19 (QUILL)P.MULTIMEDIA( DHL ) F2 | ATTACHED |  |  | 19/02/2002 |  | 0
428821249 | TNB | DISTRIBUTION | WP PUTRAJAYA & CYBERJAYA | Existing | VCBJ/PCE/J22472 | SS 22.47 DHL 2 F2 | RMU 3S | RMU 3S |  |  | SS 22.47 DHL 2 F2 | ATTACHED |  |  | 13/10/2005 |  | 0
428821590 | TNB | DISTRIBUTION | WP PUTRAJAYA & CYBERJAYA | Existing | VCBJ/PCE/J22092 | PE 22.09 FUJITSU F2 | RMU 2S+1F | RMU 2S + 1F |  |  | PE 22.09 FUJITSU F2 | INDOOR DOUBLE CHAMBER |  | 11/0.415 kV | 21/06/2001 |  | 0
428822872 | TNB | DISTRIBUTION | WP PUTRAJAYA & CYBERJAYA | Existing | VCBJ/PCE/J22492 | PE 22.49 LOT PT 12082 F2 | RMU 2S+1F | RMU 2S + 1F |  |  | PE 22.49 LOT PT 12082 F2 | INDOOR DOUBLE CHAMBER |  | 11/0.415 kV | 19/06/2008 |  | 0
428823787 | TNB | DISTRIBUTION | WP PUTRAJAYA & CYBERJAYA | Existing | VCBJ/PCE/J22562 | SS 22.56 JPJ F2 | CB | CB |  |  | SS 22.56 JPJ F2 | ATTACHED |  |  | 23/12/2008 |  | 0
428824514 | TNB | DISTRIBUTION | WP PUTRAJAYA & CYBERJAYA | Existing | VCBJ/PCE/J22151 | PE 22.15 LOT12072 P.MULTIMEDIA F1 | RMU | RMU 2S + 1F |  |  | PE 22.15 LOT12072 P.MULTIMEDIA F1 | INDOOR DOUBLE CHAMBER |  | 11/0.415 kV | 2002-09-03 |  | 0
428902115 | TNB | DISTRIBUTION | WP PUTRAJAYA & CYBERJAYA | Existing | VPTJ/PCE/J05112 | SS 5.11 GDC (F2) | CB | CB |  |  | SS 5.11 GDC (F2) | ATTACHED |  |  | 26/08/2010 |  | 0
428902552 | TNB | DISTRIBUTION | WP PUTRAJAYA & CYBERJAYA | Existing | VPTJ/PCE/J05321 | PE 5.32 SEK REN PRESINT 5 (F1) | RMU | RMU 2S + 1F |  |  | PE 5.32 SEK REN PRESINT 5 (F1) | INDOOR DOUBLE CHAMBER |  | 11/0.415 kV | 2012-10-12 |  | 0
428902800 | TNB | DISTRIBUTION | WP PUTRAJAYA & CYBERJAYA | Existing | VPTJ/PCE/J05322 | PE 5.32 SEK REN PRESINT 5 (F2) | RMU | RMU 2S + 1F |  |  | PE 5.32 SEK REN PRESINT 5 (F2) | INDOOR DOUBLE CHAMBER |  | 11/0.415 kV | 2012-10-12 |  | 0
428903444 | TNB | DISTRIBUTION | WP PUTRAJAYA & CYBERJAYA | Existing | VPTJ/PCE/J05331 | PE 5.33 SEK MEN PRESINT 5 (F1) | RMU | RMU 2S + 1F |  |  | PE 5.33 SEK MEN PRESINT 5 (F1) | INDOOR DOUBLE CHAMBER |  | 11/0.415 kV | 2012-10-12 |  | 0
428904041 | TNB | DISTRIBUTION | WP PUTRAJAYA & CYBERJAYA | Existing | VPTJ/PCE/J05332 | PE 5.33 SEK MEN PRESINT 5 (F2) | RMU | RMU 2S + 1F |  |  | PE 5.33 SEK MEN PRESINT 5 (F2) | INDOOR DOUBLE CHAMBER |  | 11 kV | 2012-10-12 |  | 0
428906073 | TNB | DISTRIBUTION | WP PUTRAJAYA & CYBERJAYA | Existing | VPTJ/PCE/J05182 | PE 5.18 BLOK D 5R3 (F2) | RMU | RMU 2S + 1F |  |  | PE 5.18 BLOK D 5R3 (F2) | ATTACHED DOUBLE |  | 11/0.415 kV | 15/09/2008 |  | 0
428928530 | TNB | DISTRIBUTION | WP PUTRAJAYA & CYBERJAYA | Existing | VPTJ/PCE/J14191 | PE 14.19 BLOK E2 (EFI) (F1) | RMU 2S + 1F | RMU 2S + 1F |  |  | PE 14.19 BLOK E2 (EFI) (F1) | ATTACHED DOUBLE |  | 11/0.415 kV | 2005-06-09 |  | 0
428929777 | TNB | DISTRIBUTION | WP PUTRAJAYA & CYBERJAYA | Existing | VPTJ/PCE/J14181 | PE 14.18 BLOK E1 (F1) | RMU | RMU 2S + 1F |  |  | PE 14.18 BLOK E1 (F1) | ATTACHED DOUBLE |  | 11/0.415 kV | 2005-06-09 |  | 0
428930650 | TNB | DISTRIBUTION | WP PUTRAJAYA & CYBERJAYA | Existing | VPTJ/PCE/J14171 | PE 14.17 BLOK D (F1) | RMU 2S + 1F | RMU 2S + 1F |  |  | PE 14.17 BLOK D (F1) | ATTACHED DOUBLE |  | 11/0.415 kV | 2005-06-09 |  | 0
428931920 | TNB | DISTRIBUTION | WP PUTRAJAYA & CYBERJAYA | Existing | VPTJ/PCE/J14161 | PE 14.16 BLOK C (EFI) (F1) | RMU 2S + 1F | RMU 2S + 1F |  |  | PE 14.16 BLOK C (EFI) (F1) | ATTACHED DOUBLE |  | 11/0.415 kV | 2005-06-09 |  | 0
428950394 | TNB | DISTRIBUTION | WP PUTRAJAYA & CYBERJAYA | Existing | VPTJ/PCE/J14151 | PE 14.15 BLOK B (F1) | RMU 2S + 1F | RMU 2S + 1F |  |  | PE 14.15 BLOK B (F1) | ATTACHED DOUBLE |  | 11/0.415 kV | 2005-06-09 |  | 0
428951652 | TNB | DISTRIBUTION | WP PUTRAJAYA & CYBERJAYA | Existing | VPTJ/PCE/J14141 | PE 14.14 BLOK A (EFI) (F1) | RMU | RMU 2S + 1F |  |  | PE 14.14 BLOK A (EFI) (F1) | ATTACHED DOUBLE |  | 11/0.415 kV | 2005-06-09 |  | 0
428952874 | TNB | DISTRIBUTION | WP PUTRAJAYA & CYBERJAYA | Existing | VPTJ/PCE/J14311 | PE 14.31 P'PURI 14-12 BLOK B (F1) | RMU 2S + 1F | RMU 2S + 1F |  |  | PE 14.31 P'PURI 14-12 BLOK B (F1) | ATTACHED DOUBLE |  | 11/0.415 kV | 25/06/2008 |  | 0
428954150 | TNB | DISTRIBUTION | WP PUTRAJAYA & CYBERJAYA | Existing | VPTJ/PCE/J05181 | PE 5.18 BLOK D 5R3 (F1) | RMU | RMU 2S + 1F |  |  | PE 5.18 BLOK D 5R3 (F1) | ATTACHED DOUBLE |  | 11/0.415 kV | 15/09/2008 |  | 0
428954779 | TNB | DISTRIBUTION | WP PUTRAJAYA & CYBERJAYA | Existing | VPTJ/PCE/J05192 | PE 5.19 BLOK E 5R3 (F2) | CB | CB |  |  | PE 5.19 BLOK E 5R3 (F2) | ATTACHED DOUBLE |  | 11/0.415 kV | 15/09/2008 |  | 0
428955585 | TNB | DISTRIBUTION | WP PUTRAJAYA & CYBERJAYA | Existing | VPTJ/PCE/J05191 | PE 5.19 BLOK E 5R3 (F1) | CB | CB + 1 TX |  |  | PE 5.19 BLOK E 5R3 (F1) | ATTACHED DOUBLE |  | 11/0.415 kV | 15/09/2008 |  | 0
428957626 | TNB | DISTRIBUTION | WP PUTRAJAYA & CYBERJAYA | Existing | VPTJ/PCE/J05152 | PE 5.15 BLOK A 5R3 (F2) | RMU | RMU 2S + 1F |  |  | PE 5.15 BLOK A 5R3 (F2) | ATTACHED DOUBLE |  | 11/0.415 kV | 15/09/2008 |  | 0
428958377 | TNB | DISTRIBUTION | WP PUTRAJAYA & CYBERJAYA | Existing | VPTJ/PCE/J14301 | PE 14.30 P'PURI 14-12 BLOK A (EFI) (F1) | RMU 2S + 1F | RMU 2S + 1F |  |  | PE 14.30 P'PURI 14-12 BLOK A (EFI) (F1) | ATTACHED DOUBLE |  | 11/0.415 kV | 25/06/2008 |  | 0
428959300 | TNB | DISTRIBUTION | WP PUTRAJAYA & CYBERJAYA | Existing | VPTJ/PCE/J14251 | PE 14.25 KOMPLEKS SEK REN (EFI) (F1) | RMU | RMU 2S + 1F |  |  | PE 14.25 KOMPLEKS SEK REN (EFI) (F1) | INDOOR DOUBLE CHAMBER |  | 11/0.415 kV | 2007-03-09 |  | 0
428962544 | TNB | DISTRIBUTION | WP PUTRAJAYA & CYBERJAYA | Existing | VPTJ/PCE/J05151 | PE 5.15 BLOK A 5R3 (F1) | RMU | RMU 2S + 1F |  |  | PE 5.15 BLOK A 5R3 (F1) | ATTACHED DOUBLE |  | 11/0.415 kV | 15/09/2008 |  | 0
428963250 | TNB | DISTRIBUTION | WP PUTRAJAYA & CYBERJAYA | Existing | VPTJ/PCE/J06031 | SS 6.03 TEMP 6R6 | RMU 2S + 1F | RMU 2S + 1F |  |  | SS 6.03 TEMP 6R6 | COMPACT SUBS |  | 11/0.415 kV |  |  | 0
428965207 | TNB | DISTRIBUTION | WP PUTRAJAYA & CYBERJAYA | Existing | VPTJ/PCE/J06021 | PE 6.02 KOLAM RENANG (F1) | RMU | RMU 2S + 1F |  |  | PE 6.02 KOLAM RENANG (F1) | INDOOR DOUBLE CHAMBER |  | 11/0.415 kV | 22/05/2007 |  | 0
428965862 | TNB | DISTRIBUTION | WP PUTRAJAYA & CYBERJAYA | Existing | VPTJ/PCE/J06022 | PE 6.02 KOLAM RENANG (F2) | RMU | RMU 2S + 1F |  |  | PE 6.02 KOLAM RENANG (F2) | INDOOR DOUBLE CHAMBER |  | 11/0.415 kV | 22/05/2007 |  | 0
428972355 | TNB | DISTRIBUTION | WP PUTRAJAYA & CYBERJAYA | Existing | VPTJ/PCE/J05261 | PE 5.26 BLOK D2 APT 5R4 (F1) | RMU | RMU 2S + 1F |  |  | PE 5.26 BLOK D2 APT 5R4 (F1) | ATTACHED DOUBLE |  | 11/0.415 kV | 14/01/2009 |  | 0
428972972 | TNB | DISTRIBUTION | WP PUTRAJAYA & CYBERJAYA | Existing | VPTJ/PCE/J05262 | PE 5.26 BLOK D2 APT 5R4 (F1) | RMU | RMU 2S + 1F |  |  | PE 5.26 BLOK D2 APT 5R4 (F1) | ATTACHED DOUBLE |  | 11/0.415 kV | 21/01/2009 |  | 0
428974831 | TNB | DISTRIBUTION | WP PUTRAJAYA & CYBERJAYA | Existing | VPTJ/PCE/J05251 | PE 5.25 BLOK D1 APT 5R4 (F1) | RMU | RMU 2S + 1F |  |  | PE 5.25 BLOK D1 APT 5R4 (F1) | ATTACHED DOUBLE |  | 11/0.415 kV | 14/01/2009 |  | 0
428996847 | TNB | DISTRIBUTION | WP PUTRAJAYA & CYBERJAYA | Existing | VCBJ/PCE/J21971 | PE 21.97 MY VILLA PRESINT 4 | RMU 2S + 2F | RMU 2S + 2F |  |  | PE 21.97 MY VILLA PRESINT 4 | ATTACHED SINGLE |  | 11/0.415 kV |  |  | 0
429001163 | TNB | DISTRIBUTION | WP PUTRAJAYA & CYBERJAYA | Existing | VCBJ/PCE/J22152 | PE 22.15 LOT 12072 P.MULTIMEDIA F2 | RMU | RMU 2S + 1F |  |  | PE 22.15 LOT 12072 P.MULTIMEDIA F2 | INDOOR DOUBLE CHAMBER |  | 11/0.415 kV | 2002-09-03 |  | 0
429001989 | TNB | DISTRIBUTION | WP PUTRAJAYA & CYBERJAYA | Existing | VCBJ/PCE/J22431 | SS 22.43 BMW F1 | RMU 3S | RMU 3S |  |  | SS 22.43 BMW F1 | ATTACHED |  |  | 2004-08-10 |  | 0
429006041 | TNB | DISTRIBUTION | WP PUTRAJAYA & CYBERJAYA | Existing | VPTJ/PCE/J05242 | PE 5.24 BLOK C APT 5R4 (F2) | RMU | RMU 2S + 1F |  |  | PE 5.24 BLOK C APT 5R4 (F2) | ATTACHED DOUBLE |  | 11/0.415 kV | 13/01/2009 |  | 0
429007270 | TNB | DISTRIBUTION | WP PUTRAJAYA & CYBERJAYA | Existing | VPTJ/PCE/J05241 | PE 5.24 BLOK C APT 5R4 (F1) | RMU | RMU 2S + 1F |  |  | PE 5.24 BLOK C APT 5R4 (F1) | ATTACHED DOUBLE |  | 11/0.415 kV | 2009-12-01 |  | 0
429007942 | TNB | DISTRIBUTION | WP PUTRAJAYA & CYBERJAYA | Existing | VPTJ/PCE/J05231 | PE 5.23 BLOK B APT 5R4 (F1) | RMU | RMU 2S + 1F |  |  | PE 5.23 BLOK B APT 5R4 (F1) | ATTACHED DOUBLE |  | 11/0.415 kV | 2009-12-01 |  | 0
429008533 | TNB | DISTRIBUTION | WP PUTRAJAYA & CYBERJAYA | Existing | VPTJ/PCE/J05232 | PE 5.23 BLOK B APT 5R4 (F2) | RMU | RMU 2S + 1F |  |  | PE 5.23 BLOK B APT 5R4 (F2) | ATTACHED DOUBLE |  | 11/0.415 kV | 13/01/2009 |  | 0
429009187 | TNB | DISTRIBUTION | WP PUTRAJAYA & CYBERJAYA | Existing | VPTJ/PCE/J05221 | PE 5.22 BLOK A APT 5R4 (F1) | RMU | RMU 2S + 1F |  |  | PE 5.22 BLOK A APT 5R4 (F1) | ATTACHED DOUBLE |  | 11/0.415 kV | 2009-12-01 |  | 0
429018407 | TNB | DISTRIBUTION | WP PUTRAJAYA & CYBERJAYA | Existing | VPTJ/PCE/J05222 | PE 5.22 BLOK A APT 5R4 (F2) | RMU | RMU 2S + 1F |  |  | PE 5.22 BLOK A APT 5R4 (F2) | ATTACHED DOUBLE |  | 11/0.415 kV | 13/01/2009 |  | 0
429352985 | TNB | DISTRIBUTION | WP PUTRAJAYA & CYBERJAYA | Existing | VPTJ/PCE/J14222 | PE 14.22 KOMPLEKS SEK MEN (F2) | RMU 2S + 1F | RMU 2S + 1F |  |  | PE 14.22 KOMPLEKS SEK MEN (F2) | INDOOR DOUBLE CHAMBER |  | 11/0.415 kV | 2007-03-09 |  | 0
429355467 | TNB | DISTRIBUTION | WP PUTRAJAYA & CYBERJAYA | Existing | VPTJ/PCE/J14071 | PE 14.07 Perumahan 14-5B (F1) | CB | CB + 1 TX |  |  | PE 14.07 Perumahan 14-5B (F1) | INDOOR DOUBLE CHAMBER |  | 11/0.415 kV | 18/02/2009 |  | 0
429356243 | TNB | DISTRIBUTION | WP PUTRAJAYA & CYBERJAYA | Existing | VPTJ/PCE/J14072 | PE 14.07 Perumahan 14-5B (F2) | CB | CB + 1 TX |  |  | PE 14.07 Perumahan 14-5B (F2) | INDOOR DOUBLE CHAMBER |  | 11/0.415 kV | 18/02/2009 |  | 0
429357120 | TNB | DISTRIBUTION | WP PUTRAJAYA & CYBERJAYA | Existing | VPTJ/PCE/J11142 | PE 11.14 APT C (F2) | RMU 2S + 1F | RMU 2S + 1F |  |  | PE 11.14 APT C (F2) | ATTACHED DOUBLE |  | 11/0.415 kV | 13/05/2003 |  | 0
429359551 | TNB | DISTRIBUTION | WP PUTRAJAYA & CYBERJAYA | Existing | VCBJ/PCE/J21831 | PE 21.83 PS14 ROAD D | RMU | RMU 2S + 1F |  |  | PE 21.83 PS14 ROAD D | COMPACT SUBS |  | 11/0.415 kV | 21/03/2012 |  | 0
429360361 | TNB | DISTRIBUTION | WP PUTRAJAYA & CYBERJAYA | Existing | VCBJ/PCE/J23101 | PE 23.10 CLOVER NO.1 | RMU | RMU 2S + 2F |  |  | PE 23.10 CLOVER NO.1 | ATTACHED DOUBLE |  | 11/0.415 kV |  |  | 0
429365822 | TNB | DISTRIBUTION | WP PUTRAJAYA & CYBERJAYA | Existing | VCBJ/PCE/J22542 | PE 22.54 PRIMA 8 F2 | RMU | RMU 2S + 1F |  |  | PE 22.54 PRIMA 8 F2 | INDOOR DOUBLE CHAMBER |  | 11/0.415 kV | 2008-03-06 |  | 0
429366802 | TNB | DISTRIBUTION | WP PUTRAJAYA & CYBERJAYA | Existing | VCBJ/PCE/J22532 | PE 22.53 PRIMA 7 SPAN F2 | RMU | RMU 2S + 1F |  |  | PE 22.53 PRIMA 7 SPAN F2 | INDOOR DOUBLE CHAMBER |  | 11/0.415 kV | 15/09/2007 |  | 0
429367647 | TNB | DISTRIBUTION | WP PUTRAJAYA & CYBERJAYA | Existing | VCBJ/PCE/J22502 | PE 22.50 LOT PT 12092 F2 | RMU | RMU 2S + 1F |  |  | PE 22.50 LOT PT 12092 F2 | INDOOR DOUBLE CHAMBER |  | 11/0.415 kV | 20/06/2006 |  | 0
429371335 | TNB | DISTRIBUTION | WP PUTRAJAYA & CYBERJAYA | Existing | VPTJ/PCE/J02081 | PE 2.08 TMN WAWASAN (F1) | RMU | RMU 3S+1F |  |  | PE 2.08 TMN WAWASAN (F1) | INDOOR DOUBLE CHAMBER |  | 11/0.415 kV | 25/08/2002 |  | 0
429372215 | TNB | DISTRIBUTION | WP PUTRAJAYA & CYBERJAYA | Existing | VPTJ/PCE/J02082 | PE 2.08 TMN WAWASAN (F2) | RMU | RMU 3S+1F |  |  | PE 2.08 TMN WAWASAN (F2) | INDOOR DOUBLE CHAMBER |  | 11/0.415 kV | 25/08/2002 |  | 0
429372961 | TNB | DISTRIBUTION | WP PUTRAJAYA & CYBERJAYA | Existing | VPTJ/PCE/J02071 | PE 2.07 INSIDE PPU 18 (F1) | RMU | RMU 2S + 1F |  |  | PE 2.07 INSIDE PPU 18 (F1) | INDOOR DOUBLE CHAMBER |  | 11/0.415 kV | 23/09/2002 |  | 0
429373597 | TNB | DISTRIBUTION | WP PUTRAJAYA & CYBERJAYA | Existing | VPTJ/PCE/J02072 | PE 2.07 INSIDE PPU 18 (F2) | RMU | RMU 2S + 1F |  |  | PE 2.07 INSIDE PPU 18 (F2) | INDOOR DOUBLE CHAMBER |  | 11/0.415 kV | 23/09/2002 |  | 0
429392856 | TNB | DISTRIBUTION | WP PUTRAJAYA & CYBERJAYA | Existing | VPTJ/PCE/J14082 | PE 14.08 Perumahan 14-10 (F2) | RMU 2S + 1F | RMU 2S + 1F |  |  | PE 14.08 Perumahan 14-10 (F2) | INDOOR DOUBLE CHAMBER |  | 11/0.415 kV | 28/11/2008 |  | 0
429394214 | TNB | DISTRIBUTION | WP PUTRAJAYA & CYBERJAYA | Existing | VPTJ/PCE/J14132 | PE 14.13 ERUMAHAN 14-9 (EFI) (F2) | RMU 2S + 1F | RMU 2S + 1F |  |  | PE 14.13 ERUMAHAN 14-9 (EFI) (F2) | INDOOR DOUBLE CHAMBER |  | 11/0.415 kV | 2006-09-02 |  | 0
429395345 | TNB | DISTRIBUTION | WP PUTRAJAYA & CYBERJAYA | Existing | VPTJ/PCE/J14022 | PE 14.02 PERUMAHAN 14-1 (EFI) (F2) | RMU 2S + 1F | RMU 2S + 1F |  |  | PE 14.02 PERUMAHAN 14-1 (EFI) (F2) | INDOOR DOUBLE CHAMBER |  | 11/0.415 kV | 25/02/2006 |  | 0
429398687 | TNB | DISTRIBUTION | WP PUTRAJAYA & CYBERJAYA | Existing | VCBJ/PCE/J22512 | SS 22.51 DELL R&D F2 | RMU | RMU 3S |  |  | SS 22.51 DELL R&D F2 | ATTACHED |  |  | 2011-07-03 |  | 0
429404902 | TNB | DISTRIBUTION | WP PUTRAJAYA & CYBERJAYA | Existing | VCBJ/PCE/J22732 | SS 22.73 - HP IT CAMPUS F2 | CB 3S | CB |  |  | SS 22.73 - HP IT CAMPUS F2 | ATTACHED |  | 11 kV | 16/05/2010 |  | 0
429406923 | TNB | DISTRIBUTION | WP PUTRAJAYA & CYBERJAYA | Existing | VCBJ/PCE/J22771 | PE 22.77 - PS2-8 F1 | RMU | RMU 2S + 1F |  |  | PE 22.77 - PS2-8 F1 | INDOOR DOUBLE CHAMBER |  | 11/0.415 kV | 14/07/2010 |  | 0
429407532 | TNB | DISTRIBUTION | WP PUTRAJAYA & CYBERJAYA | Existing | VCBJ/PCE/J22772 | PE 22.77 - PS2-8 F2 | RMU | RMU 2S + 1F |  |  | PE 22.77 - PS2-8 F2 | INDOOR DOUBLE CHAMBER |  | 11/0.415 kV | 15/07/2010 |  | 0
429408411 | TNB | DISTRIBUTION | WP PUTRAJAYA & CYBERJAYA | Existing | VCBJ/PCE/J24191 | PE 24.19 YAKIN INVEST F1 | RMU 2S + 1F | RMU 2S + 1F |  |  | PE 24.19 YAKIN INVEST F1 | INDOOR DOUBLE CHAMBER |  | 11/0.415 kV |  |  | 0
429417702 | TNB | DISTRIBUTION | WP PUTRAJAYA & CYBERJAYA | Existing | VPTJ/PCE/J14112 | PE 14.11 PERUMAHAN 14-1 (F2) | RMU 2S + 1F | RMU 2S + 1F |  |  | PE 14.11 PERUMAHAN 14-1 (F2) | INDOOR DOUBLE CHAMBER |  | 11/0.415 kV | 25/02/2006 |  | 0
429419626 | TNB | DISTRIBUTION | WP PUTRAJAYA & CYBERJAYA | Existing | VPTJ/PCE/J01631 | PE 1.63 HOTEL PZ10 (F1) | CB | CB + 1 TX |  |  | PE 1.63 HOTEL PZ10 (F1) | INDOOR DOUBLE CHAMBER |  | 11/0.415 kV | 2013-03-02 |  | 0
429420461 | TNB | DISTRIBUTION | WP PUTRAJAYA & CYBERJAYA | Existing | VPTJ/PCE/J01632 | PE 1.63 HOTEL PZ10 (F2) | CB + 1 TX | CB + 1 TX |  |  | PE 1.63 HOTEL PZ10 (F2) | INDOOR DOUBLE CHAMBER |  | 11/0.415 kV | 2013-03-02 |  | 0
429422050 | TNB | DISTRIBUTION | WP PUTRAJAYA & CYBERJAYA | Existing | VPTJ/PCE/J02062 | PE 2.06 PS 15 (F2) | RMU | RMU 2S + 1F |  |  | PE 2.06 PS 15 (F2) | INDOOR DOUBLE CHAMBER |  | 11/0.415 kV | 2002-06-07 |  | 0
429422706 | TNB | DISTRIBUTION | WP PUTRAJAYA & CYBERJAYA | Existing | VPTJ/PCE/J02291 | PE 2.29 TEMP SKYRIDE | RMU | RMU 2S + 1F |  |  | PE 2.29 TEMP SKYRIDE | COMPACT SUBS |  | 11/0.415 kV |  |  | 0
429423451 | TNB | DISTRIBUTION | WP PUTRAJAYA & CYBERJAYA | Existing | VPTJ/PCE/J18251 | PE 18.25 KOMPLEKS SEK FASA 3 | RMU | RMU 2S + 1F |  |  | PE 18.25 KOMPLEKS SEK FASA 3 | INDOOR DOUBLE CHAMBER |  | 11/0.415 kV | 27/05/2008 |  | 0
429424216 | TNB | DISTRIBUTION | WP PUTRAJAYA & CYBERJAYA | Existing | VPTJ/PCE/J18171 | PE 18.17 BLOK H 18R12 (F1) | RMU | RMU 2S + 1F |  |  | PE 18.17 BLOK H 18R12 (F1) | ATTACHED DOUBLE |  | 11/0.415 kV | 2007-01-03 |  | 0
429424833 | TNB | DISTRIBUTION | WP PUTRAJAYA & CYBERJAYA | Existing | VPTJ/PCE/J18172 | PE 18.17 BLOK H 18R12 (F2) | RMU | RMU 2S + 1F |  |  | PE 18.17 BLOK H 18R12 (F2) | ATTACHED DOUBLE |  | 11/0.415 kV | 2007-01-03 |  | 0
429425882 | TNB | DISTRIBUTION | WP PUTRAJAYA & CYBERJAYA | Existing | VCBJ/PCE/J23121 | PE 23.12 CLOVER NO.3 | RMU | RMU 2S + 2F |  |  | PE 23.12 CLOVER NO.3 | ATTACHED DOUBLE |  | 11/0.415 kV |  |  | 0
429427094 | TNB | DISTRIBUTION | WP PUTRAJAYA & CYBERJAYA | Existing | VCBJ/PCE/J23111 | PE 23.11 CLOVER NO.2 | RMU | RMU 2S + 2F |  |  | PE 23.11 CLOVER NO.2 | ATTACHED DOUBLE |  | 11/0.415 kV |  |  | 0
429429564 | TNB | DISTRIBUTION | WP PUTRAJAYA & CYBERJAYA | Existing | VCBJ/PCE/J21851 | PE 21.85 MYVILLA P1 PARCEL A | RMU 2S + 2F | RMU 2S + 2F |  |  | PE 21.85 MYVILLA P1 PARCEL A | ATTACHED SINGLE |  | 11/0.415 kV | 21/03/2012 |  | 0
429435110 | TNB | DISTRIBUTION | WP PUTRAJAYA & CYBERJAYA | Existing | VCBJ/PCE/J22671 | PE 22.67 KWDI 1 F1 | RMU | RMU 2S + 1F |  |  | PE 22.67 KWDI 1 F1 | INDOOR DOUBLE CHAMBER |  | 11/0.415 kV | 2009-10-09 |  | 0
429436813 | TNB | DISTRIBUTION | WP PUTRAJAYA & CYBERJAYA | Existing | VCBJ/PCE/J21951 | PE 21.95 SITE OFFICE SKY PARK | RMU 3S | RMU 3S |  |  | PE 21.95 SITE OFFICE SKY PARK | INDOOR SINGLE CHAMBER |  | 11 kV |  |  | 0
429437800 | TNB | DISTRIBUTION | WP PUTRAJAYA & CYBERJAYA | Existing | VCBJ/PCE/J21622 | SS 21.62 BLOK A IT PARK F2 | CB 3S | CB |  |  | SS 21.62 BLOK A IT PARK F2 | ATTACHED |  |  | 2008-06-03 |  | 0
429438271 | TNB | DISTRIBUTION | WP PUTRAJAYA & CYBERJAYA | Existing | VCBJ/PCE/J21642 | SS 21.64 BLOK B IT PARK F2 | CB | CB |  |  | SS 21.64 BLOK B IT PARK F2 | ATTACHED |  |  | 14/06/2008 |  | 0
429447576 | TNB | DISTRIBUTION | WP PUTRAJAYA & CYBERJAYA | Existing | VPTJ/PCE/J18161 | PE 18.16 BLOK G 18R12 (F1) | RMU | RMU 2S + 1F |  |  | PE 18.16 BLOK G 18R12 (F1) | ATTACHED DOUBLE |  | 11/0.415 kV | 2007-01-03 |  | 0
429448191 | TNB | DISTRIBUTION | WP PUTRAJAYA & CYBERJAYA | Existing | VPTJ/PCE/J18162 | PE 18.16 BLOK G 18R12 (F2) | RMU | RMU 2S + 1F |  |  | PE 18.16 BLOK G 18R12 (F2) | ATTACHED DOUBLE |  | 11/0.415 kV | 2007-01-03 |  | 0
429448889 | TNB | DISTRIBUTION | WP PUTRAJAYA & CYBERJAYA | Existing | VPTJ/PCE/J18151 | PE 18.15 BLOK E&F 18R12 (F1) | RMU | RMU 2S + 1F |  |  | PE 18.15 BLOK E&F 18R12 (F1) | ATTACHED DOUBLE |  | 11/0.415 kV | 2007-01-03 |  | 0
429449529 | TNB | DISTRIBUTION | WP PUTRAJAYA & CYBERJAYA | Existing | VPTJ/PCE/J18152 | PE 18.15 BLOK E&F 18R12 (F2) | RMU | RMU 2S + 1F |  |  | PE 18.15 BLOK E&F 18R12 (F2) | ATTACHED DOUBLE |  | 11/0.415 kV | 2007-01-03 |  | 0
429450200 | TNB | DISTRIBUTION | WP PUTRAJAYA & CYBERJAYA | Existing | VPTJ/PCE/J18181 | PE 18.18 BLOK C&D 18R12 (F1) | RMU | RMU 2S + 1F |  |  | PE 18.18 BLOK C&D 18R12 (F1) | ATTACHED DOUBLE |  | 11/0.415 kV | 2007-01-03 |  | 0
429450793 | TNB | DISTRIBUTION | WP PUTRAJAYA & CYBERJAYA | Existing | VPTJ/PCE/J18182 | PE 18.18 BLOK C&D 18R12 (F2) | RMU | RMU 2S + 1F |  |  | PE 18.18 BLOK C&D 18R12 (F2) | ATTACHED DOUBLE |  | 11/0.415 kV | 2007-01-03 |  | 0
429451527 | TNB | DISTRIBUTION | WP PUTRAJAYA & CYBERJAYA | Existing | VPTJ/PCE/J18191 | PE 18.19 BLOK A&B 18R12 (F1) | RMU | RMU 2S + 1F |  |  | PE 18.19 BLOK A&B 18R12 (F1) | ATTACHED DOUBLE |  | 11/0.415 kV | 2007-01-03 |  | 0
429452106 | TNB | DISTRIBUTION | WP PUTRAJAYA & CYBERJAYA | Existing | VCBJ/PCE/J21861 | PE 21.86 MYVILLA P1 PARCEL B | RMU | RMU 2S + 1F |  |  | PE 21.86 MYVILLA P1 PARCEL B | ATTACHED SINGLE |  | 11/0.415 kV | 21/03/2012 |  | 0
429453574 | TNB | DISTRIBUTION | WP PUTRAJAYA & CYBERJAYA | Existing | VCBJ/PCE/J00103 | PE 23.22 SHOP LOT MYVILLA PRS 5 | RMU 2S + 2F | RMU 2S + 2F |  |  | PE 23.22 SHOP LOT MYVILLA PRS 5 | INDOOR SINGLE CHAMBER |  |  |  |  | 0
429454652 | TNB | DISTRIBUTION | WP PUTRAJAYA & CYBERJAYA | Existing | VCBJ/PCE/J21931 | PE 21.93 MYVILLA P3 PARCEL A | RMU 2S + 2F | RMU 2S + 2F |  |  | PE 21.93 MYVILLA P3 PARCEL A | ATTACHED SINGLE |  | 11/0.415 kV | 2012-09-08 |  | 0
429455769 | TNB | DISTRIBUTION | WP PUTRAJAYA & CYBERJAYA | Existing | VCBJ/PCE/J21941 | PE 21.94 MYVILLA P3 PARCEL B | RMU 2S + 2F | RMU 2S + 2F |  |  | PE 21.94 MYVILLA P3 PARCEL B | ATTACHED SINGLE |  | 11/0.415 kV | 2012-09-08 |  | 0
429456491 | TNB | DISTRIBUTION | WP PUTRAJAYA & CYBERJAYA | Existing | VCBJ/PCE/J24192 | PE 24.19 YAKIN INVEST F2 | RMU 2S + 1F | RMU 2S + 1F |  |  | PE 24.19 YAKIN INVEST F2 | INDOOR DOUBLE CHAMBER |  |  |  |  | 0
429457445 | TNB | DISTRIBUTION | WP PUTRAJAYA & CYBERJAYA | Existing | VCBJ/PCE/J22891 | PE 22.89 MYTELEHAUS F1 | RMU | RMU 2S + 1F |  |  | PE 22.89 MYTELEHAUS F1 | COMPACT SUBS |  | 11/0.415 kV | 26/04/2012 |  | 0
429458134 | TNB | DISTRIBUTION | WP PUTRAJAYA & CYBERJAYA | Existing | VCBJ/PCE/J22892 | PE 22.89 MYTELEHAUS F2 | RMU | RMU 2S + 1F |  |  | PE 22.89 MYTELEHAUS F2 | ATTACHED |  | 11 kV | 26/04/2012 |  | 0
429458795 | TNB | DISTRIBUTION | WP PUTRAJAYA & CYBERJAYA | Existing | VCBJ/PCE/J22881 | PE 22.88 SKY LEISURE F1 | RMU 2S + 1F | RMU 2S + 1F |  |  | PE 22.88 SKY LEISURE F1 | INDOOR DOUBLE CHAMBER |  | 11/0.415 kV | 26/04/2012 |  | 0
429459473 | TNB | DISTRIBUTION | WP PUTRAJAYA & CYBERJAYA | Existing | VCBJ/PCE/J22882 | PE 22.88 SKY LEISURE F2 | RMU 2S + 1F | RMU 2S + 1F |  |  | PE 22.88 SKY LEISURE F2 | INDOOR DOUBLE CHAMBER |  | 11/0.415 kV | 26/04/2012 |  | 0
429460704 | TNB | DISTRIBUTION | WP PUTRAJAYA & CYBERJAYA | Existing | VCBJ/PCE/J21662 | SS 21.66 BLOK C IT PARK F2 | CB | CB |  |  | SS 21.66 BLOK C IT PARK F2 | ATTACHED |  |  | 30/09/2009 |  | 0
429469295 | TNB | DISTRIBUTION | WP PUTRAJAYA & CYBERJAYA | Existing | VPTJ/PCE/J18192 | PE 18.19 BLOK A&B 18R12 (F2) | RMU | RMU 2S + 1F |  |  | PE 18.19 BLOK A&B 18R12 (F2) | ATTACHED DOUBLE |  | 11/0.415 kV | 2007-01-03 |  | 0
429470022 | TNB | DISTRIBUTION | WP PUTRAJAYA & CYBERJAYA | Existing | VPTJ/PCE/J18241 | PE 18.24 BLOK D 18R13 (F1) | RMU | RMU 2S + 1F |  |  | PE 18.24 BLOK D 18R13 (F1) | ATTACHED DOUBLE |  | 11/0.415 kV | 2007-01-03 |  | 0
429470614 | TNB | DISTRIBUTION | WP PUTRAJAYA & CYBERJAYA | Existing | VPTJ/PCE/J18242 | PE 18.24 BLOK D 18R13 (F2) | RMU | RMU 2S + 1F |  |  | PE 18.24 BLOK D 18R13 (F2) | ATTACHED DOUBLE |  | 11/0.415 kV | 2007-01-03 |  | 0
429471338 | TNB | DISTRIBUTION | WP PUTRAJAYA & CYBERJAYA | Existing | VPTJ/PCE/J18231 | PE 18.23 BLOK C 18R13 (F1) | RMU | RMU 2S + 1F |  |  | PE 18.23 BLOK C 18R13 (F1) | ATTACHED DOUBLE |  | 11/0.415 kV | 2007-01-03 |  | 0
429471930 | TNB | DISTRIBUTION | WP PUTRAJAYA & CYBERJAYA | Existing | VPTJ/PCE/J18232 | PE 18.23 BLOK C 18R13 (F2) | RMU | RMU 2S + 1F |  |  | PE 18.23 BLOK C 18R13 (F2) | ATTACHED DOUBLE |  | 11/0.415 kV | 2007-01-03 |  | 0
429475289 | TNB | DISTRIBUTION | WP PUTRAJAYA & CYBERJAYA | Existing | VPTJ/PCE/J07121 | SS 7.12 NATIONAL CANCER INSTITUT F1 | CB 3S | CB |  |  | SS 7.12 NATIONAL CANCER INSTITUT F1 | ATTACHED |  | 11/0.415 kV | 16/06/2012 |  | 0
429475697 | TNB | DISTRIBUTION | WP PUTRAJAYA & CYBERJAYA | Existing | VPTJ/PCE/J07122 | SS 7.12 NATIONAL CANCER INSTITUT F2 | CB 3S | CB |  |  | SS 7.12 NATIONAL CANCER INSTITUT F2 | ATTACHED |  | 11/0.415 kV |  |  | 0
429476168 | TNB | DISTRIBUTION | WP PUTRAJAYA & CYBERJAYA | Existing | VPTJ/PCE/J07042 | SS 7.04 HOSPITAL (F2) | CB | CB |  |  | SS 7.04 HOSPITAL (F2) | ATTACHED |  |  | 27/07/1999 |  | 0
429476590 | TNB | DISTRIBUTION | WP PUTRAJAYA & CYBERJAYA | Existing | VPTJ/PCE/J07041 | SS 7.04 HOSPITAL (F1) | CB | CB |  |  | SS 7.04 HOSPITAL (F1) | ATTACHED |  |  | 27/07/1999 |  | 0
429477868 | TNB | DISTRIBUTION | WP PUTRAJAYA & CYBERJAYA | Existing | VPTJ/PCE/J02211 | PE 2.21 S/Tenaga (F1) | CB 3S | CB + 1 TX |  |  | PE 2.21 S/Tenaga (F1) | INDOOR DOUBLE CHAMBER |  | 11/0.415 kV | 16/09/2009 |  | 0
429478651 | TNB | DISTRIBUTION | WP PUTRAJAYA & CYBERJAYA | Existing | VPTJ/PCE/J02212 | PE 2.21 S/Tenaga (F2) | CB | CB + 1 TX |  |  | PE 2.21 S/Tenaga (F2) | INDOOR DOUBLE CHAMBER |  | 11/0.415 kV | 16/09/2009 |  | 0
429479485 | TNB | DISTRIBUTION | WP PUTRAJAYA & CYBERJAYA | Existing | VPTJ/PCE/J02151 | PE 2.15 2G4 (F1) | CB | CB + 1 TX |  |  | PE 2.15 2G4 (F1) | INDOOR DOUBLE CHAMBER |  | 11/0.415 kV | 2003-12-07 |  | 0
429480319 | TNB | DISTRIBUTION | WP PUTRAJAYA & CYBERJAYA | Existing | VPTJ/PCE/J02152 | PE 2.15 2G4 (F2) | CB | CB |  |  | PE 2.15 2G4 (F2) | INDOOR DOUBLE CHAMBER |  | 11/0.415 kV | 2003-12-07 |  | 0
429480704 | TNB | DISTRIBUTION | WP PUTRAJAYA & CYBERJAYA | Existing | VPTJ/PCE/J02141 | SS 2.14 2G3 (F1) | CB 3S | CB |  |  | SS 2.14 2G3 (F1) | ATTACHED |  |  | 2003-12-07 |  | 0
429481066 | TNB | DISTRIBUTION | WP PUTRAJAYA & CYBERJAYA | Existing | VPTJ/PCE/J02142 | SS 2.14 2G3 (F2) | CB 3S | CB |  |  | SS 2.14 2G3 (F2) | ATTACHED |  |  | 2003-12-07 |  | 0
429481524 | TNB | DISTRIBUTION | WP PUTRAJAYA & CYBERJAYA | Existing | VPTJ/PCE/J02131 | SS 2.13 2G6 (F1) | CB | CB |  |  | SS 2.13 2G6 (F1) | ATTACHED |  |  | 2003-12-04 |  | 0
429481819 | TNB | DISTRIBUTION | WP PUTRAJAYA & CYBERJAYA | Existing | VCBJ/PCE/J22651 | SS 22.65 BASIS BAY NO 2 | CB | CB |  |  | SS 22.65 BASIS BAY NO 2 | ATTACHED |  |  | 13/02/2009 |  | 0
429482266 | TNB | DISTRIBUTION | WP PUTRAJAYA & CYBERJAYA | Existing | VCBJ/PCE/J22551 | SS 22.55 BASIS BAY NO 1 | CB | CB |  |  | SS 22.55 BASIS BAY NO 1 | ATTACHED |  |  | 2009-11-02 |  | 0
429494964 | TNB | DISTRIBUTION | WP PUTRAJAYA & CYBERJAYA | Existing | VPTJ/PCE/J07021 | PE 7.02 POLIS PUTRAJAYA (F1) | RMU | RMU 2S + 1F |  |  | PE 7.02 POLIS PUTRAJAYA (F1) | INDOOR DOUBLE CHAMBER |  | 11/0.415 kV | 28/07/1999 |  | 0
429495619 | TNB | DISTRIBUTION | WP PUTRAJAYA & CYBERJAYA | Existing | VPTJ/PCE/J07022 | PE 7.02 POLIS PUTRAJAYA (F2) | RMU | RMU 2S + 1F |  |  | PE 7.02 POLIS PUTRAJAYA (F2) | INDOOR DOUBLE CHAMBER |  | 11/0.415 kV | 28/07/1999 |  | 0
429496486 | TNB | DISTRIBUTION | WP PUTRAJAYA & CYBERJAYA | Existing | VPTJ/PCE/J07011 | PE 7.01 BOMBA PUTRAJAYA (F1) | RMU | RMU 2S + 1F |  |  | PE 7.01 BOMBA PUTRAJAYA (F1) | INDOOR DOUBLE CHAMBER |  | 11/0.415 kV | 28/07/1999 |  | 0
429497077 | TNB | DISTRIBUTION | WP PUTRAJAYA & CYBERJAYA | Existing | VPTJ/PCE/J07012 | PE 7.01 IBU PEJABAT BOMBA (F2) | RMU | RMU 2S + 1F |  |  | PE 7.01 IBU PEJABAT BOMBA (F2) | INDOOR DOUBLE CHAMBER |  | 11/0.415 kV | 28/07/1999 |  | 0
429498015 | TNB | DISTRIBUTION | WP PUTRAJAYA & CYBERJAYA | Existing | VPTJ/PCE/J07081 | PE 7.08 PARK & RIDE (F1) | RMU | RMU 2S + 1F |  |  | PE 7.08 PARK & RIDE (F1) | INDOOR DOUBLE CHAMBER |  | 11/0.415 kV | 2007-05-04 |  | 0
429498625 | TNB | DISTRIBUTION | WP PUTRAJAYA & CYBERJAYA | Existing | VPTJ/PCE/J07082 | PE 7.08 PARK & RIDE (F2) | RMU | RMU 2S + 1F |  |  | PE 7.08 PARK & RIDE (F2) | INDOOR DOUBLE CHAMBER |  | 11/0.415 kV | 2007-05-04 |  | 0
429501610 | TNB | DISTRIBUTION | WP PUTRAJAYA & CYBERJAYA | Existing | VCBJ/PCE/J23161 | PE 23.16 MASJID CYBERJAYA | RMU 2S + 2F | RMU 2S + 2F |  |  | PE 23.16 MASJID CYBERJAYA | ATTACHED DOUBLE |  | 11/0.415 kV |  |  | 0
429507644 | TNB | DISTRIBUTION | WP PUTRAJAYA & CYBERJAYA | Existing | VPTJ/PCE/J02132 | SS 2.13 2G6 (F2) | CB | CB |  |  | SS 2.13 2G6 (F2) | ATTACHED |  |  | 2003-12-04 |  | 0
429508081 | TNB | DISTRIBUTION | WP PUTRAJAYA & CYBERJAYA | Existing | VPTJ/PCE/J02121 | PE 2.12 2G5 (F1) | CB | CB + 1 TX |  |  | PE 2.12 2G5 (F1) | INDOOR DOUBLE CHAMBER |  | 11/0.415 kV | 2003-01-04 |  | 0
429508857 | TNB | DISTRIBUTION | WP PUTRAJAYA & CYBERJAYA | Existing | VPTJ/PCE/J02122 | PE 2.12 2G5 (F2) | CB | CB |  |  | PE 2.12 2G5 (F2) | INDOOR DOUBLE CHAMBER |  | 11/0.415 kV | 2003-01-04 |  | 0
429509561 | TNB | DISTRIBUTION | WP PUTRAJAYA & CYBERJAYA | Existing | VPTJ/PCE/J03092 | PE 3.09 3C5 (F2) | CB | CB |  |  | PE 3.09 3C5 (F2) | ATTACHED |  | 11 kV | 2014-11-01 |  | 0
429509917 | TNB | DISTRIBUTION | WP PUTRAJAYA & CYBERJAYA | Existing | VPTJ/PCE/J03091 | SS 3.09 3C5 (F1) | CB | CB |  |  | SS 3.09 3C5 (F1) | ATTACHED |  | 11 kV | 2014-11-01 |  | 0
429510286 | TNB | DISTRIBUTION | WP PUTRAJAYA & CYBERJAYA | Existing | VPTJ/PCE/J03071 | SS 3.07 3C6 (F1) | CB | CB |  |  | SS 3.07 3C6 (F1) | ATTACHED |  |  | 18/08/2009 |  | 0
429510642 | TNB | DISTRIBUTION | WP PUTRAJAYA & CYBERJAYA | Existing | VPTJ/PCE/J03072 | SS 3.07 3C6 (F2) | CB | CB |  |  | SS 3.07 3C6 (F2) | ATTACHED |  |  | 19/08/2009 |  | 0
429511559 | TNB | DISTRIBUTION | WP PUTRAJAYA & CYBERJAYA | Existing | VPTJ/PCE/J03081 | SS 3.08 3C7 (F1) | CB 3S | CB |  |  | SS 3.08 3C7 (F1) | ATTACHED |  | 11/0.415 kV | 13/08/2011 |  | 0
429514618 | TNB | DISTRIBUTION | WP PUTRAJAYA & CYBERJAYA | Existing | VPTJ/PCE/J07071 | PE 7.07 PLF (F1) | RMU | RMU 2S + 1F |  |  | PE 7.07 PLF (F1) | INDOOR DOUBLE CHAMBER |  | 11/0.415 kV | 27/07/1999 |  | 0
429515215 | TNB | DISTRIBUTION | WP PUTRAJAYA & CYBERJAYA | Existing | VPTJ/PCE/J07072 | PE 7.07 PLF (F2) | RMU | RMU 2S + 1F |  |  | PE 7.07 PLF (F2) | INDOOR DOUBLE CHAMBER |  | 11/0.415 kV | 27/07/2009 |  | 0
429516035 | TNB | DISTRIBUTION | WP PUTRAJAYA & CYBERJAYA | Existing | VPTJ/PCE/J08121 | PE 8.12 INSIDE PPU 5 (F1) | RMU | RMU 2S + 1F |  |  | PE 8.12 INSIDE PPU 5 (F1) | INDOOR DOUBLE CHAMBER |  | 11/0.415 kV | 2000-12-10 |  | 0
429516626 | TNB | DISTRIBUTION | WP PUTRAJAYA & CYBERJAYA | Existing | VPTJ/PCE/J08122 | PE 8.12 INSIDE PPU 5 (F2) | RMU | RMU 2S + 1F |  |  | PE 8.12 INSIDE PPU 5 (F2) | INDOOR DOUBLE CHAMBER |  | 11/0.415 kV | 2000-12-10 |  | 0
429518585 | TNB | DISTRIBUTION | WP PUTRAJAYA & CYBERJAYA | Existing | VPTJ/PCE/J08311 | PE 8.31 8C3 F1 | RMU | RMU 2S + 1F |  |  | PE 8.31 8C3 F1 | COMPACT SUBS |  | 11/0.415 kV | 2012-04-11 |  | 0
429519180 | TNB | DISTRIBUTION | WP PUTRAJAYA & CYBERJAYA | Existing | VPTJ/PCE/J08312 | PE 8.31 8C3 F2 | RMU | RMU 2S + 1F |  |  | PE 8.31 8C3 F2 | COMPACT SUBS |  | 11/0.415 kV | 2012-04-11 |  | 0
429541997 | TNB | DISTRIBUTION | WP PUTRAJAYA & CYBERJAYA | Existing | VCBJ/PCE/J22372 | PE 22.37 BOMBA CJ F2 | CB | CB + 1 TX |  |  | PE 22.37 BOMBA CJ F2 | INDOOR DOUBLE CHAMBER |  | 11/0.415 kV | 2004-08-10 |  | 0
429542874 | TNB | DISTRIBUTION | WP PUTRAJAYA & CYBERJAYA | Existing | VCBJ/PCE/J24231 | SS 24.23 STAR CENTRAL F1 | CB 3S | CB |  |  | SS 24.23 STAR CENTRAL F1 | INDOOR DOUBLE CHAMBER |  | 11 kV |  |  | 0
429543573 | TNB | DISTRIBUTION | WP PUTRAJAYA & CYBERJAYA | Existing | VCBJ/PCE/J22792 | SS 22.79 DCP2 F2 | CB | CB |  |  | SS 22.79 DCP2 F2 | INDOOR SINGLE CHAMBER |  | 11/0.415 kV | 2011-11-08 |  | 0
429543973 | TNB | DISTRIBUTION | WP PUTRAJAYA & CYBERJAYA | Existing | VCBJ/PCE/J24232 | SS 24.23 STAR CENTRAL F2 | CB 3S | CB |  |  | SS 24.23 STAR CENTRAL F2 | INDOOR SINGLE CHAMBER |  | 11 kV |  |  | 0
429544392 | TNB | DISTRIBUTION | WP PUTRAJAYA & CYBERJAYA | Existing | VCBJ/PCE/J22931 | PE 22.93 BLOK A TRIENTEL | RMU 2S + 2F | RMU 2S + 2F |  |  | PE 22.93 BLOK A TRIENTEL | ATTACHED |  |  | 22/02/2014 |  | 0
429545489 | TNB | DISTRIBUTION | WP PUTRAJAYA & CYBERJAYA | Existing | VCBJ/PCE/J22951 | PE 22.95 TRIENTEL BLOK C | RMU | RMU 2S + 1F |  |  | PE 22.95 TRIENTEL BLOK C | ATTACHED |  |  | 23/02/2014 |  | 0
429549787 | TNB | DISTRIBUTION | WP PUTRAJAYA & CYBERJAYA | Existing | VCBJ/PCE/J00118 | PE 25.26 SETIA VILLA 6 | RMU 2S + 1F | RMU 2S + 1F |  |  | PE 25.26 SETIA VILLA 6 | COMPACT SUBS |  |  | 2016-07-04 |  | 0
429550561 | TNB | DISTRIBUTION | WP PUTRAJAYA & CYBERJAYA | Existing | VPTJ/PCE/J03082 | SS 3.08 3C7 (F2) | CB 3S | CB |  |  | SS 3.08 3C7 (F2) | ATTACHED |  | 11/0.415 kV | 13/08/2011 |  | 0
429550970 | TNB | DISTRIBUTION | WP PUTRAJAYA & CYBERJAYA | Existing | VPTJ/PCE/J03041 | SS 3.04 3G3 (F1) | CB 3S | CB |  |  | SS 3.04 3G3 (F1) | ATTACHED |  |  | 15/07/2003 |  | 0
429551326 | TNB | DISTRIBUTION | WP PUTRAJAYA & CYBERJAYA | Existing | VPTJ/PCE/J03042 | SS 3.04 3G3 (F2) | CB 3S | CB |  |  | SS 3.04 3G3 (F2) | ATTACHED |  |  | 15/07/2003 |  | 0
429551966 | TNB | DISTRIBUTION | WP PUTRAJAYA & CYBERJAYA | Existing | VPTJ/PCE/J04041 | SS 4.04 4G4 (F1) | CB 3S | CB |  |  | SS 4.04 4G4 (F1) | ATTACHED |  |  | 18/12/2003 |  | 0
429552322 | TNB | DISTRIBUTION | WP PUTRAJAYA & CYBERJAYA | Existing | VPTJ/PCE/J04042 | SS 4.04 4G4 (F2) | CB 4S | CB |  |  | SS 4.04 4G4 (F2) | ATTACHED |  |  | 18/12/2003 |  | 0
429552854 | TNB | DISTRIBUTION | WP PUTRAJAYA & CYBERJAYA | Existing | VPTJ/PCE/J04201 | SS 4.20 4U2 GDC (F1) | CB 3S | CB |  |  | SS 4.20 4U2 GDC (F1) | INDOOR SINGLE CHAMBER |  | 11 kV | 2012-02-12 |  | 0
429553210 | TNB | DISTRIBUTION | WP PUTRAJAYA & CYBERJAYA | Existing | VPTJ/PCE/J04202 | SS 4.20 4U2 GDC (F2) | CB 3S | CB |  |  | SS 4.20 4U2 GDC (F2) | INDOOR SINGLE CHAMBER |  | 11 kV | 2012-02-12 |  | 0
429554714 | TNB | DISTRIBUTION | WP PUTRAJAYA & CYBERJAYA | Existing | VCBJ/PCE/J00117 | PE 25.25 SETIA VILLA 5 | RMU 2S + 1F | RMU 2S + 1F |  |  | PE 25.25 SETIA VILLA 5 | COMPACT SUBS |  |  | 2016-07-04 |  | 0
429555340 | TNB | DISTRIBUTION | WP PUTRAJAYA & CYBERJAYA | Existing | VCBJ/PCE/J00116 | PE 25.24 SETIA VILLA 4 | RMU 2S + 1F | RMU 2S + 1F |  |  | PE 25.24 SETIA VILLA 4 | COMPACT SUBS |  |  | 2016-07-04 |  | 0
429555961 | TNB | DISTRIBUTION | WP PUTRAJAYA & CYBERJAYA | Existing | VCBJ/PCE/J00112 | PE 25.19 SETIA VILLA 3 | RMU 2S + 1F | RMU 2S + 1F |  |  | PE 25.19 SETIA VILLA 3 | COMPACT SUBS |  | 11/0.415 kV | 2015-07-11 |  | 0
429556575 | TNB | DISTRIBUTION | WP PUTRAJAYA & CYBERJAYA | Existing | VCBJ/PCE/J00110 | PE 25.18 SETIA VILLA 2 | RMU 2S + 1F | RMU 2S + 1F |  |  | PE 25.18 SETIA VILLA 2 | COMPACT SUBS |  |  |  |  | 0
429557204 | TNB | DISTRIBUTION | WP PUTRAJAYA & CYBERJAYA | Existing | VCBJ/PCE/J00109 | PE 25.17 SETIA VILLA 1 | RMU 2S + 1F | RMU 2S + 1F |  |  | PE 25.17 SETIA VILLA 1 | COMPACT SUBS |  |  | 31/03/2016 |  | 0
429557815 | TNB | DISTRIBUTION | WP PUTRAJAYA & CYBERJAYA | Existing | VCBJ/PCE/J25221 | PE 25.22 SETIA MARINA 3 | RMU 2S + 1F | RMU 2S + 1F |  |  | PE 25.22 SETIA MARINA 3 | COMPACT SUBS |  | 11/0.415 kV |  |  | 0
429558434 | TNB | DISTRIBUTION | WP PUTRAJAYA & CYBERJAYA | Existing | VCBJ/PCE/J25211 | PE 25.21 SETIA MARINA 2 | RMU 2S + 1F | RMU 2S + 1F |  |  | PE 25.21 SETIA MARINA 2 | COMPACT SUBS |  | 11/0.415 kV |  |  | 0
429559077 | TNB | DISTRIBUTION | WP PUTRAJAYA & CYBERJAYA | Existing | VCBJ/PCE/J25201 | PE 25.20 SETIA MARINA 1 | RMU 2S + 1F | RMU 2S + 1F |  |  | PE 25.20 SETIA MARINA 1 | COMPACT SUBS |  | 11/0.415 kV |  |  | 0
429559684 | TNB | DISTRIBUTION | WP PUTRAJAYA & CYBERJAYA | Existing | VCBJ/PCE/J23241 | SS 23.24 SOLTICE | CB 4S | CB |  |  | SS 23.24 SOLTICE | INDOOR SINGLE CHAMBER |  | 11/0.415 kV |  |  | 0
429560372 | TNB | DISTRIBUTION | WP PUTRAJAYA & CYBERJAYA | Existing | VCBJ/PCE/J23171 | PE 23.17 TEMP SERI MUTIARA | RMU 2S + 1F | RMU 2S + 1F |  |  | PE 23.17 TEMP SERI MUTIARA | COMPACT SUBS |  | 11/0.415 kV |  |  | 0
429560983 | TNB | DISTRIBUTION | WP PUTRAJAYA & CYBERJAYA | Existing | VCBJ/PCE/J00108 | SS 23.25 MUTIARA VILLE 4 | CB 4S | CB |  |  | SS 23.25 MUTIARA VILLE 4 | INDOOR SINGLE CHAMBER |  |  |  |  | 0
429561432 | TNB | DISTRIBUTION | WP PUTRAJAYA & CYBERJAYA | Existing | VCBJ/PCE/J23151 | SS 23.15 MUTIARA VILLE 3 F1 | CB 5S | SSU 11kV Single Bus (BS) |  |  | SS 23.15 MUTIARA VILLE 3 F1 | INDOOR DOUBLE CHAMBER |  | 11 kV |  |  | 0
429561970 | TNB | DISTRIBUTION | WP PUTRAJAYA & CYBERJAYA | Existing | VCBJ/PCE/J25231 | PE 25.23 SALES OFFICE ECOGLADE GALERY | RMU 2S + 1F | RMU 2S + 1F |  |  | PE 25.23 SALES OFFICE ECOGLADE GALERY | COMPACT SUBS |  | 11/0.415 kV |  |  | 0
429563004 | TNB | DISTRIBUTION | WP PUTRAJAYA & CYBERJAYA | Existing | VCBJ/PCE/J21472 | SS 21.47 LIM KOK WING F2 | RMU 3S | RMU 3S |  |  | SS 21.47 LIM KOK WING F2 | ATTACHED |  |  | 2004-07-01 |  | 0
429563497 | TNB | DISTRIBUTION | WP PUTRAJAYA & CYBERJAYA | Existing | VPTJ/PCE/J08372 | PE 8.37 8R7 (F2) | RMU 2S + 1F | RMU 2S + 1F |  |  | PE 8.37 8R7 (F2) | COMPACT SUBS |  | 11/0.415 kV |  |  | 0
429564088 | TNB | DISTRIBUTION | WP PUTRAJAYA & CYBERJAYA | Existing | VPTJ/PCE/J08371 | PE 8.37 8R7 (F1) | RMU 2S + 1F | RMU 2S + 1F |  |  | PE 8.37 8R7 (F1) | COMPACT SUBS |  | 11/0.415 kV |  |  | 0
429564705 | TNB | DISTRIBUTION | WP PUTRAJAYA & CYBERJAYA | Existing | VPTJ/PCE/J08211 | PE 8.21 APT B (EFI) (F1) | RMU | RMU 2S + 1F |  |  | PE 8.21 APT B (EFI) (F1) | ATTACHED DOUBLE |  | 11/0.415 kV | 2002-12-11 |  | 0
429565296 | TNB | DISTRIBUTION | WP PUTRAJAYA & CYBERJAYA | Existing | VPTJ/PCE/J08212 | PE 8.21 APT B (EFI) (F2) | RMU | RMU 2S + 1F |  |  | PE 8.21 APT B (EFI) (F2) | ATTACHED DOUBLE |  | 11/0.415 kV | 2002-12-11 |  | 0
429569208 | TNB | DISTRIBUTION | WP PUTRAJAYA & CYBERJAYA | Existing | VPTJ/PCE/J02161 | SS 2.16 MENARA PJH (2C1) (F1) | CB 3S | CB |  |  | SS 2.16 MENARA PJH (2C1) (F1) | ATTACHED |  |  | 31/07/2003 |  | 0
429569564 | TNB | DISTRIBUTION | WP PUTRAJAYA & CYBERJAYA | Existing | VPTJ/PCE/J02162 | SS 2.16 MENARA PJH (2C1) (F2) | CB 3S | CB |  |  | SS 2.16 MENARA PJH (2C1) (F2) | ATTACHED |  |  | 31/07/2003 |  | 0
429569947 | TNB | DISTRIBUTION | WP PUTRAJAYA & CYBERJAYA | Existing | VPTJ/PCE/J02221 | SS 2.22 2C2 (F1) | CB 3S | CB |  |  | SS 2.22 2C2 (F1) | ATTACHED |  | 11 kV | 13/09/2011 |  | 0
429570303 | TNB | DISTRIBUTION | WP PUTRAJAYA & CYBERJAYA | Existing | VPTJ/PCE/J02222 | SS 2.22 2C2 (F2) | CB 3S | CB |  |  | SS 2.22 2C2 (F2) | ATTACHED |  | 11 kV | 13/09/2011 |  | 0
429577321 | TNB | DISTRIBUTION | WP PUTRAJAYA & CYBERJAYA | Existing | VPTJ/PCE/J08271 | PE 8.27 APT C5 (F1) | RMU | RMU 2S + 1F |  |  | PE 8.27 APT C5 (F1) | ATTACHED DOUBLE |  | 11/0.415 kV | 17/06/2010 |  | 0
429577912 | TNB | DISTRIBUTION | WP PUTRAJAYA & CYBERJAYA | Existing | VPTJ/PCE/J08272 | PE 8.27 APT C5 (F2) | RMU | RMU 2S + 1F |  |  | PE 8.27 APT C5 (F2) | ATTACHED DOUBLE |  | 11/0.415 kV | 18/06/2010 |  | 0
429578664 | TNB | DISTRIBUTION | WP PUTRAJAYA & CYBERJAYA | Existing | VPTJ/PCE/J08281 | PE 8.28 APT C6 F1 | RMU | RMU 2S + 1F |  |  | PE 8.28 APT C6 F1 | ATTACHED DOUBLE |  | 11/0.415 kV | 17/06/2010 |  | 0
429579255 | TNB | DISTRIBUTION | WP PUTRAJAYA & CYBERJAYA | Existing | VPTJ/PCE/J08282 | PE 8.28 APT C6 F2 | RMU | RMU 2S + 1F |  |  | PE 8.28 APT C6 F2 | ATTACHED DOUBLE |  | 11/0.415 kV | 18/06/2010 |  | 0
429584763 | TNB | DISTRIBUTION | WP PUTRAJAYA & CYBERJAYA | Existing | VCBJ/PCE/J22961 | PE 22.96 TRIENTEL BLOK D | RMU | RMU 2S + 1F |  |  | PE 22.96 TRIENTEL BLOK D | INDOOR SINGLE CHAMBER |  | 11/0.415 kV | 22/02/2014 |  | 0
429585372 | TNB | DISTRIBUTION | WP PUTRAJAYA & CYBERJAYA | Existing | VCBJ/PCE/J22941 | PE 22.94 TRIENTEL BLOK B | RMU 2S + 2F | RMU 2S + 2F |  |  | PE 22.94 TRIENTEL BLOK B | ATTACHED |  |  | 23/02/2014 |  | 0
429586582 | TNB | DISTRIBUTION | WP PUTRAJAYA & CYBERJAYA | Existing | VCBJ/PCE/J21781 | PE 21.78 GARDEN VIEW BLOK C | RMU | RMU 2S + 1F |  |  | PE 21.78 GARDEN VIEW BLOK C | ATTACHED SINGLE |  | 11/0.415 kV | 17/05/2012 |  | 0
429587219 | TNB | DISTRIBUTION | WP PUTRAJAYA & CYBERJAYA | Existing | VCBJ/PCE/J21771 | PE 21.77 GARDEN VIEW BLOK B | RMU | RMU 2S + 1F |  |  | PE 21.77 GARDEN VIEW BLOK B | COMPACT SUBS |  |  | 17/05/2012 |  | 0
429587866 | TNB | DISTRIBUTION | WP PUTRAJAYA & CYBERJAYA | Existing | VCBJ/PCE/J21761 | PE 21.76 GARDEN VIEW BLOK A | RMU | RMU 2S + 1F |  |  | PE 21.76 GARDEN VIEW BLOK A | COMPACT SUBS |  |  | 17/05/2012 |  | 0
429588482 | TNB | DISTRIBUTION | WP PUTRAJAYA & CYBERJAYA | Existing | VCBJ/PCE/J21731 | PE 21.73 - SEK. ANTARABANGSA F1 | RMU | RMU 2S + 1F |  |  | PE 21.73 - SEK. ANTARABANGSA F1 | INDOOR DOUBLE CHAMBER |  | 11/0.415 kV | 17/07/2010 |  | 0
429588964 | TNB | DISTRIBUTION | WP PUTRAJAYA & CYBERJAYA | Existing | VCBJ/PCE/J21471 | SS 21.47 LIM KOK WING F1 | RMU 3S | RMU 3S |  |  | SS 21.47 LIM KOK WING F1 | ATTACHED |  |  | 2004-07-01 |  | 0
429589240 | TNB | DISTRIBUTION | WP PUTRAJAYA & CYBERJAYA | Existing | VCBJ/PCE/J23091 | PE 23.09 THE PLACE NO 2 | RMU 2S + 2F | RMU 2S + 2F |  |  | PE 23.09 THE PLACE NO 2 | COMPACT SUBS |  | 11/0.415 kV |  |  | 0
429590382 | TNB | DISTRIBUTION | WP PUTRAJAYA & CYBERJAYA | Existing | VCBJ/PCE/J23081 | SS 23.08 THE PLACE NO 1 | CB 4S | CB |  |  | SS 23.08 THE PLACE NO 1 | COMPACT SUBS |  | 11 kV |  |  | 0
429590850 | TNB | DISTRIBUTION | WP PUTRAJAYA & CYBERJAYA | Existing | VCBJ/PCE/J21981 | PE 21.98 PADAT PETRONAS CYBER 3 | RMU 2S + 1F | RMU 2S + 1F |  |  | PE 21.98 PADAT PETRONAS CYBER 3 | INDOOR DOUBLE CHAMBER |  | 11/0.415 kV | 28/05/2013 |  | 0
429591897 | TNB | DISTRIBUTION | WP PUTRAJAYA & CYBERJAYA | Existing | VCBJ/PCE/J21012 | PE 21.01 NTT F2 | RMU 3S+1F | RMU 3S+1F |  |  | PE 21.01 NTT F2 | INDOOR DOUBLE CHAMBER |  | 11/0.415 kV | 17/06/1999 |  | 0
429597844 | TNB | DISTRIBUTION | WP PUTRAJAYA & CYBERJAYA | Existing | VPTJ/PCE/J16311 | PE 16.31 TEMP PPA1M PR 16 | RMU | RMU 2S + 1F |  |  | PE 16.31 TEMP PPA1M PR 16 | COMPACT SUBS |  | 11/0.415 kV |  |  | 0
429598696 | TNB | DISTRIBUTION | WP PUTRAJAYA & CYBERJAYA | Existing | VPTJ/PCE/J16202 | PE 16.20 APT A1 (EFI) (F2) | RMU | RMU 2S + 1F |  |  | PE 16.20 APT A1 (EFI) (F2) | INDOOR DOUBLE CHAMBER |  | 11/0.415 kV | 2000-03-11 |  | 0
429599672 | TNB | DISTRIBUTION | WP PUTRAJAYA & CYBERJAYA | Existing | VPTJ/PCE/J16192 | PE 16.19 APT A2 (F2) | RMU | RMU 2S + 1F |  |  | PE 16.19 APT A2 (F2) | INDOOR DOUBLE CHAMBER |  | 11/0.415 kV | 2000-03-11 |  | 0
429600561 | TNB | DISTRIBUTION | WP PUTRAJAYA & CYBERJAYA | Existing | VPTJ/PCE/J16182 | PE 16.18 APT A3 (EFI) (F2) | RMU | RMU 2S + 1F |  |  | PE 16.18 APT A3 (EFI) (F2) | INDOOR DOUBLE CHAMBER |  | 11/0.415 kV | 2000-03-11 |  | 0
429601438 | TNB | DISTRIBUTION | WP PUTRAJAYA & CYBERJAYA | Existing | VPTJ/PCE/J16152 | PE 16.15 SEK. REN (F2) | RMU 2S + 1F | RMU 2S + 1F |  |  | PE 16.15 SEK. REN (F2) | INDOOR DOUBLE CHAMBER |  | 11/0.415 kV | 2002-05-09 |  | 0
429602135 | TNB | DISTRIBUTION | WP PUTRAJAYA & CYBERJAYA | Existing | VCBJ/PCE/J00107 | PE25.16 SETIA RIMBA 4 | RMU 2S + 1F | RMU 2S + 1F |  |  | PE25.16 SETIA RIMBA 4 | COMPACT SUBS |  |  |  |  | 0
429602727 | TNB | DISTRIBUTION | WP PUTRAJAYA & CYBERJAYA | Existing | VCBJ/PCE/J00106 | PE25.15 SETIA RIMBA 3 | RMU 2S + 1F | RMU 2S + 1F |  |  | PE25.15 SETIA RIMBA 3 | COMPACT SUBS |  |  |  |  | 0
429603319 | TNB | DISTRIBUTION | WP PUTRAJAYA & CYBERJAYA | Existing | VCBJ/PCE/J00105 | PE25.14 SETIA RIMBA 2 | RMU 2S + 1F | RMU 2S + 1F |  |  | PE25.14 SETIA RIMBA 2 | COMPACT SUBS |  |  |  |  | 0
429603911 | TNB | DISTRIBUTION | WP PUTRAJAYA & CYBERJAYA | Existing | VCBJ/PCE/J00104 | PE 25.13 SETIA RIMBA 1 | RMU 2S + 1F | RMU 2S + 1F |  |  | PE 25.13 SETIA RIMBA 1 | COMPACT SUBS |  |  |  |  | 0
429604503 | TNB | DISTRIBUTION | WP PUTRAJAYA & CYBERJAYA | Existing | VCBJ/PCE/J23061 | PE 23.06 TEMP OSK | RMU 2S + 1F | RMU 2S + 1F |  |  | PE 23.06 TEMP OSK | COMPACT SUBS |  | 11/0.415 kV | 29/12/2013 |  | 0
429605689 | TNB | DISTRIBUTION | WP PUTRAJAYA & CYBERJAYA | Existing | VCBJ/PCE/J23191 | PE 23.19 AUTOVILLE NO1 | RMU 2S + 2F | RMU 2S + 2F |  |  | PE 23.19 AUTOVILLE NO1 | COMPACT SUBS |  |  |  |  | 0
429606550 | TNB | DISTRIBUTION | WP PUTRAJAYA & CYBERJAYA | Existing | VPTJ/PCE/J02102 | SS 2.10 MOF 2G2 UTARA (F2) | CB | CB |  |  | SS 2.10 MOF 2G2 UTARA (F2) | ATTACHED |  |  | 2002-04-02 |  | 0
429607332 | TNB | DISTRIBUTION | WP PUTRAJAYA & CYBERJAYA | Existing | VPTJ/PCE/J02112 | SS 2.11 MOF 2G2 SELATAN (F2) | CB | CB |  |  | SS 2.11 MOF 2G2 SELATAN (F2) | ATTACHED |  |  | 2002-04-02 |  | 0
429608155 | TNB | DISTRIBUTION | WP PUTRAJAYA & CYBERJAYA | Existing | VPTJ/PCE/J02201 | SS 2.20 2M11 (F1) | CB 3S | CB |  |  | SS 2.20 2M11 (F1) | ATTACHED |  |  | 28/10/2005 |  | 0
429608511 | TNB | DISTRIBUTION | WP PUTRAJAYA & CYBERJAYA | Existing | VPTJ/PCE/J02202 | SS 2.20 2M11 (F2) | CB 3S | CB |  |  | SS 2.20 2M11 (F2) | ATTACHED |  |  | 28/10/2005 |  | 0
429609016 | TNB | DISTRIBUTION | WP PUTRAJAYA & CYBERJAYA | Existing | VPTJ/PCE/J18201 | PE 18.20 TMN PANCARONA (F1) | RMU 2S + 1F | RMU 2S + 1F |  |  | PE 18.20 TMN PANCARONA (F1) | INDOOR DOUBLE CHAMBER |  | 11/0.415 kV | 17/08/2006 |  | 0
429609607 | TNB | DISTRIBUTION | WP PUTRAJAYA & CYBERJAYA | Existing | VPTJ/PCE/J18202 | PE 18.20 TMN PANCARONA (F2) | RMU 2S + 1F | RMU 2S + 1F |  |  | PE 18.20 TMN PANCARONA (F2) | INDOOR DOUBLE CHAMBER |  | 11/0.415 kV | 17/08/2006 |  | 0
429615586 | TNB | DISTRIBUTION | WP PUTRAJAYA & CYBERJAYA | Existing | VCBJ/PCE/J21732 | PE 21.73 - SEK. ANTARABANGSA F2 | RMU | RMU 2S + 1F |  |  | PE 21.73 - SEK. ANTARABANGSA F2 | INDOOR DOUBLE CHAMBER |  | 11/0.415 kV | 18/07/2010 |  | 0
429616547 | TNB | DISTRIBUTION | WP PUTRAJAYA & CYBERJAYA | Existing | VCBJ/PCE/J22111 | PE 22.11 THE STREET MALL F1 | RMU | RMU 2S + 1F |  |  | PE 22.11 THE STREET MALL F1 | INDOOR DOUBLE CHAMBER |  | 11/0.415 kV | 18/02/2001 |  | 0
429617164 | TNB | DISTRIBUTION | WP PUTRAJAYA & CYBERJAYA | Existing | VCBJ/PCE/J22112 | PE 22.11 THE STREET MALL F2 | RMU | RMU 2S + 1F |  |  | PE 22.11 THE STREET MALL F2 | INDOOR DOUBLE CHAMBER |  | 11/0.415 kV | 18/02/2001 |  | 0
429617840 | TNB | DISTRIBUTION | WP PUTRAJAYA & CYBERJAYA | Existing | VCBJ/PCE/J22411 | PE 22.41 32 UNIT S/LOT BLOK A F1 | RMU | RMU 2S + 1F |  |  | PE 22.41 32 UNIT S/LOT BLOK A F1 | INDOOR DOUBLE CHAMBER |  | 11/0.415 kV | 26/10/2004 |  | 0
429618439 | TNB | DISTRIBUTION | WP PUTRAJAYA & CYBERJAYA | Existing | VCBJ/PCE/J22412 | PE 22.41 32 UNIT S/LOT BLOK A F2 | RMU | RMU 2S + 1F |  |  | PE 22.41 32 UNIT S/LOT BLOK A F2 | INDOOR DOUBLE CHAMBER |  | 11/0.415 kV | 26/10/2004 |  | 0
429619623 | TNB | DISTRIBUTION | WP PUTRAJAYA & CYBERJAYA | Existing | VCBJ/PCE/J23201 | PE 23.20 AUTOVILLE 2 | RMU 2S + 2F | RMU 2S + 2F |  |  | PE 23.20 AUTOVILLE 2 | INDOOR SINGLE CHAMBER |  |  |  |  | 0
429645460 | TNB | DISTRIBUTION | WP PUTRAJAYA & CYBERJAYA | Existing | VPTJ/PCE/J16132 | PE 16.13 SEK. MEN (F2) | CB + 1 TX | CB + 1 TX |  |  | PE 16.13 SEK. MEN (F2) | INDOOR DOUBLE CHAMBER |  | 11/0.415 kV | 2002-05-09 |  | 0
429646549 | TNB | DISTRIBUTION | WP PUTRAJAYA & CYBERJAYA | Existing | VPTJ/PCE/J16172 | SS 16.17 KOMPLEK KEJIRANAN (EFI) (F2) | RMU 3S | RMU 3S |  |  | SS 16.17 KOMPLEK KEJIRANAN (EFI) (F2) | ATTACHED |  |  | 15/05/2002 |  | 0
429647214 | TNB | DISTRIBUTION | WP PUTRAJAYA & CYBERJAYA | Existing | VPTJ/PCE/J16222 | PE 16.22 P16 BGW (F2) | CB + 1 TX | CB + 1 TX |  |  | PE 16.22 P16 BGW (F2) | INDOOR DOUBLE CHAMBER |  | 11/0.415 kV | 2002-05-08 |  | 0
429650920 | TNB | DISTRIBUTION | WP PUTRAJAYA & CYBERJAYA | Existing | VCBJ/PCE/J22421 | PE 22.42 32 UNIT S/LOT BLOK B F1 | RMU | RMU 2S + 1F |  |  | PE 22.42 32 UNIT S/LOT BLOK B F1 | INDOOR DOUBLE CHAMBER |  | 11/0.415 kV | 26/10/2004 |  | 0
429651591 | TNB | DISTRIBUTION | WP PUTRAJAYA & CYBERJAYA | Existing | VCBJ/PCE/J22422 | PE 22.42 32 UNIT S/LOT BLOK B F2 | RMU | RMU 2S + 1F |  |  | PE 22.42 32 UNIT S/LOT BLOK B F2 | INDOOR DOUBLE CHAMBER |  | 11/0.415 kV | 26/10/2004 |  | 0
429652225 | TNB | DISTRIBUTION | WP PUTRAJAYA & CYBERJAYA | Existing | VCBJ/PCE/J22701 | PE 22.70 CBD PERDANA 2A F1 | RMU | RMU 2S + 1F |  |  | PE 22.70 CBD PERDANA 2A F1 | ATTACHED |  | 11/0.415 kV | 13/09/2011 |  | 0
429652846 | TNB | DISTRIBUTION | WP PUTRAJAYA & CYBERJAYA | Existing | VCBJ/PCE/J22702 | PE 22.70 CBD PERDANA 2A F2 | RMU | RMU 2S + 1F |  |  | PE 22.70 CBD PERDANA 2A F2 | ATTACHED |  | 11/0.415 kV | 13/09/2011 |  | 0
429657792 | TNB | DISTRIBUTION | WP PUTRAJAYA & CYBERJAYA | Existing | VCBJ/PCE/J22711 | PE 22.71 CBD PERDANA 2B F1 | RMU | RMU 2S + 2F |  |  | PE 22.71 CBD PERDANA 2B F1 | INDOOR DOUBLE CHAMBER |  | 11/0.415 kV | 13/09/2011 |  | 0
429658863 | TNB | DISTRIBUTION | WP PUTRAJAYA & CYBERJAYA | Existing | VCBJ/PCE/J22712 | PE 22.71 CBD PERDANA 2B F2 | RMU | RMU 2S + 2F |  |  | PE 22.71 CBD PERDANA 2B F2 | INDOOR DOUBLE CHAMBER |  | 11/0.415 kV | 13/09/2011 |  | 0
429659950 | TNB | DISTRIBUTION | WP PUTRAJAYA & CYBERJAYA | Existing | VCBJ/PCE/J22822 | PE 22.82 CBD PERDANA 2C F2 | RMU | RMU 2S + 1F |  |  | PE 22.82 CBD PERDANA 2C F2 | INDOOR DOUBLE CHAMBER |  |  | 16/02/2012 |  | 0
429660541 | TNB | DISTRIBUTION | WP PUTRAJAYA & CYBERJAYA | Existing | VCBJ/PCE/J22821 | PE 22.82 CBD PERDANA 2C F1 | RMU | RMU 2S + 1F |  |  | PE 22.82 CBD PERDANA 2C F1 | INDOOR DOUBLE CHAMBER |  |  | 16/02/2012 |  | 0
429661193 | TNB | DISTRIBUTION | WP PUTRAJAYA & CYBERJAYA | Existing | VCBJ/PCE/J22831 | PE 22.83 CBD PERDANA 2D F1 | RMU | RMU 2S + 1F |  |  | PE 22.83 CBD PERDANA 2D F1 | INDOOR DOUBLE CHAMBER |  |  | 16/02/2012 |  | 0
429661784 | TNB | DISTRIBUTION | WP PUTRAJAYA & CYBERJAYA | Existing | VCBJ/PCE/J22832 | PE 22.83 CBD PERDANA 2D F2 | RMU | RMU 2S + 1F |  |  | PE 22.83 CBD PERDANA 2D F2 | INDOOR DOUBLE CHAMBER |  |  | 16/02/2012 |  | 0
429712762 | TNB | DISTRIBUTION | WP PUTRAJAYA & CYBERJAYA | Existing | VCBJ/PCE/J25101 | SS 25.10 CBD3 C2 F1 | RMU 3S | RMU 3S |  |  | SS 25.10 CBD3 C2 F1 | INDOOR DOUBLE CHAMBER |  |  |  |  | 0
429712963 | TNB | DISTRIBUTION | WP PUTRAJAYA & CYBERJAYA | Existing | VCBJ/PCE/J25102 | SS 25.10 CBD3 C2 F2 | RMU 3S | RMU 3S |  |  | SS 25.10 CBD3 C2 F2 | INDOOR DOUBLE CHAMBER |  |  |  |  | 0
429713829 | TNB | DISTRIBUTION | WP PUTRAJAYA & CYBERJAYA | Existing | VPTJ/PCE/J04062 | PE 4.06 PADAT S/L (F2) | RMU | RMU 2S + 1F |  |  | PE 4.06 PADAT S/L (F2) | COMPACT SUBS |  | 11/0.415 kV | 22/08/2003 |  | 0
429714563 | TNB | DISTRIBUTION | WP PUTRAJAYA & CYBERJAYA | Existing | VPTJ/PCE/J04061 | PE 4.06 S/LIGHTING (F1) | RMU | RMU 2S + 1F |  |  | PE 4.06 S/LIGHTING (F1) | COMPACT SUBS |  | 11/0.415 kV | 22/08/2003 |  | 0
429715870 | TNB | DISTRIBUTION | WP PUTRAJAYA & CYBERJAYA | Existing | VPTJ/PCE/J17021 | PE 17.02 R8B | RMU 2S + 1F | RMU 2S + 1F |  |  | PE 17.02 R8B | COMPACT SUBS |  | 11/0.415 kV | 18/01/2005 |  | 0
429716907 | TNB | DISTRIBUTION | WP PUTRAJAYA & CYBERJAYA | Existing | VPTJ/PCE/J19021 | PE 19.02 JLB 3 | RMU | RMU 2S + 1F |  |  | PE 19.02 JLB 3 | COMPACT SUBS |  | 11/0.415 kV | 28/08/2007 |  | 0
429717750 | TNB | DISTRIBUTION | WP PUTRAJAYA & CYBERJAYA | Existing | VPTJ/PCE/J18031 | PE 18.03 PS 12 | RMU | RMU 2S + 1F |  |  | PE 18.03 PS 12 | COMPACT SUBS |  | 11/0.415 kV | 2004-12-01 |  | 0
429717876 | TNB | DISTRIBUTION | WP PUTRAJAYA & CYBERJAYA | Existing | VCBJ/PCE/J25091 | SS 25.09 CDB 3B F1 | CB 3S | CB |  |  | SS 25.09 CDB 3B F1 | INDOOR DOUBLE CHAMBER |  |  |  |  | 0
429718232 | TNB | DISTRIBUTION | WP PUTRAJAYA & CYBERJAYA | Existing | VCBJ/PCE/J25092 | SS 25.09 CDB 3B F2 | CB 3S | CB |  |  | SS 25.09 CDB 3B F2 | INDOOR DOUBLE CHAMBER |  |  |  |  | 0
429719044 | TNB | DISTRIBUTION | WP PUTRAJAYA & CYBERJAYA | Existing | VCBJ/PCE/J22041 | SS 22.04 DCS F1 | RMU 3S | RMU 3S |  |  | SS 22.04 DCS F1 | ATTACHED |  |  | 29/09/1999 |  | 0
429719659 | TNB | DISTRIBUTION | WP PUTRAJAYA & CYBERJAYA | Existing | VCBJ/PCE/J21272 | SS 21.27 LOT 12067 MAYBANK F2 | RMU 3S | RMU 3S |  |  | SS 21.27 LOT 12067 MAYBANK F2 | ATTACHED |  |  | 26/11/2001 |  | 0
429720082 | TNB | DISTRIBUTION | WP PUTRAJAYA & CYBERJAYA | Existing | VCBJ/PCE/J21632 | SS 21.63 BANGUNAN MUSTAFA KAMAL F2 | RMU 3S | RMU 3S |  |  | SS 21.63 BANGUNAN MUSTAFA KAMAL F2 | ATTACHED |  |  | 2008-03-02 |  | 0
429720511 | TNB | DISTRIBUTION | WP PUTRAJAYA & CYBERJAYA | Existing | VCBJ/PCE/J21252 | SS 21.25 CENTUARY SQUARE F2 | RMU 3S | RMU 3S |  |  | SS 21.25 CENTUARY SQUARE F2 | ATTACHED |  |  | 30/05/2001 |  | 0
429721179 | TNB | DISTRIBUTION | WP PUTRAJAYA & CYBERJAYA | Existing | VCBJ/PCE/J21592 | SS 21.59 SME 2 F2 | RMU 3S | RMU 3S |  |  | SS 21.59 SME 2 F2 | ATTACHED |  |  | 26/10/2007 |  | 0
429721689 | TNB | DISTRIBUTION | WP PUTRAJAYA & CYBERJAYA | Existing | VCBJ/PCE/J21262 | PE 21.26 PUSAT KAWAL SELIA F2 | RMU 2S + 1F | RMU 2S + 1F |  |  | PE 21.26 PUSAT KAWAL SELIA F2 | INDOOR DOUBLE CHAMBER |  | 11/0.415 kV | 17/05/2002 |  | 0
429726862 | TNB | DISTRIBUTION | WP PUTRAJAYA & CYBERJAYA | Existing | VPTJ/PCE/J09241 | PE 9.24 FLAT C (F1) | RMU | RMU 2S + 1F |  |  | PE 9.24 FLAT C (F1) | ATTACHED DOUBLE |  | 11/0.415 kV | 2001-10-10 |  | 0
429727453 | TNB | DISTRIBUTION | WP PUTRAJAYA & CYBERJAYA | Existing | VPTJ/PCE/J09242 | PE 9.24 FLAT C (F2) | RMU | RMU 2S + 1F |  |  | PE 9.24 FLAT C (F2) | ATTACHED DOUBLE |  | 11/0.415 kV | 2001-10-10 |  | 0
429731788 | TNB | DISTRIBUTION | WP PUTRAJAYA & CYBERJAYA | Existing | VPTJ/PCE/J18211 | PE 18.21 BLOK A 18R13 (F1) | RMU 2S + 1F | RMU 2S + 1F |  |  | PE 18.21 BLOK A 18R13 (F1) | ATTACHED DOUBLE |  | 11/0.415 kV | 2007-01-03 |  | 0
429732380 | TNB | DISTRIBUTION | WP PUTRAJAYA & CYBERJAYA | Existing | VPTJ/PCE/J18212 | PE 18.21 BLOK A 18R13 (F2) | RMU 2S + 1F | RMU 2S + 1F |  |  | PE 18.21 BLOK A 18R13 (F2) | ATTACHED DOUBLE |  | 11/0.415 kV | 2007-01-03 |  | 0
429733273 | TNB | DISTRIBUTION | WP PUTRAJAYA & CYBERJAYA | Existing | VPTJ/PCE/J02251 | PE 2.25 C/S FORMULA E 1 | RMU | RMU 2S + 1F |  |  | PE 2.25 C/S FORMULA E 1 | COMPACT SUBS |  | 11/0.415 kV | 28/10/2014 |  | 0
429733954 | TNB | DISTRIBUTION | WP PUTRAJAYA & CYBERJAYA | Existing | VPTJ/PCE/J02271 | PE 2.27 C/S FORMULA E 3 | RMU 2S + 1F | RMU 2S + 1F |  |  | PE 2.27 C/S FORMULA E 3 | COMPACT SUBS |  | 11/0.415 kV |  |  | 0
429740197 | TNB | DISTRIBUTION | WP PUTRAJAYA & CYBERJAYA | Existing | VCBJ/PCE/J21552 | SS 21.55 SME TECHNOPRENEUR CENTRE F2 | RMU 3S | RMU 3S |  |  | SS 21.55 SME TECHNOPRENEUR CENTRE F2 | ATTACHED |  |  | 29/01/2005 |  | 0
429740750 | TNB | DISTRIBUTION | WP PUTRAJAYA & CYBERJAYA | Existing | VCBJ/PCE/J21232 | SS 21.23 CENTURY SQUARE 2320 F2 | CB 3S | CB |  |  | SS 21.23 CENTURY SQUARE 2320 F2 | ATTACHED |  |  | 2000-07-12 |  | 0
429741451 | TNB | DISTRIBUTION | WP PUTRAJAYA & CYBERJAYA | Existing | VCBJ/PCE/J21112 | PE 21.11 CENTURY SQUARE 2310 F2 | RMU 2S + 1F | RMU 2S + 1F |  |  | PE 21.11 CENTURY SQUARE 2310 F2 | INDOOR DOUBLE CHAMBER |  | 11/0.415 kV | 2000-09-03 |  | 0
429742719 | TNB | DISTRIBUTION | WP PUTRAJAYA & CYBERJAYA | Existing | VCBJ/PCE/J21082 | PE 21.08 CENTURY SQUARE 2300 F2 | RMU 2S + 1F | RMU 2S + 1F |  |  | PE 21.08 CENTURY SQUARE 2300 F2 | INDOOR DOUBLE CHAMBER |  | 11/0.415 kV | 16/02/2000 |  | 0
429752314 | TNB | DISTRIBUTION | WP PUTRAJAYA & CYBERJAYA | Existing | VPTJ/PCE/J04211 | SS 4.21 4G5 (F1) | CB 3S | CB |  |  | SS 4.21 4G5 (F1) | ATTACHED |  | 11 kV | 2013-08-12 |  | 0
429752670 | TNB | DISTRIBUTION | WP PUTRAJAYA & CYBERJAYA | Existing | VPTJ/PCE/J04212 | SS 4.21 4G5 (F2) | CB 3S | CB |  |  | SS 4.21 4G5 (F2) | ATTACHED |  | 11 kV | 2013-08-12 |  | 0
429753414 | TNB | DISTRIBUTION | WP PUTRAJAYA & CYBERJAYA | Existing | VPTJ/PCE/J18142 | PE 18.14 BLOK D&E (F2) | RMU | RMU 2S + 1F |  |  | PE 18.14 BLOK D&E (F2) | ATTACHED DOUBLE |  | 11/0.415 kV | 22/02/2007 |  | 0
429754292 | TNB | DISTRIBUTION | WP PUTRAJAYA & CYBERJAYA | Existing | VPTJ/PCE/J18131 | PE 18.13 BLOK F (F1) | RMU 2S + 1F | RMU 2S + 1F |  |  | PE 18.13 BLOK F (F1) | ATTACHED DOUBLE |  | 11/0.415 kV | 22/02/2007 |  | 0
429754920 | TNB | DISTRIBUTION | WP PUTRAJAYA & CYBERJAYA | Existing | VPTJ/PCE/J18132 | PE 18.13 BLOK F (F2) | RMU 2S + 1F | RMU 2S + 1F |  |  | PE 18.13 BLOK F (F2) | ATTACHED DOUBLE |  | 11/0.415 kV | 22/02/2007 |  | 0
429755759 | TNB | DISTRIBUTION | WP PUTRAJAYA & CYBERJAYA | Existing | VPTJ/PCE/J18122 | PE 18.12 BLOK A (F2) | CB 3S | CB + 1 TX |  |  | PE 18.12 BLOK A (F2) | ATTACHED DOUBLE |  | 11/0.415 kV | 22/02/2007 |  | 0
429756987 | TNB | DISTRIBUTION | WP PUTRAJAYA & CYBERJAYA | Existing | VCBJ/PCE/J22901 | PE 22.90 SHAFBURY APT BLOK B | RMU 2S + 1F | RMU 2S + 1F |  |  | PE 22.90 SHAFBURY APT BLOK B | INDOOR DOUBLE CHAMBER |  | 11/0.415 kV | 2012-06-11 |  | 0
429757611 | TNB | DISTRIBUTION | WP PUTRAJAYA & CYBERJAYA | Existing | VCBJ/PCE/J22851 | SS 22.85 SHAFTBURY CHILLER PLANT F1 | RMU 2S + 1F | RMU 2S + 1F |  |  | SS 22.85 SHAFTBURY CHILLER PLANT F1 | ATTACHED |  | 11 kV | 19/02/2012 |  | 0
429758202 | TNB | DISTRIBUTION | WP PUTRAJAYA & CYBERJAYA | Existing | VCBJ/PCE/J22852 | SS 22.85 SHAFTBURY CHILLER PLANT F2 | RMU 2S + 1F | RMU 2S + 1F |  |  | SS 22.85 SHAFTBURY CHILLER PLANT F2 | ATTACHED |  | 11 kV | 19/02/2012 |  | 0
429758826 | TNB | DISTRIBUTION | WP PUTRAJAYA & CYBERJAYA | Existing | VCBJ/PCE/J24181 | SS 24.18 SHAFTBURY BLOK E F1 | CB | CB |  |  | SS 24.18 SHAFTBURY BLOK E F1 | INDOOR DOUBLE CHAMBER |  |  |  |  | 0
429759011 | TNB | DISTRIBUTION | WP PUTRAJAYA & CYBERJAYA | Existing | VCBJ/PCE/J24182 | SS 24.18 SHAFTBURY BLOK E F2 | CB | CB |  |  | SS 24.18 SHAFTBURY BLOK E F2 | INDOOR DOUBLE CHAMBER |  |  |  |  | 0
429759198 | TNB | DISTRIBUTION | WP PUTRAJAYA & CYBERJAYA | Existing | VCBJ/PCE/J22981 | PE 22.98 SHAFBURY APT A | RMU 2S + 1F | RMU 2S + 1F |  |  | PE 22.98 SHAFBURY APT A | INDOOR DOUBLE CHAMBER |  | 11/0.415 kV | 29/03/2013 |  | 0
429766040 | TNB | DISTRIBUTION | WP PUTRAJAYA & CYBERJAYA | Existing | VPTJ/PCE/J14292 | PE 14.29 GUDANG (EFI) (F2) | RMU 2S + 1F | RMU 2S + 1F |  |  | PE 14.29 GUDANG (EFI) (F2) | INDOOR DOUBLE CHAMBER |  | 11/0.415 kV | 2008-08-01 |  | 0
429767403 | TNB | DISTRIBUTION | WP PUTRAJAYA & CYBERJAYA | Existing | VPTJ/PCE/J14271 | PE 14.27 KOMP PJC SEMENTARA | RMU 2S + 2F | RMU 2S + 2F |  |  | PE 14.27 KOMP PJC SEMENTARA | INDOOR SINGLE CHAMBER |  | 11/0.415 kV | 1999-09-01 |  | 0
429768516 | TNB | DISTRIBUTION | WP PUTRAJAYA & CYBERJAYA | Existing | VPTJ/PCE/J14281 | PE 14.28 KOMPLEKS SEDLEY | RMU 2S + 1F | RMU 2S + 1F |  |  | PE 14.28 KOMPLEKS SEDLEY | COMPACT SUBS |  | 11/0.415 kV | 1999-09-01 |  | 0
429769242 | TNB | DISTRIBUTION | WP PUTRAJAYA & CYBERJAYA | Existing | VPTJ/PCE/J14041 | PE 14.04 PADAT L/JALAN | RMU 2S + 1F | RMU 2S + 1F |  |  | PE 14.04 PADAT L/JALAN | COMPACT SUBS |  | 11/0.415 kV | 14/03/2005 |  | 0
429777948 | TNB | DISTRIBUTION | WP PUTRAJAYA & CYBERJAYA | Existing | VCBJ/PCE/J00344 | PE 24.31 CRISTAL TERES | RMU 2S + 1F | RMU 2S + 1F |  |  | PE 24.31 CRISTAL TERES | COMPACT SUBS |  |  |  |  | 0
429778541 | TNB | DISTRIBUTION | WP PUTRAJAYA & CYBERJAYA | Existing | VCBJ/PCE/J00343 | PE 24.30 CRYSTAL BLOK B | RMU 2S + 2F | RMU 2S + 2F |  |  | PE 24.30 CRYSTAL BLOK B | ATTACHED |  |  |  |  | 0
429779603 | TNB | DISTRIBUTION | WP PUTRAJAYA & CYBERJAYA | Existing | VCBJ/PCE/J00342 | PE 24.29 CRYSTAL BLOK A | RMU 2S + 2F | RMU 2S + 2F |  |  | PE 24.29 CRYSTAL BLOK A | INDOOR SINGLE CHAMBER |  |  |  |  | 0
429788474 | TNB | DISTRIBUTION | WP PUTRAJAYA & CYBERJAYA | Existing | VPTJ/PCE/J15251 | PE 15.25 PJBT KEDUTAAN IRAQ (F1) | RMU | RMU 2S + 1F |  |  | PE 15.25 PJBT KEDUTAAN IRAQ (F1) | COMPACT SUBS |  | 11/0.415 kV | 14/06/2013 |  | 0
429789065 | TNB | DISTRIBUTION | WP PUTRAJAYA & CYBERJAYA | Existing | VPTJ/PCE/J15252 | PE 15.25 PJBT KEDUTAAN IRAQ (F2) | RMU 2S + 1F | RMU 2S + 1F |  |  | PE 15.25 PJBT KEDUTAAN IRAQ (F2) | COMPACT SUBS |  | 11/0.415 kV |  |  | 0
429789704 | TNB | DISTRIBUTION | WP PUTRAJAYA & CYBERJAYA | Existing | VPTJ/PCE/J00330 | PE 15.53 KEDUTAAN BRUNEI F1 | RMU 2S + 1F | RMU 2S + 1F |  |  | PE 15.53 KEDUTAAN BRUNEI F1 | INDOOR DOUBLE CHAMBER |  |  |  |  | 0
429790295 | TNB | DISTRIBUTION | WP PUTRAJAYA & CYBERJAYA | Existing | VPTJ/PCE/J15532 | PE 15.53 KEDUTAAN BRUNEI F2 | RMU 2S + 1F | RMU 2S + 1F |  |  | PE 15.53 KEDUTAAN BRUNEI F2 | INDOOR DOUBLE CHAMBER |  |  |  |  | 0
429795772 | TNB | DISTRIBUTION | WP PUTRAJAYA & CYBERJAYA | Existing | VPTJ/PCE/J15231 | PE 15.23 PROMENADE | RMU 2S + 1F | RMU 2S + 1F |  |  | PE 15.23 PROMENADE | COMPACT SUBS |  | 11/0.415 kV | 31/05/2006 |  | 0
429796374 | TNB | DISTRIBUTION | WP PUTRAJAYA & CYBERJAYA | Existing | VPTJ/PCE/J15211 | SS 15.21 OFFICE CHANCERIES (EFI) (F1) | RMU 3S | RMU 3S |  |  | SS 15.21 OFFICE CHANCERIES (EFI) (F1) | ATTACHED |  |  | 2004-09-11 |  | 0
429796559 | TNB | DISTRIBUTION | WP PUTRAJAYA & CYBERJAYA | Existing | VPTJ/PCE/J15212 | SS 15.21 OFFICE CHANCERIES (EFI) (F2) | RMU 3S | RMU 3S |  |  | SS 15.21 OFFICE CHANCERIES (EFI) (F2) | ATTACHED |  |  | 2004-09-11 |  | 0
429797275 | TNB | DISTRIBUTION | WP PUTRAJAYA & CYBERJAYA | Existing | VPTJ/PCE/J15331 | PE 15.33 PDT KEDIAMAN KEDUTAAN IRAQ (F1) | RMU 2S + 1F | RMU 2S + 1F |  |  | PE 15.33 PDT KEDIAMAN KEDUTAAN IRAQ (F1) | COMPACT SUBS |  | 11/0.415 kV | 14/06/2013 |  | 0
429797954 | TNB | DISTRIBUTION | WP PUTRAJAYA & CYBERJAYA | Existing | VPTJ/PCE/J15332 | PE 15.33 PDT KEDIAMAN KEDUTAAN IRAQ (F2) | RMU 2S + 1F | RMU 2S + 1F |  |  | PE 15.33 PDT KEDIAMAN KEDUTAAN IRAQ (F2) | COMPACT SUBS |  | 11/0.415 kV |  |  | 0
429798984 | TNB | DISTRIBUTION | WP PUTRAJAYA & CYBERJAYA | Existing | VPTJ/PCE/J15052 | PE 15.05 BLOK D2 (1) (EFI) (F2) | RMU 2S + 1F | RMU 2S + 1F |  |  | PE 15.05 BLOK D2 (1) (EFI) (F2) | ATTACHED DOUBLE |  | 11/0.415 kV | 18/02/2006 |  | 0
429799759 | TNB | DISTRIBUTION | WP PUTRAJAYA & CYBERJAYA | Existing | VPTJ/PCE/J18111 | E 18.11 BLOK B&C (F1) | RMU 2S + 1F | RMU 2S + 1F |  |  | E 18.11 BLOK B&C (F1) | ATTACHED DOUBLE |  | 11/0.415 kV | 22/02/2007 |  | 0
429800422 | TNB | DISTRIBUTION | WP PUTRAJAYA & CYBERJAYA | Existing | VPTJ/PCE/J18112 | PE 18.11 BLOK B&C (F2) | RMU 2S + 1F | RMU 2S + 1F |  |  | PE 18.11 BLOK B&C (F2) | ATTACHED DOUBLE |  | 11/0.415 kV | 22/02/2007 |  | 0
429801294 | TNB | DISTRIBUTION | WP PUTRAJAYA & CYBERJAYA | Existing | VPTJ/PCE/J18101 | PE 18.10 PADAT SL | RMU 2S + 1F | RMU 2S + 1F |  |  | PE 18.10 PADAT SL | COMPACT SUBS |  | 11/0.415 kV | 2005-11-04 |  | 0
429802030 | TNB | DISTRIBUTION | WP PUTRAJAYA & CYBERJAYA | Existing | VPTJ/PCE/J18041 | PE 18.04 PERUMAHAN 18R7 | RMU 2S + 1F | RMU 2S + 1F |  |  | PE 18.04 PERUMAHAN 18R7 | COMPACT SUBS |  | 11/0.415 kV | 2007-03-03 |  | 0
429802766 | TNB | DISTRIBUTION | WP PUTRAJAYA & CYBERJAYA | Existing | VPTJ/PCE/J18051 | PE 18.05 PERUMAHAN 18R5 Fasa 2(F1) | RMU 2S + 1F | RMU 2S + 1F |  |  | PE 18.05 PERUMAHAN 18R5 Fasa 2(F1) | COMPACT SUBS |  | 11/0.415 kV | 13/10/2012 |  | 0
429803487 | TNB | DISTRIBUTION | WP PUTRAJAYA & CYBERJAYA | Existing | VPTJ/PCE/J18052 | PE 18.05 PERUMAHAN 18R5 Fasa 2(F2) | RMU 2S + 1F | RMU 2S + 1F |  |  | PE 18.05 PERUMAHAN 18R5 Fasa 2(F2) | COMPACT SUBS |  | 11/0.415 kV | 13/10/2012 |  | 0
429809287 | TNB | DISTRIBUTION | WP PUTRAJAYA & CYBERJAYA | Existing | VCBJ/PCE/J22722 | PE 22.72 CYBERNEO 3 F2 | CB 3S | CB |  |  | PE 22.72 CYBERNEO 3 F2 | ATTACHED |  | 11/0.415 kV | 2011-03-03 |  | 0
429821368 | TNB | DISTRIBUTION | WP PUTRAJAYA & CYBERJAYA | Existing | VPTJ/PCE/J18281 | PE 18.28 SEK KEB (2) (F1) | RMU 2S + 1F | RMU 2S + 1F |  |  | PE 18.28 SEK KEB (2) (F1) | ATTACHED |  | 11/0.415 kV | 16/07/2012 |  | 0
429821959 | TNB | DISTRIBUTION | WP PUTRAJAYA & CYBERJAYA | Existing | VPTJ/PCE/J18282 | PE 18.28 SEK KEB (2) (F2) | RMU 2S + 1F | RMU 2S + 1F |  |  | PE 18.28 SEK KEB (2) (F2) | ATTACHED |  | 11/0.415 kV | 16/07/2012 |  | 0
429822610 | TNB | DISTRIBUTION | WP PUTRAJAYA & CYBERJAYA | Existing | VPTJ/PCE/J18062 | PE 18.06 18R5 (F2) | RMU 2S + 1F | RMU 2S + 1F |  |  | PE 18.06 18R5 (F2) | COMPACT SUBS |  | 11/0.415 kV | 21/12/2010 |  | 0
429823298 | TNB | DISTRIBUTION | WP PUTRAJAYA & CYBERJAYA | Existing | VPTJ/PCE/J18061 | PE 18.06 18R5 (F1) | RMU 2S + 1F | RMU 2S + 1F |  |  | PE 18.06 18R5 (F1) | COMPACT SUBS |  | 11/0.415 kV | 21/12/2010 |  | 0
429824118 | TNB | DISTRIBUTION | WP PUTRAJAYA & CYBERJAYA | Existing | VPTJ/PCE/J18261 | PE 18.26 APT. 18R4 (F1) | RMU 2S + 2F | RMU 2S + 2F |  |  | PE 18.26 APT. 18R4 (F1) | ATTACHED DOUBLE |  | 11/0.415 kV | 17/06/2008 |  | 0
429829081 | TNB | DISTRIBUTION | WP PUTRAJAYA & CYBERJAYA | Existing | VCBJ/PCE/J24241 | PE 24.24 CRYSTAL VILLE 1 | RMU 2S + 2F | RMU 2S + 2F |  |  | PE 24.24 CRYSTAL VILLE 1 | INDOOR SINGLE CHAMBER |  |  |  |  | 0
429846850 | TNB | DISTRIBUTION | WP PUTRAJAYA & CYBERJAYA | Existing | VCBJ/PCE/J24251 | PE 24.25 CRYSTAL VILLE 2 | RMU 2S + 1F | RMU 2S + 1F |  |  | PE 24.25 CRYSTAL VILLE 2 | INDOOR SINGLE CHAMBER |  |  |  |  | 0
429851152 | TNB | DISTRIBUTION | WP PUTRAJAYA & CYBERJAYA | Existing | VPTJ/PCE/J15061 | PE 15.06 BLOK D2 (2) (F1) | RMU | RMU 2S + 1F |  |  | PE 15.06 BLOK D2 (2) (F1) | ATTACHED DOUBLE |  | 11/0.415 kV | 18/02/2006 |  | 0
429851749 | TNB | DISTRIBUTION | WP PUTRAJAYA & CYBERJAYA | Existing | VPTJ/PCE/J15062 | PE 15.06 BLOK D2 (2) (F2) | RMU | RMU 2S + 1F |  |  | PE 15.06 BLOK D2 (2) (F2) | ATTACHED DOUBLE |  | 11/0.415 kV | 18/02/2006 |  | 0
429856662 | TNB | DISTRIBUTION | WP PUTRAJAYA & CYBERJAYA | Existing | VPTJ/PCE/J18091 | PE 18.09 PADAT SL | RMU 2S + 1F | RMU 2S + 1F |  |  | PE 18.09 PADAT SL | COMPACT SUBS |  | 11/0.415 kV | 2005-11-04 |  | 0
429857414 | TNB | DISTRIBUTION | WP PUTRAJAYA & CYBERJAYA | Existing | VPTJ/PCE/J18262 | PE 18.26 APT. 18R4 (F2) | RMU 2S + 2F | RMU 2S + 2F |  |  | PE 18.26 APT. 18R4 (F2) | ATTACHED DOUBLE |  | 11/0.415 kV | 17/06/2008 |  | 0
429858602 | TNB | DISTRIBUTION | WP PUTRAJAYA & CYBERJAYA | Existing | VPTJ/PCE/J18271 | PE 18.27 KLINIK KESIHATAN (F1) | RMU 2S + 1F | RMU 2S + 1F |  |  | PE 18.27 KLINIK KESIHATAN (F1) | INDOOR DOUBLE CHAMBER |  | 11/0.415 kV | 24/11/2012 |  | 0
429859193 | TNB | DISTRIBUTION | WP PUTRAJAYA & CYBERJAYA | Existing | VPTJ/PCE/J18272 | PE 18.27 KLINIK KESIHATAN (F2) | RMU 2S + 1F | RMU 2S + 1F |  |  | PE 18.27 KLINIK KESIHATAN (F2) | INDOOR DOUBLE CHAMBER |  | 11/0.415 kV | 24/11/2012 |  | 0
429889535 | TNB | DISTRIBUTION | WP PUTRAJAYA & CYBERJAYA | Existing | VPTJ/PCE/J00327 | BE KE PEMBANGUNAN PUSAT PENGAJIAN PERTAH | RMU 2S + 1F | RMU 2S + 1F |  |  | BE KE PEMBANGUNAN PUSAT PENGAJIAN PERTAH | ATTACHED |  |  |  | SS 1.66 PUSPAHANAS F1 | 0
429890126 | TNB | DISTRIBUTION | WP PUTRAJAYA & CYBERJAYA | Existing |  | D-PTJ-C15-0735 | RMU | RMU 2S + 1F |  |  |  | Unknown |  |  |  | SS 1.66 PUSPAHANAS F2 | 0
429890833 | TNB | DISTRIBUTION | WP PUTRAJAYA & CYBERJAYA | Existing | VCBJ/PCE/J00164 | D-CBJ-C17-0519 | RMU | RMU 2S + 1F |  |  | D-CBJ-C17-0519 | ATTACHED |  |  |  | PE 23.45 SRJKC UNION | 0
429891685 | TNB | DISTRIBUTION | WP PUTRAJAYA & CYBERJAYA | Existing | VCBJ/PCE/J00163 | D-CBJ-C16-0583 | CB | CB |  |  | D-CBJ-C16-0583 | ATTACHED |  |  |  | SS 23.44 MUTIARA VILLE 6 | 0
429892000 | TNB | DISTRIBUTION | WP PUTRAJAYA & CYBERJAYA | Existing | VCBJ/PCE/J00165 | D-CBJ-C17-0469 | CB | CB |  |  | D-CBJ-C17-0469 | ATTACHED |  |  |  | SS 23.50 KOLEJ CUCMS | 0
429892558 | TNB | DISTRIBUTION | WP PUTRAJAYA & CYBERJAYA | Existing | VCBJ/PCE/J00158 | D-CBJ-C16-0576 | RMU | RMU 2S + 1F |  |  | D-CBJ-C16-0576 | ATTACHED |  |  |  | PE 25.31(SETIA RIMBA 5) | 0
429893150 | TNB | DISTRIBUTION | WP PUTRAJAYA & CYBERJAYA | Existing | VCBJ/PCE/J00159 | D-CBJ-C16-0576 | RMU | RMU 2S + 1F |  |  | D-CBJ-C16-0576 | ATTACHED |  |  |  | PE 25.32(SETIA RIMBA 6) | 0
429893742 | TNB | DISTRIBUTION | WP PUTRAJAYA & CYBERJAYA | Existing | VCBJ/PCE/J00160 | D-CBJ-C16-0576 | RMU | RMU 2S + 1F |  |  | D-CBJ-C16-0576 | ATTACHED |  |  |  | PE 25.33(SETIA RIMBA 7) | 0
429923189 | TNB | DISTRIBUTION | WP PUTRAJAYA & CYBERJAYA | Existing | VPTJ/PCE/J02261 | PE 2.26 C/S FORMULA E 2 | RMU | RMU 2S + 1F |  |  | PE 2.26 C/S FORMULA E 2 | COMPACT SUBS |  | 11/0.415 kV |  |  | 0
429923838 | TNB | DISTRIBUTION | WP PUTRAJAYA & CYBERJAYA | Existing | VPTJ/PCE/J02241 | PE 2.24 TEMP 2C5 | RMU 2S + 1F | RMU 2S + 1F |  |  | PE 2.24 TEMP 2C5 | COMPACT SUBS |  | 11/0.415 kV |  |  | 0
429941681 | TNB | DISTRIBUTION | WP PUTRAJAYA & CYBERJAYA | Existing | VPTJ/PCE/J02281 | PE 2.28 C/S FORMULA E 4 | RMU | RMU 2S + 1F |  |  | PE 2.28 C/S FORMULA E 4 | COMPACT SUBS |  | 11/0.415 kV | 28/10/2014 |  | 0
429971502 | TNB | DISTRIBUTION | WP PUTRAJAYA & CYBERJAYA | Existing | VPTJ/PCE/J18081 | PE 18.08 18R1 (F1) | RMU 2S + 1F | RMU 2S + 1F |  |  | PE 18.08 18R1 (F1) | INDOOR DOUBLE CHAMBER |  | 11/0.415 kV | 24/03/2010 |  | 0
429972181 | TNB | DISTRIBUTION | WP PUTRAJAYA & CYBERJAYA | Existing | VPTJ/PCE/J18082 | PE 18.08 18R1 (F2) | RMU 2S + 1F | RMU 2S + 1F |  |  | PE 18.08 18R1 (F2) | INDOOR DOUBLE CHAMBER |  | 11/0.415 kV | 24/03/2010 |  | 0
429972930 | TNB | DISTRIBUTION | WP PUTRAJAYA & CYBERJAYA | Existing | VPTJ/PCE/J18221 | PE 18.22 BLOK B 18R13 (F1) | RMU 2S + 1F | RMU 2S + 1F |  |  | PE 18.22 BLOK B 18R13 (F1) | ATTACHED DOUBLE |  | 11/0.415 kV | 2007-01-03 |  | 0
429973560 | TNB | DISTRIBUTION | WP PUTRAJAYA & CYBERJAYA | Existing | VPTJ/PCE/J18222 | PE 18.22 BLOK B 18R13 (F2) | RMU 2S + 1F | RMU 2S + 1F |  |  | PE 18.22 BLOK B 18R13 (F2) | ATTACHED DOUBLE |  | 11/0.415 kV | 2007-01-03 |  | 0
429974194 | TNB | DISTRIBUTION | WP PUTRAJAYA & CYBERJAYA | Existing | VPTJ/PCE/J02021 | SS 2.02 IDHL (F1) | RMU 4S | RMU 3S |  |  | SS 2.02 IDHL (F1) | ATTACHED |  |  | 2001-05-02 |  | 0
429974431 | TNB | DISTRIBUTION | WP PUTRAJAYA & CYBERJAYA | Existing | VPTJ/PCE/J02022 | SS 2.02 IDHL (F2) | RMU 4S | RMU 3S |  |  | SS 2.02 IDHL (F2) | ATTACHED |  |  | 2001-05-02 |  | 0
429974726 | TNB | DISTRIBUTION | WP PUTRAJAYA & CYBERJAYA | Existing | VPTJ/PCE/J02011 | SS 2.01 W.PUTRA (F1) | RMU 3S | RMU 3S |  |  | SS 2.01 W.PUTRA (F1) | ATTACHED |  |  | 2001-05-02 |  | 0
429974911 | TNB | DISTRIBUTION | WP PUTRAJAYA & CYBERJAYA | Existing | VPTJ/PCE/J02012 | SS 2.01 W.PUTRA (F2) | RMU 3S | RMU 3S |  |  | SS 2.01 W.PUTRA (F2) | ATTACHED |  |  | 2001-05-02 |  | 0
429975353 | TNB | DISTRIBUTION | WP PUTRAJAYA & CYBERJAYA | Existing | VPTJ/PCE/J04171 | SS 4.17 4G11 (F1) | CB | CB |  |  | SS 4.17 4G11 (F1) | ATTACHED |  |  | 22/02/2011 |  | 0
429975690 | TNB | DISTRIBUTION | WP PUTRAJAYA & CYBERJAYA | Existing | VCBJ/PCE/J25081 | SS 25.08 NTT 3 F1 | CB 3S | CB |  |  | SS 25.08 NTT 3 F1 | ATTACHED |  | 11 kV | 25/02/2014 |  | 0
429976046 | TNB | DISTRIBUTION | WP PUTRAJAYA & CYBERJAYA | Existing | VCBJ/PCE/J25082 | SS 25.08 NTT 3 F2 | CB 3S | CB |  |  | SS 25.08 NTT 3 F2 | ATTACHED |  | 11 kV |  |  | 0
429976757 | TNB | DISTRIBUTION | WP PUTRAJAYA & CYBERJAYA | Existing | VCBJ/PCE/J21342 | PE 21.34 PS5 F2 | RMU 2S + 1F | RMU 2S + 1F |  |  | PE 21.34 PS5 F2 | INDOOR DOUBLE CHAMBER |  | 11/0.415 kV | 24/05/2009 |  | 0
429979735 | TNB | DISTRIBUTION | WP PUTRAJAYA & CYBERJAYA | Existing | VPTJ/PCE/J01071 | SS 1.07 JPM B1 JPM B8 (F1) | RMU | RMU 2S + 2F |  |  | SS 1.07 JPM B1 JPM B8 (F1) | ATTACHED |  |  | 1999-09-04 |  | 0
429980787 | TNB | DISTRIBUTION | WP PUTRAJAYA & CYBERJAYA | Existing | VPTJ/PCE/J01072 | SS 1.07 JPM B1 JPM B8 (F2) | RMU | RMU 2S + 2F |  |  | SS 1.07 JPM B1 JPM B8 (F2) | ATTACHED |  |  | 1999-09-04 |  | 0
429983455 | TNB | DISTRIBUTION | WP PUTRAJAYA & CYBERJAYA | Existing | VPTJ/PCE/J01081 | SS 1.08 C4 (F1) | RMU 2S + 1F | RMU 2S + 1F |  |  | SS 1.08 C4 (F1) | ATTACHED |  |  | 1999-10-09 |  | 0
429988799 | TNB | DISTRIBUTION | WP PUTRAJAYA & CYBERJAYA | Existing | VCBJ/PCE/J21291 | SS 21.29 HSBC F1 | CB | CB |  |  | SS 21.29 HSBC F1 | ATTACHED |  |  | 2003-08-10 |  | 0
429989155 | TNB | DISTRIBUTION | WP PUTRAJAYA & CYBERJAYA | Existing | VCBJ/PCE/J21292 | SS 21.29 HSBC F2 | CB | CB |  |  | SS 21.29 HSBC F2 | ATTACHED |  |  | 2003-08-10 |  | 0
429990876 | TNB | DISTRIBUTION | WP PUTRAJAYA & CYBERJAYA | Existing | VCBJ/PCE/J21581 | SS 21.58 QB5 F1 | RMU | RMU 3S |  |  | SS 21.58 QB5 F1 | ATTACHED |  |  | 24/10/2007 |  | 0
429991064 | TNB | DISTRIBUTION | WP PUTRAJAYA & CYBERJAYA | Existing | VCBJ/PCE/J21582 | SS 21.58 QB5 F2 | RMU | RMU 3S |  |  | SS 21.58 QB5 F2 | ATTACHED |  |  | 24/10/2007 |  | 0
429991288 | TNB | DISTRIBUTION | WP PUTRAJAYA & CYBERJAYA | Existing | VCBJ/PCE/J21991 | SS 21.99 QUILL COMMERCIAL F1 | CB | CB |  |  | SS 21.99 QUILL COMMERCIAL F1 | ATTACHED |  |  |  |  | 0
429991644 | TNB | DISTRIBUTION | WP PUTRAJAYA & CYBERJAYA | Existing | VCBJ/PCE/J21992 | SS 21.99 QUILL COMMERCIAL F2 | CB | CB |  |  | SS 21.99 QUILL COMMERCIAL F2 | ATTACHED |  |  |  |  | 0
429992121 | TNB | DISTRIBUTION | WP PUTRAJAYA & CYBERJAYA | Existing | VCBJ/PCE/J21651 | PE 21.65 EMERIO F1 | RMU | RMU 2S + 1F |  |  | PE 21.65 EMERIO F1 | INDOOR DOUBLE CHAMBER |  | 11/0.415 kV | 24/09/2008 |  | 0
430005767 | TNB | DISTRIBUTION | WP PUTRAJAYA & CYBERJAYA | Existing | VPTJ/PCE/J04172 | SS 4.17 4G11 (F2) | CB 3S | CB |  |  | SS 4.17 4G11 (F2) | ATTACHED |  |  | 22/02/2011 |  | 0
430006187 | TNB | DISTRIBUTION | WP PUTRAJAYA & CYBERJAYA | Existing | VPTJ/PCE/J04161 | SS 4.16 4G10 (F1) | CB 3S | CB |  |  | SS 4.16 4G10 (F1) | ATTACHED |  |  | 22/02/2011 |  | 0
430006543 | TNB | DISTRIBUTION | WP PUTRAJAYA & CYBERJAYA | Existing | VPTJ/PCE/J04162 | SS 4.16 4G10 (F2) | CB 3S | CB |  |  | SS 4.16 4G10 (F2) | ATTACHED |  |  | 22/02/2011 |  | 0
430007051 | TNB | DISTRIBUTION | WP PUTRAJAYA & CYBERJAYA | Existing | VPTJ/PCE/J04151 | SS 4.15 4G9 (F1) | CB 3S | CB |  |  | SS 4.15 4G9 (F1) | ATTACHED |  |  | 2011-07-02 |  | 0
430007407 | TNB | DISTRIBUTION | WP PUTRAJAYA & CYBERJAYA | Existing | VPTJ/PCE/J04152 | SS 4.15 4G9 (F2) | CB 3S | CB |  |  | SS 4.15 4G9 (F2) | ATTACHED |  |  | 2011-07-02 |  | 0
430008833 | TNB | DISTRIBUTION | WP PUTRAJAYA & CYBERJAYA | Existing | VPTJ/PCE/J04141 | SS 4.14 4G8 (F1) | CB 3S | CB |  |  | SS 4.14 4G8 (F1) | ATTACHED |  |  | 2011-07-02 |  | 0
430009199 | TNB | DISTRIBUTION | WP PUTRAJAYA & CYBERJAYA | Existing | VPTJ/PCE/J04142 | SS 4.14 4G8 (F2) | CB 3S | CB |  |  | SS 4.14 4G8 (F2) | ATTACHED |  |  | 2011-07-02 |  | 0
430022631 | TNB | DISTRIBUTION | WP PUTRAJAYA & CYBERJAYA | Existing | VPTJ/PCE/J02191 | SS 2.19 2M10 (F1) | CB | CB |  |  | SS 2.19 2M10 (F1) | ATTACHED |  |  | 28/10/2005 |  | 0
430022987 | TNB | DISTRIBUTION | WP PUTRAJAYA & CYBERJAYA | Existing | VPTJ/PCE/J02192 | SS 2.19 2M10 (F2) | CB | CB |  |  | SS 2.19 2M10 (F2) | ATTACHED |  |  | 28/10/2005 |  | 0
430023349 | TNB | DISTRIBUTION | WP PUTRAJAYA & CYBERJAYA | Existing | VPTJ/PCE/J02231 | PE 2.23 2C10 (F1) | CB 3S | CB |  |  | PE 2.23 2C10 (F1) | INDOOR SINGLE CHAMBER |  | 11 kV |  |  | 0
430023705 | TNB | DISTRIBUTION | WP PUTRAJAYA & CYBERJAYA | Existing | VPTJ/PCE/J02232 | PE 2.23 2C10 (F2) | CB 3S | CB |  |  | PE 2.23 2C10 (F2) | INDOOR SINGLE CHAMBER |  | 11 kV |  |  | 0
430024461 | TNB | DISTRIBUTION | WP PUTRAJAYA & CYBERJAYA | Existing | VPTJ/PCE/J03051 | SS 3.05 KIBLAT WALK (F1) | CB 3S | CB |  |  | SS 3.05 KIBLAT WALK (F1) | ATTACHED |  |  | 2009-04-03 |  | 0
430024817 | TNB | DISTRIBUTION | WP PUTRAJAYA & CYBERJAYA | Existing | VPTJ/PCE/J03052 | SS 3.05 KIBLAT WALK (F2) | CB 3S | CB |  |  | SS 3.05 KIBLAT WALK (F2) | ATTACHED |  |  | 2009-05-03 |  | 0
430027064 | TNB | DISTRIBUTION | WP PUTRAJAYA & CYBERJAYA | Existing | VCBJ/PCE/J21652 | PE 21.65 EMERIO F2 | RMU | RMU 2S + 1F |  |  | PE 21.65 EMERIO F2 | INDOOR DOUBLE CHAMBER |  | 11/0.415 kV | 24/09/2008 |  | 0
430035513 | TNB | DISTRIBUTION | WP PUTRAJAYA & CYBERJAYA | Existing | VCBJ/PCE/J22361 | SS 22.36 SKMM F1 | RMU | RMU 3S |  |  | SS 22.36 SKMM F1 | ATTACHED |  |  | 29/09/2004 |  | 0
430035709 | TNB | DISTRIBUTION | WP PUTRAJAYA & CYBERJAYA | Existing | VCBJ/PCE/J22362 | SS 22.36 SKMM F2 | RMU 3S | RMU 3S |  |  | SS 22.36 SKMM F2 | ATTACHED |  |  | 29/09/2004 |  | 0
430035895 | TNB | DISTRIBUTION | WP PUTRAJAYA & CYBERJAYA | Existing | VCBJ/PCE/J24221 | SS 24.22 POSH ATLANTIC F1 | CB 3S | CB |  |  | SS 24.22 POSH ATLANTIC F1 | INDOOR SINGLE CHAMBER |  |  | 24/11/2015 |  | 0
430036251 | TNB | DISTRIBUTION | WP PUTRAJAYA & CYBERJAYA | Existing | VCBJ/PCE/J24222 | SS 24.22 POSH ATLANTIC F2 | CB 3S | CB |  |  | SS 24.22 POSH ATLANTIC F2 | INDOOR SINGLE CHAMBER |  |  | 24/11/2015 |  | 0
430036747 | TNB | DISTRIBUTION | WP PUTRAJAYA & CYBERJAYA | Existing | VCBJ/PCE/J22051 | PE 22.05 PADAT ROAD E | RMU | RMU 2S + 1F |  |  | PE 22.05 PADAT ROAD E | COMPACT SUBS |  | 11/0.415 kV | 2000-05-05 |  | 0
430037427 | TNB | DISTRIBUTION | WP PUTRAJAYA & CYBERJAYA | Existing | VCBJ/PCE/J22131 | PE 22.13 PADAT ROAD E1 | RMU 2S + 1F | RMU 2S + 1F |  |  | PE 22.13 PADAT ROAD E1 | COMPACT SUBS |  | 11/0.415 kV | 2000-11-11 |  | 0
430038107 | TNB | DISTRIBUTION | WP PUTRAJAYA & CYBERJAYA | Existing | VCBJ/PCE/J00113 | SS 24.26 CYBERSQUARE 1 | CB 4S | CB |  |  | SS 24.26 CYBERSQUARE 1 | INDOOR SINGLE CHAMBER |  |  |  |  | 0
430038464 | TNB | DISTRIBUTION | WP PUTRAJAYA & CYBERJAYA | Existing | VCBJ/PCE/J00341 | SS 24.28 CYBERSQUARE 3 | CB 4S | CB |  |  | SS 24.28 CYBERSQUARE 3 | INDOOR SINGLE CHAMBER |  |  |  |  | 0
430038821 | TNB | DISTRIBUTION | WP PUTRAJAYA & CYBERJAYA | Existing | VCBJ/PCE/J24271 | SS 24.27 CYBERSQUARE 2 F1 | CB 3S | CB |  |  | SS 24.27 CYBERSQUARE 2 F1 | INDOOR DOUBLE CHAMBER |  |  |  |  | 0
430039177 | TNB | DISTRIBUTION | WP PUTRAJAYA & CYBERJAYA | Existing | VCBJ/PCE/J24272 | SS 24.27 CYBERSQUARE 2 F2 | CB 3S | CB |  |  | SS 24.27 CYBERSQUARE 2 F2 | INDOOR DOUBLE CHAMBER |  |  |  |  | 0
430039365 | TNB | DISTRIBUTION | WP PUTRAJAYA & CYBERJAYA | Existing | VCBJ/PCE/J24081 | SS 24.08 EMERALD DOMAIN F1 | CB 3S | CB |  |  | SS 24.08 EMERALD DOMAIN F1 | INDOOR DOUBLE CHAMBER |  |  | 15/11/2014 |  | 0
430039721 | TNB | DISTRIBUTION | WP PUTRAJAYA & CYBERJAYA | Existing | VCBJ/PCE/J24082 | SS 24.08 EMERALD DOMAIN F2 | CB 3S | CB |  |  | SS 24.08 EMERALD DOMAIN F2 | INDOOR DOUBLE CHAMBER |  |  |  |  | 0
430040006 | TNB | DISTRIBUTION | WP PUTRAJAYA & CYBERJAYA | Existing | VPTJ/PCE/J11071 | PE 11.07 PADAT ZON 1 | RMU | RMU 2S + 1F |  |  | PE 11.07 PADAT ZON 1 | COMPACT SUBS |  | 11/0.415 kV | 22/11/2009 |  | 0
430043589 | TNB | DISTRIBUTION | WP PUTRAJAYA & CYBERJAYA | Existing | VPTJ/PCE/J11672 | PE 11.67 PS9 (F2) | RMU | RMU 2S + 1F |  |  | PE 11.67 PS9 (F2) | INDOOR DOUBLE CHAMBER |  | 11/0.415 kV | 2002-10-06 |  | 0
430044506 | TNB | DISTRIBUTION | WP PUTRAJAYA & CYBERJAYA | Existing | VPTJ/PCE/J01091 | SS 1.09 C3 (F1) | RMU 2S + 1F | RMU 2S + 1F |  |  | SS 1.09 C3 (F1) | ATTACHED |  |  | 1999-11-09 |  | 0
430047802 | TNB | DISTRIBUTION | WP PUTRAJAYA & CYBERJAYA | Existing | VPTJ/PCE/J01361 | PE 1.36 DATARAN PUTRA (F1) | RMU | RMU 3S+1F |  |  | PE 1.36 DATARAN PUTRA (F1) | INDOOR DOUBLE CHAMBER |  | 11/0.415 kV | 13/11/1999 |  | 0
430086538 | TNB | DISTRIBUTION | WP PUTRAJAYA & CYBERJAYA | Existing | VPTJ/PCE/J11132 | PE 11.13 APT B (F2) | RMU 2S + 1F | RMU 2S + 1F |  |  | PE 11.13 APT B (F2) | ATTACHED DOUBLE |  | 11/0.415 kV | 2003-08-05 |  | 0
430089642 | TNB | DISTRIBUTION | WP PUTRAJAYA & CYBERJAYA | Existing | VPTJ/PCE/J11162 | PE 11.16 APT E (F2) | RMU | RMU 2S + 1F |  |  | PE 11.16 APT E (F2) | ATTACHED DOUBLE |  | 11/0.415 kV | 13/05/2003 |  | 0
430090366 | TNB | DISTRIBUTION | WP PUTRAJAYA & CYBERJAYA | Existing | VPTJ/PCE/J11152 | PE 11.15 APT D (EFI) (F2) | RMU | RMU 2S + 1F |  |  | PE 11.15 APT D (EFI) (F2) | ATTACHED DOUBLE |  | 11/0.415 kV | 2003-07-01 |  | 0
430094432 | TNB | DISTRIBUTION | WP PUTRAJAYA & CYBERJAYA | Existing | VPTJ/PCE/J10151 | PE 10.15 MINI GOLF | RMU | RMU 2S + 1F |  |  | PE 10.15 MINI GOLF | COMPACT SUBS |  | 11/0.415 kV | 2010-06-10 |  | 0
430134547 | TNB | DISTRIBUTION | WP PUTRAJAYA & CYBERJAYA | Existing | VCBJ/PCE/J21221 | PE 21.22 CYBERVIEW NO.1 | RMU | RMU 2S + 2F |  |  | PE 21.22 CYBERVIEW NO.1 | INDOOR SINGLE CHAMBER |  | 11/0.415 kV | 31/01/1999 |  | 0
430156552 | TNB | DISTRIBUTION | WP PUTRAJAYA & CYBERJAYA | Existing | VPTJ/PCE/J04021 | PE 4.02 4G2 (F1) | CB 3S+1F | CB + 1 TX |  |  | PE 4.02 4G2 (F1) | INDOOR DOUBLE CHAMBER |  | 11/0.415 kV | 18/12/2003 |  | 0
430157339 | TNB | DISTRIBUTION | WP PUTRAJAYA & CYBERJAYA | Existing | VPTJ/PCE/J04022 | PE 4.02 4G2 (F2) | CB 3S+1F | CB + 1 TX |  |  | PE 4.02 4G2 (F2) | INDOOR DOUBLE CHAMBER |  | 11/0.415 kV | 18/12/2003 |  | 0
430158632 | TNB | DISTRIBUTION | WP PUTRAJAYA & CYBERJAYA | Existing | VPTJ/PCE/J04031 | SS 4.03 4G1 (F1) | CB 3S | CB |  |  | SS 4.03 4G1 (F1) | ATTACHED |  |  | 21/08/2003 |  | 0
430158988 | TNB | DISTRIBUTION | WP PUTRAJAYA & CYBERJAYA | Existing | VPTJ/PCE/J04032 | SS 4.03 4G1 (F2) | CB 3S | CB |  |  | SS 4.03 4G1 (F2) | ATTACHED |  |  | 21/08/2003 |  | 0
430159469 | TNB | DISTRIBUTION | WP PUTRAJAYA & CYBERJAYA | Existing | VPTJ/PCE/J03061 | SS 3.06 3C4 (F1) | CB 3S | CB |  |  | SS 3.06 3C4 (F1) | ATTACHED |  |  | 26/07/2007 |  | 0
430159825 | TNB | DISTRIBUTION | WP PUTRAJAYA & CYBERJAYA | Existing | VPTJ/PCE/J03062 | SS 3.06 3C4 (F2) | CB 3S | CB |  |  | SS 3.06 3C4 (F2) | ATTACHED |  |  | 26/07/2007 |  | 0
430164902 | TNB | DISTRIBUTION | WP PUTRAJAYA & CYBERJAYA | Existing | VPTJ/PCE/J10141 | PE 10.14 P10 A1 (F1) | RMU | RMU 2S + 1F |  |  | PE 10.14 P10 A1 (F1) | INDOOR DOUBLE CHAMBER |  | 11/0.415 kV | 2004-01-12 |  | 0
430165493 | TNB | DISTRIBUTION | WP PUTRAJAYA & CYBERJAYA | Existing | VPTJ/PCE/J10142 | PE 10.14 P10 A1 (F2) | RMU | RMU 2S + 1F |  |  | PE 10.14 P10 A1 (F2) | INDOOR DOUBLE CHAMBER |  | 11/0.415 kV | 2004-01-12 |  | 0
430168310 | TNB | DISTRIBUTION | WP PUTRAJAYA & CYBERJAYA | Existing | VPTJ/PCE/J09021 | PE 9.02 APT 4E (F1) | RMU | RMU 2S + 1F |  |  | PE 9.02 APT 4E (F1) | ATTACHED DOUBLE |  | 11/0.415 kV | 2000-11-10 |  | 0
430168835 | TNB | DISTRIBUTION | WP PUTRAJAYA & CYBERJAYA | Existing | VPTJ/PCE/J13031 | PE 13.03 WETLAND NURSERY 85KW | RMU | RMU 3S+1F |  |  | PE 13.03 WETLAND NURSERY 85KW | INDOOR SINGLE CHAMBER |  | 11/0.415 kV | 25/09/1999 | MAPSERVER BANGI | 0
430173084 | TNB | DISTRIBUTION | WP PUTRAJAYA & CYBERJAYA | Existing | VPTJ/PCE/J16111 | PE 16.11 DPMR P16/C (F1) | CB | CB + 1 TX |  |  | PE 16.11 DPMR P16/C (F1) | INDOOR DOUBLE CHAMBER |  | 11/0.415 kV | 2000-09-10 |  | 0
430173866 | TNB | DISTRIBUTION | WP PUTRAJAYA & CYBERJAYA | Existing | VPTJ/PCE/J16112 | PE 16.11 DPMR P16/C (F2) | CB | CB + 1 TX |  |  | PE 16.11 DPMR P16/C (F2) | INDOOR DOUBLE CHAMBER |  | 11/0.415 kV | 2000-09-10 |  | 0
430176484 | TNB | DISTRIBUTION | WP PUTRAJAYA & CYBERJAYA | Existing | VPTJ/PCE/J16301 | PE 16.30 PERUMAHAN P16A (F1) | RMU | RMU 2S + 1F |  |  | PE 16.30 PERUMAHAN P16A (F1) | ATTACHED |  |  | 17/11/2013 |  | 0
430177201 | TNB | DISTRIBUTION | WP PUTRAJAYA & CYBERJAYA | Existing | VPTJ/PCE/J16302 | PE 16.30 PERUMAHAN P16A (F2) | RMU | RMU 2S + 1F |  |  | PE 16.30 PERUMAHAN P16A (F2) | INDOOR DOUBLE CHAMBER |  |  | 2014-08-03 |  | 0
430191191 | TNB | DISTRIBUTION | WP PUTRAJAYA & CYBERJAYA | Existing | VPTJ/PCE/J16281 | PE 16.28 TAMAN WARISAN (F1) | RMU | RMU 2S + 1F |  |  | PE 16.28 TAMAN WARISAN (F1) | INDOOR DOUBLE CHAMBER |  | 11/0.415 kV | 2002-01-12 |  | 0
430191782 | TNB | DISTRIBUTION | WP PUTRAJAYA & CYBERJAYA | Existing | VPTJ/PCE/J16282 | PE 16.28 TAMAN WARISAN (F2) | RMU | RMU 2S + 1F |  |  | PE 16.28 TAMAN WARISAN (F2) | INDOOR DOUBLE CHAMBER |  | 11/0.415 kV | 2002-01-12 |  | 0
430192547 | TNB | DISTRIBUTION | WP PUTRAJAYA & CYBERJAYA | Existing | VPTJ/PCE/J16061 | PE 16.06 SEK REN F2 (F1) | RMU | RMU 2S + 1F |  |  | PE 16.06 SEK REN F2 (F1) | INDOOR DOUBLE CHAMBER |  | 11/0.415 kV | 16/02/2004 |  | 0
430193144 | TNB | DISTRIBUTION | WP PUTRAJAYA & CYBERJAYA | Existing | VPTJ/PCE/J16062 | PE 16.06 SEK REN F2 (F2) | RMU | RMU 2S + 1F |  |  | PE 16.06 SEK REN F2 (F2) | INDOOR DOUBLE CHAMBER |  | 11/0.415 kV | 16/02/2004 |  | 0
430193802 | TNB | DISTRIBUTION | WP PUTRAJAYA & CYBERJAYA | Existing | VPTJ/PCE/J16071 | PE 16.07 22 UNIT TERES (EFI) (F1) | RMU 2S + 1F | RMU 2S + 1F |  |  | PE 16.07 22 UNIT TERES (EFI) (F1) | INDOOR DOUBLE CHAMBER |  | 11/0.415 kV | 2009-10-08 |  | 0
430197512 | TNB | DISTRIBUTION | WP PUTRAJAYA & CYBERJAYA | Existing | VPTJ/PCE/J11721 | PE 11.72 PRIMA BLOK B (F1) | RMU 2S + 1F | RMU 2S + 1F |  |  | PE 11.72 PRIMA BLOK B (F1) | ATTACHED DOUBLE |  | 11/0.415 kV |  |  | 0
430198103 | TNB | DISTRIBUTION | WP PUTRAJAYA & CYBERJAYA | Existing | VPTJ/PCE/J11722 | PE 11.72 PRIMA BLOK B (F2) | RMU 2S + 1F | RMU 2S + 1F |  |  | PE 11.72 PRIMA BLOK B (F2) | INDOOR DOUBLE CHAMBER |  | 11/0.415 kV |  |  | 0
430199013 | TNB | DISTRIBUTION | WP PUTRAJAYA & CYBERJAYA | Existing | VPTJ/PCE/J09022 | PE 9.02 APT 4E (F2) | RMU | RMU 2S + 1F |  |  | PE 9.02 APT 4E (F2) | ATTACHED DOUBLE |  | 11/0.415 kV | 2000-11-10 |  | 0
430201087 | TNB | DISTRIBUTION | WP PUTRAJAYA & CYBERJAYA | Existing | VPTJ/PCE/J09041 | PE 9.04 APT 3B (EFI) (F1) | RMU 2S + 1F | RMU 2S + 1F |  |  | PE 9.04 APT 3B (EFI) (F1) | ATTACHED DOUBLE |  | 11/0.415 kV | 2000-09-11 |  | 0
430201679 | TNB | DISTRIBUTION | WP PUTRAJAYA & CYBERJAYA | Existing | VPTJ/PCE/J09042 | PE 9.04 APT 3B (EFI) (F2) | RMU | RMU 2S + 1F |  |  | PE 9.04 APT 3B (EFI) (F2) | ATTACHED DOUBLE |  | 11/0.415 kV | 2000-09-11 |  | 0
430202987 | TNB | DISTRIBUTION | WP PUTRAJAYA & CYBERJAYA | Existing | VPTJ/PCE/J16072 | PE 16.07 22 UNIT TERES (EFI) (F2) | RMU 2S + 1F | RMU 2S + 1F |  |  | PE 16.07 22 UNIT TERES (EFI) (F2) | INDOOR DOUBLE CHAMBER |  | 11/0.415 kV | 2009-11-08 |  | 0
430203752 | TNB | DISTRIBUTION | WP PUTRAJAYA & CYBERJAYA | Existing | VPTJ/PCE/J16292 | PE 16.29 25 UNIT (EFI) (F2) | RMU | RMU 2S + 1F |  |  | PE 16.29 25 UNIT (EFI) (F2) | INDOOR DOUBLE CHAMBER |  | 11/0.415 kV | 2009-11-08 |  | 0
430204343 | TNB | DISTRIBUTION | WP PUTRAJAYA & CYBERJAYA | Existing | VPTJ/PCE/J16291 | PE 16.29 25 UNIT (EFI) (F1) | RMU | RMU 2S + 1F |  |  | PE 16.29 25 UNIT (EFI) (F1) | INDOOR DOUBLE CHAMBER |  | 11/0.415 kV | 2009-10-08 |  | 0
430205155 | TNB | DISTRIBUTION | WP PUTRAJAYA & CYBERJAYA | Existing | VPTJ/PCE/J16021 | SS 16.02 PS5 (EFI) | RMU | RMU 3S |  |  | SS 16.02 PS5 (EFI) | ATTACHED |  |  | 18/11/1999 |  | 0
430205991 | TNB | DISTRIBUTION | WP PUTRAJAYA & CYBERJAYA | Existing | VPTJ/PCE/J16271 | PE 16.27 UPPER BISA | RMU | RMU 2S + 1F |  |  | PE 16.27 UPPER BISA | INDOOR SINGLE CHAMBER |  | 11/0.415 kV | 19/04/2000 |  | 0
430206761 | TNB | DISTRIBUTION | WP PUTRAJAYA & CYBERJAYA | Existing | VPTJ/PCE/J16141 | PE 16.14 SEMI D (EFI) (F1) | RMU | RMU 2S + 1F |  |  | PE 16.14 SEMI D (EFI) (F1) | INDOOR DOUBLE CHAMBER |  | 11/0.415 kV | 13/01/2002 |  | 0
430207592 | TNB | DISTRIBUTION | WP PUTRAJAYA & CYBERJAYA | Existing | VPTJ/PCE/J05121 | PE 5.12 EQUESTRIAN PARK (F1) | RMU 2S + 1F | RMU 2S + 1F |  |  | PE 5.12 EQUESTRIAN PARK (F1) | INDOOR DOUBLE CHAMBER |  | 11/0.415 kV | 25/06/2005 |  | 0
430208198 | TNB | DISTRIBUTION | WP PUTRAJAYA & CYBERJAYA | Existing | VPTJ/PCE/J05122 | PE 5.12 EQUESTRIAN PARK (F2) | RMU | RMU 2S + 1F |  |  | PE 5.12 EQUESTRIAN PARK (F2) | INDOOR DOUBLE CHAMBER |  | 11/0.415 kV | 25/06/2005 |  | 0
430209138 | TNB | DISTRIBUTION | WP PUTRAJAYA & CYBERJAYA | Existing | VPTJ/PCE/J05301 | PE 5.30 BLOK D APT 5R6 (F1) | RMU 2S + 1F | RMU 2S + 1F |  |  | PE 5.30 BLOK D APT 5R6 (F1) | ATTACHED DOUBLE |  | 11/0.415 kV | 30/12/2008 |  | 0
430209729 | TNB | DISTRIBUTION | WP PUTRAJAYA & CYBERJAYA | Existing | VPTJ/PCE/J05302 | PE 5.30 BLOK D APT 5R6 (F2) | RMU 2S + 1F | RMU 2S + 1F |  |  | PE 5.30 BLOK D APT 5R6 (F2) | ATTACHED DOUBLE |  | 11/0.415 kV | 31/12/2008 |  | 0
430210562 | TNB | DISTRIBUTION | WP PUTRAJAYA & CYBERJAYA | Existing | VPTJ/PCE/J05291 | PE 5.29 BLOK C APT 5R6 (F1) | RMU 2S + 1F | RMU 2S + 1F |  |  | PE 5.29 BLOK C APT 5R6 (F1) | ATTACHED DOUBLE |  | 11/0.415 kV | 30/12/2008 |  | 0
430211153 | TNB | DISTRIBUTION | WP PUTRAJAYA & CYBERJAYA | Existing | VPTJ/PCE/J05292 | PE 5.29 BLOK C APT 5R6 (F2) | RMU 2S + 1F | RMU 2S + 1F |  |  | PE 5.29 BLOK C APT 5R6 (F2) | ATTACHED DOUBLE |  | 11/0.415 kV | 31/12/2008 |  | 0
430213428 | TNB | DISTRIBUTION | WP PUTRAJAYA & CYBERJAYA | Existing | VCBJ/PCE/J21282 | SS 21.28 LOT 12065 F2 | RMU 3S | RMU 3S |  |  | SS 21.28 LOT 12065 F2 | ATTACHED |  |  | 2002-03-04 |  | 0
430213735 | TNB | DISTRIBUTION | WP PUTRAJAYA & CYBERJAYA | Existing | VCBJ/PCE/J21841 | PE 21.84 GLOMAC | RMU 2S + 2F | RMU 2S + 2F |  |  | PE 21.84 GLOMAC | INDOOR DOUBLE CHAMBER |  | 11/0.415 kV | 2012-11-04 |  | 0
430214854 | TNB | DISTRIBUTION | WP PUTRAJAYA & CYBERJAYA | Existing | VCBJ/PCE/J23141 | PE 23.14 GLOMAC 2B | RMU 2S + 1F | RMU 2S + 1F |  |  | PE 23.14 GLOMAC 2B | COMPACT SUBS |  | 11/0.415 kV | 30/10/2014 |  | 0
430215560 | TNB | DISTRIBUTION | WP PUTRAJAYA & CYBERJAYA | Existing | VCBJ/PCE/J23131 | PE 23.13 GLOMAC 2A | RMU 2S + 1F | RMU 2S + 1F |  |  | PE 23.13 GLOMAC 2A | COMPACT SUBS |  | 11/0.415 kV |  |  | 0
430261378 | TNB | DISTRIBUTION | WP PUTRAJAYA & CYBERJAYA | Existing | VPTJ/PCE/J09071 | PE 9.07 APT 2A (EFI) (F1) | RMU 2S + 1F | RMU 2S + 1F |  |  | PE 9.07 APT 2A (EFI) (F1) | ATTACHED DOUBLE |  | 11/0.415 kV | 1999-06-12 |  | 0
430261969 | TNB | DISTRIBUTION | WP PUTRAJAYA & CYBERJAYA | Existing | VPTJ/PCE/J09072 | PE 9.07 APT 2A (EFI) (F2) | RMU 2S + 1F | RMU 2S + 1F |  |  | PE 9.07 APT 2A (EFI) (F2) | ATTACHED DOUBLE |  | 11/0.415 kV | 1999-06-12 |  | 0
430263174 | TNB | DISTRIBUTION | WP PUTRAJAYA & CYBERJAYA | Existing | VPTJ/PCE/J16142 | PE 16.14 SEMI D (EFI) (F2) | RMU | RMU 2S + 1F |  |  | PE 16.14 SEMI D (EFI) (F2) | INDOOR DOUBLE CHAMBER |  | 11/0.415 kV | 13/01/2002 |  | 0
430263965 | TNB | DISTRIBUTION | WP PUTRAJAYA & CYBERJAYA | Existing | VPTJ/PCE/J16161 | PE 16.16 PUSAT KEJIRANAN (F1) | RMU | RMU 2S + 1F |  |  | PE 16.16 PUSAT KEJIRANAN (F1) | INDOOR DOUBLE CHAMBER |  | 11/0.415 kV | 27/02/2002 |  | 0
430264556 | TNB | DISTRIBUTION | WP PUTRAJAYA & CYBERJAYA | Existing | VPTJ/PCE/J16162 | PE 16.16 PUSAT KEJIRANAN (F2) | RMU | RMU 2S + 1F |  |  | PE 16.16 PUSAT KEJIRANAN (F2) | INDOOR DOUBLE CHAMBER |  | 11/0.415 kV | 27/02/2002 |  | 0
430265315 | TNB | DISTRIBUTION | WP PUTRAJAYA & CYBERJAYA | Existing | VPTJ/PCE/J01021 | SS 1.02 JPM B2 (F1) | RMU | RMU 3S |  |  | SS 1.02 JPM B2 (F1) | ATTACHED |  |  | 13/04/1999 |  | 0
430265508 | TNB | DISTRIBUTION | WP PUTRAJAYA & CYBERJAYA | Existing | VPTJ/PCE/J01022 | SS 1.02 JPM B2 (F2) | RMU | RMU 3S |  |  | SS 1.02 JPM B2 (F2) | ATTACHED |  |  | 13/04/1999 |  | 0
430265719 | TNB | DISTRIBUTION | WP PUTRAJAYA & CYBERJAYA | Existing | VPTJ/PCE/J01031 | SS 1.03 JPM B3 (F1) | RMU | RMU 3S |  |  | SS 1.03 JPM B3 (F1) | ATTACHED |  |  | 19/07/1999 |  | 0
430265910 | TNB | DISTRIBUTION | WP PUTRAJAYA & CYBERJAYA | Existing | VPTJ/PCE/J01032 | SS 1.03 JPM B3 (F2) | RMU | RMU 3S |  |  | SS 1.03 JPM B3 (F2) | ATTACHED |  |  | 19/07/1999 |  | 0
430266571 | TNB | DISTRIBUTION | WP PUTRAJAYA & CYBERJAYA | Existing | VPTJ/PCE/J01242 | PE 1.24 BOT PUMP (F2) | RMU | RMU 2S + 1F |  |  | PE 1.24 BOT PUMP (F2) | INDOOR DOUBLE CHAMBER |  | 11/0.415 kV | 24/08/2000 |  | 0
430267259 | TNB | DISTRIBUTION | WP PUTRAJAYA & CYBERJAYA | Existing | VPTJ/PCE/J01241 | PE 1.24 BOT PUMP (F1) | RMU | RMU 2S + 1F |  |  | PE 1.24 BOT PUMP (F1) | INDOOR DOUBLE CHAMBER |  | 11/0.415 kV | 24/08/2000 |  | 0
430271984 | TNB | DISTRIBUTION | WP PUTRAJAYA & CYBERJAYA | Existing | VPTJ/PCE/J05271 | PE 5.27 BLOK A APT 5R6 (F1) | RMU 2S + 1F | RMU 2S + 1F |  |  | PE 5.27 BLOK A APT 5R6 (F1) | ATTACHED DOUBLE |  | 11/0.415 kV | 30/12/2008 |  | 0
430272575 | TNB | DISTRIBUTION | WP PUTRAJAYA & CYBERJAYA | Existing | VPTJ/PCE/J05272 | PE 5.27 BLOK A APT 5R6 (F2) | RMU 2S + 1F | RMU 2S + 1F |  |  | PE 5.27 BLOK A APT 5R6 (F2) | ATTACHED DOUBLE |  | 11/0.415 kV | 31/12/2008 |  | 0
430273237 | TNB | DISTRIBUTION | WP PUTRAJAYA & CYBERJAYA | Existing | VPTJ/PCE/J05281 | PE 5.28 BLOK B APT 5R6 (F1) | RMU 2S + 1F | RMU 2S + 1F |  |  | PE 5.28 BLOK B APT 5R6 (F1) | ATTACHED DOUBLE |  | 11/0.415 kV | 30/12/2008 |  | 0
430273828 | TNB | DISTRIBUTION | WP PUTRAJAYA & CYBERJAYA | Existing | VPTJ/PCE/J05282 | PE 5.28 BLOK B APT 5R6 (F2) | RMU 2S + 1F | RMU 2S + 1F |  |  | PE 5.28 BLOK B APT 5R6 (F2) | ATTACHED DOUBLE |  | 11/0.415 kV | 31/12/2008 |  | 0
430275285 | TNB | DISTRIBUTION | WP PUTRAJAYA & CYBERJAYA | Existing | VPTJ/PCE/J04051 | PE 4.05 S/LIGHTING | RMU 2S + 1F | RMU 2S + 1F |  |  | PE 4.05 S/LIGHTING | COMPACT SUBS |  | 11/0.415 kV | 2004-10-10 |  | 0
430275959 | TNB | DISTRIBUTION | WP PUTRAJAYA & CYBERJAYA | Existing | VPTJ/PCE/J04081 | PE 4.08 S/LIGHTING | RMU 2S + 1F | RMU 2S + 1F |  |  | PE 4.08 S/LIGHTING | COMPACT SUBS |  | 11/0.415 kV | 2004-10-10 |  | 0
430276038 | TNB | DISTRIBUTION | WP PUTRAJAYA & CYBERJAYA | Existing | VPTJ/PCE/J11732 | PE 11.73 PRIMA BLOK C (F2) | RMU 2S + 1F | RMU 2S + 1F |  |  | PE 11.73 PRIMA BLOK C (F2) | INDOOR DOUBLE CHAMBER |  |  |  |  | 0
430276629 | TNB | DISTRIBUTION | WP PUTRAJAYA & CYBERJAYA | Existing | VPTJ/PCE/J11731 | PE 11.73 PRIMA BLOK C (F1) | RMU 2S + 1F | RMU 2S + 1F |  |  | PE 11.73 PRIMA BLOK C (F1) | ATTACHED DOUBLE |  | 11/0.415 kV |  |  | 0
430277272 | TNB | DISTRIBUTION | WP PUTRAJAYA & CYBERJAYA | Existing | VPTJ/PCE/J11712 | PE 11.71 PRIMA BLOK A (F2) | RMU 2S + 1F | RMU 2S + 1F |  |  | PE 11.71 PRIMA BLOK A (F2) | INDOOR DOUBLE CHAMBER |  |  |  |  | 0
430277863 | TNB | DISTRIBUTION | WP PUTRAJAYA & CYBERJAYA | Existing | VPTJ/PCE/J11711 | PE 11.71 PRIMA BLOK A (F1) | RMU 2S + 1F | RMU 2S + 1F |  |  | PE 11.71 PRIMA BLOK A (F1) | ATTACHED DOUBLE |  | 11/0.415 kV |  |  | 0
430278513 | TNB | DISTRIBUTION | WP PUTRAJAYA & CYBERJAYA | Existing | VPTJ/PCE/J11751 | PE 11.75 TEMP PPA1M PR 11 | RMU 2S + 1F | RMU 2S + 1F |  |  | PE 11.75 TEMP PPA1M PR 11 | INDOOR SINGLE CHAMBER |  | 11/0.415 kV |  |  | 0
430285137 | TNB | DISTRIBUTION | WP PUTRAJAYA & CYBERJAYA | Existing | VCBJ/PCE/J21302 | SS 21.30 ERICSSON F2 | RMU 3S | RMU 3S |  |  | SS 21.30 ERICSSON F2 | ATTACHED |  |  | 2002-01-08 |  | 0
430285565 | TNB | DISTRIBUTION | WP PUTRAJAYA & CYBERJAYA | Existing | VCBJ/PCE/J21482 | SS 21.48 INVENT Q JAYA F2 | CB 3S | CB |  |  | SS 21.48 INVENT Q JAYA F2 | ATTACHED |  |  | 2003-06-10 |  | 0
430286130 | TNB | DISTRIBUTION | WP PUTRAJAYA & CYBERJAYA | Existing | VCBJ/PCE/J21481 | SS 21.48 INVENT Q JAYA F1 | CB 3S | CB |  |  | SS 21.48 INVENT Q JAYA F1 | ATTACHED |  |  | 2003-06-10 |  | 0
430286516 | TNB | DISTRIBUTION | WP PUTRAJAYA & CYBERJAYA | Existing | VCBJ/PCE/J23281 | PE 23.28 SITE OFFICE PERSONA METRO | RMU 2S + 1F | RMU 2S + 1F |  |  | PE 23.28 SITE OFFICE PERSONA METRO | COMPACT SUBS |  |  | 2016-04-03 |  | 0
430288011 | TNB | DISTRIBUTION | WP PUTRAJAYA & CYBERJAYA | Existing | VCBJ/PCE/J21601 | PE 21.60 PADAT PPN CJ7 | RMU 2S + 1F | RMU 2S + 1F |  |  | PE 21.60 PADAT PPN CJ7 | ATTACHED |  | 11/0.415 kV | 28/10/2008 |  | 0
430289773 | TNB | DISTRIBUTION | WP PUTRAJAYA & CYBERJAYA | Existing | VPTJ/PCE/J09091 | PE 9.09 APT A1 (EFI) (F1) | RMU | RMU 2S + 1F |  |  | PE 9.09 APT A1 (EFI) (F1) | ATTACHED DOUBLE |  | 11/0.415 kV | 1999-04-12 |  | 0
430290364 | TNB | DISTRIBUTION | WP PUTRAJAYA & CYBERJAYA | Existing | VPTJ/PCE/J09092 | PE 9.09 APT A1 (EFI) (F2) | RMU | RMU 2S + 1F |  |  | PE 9.09 APT A1 (EFI) (F2) | ATTACHED DOUBLE |  | 11/0.415 kV | 1999-04-12 |  | 0
430292968 | TNB | DISTRIBUTION | WP PUTRAJAYA & CYBERJAYA | Existing | VPTJ/PCE/J09161 | PE 9.16 APT 6F (F1) | RMU 2S + 1F | RMU 2S + 1F |  |  | PE 9.16 APT 6F (F1) | ATTACHED DOUBLE |  | 11/0.415 kV | 2002-12-07 |  | 0
430293749 | TNB | DISTRIBUTION | WP PUTRAJAYA & CYBERJAYA | Existing | VPTJ/PCE/J01251 | PE 1.25 BOT ADMIN (F1) | RMU | RMU 2S + 1F |  |  | PE 1.25 BOT ADMIN (F1) | INDOOR SINGLE CHAMBER |  | 11/0.415 kV | 24/08/2000 |  | 0
430294346 | TNB | DISTRIBUTION | WP PUTRAJAYA & CYBERJAYA | Existing | VPTJ/PCE/J01252 | PE 1.25 BOT ADMIN (F2) | RMU | RMU 2S + 1F |  |  | PE 1.25 BOT ADMIN (F2) | INDOOR SINGLE CHAMBER |  | 11/0.415 kV | 24/08/2000 |  | 0
430295433 | TNB | DISTRIBUTION | WP PUTRAJAYA & CYBERJAYA | Existing | VPTJ/PCE/J01601 | PE 1.60 L/S TPP | RMU | RMU 2S + 1F |  |  | PE 1.60 L/S TPP | COMPACT SUBS |  | 11/0.415 kV | 16/07/2003 |  | 0
430296185 | TNB | DISTRIBUTION | WP PUTRAJAYA & CYBERJAYA | Existing | VPTJ/PCE/J01581 | SS 1.58 ISTANA MELAWATI (F1) | RMU | RMU 3S |  |  | SS 1.58 ISTANA MELAWATI (F1) | ATTACHED |  |  | 24/05/2003 |  | 0
430296418 | TNB | DISTRIBUTION | WP PUTRAJAYA & CYBERJAYA | Existing | VPTJ/PCE/J01582 | SS 1.58 ISTANA MELAWATI (F2) | RMU | RMU 3S |  |  | SS 1.58 ISTANA MELAWATI (F2) | ATTACHED |  |  | 24/05/2003 |  | 0
430296689 | TNB | DISTRIBUTION | WP PUTRAJAYA & CYBERJAYA | Existing | VPTJ/PCE/J01341 | PE 1.34 PROMENADE | RMU | RMU 2S + 1F |  |  | PE 1.34 PROMENADE | COMPACT SUBS |  | 11/0.415 kV | 1999-12-11 |  | 0
430301930 | TNB | DISTRIBUTION | WP PUTRAJAYA & CYBERJAYA | Existing | VPTJ/PCE/J11601 | PE 11.60 TERES ZON 9B (F1) | RMU 2S + 1F | RMU 2S + 1F |  |  | PE 11.60 TERES ZON 9B (F1) | ATTACHED |  | 11/0.415 kV | 28/12/2013 |  | 0
430302523 | TNB | DISTRIBUTION | WP PUTRAJAYA & CYBERJAYA | Existing | VPTJ/PCE/J11602 | PE 11.60 TERES ZON 9B (F2) | RMU 2S + 1F | RMU 2S + 1F |  |  | PE 11.60 TERES ZON 9B (F2) | INDOOR SINGLE CHAMBER |  | 11/0.415 kV | 28/12/2013 |  | 0
430303181 | TNB | DISTRIBUTION | WP PUTRAJAYA & CYBERJAYA | Existing | VPTJ/PCE/J11742 | PE 11.74 TERES ZON C (F2) | RMU 2S + 1F | RMU 2S + 1F |  |  | PE 11.74 TERES ZON C (F2) | INDOOR DOUBLE CHAMBER |  | 11/0.415 kV |  |  | 0
430303772 | TNB | DISTRIBUTION | WP PUTRAJAYA & CYBERJAYA | Existing | VPTJ/PCE/J11741 | PE 11.74 TERES ZON C (F1) | RMU 2S + 1F | RMU 2S + 1F |  |  | PE 11.74 TERES ZON C (F1) | INDOOR DOUBLE CHAMBER |  | 11/0.415 kV |  |  | 0
430304439 | TNB | DISTRIBUTION | WP PUTRAJAYA & CYBERJAYA | Existing | VPTJ/PCE/J11371 | PE 11.37 SEK REN FASA 2 (F1) | RMU | RMU 2S + 1F |  |  | PE 11.37 SEK REN FASA 2 (F1) | INDOOR DOUBLE CHAMBER |  | 11/0.415 kV | 18/10/2004 |  | 0
430305044 | TNB | DISTRIBUTION | WP PUTRAJAYA & CYBERJAYA | Existing | VPTJ/PCE/J11372 | PE 11.37 SEK REN FASA 2 (F2) | RMU | RMU 2S + 1F |  |  | PE 11.37 SEK REN FASA 2 (F2) | INDOOR DOUBLE CHAMBER |  | 11/0.415 kV | 18/10/2004 |  | 0
430310379 | TNB | DISTRIBUTION | WP PUTRAJAYA & CYBERJAYA | Existing | VPTJ/PCE/J15031 | PE 15.03 WR 3 | RMU | RMU 2S + 1F |  |  | PE 15.03 WR 3 | COMPACT SUBS |  | 11/0.415 kV | 20/01/2000 |  | 0
430311131 | TNB | DISTRIBUTION | WP PUTRAJAYA & CYBERJAYA | Existing | VPTJ/PCE/J15041 | PE 15.04 STABLE KOMPLEKS | RMU 2S + 1F | RMU 2S + 1F |  |  | PE 15.04 STABLE KOMPLEKS | COMPACT SUBS |  | 11/0.415 kV | 1990-01-01 |  | 0
430311857 | TNB | DISTRIBUTION | WP PUTRAJAYA & CYBERJAYA | Existing | VPTJ/PCE/J01671 | SS 1.67 TEMP PARCEL F | RMU 2S + 1F | RMU 2S + 1F |  |  | SS 1.67 TEMP PARCEL F | COMPACT SUBS |  | 11/0.415 kV |  |  | 0
430313101 | TNB | DISTRIBUTION | WP PUTRAJAYA & CYBERJAYA | Existing | VPTJ/PCE/J12031 | PE 12.03 SPINE ROAD NO 1 | RMU 2S + 1F | RMU 2S + 1F |  |  | PE 12.03 SPINE ROAD NO 1 | COMPACT SUBS |  | 11/0.415 kV |  |  | 0
430313781 | TNB | DISTRIBUTION | WP PUTRAJAYA & CYBERJAYA | Existing | VPTJ/PCE/J01231 | SS 1.23 D9 (F1) | RMU | RMU 3S |  |  | SS 1.23 D9 (F1) | ATTACHED |  |  | 17/05/2000 |  | 0
430313991 | TNB | DISTRIBUTION | WP PUTRAJAYA & CYBERJAYA | Existing | VPTJ/PCE/J01232 | SS 1.23 D9 (F2) | RMU | RMU 3S |  |  | SS 1.23 D9 (F2) | ATTACHED |  |  | 17/05/2000 |  | 0
430314203 | TNB | DISTRIBUTION | WP PUTRAJAYA & CYBERJAYA | Existing | VPTJ/PCE/J01221 | SS 1.22 D8 (F1) | RMU | RMU 3S |  |  | SS 1.22 D8 (F1) | ATTACHED |  |  | 17/05/2000 |  | 0
430314394 | TNB | DISTRIBUTION | WP PUTRAJAYA & CYBERJAYA | Existing | VPTJ/PCE/J01222 | SS 1.22 D8 (F2) | RMU | RMU 3S |  |  | SS 1.22 D8 (F2) | ATTACHED |  |  | 17/05/2000 |  | 0
430314621 | TNB | DISTRIBUTION | WP PUTRAJAYA & CYBERJAYA | Existing | VPTJ/PCE/J01212 | SS 1.21 D7 (F2) | RMU | RMU 3S |  |  | SS 1.21 D7 (F2) | ATTACHED |  |  | 17/05/2000 |  | 0
430319329 | TNB | DISTRIBUTION | WP PUTRAJAYA & CYBERJAYA | Existing | VPTJ/PCE/J09162 | PE 9.16 APT 6F (F2) | RMU 2S + 1F | RMU 2S + 1F |  |  | PE 9.16 APT 6F (F2) | ATTACHED DOUBLE |  | 11/0.415 kV | 2002-12-07 |  | 0
430327505 | TNB | DISTRIBUTION | WP PUTRAJAYA & CYBERJAYA | Existing | VPTJ/PCE/J01371 | PE 1.37 E16 ANJUNG (F1) | RMU | RMU 2S + 1F |  |  | PE 1.37 E16 ANJUNG (F1) | INDOOR DOUBLE CHAMBER |  | 11/0.415 kV | 20/01/2001 |  | 0
430328098 | TNB | DISTRIBUTION | WP PUTRAJAYA & CYBERJAYA | Existing | VPTJ/PCE/J01372 | PE 1.37 E16 ANJUNG (F2) | RMU | RMU 2S + 1F |  |  | PE 1.37 E16 ANJUNG (F2) | INDOOR DOUBLE CHAMBER |  | 11/0.415 kV | 20/01/2001 |  | 0
430328696 | TNB | DISTRIBUTION | WP PUTRAJAYA & CYBERJAYA | Existing | VPTJ/PCE/J01391 | SS 1.39 E1 (F1) | RMU | RMU 3S |  |  | SS 1.39 E1 (F1) | INDOOR DOUBLE CHAMBER |  |  | 2003-05-08 |  | 0
430328881 | TNB | DISTRIBUTION | WP PUTRAJAYA & CYBERJAYA | Existing | VPTJ/PCE/J01392 | SS 1.39 E1 (F2) | RMU | RMU 3S |  |  | SS 1.39 E1 (F2) | INDOOR DOUBLE CHAMBER |  |  | 2003-05-08 |  | 0
430329069 | TNB | DISTRIBUTION | WP PUTRAJAYA & CYBERJAYA | Existing | VPTJ/PCE/J01401 | SS 1.40 E2 (F1) | CB | CB |  |  | SS 1.40 E2 (F1) | INDOOR DOUBLE CHAMBER |  |  | 28/01/2003 |  | 0
430329425 | TNB | DISTRIBUTION | WP PUTRAJAYA & CYBERJAYA | Existing | VPTJ/PCE/J01402 | SS 1.40 E2 (F2) | CB | CB |  |  | SS 1.40 E2 (F2) | ATTACHED |  |  | 28/01/2003 |  | 0
430329814 | TNB | DISTRIBUTION | WP PUTRAJAYA & CYBERJAYA | Existing | VPTJ/PCE/J01411 | SS 1.41 E3 (F1) | RMU | RMU 3S |  |  | SS 1.41 E3 (F1) | ATTACHED |  |  | 28/01/2003 |  | 0
430329999 | TNB | DISTRIBUTION | WP PUTRAJAYA & CYBERJAYA | Existing | VPTJ/PCE/J01412 | SS 1.41 E3 (F2) | RMU | RMU 3S |  |  | SS 1.41 E3 (F2) | ATTACHED |  |  | 28/01/2003 |  | 0
430330188 | TNB | DISTRIBUTION | WP PUTRAJAYA & CYBERJAYA | Existing | VPTJ/PCE/J01421 | SS 1.42 E4 & E5 (F1) | RMU | RMU 3S |  |  | SS 1.42 E4 & E5 (F1) | ATTACHED |  |  | 2003-05-08 |  | 0
430330373 | TNB | DISTRIBUTION | WP PUTRAJAYA & CYBERJAYA | Existing | VPTJ/PCE/J01422 | SS 1.42 E4 & E5 (F2) | RMU | RMU 3S |  |  | SS 1.42 E4 & E5 (F2) | ATTACHED |  |  | 2003-05-08 |  | 0
430330562 | TNB | DISTRIBUTION | WP PUTRAJAYA & CYBERJAYA | Existing | VPTJ/PCE/J01521 | SS 1.52 E15 (F1) | RMU | RMU 3S |  |  | SS 1.52 E15 (F1) | ATTACHED |  |  | 26/04/2003 |  | 0
430330747 | TNB | DISTRIBUTION | WP PUTRAJAYA & CYBERJAYA | Existing | VPTJ/PCE/J01522 | SS 1.52 E15 (F2) | RMU | RMU 3S |  |  | SS 1.52 E15 (F2) | ATTACHED |  |  | 26/04/2003 |  | 0
430330940 | TNB | DISTRIBUTION | WP PUTRAJAYA & CYBERJAYA | Existing | VPTJ/PCE/J01511 | SS 1.51 E14 (F1) | CB | CB |  |  | SS 1.51 E14 (F1) | ATTACHED |  | 11 kV | 2003-08-07 |  | 0
430331296 | TNB | DISTRIBUTION | WP PUTRAJAYA & CYBERJAYA | Existing | VPTJ/PCE/J01512 | SS 1.51 E14 (F2) | CB 3S | CB |  |  | SS 1.51 E14 (F2) | ATTACHED |  |  | 2003-08-07 |  | 0
430331684 | TNB | DISTRIBUTION | WP PUTRAJAYA & CYBERJAYA | Existing | VPTJ/PCE/J01561 | PE 1.56 SEK.MEN. A/SHAH (F1) | RMU 2S + 1F | RMU 2S + 1F |  |  | PE 1.56 SEK.MEN. A/SHAH (F1) | INDOOR DOUBLE CHAMBER |  | 11/0.415 kV | 2003-08-01 |  | 0
430336356 | TNB | DISTRIBUTION | WP PUTRAJAYA & CYBERJAYA | Existing | VPTJ/PCE/J01462 | SS 1.46 E9 (F2) | RMU | RMU 3S |  |  | SS 1.46 E9 (F2) | ATTACHED |  |  | 2003-06-08 |  | 0
430337619 | TNB | DISTRIBUTION | WP PUTRAJAYA & CYBERJAYA | Existing | VPTJ/PCE/J01502 | SS 1.50 E13 (F2) | RMU | RMU 3S |  |  | SS 1.50 E13 (F2) | ATTACHED |  |  | 2003-06-08 |  | 0
430338832 | TNB | DISTRIBUTION | WP PUTRAJAYA & CYBERJAYA | Existing | VPTJ/PCE/J01482 | SS 1.48 E11 (F2) | RMU | RMU 3S |  |  | SS 1.48 E11 (F2) | ATTACHED |  |  | 23/06/2003 |  | 0
430339303 | TNB | DISTRIBUTION | WP PUTRAJAYA & CYBERJAYA | Existing | VPTJ/PCE/J01472 | SS 1.47 E10 (F2) | RMU | RMU 3S |  |  | SS 1.47 E10 (F2) | ATTACHED |  |  | 2003-12-06 |  | 0
430339511 | TNB | DISTRIBUTION | WP PUTRAJAYA & CYBERJAYA | Existing | VPTJ/PCE/J01442 | SS 1.44 E7 (F2) | RMU | RMU 3S |  |  | SS 1.44 E7 (F2) | ATTACHED |  |  | 23/06/2003 |  | 0
430340000 | TNB | DISTRIBUTION | WP PUTRAJAYA & CYBERJAYA | Existing | VPTJ/PCE/J01432 | SS 1.43 E6 (F2) | RMU | RMU 3S |  |  | SS 1.43 E6 (F2) | ATTACHED |  |  | 2003-04-06 |  | 0
430340359 | TNB | DISTRIBUTION | WP PUTRAJAYA & CYBERJAYA | Existing | VPTJ/PCE/J01011 | SS 1.01 PMO (F1) | CB | CB + 1 TX |  |  | SS 1.01 PMO (F1) | ATTACHED |  |  | 1998-06-11 |  | 0
430342216 | TNB | DISTRIBUTION | WP PUTRAJAYA & CYBERJAYA | Existing | VPTJ/PCE/J09131 | PE 9.13 SEK MEN (EFI) (F1) | RMU | RMU 2S + 1F |  |  | PE 9.13 SEK MEN (EFI) (F1) | INDOOR DOUBLE CHAMBER |  | 11/0.415 kV | 2002-11-01 |  | 0
430342807 | TNB | DISTRIBUTION | WP PUTRAJAYA & CYBERJAYA | Existing | VPTJ/PCE/J09132 | PE 9.13 SEK MEN (EFI) (F2) | RMU | RMU 2S + 1F |  |  | PE 9.13 SEK MEN (EFI) (F2) | INDOOR DOUBLE CHAMBER |  | 11/0.415 kV | 2002-11-01 |  | 0
430343514 | TNB | DISTRIBUTION | WP PUTRAJAYA & CYBERJAYA | Existing | VPTJ/PCE/J09271 | PE 9.27 APT 11A (F1) | RMU | RMU 2S + 1F |  |  | PE 9.27 APT 11A (F1) | ATTACHED DOUBLE |  | 11/0.415 kV | 2003-08-12 |  | 0
430344105 | TNB | DISTRIBUTION | WP PUTRAJAYA & CYBERJAYA | Existing | VPTJ/PCE/J09272 | PE 9.27 APT 11A (F2) | RMU | RMU 2S + 1F |  |  | PE 9.27 APT 11A (F2) | ATTACHED DOUBLE |  | 11/0.415 kV | 2003-08-12 |  | 0
430362040 | TNB | DISTRIBUTION | WP PUTRAJAYA & CYBERJAYA | Existing | VPTJ/PCE/J01211 | SS 1.21 D7 (F1) | RMU | RMU 3S |  |  | SS 1.21 D7 (F1) | ATTACHED |  |  | 17/05/2000 |  | 0
430362243 | TNB | DISTRIBUTION | WP PUTRAJAYA & CYBERJAYA | Existing | VPTJ/PCE/J01202 | SS 1.20 D6 (F2) | RMU | RMU 3S |  |  | SS 1.20 D6 (F2) | ATTACHED |  |  | 17/05/2000 |  | 0
430362428 | TNB | DISTRIBUTION | WP PUTRAJAYA & CYBERJAYA | Existing | VPTJ/PCE/J01201 | SS 1.20 D6 (F1) | RMU | RMU 3S |  |  | SS 1.20 D6 (F1) | ATTACHED |  |  | 17/05/2000 |  | 0
430362631 | TNB | DISTRIBUTION | WP PUTRAJAYA & CYBERJAYA | Existing | VPTJ/PCE/J01191 | SS 1.19 D5 (F1) | RMU | RMU 3S |  |  | SS 1.19 D5 (F1) | ATTACHED |  |  | 17/05/2000 |  | 0
430362826 | TNB | DISTRIBUTION | WP PUTRAJAYA & CYBERJAYA | Existing | VPTJ/PCE/J01192 | SS 1.19 D5 (F2) | RMU | RMU 3S |  |  | SS 1.19 D5 (F2) | ATTACHED |  |  | 17/05/2000 |  | 0
430363085 | TNB | DISTRIBUTION | WP PUTRAJAYA & CYBERJAYA | Existing | VPTJ/PCE/J17041 | PE 17.04 RK 1-1 (F1) | RMU | RMU 2S + 2F |  |  | PE 17.04 RK 1-1 (F1) | INDOOR QUAD |  | 11/0.415 kV | 13/03/2007 |  | 0
430364345 | TNB | DISTRIBUTION | WP PUTRAJAYA & CYBERJAYA | Existing | VPTJ/PCE/J17042 | PE 17.04 RK 1-1 (F2) | RMU | RMU 2S + 2F |  |  | PE 17.04 RK 1-1 (F2) | INDOOR QUAD |  | 11/0.415 kV | 13/03/2007 |  | 0
430365410 | TNB | DISTRIBUTION | WP PUTRAJAYA & CYBERJAYA | Existing | VPTJ/PCE/J17051 | PE 17.05 RK 1-2 (F1) | RMU | RMU 2S + 2F |  |  | PE 17.05 RK 1-2 (F1) | INDOOR QUAD |  | 11/0.415 kV | 13/03/2007 |  | 0
430371762 | TNB | DISTRIBUTION | WP PUTRAJAYA & CYBERJAYA | Existing | VPTJ/PCE/J17052 | PE 17.05 RK 1-2 (F2) | RMU | RMU 2S + 2F |  |  | PE 17.05 RK 1-2 (F2) | INDOOR QUAD |  | 11/0.415 kV | 13/03/2007 |  | 0
430372825 | TNB | DISTRIBUTION | WP PUTRAJAYA & CYBERJAYA | Existing | VPTJ/PCE/J17081 | PE 17.08 BLOK E 17RK2 (F1) | RMU | RMU 2S + 1F |  |  | PE 17.08 BLOK E 17RK2 (F1) | INDOOR DOUBLE CHAMBER |  | 11/0.415 kV | 29/12/2010 |  | 0
430373416 | TNB | DISTRIBUTION | WP PUTRAJAYA & CYBERJAYA | Existing | VPTJ/PCE/J17082 | PE 17.08 BLOK E 17RK2 (F2) | RMU | RMU 2S + 1F |  |  | PE 17.08 BLOK E 17RK2 (F2) | INDOOR DOUBLE CHAMBER |  | 11/0.415 kV | 29/12/2010 |  | 0
430375215 | TNB | DISTRIBUTION | WP PUTRAJAYA & CYBERJAYA | Existing | VPTJ/PCE/J01562 | PE 1.56 SEK.MEN. A/SHAH (F2) | RMU 2S + 1F | RMU 2S + 1F |  |  | PE 1.56 SEK.MEN. A/SHAH (F2) | INDOOR DOUBLE CHAMBER |  | 11/0.415 kV | 2003-08-01 |  | 0
430375814 | TNB | DISTRIBUTION | WP PUTRAJAYA & CYBERJAYA | Existing | VPTJ/PCE/J01571 | PE 1.57 SEK.MEN. A/SHAH (F1) | RMU | RMU 2S + 1F |  |  | PE 1.57 SEK.MEN. A/SHAH (F1) | INDOOR DOUBLE CHAMBER |  | 11/0.415 kV | 2003-08-01 |  | 0
430376411 | TNB | DISTRIBUTION | WP PUTRAJAYA & CYBERJAYA | Existing | VPTJ/PCE/J01572 | PE 1.57 SEK.MEN. A/SHAH (F2) | RMU | RMU 2S + 1F |  |  | PE 1.57 SEK.MEN. A/SHAH (F2) | INDOOR DOUBLE CHAMBER |  | 11/0.415 kV | 2003-08-01 |  | 0
430377607 | TNB | DISTRIBUTION | WP PUTRAJAYA & CYBERJAYA | Existing | VPTJ/PCE/J01532 | PE 1.53 NORTH DEPT (F2) | RMU | RMU 3S |  |  | PE 1.53 NORTH DEPT (F2) | ATTACHED |  |  | 2004-10-01 |  | 0
430377941 | TNB | DISTRIBUTION | WP PUTRAJAYA & CYBERJAYA | Existing | VPTJ/PCE/J01531 | PE 1.53 NORTH DEPT (F1) | RMU | RMU 3S+1F |  |  | PE 1.53 NORTH DEPT (F1) | INDOOR DOUBLE CHAMBER |  | 11/0.415 kV | 2004-10-01 |  | 0
430378600 | TNB | DISTRIBUTION | WP PUTRAJAYA & CYBERJAYA | Existing | VPTJ/PCE/J01541 | PE 1.54 SOUTH DEPT (F1) | RMU | RMU 3S+1F |  |  | PE 1.54 SOUTH DEPT (F1) | INDOOR DOUBLE CHAMBER |  | 11/0.415 kV | 2004-10-01 |  | 0
430379115 | TNB | DISTRIBUTION | WP PUTRAJAYA & CYBERJAYA | Existing | VPTJ/PCE/J17072 | PE 17.07 BLOK C 17RK2 (F2) | RMU | RMU 2S + 1F |  |  | PE 17.07 BLOK C 17RK2 (F2) | INDOOR DOUBLE CHAMBER |  | 11/0.415 kV | 29/12/2010 |  | 0
430379750 | TNB | DISTRIBUTION | WP PUTRAJAYA & CYBERJAYA | Existing | VPTJ/PCE/J17071 | PE 17.07 BLOK C 17RK2 (F1) | RMU | RMU 2S + 1F |  |  | PE 17.07 BLOK C 17RK2 (F1) | INDOOR DOUBLE CHAMBER |  | 11/0.415 kV | 29/12/2010 |  | 0
430380349 | TNB | DISTRIBUTION | WP PUTRAJAYA & CYBERJAYA | Existing | VPTJ/PCE/J17091 | PE 17.09 SEK REN PRESINT 17 F1 | RMU 2S + 1F | RMU 2S + 1F |  |  | PE 17.09 SEK REN PRESINT 17 F1 | INDOOR DOUBLE CHAMBER |  | 11/0.415 kV |  |  | 0
430380940 | TNB | DISTRIBUTION | WP PUTRAJAYA & CYBERJAYA | Existing | VPTJ/PCE/J17092 | PE 17.09 SEK REN PRESINT 17 (F2) | RMU 2S + 1F | RMU 2S + 1F |  |  | PE 17.09 SEK REN PRESINT 17 (F2) | INDOOR DOUBLE CHAMBER |  | 11/0.415 kV |  |  | 0
430381571 | TNB | DISTRIBUTION | WP PUTRAJAYA & CYBERJAYA | Existing | VPTJ/PCE/J01311 | PE 1.31 PADAT PERSIARAN PERDANA | RMU | RMU 2S + 1F |  |  | PE 1.31 PADAT PERSIARAN PERDANA | COMPACT SUBS |  | 11/0.415 kV | 15/04/1999 |  | 0
430382735 | TNB | DISTRIBUTION | WP PUTRAJAYA & CYBERJAYA | Existing | VPTJ/PCE/J01271 | PE 1.27 PADAT PERSIARAN PERSEKUTUAN | RMU | RMU 2S + 1F |  |  | PE 1.27 PADAT PERSIARAN PERSEKUTUAN | COMPACT SUBS |  | 11/0.415 kV | 25/05/1999 |  | 0
430383543 | TNB | DISTRIBUTION | WP PUTRAJAYA & CYBERJAYA | Existing | VPTJ/PCE/J01542 | PE 1.54 SOUTH DEPT (F2) | RMU | RMU 3S |  |  | PE 1.54 SOUTH DEPT (F2) | INDOOR DOUBLE CHAMBER |  | 11/0.415 kV | 2004-10-01 |  | 0
430383731 | TNB | DISTRIBUTION | WP PUTRAJAYA & CYBERJAYA | Existing | VPTJ/PCE/J01551 | SS 1.55 PLAZA MALL (F1) | RMU | RMU 3S |  |  | SS 1.55 PLAZA MALL (F1) | ATTACHED |  |  | 2004-10-01 |  | 0
430383916 | TNB | DISTRIBUTION | WP PUTRAJAYA & CYBERJAYA | Existing | VPTJ/PCE/J01552 | SS 1.55 PLAZA MALL (F2) | RMU | RMU 3S |  |  | SS 1.55 PLAZA MALL (F2) | ATTACHED |  |  | 2004-10-01 |  | 0
430384104 | TNB | DISTRIBUTION | WP PUTRAJAYA & CYBERJAYA | Existing | VPTJ/PCE/J01261 | SS 1.26 HOTEL SANGRI-LA (F1) | CB | CB |  |  | SS 1.26 HOTEL SANGRI-LA (F1) | ATTACHED |  |  | 17/10/2002 |  | 0
430384460 | TNB | DISTRIBUTION | WP PUTRAJAYA & CYBERJAYA | Existing | VPTJ/PCE/J01262 | SS 1.26 HOTEL SANGRI-LA (F2) | CB | CB |  |  | SS 1.26 HOTEL SANGRI-LA (F2) | ATTACHED |  |  | 17/10/2002 |  | 0
430384840 | TNB | DISTRIBUTION | WP PUTRAJAYA & CYBERJAYA | Existing | VPTJ/PCE/J01381 | PE 1.38 TAMAN PUTRA PERDANA (F1) | RMU | RMU 3S+1F |  |  | PE 1.38 TAMAN PUTRA PERDANA (F1) | INDOOR DOUBLE CHAMBER |  | 11/0.415 kV | 24/08/2000 |  | 0
430385489 | TNB | DISTRIBUTION | WP PUTRAJAYA & CYBERJAYA | Existing | VPTJ/PCE/J01382 | PE 1.38 TAMAN PUTRA PERDANA (F2) | RMU | RMU 3S+1F |  |  | PE 1.38 TAMAN PUTRA PERDANA (F2) | INDOOR DOUBLE CHAMBER |  | 11/0.415 kV | 24/08/2000 |  | 0
430386141 | TNB | DISTRIBUTION | WP PUTRAJAYA & CYBERJAYA | Existing | VPTJ/PCE/J01151 | SS 1.15 D1 (F1) | RMU | RMU 3S |  |  | SS 1.15 D1 (F1) | ATTACHED |  |  | 17/05/2000 |  | 0
430386326 | TNB | DISTRIBUTION | WP PUTRAJAYA & CYBERJAYA | Existing | VPTJ/PCE/J01152 | SS 1.15 D1 (F2) | RMU | RMU 3S |  |  | SS 1.15 D1 (F2) | ATTACHED |  |  | 17/05/2000 |  | 0
430386513 | TNB | DISTRIBUTION | WP PUTRAJAYA & CYBERJAYA | Existing | VPTJ/PCE/J01161 | SS 1.16 D2 (F1) | RMU | RMU 3S |  |  | SS 1.16 D2 (F1) | ATTACHED |  |  | 17/05/2000 |  | 0
430386698 | TNB | DISTRIBUTION | WP PUTRAJAYA & CYBERJAYA | Existing | VPTJ/PCE/J01162 | SS 1.16 D2 (F2) | RMU | RMU 3S |  |  | SS 1.16 D2 (F2) | ATTACHED |  |  | 17/05/2000 |  | 0
430386885 | TNB | DISTRIBUTION | WP PUTRAJAYA & CYBERJAYA | Existing | VPTJ/PCE/J01171 | SS 1.17 D3 (F1) | RMU | RMU 3S |  |  | SS 1.17 D3 (F1) | ATTACHED |  |  | 17/05/2000 |  | 0
430387070 | TNB | DISTRIBUTION | WP PUTRAJAYA & CYBERJAYA | Existing | VPTJ/PCE/J01172 | SS 1.17 D3 (F2) | RMU | RMU 3S |  |  | SS 1.17 D3 (F2) | ATTACHED |  |  | 17/05/2000 |  | 0
430387259 | TNB | DISTRIBUTION | WP PUTRAJAYA & CYBERJAYA | Existing | VPTJ/PCE/J01181 | SS 1.18 D4 (F1) | RMU | RMU 3S |  |  | SS 1.18 D4 (F1) | ATTACHED |  |  | 17/05/2000 |  | 0
430387444 | TNB | DISTRIBUTION | WP PUTRAJAYA & CYBERJAYA | Existing | VPTJ/PCE/J01182 | SS 1.18 D4 (F2) | RMU | RMU 3S |  |  | SS 1.18 D4 (F2) | ATTACHED |  |  | 17/05/2000 |  | 0
430387762 | TNB | DISTRIBUTION | WP PUTRAJAYA & CYBERJAYA | Existing | VPTJ/PCE/J01301 | PE 1.30 TAPAK SEMAIAN BOTANI | CB | CB + 1 TX |  |  | PE 1.30 TAPAK SEMAIAN BOTANI | INDOOR SINGLE CHAMBER |  | 11/0.415 kV | 31/05/2001 |  | 0
430388606 | TNB | DISTRIBUTION | WP PUTRAJAYA & CYBERJAYA | Existing | VPTJ/PCE/J01591 | PE 1.59 WETLAND MANAGEMENT | RMU | RMU 2S + 1F |  |  | PE 1.59 WETLAND MANAGEMENT | COMPACT SUBS |  | 11/0.415 kV | 29/07/2003 |  | 0
430389729 | TNB | DISTRIBUTION | WP PUTRAJAYA & CYBERJAYA | Existing | VPTJ/PCE/J13041 | PE 13.04 UGS PERSEKUTUAN | RMU | RMU 2S + 1F |  |  | PE 13.04 UGS PERSEKUTUAN | INDOOR SINGLE CHAMBER |  |  | 15/04/1999 | MAPSERVER BANGI | 0
430391204 | TNB | DISTRIBUTION | WP PUTRAJAYA & CYBERJAYA | Existing | VPTJ/PCE/J01331 | PE 1.33 INSIDE PPU 1 S/L OVAL | RMU | RMU 2S + 1F |  |  | PE 1.33 INSIDE PPU 1 S/L OVAL | COMPACT SUBS |  | 11/0.415 kV | 17/06/1999 |  | 0
430404828 | TNB | DISTRIBUTION | WP PUTRAJAYA & CYBERJAYA | Existing | VPTJ/PCE/J01291 | PE 1.29 PERDANA WALK | RMU | RMU 2S + 1F |  |  | PE 1.29 PERDANA WALK | COMPACT SUBS |  | 11/0.415 kV | 30/06/1999 |  | 0
430405578 | TNB | DISTRIBUTION | WP PUTRAJAYA & CYBERJAYA | Existing | VPTJ/PCE/J01351 | PE 1.35 MOSQUE (F1) | RMU | RMU 2S + 1F |  |  | PE 1.35 MOSQUE (F1) | INDOOR DOUBLE CHAMBER |  | 11/0.415 kV | 1999-12-05 |  | 0
430406169 | TNB | DISTRIBUTION | WP PUTRAJAYA & CYBERJAYA | Existing | VPTJ/PCE/J01352 | PE 1.35 MOSQUE (F2) | RMU | RMU 2S + 1F |  |  | PE 1.35 MOSQUE (F2) | INDOOR DOUBLE CHAMBER |  | 11/0.415 kV | 1999-12-05 |  | 0
430407582 | TNB | DISTRIBUTION | WP PUTRAJAYA & CYBERJAYA | Existing | VPTJ/PCE/J17101 | SS 17.10 TEMP PPA1M PRESINT 17 | RMU 3S | RMU 3S |  |  | SS 17.10 TEMP PPA1M PRESINT 17 | INDOOR SINGLE CHAMBER |  | 11 kV |  |  | 0
430407816 | TNB | DISTRIBUTION | WP PUTRAJAYA & CYBERJAYA | Existing | VPTJ/PCE/J17061 | PE 17.06 BLOK A 17RK2 (F1) | RMU | RMU 2S + 1F |  |  | PE 17.06 BLOK A 17RK2 (F1) | INDOOR DOUBLE CHAMBER |  | 11/0.415 kV | 29/12/2010 |  | 0
430408407 | TNB | DISTRIBUTION | WP PUTRAJAYA & CYBERJAYA | Existing | VPTJ/PCE/J17062 | PE 17.06 BLOK A 17RK2 (F2) | RMU | RMU 2S + 1F |  |  | PE 17.06 BLOK A 17RK2 (F2) | INDOOR DOUBLE CHAMBER |  | 11/0.415 kV | 29/12/2010 |  | 0
430439159 | TNB | DISTRIBUTION | WP PUTRAJAYA & CYBERJAYA | Existing | VPTJ/PCE/J15221 | PE 15.22 PADAT WR 6 | RMU | RMU 2S + 1F |  |  | PE 15.22 PADAT WR 6 | COMPACT SUBS |  | 11/0.415 kV | 27/08/2005 |  | 0
430440430 | TNB | DISTRIBUTION | WP PUTRAJAYA & CYBERJAYA | Existing | VPTJ/PCE/J15452 | PE 15.45 Blok C1 15-12B (F2) | RMU | RMU 2S + 1F |  |  | PE 15.45 Blok C1 15-12B (F2) | ATTACHED DOUBLE |  | 11/0.415 kV | 2009-10-10 |  | 0
430441061 | TNB | DISTRIBUTION | WP PUTRAJAYA & CYBERJAYA | Existing | VPTJ/PCE/J15451 | PE 15.45 Blok C1 15-12B (F1) | RMU | RMU 2S + 1F |  |  | PE 15.45 Blok C1 15-12B (F1) | ATTACHED DOUBLE |  | 11/0.415 kV | 2009-10-10 |  | 0
430441654 | TNB | DISTRIBUTION | WP PUTRAJAYA & CYBERJAYA | Existing | VPTJ/PCE/J15461 | PE 15.46 Blok C2 15-12B (F1) | RMU | RMU 2S + 1F |  |  | PE 15.46 Blok C2 15-12B (F1) | ATTACHED DOUBLE |  | 11/0.415 kV | 2009-10-10 |  | 0
430442245 | TNB | DISTRIBUTION | WP PUTRAJAYA & CYBERJAYA | Existing | VPTJ/PCE/J15462 | PE 15.46 Blok C2 15-12B (F2) | RMU | RMU 2S + 1F |  |  | PE 15.46 Blok C2 15-12B (F2) | ATTACHED DOUBLE |  | 11/0.415 kV | 2009-10-10 |  | 0
430442844 | TNB | DISTRIBUTION | WP PUTRAJAYA & CYBERJAYA | Existing | VPTJ/PCE/J15441 | PE 15.44 Blok A3 15-12B (F1) | RMU | RMU 2S + 1F |  |  | PE 15.44 Blok A3 15-12B (F1) | ATTACHED DOUBLE |  | 11/0.415 kV | 2009-10-10 |  | 0
430443435 | TNB | DISTRIBUTION | WP PUTRAJAYA & CYBERJAYA | Existing | VPTJ/PCE/J15442 | PE 15.44 Blok A3 15-12B (F2) | RMU | RMU 2S + 1F |  |  | PE 15.44 Blok A3 15-12B (F2) | ATTACHED DOUBLE |  | 11/0.415 kV | 2009-10-10 |  | 0
430448328 | TNB | DISTRIBUTION | WP PUTRAJAYA & CYBERJAYA | Existing | VPTJ/PCE/J15431 | PE 15.43 BLOK A2 15-12B (F1) | RMU | RMU 2S + 1F |  |  | PE 15.43 BLOK A2 15-12B (F1) | ATTACHED DOUBLE |  | 11/0.415 kV | 2009-10-10 |  | 0
430448919 | TNB | DISTRIBUTION | WP PUTRAJAYA & CYBERJAYA | Existing | VPTJ/PCE/J15432 | PE 15.43 BLOK A2 15-12B (F2) | RMU | RMU 2S + 1F |  |  | PE 15.43 BLOK A2 15-12B (F2) | ATTACHED DOUBLE |  | 11/0.415 kV | 2009-10-10 |  | 0
430449518 | TNB | DISTRIBUTION | WP PUTRAJAYA & CYBERJAYA | Existing | VPTJ/PCE/J15241 | SS 15.24 SEK. ANTARABANGSA (F1) | RMU | RMU 3S |  |  | SS 15.24 SEK. ANTARABANGSA (F1) | ATTACHED |  |  | 2006-02-10 |  | 0
430449703 | TNB | DISTRIBUTION | WP PUTRAJAYA & CYBERJAYA | Existing | VPTJ/PCE/J15242 | SS 15.24 SEK. ANTARABANGSA (F2) | RMU | RMU 3S |  |  | SS 15.24 SEK. ANTARABANGSA (F2) | ATTACHED |  |  | 2006-02-10 |  | 0
430449891 | TNB | DISTRIBUTION | WP PUTRAJAYA & CYBERJAYA | Existing | VPTJ/PCE/J15421 | PE 15.42 P/PURI 15-12 BLOK C (F1) | RMU | RMU 2S + 1F |  |  | PE 15.42 P/PURI 15-12 BLOK C (F1) | ATTACHED DOUBLE |  | 11/0.415 kV | 2009-06-01 |  | 0
430450488 | TNB | DISTRIBUTION | WP PUTRAJAYA & CYBERJAYA | Existing | VPTJ/PCE/J15422 | PE 15.42 P/PURI 15-12 BLOK C (F2) | RMU | RMU 2S + 1F |  |  | PE 15.42 P/PURI 15-12 BLOK C (F2) | ATTACHED DOUBLE |  | 11/0.415 kV | 2009-07-01 |  | 0
430451087 | TNB | DISTRIBUTION | WP PUTRAJAYA & CYBERJAYA | Existing | VPTJ/PCE/J15411 | PE 15.41 P/PURI 15-12 BLOK B (F1) | RMU | RMU 2S + 1F |  |  | PE 15.41 P/PURI 15-12 BLOK B (F1) | ATTACHED DOUBLE |  | 11/0.415 kV | 2009-06-01 |  | 0
430451684 | TNB | DISTRIBUTION | WP PUTRAJAYA & CYBERJAYA | Existing | VPTJ/PCE/J15412 | PE 15.41 P/PURI 15-12 BLOK B (F2) | RMU | RMU 2S + 1F |  |  | PE 15.41 P/PURI 15-12 BLOK B (F2) | ATTACHED DOUBLE |  | 11/0.415 kV | 2009-07-01 |  | 0
430452283 | TNB | DISTRIBUTION | WP PUTRAJAYA & CYBERJAYA | Existing | VPTJ/PCE/J15401 | PE 15.40 P/PURI 15-12 BLOK A (F1) | RMU 2S + 1F | RMU 2S + 1F |  |  | PE 15.40 P/PURI 15-12 BLOK A (F1) | ATTACHED DOUBLE |  | 11/0.415 kV | 2009-06-01 |  | 0
430452874 | TNB | DISTRIBUTION | WP PUTRAJAYA & CYBERJAYA | Existing | VPTJ/PCE/J15402 | PE 15.40 P/PURI 15-12 BLOK A (F2) | RMU 2S + 1F | RMU 2S + 1F |  |  | PE 15.40 P/PURI 15-12 BLOK A (F2) | ATTACHED DOUBLE |  | 11/0.415 kV | 2009-07-01 |  | 0
430453473 | TNB | DISTRIBUTION | WP PUTRAJAYA & CYBERJAYA | Existing | VPTJ/PCE/J15471 | PE 15.47 APARTMENT ALAM DESA (F1) | RMU | RMU 2S + 1F |  |  | PE 15.47 APARTMENT ALAM DESA (F1) | INDOOR DOUBLE CHAMBER |  | 11/0.415 kV | 2012-12-08 |  | 0
430454070 | TNB | DISTRIBUTION | WP PUTRAJAYA & CYBERJAYA | Existing | VPTJ/PCE/J15472 | PE 15.47 APARTMENT ALAM DESA (F2) | RMU | RMU 2S + 1F |  |  | PE 15.47 APARTMENT ALAM DESA (F2) | INDOOR DOUBLE CHAMBER |  | 11/0.415 kV | 2012-12-08 |  | 0
430454670 | TNB | DISTRIBUTION | WP PUTRAJAYA & CYBERJAYA | Existing | VPTJ/PCE/J15351 | PE 15.35 FASA 15-1A (F1) | RMU | RMU 2S + 1F |  |  | PE 15.35 FASA 15-1A (F1) | ATTACHED DOUBLE |  | 11/0.415 kV | 14/11/2009 |  | 0
430455261 | TNB | DISTRIBUTION | WP PUTRAJAYA & CYBERJAYA | Existing | VPTJ/PCE/J15352 | PE 15.35 FASA 15-1A (F2) | RMU | RMU 2S + 1F |  |  | PE 15.35 FASA 15-1A (F2) | ATTACHED DOUBLE |  | 11/0.415 kV | 15/11/2009 |  | 0
430455860 | TNB | DISTRIBUTION | WP PUTRAJAYA & CYBERJAYA | Existing | VPTJ/PCE/J15361 | PE 15.36 FASA 15-1B (F1) | RMU | RMU 2S + 1F |  |  | PE 15.36 FASA 15-1B (F1) | ATTACHED DOUBLE |  | 11/0.415 kV | 14/11/2009 |  | 0
430456396 | TNB | DISTRIBUTION | WP PUTRAJAYA & CYBERJAYA | Existing | VPTJ/PCE/J02032 | PE 2.03 RUMAH PAM (F2) | RMU | RMU 2S + 1F |  |  | PE 2.03 RUMAH PAM (F2) | INDOOR DOUBLE CHAMBER |  | 11/0.415 kV | 2001-05-02 |  | 0
430457021 | TNB | DISTRIBUTION | WP PUTRAJAYA & CYBERJAYA | Existing | VPTJ/PCE/J02031 | PE 2.03 RUMAH PAM (F1) | RMU | RMU 2S + 1F |  |  | PE 2.03 RUMAH PAM (F1) | INDOOR DOUBLE CHAMBER |  | 11/0.415 kV | 2001-05-02 |  | 0
430457724 | TNB | DISTRIBUTION | WP PUTRAJAYA & CYBERJAYA | Existing | VPTJ/PCE/J01041 | SS 1.04 JPM B4 (F1) | RMU | RMU 3S |  |  | SS 1.04 JPM B4 (F1) | ATTACHED |  |  | 19/07/1999 |  | 0
430457909 | TNB | DISTRIBUTION | WP PUTRAJAYA & CYBERJAYA | Existing | VPTJ/PCE/J01042 | SS 1.04 JPM B4 (F2) | RMU | RMU 3S |  |  | SS 1.04 JPM B4 (F2) | ATTACHED |  |  | 19/07/1999 |  | 0
430458200 | TNB | DISTRIBUTION | WP PUTRAJAYA & CYBERJAYA | Existing | VPTJ/PCE/J02172 | PE 2.17 TMN WAWASAN (P.H) (F2) | RMU | RMU 2S + 1F |  |  | PE 2.17 TMN WAWASAN (P.H) (F2) | INDOOR DOUBLE CHAMBER |  | 11/0.415 kV | 2004-10-03 |  | 0
430458797 | TNB | DISTRIBUTION | WP PUTRAJAYA & CYBERJAYA | Existing | VPTJ/PCE/J02171 | PE 2.17 TMN WAWASAN (P.H) (F1) | RMU | RMU 2S + 1F |  |  | PE 2.17 TMN WAWASAN (P.H) (F1) | INDOOR DOUBLE CHAMBER |  | 11/0.415 kV | 2004-10-03 |  | 0
430459576 | TNB | DISTRIBUTION | WP PUTRAJAYA & CYBERJAYA | Existing | VPTJ/PCE/J02182 | PE 2.18 TMN WAWASAN (WR) (F2) | CB | CB + 1 TX |  |  | PE 2.18 TMN WAWASAN (WR) (F2) | INDOOR DOUBLE CHAMBER |  | 11/0.415 kV | 2004-10-03 |  | 0
430460358 | TNB | DISTRIBUTION | WP PUTRAJAYA & CYBERJAYA | Existing | VPTJ/PCE/J02181 | PE 2.18 TMN WAWASAN (WR) (F1) | CB | CB + 1 TX |  |  | PE 2.18 TMN WAWASAN (WR) (F1) | INDOOR DOUBLE CHAMBER |  | 11/0.415 kV | 2004-10-03 |  | 0
430469333 | TNB | DISTRIBUTION | WP PUTRAJAYA & CYBERJAYA | Existing | VPTJ/PCE/J15362 | PE 15.36 FASA 15-1B(F2) | RMU | RMU 2S + 1F |  |  | PE 15.36 FASA 15-1B(F2) | ATTACHED DOUBLE |  | 11/0.415 kV | 15/11/2009 |  | 0
430469933 | TNB | DISTRIBUTION | WP PUTRAJAYA & CYBERJAYA | Existing | VPTJ/PCE/J15381 | PE 15.38 FASA 15-3B (F1) | RMU | RMU 2S + 1F |  |  | PE 15.38 FASA 15-3B (F1) | ATTACHED DOUBLE |  | 11/0.415 kV | 14/11/2009 |  | 0
430470524 | TNB | DISTRIBUTION | WP PUTRAJAYA & CYBERJAYA | Existing | VPTJ/PCE/J15382 | PE 15.38 FASA 15-3B (F2) | RMU | RMU 2S + 1F |  |  | PE 15.38 FASA 15-3B (F2) | ATTACHED DOUBLE |  | 11/0.415 kV | 15/11/2009 |  | 0
430471123 | TNB | DISTRIBUTION | WP PUTRAJAYA & CYBERJAYA | Existing | VPTJ/PCE/J15391 | PE 15.39 FASA 15-3A (F1) | RMU | RMU 2S + 1F |  |  | PE 15.39 FASA 15-3A (F1) | ATTACHED DOUBLE |  | 11/0.415 kV | 14/11/2009 |  | 0
430471853 | TNB | DISTRIBUTION | WP PUTRAJAYA & CYBERJAYA | Existing | VPTJ/PCE/J15392 | PE 15.39 FASA 15-3A (F2) | RMU | RMU 2S + 1F |  |  | PE 15.39 FASA 15-3A (F2) | ATTACHED DOUBLE |  | 11/0.415 kV | 15/11/2009 |  | 0
430472452 | TNB | DISTRIBUTION | WP PUTRAJAYA & CYBERJAYA | Existing | VPTJ/PCE/J15371 | PE 15.37 FASA 15-2 (F1) | RMU | RMU 2S + 1F |  |  | PE 15.37 FASA 15-2 (F1) | ATTACHED DOUBLE |  | 11/0.415 kV | 14/11/2009 |  | 0
430473049 | TNB | DISTRIBUTION | WP PUTRAJAYA & CYBERJAYA | Existing | VPTJ/PCE/J15372 | PE 15.37 FASA 15-2 (F2) | RMU | RMU 2S + 1F |  |  | PE 15.37 FASA 15-2 (F2) | ATTACHED DOUBLE |  | 11/0.415 kV | 15/11/2009 |  | 0
430474616 | TNB | DISTRIBUTION | WP PUTRAJAYA & CYBERJAYA | Existing | VPTJ/PCE/J01621 | PE 1.62 INSIDE PPU PJ1 | RMU 2S + 1F | RMU 2S + 1F |  |  | PE 1.62 INSIDE PPU PJ1 | ATTACHED |  | 11 kV | 2011-01-09 |  | 0
430475389 | TNB | DISTRIBUTION | WP PUTRAJAYA & CYBERJAYA | Existing | VPTJ/PCE/J01651 | PE 1.65 DATARAN PAHLAWAN F1 | RMU 2S + 1F | RMU 2S + 1F |  |  | PE 1.65 DATARAN PAHLAWAN F1 | INDOOR DOUBLE CHAMBER |  | 11/0.415 kV |  |  | 0
430475980 | TNB | DISTRIBUTION | WP PUTRAJAYA & CYBERJAYA | Existing | VPTJ/PCE/J01652 | PE 1.65 DATARAN PAHLAWAN F2 | RMU 2S + 1F | RMU 2S + 1F |  |  | PE 1.65 DATARAN PAHLAWAN F2 | INDOOR DOUBLE CHAMBER |  | 11/0.415 kV |  |  | 0
430554314 | TNB | DISTRIBUTION | WP PUTRAJAYA & CYBERJAYA | Existing | VPTJ/PCE/J15562 | PE 15.56 DWIPUTRA NO 3 (F2) | RMU | RMU 2S + 1F |  |  | PE 15.56 DWIPUTRA NO 3 (F2) | INDOOR DOUBLE CHAMBER |  |  |  |  | 0
430554905 | TNB | DISTRIBUTION | WP PUTRAJAYA & CYBERJAYA | Existing | VPTJ/PCE/J00341 | PE 15.56 DWIPUTRA NO 3 (F1) | RMU | RMU 2S + 1F |  |  | PE 15.56 DWIPUTRA NO 3 (F1) | INDOOR DOUBLE CHAMBER |  |  |  |  | 0
430563792 | TNB | DISTRIBUTION | WP PUTRAJAYA & CYBERJAYA | Existing | VPTJ/PCE/J09281 | PE 9.28 APT 11C (EFI) (F1) | RMU | RMU 2S + 1F |  |  | PE 9.28 APT 11C (EFI) (F1) | ATTACHED DOUBLE |  | 11/0.415 kV | 2003-08-12 |  | 0
430564391 | TNB | DISTRIBUTION | WP PUTRAJAYA & CYBERJAYA | Existing | VPTJ/PCE/J09282 | PE 9.28 APT 11C (EFI) (F2) | RMU | RMU 2S + 1F |  |  | PE 9.28 APT 11C (EFI) (F2) | ATTACHED DOUBLE |  | 11/0.415 kV | 2003-08-12 |  | 0
430567252 | TNB | DISTRIBUTION | WP PUTRAJAYA & CYBERJAYA | Existing | VPTJ/PCE/J08011 | PE 8.01 PS 10 (EFI) (F1) | RMU | RMU 2S + 1F |  |  | PE 8.01 PS 10 (EFI) (F1) | INDOOR DOUBLE CHAMBER |  | 11/0.415 kV | 23/07/1999 |  | 0
430567843 | TNB | DISTRIBUTION | WP PUTRAJAYA & CYBERJAYA | Existing | VPTJ/PCE/J08012 | PE 8.01 PS 10 (EFI) (F2) | RMU | RMU 2S + 1F |  |  | PE 8.01 PS 10 (EFI) (F2) | INDOOR DOUBLE CHAMBER |  | 11/0.415 kV | 23/07/1999 |  | 0
430568638 | TNB | DISTRIBUTION | WP PUTRAJAYA & CYBERJAYA | Existing | VPTJ/PCE/J04221 | PE 4.22 4P5 (F1) | RMU 2S + 1F | RMU 2S + 1F |  |  | PE 4.22 4P5 (F1) | INDOOR DOUBLE CHAMBER |  | 11/0.415 kV | 29/11/2013 |  | 0
430569229 | TNB | DISTRIBUTION | WP PUTRAJAYA & CYBERJAYA | Existing | VPTJ/PCE/J04222 | PE 4.22 4P5 (F2) | RMU 2S + 1F | RMU 2S + 1F |  |  | PE 4.22 4P5 (F2) | INDOOR DOUBLE CHAMBER |  | 11/0.415 kV | 29/11/2013 |  | 0
430569914 | TNB | DISTRIBUTION | WP PUTRAJAYA & CYBERJAYA | Existing | VPTJ/PCE/J04092 | PE 4.09 S/LIGHTING (F2) | RMU 2S + 1F | RMU 2S + 1F |  |  | PE 4.09 S/LIGHTING (F2) | COMPACT SUBS |  | 11/0.415 kV | 22/08/2003 |  | 0
430570594 | TNB | DISTRIBUTION | WP PUTRAJAYA & CYBERJAYA | Existing | VPTJ/PCE/J04091 | PE 4.09 S/LIGHTING (F1) | RMU 2S + 1F | RMU 2S + 1F |  |  | PE 4.09 S/LIGHTING (F1) | COMPACT SUBS |  | 11/0.415 kV | 22/08/2003 |  | 0
430571462 | TNB | DISTRIBUTION | WP PUTRAJAYA & CYBERJAYA | Existing | VPTJ/PCE/J03021 | PE 3.02 3G1 (F1) | CB 4S + 1 TX | CB + 1 TX |  |  | PE 3.02 3G1 (F1) | INDOOR DOUBLE CHAMBER |  | 11/0.415 kV | 2003-11-08 |  | 0
430572250 | TNB | DISTRIBUTION | WP PUTRAJAYA & CYBERJAYA | Existing | VPTJ/PCE/J03022 | PE 3.02 3G1 (F2) | CB 4S + 1 TX | CB + 1 TX |  |  | PE 3.02 3G1 (F2) | INDOOR DOUBLE CHAMBER |  | 11/0.415 kV | 2003-11-08 |  | 0
430608392 | TNB | DISTRIBUTION | WP PUTRAJAYA & CYBERJAYA | Existing | VPTJ/PCE/J03031 | SS 3.03 3G2 (F1) | CB 3S | CB |  |  | SS 3.03 3G2 (F1) | ATTACHED |  |  | 21/02/2004 |  | 0
430608752 | TNB | DISTRIBUTION | WP PUTRAJAYA & CYBERJAYA | Existing | VPTJ/PCE/J03032 | SS 3.03 3G2 (F2) | CB 3S | CB |  |  | SS 3.03 3G2 (F2) | ATTACHED |  |  | 21/02/2004 |  | 0
430609253 | TNB | DISTRIBUTION | WP PUTRAJAYA & CYBERJAYA | Existing | VPTJ/PCE/J03141 | SS 3.14 BLOK D (F1) | CB 3S | CB |  |  | SS 3.14 BLOK D (F1) | INDOOR SINGLE CHAMBER |  | 11 kV |  |  | 0
430609613 | TNB | DISTRIBUTION | WP PUTRAJAYA & CYBERJAYA | Existing | VPTJ/PCE/J03142 | SS 3.14 BLOK D (F2) | CB 3S | CB |  |  | SS 3.14 BLOK D (F2) | INDOOR SINGLE CHAMBER |  | 11 kV |  |  | 0
430610066 | TNB | DISTRIBUTION | WP PUTRAJAYA & CYBERJAYA | Existing | VPTJ/PCE/J03131 | SS 3.13 BLOK C (F1) | CB 3S | CB |  |  | SS 3.13 BLOK C (F1) | INDOOR DOUBLE CHAMBER |  | 11 kV |  |  | 0
430610426 | TNB | DISTRIBUTION | WP PUTRAJAYA & CYBERJAYA | Existing | VPTJ/PCE/J03132 | SS 3.13 BLOK C (F2) | CB 3S | CB |  |  | SS 3.13 BLOK C (F2) | INDOOR DOUBLE CHAMBER |  | 11 kV |  |  | 0
430610906 | TNB | DISTRIBUTION | WP PUTRAJAYA & CYBERJAYA | Existing | VPTJ/PCE/J03121 | SS 3.12 BLOK A&B (F1) | CB 3S | CB |  |  | SS 3.12 BLOK A&B (F1) | INDOOR SINGLE CHAMBER |  | 11 kV |  |  | 0
430641455 | TNB | DISTRIBUTION | WP PUTRAJAYA & CYBERJAYA | Existing | VCBJ/PCE/J21522 | PE 21.52 CONDO C3 F2 | RMU 2S + 1F | RMU 2S + 1F |  |  | PE 21.52 CONDO C3 F2 | INDOOR DOUBLE CHAMBER |  | 11/0.415 kV | 2004-05-10 |  | 0
430642877 | TNB | DISTRIBUTION | WP PUTRAJAYA & CYBERJAYA | Existing | VCBJ/PCE/J25051 | PE 25.05 HOSTEL BLOK 1D | RMU 2S + 2F | RMU 2S + 2F |  |  | PE 25.05 HOSTEL BLOK 1D | INDOOR SINGLE CHAMBER |  |  |  |  | 0
430643960 | TNB | DISTRIBUTION | WP PUTRAJAYA & CYBERJAYA | Existing | VCBJ/PCE/J25041 | PE 25.04 HOSTEL BLOK 1C | RMU 2S + 2F | RMU 2S + 2F |  |  | PE 25.04 HOSTEL BLOK 1C | INDOOR DOUBLE CHAMBER |  | 11/0.415 kV |  |  | 0
430645240 | TNB | DISTRIBUTION | WP PUTRAJAYA & CYBERJAYA | Existing | VCBJ/PCE/J25031 | PE 25.03 HOSTEL BLOK 1B | RMU 2S + 1F | RMU 2S + 1F |  |  | PE 25.03 HOSTEL BLOK 1B | INDOOR DOUBLE CHAMBER |  | 11/0.415 kV |  |  | 0
430648943 | TNB | DISTRIBUTION | WP PUTRAJAYA & CYBERJAYA | Existing | VPTJ/PCE/J08361 | PE 8.36 TEMP 8-4F | RMU 2S + 1F | RMU 2S + 1F |  |  | PE 8.36 TEMP 8-4F | INDOOR DOUBLE CHAMBER |  | 11/0.415 kV |  |  | 0
430649912 | TNB | DISTRIBUTION | WP PUTRAJAYA & CYBERJAYA | Existing | VPTJ/PCE/J03122 | SS 3.12 BLOK A&B (F2) | CB 3S | CB |  |  | SS 3.12 BLOK A&B (F2) | INDOOR SINGLE CHAMBER |  | 11 kV |  |  | 0
430650443 | TNB | DISTRIBUTION | WP PUTRAJAYA & CYBERJAYA | Existing | VPTJ/PCE/J04131 | SS 4.13 4G11 (F1) | CB 3S | CB |  |  | SS 4.13 4G11 (F1) | ATTACHED |  |  | 2009-11-06 |  | 0
430650803 | TNB | DISTRIBUTION | WP PUTRAJAYA & CYBERJAYA | Existing | VPTJ/PCE/J04132 | SS 4.13 4G11 (F2) | CB 3S | CB |  |  | SS 4.13 4G11 (F2) | ATTACHED |  |  | 2009-11-06 |  | 0
430651315 | TNB | DISTRIBUTION | WP PUTRAJAYA & CYBERJAYA | Existing | VPTJ/PCE/J04121 | SS 4.12 4G7 (F1) | CB 3S | CB |  |  | SS 4.12 4G7 (F1) | ATTACHED |  |  | 17/12/2008 |  | 0
430651675 | TNB | DISTRIBUTION | WP PUTRAJAYA & CYBERJAYA | Existing | VPTJ/PCE/J04122 | SS 4.12 4G7 (F2) | CB 3S | CB |  |  | SS 4.12 4G7 (F2) | ATTACHED |  |  | 17/12/2008 |  | 0
430652247 | TNB | DISTRIBUTION | WP PUTRAJAYA & CYBERJAYA | Existing | VPTJ/PCE/J05011 | SS 5.01 PUSAT CONVENTION (F1) | CB 3S | CB |  |  | SS 5.01 PUSAT CONVENTION (F1) | ATTACHED |  |  | 23/12/2002 |  | 0
430652607 | TNB | DISTRIBUTION | WP PUTRAJAYA & CYBERJAYA | Existing | VPTJ/PCE/J05012 | SS 5.01 PUSAT CONVENTION (F2) | CB 5S+1BS | SSU 11kV Single Bus (BS) |  |  | SS 5.01 PUSAT CONVENTION (F2) | ATTACHED |  |  | 23/12/2002 |  | 0
430653800 | TNB | DISTRIBUTION | WP PUTRAJAYA & CYBERJAYA | Existing | VPTJ/PCE/J20041 | PE 20.04 PADAT CHALLENGE PARK | RMU 2S + 1F | RMU 2S + 1F |  |  | PE 20.04 PADAT CHALLENGE PARK | COMPACT SUBS |  | 11/0.415 kV | 2006-12-09 |  | 0
430680196 | TNB | DISTRIBUTION | WP PUTRAJAYA & CYBERJAYA | Existing | VCBJ/PCE/J25021 | PE 25.02 HOSTEL BLOK 1A | RMU 2S + 1F | RMU 2S + 1F |  |  | PE 25.02 HOSTEL BLOK 1A | INDOOR DOUBLE CHAMBER |  |  |  |  | 0
430680806 | TNB | DISTRIBUTION | WP PUTRAJAYA & CYBERJAYA | Existing | VCBJ/PCE/J23031 | PE 23.03 MUTIARA VILLE 1 | RMU 2S + 1F | RMU 2S + 1F |  |  | PE 23.03 MUTIARA VILLE 1 | ATTACHED |  | 11/0.415 kV | 23/09/2012 |  | 0
430681444 | TNB | DISTRIBUTION | WP PUTRAJAYA & CYBERJAYA | Existing | VCBJ/PCE/J23041 | PE 23.04 MUTIARA VILLE 2 | RMU 2S + 1F | RMU 2S + 1F |  |  | PE 23.04 MUTIARA VILLE 2 | ATTACHED |  | 11/0.415 kV | 23/09/2012 |  | 0
430682356 | TNB | DISTRIBUTION | WP PUTRAJAYA & CYBERJAYA | Existing | VCBJ/PCE/J23022 | SS 23.02 STP A F2 | RMU 3S | RMU 3S |  |  | SS 23.02 STP A F2 | ATTACHED |  |  | 13/10/2006 |  | 0
430686577 | TNB | DISTRIBUTION | WP PUTRAJAYA & CYBERJAYA | Existing | VPTJ/PCE/J08321 | PE 8.32 TERES 8-4H (F1) | RMU | RMU 2S + 1F |  |  | PE 8.32 TERES 8-4H (F1) | INDOOR DOUBLE CHAMBER |  | 11/0.415 kV | 28/03/2013 |  | 0
430687168 | TNB | DISTRIBUTION | WP PUTRAJAYA & CYBERJAYA | Existing | VPTJ/PCE/J08331 | PE 8.33 8NC2 PADAT NO.1 | RMU | RMU 2S + 1F |  |  | PE 8.33 8NC2 PADAT NO.1 | COMPACT SUBS |  | 11/0.415 kV | 2014-09-03 |  | 0
430687759 | TNB | DISTRIBUTION | WP PUTRAJAYA & CYBERJAYA | Existing | VPTJ/PCE/J08341 | PE 8.34 8NC2 PADAT NO.2 | RMU | RMU 2S + 1F |  |  | PE 8.34 8NC2 PADAT NO.2 | COMPACT SUBS |  | 11/0.415 kV | 2014-09-03 |  | 0
430701847 | TNB | DISTRIBUTION | WP PUTRAJAYA & CYBERJAYA | Existing | VPTJ/PCE/J20011 | PE 20.01 DEPOH SENGGARAAN | RMU 2S + 1F | RMU 2S + 1F |  |  | PE 20.01 DEPOH SENGGARAAN | INDOOR SINGLE CHAMBER |  | 11/0.415 kV | 24/12/2003 |  | 0
430703228 | TNB | DISTRIBUTION | WP PUTRAJAYA & CYBERJAYA | Existing | VPTJ/PCE/J20051 | PE 20.05 PUSARA NEGARA F1 | RMU 2S + 1F | RMU 2S + 1F |  |  | PE 20.05 PUSARA NEGARA F1 | ATTACHED DOUBLE |  | 11/0.415 kV |  |  | 0
430703820 | TNB | DISTRIBUTION | WP PUTRAJAYA & CYBERJAYA | Existing | VPTJ/PCE/J20052 | PE 20.05 PUSARA NEGARA F2 | RMU 2S + 1F | RMU 2S + 1F |  |  | PE 20.05 PUSARA NEGARA F2 | INDOOR DOUBLE CHAMBER |  |  |  |  | 0
430704978 | TNB | DISTRIBUTION | WP PUTRAJAYA & CYBERJAYA | Existing | VPTJ/PCE/J20021 | PE 20.02 CREMATORIUM | RMU 2S + 1F | RMU 2S + 1F |  |  | PE 20.02 CREMATORIUM | INDOOR SINGLE CHAMBER |  | 11/0.415 kV | 18/09/2003 |  | 0
430709839 | TNB | DISTRIBUTION | WP PUTRAJAYA & CYBERJAYA | Existing | VCBJ/PCE/J24011 | PE 24.01 SYMPHONY HILLS 8 | RMU 2S + 2F | RMU 2S + 2F |  |  | PE 24.01 SYMPHONY HILLS 8 | COMPACT SUBS |  | 11/0.415 kV | 2013-01-08 |  | 0
430710922 | TNB | DISTRIBUTION | WP PUTRAJAYA & CYBERJAYA | Existing | VCBJ/PCE/J24121 | PE 24.12 SEJATI HOMES 2 | RMU 2S + 1F | RMU 2S + 1F |  |  | PE 24.12 SEJATI HOMES 2 | COMPACT SUBS |  | 11/0.415 kV |  |  | 0
430712210 | TNB | DISTRIBUTION | WP PUTRAJAYA & CYBERJAYA | Existing | VCBJ/PCE/J24131 | PE 24.13 SYMPHONY HILLS 2 | RMU 2S + 2F | RMU 2S + 2F |  |  | PE 24.13 SYMPHONY HILLS 2 | INDOOR SINGLE CHAMBER |  | 11/0.415 kV |  |  | 0
430713270 | TNB | DISTRIBUTION | WP PUTRAJAYA & CYBERJAYA | Existing | VCBJ/PCE/J24051 | PE 24.05 SYMPHONY HILLS 3 | RMU 2S + 2F | RMU 2S + 1F |  |  | PE 24.05 SYMPHONY HILLS 3 | COMPACT SUBS |  | 11/0.415 kV | 2013-02-08 |  | 0
430713866 | TNB | DISTRIBUTION | WP PUTRAJAYA & CYBERJAYA | Existing | VCBJ/PCE/J24161 | PE 24.16 PADAT PERUMAHAN 1 | RMU 2S + 1F | RMU 2S + 1F |  |  | PE 24.16 PADAT PERUMAHAN 1 | COMPACT SUBS |  | 11/0.415 kV |  |  | 0
430740226 | TNB | DISTRIBUTION | WP PUTRAJAYA & CYBERJAYA | Existing | VCBJ/PCE/J00340 | SS 24.32 NADAYU 99 | RMU 3S+1F | RMU 3S+1F |  |  | SS 24.32 NADAYU 99 | INDOOR SINGLE CHAMBER |  |  |  |  | 0
430740984 | TNB | DISTRIBUTION | WP PUTRAJAYA & CYBERJAYA | Existing | VCBJ/PCE/J22122 | PE 22.12 SEK MEN KEB CJ1 F2 | RMU 2S + 1F | RMU 2S + 1F |  |  | PE 22.12 SEK MEN KEB CJ1 F2 | INDOOR DOUBLE CHAMBER |  | 11/0.415 kV | 19/02/2004 |  | 0
430742282 | TNB | DISTRIBUTION | WP PUTRAJAYA & CYBERJAYA | Existing | VCBJ/PCE/J24061 | PE 24.06 SYMPHONY HILLS 1 | RMU | RMU 2S + 2F |  |  | PE 24.06 SYMPHONY HILLS 1 | COMPACT SUBS |  | 11/0.415 kV | 2013-01-08 |  | 0
430743797 | TNB | DISTRIBUTION | WP PUTRAJAYA & CYBERJAYA | Existing | VCBJ/PCE/J24211 | PE 24.21 SITE OFFICE SYMPHONY HILLS | RMU 2S + 1F | RMU 2S + 1F |  |  | PE 24.21 SITE OFFICE SYMPHONY HILLS | COMPACT SUBS |  | 11/0.415 kV |  |  | 0
430744420 | TNB | DISTRIBUTION | WP PUTRAJAYA & CYBERJAYA | Existing | VPTJ/PCE/J08322 | PE 8.32 TERES 8-4H (F2) | RMU | RMU 2S + 1F |  |  | PE 8.32 TERES 8-4H (F2) | INDOOR DOUBLE CHAMBER |  | 11/0.415 kV | 28/03/2013 |  | 0
430748694 | TNB | DISTRIBUTION | WP PUTRAJAYA & CYBERJAYA | Existing | VPTJ/PCE/J20031 | PE 20.03 PUMP HSE | RMU 2S + 1F | RMU 2S + 1F |  |  | PE 20.03 PUMP HSE | COMPACT SUBS |  | 11/0.415 kV | 18/08/2004 |  | 0
430749392 | TNB | DISTRIBUTION | WP PUTRAJAYA & CYBERJAYA | Existing | VPTJ/PCE/J05021 | SS 5.02 STP2 (F1) | CB 3S | CB |  |  | SS 5.02 STP2 (F1) | ATTACHED |  |  | 2003-06-08 |  | 0
430749752 | TNB | DISTRIBUTION | WP PUTRAJAYA & CYBERJAYA | Existing | VPTJ/PCE/J05022 | SS 5.02 STP2 (F2) | CB 4S | CB |  |  | SS 5.02 STP2 (F2) | ATTACHED |  |  | 2003-06-08 |  | 0
430750332 | TNB | DISTRIBUTION | WP PUTRAJAYA & CYBERJAYA | Existing | VPTJ/PCE/J05071 | PE 5.07 JLB1 | RMU 2S + 1F | RMU 2S + 1F |  |  | PE 5.07 JLB1 | COMPACT SUBS |  | 11/0.415 kV | 2003-07-10 |  | 0
430751154 | TNB | DISTRIBUTION | WP PUTRAJAYA & CYBERJAYA | Existing | VPTJ/PCE/J05081 | PE 5.08 JLB2 | RMU 2S + 1F | RMU 2S + 1F |  |  | PE 5.08 JLB2 | COMPACT SUBS |  | 11/0.415 kV | 2003-07-10 |  | 0
430751908 | TNB | DISTRIBUTION | WP PUTRAJAYA & CYBERJAYA | Existing | VPTJ/PCE/J05051 | PE 5.05 C/S S/L | RMU 2S + 1F | RMU 2S + 1F |  |  | PE 5.05 C/S S/L | COMPACT SUBS |  | 11/0.415 kV | 23/04/2005 |  | 0
430761617 | TNB | DISTRIBUTION | WP PUTRAJAYA & CYBERJAYA | Existing | VPTJ/PCE/J00340 | PE 15.55 DWIPUTRA NO 2 (F1) | RMU | RMU 2S + 1F |  |  | PE 15.55 DWIPUTRA NO 2 (F1) | INDOOR DOUBLE CHAMBER |  |  |  |  | 0
430762208 | TNB | DISTRIBUTION | WP PUTRAJAYA & CYBERJAYA | Existing | VPTJ/PCE/J15552 | PE 15.55 DWIPUTRA NO 2 (F2) | RMU | RMU 2S + 1F |  |  | PE 15.55 DWIPUTRA NO 2 (F2) | INDOOR DOUBLE CHAMBER |  |  |  |  | 0
430762799 | TNB | DISTRIBUTION | WP PUTRAJAYA & CYBERJAYA | Existing | VPTJ/PCE/J00339 | PE 15.54 DWIPUTRA NO 1 (F1) | RMU | RMU 2S + 1F |  |  | PE 15.54 DWIPUTRA NO 1 (F1) | INDOOR DOUBLE CHAMBER |  |  |  |  | 0
430763390 | TNB | DISTRIBUTION | WP PUTRAJAYA & CYBERJAYA | Existing | VPTJ/PCE/J15542 | PE 15.54 DWIPUTRA NO 1 (F2) | RMU | RMU 2S + 1F |  |  | PE 15.54 DWIPUTRA NO 1 (F2) | INDOOR DOUBLE CHAMBER |  |  |  |  | 0
430782907 | TNB | DISTRIBUTION | WP PUTRAJAYA & CYBERJAYA | Existing | VCBJ/PCE/J22441 | PE 22.44 PANGSAPURI PT 12067 F1 | RMU 2S + 1F | RMU 2S + 1F |  |  | PE 22.44 PANGSAPURI PT 12067 F1 | INDOOR DOUBLE CHAMBER |  | 11/0.415 kV | 28/11/2006 |  | 0
430783400 | TNB | DISTRIBUTION | WP PUTRAJAYA & CYBERJAYA | Existing | VCBJ/PCE/J21022 | PE 21.02 INCUBATOR F2 | RMU 2S + 1F | RMU 2S + 1F |  |  | PE 21.02 INCUBATOR F2 | INDOOR DOUBLE CHAMBER |  | 11/0.415 kV | 15/07/1999 |  | 0
430784571 | TNB | DISTRIBUTION | WP PUTRAJAYA & CYBERJAYA | Existing | VCBJ/PCE/J22442 | PE 22.44 PANGSAPURI PT 12057 F2 | RMU 2S + 1F | RMU 2S + 1F |  |  | PE 22.44 PANGSAPURI PT 12057 F2 | INDOOR DOUBLE CHAMBER |  | 11/0.415 kV | 28/11/2006 |  | 0
430785240 | TNB | DISTRIBUTION | WP PUTRAJAYA & CYBERJAYA | Existing | VCBJ/PCE/J24141 | SS 24.14 SHAFTBURY BLOK D F1 | CB 3S | CB + 1 TX |  |  | SS 24.14 SHAFTBURY BLOK D F1 | ATTACHED |  |  | 29/03/2014 |  | 0
430786016 | TNB | DISTRIBUTION | WP PUTRAJAYA & CYBERJAYA | Existing | VCBJ/PCE/J24142 | SS 24.14 SHAFBURY BLOK D F2 | CB 3S | CB |  |  | SS 24.14 SHAFBURY BLOK D F2 | ATTACHED |  |  |  |  | 0
430786653 | TNB | DISTRIBUTION | WP PUTRAJAYA & CYBERJAYA | Existing | VCBJ/PCE/J21821 | SS 21.82 SHAFBURY BLOK C F1 | RMU 2S + 1F | RMU 2S + 1F |  |  | SS 21.82 SHAFBURY BLOK C F1 | INDOOR DOUBLE CHAMBER |  | 11/0.415 kV | 22/04/2013 |  | 0
430787244 | TNB | DISTRIBUTION | WP PUTRAJAYA & CYBERJAYA | Existing | VCBJ/PCE/J21822 | SS 21.82 SHAFBURY BLOK C F2 | RMU 2S + 1F | RMU 2S + 1F |  |  | SS 21.82 SHAFBURY BLOK C F2 | INDOOR DOUBLE CHAMBER |  | 11/0.415 kV | 22/04/2013 |  | 0
430789631 | TNB | DISTRIBUTION | WP PUTRAJAYA & CYBERJAYA | Existing | VCBJ/PCE/J22032 | PE 22.03 CYBERVIEW GARDENS F2 | RMU 3S+1F | RMU 3S+1F |  |  | PE 22.03 CYBERVIEW GARDENS F2 | INDOOR DOUBLE CHAMBER |  | 11/0.415 kV | 1998-06-11 |  | 0
430817061 | TNB | DISTRIBUTION | WP PUTRAJAYA & CYBERJAYA | Existing | VCBJ/PCE/J21431 | PE 21.43 CYBERVILLAGE SERENITY 3 F1 | RMU 2S + 1F | RMU 2S + 1F |  |  | PE 21.43 CYBERVILLAGE SERENITY 3 F1 | INDOOR DOUBLE CHAMBER |  | 11/0.415 kV | 30/03/2004 |  | 0
430817655 | TNB | DISTRIBUTION | WP PUTRAJAYA & CYBERJAYA | Existing | VCBJ/PCE/J21432 | PE 21.43 CYBERVILLAGE SERENITY 3 F2 | RMU 2S + 1F | RMU 2S + 1F |  |  | PE 21.43 CYBERVILLAGE SERENITY 3 F2 | INDOOR DOUBLE CHAMBER |  | 11/0.415 kV | 30/03/2004 |  | 0
430818989 | TNB | DISTRIBUTION | WP PUTRAJAYA & CYBERJAYA | Existing | VCBJ/PCE/J21422 | PE 21.42 CYBERVILLAGE SERENITY 4 F2 | RMU 2S + 1F | RMU 2S + 1F |  |  | PE 21.42 CYBERVILLAGE SERENITY 4 F2 | INDOOR DOUBLE CHAMBER |  | 11/0.415 kV | 30/03/2004 |  | 0
430820734 | TNB | DISTRIBUTION | WP PUTRAJAYA & CYBERJAYA | Existing | VCBJ/PCE/J24031 | PE 24.03 JELANG VISTA 2 | RMU 2S + 2F | RMU 2S + 1F |  |  | PE 24.03 JELANG VISTA 2 | ATTACHED DOUBLE |  | 11/0.415 kV |  |  | 0
430829915 | TNB | DISTRIBUTION | WP PUTRAJAYA & CYBERJAYA | Existing | VCBJ/PCE/J24021 | PE 24.02 JELANG VISTA 1 | RMU 2S + 1F | RMU 2S + 1F |  |  | PE 24.02 JELANG VISTA 1 | INDOOR DOUBLE CHAMBER |  |  |  |  | 0
430830705 | TNB | DISTRIBUTION | WP PUTRAJAYA & CYBERJAYA | Existing | VCBJ/PCE/J21751 | PE 21.75 LAKEVIEW WEST 1 | RMU 2S + 1F | RMU 2S + 1F |  |  | PE 21.75 LAKEVIEW WEST 1 | ATTACHED |  | 11/0.415 kV | 18/04/2012 |  | 0
430831296 | TNB | DISTRIBUTION | WP PUTRAJAYA & CYBERJAYA | Existing | VCBJ/PCE/J21741 | PE 21.74 LAKE VIEW WEST 2 | RMU 2S + 1F | RMU 2S + 1F |  |  | PE 21.74 LAKE VIEW WEST 2 | COMPACT SUBS |  |  | 17/04/2012 |  | 0
430848477 | TNB | DISTRIBUTION | WP PUTRAJAYA & CYBERJAYA | Existing | VCBJ/PCE/J22141 | PE 22.14 CYBER HEIGHT VILLA F1 | CB 3S | CB + 1 TX |  |  | PE 22.14 CYBER HEIGHT VILLA F1 | INDOOR DOUBLE CHAMBER |  | 11/0.415 kV | 2002-04-04 |  | 0
430861818 | TNB | DISTRIBUTION | WP PUTRAJAYA & CYBERJAYA | Existing | VCBJ/PCE/J24151 | PE 24.15 APARTMENT TINDAK MURNI | RMU 2S + 2F | RMU 2S + 2F |  |  | PE 24.15 APARTMENT TINDAK MURNI | INDOOR SINGLE CHAMBER |  | 11/0.415 kV |  |  | 0
430881369 | TNB | DISTRIBUTION | WP PUTRAJAYA & CYBERJAYA | Existing | VCBJ/PCE/J21681 | PE 21.68 Padat Elite 4 | RMU 2S + 1F | RMU 2S + 1F |  |  | PE 21.68 Padat Elite 4 | COMPACT SUBS |  |  |  |  | 0
430888911 | TNB | DISTRIBUTION | WP PUTRAJAYA & CYBERJAYA | Existing | VCBJ/PCE/J21811 | SS 21.81 SHAFBURY-MLCP CAR PARK F1 | RMU 2S + 1F | RMU 2S + 1F |  |  | SS 21.81 SHAFBURY-MLCP CAR PARK F1 | INDOOR DOUBLE CHAMBER |  | 11/0.415 kV | 22/04/2013 |  | 0
430889502 | TNB | DISTRIBUTION | WP PUTRAJAYA & CYBERJAYA | Existing | VCBJ/PCE/J21812 | SS 21.81 SHAFBURY-MLCP CAR PARK F2 | RMU 2S + 1F | RMU 2S + 1F |  |  | SS 21.81 SHAFBURY-MLCP CAR PARK F2 | INDOOR DOUBLE CHAMBER |  | 11/0.415 kV | 22/04/2013 |  | 0
430890724 | TNB | DISTRIBUTION | WP PUTRAJAYA & CYBERJAYA | Existing | VCBJ/PCE/J21201 | PE 21.20 ELITE HIGHWAY NO. 2 | RMU 2S + 1F | RMU 2S + 1F |  |  | PE 21.20 ELITE HIGHWAY NO. 2 | INDOOR SINGLE CHAMBER |  | 11/0.415 kV | 28/02/2000 |  | 0
430892119 | TNB | DISTRIBUTION | WP PUTRAJAYA & CYBERJAYA | Existing | VCBJ/PCE/J21191 | PE 21.19 ELITE HIGHWAY NO. 1 | RMU 2S + 1F | RMU 2S + 1F |  |  | PE 21.19 ELITE HIGHWAY NO. 1 | INDOOR SINGLE CHAMBER |  | 11/0.415 kV | 31/12/1999 |  | 0
430931594 | TNB | DISTRIBUTION | WP PUTRAJAYA & CYBERJAYA | Existing | VPTJ/PCE/J11411 | PE 11.41 BLOK F | RMU | RMU 2S + 1F |  |  | PE 11.41 BLOK F | INDOOR SINGLE CHAMBER |  | 11/0.415 kV | 17/08/2004 |  | 0
434333807 | TNB | DISTRIBUTION | WP PUTRAJAYA & CYBERJAYA | Existing | VPTJ/PCE/J00355 | PE 15.57 DWIPUTRA NO 4 (F2) | RMU | RMU 2S + 1F |  |  | PE 15.57 DWIPUTRA NO 4 (F2) | INDOOR SINGLE CHAMBER |  |  |  |  | 0
434334417 | TNB | DISTRIBUTION | WP PUTRAJAYA & CYBERJAYA | Existing | VPTJ/PCE/J00350 | PE 15.57 DWIPUTRA NO 4 (F1) | RMU | RMU 2S + 1F |  |  | PE 15.57 DWIPUTRA NO 4 (F1) | INDOOR DOUBLE CHAMBER |  |  |  |  | 0
434335048 | TNB | DISTRIBUTION | WP PUTRAJAYA & CYBERJAYA | Existing | VPTJ/PCE/J00354 | PE 15.59 DWIPUTRA NO 6 (F2) | RMU | RMU 2S + 1F |  |  | PE 15.59 DWIPUTRA NO 6 (F2) | INDOOR DOUBLE CHAMBER |  |  |  |  | 0
434335639 | TNB | DISTRIBUTION | WP PUTRAJAYA & CYBERJAYA | Existing | VPTJ/PCE/J00352 | PE 15.59 DWIPUTRA NO 6 (F1) | RMU | RMU 2S + 1F |  |  | PE 15.59 DWIPUTRA NO 6 (F1) | INDOOR DOUBLE CHAMBER |  |  |  |  | 0
434336351 | TNB | DISTRIBUTION | WP PUTRAJAYA & CYBERJAYA | Existing | VPTJ/PCE/J00353 | PE 15.58 DWIPUTRA NO 5 (F2) | RMU 2S + 1F | RMU 2S + 1F |  |  | PE 15.58 DWIPUTRA NO 5 (F2) | INDOOR DOUBLE CHAMBER |  |  |  |  | 0
434336942 | TNB | DISTRIBUTION | WP PUTRAJAYA & CYBERJAYA | Existing | VPTJ/PCE/J00351 | PE 15.58 DWIPUTRA NO 5 (F1) | RMU 2S + 1F | RMU 2S + 1F |  |  | PE 15.58 DWIPUTRA NO 5 (F1) | INDOOR DOUBLE CHAMBER |  |  |  |  | 0
434337759 | TNB | DISTRIBUTION | WP PUTRAJAYA & CYBERJAYA | Existing | VPTJ/PCE/J08402 | PE 8.40 8R4 BLOK C F2 | RMU 2S + 1F | RMU 2S + 1F |  |  | PE 8.40 8R4 BLOK C F2 | ATTACHED DOUBLE |  | 11/0.415 kV |  |  | 0
434359571 | TNB | DISTRIBUTION | WP PUTRAJAYA & CYBERJAYA | Existing | VPTJ/PCE/J00349 | PE 12.04 SPINE ROAD NO 2 (F2) | RMU | RMU 2S + 1F |  |  | PE 12.04 SPINE ROAD NO 2 (F2) | COMPACT SUBS |  |  |  |  | 0
434360171 | TNB | DISTRIBUTION | WP PUTRAJAYA & CYBERJAYA | Existing | VPTJ/PCE/J00347 | PE 12.04 SPINE ROAD NO 2 (F1) | RMU | RMU 2S + 1F |  |  | PE 12.04 SPINE ROAD NO 2 (F1) | COMPACT SUBS |  |  |  |  | 0
434360789 | TNB | DISTRIBUTION | WP PUTRAJAYA & CYBERJAYA | Existing | VPTJ/PCE/J00348 | PE 12.05 PS 19 (F2) | RMU 2S + 1F | RMU 2S + 1F |  |  | PE 12.05 PS 19 (F2) | COMPACT SUBS |  |  |  |  | 0
434361380 | TNB | DISTRIBUTION | WP PUTRAJAYA & CYBERJAYA | Existing | VPTJ/PCE/J00346 | PE 12.05 PS 19 (F1) | RMU 2S + 1F | RMU 2S + 1F |  |  | PE 12.05 PS 19 (F1) | COMPACT SUBS |  |  |  |  | 0
434362362 | TNB | DISTRIBUTION | WP PUTRAJAYA & CYBERJAYA | Existing | VPTJ/PCE/J00335 | PE 15.49 NADI 15 (1) (F1) | RMU 2S + 1F | RMU 2S + 1F |  |  | PE 15.49 NADI 15 (1) (F1) | COMPACT SUBS |  |  |  |  | 0
434362953 | TNB | DISTRIBUTION | WP PUTRAJAYA & CYBERJAYA | Existing | VPTJ/PCE/J15492 | PE 15.49 NADI 15 (1) (F2) | RMU 2S + 1F | RMU 2S + 1F |  |  | PE 15.49 NADI 15 (1) (F2) | COMPACT SUBS |  |  |  |  | 0
434363552 | TNB | DISTRIBUTION | WP PUTRAJAYA & CYBERJAYA | Existing | VPTJ/PCE/J00336 | PE 15.50 NADI 15 (2) (F1) | RMU 2S + 1F | RMU 2S + 1F |  |  | PE 15.50 NADI 15 (2) (F1) | COMPACT SUBS |  |  |  |  | 0
434407083 | TNB | DISTRIBUTION | WP PUTRAJAYA & CYBERJAYA | Existing | VPTJ/PCE/J15502 | PE 15.50 NADI 15 (2) (F2) | RMU 2S + 1F | RMU 2S + 1F |  |  | PE 15.50 NADI 15 (2) (F2) | COMPACT SUBS |  |  |  |  | 0
434407682 | TNB | DISTRIBUTION | WP PUTRAJAYA & CYBERJAYA | Existing | VPTJ/PCE/J00334 | PE 15.51 NADI 15 (3) (F1) | RMU 2S + 1F | RMU 2S + 1F |  |  | PE 15.51 NADI 15 (3) (F1) | COMPACT SUBS |  |  |  |  | 0
434408273 | TNB | DISTRIBUTION | WP PUTRAJAYA & CYBERJAYA | Existing | VPTJ/PCE/J15512 | PE 15.51 NADI 15 (3) (F2) | RMU 2S + 1F | RMU 2S + 1F |  |  | PE 15.51 NADI 15 (3) (F2) | COMPACT SUBS |  |  |  |  | 0
434410621 | TNB | DISTRIBUTION | WP PUTRAJAYA & CYBERJAYA | Existing | VPTJ/PCE/J00372 | PE 14.34 DUTA VILLA (EFI) (F1) | RMU 2S + 1F | RMU 2S + 1F |  |  | PE 14.34 DUTA VILLA (EFI) (F1) | COMPACT SUBS |  |  |  |  | 0
434411562 | TNB | DISTRIBUTION | WP PUTRAJAYA & CYBERJAYA | Existing | VPTJ/PCE/J08401 | PE 8.40 8R4 BLOK C F1 | RMU 2S + 1F | RMU 2S + 1F |  |  | PE 8.40 8R4 BLOK C F1 | ATTACHED DOUBLE |  | 11/0.415 kV |  |  | 0
434412159 | TNB | DISTRIBUTION | WP PUTRAJAYA & CYBERJAYA | Existing | VPTJ/PCE/J08411 | PE 8.41 8R4 BLOK D F1 | RMU 2S + 1F | RMU 2S + 1F |  |  | PE 8.41 8R4 BLOK D F1 | ATTACHED DOUBLE |  | 11/0.415 kV |  |  | 0
434412750 | TNB | DISTRIBUTION | WP PUTRAJAYA & CYBERJAYA | Existing | VPTJ/PCE/J08412 | PE 8.41 BLOK D 8R4 F2 | RMU 2S + 1F | RMU 2S + 1F |  |  | PE 8.41 BLOK D 8R4 F2 | ATTACHED DOUBLE |  | 11/0.415 kV |  |  | 0
434413525 | TNB | DISTRIBUTION | WP PUTRAJAYA & CYBERJAYA | Existing | VPTJ/PCE/J08382 | PE 8.38 8R4 BLOK A F2 | RMU 2S + 1F | RMU 2S + 1F |  |  | PE 8.38 8R4 BLOK A F2 | ATTACHED DOUBLE |  | 11/0.415 kV |  |  | 0
434414116 | TNB | DISTRIBUTION | WP PUTRAJAYA & CYBERJAYA | Existing | VPTJ/PCE/J08381 | PE 8.38 8R4 BLOK A F1 | RMU 2S + 1F | RMU 2S + 1F |  |  | PE 8.38 8R4 BLOK A F1 | ATTACHED DOUBLE |  | 11/0.415 kV |  |  | 0
434414715 | TNB | DISTRIBUTION | WP PUTRAJAYA & CYBERJAYA | Existing | VPTJ/PCE/J08391 | PE 8.39 8R4 BLOK B F1 | RMU 2S + 1F | RMU 2S + 1F |  |  | PE 8.39 8R4 BLOK B F1 | ATTACHED DOUBLE |  | 11/0.415 kV |  |  | 0
434415306 | TNB | DISTRIBUTION | WP PUTRAJAYA & CYBERJAYA | Existing | VPTJ/PCE/J08392 | PE 8.39 BLOK B 8R4 F2 | RMU 2S + 1F | RMU 2S + 1F |  |  | PE 8.39 BLOK B 8R4 F2 | ATTACHED DOUBLE |  | 11/0.415 kV |  |  | 0
434420467 | TNB | DISTRIBUTION | WP PUTRAJAYA & CYBERJAYA | Existing | VPTJ/PCE/J00356 | PE 11.76 TERES ZON 9D (1) (F1) | RMU 2S + 1F | RMU 2S + 1F |  |  | PE 11.76 TERES ZON 9D (1) (F1) | COMPACT SUBS |  |  |  |  | 0
434421147 | TNB | DISTRIBUTION | WP PUTRAJAYA & CYBERJAYA | Existing | VPTJ/PCE/J00359 | PE 11.76 TERES ZON 9D (1) (F2) | RMU 2S + 1F | RMU 2S + 1F |  |  | PE 11.76 TERES ZON 9D (1) (F2) | COMPACT SUBS |  |  |  |  | 0
434421833 | TNB | DISTRIBUTION | WP PUTRAJAYA & CYBERJAYA | Existing | VPTJ/PCE/J00357 | PE 11.77 TERES ZON 9D (2) (F1) | RMU 2S + 1F | RMU 2S + 1F |  |  | PE 11.77 TERES ZON 9D (2) (F1) | COMPACT SUBS |  |  |  |  | 0
434422518 | TNB | DISTRIBUTION | WP PUTRAJAYA & CYBERJAYA | Existing | VPTJ/PCE/J00358 | PE 11.77 TERES ZON 9D (2) (F2) | RMU 2S + 1F | RMU 2S + 1F |  |  | PE 11.77 TERES ZON 9D (2) (F2) | COMPACT SUBS |  |  |  |  | 0
434423342 | TNB | DISTRIBUTION | WP PUTRAJAYA & CYBERJAYA | Existing | VPTJ/PCE/J00398 | Grp: Substation Comp. 1 PE11.78 F1 | RMU | RMU 2S + 1F |  |  | Grp: Substation Comp. 1 PE11.78 F1 | INDOOR DOUBLE CHAMBER |  |  | 26/11/2016 |  | 0
434423933 | TNB | DISTRIBUTION | WP PUTRAJAYA & CYBERJAYA | Existing | VPTJ/PCE/J00399 | E 11.78 PPA1M PALMA (F2) | RMU 2S + 1F | RMU 2S + 1F |  |  | E 11.78 PPA1M PALMA (F2) | INDOOR DOUBLE CHAMBER |  |  |  |  | 0
434428476 | TNB | DISTRIBUTION | WP PUTRAJAYA & CYBERJAYA | Existing | VPTJ/PCE/J00374 | PE 14.34 DUTA VILLA (EFI) (F2) | RMU 2S + 1F | RMU 2S + 1F |  |  | PE 14.34 DUTA VILLA (EFI) (F2) | COMPACT SUBS |  |  |  |  | 0
434429426 | TNB | DISTRIBUTION | WP PUTRAJAYA & CYBERJAYA | Existing | VCBJ/PCE/J25071 | SS 25.07 STESEN SATELIT BUMI F1 | CB 3S | CB |  |  | SS 25.07 STESEN SATELIT BUMI F1 | ATTACHED |  | 11 kV | 22/03/2014 |  | 0
434429786 | TNB | DISTRIBUTION | WP PUTRAJAYA & CYBERJAYA | Existing | VCBJ/PCE/J25072 | SS 25.07 STESEN SATELIT BUMI F2 | CB 3S | CB |  |  | SS 25.07 STESEN SATELIT BUMI F2 | ATTACHED |  | 11 kV |  |  | 0
434430274 | TNB | DISTRIBUTION | WP PUTRAJAYA & CYBERJAYA | Existing | VCBJ/PCE/J23071 | SS 23.07 MEASAT F1 | CB 3S | CB |  |  | SS 23.07 MEASAT F1 | INDOOR DOUBLE CHAMBER |  | 11 kV |  |  | 0
434430634 | TNB | DISTRIBUTION | WP PUTRAJAYA & CYBERJAYA | Existing | VCBJ/PCE/J23072 | SS 23.07 MEASAT F2 | CB 3S | CB |  |  | SS 23.07 MEASAT F2 | INDOOR DOUBLE CHAMBER |  | 11 kV |  |  | 0
434431251 | TNB | DISTRIBUTION | WP PUTRAJAYA & CYBERJAYA | Existing | VCBJ/PCE/J00130 | PE 25.30 GLADE 3-3 | RMU 2S + 1F | RMU 2S + 1F |  |  | PE 25.30 GLADE 3-3 | COMPACT SUBS |  |  |  |  | 0
434431855 | TNB | DISTRIBUTION | WP PUTRAJAYA & CYBERJAYA | Existing | VCBJ/PCE/J00129 | PE 25.29 GLADE 3-2 | RMU 2S + 1F | RMU 2S + 1F |  |  | PE 25.29 GLADE 3-2 | COMPACT SUBS |  |  |  |  | 0
434432459 | TNB | DISTRIBUTION | WP PUTRAJAYA & CYBERJAYA | Existing | VCBJ/PCE/J00124 | PE 25.28 GLADE 3-1 | RMU 2S + 1F | RMU 2S + 1F |  |  | PE 25.28 GLADE 3-1 | COMPACT SUBS |  |  |  |  | 0
434458964 | TNB | DISTRIBUTION | WP PUTRAJAYA & CYBERJAYA | Existing | VPTJ/PCE/J05351 | PE 5.35 TEMP 5R5 | RMU 2S + 1F | RMU 2S + 1F |  |  | PE 5.35 TEMP 5R5 | COMPACT SUBS |  | 11/0.415 kV |  |  | 0
434460611 | TNB | DISTRIBUTION | WP PUTRAJAYA & CYBERJAYA | Existing | VCBJ/PCE/J24361 | PE 24.36 VERDI CONDO BLOK 2 | RMU 2S + 2F | RMU 2S + 2F |  |  | PE 24.36 VERDI CONDO BLOK 2 | INDOOR SINGLE CHAMBER |  | 33/11 kV |  |  | 0
434461796 | TNB | DISTRIBUTION | WP PUTRAJAYA & CYBERJAYA | Existing | VCBJ/PCE/J24351 | PE 24.35 VERDI CONDO BLOK 1 | RMU 2S + 2F | RMU 2S + 2F |  |  | PE 24.35 VERDI CONDO BLOK 1 | INDOOR SINGLE CHAMBER |  | 33/11 kV |  |  | 0
434472543 | TNB | DISTRIBUTION | WP PUTRAJAYA & CYBERJAYA | Existing | VCBJ/PCE/J00120 | SS 24.34 TAMARIND SQUARE F1 | CB 4S | CB |  |  | SS 24.34 TAMARIND SQUARE F1 | INDOOR DOUBLE CHAMBER |  |  |  |  | 0
434473461 | TNB | DISTRIBUTION | WP PUTRAJAYA & CYBERJAYA | Existing | VCBJ/PCE/J23211 | PE 23.21 EASTERN CORIDOR | RMU | RMU 2S + 1F |  |  | PE 23.21 EASTERN CORIDOR | COMPACT SUBS |  | 11/0.415 kV |  |  | 0
434474184 | TNB | DISTRIBUTION | WP PUTRAJAYA & CYBERJAYA | Existing | VCBJ/PCE/J00132 | PE 23.31 TEMP AXVENTURE | RMU 2S + 1F | RMU 2S + 1F |  |  | PE 23.31 TEMP AXVENTURE | COMPACT SUBS |  |  |  |  | 0
434977904 | TNB | DISTRIBUTION | WP PUTRAJAYA & CYBERJAYA | Existing | VCBJ/PCE/J00143 | D-CBJ-C14-0473 | RMU 2S + 1F | RMU 2S + 1F |  |  | D-CBJ-C14-0473 | ATTACHED |  |  |  | PE 23.37 RADIUS 1 F1 | 0
434990512 | TNB | DISTRIBUTION | WP PUTRAJAYA & CYBERJAYA | Existing | VCBJ/PCE/J00144 | D-CBJ-C14-0473 | RMU 2S + 1F | RMU 2S + 1F |  |  | D-CBJ-C14-0473 | ATTACHED |  |  |  | PE 23.37 RADIUS 1 F2 | 0
435028159 | TNB | DISTRIBUTION | WP PUTRAJAYA & CYBERJAYA | Existing | VCBJ/PCE/J00141 | D-CBJ-C17-0588 | RMU 2S + 1F | RMU 2S + 1F |  |  | D-CBJ-C17-0588 | ATTACHED |  |  |  | PE 23.39 RADIUS 3 F1 | 0
435028751 | TNB | DISTRIBUTION | WP PUTRAJAYA & CYBERJAYA | Existing | VCBJ/PCE/J00142 | D-CBJ-C17-0588 | RMU 2S + 1F | RMU 2S + 1F |  |  | D-CBJ-C17-0588 | ATTACHED |  |  |  | PE 23.39 RADIUS 3 F2 | 0
435029353 | TNB | DISTRIBUTION | WP PUTRAJAYA & CYBERJAYA | Existing | VCBJ/PCE/J00145 | D-CBJ-C14-0473 | RMU 2S + 1F | RMU 2S + 1F |  |  | D-CBJ-C14-0473 | ATTACHED |  |  |  | PE 23.38 RADIUS 2 F1 | 0
435039512 | TNB | DISTRIBUTION | WP PUTRAJAYA & CYBERJAYA | Existing | VCBJ/PCE/J00146 | D-CBJ-C14-0473 | RMU 2S + 1F | RMU 2S + 1F |  |  | D-CBJ-C14-0473 | ATTACHED |  |  |  | PE 23.38 RADIUS 2 F2 | 0
435040512 | TNB | DISTRIBUTION | WP PUTRAJAYA & CYBERJAYA | Existing | VCBJ/PCE/J00151 | D-CBJ-C15-0540 | RMU 2S + 2F | RMU 2S + 2F |  |  | D-CBJ-C15-0540 | ATTACHED |  |  |  | PE 23.43 OPUS | 0
436197555 | TNB | DISTRIBUTION | WP PUTRAJAYA & CYBERJAYA | Existing | VPTJ/PCE/J00442 | D-PTJ-C15-0989 | RMU | RMU 2S + 1F |  |  | D-PTJ-C15-0989 | ATTACHED |  |  |  | PE 17.15 PUDINA BLOK A F1 | 0
436198150 | TNB | DISTRIBUTION | WP PUTRAJAYA & CYBERJAYA | Existing | VPTJ/PCE/J00443 | D-PTJ-C15-0989 | RMU | RMU 2S + 1F |  |  | D-PTJ-C15-0989 | ATTACHED |  |  |  | PE 17.15 PUDINA BLOK A F2 | 0
436198751 | TNB | DISTRIBUTION | WP PUTRAJAYA & CYBERJAYA | Existing | VPTJ/PCE/J00444 | D-PTJ-C15-0989 | RMU | RMU 2S + 1F |  |  | D-PTJ-C15-0989 | ATTACHED |  |  |  | PE 17.16 PUDINA BLOK B F1 | 0
436199346 | TNB | DISTRIBUTION | WP PUTRAJAYA & CYBERJAYA | Existing | VPTJ/PCE/J00445 | D-PTJ-C15-0989 | RMU | RMU 2S + 1F |  |  | D-PTJ-C15-0989 | ATTACHED |  |  |  | PE 17.16 PUDINA BLOK B F2 | 0
437202307 | TNB | DISTRIBUTION | WP PUTRAJAYA & CYBERJAYA | Existing | VCBJ/PCE/J25111 | SS 25.11 D'PULZE F1 | CB 3S | CB + 1 TX |  |  | SS 25.11 D'PULZE F1 | INDOOR DOUBLE CHAMBER |  | 11 kV |  |  | 0
437203206 | TNB | DISTRIBUTION | WP PUTRAJAYA & CYBERJAYA | Existing | VCBJ/PCE/J25112 | SS 25.11 D'PULZE F2 | CB 3S | CB + 1 TX |  |  | SS 25.11 D'PULZE F2 | INDOOR DOUBLE CHAMBER |  | 11 kV |  |  | 0
438498987 | TNB | DISTRIBUTION | WP PUTRAJAYA & CYBERJAYA | Existing | VPTJ/PCE/J00409 | D-PTJ-C16-0948 | RMU 2S + 1F | RMU 2S + 1F |  |  | D-PTJ-C16-0948 | ATTACHED |  | 11/0.415 kV |  | PE 12.09 F2 | 0
438499578 | TNB | DISTRIBUTION | WP PUTRAJAYA & CYBERJAYA | Existing | VPTJ/PCE/J00408 | D-PTJ-C16-0948 | RMU 2S + 1F | RMU 2S + 1F |  |  | D-PTJ-C16-0948 | ATTACHED |  | 11/0.415 kV |  | PE 12.09 F1 | 0
438500181 | TNB | DISTRIBUTION | WP PUTRAJAYA & CYBERJAYA | Existing | VPTJ/PCE/J00411 | D-PTJ-C16-0948 | RMU 2S + 1F | RMU 2S + 1F |  |  | D-PTJ-C16-0948 | ATTACHED |  | 11/0.415 kV |  | PE 12.10 F2 | 0
438500772 | TNB | DISTRIBUTION | WP PUTRAJAYA & CYBERJAYA | Existing | VPTJ/PCE/J00410 | D-PTJ-C16-0948 | RMU 2S + 1F | RMU 2S + 1F |  |  | D-PTJ-C16-0948 | ATTACHED |  | 11/0.415 kV |  | PE 12.10 F1 | 0
438501530 | TNB | DISTRIBUTION | WP PUTRAJAYA & CYBERJAYA | Existing | VPTJ/PCE/J00400 | D-PTJ-C15-0944 | RMU 2S + 1F | RMU 2S + 1F |  |  | D-PTJ-C15-0944 | ATTACHED |  | 11/0.415 kV |  |  | 0
438502121 | TNB | DISTRIBUTION | WP PUTRAJAYA & CYBERJAYA | Existing | VPTJ/PCE/J00401 | D-PTJ-C15-0944 | RMU 2S + 1F | RMU 2S + 1F |  |  | D-PTJ-C15-0944 | ATTACHED |  | 11/0.415 kV |  |  | 0
438502718 | TNB | DISTRIBUTION | WP PUTRAJAYA & CYBERJAYA | Existing | VPTJ/PCE/J00406 | D-PTJ-C16-1074 | RMU 2S + 1F | RMU 2S + 1F |  |  | D-PTJ-C16-1074 | ATTACHED |  | 11/0.415 kV |  | SS 17.14 SELASIH BLOK G F1 | 0
438503281 | TNB | DISTRIBUTION | WP PUTRAJAYA & CYBERJAYA | Existing | VPTJ/PCE/J00375 | PE 7.14 ELECTRIC SQC 1 | RMU 2S + 1F | RMU 2S + 1F |  |  | PE 7.14 ELECTRIC SQC 1 | COMPACT SUBS |  |  |  |  | 0
438503872 | TNB | DISTRIBUTION | WP PUTRAJAYA & CYBERJAYA | Existing | VPTJ/PCE/J00377 | PE 7.15 ELECTRIC SQC 2 | RMU 2S + 1F | RMU 2S + 1F |  |  | PE 7.15 ELECTRIC SQC 2 | COMPACT SUBS |  |  |  |  | 0
438504483 | TNB | DISTRIBUTION | WP PUTRAJAYA & CYBERJAYA | Existing | VPTJ/PCE/J00378 | PE 9.50 DEPOH VSQC | RMU 2S + 1F | RMU 2S + 1F |  |  | PE 9.50 DEPOH VSQC | COMPACT SUBS |  |  |  |  | 0
438505079 | TNB | DISTRIBUTION | WP PUTRAJAYA & CYBERJAYA | Existing | VCBJ/PCE/J00379 | PE 23.30 EAST GARDEN | RMU 2S + 2F | RMU 2S + 2F |  |  | PE 23.30 EAST GARDEN | COMPACT SUBS |  |  |  |  | 0
438506359 | TNB | DISTRIBUTION | WP PUTRAJAYA & CYBERJAYA | Existing | VCBJ/PCE/J00131 | PE 24.40 LAMAN VIEW | RMU 2S + 2F | RMU 2S + 2F |  |  | PE 24.40 LAMAN VIEW | INDOOR SINGLE CHAMBER |  |  |  |  | 0
438507485 | TNB | DISTRIBUTION | WP PUTRAJAYA & CYBERJAYA | Existing | VPTJ/PCE/J00388 | PE 6.07 BLOK 7 PPA1M (F1) | RMU 2S + 1F | RMU 2S + 1F |  |  | PE 6.07 BLOK 7 PPA1M (F1) | INDOOR DOUBLE CHAMBER |  |  |  |  | 0
438516191 | TNB | DISTRIBUTION | WP PUTRAJAYA & CYBERJAYA | Existing | VPTJ/PCE/J00407 | D-PTJ-C16-1074 | RMU 2S + 1F | RMU 2S + 1F |  |  | D-PTJ-C16-1074 | ATTACHED |  | 11/0.415 kV |  | SS 17.14 SELASIH BLOK G F2 | 0
438516934 | TNB | DISTRIBUTION | WP PUTRAJAYA & CYBERJAYA | Existing | VPTJ/PCE/J00404 | D-PTJ-C16-1074 | RMU 2S + 1F | RMU 2S + 1F |  |  | D-PTJ-C16-1074 | ATTACHED |  | 11/0.415 kV |  | SS 17.13 SELASIH BLOK D F1 | 0
438517531 | TNB | DISTRIBUTION | WP PUTRAJAYA & CYBERJAYA | Existing | VPTJ/PCE/J00405 | D-PTJ-C16-1074 | RMU 2S + 1F | RMU 2S + 1F |  |  | D-PTJ-C16-1074 | ATTACHED |  | 11/0.415 kV |  | SS 17.13 SELASIH BLOK D F2 | 0
438518191 | TNB | DISTRIBUTION | WP PUTRAJAYA & CYBERJAYA | Existing | VPTJ/PCE/J00402 | D-PTJ-C15-0944 | RMU 2S + 1F | RMU 2S + 1F |  |  | D-PTJ-C15-0944 | ATTACHED |  | 11/0.415 kV |  | SS 17.12 SELASIH BLOK C F1 | 0
438518782 | TNB | DISTRIBUTION | WP PUTRAJAYA & CYBERJAYA | Existing | VPTJ/PCE/J00403 | D-PTJ-C15-0944 | RMU 2S + 1F | RMU 2S + 1F |  |  | D-PTJ-C15-0944 | ATTACHED |  | 11/0.415 kV |  | SS 17.12 SELASIH BLOK C F2 | 0
438628308 | TNB | DISTRIBUTION | WP PUTRAJAYA & CYBERJAYA | Existing | VPTJ/PCE/J00389 | PE 6.07 BLOK 7 PPA1M (F2) | RMU 2S + 1F | RMU 2S + 1F |  |  | PE 6.07 BLOK 7 PPA1M (F2) | INDOOR DOUBLE CHAMBER |  |  |  |  | 0
438628934 | TNB | DISTRIBUTION | WP PUTRAJAYA & CYBERJAYA | Existing | VPTJ/PCE/J00393 | PE 6.11 BLOK 4 PPA1M (F2) | RMU 2S + 1F | RMU 2S + 1F |  |  | PE 6.11 BLOK 4 PPA1M (F2) | INDOOR SINGLE CHAMBER |  |  |  |  | 0
438629525 | TNB | DISTRIBUTION | WP PUTRAJAYA & CYBERJAYA | Existing | VPTJ/PCE/J00392 | PE 6.11 BLOK 4 PPA1M (F1) | RMU 2S + 1F | RMU 2S + 1F |  |  | PE 6.11 BLOK 4 PPA1M (F1) | INDOOR SINGLE CHAMBER |  |  |  |  | 0
438630133 | TNB | DISTRIBUTION | WP PUTRAJAYA & CYBERJAYA | Existing | VPTJ/PCE/J00390 | PE 6.10 BLOK 6B PPA1M (F1) | RMU 2S + 1F | RMU 2S + 1F |  |  | PE 6.10 BLOK 6B PPA1M (F1) | INDOOR DOUBLE CHAMBER |  |  |  |  | 0
438630724 | TNB | DISTRIBUTION | WP PUTRAJAYA & CYBERJAYA | Existing | VPTJ/PCE/J00391 | PE 6.10 BLOK 6B PPA1M (F2) | RMU 2S + 1F | RMU 2S + 1F |  |  | PE 6.10 BLOK 6B PPA1M (F2) | INDOOR DOUBLE CHAMBER |  |  |  |  | 0
438631331 | TNB | DISTRIBUTION | WP PUTRAJAYA & CYBERJAYA | Existing | VPTJ/PCE/J00397 | PE 6.09 BLOK 6A PPA1M (F2) | RMU 2S + 1F | RMU 2S + 1F |  |  | PE 6.09 BLOK 6A PPA1M (F2) | INDOOR DOUBLE CHAMBER |  |  |  |  | 0
438631922 | TNB | DISTRIBUTION | WP PUTRAJAYA & CYBERJAYA | Existing | VPTJ/PCE/J00396 | PE 6.09 BLOK 6A PPA1M (F1) | RMU 2S + 1F | RMU 2S + 1F |  |  | PE 6.09 BLOK 6A PPA1M (F1) | INDOOR DOUBLE CHAMBER |  |  |  |  | 0
438658294 | TNB | DISTRIBUTION | WP PUTRAJAYA & CYBERJAYA | Existing | VPTJ/PCE/J00394 | PE 6.08 BLOK 3 PPA1M (F1) | RMU 2S + 1F | RMU 2S + 1F |  |  | PE 6.08 BLOK 3 PPA1M (F1) | INDOOR DOUBLE CHAMBER |  |  |  |  | 0
438658888 | TNB | DISTRIBUTION | WP PUTRAJAYA & CYBERJAYA | Existing | VPTJ/PCE/J00395 | PE 6.08 BLOK 3 PPA1M (F2) | RMU 2S + 1F | RMU 2S + 1F |  |  | PE 6.08 BLOK 3 PPA1M (F2) | INDOOR DOUBLE CHAMBER |  |  |  |  | 0
438659494 | TNB | DISTRIBUTION | WP PUTRAJAYA & CYBERJAYA | Existing | VPTJ/PCE/J00386 | PE 6.06 BLOK 5B PPA1M (F1) | RMU 2S + 1F | RMU 2S + 1F |  |  | PE 6.06 BLOK 5B PPA1M (F1) | INDOOR DOUBLE CHAMBER |  |  |  |  | 0
438660090 | TNB | DISTRIBUTION | WP PUTRAJAYA & CYBERJAYA | Existing | VPTJ/PCE/J00387 | PE 6.06 BLOK 5B PPA1M (F2) | RMU 2S + 1F | RMU 2S + 1F |  |  | PE 6.06 BLOK 5B PPA1M (F2) | INDOOR DOUBLE CHAMBER |  |  |  |  | 0
438769595 | TNB | DISTRIBUTION | WP PUTRAJAYA & CYBERJAYA | Existing | VCBJ/PCE/J23291 | PE 23.29 PERUMAHAN CERIA RESIDENT | RMU 2S + 2F | RMU 2S + 2F |  |  | PE 23.29 PERUMAHAN CERIA RESIDENT | INDOOR SINGLE CHAMBER |  | 11 kV |  |  | 0
438770788 | TNB | DISTRIBUTION | WP PUTRAJAYA & CYBERJAYA | Existing | VCBJ/PCE/J00121 | SS 24.34 TAMARIND SQUARE F2 | CB 4S | CB |  |  | SS 24.34 TAMARIND SQUARE F2 | INDOOR DOUBLE CHAMBER |  |  |  |  | 0
438771201 | TNB | DISTRIBUTION | WP PUTRAJAYA & CYBERJAYA | Existing | VCBJ/PCE/J23181 | SS 23.18 PARAGON | CB 4S | CB |  |  | SS 23.18 PARAGON | INDOOR DOUBLE CHAMBER |  | 11/0.415 kV |  |  | 0
438771556 | TNB | DISTRIBUTION | WP PUTRAJAYA & CYBERJAYA | Existing | VCBJ/PCE/J21441 | PE 21.44 CYBERVILLAGE SERENITY 2 | RMU 2S + 2F | RMU 2S + 2F |  |  | PE 21.44 CYBERVILLAGE SERENITY 2 | INDOOR DOUBLE CHAMBER |  | 11/0.415 kV | 2010-12-10 |  | 0
438773371 | TNB | DISTRIBUTION | WP PUTRAJAYA & CYBERJAYA | Existing | VCBJ/PCE/J23232 | SS 23.23 GARDEN PLAZA F2 | CB 6S | CB |  |  | SS 23.23 GARDEN PLAZA F2 | INDOOR DOUBLE CHAMBER |  | 11 kV |  |  | 0
439293378 | TNB | DISTRIBUTION | WP PUTRAJAYA & CYBERJAYA | Existing | VCBJ/PCE/J23231 | SS 23.23 GARDEN PLAZA F1 | CB 6S | CB |  |  | SS 23.23 GARDEN PLAZA F1 | INDOOR DOUBLE CHAMBER |  | 11 kV |  |  | 0
439293921 | TNB | DISTRIBUTION | WP PUTRAJAYA & CYBERJAYA | Existing | VCBJ/PCE/J24111 | PE 24.11 SEJATI HOMES 1 | RMU 2S + 2F | RMU 2S + 2F |  |  | PE 24.11 SEJATI HOMES 1 | INDOOR SINGLE CHAMBER |  | 11/0.415 kV |  |  | 0
441753839 | TNB | DISTRIBUTION | WP PUTRAJAYA & CYBERJAYA | Existing | VPTJ/PCE/J14331 | PE 14.33 PERUMAHAN 14-6 NO 2 (F1) | RMU 2S + 1F | RMU 2S + 1F |  |  | PE 14.33 PERUMAHAN 14-6 NO 2 (F1) | COMPACT SUBS |  |  |  |  | 0
441754437 | TNB | DISTRIBUTION | WP PUTRAJAYA & CYBERJAYA | Existing | VPTJ/PCE/J14332 | PE 14.33 PERUMAHAN 14-6 NO 2 (F2) | RMU 2S + 1F | RMU 2S + 1F |  |  | PE 14.33 PERUMAHAN 14-6 NO 2 (F2) | COMPACT SUBS |  |  |  |  | 0
441755079 | TNB | DISTRIBUTION | WP PUTRAJAYA & CYBERJAYA | Existing | VPTJ/PCE/J14321 | PE 14.32 PERUMAHAN 14-6 NO 1 (F1) | RMU 2S + 1F | RMU 2S + 1F |  |  | PE 14.32 PERUMAHAN 14-6 NO 1 (F1) | COMPACT SUBS |  | 11 kV |  |  | 0
441755687 | TNB | DISTRIBUTION | WP PUTRAJAYA & CYBERJAYA | Existing | VPTJ/PCE/J14322 | PE 14.32 PERUMAHAN 14-6 NO 1 (F2) | RMU 2S + 1F | RMU 2S + 1F |  |  | PE 14.32 PERUMAHAN 14-6 NO 1 (F2) | COMPACT SUBS |  |  |  |  | 0
441756445 | TNB | DISTRIBUTION | WP PUTRAJAYA & CYBERJAYA | Existing | VCBJ/PCE/J00127 | PE 24.37 KANVAS TOWER A | RMU 2S + 2F | RMU 2S + 2F |  |  | PE 24.37 KANVAS TOWER A | INDOOR SINGLE CHAMBER |  | 132/11 kV |  |  | 0
441757506 | TNB | DISTRIBUTION | WP PUTRAJAYA & CYBERJAYA | Existing | VCBJ/PCE/J00128 | PE 24.38 KANVAS TOWER B | RMU 2S + 2F | RMU 2S + 2F |  |  | PE 24.38 KANVAS TOWER B | INDOOR SINGLE CHAMBER |  |  |  |  | 0
441771333 | TNB | DISTRIBUTION | WP PUTRAJAYA & CYBERJAYA | Existing | VPTJ/PCE/J00383 | PE 6.05 BLOK 5A PPA1M (F2) | RMU 2S + 1F | RMU 2S + 1F |  |  | PE 6.05 BLOK 5A PPA1M (F2) | INDOOR DOUBLE CHAMBER |  |  |  |  | 0
441771926 | TNB | DISTRIBUTION | WP PUTRAJAYA & CYBERJAYA | Existing | VPTJ/PCE/J00382 | PE 6.05 BLOK 5A PPA1M (F1) | RMU 2S + 1F | RMU 2S + 1F |  |  | PE 6.05 BLOK 5A PPA1M (F1) | INDOOR DOUBLE CHAMBER |  |  |  |  | 0
441772525 | TNB | DISTRIBUTION | WP PUTRAJAYA & CYBERJAYA | Existing | VPTJ/PCE/J00381 | PE 6.04 BLOK 1 PPA1M (F2) | RMU 2S + 1F | RMU 2S + 1F |  |  | PE 6.04 BLOK 1 PPA1M (F2) | INDOOR DOUBLE CHAMBER |  |  |  |  | 0
441773118 | TNB | DISTRIBUTION | WP PUTRAJAYA & CYBERJAYA | Existing | VPTJ/PCE/J00380 | PE 6.04 BLOK 1 PPA1M (F1) | RMU 2S + 1F | RMU 2S + 1F |  |  | PE 6.04 BLOK 1 PPA1M (F1) | INDOOR DOUBLE CHAMBER |  |  |  |  | 0
441774033 | TNB | DISTRIBUTION | WP PUTRAJAYA & CYBERJAYA | Existing | VPTJ/PCE/J16321 | PE 16.32 TEMP PPA1M P16D | RMU 2S + 1F | RMU 2S + 1F |  |  | PE 16.32 TEMP PPA1M P16D | COMPACT SUBS |  | 11/0.415 kV |  |  | 0
441784418 | TNB | DISTRIBUTION | WP PUTRAJAYA & CYBERJAYA | Existing | VCBJ/PCE/J23261 | PE 23.26 V RESIDENCE | RMU 2S + 2F | RMU 2S + 2F |  |  | PE 23.26 V RESIDENCE | INDOOR DOUBLE CHAMBER |  |  |  |  | 0
441785479 | TNB | DISTRIBUTION | WP PUTRAJAYA & CYBERJAYA | Existing | VCBJ/PCE/J23271 | PE 23.27 V RESIDENCE 1 | RMU 2S + 1F | RMU 2S + 1F |  |  | PE 23.27 V RESIDENCE 1 | INDOOR DOUBLE CHAMBER |  |  |  |  | 0
441786807 | TNB | DISTRIBUTION | WP PUTRAJAYA & CYBERJAYA | Existing | VCBJ/PCE/J00133 | PE 24.41 MAGIC VILLAGE | RMU 2S + 1F | RMU 2S + 1F |  |  | PE 24.41 MAGIC VILLAGE | INDOOR SINGLE CHAMBER |  |  |  |  | 0
441788270 | TNB | DISTRIBUTION | WP PUTRAJAYA & CYBERJAYA | Existing | VPTJ/PCE/J01681 | PE 1.68 TEMP PLOT Z1 & Z2 | RMU 2S + 1F | RMU 2S + 1F |  |  | PE 1.68 TEMP PLOT Z1 & Z2 | COMPACT SUBS |  |  |  |  | 0
441789768 | TNB | DISTRIBUTION | WP PUTRAJAYA & CYBERJAYA | Existing | VPTJ/PCE/J11641 | PE 11.64 ZON 10A (F1) | RMU 2S + 1F | RMU 2S + 1F |  |  | PE 11.64 ZON 10A (F1) | INDOOR DOUBLE CHAMBER |  | 11/0.415 kV | 21/07/2009 |  | 0
441790355 | TNB | DISTRIBUTION | WP PUTRAJAYA & CYBERJAYA | Existing | VPTJ/PCE/J11642 | PE 11.64 ZON 10A (F2) | RMU 2S + 1F | RMU 2S + 1F |  |  | PE 11.64 ZON 10A (F2) | INDOOR DOUBLE CHAMBER |  | 11/0.415 kV |  |  | 0
441791082 | TNB | DISTRIBUTION | WP PUTRAJAYA & CYBERJAYA | Existing | VPTJ/PCE/J11651 | PE 11.65 ZON 10A2 (F1) | RMU 2S + 1F | RMU 2S + 1F |  |  | PE 11.65 ZON 10A2 (F1) | INDOOR DOUBLE CHAMBER |  | 11/0.415 kV | 13/08/2009 |  | 0
441791669 | TNB | DISTRIBUTION | WP PUTRAJAYA & CYBERJAYA | Existing | VPTJ/PCE/J11652 | PE 11.65 ZON 10A2 (F2) | RMU 2S + 1F | RMU 2S + 1F |  |  | PE 11.65 ZON 10A2 (F2) | INDOOR DOUBLE CHAMBER |  | 11/0.415 kV | 13/08/2009 |  | 0
442192332 | TNB | DISTRIBUTION | WP PUTRAJAYA & CYBERJAYA | Existing | VCBJ/PCE/J00139 | D-CBJ-C15-0468 | RMU 2S + 2F | RMU 2S + 2F |  |  | D-CBJ-C15-0468 | ATTACHED |  |  |  | PE 23.40 ECLIPS TOWER 1 | 0
442193390 | TNB | DISTRIBUTION | WP PUTRAJAYA & CYBERJAYA | Existing | VCBJ/PCE/J00140 | D-CBJ-C15-0468 | RMU 2S + 2F | RMU 2S + 2F |  |  | D-CBJ-C15-0468 | ATTACHED |  |  |  | PE 23.41 ECLIPS TOWER 2 | 0
442380942 | TNB | DISTRIBUTION | WP PUTRAJAYA & CYBERJAYA | Existing | VCBJ/PCE/J00147 | D-CBJ-C16-0575 | RMU 4S | RMU 3S |  |  | D-CBJ-C16-0575 | ATTACHED |  |  | 2017-09-05 | SS 23.36 MUTIARA VILLE 5 | 0
442531061 | TNB | DISTRIBUTION | WP PUTRAJAYA & CYBERJAYA | Existing | VPTJ/PCE/J02301 | PE 2.30 2C5 PR2 PJ (F1) | CB 4S | CB |  |  | PE 2.30 2C5 PR2 PJ (F1) | INDOOR DOUBLE CHAMBER |  | 11/0.415 kV |  |  | 0
442531382 | TNB | DISTRIBUTION | WP PUTRAJAYA & CYBERJAYA | Existing | VPTJ/PCE/J02302 | PE 2.30 2C5 PR2 PJ (F2) | CB 4S | CB |  |  | PE 2.30 2C5 PR2 PJ (F2) | INDOOR DOUBLE CHAMBER |  | 11/0.415 kV |  |  | 0
445081689 | TNB | DISTRIBUTION | WP PUTRAJAYA & CYBERJAYA | Existing | VCBJ/PCE/J00152 | D-CBJ-C16-0439 | RMU | RMU 2S + 1F |  |  | D-CBJ-C16-0439 | ATTACHED |  |  |  | SS 25.06 TEMP LAKEFRONT | 0
445082320 | TNB | DISTRIBUTION | WP PUTRAJAYA & CYBERJAYA | Existing | VCBJ/PCE/J00154 | PE 24.45 CERIA CONDO B | RMU 2S + 2F | RMU 2S + 2F |  |  | PE 24.45 CERIA CONDO B | ATTACHED |  |  |  | PE 24.45 BLOK B | 0
445083392 | TNB | DISTRIBUTION | WP PUTRAJAYA & CYBERJAYA | Existing | VCBJ/PCE/J00153 | PE 24.44 CERIA CONDO A | RMU 2S + 2F | RMU 2S + 2F |  |  | PE 24.44 CERIA CONDO A | ATTACHED |  |  |  | PE 24.44 BLOK A | 0
445085120 | TNB | DISTRIBUTION | WP PUTRAJAYA & CYBERJAYA | Existing | VCBJ/PCE/J00167 | D-CBJ-C15-0497 | RMU | RMU 2S + 1F |  |  | D-CBJ-C15-0497 | ATTACHED |  |  |  | PE MASRECA SHOP | 0
445085720 | TNB | DISTRIBUTION | WP PUTRAJAYA & CYBERJAYA | Existing | VCBJ/PCE/J00168 | D-CBJ-C15-0497 | CB | CB + 1 TX |  |  | D-CBJ-C15-0497 | ATTACHED |  |  |  | SS 24.47 MASRECA BLOK A | 0
445120797 | TNB | DISTRIBUTION | WP PUTRAJAYA & CYBERJAYA | Existing | VCBJ/PCE/J00169 | D-CBJ-C15-0497 | CB | CB + 1 TX |  |  | D-CBJ-C15-0497 | ATTACHED |  |  |  | PE 24.48 MASRECA BLOK B | 0
445241362 | TNB | DISTRIBUTION | WP PUTRAJAYA & CYBERJAYA | Existing | VCBJ/PCE/J00161 | D-CBJ-C16-0533 | CB | CB |  |  | D-CBJ-C16-0533 | ATTACHED |  |  |  | SS 24.42 TAMARIND 2 F1 | 0
445241640 | TNB | DISTRIBUTION | WP PUTRAJAYA & CYBERJAYA | Existing | VCBJ/PCE/J00162 | D-CBJ-C16-0533 | CB | CB |  |  | D-CBJ-C16-0533 | ATTACHED |  |  |  | SS 24.42 TAMARIND 2 F2 | 0
445242017 | TNB | DISTRIBUTION | WP PUTRAJAYA & CYBERJAYA | Existing | VPTJ/PCE/J00421 | D-PTJ-C15-0992 | CB | CB |  |  | D-PTJ-C15-0992 | ATTACHED |  |  |  | SS 2.32 F1 | 0
445242295 | TNB | DISTRIBUTION | WP PUTRAJAYA & CYBERJAYA | Existing | VPTJ/PCE/J00422 | D-PTJ-C15-0992 | CB | CB |  |  | D-PTJ-C15-0992 | ATTACHED |  |  |  | SS 2.32 F2 | 0
446099367 | TNB | DISTRIBUTION | WP PUTRAJAYA & CYBERJAYA | Existing |  | PE 17.23 TEMP PPA1M PLOT 17RM2 | RMU | RMU 2S + 1F |  |  |  | Unknown |  |  |  | D-PTJ-C17-1091 | 0
446103285 | TNB | DISTRIBUTION | WP PUTRAJAYA & CYBERJAYA | Existing | VCBJ/PCE/J00166 | D-CBJ-C16-0566 | RMU | RMU 2S + 2F |  |  | D-CBJ-C16-0566 | ATTACHED |  |  |  | PE 24.43 PRIMA ONE | 0
447563621 | TNB | DISTRIBUTION | WP PUTRAJAYA & CYBERJAYA | Existing | VPTJ/PCE/J00448 | D-PTJ-C16-1076 | CB | CB |  |  | D-PTJ-C16-1076 | ATTACHED |  |  |  | SS 2.31 HOTEL ZENITH F1 | 0
447563899 | TNB | DISTRIBUTION | WP PUTRAJAYA & CYBERJAYA | Existing | VPTJ/PCE/J00449 | D-PTJ-C16-1076 | CB | CB |  |  | D-PTJ-C16-1076 | ATTACHED |  |  |  | SS 2.31 HOTEL ZENITH F2 | 0
454502725 | TNB | DISTRIBUTION | WP PUTRAJAYA & CYBERJAYA | Existing | VCBJ/PCE/J00170 | D-CBJ-C15-0506 | RMU | RMU 2S + 1F |  |  | D-CBJ-C15-0506 | ATTACHED |  |  |  | PE 24.50 SEJATI HOMES 3 | 0
455818623 | TNB | DISTRIBUTION | WP PUTRAJAYA & CYBERJAYA | Existing | VPTJ/PCE/J14092 | PE 14.09 PERUMAHAN 14-4 (F2) | RMU | RMU 2S + 1F |  |  | PE 14.09 PERUMAHAN 14-4 (F2) | COMPACT SUBS | 11/0.415 kV |  | 21/11/2013 |  | 0
457165005 | TNB | DISTRIBUTION | WP PUTRAJAYA & CYBERJAYA | Existing |  | PE 11.79 TEMP TSR BINA | RMU | RMU 2S + 1F |  |  |  | Unknown |  |  |  |  | 0

## OUtput
Id | Owner Type | Owner Name | Operational Area | Status | ERMS Functional Location | Label | Switchgear Configuration | Design | ERMS System Status | ERMS User Status | Name | Substation Type | Voltage In/Out | Voltage In/Out _Old_ | Date Commissioned | Remarks | Feeder Points | Check | Detail
10967184 | TNB | DISTRIBUTION | WP PUTRAJAYA & CYBERJAYA | Existing | VPTJ/PCE/J08301 | PE 8.30 8C1 (F1) | RMU | RMU 2S + 1F |  |  | PE 8.30 8C1 (F1) | INDOOR DOUBLE CHAMBER |  | 11/0.415 kV | 20120411 |  | 0 | Pass | null
10967266 | TNB | DISTRIBUTION | WP PUTRAJAYA & CYBERJAYA | Existing | VPTJ/PCE/J08302 | PE 8.30 8C1 (F2) | RMU | RMU 2S + 1F |  |  | PE 8.30 8C1 (F2) | INDOOR DOUBLE CHAMBER |  | 11/0.415 kV | 20120411 |  | 0 | Pass | null
13273466 | TNB | DISTRIBUTION | WP PUTRAJAYA & CYBERJAYA | Existing | VCBJ/PCE/J22242 | PE 22.24 SEK. SRI PUTERI F2 | RMU 2S + 1F | RMU 2S + 1F |  |  | PE 22.24 SEK. SRI PUTERI F2 | INDOOR DOUBLE CHAMBER |  | 11/0.415 kV | 26/11/2002 |  | 0 | Pass | null
13385933 | TNB | DISTRIBUTION | WP PUTRAJAYA & CYBERJAYA | Existing | VCBJ/PCE/J22232 | PE 22.23 SEK. SRI PUTERI F2 | RMU 2S + 1F | RMU 2S + 1F |  |  | PE 22.23 SEK. SRI PUTERI F2 | INDOOR DOUBLE CHAMBER |  | 11/0.415 kV | 26/11/2002 |  | 0 | Pass | null
21178478 | TNB | DISTRIBUTION | WP PUTRAJAYA & CYBERJAYA | Existing | VPTJ/PCE/J14051 | PE 14.05 PERUMAHAN 14-11 (F1) | RMU 2S + 1F | RMU 2S + 1F |  |  | PE 14.05 PERUMAHAN 14-11 (F1) | INDOOR DOUBLE CHAMBER |  | 11/0.415 kV | 23/03/2011 |  | 0 | Pass | null
21178560 | TNB | DISTRIBUTION | WP PUTRAJAYA & CYBERJAYA | Existing | VPTJ/PCE/J14052 | PE 14.05 PERUMAHAN 14-11 (F2) | RMU 2S + 1F | RMU 2S + 1F |  |  | PE 14.05 PERUMAHAN 14-11 (F2) | INDOOR DOUBLE CHAMBER |  | 11/0.415 kV | 23/03/2011 |  | 0 | Pass | null
24467248 | TNB | DISTRIBUTION | WP PUTRAJAYA & CYBERJAYA | Existing | VCBJ/PCE/J21922 | SS 21.92 NTT DATA CENTRE F2 | RMU 3S | RMU 3S |  |  | SS 21.92 NTT DATA CENTRE F2 | ATTACHED |  | 11 kV | 20/01/2012 |  | 0 | Pass | null
24467331 | TNB | DISTRIBUTION | WP PUTRAJAYA & CYBERJAYA | Existing | VCBJ/PCE/J21921 | SS 21.92 NTT DATA CENTRE F1 | RMU 3S | RMU 3S |  |  | SS 21.92 NTT DATA CENTRE F1 | ATTACHED |  | 11 kV | 20/01/2012 |  | 0 | Pass | null
24639002 | TNB | DISTRIBUTION | WP PUTRAJAYA & CYBERJAYA | Existing | VCBJ/PCE/J22841 | SS 22.84 SHAFBURY KEDAI PEJABAT F1 | RMU 3S | RMU 3S |  |  | SS 22.84 SHAFBURY KEDAI PEJABAT F1 | ATTACHED |  | 11 kV | 19/02/2012 |  | 0 | Pass | null
24639085 | TNB | DISTRIBUTION | WP PUTRAJAYA & CYBERJAYA | Existing | VCBJ/PCE/J22842 | SS 22.84 SHAFBURY KEDAI PEJABAT F2 | RMU 3S | RMU 3S |  |  | SS 22.84 SHAFBURY KEDAI PEJABAT F2 | ATTACHED |  | 11 kV | 19/02/2012 |  | 0 | Pass | null
25467714 | TNB | DISTRIBUTION | WP PUTRAJAYA & CYBERJAYA | Existing | VPTJ/PCE/J11171 | PE 11.17 ZON 7B (F1) | RMU | RMU 2S+1F (A) |  |  | PE 11.17 ZON 7B (F1) | INDOOR DOUBLE CHAMBER |  | 11 kV | 20/06/2011 |  | 0 | Pass | null
25467797 | TNB | DISTRIBUTION | WP PUTRAJAYA & CYBERJAYA | Existing | VPTJ/PCE/J11172 | PE 11.17 ZON 7B (F2) | RMU | RMU 2S+1F (A) |  |  | PE 11.17 ZON 7B (F2) | INDOOR DOUBLE CHAMBER |  | 11 kV | 20/06/2011 |  | 0 | Pass | null
25782297 | TNB | DISTRIBUTION | WP PUTRAJAYA & CYBERJAYA | Existing | VCBJ/PCE/J22761 | PE 22.76 - STP B F1 | RMU 2S + 1F | RMU 2S + 1F |  |  | PE 22.76 - STP B F1 | INDOOR DOUBLE CHAMBER |  | 11/0.415 kV | 20100106 |  | 0 | Pass | null
25782341 | TNB | DISTRIBUTION | WP PUTRAJAYA & CYBERJAYA | Existing | VCBJ/PCE/J22791 | SS 22.79 DCP2 F1 | CB | CB |  |  | SS 22.79 DCP2 F1 | COMPACT SUBS |  | 11/0.415 kV | 20111108 |  | 0 | Pass | null
25782345 | TNB | DISTRIBUTION | WP PUTRAJAYA & CYBERJAYA | Existing | VCBJ/PCE/J22752 | PE 22.75 KWDI 4 F2 | RMU 2S + 1F | RMU 2S + 1F |  |  | PE 22.75 KWDI 4 F2 | INDOOR DOUBLE CHAMBER |  | 11/0.415 kV | 20/12/2010 |  | 0 | Pass | null
25782353 | TNB | DISTRIBUTION | WP PUTRAJAYA & CYBERJAYA | Existing | VCBJ/PCE/J22811 | PE 22.81 AMD F1 | RMU 3S | RMU 3S |  |  | PE 22.81 AMD F1 | ATTACHED |  | 11 kV | 20/08/2011 |  | 0 | Pass | null
25782405 | TNB | DISTRIBUTION | WP PUTRAJAYA & CYBERJAYA | Existing | VCBJ/PCE/J22741 | PE 22.74 KWDI 3 F1 | RMU 2S + 1F | RMU 2S + 1F |  |  | PE 22.74 KWDI 3 F1 | INDOOR DOUBLE CHAMBER |  | 11/0.415 kV | 20/12/2010 |  | 0 | Pass | null
26183890 | TNB | DISTRIBUTION | WP PUTRAJAYA & CYBERJAYA | Existing | VPTJ/PCE/J11691 | PE 11.69 ZON 10A (F1) | RMU 2S + 1F | RMU 2S + 1F |  |  | PE 11.69 ZON 10A (F1) | INDOOR DOUBLE CHAMBER |  | 11/0.415 kV | 23/11/2011 | PE BARU | 0 | Pass | null
26186959 | TNB | DISTRIBUTION | WP PUTRAJAYA & CYBERJAYA | Existing | VPTJ/PCE/J05212 | SS 5.21 5G2 TOWER 2 (F2) | CB 3S | CB |  |  | SS 5.21 5G2 TOWER 2 (F2) | ATTACHED |  | 11 kV | 28/04/2010 |  | 0 | Pass | null
26186963 | TNB | DISTRIBUTION | WP PUTRAJAYA & CYBERJAYA | Existing | VPTJ/PCE/J05202 | SS 5.20 5G2 TOWER 1 F2 | CB 3S | CB |  |  | SS 5.20 5G2 TOWER 1 F2 | ATTACHED |  | 11 kV | 28/04/2010 |  | 0 | Pass | null
26248679 | TNB | DISTRIBUTION | WP PUTRAJAYA & CYBERJAYA | Existing | VCBJ/PCE/J22721 | PE 22.72 CYBERNEO 3 F1 | CB 3S | CB |  |  | PE 22.72 CYBERNEO 3 F1 | ATTACHED |  | 11 kV | 20110303 | PE BARU | 0 | Pass | null
26248695 | TNB | DISTRIBUTION | WP PUTRAJAYA & CYBERJAYA | Existing | VCBJ/PCE/J22801 | PE 22.80 APT NEO CYBER BLOK A | RMU 2S + 2F | RMU 2S + 2F |  |  | PE 22.80 APT NEO CYBER BLOK A | ATTACHED |  | 11 kV | 20111106 | PE BARU | 0 | Pass | null
27165868 | TNB | DISTRIBUTION | WP PUTRAJAYA & CYBERJAYA | Existing | VCBJ/PCE/J22731 | SS 22.73 - HP IT CAMPUS F1 | CB 3S | CB |  |  | SS 22.73 - HP IT CAMPUS F1 | ATTACHED |  | 11 kV | 16/05/2010 |  | 0 | Pass | null
36933206 | TNB | DISTRIBUTION | WP PUTRAJAYA & CYBERJAYA | Existing | VCBJ/PCE/J21611 | PE 21.61 MPS F1 | RMU 2S + 2F | RMU 2S + 2F |  |  | PE 21.61 MPS F1 | INDOOR QUAD |  | 11/0.415 kV | 23/02/2008 |  | 0 | Pass | null
36958762 | TNB | DISTRIBUTION | WP PUTRAJAYA & CYBERJAYA | Existing | VCBJ/PCE/J21712 | PE 21.71 CAR PARK IT PARK F2 | CB 3S | CB |  |  | PE 21.71 CAR PARK IT PARK F2 | ATTACHED |  | 11 kV | 23/12/2010 |  | 0 | Pass | null
36958767 | TNB | DISTRIBUTION | WP PUTRAJAYA & CYBERJAYA | Existing | VCBJ/PCE/J21702 | SS 21.70 - IT PARK BLOK I & J F2 | CB 3S | CB |  |  | SS 21.70 - IT PARK BLOK I & J F2 | ATTACHED |  | 11 kV | 23/12/2010 |  | 0 | Pass | null
36959019 | TNB | DISTRIBUTION | WP PUTRAJAYA & CYBERJAYA | Existing | VCBJ/PCE/J21701 | SS 21.70 - IT PARK BLOK I & J F1 | CB 3S | CB |  |  | SS 21.70 - IT PARK BLOK I & J F1 | ATTACHED |  | 11 kV | 23/12/2010 |  | 0 | Pass | null
36959282 | TNB | DISTRIBUTION | WP PUTRAJAYA & CYBERJAYA | Existing | VCBJ/PCE/J21711 | PE 21.71 CAR PARK IT PARK F1 | CB 3S | CB |  |  | PE 21.71 CAR PARK IT PARK F1 | ATTACHED |  | 11 kV | 23/12/2010 |  | 0 | Pass | null
41128862 | TNB | DISTRIBUTION | WP PUTRAJAYA & CYBERJAYA | Existing | VCBJ/PCE/J21722 | SS 21.72 JOYFUL F2 | CB 3S | CB |  |  | SS 21.72 JOYFUL F2 | ATTACHED |  | 11 kV | 20100608 | PE BARU | 0 | Pass | null
41128932 | TNB | DISTRIBUTION | WP PUTRAJAYA & CYBERJAYA | Existing | VCBJ/PCE/J00155 | D-CBJ-C16-0532 | RMU 2S + 1F | RMU 2S + 1F |  |  | D-CBJ-C16-0532 | ATTACHED |  | 11 kV |  | PE 21.39 (PS 6A) | 0 | Pass | null
41128937 | TNB | DISTRIBUTION | WP PUTRAJAYA & CYBERJAYA | Existing | VCBJ/PCE/J21672 | SS 21.67 BLOK D IT PARK F2 | CB 3S | CB |  |  | SS 21.67 BLOK D IT PARK F2 | ATTACHED |  | 11 kV | 20091211 |  | 0 | Pass | null
42811359 | TNB | DISTRIBUTION | WP PUTRAJAYA & CYBERJAYA | Existing | VCBJ/PCE/J22781 | SS 22.78 LHDN F1 | CB 3S | CB |  |  | SS 22.78 LHDN F1 | ATTACHED |  | 11 kV | 20100310 |  | 0 | Pass | null
45144876 | TNB | DISTRIBUTION | WP PUTRAJAYA & CYBERJAYA | Existing | VCBJ/PCE/J22022 | SS 22.02 TELEKOM CBJ 2 F2 | RMU 3S | RMU 3S |  |  | SS 22.02 TELEKOM CBJ 2 F2 | ATTACHED |  | 11 kV | 19991204 |  | 0 | Pass | null
46203440 | TNB | DISTRIBUTION | WP PUTRAJAYA & CYBERJAYA | Existing | VCBJ/PCE/J23012 | PE 23.01 PS 2-9 F2 | RMU 2S + 1F | RMU 2S + 1F |  |  | PE 23.01 PS 2-9 F2 | ATTACHED SINGLE |  | 11/0.415 kV | 20061212 |  | 0 | Pass | null
46337132 | TNB | DISTRIBUTION | WP PUTRAJAYA & CYBERJAYA | Existing | VPTJ/PCE/J09152 | PE 9.15 APT 6D (EFI) (F2) | RMU 2S + 1F | RMU 2S + 1F |  |  | PE 9.15 APT 6D (EFI) (F2) | ATTACHED DOUBLE |  | 11/0.415 kV | 20021207 |  | 0 | Pass | null
49136242 | TNB | DISTRIBUTION | WP PUTRAJAYA & CYBERJAYA | Existing | VPTJ/PCE/J01052 | SS 1.05 JPM B5 (F2) | RMU 2S + 2F | RMU 2S + 1F |  |  | SS 1.05 JPM B5 (F2) | ATTACHED |  | 11 kV | 29/07/1999 |  | 0 | Pass | null
49140536 | TNB | DISTRIBUTION | WP PUTRAJAYA & CYBERJAYA | Existing | VPTJ/PCE/J01062 | SS 1.06 JPM B6 JPM B7 (F2) | RMU 2S + 2F | RMU 2S + 2F |  |  | SS 1.06 JPM B6 JPM B7 (F2) | ATTACHED |  | 11 kV | 20/05/1999 |  | 0 | Pass | null
49479857 | TNB | DISTRIBUTION | WP PUTRAJAYA & CYBERJAYA | Existing | VPTJ/PCE/J01101 | SS 1.10 C2 (F1) | RMU 2S + 1F | RMU 2S + 1F |  |  | SS 1.10 C2 (F1) | ATTACHED |  | 11 kV | 19991109 |  | 0 | Pass | null
49484056 | TNB | DISTRIBUTION | WP PUTRAJAYA & CYBERJAYA | Existing | VPTJ/PCE/J01111 | SS 1.11 C1 (F1) | RMU 2S + 1F | RMU 2S + 1F |  |  | SS 1.11 C1 (F1) | ATTACHED |  | 11 kV | 19991109 |  | 0 | Pass | null
49496938 | TNB | DISTRIBUTION | WP PUTRAJAYA & CYBERJAYA | Existing | VPTJ/PCE/J01122 | SS 1.12 C7 (F2) | RMU 2S + 1F | RMU 2S + 1F |  |  | SS 1.12 C7 (F2) | ATTACHED |  | 11 kV | 19991109 |  | 0 | Pass | null
49505526 | TNB | DISTRIBUTION | WP PUTRAJAYA & CYBERJAYA | Existing | VPTJ/PCE/J01132 | SS 1.13 C6 (F2) | RMU 2S + 1F | RMU 2S + 1F |  |  | SS 1.13 C6 (F2) | ATTACHED |  | 11 kV | 19991009 |  | 0 | Pass | null
49526996 | TNB | DISTRIBUTION | WP PUTRAJAYA & CYBERJAYA | Existing | VPTJ/PCE/J01142 | SS 1.14 C5 (F2) | RMU 2S + 1F | RMU 2S + 1F |  |  | SS 1.14 C5 (F2) | ATTACHED |  | 11 kV | 19991009 |  | 0 | Pass | null
51523718 | TNB | DISTRIBUTION | WP PUTRAJAYA & CYBERJAYA | Existing | VCBJ/PCE/J21151 | PE 21.15 SATELIT TELEKOM CBJ 3 F1 | RMU 2S + 1F | RMU 2S + 1F |  |  | PE 21.15 SATELIT TELEKOM CBJ 3 F1 | INDOOR DOUBLE CHAMBER |  | 11/0.415 kV | 17/07/2002 |  | 0 | Pass | null
51575888 | TNB | DISTRIBUTION | WP PUTRAJAYA & CYBERJAYA | Existing | VCBJ/PCE/J22202 | SS 22.20 FSBM (AXIS EUREKA) F2 | CB 3S | CB |  |  | SS 22.20 FSBM (AXIS EUREKA) F2 | ATTACHED |  | 11 kV | 30/11/2011 |  | 0 | Pass | null
51576924 | TNB | DISTRIBUTION | WP PUTRAJAYA & CYBERJAYA | Existing | VCBJ/PCE/J22812 | PE 22.81 AMD F2 | RMU 3S | RMU 3S |  |  | PE 22.81 AMD F2 | ATTACHED |  | 11/0.415 kV | 20/08/2011 |  | 0 | Pass | null
51577912 | TNB | DISTRIBUTION | WP PUTRAJAYA & CYBERJAYA | Existing | VCBJ/PCE/J22742 | PE 22.74 KWDI 3 F2 | RMU 2S + 1F | RMU 2S + 1F |  |  | PE 22.74 KWDI 3 F2 | INDOOR DOUBLE CHAMBER |  | 11/0.415 kV | 20/12/2010 | PE BARU | 0 | Pass | null
51578803 | TNB | DISTRIBUTION | WP PUTRAJAYA & CYBERJAYA | Existing | VCBJ/PCE/J22751 | PE 22.75 KWDI 4 F1 | RMU 2S + 1F | RMU 2S + 1F |  |  | PE 22.75 KWDI 4 F1 | INDOOR DOUBLE CHAMBER |  | 11/0.415 kV | 20/12/2010 |  | 0 | Pass | null
51579442 | TNB | DISTRIBUTION | WP PUTRAJAYA & CYBERJAYA | Existing | VCBJ/PCE/J22991 | SS 22.99 PEJ PUSAT MAKLUMAT F1 | RMU 3S | RMU 3S |  |  | SS 22.99 PEJ PUSAT MAKLUMAT F1 | INDOOR DOUBLE CHAMBER |  | 11/0.415 kV | 24/02/2013 |  | 0 | Pass | null
51579525 | TNB | DISTRIBUTION | WP PUTRAJAYA & CYBERJAYA | Existing | VCBJ/PCE/J22992 | SS 22.99 PEJ PUSAT MAKLUMAT F2 | RMU 3S | RMU 3S |  |  | SS 22.99 PEJ PUSAT MAKLUMAT F2 | INDOOR DOUBLE CHAMBER |  | 11/0.415 kV | 24/02/2013 |  | 0 | Pass | null
53155426 | TNB | DISTRIBUTION | WP PUTRAJAYA & CYBERJAYA | Existing | VPTJ/PCE/J01492 | SS 1.49 E12 F2) | CB + 1 TX | CB + 1 TX |  |  | SS 1.49 E12 F2) | ATTACHED |  | 11 kV | 20030608 |  | 0 | Pass | null
53481770 | TNB | DISTRIBUTION | WP PUTRAJAYA & CYBERJAYA | Existing | VPTJ/PCE/J01452 | SS 1.45 E8 (F2) | CB + 1 TX | CB + 1 TX |  |  | SS 1.45 E8 (F2) | ATTACHED |  | 11 kV | 20030608 |  | 0 | Pass | null
57835973 | TNB | DISTRIBUTION | WP PUTRAJAYA & CYBERJAYA | Existing | VPTJ/PCE/J11432 | PE 11.43 SEK. MEN. FASA 2 (F2) | RMU 2S + 1F | RMU 2S + 1F |  |  | PE 11.43 SEK. MEN. FASA 2 (F2) | INDOOR DOUBLE CHAMBER |  | 11/0.415 kV | 15/11/2007 | KOMPLEKS SEK MEN FASA 2 PRESINT 11 | 0 | Pass | null
58094118 | TNB | DISTRIBUTION | WP PUTRAJAYA & CYBERJAYA | Existing | VCBJ/PCE/J21572 | PE 21.57 CLUB HOUSE F2 | RMU 2S+1F | RMU 2S + 1F |  |  | PE 21.57 CLUB HOUSE F2 | INDOOR DOUBLE CHAMBER |  | 11/0.415 kV | 17/11/2007 |  | 0 | Pass | null
58385518 | TNB | DISTRIBUTION | WP PUTRAJAYA & CYBERJAYA | Existing | VPTJ/PCE/J02092 | SS 2.09 MOF 2G1 (F2) | CB 3S | CB |  |  | SS 2.09 MOF 2G1 (F2) | ATTACHED |  | 11 kV | 20020502 |  | 0 | Pass | null
59063979 | TNB | DISTRIBUTION | WP PUTRAJAYA & CYBERJAYA | Existing | VPTJ/PCE/J06012 | PE 6.01 GRAND STAND (F2) | RMU | RMU 2S + 1F |  |  | PE 6.01 GRAND STAND (F2) | INDOOR DOUBLE CHAMBER |  | 11/0.415 kV | 20050812 |  | 0 | Pass | null
59189053 | TNB | DISTRIBUTION | WP PUTRAJAYA & CYBERJAYA | Existing | VCBJ/PCE/J21562 | SS 21.56 MEASAT ASTRO F2 | CB 3S | CB |  |  | SS 21.56 MEASAT ASTRO F2 | ATTACHED |  | 11 kV | 23/08/2005 |  | 0 | Pass | null
59438685 | TNB | DISTRIBUTION | WP PUTRAJAYA & CYBERJAYA | Existing | VPTJ/PCE/J08232 | PE 8.23 PS8 (F2) | RMU | RMU 2S + 1F |  |  | PE 8.23 PS8 (F2) | INDOOR DOUBLE CHAMBER |  | 11/0.415 kV | 30/07/2002 |  | 0 | Pass | null
60622720 | TNB | DISTRIBUTION | WP PUTRAJAYA & CYBERJAYA | Existing | VCBJ/PCE/J21132 | PE 21.13 CYBERVIEW NO. 2 ( MDC ) F2 | RMU 2S + 1F | RMU 2S + 1F |  |  | PE 21.13 CYBERVIEW NO. 2 ( MDC ) F2 | INDOOR DOUBLE CHAMBER |  | 11/0.415 kV | 20020501 |  | 0 | Pass | null
61039210 | TNB | DISTRIBUTION | WP PUTRAJAYA & CYBERJAYA | Existing | VCBJ/PCE/J22912 | PE 22.91 SOHO F2 | RMU 2S + 1F | RMU 2S + 1F |  |  | PE 22.91 SOHO F2 | ATTACHED |  | 11/0.415 kV | 20120107 |  | 0 | Pass | null
61039297 | TNB | DISTRIBUTION | WP PUTRAJAYA & CYBERJAYA | Existing | VCBJ/PCE/J22911 | PE 22.91 SOHO F1 | RMU 2S + 1F | RMU 2S + 1F |  |  | PE 22.91 SOHO F1 | ATTACHED |  | 11/0.415 kV | 20120107 |  | 0 | Pass | null
61107918 | TNB | DISTRIBUTION | WP PUTRAJAYA & CYBERJAYA | Existing | VCBJ/PCE/J22921 | PE 22.92 PRIMA 12 | RMU 2S + 1F | RMU 2S + 1F |  |  | PE 22.92 PRIMA 12 | INDOOR SINGLE CHAMBER |  | 11 kV | 20/06/2012 |  | 0 | Pass | null
61323093 | TNB | DISTRIBUTION | WP PUTRAJAYA & CYBERJAYA | Existing | VCBJ/PCE/J21671 | SS 21.67 BLOK D IT PARK F1 | CB 3S | CB |  |  | SS 21.67 BLOK D IT PARK F1 | ATTACHED |  | 11 kV | 20091211 |  | 0 | Pass | null
62117004 | TNB | DISTRIBUTION | WP PUTRAJAYA & CYBERJAYA | Existing | VPTJ/PCE/J02042 | PE 2.04 W.F PROMENADE (F2) | RMU 2S + 1F | RMU 2S + 1F |  |  | PE 2.04 W.F PROMENADE (F2) | INDOOR DOUBLE CHAMBER |  | 11/0.415 kV | 30/01/2003 | WATERFRONT PROMENADE | 0 | Pass | null
62155650 | TNB | DISTRIBUTION | WP PUTRAJAYA & CYBERJAYA | Existing | VPTJ/PCE/J08032 | PE 8.03 SEK REN (EFI) (F2) | RMU 2S + 1F | RMU 2S + 1F |  |  | PE 8.03 SEK REN (EFI) (F2) | INDOOR DOUBLE CHAMBER |  | 11/0.415 kV | 16/11/1999 |  | 0 | Pass | null
62164247 | TNB | DISTRIBUTION | WP PUTRAJAYA & CYBERJAYA | Existing | VPTJ/PCE/J08042 | PE 8.04 SEK MEN (F2) | RMU 2S + 1F | RMU 2S + 1F |  |  | PE 8.04 SEK MEN (F2) | INDOOR DOUBLE CHAMBER |  | 11/0.415 kV | 16/11/1999 |  | 0 | Pass | null
62177120 | TNB | DISTRIBUTION | WP PUTRAJAYA & CYBERJAYA | Existing | VPTJ/PCE/J08052 | PE 8.05 APT FASA 4A (B1) (F2) | CB + 1 TX | CB + 1 TX |  |  | PE 8.05 APT FASA 4A (B1) (F2) | INDOOR DOUBLE CHAMBER |  | 11/0.415 kV | 19990712 |  | 0 | Pass | null
62185709 | TNB | DISTRIBUTION | WP PUTRAJAYA & CYBERJAYA | Existing | VPTJ/PCE/J08062 | PE 8.06 DEWAN SERBAGUNA (EFI) (F2) | RMU 2S + 1F | RMU 2S + 1F |  |  | PE 8.06 DEWAN SERBAGUNA (EFI) (F2) | INDOOR DOUBLE CHAMBER |  | 11/0.415 kV | 18/09/2000 |  | 0 | Pass | null
62194297 | TNB | DISTRIBUTION | WP PUTRAJAYA & CYBERJAYA | Existing | VPTJ/PCE/J08112 | PE 8.11 JLN P8E TERES (EFI) (F2) | RMU 2S + 1F | RMU 2S + 1F |  |  | PE 8.11 JLN P8E TERES (EFI) (F2) | INDOOR DOUBLE CHAMBER |  | 11/0.415 kV | 27/03/2002 |  | 0 | Pass | null
62198591 | TNB | DISTRIBUTION | WP PUTRAJAYA & CYBERJAYA | Existing | VPTJ/PCE/J08252 | PE 8.25 ISTANA DARUL EHSAN (F2) | RMU 2S + 1F | RMU 2S + 1F |  |  | PE 8.25 ISTANA DARUL EHSAN (F2) | INDOOR DOUBLE CHAMBER |  | 11/0.415 kV | 28/05/2003 |  | 0 | Pass | null
62202885 | TNB | DISTRIBUTION | WP PUTRAJAYA & CYBERJAYA | Existing | VPTJ/PCE/J08072 | PE 8.07 APT FASA 4B (B2) (F2) | RMU 2S + 1F | RMU 2S + 1F |  |  | PE 8.07 APT FASA 4B (B2) (F2) | INDOOR DOUBLE CHAMBER |  | 11/0.415 kV | 19990912 |  | 0 | Pass | null
62271589 | TNB | DISTRIBUTION | WP PUTRAJAYA & CYBERJAYA | Existing | VPTJ/PCE/J08021 | PE 8.02 P8A SEMI D (F1) | RMU 2S + 1F | RMU 2S + 1F |  |  | PE 8.02 P8A SEMI D (F1) | INDOOR DOUBLE CHAMBER |  | 11/0.415 kV | 20000503 |  | 0 | Pass | null
62288779 | TNB | DISTRIBUTION | WP PUTRAJAYA & CYBERJAYA | Existing | VCBJ/PCE/J21961 | PE 21.96 SUBANG ALAM | RMU 2S + 2F | RMU 2S + 2F |  |  | PE 21.96 SUBANG ALAM | INDOOR SINGLE CHAMBER |  | 11/0.415 kV | 22/02/2013 |  | 0 | Pass | null
62293059 | TNB | DISTRIBUTION | WP PUTRAJAYA & CYBERJAYA | Existing | VPTJ/PCE/J08091 | PE 8.09 JLN P8E2TERES (F1) | RMU 2S + 1F | RMU 2S + 1F |  |  | PE 8.09 JLN P8E2TERES (F1) | INDOOR DOUBLE CHAMBER |  | 11/0.415 kV | 21/06/2004 |  | 0 | Pass | null
62297353 | TNB | DISTRIBUTION | WP PUTRAJAYA & CYBERJAYA | Existing | VPTJ/PCE/J08191 | PE 8.19 APT A (EFI) (F1) | RMU | RMU 2S + 1F |  |  | PE 8.19 APT A (EFI) (F1) | ATTACHED DOUBLE |  | 11/0.415 kV | 13/11/2002 | APARTMENT D | 0 | Pass | null
62310235 | TNB | DISTRIBUTION | WP PUTRAJAYA & CYBERJAYA | Existing | VPTJ/PCE/J08202 | PE 8.20 APT D (F2) | RMU | RMU 2S + 1F |  |  | PE 8.20 APT D (F2) | ATTACHED DOUBLE |  | 11/0.415 kV | 13/11/2002 | APARTMEN A (PUTRAJAYA) | 0 | Pass | null
62323117 | TNB | DISTRIBUTION | WP PUTRAJAYA & CYBERJAYA | Existing | VPTJ/PCE/J09012 | PE 9.01 APT 4A (EFI) (F2) | RMU 2S + 1F | RMU 2S + 1F |  |  | PE 9.01 APT 4A (EFI) (F2) | ATTACHED DOUBLE |  | 11/0.415 kV | 20001110 |  | 0 | Pass | null
62344587 | TNB | DISTRIBUTION | WP PUTRAJAYA & CYBERJAYA | Existing | VPTJ/PCE/J09032 | PE 9.03 APT 3C (F2) | RMU 2S + 1F | RMU 2S + 1F |  |  | PE 9.03 APT 3C (F2) | ATTACHED DOUBLE |  | 11/0.415 kV | 20000911 |  | 0 | Pass | null
62370351 | TNB | DISTRIBUTION | WP PUTRAJAYA & CYBERJAYA | Existing | VPTJ/PCE/J09382 | PE 9.38 P'PURI BLOK A3 (F2) | RMU | RMU 2S + 1F |  |  | PE 9.38 P'PURI BLOK A3 (F2) | ATTACHED DOUBLE |  | 11/0.415 kV | 22/07/2007 |  | 0 | Pass | null
62383233 | TNB | DISTRIBUTION | WP PUTRAJAYA & CYBERJAYA | Existing | VPTJ/PCE/J09372 | PE 9.37 P'PURI BLOK A1 (EFI) (F2) | RMU | RMU 2S + 1F |  |  | PE 9.37 P'PURI BLOK A1 (EFI) (F2) | ATTACHED DOUBLE |  | 11/0.415 kV | 22/07/2007 |  | 0 | Pass | null
62387607 | TNB | DISTRIBUTION | WP PUTRAJAYA & CYBERJAYA | Existing | VPTJ/PCE/J09322 | PE 9.32 P'PURI BLOK B3 (F2) | RMU | RMU 2S + 1F |  |  | PE 9.32 P'PURI BLOK B3 (F2) | ATTACHED DOUBLE |  | 11/0.415 kV | 24/08/2005 | PERUMAHAN PENJAWAT AWAM FASA 8 | 0 | Pass | null
62396115 | TNB | DISTRIBUTION | WP PUTRAJAYA & CYBERJAYA | Existing | VPTJ/PCE/J09332 | PE 9.33 P'PURI BLOK B1 (EFI) (F2) | RMU | RMU 2S + 1F |  |  | PE 9.33 P'PURI BLOK B1 (EFI) (F2) | ATTACHED DOUBLE |  | 11/0.415 kV | 24/08/2005 |  | 0 | Pass | null
62409076 | TNB | DISTRIBUTION | WP PUTRAJAYA & CYBERJAYA | Existing | VPTJ/PCE/J09342 | PE 9.34 P'PURI BLOK A3 (F2) | RMU | RMU 2S + 1F |  |  | PE 9.34 P'PURI BLOK A3 (F2) | ATTACHED DOUBLE |  | 11/0.415 kV | 24/08/2005 |  | 0 | Pass | null
62413291 | TNB | DISTRIBUTION | WP PUTRAJAYA & CYBERJAYA | Existing | VPTJ/PCE/J09352 | PE 9.35 P'PURI BLOK A1 (EFI) (F2) | RMU | RMU 2S + 1F |  |  | PE 9.35 P'PURI BLOK A1 (EFI) (F2) | ATTACHED DOUBLE |  | 11/0.415 kV | 24/08/2005 |  | 0 | Pass | null
62417585 | TNB | DISTRIBUTION | WP PUTRAJAYA & CYBERJAYA | Existing | VPTJ/PCE/J09432 | PE 9.43 P'PURI P7 BLOK A1 (F2) | RMU | RMU 2S + 1F |  |  | PE 9.43 P'PURI P7 BLOK A1 (F2) | ATTACHED DOUBLE |  | 11/0.415 kV | 23/02/2008 |  | 0 | Pass | null
62421879 | TNB | DISTRIBUTION | WP PUTRAJAYA & CYBERJAYA | Existing | VPTJ/PCE/J09442 | PE 9.44 P'PURI P7 BLOK A2 (EFI) (F2) | RMU | RMU 2S + 1F |  |  | PE 9.44 P'PURI P7 BLOK A2 (EFI) (F2) | ATTACHED DOUBLE |  | 11/0.415 kV | 23/02/2008 |  | 0 | Pass | null
62426177 | TNB | DISTRIBUTION | WP PUTRAJAYA & CYBERJAYA | Existing | VPTJ/PCE/J09452 | PE 9.45 P'PURI P7 BLOK B1 (F2) | RMU | RMU 2S + 1F |  |  | PE 9.45 P'PURI P7 BLOK B1 (F2) | ATTACHED DOUBLE |  | 11/0.415 kV | 23/02/2008 |  | 0 | Pass | null
62430467 | TNB | DISTRIBUTION | WP PUTRAJAYA & CYBERJAYA | Existing | VPTJ/PCE/J09462 | PE 9.46 P'PURI P7 BLOK B3 (EFI) (F2) | RMU | RMU 2S + 1F |  |  | PE 9.46 P'PURI P7 BLOK B3 (EFI) (F2) | ATTACHED DOUBLE |  | 11/0.415 kV | 23/02/2008 |  | 0 | Pass | null
62451937 | TNB | DISTRIBUTION | WP PUTRAJAYA & CYBERJAYA | Existing | VPTJ/PCE/J09212 | PE 9.21 P9D/1 TERES (F2) | CB | CB + 1 TX |  |  | PE 9.21 P9D/1 TERES (F2) | INDOOR DOUBLE CHAMBER |  | 11/0.415 kV | 20010308 |  | 0 | Pass | null
62460526 | TNB | DISTRIBUTION | WP PUTRAJAYA & CYBERJAYA | Existing | VPTJ/PCE/J09232 | PE 9.23 FLAT D (F2) | CB | CB + 1 TX |  |  | PE 9.23 FLAT D (F2) | ATTACHED DOUBLE |  | 11/0.415 kV | 20011010 |  | 0 | Pass | null
62503465 | TNB | DISTRIBUTION | WP PUTRAJAYA & CYBERJAYA | Existing | VPTJ/PCE/J09252 | PE 9.25 FLAT A (F2) | RMU | RMU 2S + 1F |  |  | PE 9.25 FLAT A (F2) | ATTACHED DOUBLE |  | 11/0.415 kV | 20010808 |  | 0 | Pass | null
62512053 | TNB | DISTRIBUTION | WP PUTRAJAYA & CYBERJAYA | Existing | VPTJ/PCE/J09262 | PE 9.26 FLAT B (F2) | RMU | RMU 2S + 1F |  |  | PE 9.26 FLAT B (F2) | ATTACHED DOUBLE |  | 11/0.415 kV | 20010808 |  | 0 | Pass | null
62516349 | TNB | DISTRIBUTION | WP PUTRAJAYA & CYBERJAYA | Existing | VPTJ/PCE/J09302 | PE 9.30 SEK REN FASA 2 (F2) | RMU | RMU 2S + 1F |  |  | PE 9.30 SEK REN FASA 2 (F2) | INDOOR DOUBLE CHAMBER |  | 11/0.415 kV | 23/06/2004 |  | 0 | Pass | null
62520641 | TNB | DISTRIBUTION | WP PUTRAJAYA & CYBERJAYA | Existing | VPTJ/PCE/J09362 | PE 9.36 SEK MEN FASA 3 (F2) | RMU | RMU 2S + 1F |  |  | PE 9.36 SEK MEN FASA 3 (F2) | INDOOR DOUBLE CHAMBER |  | 11/0.415 kV | 20061011 | KONTARKTOR : PENCAWANG : HANITEK SDN.BHD KABEL HT : DATA GERAKAN SDN.BHD JOINT S/T : 3M MALAYSIA SDN.BHD TERMINATION HT : 3M MALAYSIA SDN.BHD TERMINATOIN LV : SRS ENGENEERING SDN.BHD | 0 | Pass | null
62529365 | TNB | DISTRIBUTION | WP PUTRAJAYA & CYBERJAYA | Existing | VPTJ/PCE/J09311 | PE 9.31 RUMAH TERES (EFI) (F1) | RMU | RMU 2S + 1F |  |  | PE 9.31 RUMAH TERES (EFI) (F1) | INDOOR DOUBLE CHAMBER |  | 11/0.415 kV | 15/10/2004 |  | 0 | Pass | null
62559287 | TNB | DISTRIBUTION | WP PUTRAJAYA & CYBERJAYA | Existing | VPTJ/PCE/J10012 | SS 10.01 PMR (F2) | CB | CB |  |  | SS 10.01 PMR (F2) | ATTACHED |  | 11 kV | 19991002 |  | 0 | Pass | null
62567875 | TNB | DISTRIBUTION | WP PUTRAJAYA & CYBERJAYA | Existing | VPTJ/PCE/J10021 | PE 10.02 INSIDE PPU2 (F1) | RMU 2S + 1F | RMU 2S + 1F |  |  | PE 10.02 INSIDE PPU2 (F1) | INDOOR DOUBLE CHAMBER |  | 11/0.415 kV | 15/02/2000 |  | 0 | Pass | null
62572169 | TNB | DISTRIBUTION | WP PUTRAJAYA & CYBERJAYA | Existing | VPTJ/PCE/J10032 | PE 10.03 P10 C BANGLOW (F2) | RMU 2S + 1F | RMU 2S + 1F |  |  | PE 10.03 P10 C BANGLOW (F2) | INDOOR DOUBLE CHAMBER |  | 11/0.415 kV | 20000106 |  | 0 | Pass | null
62580757 | TNB | DISTRIBUTION | WP PUTRAJAYA & CYBERJAYA | Existing | VPTJ/PCE/J11282 | PE 11.28 APT ZON 6B (F2) | RMU 4S+4F | RMU 2S+2F |  |  | PE 11.28 APT ZON 6B (F2) | INDOOR DOUBLE CHAMBER |  | 11/0.415 kV | 20090309 |  | 0 | Pass | null
62585053 | TNB | DISTRIBUTION | WP PUTRAJAYA & CYBERJAYA | Existing | VPTJ/PCE/J11362 | PE 11.36 P11 K/13 TERES (F2) | RMU 4S+2F | RMU 2S+1F (A) |  |  | PE 11.36 P11 K/13 TERES (F2) | INDOOR DOUBLE CHAMBER |  | 11/0.415 kV | 20030512 |  | 0 | Pass | null
62589367 | TNB | DISTRIBUTION | WP PUTRAJAYA & CYBERJAYA | Existing | VPTJ/PCE/J11302 | PE 11.30 SEK REN (EFI) (F2) | RMU | RMU 2S+1F (A) |  |  | PE 11.30 SEK REN (EFI) (F2) | INDOOR DOUBLE CHAMBER |  | 11/0.415 kV | 16/07/2002 |  | 0 | Pass | null
62598068 | TNB | DISTRIBUTION | WP PUTRAJAYA & CYBERJAYA | Existing | VCBJ/PCE/J22782 | SS 22.78 LHDN F2 | CB 3S | CB 3 Feeders |  |  | SS 22.78 LHDN F2 | ATTACHED |  | 11 kV | 20100310 | PE BARU | 0 | Pass | null
62602229 | TNB | DISTRIBUTION | WP PUTRAJAYA & CYBERJAYA | Existing | VPTJ/PCE/J11452 | PE 11.45 SEK MEN (F2) | RMU 4S+2F | RMU 2S+1F (A) |  |  | PE 11.45 SEK MEN (F2) | INDOOR DOUBLE CHAMBER |  | 11/0.415 kV | 20/05/2004 |  | 0 | Pass | null
62610815 | TNB | DISTRIBUTION | WP PUTRAJAYA & CYBERJAYA | Existing | VPTJ/PCE/J11352 | PE 11.35 P11 K/3 TERES (EFI) (F2) | RMU | RMU 2S+1F (A) |  |  | PE 11.35 P11 K/3 TERES (EFI) (F2) | INDOOR DOUBLE CHAMBER |  | 11/0.415 kV | 20030412 |  | 0 | Pass | null
62623807 | TNB | DISTRIBUTION | WP PUTRAJAYA & CYBERJAYA | Existing | VPTJ/PCE/J09191 | PE 9.19 P9B1 TERES (F1) | RMU | RMU 2S + 1F |  |  | PE 9.19 P9B1 TERES (F1) | INDOOR DOUBLE CHAMBER |  | 11/0.415 kV | 20010608 |  | 0 | Pass | null
62636580 | TNB | DISTRIBUTION | WP PUTRAJAYA & CYBERJAYA | Existing | VPTJ/PCE/J09202 | PE 9.20 P9B1 (EFI) (F2) | RMU | RMU 2S + 1F |  |  | PE 9.20 P9B1 (EFI) (F2) | INDOOR DOUBLE CHAMBER |  | 11/0.415 kV | 29/06/2004 |  | 0 | Pass | null
62718167 | TNB | DISTRIBUTION | WP PUTRAJAYA & CYBERJAYA | Existing | VPTJ/PCE/J11181 | PE 11.18 P11 H/1 TERES (EFI) (F1) | RMU 4S+2F | RMU 2S+1F (A) |  |  | PE 11.18 P11 H/1 TERES (EFI) (F1) | INDOOR DOUBLE CHAMBER |  | 11/0.415 kV | 31/01/2003 |  | 0 | Pass | null
62735341 | TNB | DISTRIBUTION | WP PUTRAJAYA & CYBERJAYA | Existing | VPTJ/PCE/J11442 | PE 11.44 SEK. REN. FASA 2 (F2) | RMU 2S + 1F | RMU 2S + 1F |  |  | PE 11.44 SEK. REN. FASA 2 (F2) | INDOOR DOUBLE CHAMBER |  | 11/0.415 kV | 15/11/2007 | KOMPLEKS SEK REN FASA 2 PRESINT 11 | 0 | Pass | null
62761105 | TNB | DISTRIBUTION | WP PUTRAJAYA & CYBERJAYA | Existing | VPTJ/PCE/J11222 | PE 11.22 ZON 10B (F2) | RMU 2S + 1F | RMU 2S + 1F |  |  | PE 11.22 ZON 10B (F2) | INDOOR DOUBLE CHAMBER |  | 11/0.415 kV | 21/07/2006 |  | 0 | Pass | null
62765400 | TNB | DISTRIBUTION | WP PUTRAJAYA & CYBERJAYA | Existing | VPTJ/PCE/J11232 | PE 11.23 TERES ZON 12B (F2) | RMU 2S + 1F | RMU 2S + 1F |  |  | PE 11.23 TERES ZON 12B (F2) | INDOOR DOUBLE CHAMBER |  | 11/0.415 kV | 30/04/2009 |  | 0 | Pass | null
62778281 | TNB | DISTRIBUTION | WP PUTRAJAYA & CYBERJAYA | Existing | VPTJ/PCE/J11242 | PE 11.24 TERES ZON 9A (F2) | RMU 2S + 1F | RMU 2S + 1F |  |  | PE 11.24 TERES ZON 9A (F2) | INDOOR DOUBLE CHAMBER |  | 11/0.415 kV | 30/04/2009 |  | 0 | Pass | null
62804129 | TNB | DISTRIBUTION | WP PUTRAJAYA & CYBERJAYA | Existing | VPTJ/PCE/J11212 | PE 11.21 PUSAT KEJIRANAN (F2) | RMU 2S + 1F | RMU 2S + 1F |  |  | PE 11.21 PUSAT KEJIRANAN (F2) | INDOOR DOUBLE CHAMBER |  | 11/0.415 kV | 30/05/2006 | KOMPLEKS KEJIRANAN PR.11 | 0 | Pass | null
62821221 | TNB | DISTRIBUTION | WP PUTRAJAYA & CYBERJAYA | Existing | VPTJ/PCE/J11402 | PE 11.40 BLOK C (F2) | CB + 1 TX | CB + 1 TX |  |  | PE 11.40 BLOK C (F2) | INDOOR DOUBLE CHAMBER |  | 11/0.415 kV | 17/08/2004 |  | 0 | Pass | null
62997375 | TNB | DISTRIBUTION | WP PUTRAJAYA & CYBERJAYA | Existing | VPTJ/PCE/J11422 | PE 11.42 BLOK G (F2) | RMU 2S + 1F | RMU 2S + 1F |  |  | PE 11.42 BLOK G (F2) | INDOOR DOUBLE CHAMBER |  | 11/0.415 kV | 17/08/2004 |  | 0 | Pass | null
63001569 | TNB | DISTRIBUTION | WP PUTRAJAYA & CYBERJAYA | Existing | VPTJ/PCE/J15202 | PE 15.20 VISITOR CENTER (F2) | RMU 2S + 1F | RMU 2S + 1F |  |  | PE 15.20 VISITOR CENTER (F2) | INDOOR DOUBLE CHAMBER |  | 11/0.415 kV | 27/04/2004 |  | 0 | Pass | null
63027333 | TNB | DISTRIBUTION | WP PUTRAJAYA & CYBERJAYA | Existing | VPTJ/PCE/J15072 | PE 15.07 BLOK D3 (EFI) (F2) | RMU 2S + 1F | RMU 2S + 1F |  |  | PE 15.07 BLOK D3 (EFI) (F2) | ATTACHED DOUBLE |  | 11/0.415 kV | 18/02/2006 |  | 0 | Pass | null
63310737 | TNB | DISTRIBUTION | WP PUTRAJAYA & CYBERJAYA | Existing | VCBJ/PCE/J22692 | PE 22.69 KRU STUDIO F2 | RMU 2S + 1F | RMU 2S + 1F |  |  | PE 22.69 KRU STUDIO F2 | INDOOR DOUBLE CHAMBER |  | 11/0.415 kV | 27/01/2010 |  | 0 | Pass | null
63336503 | TNB | DISTRIBUTION | WP PUTRAJAYA & CYBERJAYA | Existing | VCBJ/PCE/J21092 | SS 21.09 KOMPLEKS TELEKOM CBJ 1 F2 | RMU 3S | RMU 3S |  |  | SS 21.09 KOMPLEKS TELEKOM CBJ 1 F2 | ATTACHED |  | 11/0.415 kV | 20000903 |  | 0 | Pass | null
63589847 | TNB | DISTRIBUTION | WP PUTRAJAYA & CYBERJAYA | Existing | VCBJ/PCE/J21542 | PE 21.54 PS 3 F2 | RMU 2S+1F | RMU 2S + 1F |  |  | PE 21.54 PS 3 F2 | INDOOR DOUBLE CHAMBER |  | 11/0.415 kV | 16/06/2005 |  | 0 | Pass | null
63607112 | TNB | DISTRIBUTION | WP PUTRAJAYA & CYBERJAYA | Existing | VCBJ/PCE/J21452 | PE 21.45 CYBERVILLAGE SERENITY 1 F2 | RMU 2S + 1F | RMU 2S + 1F |  |  | PE 21.45 CYBERVILLAGE SERENITY 1 F2 | INDOOR DOUBLE CHAMBER |  | 11/0.415 kV | 30/03/2004 |  | 0 | Pass | null
63615611 | TNB | DISTRIBUTION | WP PUTRAJAYA & CYBERJAYA | Existing | VCBJ/PCE/J22482 | PE 22.48 LOT 12082 FASA 1B F2 | RMU 2S + 1F | RMU 2S + 1F |  |  | PE 22.48 LOT 12082 FASA 1B F2 | INDOOR DOUBLE CHAMBER |  | 11/0.415 kV | 19/12/2005 |  | 0 | Pass | null
63641375 | TNB | DISTRIBUTION | WP PUTRAJAYA & CYBERJAYA | Existing | VCBJ/PCE/J22212 | PE 22.21 CYBER HEIGHT VILLA F2 | RMU 4S+2F | RMU 2S + 1F |  |  | PE 22.21 CYBER HEIGHT VILLA F2 | INDOOR DOUBLE CHAMBER |  | 11/0.415 kV | 20020805 |  | 0 | Pass | null
63662849 | TNB | DISTRIBUTION | WP PUTRAJAYA & CYBERJAYA | Existing | VPTJ/PCE/J01641 | PE 1.64 PEJ HOTEL PZ 10 (F1) | RMU 2S + 1F | RMU 2S + 1F |  |  | PE 1.64 PEJ HOTEL PZ 10 (F1) | INDOOR DOUBLE CHAMBER |  | 11/0.415 kV | 20130302 |  | 0 | Pass | null
63663337 | TNB | DISTRIBUTION | WP PUTRAJAYA & CYBERJAYA | Existing | VPTJ/PCE/J01642 | PE 1.64 PEJ HOTEL PZ 10 (F2) | RMU 2S + 1F | RMU 2S + 1F |  |  | PE 1.64 PEJ HOTEL PZ 10 (F2) | INDOOR DOUBLE CHAMBER |  | 11/0.415 kV | 20130302 |  | 0 | Pass | null
63783077 | TNB | DISTRIBUTION | WP PUTRAJAYA & CYBERJAYA | Existing | VCBJ/PCE/J22222 | PE 22.22 CYBER HEIGHT VILLA F2 | RMU 2S + 1F | RMU 2S + 1F |  |  | PE 22.22 CYBER HEIGHT VILLA F2 | INDOOR DOUBLE CHAMBER |  | 11/0.415 kV | 20041201 |  | 0 | Pass | null
63791665 | TNB | DISTRIBUTION | WP PUTRAJAYA & CYBERJAYA | Existing | VCBJ/PCE/J22252 | PE 22.25 CYBER HEIGHT VILLA F2 | RMU 2S + 1F | RMU 2S + 1F |  |  | PE 22.25 CYBER HEIGHT VILLA F2 | INDOOR DOUBLE CHAMBER |  | 11/0.415 kV | 13/12/2003 |  | 0 | Pass | null
63804549 | TNB | DISTRIBUTION | WP PUTRAJAYA & CYBERJAYA | Existing | VCBJ/PCE/J22461 | PE 22.46 TOWN HOUSE F1 | RMU 2S + 1F | RMU 2S + 1F |  |  | PE 22.46 TOWN HOUSE F1 | INDOOR DOUBLE CHAMBER |  | 11/0.415 kV | 27/01/2006 |  | 0 | Pass | null
63808843 | TNB | DISTRIBUTION | WP PUTRAJAYA & CYBERJAYA | Existing | VCBJ/PCE/J22452 | PE 22.45 KONDOMINIUM F2 | RMU 2S + 1F | RMU 2S + 1F |  |  | PE 22.45 KONDOMINIUM F2 | INDOOR DOUBLE CHAMBER |  | 11/0.415 kV | 27/01/2006 |  | 0 | Pass | null
63826017 | TNB | DISTRIBUTION | WP PUTRAJAYA & CYBERJAYA | Existing | VCBJ/PCE/J21512 | PE 21.51 CONDO C1 F2 | RMU 2S + 1F | RMU 2S + 1F |  |  | PE 21.51 CONDO C1 F2 | INDOOR DOUBLE CHAMBER |  | 11/0.415 kV | 20040510 |  | 0 | Pass | null
63838904 | TNB | DISTRIBUTION | WP PUTRAJAYA & CYBERJAYA | Existing | VCBJ/PCE/J21492 | PE 21.49 CONDO B2 F2 | RMU 2S + 1F | RMU 2S + 1F |  |  | PE 21.49 CONDO B2 F2 | INDOOR DOUBLE CHAMBER |  | 11/0.415 kV | 20040801 |  | 0 | Pass | null
63847487 | TNB | DISTRIBUTION | WP PUTRAJAYA & CYBERJAYA | Existing | VCBJ/PCE/J21172 | PE 21.17 CONDO A3 CYBERIA F2 | RMU 2S + 1F | RMU 2S + 1F |  |  | PE 21.17 CONDO A3 CYBERIA F2 | INDOOR DOUBLE CHAMBER |  | 11/0.415 kV | 25/11/2001 |  | 0 | Pass | null
63856075 | TNB | DISTRIBUTION | WP PUTRAJAYA & CYBERJAYA | Existing | VCBJ/PCE/J21182 | PE 21.18 CONDO A1 CYBERIA F2 | RMU 2S + 1F | RMU 2S + 1F |  |  | PE 21.18 CONDO A1 CYBERIA F2 | INDOOR DOUBLE CHAMBER |  | 11/0.415 kV | 25/11/2001 |  | 0 | Pass | null
63886133 | TNB | DISTRIBUTION | WP PUTRAJAYA & CYBERJAYA | Existing | VCBJ/PCE/J21122 | PE 21.12 CYBERIA SMARTHOMES F2 | CB 3S | CB + 1 TX |  |  | PE 21.12 CYBERIA SMARTHOMES F2 | ATTACHED SINGLE |  | 11/0.415 kV | 21/05/2001 |  | 0 | Pass | null
63890427 | TNB | DISTRIBUTION | WP PUTRAJAYA & CYBERJAYA | Existing | VCBJ/PCE/J21161 | PE 21.16 SMART HOMES F1 | RMU 2S + 1F | RMU 2S + 1F |  |  | PE 21.16 SMART HOMES F1 | INDOOR DOUBLE CHAMBER |  | 11/0.415 kV | 27/09/2004 |  | 0 | Pass | null
63894722 | TNB | DISTRIBUTION | WP PUTRAJAYA & CYBERJAYA | Existing | VCBJ/PCE/J21142 | PE 21.14 PUSAT REKREASI SMART HOME F2 | RMU 2S + 1F | RMU 2S + 1F |  |  | PE 21.14 PUSAT REKREASI SMART HOME F2 | INDOOR DOUBLE CHAMBER |  | 11/0.415 kV | 20030506 |  | 0 | Pass | null
63911976 | TNB | DISTRIBUTION | WP PUTRAJAYA & CYBERJAYA | Existing | VCBJ/PCE/J22101 | PE 22.10 D' MELOR F1 | RMU 2S + 1F | RMU 2S + 1F |  |  | PE 22.10 D' MELOR F1 | ATTACHED |  | 11/0.415 kV | 24/03/2001 |  | 0 | Pass | null
63916191 | TNB | DISTRIBUTION | WP PUTRAJAYA & CYBERJAYA | Existing | VCBJ/PCE/J22342 | PE 22.34 STREET MALL 2 F2 | RMU 2S + 1F | RMU 2S + 1F |  |  | PE 22.34 STREET MALL 2 F2 | ATTACHED DOUBLE |  | 11/0.415 kV | 17/05/2004 |  | 0 | Pass | null
63924863 | TNB | DISTRIBUTION | WP PUTRAJAYA & CYBERJAYA | Existing | VCBJ/PCE/J22622 | PE 22.62 8 BLOK KEDAI PEJ 2B F2 | RMU 2S + 1F | RMU 2S + 1F |  |  | PE 22.62 8 BLOK KEDAI PEJ 2B F2 | INDOOR DOUBLE CHAMBER |  | 11/0.415 kV | 29/04/2009 |  | 0 | Pass | null
63929073 | TNB | DISTRIBUTION | WP PUTRAJAYA & CYBERJAYA | Existing | VCBJ/PCE/J22612 | PE 22.61 8 BLOK KEDAI PEJ 2A F2 | RMU 2S + 1F | RMU 2S + 1F |  |  | PE 22.61 8 BLOK KEDAI PEJ 2A F2 | INDOOR DOUBLE CHAMBER |  | 11/0.415 kV | 29/04/2009 | 8 BLLOK KEDAI PEJABAT NO 1 | 0 | Pass | null
63933367 | TNB | DISTRIBUTION | WP PUTRAJAYA & CYBERJAYA | Existing | VCBJ/PCE/J22522 | PE 22.52 58 UNITS SHOP LOT F2 | RMU 2S + 2F | RMU 2S + 2F |  |  | PE 22.52 58 UNITS SHOP LOT F2 | INDOOR DOUBLE CHAMBER |  | 11/0.415 kV | 20080301 |  | 0 | Pass | null
63937661 | TNB | DISTRIBUTION | WP PUTRAJAYA & CYBERJAYA | Existing | VCBJ/PCE/J22312 | SS 22.31 CSF F2 | CB 3S | CB |  |  | SS 22.31 CSF F2 | ATTACHED |  | 11 kV | 19/05/2003 |  | 0 | Pass | null
63941955 | TNB | DISTRIBUTION | WP PUTRAJAYA & CYBERJAYA | Existing | VCBJ/PCE/J22662 | SS 22.66 PRIMA 9 F2 | CB 3S | CB |  |  | SS 22.66 PRIMA 9 F2 | INDOOR DOUBLE CHAMBER |  | 11/0.415 kV | 23/03/2009 | PRIMA 9 BLOCK 3547 | 0 | Pass | null
63946249 | TNB | DISTRIBUTION | WP PUTRAJAYA & CYBERJAYA | Existing | VCBJ/PCE/J22602 | SS 22.60 SATYAM F2 | CB 3S | CB |  |  | SS 22.60 SATYAM F2 | ATTACHED |  | 11 kV | 24/12/2008 |  | 0 | Pass | null
63989189 | TNB | DISTRIBUTION | WP PUTRAJAYA & CYBERJAYA | Existing | VPTJ/PCE/J05102 | SS 5.10 HOTEL ALAM WARISAN (F2) | CB | CB |  |  | SS 5.10 HOTEL ALAM WARISAN (F2) | ATTACHED |  | 11 kV | 20081208 |  | 0 | Pass | null
64002070 | TNB | DISTRIBUTION | WP PUTRAJAYA & CYBERJAYA | Existing | VCBJ/PCE/J22861 | PE 22.86 NEO CYBER BLOK D | RMU 2S + 2F | RMU 2S + 1F |  |  | PE 22.86 NEO CYBER BLOK D | COMPACT SUBS |  | 11/0.415 kV | 19/05/2012 |  | 0 | Pass | null
64006365 | TNB | DISTRIBUTION | WP PUTRAJAYA & CYBERJAYA | Existing | VCBJ/PCE/J22402 | PE 22.40 POLIS CJ F2 | RMU 2S+1F | RMU 2S+1F (B) |  |  | PE 22.40 POLIS CJ F2 | INDOOR DOUBLE CHAMBER |  | 11/0.415 kV | 15/03/2005 |  | 0 | Pass | null
64015579 | TNB | DISTRIBUTION | WP PUTRAJAYA & CYBERJAYA | Existing | VPTJ/PCE/J11692 | PE 11.69 ZON 10A (F2) | RMU 2S + 1F | RMU 2S + 1F |  |  | PE 11.69 ZON 10A (F2) | INDOOR DOUBLE CHAMBER |  | 11/0.415 kV | 23/11/2011 | PE BARU | 0 | Pass | null
64023692 | TNB | DISTRIBUTION | WP PUTRAJAYA & CYBERJAYA | Existing | VCBJ/PCE/J22762 | PE 22.76 - STP B F2 | RMU 2S + 1F | RMU 2S + 1F |  |  | PE 22.76 - STP B F2 | INDOOR DOUBLE CHAMBER |  | 11/0.415 kV | 20100306 |  | 0 | Pass | null
64126596 | TNB | DISTRIBUTION | WP PUTRAJAYA & CYBERJAYA | Existing | VCBJ/PCE/J21891 | PE 21.89 MYVILLA P2 PARCEL B | RMU 2S+1F | RMU 2S+1F (A) |  |  | PE 21.89 MYVILLA P2 PARCEL B | ATTACHED SINGLE |  | 11/0.415 kV | 23/05/2012 |  | 0 | Pass | null
64126676 | TNB | DISTRIBUTION | WP PUTRAJAYA & CYBERJAYA | Existing | VCBJ/PCE/J21881 | PE 21.88 MYVILLA P2 PARCEL A | RMU 2S+1F | RMU 2S+1F (A) |  |  | PE 21.88 MYVILLA P2 PARCEL A | ATTACHED SINGLE |  | 11/0.415 kV | 23/05/2012 |  | 0 | Pass | null
64130968 | TNB | DISTRIBUTION | WP PUTRAJAYA & CYBERJAYA | Existing | VCBJ/PCE/J21721 | SS 21.72 JOYFUL F1 | CB 3S | CB |  |  | SS 21.72 JOYFUL F1 | ATTACHED |  | 11 kV | 20100608 | PE BARU | 0 | Pass | null
64732051 | TNB | DISTRIBUTION | WP PUTRAJAYA & CYBERJAYA | Existing | VPTJ/PCE/J05142 | PE 5.14 5R1 (F2) | RMU | RMU 2S + 1F |  |  | PE 5.14 5R1 (F2) | INDOOR DOUBLE CHAMBER |  | 11/0.415 kV | 15/09/2008 |  | 0 | Pass | null
64779285 | TNB | DISTRIBUTION | WP PUTRAJAYA & CYBERJAYA | Existing | VPTJ/PCE/J05162 | PE 5.16 BLOK B 5R3 (F2) | RMU | RMU 2S + 1F |  |  | PE 5.16 BLOK B 5R3 (F2) | ATTACHED DOUBLE |  | 11/0.415 kV | 15/09/2008 |  | 0 | Pass | null
65058396 | TNB | DISTRIBUTION | WP PUTRAJAYA & CYBERJAYA | Existing | VPTJ/PCE/J05172 | PE 5.17 BLOK C 5R3 (F2) | RMU | RMU 2S + 1F |  |  | PE 5.17 BLOK C 5R3 (F2) | ATTACHED DOUBLE |  | 11/0.415 kV | 15/09/2008 |  | 0 | Pass | null
65474913 | TNB | DISTRIBUTION | WP PUTRAJAYA & CYBERJAYA | Existing | VPTJ/PCE/J05252 | PE 5.25 BLOK D1 APT 5R4 (F2) | RMU | RMU 2S + 1F |  |  | PE 5.25 BLOK D1 APT 5R4 (F2) | ATTACHED DOUBLE |  | 11/0.415 kV | 21/01/2009 |  | 0 | Pass | null
65560794 | TNB | DISTRIBUTION | WP PUTRAJAYA & CYBERJAYA | Existing | VPTJ/PCE/J07062 | PE 7.06 TPB (WTT) (F2) | RMU | RMU 2S + 1F |  |  | PE 7.06 TPB (WTT) (F2) | INDOOR DOUBLE CHAMBER |  | 11/0.415 kV | 13/06/2002 |  | 0 | Pass | null
65586557 | TNB | DISTRIBUTION | WP PUTRAJAYA & CYBERJAYA | Existing | VPTJ/PCE/J09062 | PE 9.06 APT 2E (F2) | RMU 2S + 1F | RMU 2S + 1F |  |  | PE 9.06 APT 2E (F2) | ATTACHED DOUBLE |  | 11/0.415 kV | 19990612 |  | 0 | Pass | null
65603734 | TNB | DISTRIBUTION | WP PUTRAJAYA & CYBERJAYA | Existing | VPTJ/PCE/J09082 | PE 9.08 P9G TERES (F2) | RMU 2S + 1F | RMU 2S + 1F |  |  | PE 9.08 P9G TERES (F2) | INDOOR DOUBLE CHAMBER |  | 11/0.415 kV | 21/06/1999 |  | 0 | Pass | null
65638085 | TNB | DISTRIBUTION | WP PUTRAJAYA & CYBERJAYA | Existing | VPTJ/PCE/J09112 | PE 9.11 KLINIK (F2) | RMU 2S + 1F | RMU 2S + 1F |  |  | PE 9.11 KLINIK (F2) | INDOOR DOUBLE CHAMBER |  | 11/0.415 kV | 15/02/1999 |  | 0 | Pass | null
65646673 | TNB | DISTRIBUTION | WP PUTRAJAYA & CYBERJAYA | Existing | VPTJ/PCE/J09122 | PE 9.12 SEK REN (F2) | RMU 2S + 1F | RMU 2S + 1F |  |  | PE 9.12 SEK REN (F2) | INDOOR DOUBLE CHAMBER |  | 11/0.415 kV | 16/10/1999 |  | 0 | Pass | null
65676731 | TNB | DISTRIBUTION | WP PUTRAJAYA & CYBERJAYA | Existing | VPTJ/PCE/J09142 | PE 9.14 K.KEJIRANAN (F2) | RMU 2S + 1F | RMU 2S + 1F |  |  | PE 9.14 K.KEJIRANAN (F2) | INDOOR DOUBLE CHAMBER |  | 11/0.415 kV | 19/11/2002 |  | 0 | Pass | null
65736847 | TNB | DISTRIBUTION | WP PUTRAJAYA & CYBERJAYA | Existing | VPTJ/PCE/J09172 | PE 9.17 APT 5A (EFI) (F2) | RMU 2S + 1F | RMU 2S + 1F |  |  | PE 9.17 APT 5A (EFI) (F2) | ATTACHED DOUBLE |  | 11/0.415 kV | 20021207 |  | 0 | Pass | null
65745437 | TNB | DISTRIBUTION | WP PUTRAJAYA & CYBERJAYA | Existing | VPTJ/PCE/J09182 | PE 9.18 APT 5C (F2) | RMU 2S + 1F | RMU 2S + 1F |  |  | PE 9.18 APT 5C (F2) | ATTACHED DOUBLE |  | 11/0.415 kV | 20021207 |  | 0 | Pass | null
65754024 | TNB | DISTRIBUTION | WP PUTRAJAYA & CYBERJAYA | Existing | VPTJ/PCE/J09052 | PE 9.05 P9 G1 TERES F2 | CB + 1 TX | CB + 1 TX |  |  | PE 9.05 P9 G1 TERES F2 | INDOOR DOUBLE CHAMBER |  | 11/0.415 kV | 21/06/1999 |  | 0 | Pass | null
65775493 | TNB | DISTRIBUTION | WP PUTRAJAYA & CYBERJAYA | Existing | VPTJ/PCE/J09392 | PE 9.39 P'PURI BLOK B3 (EFI) (F2) | RMU 2S + 1F | RMU 2S + 1F |  |  | PE 9.39 P'PURI BLOK B3 (EFI) (F2) | ATTACHED DOUBLE |  | 11/0.415 kV | 22/07/2007 |  | 0 | Pass | null
65784083 | TNB | DISTRIBUTION | WP PUTRAJAYA & CYBERJAYA | Existing | VPTJ/PCE/J09402 | PE 9.40 P'PURI BLOK C (F2) | CB 3S | CB + 1 TX |  |  | PE 9.40 P'PURI BLOK C (F2) | ATTACHED DOUBLE |  | 11/0.415 kV | 22/07/2007 |  | 0 | Pass | null
65788375 | TNB | DISTRIBUTION | WP PUTRAJAYA & CYBERJAYA | Existing | VPTJ/PCE/J09412 | PE 9.41 P'PURI BLOK E3 (F2) | RMU 2S + 1F | RMU 2S + 1F |  |  | PE 9.41 P'PURI BLOK E3 (F2) | ATTACHED DOUBLE |  | 11/0.415 kV | 22/07/2007 |  | 0 | Pass | null
65792669 | TNB | DISTRIBUTION | WP PUTRAJAYA & CYBERJAYA | Existing | VPTJ/PCE/J09422 | PE 9.42 P'PURI BLOK E1 (EFI) (F2) | RMU 2S + 1F | RMU 2S + 1F |  |  | PE 9.42 P'PURI BLOK E1 (EFI) (F2) | ATTACHED DOUBLE |  | 11/0.415 kV | 22/07/2007 |  | 0 | Pass | null
65796963 | TNB | DISTRIBUTION | WP PUTRAJAYA & CYBERJAYA | Existing | VPTJ/PCE/J09472 | PE 9.47 P'PURI BLOK A&B (F2) | RMU 2S + 1F | RMU 2S + 1F |  |  | PE 9.47 P'PURI BLOK A&B (F2) | ATTACHED DOUBLE |  | 11/0.415 kV | 31/10/2007 |  | 0 | Pass | null
65801257 | TNB | DISTRIBUTION | WP PUTRAJAYA & CYBERJAYA | Existing | VPTJ/PCE/J09482 | PE 9.48 P'PURI BLOK C&D (EFI) (F2) | RMU 2S + 1F | RMU 2S + 1F |  |  | PE 9.48 P'PURI BLOK C&D (EFI) (F2) | ATTACHED DOUBLE |  | 11/0.415 kV | 31/10/2007 |  | 0 | Pass | null
65805552 | TNB | DISTRIBUTION | WP PUTRAJAYA & CYBERJAYA | Existing | VPTJ/PCE/J11021 | PE 11.02 BLOK 3A (F1) | RMU 2S + 1F | RMU 2S + 1F |  |  | PE 11.02 BLOK 3A (F1) | ATTACHED DOUBLE |  | 11/0.415 kV | 20050706 |  | 0 | Pass | null
65839902 | TNB | DISTRIBUTION | WP PUTRAJAYA & CYBERJAYA | Existing | VPTJ/PCE/J12021 | PE 12.02 KUARTERS PEKERJA | RMU 2S + 1F | RMU 2S + 1F |  |  | PE 12.02 KUARTERS PEKERJA | ATTACHED |  | 11/0.415 kV | 30/03/2012 |  | 0 | Pass | null
65852785 | TNB | DISTRIBUTION | WP PUTRAJAYA & CYBERJAYA | Existing | VPTJ/PCE/J04011 | PE 4.01 4G3 (F1) | CB 4S+1F | VCB 4 Feeders |  |  | PE 4.01 4G3 (F1) | INDOOR DOUBLE CHAMBER |  | 11/0.415 kV | 18/12/2003 |  | 0 | Pass | null
65874255 | TNB | DISTRIBUTION | WP PUTRAJAYA & CYBERJAYA | Existing | VPTJ/PCE/J10132 | PE 10.13 PUSPANITA (F2) | RMU 2S + 1F | RMU 2S + 1F |  |  | PE 10.13 PUSPANITA (F2) | INDOOR DOUBLE CHAMBER |  | 11/0.415 kV | 21/10/2004 |  | 0 | Pass | null
65878549 | TNB | DISTRIBUTION | WP PUTRAJAYA & CYBERJAYA | Existing | VPTJ/PCE/J10062 | PE 10.06 JLN P10B (F2) | RMU 2S + 1F | RMU 2S + 1F |  |  | PE 10.06 JLN P10B (F2) | INDOOR DOUBLE CHAMBER |  | 11/0.415 kV | 31/03/2008 |  | 0 | Pass | null
65891431 | TNB | DISTRIBUTION | WP PUTRAJAYA & CYBERJAYA | Existing | VPTJ/PCE/J10052 | PE 10.05 P10/7 BANGLOW (F2) | CB + 1 TX | CB + 1 TX |  |  | PE 10.05 P10/7 BANGLOW (F2) | INDOOR DOUBLE CHAMBER |  | 11/0.415 kV | 20000106 |  | 0 | Pass | null
65917196 | TNB | DISTRIBUTION | WP PUTRAJAYA & CYBERJAYA | Existing | VPTJ/PCE/J10042 | PE 10.04 P10 D BANGLO (F2) | RMU 2S + 1F | RMU 2S + 1F |  |  | PE 10.04 P10 D BANGLO (F2) | INDOOR DOUBLE CHAMBER |  | 11/0.415 kV | 20000106 |  | 0 | Pass | null
65938665 | TNB | DISTRIBUTION | WP PUTRAJAYA & CYBERJAYA | Existing | VPTJ/PCE/J11032 | PE 11.03 P11A1/12 TERES (F2) | CB 3S | CB + 1 TX |  |  | PE 11.03 P11A1/12 TERES (F2) | INDOOR DOUBLE CHAMBER |  | 11/0.415 kV | 27/02/2002 |  | 0 | Pass | null
65951547 | TNB | DISTRIBUTION | WP PUTRAJAYA & CYBERJAYA | Existing | VPTJ/PCE/J11042 | PE 11.04 P11A1/12 TERES (EFI) (F2) | RMU 2S + 1F | RMU 2S + 1F |  |  | PE 11.04 P11A1/12 TERES (EFI) (F2) | INDOOR DOUBLE CHAMBER |  | 11/0.415 kV | 15/10/2002 |  | 0 | Pass | null
65960135 | TNB | DISTRIBUTION | WP PUTRAJAYA & CYBERJAYA | Existing | VPTJ/PCE/J11081 | PE 11.08 P11A2/5 TERES (EFI) (F1) | RMU 2S + 1F | RMU 2S + 1F |  |  | PE 11.08 P11A2/5 TERES (EFI) (F1) | INDOOR DOUBLE CHAMBER |  | 11/0.415 kV | 20020409 |  | 0 | Pass | null
65968723 | TNB | DISTRIBUTION | WP PUTRAJAYA & CYBERJAYA | Existing | VPTJ/PCE/J11092 | PE 11.09 P11A2/5 TERES (EFI) (F2) | RMU 2S + 1F | RMU 2S + 1F |  |  | PE 11.09 P11A2/5 TERES (EFI) (F2) | INDOOR DOUBLE CHAMBER |  | 11/0.415 kV | 20020709 |  | 0 | Pass | null
65977311 | TNB | DISTRIBUTION | WP PUTRAJAYA & CYBERJAYA | Existing | VPTJ/PCE/J11101 | PE 11.10 P11B1/6 SEMI-D (EFI) (F1) | RMU 2S + 1F | RMU 2S + 1F |  |  | PE 11.10 P11B1/6 SEMI-D (EFI) (F1) | INDOOR DOUBLE CHAMBER |  | 11/0.415 kV | 20/03/2002 |  | 0 | Pass | null
65990194 | TNB | DISTRIBUTION | WP PUTRAJAYA & CYBERJAYA | Existing | VPTJ/PCE/J11112 | PE 11.11 (EFI) (F2) | RMU 2S + 1F | RMU 2S + 1F |  |  | PE 11.11 (EFI) (F2) | ATTACHED DOUBLE |  | 11/0.415 kV | 24/08/2004 |  | 0 | Pass | null
65998782 | TNB | DISTRIBUTION | WP PUTRAJAYA & CYBERJAYA | Existing | VPTJ/PCE/J11122 | PE 11.12 APT A (F2) | RMU 2S + 1F | RMU 2S + 1F |  |  | PE 11.12 APT A (F2) | ATTACHED DOUBLE |  | 11/0.415 kV | 20030805 |  | 0 | Pass | null
301612803 | TNB | DISTRIBUTION | WP PUTRAJAYA & CYBERJAYA | Existing | VPTJ/PCE/J11281 | PE 11.28 APT ZON 6B (F1) | RMU 4S+4F |  |  |  | PE 11.28 APT ZON 6B (F1) | INDOOR DOUBLE CHAMBER |  | 11/0.415 kV | 20090309 |  | 0 | Pass | null
301613418 | TNB | DISTRIBUTION | WP PUTRAJAYA & CYBERJAYA | Existing | VPTJ/PCE/J11431 | PE 11.43 SEK. MEN. FASA 2 (F1) | RMU 2S + 1F | RMU 2S + 1F |  |  | PE 11.43 SEK. MEN. FASA 2 (F1) | INDOOR DOUBLE CHAMBER |  | 11/0.415 kV | 15/11/2007 | KOMPLEKS SEK MEN FASA 2 PRESINT 11 | 0 | Pass | null
301725337 | TNB | DISTRIBUTION | WP PUTRAJAYA & CYBERJAYA | Existing | VCBJ/PCE/J21061 | PE 21.06 PADAT B 15-4 | RMU 2S + 1F | RMU 2S + 1F |  |  | PE 21.06 PADAT B 15-4 | COMPACT SUBS |  | 11/0.415 kV | 28/06/1999 |  | 0 | Pass | null
301725453 | TNB | DISTRIBUTION | WP PUTRAJAYA & CYBERJAYA | Existing | VCBJ/PCE/J21641 | SS 21.64 BLOK B IT PARK F1 | CB 3S | CB |  |  | SS 21.64 BLOK B IT PARK F1 | ATTACHED |  | 11 kV | 14/06/2008 |  | 0 | Pass | null
301728930 | TNB | DISTRIBUTION | WP PUTRAJAYA & CYBERJAYA | Existing | VPTJ/PCE/J11271 | PE 11.27 SEMI D 11A & 11B | RMU 2S+1F | RMU 2S + 1F |  |  | PE 11.27 SEMI D 11A & 11B | COMPACT SUBS |  | 11/0.415 kV | 17/08/2009 |  | 0 | Pass | null
301758757 | TNB | DISTRIBUTION | WP PUTRAJAYA & CYBERJAYA | Existing | VPTJ/PCE/J09371 | PE 9.37 P'PURI BLOK A1 (EFI) (F1) | RMU | RMU 2S + 1F |  |  | PE 9.37 P'PURI BLOK A1 (EFI) (F1) | ATTACHED DOUBLE |  | 11/0.415 kV | 22/07/2007 |  | 0 | Pass | null
301759604 | TNB | DISTRIBUTION | WP PUTRAJAYA & CYBERJAYA | Existing | VPTJ/PCE/J09481 | PE 9.48 P'PURI BLOK C&D (EFI) (F1) | RMU 2S + 1F | RMU 2S + 1F |  |  | PE 9.48 P'PURI BLOK C&D (EFI) (F1) | ATTACHED DOUBLE |  | 11/0.415 kV | 31/10/2007 |  | 0 | Pass | null
301794338 | TNB | DISTRIBUTION | WP PUTRAJAYA & CYBERJAYA | Existing | VPTJ/PCE/J05161 | PE 5.16 BLOK B 5R3 (F1) | RMU | RMU 2S + 1F |  |  | PE 5.16 BLOK B 5R3 (F1) | ATTACHED DOUBLE |  | 11/0.415 kV | 15/09/2008 |  | 0 | Pass | null
301834441 | TNB | DISTRIBUTION | WP PUTRAJAYA & CYBERJAYA | Existing | VCBJ/PCE/J21071 | PE 21.07 P.APEC | RMU 2S + 1F | RMU 2S + 1F |  |  | PE 21.07 P.APEC | COMPACT SUBS |  | 11/0.415 kV | 19990707 |  | 0 | Pass | null
301834557 | TNB | DISTRIBUTION | WP PUTRAJAYA & CYBERJAYA | Existing | VCBJ/PCE/J21051 | PE 21.05 B15-3 | RMU 2S + 1F | RMU 2S + 1F |  |  | PE 21.05 B15-3 | COMPACT SUBS |  | 11/0.415 kV | 28/06/1999 |  | 0 | Pass | null
301834983 | TNB | DISTRIBUTION | WP PUTRAJAYA & CYBERJAYA | Existing | VCBJ/PCE/J21041 | PE 21.04 B15-2 | RMU 2S + 1F | RMU 2S + 1F |  |  | PE 21.04 B15-2 | COMPACT SUBS |  | 11/0.415 kV | 28/06/1999 |  | 0 | Pass | null
301835099 | TNB | DISTRIBUTION | WP PUTRAJAYA & CYBERJAYA | Existing | VCBJ/PCE/J21241 | SS 21.24 KVDT PETRONAS | RMU 3S | RMU 3S |  |  | SS 21.24 KVDT PETRONAS | ATTACHED SINGLE |  | 11 kV | 31/01/1999 | KVDT PETRONAS | 0 | Pass | null
301835620 | TNB | DISTRIBUTION | WP PUTRAJAYA & CYBERJAYA | Existing | VCBJ/PCE/J21451 | PE 21.45 CYBERVILLAGE SERENITY 1 F1 | RMU 2S + 1F | RMU 2S + 1F |  |  | PE 21.45 CYBERVILLAGE SERENITY 1 F1 | INDOOR DOUBLE CHAMBER |  | 11/0.415 kV | 30/03/2004 |  | 0 | Pass | null
301836157 | TNB | DISTRIBUTION | WP PUTRAJAYA & CYBERJAYA | Existing | VCBJ/PCE/J22031 | PE 22.03 CYBERVIEW GARDENS F1 | RMU 3S+1F | RMU 3S+1F |  |  | PE 22.03 CYBERVIEW GARDENS F1 | INDOOR DOUBLE CHAMBER |  | 11/0.415 kV | 19980611 |  | 0 | Pass | null
301836450 | TNB | DISTRIBUTION | WP PUTRAJAYA & CYBERJAYA | Existing | VCBJ/PCE/J21131 | PE 21.13 CYBERVIEW NO. 2 ( MDC ) F1 | RMU 2S + 1F | RMU 2S + 1F |  |  | PE 21.13 CYBERVIEW NO. 2 ( MDC ) F1 | INDOOR DOUBLE CHAMBER |  | 11/0.415 kV | 20020501 |  | 0 | Pass | null
301836677 | TNB | DISTRIBUTION | WP PUTRAJAYA & CYBERJAYA | Existing | VCBJ/PCE/J21081 | PE 21.08 CENTURY SQUARE 2300 F1 | RMU 2S + 1F | RMU 2S + 1F |  |  | PE 21.08 CENTURY SQUARE 2300 F1 | INDOOR DOUBLE CHAMBER |  | 11/0.415 kV | 16/02/2000 |  | 0 | Pass | null
301837214 | TNB | DISTRIBUTION | WP PUTRAJAYA & CYBERJAYA | Existing | VCBJ/PCE/J21271 | SS 21.27 LOT 12067 MAYBANK F1 | RMU 3S | RMU 3S |  |  | SS 21.27 LOT 12067 MAYBANK F1 | ATTACHED |  | 11 kV | 26/11/2001 |  | 0 | Pass | null
301837735 | TNB | DISTRIBUTION | WP PUTRAJAYA & CYBERJAYA | Existing | VCBJ/PCE/J21401 | PE 21.40 STP 1 | RMU 2S + 1F | RMU 2S + 1F |  |  | PE 21.40 STP 1 | INDOOR SINGLE CHAMBER |  | 11/0.415 kV | 20030807 |  | 0 | Pass | null
301837846 | TNB | DISTRIBUTION | WP PUTRAJAYA & CYBERJAYA | Existing | VCBJ/PCE/J21031 | PE 21.03 B15-1 | RMU 2S + 1F | RMU 2S + 1F |  |  | PE 21.03 B15-1 | COMPACT SUBS |  | 11/0.415 kV | 28/06/1999 |  | 0 | Pass | null
301838383 | TNB | DISTRIBUTION | WP PUTRAJAYA & CYBERJAYA | Existing | VCBJ/PCE/J22021 | SS 22.02 TELEKOM CBJ 2 F1 | RMU 3S | RMU 3S |  |  | SS 22.02 TELEKOM CBJ 2 F1 | ATTACHED |  | 11 kV | 19991204 |  | 0 | Pass | null
301838594 | TNB | DISTRIBUTION | WP PUTRAJAYA & CYBERJAYA | Existing | VCBJ/PCE/J22341 | PE 22.34 STREET MALL 2 F1 | RMU 2S + 1F | RMU 2S + 1F |  |  | PE 22.34 STREET MALL 2 F1 | ATTACHED DOUBLE |  | 11/0.415 kV | 17/05/2004 |  | 0 | Pass | null
301839131 | TNB | DISTRIBUTION | WP PUTRAJAYA & CYBERJAYA | Existing | VCBJ/PCE/J22211 | PE 22.21 CYBER HEIGHT VILLA F1 | RMU 2S + 1F | RMU 2S + 1F |  |  | PE 22.21 CYBER HEIGHT VILLA F1 | INDOOR DOUBLE CHAMBER |  | 11/0.415 kV | 20020805 |  | 0 | Pass | null
301901650 | TNB | DISTRIBUTION | WP PUTRAJAYA & CYBERJAYA | Existing | VPTJ/PCE/J09391 | PE 9.39 P'PURI BLOK B3 (EFI) (F1) | RMU 2S + 1F | RMU 2S + 1F |  |  | PE 9.39 P'PURI BLOK B3 (EFI) (F1) | ATTACHED DOUBLE |  | 11/0.415 kV | 22/07/2007 |  | 0 | Pass | null
301902187 | TNB | DISTRIBUTION | WP PUTRAJAYA & CYBERJAYA | Existing | VPTJ/PCE/J09411 | PE 9.41 P'PURI BLOK E3 (F1) | RMU 2S + 1F | RMU 2S + 1F |  |  | PE 9.41 P'PURI BLOK E3 (F1) | ATTACHED DOUBLE |  | 11/0.415 kV | 22/07/2007 |  | 0 | Pass | null
301902414 | TNB | DISTRIBUTION | WP PUTRAJAYA & CYBERJAYA | Existing | VPTJ/PCE/J09381 | PE 9.38 P'PURI BLOK A3 (F1) | RMU | RMU 2S + 1F |  |  | PE 9.38 P'PURI BLOK A3 (F1) | ATTACHED DOUBLE |  | 11/0.415 kV | 22/07/2007 |  | 0 | Pass | null
301952632 | TNB | DISTRIBUTION | WP PUTRAJAYA & CYBERJAYA | Existing | VPTJ/PCE/J15011 | SS 15.01 PS6 | RMU 3S | RMU 3S |  |  | SS 15.01 PS6 | ATTACHED |  | 11 kV | 18/11/1999 |  | 0 | Pass | null
301953050 | TNB | DISTRIBUTION | WP PUTRAJAYA & CYBERJAYA | Existing | VPTJ/PCE/J14031 | PE 14.03 C/S S/L | RMU 2S+1F |  |  |  | PE 14.03 C/S S/L | COMPACT SUBS |  | 11/0.415 kV | 14/03/2005 |  | 0 | Pass | null
301953166 | TNB | DISTRIBUTION | WP PUTRAJAYA & CYBERJAYA | Existing | VPTJ/PCE/J15021 | PE 15.02 RD F 1 | RMU 2S+1F |  |  |  | PE 15.02 RD F 1 | COMPACT SUBS |  | 11/0.415 kV | 19990810 |  | 0 | Pass | null
301953282 | TNB | DISTRIBUTION | WP PUTRAJAYA & CYBERJAYA | Existing | VPTJ/PCE/J14021 | PE 14.02 PERUMAHAN 14-1 (EFI) (F1) | RMU 2S + 1F | RMU 2S + 1F |  |  | PE 14.02 PERUMAHAN 14-1 (EFI) (F1) | INDOOR DOUBLE CHAMBER |  | 11/0.415 kV | 25/02/2006 |  | 0 | Pass | null
301953819 | TNB | DISTRIBUTION | WP PUTRAJAYA & CYBERJAYA | Existing | VPTJ/PCE/J14172 | PE 14.17 BLOK D (F2) | RMU | RMU 2S + 1F |  |  | PE 14.17 BLOK D (F2) | ATTACHED DOUBLE |  | 11/0.415 kV | 20050609 |  | 0 | Pass | null
301954356 | TNB | DISTRIBUTION | WP PUTRAJAYA & CYBERJAYA | Existing | VPTJ/PCE/J14162 | PE 14.16 BLOK C (EFI) (F2) | RMU 2S + 1F | RMU 2S + 1F |  |  | PE 14.16 BLOK C (EFI) (F2) | ATTACHED DOUBLE |  | 11/0.415 kV | 20050609 |  | 0 | Pass | null
301954893 | TNB | DISTRIBUTION | WP PUTRAJAYA & CYBERJAYA | Existing | VPTJ/PCE/J14192 | PE 14.19 BLOK E2 (EFI) (F2) | RMU 2S + 1F | RMU 2S + 1F |  |  | PE 14.19 BLOK E2 (EFI) (F2) | ATTACHED DOUBLE |  | 11/0.415 kV | 20050609 |  | 0 | Pass | null
301955120 | TNB | DISTRIBUTION | WP PUTRAJAYA & CYBERJAYA | Existing | VPTJ/PCE/J14142 | PE 14.14 BLOK A (EFI) (F2) | RMU 4S+2F | RMU 2S + 1F |  |  | PE 14.14 BLOK A (EFI) (F2) | ATTACHED DOUBLE |  | 11/0.415 kV | 20050609 |  | 0 | Pass | null
301956025 | TNB | DISTRIBUTION | WP PUTRAJAYA & CYBERJAYA | Existing | VPTJ/PCE/J01441 | SS 1.44 E7 (F1) | RMU 3S | RMU 3S |  |  | SS 1.44 E7 (F1) | ATTACHED |  | 11 kV | 23/06/2003 |  | 0 | Pass | null
301956546 | TNB | DISTRIBUTION | WP PUTRAJAYA & CYBERJAYA | Existing | VPTJ/PCE/J01461 | SS 1.46 E9 (F1) | RMU 3S | RMU 3S |  |  | SS 1.46 E9 (F1) | ATTACHED |  | 11 kV | 20030608 |  | 0 | Pass | null
301957067 | TNB | DISTRIBUTION | WP PUTRAJAYA & CYBERJAYA | Existing | VCBJ/PCE/J22251 | PE 22.25 CYBER HEIGHT VILLA F1 | RMU 2S + 1F | RMU 2S + 1F |  |  | PE 22.25 CYBER HEIGHT VILLA F1 | INDOOR DOUBLE CHAMBER |  | 11/0.415 kV | 13/12/2003 |  | 0 | Pass | null
301957294 | TNB | DISTRIBUTION | WP PUTRAJAYA & CYBERJAYA | Existing | VCBJ/PCE/J22241 | PE 22.24 SEK. SRI PUTERI F1 | RMU 3S+1F | RMU 3S+1F |  |  | PE 22.24 SEK. SRI PUTERI F1 | INDOOR DOUBLE CHAMBER |  | 11/0.415 kV | 26/11/2002 |  | 0 | Pass | null
301957864 | TNB | DISTRIBUTION | WP PUTRAJAYA & CYBERJAYA | Existing | VCBJ/PCE/J22061 | PE 22.06 PADAT B 15-5 | RMU 2S + 1F | RMU 2S + 1F |  |  | PE 22.06 PADAT B 15-5 | COMPACT SUBS |  | 11/0.415 kV | 25/04/2000 |  | 0 | Pass | null
301958406 | TNB | DISTRIBUTION | WP PUTRAJAYA & CYBERJAYA | Existing | VPTJ/PCE/J15201 | PE 15.20 VISITOR CENTER F1 | RMU 2S + 1F | RMU 2S + 1F |  |  | PE 15.20 VISITOR CENTER F1 | INDOOR DOUBLE CHAMBER |  | 11/0.415 kV | 27/04/2004 |  | 0 | Pass | null
301959714 | TNB | DISTRIBUTION | WP PUTRAJAYA & CYBERJAYA | Existing | VPTJ/PCE/J11102 | PE 11.10 P11B1/6 SEMI-D (EFI) (F2) | RMU 2S + 1F | RMU 2S + 1F |  |  | PE 11.10 P11B1/6 SEMI-D (EFI) (F2) | INDOOR DOUBLE CHAMBER |  | 11/0.415 kV | 20/03/2002 |  | 0 | Pass | null
301960251 | TNB | DISTRIBUTION | WP PUTRAJAYA & CYBERJAYA | Existing | VPTJ/PCE/J11031 | PE 11.03 P11A1/12 TERES (F1) | CB 3S | CB + 1 TX |  |  | PE 11.03 P11A1/12 TERES (F1) | INDOOR DOUBLE CHAMBER |  | 11/0.415 kV | 27/02/2002 |  | 0 | Pass | null
301960444 | TNB | DISTRIBUTION | WP PUTRAJAYA & CYBERJAYA | Existing | VPTJ/PCE/J11401 | PE 11.40 BLOK C (F1) | CB + 1 TX | CB + 1 TX |  |  | PE 11.40 BLOK C (F1) | INDOOR DOUBLE CHAMBER |  | 11/0.415 kV | 17/08/2004 |  | 0 | Pass | null
301961591 | TNB | DISTRIBUTION | WP PUTRAJAYA & CYBERJAYA | Existing | VPTJ/PCE/J11381 | PE 11.38 PS 13 | RMU 2S + 1F | RMU 2S + 1F |  |  | PE 11.38 PS 13 | COMPACT SUBS |  | 11/0.415 kV | 26/08/2004 |  | 0 | Pass | null
301962017 | TNB | DISTRIBUTION | WP PUTRAJAYA & CYBERJAYA | Existing | VPTJ/PCE/J11451 | PE 11.45 SEK MEN (F1) | RMU 4S+2F |  |  |  | PE 11.45 SEK MEN (F1) | INDOOR DOUBLE CHAMBER |  | 11/0.415 kV | 20/05/2004 |  | 0 | Pass | null
301972371 | TNB | DISTRIBUTION | WP PUTRAJAYA & CYBERJAYA | Existing | VPTJ/PCE/J01481 | SS 1.48 E11 (F1) | RMU 3S | RMU 3S |  |  | SS 1.48 E11 (F1) | ATTACHED |  | 11 kV | 23/06/2003 |  | 0 | Pass | null
301974314 | TNB | DISTRIBUTION | WP PUTRAJAYA & CYBERJAYA | Existing | VPTJ/PCE/J01112 | SS 1.11 C1 (F2) | RMU 2S + 1F | RMU 2S + 1F |  |  | SS 1.11 C1 (F2) | ATTACHED |  | 11 kV | 19991109 |  | 0 | Pass | null
301974835 | TNB | DISTRIBUTION | WP PUTRAJAYA & CYBERJAYA | Existing | VPTJ/PCE/J01082 | SS 1.08 C4 (F2) | RMU 2S + 1F | RMU 2S + 1F |  |  | SS 1.08 C4 (F2) | ATTACHED |  | 11 kV | 19991009 |  | 0 | Pass | null
301975389 | TNB | DISTRIBUTION | WP PUTRAJAYA & CYBERJAYA | Existing | VPTJ/PCE/J01121 | SS 1.12 C7 (F1) | RMU 2S + 1F | RMU 2S + 1F |  |  | SS 1.12 C7 (F1) | ATTACHED |  | 11 kV | 19991109 |  | 0 | Pass | null
301975600 | TNB | DISTRIBUTION | WP PUTRAJAYA & CYBERJAYA | Existing | VPTJ/PCE/J01131 | SS 1.13 C6 (F1) | RMU 2S + 1F | RMU 2S + 1F |  |  | SS 1.13 C6 (F1) | ATTACHED |  | 11 kV | 19991009 |  | 0 | Pass | null
301976154 | TNB | DISTRIBUTION | WP PUTRAJAYA & CYBERJAYA | Existing | VPTJ/PCE/J01141 | SS 1.14 C5 (F1) | RMU 2S + 1F | RMU 2S + 1F |  |  | SS 1.14 C5 (F1) | ATTACHED |  | 11 kV | 19991009 |  | 0 | Pass | null
301977361 | TNB | DISTRIBUTION | WP PUTRAJAYA & CYBERJAYA | Existing | VPTJ/PCE/J11301 | PE 11.30 SEK REN (EFI) (F1) | RMU 4S+2F |  |  |  | PE 11.30 SEK REN (EFI) (F1) | INDOOR DOUBLE CHAMBER |  | 11/0.415 kV | 16/07/2002 |  | 0 | Pass | null
301977900 | TNB | DISTRIBUTION | WP PUTRAJAYA & CYBERJAYA | Existing | VPTJ/PCE/J11111 | PE 11.11 (EFI) (F1) | RMU 2S + 1F | RMU 2S + 1F |  |  | PE 11.11 (EFI) (F1) | ATTACHED DOUBLE |  | 11/0.415 kV | 24/08/2004 |  | 0 | Pass | null
301978127 | TNB | DISTRIBUTION | WP PUTRAJAYA & CYBERJAYA | Existing | VPTJ/PCE/J11151 | PE 11.15 APT D (EFI) (F1) | RMU 2S + 1F | RMU 2S + 1F |  |  | PE 11.15 APT D (EFI) (F1) | ATTACHED DOUBLE |  | 11/0.415 kV | 20030701 |  | 0 | Pass | null
301979284 | TNB | DISTRIBUTION | WP PUTRAJAYA & CYBERJAYA | Existing | VPTJ/PCE/J11141 | PE 11.14 APT C (F1) | RMU 2S + 1F | RMU 2S + 1F |  |  | PE 11.14 APT C (F1) | ATTACHED DOUBLE |  | 11/0.415 kV | 13/05/2003 |  | 0 | Pass | null
301993466 | TNB | DISTRIBUTION | WP PUTRAJAYA & CYBERJAYA | Existing | VPTJ/PCE/J01061 | SS 1.06 JPM B6 JPM B7 (F1) | RMU 2S + 2F | RMU 2S + 2F |  |  | SS 1.06 JPM B6 JPM B7 (F1) | ATTACHED |  | 11 kV | 20/05/1999 |  | 0 | Pass | null
301994063 | TNB | DISTRIBUTION | WP PUTRAJAYA & CYBERJAYA | Existing | VPTJ/PCE/J01051 | SS 1.05 JPM B5 (F1) | RMU 2S + 1F | RMU 2S + 1F |  |  | SS 1.05 JPM B5 (F1) | ATTACHED |  | 11 kV | 29/07/1999 |  | 0 | Pass | null
301996064 | TNB | DISTRIBUTION | WP PUTRAJAYA & CYBERJAYA | Existing | VPTJ/PCE/J02101 | SS 2.10 MOF 2G2 UTARA (F1) | CB 3S | CB |  |  | SS 2.10 MOF 2G2 UTARA (F1) | ATTACHED |  | 11 kV | 20020402 | MOF 2G2 UTARA | 0 | Pass | null
302013236 | TNB | DISTRIBUTION | WP PUTRAJAYA & CYBERJAYA | Existing | VPTJ/PCE/J03011 | PE 3.01 3M5 S/LIGHTING | RMU 2S+1F | RMU 2S + 1F |  |  | PE 3.01 3M5 S/LIGHTING | COMPACT SUBS |  | 11/0.415 kV | 22/08/2003 |  | 0 | Pass | null
302013352 | TNB | DISTRIBUTION | WP PUTRAJAYA & CYBERJAYA | Existing | VPTJ/PCE/J02061 | PE 2.06 PS 15 (F1) | RMU 4S+2F |  |  |  | PE 2.06 PS 15 (F1) | INDOOR DOUBLE CHAMBER |  | 11/0.415 kV | 20020607 |  | 0 | Pass | null
302013889 | TNB | DISTRIBUTION | WP PUTRAJAYA & CYBERJAYA | Existing | VPTJ/PCE/J04101 | PE 4.10 S/LIGHTING | RMU 2S+1F | RMU 2S + 1F |  |  | PE 4.10 S/LIGHTING | COMPACT SUBS |  | 11/0.415 kV | 22/08/2003 |  | 0 | Pass | null
302014658 | TNB | DISTRIBUTION | WP PUTRAJAYA & CYBERJAYA | Existing | VPTJ/PCE/J04012 | PE 4.01 4G3 (F2) | CB 4S+1F | CB |  |  | PE 4.01 4G3 (F2) | INDOOR DOUBLE CHAMBER |  | 11/0.415 kV | 18/12/2003 |  | 0 | Pass | null
302018330 | TNB | DISTRIBUTION | WP PUTRAJAYA & CYBERJAYA | Existing | VPTJ/PCE/J11022 | PE 11.02 BLOK 3A (F2) | RMU 2S + 1F | RMU 2S + 1F |  |  | PE 11.02 BLOK 3A (F2) | ATTACHED DOUBLE |  | 11/0.415 kV | 20050706 |  | 0 | Pass | null
302018867 | TNB | DISTRIBUTION | WP PUTRAJAYA & CYBERJAYA | Existing | VPTJ/PCE/J11041 | PE 11.04 P11A1/12 TERES (EFI) (F1) | RMU 2S + 1F | RMU 2S + 1F |  |  | PE 11.04 P11A1/12 TERES (EFI) (F1) | INDOOR DOUBLE CHAMBER |  | 11/0.415 kV | 15/10/2002 |  | 0 | Pass | null
302019404 | TNB | DISTRIBUTION | WP PUTRAJAYA & CYBERJAYA | Existing | VPTJ/PCE/J11671 | PE 11.67 PS9 (F1) | RMU 2S + 1F | RMU 2S + 1F |  |  | PE 11.67 PS9 (F1) | INDOOR DOUBLE CHAMBER |  | 11/0.415 kV | 20021006 |  | 0 | Pass | null
302020168 | TNB | DISTRIBUTION | WP PUTRAJAYA & CYBERJAYA | Existing | VPTJ/PCE/J09361 | PE 9.36 SEK MEN FASA 3 (F1) | RMU | RMU 2S + 1F |  |  | PE 9.36 SEK MEN FASA 3 (F1) | INDOOR DOUBLE CHAMBER |  | 11/0.415 kV | 20061011 | KONTARKTOR : PENCAWANG : HANITEK SDN.BHD KABEL HT : DATA GERAKAN SDN.BHD JOINT S/T : 3M MALAYSIA SDN.BHD TERMINATION HT : 3M MALAYSIA SDN.BHD TERMINATOIN LV : SRS ENGENEERING SDN.BHD | 0 | Pass | null
302021226 | TNB | DISTRIBUTION | WP PUTRAJAYA & CYBERJAYA | Existing | VCBJ/PCE/J22491 | PE 22.49 LOT PT 12082 F1 | RMU 2S+1F | RMU 2S + 1F |  |  | PE 22.49 LOT PT 12082 F1 | INDOOR DOUBLE CHAMBER |  | 11/0.415 kV | 19/06/2008 |  | 0 | Pass | null
302021455 | TNB | DISTRIBUTION | WP PUTRAJAYA & CYBERJAYA | Existing | VCBJ/PCE/J23011 | PE 23.01 PS 2-9 F1 | RMU 2S + 1F | RMU 2S + 1F |  |  | PE 23.01 PS 2-9 F1 | ATTACHED SINGLE |  | 11/0.415 kV | 20061212 |  | 0 | Pass | null
302021992 | TNB | DISTRIBUTION | WP PUTRAJAYA & CYBERJAYA | Existing | VPTJ/PCE/J18141 | PE 18.14 BLOK D&E (F1) | RMU 4S+2F | RMU 2S + 1F |  |  | PE 18.14 BLOK D&E (F1) | ATTACHED DOUBLE |  | 11/0.415 kV | 22/02/2007 |  | 0 | Pass | null
302033178 | TNB | DISTRIBUTION | WP PUTRAJAYA & CYBERJAYA | Existing | VPTJ/PCE/J08041 | PE 8.04 SEK MEN (F1) | RMU 2S + 1F | RMU 2S + 1F |  |  | PE 8.04 SEK MEN (F1) | INDOOR DOUBLE CHAMBER |  | 11/0.415 kV | 16/11/1999 |  | 0 | Pass | null
302042932 | TNB | DISTRIBUTION | WP PUTRAJAYA & CYBERJAYA | Existing | VPTJ/PCE/J08101 | PE 8.10 SEK REN FASA 2 | RMU 2S + 1F | RMU 2S + 1F |  |  | PE 8.10 SEK REN FASA 2 | INDOOR DOUBLE CHAMBER |  | 11/0.415 kV | 20041011 |  | 0 | Pass | null
302043048 | TNB | DISTRIBUTION | WP PUTRAJAYA & CYBERJAYA | Existing | VPTJ/PCE/J08071 | PE 8.07 APT FASA 4B (B2) (F1) | RMU 2S + 1F | RMU 2S + 1F |  |  | PE 8.07 APT FASA 4B (B2) (F1) | INDOOR DOUBLE CHAMBER |  | 11/0.415 kV | 19990912 |  | 0 | Pass | null
302043585 | TNB | DISTRIBUTION | WP PUTRAJAYA & CYBERJAYA | Existing | VPTJ/PCE/J08161 | PE 8.16 RD 2B L. SENTOSA | RMU | RMU 2S + 1F |  |  | PE 8.16 RD 2B L. SENTOSA | COMPACT SUBS |  | 11/0.415 kV | 15/11/1999 | PADAT LEBUH SENTOSA(R2B) | 0 | Pass | null
302043701 | TNB | DISTRIBUTION | WP PUTRAJAYA & CYBERJAYA | Existing | VPTJ/PCE/J08192 | PE 8.19 APT A (EFI) (F2) | RMU | RMU 2S + 1F |  |  | PE 8.19 APT A (EFI) (F2) | ATTACHED DOUBLE |  | 11/0.415 kV | 13/11/2002 | APARTMENT D | 0 | Pass | null
302044238 | TNB | DISTRIBUTION | WP PUTRAJAYA & CYBERJAYA | Existing | VPTJ/PCE/J08201 | PE 8.20 APT D (F1) | RMU | RMU 2S + 1F |  |  | PE 8.20 APT D (F1) | ATTACHED DOUBLE |  | 11/0.415 kV | 13/11/2002 | APARTMEN A (PUTRAJAYA) | 0 | Pass | null
302044465 | TNB | DISTRIBUTION | WP PUTRAJAYA & CYBERJAYA | Existing | VPTJ/PCE/J07051 | PE 7.05 L SENTOSA (R2C) | RMU 2S+1F | RMU 2S + 1F |  |  | PE 7.05 L SENTOSA (R2C) | COMPACT SUBS |  | 11/0.415 kV | 20010501 |  | 0 | Pass | null
302044891 | TNB | DISTRIBUTION | WP PUTRAJAYA & CYBERJAYA | Existing | VCBJ/PCE/J21231 | SS 21.23 CENTURY SQUARE 2320 F1 | CB 3S | CB |  |  | SS 21.23 CENTURY SQUARE 2320 F1 | ATTACHED |  | 11 kV | 20000712 |  | 0 | Pass | null
302045460 | TNB | DISTRIBUTION | WP PUTRAJAYA & CYBERJAYA | Existing | VCBJ/PCE/J21551 | SS 21.55 SME TECHNOPRENEUR CENTRE F1 | RMU 3S | RMU 3S |  |  | SS 21.55 SME TECHNOPRENEUR CENTRE F1 | ATTACHED |  | 11 kV | 29/01/2005 |  | 0 | Pass | null
302046983 | TNB | DISTRIBUTION | WP PUTRAJAYA & CYBERJAYA | Existing | VCBJ/PCE/J22531 | PE 22.53 PRIMA 7 SPAN F1 | RMU 2S+1F | RMU 2S + 1F |  |  | PE 22.53 PRIMA 7 SPAN F1 | INDOOR DOUBLE CHAMBER |  | 11/0.415 kV | 15/09/2007 |  | 0 | Pass | null
302048051 | TNB | DISTRIBUTION | WP PUTRAJAYA & CYBERJAYA | Existing | VPTJ/PCE/J14252 | PE 14.25 KOMPLEKS SEK REN (EFI) (F2) | RMU 4S+2F | RMU 2S + 1F |  |  | PE 14.25 KOMPLEKS SEK REN (EFI) (F2) | INDOOR DOUBLE CHAMBER |  | 11/0.415 kV | 20070309 |  | 0 | Pass | null
302048278 | TNB | DISTRIBUTION | WP PUTRAJAYA & CYBERJAYA | Existing | VPTJ/PCE/J14221 | PE 14.22 KOMPLEKS SEK MEN (F1) | RMU 2S+1F |  |  |  | PE 14.22 KOMPLEKS SEK MEN (F1) | INDOOR DOUBLE CHAMBER |  | 11/0.415 kV | 20070309 |  | 0 | Pass | null
302057728 | TNB | DISTRIBUTION | WP PUTRAJAYA & CYBERJAYA | Existing | VPTJ/PCE/J08241 | PE 8.24 SERI SAUJANA (BR 8) | RMU 2S+1F | RMU 2S + 1F |  |  | PE 8.24 SERI SAUJANA (BR 8) | COMPACT SUBS |  | 11/0.415 kV | 23/01/2003 | PADAT SERI SAUJANA (BR 8) | 0 | Pass | null
302058154 | TNB | DISTRIBUTION | WP PUTRAJAYA & CYBERJAYA | Existing | VPTJ/PCE/J08251 | PE 8.25 ISTANA DARUL EHSAN (F1) | RMU 2S + 1F | RMU 2S + 1F |  |  | PE 8.25 ISTANA DARUL EHSAN (F1) | INDOOR DOUBLE CHAMBER |  | 11/0.415 kV | 28/05/2003 |  | 0 | Pass | null
302060302 | TNB | DISTRIBUTION | WP PUTRAJAYA & CYBERJAYA | Existing | VPTJ/PCE/J09051 | PE 9.05 P9 G1 TERES F1 | CB + 1 TX | CB + 1 TX |  |  | PE 9.05 P9 G1 TERES F1 | INDOOR DOUBLE CHAMBER |  | 11/0.415 kV | 21/06/1999 |  | 0 | Pass | null
302060905 | TNB | DISTRIBUTION | WP PUTRAJAYA & CYBERJAYA | Existing | VPTJ/PCE/J09061 | PE 9.06 APT 2E (F1) | RMU 2S + 1F | RMU 2S + 1F |  |  | PE 9.06 APT 2E (F1) | ATTACHED DOUBLE |  | 11/0.415 kV | 19990612 |  | 0 | Pass | null
302061132 | TNB | DISTRIBUTION | WP PUTRAJAYA & CYBERJAYA | Existing | VPTJ/PCE/J09081 | PE 9.08 P9G TERES (F1) | RMU 2S + 1F | RMU 2S + 1F |  |  | PE 9.08 P9G TERES (F1) | INDOOR DOUBLE CHAMBER |  | 11/0.415 kV | 21/06/1999 |  | 0 | Pass | null
302061359 | TNB | DISTRIBUTION | WP PUTRAJAYA & CYBERJAYA | Existing | VPTJ/PCE/J09181 | PE 9.18 APT 5C (F1) | RMU 2S + 1F | RMU 2S + 1F |  |  | PE 9.18 APT 5C (F1) | ATTACHED DOUBLE |  | 11/0.415 kV | 20021207 |  | 0 | Pass | null
302062206 | TNB | DISTRIBUTION | WP PUTRAJAYA & CYBERJAYA | Existing | VPTJ/PCE/J09192 | PE 9.19 P9B1 TERES (F2) | RMU | RMU 2S + 1F |  |  | PE 9.19 P9B1 TERES (F2) | INDOOR DOUBLE CHAMBER |  | 11/0.415 kV | 20010608 |  | 0 | Pass | null
302062433 | TNB | DISTRIBUTION | WP PUTRAJAYA & CYBERJAYA | Existing | VPTJ/PCE/J09251 | PE 9.25 FLAT A (F1) | RMU | RMU 2S + 1F |  |  | PE 9.25 FLAT A (F1) | ATTACHED DOUBLE |  | 11/0.415 kV | 20010808 |  | 0 | Pass | null
302062970 | TNB | DISTRIBUTION | WP PUTRAJAYA & CYBERJAYA | Existing | VPTJ/PCE/J09312 | PE 9.31 RUMAH TERES (EFI) (F2) | RMU | RMU 2S + 1F |  |  | PE 9.31 RUMAH TERES (EFI) (F2) | INDOOR DOUBLE CHAMBER |  | 11/0.415 kV | 15/10/2004 |  | 0 | Pass | null
302063817 | TNB | DISTRIBUTION | WP PUTRAJAYA & CYBERJAYA | Existing | VPTJ/PCE/J09321 | PE 9.32 P'PURI BLOK B3 (F1) | RMU | RMU 2S + 1F |  |  | PE 9.32 P'PURI BLOK B3 (F1) | ATTACHED DOUBLE |  | 11/0.415 kV | 24/08/2005 | PERUMAHAN PENJAWAT AWAM FASA 8 | 0 | Pass | null
302064354 | TNB | DISTRIBUTION | WP PUTRAJAYA & CYBERJAYA | Existing | VPTJ/PCE/J09331 | PE 9.33 P'PURI BLOK B1 (EFI) (F1) | RMU | RMU 2S + 1F |  |  | PE 9.33 P'PURI BLOK B1 (EFI) (F1) | ATTACHED DOUBLE |  | 11/0.415 kV | 24/08/2005 |  | 0 | Pass | null
302079010 | TNB | DISTRIBUTION | WP PUTRAJAYA & CYBERJAYA | Existing | VPTJ/PCE/J09111 | PE 9.11 KLINIK (F1) | RMU 2S + 1F | RMU 2S + 1F |  |  | PE 9.11 KLINIK (F1) | INDOOR DOUBLE CHAMBER |  | 11/0.415 kV | 15/02/1999 |  | 0 | Pass | null
302079547 | TNB | DISTRIBUTION | WP PUTRAJAYA & CYBERJAYA | Existing | VPTJ/PCE/J09141 | PE 9.14 K.KEJIRANAN (F1) | RMU 2S + 1F | RMU 2S + 1F |  |  | PE 9.14 K.KEJIRANAN (F1) | INDOOR DOUBLE CHAMBER |  | 11/0.415 kV | 19/11/2002 |  | 0 | Pass | null
302080311 | TNB | DISTRIBUTION | WP PUTRAJAYA & CYBERJAYA | Existing | VPTJ/PCE/J09031 | PE 9.03 APT 3C (F1) | RMU 2S + 1F | RMU 2S + 1F |  |  | PE 9.03 APT 3C (F1) | ATTACHED DOUBLE |  | 11/0.415 kV | 20000911 |  | 0 | Pass | null
302080848 | TNB | DISTRIBUTION | WP PUTRAJAYA & CYBERJAYA | Existing | VPTJ/PCE/J10031 | PE 10.03 P10 C BANGLOW (F1) | RMU 2S + 1F | RMU 2S + 1F |  |  | PE 10.03 P10 C BANGLOW (F1) | INDOOR DOUBLE CHAMBER |  | 11/0.415 kV | 20000106 |  | 0 | Pass | null
302081695 | TNB | DISTRIBUTION | WP PUTRAJAYA & CYBERJAYA | Existing | VPTJ/PCE/J10051 | PE 10.05 P10/7 BANGLOW (F1) | CB + 1 TX | CB + 1 TX |  |  | PE 10.05 P10/7 BANGLOW (F1) | INDOOR DOUBLE CHAMBER |  | 11/0.415 kV | 20000106 |  | 0 | Pass | null
302082425 | TNB | DISTRIBUTION | WP PUTRAJAYA & CYBERJAYA | Existing | VPTJ/PCE/J10131 | PE 10.13 PUSPANITA (F1) | RMU 2S + 1F | RMU 2S + 1F |  |  | PE 10.13 PUSPANITA (F1) | INDOOR DOUBLE CHAMBER |  | 11/0.415 kV | 21/10/2004 |  | 0 | Pass | null
302083078 | TNB | DISTRIBUTION | WP PUTRAJAYA & CYBERJAYA | Existing | VPTJ/PCE/J12011 | PE 12.01 RF 2 P. UTARA | RMU 2S + 1F | RMU 2S + 1F |  |  | PE 12.01 RF 2 P. UTARA | COMPACT SUBS |  | 11/0.415 kV | 20001107 |  | 0 | Pass | null
302083194 | TNB | DISTRIBUTION | WP PUTRAJAYA & CYBERJAYA | Existing | VPTJ/PCE/J16221 | PE 16.22 P16 BGW (F1) | CB + 1 TX | CB + 1 TX |  |  | PE 16.22 P16 BGW (F1) | INDOOR DOUBLE CHAMBER |  | 11/0.415 kV | 20020508 |  | 0 | Pass | null
302083817 | TNB | DISTRIBUTION | WP PUTRAJAYA & CYBERJAYA | Existing | VPTJ/PCE/J16181 | PE 16.18 APT A3 (EFI) (F1) | RMU 2S + 1F | RMU 2S + 1F |  |  | PE 16.18 APT A3 (EFI) (F1) | INDOOR DOUBLE CHAMBER |  | 11/0.415 kV | 20000311 |  | 0 | Pass | null
302084891 | TNB | DISTRIBUTION | WP PUTRAJAYA & CYBERJAYA | Existing | VCBJ/PCE/J22181 | SS 22.18 MDeC F1 | RMU 3S | RMU 3S |  |  | SS 22.18 MDeC F1 | ATTACHED |  | 11 kV | 20010711 |  | 0 | Pass | null
302098483 | TNB | DISTRIBUTION | WP PUTRAJAYA & CYBERJAYA | Existing | VCBJ/PCE/J22351 | PE 22.35 PRIMA PROP 2 F1 | RMU 2S+2F | RMU 2S + 2F |  |  | PE 22.35 PRIMA PROP 2 F1 | INDOOR QUAD |  | 11/0.415 kV | 20041208 |  | 0 | Pass | null
302099102 | TNB | DISTRIBUTION | WP PUTRAJAYA & CYBERJAYA | Existing | VCBJ/PCE/J22091 | PE 22.09 FUJITSU F1 | RMU 2S+1F | RMU 2S + 1F |  |  | PE 22.09 FUJITSU F1 | INDOOR DOUBLE CHAMBER |  | 11/0.415 kV | 21/06/2001 | FUJITSU | 0 | Pass | null
302099672 | TNB | DISTRIBUTION | WP PUTRAJAYA & CYBERJAYA | Existing | VCBJ/PCE/J21162 | PE 21.16 SMART HOMES F2 | RMU 2S + 1F | RMU 2S + 1F |  |  | PE 21.16 SMART HOMES F2 | INDOOR DOUBLE CHAMBER |  | 11/0.415 kV | 27/09/2004 |  | 0 | Pass | null
302099899 | TNB | DISTRIBUTION | WP PUTRAJAYA & CYBERJAYA | Existing | VCBJ/PCE/J21521 | PE 21.52 CONDO C3 F1 | RMU 2S + 1F | RMU 2S + 1F |  |  | PE 21.52 CONDO C3 F1 | INDOOR DOUBLE CHAMBER |  | 11/0.415 kV | 20040510 |  | 0 | Pass | null
302100436 | TNB | DISTRIBUTION | WP PUTRAJAYA & CYBERJAYA | Existing | VCBJ/PCE/J21491 | PE 21.49 CONDO B2 F1 | RMU 2S + 1F | RMU 2S + 1F |  |  | PE 21.49 CONDO B2 F1 | INDOOR DOUBLE CHAMBER |  | 11/0.415 kV | 20040801 |  | 0 | Pass | null
302100973 | TNB | DISTRIBUTION | WP PUTRAJAYA & CYBERJAYA | Existing | VCBJ/PCE/J21121 | PE 21.12 CYBERIA SMARTHOMES F1 | CB 3S | CB + 1 TX |  |  | PE 21.12 CYBERIA SMARTHOMES F1 | ATTACHED SINGLE |  | 11/0.415 kV | 21/05/2001 |  | 0 | Pass | null
302101536 | TNB | DISTRIBUTION | WP PUTRAJAYA & CYBERJAYA | Existing | VCBJ/PCE/J21181 | PE 21.18 CONDO A1 CYBERIA F1 | RMU 2S + 1F | RMU 2S + 1F |  |  | PE 21.18 CONDO A1 CYBERIA F1 | INDOOR DOUBLE CHAMBER |  | 11/0.415 kV | 25/11/2001 |  | 0 | Pass | null
302101763 | TNB | DISTRIBUTION | WP PUTRAJAYA & CYBERJAYA | Existing | VCBJ/PCE/J22462 | PE 22.46 TOWN HOUSE F2 | RMU 2S + 1F | RMU 2S + 1F |  |  | PE 22.46 TOWN HOUSE F2 | INDOOR DOUBLE CHAMBER |  | 11/0.415 kV | 27/01/2006 |  | 0 | Pass | null
302102300 | TNB | DISTRIBUTION | WP PUTRAJAYA & CYBERJAYA | Existing | VCBJ/PCE/J21511 | PE 21.51 CONDO C1 F1 | RMU 2S + 1F | RMU 2S + 1F |  |  | PE 21.51 CONDO C1 F1 | INDOOR DOUBLE CHAMBER |  | 11/0.415 kV | 20040510 |  | 0 | Pass | null
302102837 | TNB | DISTRIBUTION | WP PUTRAJAYA & CYBERJAYA | Existing | VCBJ/PCE/J22481 | PE 22.48 LOT 12082 FASA 1B F1 | RMU 4S+2F | RMU 2S + 1F |  |  | PE 22.48 LOT 12082 FASA 1B F1 | INDOOR DOUBLE CHAMBER |  | 11/0.415 kV | 19/12/2005 |  | 0 | Pass | null
302103899 | TNB | DISTRIBUTION | WP PUTRAJAYA & CYBERJAYA | Existing | VCBJ/PCE/J22451 | PE 22.45 KONDOMINIUM F1 | RMU 2S + 1F | RMU 2S + 1F |  |  | PE 22.45 KONDOMINIUM F1 | INDOOR DOUBLE CHAMBER |  | 11/0.415 kV | 27/01/2006 |  | 0 | Pass | null
302104436 | TNB | DISTRIBUTION | WP PUTRAJAYA & CYBERJAYA | Existing | VCBJ/PCE/J22432 | SS 22.43 BMW F2 | RMU 3S | RMU 3S |  |  | SS 22.43 BMW F2 | ATTACHED |  | 11 kV | 20040810 |  | 0 | Pass | null
302104957 | TNB | DISTRIBUTION | WP PUTRAJAYA & CYBERJAYA | Existing | VCBJ/PCE/J22102 | PE 22.10 D' MELOR F2 | RMU 2S + 1F | RMU 2S + 1F |  |  | PE 22.10 D' MELOR F2 | ATTACHED |  | 11/0.415 kV | 24/03/2001 |  | 0 | Pass | null
302117236 | TNB | DISTRIBUTION | WP PUTRAJAYA & CYBERJAYA | Existing | VCBJ/PCE/J22311 | SS 22.31 CSF F1 | CB 3S | CB |  |  | SS 22.31 CSF F1 | ATTACHED |  | 11 kV | 19/05/2003 |  | 0 | Pass | null
302119241 | TNB | DISTRIBUTION | WP PUTRAJAYA & CYBERJAYA | Existing | VPTJ/PCE/J16031 | PE 16.03 146 UNIT RUMAH TERES | RMU 2S+1F | RMU 2S + 1F |  |  | PE 16.03 146 UNIT RUMAH TERES | COMPACT SUBS |  | 11/0.415 kV | 20060203 |  | 0 | Pass | null
302120315 | TNB | DISTRIBUTION | WP PUTRAJAYA & CYBERJAYA | Existing | VPTJ/PCE/J19011 | PE 19.01 R8C | RMU 2S+1F | RMU 2S + 1F |  |  | PE 19.01 R8C | COMPACT SUBS |  | 11/0.415 kV | 18/01/2005 |  | 0 | Pass | null
302120633 | TNB | DISTRIBUTION | WP PUTRAJAYA & CYBERJAYA | Existing | VCBJ/PCE/J21261 | PE 21.26 PUSAT KAWAL SELIA F1 | RMU 2S + 1F | RMU 2S + 1F |  |  | PE 21.26 PUSAT KAWAL SELIA F1 | INDOOR DOUBLE CHAMBER |  | 11/0.415 kV | 17/05/2002 |  | 0 | Pass | null
302121170 | TNB | DISTRIBUTION | WP PUTRAJAYA & CYBERJAYA | Existing | VCBJ/PCE/J21091 | SS 21.09 KOMPLEKS TELEKOM CBJ 1 F1 | RMU 3S | RMU 3S |  |  | SS 21.09 KOMPLEKS TELEKOM CBJ 1 F1 | ATTACHED |  | 11/0.415 kV | 20000903 |  | 0 | Pass | null
302121707 | TNB | DISTRIBUTION | WP PUTRAJAYA & CYBERJAYA | Existing | VCBJ/PCE/J21152 | PE 21.15 SATELIT TELEKOM CBJ 3 F2 | RMU 2S+1F | RMU 2S + 1F |  |  | PE 21.15 SATELIT TELEKOM CBJ 3 F2 | INDOOR DOUBLE CHAMBER |  | 11/0.415 kV | 17/07/2002 |  | 0 | Pass | null
302237371 | TNB | DISTRIBUTION | WP PUTRAJAYA & CYBERJAYA | Existing | VCBJ/PCE/J22661 | SS 22.66 PRIMA 9 F1 | CB 3S | CB |  |  | SS 22.66 PRIMA 9 F1 | INDOOR DOUBLE CHAMBER |  | 11/0.415 kV | 21/03/2009 | PRIMA 9 BLOCK 3547 | 0 | Pass | null
302237542 | TNB | DISTRIBUTION | WP PUTRAJAYA & CYBERJAYA | Existing | VPTJ/PCE/J14081 | PE 14.08 Perumahan 14-10 (F1) | RMU 2S + 1F | RMU 2S + 1F |  |  | PE 14.08 Perumahan 14-10 (F1) | INDOOR DOUBLE CHAMBER |  | 11/0.415 kV | 28/11/2008 |  | 0 | Pass | null
302260510 | TNB | DISTRIBUTION | WP PUTRAJAYA & CYBERJAYA | Existing | VPTJ/PCE/J09461 | PE 9.46 P'PURI P7 BLOK B3 (EFI) (F1) | RMU | RMU 2S + 1F |  |  | PE 9.46 P'PURI P7 BLOK B3 (EFI) (F1) | ATTACHED DOUBLE |  | 11/0.415 kV | 23/02/2008 |  | 0 | Pass | null
302261357 | TNB | DISTRIBUTION | WP PUTRAJAYA & CYBERJAYA | Existing | VPTJ/PCE/J09441 | PE 9.44 P'PURI P7 BLOK A2 (EFI) (F1) | RMU | RMU 2S + 1F |  |  | PE 9.44 P'PURI P7 BLOK A2 (EFI) (F1) | ATTACHED DOUBLE |  | 11/0.415 kV | 23/02/2008 |  | 0 | Pass | null
302269461 | TNB | DISTRIBUTION | WP PUTRAJAYA & CYBERJAYA | Existing | VCBJ/PCE/J22561 | SS 22.56 JPJ F1 | CB 3S | CB |  |  | SS 22.56 JPJ F1 | ATTACHED |  | 11 kV | 23/12/2008 | JLN 5 TEKNOKRAT 5 | 0 | Pass | null
302425004 | TNB | DISTRIBUTION | WP PUTRAJAYA & CYBERJAYA | Existing | VPTJ/PCE/J10061 | PE 10.06 JLN P10B (F1) | RMU 2S + 1F | RMU 2S + 1F |  |  | PE 10.06 JLN P10B (F1) | INDOOR DOUBLE CHAMBER |  | 11/0.415 kV | 31/03/2008 |  | 0 | Pass | null
302451583 | TNB | DISTRIBUTION | WP PUTRAJAYA & CYBERJAYA | Existing | VCBJ/PCE/J21621 | SS 21.62 BLOK A IT PARK F1 | CB 3S | CB |  |  | SS 21.62 BLOK A IT PARK F1 | ATTACHED |  | 11 kV | 20080603 | KONTRAKTOR PENCAWANG : AMAN ELEKTRIKKONTRAKTOR KABEL HT : DOYESKONTRAKTOR KABEL SERVIS : DOYESKONTRAKTOR SAMBUNGAN TAMATAN HT : 3MKONTRAKTOR SAMBUNGAN SAMBUNGAN TERUS : SUBITEC | 0 | Pass | null
302451763 | TNB | DISTRIBUTION | WP PUTRAJAYA & CYBERJAYA | Existing | VCBJ/PCE/J22541 | PE 22.54 PRIMA 8 F1 | RMU 2S+1F | RMU 2S + 1F |  |  | PE 22.54 PRIMA 8 F1 | INDOOR DOUBLE CHAMBER |  | 11/0.415 kV | 20080306 |  | 0 | Pass | null
302464114 | TNB | DISTRIBUTION | WP PUTRAJAYA & CYBERJAYA | Existing | VPTJ/PCE/J14302 | PE 14.30 P'PURI 14-12 BLOK A (EFI) (F2) | RMU 2S + 1F | RMU 2S + 1F |  |  | PE 14.30 P'PURI 14-12 BLOK A (EFI) (F2) | ATTACHED DOUBLE |  | 11/0.415 kV | 25/06/2008 |  | 0 | Pass | null
302464651 | TNB | DISTRIBUTION | WP PUTRAJAYA & CYBERJAYA | Existing | VPTJ/PCE/J14061 | PE 14.06 PERUMAHAN 14-5A | RMU 2S+1F | RMU 2S + 1F |  |  | PE 14.06 PERUMAHAN 14-5A | COMPACT SUBS |  | 11/0.415 kV | 26/05/2008 |  | 0 | Pass | null
302524409 | TNB | DISTRIBUTION | WP PUTRAJAYA & CYBERJAYA | Existing | VCBJ/PCE/J22621 | PE 22.62 8 BLOK KEDAI PEJ 2B F1 | RMU 2S + 1F | RMU 2S + 1F |  |  | PE 22.62 8 BLOK KEDAI PEJ 2B F1 | INDOOR DOUBLE CHAMBER |  | 11/0.415 kV | 29/04/2009 |  | 0 | Pass | null
302574392 | TNB | DISTRIBUTION | WP PUTRAJAYA & CYBERJAYA | Existing | VPTJ/PCE/J11481 | PE 11.48 BALAI POLIS | RMU 2S + 1F | RMU 2S + 1F |  |  | PE 11.48 BALAI POLIS | INDOOR DOUBLE CHAMBER |  | 11/0.415 kV | 20070703 |  | 0 | Pass | null
302574893 | TNB | DISTRIBUTION | WP PUTRAJAYA & CYBERJAYA | Existing | VCBJ/PCE/J22521 | PE 22.52 58 UNITS SHOP LOT F1 | RMU 2S + 2F | RMU 2S + 2F |  |  | PE 22.52 58 UNITS SHOP LOT F1 | INDOOR DOUBLE CHAMBER |  | 11/0.415 kV | 20080301 |  | 0 | Pass | null
302579068 | TNB | DISTRIBUTION | WP PUTRAJAYA & CYBERJAYA | Existing | VCBJ/PCE/J22601 | SS 22.60 SATYAM F1 | CB 3S | CB |  |  | SS 22.60 SATYAM F1 | ATTACHED |  | 11 kV | 21/12/2008 |  | 0 | Pass | null
302676004 | TNB | DISTRIBUTION | WP PUTRAJAYA & CYBERJAYA | Existing | VPTJ/PCE/J11091 | PE 11.09 P11A2/5 TERES (EFI) (F1) | RMU 2S + 1F | RMU 2S + 1F |  |  | PE 11.09 P11A2/5 TERES (EFI) (F1) | INDOOR DOUBLE CHAMBER |  | 11/0.415 kV | 20020709 |  | 0 | Pass | null
302676473 | TNB | DISTRIBUTION | WP PUTRAJAYA & CYBERJAYA | Existing | VPTJ/PCE/J11391 | PE 11.39 BLOK A | RMU 2S + 1F | RMU 2S + 1F |  |  | PE 11.39 BLOK A | INDOOR SINGLE CHAMBER |  | 11/0.415 kV | 17/08/2004 |  | 0 | Pass | null
302709136 | TNB | DISTRIBUTION | WP PUTRAJAYA & CYBERJAYA | Existing | VCBJ/PCE/J22071 | PE 22.07 PADAT B 15-6 | RMU 2S + 1F | RMU 2S + 1F |  |  | PE 22.07 PADAT B 15-6 | COMPACT SUBS |  | 11/0.415 kV | 30/05/2000 |  | 0 | Pass | null
302709789 | TNB | DISTRIBUTION | WP PUTRAJAYA & CYBERJAYA | Existing | VCBJ/PCE/J22171 | PE 22.17 PADAT STP 4 | RMU 2S+1F | RMU 2S + 1F |  |  | PE 22.17 PADAT STP 4 | COMPACT SUBS |  | 11/0.415 kV | 13/05/2002 |  | 0 | Pass | null
302710429 | TNB | DISTRIBUTION | WP PUTRAJAYA & CYBERJAYA | Existing | VCBJ/PCE/J22401 | PE 22.40 POLIS CJ F1 | RMU 2S+1F |  |  |  | PE 22.40 POLIS CJ F1 | INDOOR DOUBLE CHAMBER |  | 11/0.415 kV | 15/03/2005 |  | 0 | Pass | null
302710656 | TNB | DISTRIBUTION | WP PUTRAJAYA & CYBERJAYA | Existing | VCBJ/PCE/J21011 | PE 21.01 NTT F1 | RMU 2S + 1F | RMU 2S + 1F |  |  | PE 21.01 NTT F1 | INDOOR DOUBLE CHAMBER |  | 11/0.415 kV | 17/06/1999 |  | 0 | Pass | null
302711735 | TNB | DISTRIBUTION | WP PUTRAJAYA & CYBERJAYA | Existing | VCBJ/PCE/J22321 | PE 22.32 MOTOROLA F1 | RMU 2S + 1F | RMU 2S + 1F |  |  | PE 22.32 MOTOROLA F1 | INDOOR DOUBLE CHAMBER |  | 11/0.415 kV | 21/11/2003 |  | 0 | Pass | null
302717351 | TNB | DISTRIBUTION | WP PUTRAJAYA & CYBERJAYA | Existing | VPTJ/PCE/J14291 | PE 14.29 GUDANG (EFI) (F1) | RMU 2S + 1F | RMU 2S + 1F |  |  | PE 14.29 GUDANG (EFI) (F1) | INDOOR DOUBLE CHAMBER |  | 11/0.415 kV | 20080801 |  | 0 | Pass | null
302737867 | TNB | DISTRIBUTION | WP PUTRAJAYA & CYBERJAYA | Existing | VCBJ/PCE/J22221 | PE 22.22 CYBER HEIGHT VILLA F1 | RMU 2S + 1F | RMU 2S + 1F |  |  | PE 22.22 CYBER HEIGHT VILLA F1 | INDOOR DOUBLE CHAMBER |  | 11/0.415 kV | 20041201 |  | 0 | Pass | null
302747630 | TNB | DISTRIBUTION | WP PUTRAJAYA & CYBERJAYA | Existing | VCBJ/PCE/J22691 | PE 22.69 KRU STUDIO F1 | RMU 2S + 1F | RMU 2S + 1F |  |  | PE 22.69 KRU STUDIO F1 | INDOOR DOUBLE CHAMBER |  | 11/0.415 kV | 26/01/2010 |  | 0 | Pass | null
302749281 | TNB | DISTRIBUTION | WP PUTRAJAYA & CYBERJAYA | Existing | VCBJ/PCE/J21561 | SS 21.56 MEASAT ASTRO F1 | CB 3S | CB |  |  | SS 21.56 MEASAT ASTRO F1 | ATTACHED |  | 11 kV | 23/08/2005 |  | 0 | Pass | null
302749846 | TNB | DISTRIBUTION | WP PUTRAJAYA & CYBERJAYA | Existing | VCBJ/PCE/J21421 | PE 21.42 CYBERVILLAGE SERENITY 4 F1 | RMU 2S + 1F | RMU 2S + 1F |  |  | PE 21.42 CYBERVILLAGE SERENITY 4 F1 | INDOOR DOUBLE CHAMBER |  | 11/0.415 kV | 30/03/2004 |  | 0 | Pass | null
302750383 | TNB | DISTRIBUTION | WP PUTRAJAYA & CYBERJAYA | Existing | VCBJ/PCE/J21411 | PE 21.41 TMN.CYBER | RMU 2S + 1F | RMU 2S + 1F |  |  | PE 21.41 TMN.CYBER | INDOOR SINGLE CHAMBER |  | 11/0.415 kV | 16/01/2003 |  | 0 | Pass | null
302752707 | TNB | DISTRIBUTION | WP PUTRAJAYA & CYBERJAYA | Existing | VPTJ/PCE/J14131 | PE 14.13 ERUMAHAN 14-9 (EFI) (F1) | RMU 2S + 1F | RMU 2S + 1F |  |  | PE 14.13 ERUMAHAN 14-9 (EFI) (F1) | INDOOR DOUBLE CHAMBER |  | 11/0.415 kV | 20060902 |  | 0 | Pass | null
302753709 | TNB | DISTRIBUTION | WP PUTRAJAYA & CYBERJAYA | Existing | VPTJ/PCE/J01092 | SS 1.09 C3 (F2) | RMU 2S + 1F | RMU 2S + 1F |  |  | SS 1.09 C3 (F2) | ATTACHED |  | 11 kV | 19991109 |  | 0 | Pass | null
302758340 | TNB | DISTRIBUTION | WP PUTRAJAYA & CYBERJAYA | Existing | VPTJ/PCE/J01321 | PE 1.32 INSIDE PPU6 S/L OVAL | RMU 2S+1F | RMU 2S + 1F |  |  | PE 1.32 INSIDE PPU6 S/L OVAL | COMPACT SUBS |  | 11/0.415 kV | 13/06/1999 |  | 0 | Pass | null
302758766 | TNB | DISTRIBUTION | WP PUTRAJAYA & CYBERJAYA | Existing | VPTJ/PCE/J02111 | SS 2.11 MOF 2G2 SELATAN (F1) | CB 7S | CB |  |  | SS 2.11 MOF 2G2 SELATAN (F1) | ATTACHED |  | 11 kV | 20020402 |  | 0 | Pass | null
302759955 | TNB | DISTRIBUTION | WP PUTRAJAYA & CYBERJAYA | Existing | VPTJ/PCE/J05041 | PE 5.04 C/S S/L | RMU 2S+1F | RMU 2S + 1F |  |  | PE 5.04 C/S S/L | COMPACT SUBS |  | 11/0.415 kV | 20030210 |  | 0 | Pass | null
302760298 | TNB | DISTRIBUTION | WP PUTRAJAYA & CYBERJAYA | Existing | VPTJ/PCE/J09171 | PE 9.17 APT 5A (EFI) (F1) | RMU 2S + 1F | RMU 2S + 1F |  |  | PE 9.17 APT 5A (EFI) (F1) | ATTACHED DOUBLE |  | 11/0.415 kV | 20021207 |  | 0 | Pass | null
302760525 | TNB | DISTRIBUTION | WP PUTRAJAYA & CYBERJAYA | Existing | VPTJ/PCE/J09211 | PE 9.21 P9D/1 TERES (F1) | CB | CB + 1 TX |  |  | PE 9.21 P9D/1 TERES (F1) | INDOOR DOUBLE CHAMBER |  | 11/0.415 kV | 20010308 |  | 0 | Pass | null
302761574 | TNB | DISTRIBUTION | WP PUTRAJAYA & CYBERJAYA | Existing | VCBJ/PCE/J22191 | SS 22.19 (QUILL)P.MULTIMEDIA( DHL ) F1 | RMU 3S | RMU 3S |  |  | SS 22.19 (QUILL)P.MULTIMEDIA( DHL ) F1 | ATTACHED |  | 11 kV | 19/02/2002 |  | 0 | Pass | null
302764371 | TNB | DISTRIBUTION | WP PUTRAJAYA & CYBERJAYA | Existing | VCBJ/PCE/J21541 | PE 21.54 PS 3 F1 | RMU 2S+1F | RMU 2S + 1F |  |  | PE 21.54 PS 3 F1 | INDOOR DOUBLE CHAMBER |  | 11/0.415 kV | 16/06/2005 |  | 0 | Pass | null
302783650 | TNB | DISTRIBUTION | WP PUTRAJAYA & CYBERJAYA | Existing | VPTJ/PCE/J08111 | PE 8.11 JLN P8E TERES (EFI) (F1) | RMU 2S + 1F | RMU 2S + 1F |  |  | PE 8.11 JLN P8E TERES (EFI) (F1) | INDOOR DOUBLE CHAMBER |  | 11/0.415 kV | 27/03/2002 |  | 0 | Pass | null
302783877 | TNB | DISTRIBUTION | WP PUTRAJAYA & CYBERJAYA | Existing | VPTJ/PCE/J08171 | PE 8.17 P.KEJIRANAN (EFI) | RMU 2S + 1F | RMU 2S + 1F |  |  | PE 8.17 P.KEJIRANAN (EFI) | INDOOR SINGLE CHAMBER |  | 11/0.415 kV | 20000308 |  | 0 | Pass | null
302784530 | TNB | DISTRIBUTION | WP PUTRAJAYA & CYBERJAYA | Existing | VPTJ/PCE/J14152 | PE 14.15 BLOK B (F2) | RMU 2S + 1F | RMU 2S + 1F |  |  | PE 14.15 BLOK B (F2) | ATTACHED DOUBLE |  | 11/0.415 kV | 20050609 |  | 0 | Pass | null
302785067 | TNB | DISTRIBUTION | WP PUTRAJAYA & CYBERJAYA | Existing | VPTJ/PCE/J14182 | PE 14.18 BLOK E1 (F2) | RMU 4S+2F | RMU 2S + 1F |  |  | PE 14.18 BLOK E1 (F2) | ATTACHED DOUBLE |  | 11/0.415 kV | 20050609 |  | 0 | Pass | null
302785294 | TNB | DISTRIBUTION | WP PUTRAJAYA & CYBERJAYA | Existing | VPTJ/PCE/J01362 | PE 1.36 DATARAN PUTRA (F2) | RMU 3S+1F | RMU 3S+1F |  |  | PE 1.36 DATARAN PUTRA (F2) | INDOOR DOUBLE CHAMBER |  | 11/0.415 kV | 13/11/1999 |  | 0 | Pass | null
302878445 | TNB | DISTRIBUTION | WP PUTRAJAYA & CYBERJAYA | Existing | VPTJ/PCE/J09351 | PE 9.35 P'PURI BLOK A1 (EFI) (F1) | RMU | RMU 2S + 1F |  |  | PE 9.35 P'PURI BLOK A1 (EFI) (F1) | ATTACHED DOUBLE |  | 11/0.415 kV | 24/08/2005 |  | 0 | Pass | null
302896972 | TNB | DISTRIBUTION | WP PUTRAJAYA & CYBERJAYA | Existing | VPTJ/PCE/J08031 | PE 8.03 SEK REN (EFI) (F1) | RMU 2S + 1F | RMU 2S + 1F |  |  | PE 8.03 SEK REN (EFI) (F1) | INDOOR DOUBLE CHAMBER |  | 11/0.415 kV | 16/11/1999 |  | 0 | Pass | null
302897199 | TNB | DISTRIBUTION | WP PUTRAJAYA & CYBERJAYA | Existing | VPTJ/PCE/J11082 | PE 11.08 P11A2/5 TERES (EFI) (F2) | RMU 2S + 1F | RMU 2S + 1F |  |  | PE 11.08 P11A2/5 TERES (EFI) (F2) | INDOOR DOUBLE CHAMBER |  | 11/0.415 kV | 20020409 |  | 0 | Pass | null
302910375 | TNB | DISTRIBUTION | WP PUTRAJAYA & CYBERJAYA | Existing | VCBJ/PCE/J22581 | SS 22.58 BANK NEGARA F1 | CB 3S | CB |  |  | SS 22.58 BANK NEGARA F1 | ATTACHED |  | 11 kV | 20090203 |  | 0 | Pass | null
302912169 | TNB | DISTRIBUTION | WP PUTRAJAYA & CYBERJAYA | Existing | VPTJ/PCE/J06011 | PE 6.01 GRAND STAND (F1) | RMU 4S+2F | RMU 2S + 1F |  |  | PE 6.01 GRAND STAND (F1) | INDOOR DOUBLE CHAMBER |  | 11/0.415 kV | 20050812 |  | 0 | Pass | null
302921408 | TNB | DISTRIBUTION | WP PUTRAJAYA & CYBERJAYA | Existing | VPTJ/PCE/J09431 | PE 9.43 P'PURI P7 BLOK A1 (F1) | RMU | RMU 2S + 1F |  |  | PE 9.43 P'PURI P7 BLOK A1 (F1) | ATTACHED DOUBLE |  | 11/0.415 kV | 23/02/2008 |  | 0 | Pass | null
302970125 | TNB | DISTRIBUTION | WP PUTRAJAYA & CYBERJAYA | Existing | VCBJ/PCE/J22042 | SS 22.04 DCS F2 | RMU 4S | RMU 3S+1F |  |  | SS 22.04 DCS F2 | ATTACHED |  | 11 kV | 29/09/1999 |  | 0 | Pass | null
302984175 | TNB | DISTRIBUTION | WP PUTRAJAYA & CYBERJAYA | Existing | VPTJ/PCE/J05061 | PE 5.06 C/S S/L | RMU 2S+1F | RMU 2S + 1F |  |  | PE 5.06 C/S S/L | COMPACT SUBS |  | 11/0.415 kV | 25/10/2004 |  | 0 | Pass | null
302984291 | TNB | DISTRIBUTION | WP PUTRAJAYA & CYBERJAYA | Existing | VPTJ/PCE/J08051 | PE 8.05 APT FASA 4A (B1) (F1) | CB + 1 TX | CB + 1 TX |  |  | PE 8.05 APT FASA 4A (B1) (F1) | INDOOR DOUBLE CHAMBER |  | 11/0.415 kV | 19990712 |  | 0 | Pass | null
302988111 | TNB | DISTRIBUTION | WP PUTRAJAYA & CYBERJAYA | Existing | VCBJ/PCE/J23021 | SS 23.02 STP A F1 | RMU 3S | RMU 3S |  |  | SS 23.02 STP A F1 | ATTACHED |  | 11 kV | 13/10/2006 |  | 0 | Pass | null
303001990 | TNB | DISTRIBUTION | WP PUTRAJAYA & CYBERJAYA | Existing | VPTJ/PCE/J14011 | SS 14.01 WWTP | CB | CB |  |  | SS 14.01 WWTP | ATTACHED |  | 11 kV | 19/11/1998 |  | 0 | Pass | null
303003501 | TNB | DISTRIBUTION | WP PUTRAJAYA & CYBERJAYA | Existing | VCBJ/PCE/J22121 | PE 22.12 SEK MEN KEB CJ1 F1 | RMU 2S + 1F | RMU 2S + 1F |  |  | PE 22.12 SEK MEN KEB CJ1 F1 | INDOOR DOUBLE CHAMBER |  | 11/0.415 kV | 19/02/2004 |  | 0 | Pass | null
303004290 | TNB | DISTRIBUTION | WP PUTRAJAYA & CYBERJAYA | Existing | VCBJ/PCE/J21612 | PE 21.61 MPS F2 | RMU 2S + 2F | RMU 2S + 2F |  |  | PE 21.61 MPS F2 | INDOOR QUAD |  | 11/0.415 kV | 23/02/2008 |  | 0 | Pass | null
303040757 | TNB | DISTRIBUTION | WP PUTRAJAYA & CYBERJAYA | Existing | VCBJ/PCE/J22201 | SS 22.20 FSBM (AXIS EUREKA) F1 | CB 3S | CB |  |  | SS 22.20 FSBM (AXIS EUREKA) F1 | ATTACHED |  | 11 kV | 27/11/2001 |  | 0 | Pass | null
303050004 | TNB | DISTRIBUTION | WP PUTRAJAYA & CYBERJAYA | Existing | VPTJ/PCE/J14091 | PE 14.09 PERUMAHAN 14-4 (F1) | RMU 2S+1F | RMU 2S + 1F |  |  | PE 14.09 PERUMAHAN 14-4 (F1) | COMPACT SUBS |  | 11/0.415 kV | 20071108 |  | 0 | Pass | null
303070310 | TNB | DISTRIBUTION | WP PUTRAJAYA & CYBERJAYA | Existing | VPTJ/PCE/J11161 | PE 11.16 APT E (F1) | RMU 2S + 1F | RMU 2S + 1F |  |  | PE 11.16 APT E (F1) | ATTACHED DOUBLE |  | 11/0.415 kV | 13/05/2003 |  | 0 | Pass | null
303129777 | TNB | DISTRIBUTION | WP PUTRAJAYA & CYBERJAYA | Existing | VPTJ/PCE/J16131 | PE 16.13 SEK. MEN (F1) | CB + 1 TX | CB + 1 TX |  |  | PE 16.13 SEK. MEN (F1) | INDOOR DOUBLE CHAMBER |  | 11/0.415 kV | 20020509 |  | 0 | Pass | null
303130710 | TNB | DISTRIBUTION | WP PUTRAJAYA & CYBERJAYA | Existing | VPTJ/PCE/J15051 | PE 15.05 BLOK D2 (1) (EFI) (F1) | RMU 2S + 1F | RMU 2S + 1F |  |  | PE 15.05 BLOK D2 (1) (EFI) (F1) | ATTACHED DOUBLE |  | 11/0.415 kV | 18/02/2006 |  | 0 | Pass | null
303133471 | TNB | DISTRIBUTION | WP PUTRAJAYA & CYBERJAYA | Existing | VPTJ/PCE/J05171 | PE 5.17 BLOK C 5R3 (F1) | RMU | RMU 2S + 1F |  |  | PE 5.17 BLOK C 5R3 (F1) | ATTACHED DOUBLE |  | 11/0.415 kV | 15/09/2008 |  | 0 | Pass | null
303134009 | TNB | DISTRIBUTION | WP PUTRAJAYA & CYBERJAYA | Existing | VPTJ/PCE/J13011 | PE 13.01 WETLAND PUMP 250KW | RMU 2S+1F | RMU 2S + 1F |  |  | PE 13.01 WETLAND PUMP 250KW | INDOOR SINGLE CHAMBER |  | 11/0.415 kV | 31/07/1999 |  | 0 | Pass | null
303174293 | TNB | DISTRIBUTION | WP PUTRAJAYA & CYBERJAYA | Existing | VPTJ/PCE/J02051 | PE 2.05 PADAT CUT | RMU 2S+1F | RMU 2S + 1F |  |  | PE 2.05 PADAT CUT | COMPACT SUBS |  | 11/0.415 kV | 22/08/2002 |  | 0 | Pass | null
303217665 | TNB | DISTRIBUTION | WP PUTRAJAYA & CYBERJAYA | Existing | VPTJ/PCE/J01102 | SS 1.10 C2 (F2) | RMU 2S + 1F | RMU 2S + 1F |  |  | SS 1.10 C2 (F2) | ATTACHED |  | 11 kV | 19991109 |  | 0 | Pass | null
303223225 | TNB | DISTRIBUTION | WP PUTRAJAYA & CYBERJAYA | Existing | VPTJ/PCE/J09011 | PE 9.01 APT 4A (EFI) (F1) | RMU 2S + 1F | RMU 2S + 1F |  |  | PE 9.01 APT 4A (EFI) (F1) | ATTACHED DOUBLE |  | 11/0.415 kV | 20001110 |  | 0 | Pass | null
303228376 | TNB | DISTRIBUTION | WP PUTRAJAYA & CYBERJAYA | Existing | VPTJ/PCE/J08022 | PE 8.02 P8A SEMI D (F2) | RMU 2S + 1F | RMU 2S + 1F |  |  | PE 8.02 P8A SEMI D (F2) | INDOOR DOUBLE CHAMBER |  | 11/0.415 kV | 20000503 |  | 0 | Pass | null
303236407 | TNB | DISTRIBUTION | WP PUTRAJAYA & CYBERJAYA | Existing | VCBJ/PCE/J22371 | PE 22.37 BOMBA CJ F1 | CB 3S | CB |  |  | PE 22.37 BOMBA CJ F1 | INDOOR DOUBLE CHAMBER |  | 11/0.415 kV | 20040810 |  | 0 | Pass | null
303237696 | TNB | DISTRIBUTION | WP PUTRAJAYA & CYBERJAYA | Existing | VPTJ/PCE/J09451 | PE 9.45 P'PURI P7 BLOK B1 (F1) | RMU | RMU 2S + 1F |  |  | PE 9.45 P'PURI P7 BLOK B1 (F1) | ATTACHED DOUBLE |  | 11/0.415 kV | 23/02/2008 |  | 0 | Pass | null
303244360 | TNB | DISTRIBUTION | WP PUTRAJAYA & CYBERJAYA | Existing | VPTJ/PCE/J09291 | PE 9.29 BAS DEPOH | RMU 2S+1F | RMU 2S + 1F |  |  | PE 9.29 BAS DEPOH | INDOOR SINGLE CHAMBER |  | 11/0.415 kV | 27/07/2006 | NADI PUTRA | 0 | Pass | null
303244476 | TNB | DISTRIBUTION | WP PUTRAJAYA & CYBERJAYA | Existing | VCBJ/PCE/J22611 | PE 22.61 8 BLOK KEDAI PEJ 2A F1 | RMU 2S + 1F | RMU 2S + 1F |  |  | PE 22.61 8 BLOK KEDAI PEJ 2A F1 | INDOOR DOUBLE CHAMBER |  | 11/0.415 kV | 29/04/2009 | 8 BLLOK KEDAI PEJABAT NO 1 | 0 | Pass | null
303252742 | TNB | DISTRIBUTION | WP PUTRAJAYA & CYBERJAYA | Existing | VPTJ/PCE/J05141 | PE 5.14 5R1 (F1) | RMU | RMU 2S + 1F |  |  | PE 5.14 5R1 (F1) | INDOOR DOUBLE CHAMBER |  | 11/0.415 kV | 15/09/2008 |  | 0 | Pass | null
303258653 | TNB | DISTRIBUTION | WP PUTRAJAYA & CYBERJAYA | Existing | VCBJ/PCE/J21111 | PE 21.11 CENTURY SQUARE 2310 F1 | RMU 2S + 1F | RMU 2S + 1F |  |  | PE 21.11 CENTURY SQUARE 2310 F1 | INDOOR DOUBLE CHAMBER |  | 11/0.415 kV | 20000903 |  | 0 | Pass | null
303291940 | TNB | DISTRIBUTION | WP PUTRAJAYA & CYBERJAYA | Existing | VPTJ/PCE/J09471 | PE 9.47 P'PURI BLOK A&B (F1) | RMU 2S + 1F | RMU 2S + 1F |  |  | PE 9.47 P'PURI BLOK A&B (F1) | ATTACHED DOUBLE |  | 11/0.415 kV | 31/10/2007 |  | 0 | Pass | null
303293947 | TNB | DISTRIBUTION | WP PUTRAJAYA & CYBERJAYA | Existing | VPTJ/PCE/J11182 | PE 11.18 P11 H/1 TERES (EFI) (F2) | RMU 4S+2F |  |  |  | PE 11.18 P11 H/1 TERES (EFI) (F2) | INDOOR DOUBLE CHAMBER |  | 11/0.415 kV | 30/01/2003 |  | 0 | Pass | null
303297857 | TNB | DISTRIBUTION | WP PUTRAJAYA & CYBERJAYA | Existing | VPTJ/PCE/J02091 | SS 2.09 MOF 2G1 (F1) | CB 3S | CB |  |  | SS 2.09 MOF 2G1 (F1) | ATTACHED |  | 11 kV | 20020502 |  | 0 | Pass | null
303305971 | TNB | DISTRIBUTION | WP PUTRAJAYA & CYBERJAYA | Existing | VPTJ/PCE/J08092 | PE 8.09 JLN P8E2TERES (F2) | RMU 2S + 1F | RMU 2S + 1F |  |  | PE 8.09 JLN P8E2TERES (F2) | INDOOR DOUBLE CHAMBER |  | 11/0.415 kV | 21/06/2004 |  | 0 | Pass | null
303307490 | TNB | DISTRIBUTION | WP PUTRAJAYA & CYBERJAYA | Existing | VCBJ/PCE/J22142 | PE 22.14 CYBER HEIGHT VILLA F2 | CB 3S | CB + 1 TX |  |  | PE 22.14 CYBER HEIGHT VILLA F2 | INDOOR DOUBLE CHAMBER |  | 11/0.415 kV | 20020404 |  | 0 | Pass | null
303308774 | TNB | DISTRIBUTION | WP PUTRAJAYA & CYBERJAYA | Existing | VCBJ/PCE/J22471 | SS 22.47 DHL 2 F1 | RMU 3S | RMU 3S |  |  | SS 22.47 DHL 2 F1 | ATTACHED |  | 11 kV | 13/10/2005 |  | 0 | Pass | null
303310157 | TNB | DISTRIBUTION | WP PUTRAJAYA & CYBERJAYA | Existing | VCBJ/PCE/J21101 | PE 21.10 ELITE HIGHWAY NO. 3 | RMU 2S+1F | RMU 2S + 1F |  |  | PE 21.10 ELITE HIGHWAY NO. 3 | INDOOR SINGLE CHAMBER |  | 11/0.415 kV | 20001002 |  | 0 | Pass | null
303322747 | TNB | DISTRIBUTION | WP PUTRAJAYA & CYBERJAYA | Existing | VCBJ/PCE/J22511 | SS 22.51 DELL R&D F1 | RMU 3S | RMU 3S |  |  | SS 22.51 DELL R&D F1 | ATTACHED |  | 11 kV | 20110703 |  | 0 | Pass | null
303328161 | TNB | DISTRIBUTION | WP PUTRAJAYA & CYBERJAYA | Existing | VPTJ/PCE/J07031 | PE 7.03 STESEN PAM PS3 | RMU 2S+1F | RMU 2S + 1F |  |  | PE 7.03 STESEN PAM PS3 | INDOOR SINGLE CHAMBER |  | 11/0.415 kV | 27/07/1999 |  | 0 | Pass | null
303334522 | TNB | DISTRIBUTION | WP PUTRAJAYA & CYBERJAYA | Existing | VPTJ/PCE/J09101 | PE 9.10 PS 1 | RMU 2S+1F | RMU 2S + 1F |  |  | PE 9.10 PS 1 | INDOOR SINGLE CHAMBER |  | 11/0.415 kV | 13/12/1999 |  | 0 | Pass | null
303353910 | TNB | DISTRIBUTION | WP PUTRAJAYA & CYBERJAYA | Existing | VPTJ/PCE/J11131 | PE 11.13 APT B (F1) | RMU 2S + 1F | RMU 2S + 1F |  |  | PE 11.13 APT B (F1) | ATTACHED DOUBLE |  | 11/0.415 kV | 20030805 |  | 0 | Pass | null
303354137 | TNB | DISTRIBUTION | WP PUTRAJAYA & CYBERJAYA | Existing | VCBJ/PCE/J21341 | PE 21.34 PS5 F1 | RMU 2S + 1F | RMU 2S + 1F |  |  | PE 21.34 PS5 F1 | INDOOR DOUBLE CHAMBER |  | 11/0.415 kV | 24/05/2009 |  | 0 | Pass | null
303373803 | TNB | DISTRIBUTION | WP PUTRAJAYA & CYBERJAYA | Existing | VCBJ/PCE/J22672 | PE 22.67 KWDI 1 F2 | RMU 2S+1F | RMU 2S + 1F |  |  | PE 22.67 KWDI 1 F2 | INDOOR DOUBLE CHAMBER |  | 11/0.415 kV | 20091009 |  | 0 | Pass | null
303409960 | TNB | DISTRIBUTION | WP PUTRAJAYA & CYBERJAYA | Existing | VPTJ/PCE/J11261 | PE 11.26 TERES 11A & 11B | RMU 2S+1F | RMU 2S + 1F |  |  | PE 11.26 TERES 11A & 11B | COMPACT SUBS |  | 11/0.415 kV | 17/08/2009 |  | 0 | Pass | null
303469263 | TNB | DISTRIBUTION | WP PUTRAJAYA & CYBERJAYA | Existing | VCBJ/PCE/J21661 | SS 21.66 BLOK C IT PARK F1 | CB 3S | CB |  |  | SS 21.66 BLOK C IT PARK F1 | ATTACHED |  | 11 kV | 28/09/2009 |  | 0 | Pass | null
303493506 | TNB | DISTRIBUTION | WP PUTRAJAYA & CYBERJAYA | Existing | VPTJ/PCE/J18121 | PE 18.12 BLOK A (F1) | CB 3S | CB |  |  | PE 18.12 BLOK A (F1) | ATTACHED DOUBLE |  | 11/0.415 kV | 22/02/2007 |  | 0 | Pass | null
303502967 | TNB | DISTRIBUTION | WP PUTRAJAYA & CYBERJAYA | Existing | VPTJ/PCE/J09221 | PE 9.22 PS 2 | RMU 2S+1F | RMU 2S + 1F |  |  | PE 9.22 PS 2 | INDOOR SINGLE CHAMBER |  | 11/0.415 kV | 13/12/1999 |  | 0 | Pass | null
303505116 | TNB | DISTRIBUTION | WP PUTRAJAYA & CYBERJAYA | Existing | VPTJ/PCE/J15071 | PE 15.07 BLOK D3 (EFI) (F1) | RMU 2S + 1F | RMU 2S + 1F |  |  | PE 15.07 BLOK D3 (EFI) (F1) | ATTACHED DOUBLE |  | 11/0.415 kV | 18/02/2006 |  | 0 | Pass | null
303515466 | TNB | DISTRIBUTION | WP PUTRAJAYA & CYBERJAYA | Existing | VPTJ/PCE/J10121 | PE 10.12 P10 A SEMI-D | RMU 2S+1F | RMU 2S + 1F |  |  | PE 10.12 P10 A SEMI-D | COMPACT SUBS |  | 11/0.415 kV | 28/08/2001 |  | 0 | Pass | null
303571222 | TNB | DISTRIBUTION | WP PUTRAJAYA & CYBERJAYA | Existing | VPTJ/PCE/J01501 | SS 1.50 E13 (F1) | RMU 3S | RMU 3S |  |  | SS 1.50 E13 (F1) | ATTACHED |  | 11 kV | 20030608 |  | 0 | Pass | null
303588576 | TNB | DISTRIBUTION | WP PUTRAJAYA & CYBERJAYA | Existing | VPTJ/PCE/J11361 | PE 11.36 P11 K/13 TERES (F1) | RMU |  |  |  | PE 11.36 P11 K/13 TERES (F1) | INDOOR DOUBLE CHAMBER |  | 11/0.415 kV | 20030512 |  | 0 | Pass | null
303589425 | TNB | DISTRIBUTION | WP PUTRAJAYA & CYBERJAYA | Existing | VPTJ/PCE/J11211 | PE 11.21 PUSAT KEJIRANAN (F1) | RMU 2S + 1F | RMU 2S + 1F |  |  | PE 11.21 PUSAT KEJIRANAN (F1) | INDOOR DOUBLE CHAMBER |  | 11/0.415 kV | 30/05/2006 | KOMPLEKS KEJIRANAN PR.11 | 0 | Pass | null
303590189 | TNB | DISTRIBUTION | WP PUTRAJAYA & CYBERJAYA | Existing | VPTJ/PCE/J14111 | PE 14.11 PERUMAHAN 14-1 (F1) | RMU 2S + 1F | RMU 2S + 1F |  |  | PE 14.11 PERUMAHAN 14-1 (F1) | INDOOR DOUBLE CHAMBER |  | 11/0.415 kV | 25/02/2006 |  | 0 | Pass | null
303591442 | TNB | DISTRIBUTION | WP PUTRAJAYA & CYBERJAYA | Existing | VCBJ/PCE/J22231 | PE 22.23 SEK. SRI PUTERI F1 | RMU 2S + 1F | RMU 2S + 1F |  |  | PE 22.23 SEK. SRI PUTERI F1 | INDOOR DOUBLE CHAMBER |  | 11/0.415 kV | 26/11/2002 |  | 0 | Pass | null
303600490 | TNB | DISTRIBUTION | WP PUTRAJAYA & CYBERJAYA | Existing | VPTJ/PCE/J07061 | PE 7.06 TPB (WTT) (F1) | RMU 4S+2F | RMU 2S + 1F |  |  | PE 7.06 TPB (WTT) (F1) | INDOOR DOUBLE CHAMBER |  | 11/0.415 kV | 13/06/2002 |  | 0 | Pass | null
303601027 | TNB | DISTRIBUTION | WP PUTRAJAYA & CYBERJAYA | Existing | VPTJ/PCE/J09121 | PE 9.12 SEK REN (F1) | RMU 2S + 1F | RMU 2S + 1F |  |  | PE 9.12 SEK REN (F1) | INDOOR DOUBLE CHAMBER |  | 11/0.415 kV | 16/10/1999 |  | 0 | Pass | null
303601254 | TNB | DISTRIBUTION | WP PUTRAJAYA & CYBERJAYA | Existing | VPTJ/PCE/J09201 | PE 9.20 P9B1 (EFI) (F1) | RMU | RMU 2S + 1F |  |  | PE 9.20 P9B1 (EFI) (F1) | INDOOR DOUBLE CHAMBER |  | 11/0.415 kV | 29/06/2004 |  | 0 | Pass | null
303601791 | TNB | DISTRIBUTION | WP PUTRAJAYA & CYBERJAYA | Existing | VCBJ/PCE/J21021 | PE 21.02 INCUBATOR F1 | RMU 2S + 1F | RMU 2S + 1F |  |  | PE 21.02 INCUBATOR F1 | INDOOR DOUBLE CHAMBER |  | 11/0.415 kV | 15/07/1999 |  | 0 | Pass | null
303605393 | TNB | DISTRIBUTION | WP PUTRAJAYA & CYBERJAYA | Existing | VCBJ/PCE/J22591 | SS 22.59 BANK NEGARA F1 | CB 3S | CB |  |  | SS 22.59 BANK NEGARA F1 | ATTACHED |  | 11 kV | 20090303 |  | 0 | Pass | null
303627659 | TNB | DISTRIBUTION | WP PUTRAJAYA & CYBERJAYA | Existing | VPTJ/PCE/J05031 | PE 5.03 BR.6 S. GEMILANG | RMU 2S+1F |  |  |  | PE 5.03 BR.6 S. GEMILANG | COMPACT SUBS |  | 11/0.415 kV | 20030210 |  | 0 | Pass | null
303659615 | TNB | DISTRIBUTION | WP PUTRAJAYA & CYBERJAYA | Existing | VPTJ/PCE/J05111 | SS 5.11 GDC (F1) | CB | CB |  |  | SS 5.11 GDC (F1) | ATTACHED |  | 11 kV | 26/08/2010 |  | 0 | Pass | null
303659770 | TNB | DISTRIBUTION | WP PUTRAJAYA & CYBERJAYA | Existing | VPTJ/PCE/J08061 | PE 8.06 DEWAN SERBAGUNA (EFI) (F1) | RMU 2S + 1F | RMU 2S + 1F |  |  | PE 8.06 DEWAN SERBAGUNA (EFI) (F1) | INDOOR DOUBLE CHAMBER |  | 11/0.415 kV | 18/09/2000 |  | 0 | Pass | null
303672627 | TNB | DISTRIBUTION | WP PUTRAJAYA & CYBERJAYA | Existing | VPTJ/PCE/J01471 | SS 1.47 E10 (F1) | RMU 3S | RMU 3S |  |  | SS 1.47 E10 (F1) | ATTACHED |  | 11 kV | 20031206 |  | 0 | Pass | null
303677750 | TNB | DISTRIBUTION | WP PUTRAJAYA & CYBERJAYA | Existing | VPTJ/PCE/J01431 | SS 1.43 E6 (F1) | RMU 3S | RMU 3S |  |  | SS 1.43 E6 (F1) | ATTACHED |  | 11 kV | 20030406 |  | 0 | Pass | null
303677961 | TNB | DISTRIBUTION | WP PUTRAJAYA & CYBERJAYA | Existing | VPTJ/PCE/J01451 | SS 1.45 E8 (F1) | CB + 1 TX | CB + 1 TX |  |  | SS 1.45 E8 (F1) | ATTACHED |  | 11 kV | 20030608 |  | 0 | Pass | null
303678136 | TNB | DISTRIBUTION | WP PUTRAJAYA & CYBERJAYA | Existing | VPTJ/PCE/J01491 | SS 1.49 E12 (F1) | CB + 1 TX | CB + 1 TX |  |  | SS 1.49 E12 (F1) | ATTACHED |  | 11 kV | 20030608 |  | 0 | Pass | null
303679363 | TNB | DISTRIBUTION | WP PUTRAJAYA & CYBERJAYA | Existing | VPTJ/PCE/J16011 | SS 16.01 TELEKOM | CB | CB |  |  | SS 16.01 TELEKOM | ATTACHED |  | 11 kV | 30/03/1999 |  | 0 | Pass | null
303679724 | TNB | DISTRIBUTION | WP PUTRAJAYA & CYBERJAYA | Existing | VPTJ/PCE/J02041 | PE 2.04 W.F PROMENADE (F1) | RMU 2S + 1F | RMU 2S + 1F |  |  | PE 2.04 W.F PROMENADE (F1) | INDOOR DOUBLE CHAMBER |  | 11/0.415 kV | 30/01/2003 | WATERFRONT PROMENADE | 0 | Pass | null
303683389 | TNB | DISTRIBUTION | WP PUTRAJAYA & CYBERJAYA | Existing | VPTJ/PCE/J08231 | PE 8.23 PS8 (F1) | RMU | RMU 2S + 1F |  |  | PE 8.23 PS8 (F1) | INDOOR DOUBLE CHAMBER |  | 11/0.415 kV | 30/07/2002 |  | 0 | Pass | null
303683921 | TNB | DISTRIBUTION | WP PUTRAJAYA & CYBERJAYA | Existing | VPTJ/PCE/J09151 | PE 9.15 APT 6D (EFI) (F1) | RMU 2S + 1F | RMU 2S + 1F |  |  | PE 9.15 APT 6D (EFI) (F1) | ATTACHED DOUBLE |  | 11/0.415 kV | 20021207 |  | 0 | Pass | null
303684458 | TNB | DISTRIBUTION | WP PUTRAJAYA & CYBERJAYA | Existing | VPTJ/PCE/J16191 | PE 16.19 APT A2 (F1) | RMU 2S + 1F | RMU 2S + 1F |  |  | PE 16.19 APT A2 (F1) | INDOOR DOUBLE CHAMBER |  | 11/0.415 kV | 20000311 |  | 0 | Pass | null
303685111 | TNB | DISTRIBUTION | WP PUTRAJAYA & CYBERJAYA | Existing | VPTJ/PCE/J11421 | PE 11.42 BLOK G (F1) | RMU 2S + 1F | RMU 2S + 1F |  |  | PE 11.42 BLOK G (F1) | INDOOR DOUBLE CHAMBER |  | 11/0.415 kV | 17/08/2004 |  | 0 | Pass | null
303694281 | TNB | DISTRIBUTION | WP PUTRAJAYA & CYBERJAYA | Existing | VCBJ/PCE/J22501 | PE 22.50 LOT PT 12092 F1 | RMU 2S+1F | RMU 2S + 1F |  |  | PE 22.50 LOT PT 12092 F1 | INDOOR DOUBLE CHAMBER |  | 11/0.415 kV | 20/06/2006 |  | 0 | Pass | null
303697900 | TNB | DISTRIBUTION | WP PUTRAJAYA & CYBERJAYA | Existing | VCBJ/PCE/J21171 | PE 21.17 CONDO A3 CYBERIA F1 | RMU 2S + 1F | RMU 2S + 1F |  |  | PE 21.17 CONDO A3 CYBERIA F1 | INDOOR DOUBLE CHAMBER |  | 11/0.415 kV | 25/11/2001 |  | 0 | Pass | null
303743077 | TNB | DISTRIBUTION | WP PUTRAJAYA & CYBERJAYA | Existing | VPTJ/PCE/J10011 | SS 10.01 PMR (F1) | CB 3S | CB |  |  | SS 10.01 PMR (F1) | ATTACHED |  | 11 kV | 19991002 |  | 0 | Pass | null
303751388 | TNB | DISTRIBUTION | WP PUTRAJAYA & CYBERJAYA | Existing | VPTJ/PCE/J08151 | PE 8.15 RD2A L. SENTOSA | RMU 2S+1F | RMU 2S + 1F |  |  | PE 8.15 RD2A L. SENTOSA | COMPACT SUBS |  | 11/0.415 kV | 19990807 |  | 0 | Pass | null
303751504 | TNB | DISTRIBUTION | WP PUTRAJAYA & CYBERJAYA | Existing | VPTJ/PCE/J10022 | PE 10.02 INSIDE PPU2 (F2) | RMU 2S + 1F | RMU 2S + 1F |  |  | PE 10.02 INSIDE PPU2 (F2) | INDOOR DOUBLE CHAMBER |  | 11/0.415 kV | 15/02/2000 |  | 0 | Pass | null
303751731 | TNB | DISTRIBUTION | WP PUTRAJAYA & CYBERJAYA | Existing | VPTJ/PCE/J16171 | SS 16.17 KOMPLEK KEJIRANAN (EFI) (F1) | RMU 3S | RMU 3S |  |  | SS 16.17 KOMPLEK KEJIRANAN (EFI) (F1) | ATTACHED |  | 11 kV | 15/05/2002 |  | 0 | Pass | null
303752058 | TNB | DISTRIBUTION | WP PUTRAJAYA & CYBERJAYA | Existing | VPTJ/PCE/J11201 | PE 11.20 WR5 | RMU 2S+1F | RMU 2S + 1F |  |  | PE 11.20 WR5 | COMPACT SUBS |  | 11/0.415 kV | 20041108 |  | 0 | Pass | null
303752174 | TNB | DISTRIBUTION | WP PUTRAJAYA & CYBERJAYA | Existing | VPTJ/PCE/J11121 | PE 11.12 APT A (F1) | RMU 2S + 1F | RMU 2S + 1F |  |  | PE 11.12 APT A (F1) | ATTACHED DOUBLE |  | 11/0.415 kV | 20030805 |  | 0 | Pass | null
303766398 | TNB | DISTRIBUTION | WP PUTRAJAYA & CYBERJAYA | Existing | VPTJ/PCE/J11351 | PE 11.35 P11 K/3 TERES (EFI) (F1) | RMU 4S+2F |  |  |  | PE 11.35 P11 K/3 TERES (EFI) (F1) | INDOOR DOUBLE CHAMBER |  | 11/0.415 kV | 20030412 |  | 0 | Pass | null
303766854 | TNB | DISTRIBUTION | WP PUTRAJAYA & CYBERJAYA | Existing | VPTJ/PCE/J11011 | PE 11.01 RD 3 PER UTARA | RMU 2S+1F |  |  |  | PE 11.01 RD 3 PER UTARA | COMPACT SUBS |  | 11/0.415 kV | 30/07/1999 |  | 0 | Pass | null
303768633 | TNB | DISTRIBUTION | WP PUTRAJAYA & CYBERJAYA | Existing | VPTJ/PCE/J09231 | PE 9.23 FLAT D (F1) | CB | CB + 1 TX |  |  | PE 9.23 FLAT D (F1) | ATTACHED DOUBLE |  | 11/0.415 kV | 20011010 |  | 0 | Pass | null
303768946 | TNB | DISTRIBUTION | WP PUTRAJAYA & CYBERJAYA | Existing | VPTJ/PCE/J09261 | PE 9.26 FLAT B (F1) | RMU | RMU 2S + 1F |  |  | PE 9.26 FLAT B (F1) | ATTACHED DOUBLE |  | 11/0.415 kV | 20010808 |  | 0 | Pass | null
303769289 | TNB | DISTRIBUTION | WP PUTRAJAYA & CYBERJAYA | Existing | VPTJ/PCE/J09301 | PE 9.30 SEK REN FASA 2 (F1) | RMU | RMU 2S + 1F |  |  | PE 9.30 SEK REN FASA 2 (F1) | INDOOR DOUBLE CHAMBER |  | 11/0.415 kV | 23/06/2004 |  | 0 | Pass | null
303769516 | TNB | DISTRIBUTION | WP PUTRAJAYA & CYBERJAYA | Existing | VPTJ/PCE/J09341 | PE 9.34 P'PURI BLOK A3 (F1) | RMU | RMU 2S + 1F |  |  | PE 9.34 P'PURI BLOK A3 (F1) | ATTACHED DOUBLE |  | 11/0.415 kV | 24/08/2005 |  | 0 | Pass | null
303769743 | TNB | DISTRIBUTION | WP PUTRAJAYA & CYBERJAYA | Existing | VPTJ/PCE/J10041 | PE 10.04 P10 D BANGLO (F1) | RMU 2S + 1F | RMU 2S + 1F |  |  | PE 10.04 P10 D BANGLO (F1) | INDOOR DOUBLE CHAMBER |  | 11/0.415 kV | 20000106 |  | 0 | Pass | null
303769970 | TNB | DISTRIBUTION | WP PUTRAJAYA & CYBERJAYA | Existing | VPTJ/PCE/J13021 | PE 13.02 WETLAND NIC 85KW | RMU 2S+1F | RMU 2S + 1F |  |  | PE 13.02 WETLAND NIC 85KW | INDOOR SINGLE CHAMBER |  | 11/0.415 kV | 19990208 | MAPSERVER BANGI | 0 | Pass | null
303771058 | TNB | DISTRIBUTION | WP PUTRAJAYA & CYBERJAYA | Existing | VCBJ/PCE/J21141 | PE 21.14 PUSAT REKREASI SMART HOME F1 | RMU 2S + 1F | RMU 2S + 1F |  |  | PE 21.14 PUSAT REKREASI SMART HOME F1 | INDOOR DOUBLE CHAMBER |  | 11/0.415 kV | 20030506 |  | 0 | Pass | null
303771553 | TNB | DISTRIBUTION | WP PUTRAJAYA & CYBERJAYA | Existing | VCBJ/PCE/J21301 | SS 21.30 ERICSSON F1 | RMU 3S | RMU 3S |  |  | SS 21.30 ERICSSON F1 | ATTACHED |  | 11 kV | 20020108 |  | 0 | Pass | null
303771764 | TNB | DISTRIBUTION | WP PUTRAJAYA & CYBERJAYA | Existing | VCBJ/PCE/J21251 | SS 21.25 CENTUARY SQUARE F1 | RMU 3S | RMU 3S |  |  | SS 21.25 CENTUARY SQUARE F1 | ATTACHED |  | 11 kV | 30/05/2001 |  | 0 | Pass | null
303774918 | TNB | DISTRIBUTION | WP PUTRAJAYA & CYBERJAYA | Existing | VCBJ/PCE/J21461 | PE 21.46 PS 12 | RMU 2S + 1F | RMU 2S + 1F |  |  | PE 21.46 PS 12 | INDOOR SINGLE CHAMBER |  | 11/0.415 kV | 20030907 |  | 0 | Pass | null
303775034 | TNB | DISTRIBUTION | WP PUTRAJAYA & CYBERJAYA | Existing | VCBJ/PCE/J21571 | PE 21.57 CLUB HOUSE F1 | RMU 2S + 1F | RMU 2S + 1F |  |  | PE 21.57 CLUB HOUSE F1 | INDOOR DOUBLE CHAMBER |  | 11/0.415 kV | 17/11/2007 |  | 0 | Pass | null
303782198 | TNB | DISTRIBUTION | WP PUTRAJAYA & CYBERJAYA | Existing | VPTJ/PCE/J18011 | PE 18.01 WR2 | RMU 2S+1F |  |  |  | PE 18.01 WR2 | COMPACT SUBS |  | 11/0.415 kV | 22/01/2003 |  | 0 | Pass | null
303782314 | TNB | DISTRIBUTION | WP PUTRAJAYA & CYBERJAYA | Existing | VPTJ/PCE/J16151 | PE 16.15 SEK. REN (F1) | RMU 2S + 1F | RMU 2S + 1F |  |  | PE 16.15 SEK. REN (F1) | INDOOR DOUBLE CHAMBER |  | 11/0.415 kV | 20020509 |  | 0 | Pass | null
303782541 | TNB | DISTRIBUTION | WP PUTRAJAYA & CYBERJAYA | Existing | VPTJ/PCE/J16201 | PE 16.20 APT A1 (EFI) (F1) | RMU 2S + 1F | RMU 2S + 1F |  |  | PE 16.20 APT A1 (EFI) (F1) | INDOOR DOUBLE CHAMBER |  | 11/0.415 kV | 20000311 |  | 0 | Pass | null
303791160 | TNB | DISTRIBUTION | WP PUTRAJAYA & CYBERJAYA | Existing | VPTJ/PCE/J11491 | PE 11.49 KANTIN KVDT | RMU 2S + 1F | RMU 2S + 1F |  |  | PE 11.49 KANTIN KVDT | ATTACHED SINGLE |  | 11/0.415 kV | 24/06/2007 | KANTIN KVDT | 0 | Pass | null
303823881 | TNB | DISTRIBUTION | WP PUTRAJAYA & CYBERJAYA | Existing | VCBJ/PCE/J21281 | SS 21.28 LOT 12065 F1 | RMU 3S | RMU 3S |  |  | SS 21.28 LOT 12065 F1 | ATTACHED |  | 11 kV | 20020304 |  | 0 | Pass | null
303824277 | TNB | DISTRIBUTION | WP PUTRAJAYA & CYBERJAYA | Existing | VCBJ/PCE/J21591 | SS 21.59 SME 2 F1 | RMU 3S | RMU 3S |  |  | SS 21.59 SME 2 F1 | ATTACHED |  | 11 kV | 26/10/2007 | SME 2 | 0 | Pass | null
303835643 | TNB | DISTRIBUTION | WP PUTRAJAYA & CYBERJAYA | Existing | VPTJ/PCE/J11221 | PE 11.22 ZON 10B (F1) | RMU 2S + 1F | RMU 2S + 1F |  |  | PE 11.22 ZON 10B (F1) | INDOOR DOUBLE CHAMBER |  | 11/0.415 kV | 21/07/2006 |  | 0 | Pass | null
303841217 | TNB | DISTRIBUTION | WP PUTRAJAYA & CYBERJAYA | Existing | VPTJ/PCE/J14312 | PE 14.31 P'PURI 14-12 BLOK B (F2) | RMU 2S + 1F | RMU 2S + 1F |  |  | PE 14.31 P'PURI 14-12 BLOK B (F2) | ATTACHED DOUBLE |  | 11/0.415 kV | 25/06/2008 |  | 0 | Pass | null
303948509 | TNB | DISTRIBUTION | WP PUTRAJAYA & CYBERJAYA | Existing | VPTJ/PCE/J05101 | SS 5.10 HOTEL ALAM WARISAN (F1) | CB | CB |  |  | SS 5.10 HOTEL ALAM WARISAN (F1) | ATTACHED |  | 11 kV | 20081208 |  | 0 | Pass | null
303951672 | TNB | DISTRIBUTION | WP PUTRAJAYA & CYBERJAYA | Existing | VPTJ/PCE/J09421 | PE 9.42 P'PURI BLOK E1 (EFI) (F1) | RMU 2S + 1F | RMU 2S + 1F |  |  | PE 9.42 P'PURI BLOK E1 (EFI) (F1) | ATTACHED DOUBLE |  | 11/0.415 kV | 22/07/2007 |  | 0 | Pass | null
303977108 | TNB | DISTRIBUTION | WP PUTRAJAYA & CYBERJAYA | Existing | VPTJ/PCE/J11241 | PE 11.24 TERES ZON 9A (F1) | RMU 2S + 1F | RMU 2S + 1F |  |  | PE 11.24 TERES ZON 9A (F1) | INDOOR DOUBLE CHAMBER |  | 11/0.415 kV | 14/03/2009 |  | 0 | Pass | null
304016235 | TNB | DISTRIBUTION | WP PUTRAJAYA & CYBERJAYA | Existing | VCBJ/PCE/J21631 | SS 21.63 BANGUNAN MUSTAFA KAMAL F1 | RMU 3S | RMU 3S |  |  | SS 21.63 BANGUNAN MUSTAFA KAMAL F1 | ATTACHED |  | 11 kV | 20080302 |  | 0 | Pass | null
304017855 | TNB | DISTRIBUTION | WP PUTRAJAYA & CYBERJAYA | Existing | VPTJ/PCE/J11231 | PE 11.23 TERES ZON 12B (F1) | RMU 2S + 1F | RMU 2S + 1F |  |  | PE 11.23 TERES ZON 12B (F1) | INDOOR DOUBLE CHAMBER |  | 11/0.415 kV | 30/04/2009 |  | 0 | Pass | null
304042845 | TNB | DISTRIBUTION | WP PUTRAJAYA & CYBERJAYA | Existing | VPTJ/PCE/J09401 | PE 9.40 P'PURI BLOK C (F1) | CB 3S | CB + 1 TX |  |  | PE 9.40 P'PURI BLOK C (F1) | ATTACHED DOUBLE |  | 11/0.415 kV | 22/07/2007 |  | 0 | Pass | null
304065952 | TNB | DISTRIBUTION | WP PUTRAJAYA & CYBERJAYA | Existing | VPTJ/PCE/J11441 | PE 11.44 SEK. REN. FASA 2 (F1) | RMU 2S + 1F | RMU 2S + 1F |  |  | PE 11.44 SEK. REN. FASA 2 (F1) | INDOOR DOUBLE CHAMBER |  | 11/0.415 kV | 15/11/2007 | KOMPLEKS SEK REN FASA 2 PRESINT 11 | 0 | Pass | null
425999157 | TNB | DISTRIBUTION | WP PUTRAJAYA & CYBERJAYA | Existing | VPTJ/PCE/J00412 | D-PTJ-C14-0878 | CB 3S | CB |  |  | D-PTJ-C14-0878 | ATTACHED |  | 11/0.415 kV |  | SS 7.16 SPRM F1 | 0 | Pass | null
425999714 | TNB | DISTRIBUTION | WP PUTRAJAYA & CYBERJAYA | Existing | VPTJ/PCE/J00413 | D-PTJ-C14-0878 | CB 3S | CB |  |  | D-PTJ-C14-0878 | ATTACHED |  | 11/0.415 kV |  | SS 7.16 SPRM F2 | 0 | Pass | null
426000096 | TNB | DISTRIBUTION | WP PUTRAJAYA & CYBERJAYA | Existing | VPTJ/PCE/J00414 | D-PTJ-C17-0998 | RMU 2S+1F | RMU 2S + 1F |  |  | D-PTJ-C17-0998 | ATTACHED |  |  |  | PE 18.29 SEK.REN.AGAMA F1 | 0 | Pass | null
426000682 | TNB | DISTRIBUTION | WP PUTRAJAYA & CYBERJAYA | Existing | VPTJ/PCE/J00415 | D-PTJ-C17-0998 | RMU 2S + 1F | RMU 2S + 1F |  |  | D-PTJ-C17-0998 | ATTACHED |  |  |  | PE 18.29 SEK.REN.AGAMA F2 | 0 | Pass | null
426001330 | TNB | DISTRIBUTION | WP PUTRAJAYA & CYBERJAYA | Existing | VPTJ/PCE/J00419 | D-PTJ-C17-1084 | CB 3S | CB |  |  | D-PTJ-C17-1084 | ATTACHED |  |  |  | SS 14.37 NASYRUL QURAN F1 | 0 | Pass | null
426001609 | TNB | DISTRIBUTION | WP PUTRAJAYA & CYBERJAYA | Existing | VPTJ/PCE/J00420 | D-PTJ-C17-1084 | CB 3S | CB |  |  | D-PTJ-C17-1084 | ATTACHED |  |  |  | SS 14.37 NASYRUL QURAN F2 | 0 | Pass | null
426042401 | TNB | DISTRIBUTION | WP PUTRAJAYA & CYBERJAYA | Existing | VCBJ/PCE/J00150 | D-CBJ-C16-0568 | RMU 2S + 1F | RMU 2S + 1F |  |  | D-CBJ-C16-0568 | ATTACHED |  |  |  | PE 24.39 PS 2 | 0 | Pass | null
426043056 | TNB | DISTRIBUTION | WP PUTRAJAYA & CYBERJAYA | Existing | VPTJ/PCE/J00416 | D-PTJ-C17-1095 | RMU 2S + 1F | RMU 2S + 1F |  |  | D-PTJ-C17-1095 | ATTACHED |  |  |  |  | 0 | Pass | null
426043860 | TNB | DISTRIBUTION | WP PUTRAJAYA & CYBERJAYA | Existing | VCBJ/PCE/J00149 | D-CBJ-C16-0520 | RMU 2S + 2F | RMU 2S + 2F |  |  | D-CBJ-C16-0520 | ATTACHED |  |  |  | PE 23.42 F2 | 0 | Pass | null
426044910 | TNB | DISTRIBUTION | WP PUTRAJAYA & CYBERJAYA | Existing | VCBJ/PCE/J00148 | D-CBJ-C16-0520 | RMU 2S + 1F | RMU 2S + 1F |  |  | D-CBJ-C16-0520 | ATTACHED |  |  |  | PE 23.42 F1 | 0 | Pass | null
428483144 | TNB | DISTRIBUTION | WP PUTRAJAYA & CYBERJAYA | Existing | VPTJ/PCE/J05342 | SS 5.34 CITY CAMPUS F2 | CB 3S | CB |  |  | SS 5.34 CITY CAMPUS F2 | INDOOR DOUBLE CHAMBER |  | 11 kV |  |  | 0 | Pass | null
428483648 | TNB | DISTRIBUTION | WP PUTRAJAYA & CYBERJAYA | Existing | VPTJ/PCE/J05341 | SS 5.34 CITY CAMPUS F1 | CB 3S | CB |  |  | SS 5.34 CITY CAMPUS F1 | INDOOR DOUBLE CHAMBER |  | 11 kV |  |  | 0 | Pass | null
428484039 | TNB | DISTRIBUTION | WP PUTRAJAYA & CYBERJAYA | Existing | VPTJ/PCE/J05201 | SS 5.20 5G2 TOWER 1 F1 | CB | CB |  |  | SS 5.20 5G2 TOWER 1 F1 | ATTACHED |  |  | 28/04/2010 |  | 0 | Pass | null
428484397 | TNB | DISTRIBUTION | WP PUTRAJAYA & CYBERJAYA | Existing | VPTJ/PCE/J05211 | SS 5.21 5G2 TOWER 2 (F1) | CB | CB |  |  | SS 5.21 5G2 TOWER 2 (F1) | ATTACHED |  | 11 kV | 28/04/2010 |  | 0 | Pass | null
428804883 | TNB | DISTRIBUTION | WP PUTRAJAYA & CYBERJAYA | Existing | VCBJ/PCE/J22182 | SS 22.18 MDeC F2 | RMU | RMU 3S |  |  | SS 22.18 MDeC F2 | ATTACHED |  | 11 kV | 20010711 |  | 0 | Pass | null
428805399 | TNB | DISTRIBUTION | WP PUTRAJAYA & CYBERJAYA | Existing | VCBJ/PCE/J22322 | PE 22.32 MOTOROLA F2 | RMU 2S + 1F | RMU 2S + 1F |  |  | PE 22.32 MOTOROLA F2 | INDOOR DOUBLE CHAMBER |  | 11/0.415 kV | 21/11/2003 |  | 0 | Pass | null
428806338 | TNB | DISTRIBUTION | WP PUTRAJAYA & CYBERJAYA | Existing | VCBJ/PCE/J22352 | PE 22.35 PRIMA PROP 2 F2 | RMU | RMU 2S + 2F |  |  | PE 22.35 PRIMA PROP 2 F2 | INDOOR QUAD |  | 11/0.415 kV | 20041208 |  | 0 | Pass | null
428820796 | TNB | DISTRIBUTION | WP PUTRAJAYA & CYBERJAYA | Existing | VCBJ/PCE/J22192 | SS 22.19 (QUILL)P.MULTIMEDIA( DHL ) F2 | RMU 3S | RMU 3S |  |  | SS 22.19 (QUILL)P.MULTIMEDIA( DHL ) F2 | ATTACHED |  |  | 19/02/2002 |  | 0 | Pass | null
428821249 | TNB | DISTRIBUTION | WP PUTRAJAYA & CYBERJAYA | Existing | VCBJ/PCE/J22472 | SS 22.47 DHL 2 F2 | RMU 3S | RMU 3S |  |  | SS 22.47 DHL 2 F2 | ATTACHED |  |  | 13/10/2005 |  | 0 | Pass | null
428821590 | TNB | DISTRIBUTION | WP PUTRAJAYA & CYBERJAYA | Existing | VCBJ/PCE/J22092 | PE 22.09 FUJITSU F2 | RMU 2S+1F | RMU 2S + 1F |  |  | PE 22.09 FUJITSU F2 | INDOOR DOUBLE CHAMBER |  | 11/0.415 kV | 21/06/2001 |  | 0 | Pass | null
428822872 | TNB | DISTRIBUTION | WP PUTRAJAYA & CYBERJAYA | Existing | VCBJ/PCE/J22492 | PE 22.49 LOT PT 12082 F2 | RMU 2S+1F | RMU 2S + 1F |  |  | PE 22.49 LOT PT 12082 F2 | INDOOR DOUBLE CHAMBER |  | 11/0.415 kV | 19/06/2008 |  | 0 | Pass | null
428823787 | TNB | DISTRIBUTION | WP PUTRAJAYA & CYBERJAYA | Existing | VCBJ/PCE/J22562 | SS 22.56 JPJ F2 | CB | CB |  |  | SS 22.56 JPJ F2 | ATTACHED |  |  | 23/12/2008 |  | 0 | Pass | null
428824514 | TNB | DISTRIBUTION | WP PUTRAJAYA & CYBERJAYA | Existing | VCBJ/PCE/J22151 | PE 22.15 LOT12072 P.MULTIMEDIA F1 | RMU | RMU 2S + 1F |  |  | PE 22.15 LOT12072 P.MULTIMEDIA F1 | INDOOR DOUBLE CHAMBER |  | 11/0.415 kV | 20020903 |  | 0 | Pass | null
428902115 | TNB | DISTRIBUTION | WP PUTRAJAYA & CYBERJAYA | Existing | VPTJ/PCE/J05112 | SS 5.11 GDC (F2) | CB | CB |  |  | SS 5.11 GDC (F2) | ATTACHED |  |  | 26/08/2010 |  | 0 | Pass | null
428902552 | TNB | DISTRIBUTION | WP PUTRAJAYA & CYBERJAYA | Existing | VPTJ/PCE/J05321 | PE 5.32 SEK REN PRESINT 5 (F1) | RMU | RMU 2S + 1F |  |  | PE 5.32 SEK REN PRESINT 5 (F1) | INDOOR DOUBLE CHAMBER |  | 11/0.415 kV | 20121012 |  | 0 | Pass | null
428902800 | TNB | DISTRIBUTION | WP PUTRAJAYA & CYBERJAYA | Existing | VPTJ/PCE/J05322 | PE 5.32 SEK REN PRESINT 5 (F2) | RMU | RMU 2S + 1F |  |  | PE 5.32 SEK REN PRESINT 5 (F2) | INDOOR DOUBLE CHAMBER |  | 11/0.415 kV | 20121012 |  | 0 | Pass | null
428903444 | TNB | DISTRIBUTION | WP PUTRAJAYA & CYBERJAYA | Existing | VPTJ/PCE/J05331 | PE 5.33 SEK MEN PRESINT 5 (F1) | RMU | RMU 2S + 1F |  |  | PE 5.33 SEK MEN PRESINT 5 (F1) | INDOOR DOUBLE CHAMBER |  | 11/0.415 kV | 20121012 |  | 0 | Pass | null
428904041 | TNB | DISTRIBUTION | WP PUTRAJAYA & CYBERJAYA | Existing | VPTJ/PCE/J05332 | PE 5.33 SEK MEN PRESINT 5 (F2) | RMU | RMU 2S + 1F |  |  | PE 5.33 SEK MEN PRESINT 5 (F2) | INDOOR DOUBLE CHAMBER |  | 11 kV | 20121012 |  | 0 | Pass | null
428906073 | TNB | DISTRIBUTION | WP PUTRAJAYA & CYBERJAYA | Existing | VPTJ/PCE/J05182 | PE 5.18 BLOK D 5R3 (F2) | RMU | RMU 2S + 1F |  |  | PE 5.18 BLOK D 5R3 (F2) | ATTACHED DOUBLE |  | 11/0.415 kV | 15/09/2008 |  | 0 | Pass | null
428928530 | TNB | DISTRIBUTION | WP PUTRAJAYA & CYBERJAYA | Existing | VPTJ/PCE/J14191 | PE 14.19 BLOK E2 (EFI) (F1) | RMU 2S + 1F | RMU 2S + 1F |  |  | PE 14.19 BLOK E2 (EFI) (F1) | ATTACHED DOUBLE |  | 11/0.415 kV | 20050609 |  | 0 | Pass | null
428929777 | TNB | DISTRIBUTION | WP PUTRAJAYA & CYBERJAYA | Existing | VPTJ/PCE/J14181 | PE 14.18 BLOK E1 (F1) | RMU | RMU 2S + 1F |  |  | PE 14.18 BLOK E1 (F1) | ATTACHED DOUBLE |  | 11/0.415 kV | 20050609 |  | 0 | Pass | null
428930650 | TNB | DISTRIBUTION | WP PUTRAJAYA & CYBERJAYA | Existing | VPTJ/PCE/J14171 | PE 14.17 BLOK D (F1) | RMU 2S + 1F | RMU 2S + 1F |  |  | PE 14.17 BLOK D (F1) | ATTACHED DOUBLE |  | 11/0.415 kV | 20050609 |  | 0 | Pass | null
428931920 | TNB | DISTRIBUTION | WP PUTRAJAYA & CYBERJAYA | Existing | VPTJ/PCE/J14161 | PE 14.16 BLOK C (EFI) (F1) | RMU 2S + 1F | RMU 2S + 1F |  |  | PE 14.16 BLOK C (EFI) (F1) | ATTACHED DOUBLE |  | 11/0.415 kV | 20050609 |  | 0 | Pass | null
428950394 | TNB | DISTRIBUTION | WP PUTRAJAYA & CYBERJAYA | Existing | VPTJ/PCE/J14151 | PE 14.15 BLOK B (F1) | RMU 2S + 1F | RMU 2S + 1F |  |  | PE 14.15 BLOK B (F1) | ATTACHED DOUBLE |  | 11/0.415 kV | 20050609 |  | 0 | Pass | null
428951652 | TNB | DISTRIBUTION | WP PUTRAJAYA & CYBERJAYA | Existing | VPTJ/PCE/J14141 | PE 14.14 BLOK A (EFI) (F1) | RMU | RMU 2S + 1F |  |  | PE 14.14 BLOK A (EFI) (F1) | ATTACHED DOUBLE |  | 11/0.415 kV | 20050609 |  | 0 | Pass | null
428952874 | TNB | DISTRIBUTION | WP PUTRAJAYA & CYBERJAYA | Existing | VPTJ/PCE/J14311 | PE 14.31 P'PURI 14-12 BLOK B (F1) | RMU 2S + 1F | RMU 2S + 1F |  |  | PE 14.31 P'PURI 14-12 BLOK B (F1) | ATTACHED DOUBLE |  | 11/0.415 kV | 25/06/2008 |  | 0 | Pass | null
428954150 | TNB | DISTRIBUTION | WP PUTRAJAYA & CYBERJAYA | Existing | VPTJ/PCE/J05181 | PE 5.18 BLOK D 5R3 (F1) | RMU | RMU 2S + 1F |  |  | PE 5.18 BLOK D 5R3 (F1) | ATTACHED DOUBLE |  | 11/0.415 kV | 15/09/2008 |  | 0 | Pass | null
428954779 | TNB | DISTRIBUTION | WP PUTRAJAYA & CYBERJAYA | Existing | VPTJ/PCE/J05192 | PE 5.19 BLOK E 5R3 (F2) | CB | CB |  |  | PE 5.19 BLOK E 5R3 (F2) | ATTACHED DOUBLE |  | 11/0.415 kV | 15/09/2008 |  | 0 | Pass | null
428955585 | TNB | DISTRIBUTION | WP PUTRAJAYA & CYBERJAYA | Existing | VPTJ/PCE/J05191 | PE 5.19 BLOK E 5R3 (F1) | CB | CB + 1 TX |  |  | PE 5.19 BLOK E 5R3 (F1) | ATTACHED DOUBLE |  | 11/0.415 kV | 15/09/2008 |  | 0 | Pass | null
428957626 | TNB | DISTRIBUTION | WP PUTRAJAYA & CYBERJAYA | Existing | VPTJ/PCE/J05152 | PE 5.15 BLOK A 5R3 (F2) | RMU | RMU 2S + 1F |  |  | PE 5.15 BLOK A 5R3 (F2) | ATTACHED DOUBLE |  | 11/0.415 kV | 15/09/2008 |  | 0 | Pass | null
428958377 | TNB | DISTRIBUTION | WP PUTRAJAYA & CYBERJAYA | Existing | VPTJ/PCE/J14301 | PE 14.30 P'PURI 14-12 BLOK A (EFI) (F1) | RMU 2S + 1F | RMU 2S + 1F |  |  | PE 14.30 P'PURI 14-12 BLOK A (EFI) (F1) | ATTACHED DOUBLE |  | 11/0.415 kV | 25/06/2008 |  | 0 | Pass | null
428959300 | TNB | DISTRIBUTION | WP PUTRAJAYA & CYBERJAYA | Existing | VPTJ/PCE/J14251 | PE 14.25 KOMPLEKS SEK REN (EFI) (F1) | RMU | RMU 2S + 1F |  |  | PE 14.25 KOMPLEKS SEK REN (EFI) (F1) | INDOOR DOUBLE CHAMBER |  | 11/0.415 kV | 20070309 |  | 0 | Pass | null
428962544 | TNB | DISTRIBUTION | WP PUTRAJAYA & CYBERJAYA | Existing | VPTJ/PCE/J05151 | PE 5.15 BLOK A 5R3 (F1) | RMU | RMU 2S + 1F |  |  | PE 5.15 BLOK A 5R3 (F1) | ATTACHED DOUBLE |  | 11/0.415 kV | 15/09/2008 |  | 0 | Pass | null
428963250 | TNB | DISTRIBUTION | WP PUTRAJAYA & CYBERJAYA | Existing | VPTJ/PCE/J06031 | SS 6.03 TEMP 6R6 | RMU 2S + 1F | RMU 2S + 1F |  |  | SS 6.03 TEMP 6R6 | COMPACT SUBS |  | 11/0.415 kV |  |  | 0 | Pass | null
428965207 | TNB | DISTRIBUTION | WP PUTRAJAYA & CYBERJAYA | Existing | VPTJ/PCE/J06021 | PE 6.02 KOLAM RENANG (F1) | RMU | RMU 2S + 1F |  |  | PE 6.02 KOLAM RENANG (F1) | INDOOR DOUBLE CHAMBER |  | 11/0.415 kV | 22/05/2007 |  | 0 | Pass | null
428965862 | TNB | DISTRIBUTION | WP PUTRAJAYA & CYBERJAYA | Existing | VPTJ/PCE/J06022 | PE 6.02 KOLAM RENANG (F2) | RMU | RMU 2S + 1F |  |  | PE 6.02 KOLAM RENANG (F2) | INDOOR DOUBLE CHAMBER |  | 11/0.415 kV | 22/05/2007 |  | 0 | Pass | null
428972355 | TNB | DISTRIBUTION | WP PUTRAJAYA & CYBERJAYA | Existing | VPTJ/PCE/J05261 | PE 5.26 BLOK D2 APT 5R4 (F1) | RMU | RMU 2S + 1F |  |  | PE 5.26 BLOK D2 APT 5R4 (F1) | ATTACHED DOUBLE |  | 11/0.415 kV | 14/01/2009 |  | 0 | Pass | null
428972972 | TNB | DISTRIBUTION | WP PUTRAJAYA & CYBERJAYA | Existing | VPTJ/PCE/J05262 | PE 5.26 BLOK D2 APT 5R4 (F1) | RMU | RMU 2S + 1F |  |  | PE 5.26 BLOK D2 APT 5R4 (F1) | ATTACHED DOUBLE |  | 11/0.415 kV | 21/01/2009 |  | 0 | Pass | null
428974831 | TNB | DISTRIBUTION | WP PUTRAJAYA & CYBERJAYA | Existing | VPTJ/PCE/J05251 | PE 5.25 BLOK D1 APT 5R4 (F1) | RMU | RMU 2S + 1F |  |  | PE 5.25 BLOK D1 APT 5R4 (F1) | ATTACHED DOUBLE |  | 11/0.415 kV | 14/01/2009 |  | 0 | Pass | null
428996847 | TNB | DISTRIBUTION | WP PUTRAJAYA & CYBERJAYA | Existing | VCBJ/PCE/J21971 | PE 21.97 MY VILLA PRESINT 4 | RMU 2S + 2F | RMU 2S + 2F |  |  | PE 21.97 MY VILLA PRESINT 4 | ATTACHED SINGLE |  | 11/0.415 kV |  |  | 0 | Pass | null
429001163 | TNB | DISTRIBUTION | WP PUTRAJAYA & CYBERJAYA | Existing | VCBJ/PCE/J22152 | PE 22.15 LOT 12072 P.MULTIMEDIA F2 | RMU | RMU 2S + 1F |  |  | PE 22.15 LOT 12072 P.MULTIMEDIA F2 | INDOOR DOUBLE CHAMBER |  | 11/0.415 kV | 20020903 |  | 0 | Pass | null
429001989 | TNB | DISTRIBUTION | WP PUTRAJAYA & CYBERJAYA | Existing | VCBJ/PCE/J22431 | SS 22.43 BMW F1 | RMU 3S | RMU 3S |  |  | SS 22.43 BMW F1 | ATTACHED |  |  | 20040810 |  | 0 | Pass | null
429006041 | TNB | DISTRIBUTION | WP PUTRAJAYA & CYBERJAYA | Existing | VPTJ/PCE/J05242 | PE 5.24 BLOK C APT 5R4 (F2) | RMU | RMU 2S + 1F |  |  | PE 5.24 BLOK C APT 5R4 (F2) | ATTACHED DOUBLE |  | 11/0.415 kV | 13/01/2009 |  | 0 | Pass | null
429007270 | TNB | DISTRIBUTION | WP PUTRAJAYA & CYBERJAYA | Existing | VPTJ/PCE/J05241 | PE 5.24 BLOK C APT 5R4 (F1) | RMU | RMU 2S + 1F |  |  | PE 5.24 BLOK C APT 5R4 (F1) | ATTACHED DOUBLE |  | 11/0.415 kV | 20091201 |  | 0 | Pass | null
429007942 | TNB | DISTRIBUTION | WP PUTRAJAYA & CYBERJAYA | Existing | VPTJ/PCE/J05231 | PE 5.23 BLOK B APT 5R4 (F1) | RMU | RMU 2S + 1F |  |  | PE 5.23 BLOK B APT 5R4 (F1) | ATTACHED DOUBLE |  | 11/0.415 kV | 20091201 |  | 0 | Pass | null
429008533 | TNB | DISTRIBUTION | WP PUTRAJAYA & CYBERJAYA | Existing | VPTJ/PCE/J05232 | PE 5.23 BLOK B APT 5R4 (F2) | RMU | RMU 2S + 1F |  |  | PE 5.23 BLOK B APT 5R4 (F2) | ATTACHED DOUBLE |  | 11/0.415 kV | 13/01/2009 |  | 0 | Pass | null
429009187 | TNB | DISTRIBUTION | WP PUTRAJAYA & CYBERJAYA | Existing | VPTJ/PCE/J05221 | PE 5.22 BLOK A APT 5R4 (F1) | RMU | RMU 2S + 1F |  |  | PE 5.22 BLOK A APT 5R4 (F1) | ATTACHED DOUBLE |  | 11/0.415 kV | 20091201 |  | 0 | Pass | null
429018407 | TNB | DISTRIBUTION | WP PUTRAJAYA & CYBERJAYA | Existing | VPTJ/PCE/J05222 | PE 5.22 BLOK A APT 5R4 (F2) | RMU | RMU 2S + 1F |  |  | PE 5.22 BLOK A APT 5R4 (F2) | ATTACHED DOUBLE |  | 11/0.415 kV | 13/01/2009 |  | 0 | Pass | null
429352985 | TNB | DISTRIBUTION | WP PUTRAJAYA & CYBERJAYA | Existing | VPTJ/PCE/J14222 | PE 14.22 KOMPLEKS SEK MEN (F2) | RMU 2S + 1F | RMU 2S + 1F |  |  | PE 14.22 KOMPLEKS SEK MEN (F2) | INDOOR DOUBLE CHAMBER |  | 11/0.415 kV | 20070309 |  | 0 | Pass | null
429355467 | TNB | DISTRIBUTION | WP PUTRAJAYA & CYBERJAYA | Existing | VPTJ/PCE/J14071 | PE 14.07 Perumahan 14-5B (F1) | CB | CB + 1 TX |  |  | PE 14.07 Perumahan 14-5B (F1) | INDOOR DOUBLE CHAMBER |  | 11/0.415 kV | 18/02/2009 |  | 0 | Pass | null
429356243 | TNB | DISTRIBUTION | WP PUTRAJAYA & CYBERJAYA | Existing | VPTJ/PCE/J14072 | PE 14.07 Perumahan 14-5B (F2) | CB | CB + 1 TX |  |  | PE 14.07 Perumahan 14-5B (F2) | INDOOR DOUBLE CHAMBER |  | 11/0.415 kV | 18/02/2009 |  | 0 | Pass | null
429357120 | TNB | DISTRIBUTION | WP PUTRAJAYA & CYBERJAYA | Existing | VPTJ/PCE/J11142 | PE 11.14 APT C (F2) | RMU 2S + 1F | RMU 2S + 1F |  |  | PE 11.14 APT C (F2) | ATTACHED DOUBLE |  | 11/0.415 kV | 13/05/2003 |  | 0 | Pass | null
429359551 | TNB | DISTRIBUTION | WP PUTRAJAYA & CYBERJAYA | Existing | VCBJ/PCE/J21831 | PE 21.83 PS14 ROAD D | RMU | RMU 2S + 1F |  |  | PE 21.83 PS14 ROAD D | COMPACT SUBS |  | 11/0.415 kV | 21/03/2012 |  | 0 | Pass | null
429360361 | TNB | DISTRIBUTION | WP PUTRAJAYA & CYBERJAYA | Existing | VCBJ/PCE/J23101 | PE 23.10 CLOVER NO.1 | RMU | RMU 2S + 2F |  |  | PE 23.10 CLOVER NO.1 | ATTACHED DOUBLE |  | 11/0.415 kV |  |  | 0 | Pass | null
429365822 | TNB | DISTRIBUTION | WP PUTRAJAYA & CYBERJAYA | Existing | VCBJ/PCE/J22542 | PE 22.54 PRIMA 8 F2 | RMU | RMU 2S + 1F |  |  | PE 22.54 PRIMA 8 F2 | INDOOR DOUBLE CHAMBER |  | 11/0.415 kV | 20080306 |  | 0 | Pass | null
429366802 | TNB | DISTRIBUTION | WP PUTRAJAYA & CYBERJAYA | Existing | VCBJ/PCE/J22532 | PE 22.53 PRIMA 7 SPAN F2 | RMU | RMU 2S + 1F |  |  | PE 22.53 PRIMA 7 SPAN F2 | INDOOR DOUBLE CHAMBER |  | 11/0.415 kV | 15/09/2007 |  | 0 | Pass | null
429367647 | TNB | DISTRIBUTION | WP PUTRAJAYA & CYBERJAYA | Existing | VCBJ/PCE/J22502 | PE 22.50 LOT PT 12092 F2 | RMU | RMU 2S + 1F |  |  | PE 22.50 LOT PT 12092 F2 | INDOOR DOUBLE CHAMBER |  | 11/0.415 kV | 20/06/2006 |  | 0 | Pass | null
429371335 | TNB | DISTRIBUTION | WP PUTRAJAYA & CYBERJAYA | Existing | VPTJ/PCE/J02081 | PE 2.08 TMN WAWASAN (F1) | RMU | RMU 3S+1F |  |  | PE 2.08 TMN WAWASAN (F1) | INDOOR DOUBLE CHAMBER |  | 11/0.415 kV | 25/08/2002 |  | 0 | Pass | null
429372215 | TNB | DISTRIBUTION | WP PUTRAJAYA & CYBERJAYA | Existing | VPTJ/PCE/J02082 | PE 2.08 TMN WAWASAN (F2) | RMU | RMU 3S+1F |  |  | PE 2.08 TMN WAWASAN (F2) | INDOOR DOUBLE CHAMBER |  | 11/0.415 kV | 25/08/2002 |  | 0 | Pass | null
429372961 | TNB | DISTRIBUTION | WP PUTRAJAYA & CYBERJAYA | Existing | VPTJ/PCE/J02071 | PE 2.07 INSIDE PPU 18 (F1) | RMU | RMU 2S + 1F |  |  | PE 2.07 INSIDE PPU 18 (F1) | INDOOR DOUBLE CHAMBER |  | 11/0.415 kV | 23/09/2002 |  | 0 | Pass | null
429373597 | TNB | DISTRIBUTION | WP PUTRAJAYA & CYBERJAYA | Existing | VPTJ/PCE/J02072 | PE 2.07 INSIDE PPU 18 (F2) | RMU | RMU 2S + 1F |  |  | PE 2.07 INSIDE PPU 18 (F2) | INDOOR DOUBLE CHAMBER |  | 11/0.415 kV | 23/09/2002 |  | 0 | Pass | null
429392856 | TNB | DISTRIBUTION | WP PUTRAJAYA & CYBERJAYA | Existing | VPTJ/PCE/J14082 | PE 14.08 Perumahan 14-10 (F2) | RMU 2S + 1F | RMU 2S + 1F |  |  | PE 14.08 Perumahan 14-10 (F2) | INDOOR DOUBLE CHAMBER |  | 11/0.415 kV | 28/11/2008 |  | 0 | Pass | null
429394214 | TNB | DISTRIBUTION | WP PUTRAJAYA & CYBERJAYA | Existing | VPTJ/PCE/J14132 | PE 14.13 ERUMAHAN 14-9 (EFI) (F2) | RMU 2S + 1F | RMU 2S + 1F |  |  | PE 14.13 ERUMAHAN 14-9 (EFI) (F2) | INDOOR DOUBLE CHAMBER |  | 11/0.415 kV | 20060902 |  | 0 | Pass | null
429395345 | TNB | DISTRIBUTION | WP PUTRAJAYA & CYBERJAYA | Existing | VPTJ/PCE/J14022 | PE 14.02 PERUMAHAN 14-1 (EFI) (F2) | RMU 2S + 1F | RMU 2S + 1F |  |  | PE 14.02 PERUMAHAN 14-1 (EFI) (F2) | INDOOR DOUBLE CHAMBER |  | 11/0.415 kV | 25/02/2006 |  | 0 | Pass | null
429398687 | TNB | DISTRIBUTION | WP PUTRAJAYA & CYBERJAYA | Existing | VCBJ/PCE/J22512 | SS 22.51 DELL R&D F2 | RMU | RMU 3S |  |  | SS 22.51 DELL R&D F2 | ATTACHED |  |  | 20110703 |  | 0 | Pass | null
429404902 | TNB | DISTRIBUTION | WP PUTRAJAYA & CYBERJAYA | Existing | VCBJ/PCE/J22732 | SS 22.73 - HP IT CAMPUS F2 | CB 3S | CB |  |  | SS 22.73 - HP IT CAMPUS F2 | ATTACHED |  | 11 kV | 16/05/2010 |  | 0 | Pass | null
429406923 | TNB | DISTRIBUTION | WP PUTRAJAYA & CYBERJAYA | Existing | VCBJ/PCE/J22771 | PE 22.77 - PS2-8 F1 | RMU | RMU 2S + 1F |  |  | PE 22.77 - PS2-8 F1 | INDOOR DOUBLE CHAMBER |  | 11/0.415 kV | 14/07/2010 |  | 0 | Pass | null
429407532 | TNB | DISTRIBUTION | WP PUTRAJAYA & CYBERJAYA | Existing | VCBJ/PCE/J22772 | PE 22.77 - PS2-8 F2 | RMU | RMU 2S + 1F |  |  | PE 22.77 - PS2-8 F2 | INDOOR DOUBLE CHAMBER |  | 11/0.415 kV | 15/07/2010 |  | 0 | Pass | null
429408411 | TNB | DISTRIBUTION | WP PUTRAJAYA & CYBERJAYA | Existing | VCBJ/PCE/J24191 | PE 24.19 YAKIN INVEST F1 | RMU 2S + 1F | RMU 2S + 1F |  |  | PE 24.19 YAKIN INVEST F1 | INDOOR DOUBLE CHAMBER |  | 11/0.415 kV |  |  | 0 | Pass | null
429417702 | TNB | DISTRIBUTION | WP PUTRAJAYA & CYBERJAYA | Existing | VPTJ/PCE/J14112 | PE 14.11 PERUMAHAN 14-1 (F2) | RMU 2S + 1F | RMU 2S + 1F |  |  | PE 14.11 PERUMAHAN 14-1 (F2) | INDOOR DOUBLE CHAMBER |  | 11/0.415 kV | 25/02/2006 |  | 0 | Pass | null
429419626 | TNB | DISTRIBUTION | WP PUTRAJAYA & CYBERJAYA | Existing | VPTJ/PCE/J01631 | PE 1.63 HOTEL PZ10 (F1) | CB | CB + 1 TX |  |  | PE 1.63 HOTEL PZ10 (F1) | INDOOR DOUBLE CHAMBER |  | 11/0.415 kV | 20130302 |  | 0 | Pass | null
429420461 | TNB | DISTRIBUTION | WP PUTRAJAYA & CYBERJAYA | Existing | VPTJ/PCE/J01632 | PE 1.63 HOTEL PZ10 (F2) | CB + 1 TX | CB + 1 TX |  |  | PE 1.63 HOTEL PZ10 (F2) | INDOOR DOUBLE CHAMBER |  | 11/0.415 kV | 20130302 |  | 0 | Pass | null
429422050 | TNB | DISTRIBUTION | WP PUTRAJAYA & CYBERJAYA | Existing | VPTJ/PCE/J02062 | PE 2.06 PS 15 (F2) | RMU | RMU 2S + 1F |  |  | PE 2.06 PS 15 (F2) | INDOOR DOUBLE CHAMBER |  | 11/0.415 kV | 20020607 |  | 0 | Pass | null
429422706 | TNB | DISTRIBUTION | WP PUTRAJAYA & CYBERJAYA | Existing | VPTJ/PCE/J02291 | PE 2.29 TEMP SKYRIDE | RMU | RMU 2S + 1F |  |  | PE 2.29 TEMP SKYRIDE | COMPACT SUBS |  | 11/0.415 kV |  |  | 0 | Pass | null
429423451 | TNB | DISTRIBUTION | WP PUTRAJAYA & CYBERJAYA | Existing | VPTJ/PCE/J18251 | PE 18.25 KOMPLEKS SEK FASA 3 | RMU | RMU 2S + 1F |  |  | PE 18.25 KOMPLEKS SEK FASA 3 | INDOOR DOUBLE CHAMBER |  | 11/0.415 kV | 27/05/2008 |  | 0 | Pass | null
429424216 | TNB | DISTRIBUTION | WP PUTRAJAYA & CYBERJAYA | Existing | VPTJ/PCE/J18171 | PE 18.17 BLOK H 18R12 (F1) | RMU | RMU 2S + 1F |  |  | PE 18.17 BLOK H 18R12 (F1) | ATTACHED DOUBLE |  | 11/0.415 kV | 20070103 |  | 0 | Pass | null
429424833 | TNB | DISTRIBUTION | WP PUTRAJAYA & CYBERJAYA | Existing | VPTJ/PCE/J18172 | PE 18.17 BLOK H 18R12 (F2) | RMU | RMU 2S + 1F |  |  | PE 18.17 BLOK H 18R12 (F2) | ATTACHED DOUBLE |  | 11/0.415 kV | 20070103 |  | 0 | Pass | null
429425882 | TNB | DISTRIBUTION | WP PUTRAJAYA & CYBERJAYA | Existing | VCBJ/PCE/J23121 | PE 23.12 CLOVER NO.3 | RMU | RMU 2S + 2F |  |  | PE 23.12 CLOVER NO.3 | ATTACHED DOUBLE |  | 11/0.415 kV |  |  | 0 | Pass | null
429427094 | TNB | DISTRIBUTION | WP PUTRAJAYA & CYBERJAYA | Existing | VCBJ/PCE/J23111 | PE 23.11 CLOVER NO.2 | RMU | RMU 2S + 2F |  |  | PE 23.11 CLOVER NO.2 | ATTACHED DOUBLE |  | 11/0.415 kV |  |  | 0 | Pass | null
429429564 | TNB | DISTRIBUTION | WP PUTRAJAYA & CYBERJAYA | Existing | VCBJ/PCE/J21851 | PE 21.85 MYVILLA P1 PARCEL A | RMU 2S + 2F | RMU 2S + 2F |  |  | PE 21.85 MYVILLA P1 PARCEL A | ATTACHED SINGLE |  | 11/0.415 kV | 21/03/2012 |  | 0 | Pass | null
429435110 | TNB | DISTRIBUTION | WP PUTRAJAYA & CYBERJAYA | Existing | VCBJ/PCE/J22671 | PE 22.67 KWDI 1 F1 | RMU | RMU 2S + 1F |  |  | PE 22.67 KWDI 1 F1 | INDOOR DOUBLE CHAMBER |  | 11/0.415 kV | 20091009 |  | 0 | Pass | null
429436813 | TNB | DISTRIBUTION | WP PUTRAJAYA & CYBERJAYA | Existing | VCBJ/PCE/J21951 | PE 21.95 SITE OFFICE SKY PARK | RMU 3S | RMU 3S |  |  | PE 21.95 SITE OFFICE SKY PARK | INDOOR SINGLE CHAMBER |  | 11 kV |  |  | 0 | Pass | null
429437800 | TNB | DISTRIBUTION | WP PUTRAJAYA & CYBERJAYA | Existing | VCBJ/PCE/J21622 | SS 21.62 BLOK A IT PARK F2 | CB 3S | CB |  |  | SS 21.62 BLOK A IT PARK F2 | ATTACHED |  |  | 20080603 |  | 0 | Pass | null
429438271 | TNB | DISTRIBUTION | WP PUTRAJAYA & CYBERJAYA | Existing | VCBJ/PCE/J21642 | SS 21.64 BLOK B IT PARK F2 | CB | CB |  |  | SS 21.64 BLOK B IT PARK F2 | ATTACHED |  |  | 14/06/2008 |  | 0 | Pass | null
429447576 | TNB | DISTRIBUTION | WP PUTRAJAYA & CYBERJAYA | Existing | VPTJ/PCE/J18161 | PE 18.16 BLOK G 18R12 (F1) | RMU | RMU 2S + 1F |  |  | PE 18.16 BLOK G 18R12 (F1) | ATTACHED DOUBLE |  | 11/0.415 kV | 20070103 |  | 0 | Pass | null
429448191 | TNB | DISTRIBUTION | WP PUTRAJAYA & CYBERJAYA | Existing | VPTJ/PCE/J18162 | PE 18.16 BLOK G 18R12 (F2) | RMU | RMU 2S + 1F |  |  | PE 18.16 BLOK G 18R12 (F2) | ATTACHED DOUBLE |  | 11/0.415 kV | 20070103 |  | 0 | Pass | null
429448889 | TNB | DISTRIBUTION | WP PUTRAJAYA & CYBERJAYA | Existing | VPTJ/PCE/J18151 | PE 18.15 BLOK E&F 18R12 (F1) | RMU | RMU 2S + 1F |  |  | PE 18.15 BLOK E&F 18R12 (F1) | ATTACHED DOUBLE |  | 11/0.415 kV | 20070103 |  | 0 | Pass | null
429449529 | TNB | DISTRIBUTION | WP PUTRAJAYA & CYBERJAYA | Existing | VPTJ/PCE/J18152 | PE 18.15 BLOK E&F 18R12 (F2) | RMU | RMU 2S + 1F |  |  | PE 18.15 BLOK E&F 18R12 (F2) | ATTACHED DOUBLE |  | 11/0.415 kV | 20070103 |  | 0 | Pass | null
429450200 | TNB | DISTRIBUTION | WP PUTRAJAYA & CYBERJAYA | Existing | VPTJ/PCE/J18181 | PE 18.18 BLOK C&D 18R12 (F1) | RMU | RMU 2S + 1F |  |  | PE 18.18 BLOK C&D 18R12 (F1) | ATTACHED DOUBLE |  | 11/0.415 kV | 20070103 |  | 0 | Pass | null
429450793 | TNB | DISTRIBUTION | WP PUTRAJAYA & CYBERJAYA | Existing | VPTJ/PCE/J18182 | PE 18.18 BLOK C&D 18R12 (F2) | RMU | RMU 2S + 1F |  |  | PE 18.18 BLOK C&D 18R12 (F2) | ATTACHED DOUBLE |  | 11/0.415 kV | 20070103 |  | 0 | Pass | null
429451527 | TNB | DISTRIBUTION | WP PUTRAJAYA & CYBERJAYA | Existing | VPTJ/PCE/J18191 | PE 18.19 BLOK A&B 18R12 (F1) | RMU | RMU 2S + 1F |  |  | PE 18.19 BLOK A&B 18R12 (F1) | ATTACHED DOUBLE |  | 11/0.415 kV | 20070103 |  | 0 | Pass | null
429452106 | TNB | DISTRIBUTION | WP PUTRAJAYA & CYBERJAYA | Existing | VCBJ/PCE/J21861 | PE 21.86 MYVILLA P1 PARCEL B | RMU | RMU 2S + 1F |  |  | PE 21.86 MYVILLA P1 PARCEL B | ATTACHED SINGLE |  | 11/0.415 kV | 21/03/2012 |  | 0 | Pass | null
429453574 | TNB | DISTRIBUTION | WP PUTRAJAYA & CYBERJAYA | Existing | VCBJ/PCE/J00103 | PE 23.22 SHOP LOT MYVILLA PRS 5 | RMU 2S + 2F | RMU 2S + 2F |  |  | PE 23.22 SHOP LOT MYVILLA PRS 5 | INDOOR SINGLE CHAMBER |  |  |  |  | 0 | Pass | null
429454652 | TNB | DISTRIBUTION | WP PUTRAJAYA & CYBERJAYA | Existing | VCBJ/PCE/J21931 | PE 21.93 MYVILLA P3 PARCEL A | RMU 2S + 2F | RMU 2S + 2F |  |  | PE 21.93 MYVILLA P3 PARCEL A | ATTACHED SINGLE |  | 11/0.415 kV | 20120908 |  | 0 | Pass | null
429455769 | TNB | DISTRIBUTION | WP PUTRAJAYA & CYBERJAYA | Existing | VCBJ/PCE/J21941 | PE 21.94 MYVILLA P3 PARCEL B | RMU 2S + 2F | RMU 2S + 2F |  |  | PE 21.94 MYVILLA P3 PARCEL B | ATTACHED SINGLE |  | 11/0.415 kV | 20120908 |  | 0 | Pass | null
429456491 | TNB | DISTRIBUTION | WP PUTRAJAYA & CYBERJAYA | Existing | VCBJ/PCE/J24192 | PE 24.19 YAKIN INVEST F2 | RMU 2S + 1F | RMU 2S + 1F |  |  | PE 24.19 YAKIN INVEST F2 | INDOOR DOUBLE CHAMBER |  |  |  |  | 0 | Pass | null
429457445 | TNB | DISTRIBUTION | WP PUTRAJAYA & CYBERJAYA | Existing | VCBJ/PCE/J22891 | PE 22.89 MYTELEHAUS F1 | RMU | RMU 2S + 1F |  |  | PE 22.89 MYTELEHAUS F1 | COMPACT SUBS |  | 11/0.415 kV | 26/04/2012 |  | 0 | Pass | null
429458134 | TNB | DISTRIBUTION | WP PUTRAJAYA & CYBERJAYA | Existing | VCBJ/PCE/J22892 | PE 22.89 MYTELEHAUS F2 | RMU | RMU 2S + 1F |  |  | PE 22.89 MYTELEHAUS F2 | ATTACHED |  | 11 kV | 26/04/2012 |  | 0 | Pass | null
429458795 | TNB | DISTRIBUTION | WP PUTRAJAYA & CYBERJAYA | Existing | VCBJ/PCE/J22881 | PE 22.88 SKY LEISURE F1 | RMU 2S + 1F | RMU 2S + 1F |  |  | PE 22.88 SKY LEISURE F1 | INDOOR DOUBLE CHAMBER |  | 11/0.415 kV | 26/04/2012 |  | 0 | Pass | null
429459473 | TNB | DISTRIBUTION | WP PUTRAJAYA & CYBERJAYA | Existing | VCBJ/PCE/J22882 | PE 22.88 SKY LEISURE F2 | RMU 2S + 1F | RMU 2S + 1F |  |  | PE 22.88 SKY LEISURE F2 | INDOOR DOUBLE CHAMBER |  | 11/0.415 kV | 26/04/2012 |  | 0 | Pass | null
429460704 | TNB | DISTRIBUTION | WP PUTRAJAYA & CYBERJAYA | Existing | VCBJ/PCE/J21662 | SS 21.66 BLOK C IT PARK F2 | CB | CB |  |  | SS 21.66 BLOK C IT PARK F2 | ATTACHED |  |  | 30/09/2009 |  | 0 | Pass | null
429469295 | TNB | DISTRIBUTION | WP PUTRAJAYA & CYBERJAYA | Existing | VPTJ/PCE/J18192 | PE 18.19 BLOK A&B 18R12 (F2) | RMU | RMU 2S + 1F |  |  | PE 18.19 BLOK A&B 18R12 (F2) | ATTACHED DOUBLE |  | 11/0.415 kV | 20070103 |  | 0 | Pass | null
429470022 | TNB | DISTRIBUTION | WP PUTRAJAYA & CYBERJAYA | Existing | VPTJ/PCE/J18241 | PE 18.24 BLOK D 18R13 (F1) | RMU | RMU 2S + 1F |  |  | PE 18.24 BLOK D 18R13 (F1) | ATTACHED DOUBLE |  | 11/0.415 kV | 20070103 |  | 0 | Pass | null
429470614 | TNB | DISTRIBUTION | WP PUTRAJAYA & CYBERJAYA | Existing | VPTJ/PCE/J18242 | PE 18.24 BLOK D 18R13 (F2) | RMU | RMU 2S + 1F |  |  | PE 18.24 BLOK D 18R13 (F2) | ATTACHED DOUBLE |  | 11/0.415 kV | 20070103 |  | 0 | Pass | null
429471338 | TNB | DISTRIBUTION | WP PUTRAJAYA & CYBERJAYA | Existing | VPTJ/PCE/J18231 | PE 18.23 BLOK C 18R13 (F1) | RMU | RMU 2S + 1F |  |  | PE 18.23 BLOK C 18R13 (F1) | ATTACHED DOUBLE |  | 11/0.415 kV | 20070103 |  | 0 | Pass | null
429471930 | TNB | DISTRIBUTION | WP PUTRAJAYA & CYBERJAYA | Existing | VPTJ/PCE/J18232 | PE 18.23 BLOK C 18R13 (F2) | RMU | RMU 2S + 1F |  |  | PE 18.23 BLOK C 18R13 (F2) | ATTACHED DOUBLE |  | 11/0.415 kV | 20070103 |  | 0 | Pass | null
429475289 | TNB | DISTRIBUTION | WP PUTRAJAYA & CYBERJAYA | Existing | VPTJ/PCE/J07121 | SS 7.12 NATIONAL CANCER INSTITUT F1 | CB 3S | CB |  |  | SS 7.12 NATIONAL CANCER INSTITUT F1 | ATTACHED |  | 11/0.415 kV | 16/06/2012 |  | 0 | Pass | null
429475697 | TNB | DISTRIBUTION | WP PUTRAJAYA & CYBERJAYA | Existing | VPTJ/PCE/J07122 | SS 7.12 NATIONAL CANCER INSTITUT F2 | CB 3S | CB |  |  | SS 7.12 NATIONAL CANCER INSTITUT F2 | ATTACHED |  | 11/0.415 kV |  |  | 0 | Pass | null
429476168 | TNB | DISTRIBUTION | WP PUTRAJAYA & CYBERJAYA | Existing | VPTJ/PCE/J07042 | SS 7.04 HOSPITAL (F2) | CB | CB |  |  | SS 7.04 HOSPITAL (F2) | ATTACHED |  |  | 27/07/1999 |  | 0 | Pass | null
429476590 | TNB | DISTRIBUTION | WP PUTRAJAYA & CYBERJAYA | Existing | VPTJ/PCE/J07041 | SS 7.04 HOSPITAL (F1) | CB | CB |  |  | SS 7.04 HOSPITAL (F1) | ATTACHED |  |  | 27/07/1999 |  | 0 | Pass | null
429477868 | TNB | DISTRIBUTION | WP PUTRAJAYA & CYBERJAYA | Existing | VPTJ/PCE/J02211 | PE 2.21 S/Tenaga (F1) | CB 3S | CB + 1 TX |  |  | PE 2.21 S/Tenaga (F1) | INDOOR DOUBLE CHAMBER |  | 11/0.415 kV | 16/09/2009 |  | 0 | Pass | null
429478651 | TNB | DISTRIBUTION | WP PUTRAJAYA & CYBERJAYA | Existing | VPTJ/PCE/J02212 | PE 2.21 S/Tenaga (F2) | CB | CB + 1 TX |  |  | PE 2.21 S/Tenaga (F2) | INDOOR DOUBLE CHAMBER |  | 11/0.415 kV | 16/09/2009 |  | 0 | Pass | null
429479485 | TNB | DISTRIBUTION | WP PUTRAJAYA & CYBERJAYA | Existing | VPTJ/PCE/J02151 | PE 2.15 2G4 (F1) | CB | CB + 1 TX |  |  | PE 2.15 2G4 (F1) | INDOOR DOUBLE CHAMBER |  | 11/0.415 kV | 20031207 |  | 0 | Pass | null
429480319 | TNB | DISTRIBUTION | WP PUTRAJAYA & CYBERJAYA | Existing | VPTJ/PCE/J02152 | PE 2.15 2G4 (F2) | CB | CB |  |  | PE 2.15 2G4 (F2) | INDOOR DOUBLE CHAMBER |  | 11/0.415 kV | 20031207 |  | 0 | Pass | null
429480704 | TNB | DISTRIBUTION | WP PUTRAJAYA & CYBERJAYA | Existing | VPTJ/PCE/J02141 | SS 2.14 2G3 (F1) | CB 3S | CB |  |  | SS 2.14 2G3 (F1) | ATTACHED |  |  | 20031207 |  | 0 | Pass | null
429481066 | TNB | DISTRIBUTION | WP PUTRAJAYA & CYBERJAYA | Existing | VPTJ/PCE/J02142 | SS 2.14 2G3 (F2) | CB 3S | CB |  |  | SS 2.14 2G3 (F2) | ATTACHED |  |  | 20031207 |  | 0 | Pass | null
429481524 | TNB | DISTRIBUTION | WP PUTRAJAYA & CYBERJAYA | Existing | VPTJ/PCE/J02131 | SS 2.13 2G6 (F1) | CB | CB |  |  | SS 2.13 2G6 (F1) | ATTACHED |  |  | 20031204 |  | 0 | Pass | null
429481819 | TNB | DISTRIBUTION | WP PUTRAJAYA & CYBERJAYA | Existing | VCBJ/PCE/J22651 | SS 22.65 BASIS BAY NO 2 | CB | CB |  |  | SS 22.65 BASIS BAY NO 2 | ATTACHED |  |  | 13/02/2009 |  | 0 | Pass | null
429482266 | TNB | DISTRIBUTION | WP PUTRAJAYA & CYBERJAYA | Existing | VCBJ/PCE/J22551 | SS 22.55 BASIS BAY NO 1 | CB | CB |  |  | SS 22.55 BASIS BAY NO 1 | ATTACHED |  |  | 20091102 |  | 0 | Pass | null
429494964 | TNB | DISTRIBUTION | WP PUTRAJAYA & CYBERJAYA | Existing | VPTJ/PCE/J07021 | PE 7.02 POLIS PUTRAJAYA (F1) | RMU | RMU 2S + 1F |  |  | PE 7.02 POLIS PUTRAJAYA (F1) | INDOOR DOUBLE CHAMBER |  | 11/0.415 kV | 28/07/1999 |  | 0 | Pass | null
429495619 | TNB | DISTRIBUTION | WP PUTRAJAYA & CYBERJAYA | Existing | VPTJ/PCE/J07022 | PE 7.02 POLIS PUTRAJAYA (F2) | RMU | RMU 2S + 1F |  |  | PE 7.02 POLIS PUTRAJAYA (F2) | INDOOR DOUBLE CHAMBER |  | 11/0.415 kV | 28/07/1999 |  | 0 | Pass | null
429496486 | TNB | DISTRIBUTION | WP PUTRAJAYA & CYBERJAYA | Existing | VPTJ/PCE/J07011 | PE 7.01 BOMBA PUTRAJAYA (F1) | RMU | RMU 2S + 1F |  |  | PE 7.01 BOMBA PUTRAJAYA (F1) | INDOOR DOUBLE CHAMBER |  | 11/0.415 kV | 28/07/1999 |  | 0 | Pass | null
429497077 | TNB | DISTRIBUTION | WP PUTRAJAYA & CYBERJAYA | Existing | VPTJ/PCE/J07012 | PE 7.01 IBU PEJABAT BOMBA (F2) | RMU | RMU 2S + 1F |  |  | PE 7.01 IBU PEJABAT BOMBA (F2) | INDOOR DOUBLE CHAMBER |  | 11/0.415 kV | 28/07/1999 |  | 0 | Pass | null
429498015 | TNB | DISTRIBUTION | WP PUTRAJAYA & CYBERJAYA | Existing | VPTJ/PCE/J07081 | PE 7.08 PARK & RIDE (F1) | RMU | RMU 2S + 1F |  |  | PE 7.08 PARK & RIDE (F1) | INDOOR DOUBLE CHAMBER |  | 11/0.415 kV | 20070504 |  | 0 | Pass | null
429498625 | TNB | DISTRIBUTION | WP PUTRAJAYA & CYBERJAYA | Existing | VPTJ/PCE/J07082 | PE 7.08 PARK & RIDE (F2) | RMU | RMU 2S + 1F |  |  | PE 7.08 PARK & RIDE (F2) | INDOOR DOUBLE CHAMBER |  | 11/0.415 kV | 20070504 |  | 0 | Pass | null
429501610 | TNB | DISTRIBUTION | WP PUTRAJAYA & CYBERJAYA | Existing | VCBJ/PCE/J23161 | PE 23.16 MASJID CYBERJAYA | RMU 2S + 2F | RMU 2S + 2F |  |  | PE 23.16 MASJID CYBERJAYA | ATTACHED DOUBLE |  | 11/0.415 kV |  |  | 0 | Pass | null
429507644 | TNB | DISTRIBUTION | WP PUTRAJAYA & CYBERJAYA | Existing | VPTJ/PCE/J02132 | SS 2.13 2G6 (F2) | CB | CB |  |  | SS 2.13 2G6 (F2) | ATTACHED |  |  | 20031204 |  | 0 | Pass | null
429508081 | TNB | DISTRIBUTION | WP PUTRAJAYA & CYBERJAYA | Existing | VPTJ/PCE/J02121 | PE 2.12 2G5 (F1) | CB | CB + 1 TX |  |  | PE 2.12 2G5 (F1) | INDOOR DOUBLE CHAMBER |  | 11/0.415 kV | 20030104 |  | 0 | Pass | null
429508857 | TNB | DISTRIBUTION | WP PUTRAJAYA & CYBERJAYA | Existing | VPTJ/PCE/J02122 | PE 2.12 2G5 (F2) | CB | CB |  |  | PE 2.12 2G5 (F2) | INDOOR DOUBLE CHAMBER |  | 11/0.415 kV | 20030104 |  | 0 | Pass | null
429509561 | TNB | DISTRIBUTION | WP PUTRAJAYA & CYBERJAYA | Existing | VPTJ/PCE/J03092 | PE 3.09 3C5 (F2) | CB | CB |  |  | PE 3.09 3C5 (F2) | ATTACHED |  | 11 kV | 20141101 |  | 0 | Pass | null
429509917 | TNB | DISTRIBUTION | WP PUTRAJAYA & CYBERJAYA | Existing | VPTJ/PCE/J03091 | SS 3.09 3C5 (F1) | CB | CB |  |  | SS 3.09 3C5 (F1) | ATTACHED |  | 11 kV | 20141101 |  | 0 | Pass | null
429510286 | TNB | DISTRIBUTION | WP PUTRAJAYA & CYBERJAYA | Existing | VPTJ/PCE/J03071 | SS 3.07 3C6 (F1) | CB | CB |  |  | SS 3.07 3C6 (F1) | ATTACHED |  |  | 18/08/2009 |  | 0 | Pass | null
429510642 | TNB | DISTRIBUTION | WP PUTRAJAYA & CYBERJAYA | Existing | VPTJ/PCE/J03072 | SS 3.07 3C6 (F2) | CB | CB |  |  | SS 3.07 3C6 (F2) | ATTACHED |  |  | 19/08/2009 |  | 0 | Pass | null
429511559 | TNB | DISTRIBUTION | WP PUTRAJAYA & CYBERJAYA | Existing | VPTJ/PCE/J03081 | SS 3.08 3C7 (F1) | CB 3S | CB |  |  | SS 3.08 3C7 (F1) | ATTACHED |  | 11/0.415 kV | 13/08/2011 |  | 0 | Pass | null
429514618 | TNB | DISTRIBUTION | WP PUTRAJAYA & CYBERJAYA | Existing | VPTJ/PCE/J07071 | PE 7.07 PLF (F1) | RMU | RMU 2S + 1F |  |  | PE 7.07 PLF (F1) | INDOOR DOUBLE CHAMBER |  | 11/0.415 kV | 27/07/1999 |  | 0 | Pass | null
429515215 | TNB | DISTRIBUTION | WP PUTRAJAYA & CYBERJAYA | Existing | VPTJ/PCE/J07072 | PE 7.07 PLF (F2) | RMU | RMU 2S + 1F |  |  | PE 7.07 PLF (F2) | INDOOR DOUBLE CHAMBER |  | 11/0.415 kV | 27/07/2009 |  | 0 | Pass | null
429516035 | TNB | DISTRIBUTION | WP PUTRAJAYA & CYBERJAYA | Existing | VPTJ/PCE/J08121 | PE 8.12 INSIDE PPU 5 (F1) | RMU | RMU 2S + 1F |  |  | PE 8.12 INSIDE PPU 5 (F1) | INDOOR DOUBLE CHAMBER |  | 11/0.415 kV | 20001210 |  | 0 | Pass | null
429516626 | TNB | DISTRIBUTION | WP PUTRAJAYA & CYBERJAYA | Existing | VPTJ/PCE/J08122 | PE 8.12 INSIDE PPU 5 (F2) | RMU | RMU 2S + 1F |  |  | PE 8.12 INSIDE PPU 5 (F2) | INDOOR DOUBLE CHAMBER |  | 11/0.415 kV | 20001210 |  | 0 | Pass | null
429518585 | TNB | DISTRIBUTION | WP PUTRAJAYA & CYBERJAYA | Existing | VPTJ/PCE/J08311 | PE 8.31 8C3 F1 | RMU | RMU 2S + 1F |  |  | PE 8.31 8C3 F1 | COMPACT SUBS |  | 11/0.415 kV | 20120411 |  | 0 | Pass | null
429519180 | TNB | DISTRIBUTION | WP PUTRAJAYA & CYBERJAYA | Existing | VPTJ/PCE/J08312 | PE 8.31 8C3 F2 | RMU | RMU 2S + 1F |  |  | PE 8.31 8C3 F2 | COMPACT SUBS |  | 11/0.415 kV | 20120411 |  | 0 | Pass | null
429541997 | TNB | DISTRIBUTION | WP PUTRAJAYA & CYBERJAYA | Existing | VCBJ/PCE/J22372 | PE 22.37 BOMBA CJ F2 | CB | CB + 1 TX |  |  | PE 22.37 BOMBA CJ F2 | INDOOR DOUBLE CHAMBER |  | 11/0.415 kV | 20040810 |  | 0 | Pass | null
429542874 | TNB | DISTRIBUTION | WP PUTRAJAYA & CYBERJAYA | Existing | VCBJ/PCE/J24231 | SS 24.23 STAR CENTRAL F1 | CB 3S | CB |  |  | SS 24.23 STAR CENTRAL F1 | INDOOR DOUBLE CHAMBER |  | 11 kV |  |  | 0 | Pass | null
429543573 | TNB | DISTRIBUTION | WP PUTRAJAYA & CYBERJAYA | Existing | VCBJ/PCE/J22792 | SS 22.79 DCP2 F2 | CB | CB |  |  | SS 22.79 DCP2 F2 | INDOOR SINGLE CHAMBER |  | 11/0.415 kV | 20111108 |  | 0 | Pass | null
429543973 | TNB | DISTRIBUTION | WP PUTRAJAYA & CYBERJAYA | Existing | VCBJ/PCE/J24232 | SS 24.23 STAR CENTRAL F2 | CB 3S | CB |  |  | SS 24.23 STAR CENTRAL F2 | INDOOR SINGLE CHAMBER |  | 11 kV |  |  | 0 | Pass | null
429544392 | TNB | DISTRIBUTION | WP PUTRAJAYA & CYBERJAYA | Existing | VCBJ/PCE/J22931 | PE 22.93 BLOK A TRIENTEL | RMU 2S + 2F | RMU 2S + 2F |  |  | PE 22.93 BLOK A TRIENTEL | ATTACHED |  |  | 22/02/2014 |  | 0 | Pass | null
429545489 | TNB | DISTRIBUTION | WP PUTRAJAYA & CYBERJAYA | Existing | VCBJ/PCE/J22951 | PE 22.95 TRIENTEL BLOK C | RMU | RMU 2S + 1F |  |  | PE 22.95 TRIENTEL BLOK C | ATTACHED |  |  | 23/02/2014 |  | 0 | Pass | null
429549787 | TNB | DISTRIBUTION | WP PUTRAJAYA & CYBERJAYA | Existing | VCBJ/PCE/J00118 | PE 25.26 SETIA VILLA 6 | RMU 2S + 1F | RMU 2S + 1F |  |  | PE 25.26 SETIA VILLA 6 | COMPACT SUBS |  |  | 20160704 |  | 0 | Pass | null
429550561 | TNB | DISTRIBUTION | WP PUTRAJAYA & CYBERJAYA | Existing | VPTJ/PCE/J03082 | SS 3.08 3C7 (F2) | CB 3S | CB |  |  | SS 3.08 3C7 (F2) | ATTACHED |  | 11/0.415 kV | 13/08/2011 |  | 0 | Pass | null
429550970 | TNB | DISTRIBUTION | WP PUTRAJAYA & CYBERJAYA | Existing | VPTJ/PCE/J03041 | SS 3.04 3G3 (F1) | CB 3S | CB |  |  | SS 3.04 3G3 (F1) | ATTACHED |  |  | 15/07/2003 |  | 0 | Pass | null
429551326 | TNB | DISTRIBUTION | WP PUTRAJAYA & CYBERJAYA | Existing | VPTJ/PCE/J03042 | SS 3.04 3G3 (F2) | CB 3S | CB |  |  | SS 3.04 3G3 (F2) | ATTACHED |  |  | 15/07/2003 |  | 0 | Pass | null
429551966 | TNB | DISTRIBUTION | WP PUTRAJAYA & CYBERJAYA | Existing | VPTJ/PCE/J04041 | SS 4.04 4G4 (F1) | CB 3S | CB |  |  | SS 4.04 4G4 (F1) | ATTACHED |  |  | 18/12/2003 |  | 0 | Pass | null
429552322 | TNB | DISTRIBUTION | WP PUTRAJAYA & CYBERJAYA | Existing | VPTJ/PCE/J04042 | SS 4.04 4G4 (F2) | CB 4S | CB |  |  | SS 4.04 4G4 (F2) | ATTACHED |  |  | 18/12/2003 |  | 0 | Pass | null
429552854 | TNB | DISTRIBUTION | WP PUTRAJAYA & CYBERJAYA | Existing | VPTJ/PCE/J04201 | SS 4.20 4U2 GDC (F1) | CB 3S | CB |  |  | SS 4.20 4U2 GDC (F1) | INDOOR SINGLE CHAMBER |  | 11 kV | 20120212 |  | 0 | Pass | null
429553210 | TNB | DISTRIBUTION | WP PUTRAJAYA & CYBERJAYA | Existing | VPTJ/PCE/J04202 | SS 4.20 4U2 GDC (F2) | CB 3S | CB |  |  | SS 4.20 4U2 GDC (F2) | INDOOR SINGLE CHAMBER |  | 11 kV | 20120212 |  | 0 | Pass | null
429554714 | TNB | DISTRIBUTION | WP PUTRAJAYA & CYBERJAYA | Existing | VCBJ/PCE/J00117 | PE 25.25 SETIA VILLA 5 | RMU 2S + 1F | RMU 2S + 1F |  |  | PE 25.25 SETIA VILLA 5 | COMPACT SUBS |  |  | 20160704 |  | 0 | Pass | null
429555340 | TNB | DISTRIBUTION | WP PUTRAJAYA & CYBERJAYA | Existing | VCBJ/PCE/J00116 | PE 25.24 SETIA VILLA 4 | RMU 2S + 1F | RMU 2S + 1F |  |  | PE 25.24 SETIA VILLA 4 | COMPACT SUBS |  |  | 20160704 |  | 0 | Pass | null
429555961 | TNB | DISTRIBUTION | WP PUTRAJAYA & CYBERJAYA | Existing | VCBJ/PCE/J00112 | PE 25.19 SETIA VILLA 3 | RMU 2S + 1F | RMU 2S + 1F |  |  | PE 25.19 SETIA VILLA 3 | COMPACT SUBS |  | 11/0.415 kV | 20150711 |  | 0 | Pass | null
429556575 | TNB | DISTRIBUTION | WP PUTRAJAYA & CYBERJAYA | Existing | VCBJ/PCE/J00110 | PE 25.18 SETIA VILLA 2 | RMU 2S + 1F | RMU 2S + 1F |  |  | PE 25.18 SETIA VILLA 2 | COMPACT SUBS |  |  |  |  | 0 | Pass | null
429557204 | TNB | DISTRIBUTION | WP PUTRAJAYA & CYBERJAYA | Existing | VCBJ/PCE/J00109 | PE 25.17 SETIA VILLA 1 | RMU 2S + 1F | RMU 2S + 1F |  |  | PE 25.17 SETIA VILLA 1 | COMPACT SUBS |  |  | 31/03/2016 |  | 0 | Pass | null
429557815 | TNB | DISTRIBUTION | WP PUTRAJAYA & CYBERJAYA | Existing | VCBJ/PCE/J25221 | PE 25.22 SETIA MARINA 3 | RMU 2S + 1F | RMU 2S + 1F |  |  | PE 25.22 SETIA MARINA 3 | COMPACT SUBS |  | 11/0.415 kV |  |  | 0 | Pass | null
429558434 | TNB | DISTRIBUTION | WP PUTRAJAYA & CYBERJAYA | Existing | VCBJ/PCE/J25211 | PE 25.21 SETIA MARINA 2 | RMU 2S + 1F | RMU 2S + 1F |  |  | PE 25.21 SETIA MARINA 2 | COMPACT SUBS |  | 11/0.415 kV |  |  | 0 | Pass | null
429559077 | TNB | DISTRIBUTION | WP PUTRAJAYA & CYBERJAYA | Existing | VCBJ/PCE/J25201 | PE 25.20 SETIA MARINA 1 | RMU 2S + 1F | RMU 2S + 1F |  |  | PE 25.20 SETIA MARINA 1 | COMPACT SUBS |  | 11/0.415 kV |  |  | 0 | Pass | null
429559684 | TNB | DISTRIBUTION | WP PUTRAJAYA & CYBERJAYA | Existing | VCBJ/PCE/J23241 | SS 23.24 SOLTICE | CB 4S | CB |  |  | SS 23.24 SOLTICE | INDOOR SINGLE CHAMBER |  | 11/0.415 kV |  |  | 0 | Pass | null
429560372 | TNB | DISTRIBUTION | WP PUTRAJAYA & CYBERJAYA | Existing | VCBJ/PCE/J23171 | PE 23.17 TEMP SERI MUTIARA | RMU 2S + 1F | RMU 2S + 1F |  |  | PE 23.17 TEMP SERI MUTIARA | COMPACT SUBS |  | 11/0.415 kV |  |  | 0 | Pass | null
429560983 | TNB | DISTRIBUTION | WP PUTRAJAYA & CYBERJAYA | Existing | VCBJ/PCE/J00108 | SS 23.25 MUTIARA VILLE 4 | CB 4S | CB |  |  | SS 23.25 MUTIARA VILLE 4 | INDOOR SINGLE CHAMBER |  |  |  |  | 0 | Pass | null
429561432 | TNB | DISTRIBUTION | WP PUTRAJAYA & CYBERJAYA | Existing | VCBJ/PCE/J23151 | SS 23.15 MUTIARA VILLE 3 F1 | CB 5S | SSU 11kV Single Bus (BS) |  |  | SS 23.15 MUTIARA VILLE 3 F1 | INDOOR DOUBLE CHAMBER |  | 11 kV |  |  | 0 | Pass | null
429561970 | TNB | DISTRIBUTION | WP PUTRAJAYA & CYBERJAYA | Existing | VCBJ/PCE/J25231 | PE 25.23 SALES OFFICE ECOGLADE GALERY | RMU 2S + 1F | RMU 2S + 1F |  |  | PE 25.23 SALES OFFICE ECOGLADE GALERY | COMPACT SUBS |  | 11/0.415 kV |  |  | 0 | Pass | null
429563004 | TNB | DISTRIBUTION | WP PUTRAJAYA & CYBERJAYA | Existing | VCBJ/PCE/J21472 | SS 21.47 LIM KOK WING F2 | RMU 3S | RMU 3S |  |  | SS 21.47 LIM KOK WING F2 | ATTACHED |  |  | 20040701 |  | 0 | Pass | null
429563497 | TNB | DISTRIBUTION | WP PUTRAJAYA & CYBERJAYA | Existing | VPTJ/PCE/J08372 | PE 8.37 8R7 (F2) | RMU 2S + 1F | RMU 2S + 1F |  |  | PE 8.37 8R7 (F2) | COMPACT SUBS |  | 11/0.415 kV |  |  | 0 | Pass | null
429564088 | TNB | DISTRIBUTION | WP PUTRAJAYA & CYBERJAYA | Existing | VPTJ/PCE/J08371 | PE 8.37 8R7 (F1) | RMU 2S + 1F | RMU 2S + 1F |  |  | PE 8.37 8R7 (F1) | COMPACT SUBS |  | 11/0.415 kV |  |  | 0 | Pass | null
429564705 | TNB | DISTRIBUTION | WP PUTRAJAYA & CYBERJAYA | Existing | VPTJ/PCE/J08211 | PE 8.21 APT B (EFI) (F1) | RMU | RMU 2S + 1F |  |  | PE 8.21 APT B (EFI) (F1) | ATTACHED DOUBLE |  | 11/0.415 kV | 20021211 |  | 0 | Pass | null
429565296 | TNB | DISTRIBUTION | WP PUTRAJAYA & CYBERJAYA | Existing | VPTJ/PCE/J08212 | PE 8.21 APT B (EFI) (F2) | RMU | RMU 2S + 1F |  |  | PE 8.21 APT B (EFI) (F2) | ATTACHED DOUBLE |  | 11/0.415 kV | 20021211 |  | 0 | Pass | null
429569208 | TNB | DISTRIBUTION | WP PUTRAJAYA & CYBERJAYA | Existing | VPTJ/PCE/J02161 | SS 2.16 MENARA PJH (2C1) (F1) | CB 3S | CB |  |  | SS 2.16 MENARA PJH (2C1) (F1) | ATTACHED |  |  | 31/07/2003 |  | 0 | Pass | null
429569564 | TNB | DISTRIBUTION | WP PUTRAJAYA & CYBERJAYA | Existing | VPTJ/PCE/J02162 | SS 2.16 MENARA PJH (2C1) (F2) | CB 3S | CB |  |  | SS 2.16 MENARA PJH (2C1) (F2) | ATTACHED |  |  | 31/07/2003 |  | 0 | Pass | null
429569947 | TNB | DISTRIBUTION | WP PUTRAJAYA & CYBERJAYA | Existing | VPTJ/PCE/J02221 | SS 2.22 2C2 (F1) | CB 3S | CB |  |  | SS 2.22 2C2 (F1) | ATTACHED |  | 11 kV | 13/09/2011 |  | 0 | Pass | null
429570303 | TNB | DISTRIBUTION | WP PUTRAJAYA & CYBERJAYA | Existing | VPTJ/PCE/J02222 | SS 2.22 2C2 (F2) | CB 3S | CB |  |  | SS 2.22 2C2 (F2) | ATTACHED |  | 11 kV | 13/09/2011 |  | 0 | Pass | null
429577321 | TNB | DISTRIBUTION | WP PUTRAJAYA & CYBERJAYA | Existing | VPTJ/PCE/J08271 | PE 8.27 APT C5 (F1) | RMU | RMU 2S + 1F |  |  | PE 8.27 APT C5 (F1) | ATTACHED DOUBLE |  | 11/0.415 kV | 17/06/2010 |  | 0 | Pass | null
429577912 | TNB | DISTRIBUTION | WP PUTRAJAYA & CYBERJAYA | Existing | VPTJ/PCE/J08272 | PE 8.27 APT C5 (F2) | RMU | RMU 2S + 1F |  |  | PE 8.27 APT C5 (F2) | ATTACHED DOUBLE |  | 11/0.415 kV | 18/06/2010 |  | 0 | Pass | null
429578664 | TNB | DISTRIBUTION | WP PUTRAJAYA & CYBERJAYA | Existing | VPTJ/PCE/J08281 | PE 8.28 APT C6 F1 | RMU | RMU 2S + 1F |  |  | PE 8.28 APT C6 F1 | ATTACHED DOUBLE |  | 11/0.415 kV | 17/06/2010 |  | 0 | Pass | null
429579255 | TNB | DISTRIBUTION | WP PUTRAJAYA & CYBERJAYA | Existing | VPTJ/PCE/J08282 | PE 8.28 APT C6 F2 | RMU | RMU 2S + 1F |  |  | PE 8.28 APT C6 F2 | ATTACHED DOUBLE |  | 11/0.415 kV | 18/06/2010 |  | 0 | Pass | null
429584763 | TNB | DISTRIBUTION | WP PUTRAJAYA & CYBERJAYA | Existing | VCBJ/PCE/J22961 | PE 22.96 TRIENTEL BLOK D | RMU | RMU 2S + 1F |  |  | PE 22.96 TRIENTEL BLOK D | INDOOR SINGLE CHAMBER |  | 11/0.415 kV | 22/02/2014 |  | 0 | Pass | null
429585372 | TNB | DISTRIBUTION | WP PUTRAJAYA & CYBERJAYA | Existing | VCBJ/PCE/J22941 | PE 22.94 TRIENTEL BLOK B | RMU 2S + 2F | RMU 2S + 2F |  |  | PE 22.94 TRIENTEL BLOK B | ATTACHED |  |  | 23/02/2014 |  | 0 | Pass | null
429586582 | TNB | DISTRIBUTION | WP PUTRAJAYA & CYBERJAYA | Existing | VCBJ/PCE/J21781 | PE 21.78 GARDEN VIEW BLOK C | RMU | RMU 2S + 1F |  |  | PE 21.78 GARDEN VIEW BLOK C | ATTACHED SINGLE |  | 11/0.415 kV | 17/05/2012 |  | 0 | Pass | null
429587219 | TNB | DISTRIBUTION | WP PUTRAJAYA & CYBERJAYA | Existing | VCBJ/PCE/J21771 | PE 21.77 GARDEN VIEW BLOK B | RMU | RMU 2S + 1F |  |  | PE 21.77 GARDEN VIEW BLOK B | COMPACT SUBS |  |  | 17/05/2012 |  | 0 | Pass | null
429587866 | TNB | DISTRIBUTION | WP PUTRAJAYA & CYBERJAYA | Existing | VCBJ/PCE/J21761 | PE 21.76 GARDEN VIEW BLOK A | RMU | RMU 2S + 1F |  |  | PE 21.76 GARDEN VIEW BLOK A | COMPACT SUBS |  |  | 17/05/2012 |  | 0 | Pass | null
429588482 | TNB | DISTRIBUTION | WP PUTRAJAYA & CYBERJAYA | Existing | VCBJ/PCE/J21731 | PE 21.73 - SEK. ANTARABANGSA F1 | RMU | RMU 2S + 1F |  |  | PE 21.73 - SEK. ANTARABANGSA F1 | INDOOR DOUBLE CHAMBER |  | 11/0.415 kV | 17/07/2010 |  | 0 | Pass | null
429588964 | TNB | DISTRIBUTION | WP PUTRAJAYA & CYBERJAYA | Existing | VCBJ/PCE/J21471 | SS 21.47 LIM KOK WING F1 | RMU 3S | RMU 3S |  |  | SS 21.47 LIM KOK WING F1 | ATTACHED |  |  | 20040701 |  | 0 | Pass | null
429589240 | TNB | DISTRIBUTION | WP PUTRAJAYA & CYBERJAYA | Existing | VCBJ/PCE/J23091 | PE 23.09 THE PLACE NO 2 | RMU 2S + 2F | RMU 2S + 2F |  |  | PE 23.09 THE PLACE NO 2 | COMPACT SUBS |  | 11/0.415 kV |  |  | 0 | Pass | null
429590382 | TNB | DISTRIBUTION | WP PUTRAJAYA & CYBERJAYA | Existing | VCBJ/PCE/J23081 | SS 23.08 THE PLACE NO 1 | CB 4S | CB |  |  | SS 23.08 THE PLACE NO 1 | COMPACT SUBS |  | 11 kV |  |  | 0 | Pass | null
429590850 | TNB | DISTRIBUTION | WP PUTRAJAYA & CYBERJAYA | Existing | VCBJ/PCE/J21981 | PE 21.98 PADAT PETRONAS CYBER 3 | RMU 2S + 1F | RMU 2S + 1F |  |  | PE 21.98 PADAT PETRONAS CYBER 3 | INDOOR DOUBLE CHAMBER |  | 11/0.415 kV | 28/05/2013 |  | 0 | Pass | null
429591897 | TNB | DISTRIBUTION | WP PUTRAJAYA & CYBERJAYA | Existing | VCBJ/PCE/J21012 | PE 21.01 NTT F2 | RMU 3S+1F | RMU 3S+1F |  |  | PE 21.01 NTT F2 | INDOOR DOUBLE CHAMBER |  | 11/0.415 kV | 17/06/1999 |  | 0 | Pass | null
429597844 | TNB | DISTRIBUTION | WP PUTRAJAYA & CYBERJAYA | Existing | VPTJ/PCE/J16311 | PE 16.31 TEMP PPA1M PR 16 | RMU | RMU 2S + 1F |  |  | PE 16.31 TEMP PPA1M PR 16 | COMPACT SUBS |  | 11/0.415 kV |  |  | 0 | Pass | null
429598696 | TNB | DISTRIBUTION | WP PUTRAJAYA & CYBERJAYA | Existing | VPTJ/PCE/J16202 | PE 16.20 APT A1 (EFI) (F2) | RMU | RMU 2S + 1F |  |  | PE 16.20 APT A1 (EFI) (F2) | INDOOR DOUBLE CHAMBER |  | 11/0.415 kV | 20000311 |  | 0 | Pass | null
429599672 | TNB | DISTRIBUTION | WP PUTRAJAYA & CYBERJAYA | Existing | VPTJ/PCE/J16192 | PE 16.19 APT A2 (F2) | RMU | RMU 2S + 1F |  |  | PE 16.19 APT A2 (F2) | INDOOR DOUBLE CHAMBER |  | 11/0.415 kV | 20000311 |  | 0 | Pass | null
429600561 | TNB | DISTRIBUTION | WP PUTRAJAYA & CYBERJAYA | Existing | VPTJ/PCE/J16182 | PE 16.18 APT A3 (EFI) (F2) | RMU | RMU 2S + 1F |  |  | PE 16.18 APT A3 (EFI) (F2) | INDOOR DOUBLE CHAMBER |  | 11/0.415 kV | 20000311 |  | 0 | Pass | null
429601438 | TNB | DISTRIBUTION | WP PUTRAJAYA & CYBERJAYA | Existing | VPTJ/PCE/J16152 | PE 16.15 SEK. REN (F2) | RMU 2S + 1F | RMU 2S + 1F |  |  | PE 16.15 SEK. REN (F2) | INDOOR DOUBLE CHAMBER |  | 11/0.415 kV | 20020509 |  | 0 | Pass | null
429602135 | TNB | DISTRIBUTION | WP PUTRAJAYA & CYBERJAYA | Existing | VCBJ/PCE/J00107 | PE25.16 SETIA RIMBA 4 | RMU 2S + 1F | RMU 2S + 1F |  |  | PE25.16 SETIA RIMBA 4 | COMPACT SUBS |  |  |  |  | 0 | Pass | null
429602727 | TNB | DISTRIBUTION | WP PUTRAJAYA & CYBERJAYA | Existing | VCBJ/PCE/J00106 | PE25.15 SETIA RIMBA 3 | RMU 2S + 1F | RMU 2S + 1F |  |  | PE25.15 SETIA RIMBA 3 | COMPACT SUBS |  |  |  |  | 0 | Pass | null
429603319 | TNB | DISTRIBUTION | WP PUTRAJAYA & CYBERJAYA | Existing | VCBJ/PCE/J00105 | PE25.14 SETIA RIMBA 2 | RMU 2S + 1F | RMU 2S + 1F |  |  | PE25.14 SETIA RIMBA 2 | COMPACT SUBS |  |  |  |  | 0 | Pass | null
429603911 | TNB | DISTRIBUTION | WP PUTRAJAYA & CYBERJAYA | Existing | VCBJ/PCE/J00104 | PE 25.13 SETIA RIMBA 1 | RMU 2S + 1F | RMU 2S + 1F |  |  | PE 25.13 SETIA RIMBA 1 | COMPACT SUBS |  |  |  |  | 0 | Pass | null
429604503 | TNB | DISTRIBUTION | WP PUTRAJAYA & CYBERJAYA | Existing | VCBJ/PCE/J23061 | PE 23.06 TEMP OSK | RMU 2S + 1F | RMU 2S + 1F |  |  | PE 23.06 TEMP OSK | COMPACT SUBS |  | 11/0.415 kV | 29/12/2013 |  | 0 | Pass | null
429605689 | TNB | DISTRIBUTION | WP PUTRAJAYA & CYBERJAYA | Existing | VCBJ/PCE/J23191 | PE 23.19 AUTOVILLE NO1 | RMU 2S + 2F | RMU 2S + 2F |  |  | PE 23.19 AUTOVILLE NO1 | COMPACT SUBS |  |  |  |  | 0 | Pass | null
429606550 | TNB | DISTRIBUTION | WP PUTRAJAYA & CYBERJAYA | Existing | VPTJ/PCE/J02102 | SS 2.10 MOF 2G2 UTARA (F2) | CB | CB |  |  | SS 2.10 MOF 2G2 UTARA (F2) | ATTACHED |  |  | 20020402 |  | 0 | Pass | null
429607332 | TNB | DISTRIBUTION | WP PUTRAJAYA & CYBERJAYA | Existing | VPTJ/PCE/J02112 | SS 2.11 MOF 2G2 SELATAN (F2) | CB | CB |  |  | SS 2.11 MOF 2G2 SELATAN (F2) | ATTACHED |  |  | 20020402 |  | 0 | Pass | null
429608155 | TNB | DISTRIBUTION | WP PUTRAJAYA & CYBERJAYA | Existing | VPTJ/PCE/J02201 | SS 2.20 2M11 (F1) | CB 3S | CB |  |  | SS 2.20 2M11 (F1) | ATTACHED |  |  | 28/10/2005 |  | 0 | Pass | null
429608511 | TNB | DISTRIBUTION | WP PUTRAJAYA & CYBERJAYA | Existing | VPTJ/PCE/J02202 | SS 2.20 2M11 (F2) | CB 3S | CB |  |  | SS 2.20 2M11 (F2) | ATTACHED |  |  | 28/10/2005 |  | 0 | Pass | null
429609016 | TNB | DISTRIBUTION | WP PUTRAJAYA & CYBERJAYA | Existing | VPTJ/PCE/J18201 | PE 18.20 TMN PANCARONA (F1) | RMU 2S + 1F | RMU 2S + 1F |  |  | PE 18.20 TMN PANCARONA (F1) | INDOOR DOUBLE CHAMBER |  | 11/0.415 kV | 17/08/2006 |  | 0 | Pass | null
429609607 | TNB | DISTRIBUTION | WP PUTRAJAYA & CYBERJAYA | Existing | VPTJ/PCE/J18202 | PE 18.20 TMN PANCARONA (F2) | RMU 2S + 1F | RMU 2S + 1F |  |  | PE 18.20 TMN PANCARONA (F2) | INDOOR DOUBLE CHAMBER |  | 11/0.415 kV | 17/08/2006 |  | 0 | Pass | null
429615586 | TNB | DISTRIBUTION | WP PUTRAJAYA & CYBERJAYA | Existing | VCBJ/PCE/J21732 | PE 21.73 - SEK. ANTARABANGSA F2 | RMU | RMU 2S + 1F |  |  | PE 21.73 - SEK. ANTARABANGSA F2 | INDOOR DOUBLE CHAMBER |  | 11/0.415 kV | 18/07/2010 |  | 0 | Pass | null
429616547 | TNB | DISTRIBUTION | WP PUTRAJAYA & CYBERJAYA | Existing | VCBJ/PCE/J22111 | PE 22.11 THE STREET MALL F1 | RMU | RMU 2S + 1F |  |  | PE 22.11 THE STREET MALL F1 | INDOOR DOUBLE CHAMBER |  | 11/0.415 kV | 18/02/2001 |  | 0 | Pass | null
429617164 | TNB | DISTRIBUTION | WP PUTRAJAYA & CYBERJAYA | Existing | VCBJ/PCE/J22112 | PE 22.11 THE STREET MALL F2 | RMU | RMU 2S + 1F |  |  | PE 22.11 THE STREET MALL F2 | INDOOR DOUBLE CHAMBER |  | 11/0.415 kV | 18/02/2001 |  | 0 | Pass | null
429617840 | TNB | DISTRIBUTION | WP PUTRAJAYA & CYBERJAYA | Existing | VCBJ/PCE/J22411 | PE 22.41 32 UNIT S/LOT BLOK A F1 | RMU | RMU 2S + 1F |  |  | PE 22.41 32 UNIT S/LOT BLOK A F1 | INDOOR DOUBLE CHAMBER |  | 11/0.415 kV | 26/10/2004 |  | 0 | Pass | null
429618439 | TNB | DISTRIBUTION | WP PUTRAJAYA & CYBERJAYA | Existing | VCBJ/PCE/J22412 | PE 22.41 32 UNIT S/LOT BLOK A F2 | RMU | RMU 2S + 1F |  |  | PE 22.41 32 UNIT S/LOT BLOK A F2 | INDOOR DOUBLE CHAMBER |  | 11/0.415 kV | 26/10/2004 |  | 0 | Pass | null
429619623 | TNB | DISTRIBUTION | WP PUTRAJAYA & CYBERJAYA | Existing | VCBJ/PCE/J23201 | PE 23.20 AUTOVILLE 2 | RMU 2S + 2F | RMU 2S + 2F |  |  | PE 23.20 AUTOVILLE 2 | INDOOR SINGLE CHAMBER |  |  |  |  | 0 | Pass | null
429645460 | TNB | DISTRIBUTION | WP PUTRAJAYA & CYBERJAYA | Existing | VPTJ/PCE/J16132 | PE 16.13 SEK. MEN (F2) | CB + 1 TX | CB + 1 TX |  |  | PE 16.13 SEK. MEN (F2) | INDOOR DOUBLE CHAMBER |  | 11/0.415 kV | 20020509 |  | 0 | Pass | null
429646549 | TNB | DISTRIBUTION | WP PUTRAJAYA & CYBERJAYA | Existing | VPTJ/PCE/J16172 | SS 16.17 KOMPLEK KEJIRANAN (EFI) (F2) | RMU 3S | RMU 3S |  |  | SS 16.17 KOMPLEK KEJIRANAN (EFI) (F2) | ATTACHED |  |  | 15/05/2002 |  | 0 | Pass | null
429647214 | TNB | DISTRIBUTION | WP PUTRAJAYA & CYBERJAYA | Existing | VPTJ/PCE/J16222 | PE 16.22 P16 BGW (F2) | CB + 1 TX | CB + 1 TX |  |  | PE 16.22 P16 BGW (F2) | INDOOR DOUBLE CHAMBER |  | 11/0.415 kV | 20020508 |  | 0 | Pass | null
429650920 | TNB | DISTRIBUTION | WP PUTRAJAYA & CYBERJAYA | Existing | VCBJ/PCE/J22421 | PE 22.42 32 UNIT S/LOT BLOK B F1 | RMU | RMU 2S + 1F |  |  | PE 22.42 32 UNIT S/LOT BLOK B F1 | INDOOR DOUBLE CHAMBER |  | 11/0.415 kV | 26/10/2004 |  | 0 | Pass | null
429651591 | TNB | DISTRIBUTION | WP PUTRAJAYA & CYBERJAYA | Existing | VCBJ/PCE/J22422 | PE 22.42 32 UNIT S/LOT BLOK B F2 | RMU | RMU 2S + 1F |  |  | PE 22.42 32 UNIT S/LOT BLOK B F2 | INDOOR DOUBLE CHAMBER |  | 11/0.415 kV | 26/10/2004 |  | 0 | Pass | null
429652225 | TNB | DISTRIBUTION | WP PUTRAJAYA & CYBERJAYA | Existing | VCBJ/PCE/J22701 | PE 22.70 CBD PERDANA 2A F1 | RMU | RMU 2S + 1F |  |  | PE 22.70 CBD PERDANA 2A F1 | ATTACHED |  | 11/0.415 kV | 13/09/2011 |  | 0 | Pass | null
429652846 | TNB | DISTRIBUTION | WP PUTRAJAYA & CYBERJAYA | Existing | VCBJ/PCE/J22702 | PE 22.70 CBD PERDANA 2A F2 | RMU | RMU 2S + 1F |  |  | PE 22.70 CBD PERDANA 2A F2 | ATTACHED |  | 11/0.415 kV | 13/09/2011 |  | 0 | Pass | null
429657792 | TNB | DISTRIBUTION | WP PUTRAJAYA & CYBERJAYA | Existing | VCBJ/PCE/J22711 | PE 22.71 CBD PERDANA 2B F1 | RMU | RMU 2S + 2F |  |  | PE 22.71 CBD PERDANA 2B F1 | INDOOR DOUBLE CHAMBER |  | 11/0.415 kV | 13/09/2011 |  | 0 | Pass | null
429658863 | TNB | DISTRIBUTION | WP PUTRAJAYA & CYBERJAYA | Existing | VCBJ/PCE/J22712 | PE 22.71 CBD PERDANA 2B F2 | RMU | RMU 2S + 2F |  |  | PE 22.71 CBD PERDANA 2B F2 | INDOOR DOUBLE CHAMBER |  | 11/0.415 kV | 13/09/2011 |  | 0 | Pass | null
429659950 | TNB | DISTRIBUTION | WP PUTRAJAYA & CYBERJAYA | Existing | VCBJ/PCE/J22822 | PE 22.82 CBD PERDANA 2C F2 | RMU | RMU 2S + 1F |  |  | PE 22.82 CBD PERDANA 2C F2 | INDOOR DOUBLE CHAMBER |  |  | 16/02/2012 |  | 0 | Pass | null
429660541 | TNB | DISTRIBUTION | WP PUTRAJAYA & CYBERJAYA | Existing | VCBJ/PCE/J22821 | PE 22.82 CBD PERDANA 2C F1 | RMU | RMU 2S + 1F |  |  | PE 22.82 CBD PERDANA 2C F1 | INDOOR DOUBLE CHAMBER |  |  | 16/02/2012 |  | 0 | Pass | null
429661193 | TNB | DISTRIBUTION | WP PUTRAJAYA & CYBERJAYA | Existing | VCBJ/PCE/J22831 | PE 22.83 CBD PERDANA 2D F1 | RMU | RMU 2S + 1F |  |  | PE 22.83 CBD PERDANA 2D F1 | INDOOR DOUBLE CHAMBER |  |  | 16/02/2012 |  | 0 | Pass | null
429661784 | TNB | DISTRIBUTION | WP PUTRAJAYA & CYBERJAYA | Existing | VCBJ/PCE/J22832 | PE 22.83 CBD PERDANA 2D F2 | RMU | RMU 2S + 1F |  |  | PE 22.83 CBD PERDANA 2D F2 | INDOOR DOUBLE CHAMBER |  |  | 16/02/2012 |  | 0 | Pass | null
429712762 | TNB | DISTRIBUTION | WP PUTRAJAYA & CYBERJAYA | Existing | VCBJ/PCE/J25101 | SS 25.10 CBD3 C2 F1 | RMU 3S | RMU 3S |  |  | SS 25.10 CBD3 C2 F1 | INDOOR DOUBLE CHAMBER |  |  |  |  | 0 | Pass | null
429712963 | TNB | DISTRIBUTION | WP PUTRAJAYA & CYBERJAYA | Existing | VCBJ/PCE/J25102 | SS 25.10 CBD3 C2 F2 | RMU 3S | RMU 3S |  |  | SS 25.10 CBD3 C2 F2 | INDOOR DOUBLE CHAMBER |  |  |  |  | 0 | Pass | null
429713829 | TNB | DISTRIBUTION | WP PUTRAJAYA & CYBERJAYA | Existing | VPTJ/PCE/J04062 | PE 4.06 PADAT S/L (F2) | RMU | RMU 2S + 1F |  |  | PE 4.06 PADAT S/L (F2) | COMPACT SUBS |  | 11/0.415 kV | 22/08/2003 |  | 0 | Pass | null
429714563 | TNB | DISTRIBUTION | WP PUTRAJAYA & CYBERJAYA | Existing | VPTJ/PCE/J04061 | PE 4.06 S/LIGHTING (F1) | RMU | RMU 2S + 1F |  |  | PE 4.06 S/LIGHTING (F1) | COMPACT SUBS |  | 11/0.415 kV | 22/08/2003 |  | 0 | Pass | null
429715870 | TNB | DISTRIBUTION | WP PUTRAJAYA & CYBERJAYA | Existing | VPTJ/PCE/J17021 | PE 17.02 R8B | RMU 2S + 1F | RMU 2S + 1F |  |  | PE 17.02 R8B | COMPACT SUBS |  | 11/0.415 kV | 18/01/2005 |  | 0 | Pass | null
429716907 | TNB | DISTRIBUTION | WP PUTRAJAYA & CYBERJAYA | Existing | VPTJ/PCE/J19021 | PE 19.02 JLB 3 | RMU | RMU 2S + 1F |  |  | PE 19.02 JLB 3 | COMPACT SUBS |  | 11/0.415 kV | 28/08/2007 |  | 0 | Pass | null
429717750 | TNB | DISTRIBUTION | WP PUTRAJAYA & CYBERJAYA | Existing | VPTJ/PCE/J18031 | PE 18.03 PS 12 | RMU | RMU 2S + 1F |  |  | PE 18.03 PS 12 | COMPACT SUBS |  | 11/0.415 kV | 20041201 |  | 0 | Pass | null
429717876 | TNB | DISTRIBUTION | WP PUTRAJAYA & CYBERJAYA | Existing | VCBJ/PCE/J25091 | SS 25.09 CDB 3B F1 | CB 3S | CB |  |  | SS 25.09 CDB 3B F1 | INDOOR DOUBLE CHAMBER |  |  |  |  | 0 | Pass | null
429718232 | TNB | DISTRIBUTION | WP PUTRAJAYA & CYBERJAYA | Existing | VCBJ/PCE/J25092 | SS 25.09 CDB 3B F2 | CB 3S | CB |  |  | SS 25.09 CDB 3B F2 | INDOOR DOUBLE CHAMBER |  |  |  |  | 0 | Pass | null
429719044 | TNB | DISTRIBUTION | WP PUTRAJAYA & CYBERJAYA | Existing | VCBJ/PCE/J22041 | SS 22.04 DCS F1 | RMU 3S | RMU 3S |  |  | SS 22.04 DCS F1 | ATTACHED |  |  | 29/09/1999 |  | 0 | Pass | null
429719659 | TNB | DISTRIBUTION | WP PUTRAJAYA & CYBERJAYA | Existing | VCBJ/PCE/J21272 | SS 21.27 LOT 12067 MAYBANK F2 | RMU 3S | RMU 3S |  |  | SS 21.27 LOT 12067 MAYBANK F2 | ATTACHED |  |  | 26/11/2001 |  | 0 | Pass | null
429720082 | TNB | DISTRIBUTION | WP PUTRAJAYA & CYBERJAYA | Existing | VCBJ/PCE/J21632 | SS 21.63 BANGUNAN MUSTAFA KAMAL F2 | RMU 3S | RMU 3S |  |  | SS 21.63 BANGUNAN MUSTAFA KAMAL F2 | ATTACHED |  |  | 20080302 |  | 0 | Pass | null
429720511 | TNB | DISTRIBUTION | WP PUTRAJAYA & CYBERJAYA | Existing | VCBJ/PCE/J21252 | SS 21.25 CENTUARY SQUARE F2 | RMU 3S | RMU 3S |  |  | SS 21.25 CENTUARY SQUARE F2 | ATTACHED |  |  | 30/05/2001 |  | 0 | Pass | null
429721179 | TNB | DISTRIBUTION | WP PUTRAJAYA & CYBERJAYA | Existing | VCBJ/PCE/J21592 | SS 21.59 SME 2 F2 | RMU 3S | RMU 3S |  |  | SS 21.59 SME 2 F2 | ATTACHED |  |  | 26/10/2007 |  | 0 | Pass | null
429721689 | TNB | DISTRIBUTION | WP PUTRAJAYA & CYBERJAYA | Existing | VCBJ/PCE/J21262 | PE 21.26 PUSAT KAWAL SELIA F2 | RMU 2S + 1F | RMU 2S + 1F |  |  | PE 21.26 PUSAT KAWAL SELIA F2 | INDOOR DOUBLE CHAMBER |  | 11/0.415 kV | 17/05/2002 |  | 0 | Pass | null
429726862 | TNB | DISTRIBUTION | WP PUTRAJAYA & CYBERJAYA | Existing | VPTJ/PCE/J09241 | PE 9.24 FLAT C (F1) | RMU | RMU 2S + 1F |  |  | PE 9.24 FLAT C (F1) | ATTACHED DOUBLE |  | 11/0.415 kV | 20011010 |  | 0 | Pass | null
429727453 | TNB | DISTRIBUTION | WP PUTRAJAYA & CYBERJAYA | Existing | VPTJ/PCE/J09242 | PE 9.24 FLAT C (F2) | RMU | RMU 2S + 1F |  |  | PE 9.24 FLAT C (F2) | ATTACHED DOUBLE |  | 11/0.415 kV | 20011010 |  | 0 | Pass | null
429731788 | TNB | DISTRIBUTION | WP PUTRAJAYA & CYBERJAYA | Existing | VPTJ/PCE/J18211 | PE 18.21 BLOK A 18R13 (F1) | RMU 2S + 1F | RMU 2S + 1F |  |  | PE 18.21 BLOK A 18R13 (F1) | ATTACHED DOUBLE |  | 11/0.415 kV | 20070103 |  | 0 | Pass | null
429732380 | TNB | DISTRIBUTION | WP PUTRAJAYA & CYBERJAYA | Existing | VPTJ/PCE/J18212 | PE 18.21 BLOK A 18R13 (F2) | RMU 2S + 1F | RMU 2S + 1F |  |  | PE 18.21 BLOK A 18R13 (F2) | ATTACHED DOUBLE |  | 11/0.415 kV | 20070103 |  | 0 | Pass | null
429733273 | TNB | DISTRIBUTION | WP PUTRAJAYA & CYBERJAYA | Existing | VPTJ/PCE/J02251 | PE 2.25 C/S FORMULA E 1 | RMU | RMU 2S + 1F |  |  | PE 2.25 C/S FORMULA E 1 | COMPACT SUBS |  | 11/0.415 kV | 28/10/2014 |  | 0 | Pass | null
429733954 | TNB | DISTRIBUTION | WP PUTRAJAYA & CYBERJAYA | Existing | VPTJ/PCE/J02271 | PE 2.27 C/S FORMULA E 3 | RMU 2S + 1F | RMU 2S + 1F |  |  | PE 2.27 C/S FORMULA E 3 | COMPACT SUBS |  | 11/0.415 kV |  |  | 0 | Pass | null
429740197 | TNB | DISTRIBUTION | WP PUTRAJAYA & CYBERJAYA | Existing | VCBJ/PCE/J21552 | SS 21.55 SME TECHNOPRENEUR CENTRE F2 | RMU 3S | RMU 3S |  |  | SS 21.55 SME TECHNOPRENEUR CENTRE F2 | ATTACHED |  |  | 29/01/2005 |  | 0 | Pass | null
429740750 | TNB | DISTRIBUTION | WP PUTRAJAYA & CYBERJAYA | Existing | VCBJ/PCE/J21232 | SS 21.23 CENTURY SQUARE 2320 F2 | CB 3S | CB |  |  | SS 21.23 CENTURY SQUARE 2320 F2 | ATTACHED |  |  | 20000712 |  | 0 | Pass | null
429741451 | TNB | DISTRIBUTION | WP PUTRAJAYA & CYBERJAYA | Existing | VCBJ/PCE/J21112 | PE 21.11 CENTURY SQUARE 2310 F2 | RMU 2S + 1F | RMU 2S + 1F |  |  | PE 21.11 CENTURY SQUARE 2310 F2 | INDOOR DOUBLE CHAMBER |  | 11/0.415 kV | 20000903 |  | 0 | Pass | null
429742719 | TNB | DISTRIBUTION | WP PUTRAJAYA & CYBERJAYA | Existing | VCBJ/PCE/J21082 | PE 21.08 CENTURY SQUARE 2300 F2 | RMU 2S + 1F | RMU 2S + 1F |  |  | PE 21.08 CENTURY SQUARE 2300 F2 | INDOOR DOUBLE CHAMBER |  | 11/0.415 kV | 16/02/2000 |  | 0 | Pass | null
429752314 | TNB | DISTRIBUTION | WP PUTRAJAYA & CYBERJAYA | Existing | VPTJ/PCE/J04211 | SS 4.21 4G5 (F1) | CB 3S | CB |  |  | SS 4.21 4G5 (F1) | ATTACHED |  | 11 kV | 20130812 |  | 0 | Pass | null
429752670 | TNB | DISTRIBUTION | WP PUTRAJAYA & CYBERJAYA | Existing | VPTJ/PCE/J04212 | SS 4.21 4G5 (F2) | CB 3S | CB |  |  | SS 4.21 4G5 (F2) | ATTACHED |  | 11 kV | 20130812 |  | 0 | Pass | null
429753414 | TNB | DISTRIBUTION | WP PUTRAJAYA & CYBERJAYA | Existing | VPTJ/PCE/J18142 | PE 18.14 BLOK D&E (F2) | RMU | RMU 2S + 1F |  |  | PE 18.14 BLOK D&E (F2) | ATTACHED DOUBLE |  | 11/0.415 kV | 22/02/2007 |  | 0 | Pass | null
429754292 | TNB | DISTRIBUTION | WP PUTRAJAYA & CYBERJAYA | Existing | VPTJ/PCE/J18131 | PE 18.13 BLOK F (F1) | RMU 2S + 1F | RMU 2S + 1F |  |  | PE 18.13 BLOK F (F1) | ATTACHED DOUBLE |  | 11/0.415 kV | 22/02/2007 |  | 0 | Pass | null
429754920 | TNB | DISTRIBUTION | WP PUTRAJAYA & CYBERJAYA | Existing | VPTJ/PCE/J18132 | PE 18.13 BLOK F (F2) | RMU 2S + 1F | RMU 2S + 1F |  |  | PE 18.13 BLOK F (F2) | ATTACHED DOUBLE |  | 11/0.415 kV | 22/02/2007 |  | 0 | Pass | null
429755759 | TNB | DISTRIBUTION | WP PUTRAJAYA & CYBERJAYA | Existing | VPTJ/PCE/J18122 | PE 18.12 BLOK A (F2) | CB 3S | CB + 1 TX |  |  | PE 18.12 BLOK A (F2) | ATTACHED DOUBLE |  | 11/0.415 kV | 22/02/2007 |  | 0 | Pass | null
429756987 | TNB | DISTRIBUTION | WP PUTRAJAYA & CYBERJAYA | Existing | VCBJ/PCE/J22901 | PE 22.90 SHAFBURY APT BLOK B | RMU 2S + 1F | RMU 2S + 1F |  |  | PE 22.90 SHAFBURY APT BLOK B | INDOOR DOUBLE CHAMBER |  | 11/0.415 kV | 20120611 |  | 0 | Pass | null
429757611 | TNB | DISTRIBUTION | WP PUTRAJAYA & CYBERJAYA | Existing | VCBJ/PCE/J22851 | SS 22.85 SHAFTBURY CHILLER PLANT F1 | RMU 2S + 1F | RMU 2S + 1F |  |  | SS 22.85 SHAFTBURY CHILLER PLANT F1 | ATTACHED |  | 11 kV | 19/02/2012 |  | 0 | Pass | null
429758202 | TNB | DISTRIBUTION | WP PUTRAJAYA & CYBERJAYA | Existing | VCBJ/PCE/J22852 | SS 22.85 SHAFTBURY CHILLER PLANT F2 | RMU 2S + 1F | RMU 2S + 1F |  |  | SS 22.85 SHAFTBURY CHILLER PLANT F2 | ATTACHED |  | 11 kV | 19/02/2012 |  | 0 | Pass | null
429758826 | TNB | DISTRIBUTION | WP PUTRAJAYA & CYBERJAYA | Existing | VCBJ/PCE/J24181 | SS 24.18 SHAFTBURY BLOK E F1 | CB | CB |  |  | SS 24.18 SHAFTBURY BLOK E F1 | INDOOR DOUBLE CHAMBER |  |  |  |  | 0 | Pass | null
429759011 | TNB | DISTRIBUTION | WP PUTRAJAYA & CYBERJAYA | Existing | VCBJ/PCE/J24182 | SS 24.18 SHAFTBURY BLOK E F2 | CB | CB |  |  | SS 24.18 SHAFTBURY BLOK E F2 | INDOOR DOUBLE CHAMBER |  |  |  |  | 0 | Pass | null
429759198 | TNB | DISTRIBUTION | WP PUTRAJAYA & CYBERJAYA | Existing | VCBJ/PCE/J22981 | PE 22.98 SHAFBURY APT A | RMU 2S + 1F | RMU 2S + 1F |  |  | PE 22.98 SHAFBURY APT A | INDOOR DOUBLE CHAMBER |  | 11/0.415 kV | 29/03/2013 |  | 0 | Pass | null
429766040 | TNB | DISTRIBUTION | WP PUTRAJAYA & CYBERJAYA | Existing | VPTJ/PCE/J14292 | PE 14.29 GUDANG (EFI) (F2) | RMU 2S + 1F | RMU 2S + 1F |  |  | PE 14.29 GUDANG (EFI) (F2) | INDOOR DOUBLE CHAMBER |  | 11/0.415 kV | 20080801 |  | 0 | Pass | null
429767403 | TNB | DISTRIBUTION | WP PUTRAJAYA & CYBERJAYA | Existing | VPTJ/PCE/J14271 | PE 14.27 KOMP PJC SEMENTARA | RMU 2S + 2F | RMU 2S + 2F |  |  | PE 14.27 KOMP PJC SEMENTARA | INDOOR SINGLE CHAMBER |  | 11/0.415 kV | 19990901 |  | 0 | Pass | null
429768516 | TNB | DISTRIBUTION | WP PUTRAJAYA & CYBERJAYA | Existing | VPTJ/PCE/J14281 | PE 14.28 KOMPLEKS SEDLEY | RMU 2S + 1F | RMU 2S + 1F |  |  | PE 14.28 KOMPLEKS SEDLEY | COMPACT SUBS |  | 11/0.415 kV | 19990901 |  | 0 | Pass | null
429769242 | TNB | DISTRIBUTION | WP PUTRAJAYA & CYBERJAYA | Existing | VPTJ/PCE/J14041 | PE 14.04 PADAT L/JALAN | RMU 2S + 1F | RMU 2S + 1F |  |  | PE 14.04 PADAT L/JALAN | COMPACT SUBS |  | 11/0.415 kV | 14/03/2005 |  | 0 | Pass | null
429777948 | TNB | DISTRIBUTION | WP PUTRAJAYA & CYBERJAYA | Existing | VCBJ/PCE/J00344 | PE 24.31 CRISTAL TERES | RMU 2S + 1F | RMU 2S + 1F |  |  | PE 24.31 CRISTAL TERES | COMPACT SUBS |  |  |  |  | 0 | Pass | null
429778541 | TNB | DISTRIBUTION | WP PUTRAJAYA & CYBERJAYA | Existing | VCBJ/PCE/J00343 | PE 24.30 CRYSTAL BLOK B | RMU 2S + 2F | RMU 2S + 2F |  |  | PE 24.30 CRYSTAL BLOK B | ATTACHED |  |  |  |  | 0 | Pass | null
429779603 | TNB | DISTRIBUTION | WP PUTRAJAYA & CYBERJAYA | Existing | VCBJ/PCE/J00342 | PE 24.29 CRYSTAL BLOK A | RMU 2S + 2F | RMU 2S + 2F |  |  | PE 24.29 CRYSTAL BLOK A | INDOOR SINGLE CHAMBER |  |  |  |  | 0 | Pass | null
429788474 | TNB | DISTRIBUTION | WP PUTRAJAYA & CYBERJAYA | Existing | VPTJ/PCE/J15251 | PE 15.25 PJBT KEDUTAAN IRAQ (F1) | RMU | RMU 2S + 1F |  |  | PE 15.25 PJBT KEDUTAAN IRAQ (F1) | COMPACT SUBS |  | 11/0.415 kV | 14/06/2013 |  | 0 | Pass | null
429789065 | TNB | DISTRIBUTION | WP PUTRAJAYA & CYBERJAYA | Existing | VPTJ/PCE/J15252 | PE 15.25 PJBT KEDUTAAN IRAQ (F2) | RMU 2S + 1F | RMU 2S + 1F |  |  | PE 15.25 PJBT KEDUTAAN IRAQ (F2) | COMPACT SUBS |  | 11/0.415 kV |  |  | 0 | Pass | null
429789704 | TNB | DISTRIBUTION | WP PUTRAJAYA & CYBERJAYA | Existing | VPTJ/PCE/J00330 | PE 15.53 KEDUTAAN BRUNEI F1 | RMU 2S + 1F | RMU 2S + 1F |  |  | PE 15.53 KEDUTAAN BRUNEI F1 | INDOOR DOUBLE CHAMBER |  |  |  |  | 0 | Pass | null
429790295 | TNB | DISTRIBUTION | WP PUTRAJAYA & CYBERJAYA | Existing | VPTJ/PCE/J15532 | PE 15.53 KEDUTAAN BRUNEI F2 | RMU 2S + 1F | RMU 2S + 1F |  |  | PE 15.53 KEDUTAAN BRUNEI F2 | INDOOR DOUBLE CHAMBER |  |  |  |  | 0 | Pass | null
429795772 | TNB | DISTRIBUTION | WP PUTRAJAYA & CYBERJAYA | Existing | VPTJ/PCE/J15231 | PE 15.23 PROMENADE | RMU 2S + 1F | RMU 2S + 1F |  |  | PE 15.23 PROMENADE | COMPACT SUBS |  | 11/0.415 kV | 31/05/2006 |  | 0 | Pass | null
429796374 | TNB | DISTRIBUTION | WP PUTRAJAYA & CYBERJAYA | Existing | VPTJ/PCE/J15211 | SS 15.21 OFFICE CHANCERIES (EFI) (F1) | RMU 3S | RMU 3S |  |  | SS 15.21 OFFICE CHANCERIES (EFI) (F1) | ATTACHED |  |  | 20040911 |  | 0 | Pass | null
429796559 | TNB | DISTRIBUTION | WP PUTRAJAYA & CYBERJAYA | Existing | VPTJ/PCE/J15212 | SS 15.21 OFFICE CHANCERIES (EFI) (F2) | RMU 3S | RMU 3S |  |  | SS 15.21 OFFICE CHANCERIES (EFI) (F2) | ATTACHED |  |  | 20040911 |  | 0 | Pass | null
429797275 | TNB | DISTRIBUTION | WP PUTRAJAYA & CYBERJAYA | Existing | VPTJ/PCE/J15331 | PE 15.33 PDT KEDIAMAN KEDUTAAN IRAQ (F1) | RMU 2S + 1F | RMU 2S + 1F |  |  | PE 15.33 PDT KEDIAMAN KEDUTAAN IRAQ (F1) | COMPACT SUBS |  | 11/0.415 kV | 14/06/2013 |  | 0 | Pass | null
429797954 | TNB | DISTRIBUTION | WP PUTRAJAYA & CYBERJAYA | Existing | VPTJ/PCE/J15332 | PE 15.33 PDT KEDIAMAN KEDUTAAN IRAQ (F2) | RMU 2S + 1F | RMU 2S + 1F |  |  | PE 15.33 PDT KEDIAMAN KEDUTAAN IRAQ (F2) | COMPACT SUBS |  | 11/0.415 kV |  |  | 0 | Pass | null
429798984 | TNB | DISTRIBUTION | WP PUTRAJAYA & CYBERJAYA | Existing | VPTJ/PCE/J15052 | PE 15.05 BLOK D2 (1) (EFI) (F2) | RMU 2S + 1F | RMU 2S + 1F |  |  | PE 15.05 BLOK D2 (1) (EFI) (F2) | ATTACHED DOUBLE |  | 11/0.415 kV | 18/02/2006 |  | 0 | Pass | null
429799759 | TNB | DISTRIBUTION | WP PUTRAJAYA & CYBERJAYA | Existing | VPTJ/PCE/J18111 | E 18.11 BLOK B&C (F1) | RMU 2S + 1F | RMU 2S + 1F |  |  | E 18.11 BLOK B&C (F1) | ATTACHED DOUBLE |  | 11/0.415 kV | 22/02/2007 |  | 0 | Pass | null
429800422 | TNB | DISTRIBUTION | WP PUTRAJAYA & CYBERJAYA | Existing | VPTJ/PCE/J18112 | PE 18.11 BLOK B&C (F2) | RMU 2S + 1F | RMU 2S + 1F |  |  | PE 18.11 BLOK B&C (F2) | ATTACHED DOUBLE |  | 11/0.415 kV | 22/02/2007 |  | 0 | Pass | null
429801294 | TNB | DISTRIBUTION | WP PUTRAJAYA & CYBERJAYA | Existing | VPTJ/PCE/J18101 | PE 18.10 PADAT SL | RMU 2S + 1F | RMU 2S + 1F |  |  | PE 18.10 PADAT SL | COMPACT SUBS |  | 11/0.415 kV | 20051104 |  | 0 | Pass | null
429802030 | TNB | DISTRIBUTION | WP PUTRAJAYA & CYBERJAYA | Existing | VPTJ/PCE/J18041 | PE 18.04 PERUMAHAN 18R7 | RMU 2S + 1F | RMU 2S + 1F |  |  | PE 18.04 PERUMAHAN 18R7 | COMPACT SUBS |  | 11/0.415 kV | 20070303 |  | 0 | Pass | null
429802766 | TNB | DISTRIBUTION | WP PUTRAJAYA & CYBERJAYA | Existing | VPTJ/PCE/J18051 | PE 18.05 PERUMAHAN 18R5 Fasa 2(F1) | RMU 2S + 1F | RMU 2S + 1F |  |  | PE 18.05 PERUMAHAN 18R5 Fasa 2(F1) | COMPACT SUBS |  | 11/0.415 kV | 13/10/2012 |  | 0 | Pass | null
429803487 | TNB | DISTRIBUTION | WP PUTRAJAYA & CYBERJAYA | Existing | VPTJ/PCE/J18052 | PE 18.05 PERUMAHAN 18R5 Fasa 2(F2) | RMU 2S + 1F | RMU 2S + 1F |  |  | PE 18.05 PERUMAHAN 18R5 Fasa 2(F2) | COMPACT SUBS |  | 11/0.415 kV | 13/10/2012 |  | 0 | Pass | null
429809287 | TNB | DISTRIBUTION | WP PUTRAJAYA & CYBERJAYA | Existing | VCBJ/PCE/J22722 | PE 22.72 CYBERNEO 3 F2 | CB 3S | CB |  |  | PE 22.72 CYBERNEO 3 F2 | ATTACHED |  | 11/0.415 kV | 20110303 |  | 0 | Pass | null
429821368 | TNB | DISTRIBUTION | WP PUTRAJAYA & CYBERJAYA | Existing | VPTJ/PCE/J18281 | PE 18.28 SEK KEB (2) (F1) | RMU 2S + 1F | RMU 2S + 1F |  |  | PE 18.28 SEK KEB (2) (F1) | ATTACHED |  | 11/0.415 kV | 16/07/2012 |  | 0 | Pass | null
429821959 | TNB | DISTRIBUTION | WP PUTRAJAYA & CYBERJAYA | Existing | VPTJ/PCE/J18282 | PE 18.28 SEK KEB (2) (F2) | RMU 2S + 1F | RMU 2S + 1F |  |  | PE 18.28 SEK KEB (2) (F2) | ATTACHED |  | 11/0.415 kV | 16/07/2012 |  | 0 | Pass | null
429822610 | TNB | DISTRIBUTION | WP PUTRAJAYA & CYBERJAYA | Existing | VPTJ/PCE/J18062 | PE 18.06 18R5 (F2) | RMU 2S + 1F | RMU 2S + 1F |  |  | PE 18.06 18R5 (F2) | COMPACT SUBS |  | 11/0.415 kV | 21/12/2010 |  | 0 | Pass | null
429823298 | TNB | DISTRIBUTION | WP PUTRAJAYA & CYBERJAYA | Existing | VPTJ/PCE/J18061 | PE 18.06 18R5 (F1) | RMU 2S + 1F | RMU 2S + 1F |  |  | PE 18.06 18R5 (F1) | COMPACT SUBS |  | 11/0.415 kV | 21/12/2010 |  | 0 | Pass | null
429824118 | TNB | DISTRIBUTION | WP PUTRAJAYA & CYBERJAYA | Existing | VPTJ/PCE/J18261 | PE 18.26 APT. 18R4 (F1) | RMU 2S + 2F | RMU 2S + 2F |  |  | PE 18.26 APT. 18R4 (F1) | ATTACHED DOUBLE |  | 11/0.415 kV | 17/06/2008 |  | 0 | Pass | null
429829081 | TNB | DISTRIBUTION | WP PUTRAJAYA & CYBERJAYA | Existing | VCBJ/PCE/J24241 | PE 24.24 CRYSTAL VILLE 1 | RMU 2S + 2F | RMU 2S + 2F |  |  | PE 24.24 CRYSTAL VILLE 1 | INDOOR SINGLE CHAMBER |  |  |  |  | 0 | Pass | null
429846850 | TNB | DISTRIBUTION | WP PUTRAJAYA & CYBERJAYA | Existing | VCBJ/PCE/J24251 | PE 24.25 CRYSTAL VILLE 2 | RMU 2S + 1F | RMU 2S + 1F |  |  | PE 24.25 CRYSTAL VILLE 2 | INDOOR SINGLE CHAMBER |  |  |  |  | 0 | Pass | null
429851152 | TNB | DISTRIBUTION | WP PUTRAJAYA & CYBERJAYA | Existing | VPTJ/PCE/J15061 | PE 15.06 BLOK D2 (2) (F1) | RMU | RMU 2S + 1F |  |  | PE 15.06 BLOK D2 (2) (F1) | ATTACHED DOUBLE |  | 11/0.415 kV | 18/02/2006 |  | 0 | Pass | null
429851749 | TNB | DISTRIBUTION | WP PUTRAJAYA & CYBERJAYA | Existing | VPTJ/PCE/J15062 | PE 15.06 BLOK D2 (2) (F2) | RMU | RMU 2S + 1F |  |  | PE 15.06 BLOK D2 (2) (F2) | ATTACHED DOUBLE |  | 11/0.415 kV | 18/02/2006 |  | 0 | Pass | null
429856662 | TNB | DISTRIBUTION | WP PUTRAJAYA & CYBERJAYA | Existing | VPTJ/PCE/J18091 | PE 18.09 PADAT SL | RMU 2S + 1F | RMU 2S + 1F |  |  | PE 18.09 PADAT SL | COMPACT SUBS |  | 11/0.415 kV | 20051104 |  | 0 | Pass | null
429857414 | TNB | DISTRIBUTION | WP PUTRAJAYA & CYBERJAYA | Existing | VPTJ/PCE/J18262 | PE 18.26 APT. 18R4 (F2) | RMU 2S + 2F | RMU 2S + 2F |  |  | PE 18.26 APT. 18R4 (F2) | ATTACHED DOUBLE |  | 11/0.415 kV | 17/06/2008 |  | 0 | Pass | null
429858602 | TNB | DISTRIBUTION | WP PUTRAJAYA & CYBERJAYA | Existing | VPTJ/PCE/J18271 | PE 18.27 KLINIK KESIHATAN (F1) | RMU 2S + 1F | RMU 2S + 1F |  |  | PE 18.27 KLINIK KESIHATAN (F1) | INDOOR DOUBLE CHAMBER |  | 11/0.415 kV | 24/11/2012 |  | 0 | Pass | null
429859193 | TNB | DISTRIBUTION | WP PUTRAJAYA & CYBERJAYA | Existing | VPTJ/PCE/J18272 | PE 18.27 KLINIK KESIHATAN (F2) | RMU 2S + 1F | RMU 2S + 1F |  |  | PE 18.27 KLINIK KESIHATAN (F2) | INDOOR DOUBLE CHAMBER |  | 11/0.415 kV | 24/11/2012 |  | 0 | Pass | null
429889535 | TNB | DISTRIBUTION | WP PUTRAJAYA & CYBERJAYA | Existing | VPTJ/PCE/J00327 | BE KE PEMBANGUNAN PUSAT PENGAJIAN PERTAH | RMU 2S + 1F | RMU 2S + 1F |  |  | BE KE PEMBANGUNAN PUSAT PENGAJIAN PERTAH | ATTACHED |  |  |  | SS 1.66 PUSPAHANAS F1 | 0 | Pass | null
429890126 | TNB | DISTRIBUTION | WP PUTRAJAYA & CYBERJAYA | Existing |  | D-PTJ-C15-0735 | RMU | RMU 2S + 1F |  |  |  | Unknown |  |  |  | SS 1.66 PUSPAHANAS F2 | 0 | Fail | Please check "Substation Type"
429890833 | TNB | DISTRIBUTION | WP PUTRAJAYA & CYBERJAYA | Existing | VCBJ/PCE/J00164 | D-CBJ-C17-0519 | RMU | RMU 2S + 1F |  |  | D-CBJ-C17-0519 | ATTACHED |  |  |  | PE 23.45 SRJKC UNION | 0 | Pass | null
429891685 | TNB | DISTRIBUTION | WP PUTRAJAYA & CYBERJAYA | Existing | VCBJ/PCE/J00163 | D-CBJ-C16-0583 | CB | CB |  |  | D-CBJ-C16-0583 | ATTACHED |  |  |  | SS 23.44 MUTIARA VILLE 6 | 0 | Pass | null
429892000 | TNB | DISTRIBUTION | WP PUTRAJAYA & CYBERJAYA | Existing | VCBJ/PCE/J00165 | D-CBJ-C17-0469 | CB | CB |  |  | D-CBJ-C17-0469 | ATTACHED |  |  |  | SS 23.50 KOLEJ CUCMS | 0 | Pass | null
429892558 | TNB | DISTRIBUTION | WP PUTRAJAYA & CYBERJAYA | Existing | VCBJ/PCE/J00158 | D-CBJ-C16-0576 | RMU | RMU 2S + 1F |  |  | D-CBJ-C16-0576 | ATTACHED |  |  |  | PE 25.31(SETIA RIMBA 5) | 0 | Pass | null
429893150 | TNB | DISTRIBUTION | WP PUTRAJAYA & CYBERJAYA | Existing | VCBJ/PCE/J00159 | D-CBJ-C16-0576 | RMU | RMU 2S + 1F |  |  | D-CBJ-C16-0576 | ATTACHED |  |  |  | PE 25.32(SETIA RIMBA 6) | 0 | Pass | null
429893742 | TNB | DISTRIBUTION | WP PUTRAJAYA & CYBERJAYA | Existing | VCBJ/PCE/J00160 | D-CBJ-C16-0576 | RMU | RMU 2S + 1F |  |  | D-CBJ-C16-0576 | ATTACHED |  |  |  | PE 25.33(SETIA RIMBA 7) | 0 | Pass | null
429923189 | TNB | DISTRIBUTION | WP PUTRAJAYA & CYBERJAYA | Existing | VPTJ/PCE/J02261 | PE 2.26 C/S FORMULA E 2 | RMU | RMU 2S + 1F |  |  | PE 2.26 C/S FORMULA E 2 | COMPACT SUBS |  | 11/0.415 kV |  |  | 0 | Pass | null
429923838 | TNB | DISTRIBUTION | WP PUTRAJAYA & CYBERJAYA | Existing | VPTJ/PCE/J02241 | PE 2.24 TEMP 2C5 | RMU 2S + 1F | RMU 2S + 1F |  |  | PE 2.24 TEMP 2C5 | COMPACT SUBS |  | 11/0.415 kV |  |  | 0 | Pass | null
429941681 | TNB | DISTRIBUTION | WP PUTRAJAYA & CYBERJAYA | Existing | VPTJ/PCE/J02281 | PE 2.28 C/S FORMULA E 4 | RMU | RMU 2S + 1F |  |  | PE 2.28 C/S FORMULA E 4 | COMPACT SUBS |  | 11/0.415 kV | 28/10/2014 |  | 0 | Pass | null
429971502 | TNB | DISTRIBUTION | WP PUTRAJAYA & CYBERJAYA | Existing | VPTJ/PCE/J18081 | PE 18.08 18R1 (F1) | RMU 2S + 1F | RMU 2S + 1F |  |  | PE 18.08 18R1 (F1) | INDOOR DOUBLE CHAMBER |  | 11/0.415 kV | 24/03/2010 |  | 0 | Pass | null
429972181 | TNB | DISTRIBUTION | WP PUTRAJAYA & CYBERJAYA | Existing | VPTJ/PCE/J18082 | PE 18.08 18R1 (F2) | RMU 2S + 1F | RMU 2S + 1F |  |  | PE 18.08 18R1 (F2) | INDOOR DOUBLE CHAMBER |  | 11/0.415 kV | 24/03/2010 |  | 0 | Pass | null
429972930 | TNB | DISTRIBUTION | WP PUTRAJAYA & CYBERJAYA | Existing | VPTJ/PCE/J18221 | PE 18.22 BLOK B 18R13 (F1) | RMU 2S + 1F | RMU 2S + 1F |  |  | PE 18.22 BLOK B 18R13 (F1) | ATTACHED DOUBLE |  | 11/0.415 kV | 20070103 |  | 0 | Pass | null
429973560 | TNB | DISTRIBUTION | WP PUTRAJAYA & CYBERJAYA | Existing | VPTJ/PCE/J18222 | PE 18.22 BLOK B 18R13 (F2) | RMU 2S + 1F | RMU 2S + 1F |  |  | PE 18.22 BLOK B 18R13 (F2) | ATTACHED DOUBLE |  | 11/0.415 kV | 20070103 |  | 0 | Pass | null
429974194 | TNB | DISTRIBUTION | WP PUTRAJAYA & CYBERJAYA | Existing | VPTJ/PCE/J02021 | SS 2.02 IDHL (F1) | RMU 4S | RMU 3S |  |  | SS 2.02 IDHL (F1) | ATTACHED |  |  | 20010502 |  | 0 | Pass | null
429974431 | TNB | DISTRIBUTION | WP PUTRAJAYA & CYBERJAYA | Existing | VPTJ/PCE/J02022 | SS 2.02 IDHL (F2) | RMU 4S | RMU 3S |  |  | SS 2.02 IDHL (F2) | ATTACHED |  |  | 20010502 |  | 0 | Pass | null
429974726 | TNB | DISTRIBUTION | WP PUTRAJAYA & CYBERJAYA | Existing | VPTJ/PCE/J02011 | SS 2.01 W.PUTRA (F1) | RMU 3S | RMU 3S |  |  | SS 2.01 W.PUTRA (F1) | ATTACHED |  |  | 20010502 |  | 0 | Pass | null
429974911 | TNB | DISTRIBUTION | WP PUTRAJAYA & CYBERJAYA | Existing | VPTJ/PCE/J02012 | SS 2.01 W.PUTRA (F2) | RMU 3S | RMU 3S |  |  | SS 2.01 W.PUTRA (F2) | ATTACHED |  |  | 20010502 |  | 0 | Pass | null
429975353 | TNB | DISTRIBUTION | WP PUTRAJAYA & CYBERJAYA | Existing | VPTJ/PCE/J04171 | SS 4.17 4G11 (F1) | CB | CB |  |  | SS 4.17 4G11 (F1) | ATTACHED |  |  | 22/02/2011 |  | 0 | Pass | null
429975690 | TNB | DISTRIBUTION | WP PUTRAJAYA & CYBERJAYA | Existing | VCBJ/PCE/J25081 | SS 25.08 NTT 3 F1 | CB 3S | CB |  |  | SS 25.08 NTT 3 F1 | ATTACHED |  | 11 kV | 25/02/2014 |  | 0 | Pass | null
429976046 | TNB | DISTRIBUTION | WP PUTRAJAYA & CYBERJAYA | Existing | VCBJ/PCE/J25082 | SS 25.08 NTT 3 F2 | CB 3S | CB |  |  | SS 25.08 NTT 3 F2 | ATTACHED |  | 11 kV |  |  | 0 | Pass | null
429976757 | TNB | DISTRIBUTION | WP PUTRAJAYA & CYBERJAYA | Existing | VCBJ/PCE/J21342 | PE 21.34 PS5 F2 | RMU 2S + 1F | RMU 2S + 1F |  |  | PE 21.34 PS5 F2 | INDOOR DOUBLE CHAMBER |  | 11/0.415 kV | 24/05/2009 |  | 0 | Pass | null
429979735 | TNB | DISTRIBUTION | WP PUTRAJAYA & CYBERJAYA | Existing | VPTJ/PCE/J01071 | SS 1.07 JPM B1 JPM B8 (F1) | RMU | RMU 2S + 2F |  |  | SS 1.07 JPM B1 JPM B8 (F1) | ATTACHED |  |  | 19990904 |  | 0 | Pass | null
429980787 | TNB | DISTRIBUTION | WP PUTRAJAYA & CYBERJAYA | Existing | VPTJ/PCE/J01072 | SS 1.07 JPM B1 JPM B8 (F2) | RMU | RMU 2S + 2F |  |  | SS 1.07 JPM B1 JPM B8 (F2) | ATTACHED |  |  | 19990904 |  | 0 | Pass | null
429983455 | TNB | DISTRIBUTION | WP PUTRAJAYA & CYBERJAYA | Existing | VPTJ/PCE/J01081 | SS 1.08 C4 (F1) | RMU 2S + 1F | RMU 2S + 1F |  |  | SS 1.08 C4 (F1) | ATTACHED |  |  | 19991009 |  | 0 | Pass | null
429988799 | TNB | DISTRIBUTION | WP PUTRAJAYA & CYBERJAYA | Existing | VCBJ/PCE/J21291 | SS 21.29 HSBC F1 | CB | CB |  |  | SS 21.29 HSBC F1 | ATTACHED |  |  | 20030810 |  | 0 | Pass | null
429989155 | TNB | DISTRIBUTION | WP PUTRAJAYA & CYBERJAYA | Existing | VCBJ/PCE/J21292 | SS 21.29 HSBC F2 | CB | CB |  |  | SS 21.29 HSBC F2 | ATTACHED |  |  | 20030810 |  | 0 | Pass | null
429990876 | TNB | DISTRIBUTION | WP PUTRAJAYA & CYBERJAYA | Existing | VCBJ/PCE/J21581 | SS 21.58 QB5 F1 | RMU | RMU 3S |  |  | SS 21.58 QB5 F1 | ATTACHED |  |  | 24/10/2007 |  | 0 | Pass | null
429991064 | TNB | DISTRIBUTION | WP PUTRAJAYA & CYBERJAYA | Existing | VCBJ/PCE/J21582 | SS 21.58 QB5 F2 | RMU | RMU 3S |  |  | SS 21.58 QB5 F2 | ATTACHED |  |  | 24/10/2007 |  | 0 | Pass | null
429991288 | TNB | DISTRIBUTION | WP PUTRAJAYA & CYBERJAYA | Existing | VCBJ/PCE/J21991 | SS 21.99 QUILL COMMERCIAL F1 | CB | CB |  |  | SS 21.99 QUILL COMMERCIAL F1 | ATTACHED |  |  |  |  | 0 | Pass | null
429991644 | TNB | DISTRIBUTION | WP PUTRAJAYA & CYBERJAYA | Existing | VCBJ/PCE/J21992 | SS 21.99 QUILL COMMERCIAL F2 | CB | CB |  |  | SS 21.99 QUILL COMMERCIAL F2 | ATTACHED |  |  |  |  | 0 | Pass | null
429992121 | TNB | DISTRIBUTION | WP PUTRAJAYA & CYBERJAYA | Existing | VCBJ/PCE/J21651 | PE 21.65 EMERIO F1 | RMU | RMU 2S + 1F |  |  | PE 21.65 EMERIO F1 | INDOOR DOUBLE CHAMBER |  | 11/0.415 kV | 24/09/2008 |  | 0 | Pass | null
430005767 | TNB | DISTRIBUTION | WP PUTRAJAYA & CYBERJAYA | Existing | VPTJ/PCE/J04172 | SS 4.17 4G11 (F2) | CB 3S | CB |  |  | SS 4.17 4G11 (F2) | ATTACHED |  |  | 22/02/2011 |  | 0 | Pass | null
430006187 | TNB | DISTRIBUTION | WP PUTRAJAYA & CYBERJAYA | Existing | VPTJ/PCE/J04161 | SS 4.16 4G10 (F1) | CB 3S | CB |  |  | SS 4.16 4G10 (F1) | ATTACHED |  |  | 22/02/2011 |  | 0 | Pass | null
430006543 | TNB | DISTRIBUTION | WP PUTRAJAYA & CYBERJAYA | Existing | VPTJ/PCE/J04162 | SS 4.16 4G10 (F2) | CB 3S | CB |  |  | SS 4.16 4G10 (F2) | ATTACHED |  |  | 22/02/2011 |  | 0 | Pass | null
430007051 | TNB | DISTRIBUTION | WP PUTRAJAYA & CYBERJAYA | Existing | VPTJ/PCE/J04151 | SS 4.15 4G9 (F1) | CB 3S | CB |  |  | SS 4.15 4G9 (F1) | ATTACHED |  |  | 20110702 |  | 0 | Pass | null
430007407 | TNB | DISTRIBUTION | WP PUTRAJAYA & CYBERJAYA | Existing | VPTJ/PCE/J04152 | SS 4.15 4G9 (F2) | CB 3S | CB |  |  | SS 4.15 4G9 (F2) | ATTACHED |  |  | 20110702 |  | 0 | Pass | null
430008833 | TNB | DISTRIBUTION | WP PUTRAJAYA & CYBERJAYA | Existing | VPTJ/PCE/J04141 | SS 4.14 4G8 (F1) | CB 3S | CB |  |  | SS 4.14 4G8 (F1) | ATTACHED |  |  | 20110702 |  | 0 | Pass | null
430009199 | TNB | DISTRIBUTION | WP PUTRAJAYA & CYBERJAYA | Existing | VPTJ/PCE/J04142 | SS 4.14 4G8 (F2) | CB 3S | CB |  |  | SS 4.14 4G8 (F2) | ATTACHED |  |  | 20110702 |  | 0 | Pass | null
430022631 | TNB | DISTRIBUTION | WP PUTRAJAYA & CYBERJAYA | Existing | VPTJ/PCE/J02191 | SS 2.19 2M10 (F1) | CB | CB |  |  | SS 2.19 2M10 (F1) | ATTACHED |  |  | 28/10/2005 |  | 0 | Pass | null
430022987 | TNB | DISTRIBUTION | WP PUTRAJAYA & CYBERJAYA | Existing | VPTJ/PCE/J02192 | SS 2.19 2M10 (F2) | CB | CB |  |  | SS 2.19 2M10 (F2) | ATTACHED |  |  | 28/10/2005 |  | 0 | Pass | null
430023349 | TNB | DISTRIBUTION | WP PUTRAJAYA & CYBERJAYA | Existing | VPTJ/PCE/J02231 | PE 2.23 2C10 (F1) | CB 3S | CB |  |  | PE 2.23 2C10 (F1) | INDOOR SINGLE CHAMBER |  | 11 kV |  |  | 0 | Pass | null
430023705 | TNB | DISTRIBUTION | WP PUTRAJAYA & CYBERJAYA | Existing | VPTJ/PCE/J02232 | PE 2.23 2C10 (F2) | CB 3S | CB |  |  | PE 2.23 2C10 (F2) | INDOOR SINGLE CHAMBER |  | 11 kV |  |  | 0 | Pass | null
430024461 | TNB | DISTRIBUTION | WP PUTRAJAYA & CYBERJAYA | Existing | VPTJ/PCE/J03051 | SS 3.05 KIBLAT WALK (F1) | CB 3S | CB |  |  | SS 3.05 KIBLAT WALK (F1) | ATTACHED |  |  | 20090403 |  | 0 | Pass | null
430024817 | TNB | DISTRIBUTION | WP PUTRAJAYA & CYBERJAYA | Existing | VPTJ/PCE/J03052 | SS 3.05 KIBLAT WALK (F2) | CB 3S | CB |  |  | SS 3.05 KIBLAT WALK (F2) | ATTACHED |  |  | 20090503 |  | 0 | Pass | null
430027064 | TNB | DISTRIBUTION | WP PUTRAJAYA & CYBERJAYA | Existing | VCBJ/PCE/J21652 | PE 21.65 EMERIO F2 | RMU | RMU 2S + 1F |  |  | PE 21.65 EMERIO F2 | INDOOR DOUBLE CHAMBER |  | 11/0.415 kV | 24/09/2008 |  | 0 | Pass | null
430035513 | TNB | DISTRIBUTION | WP PUTRAJAYA & CYBERJAYA | Existing | VCBJ/PCE/J22361 | SS 22.36 SKMM F1 | RMU | RMU 3S |  |  | SS 22.36 SKMM F1 | ATTACHED |  |  | 29/09/2004 |  | 0 | Pass | null
430035709 | TNB | DISTRIBUTION | WP PUTRAJAYA & CYBERJAYA | Existing | VCBJ/PCE/J22362 | SS 22.36 SKMM F2 | RMU 3S | RMU 3S |  |  | SS 22.36 SKMM F2 | ATTACHED |  |  | 29/09/2004 |  | 0 | Pass | null
430035895 | TNB | DISTRIBUTION | WP PUTRAJAYA & CYBERJAYA | Existing | VCBJ/PCE/J24221 | SS 24.22 POSH ATLANTIC F1 | CB 3S | CB |  |  | SS 24.22 POSH ATLANTIC F1 | INDOOR SINGLE CHAMBER |  |  | 24/11/2015 |  | 0 | Pass | null
430036251 | TNB | DISTRIBUTION | WP PUTRAJAYA & CYBERJAYA | Existing | VCBJ/PCE/J24222 | SS 24.22 POSH ATLANTIC F2 | CB 3S | CB |  |  | SS 24.22 POSH ATLANTIC F2 | INDOOR SINGLE CHAMBER |  |  | 24/11/2015 |  | 0 | Pass | null
430036747 | TNB | DISTRIBUTION | WP PUTRAJAYA & CYBERJAYA | Existing | VCBJ/PCE/J22051 | PE 22.05 PADAT ROAD E | RMU | RMU 2S + 1F |  |  | PE 22.05 PADAT ROAD E | COMPACT SUBS |  | 11/0.415 kV | 20000505 |  | 0 | Pass | null
430037427 | TNB | DISTRIBUTION | WP PUTRAJAYA & CYBERJAYA | Existing | VCBJ/PCE/J22131 | PE 22.13 PADAT ROAD E1 | RMU 2S + 1F | RMU 2S + 1F |  |  | PE 22.13 PADAT ROAD E1 | COMPACT SUBS |  | 11/0.415 kV | 20001111 |  | 0 | Pass | null
430038107 | TNB | DISTRIBUTION | WP PUTRAJAYA & CYBERJAYA | Existing | VCBJ/PCE/J00113 | SS 24.26 CYBERSQUARE 1 | CB 4S | CB |  |  | SS 24.26 CYBERSQUARE 1 | INDOOR SINGLE CHAMBER |  |  |  |  | 0 | Pass | null
430038464 | TNB | DISTRIBUTION | WP PUTRAJAYA & CYBERJAYA | Existing | VCBJ/PCE/J00341 | SS 24.28 CYBERSQUARE 3 | CB 4S | CB |  |  | SS 24.28 CYBERSQUARE 3 | INDOOR SINGLE CHAMBER |  |  |  |  | 0 | Pass | null
430038821 | TNB | DISTRIBUTION | WP PUTRAJAYA & CYBERJAYA | Existing | VCBJ/PCE/J24271 | SS 24.27 CYBERSQUARE 2 F1 | CB 3S | CB |  |  | SS 24.27 CYBERSQUARE 2 F1 | INDOOR DOUBLE CHAMBER |  |  |  |  | 0 | Pass | null
430039177 | TNB | DISTRIBUTION | WP PUTRAJAYA & CYBERJAYA | Existing | VCBJ/PCE/J24272 | SS 24.27 CYBERSQUARE 2 F2 | CB 3S | CB |  |  | SS 24.27 CYBERSQUARE 2 F2 | INDOOR DOUBLE CHAMBER |  |  |  |  | 0 | Pass | null
430039365 | TNB | DISTRIBUTION | WP PUTRAJAYA & CYBERJAYA | Existing | VCBJ/PCE/J24081 | SS 24.08 EMERALD DOMAIN F1 | CB 3S | CB |  |  | SS 24.08 EMERALD DOMAIN F1 | INDOOR DOUBLE CHAMBER |  |  | 15/11/2014 |  | 0 | Pass | null
430039721 | TNB | DISTRIBUTION | WP PUTRAJAYA & CYBERJAYA | Existing | VCBJ/PCE/J24082 | SS 24.08 EMERALD DOMAIN F2 | CB 3S | CB |  |  | SS 24.08 EMERALD DOMAIN F2 | INDOOR DOUBLE CHAMBER |  |  |  |  | 0 | Pass | null
430040006 | TNB | DISTRIBUTION | WP PUTRAJAYA & CYBERJAYA | Existing | VPTJ/PCE/J11071 | PE 11.07 PADAT ZON 1 | RMU | RMU 2S + 1F |  |  | PE 11.07 PADAT ZON 1 | COMPACT SUBS |  | 11/0.415 kV | 22/11/2009 |  | 0 | Pass | null
430043589 | TNB | DISTRIBUTION | WP PUTRAJAYA & CYBERJAYA | Existing | VPTJ/PCE/J11672 | PE 11.67 PS9 (F2) | RMU | RMU 2S + 1F |  |  | PE 11.67 PS9 (F2) | INDOOR DOUBLE CHAMBER |  | 11/0.415 kV | 20021006 |  | 0 | Pass | null
430044506 | TNB | DISTRIBUTION | WP PUTRAJAYA & CYBERJAYA | Existing | VPTJ/PCE/J01091 | SS 1.09 C3 (F1) | RMU 2S + 1F | RMU 2S + 1F |  |  | SS 1.09 C3 (F1) | ATTACHED |  |  | 19991109 |  | 0 | Pass | null
430047802 | TNB | DISTRIBUTION | WP PUTRAJAYA & CYBERJAYA | Existing | VPTJ/PCE/J01361 | PE 1.36 DATARAN PUTRA (F1) | RMU | RMU 3S+1F |  |  | PE 1.36 DATARAN PUTRA (F1) | INDOOR DOUBLE CHAMBER |  | 11/0.415 kV | 13/11/1999 |  | 0 | Pass | null
430086538 | TNB | DISTRIBUTION | WP PUTRAJAYA & CYBERJAYA | Existing | VPTJ/PCE/J11132 | PE 11.13 APT B (F2) | RMU 2S + 1F | RMU 2S + 1F |  |  | PE 11.13 APT B (F2) | ATTACHED DOUBLE |  | 11/0.415 kV | 20030805 |  | 0 | Pass | null
430089642 | TNB | DISTRIBUTION | WP PUTRAJAYA & CYBERJAYA | Existing | VPTJ/PCE/J11162 | PE 11.16 APT E (F2) | RMU | RMU 2S + 1F |  |  | PE 11.16 APT E (F2) | ATTACHED DOUBLE |  | 11/0.415 kV | 13/05/2003 |  | 0 | Pass | null
430090366 | TNB | DISTRIBUTION | WP PUTRAJAYA & CYBERJAYA | Existing | VPTJ/PCE/J11152 | PE 11.15 APT D (EFI) (F2) | RMU | RMU 2S + 1F |  |  | PE 11.15 APT D (EFI) (F2) | ATTACHED DOUBLE |  | 11/0.415 kV | 20030701 |  | 0 | Pass | null
430094432 | TNB | DISTRIBUTION | WP PUTRAJAYA & CYBERJAYA | Existing | VPTJ/PCE/J10151 | PE 10.15 MINI GOLF | RMU | RMU 2S + 1F |  |  | PE 10.15 MINI GOLF | COMPACT SUBS |  | 11/0.415 kV | 20100610 |  | 0 | Pass | null
430134547 | TNB | DISTRIBUTION | WP PUTRAJAYA & CYBERJAYA | Existing | VCBJ/PCE/J21221 | PE 21.22 CYBERVIEW NO.1 | RMU | RMU 2S + 2F |  |  | PE 21.22 CYBERVIEW NO.1 | INDOOR SINGLE CHAMBER |  | 11/0.415 kV | 31/01/1999 |  | 0 | Pass | null
430156552 | TNB | DISTRIBUTION | WP PUTRAJAYA & CYBERJAYA | Existing | VPTJ/PCE/J04021 | PE 4.02 4G2 (F1) | CB 3S+1F | CB + 1 TX |  |  | PE 4.02 4G2 (F1) | INDOOR DOUBLE CHAMBER |  | 11/0.415 kV | 18/12/2003 |  | 0 | Pass | null
430157339 | TNB | DISTRIBUTION | WP PUTRAJAYA & CYBERJAYA | Existing | VPTJ/PCE/J04022 | PE 4.02 4G2 (F2) | CB 3S+1F | CB + 1 TX |  |  | PE 4.02 4G2 (F2) | INDOOR DOUBLE CHAMBER |  | 11/0.415 kV | 18/12/2003 |  | 0 | Pass | null
430158632 | TNB | DISTRIBUTION | WP PUTRAJAYA & CYBERJAYA | Existing | VPTJ/PCE/J04031 | SS 4.03 4G1 (F1) | CB 3S | CB |  |  | SS 4.03 4G1 (F1) | ATTACHED |  |  | 21/08/2003 |  | 0 | Pass | null
430158988 | TNB | DISTRIBUTION | WP PUTRAJAYA & CYBERJAYA | Existing | VPTJ/PCE/J04032 | SS 4.03 4G1 (F2) | CB 3S | CB |  |  | SS 4.03 4G1 (F2) | ATTACHED |  |  | 21/08/2003 |  | 0 | Pass | null
430159469 | TNB | DISTRIBUTION | WP PUTRAJAYA & CYBERJAYA | Existing | VPTJ/PCE/J03061 | SS 3.06 3C4 (F1) | CB 3S | CB |  |  | SS 3.06 3C4 (F1) | ATTACHED |  |  | 26/07/2007 |  | 0 | Pass | null
430159825 | TNB | DISTRIBUTION | WP PUTRAJAYA & CYBERJAYA | Existing | VPTJ/PCE/J03062 | SS 3.06 3C4 (F2) | CB 3S | CB |  |  | SS 3.06 3C4 (F2) | ATTACHED |  |  | 26/07/2007 |  | 0 | Pass | null
430164902 | TNB | DISTRIBUTION | WP PUTRAJAYA & CYBERJAYA | Existing | VPTJ/PCE/J10141 | PE 10.14 P10 A1 (F1) | RMU | RMU 2S + 1F |  |  | PE 10.14 P10 A1 (F1) | INDOOR DOUBLE CHAMBER |  | 11/0.415 kV | 20040112 |  | 0 | Pass | null
430165493 | TNB | DISTRIBUTION | WP PUTRAJAYA & CYBERJAYA | Existing | VPTJ/PCE/J10142 | PE 10.14 P10 A1 (F2) | RMU | RMU 2S + 1F |  |  | PE 10.14 P10 A1 (F2) | INDOOR DOUBLE CHAMBER |  | 11/0.415 kV | 20040112 |  | 0 | Pass | null
430168310 | TNB | DISTRIBUTION | WP PUTRAJAYA & CYBERJAYA | Existing | VPTJ/PCE/J09021 | PE 9.02 APT 4E (F1) | RMU | RMU 2S + 1F |  |  | PE 9.02 APT 4E (F1) | ATTACHED DOUBLE |  | 11/0.415 kV | 20001110 |  | 0 | Pass | null
430168835 | TNB | DISTRIBUTION | WP PUTRAJAYA & CYBERJAYA | Existing | VPTJ/PCE/J13031 | PE 13.03 WETLAND NURSERY 85KW | RMU | RMU 3S+1F |  |  | PE 13.03 WETLAND NURSERY 85KW | INDOOR SINGLE CHAMBER |  | 11/0.415 kV | 25/09/1999 | MAPSERVER BANGI | 0 | Pass | null
430173084 | TNB | DISTRIBUTION | WP PUTRAJAYA & CYBERJAYA | Existing | VPTJ/PCE/J16111 | PE 16.11 DPMR P16/C (F1) | CB | CB + 1 TX |  |  | PE 16.11 DPMR P16/C (F1) | INDOOR DOUBLE CHAMBER |  | 11/0.415 kV | 20000910 |  | 0 | Pass | null
430173866 | TNB | DISTRIBUTION | WP PUTRAJAYA & CYBERJAYA | Existing | VPTJ/PCE/J16112 | PE 16.11 DPMR P16/C (F2) | CB | CB + 1 TX |  |  | PE 16.11 DPMR P16/C (F2) | INDOOR DOUBLE CHAMBER |  | 11/0.415 kV | 20000910 |  | 0 | Pass | null
430176484 | TNB | DISTRIBUTION | WP PUTRAJAYA & CYBERJAYA | Existing | VPTJ/PCE/J16301 | PE 16.30 PERUMAHAN P16A (F1) | RMU | RMU 2S + 1F |  |  | PE 16.30 PERUMAHAN P16A (F1) | ATTACHED |  |  | 17/11/2013 |  | 0 | Pass | null
430177201 | TNB | DISTRIBUTION | WP PUTRAJAYA & CYBERJAYA | Existing | VPTJ/PCE/J16302 | PE 16.30 PERUMAHAN P16A (F2) | RMU | RMU 2S + 1F |  |  | PE 16.30 PERUMAHAN P16A (F2) | INDOOR DOUBLE CHAMBER |  |  | 20140803 |  | 0 | Pass | null
430191191 | TNB | DISTRIBUTION | WP PUTRAJAYA & CYBERJAYA | Existing | VPTJ/PCE/J16281 | PE 16.28 TAMAN WARISAN (F1) | RMU | RMU 2S + 1F |  |  | PE 16.28 TAMAN WARISAN (F1) | INDOOR DOUBLE CHAMBER |  | 11/0.415 kV | 20020112 |  | 0 | Pass | null
430191782 | TNB | DISTRIBUTION | WP PUTRAJAYA & CYBERJAYA | Existing | VPTJ/PCE/J16282 | PE 16.28 TAMAN WARISAN (F2) | RMU | RMU 2S + 1F |  |  | PE 16.28 TAMAN WARISAN (F2) | INDOOR DOUBLE CHAMBER |  | 11/0.415 kV | 20020112 |  | 0 | Pass | null
430192547 | TNB | DISTRIBUTION | WP PUTRAJAYA & CYBERJAYA | Existing | VPTJ/PCE/J16061 | PE 16.06 SEK REN F2 (F1) | RMU | RMU 2S + 1F |  |  | PE 16.06 SEK REN F2 (F1) | INDOOR DOUBLE CHAMBER |  | 11/0.415 kV | 16/02/2004 |  | 0 | Pass | null
430193144 | TNB | DISTRIBUTION | WP PUTRAJAYA & CYBERJAYA | Existing | VPTJ/PCE/J16062 | PE 16.06 SEK REN F2 (F2) | RMU | RMU 2S + 1F |  |  | PE 16.06 SEK REN F2 (F2) | INDOOR DOUBLE CHAMBER |  | 11/0.415 kV | 16/02/2004 |  | 0 | Pass | null
430193802 | TNB | DISTRIBUTION | WP PUTRAJAYA & CYBERJAYA | Existing | VPTJ/PCE/J16071 | PE 16.07 22 UNIT TERES (EFI) (F1) | RMU 2S + 1F | RMU 2S + 1F |  |  | PE 16.07 22 UNIT TERES (EFI) (F1) | INDOOR DOUBLE CHAMBER |  | 11/0.415 kV | 20091008 |  | 0 | Pass | null
430197512 | TNB | DISTRIBUTION | WP PUTRAJAYA & CYBERJAYA | Existing | VPTJ/PCE/J11721 | PE 11.72 PRIMA BLOK B (F1) | RMU 2S + 1F | RMU 2S + 1F |  |  | PE 11.72 PRIMA BLOK B (F1) | ATTACHED DOUBLE |  | 11/0.415 kV |  |  | 0 | Pass | null
430198103 | TNB | DISTRIBUTION | WP PUTRAJAYA & CYBERJAYA | Existing | VPTJ/PCE/J11722 | PE 11.72 PRIMA BLOK B (F2) | RMU 2S + 1F | RMU 2S + 1F |  |  | PE 11.72 PRIMA BLOK B (F2) | INDOOR DOUBLE CHAMBER |  | 11/0.415 kV |  |  | 0 | Pass | null
430199013 | TNB | DISTRIBUTION | WP PUTRAJAYA & CYBERJAYA | Existing | VPTJ/PCE/J09022 | PE 9.02 APT 4E (F2) | RMU | RMU 2S + 1F |  |  | PE 9.02 APT 4E (F2) | ATTACHED DOUBLE |  | 11/0.415 kV | 20001110 |  | 0 | Pass | null
430201087 | TNB | DISTRIBUTION | WP PUTRAJAYA & CYBERJAYA | Existing | VPTJ/PCE/J09041 | PE 9.04 APT 3B (EFI) (F1) | RMU 2S + 1F | RMU 2S + 1F |  |  | PE 9.04 APT 3B (EFI) (F1) | ATTACHED DOUBLE |  | 11/0.415 kV | 20000911 |  | 0 | Pass | null
430201679 | TNB | DISTRIBUTION | WP PUTRAJAYA & CYBERJAYA | Existing | VPTJ/PCE/J09042 | PE 9.04 APT 3B (EFI) (F2) | RMU | RMU 2S + 1F |  |  | PE 9.04 APT 3B (EFI) (F2) | ATTACHED DOUBLE |  | 11/0.415 kV | 20000911 |  | 0 | Pass | null
430202987 | TNB | DISTRIBUTION | WP PUTRAJAYA & CYBERJAYA | Existing | VPTJ/PCE/J16072 | PE 16.07 22 UNIT TERES (EFI) (F2) | RMU 2S + 1F | RMU 2S + 1F |  |  | PE 16.07 22 UNIT TERES (EFI) (F2) | INDOOR DOUBLE CHAMBER |  | 11/0.415 kV | 20091108 |  | 0 | Pass | null
430203752 | TNB | DISTRIBUTION | WP PUTRAJAYA & CYBERJAYA | Existing | VPTJ/PCE/J16292 | PE 16.29 25 UNIT (EFI) (F2) | RMU | RMU 2S + 1F |  |  | PE 16.29 25 UNIT (EFI) (F2) | INDOOR DOUBLE CHAMBER |  | 11/0.415 kV | 20091108 |  | 0 | Pass | null
430204343 | TNB | DISTRIBUTION | WP PUTRAJAYA & CYBERJAYA | Existing | VPTJ/PCE/J16291 | PE 16.29 25 UNIT (EFI) (F1) | RMU | RMU 2S + 1F |  |  | PE 16.29 25 UNIT (EFI) (F1) | INDOOR DOUBLE CHAMBER |  | 11/0.415 kV | 20091008 |  | 0 | Pass | null
430205155 | TNB | DISTRIBUTION | WP PUTRAJAYA & CYBERJAYA | Existing | VPTJ/PCE/J16021 | SS 16.02 PS5 (EFI) | RMU | RMU 3S |  |  | SS 16.02 PS5 (EFI) | ATTACHED |  |  | 18/11/1999 |  | 0 | Pass | null
430205991 | TNB | DISTRIBUTION | WP PUTRAJAYA & CYBERJAYA | Existing | VPTJ/PCE/J16271 | PE 16.27 UPPER BISA | RMU | RMU 2S + 1F |  |  | PE 16.27 UPPER BISA | INDOOR SINGLE CHAMBER |  | 11/0.415 kV | 19/04/2000 |  | 0 | Pass | null
430206761 | TNB | DISTRIBUTION | WP PUTRAJAYA & CYBERJAYA | Existing | VPTJ/PCE/J16141 | PE 16.14 SEMI D (EFI) (F1) | RMU | RMU 2S + 1F |  |  | PE 16.14 SEMI D (EFI) (F1) | INDOOR DOUBLE CHAMBER |  | 11/0.415 kV | 13/01/2002 |  | 0 | Pass | null
430207592 | TNB | DISTRIBUTION | WP PUTRAJAYA & CYBERJAYA | Existing | VPTJ/PCE/J05121 | PE 5.12 EQUESTRIAN PARK (F1) | RMU 2S + 1F | RMU 2S + 1F |  |  | PE 5.12 EQUESTRIAN PARK (F1) | INDOOR DOUBLE CHAMBER |  | 11/0.415 kV | 25/06/2005 |  | 0 | Pass | null
430208198 | TNB | DISTRIBUTION | WP PUTRAJAYA & CYBERJAYA | Existing | VPTJ/PCE/J05122 | PE 5.12 EQUESTRIAN PARK (F2) | RMU | RMU 2S + 1F |  |  | PE 5.12 EQUESTRIAN PARK (F2) | INDOOR DOUBLE CHAMBER |  | 11/0.415 kV | 25/06/2005 |  | 0 | Pass | null
430209138 | TNB | DISTRIBUTION | WP PUTRAJAYA & CYBERJAYA | Existing | VPTJ/PCE/J05301 | PE 5.30 BLOK D APT 5R6 (F1) | RMU 2S + 1F | RMU 2S + 1F |  |  | PE 5.30 BLOK D APT 5R6 (F1) | ATTACHED DOUBLE |  | 11/0.415 kV | 30/12/2008 |  | 0 | Pass | null
430209729 | TNB | DISTRIBUTION | WP PUTRAJAYA & CYBERJAYA | Existing | VPTJ/PCE/J05302 | PE 5.30 BLOK D APT 5R6 (F2) | RMU 2S + 1F | RMU 2S + 1F |  |  | PE 5.30 BLOK D APT 5R6 (F2) | ATTACHED DOUBLE |  | 11/0.415 kV | 31/12/2008 |  | 0 | Pass | null
430210562 | TNB | DISTRIBUTION | WP PUTRAJAYA & CYBERJAYA | Existing | VPTJ/PCE/J05291 | PE 5.29 BLOK C APT 5R6 (F1) | RMU 2S + 1F | RMU 2S + 1F |  |  | PE 5.29 BLOK C APT 5R6 (F1) | ATTACHED DOUBLE |  | 11/0.415 kV | 30/12/2008 |  | 0 | Pass | null
430211153 | TNB | DISTRIBUTION | WP PUTRAJAYA & CYBERJAYA | Existing | VPTJ/PCE/J05292 | PE 5.29 BLOK C APT 5R6 (F2) | RMU 2S + 1F | RMU 2S + 1F |  |  | PE 5.29 BLOK C APT 5R6 (F2) | ATTACHED DOUBLE |  | 11/0.415 kV | 31/12/2008 |  | 0 | Pass | null
430213428 | TNB | DISTRIBUTION | WP PUTRAJAYA & CYBERJAYA | Existing | VCBJ/PCE/J21282 | SS 21.28 LOT 12065 F2 | RMU 3S | RMU 3S |  |  | SS 21.28 LOT 12065 F2 | ATTACHED |  |  | 20020304 |  | 0 | Pass | null
430213735 | TNB | DISTRIBUTION | WP PUTRAJAYA & CYBERJAYA | Existing | VCBJ/PCE/J21841 | PE 21.84 GLOMAC | RMU 2S + 2F | RMU 2S + 2F |  |  | PE 21.84 GLOMAC | INDOOR DOUBLE CHAMBER |  | 11/0.415 kV | 20121104 |  | 0 | Pass | null
430214854 | TNB | DISTRIBUTION | WP PUTRAJAYA & CYBERJAYA | Existing | VCBJ/PCE/J23141 | PE 23.14 GLOMAC 2B | RMU 2S + 1F | RMU 2S + 1F |  |  | PE 23.14 GLOMAC 2B | COMPACT SUBS |  | 11/0.415 kV | 30/10/2014 |  | 0 | Pass | null
430215560 | TNB | DISTRIBUTION | WP PUTRAJAYA & CYBERJAYA | Existing | VCBJ/PCE/J23131 | PE 23.13 GLOMAC 2A | RMU 2S + 1F | RMU 2S + 1F |  |  | PE 23.13 GLOMAC 2A | COMPACT SUBS |  | 11/0.415 kV |  |  | 0 | Pass | null
430261378 | TNB | DISTRIBUTION | WP PUTRAJAYA & CYBERJAYA | Existing | VPTJ/PCE/J09071 | PE 9.07 APT 2A (EFI) (F1) | RMU 2S + 1F | RMU 2S + 1F |  |  | PE 9.07 APT 2A (EFI) (F1) | ATTACHED DOUBLE |  | 11/0.415 kV | 19990612 |  | 0 | Pass | null
430261969 | TNB | DISTRIBUTION | WP PUTRAJAYA & CYBERJAYA | Existing | VPTJ/PCE/J09072 | PE 9.07 APT 2A (EFI) (F2) | RMU 2S + 1F | RMU 2S + 1F |  |  | PE 9.07 APT 2A (EFI) (F2) | ATTACHED DOUBLE |  | 11/0.415 kV | 19990612 |  | 0 | Pass | null
430263174 | TNB | DISTRIBUTION | WP PUTRAJAYA & CYBERJAYA | Existing | VPTJ/PCE/J16142 | PE 16.14 SEMI D (EFI) (F2) | RMU | RMU 2S + 1F |  |  | PE 16.14 SEMI D (EFI) (F2) | INDOOR DOUBLE CHAMBER |  | 11/0.415 kV | 13/01/2002 |  | 0 | Pass | null
430263965 | TNB | DISTRIBUTION | WP PUTRAJAYA & CYBERJAYA | Existing | VPTJ/PCE/J16161 | PE 16.16 PUSAT KEJIRANAN (F1) | RMU | RMU 2S + 1F |  |  | PE 16.16 PUSAT KEJIRANAN (F1) | INDOOR DOUBLE CHAMBER |  | 11/0.415 kV | 27/02/2002 |  | 0 | Pass | null
430264556 | TNB | DISTRIBUTION | WP PUTRAJAYA & CYBERJAYA | Existing | VPTJ/PCE/J16162 | PE 16.16 PUSAT KEJIRANAN (F2) | RMU | RMU 2S + 1F |  |  | PE 16.16 PUSAT KEJIRANAN (F2) | INDOOR DOUBLE CHAMBER |  | 11/0.415 kV | 27/02/2002 |  | 0 | Pass | null
430265315 | TNB | DISTRIBUTION | WP PUTRAJAYA & CYBERJAYA | Existing | VPTJ/PCE/J01021 | SS 1.02 JPM B2 (F1) | RMU | RMU 3S |  |  | SS 1.02 JPM B2 (F1) | ATTACHED |  |  | 13/04/1999 |  | 0 | Pass | null
430265508 | TNB | DISTRIBUTION | WP PUTRAJAYA & CYBERJAYA | Existing | VPTJ/PCE/J01022 | SS 1.02 JPM B2 (F2) | RMU | RMU 3S |  |  | SS 1.02 JPM B2 (F2) | ATTACHED |  |  | 13/04/1999 |  | 0 | Pass | null
430265719 | TNB | DISTRIBUTION | WP PUTRAJAYA & CYBERJAYA | Existing | VPTJ/PCE/J01031 | SS 1.03 JPM B3 (F1) | RMU | RMU 3S |  |  | SS 1.03 JPM B3 (F1) | ATTACHED |  |  | 19/07/1999 |  | 0 | Pass | null
430265910 | TNB | DISTRIBUTION | WP PUTRAJAYA & CYBERJAYA | Existing | VPTJ/PCE/J01032 | SS 1.03 JPM B3 (F2) | RMU | RMU 3S |  |  | SS 1.03 JPM B3 (F2) | ATTACHED |  |  | 19/07/1999 |  | 0 | Pass | null
430266571 | TNB | DISTRIBUTION | WP PUTRAJAYA & CYBERJAYA | Existing | VPTJ/PCE/J01242 | PE 1.24 BOT PUMP (F2) | RMU | RMU 2S + 1F |  |  | PE 1.24 BOT PUMP (F2) | INDOOR DOUBLE CHAMBER |  | 11/0.415 kV | 24/08/2000 |  | 0 | Pass | null
430267259 | TNB | DISTRIBUTION | WP PUTRAJAYA & CYBERJAYA | Existing | VPTJ/PCE/J01241 | PE 1.24 BOT PUMP (F1) | RMU | RMU 2S + 1F |  |  | PE 1.24 BOT PUMP (F1) | INDOOR DOUBLE CHAMBER |  | 11/0.415 kV | 24/08/2000 |  | 0 | Pass | null
430271984 | TNB | DISTRIBUTION | WP PUTRAJAYA & CYBERJAYA | Existing | VPTJ/PCE/J05271 | PE 5.27 BLOK A APT 5R6 (F1) | RMU 2S + 1F | RMU 2S + 1F |  |  | PE 5.27 BLOK A APT 5R6 (F1) | ATTACHED DOUBLE |  | 11/0.415 kV | 30/12/2008 |  | 0 | Pass | null
430272575 | TNB | DISTRIBUTION | WP PUTRAJAYA & CYBERJAYA | Existing | VPTJ/PCE/J05272 | PE 5.27 BLOK A APT 5R6 (F2) | RMU 2S + 1F | RMU 2S + 1F |  |  | PE 5.27 BLOK A APT 5R6 (F2) | ATTACHED DOUBLE |  | 11/0.415 kV | 31/12/2008 |  | 0 | Pass | null
430273237 | TNB | DISTRIBUTION | WP PUTRAJAYA & CYBERJAYA | Existing | VPTJ/PCE/J05281 | PE 5.28 BLOK B APT 5R6 (F1) | RMU 2S + 1F | RMU 2S + 1F |  |  | PE 5.28 BLOK B APT 5R6 (F1) | ATTACHED DOUBLE |  | 11/0.415 kV | 30/12/2008 |  | 0 | Pass | null
430273828 | TNB | DISTRIBUTION | WP PUTRAJAYA & CYBERJAYA | Existing | VPTJ/PCE/J05282 | PE 5.28 BLOK B APT 5R6 (F2) | RMU 2S + 1F | RMU 2S + 1F |  |  | PE 5.28 BLOK B APT 5R6 (F2) | ATTACHED DOUBLE |  | 11/0.415 kV | 31/12/2008 |  | 0 | Pass | null
430275285 | TNB | DISTRIBUTION | WP PUTRAJAYA & CYBERJAYA | Existing | VPTJ/PCE/J04051 | PE 4.05 S/LIGHTING | RMU 2S + 1F | RMU 2S + 1F |  |  | PE 4.05 S/LIGHTING | COMPACT SUBS |  | 11/0.415 kV | 20041010 |  | 0 | Pass | null
430275959 | TNB | DISTRIBUTION | WP PUTRAJAYA & CYBERJAYA | Existing | VPTJ/PCE/J04081 | PE 4.08 S/LIGHTING | RMU 2S + 1F | RMU 2S + 1F |  |  | PE 4.08 S/LIGHTING | COMPACT SUBS |  | 11/0.415 kV | 20041010 |  | 0 | Pass | null
430276038 | TNB | DISTRIBUTION | WP PUTRAJAYA & CYBERJAYA | Existing | VPTJ/PCE/J11732 | PE 11.73 PRIMA BLOK C (F2) | RMU 2S + 1F | RMU 2S + 1F |  |  | PE 11.73 PRIMA BLOK C (F2) | INDOOR DOUBLE CHAMBER |  |  |  |  | 0 | Pass | null
430276629 | TNB | DISTRIBUTION | WP PUTRAJAYA & CYBERJAYA | Existing | VPTJ/PCE/J11731 | PE 11.73 PRIMA BLOK C (F1) | RMU 2S + 1F | RMU 2S + 1F |  |  | PE 11.73 PRIMA BLOK C (F1) | ATTACHED DOUBLE |  | 11/0.415 kV |  |  | 0 | Pass | null
430277272 | TNB | DISTRIBUTION | WP PUTRAJAYA & CYBERJAYA | Existing | VPTJ/PCE/J11712 | PE 11.71 PRIMA BLOK A (F2) | RMU 2S + 1F | RMU 2S + 1F |  |  | PE 11.71 PRIMA BLOK A (F2) | INDOOR DOUBLE CHAMBER |  |  |  |  | 0 | Pass | null
430277863 | TNB | DISTRIBUTION | WP PUTRAJAYA & CYBERJAYA | Existing | VPTJ/PCE/J11711 | PE 11.71 PRIMA BLOK A (F1) | RMU 2S + 1F | RMU 2S + 1F |  |  | PE 11.71 PRIMA BLOK A (F1) | ATTACHED DOUBLE |  | 11/0.415 kV |  |  | 0 | Pass | null
430278513 | TNB | DISTRIBUTION | WP PUTRAJAYA & CYBERJAYA | Existing | VPTJ/PCE/J11751 | PE 11.75 TEMP PPA1M PR 11 | RMU 2S + 1F | RMU 2S + 1F |  |  | PE 11.75 TEMP PPA1M PR 11 | INDOOR SINGLE CHAMBER |  | 11/0.415 kV |  |  | 0 | Pass | null
430285137 | TNB | DISTRIBUTION | WP PUTRAJAYA & CYBERJAYA | Existing | VCBJ/PCE/J21302 | SS 21.30 ERICSSON F2 | RMU 3S | RMU 3S |  |  | SS 21.30 ERICSSON F2 | ATTACHED |  |  | 20020108 |  | 0 | Pass | null
430285565 | TNB | DISTRIBUTION | WP PUTRAJAYA & CYBERJAYA | Existing | VCBJ/PCE/J21482 | SS 21.48 INVENT Q JAYA F2 | CB 3S | CB |  |  | SS 21.48 INVENT Q JAYA F2 | ATTACHED |  |  | 20030610 |  | 0 | Pass | null
430286130 | TNB | DISTRIBUTION | WP PUTRAJAYA & CYBERJAYA | Existing | VCBJ/PCE/J21481 | SS 21.48 INVENT Q JAYA F1 | CB 3S | CB |  |  | SS 21.48 INVENT Q JAYA F1 | ATTACHED |  |  | 20030610 |  | 0 | Pass | null
430286516 | TNB | DISTRIBUTION | WP PUTRAJAYA & CYBERJAYA | Existing | VCBJ/PCE/J23281 | PE 23.28 SITE OFFICE PERSONA METRO | RMU 2S + 1F | RMU 2S + 1F |  |  | PE 23.28 SITE OFFICE PERSONA METRO | COMPACT SUBS |  |  | 20160403 |  | 0 | Pass | null
430288011 | TNB | DISTRIBUTION | WP PUTRAJAYA & CYBERJAYA | Existing | VCBJ/PCE/J21601 | PE 21.60 PADAT PPN CJ7 | RMU 2S + 1F | RMU 2S + 1F |  |  | PE 21.60 PADAT PPN CJ7 | ATTACHED |  | 11/0.415 kV | 28/10/2008 |  | 0 | Pass | null
430289773 | TNB | DISTRIBUTION | WP PUTRAJAYA & CYBERJAYA | Existing | VPTJ/PCE/J09091 | PE 9.09 APT A1 (EFI) (F1) | RMU | RMU 2S + 1F |  |  | PE 9.09 APT A1 (EFI) (F1) | ATTACHED DOUBLE |  | 11/0.415 kV | 19990412 |  | 0 | Pass | null
430290364 | TNB | DISTRIBUTION | WP PUTRAJAYA & CYBERJAYA | Existing | VPTJ/PCE/J09092 | PE 9.09 APT A1 (EFI) (F2) | RMU | RMU 2S + 1F |  |  | PE 9.09 APT A1 (EFI) (F2) | ATTACHED DOUBLE |  | 11/0.415 kV | 19990412 |  | 0 | Pass | null
430292968 | TNB | DISTRIBUTION | WP PUTRAJAYA & CYBERJAYA | Existing | VPTJ/PCE/J09161 | PE 9.16 APT 6F (F1) | RMU 2S + 1F | RMU 2S + 1F |  |  | PE 9.16 APT 6F (F1) | ATTACHED DOUBLE |  | 11/0.415 kV | 20021207 |  | 0 | Pass | null
430293749 | TNB | DISTRIBUTION | WP PUTRAJAYA & CYBERJAYA | Existing | VPTJ/PCE/J01251 | PE 1.25 BOT ADMIN (F1) | RMU | RMU 2S + 1F |  |  | PE 1.25 BOT ADMIN (F1) | INDOOR SINGLE CHAMBER |  | 11/0.415 kV | 24/08/2000 |  | 0 | Pass | null
430294346 | TNB | DISTRIBUTION | WP PUTRAJAYA & CYBERJAYA | Existing | VPTJ/PCE/J01252 | PE 1.25 BOT ADMIN (F2) | RMU | RMU 2S + 1F |  |  | PE 1.25 BOT ADMIN (F2) | INDOOR SINGLE CHAMBER |  | 11/0.415 kV | 24/08/2000 |  | 0 | Pass | null
430295433 | TNB | DISTRIBUTION | WP PUTRAJAYA & CYBERJAYA | Existing | VPTJ/PCE/J01601 | PE 1.60 L/S TPP | RMU | RMU 2S + 1F |  |  | PE 1.60 L/S TPP | COMPACT SUBS |  | 11/0.415 kV | 16/07/2003 |  | 0 | Pass | null
430296185 | TNB | DISTRIBUTION | WP PUTRAJAYA & CYBERJAYA | Existing | VPTJ/PCE/J01581 | SS 1.58 ISTANA MELAWATI (F1) | RMU | RMU 3S |  |  | SS 1.58 ISTANA MELAWATI (F1) | ATTACHED |  |  | 24/05/2003 |  | 0 | Pass | null
430296418 | TNB | DISTRIBUTION | WP PUTRAJAYA & CYBERJAYA | Existing | VPTJ/PCE/J01582 | SS 1.58 ISTANA MELAWATI (F2) | RMU | RMU 3S |  |  | SS 1.58 ISTANA MELAWATI (F2) | ATTACHED |  |  | 24/05/2003 |  | 0 | Pass | null
430296689 | TNB | DISTRIBUTION | WP PUTRAJAYA & CYBERJAYA | Existing | VPTJ/PCE/J01341 | PE 1.34 PROMENADE | RMU | RMU 2S + 1F |  |  | PE 1.34 PROMENADE | COMPACT SUBS |  | 11/0.415 kV | 19991211 |  | 0 | Pass | null
430301930 | TNB | DISTRIBUTION | WP PUTRAJAYA & CYBERJAYA | Existing | VPTJ/PCE/J11601 | PE 11.60 TERES ZON 9B (F1) | RMU 2S + 1F | RMU 2S + 1F |  |  | PE 11.60 TERES ZON 9B (F1) | ATTACHED |  | 11/0.415 kV | 28/12/2013 |  | 0 | Pass | null
430302523 | TNB | DISTRIBUTION | WP PUTRAJAYA & CYBERJAYA | Existing | VPTJ/PCE/J11602 | PE 11.60 TERES ZON 9B (F2) | RMU 2S + 1F | RMU 2S + 1F |  |  | PE 11.60 TERES ZON 9B (F2) | INDOOR SINGLE CHAMBER |  | 11/0.415 kV | 28/12/2013 |  | 0 | Pass | null
430303181 | TNB | DISTRIBUTION | WP PUTRAJAYA & CYBERJAYA | Existing | VPTJ/PCE/J11742 | PE 11.74 TERES ZON C (F2) | RMU 2S + 1F | RMU 2S + 1F |  |  | PE 11.74 TERES ZON C (F2) | INDOOR DOUBLE CHAMBER |  | 11/0.415 kV |  |  | 0 | Pass | null
430303772 | TNB | DISTRIBUTION | WP PUTRAJAYA & CYBERJAYA | Existing | VPTJ/PCE/J11741 | PE 11.74 TERES ZON C (F1) | RMU 2S + 1F | RMU 2S + 1F |  |  | PE 11.74 TERES ZON C (F1) | INDOOR DOUBLE CHAMBER |  | 11/0.415 kV |  |  | 0 | Pass | null
430304439 | TNB | DISTRIBUTION | WP PUTRAJAYA & CYBERJAYA | Existing | VPTJ/PCE/J11371 | PE 11.37 SEK REN FASA 2 (F1) | RMU | RMU 2S + 1F |  |  | PE 11.37 SEK REN FASA 2 (F1) | INDOOR DOUBLE CHAMBER |  | 11/0.415 kV | 18/10/2004 |  | 0 | Pass | null
430305044 | TNB | DISTRIBUTION | WP PUTRAJAYA & CYBERJAYA | Existing | VPTJ/PCE/J11372 | PE 11.37 SEK REN FASA 2 (F2) | RMU | RMU 2S + 1F |  |  | PE 11.37 SEK REN FASA 2 (F2) | INDOOR DOUBLE CHAMBER |  | 11/0.415 kV | 18/10/2004 |  | 0 | Pass | null
430310379 | TNB | DISTRIBUTION | WP PUTRAJAYA & CYBERJAYA | Existing | VPTJ/PCE/J15031 | PE 15.03 WR 3 | RMU | RMU 2S + 1F |  |  | PE 15.03 WR 3 | COMPACT SUBS |  | 11/0.415 kV | 20/01/2000 |  | 0 | Pass | null
430311131 | TNB | DISTRIBUTION | WP PUTRAJAYA & CYBERJAYA | Existing | VPTJ/PCE/J15041 | PE 15.04 STABLE KOMPLEKS | RMU 2S + 1F | RMU 2S + 1F |  |  | PE 15.04 STABLE KOMPLEKS | COMPACT SUBS |  | 11/0.415 kV | 19900101 |  | 0 | Pass | null
430311857 | TNB | DISTRIBUTION | WP PUTRAJAYA & CYBERJAYA | Existing | VPTJ/PCE/J01671 | SS 1.67 TEMP PARCEL F | RMU 2S + 1F | RMU 2S + 1F |  |  | SS 1.67 TEMP PARCEL F | COMPACT SUBS |  | 11/0.415 kV |  |  | 0 | Pass | null
430313101 | TNB | DISTRIBUTION | WP PUTRAJAYA & CYBERJAYA | Existing | VPTJ/PCE/J12031 | PE 12.03 SPINE ROAD NO 1 | RMU 2S + 1F | RMU 2S + 1F |  |  | PE 12.03 SPINE ROAD NO 1 | COMPACT SUBS |  | 11/0.415 kV |  |  | 0 | Pass | null
430313781 | TNB | DISTRIBUTION | WP PUTRAJAYA & CYBERJAYA | Existing | VPTJ/PCE/J01231 | SS 1.23 D9 (F1) | RMU | RMU 3S |  |  | SS 1.23 D9 (F1) | ATTACHED |  |  | 17/05/2000 |  | 0 | Pass | null
430313991 | TNB | DISTRIBUTION | WP PUTRAJAYA & CYBERJAYA | Existing | VPTJ/PCE/J01232 | SS 1.23 D9 (F2) | RMU | RMU 3S |  |  | SS 1.23 D9 (F2) | ATTACHED |  |  | 17/05/2000 |  | 0 | Pass | null
430314203 | TNB | DISTRIBUTION | WP PUTRAJAYA & CYBERJAYA | Existing | VPTJ/PCE/J01221 | SS 1.22 D8 (F1) | RMU | RMU 3S |  |  | SS 1.22 D8 (F1) | ATTACHED |  |  | 17/05/2000 |  | 0 | Pass | null
430314394 | TNB | DISTRIBUTION | WP PUTRAJAYA & CYBERJAYA | Existing | VPTJ/PCE/J01222 | SS 1.22 D8 (F2) | RMU | RMU 3S |  |  | SS 1.22 D8 (F2) | ATTACHED |  |  | 17/05/2000 |  | 0 | Pass | null
430314621 | TNB | DISTRIBUTION | WP PUTRAJAYA & CYBERJAYA | Existing | VPTJ/PCE/J01212 | SS 1.21 D7 (F2) | RMU | RMU 3S |  |  | SS 1.21 D7 (F2) | ATTACHED |  |  | 17/05/2000 |  | 0 | Pass | null
430319329 | TNB | DISTRIBUTION | WP PUTRAJAYA & CYBERJAYA | Existing | VPTJ/PCE/J09162 | PE 9.16 APT 6F (F2) | RMU 2S + 1F | RMU 2S + 1F |  |  | PE 9.16 APT 6F (F2) | ATTACHED DOUBLE |  | 11/0.415 kV | 20021207 |  | 0 | Pass | null
430327505 | TNB | DISTRIBUTION | WP PUTRAJAYA & CYBERJAYA | Existing | VPTJ/PCE/J01371 | PE 1.37 E16 ANJUNG (F1) | RMU | RMU 2S + 1F |  |  | PE 1.37 E16 ANJUNG (F1) | INDOOR DOUBLE CHAMBER |  | 11/0.415 kV | 20/01/2001 |  | 0 | Pass | null
430328098 | TNB | DISTRIBUTION | WP PUTRAJAYA & CYBERJAYA | Existing | VPTJ/PCE/J01372 | PE 1.37 E16 ANJUNG (F2) | RMU | RMU 2S + 1F |  |  | PE 1.37 E16 ANJUNG (F2) | INDOOR DOUBLE CHAMBER |  | 11/0.415 kV | 20/01/2001 |  | 0 | Pass | null
430328696 | TNB | DISTRIBUTION | WP PUTRAJAYA & CYBERJAYA | Existing | VPTJ/PCE/J01391 | SS 1.39 E1 (F1) | RMU | RMU 3S |  |  | SS 1.39 E1 (F1) | INDOOR DOUBLE CHAMBER |  |  | 20030508 |  | 0 | Pass | null
430328881 | TNB | DISTRIBUTION | WP PUTRAJAYA & CYBERJAYA | Existing | VPTJ/PCE/J01392 | SS 1.39 E1 (F2) | RMU | RMU 3S |  |  | SS 1.39 E1 (F2) | INDOOR DOUBLE CHAMBER |  |  | 20030508 |  | 0 | Pass | null
430329069 | TNB | DISTRIBUTION | WP PUTRAJAYA & CYBERJAYA | Existing | VPTJ/PCE/J01401 | SS 1.40 E2 (F1) | CB | CB |  |  | SS 1.40 E2 (F1) | INDOOR DOUBLE CHAMBER |  |  | 28/01/2003 |  | 0 | Pass | null
430329425 | TNB | DISTRIBUTION | WP PUTRAJAYA & CYBERJAYA | Existing | VPTJ/PCE/J01402 | SS 1.40 E2 (F2) | CB | CB |  |  | SS 1.40 E2 (F2) | ATTACHED |  |  | 28/01/2003 |  | 0 | Pass | null
430329814 | TNB | DISTRIBUTION | WP PUTRAJAYA & CYBERJAYA | Existing | VPTJ/PCE/J01411 | SS 1.41 E3 (F1) | RMU | RMU 3S |  |  | SS 1.41 E3 (F1) | ATTACHED |  |  | 28/01/2003 |  | 0 | Pass | null
430329999 | TNB | DISTRIBUTION | WP PUTRAJAYA & CYBERJAYA | Existing | VPTJ/PCE/J01412 | SS 1.41 E3 (F2) | RMU | RMU 3S |  |  | SS 1.41 E3 (F2) | ATTACHED |  |  | 28/01/2003 |  | 0 | Pass | null
430330188 | TNB | DISTRIBUTION | WP PUTRAJAYA & CYBERJAYA | Existing | VPTJ/PCE/J01421 | SS 1.42 E4 & E5 (F1) | RMU | RMU 3S |  |  | SS 1.42 E4 & E5 (F1) | ATTACHED |  |  | 20030508 |  | 0 | Pass | null
430330373 | TNB | DISTRIBUTION | WP PUTRAJAYA & CYBERJAYA | Existing | VPTJ/PCE/J01422 | SS 1.42 E4 & E5 (F2) | RMU | RMU 3S |  |  | SS 1.42 E4 & E5 (F2) | ATTACHED |  |  | 20030508 |  | 0 | Pass | null
430330562 | TNB | DISTRIBUTION | WP PUTRAJAYA & CYBERJAYA | Existing | VPTJ/PCE/J01521 | SS 1.52 E15 (F1) | RMU | RMU 3S |  |  | SS 1.52 E15 (F1) | ATTACHED |  |  | 26/04/2003 |  | 0 | Pass | null
430330747 | TNB | DISTRIBUTION | WP PUTRAJAYA & CYBERJAYA | Existing | VPTJ/PCE/J01522 | SS 1.52 E15 (F2) | RMU | RMU 3S |  |  | SS 1.52 E15 (F2) | ATTACHED |  |  | 26/04/2003 |  | 0 | Pass | null
430330940 | TNB | DISTRIBUTION | WP PUTRAJAYA & CYBERJAYA | Existing | VPTJ/PCE/J01511 | SS 1.51 E14 (F1) | CB | CB |  |  | SS 1.51 E14 (F1) | ATTACHED |  | 11 kV | 20030807 |  | 0 | Pass | null
430331296 | TNB | DISTRIBUTION | WP PUTRAJAYA & CYBERJAYA | Existing | VPTJ/PCE/J01512 | SS 1.51 E14 (F2) | CB 3S | CB |  |  | SS 1.51 E14 (F2) | ATTACHED |  |  | 20030807 |  | 0 | Pass | null
430331684 | TNB | DISTRIBUTION | WP PUTRAJAYA & CYBERJAYA | Existing | VPTJ/PCE/J01561 | PE 1.56 SEK.MEN. A/SHAH (F1) | RMU 2S + 1F | RMU 2S + 1F |  |  | PE 1.56 SEK.MEN. A/SHAH (F1) | INDOOR DOUBLE CHAMBER |  | 11/0.415 kV | 20030801 |  | 0 | Pass | null
430336356 | TNB | DISTRIBUTION | WP PUTRAJAYA & CYBERJAYA | Existing | VPTJ/PCE/J01462 | SS 1.46 E9 (F2) | RMU | RMU 3S |  |  | SS 1.46 E9 (F2) | ATTACHED |  |  | 20030608 |  | 0 | Pass | null
430337619 | TNB | DISTRIBUTION | WP PUTRAJAYA & CYBERJAYA | Existing | VPTJ/PCE/J01502 | SS 1.50 E13 (F2) | RMU | RMU 3S |  |  | SS 1.50 E13 (F2) | ATTACHED |  |  | 20030608 |  | 0 | Pass | null
430338832 | TNB | DISTRIBUTION | WP PUTRAJAYA & CYBERJAYA | Existing | VPTJ/PCE/J01482 | SS 1.48 E11 (F2) | RMU | RMU 3S |  |  | SS 1.48 E11 (F2) | ATTACHED |  |  | 23/06/2003 |  | 0 | Pass | null
430339303 | TNB | DISTRIBUTION | WP PUTRAJAYA & CYBERJAYA | Existing | VPTJ/PCE/J01472 | SS 1.47 E10 (F2) | RMU | RMU 3S |  |  | SS 1.47 E10 (F2) | ATTACHED |  |  | 20031206 |  | 0 | Pass | null
430339511 | TNB | DISTRIBUTION | WP PUTRAJAYA & CYBERJAYA | Existing | VPTJ/PCE/J01442 | SS 1.44 E7 (F2) | RMU | RMU 3S |  |  | SS 1.44 E7 (F2) | ATTACHED |  |  | 23/06/2003 |  | 0 | Pass | null
430340000 | TNB | DISTRIBUTION | WP PUTRAJAYA & CYBERJAYA | Existing | VPTJ/PCE/J01432 | SS 1.43 E6 (F2) | RMU | RMU 3S |  |  | SS 1.43 E6 (F2) | ATTACHED |  |  | 20030406 |  | 0 | Pass | null
430340359 | TNB | DISTRIBUTION | WP PUTRAJAYA & CYBERJAYA | Existing | VPTJ/PCE/J01011 | SS 1.01 PMO (F1) | CB | CB + 1 TX |  |  | SS 1.01 PMO (F1) | ATTACHED |  |  | 19980611 |  | 0 | Pass | null
430342216 | TNB | DISTRIBUTION | WP PUTRAJAYA & CYBERJAYA | Existing | VPTJ/PCE/J09131 | PE 9.13 SEK MEN (EFI) (F1) | RMU | RMU 2S + 1F |  |  | PE 9.13 SEK MEN (EFI) (F1) | INDOOR DOUBLE CHAMBER |  | 11/0.415 kV | 20021101 |  | 0 | Pass | null
430342807 | TNB | DISTRIBUTION | WP PUTRAJAYA & CYBERJAYA | Existing | VPTJ/PCE/J09132 | PE 9.13 SEK MEN (EFI) (F2) | RMU | RMU 2S + 1F |  |  | PE 9.13 SEK MEN (EFI) (F2) | INDOOR DOUBLE CHAMBER |  | 11/0.415 kV | 20021101 |  | 0 | Pass | null
430343514 | TNB | DISTRIBUTION | WP PUTRAJAYA & CYBERJAYA | Existing | VPTJ/PCE/J09271 | PE 9.27 APT 11A (F1) | RMU | RMU 2S + 1F |  |  | PE 9.27 APT 11A (F1) | ATTACHED DOUBLE |  | 11/0.415 kV | 20030812 |  | 0 | Pass | null
430344105 | TNB | DISTRIBUTION | WP PUTRAJAYA & CYBERJAYA | Existing | VPTJ/PCE/J09272 | PE 9.27 APT 11A (F2) | RMU | RMU 2S + 1F |  |  | PE 9.27 APT 11A (F2) | ATTACHED DOUBLE |  | 11/0.415 kV | 20030812 |  | 0 | Pass | null
430362040 | TNB | DISTRIBUTION | WP PUTRAJAYA & CYBERJAYA | Existing | VPTJ/PCE/J01211 | SS 1.21 D7 (F1) | RMU | RMU 3S |  |  | SS 1.21 D7 (F1) | ATTACHED |  |  | 17/05/2000 |  | 0 | Pass | null
430362243 | TNB | DISTRIBUTION | WP PUTRAJAYA & CYBERJAYA | Existing | VPTJ/PCE/J01202 | SS 1.20 D6 (F2) | RMU | RMU 3S |  |  | SS 1.20 D6 (F2) | ATTACHED |  |  | 17/05/2000 |  | 0 | Pass | null
430362428 | TNB | DISTRIBUTION | WP PUTRAJAYA & CYBERJAYA | Existing | VPTJ/PCE/J01201 | SS 1.20 D6 (F1) | RMU | RMU 3S |  |  | SS 1.20 D6 (F1) | ATTACHED |  |  | 17/05/2000 |  | 0 | Pass | null
430362631 | TNB | DISTRIBUTION | WP PUTRAJAYA & CYBERJAYA | Existing | VPTJ/PCE/J01191 | SS 1.19 D5 (F1) | RMU | RMU 3S |  |  | SS 1.19 D5 (F1) | ATTACHED |  |  | 17/05/2000 |  | 0 | Pass | null
430362826 | TNB | DISTRIBUTION | WP PUTRAJAYA & CYBERJAYA | Existing | VPTJ/PCE/J01192 | SS 1.19 D5 (F2) | RMU | RMU 3S |  |  | SS 1.19 D5 (F2) | ATTACHED |  |  | 17/05/2000 |  | 0 | Pass | null
430363085 | TNB | DISTRIBUTION | WP PUTRAJAYA & CYBERJAYA | Existing | VPTJ/PCE/J17041 | PE 17.04 RK 1-1 (F1) | RMU | RMU 2S + 2F |  |  | PE 17.04 RK 1-1 (F1) | INDOOR QUAD |  | 11/0.415 kV | 13/03/2007 |  | 0 | Pass | null
430364345 | TNB | DISTRIBUTION | WP PUTRAJAYA & CYBERJAYA | Existing | VPTJ/PCE/J17042 | PE 17.04 RK 1-1 (F2) | RMU | RMU 2S + 2F |  |  | PE 17.04 RK 1-1 (F2) | INDOOR QUAD |  | 11/0.415 kV | 13/03/2007 |  | 0 | Pass | null
430365410 | TNB | DISTRIBUTION | WP PUTRAJAYA & CYBERJAYA | Existing | VPTJ/PCE/J17051 | PE 17.05 RK 1-2 (F1) | RMU | RMU 2S + 2F |  |  | PE 17.05 RK 1-2 (F1) | INDOOR QUAD |  | 11/0.415 kV | 13/03/2007 |  | 0 | Pass | null
430371762 | TNB | DISTRIBUTION | WP PUTRAJAYA & CYBERJAYA | Existing | VPTJ/PCE/J17052 | PE 17.05 RK 1-2 (F2) | RMU | RMU 2S + 2F |  |  | PE 17.05 RK 1-2 (F2) | INDOOR QUAD |  | 11/0.415 kV | 13/03/2007 |  | 0 | Pass | null
430372825 | TNB | DISTRIBUTION | WP PUTRAJAYA & CYBERJAYA | Existing | VPTJ/PCE/J17081 | PE 17.08 BLOK E 17RK2 (F1) | RMU | RMU 2S + 1F |  |  | PE 17.08 BLOK E 17RK2 (F1) | INDOOR DOUBLE CHAMBER |  | 11/0.415 kV | 29/12/2010 |  | 0 | Pass | null
430373416 | TNB | DISTRIBUTION | WP PUTRAJAYA & CYBERJAYA | Existing | VPTJ/PCE/J17082 | PE 17.08 BLOK E 17RK2 (F2) | RMU | RMU 2S + 1F |  |  | PE 17.08 BLOK E 17RK2 (F2) | INDOOR DOUBLE CHAMBER |  | 11/0.415 kV | 29/12/2010 |  | 0 | Pass | null
430375215 | TNB | DISTRIBUTION | WP PUTRAJAYA & CYBERJAYA | Existing | VPTJ/PCE/J01562 | PE 1.56 SEK.MEN. A/SHAH (F2) | RMU 2S + 1F | RMU 2S + 1F |  |  | PE 1.56 SEK.MEN. A/SHAH (F2) | INDOOR DOUBLE CHAMBER |  | 11/0.415 kV | 20030801 |  | 0 | Pass | null
430375814 | TNB | DISTRIBUTION | WP PUTRAJAYA & CYBERJAYA | Existing | VPTJ/PCE/J01571 | PE 1.57 SEK.MEN. A/SHAH (F1) | RMU | RMU 2S + 1F |  |  | PE 1.57 SEK.MEN. A/SHAH (F1) | INDOOR DOUBLE CHAMBER |  | 11/0.415 kV | 20030801 |  | 0 | Pass | null
430376411 | TNB | DISTRIBUTION | WP PUTRAJAYA & CYBERJAYA | Existing | VPTJ/PCE/J01572 | PE 1.57 SEK.MEN. A/SHAH (F2) | RMU | RMU 2S + 1F |  |  | PE 1.57 SEK.MEN. A/SHAH (F2) | INDOOR DOUBLE CHAMBER |  | 11/0.415 kV | 20030801 |  | 0 | Pass | null
430377607 | TNB | DISTRIBUTION | WP PUTRAJAYA & CYBERJAYA | Existing | VPTJ/PCE/J01532 | PE 1.53 NORTH DEPT (F2) | RMU | RMU 3S |  |  | PE 1.53 NORTH DEPT (F2) | ATTACHED |  |  | 20041001 |  | 0 | Pass | null
430377941 | TNB | DISTRIBUTION | WP PUTRAJAYA & CYBERJAYA | Existing | VPTJ/PCE/J01531 | PE 1.53 NORTH DEPT (F1) | RMU | RMU 3S+1F |  |  | PE 1.53 NORTH DEPT (F1) | INDOOR DOUBLE CHAMBER |  | 11/0.415 kV | 20041001 |  | 0 | Pass | null
430378600 | TNB | DISTRIBUTION | WP PUTRAJAYA & CYBERJAYA | Existing | VPTJ/PCE/J01541 | PE 1.54 SOUTH DEPT (F1) | RMU | RMU 3S+1F |  |  | PE 1.54 SOUTH DEPT (F1) | INDOOR DOUBLE CHAMBER |  | 11/0.415 kV | 20041001 |  | 0 | Pass | null
430379115 | TNB | DISTRIBUTION | WP PUTRAJAYA & CYBERJAYA | Existing | VPTJ/PCE/J17072 | PE 17.07 BLOK C 17RK2 (F2) | RMU | RMU 2S + 1F |  |  | PE 17.07 BLOK C 17RK2 (F2) | INDOOR DOUBLE CHAMBER |  | 11/0.415 kV | 29/12/2010 |  | 0 | Pass | null
430379750 | TNB | DISTRIBUTION | WP PUTRAJAYA & CYBERJAYA | Existing | VPTJ/PCE/J17071 | PE 17.07 BLOK C 17RK2 (F1) | RMU | RMU 2S + 1F |  |  | PE 17.07 BLOK C 17RK2 (F1) | INDOOR DOUBLE CHAMBER |  | 11/0.415 kV | 29/12/2010 |  | 0 | Pass | null
430380349 | TNB | DISTRIBUTION | WP PUTRAJAYA & CYBERJAYA | Existing | VPTJ/PCE/J17091 | PE 17.09 SEK REN PRESINT 17 F1 | RMU 2S + 1F | RMU 2S + 1F |  |  | PE 17.09 SEK REN PRESINT 17 F1 | INDOOR DOUBLE CHAMBER |  | 11/0.415 kV |  |  | 0 | Pass | null
430380940 | TNB | DISTRIBUTION | WP PUTRAJAYA & CYBERJAYA | Existing | VPTJ/PCE/J17092 | PE 17.09 SEK REN PRESINT 17 (F2) | RMU 2S + 1F | RMU 2S + 1F |  |  | PE 17.09 SEK REN PRESINT 17 (F2) | INDOOR DOUBLE CHAMBER |  | 11/0.415 kV |  |  | 0 | Pass | null
430381571 | TNB | DISTRIBUTION | WP PUTRAJAYA & CYBERJAYA | Existing | VPTJ/PCE/J01311 | PE 1.31 PADAT PERSIARAN PERDANA | RMU | RMU 2S + 1F |  |  | PE 1.31 PADAT PERSIARAN PERDANA | COMPACT SUBS |  | 11/0.415 kV | 15/04/1999 |  | 0 | Pass | null
430382735 | TNB | DISTRIBUTION | WP PUTRAJAYA & CYBERJAYA | Existing | VPTJ/PCE/J01271 | PE 1.27 PADAT PERSIARAN PERSEKUTUAN | RMU | RMU 2S + 1F |  |  | PE 1.27 PADAT PERSIARAN PERSEKUTUAN | COMPACT SUBS |  | 11/0.415 kV | 25/05/1999 |  | 0 | Pass | null
430383543 | TNB | DISTRIBUTION | WP PUTRAJAYA & CYBERJAYA | Existing | VPTJ/PCE/J01542 | PE 1.54 SOUTH DEPT (F2) | RMU | RMU 3S |  |  | PE 1.54 SOUTH DEPT (F2) | INDOOR DOUBLE CHAMBER |  | 11/0.415 kV | 20041001 |  | 0 | Pass | null
430383731 | TNB | DISTRIBUTION | WP PUTRAJAYA & CYBERJAYA | Existing | VPTJ/PCE/J01551 | SS 1.55 PLAZA MALL (F1) | RMU | RMU 3S |  |  | SS 1.55 PLAZA MALL (F1) | ATTACHED |  |  | 20041001 |  | 0 | Pass | null
430383916 | TNB | DISTRIBUTION | WP PUTRAJAYA & CYBERJAYA | Existing | VPTJ/PCE/J01552 | SS 1.55 PLAZA MALL (F2) | RMU | RMU 3S |  |  | SS 1.55 PLAZA MALL (F2) | ATTACHED |  |  | 20041001 |  | 0 | Pass | null
430384104 | TNB | DISTRIBUTION | WP PUTRAJAYA & CYBERJAYA | Existing | VPTJ/PCE/J01261 | SS 1.26 HOTEL SANGRI-LA (F1) | CB | CB |  |  | SS 1.26 HOTEL SANGRI-LA (F1) | ATTACHED |  |  | 17/10/2002 |  | 0 | Pass | null
430384460 | TNB | DISTRIBUTION | WP PUTRAJAYA & CYBERJAYA | Existing | VPTJ/PCE/J01262 | SS 1.26 HOTEL SANGRI-LA (F2) | CB | CB |  |  | SS 1.26 HOTEL SANGRI-LA (F2) | ATTACHED |  |  | 17/10/2002 |  | 0 | Pass | null
430384840 | TNB | DISTRIBUTION | WP PUTRAJAYA & CYBERJAYA | Existing | VPTJ/PCE/J01381 | PE 1.38 TAMAN PUTRA PERDANA (F1) | RMU | RMU 3S+1F |  |  | PE 1.38 TAMAN PUTRA PERDANA (F1) | INDOOR DOUBLE CHAMBER |  | 11/0.415 kV | 24/08/2000 |  | 0 | Pass | null
430385489 | TNB | DISTRIBUTION | WP PUTRAJAYA & CYBERJAYA | Existing | VPTJ/PCE/J01382 | PE 1.38 TAMAN PUTRA PERDANA (F2) | RMU | RMU 3S+1F |  |  | PE 1.38 TAMAN PUTRA PERDANA (F2) | INDOOR DOUBLE CHAMBER |  | 11/0.415 kV | 24/08/2000 |  | 0 | Pass | null
430386141 | TNB | DISTRIBUTION | WP PUTRAJAYA & CYBERJAYA | Existing | VPTJ/PCE/J01151 | SS 1.15 D1 (F1) | RMU | RMU 3S |  |  | SS 1.15 D1 (F1) | ATTACHED |  |  | 17/05/2000 |  | 0 | Pass | null
430386326 | TNB | DISTRIBUTION | WP PUTRAJAYA & CYBERJAYA | Existing | VPTJ/PCE/J01152 | SS 1.15 D1 (F2) | RMU | RMU 3S |  |  | SS 1.15 D1 (F2) | ATTACHED |  |  | 17/05/2000 |  | 0 | Pass | null
430386513 | TNB | DISTRIBUTION | WP PUTRAJAYA & CYBERJAYA | Existing | VPTJ/PCE/J01161 | SS 1.16 D2 (F1) | RMU | RMU 3S |  |  | SS 1.16 D2 (F1) | ATTACHED |  |  | 17/05/2000 |  | 0 | Pass | null
430386698 | TNB | DISTRIBUTION | WP PUTRAJAYA & CYBERJAYA | Existing | VPTJ/PCE/J01162 | SS 1.16 D2 (F2) | RMU | RMU 3S |  |  | SS 1.16 D2 (F2) | ATTACHED |  |  | 17/05/2000 |  | 0 | Pass | null
430386885 | TNB | DISTRIBUTION | WP PUTRAJAYA & CYBERJAYA | Existing | VPTJ/PCE/J01171 | SS 1.17 D3 (F1) | RMU | RMU 3S |  |  | SS 1.17 D3 (F1) | ATTACHED |  |  | 17/05/2000 |  | 0 | Pass | null
430387070 | TNB | DISTRIBUTION | WP PUTRAJAYA & CYBERJAYA | Existing | VPTJ/PCE/J01172 | SS 1.17 D3 (F2) | RMU | RMU 3S |  |  | SS 1.17 D3 (F2) | ATTACHED |  |  | 17/05/2000 |  | 0 | Pass | null
430387259 | TNB | DISTRIBUTION | WP PUTRAJAYA & CYBERJAYA | Existing | VPTJ/PCE/J01181 | SS 1.18 D4 (F1) | RMU | RMU 3S |  |  | SS 1.18 D4 (F1) | ATTACHED |  |  | 17/05/2000 |  | 0 | Pass | null
430387444 | TNB | DISTRIBUTION | WP PUTRAJAYA & CYBERJAYA | Existing | VPTJ/PCE/J01182 | SS 1.18 D4 (F2) | RMU | RMU 3S |  |  | SS 1.18 D4 (F2) | ATTACHED |  |  | 17/05/2000 |  | 0 | Pass | null
430387762 | TNB | DISTRIBUTION | WP PUTRAJAYA & CYBERJAYA | Existing | VPTJ/PCE/J01301 | PE 1.30 TAPAK SEMAIAN BOTANI | CB | CB + 1 TX |  |  | PE 1.30 TAPAK SEMAIAN BOTANI | INDOOR SINGLE CHAMBER |  | 11/0.415 kV | 31/05/2001 |  | 0 | Pass | null
430388606 | TNB | DISTRIBUTION | WP PUTRAJAYA & CYBERJAYA | Existing | VPTJ/PCE/J01591 | PE 1.59 WETLAND MANAGEMENT | RMU | RMU 2S + 1F |  |  | PE 1.59 WETLAND MANAGEMENT | COMPACT SUBS |  | 11/0.415 kV | 29/07/2003 |  | 0 | Pass | null
430389729 | TNB | DISTRIBUTION | WP PUTRAJAYA & CYBERJAYA | Existing | VPTJ/PCE/J13041 | PE 13.04 UGS PERSEKUTUAN | RMU | RMU 2S + 1F |  |  | PE 13.04 UGS PERSEKUTUAN | INDOOR SINGLE CHAMBER |  |  | 15/04/1999 | MAPSERVER BANGI | 0 | Pass | null
430391204 | TNB | DISTRIBUTION | WP PUTRAJAYA & CYBERJAYA | Existing | VPTJ/PCE/J01331 | PE 1.33 INSIDE PPU 1 S/L OVAL | RMU | RMU 2S + 1F |  |  | PE 1.33 INSIDE PPU 1 S/L OVAL | COMPACT SUBS |  | 11/0.415 kV | 17/06/1999 |  | 0 | Pass | null
430404828 | TNB | DISTRIBUTION | WP PUTRAJAYA & CYBERJAYA | Existing | VPTJ/PCE/J01291 | PE 1.29 PERDANA WALK | RMU | RMU 2S + 1F |  |  | PE 1.29 PERDANA WALK | COMPACT SUBS |  | 11/0.415 kV | 30/06/1999 |  | 0 | Pass | null
430405578 | TNB | DISTRIBUTION | WP PUTRAJAYA & CYBERJAYA | Existing | VPTJ/PCE/J01351 | PE 1.35 MOSQUE (F1) | RMU | RMU 2S + 1F |  |  | PE 1.35 MOSQUE (F1) | INDOOR DOUBLE CHAMBER |  | 11/0.415 kV | 19991205 |  | 0 | Pass | null
430406169 | TNB | DISTRIBUTION | WP PUTRAJAYA & CYBERJAYA | Existing | VPTJ/PCE/J01352 | PE 1.35 MOSQUE (F2) | RMU | RMU 2S + 1F |  |  | PE 1.35 MOSQUE (F2) | INDOOR DOUBLE CHAMBER |  | 11/0.415 kV | 19991205 |  | 0 | Pass | null
430407582 | TNB | DISTRIBUTION | WP PUTRAJAYA & CYBERJAYA | Existing | VPTJ/PCE/J17101 | SS 17.10 TEMP PPA1M PRESINT 17 | RMU 3S | RMU 3S |  |  | SS 17.10 TEMP PPA1M PRESINT 17 | INDOOR SINGLE CHAMBER |  | 11 kV |  |  | 0 | Pass | null
430407816 | TNB | DISTRIBUTION | WP PUTRAJAYA & CYBERJAYA | Existing | VPTJ/PCE/J17061 | PE 17.06 BLOK A 17RK2 (F1) | RMU | RMU 2S + 1F |  |  | PE 17.06 BLOK A 17RK2 (F1) | INDOOR DOUBLE CHAMBER |  | 11/0.415 kV | 29/12/2010 |  | 0 | Pass | null
430408407 | TNB | DISTRIBUTION | WP PUTRAJAYA & CYBERJAYA | Existing | VPTJ/PCE/J17062 | PE 17.06 BLOK A 17RK2 (F2) | RMU | RMU 2S + 1F |  |  | PE 17.06 BLOK A 17RK2 (F2) | INDOOR DOUBLE CHAMBER |  | 11/0.415 kV | 29/12/2010 |  | 0 | Pass | null
430439159 | TNB | DISTRIBUTION | WP PUTRAJAYA & CYBERJAYA | Existing | VPTJ/PCE/J15221 | PE 15.22 PADAT WR 6 | RMU | RMU 2S + 1F |  |  | PE 15.22 PADAT WR 6 | COMPACT SUBS |  | 11/0.415 kV | 27/08/2005 |  | 0 | Pass | null
430440430 | TNB | DISTRIBUTION | WP PUTRAJAYA & CYBERJAYA | Existing | VPTJ/PCE/J15452 | PE 15.45 Blok C1 15-12B (F2) | RMU | RMU 2S + 1F |  |  | PE 15.45 Blok C1 15-12B (F2) | ATTACHED DOUBLE |  | 11/0.415 kV | 20091010 |  | 0 | Pass | null
430441061 | TNB | DISTRIBUTION | WP PUTRAJAYA & CYBERJAYA | Existing | VPTJ/PCE/J15451 | PE 15.45 Blok C1 15-12B (F1) | RMU | RMU 2S + 1F |  |  | PE 15.45 Blok C1 15-12B (F1) | ATTACHED DOUBLE |  | 11/0.415 kV | 20091010 |  | 0 | Pass | null
430441654 | TNB | DISTRIBUTION | WP PUTRAJAYA & CYBERJAYA | Existing | VPTJ/PCE/J15461 | PE 15.46 Blok C2 15-12B (F1) | RMU | RMU 2S + 1F |  |  | PE 15.46 Blok C2 15-12B (F1) | ATTACHED DOUBLE |  | 11/0.415 kV | 20091010 |  | 0 | Pass | null
430442245 | TNB | DISTRIBUTION | WP PUTRAJAYA & CYBERJAYA | Existing | VPTJ/PCE/J15462 | PE 15.46 Blok C2 15-12B (F2) | RMU | RMU 2S + 1F |  |  | PE 15.46 Blok C2 15-12B (F2) | ATTACHED DOUBLE |  | 11/0.415 kV | 20091010 |  | 0 | Pass | null
430442844 | TNB | DISTRIBUTION | WP PUTRAJAYA & CYBERJAYA | Existing | VPTJ/PCE/J15441 | PE 15.44 Blok A3 15-12B (F1) | RMU | RMU 2S + 1F |  |  | PE 15.44 Blok A3 15-12B (F1) | ATTACHED DOUBLE |  | 11/0.415 kV | 20091010 |  | 0 | Pass | null
430443435 | TNB | DISTRIBUTION | WP PUTRAJAYA & CYBERJAYA | Existing | VPTJ/PCE/J15442 | PE 15.44 Blok A3 15-12B (F2) | RMU | RMU 2S + 1F |  |  | PE 15.44 Blok A3 15-12B (F2) | ATTACHED DOUBLE |  | 11/0.415 kV | 20091010 |  | 0 | Pass | null
430448328 | TNB | DISTRIBUTION | WP PUTRAJAYA & CYBERJAYA | Existing | VPTJ/PCE/J15431 | PE 15.43 BLOK A2 15-12B (F1) | RMU | RMU 2S + 1F |  |  | PE 15.43 BLOK A2 15-12B (F1) | ATTACHED DOUBLE |  | 11/0.415 kV | 20091010 |  | 0 | Pass | null
430448919 | TNB | DISTRIBUTION | WP PUTRAJAYA & CYBERJAYA | Existing | VPTJ/PCE/J15432 | PE 15.43 BLOK A2 15-12B (F2) | RMU | RMU 2S + 1F |  |  | PE 15.43 BLOK A2 15-12B (F2) | ATTACHED DOUBLE |  | 11/0.415 kV | 20091010 |  | 0 | Pass | null
430449518 | TNB | DISTRIBUTION | WP PUTRAJAYA & CYBERJAYA | Existing | VPTJ/PCE/J15241 | SS 15.24 SEK. ANTARABANGSA (F1) | RMU | RMU 3S |  |  | SS 15.24 SEK. ANTARABANGSA (F1) | ATTACHED |  |  | 20060210 |  | 0 | Pass | null
430449703 | TNB | DISTRIBUTION | WP PUTRAJAYA & CYBERJAYA | Existing | VPTJ/PCE/J15242 | SS 15.24 SEK. ANTARABANGSA (F2) | RMU | RMU 3S |  |  | SS 15.24 SEK. ANTARABANGSA (F2) | ATTACHED |  |  | 20060210 |  | 0 | Pass | null
430449891 | TNB | DISTRIBUTION | WP PUTRAJAYA & CYBERJAYA | Existing | VPTJ/PCE/J15421 | PE 15.42 P/PURI 15-12 BLOK C (F1) | RMU | RMU 2S + 1F |  |  | PE 15.42 P/PURI 15-12 BLOK C (F1) | ATTACHED DOUBLE |  | 11/0.415 kV | 20090601 |  | 0 | Pass | null
430450488 | TNB | DISTRIBUTION | WP PUTRAJAYA & CYBERJAYA | Existing | VPTJ/PCE/J15422 | PE 15.42 P/PURI 15-12 BLOK C (F2) | RMU | RMU 2S + 1F |  |  | PE 15.42 P/PURI 15-12 BLOK C (F2) | ATTACHED DOUBLE |  | 11/0.415 kV | 20090701 |  | 0 | Pass | null
430451087 | TNB | DISTRIBUTION | WP PUTRAJAYA & CYBERJAYA | Existing | VPTJ/PCE/J15411 | PE 15.41 P/PURI 15-12 BLOK B (F1) | RMU | RMU 2S + 1F |  |  | PE 15.41 P/PURI 15-12 BLOK B (F1) | ATTACHED DOUBLE |  | 11/0.415 kV | 20090601 |  | 0 | Pass | null
430451684 | TNB | DISTRIBUTION | WP PUTRAJAYA & CYBERJAYA | Existing | VPTJ/PCE/J15412 | PE 15.41 P/PURI 15-12 BLOK B (F2) | RMU | RMU 2S + 1F |  |  | PE 15.41 P/PURI 15-12 BLOK B (F2) | ATTACHED DOUBLE |  | 11/0.415 kV | 20090701 |  | 0 | Pass | null
430452283 | TNB | DISTRIBUTION | WP PUTRAJAYA & CYBERJAYA | Existing | VPTJ/PCE/J15401 | PE 15.40 P/PURI 15-12 BLOK A (F1) | RMU 2S + 1F | RMU 2S + 1F |  |  | PE 15.40 P/PURI 15-12 BLOK A (F1) | ATTACHED DOUBLE |  | 11/0.415 kV | 20090601 |  | 0 | Pass | null
430452874 | TNB | DISTRIBUTION | WP PUTRAJAYA & CYBERJAYA | Existing | VPTJ/PCE/J15402 | PE 15.40 P/PURI 15-12 BLOK A (F2) | RMU 2S + 1F | RMU 2S + 1F |  |  | PE 15.40 P/PURI 15-12 BLOK A (F2) | ATTACHED DOUBLE |  | 11/0.415 kV | 20090701 |  | 0 | Pass | null
430453473 | TNB | DISTRIBUTION | WP PUTRAJAYA & CYBERJAYA | Existing | VPTJ/PCE/J15471 | PE 15.47 APARTMENT ALAM DESA (F1) | RMU | RMU 2S + 1F |  |  | PE 15.47 APARTMENT ALAM DESA (F1) | INDOOR DOUBLE CHAMBER |  | 11/0.415 kV | 20121208 |  | 0 | Pass | null
430454070 | TNB | DISTRIBUTION | WP PUTRAJAYA & CYBERJAYA | Existing | VPTJ/PCE/J15472 | PE 15.47 APARTMENT ALAM DESA (F2) | RMU | RMU 2S + 1F |  |  | PE 15.47 APARTMENT ALAM DESA (F2) | INDOOR DOUBLE CHAMBER |  | 11/0.415 kV | 20121208 |  | 0 | Pass | null
430454670 | TNB | DISTRIBUTION | WP PUTRAJAYA & CYBERJAYA | Existing | VPTJ/PCE/J15351 | PE 15.35 FASA 15-1A (F1) | RMU | RMU 2S + 1F |  |  | PE 15.35 FASA 15-1A (F1) | ATTACHED DOUBLE |  | 11/0.415 kV | 14/11/2009 |  | 0 | Pass | null
430455261 | TNB | DISTRIBUTION | WP PUTRAJAYA & CYBERJAYA | Existing | VPTJ/PCE/J15352 | PE 15.35 FASA 15-1A (F2) | RMU | RMU 2S + 1F |  |  | PE 15.35 FASA 15-1A (F2) | ATTACHED DOUBLE |  | 11/0.415 kV | 15/11/2009 |  | 0 | Pass | null
430455860 | TNB | DISTRIBUTION | WP PUTRAJAYA & CYBERJAYA | Existing | VPTJ/PCE/J15361 | PE 15.36 FASA 15-1B (F1) | RMU | RMU 2S + 1F |  |  | PE 15.36 FASA 15-1B (F1) | ATTACHED DOUBLE |  | 11/0.415 kV | 14/11/2009 |  | 0 | Pass | null
430456396 | TNB | DISTRIBUTION | WP PUTRAJAYA & CYBERJAYA | Existing | VPTJ/PCE/J02032 | PE 2.03 RUMAH PAM (F2) | RMU | RMU 2S + 1F |  |  | PE 2.03 RUMAH PAM (F2) | INDOOR DOUBLE CHAMBER |  | 11/0.415 kV | 20010502 |  | 0 | Pass | null
430457021 | TNB | DISTRIBUTION | WP PUTRAJAYA & CYBERJAYA | Existing | VPTJ/PCE/J02031 | PE 2.03 RUMAH PAM (F1) | RMU | RMU 2S + 1F |  |  | PE 2.03 RUMAH PAM (F1) | INDOOR DOUBLE CHAMBER |  | 11/0.415 kV | 20010502 |  | 0 | Pass | null
430457724 | TNB | DISTRIBUTION | WP PUTRAJAYA & CYBERJAYA | Existing | VPTJ/PCE/J01041 | SS 1.04 JPM B4 (F1) | RMU | RMU 3S |  |  | SS 1.04 JPM B4 (F1) | ATTACHED |  |  | 19/07/1999 |  | 0 | Pass | null
430457909 | TNB | DISTRIBUTION | WP PUTRAJAYA & CYBERJAYA | Existing | VPTJ/PCE/J01042 | SS 1.04 JPM B4 (F2) | RMU | RMU 3S |  |  | SS 1.04 JPM B4 (F2) | ATTACHED |  |  | 19/07/1999 |  | 0 | Pass | null
430458200 | TNB | DISTRIBUTION | WP PUTRAJAYA & CYBERJAYA | Existing | VPTJ/PCE/J02172 | PE 2.17 TMN WAWASAN (P.H) (F2) | RMU | RMU 2S + 1F |  |  | PE 2.17 TMN WAWASAN (P.H) (F2) | INDOOR DOUBLE CHAMBER |  | 11/0.415 kV | 20041003 |  | 0 | Pass | null
430458797 | TNB | DISTRIBUTION | WP PUTRAJAYA & CYBERJAYA | Existing | VPTJ/PCE/J02171 | PE 2.17 TMN WAWASAN (P.H) (F1) | RMU | RMU 2S + 1F |  |  | PE 2.17 TMN WAWASAN (P.H) (F1) | INDOOR DOUBLE CHAMBER |  | 11/0.415 kV | 20041003 |  | 0 | Pass | null
430459576 | TNB | DISTRIBUTION | WP PUTRAJAYA & CYBERJAYA | Existing | VPTJ/PCE/J02182 | PE 2.18 TMN WAWASAN (WR) (F2) | CB | CB + 1 TX |  |  | PE 2.18 TMN WAWASAN (WR) (F2) | INDOOR DOUBLE CHAMBER |  | 11/0.415 kV | 20041003 |  | 0 | Pass | null
430460358 | TNB | DISTRIBUTION | WP PUTRAJAYA & CYBERJAYA | Existing | VPTJ/PCE/J02181 | PE 2.18 TMN WAWASAN (WR) (F1) | CB | CB + 1 TX |  |  | PE 2.18 TMN WAWASAN (WR) (F1) | INDOOR DOUBLE CHAMBER |  | 11/0.415 kV | 20041003 |  | 0 | Pass | null
430469333 | TNB | DISTRIBUTION | WP PUTRAJAYA & CYBERJAYA | Existing | VPTJ/PCE/J15362 | PE 15.36 FASA 15-1B(F2) | RMU | RMU 2S + 1F |  |  | PE 15.36 FASA 15-1B(F2) | ATTACHED DOUBLE |  | 11/0.415 kV | 15/11/2009 |  | 0 | Pass | null
430469933 | TNB | DISTRIBUTION | WP PUTRAJAYA & CYBERJAYA | Existing | VPTJ/PCE/J15381 | PE 15.38 FASA 15-3B (F1) | RMU | RMU 2S + 1F |  |  | PE 15.38 FASA 15-3B (F1) | ATTACHED DOUBLE |  | 11/0.415 kV | 14/11/2009 |  | 0 | Pass | null
430470524 | TNB | DISTRIBUTION | WP PUTRAJAYA & CYBERJAYA | Existing | VPTJ/PCE/J15382 | PE 15.38 FASA 15-3B (F2) | RMU | RMU 2S + 1F |  |  | PE 15.38 FASA 15-3B (F2) | ATTACHED DOUBLE |  | 11/0.415 kV | 15/11/2009 |  | 0 | Pass | null
430471123 | TNB | DISTRIBUTION | WP PUTRAJAYA & CYBERJAYA | Existing | VPTJ/PCE/J15391 | PE 15.39 FASA 15-3A (F1) | RMU | RMU 2S + 1F |  |  | PE 15.39 FASA 15-3A (F1) | ATTACHED DOUBLE |  | 11/0.415 kV | 14/11/2009 |  | 0 | Pass | null
430471853 | TNB | DISTRIBUTION | WP PUTRAJAYA & CYBERJAYA | Existing | VPTJ/PCE/J15392 | PE 15.39 FASA 15-3A (F2) | RMU | RMU 2S + 1F |  |  | PE 15.39 FASA 15-3A (F2) | ATTACHED DOUBLE |  | 11/0.415 kV | 15/11/2009 |  | 0 | Pass | null
430472452 | TNB | DISTRIBUTION | WP PUTRAJAYA & CYBERJAYA | Existing | VPTJ/PCE/J15371 | PE 15.37 FASA 15-2 (F1) | RMU | RMU 2S + 1F |  |  | PE 15.37 FASA 15-2 (F1) | ATTACHED DOUBLE |  | 11/0.415 kV | 14/11/2009 |  | 0 | Pass | null
430473049 | TNB | DISTRIBUTION | WP PUTRAJAYA & CYBERJAYA | Existing | VPTJ/PCE/J15372 | PE 15.37 FASA 15-2 (F2) | RMU | RMU 2S + 1F |  |  | PE 15.37 FASA 15-2 (F2) | ATTACHED DOUBLE |  | 11/0.415 kV | 15/11/2009 |  | 0 | Pass | null
430474616 | TNB | DISTRIBUTION | WP PUTRAJAYA & CYBERJAYA | Existing | VPTJ/PCE/J01621 | PE 1.62 INSIDE PPU PJ1 | RMU 2S + 1F | RMU 2S + 1F |  |  | PE 1.62 INSIDE PPU PJ1 | ATTACHED |  | 11 kV | 20110109 |  | 0 | Pass | null
430475389 | TNB | DISTRIBUTION | WP PUTRAJAYA & CYBERJAYA | Existing | VPTJ/PCE/J01651 | PE 1.65 DATARAN PAHLAWAN F1 | RMU 2S + 1F | RMU 2S + 1F |  |  | PE 1.65 DATARAN PAHLAWAN F1 | INDOOR DOUBLE CHAMBER |  | 11/0.415 kV |  |  | 0 | Pass | null
430475980 | TNB | DISTRIBUTION | WP PUTRAJAYA & CYBERJAYA | Existing | VPTJ/PCE/J01652 | PE 1.65 DATARAN PAHLAWAN F2 | RMU 2S + 1F | RMU 2S + 1F |  |  | PE 1.65 DATARAN PAHLAWAN F2 | INDOOR DOUBLE CHAMBER |  | 11/0.415 kV |  |  | 0 | Pass | null
430554314 | TNB | DISTRIBUTION | WP PUTRAJAYA & CYBERJAYA | Existing | VPTJ/PCE/J15562 | PE 15.56 DWIPUTRA NO 3 (F2) | RMU | RMU 2S + 1F |  |  | PE 15.56 DWIPUTRA NO 3 (F2) | INDOOR DOUBLE CHAMBER |  |  |  |  | 0 | Pass | null
430554905 | TNB | DISTRIBUTION | WP PUTRAJAYA & CYBERJAYA | Existing | VPTJ/PCE/J00341 | PE 15.56 DWIPUTRA NO 3 (F1) | RMU | RMU 2S + 1F |  |  | PE 15.56 DWIPUTRA NO 3 (F1) | INDOOR DOUBLE CHAMBER |  |  |  |  | 0 | Pass | null
430563792 | TNB | DISTRIBUTION | WP PUTRAJAYA & CYBERJAYA | Existing | VPTJ/PCE/J09281 | PE 9.28 APT 11C (EFI) (F1) | RMU | RMU 2S + 1F |  |  | PE 9.28 APT 11C (EFI) (F1) | ATTACHED DOUBLE |  | 11/0.415 kV | 20030812 |  | 0 | Pass | null
430564391 | TNB | DISTRIBUTION | WP PUTRAJAYA & CYBERJAYA | Existing | VPTJ/PCE/J09282 | PE 9.28 APT 11C (EFI) (F2) | RMU | RMU 2S + 1F |  |  | PE 9.28 APT 11C (EFI) (F2) | ATTACHED DOUBLE |  | 11/0.415 kV | 20030812 |  | 0 | Pass | null
430567252 | TNB | DISTRIBUTION | WP PUTRAJAYA & CYBERJAYA | Existing | VPTJ/PCE/J08011 | PE 8.01 PS 10 (EFI) (F1) | RMU | RMU 2S + 1F |  |  | PE 8.01 PS 10 (EFI) (F1) | INDOOR DOUBLE CHAMBER |  | 11/0.415 kV | 23/07/1999 |  | 0 | Pass | null
430567843 | TNB | DISTRIBUTION | WP PUTRAJAYA & CYBERJAYA | Existing | VPTJ/PCE/J08012 | PE 8.01 PS 10 (EFI) (F2) | RMU | RMU 2S + 1F |  |  | PE 8.01 PS 10 (EFI) (F2) | INDOOR DOUBLE CHAMBER |  | 11/0.415 kV | 23/07/1999 |  | 0 | Pass | null
430568638 | TNB | DISTRIBUTION | WP PUTRAJAYA & CYBERJAYA | Existing | VPTJ/PCE/J04221 | PE 4.22 4P5 (F1) | RMU 2S + 1F | RMU 2S + 1F |  |  | PE 4.22 4P5 (F1) | INDOOR DOUBLE CHAMBER |  | 11/0.415 kV | 29/11/2013 |  | 0 | Pass | null
430569229 | TNB | DISTRIBUTION | WP PUTRAJAYA & CYBERJAYA | Existing | VPTJ/PCE/J04222 | PE 4.22 4P5 (F2) | RMU 2S + 1F | RMU 2S + 1F |  |  | PE 4.22 4P5 (F2) | INDOOR DOUBLE CHAMBER |  | 11/0.415 kV | 29/11/2013 |  | 0 | Pass | null
430569914 | TNB | DISTRIBUTION | WP PUTRAJAYA & CYBERJAYA | Existing | VPTJ/PCE/J04092 | PE 4.09 S/LIGHTING (F2) | RMU 2S + 1F | RMU 2S + 1F |  |  | PE 4.09 S/LIGHTING (F2) | COMPACT SUBS |  | 11/0.415 kV | 22/08/2003 |  | 0 | Pass | null
430570594 | TNB | DISTRIBUTION | WP PUTRAJAYA & CYBERJAYA | Existing | VPTJ/PCE/J04091 | PE 4.09 S/LIGHTING (F1) | RMU 2S + 1F | RMU 2S + 1F |  |  | PE 4.09 S/LIGHTING (F1) | COMPACT SUBS |  | 11/0.415 kV | 22/08/2003 |  | 0 | Pass | null
430571462 | TNB | DISTRIBUTION | WP PUTRAJAYA & CYBERJAYA | Existing | VPTJ/PCE/J03021 | PE 3.02 3G1 (F1) | CB 4S + 1 TX | CB + 1 TX |  |  | PE 3.02 3G1 (F1) | INDOOR DOUBLE CHAMBER |  | 11/0.415 kV | 20031108 |  | 0 | Pass | null
430572250 | TNB | DISTRIBUTION | WP PUTRAJAYA & CYBERJAYA | Existing | VPTJ/PCE/J03022 | PE 3.02 3G1 (F2) | CB 4S + 1 TX | CB + 1 TX |  |  | PE 3.02 3G1 (F2) | INDOOR DOUBLE CHAMBER |  | 11/0.415 kV | 20031108 |  | 0 | Pass | null
430608392 | TNB | DISTRIBUTION | WP PUTRAJAYA & CYBERJAYA | Existing | VPTJ/PCE/J03031 | SS 3.03 3G2 (F1) | CB 3S | CB |  |  | SS 3.03 3G2 (F1) | ATTACHED |  |  | 21/02/2004 |  | 0 | Pass | null
430608752 | TNB | DISTRIBUTION | WP PUTRAJAYA & CYBERJAYA | Existing | VPTJ/PCE/J03032 | SS 3.03 3G2 (F2) | CB 3S | CB |  |  | SS 3.03 3G2 (F2) | ATTACHED |  |  | 21/02/2004 |  | 0 | Pass | null
430609253 | TNB | DISTRIBUTION | WP PUTRAJAYA & CYBERJAYA | Existing | VPTJ/PCE/J03141 | SS 3.14 BLOK D (F1) | CB 3S | CB |  |  | SS 3.14 BLOK D (F1) | INDOOR SINGLE CHAMBER |  | 11 kV |  |  | 0 | Pass | null
430609613 | TNB | DISTRIBUTION | WP PUTRAJAYA & CYBERJAYA | Existing | VPTJ/PCE/J03142 | SS 3.14 BLOK D (F2) | CB 3S | CB |  |  | SS 3.14 BLOK D (F2) | INDOOR SINGLE CHAMBER |  | 11 kV |  |  | 0 | Pass | null
430610066 | TNB | DISTRIBUTION | WP PUTRAJAYA & CYBERJAYA | Existing | VPTJ/PCE/J03131 | SS 3.13 BLOK C (F1) | CB 3S | CB |  |  | SS 3.13 BLOK C (F1) | INDOOR DOUBLE CHAMBER |  | 11 kV |  |  | 0 | Pass | null
430610426 | TNB | DISTRIBUTION | WP PUTRAJAYA & CYBERJAYA | Existing | VPTJ/PCE/J03132 | SS 3.13 BLOK C (F2) | CB 3S | CB |  |  | SS 3.13 BLOK C (F2) | INDOOR DOUBLE CHAMBER |  | 11 kV |  |  | 0 | Pass | null
430610906 | TNB | DISTRIBUTION | WP PUTRAJAYA & CYBERJAYA | Existing | VPTJ/PCE/J03121 | SS 3.12 BLOK A&B (F1) | CB 3S | CB |  |  | SS 3.12 BLOK A&B (F1) | INDOOR SINGLE CHAMBER |  | 11 kV |  |  | 0 | Pass | null
430641455 | TNB | DISTRIBUTION | WP PUTRAJAYA & CYBERJAYA | Existing | VCBJ/PCE/J21522 | PE 21.52 CONDO C3 F2 | RMU 2S + 1F | RMU 2S + 1F |  |  | PE 21.52 CONDO C3 F2 | INDOOR DOUBLE CHAMBER |  | 11/0.415 kV | 20040510 |  | 0 | Pass | null
430642877 | TNB | DISTRIBUTION | WP PUTRAJAYA & CYBERJAYA | Existing | VCBJ/PCE/J25051 | PE 25.05 HOSTEL BLOK 1D | RMU 2S + 2F | RMU 2S + 2F |  |  | PE 25.05 HOSTEL BLOK 1D | INDOOR SINGLE CHAMBER |  |  |  |  | 0 | Pass | null
430643960 | TNB | DISTRIBUTION | WP PUTRAJAYA & CYBERJAYA | Existing | VCBJ/PCE/J25041 | PE 25.04 HOSTEL BLOK 1C | RMU 2S + 2F | RMU 2S + 2F |  |  | PE 25.04 HOSTEL BLOK 1C | INDOOR DOUBLE CHAMBER |  | 11/0.415 kV |  |  | 0 | Pass | null
430645240 | TNB | DISTRIBUTION | WP PUTRAJAYA & CYBERJAYA | Existing | VCBJ/PCE/J25031 | PE 25.03 HOSTEL BLOK 1B | RMU 2S + 1F | RMU 2S + 1F |  |  | PE 25.03 HOSTEL BLOK 1B | INDOOR DOUBLE CHAMBER |  | 11/0.415 kV |  |  | 0 | Pass | null
430648943 | TNB | DISTRIBUTION | WP PUTRAJAYA & CYBERJAYA | Existing | VPTJ/PCE/J08361 | PE 8.36 TEMP 8-4F | RMU 2S + 1F | RMU 2S + 1F |  |  | PE 8.36 TEMP 8-4F | INDOOR DOUBLE CHAMBER |  | 11/0.415 kV |  |  | 0 | Pass | null
430649912 | TNB | DISTRIBUTION | WP PUTRAJAYA & CYBERJAYA | Existing | VPTJ/PCE/J03122 | SS 3.12 BLOK A&B (F2) | CB 3S | CB |  |  | SS 3.12 BLOK A&B (F2) | INDOOR SINGLE CHAMBER |  | 11 kV |  |  | 0 | Pass | null
430650443 | TNB | DISTRIBUTION | WP PUTRAJAYA & CYBERJAYA | Existing | VPTJ/PCE/J04131 | SS 4.13 4G11 (F1) | CB 3S | CB |  |  | SS 4.13 4G11 (F1) | ATTACHED |  |  | 20091106 |  | 0 | Pass | null
430650803 | TNB | DISTRIBUTION | WP PUTRAJAYA & CYBERJAYA | Existing | VPTJ/PCE/J04132 | SS 4.13 4G11 (F2) | CB 3S | CB |  |  | SS 4.13 4G11 (F2) | ATTACHED |  |  | 20091106 |  | 0 | Pass | null
430651315 | TNB | DISTRIBUTION | WP PUTRAJAYA & CYBERJAYA | Existing | VPTJ/PCE/J04121 | SS 4.12 4G7 (F1) | CB 3S | CB |  |  | SS 4.12 4G7 (F1) | ATTACHED |  |  | 17/12/2008 |  | 0 | Pass | null
430651675 | TNB | DISTRIBUTION | WP PUTRAJAYA & CYBERJAYA | Existing | VPTJ/PCE/J04122 | SS 4.12 4G7 (F2) | CB 3S | CB |  |  | SS 4.12 4G7 (F2) | ATTACHED |  |  | 17/12/2008 |  | 0 | Pass | null
430652247 | TNB | DISTRIBUTION | WP PUTRAJAYA & CYBERJAYA | Existing | VPTJ/PCE/J05011 | SS 5.01 PUSAT CONVENTION (F1) | CB 3S | CB |  |  | SS 5.01 PUSAT CONVENTION (F1) | ATTACHED |  |  | 23/12/2002 |  | 0 | Pass | null
430652607 | TNB | DISTRIBUTION | WP PUTRAJAYA & CYBERJAYA | Existing | VPTJ/PCE/J05012 | SS 5.01 PUSAT CONVENTION (F2) | CB 5S+1BS | SSU 11kV Single Bus (BS) |  |  | SS 5.01 PUSAT CONVENTION (F2) | ATTACHED |  |  | 23/12/2002 |  | 0 | Pass | null
430653800 | TNB | DISTRIBUTION | WP PUTRAJAYA & CYBERJAYA | Existing | VPTJ/PCE/J20041 | PE 20.04 PADAT CHALLENGE PARK | RMU 2S + 1F | RMU 2S + 1F |  |  | PE 20.04 PADAT CHALLENGE PARK | COMPACT SUBS |  | 11/0.415 kV | 20061209 |  | 0 | Pass | null
430680196 | TNB | DISTRIBUTION | WP PUTRAJAYA & CYBERJAYA | Existing | VCBJ/PCE/J25021 | PE 25.02 HOSTEL BLOK 1A | RMU 2S + 1F | RMU 2S + 1F |  |  | PE 25.02 HOSTEL BLOK 1A | INDOOR DOUBLE CHAMBER |  |  |  |  | 0 | Pass | null
430680806 | TNB | DISTRIBUTION | WP PUTRAJAYA & CYBERJAYA | Existing | VCBJ/PCE/J23031 | PE 23.03 MUTIARA VILLE 1 | RMU 2S + 1F | RMU 2S + 1F |  |  | PE 23.03 MUTIARA VILLE 1 | ATTACHED |  | 11/0.415 kV | 23/09/2012 |  | 0 | Pass | null
430681444 | TNB | DISTRIBUTION | WP PUTRAJAYA & CYBERJAYA | Existing | VCBJ/PCE/J23041 | PE 23.04 MUTIARA VILLE 2 | RMU 2S + 1F | RMU 2S + 1F |  |  | PE 23.04 MUTIARA VILLE 2 | ATTACHED |  | 11/0.415 kV | 23/09/2012 |  | 0 | Pass | null
430682356 | TNB | DISTRIBUTION | WP PUTRAJAYA & CYBERJAYA | Existing | VCBJ/PCE/J23022 | SS 23.02 STP A F2 | RMU 3S | RMU 3S |  |  | SS 23.02 STP A F2 | ATTACHED |  |  | 13/10/2006 |  | 0 | Pass | null
430686577 | TNB | DISTRIBUTION | WP PUTRAJAYA & CYBERJAYA | Existing | VPTJ/PCE/J08321 | PE 8.32 TERES 8-4H (F1) | RMU | RMU 2S + 1F |  |  | PE 8.32 TERES 8-4H (F1) | INDOOR DOUBLE CHAMBER |  | 11/0.415 kV | 28/03/2013 |  | 0 | Pass | null
430687168 | TNB | DISTRIBUTION | WP PUTRAJAYA & CYBERJAYA | Existing | VPTJ/PCE/J08331 | PE 8.33 8NC2 PADAT NO.1 | RMU | RMU 2S + 1F |  |  | PE 8.33 8NC2 PADAT NO.1 | COMPACT SUBS |  | 11/0.415 kV | 20140903 |  | 0 | Pass | null
430687759 | TNB | DISTRIBUTION | WP PUTRAJAYA & CYBERJAYA | Existing | VPTJ/PCE/J08341 | PE 8.34 8NC2 PADAT NO.2 | RMU | RMU 2S + 1F |  |  | PE 8.34 8NC2 PADAT NO.2 | COMPACT SUBS |  | 11/0.415 kV | 20140903 |  | 0 | Pass | null
430701847 | TNB | DISTRIBUTION | WP PUTRAJAYA & CYBERJAYA | Existing | VPTJ/PCE/J20011 | PE 20.01 DEPOH SENGGARAAN | RMU 2S + 1F | RMU 2S + 1F |  |  | PE 20.01 DEPOH SENGGARAAN | INDOOR SINGLE CHAMBER |  | 11/0.415 kV | 24/12/2003 |  | 0 | Pass | null
430703228 | TNB | DISTRIBUTION | WP PUTRAJAYA & CYBERJAYA | Existing | VPTJ/PCE/J20051 | PE 20.05 PUSARA NEGARA F1 | RMU 2S + 1F | RMU 2S + 1F |  |  | PE 20.05 PUSARA NEGARA F1 | ATTACHED DOUBLE |  | 11/0.415 kV |  |  | 0 | Pass | null
430703820 | TNB | DISTRIBUTION | WP PUTRAJAYA & CYBERJAYA | Existing | VPTJ/PCE/J20052 | PE 20.05 PUSARA NEGARA F2 | RMU 2S + 1F | RMU 2S + 1F |  |  | PE 20.05 PUSARA NEGARA F2 | INDOOR DOUBLE CHAMBER |  |  |  |  | 0 | Pass | null
430704978 | TNB | DISTRIBUTION | WP PUTRAJAYA & CYBERJAYA | Existing | VPTJ/PCE/J20021 | PE 20.02 CREMATORIUM | RMU 2S + 1F | RMU 2S + 1F |  |  | PE 20.02 CREMATORIUM | INDOOR SINGLE CHAMBER |  | 11/0.415 kV | 18/09/2003 |  | 0 | Pass | null
430709839 | TNB | DISTRIBUTION | WP PUTRAJAYA & CYBERJAYA | Existing | VCBJ/PCE/J24011 | PE 24.01 SYMPHONY HILLS 8 | RMU 2S + 2F | RMU 2S + 2F |  |  | PE 24.01 SYMPHONY HILLS 8 | COMPACT SUBS |  | 11/0.415 kV | 20130108 |  | 0 | Pass | null
430710922 | TNB | DISTRIBUTION | WP PUTRAJAYA & CYBERJAYA | Existing | VCBJ/PCE/J24121 | PE 24.12 SEJATI HOMES 2 | RMU 2S + 1F | RMU 2S + 1F |  |  | PE 24.12 SEJATI HOMES 2 | COMPACT SUBS |  | 11/0.415 kV |  |  | 0 | Pass | null
430712210 | TNB | DISTRIBUTION | WP PUTRAJAYA & CYBERJAYA | Existing | VCBJ/PCE/J24131 | PE 24.13 SYMPHONY HILLS 2 | RMU 2S + 2F | RMU 2S + 2F |  |  | PE 24.13 SYMPHONY HILLS 2 | INDOOR SINGLE CHAMBER |  | 11/0.415 kV |  |  | 0 | Pass | null
430713270 | TNB | DISTRIBUTION | WP PUTRAJAYA & CYBERJAYA | Existing | VCBJ/PCE/J24051 | PE 24.05 SYMPHONY HILLS 3 | RMU 2S + 2F | RMU 2S + 1F |  |  | PE 24.05 SYMPHONY HILLS 3 | COMPACT SUBS |  | 11/0.415 kV | 20130208 |  | 0 | Pass | null
430713866 | TNB | DISTRIBUTION | WP PUTRAJAYA & CYBERJAYA | Existing | VCBJ/PCE/J24161 | PE 24.16 PADAT PERUMAHAN 1 | RMU 2S + 1F | RMU 2S + 1F |  |  | PE 24.16 PADAT PERUMAHAN 1 | COMPACT SUBS |  | 11/0.415 kV |  |  | 0 | Pass | null
430740226 | TNB | DISTRIBUTION | WP PUTRAJAYA & CYBERJAYA | Existing | VCBJ/PCE/J00340 | SS 24.32 NADAYU 99 | RMU 3S+1F | RMU 3S+1F |  |  | SS 24.32 NADAYU 99 | INDOOR SINGLE CHAMBER |  |  |  |  | 0 | Pass | null
430740984 | TNB | DISTRIBUTION | WP PUTRAJAYA & CYBERJAYA | Existing | VCBJ/PCE/J22122 | PE 22.12 SEK MEN KEB CJ1 F2 | RMU 2S + 1F | RMU 2S + 1F |  |  | PE 22.12 SEK MEN KEB CJ1 F2 | INDOOR DOUBLE CHAMBER |  | 11/0.415 kV | 19/02/2004 |  | 0 | Pass | null
430742282 | TNB | DISTRIBUTION | WP PUTRAJAYA & CYBERJAYA | Existing | VCBJ/PCE/J24061 | PE 24.06 SYMPHONY HILLS 1 | RMU | RMU 2S + 2F |  |  | PE 24.06 SYMPHONY HILLS 1 | COMPACT SUBS |  | 11/0.415 kV | 20130108 |  | 0 | Pass | null
430743797 | TNB | DISTRIBUTION | WP PUTRAJAYA & CYBERJAYA | Existing | VCBJ/PCE/J24211 | PE 24.21 SITE OFFICE SYMPHONY HILLS | RMU 2S + 1F | RMU 2S + 1F |  |  | PE 24.21 SITE OFFICE SYMPHONY HILLS | COMPACT SUBS |  | 11/0.415 kV |  |  | 0 | Pass | null
430744420 | TNB | DISTRIBUTION | WP PUTRAJAYA & CYBERJAYA | Existing | VPTJ/PCE/J08322 | PE 8.32 TERES 8-4H (F2) | RMU | RMU 2S + 1F |  |  | PE 8.32 TERES 8-4H (F2) | INDOOR DOUBLE CHAMBER |  | 11/0.415 kV | 28/03/2013 |  | 0 | Pass | null
430748694 | TNB | DISTRIBUTION | WP PUTRAJAYA & CYBERJAYA | Existing | VPTJ/PCE/J20031 | PE 20.03 PUMP HSE | RMU 2S + 1F | RMU 2S + 1F |  |  | PE 20.03 PUMP HSE | COMPACT SUBS |  | 11/0.415 kV | 18/08/2004 |  | 0 | Pass | null
430749392 | TNB | DISTRIBUTION | WP PUTRAJAYA & CYBERJAYA | Existing | VPTJ/PCE/J05021 | SS 5.02 STP2 (F1) | CB 3S | CB |  |  | SS 5.02 STP2 (F1) | ATTACHED |  |  | 20030608 |  | 0 | Pass | null
430749752 | TNB | DISTRIBUTION | WP PUTRAJAYA & CYBERJAYA | Existing | VPTJ/PCE/J05022 | SS 5.02 STP2 (F2) | CB 4S | CB |  |  | SS 5.02 STP2 (F2) | ATTACHED |  |  | 20030608 |  | 0 | Pass | null
430750332 | TNB | DISTRIBUTION | WP PUTRAJAYA & CYBERJAYA | Existing | VPTJ/PCE/J05071 | PE 5.07 JLB1 | RMU 2S + 1F | RMU 2S + 1F |  |  | PE 5.07 JLB1 | COMPACT SUBS |  | 11/0.415 kV | 20030710 |  | 0 | Pass | null
430751154 | TNB | DISTRIBUTION | WP PUTRAJAYA & CYBERJAYA | Existing | VPTJ/PCE/J05081 | PE 5.08 JLB2 | RMU 2S + 1F | RMU 2S + 1F |  |  | PE 5.08 JLB2 | COMPACT SUBS |  | 11/0.415 kV | 20030710 |  | 0 | Pass | null
430751908 | TNB | DISTRIBUTION | WP PUTRAJAYA & CYBERJAYA | Existing | VPTJ/PCE/J05051 | PE 5.05 C/S S/L | RMU 2S + 1F | RMU 2S + 1F |  |  | PE 5.05 C/S S/L | COMPACT SUBS |  | 11/0.415 kV | 23/04/2005 |  | 0 | Pass | null
430761617 | TNB | DISTRIBUTION | WP PUTRAJAYA & CYBERJAYA | Existing | VPTJ/PCE/J00340 | PE 15.55 DWIPUTRA NO 2 (F1) | RMU | RMU 2S + 1F |  |  | PE 15.55 DWIPUTRA NO 2 (F1) | INDOOR DOUBLE CHAMBER |  |  |  |  | 0 | Pass | null
430762208 | TNB | DISTRIBUTION | WP PUTRAJAYA & CYBERJAYA | Existing | VPTJ/PCE/J15552 | PE 15.55 DWIPUTRA NO 2 (F2) | RMU | RMU 2S + 1F |  |  | PE 15.55 DWIPUTRA NO 2 (F2) | INDOOR DOUBLE CHAMBER |  |  |  |  | 0 | Pass | null
430762799 | TNB | DISTRIBUTION | WP PUTRAJAYA & CYBERJAYA | Existing | VPTJ/PCE/J00339 | PE 15.54 DWIPUTRA NO 1 (F1) | RMU | RMU 2S + 1F |  |  | PE 15.54 DWIPUTRA NO 1 (F1) | INDOOR DOUBLE CHAMBER |  |  |  |  | 0 | Pass | null
430763390 | TNB | DISTRIBUTION | WP PUTRAJAYA & CYBERJAYA | Existing | VPTJ/PCE/J15542 | PE 15.54 DWIPUTRA NO 1 (F2) | RMU | RMU 2S + 1F |  |  | PE 15.54 DWIPUTRA NO 1 (F2) | INDOOR DOUBLE CHAMBER |  |  |  |  | 0 | Pass | null
430782907 | TNB | DISTRIBUTION | WP PUTRAJAYA & CYBERJAYA | Existing | VCBJ/PCE/J22441 | PE 22.44 PANGSAPURI PT 12067 F1 | RMU 2S + 1F | RMU 2S + 1F |  |  | PE 22.44 PANGSAPURI PT 12067 F1 | INDOOR DOUBLE CHAMBER |  | 11/0.415 kV | 28/11/2006 |  | 0 | Pass | null
430783400 | TNB | DISTRIBUTION | WP PUTRAJAYA & CYBERJAYA | Existing | VCBJ/PCE/J21022 | PE 21.02 INCUBATOR F2 | RMU 2S + 1F | RMU 2S + 1F |  |  | PE 21.02 INCUBATOR F2 | INDOOR DOUBLE CHAMBER |  | 11/0.415 kV | 15/07/1999 |  | 0 | Pass | null
430784571 | TNB | DISTRIBUTION | WP PUTRAJAYA & CYBERJAYA | Existing | VCBJ/PCE/J22442 | PE 22.44 PANGSAPURI PT 12057 F2 | RMU 2S + 1F | RMU 2S + 1F |  |  | PE 22.44 PANGSAPURI PT 12057 F2 | INDOOR DOUBLE CHAMBER |  | 11/0.415 kV | 28/11/2006 |  | 0 | Pass | null
430785240 | TNB | DISTRIBUTION | WP PUTRAJAYA & CYBERJAYA | Existing | VCBJ/PCE/J24141 | SS 24.14 SHAFTBURY BLOK D F1 | CB 3S | CB + 1 TX |  |  | SS 24.14 SHAFTBURY BLOK D F1 | ATTACHED |  |  | 29/03/2014 |  | 0 | Pass | null
430786016 | TNB | DISTRIBUTION | WP PUTRAJAYA & CYBERJAYA | Existing | VCBJ/PCE/J24142 | SS 24.14 SHAFBURY BLOK D F2 | CB 3S | CB |  |  | SS 24.14 SHAFBURY BLOK D F2 | ATTACHED |  |  |  |  | 0 | Pass | null
430786653 | TNB | DISTRIBUTION | WP PUTRAJAYA & CYBERJAYA | Existing | VCBJ/PCE/J21821 | SS 21.82 SHAFBURY BLOK C F1 | RMU 2S + 1F | RMU 2S + 1F |  |  | SS 21.82 SHAFBURY BLOK C F1 | INDOOR DOUBLE CHAMBER |  | 11/0.415 kV | 22/04/2013 |  | 0 | Pass | null
430787244 | TNB | DISTRIBUTION | WP PUTRAJAYA & CYBERJAYA | Existing | VCBJ/PCE/J21822 | SS 21.82 SHAFBURY BLOK C F2 | RMU 2S + 1F | RMU 2S + 1F |  |  | SS 21.82 SHAFBURY BLOK C F2 | INDOOR DOUBLE CHAMBER |  | 11/0.415 kV | 22/04/2013 |  | 0 | Pass | null
430789631 | TNB | DISTRIBUTION | WP PUTRAJAYA & CYBERJAYA | Existing | VCBJ/PCE/J22032 | PE 22.03 CYBERVIEW GARDENS F2 | RMU 3S+1F | RMU 3S+1F |  |  | PE 22.03 CYBERVIEW GARDENS F2 | INDOOR DOUBLE CHAMBER |  | 11/0.415 kV | 19980611 |  | 0 | Pass | null
430817061 | TNB | DISTRIBUTION | WP PUTRAJAYA & CYBERJAYA | Existing | VCBJ/PCE/J21431 | PE 21.43 CYBERVILLAGE SERENITY 3 F1 | RMU 2S + 1F | RMU 2S + 1F |  |  | PE 21.43 CYBERVILLAGE SERENITY 3 F1 | INDOOR DOUBLE CHAMBER |  | 11/0.415 kV | 30/03/2004 |  | 0 | Pass | null
430817655 | TNB | DISTRIBUTION | WP PUTRAJAYA & CYBERJAYA | Existing | VCBJ/PCE/J21432 | PE 21.43 CYBERVILLAGE SERENITY 3 F2 | RMU 2S + 1F | RMU 2S + 1F |  |  | PE 21.43 CYBERVILLAGE SERENITY 3 F2 | INDOOR DOUBLE CHAMBER |  | 11/0.415 kV | 30/03/2004 |  | 0 | Pass | null
430818989 | TNB | DISTRIBUTION | WP PUTRAJAYA & CYBERJAYA | Existing | VCBJ/PCE/J21422 | PE 21.42 CYBERVILLAGE SERENITY 4 F2 | RMU 2S + 1F | RMU 2S + 1F |  |  | PE 21.42 CYBERVILLAGE SERENITY 4 F2 | INDOOR DOUBLE CHAMBER |  | 11/0.415 kV | 30/03/2004 |  | 0 | Pass | null
430820734 | TNB | DISTRIBUTION | WP PUTRAJAYA & CYBERJAYA | Existing | VCBJ/PCE/J24031 | PE 24.03 JELANG VISTA 2 | RMU 2S + 2F | RMU 2S + 1F |  |  | PE 24.03 JELANG VISTA 2 | ATTACHED DOUBLE |  | 11/0.415 kV |  |  | 0 | Pass | null
430829915 | TNB | DISTRIBUTION | WP PUTRAJAYA & CYBERJAYA | Existing | VCBJ/PCE/J24021 | PE 24.02 JELANG VISTA 1 | RMU 2S + 1F | RMU 2S + 1F |  |  | PE 24.02 JELANG VISTA 1 | INDOOR DOUBLE CHAMBER |  |  |  |  | 0 | Pass | null
430830705 | TNB | DISTRIBUTION | WP PUTRAJAYA & CYBERJAYA | Existing | VCBJ/PCE/J21751 | PE 21.75 LAKEVIEW WEST 1 | RMU 2S + 1F | RMU 2S + 1F |  |  | PE 21.75 LAKEVIEW WEST 1 | ATTACHED |  | 11/0.415 kV | 18/04/2012 |  | 0 | Pass | null
430831296 | TNB | DISTRIBUTION | WP PUTRAJAYA & CYBERJAYA | Existing | VCBJ/PCE/J21741 | PE 21.74 LAKE VIEW WEST 2 | RMU 2S + 1F | RMU 2S + 1F |  |  | PE 21.74 LAKE VIEW WEST 2 | COMPACT SUBS |  |  | 17/04/2012 |  | 0 | Pass | null
430848477 | TNB | DISTRIBUTION | WP PUTRAJAYA & CYBERJAYA | Existing | VCBJ/PCE/J22141 | PE 22.14 CYBER HEIGHT VILLA F1 | CB 3S | CB + 1 TX |  |  | PE 22.14 CYBER HEIGHT VILLA F1 | INDOOR DOUBLE CHAMBER |  | 11/0.415 kV | 20020404 |  | 0 | Pass | null
430861818 | TNB | DISTRIBUTION | WP PUTRAJAYA & CYBERJAYA | Existing | VCBJ/PCE/J24151 | PE 24.15 APARTMENT TINDAK MURNI | RMU 2S + 2F | RMU 2S + 2F |  |  | PE 24.15 APARTMENT TINDAK MURNI | INDOOR SINGLE CHAMBER |  | 11/0.415 kV |  |  | 0 | Pass | null
430881369 | TNB | DISTRIBUTION | WP PUTRAJAYA & CYBERJAYA | Existing | VCBJ/PCE/J21681 | PE 21.68 Padat Elite 4 | RMU 2S + 1F | RMU 2S + 1F |  |  | PE 21.68 Padat Elite 4 | COMPACT SUBS |  |  |  |  | 0 | Pass | null
430888911 | TNB | DISTRIBUTION | WP PUTRAJAYA & CYBERJAYA | Existing | VCBJ/PCE/J21811 | SS 21.81 SHAFBURY-MLCP CAR PARK F1 | RMU 2S + 1F | RMU 2S + 1F |  |  | SS 21.81 SHAFBURY-MLCP CAR PARK F1 | INDOOR DOUBLE CHAMBER |  | 11/0.415 kV | 22/04/2013 |  | 0 | Pass | null
430889502 | TNB | DISTRIBUTION | WP PUTRAJAYA & CYBERJAYA | Existing | VCBJ/PCE/J21812 | SS 21.81 SHAFBURY-MLCP CAR PARK F2 | RMU 2S + 1F | RMU 2S + 1F |  |  | SS 21.81 SHAFBURY-MLCP CAR PARK F2 | INDOOR DOUBLE CHAMBER |  | 11/0.415 kV | 22/04/2013 |  | 0 | Pass | null
430890724 | TNB | DISTRIBUTION | WP PUTRAJAYA & CYBERJAYA | Existing | VCBJ/PCE/J21201 | PE 21.20 ELITE HIGHWAY NO. 2 | RMU 2S + 1F | RMU 2S + 1F |  |  | PE 21.20 ELITE HIGHWAY NO. 2 | INDOOR SINGLE CHAMBER |  | 11/0.415 kV | 28/02/2000 |  | 0 | Pass | null
430892119 | TNB | DISTRIBUTION | WP PUTRAJAYA & CYBERJAYA | Existing | VCBJ/PCE/J21191 | PE 21.19 ELITE HIGHWAY NO. 1 | RMU 2S + 1F | RMU 2S + 1F |  |  | PE 21.19 ELITE HIGHWAY NO. 1 | INDOOR SINGLE CHAMBER |  | 11/0.415 kV | 31/12/1999 |  | 0 | Pass | null
430931594 | TNB | DISTRIBUTION | WP PUTRAJAYA & CYBERJAYA | Existing | VPTJ/PCE/J11411 | PE 11.41 BLOK F | RMU | RMU 2S + 1F |  |  | PE 11.41 BLOK F | INDOOR SINGLE CHAMBER |  | 11/0.415 kV | 17/08/2004 |  | 0 | Pass | null
434333807 | TNB | DISTRIBUTION | WP PUTRAJAYA & CYBERJAYA | Existing | VPTJ/PCE/J00355 | PE 15.57 DWIPUTRA NO 4 (F2) | RMU | RMU 2S + 1F |  |  | PE 15.57 DWIPUTRA NO 4 (F2) | INDOOR SINGLE CHAMBER |  |  |  |  | 0 | Pass | null
434334417 | TNB | DISTRIBUTION | WP PUTRAJAYA & CYBERJAYA | Existing | VPTJ/PCE/J00350 | PE 15.57 DWIPUTRA NO 4 (F1) | RMU | RMU 2S + 1F |  |  | PE 15.57 DWIPUTRA NO 4 (F1) | INDOOR DOUBLE CHAMBER |  |  |  |  | 0 | Pass | null
434335048 | TNB | DISTRIBUTION | WP PUTRAJAYA & CYBERJAYA | Existing | VPTJ/PCE/J00354 | PE 15.59 DWIPUTRA NO 6 (F2) | RMU | RMU 2S + 1F |  |  | PE 15.59 DWIPUTRA NO 6 (F2) | INDOOR DOUBLE CHAMBER |  |  |  |  | 0 | Pass | null
434335639 | TNB | DISTRIBUTION | WP PUTRAJAYA & CYBERJAYA | Existing | VPTJ/PCE/J00352 | PE 15.59 DWIPUTRA NO 6 (F1) | RMU | RMU 2S + 1F |  |  | PE 15.59 DWIPUTRA NO 6 (F1) | INDOOR DOUBLE CHAMBER |  |  |  |  | 0 | Pass | null
434336351 | TNB | DISTRIBUTION | WP PUTRAJAYA & CYBERJAYA | Existing | VPTJ/PCE/J00353 | PE 15.58 DWIPUTRA NO 5 (F2) | RMU 2S + 1F | RMU 2S + 1F |  |  | PE 15.58 DWIPUTRA NO 5 (F2) | INDOOR DOUBLE CHAMBER |  |  |  |  | 0 | Pass | null
434336942 | TNB | DISTRIBUTION | WP PUTRAJAYA & CYBERJAYA | Existing | VPTJ/PCE/J00351 | PE 15.58 DWIPUTRA NO 5 (F1) | RMU 2S + 1F | RMU 2S + 1F |  |  | PE 15.58 DWIPUTRA NO 5 (F1) | INDOOR DOUBLE CHAMBER |  |  |  |  | 0 | Pass | null
434337759 | TNB | DISTRIBUTION | WP PUTRAJAYA & CYBERJAYA | Existing | VPTJ/PCE/J08402 | PE 8.40 8R4 BLOK C F2 | RMU 2S + 1F | RMU 2S + 1F |  |  | PE 8.40 8R4 BLOK C F2 | ATTACHED DOUBLE |  | 11/0.415 kV |  |  | 0 | Pass | null
434359571 | TNB | DISTRIBUTION | WP PUTRAJAYA & CYBERJAYA | Existing | VPTJ/PCE/J00349 | PE 12.04 SPINE ROAD NO 2 (F2) | RMU | RMU 2S + 1F |  |  | PE 12.04 SPINE ROAD NO 2 (F2) | COMPACT SUBS |  |  |  |  | 0 | Pass | null
434360171 | TNB | DISTRIBUTION | WP PUTRAJAYA & CYBERJAYA | Existing | VPTJ/PCE/J00347 | PE 12.04 SPINE ROAD NO 2 (F1) | RMU | RMU 2S + 1F |  |  | PE 12.04 SPINE ROAD NO 2 (F1) | COMPACT SUBS |  |  |  |  | 0 | Pass | null
434360789 | TNB | DISTRIBUTION | WP PUTRAJAYA & CYBERJAYA | Existing | VPTJ/PCE/J00348 | PE 12.05 PS 19 (F2) | RMU 2S + 1F | RMU 2S + 1F |  |  | PE 12.05 PS 19 (F2) | COMPACT SUBS |  |  |  |  | 0 | Pass | null
434361380 | TNB | DISTRIBUTION | WP PUTRAJAYA & CYBERJAYA | Existing | VPTJ/PCE/J00346 | PE 12.05 PS 19 (F1) | RMU 2S + 1F | RMU 2S + 1F |  |  | PE 12.05 PS 19 (F1) | COMPACT SUBS |  |  |  |  | 0 | Pass | null
434362362 | TNB | DISTRIBUTION | WP PUTRAJAYA & CYBERJAYA | Existing | VPTJ/PCE/J00335 | PE 15.49 NADI 15 (1) (F1) | RMU 2S + 1F | RMU 2S + 1F |  |  | PE 15.49 NADI 15 (1) (F1) | COMPACT SUBS |  |  |  |  | 0 | Pass | null
434362953 | TNB | DISTRIBUTION | WP PUTRAJAYA & CYBERJAYA | Existing | VPTJ/PCE/J15492 | PE 15.49 NADI 15 (1) (F2) | RMU 2S + 1F | RMU 2S + 1F |  |  | PE 15.49 NADI 15 (1) (F2) | COMPACT SUBS |  |  |  |  | 0 | Pass | null
434363552 | TNB | DISTRIBUTION | WP PUTRAJAYA & CYBERJAYA | Existing | VPTJ/PCE/J00336 | PE 15.50 NADI 15 (2) (F1) | RMU 2S + 1F | RMU 2S + 1F |  |  | PE 15.50 NADI 15 (2) (F1) | COMPACT SUBS |  |  |  |  | 0 | Pass | null
434407083 | TNB | DISTRIBUTION | WP PUTRAJAYA & CYBERJAYA | Existing | VPTJ/PCE/J15502 | PE 15.50 NADI 15 (2) (F2) | RMU 2S + 1F | RMU 2S + 1F |  |  | PE 15.50 NADI 15 (2) (F2) | COMPACT SUBS |  |  |  |  | 0 | Pass | null
434407682 | TNB | DISTRIBUTION | WP PUTRAJAYA & CYBERJAYA | Existing | VPTJ/PCE/J00334 | PE 15.51 NADI 15 (3) (F1) | RMU 2S + 1F | RMU 2S + 1F |  |  | PE 15.51 NADI 15 (3) (F1) | COMPACT SUBS |  |  |  |  | 0 | Pass | null
434408273 | TNB | DISTRIBUTION | WP PUTRAJAYA & CYBERJAYA | Existing | VPTJ/PCE/J15512 | PE 15.51 NADI 15 (3) (F2) | RMU 2S + 1F | RMU 2S + 1F |  |  | PE 15.51 NADI 15 (3) (F2) | COMPACT SUBS |  |  |  |  | 0 | Pass | null
434410621 | TNB | DISTRIBUTION | WP PUTRAJAYA & CYBERJAYA | Existing | VPTJ/PCE/J00372 | PE 14.34 DUTA VILLA (EFI) (F1) | RMU 2S + 1F | RMU 2S + 1F |  |  | PE 14.34 DUTA VILLA (EFI) (F1) | COMPACT SUBS |  |  |  |  | 0 | Pass | null
434411562 | TNB | DISTRIBUTION | WP PUTRAJAYA & CYBERJAYA | Existing | VPTJ/PCE/J08401 | PE 8.40 8R4 BLOK C F1 | RMU 2S + 1F | RMU 2S + 1F |  |  | PE 8.40 8R4 BLOK C F1 | ATTACHED DOUBLE |  | 11/0.415 kV |  |  | 0 | Pass | null
434412159 | TNB | DISTRIBUTION | WP PUTRAJAYA & CYBERJAYA | Existing | VPTJ/PCE/J08411 | PE 8.41 8R4 BLOK D F1 | RMU 2S + 1F | RMU 2S + 1F |  |  | PE 8.41 8R4 BLOK D F1 | ATTACHED DOUBLE |  | 11/0.415 kV |  |  | 0 | Pass | null
434412750 | TNB | DISTRIBUTION | WP PUTRAJAYA & CYBERJAYA | Existing | VPTJ/PCE/J08412 | PE 8.41 BLOK D 8R4 F2 | RMU 2S + 1F | RMU 2S + 1F |  |  | PE 8.41 BLOK D 8R4 F2 | ATTACHED DOUBLE |  | 11/0.415 kV |  |  | 0 | Pass | null
434413525 | TNB | DISTRIBUTION | WP PUTRAJAYA & CYBERJAYA | Existing | VPTJ/PCE/J08382 | PE 8.38 8R4 BLOK A F2 | RMU 2S + 1F | RMU 2S + 1F |  |  | PE 8.38 8R4 BLOK A F2 | ATTACHED DOUBLE |  | 11/0.415 kV |  |  | 0 | Pass | null
434414116 | TNB | DISTRIBUTION | WP PUTRAJAYA & CYBERJAYA | Existing | VPTJ/PCE/J08381 | PE 8.38 8R4 BLOK A F1 | RMU 2S + 1F | RMU 2S + 1F |  |  | PE 8.38 8R4 BLOK A F1 | ATTACHED DOUBLE |  | 11/0.415 kV |  |  | 0 | Pass | null
434414715 | TNB | DISTRIBUTION | WP PUTRAJAYA & CYBERJAYA | Existing | VPTJ/PCE/J08391 | PE 8.39 8R4 BLOK B F1 | RMU 2S + 1F | RMU 2S + 1F |  |  | PE 8.39 8R4 BLOK B F1 | ATTACHED DOUBLE |  | 11/0.415 kV |  |  | 0 | Pass | null
434415306 | TNB | DISTRIBUTION | WP PUTRAJAYA & CYBERJAYA | Existing | VPTJ/PCE/J08392 | PE 8.39 BLOK B 8R4 F2 | RMU 2S + 1F | RMU 2S + 1F |  |  | PE 8.39 BLOK B 8R4 F2 | ATTACHED DOUBLE |  | 11/0.415 kV |  |  | 0 | Pass | null
434420467 | TNB | DISTRIBUTION | WP PUTRAJAYA & CYBERJAYA | Existing | VPTJ/PCE/J00356 | PE 11.76 TERES ZON 9D (1) (F1) | RMU 2S + 1F | RMU 2S + 1F |  |  | PE 11.76 TERES ZON 9D (1) (F1) | COMPACT SUBS |  |  |  |  | 0 | Pass | null
434421147 | TNB | DISTRIBUTION | WP PUTRAJAYA & CYBERJAYA | Existing | VPTJ/PCE/J00359 | PE 11.76 TERES ZON 9D (1) (F2) | RMU 2S + 1F | RMU 2S + 1F |  |  | PE 11.76 TERES ZON 9D (1) (F2) | COMPACT SUBS |  |  |  |  | 0 | Pass | null
434421833 | TNB | DISTRIBUTION | WP PUTRAJAYA & CYBERJAYA | Existing | VPTJ/PCE/J00357 | PE 11.77 TERES ZON 9D (2) (F1) | RMU 2S + 1F | RMU 2S + 1F |  |  | PE 11.77 TERES ZON 9D (2) (F1) | COMPACT SUBS |  |  |  |  | 0 | Pass | null
434422518 | TNB | DISTRIBUTION | WP PUTRAJAYA & CYBERJAYA | Existing | VPTJ/PCE/J00358 | PE 11.77 TERES ZON 9D (2) (F2) | RMU 2S + 1F | RMU 2S + 1F |  |  | PE 11.77 TERES ZON 9D (2) (F2) | COMPACT SUBS |  |  |  |  | 0 | Pass | null
434423342 | TNB | DISTRIBUTION | WP PUTRAJAYA & CYBERJAYA | Existing | VPTJ/PCE/J00398 | Grp: Substation Comp. 1 PE11.78 F1 | RMU | RMU 2S + 1F |  |  | Grp: Substation Comp. 1 PE11.78 F1 | INDOOR DOUBLE CHAMBER |  |  | 26/11/2016 |  | 0 | Pass | null
434423933 | TNB | DISTRIBUTION | WP PUTRAJAYA & CYBERJAYA | Existing | VPTJ/PCE/J00399 | E 11.78 PPA1M PALMA (F2) | RMU 2S + 1F | RMU 2S + 1F |  |  | E 11.78 PPA1M PALMA (F2) | INDOOR DOUBLE CHAMBER |  |  |  |  | 0 | Pass | null
434428476 | TNB | DISTRIBUTION | WP PUTRAJAYA & CYBERJAYA | Existing | VPTJ/PCE/J00374 | PE 14.34 DUTA VILLA (EFI) (F2) | RMU 2S + 1F | RMU 2S + 1F |  |  | PE 14.34 DUTA VILLA (EFI) (F2) | COMPACT SUBS |  |  |  |  | 0 | Pass | null
434429426 | TNB | DISTRIBUTION | WP PUTRAJAYA & CYBERJAYA | Existing | VCBJ/PCE/J25071 | SS 25.07 STESEN SATELIT BUMI F1 | CB 3S | CB |  |  | SS 25.07 STESEN SATELIT BUMI F1 | ATTACHED |  | 11 kV | 22/03/2014 |  | 0 | Pass | null
434429786 | TNB | DISTRIBUTION | WP PUTRAJAYA & CYBERJAYA | Existing | VCBJ/PCE/J25072 | SS 25.07 STESEN SATELIT BUMI F2 | CB 3S | CB |  |  | SS 25.07 STESEN SATELIT BUMI F2 | ATTACHED |  | 11 kV |  |  | 0 | Pass | null
434430274 | TNB | DISTRIBUTION | WP PUTRAJAYA & CYBERJAYA | Existing | VCBJ/PCE/J23071 | SS 23.07 MEASAT F1 | CB 3S | CB |  |  | SS 23.07 MEASAT F1 | INDOOR DOUBLE CHAMBER |  | 11 kV |  |  | 0 | Pass | null
434430634 | TNB | DISTRIBUTION | WP PUTRAJAYA & CYBERJAYA | Existing | VCBJ/PCE/J23072 | SS 23.07 MEASAT F2 | CB 3S | CB |  |  | SS 23.07 MEASAT F2 | INDOOR DOUBLE CHAMBER |  | 11 kV |  |  | 0 | Pass | null
434431251 | TNB | DISTRIBUTION | WP PUTRAJAYA & CYBERJAYA | Existing | VCBJ/PCE/J00130 | PE 25.30 GLADE 3-3 | RMU 2S + 1F | RMU 2S + 1F |  |  | PE 25.30 GLADE 3-3 | COMPACT SUBS |  |  |  |  | 0 | Pass | null
434431855 | TNB | DISTRIBUTION | WP PUTRAJAYA & CYBERJAYA | Existing | VCBJ/PCE/J00129 | PE 25.29 GLADE 3-2 | RMU 2S + 1F | RMU 2S + 1F |  |  | PE 25.29 GLADE 3-2 | COMPACT SUBS |  |  |  |  | 0 | Pass | null
434432459 | TNB | DISTRIBUTION | WP PUTRAJAYA & CYBERJAYA | Existing | VCBJ/PCE/J00124 | PE 25.28 GLADE 3-1 | RMU 2S + 1F | RMU 2S + 1F |  |  | PE 25.28 GLADE 3-1 | COMPACT SUBS |  |  |  |  | 0 | Pass | null
434458964 | TNB | DISTRIBUTION | WP PUTRAJAYA & CYBERJAYA | Existing | VPTJ/PCE/J05351 | PE 5.35 TEMP 5R5 | RMU 2S + 1F | RMU 2S + 1F |  |  | PE 5.35 TEMP 5R5 | COMPACT SUBS |  | 11/0.415 kV |  |  | 0 | Pass | null
434460611 | TNB | DISTRIBUTION | WP PUTRAJAYA & CYBERJAYA | Existing | VCBJ/PCE/J24361 | PE 24.36 VERDI CONDO BLOK 2 | RMU 2S + 2F | RMU 2S + 2F |  |  | PE 24.36 VERDI CONDO BLOK 2 | INDOOR SINGLE CHAMBER |  | 33/11 kV |  |  | 0 | Pass | null
434461796 | TNB | DISTRIBUTION | WP PUTRAJAYA & CYBERJAYA | Existing | VCBJ/PCE/J24351 | PE 24.35 VERDI CONDO BLOK 1 | RMU 2S + 2F | RMU 2S + 2F |  |  | PE 24.35 VERDI CONDO BLOK 1 | INDOOR SINGLE CHAMBER |  | 33/11 kV |  |  | 0 | Pass | null
434472543 | TNB | DISTRIBUTION | WP PUTRAJAYA & CYBERJAYA | Existing | VCBJ/PCE/J00120 | SS 24.34 TAMARIND SQUARE F1 | CB 4S | CB |  |  | SS 24.34 TAMARIND SQUARE F1 | INDOOR DOUBLE CHAMBER |  |  |  |  | 0 | Pass | null
434473461 | TNB | DISTRIBUTION | WP PUTRAJAYA & CYBERJAYA | Existing | VCBJ/PCE/J23211 | PE 23.21 EASTERN CORIDOR | RMU | RMU 2S + 1F |  |  | PE 23.21 EASTERN CORIDOR | COMPACT SUBS |  | 11/0.415 kV |  |  | 0 | Pass | null
434474184 | TNB | DISTRIBUTION | WP PUTRAJAYA & CYBERJAYA | Existing | VCBJ/PCE/J00132 | PE 23.31 TEMP AXVENTURE | RMU 2S + 1F | RMU 2S + 1F |  |  | PE 23.31 TEMP AXVENTURE | COMPACT SUBS |  |  |  |  | 0 | Pass | null
434977904 | TNB | DISTRIBUTION | WP PUTRAJAYA & CYBERJAYA | Existing | VCBJ/PCE/J00143 | D-CBJ-C14-0473 | RMU 2S + 1F | RMU 2S + 1F |  |  | D-CBJ-C14-0473 | ATTACHED |  |  |  | PE 23.37 RADIUS 1 F1 | 0 | Pass | null
434990512 | TNB | DISTRIBUTION | WP PUTRAJAYA & CYBERJAYA | Existing | VCBJ/PCE/J00144 | D-CBJ-C14-0473 | RMU 2S + 1F | RMU 2S + 1F |  |  | D-CBJ-C14-0473 | ATTACHED |  |  |  | PE 23.37 RADIUS 1 F2 | 0 | Pass | null
435028159 | TNB | DISTRIBUTION | WP PUTRAJAYA & CYBERJAYA | Existing | VCBJ/PCE/J00141 | D-CBJ-C17-0588 | RMU 2S + 1F | RMU 2S + 1F |  |  | D-CBJ-C17-0588 | ATTACHED |  |  |  | PE 23.39 RADIUS 3 F1 | 0 | Pass | null
435028751 | TNB | DISTRIBUTION | WP PUTRAJAYA & CYBERJAYA | Existing | VCBJ/PCE/J00142 | D-CBJ-C17-0588 | RMU 2S + 1F | RMU 2S + 1F |  |  | D-CBJ-C17-0588 | ATTACHED |  |  |  | PE 23.39 RADIUS 3 F2 | 0 | Pass | null
435029353 | TNB | DISTRIBUTION | WP PUTRAJAYA & CYBERJAYA | Existing | VCBJ/PCE/J00145 | D-CBJ-C14-0473 | RMU 2S + 1F | RMU 2S + 1F |  |  | D-CBJ-C14-0473 | ATTACHED |  |  |  | PE 23.38 RADIUS 2 F1 | 0 | Pass | null
435039512 | TNB | DISTRIBUTION | WP PUTRAJAYA & CYBERJAYA | Existing | VCBJ/PCE/J00146 | D-CBJ-C14-0473 | RMU 2S + 1F | RMU 2S + 1F |  |  | D-CBJ-C14-0473 | ATTACHED |  |  |  | PE 23.38 RADIUS 2 F2 | 0 | Pass | null
435040512 | TNB | DISTRIBUTION | WP PUTRAJAYA & CYBERJAYA | Existing | VCBJ/PCE/J00151 | D-CBJ-C15-0540 | RMU 2S + 2F | RMU 2S + 2F |  |  | D-CBJ-C15-0540 | ATTACHED |  |  |  | PE 23.43 OPUS | 0 | Pass | null
436197555 | TNB | DISTRIBUTION | WP PUTRAJAYA & CYBERJAYA | Existing | VPTJ/PCE/J00442 | D-PTJ-C15-0989 | RMU | RMU 2S + 1F |  |  | D-PTJ-C15-0989 | ATTACHED |  |  |  | PE 17.15 PUDINA BLOK A F1 | 0 | Pass | null
436198150 | TNB | DISTRIBUTION | WP PUTRAJAYA & CYBERJAYA | Existing | VPTJ/PCE/J00443 | D-PTJ-C15-0989 | RMU | RMU 2S + 1F |  |  | D-PTJ-C15-0989 | ATTACHED |  |  |  | PE 17.15 PUDINA BLOK A F2 | 0 | Pass | null
436198751 | TNB | DISTRIBUTION | WP PUTRAJAYA & CYBERJAYA | Existing | VPTJ/PCE/J00444 | D-PTJ-C15-0989 | RMU | RMU 2S + 1F |  |  | D-PTJ-C15-0989 | ATTACHED |  |  |  | PE 17.16 PUDINA BLOK B F1 | 0 | Pass | null
436199346 | TNB | DISTRIBUTION | WP PUTRAJAYA & CYBERJAYA | Existing | VPTJ/PCE/J00445 | D-PTJ-C15-0989 | RMU | RMU 2S + 1F |  |  | D-PTJ-C15-0989 | ATTACHED |  |  |  | PE 17.16 PUDINA BLOK B F2 | 0 | Pass | null
437202307 | TNB | DISTRIBUTION | WP PUTRAJAYA & CYBERJAYA | Existing | VCBJ/PCE/J25111 | SS 25.11 D'PULZE F1 | CB 3S | CB + 1 TX |  |  | SS 25.11 D'PULZE F1 | INDOOR DOUBLE CHAMBER |  | 11 kV |  |  | 0 | Pass | null
437203206 | TNB | DISTRIBUTION | WP PUTRAJAYA & CYBERJAYA | Existing | VCBJ/PCE/J25112 | SS 25.11 D'PULZE F2 | CB 3S | CB + 1 TX |  |  | SS 25.11 D'PULZE F2 | INDOOR DOUBLE CHAMBER |  | 11 kV |  |  | 0 | Pass | null
438498987 | TNB | DISTRIBUTION | WP PUTRAJAYA & CYBERJAYA | Existing | VPTJ/PCE/J00409 | D-PTJ-C16-0948 | RMU 2S + 1F | RMU 2S + 1F |  |  | D-PTJ-C16-0948 | ATTACHED |  | 11/0.415 kV |  | PE 12.09 F2 | 0 | Pass | null
438499578 | TNB | DISTRIBUTION | WP PUTRAJAYA & CYBERJAYA | Existing | VPTJ/PCE/J00408 | D-PTJ-C16-0948 | RMU 2S + 1F | RMU 2S + 1F |  |  | D-PTJ-C16-0948 | ATTACHED |  | 11/0.415 kV |  | PE 12.09 F1 | 0 | Pass | null
438500181 | TNB | DISTRIBUTION | WP PUTRAJAYA & CYBERJAYA | Existing | VPTJ/PCE/J00411 | D-PTJ-C16-0948 | RMU 2S + 1F | RMU 2S + 1F |  |  | D-PTJ-C16-0948 | ATTACHED |  | 11/0.415 kV |  | PE 12.10 F2 | 0 | Pass | null
438500772 | TNB | DISTRIBUTION | WP PUTRAJAYA & CYBERJAYA | Existing | VPTJ/PCE/J00410 | D-PTJ-C16-0948 | RMU 2S + 1F | RMU 2S + 1F |  |  | D-PTJ-C16-0948 | ATTACHED |  | 11/0.415 kV |  | PE 12.10 F1 | 0 | Pass | null
438501530 | TNB | DISTRIBUTION | WP PUTRAJAYA & CYBERJAYA | Existing | VPTJ/PCE/J00400 | D-PTJ-C15-0944 | RMU 2S + 1F | RMU 2S + 1F |  |  | D-PTJ-C15-0944 | ATTACHED |  | 11/0.415 kV |  |  | 0 | Pass | null
438502121 | TNB | DISTRIBUTION | WP PUTRAJAYA & CYBERJAYA | Existing | VPTJ/PCE/J00401 | D-PTJ-C15-0944 | RMU 2S + 1F | RMU 2S + 1F |  |  | D-PTJ-C15-0944 | ATTACHED |  | 11/0.415 kV |  |  | 0 | Pass | null
438502718 | TNB | DISTRIBUTION | WP PUTRAJAYA & CYBERJAYA | Existing | VPTJ/PCE/J00406 | D-PTJ-C16-1074 | RMU 2S + 1F | RMU 2S + 1F |  |  | D-PTJ-C16-1074 | ATTACHED |  | 11/0.415 kV |  | SS 17.14 SELASIH BLOK G F1 | 0 | Pass | null
438503281 | TNB | DISTRIBUTION | WP PUTRAJAYA & CYBERJAYA | Existing | VPTJ/PCE/J00375 | PE 7.14 ELECTRIC SQC 1 | RMU 2S + 1F | RMU 2S + 1F |  |  | PE 7.14 ELECTRIC SQC 1 | COMPACT SUBS |  |  |  |  | 0 | Pass | null
438503872 | TNB | DISTRIBUTION | WP PUTRAJAYA & CYBERJAYA | Existing | VPTJ/PCE/J00377 | PE 7.15 ELECTRIC SQC 2 | RMU 2S + 1F | RMU 2S + 1F |  |  | PE 7.15 ELECTRIC SQC 2 | COMPACT SUBS |  |  |  |  | 0 | Pass | null
438504483 | TNB | DISTRIBUTION | WP PUTRAJAYA & CYBERJAYA | Existing | VPTJ/PCE/J00378 | PE 9.50 DEPOH VSQC | RMU 2S + 1F | RMU 2S + 1F |  |  | PE 9.50 DEPOH VSQC | COMPACT SUBS |  |  |  |  | 0 | Pass | null
438505079 | TNB | DISTRIBUTION | WP PUTRAJAYA & CYBERJAYA | Existing | VCBJ/PCE/J00379 | PE 23.30 EAST GARDEN | RMU 2S + 2F | RMU 2S + 2F |  |  | PE 23.30 EAST GARDEN | COMPACT SUBS |  |  |  |  | 0 | Pass | null
438506359 | TNB | DISTRIBUTION | WP PUTRAJAYA & CYBERJAYA | Existing | VCBJ/PCE/J00131 | PE 24.40 LAMAN VIEW | RMU 2S + 2F | RMU 2S + 2F |  |  | PE 24.40 LAMAN VIEW | INDOOR SINGLE CHAMBER |  |  |  |  | 0 | Pass | null
438507485 | TNB | DISTRIBUTION | WP PUTRAJAYA & CYBERJAYA | Existing | VPTJ/PCE/J00388 | PE 6.07 BLOK 7 PPA1M (F1) | RMU 2S + 1F | RMU 2S + 1F |  |  | PE 6.07 BLOK 7 PPA1M (F1) | INDOOR DOUBLE CHAMBER |  |  |  |  | 0 | Pass | null
438516191 | TNB | DISTRIBUTION | WP PUTRAJAYA & CYBERJAYA | Existing | VPTJ/PCE/J00407 | D-PTJ-C16-1074 | RMU 2S + 1F | RMU 2S + 1F |  |  | D-PTJ-C16-1074 | ATTACHED |  | 11/0.415 kV |  | SS 17.14 SELASIH BLOK G F2 | 0 | Pass | null
438516934 | TNB | DISTRIBUTION | WP PUTRAJAYA & CYBERJAYA | Existing | VPTJ/PCE/J00404 | D-PTJ-C16-1074 | RMU 2S + 1F | RMU 2S + 1F |  |  | D-PTJ-C16-1074 | ATTACHED |  | 11/0.415 kV |  | SS 17.13 SELASIH BLOK D F1 | 0 | Pass | null
438517531 | TNB | DISTRIBUTION | WP PUTRAJAYA & CYBERJAYA | Existing | VPTJ/PCE/J00405 | D-PTJ-C16-1074 | RMU 2S + 1F | RMU 2S + 1F |  |  | D-PTJ-C16-1074 | ATTACHED |  | 11/0.415 kV |  | SS 17.13 SELASIH BLOK D F2 | 0 | Pass | null
438518191 | TNB | DISTRIBUTION | WP PUTRAJAYA & CYBERJAYA | Existing | VPTJ/PCE/J00402 | D-PTJ-C15-0944 | RMU 2S + 1F | RMU 2S + 1F |  |  | D-PTJ-C15-0944 | ATTACHED |  | 11/0.415 kV |  | SS 17.12 SELASIH BLOK C F1 | 0 | Pass | null
438518782 | TNB | DISTRIBUTION | WP PUTRAJAYA & CYBERJAYA | Existing | VPTJ/PCE/J00403 | D-PTJ-C15-0944 | RMU 2S + 1F | RMU 2S + 1F |  |  | D-PTJ-C15-0944 | ATTACHED |  | 11/0.415 kV |  | SS 17.12 SELASIH BLOK C F2 | 0 | Pass | null
438628308 | TNB | DISTRIBUTION | WP PUTRAJAYA & CYBERJAYA | Existing | VPTJ/PCE/J00389 | PE 6.07 BLOK 7 PPA1M (F2) | RMU 2S + 1F | RMU 2S + 1F |  |  | PE 6.07 BLOK 7 PPA1M (F2) | INDOOR DOUBLE CHAMBER |  |  |  |  | 0 | Pass | null
438628934 | TNB | DISTRIBUTION | WP PUTRAJAYA & CYBERJAYA | Existing | VPTJ/PCE/J00393 | PE 6.11 BLOK 4 PPA1M (F2) | RMU 2S + 1F | RMU 2S + 1F |  |  | PE 6.11 BLOK 4 PPA1M (F2) | INDOOR SINGLE CHAMBER |  |  |  |  | 0 | Pass | null
438629525 | TNB | DISTRIBUTION | WP PUTRAJAYA & CYBERJAYA | Existing | VPTJ/PCE/J00392 | PE 6.11 BLOK 4 PPA1M (F1) | RMU 2S + 1F | RMU 2S + 1F |  |  | PE 6.11 BLOK 4 PPA1M (F1) | INDOOR SINGLE CHAMBER |  |  |  |  | 0 | Pass | null
438630133 | TNB | DISTRIBUTION | WP PUTRAJAYA & CYBERJAYA | Existing | VPTJ/PCE/J00390 | PE 6.10 BLOK 6B PPA1M (F1) | RMU 2S + 1F | RMU 2S + 1F |  |  | PE 6.10 BLOK 6B PPA1M (F1) | INDOOR DOUBLE CHAMBER |  |  |  |  | 0 | Pass | null
438630724 | TNB | DISTRIBUTION | WP PUTRAJAYA & CYBERJAYA | Existing | VPTJ/PCE/J00391 | PE 6.10 BLOK 6B PPA1M (F2) | RMU 2S + 1F | RMU 2S + 1F |  |  | PE 6.10 BLOK 6B PPA1M (F2) | INDOOR DOUBLE CHAMBER |  |  |  |  | 0 | Pass | null
438631331 | TNB | DISTRIBUTION | WP PUTRAJAYA & CYBERJAYA | Existing | VPTJ/PCE/J00397 | PE 6.09 BLOK 6A PPA1M (F2) | RMU 2S + 1F | RMU 2S + 1F |  |  | PE 6.09 BLOK 6A PPA1M (F2) | INDOOR DOUBLE CHAMBER |  |  |  |  | 0 | Pass | null
438631922 | TNB | DISTRIBUTION | WP PUTRAJAYA & CYBERJAYA | Existing | VPTJ/PCE/J00396 | PE 6.09 BLOK 6A PPA1M (F1) | RMU 2S + 1F | RMU 2S + 1F |  |  | PE 6.09 BLOK 6A PPA1M (F1) | INDOOR DOUBLE CHAMBER |  |  |  |  | 0 | Pass | null
438658294 | TNB | DISTRIBUTION | WP PUTRAJAYA & CYBERJAYA | Existing | VPTJ/PCE/J00394 | PE 6.08 BLOK 3 PPA1M (F1) | RMU 2S + 1F | RMU 2S + 1F |  |  | PE 6.08 BLOK 3 PPA1M (F1) | INDOOR DOUBLE CHAMBER |  |  |  |  | 0 | Pass | null
438658888 | TNB | DISTRIBUTION | WP PUTRAJAYA & CYBERJAYA | Existing | VPTJ/PCE/J00395 | PE 6.08 BLOK 3 PPA1M (F2) | RMU 2S + 1F | RMU 2S + 1F |  |  | PE 6.08 BLOK 3 PPA1M (F2) | INDOOR DOUBLE CHAMBER |  |  |  |  | 0 | Pass | null
438659494 | TNB | DISTRIBUTION | WP PUTRAJAYA & CYBERJAYA | Existing | VPTJ/PCE/J00386 | PE 6.06 BLOK 5B PPA1M (F1) | RMU 2S + 1F | RMU 2S + 1F |  |  | PE 6.06 BLOK 5B PPA1M (F1) | INDOOR DOUBLE CHAMBER |  |  |  |  | 0 | Pass | null
438660090 | TNB | DISTRIBUTION | WP PUTRAJAYA & CYBERJAYA | Existing | VPTJ/PCE/J00387 | PE 6.06 BLOK 5B PPA1M (F2) | RMU 2S + 1F | RMU 2S + 1F |  |  | PE 6.06 BLOK 5B PPA1M (F2) | INDOOR DOUBLE CHAMBER |  |  |  |  | 0 | Pass | null
438769595 | TNB | DISTRIBUTION | WP PUTRAJAYA & CYBERJAYA | Existing | VCBJ/PCE/J23291 | PE 23.29 PERUMAHAN CERIA RESIDENT | RMU 2S + 2F | RMU 2S + 2F |  |  | PE 23.29 PERUMAHAN CERIA RESIDENT | INDOOR SINGLE CHAMBER |  | 11 kV |  |  | 0 | Pass | null
438770788 | TNB | DISTRIBUTION | WP PUTRAJAYA & CYBERJAYA | Existing | VCBJ/PCE/J00121 | SS 24.34 TAMARIND SQUARE F2 | CB 4S | CB |  |  | SS 24.34 TAMARIND SQUARE F2 | INDOOR DOUBLE CHAMBER |  |  |  |  | 0 | Pass | null
438771201 | TNB | DISTRIBUTION | WP PUTRAJAYA & CYBERJAYA | Existing | VCBJ/PCE/J23181 | SS 23.18 PARAGON | CB 4S | CB |  |  | SS 23.18 PARAGON | INDOOR DOUBLE CHAMBER |  | 11/0.415 kV |  |  | 0 | Pass | null
438771556 | TNB | DISTRIBUTION | WP PUTRAJAYA & CYBERJAYA | Existing | VCBJ/PCE/J21441 | PE 21.44 CYBERVILLAGE SERENITY 2 | RMU 2S + 2F | RMU 2S + 2F |  |  | PE 21.44 CYBERVILLAGE SERENITY 2 | INDOOR DOUBLE CHAMBER |  | 11/0.415 kV | 20101210 |  | 0 | Pass | null
438773371 | TNB | DISTRIBUTION | WP PUTRAJAYA & CYBERJAYA | Existing | VCBJ/PCE/J23232 | SS 23.23 GARDEN PLAZA F2 | CB 6S | CB |  |  | SS 23.23 GARDEN PLAZA F2 | INDOOR DOUBLE CHAMBER |  | 11 kV |  |  | 0 | Pass | null
439293378 | TNB | DISTRIBUTION | WP PUTRAJAYA & CYBERJAYA | Existing | VCBJ/PCE/J23231 | SS 23.23 GARDEN PLAZA F1 | CB 6S | CB |  |  | SS 23.23 GARDEN PLAZA F1 | INDOOR DOUBLE CHAMBER |  | 11 kV |  |  | 0 | Pass | null
439293921 | TNB | DISTRIBUTION | WP PUTRAJAYA & CYBERJAYA | Existing | VCBJ/PCE/J24111 | PE 24.11 SEJATI HOMES 1 | RMU 2S + 2F | RMU 2S + 2F |  |  | PE 24.11 SEJATI HOMES 1 | INDOOR SINGLE CHAMBER |  | 11/0.415 kV |  |  | 0 | Pass | null
441753839 | TNB | DISTRIBUTION | WP PUTRAJAYA & CYBERJAYA | Existing | VPTJ/PCE/J14331 | PE 14.33 PERUMAHAN 14-6 NO 2 (F1) | RMU 2S + 1F | RMU 2S + 1F |  |  | PE 14.33 PERUMAHAN 14-6 NO 2 (F1) | COMPACT SUBS |  |  |  |  | 0 | Pass | null
441754437 | TNB | DISTRIBUTION | WP PUTRAJAYA & CYBERJAYA | Existing | VPTJ/PCE/J14332 | PE 14.33 PERUMAHAN 14-6 NO 2 (F2) | RMU 2S + 1F | RMU 2S + 1F |  |  | PE 14.33 PERUMAHAN 14-6 NO 2 (F2) | COMPACT SUBS |  |  |  |  | 0 | Pass | null
441755079 | TNB | DISTRIBUTION | WP PUTRAJAYA & CYBERJAYA | Existing | VPTJ/PCE/J14321 | PE 14.32 PERUMAHAN 14-6 NO 1 (F1) | RMU 2S + 1F | RMU 2S + 1F |  |  | PE 14.32 PERUMAHAN 14-6 NO 1 (F1) | COMPACT SUBS |  | 11 kV |  |  | 0 | Pass | null
441755687 | TNB | DISTRIBUTION | WP PUTRAJAYA & CYBERJAYA | Existing | VPTJ/PCE/J14322 | PE 14.32 PERUMAHAN 14-6 NO 1 (F2) | RMU 2S + 1F | RMU 2S + 1F |  |  | PE 14.32 PERUMAHAN 14-6 NO 1 (F2) | COMPACT SUBS |  |  |  |  | 0 | Pass | null
441756445 | TNB | DISTRIBUTION | WP PUTRAJAYA & CYBERJAYA | Existing | VCBJ/PCE/J00127 | PE 24.37 KANVAS TOWER A | RMU 2S + 2F | RMU 2S + 2F |  |  | PE 24.37 KANVAS TOWER A | INDOOR SINGLE CHAMBER |  | 132/11 kV |  |  | 0 | Pass | null
441757506 | TNB | DISTRIBUTION | WP PUTRAJAYA & CYBERJAYA | Existing | VCBJ/PCE/J00128 | PE 24.38 KANVAS TOWER B | RMU 2S + 2F | RMU 2S + 2F |  |  | PE 24.38 KANVAS TOWER B | INDOOR SINGLE CHAMBER |  |  |  |  | 0 | Pass | null
441771333 | TNB | DISTRIBUTION | WP PUTRAJAYA & CYBERJAYA | Existing | VPTJ/PCE/J00383 | PE 6.05 BLOK 5A PPA1M (F2) | RMU 2S + 1F | RMU 2S + 1F |  |  | PE 6.05 BLOK 5A PPA1M (F2) | INDOOR DOUBLE CHAMBER |  |  |  |  | 0 | Pass | null
441771926 | TNB | DISTRIBUTION | WP PUTRAJAYA & CYBERJAYA | Existing | VPTJ/PCE/J00382 | PE 6.05 BLOK 5A PPA1M (F1) | RMU 2S + 1F | RMU 2S + 1F |  |  | PE 6.05 BLOK 5A PPA1M (F1) | INDOOR DOUBLE CHAMBER |  |  |  |  | 0 | Pass | null
441772525 | TNB | DISTRIBUTION | WP PUTRAJAYA & CYBERJAYA | Existing | VPTJ/PCE/J00381 | PE 6.04 BLOK 1 PPA1M (F2) | RMU 2S + 1F | RMU 2S + 1F |  |  | PE 6.04 BLOK 1 PPA1M (F2) | INDOOR DOUBLE CHAMBER |  |  |  |  | 0 | Pass | null
441773118 | TNB | DISTRIBUTION | WP PUTRAJAYA & CYBERJAYA | Existing | VPTJ/PCE/J00380 | PE 6.04 BLOK 1 PPA1M (F1) | RMU 2S + 1F | RMU 2S + 1F |  |  | PE 6.04 BLOK 1 PPA1M (F1) | INDOOR DOUBLE CHAMBER |  |  |  |  | 0 | Pass | null
441774033 | TNB | DISTRIBUTION | WP PUTRAJAYA & CYBERJAYA | Existing | VPTJ/PCE/J16321 | PE 16.32 TEMP PPA1M P16D | RMU 2S + 1F | RMU 2S + 1F |  |  | PE 16.32 TEMP PPA1M P16D | COMPACT SUBS |  | 11/0.415 kV |  |  | 0 | Pass | null
441784418 | TNB | DISTRIBUTION | WP PUTRAJAYA & CYBERJAYA | Existing | VCBJ/PCE/J23261 | PE 23.26 V RESIDENCE | RMU 2S + 2F | RMU 2S + 2F |  |  | PE 23.26 V RESIDENCE | INDOOR DOUBLE CHAMBER |  |  |  |  | 0 | Pass | null
441785479 | TNB | DISTRIBUTION | WP PUTRAJAYA & CYBERJAYA | Existing | VCBJ/PCE/J23271 | PE 23.27 V RESIDENCE 1 | RMU 2S + 1F | RMU 2S + 1F |  |  | PE 23.27 V RESIDENCE 1 | INDOOR DOUBLE CHAMBER |  |  |  |  | 0 | Pass | null
441786807 | TNB | DISTRIBUTION | WP PUTRAJAYA & CYBERJAYA | Existing | VCBJ/PCE/J00133 | PE 24.41 MAGIC VILLAGE | RMU 2S + 1F | RMU 2S + 1F |  |  | PE 24.41 MAGIC VILLAGE | INDOOR SINGLE CHAMBER |  |  |  |  | 0 | Pass | null
441788270 | TNB | DISTRIBUTION | WP PUTRAJAYA & CYBERJAYA | Existing | VPTJ/PCE/J01681 | PE 1.68 TEMP PLOT Z1 & Z2 | RMU 2S + 1F | RMU 2S + 1F |  |  | PE 1.68 TEMP PLOT Z1 & Z2 | COMPACT SUBS |  |  |  |  | 0 | Pass | null
441789768 | TNB | DISTRIBUTION | WP PUTRAJAYA & CYBERJAYA | Existing | VPTJ/PCE/J11641 | PE 11.64 ZON 10A (F1) | RMU 2S + 1F | RMU 2S + 1F |  |  | PE 11.64 ZON 10A (F1) | INDOOR DOUBLE CHAMBER |  | 11/0.415 kV | 21/07/2009 |  | 0 | Pass | null
441790355 | TNB | DISTRIBUTION | WP PUTRAJAYA & CYBERJAYA | Existing | VPTJ/PCE/J11642 | PE 11.64 ZON 10A (F2) | RMU 2S + 1F | RMU 2S + 1F |  |  | PE 11.64 ZON 10A (F2) | INDOOR DOUBLE CHAMBER |  | 11/0.415 kV |  |  | 0 | Pass | null
441791082 | TNB | DISTRIBUTION | WP PUTRAJAYA & CYBERJAYA | Existing | VPTJ/PCE/J11651 | PE 11.65 ZON 10A2 (F1) | RMU 2S + 1F | RMU 2S + 1F |  |  | PE 11.65 ZON 10A2 (F1) | INDOOR DOUBLE CHAMBER |  | 11/0.415 kV | 13/08/2009 |  | 0 | Pass | null
441791669 | TNB | DISTRIBUTION | WP PUTRAJAYA & CYBERJAYA | Existing | VPTJ/PCE/J11652 | PE 11.65 ZON 10A2 (F2) | RMU 2S + 1F | RMU 2S + 1F |  |  | PE 11.65 ZON 10A2 (F2) | INDOOR DOUBLE CHAMBER |  | 11/0.415 kV | 13/08/2009 |  | 0 | Pass | null
442192332 | TNB | DISTRIBUTION | WP PUTRAJAYA & CYBERJAYA | Existing | VCBJ/PCE/J00139 | D-CBJ-C15-0468 | RMU 2S + 2F | RMU 2S + 2F |  |  | D-CBJ-C15-0468 | ATTACHED |  |  |  | PE 23.40 ECLIPS TOWER 1 | 0 | Pass | null
442193390 | TNB | DISTRIBUTION | WP PUTRAJAYA & CYBERJAYA | Existing | VCBJ/PCE/J00140 | D-CBJ-C15-0468 | RMU 2S + 2F | RMU 2S + 2F |  |  | D-CBJ-C15-0468 | ATTACHED |  |  |  | PE 23.41 ECLIPS TOWER 2 | 0 | Pass | null
442380942 | TNB | DISTRIBUTION | WP PUTRAJAYA & CYBERJAYA | Existing | VCBJ/PCE/J00147 | D-CBJ-C16-0575 | RMU 4S | RMU 3S |  |  | D-CBJ-C16-0575 | ATTACHED |  |  | 20170905 | SS 23.36 MUTIARA VILLE 5 | 0 | Pass | null
442531061 | TNB | DISTRIBUTION | WP PUTRAJAYA & CYBERJAYA | Existing | VPTJ/PCE/J02301 | PE 2.30 2C5 PR2 PJ (F1) | CB 4S | CB |  |  | PE 2.30 2C5 PR2 PJ (F1) | INDOOR DOUBLE CHAMBER |  | 11/0.415 kV |  |  | 0 | Pass | null
442531382 | TNB | DISTRIBUTION | WP PUTRAJAYA & CYBERJAYA | Existing | VPTJ/PCE/J02302 | PE 2.30 2C5 PR2 PJ (F2) | CB 4S | CB |  |  | PE 2.30 2C5 PR2 PJ (F2) | INDOOR DOUBLE CHAMBER |  | 11/0.415 kV |  |  | 0 | Pass | null
445081689 | TNB | DISTRIBUTION | WP PUTRAJAYA & CYBERJAYA | Existing | VCBJ/PCE/J00152 | D-CBJ-C16-0439 | RMU | RMU 2S + 1F |  |  | D-CBJ-C16-0439 | ATTACHED |  |  |  | SS 25.06 TEMP LAKEFRONT | 0 | Pass | null
445082320 | TNB | DISTRIBUTION | WP PUTRAJAYA & CYBERJAYA | Existing | VCBJ/PCE/J00154 | PE 24.45 CERIA CONDO B | RMU 2S + 2F | RMU 2S + 2F |  |  | PE 24.45 CERIA CONDO B | ATTACHED |  |  |  | PE 24.45 BLOK B | 0 | Pass | null
445083392 | TNB | DISTRIBUTION | WP PUTRAJAYA & CYBERJAYA | Existing | VCBJ/PCE/J00153 | PE 24.44 CERIA CONDO A | RMU 2S + 2F | RMU 2S + 2F |  |  | PE 24.44 CERIA CONDO A | ATTACHED |  |  |  | PE 24.44 BLOK A | 0 | Pass | null
445085120 | TNB | DISTRIBUTION | WP PUTRAJAYA & CYBERJAYA | Existing | VCBJ/PCE/J00167 | D-CBJ-C15-0497 | RMU | RMU 2S + 1F |  |  | D-CBJ-C15-0497 | ATTACHED |  |  |  | PE MASRECA SHOP | 0 | Pass | null
445085720 | TNB | DISTRIBUTION | WP PUTRAJAYA & CYBERJAYA | Existing | VCBJ/PCE/J00168 | D-CBJ-C15-0497 | CB | CB + 1 TX |  |  | D-CBJ-C15-0497 | ATTACHED |  |  |  | SS 24.47 MASRECA BLOK A | 0 | Pass | null
445120797 | TNB | DISTRIBUTION | WP PUTRAJAYA & CYBERJAYA | Existing | VCBJ/PCE/J00169 | D-CBJ-C15-0497 | CB | CB + 1 TX |  |  | D-CBJ-C15-0497 | ATTACHED |  |  |  | PE 24.48 MASRECA BLOK B | 0 | Pass | null
445241362 | TNB | DISTRIBUTION | WP PUTRAJAYA & CYBERJAYA | Existing | VCBJ/PCE/J00161 | D-CBJ-C16-0533 | CB | CB |  |  | D-CBJ-C16-0533 | ATTACHED |  |  |  | SS 24.42 TAMARIND 2 F1 | 0 | Pass | null
445241640 | TNB | DISTRIBUTION | WP PUTRAJAYA & CYBERJAYA | Existing | VCBJ/PCE/J00162 | D-CBJ-C16-0533 | CB | CB |  |  | D-CBJ-C16-0533 | ATTACHED |  |  |  | SS 24.42 TAMARIND 2 F2 | 0 | Pass | null
445242017 | TNB | DISTRIBUTION | WP PUTRAJAYA & CYBERJAYA | Existing | VPTJ/PCE/J00421 | D-PTJ-C15-0992 | CB | CB |  |  | D-PTJ-C15-0992 | ATTACHED |  |  |  | SS 2.32 F1 | 0 | Pass | null
445242295 | TNB | DISTRIBUTION | WP PUTRAJAYA & CYBERJAYA | Existing | VPTJ/PCE/J00422 | D-PTJ-C15-0992 | CB | CB |  |  | D-PTJ-C15-0992 | ATTACHED |  |  |  | SS 2.32 F2 | 0 | Pass | null
446099367 | TNB | DISTRIBUTION | WP PUTRAJAYA & CYBERJAYA | Existing |  | PE 17.23 TEMP PPA1M PLOT 17RM2 | RMU | RMU 2S + 1F |  |  |  | Unknown |  |  |  | D-PTJ-C17-1091 | 0 | Fail | Please check "Substation Type"
446103285 | TNB | DISTRIBUTION | WP PUTRAJAYA & CYBERJAYA | Existing | VCBJ/PCE/J00166 | D-CBJ-C16-0566 | RMU | RMU 2S + 2F |  |  | D-CBJ-C16-0566 | ATTACHED |  |  |  | PE 24.43 PRIMA ONE | 0 | Pass | null
447563621 | TNB | DISTRIBUTION | WP PUTRAJAYA & CYBERJAYA | Existing | VPTJ/PCE/J00448 | D-PTJ-C16-1076 | CB | CB |  |  | D-PTJ-C16-1076 | ATTACHED |  |  |  | SS 2.31 HOTEL ZENITH F1 | 0 | Pass | null
447563899 | TNB | DISTRIBUTION | WP PUTRAJAYA & CYBERJAYA | Existing | VPTJ/PCE/J00449 | D-PTJ-C16-1076 | CB | CB |  |  | D-PTJ-C16-1076 | ATTACHED |  |  |  | SS 2.31 HOTEL ZENITH F2 | 0 | Pass | null
454502725 | TNB | DISTRIBUTION | WP PUTRAJAYA & CYBERJAYA | Existing | VCBJ/PCE/J00170 | D-CBJ-C15-0506 | RMU | RMU 2S + 1F |  |  | D-CBJ-C15-0506 | ATTACHED |  |  |  | PE 24.50 SEJATI HOMES 3 | 0 | Pass | null
455818623 | TNB | DISTRIBUTION | WP PUTRAJAYA & CYBERJAYA | Existing | VPTJ/PCE/J14092 | PE 14.09 PERUMAHAN 14-4 (F2) | RMU | RMU 2S + 1F |  |  | PE 14.09 PERUMAHAN 14-4 (F2) | COMPACT SUBS | 11/0.415 kV |  | 21/11/2013 |  | 0 | Pass | null
457165005 | TNB | DISTRIBUTION | WP PUTRAJAYA & CYBERJAYA | Existing |  | PE 11.79 TEMP TSR BINA | RMU | RMU 2S + 1F |  |  |  | Unknown |  |  |  |  | 0 | Fail | Please check "Substation Type"