## Busbar
Id | Owner Type | Owner Name | Operational Area | Status | Operating Voltage | Use | Phasing | Substation Functional Location | Substation Name | Label | Remarks
14165984 | TNB | DISTRIBUTION | WP PUTRAJAYA & CYBERJAYA | Existing | 11 kV |  | RYB | VPTJ/PPU/G00015 | PPU PUTRAJAYA NO 24 | 11
14165986 | TNB | DISTRIBUTION | WP PUTRAJAYA & CYBERJAYA | Existing | 11 kV |  | RYB | VPTJ/PPU/G00015 | PPU PUTRAJAYA NO 24 | 11
15475579 | TNB | DISTRIBUTION | WP PUTRAJAYA & CYBERJAYA | Existing | 11 kV |  | RYB | VPTJ/PCE/J11171 | PE 11.17 ZON 7B (F1)
15475580 | TNB | DISTRIBUTION | WP PUTRAJAYA & CYBERJAYA | Existing | 11 kV |  | RYB | VPTJ/PCE/J11171 | PE 11.17 ZON 7B (F1)
15475584 | TNB | DISTRIBUTION | WP PUTRAJAYA & CYBERJAYA | Existing | 11 kV |  | RYB | VPTJ/PCE/J11171 | PE 11.17 ZON 7B (F1)
15475588 | TNB | DISTRIBUTION | WP PUTRAJAYA & CYBERJAYA | Existing | 11 kV |  | RYB | VPTJ/PCE/J11171 | PE 11.17 ZON 7B (F1)
15475589 | TNB | DISTRIBUTION | WP PUTRAJAYA & CYBERJAYA | Existing | 11 kV |  | RYB | VPTJ/PCE/J11171 | PE 11.17 ZON 7B (F1)
15475590 | TNB | DISTRIBUTION | WP PUTRAJAYA & CYBERJAYA | Existing | 11 kV |  | RYB | VPTJ/PCE/J11171 | PE 11.17 ZON 7B (F1)
15475595 | TNB | DISTRIBUTION | WP PUTRAJAYA & CYBERJAYA | Existing | 11 kV |  | RYB | VPTJ/PCE/J11172 | PE 11.17 ZON 7B (F2)
15475596 | TNB | DISTRIBUTION | WP PUTRAJAYA & CYBERJAYA | Existing | 11 kV |  | RYB | VPTJ/PCE/J11172 | PE 11.17 ZON 7B (F2)
15475600 | TNB | DISTRIBUTION | WP PUTRAJAYA & CYBERJAYA | Existing | 11 kV |  | RYB | VPTJ/PCE/J11172 | PE 11.17 ZON 7B (F2)
15475604 | TNB | DISTRIBUTION | WP PUTRAJAYA & CYBERJAYA | Existing | 11 kV |  | RYB | VPTJ/PCE/J11172 | PE 11.17 ZON 7B (F2)
15475605 | TNB | DISTRIBUTION | WP PUTRAJAYA & CYBERJAYA | Existing | 11 kV |  | RYB | VPTJ/PCE/J11172 | PE 11.17 ZON 7B (F2)
15475606 | TNB | DISTRIBUTION | WP PUTRAJAYA & CYBERJAYA | Existing | 11 kV |  | RYB | VPTJ/PCE/J11172 | PE 11.17 ZON 7B (F2)
35361473 | TNB | DISTRIBUTION | WP PUTRAJAYA & CYBERJAYA | Existing | 11 kV |  | RYB |  |  | PE
35361474 | TNB | DISTRIBUTION | WP PUTRAJAYA & CYBERJAYA | Existing | 11 kV |  | RYB |  |  | HV BUSBAR PART
35361476 | TNB | DISTRIBUTION | WP PUTRAJAYA & CYBERJAYA | Existing | 11 kV |  | RYB |  |  | PE
35361477 | TNB | DISTRIBUTION | WP PUTRAJAYA & CYBERJAYA | Existing | 11 kV |  | RYB |  |  | HV BUSBAR PART
35361478 | TNB | DISTRIBUTION | WP PUTRAJAYA & CYBERJAYA | Existing | 11 kV |  | RYB |  |  | HV BUSBAR PART
35361480 | TNB | DISTRIBUTION | WP PUTRAJAYA & CYBERJAYA | Existing | 11 kV |  | RYB |  |  | HV BUSBAR PART
35361481 | TNB | DISTRIBUTION | WP PUTRAJAYA & CYBERJAYA | Existing | 11 kV |  | RYB |  |  | PE
35361483 | TNB | DISTRIBUTION | WP PUTRAJAYA & CYBERJAYA | Existing | 11 kV |  | RYB |  |  | HV BUSBAR PART
35361485 | TNB | DISTRIBUTION | WP PUTRAJAYA & CYBERJAYA | Existing | 11 kV |  | RYB |  |  | HV BUSBAR PART
35361491 | TNB | DISTRIBUTION | WP PUTRAJAYA & CYBERJAYA | Existing | 11 kV |  | RYB |  |  | HV BUSBAR PART
35361493 | TNB | DISTRIBUTION | WP PUTRAJAYA & CYBERJAYA | Existing | 11 kV |  | RYB |  |  | PE
35386869 | TNB | DISTRIBUTION | WP PUTRAJAYA & CYBERJAYA | Existing | 11 kV |  | RYB |  |  | HV BUSBAR PART
35386875 | TNB | DISTRIBUTION | WP PUTRAJAYA & CYBERJAYA | Existing | 11 kV |  | RYB |  |  | HV BUSBAR PART
35386876 | TNB | DISTRIBUTION | WP PUTRAJAYA & CYBERJAYA | Existing | 11 kV |  | RYB |  |  | HV BUSBAR PART
35386883 | TNB | DISTRIBUTION | WP PUTRAJAYA & CYBERJAYA | Existing | 11 kV |  | RYB |  |  | PE
35386885 | TNB | DISTRIBUTION | WP PUTRAJAYA & CYBERJAYA | Existing | 11 kV |  | RYB |  |  | PE
35386886 | TNB | DISTRIBUTION | WP PUTRAJAYA & CYBERJAYA | Existing | 11 kV |  | RYB |  |  | PE
35386888 | TNB | DISTRIBUTION | WP PUTRAJAYA & CYBERJAYA | Existing | 11 kV |  | RYB |  |  | HV BUSBAR PART
35386889 | TNB | DISTRIBUTION | WP PUTRAJAYA & CYBERJAYA | Existing | 11 kV |  | RYB |  |  | HV BUSBAR PART
35386891 | TNB | DISTRIBUTION | WP PUTRAJAYA & CYBERJAYA | Existing | 11 kV |  | RYB |  |  | HV BUSBAR PART
35386892 | TNB | DISTRIBUTION | WP PUTRAJAYA & CYBERJAYA | Existing | 11 kV |  | RYB |  |  | PE
35386893 | TNB | DISTRIBUTION | WP PUTRAJAYA & CYBERJAYA | Existing | 11 kV |  | RYB |  |  | HV BUSBAR PART
35399758 | TNB | DISTRIBUTION | WP PUTRAJAYA & CYBERJAYA | Existing | 11 kV |  | RYB |  |  | PE
35399761 | TNB | DISTRIBUTION | WP PUTRAJAYA & CYBERJAYA | Existing | 11 kV |  | RYB |  |  | HV BUSBAR PART
35399762 | TNB | DISTRIBUTION | WP PUTRAJAYA & CYBERJAYA | Existing | 11 kV |  | RYB |  |  | PE
35399763 | TNB | DISTRIBUTION | WP PUTRAJAYA & CYBERJAYA | Existing | 11 kV |  | RYB |  |  | HV BUSBAR PART
35399768 | TNB | DISTRIBUTION | WP PUTRAJAYA & CYBERJAYA | Existing | 11 kV |  | RYB |  |  | HV BUSBAR PART
35399770 | TNB | DISTRIBUTION | WP PUTRAJAYA & CYBERJAYA | Existing | 11 kV |  | RYB |  |  | PE
35399771 | TNB | DISTRIBUTION | WP PUTRAJAYA & CYBERJAYA | Existing | 11 kV |  | RYB |  |  | HV BUSBAR PART
35399772 | TNB | DISTRIBUTION | WP PUTRAJAYA & CYBERJAYA | Existing | 11 kV |  | RYB |  |  | HV BUSBAR PART
35399773 | TNB | DISTRIBUTION | WP PUTRAJAYA & CYBERJAYA | Existing | 11 kV |  | RYB |  |  | HV BUSBAR PART
35399774 | TNB | DISTRIBUTION | WP PUTRAJAYA & CYBERJAYA | Existing | 11 kV |  | RYB |  |  | HV BUSBAR PART
35399781 | TNB | DISTRIBUTION | WP PUTRAJAYA & CYBERJAYA | Existing | 11 kV |  | RYB |  |  | PE
35859210 | TNB | DISTRIBUTION | WP PUTRAJAYA & CYBERJAYA | Existing | 11 kV |  | RYB | VPTJ/PCE/J11282 | PE 11.28 APT ZON 6B (F2)
35859211 | TNB | DISTRIBUTION | WP PUTRAJAYA & CYBERJAYA | Existing | 11 kV |  | RYB | VPTJ/PCE/J11282 | PE 11.28 APT ZON 6B (F2)
35859212 | TNB | DISTRIBUTION | WP PUTRAJAYA & CYBERJAYA | Existing | 11 kV |  | RYB | VPTJ/PCE/J11282 | PE 11.28 APT ZON 6B (F2)
35859217 | TNB | DISTRIBUTION | WP PUTRAJAYA & CYBERJAYA | Existing | 11 kV |  | RYB | VPTJ/PCE/J11282 | PE 11.28 APT ZON 6B (F2)
35859219 | TNB | DISTRIBUTION | WP PUTRAJAYA & CYBERJAYA | Existing | 11 kV |  | RYB | VPTJ/PCE/J11282 | PE 11.28 APT ZON 6B (F2)
35859223 | TNB | DISTRIBUTION | WP PUTRAJAYA & CYBERJAYA | Existing | 11 kV |  | RYB | VPTJ/PCE/J11282 | PE 11.28 APT ZON 6B (F2)
35859225 | TNB | DISTRIBUTION | WP PUTRAJAYA & CYBERJAYA | Existing | 11 kV |  | RYB | VPTJ/PCE/J11282 | PE 11.28 APT ZON 6B (F2)
35859226 | TNB | DISTRIBUTION | WP PUTRAJAYA & CYBERJAYA | Existing | 11 kV |  | RYB | VPTJ/PCE/J11282 | PE 11.28 APT ZON 6B (F2)
35863490 | TNB | DISTRIBUTION | WP PUTRAJAYA & CYBERJAYA | Existing | 11 kV |  | RYB | VPTJ/PCE/J11362 | PE 11.36 P11 K/13 TERES (F2)
35863491 | TNB | DISTRIBUTION | WP PUTRAJAYA & CYBERJAYA | Existing | 11 kV |  | RYB | VPTJ/PCE/J11362 | PE 11.36 P11 K/13 TERES (F2)
35863495 | TNB | DISTRIBUTION | WP PUTRAJAYA & CYBERJAYA | Existing | 11 kV |  | RYB | VPTJ/PCE/J11362 | PE 11.36 P11 K/13 TERES (F2)
35863499 | TNB | DISTRIBUTION | WP PUTRAJAYA & CYBERJAYA | Existing | 11 kV |  | RYB | VPTJ/PCE/J11362 | PE 11.36 P11 K/13 TERES (F2)
35863500 | TNB | DISTRIBUTION | WP PUTRAJAYA & CYBERJAYA | Existing | 11 kV |  | RYB | VPTJ/PCE/J11362 | PE 11.36 P11 K/13 TERES (F2)
35863501 | TNB | DISTRIBUTION | WP PUTRAJAYA & CYBERJAYA | Existing | 11 kV |  | RYB | VPTJ/PCE/J11362 | PE 11.36 P11 K/13 TERES (F2)
35867792 | TNB | DISTRIBUTION | WP PUTRAJAYA & CYBERJAYA | Existing | 11 kV |  | RYB | VPTJ/PCE/J11302 | PE 11.30 SEK REN (EFI) (F2)
35867793 | TNB | DISTRIBUTION | WP PUTRAJAYA & CYBERJAYA | Existing | 11 kV |  | RYB | VPTJ/PCE/J11302 | PE 11.30 SEK REN (EFI) (F2)
35867797 | TNB | DISTRIBUTION | WP PUTRAJAYA & CYBERJAYA | Existing | 11 kV |  | RYB | VPTJ/PCE/J11302 | PE 11.30 SEK REN (EFI) (F2)
35867801 | TNB | DISTRIBUTION | WP PUTRAJAYA & CYBERJAYA | Existing | 11 kV |  | RYB | VPTJ/PCE/J11302 | PE 11.30 SEK REN (EFI) (F2)
35867802 | TNB | DISTRIBUTION | WP PUTRAJAYA & CYBERJAYA | Existing | 11 kV |  | RYB | VPTJ/PCE/J11302 | PE 11.30 SEK REN (EFI) (F2)
35867803 | TNB | DISTRIBUTION | WP PUTRAJAYA & CYBERJAYA | Existing | 11 kV |  | RYB | VPTJ/PCE/J11302 | PE 11.30 SEK REN (EFI) (F2)
35876401 | TNB | DISTRIBUTION | WP PUTRAJAYA & CYBERJAYA | Existing | 11 kV |  | RYB | VCBJ/PCE/J22782 | SS 22.78 LHDN F2
35876407 | TNB | DISTRIBUTION | WP PUTRAJAYA & CYBERJAYA | Existing | 11 kV |  | RYB | VCBJ/PCE/J22782 | SS 22.78 LHDN F2
35876414 | TNB | DISTRIBUTION | WP PUTRAJAYA & CYBERJAYA | Existing | 11 kV |  | RYB | VCBJ/PCE/J22782 | SS 22.78 LHDN F2
35876419 | TNB | DISTRIBUTION | WP PUTRAJAYA & CYBERJAYA | Existing | 11 kV |  | RYB | VCBJ/PCE/J22782 | SS 22.78 LHDN F2
35880666 | TNB | DISTRIBUTION | WP PUTRAJAYA & CYBERJAYA | Existing | 11 kV |  | RYB | VPTJ/PCE/J11452 | PE 11.45 SEK MEN (F2)
35880667 | TNB | DISTRIBUTION | WP PUTRAJAYA & CYBERJAYA | Existing | 11 kV |  | RYB | VPTJ/PCE/J11452 | PE 11.45 SEK MEN (F2)
35880671 | TNB | DISTRIBUTION | WP PUTRAJAYA & CYBERJAYA | Existing | 11 kV |  | RYB | VPTJ/PCE/J11452 | PE 11.45 SEK MEN (F2)
35880675 | TNB | DISTRIBUTION | WP PUTRAJAYA & CYBERJAYA | Existing | 11 kV |  | RYB | VPTJ/PCE/J11452 | PE 11.45 SEK MEN (F2)
35880676 | TNB | DISTRIBUTION | WP PUTRAJAYA & CYBERJAYA | Existing | 11 kV |  | RYB | VPTJ/PCE/J11452 | PE 11.45 SEK MEN (F2)
35880677 | TNB | DISTRIBUTION | WP PUTRAJAYA & CYBERJAYA | Existing | 11 kV |  | RYB | VPTJ/PCE/J11452 | PE 11.45 SEK MEN (F2)
35884960 | TNB | DISTRIBUTION | WP PUTRAJAYA & CYBERJAYA | Existing | 11 kV |  | RYB | VPTJ/PCE/J11352 | PE 11.35 P11 K/3 TERES (EFI) (F2)
35884961 | TNB | DISTRIBUTION | WP PUTRAJAYA & CYBERJAYA | Existing | 11 kV |  | RYB | VPTJ/PCE/J11352 | PE 11.35 P11 K/3 TERES (EFI) (F2)
35884965 | TNB | DISTRIBUTION | WP PUTRAJAYA & CYBERJAYA | Existing | 11 kV |  | RYB | VPTJ/PCE/J11352 | PE 11.35 P11 K/3 TERES (EFI) (F2)
35884969 | TNB | DISTRIBUTION | WP PUTRAJAYA & CYBERJAYA | Existing | 11 kV |  | RYB | VPTJ/PCE/J11352 | PE 11.35 P11 K/3 TERES (EFI) (F2)
35884970 | TNB | DISTRIBUTION | WP PUTRAJAYA & CYBERJAYA | Existing | 11 kV |  | RYB | VPTJ/PCE/J11352 | PE 11.35 P11 K/3 TERES (EFI) (F2)
35884971 | TNB | DISTRIBUTION | WP PUTRAJAYA & CYBERJAYA | Existing | 11 kV |  | RYB | VPTJ/PCE/J11352 | PE 11.35 P11 K/3 TERES (EFI) (F2)
35970840 | TNB | DISTRIBUTION | WP PUTRAJAYA & CYBERJAYA | Existing | 11 kV |  | RYB | VPTJ/PCE/J11181 | PE 11.18 P11 H/1 TERES (EFI) (F1)
35970841 | TNB | DISTRIBUTION | WP PUTRAJAYA & CYBERJAYA | Existing | 11 kV |  | RYB | VPTJ/PCE/J11181 | PE 11.18 P11 H/1 TERES (EFI) (F1)
35970845 | TNB | DISTRIBUTION | WP PUTRAJAYA & CYBERJAYA | Existing | 11 kV |  | RYB | VPTJ/PCE/J11181 | PE 11.18 P11 H/1 TERES (EFI) (F1)
35970849 | TNB | DISTRIBUTION | WP PUTRAJAYA & CYBERJAYA | Existing | 11 kV |  | RYB | VPTJ/PCE/J11181 | PE 11.18 P11 H/1 TERES (EFI) (F1)
35970850 | TNB | DISTRIBUTION | WP PUTRAJAYA & CYBERJAYA | Existing | 11 kV |  | RYB | VPTJ/PCE/J11181 | PE 11.18 P11 H/1 TERES (EFI) (F1)
35970851 | TNB | DISTRIBUTION | WP PUTRAJAYA & CYBERJAYA | Existing | 11 kV |  | RYB | VPTJ/PCE/J11181 | PE 11.18 P11 H/1 TERES (EFI) (F1)
36095365 | TNB | DISTRIBUTION | WP PUTRAJAYA & CYBERJAYA | Existing | 33 kV |  | RYB | VCBJ/PPU/G00008 | PPU CYBERJAYA NO 9
36095367 | TNB | DISTRIBUTION | WP PUTRAJAYA & CYBERJAYA | Existing | 33 kV |  | RYB | VCBJ/PPU/G00008 | PPU CYBERJAYA NO 9
36095405 | TNB | DISTRIBUTION | WP PUTRAJAYA & CYBERJAYA | Existing | 33 kV |  | RYB | VCBJ/PPU/G00008 | PPU CYBERJAYA NO 9
36095409 | TNB | DISTRIBUTION | WP PUTRAJAYA & CYBERJAYA | Existing | 33 kV |  | RYB | VCBJ/PPU/G00008 | PPU CYBERJAYA NO 9
36095477 | TNB | DISTRIBUTION | WP PUTRAJAYA & CYBERJAYA | Existing | 33 kV | MAIN | RYB | VCBJ/PPU/G00008 | PPU CYBERJAYA NO 9 | M
36095482 | TNB | DISTRIBUTION | WP PUTRAJAYA & CYBERJAYA | Existing | 33 kV |  | RYB | VCBJ/PPU/G00008 | PPU CYBERJAYA NO 9
36095484 | TNB | DISTRIBUTION | WP PUTRAJAYA & CYBERJAYA | Existing | 33 kV |  | RYB | VCBJ/PPU/G00008 | PPU CYBERJAYA NO 9
36095488 | TNB | DISTRIBUTION | WP PUTRAJAYA & CYBERJAYA | Existing | 33 kV |  | RYB | VCBJ/PPU/G00008 | PPU CYBERJAYA NO 9
36095496 | TNB | DISTRIBUTION | WP PUTRAJAYA & CYBERJAYA | Existing | 33 kV |  | RYB | VCBJ/PPU/G00008 | PPU CYBERJAYA NO 9
36095546 | TNB | DISTRIBUTION | WP PUTRAJAYA & CYBERJAYA | Existing | 33 kV |  | RYB | VCBJ/PPU/G00008 | PPU CYBERJAYA NO 9
36095592 | TNB | DISTRIBUTION | WP PUTRAJAYA & CYBERJAYA | Existing | 33 kV |  | RYB | VCBJ/PPU/G00008 | PPU CYBERJAYA NO 9
36095601 | TNB | DISTRIBUTION | WP PUTRAJAYA & CYBERJAYA | Existing | 33 kV | RESERVE | RYB | VCBJ/PPU/G00008 | PPU CYBERJAYA NO 9 | R
36095634 | TNB | DISTRIBUTION | WP PUTRAJAYA & CYBERJAYA | Existing | 33 kV |  | RYB | VCBJ/PPU/G00008 | PPU CYBERJAYA NO 9
36095651 | TNB | DISTRIBUTION | WP PUTRAJAYA & CYBERJAYA | Existing | 33 kV |  | RYB | VCBJ/PPU/G00008 | PPU CYBERJAYA NO 9
36095659 | TNB | DISTRIBUTION | WP PUTRAJAYA & CYBERJAYA | Existing | 33 kV |  | RYB | VCBJ/PPU/G00008 | PPU CYBERJAYA NO 9
36095708 | TNB | DISTRIBUTION | WP PUTRAJAYA & CYBERJAYA | Existing | 33 kV |  | RYB | VCBJ/PPU/G00008 | PPU CYBERJAYA NO 9
36095711 | TNB | DISTRIBUTION | WP PUTRAJAYA & CYBERJAYA | Existing | 33 kV |  | RYB | VCBJ/PPU/G00008 | PPU CYBERJAYA NO 9
36095907 | TNB | DISTRIBUTION | WP PUTRAJAYA & CYBERJAYA | Existing | 33 kV |  | RYB | VCBJ/PPU/G00008 | PPU CYBERJAYA NO 9
36095908 | TNB | DISTRIBUTION | WP PUTRAJAYA & CYBERJAYA | Existing | 33 kV |  | RYB | VCBJ/PPU/G00008 | PPU CYBERJAYA NO 9
36095942 | TNB | DISTRIBUTION | WP PUTRAJAYA & CYBERJAYA | Existing | 33 kV |  | RYB | VCBJ/PPU/G00008 | PPU CYBERJAYA NO 9
36095951 | TNB | DISTRIBUTION | WP PUTRAJAYA & CYBERJAYA | Existing | 33 kV |  | RYB | VCBJ/PPU/G00008 | PPU CYBERJAYA NO 9
36095952 | TNB | DISTRIBUTION | WP PUTRAJAYA & CYBERJAYA | Existing | 33 kV | RESERVE | RYB | VCBJ/PPU/G00008 | PPU CYBERJAYA NO 9 | R
36095953 | TNB | DISTRIBUTION | WP PUTRAJAYA & CYBERJAYA | Existing | 33 kV |  | RYB | VCBJ/PPU/G00008 | PPU CYBERJAYA NO 9
36095956 | TNB | DISTRIBUTION | WP PUTRAJAYA & CYBERJAYA | Existing | 33 kV |  | RYB | VCBJ/PPU/G00008 | PPU CYBERJAYA NO 9
36095959 | TNB | DISTRIBUTION | WP PUTRAJAYA & CYBERJAYA | Existing | 33 kV |  | RYB | VCBJ/PPU/G00008 | PPU CYBERJAYA NO 9
36095969 | TNB | DISTRIBUTION | WP PUTRAJAYA & CYBERJAYA | Existing | 33 kV |  | RYB | VCBJ/PPU/G00008 | PPU CYBERJAYA NO 9
36095984 | TNB | DISTRIBUTION | WP PUTRAJAYA & CYBERJAYA | Existing | 33 kV |  | RYB | VCBJ/PPU/G00008 | PPU CYBERJAYA NO 9
36095986 | TNB | DISTRIBUTION | WP PUTRAJAYA & CYBERJAYA | Existing | 33 kV |  | RYB | VCBJ/PPU/G00008 | PPU CYBERJAYA NO 9
36096018 | TNB | DISTRIBUTION | WP PUTRAJAYA & CYBERJAYA | Existing | 33 kV |  | RYB | VCBJ/PPU/G00008 | PPU CYBERJAYA NO 9
36096075 | TNB | DISTRIBUTION | WP PUTRAJAYA & CYBERJAYA | Existing | 33 kV |  | RYB | VCBJ/PPU/G00008 | PPU CYBERJAYA NO 9
36096101 | TNB | DISTRIBUTION | WP PUTRAJAYA & CYBERJAYA | Existing | 33 kV |  | RYB | VCBJ/PPU/G00008 | PPU CYBERJAYA NO 9
36096121 | TNB | DISTRIBUTION | WP PUTRAJAYA & CYBERJAYA | Existing | 33 kV |  | RYB | VCBJ/PPU/G00008 | PPU CYBERJAYA NO 9
36096147 | TNB | DISTRIBUTION | WP PUTRAJAYA & CYBERJAYA | Existing | 33 kV |  | RYB | VCBJ/PPU/G00008 | PPU CYBERJAYA NO 9
36096158 | TNB | DISTRIBUTION | WP PUTRAJAYA & CYBERJAYA | Existing | 33 kV |  | RYB | VCBJ/PPU/G00008 | PPU CYBERJAYA NO 9
36096215 | TNB | DISTRIBUTION | WP PUTRAJAYA & CYBERJAYA | Existing | 33 kV |  | RYB | VCBJ/PPU/G00008 | PPU CYBERJAYA NO 9
36096248 | TNB | DISTRIBUTION | WP PUTRAJAYA & CYBERJAYA | Existing | 33 kV | MAIN | RYB | VCBJ/PPU/G00008 | PPU CYBERJAYA NO 9 | M
36096249 | TNB | DISTRIBUTION | WP PUTRAJAYA & CYBERJAYA | Existing | 33 kV | MAIN | RYB | VCBJ/PPU/G00008 | PPU CYBERJAYA NO 9 | M
36096273 | TNB | DISTRIBUTION | WP PUTRAJAYA & CYBERJAYA | Existing | 33 kV |  | RYB | VCBJ/PPU/G00008 | PPU CYBERJAYA NO 9
36096274 | TNB | DISTRIBUTION | WP PUTRAJAYA & CYBERJAYA | Existing | 33 kV |  | RYB | VCBJ/PPU/G00008 | PPU CYBERJAYA NO 9
36096284 | TNB | DISTRIBUTION | WP PUTRAJAYA & CYBERJAYA | Existing | 33 kV | MAIN | RYB | VCBJ/PPU/G00008 | PPU CYBERJAYA NO 9 | M
36096285 | TNB | DISTRIBUTION | WP PUTRAJAYA & CYBERJAYA | Existing | 33 kV |  | RYB | VCBJ/PPU/G00008 | PPU CYBERJAYA NO 9
36096289 | TNB | DISTRIBUTION | WP PUTRAJAYA & CYBERJAYA | Existing | 33 kV |  | RYB | VCBJ/PPU/G00008 | PPU CYBERJAYA NO 9
36096332 | TNB | DISTRIBUTION | WP PUTRAJAYA & CYBERJAYA | Existing | 33 kV |  | RYB | VCBJ/PPU/G00008 | PPU CYBERJAYA NO 9
36096372 | TNB | DISTRIBUTION | WP PUTRAJAYA & CYBERJAYA | Existing | 33 kV |  | RYB | VCBJ/PPU/G00008 | PPU CYBERJAYA NO 9
36096382 | TNB | DISTRIBUTION | WP PUTRAJAYA & CYBERJAYA | Existing | 33 kV |  | RYB | VCBJ/PPU/G00008 | PPU CYBERJAYA NO 9
36096395 | TNB | DISTRIBUTION | WP PUTRAJAYA & CYBERJAYA | Existing | 33 kV |  | RYB | VCBJ/PPU/G00008 | PPU CYBERJAYA NO 9
36096425 | TNB | DISTRIBUTION | WP PUTRAJAYA & CYBERJAYA | Existing | 33 kV |  | RYB | VCBJ/PPU/G00008 | PPU CYBERJAYA NO 9
36096426 | TNB | DISTRIBUTION | WP PUTRAJAYA & CYBERJAYA | Existing | 33 kV |  | RYB | VCBJ/PPU/G00008 | PPU CYBERJAYA NO 9
36096459 | TNB | DISTRIBUTION | WP PUTRAJAYA & CYBERJAYA | Existing | 33 kV |  | RYB | VCBJ/PPU/G00008 | PPU CYBERJAYA NO 9
36096500 | TNB | DISTRIBUTION | WP PUTRAJAYA & CYBERJAYA | Existing | 33 kV |  | RYB | VCBJ/PPU/G00008 | PPU CYBERJAYA NO 9
36675055 | TNB | DISTRIBUTION | WP PUTRAJAYA & CYBERJAYA | Existing | 11 kV |  | RYB | VCBJ/PCE/J22402 | PE 22.40 POLIS CJ F2
36675059 | TNB | DISTRIBUTION | WP PUTRAJAYA & CYBERJAYA | Existing | 11 kV |  | RYB | VCBJ/PCE/J22402 | PE 22.40 POLIS CJ F2
36675063 | TNB | DISTRIBUTION | WP PUTRAJAYA & CYBERJAYA | Existing | 11 kV |  | RYB | VCBJ/PCE/J22402 | PE 22.40 POLIS CJ F2
36675064 | TNB | DISTRIBUTION | WP PUTRAJAYA & CYBERJAYA | Existing | 11 kV |  | RYB | VCBJ/PCE/J22402 | PE 22.40 POLIS CJ F2
36675067 | TNB | DISTRIBUTION | WP PUTRAJAYA & CYBERJAYA | Existing | 11 kV |  | RYB | VCBJ/PCE/J22402 | PE 22.40 POLIS CJ F2
36675069 | TNB | DISTRIBUTION | WP PUTRAJAYA & CYBERJAYA | Existing | 11 kV |  | RYB | VCBJ/PCE/J22402 | PE 22.40 POLIS CJ F2
36675070 | TNB | DISTRIBUTION | WP PUTRAJAYA & CYBERJAYA | Existing | 11 kV |  | RYB | VCBJ/PCE/J22402 | PE 22.40 POLIS CJ F2
36722290 | TNB | DISTRIBUTION | WP PUTRAJAYA & CYBERJAYA | Existing | 11 kV |  | RYB | VCBJ/PCE/J21891 | PE 21.89 MYVILLA P2 PARCEL B
36722291 | TNB | DISTRIBUTION | WP PUTRAJAYA & CYBERJAYA | Existing | 11 kV |  | RYB | VCBJ/PCE/J21891 | PE 21.89 MYVILLA P2 PARCEL B
36722295 | TNB | DISTRIBUTION | WP PUTRAJAYA & CYBERJAYA | Existing | 11 kV |  | RYB | VCBJ/PCE/J21891 | PE 21.89 MYVILLA P2 PARCEL B
36722299 | TNB | DISTRIBUTION | WP PUTRAJAYA & CYBERJAYA | Existing | 11 kV |  | RYB | VCBJ/PCE/J21891 | PE 21.89 MYVILLA P2 PARCEL B
36722300 | TNB | DISTRIBUTION | WP PUTRAJAYA & CYBERJAYA | Existing | 11 kV |  | RYB | VCBJ/PCE/J21891 | PE 21.89 MYVILLA P2 PARCEL B
36722301 | TNB | DISTRIBUTION | WP PUTRAJAYA & CYBERJAYA | Existing | 11 kV |  | RYB | VCBJ/PCE/J21891 | PE 21.89 MYVILLA P2 PARCEL B
36722305 | TNB | DISTRIBUTION | WP PUTRAJAYA & CYBERJAYA | Existing | 11 kV |  | RYB | VCBJ/PCE/J21881 | PE 21.88 MYVILLA P2 PARCEL A
36722306 | TNB | DISTRIBUTION | WP PUTRAJAYA & CYBERJAYA | Existing | 11 kV |  | RYB | VCBJ/PCE/J21881 | PE 21.88 MYVILLA P2 PARCEL A
36722310 | TNB | DISTRIBUTION | WP PUTRAJAYA & CYBERJAYA | Existing | 11 kV |  | RYB | VCBJ/PCE/J21881 | PE 21.88 MYVILLA P2 PARCEL A
36722314 | TNB | DISTRIBUTION | WP PUTRAJAYA & CYBERJAYA | Existing | 11 kV |  | RYB | VCBJ/PCE/J21881 | PE 21.88 MYVILLA P2 PARCEL A
36722315 | TNB | DISTRIBUTION | WP PUTRAJAYA & CYBERJAYA | Existing | 11 kV |  | RYB | VCBJ/PCE/J21881 | PE 21.88 MYVILLA P2 PARCEL A
36722316 | TNB | DISTRIBUTION | WP PUTRAJAYA & CYBERJAYA | Existing | 11 kV |  | RYB | VCBJ/PCE/J21881 | PE 21.88 MYVILLA P2 PARCEL A
38147905 | TNB | DISTRIBUTION | WP PUTRAJAYA & CYBERJAYA | Existing | 11 kV |  | RYB | VPTJ/PCE/J04011 | PE 4.01 4G3 (F1)
38147910 | TNB | DISTRIBUTION | WP PUTRAJAYA & CYBERJAYA | Existing | 11 kV |  | RYB | VPTJ/PCE/J04011 | PE 4.01 4G3 (F1)
38147913 | TNB | DISTRIBUTION | WP PUTRAJAYA & CYBERJAYA | Existing | 11 kV |  | RYB | VPTJ/PCE/J04011 | PE 4.01 4G3 (F1)
38147917 | TNB | DISTRIBUTION | WP PUTRAJAYA & CYBERJAYA | Existing | 11 kV |  | RYB | VPTJ/PCE/J04011 | PE 4.01 4G3 (F1)
38147918 | TNB | DISTRIBUTION | WP PUTRAJAYA & CYBERJAYA | Existing | 11 kV |  | RYB | VPTJ/PCE/J04011 | PE 4.01 4G3 (F1)
256901155 | TNB | DISTRIBUTION | WP PUTRAJAYA & CYBERJAYA | Existing | 11 kV |  | RYB | BSJY/PCE/J01728 | PE TAMAN SAINS SELANGOR NO 2 | PE
256901156 | TNB | DISTRIBUTION | WP PUTRAJAYA & CYBERJAYA | Existing | 11 kV |  | RYB | BSJY/PCE/J01728 | PE TAMAN SAINS SELANGOR NO 2 | PE
256901157 | TNB | DISTRIBUTION | WP PUTRAJAYA & CYBERJAYA | Existing | 11 kV |  | RYB | BSJY/PCE/J01728 | PE TAMAN SAINS SELANGOR NO 2 | PE
256901161 | TNB | DISTRIBUTION | WP PUTRAJAYA & CYBERJAYA | Existing | 11 kV |  | RYB | BSJY/PCE/J01728 | PE TAMAN SAINS SELANGOR NO 2 | HV BUSBAR PART
256901165 | TNB | DISTRIBUTION | WP PUTRAJAYA & CYBERJAYA | Existing | 11 kV |  | RYB | BSJY/PCE/J01728 | PE TAMAN SAINS SELANGOR NO 2 | HV BUSBAR PART
256901166 | TNB | DISTRIBUTION | WP PUTRAJAYA & CYBERJAYA | Existing | 11 kV |  | RYB | BSJY/PCE/J01728 | PE TAMAN SAINS SELANGOR NO 2 | HV BUSBAR PART
256901170 | TNB | DISTRIBUTION | WP PUTRAJAYA & CYBERJAYA | Existing | 11 kV |  | RYB | BSJY/PCE/J01728 | PE TAMAN SAINS SELANGOR NO 2 | HV BUSBAR PART
256901174 | TNB | DISTRIBUTION | WP PUTRAJAYA & CYBERJAYA | Existing | 11 kV |  | RYB | BSJY/PCE/J01728 | PE TAMAN SAINS SELANGOR NO 2 | PE
256901175 | TNB | DISTRIBUTION | WP PUTRAJAYA & CYBERJAYA | Existing | 11 kV |  | RYB | BSJY/PCE/J01728 | PE TAMAN SAINS SELANGOR NO 2 | PE
256901176 | TNB | DISTRIBUTION | WP PUTRAJAYA & CYBERJAYA | Existing | 11 kV |  | RYB | BSJY/PCE/J01728 | PE TAMAN SAINS SELANGOR NO 2 | PE
256930551 | TNB | DISTRIBUTION | WP PUTRAJAYA & CYBERJAYA | Existing | 11 kV |  | RYB | VPTJ/PCE/J11281 | PE 11.28 APT ZON 6B (F1) | HV BUSBAR PART
256930552 | TNB | DISTRIBUTION | WP PUTRAJAYA & CYBERJAYA | Existing | 11 kV |  | RYB | VPTJ/PCE/J11281 | PE 11.28 APT ZON 6B (F1) | PE
256930553 | TNB | DISTRIBUTION | WP PUTRAJAYA & CYBERJAYA | Existing | 11 kV |  | RYB | VPTJ/PCE/J11281 | PE 11.28 APT ZON 6B (F1) | HV BUSBAR PART
256930554 | TNB | DISTRIBUTION | WP PUTRAJAYA & CYBERJAYA | Existing | 11 kV |  | RYB | VPTJ/PCE/J11281 | PE 11.28 APT ZON 6B (F1) | PE
256930555 | TNB | DISTRIBUTION | WP PUTRAJAYA & CYBERJAYA | Existing | 11 kV |  | RYB | VPTJ/PCE/J11281 | PE 11.28 APT ZON 6B (F1) | HV BUSBAR PART
256930556 | TNB | DISTRIBUTION | WP PUTRAJAYA & CYBERJAYA | Existing | 11 kV |  | RYB | VPTJ/PCE/J11281 | PE 11.28 APT ZON 6B (F1) | HV BUSBAR PART
256930557 | TNB | DISTRIBUTION | WP PUTRAJAYA & CYBERJAYA | Existing | 11 kV |  | RYB | VPTJ/PCE/J11281 | PE 11.28 APT ZON 6B (F1) | PE
256930558 | TNB | DISTRIBUTION | WP PUTRAJAYA & CYBERJAYA | Existing | 11 kV |  | RYB | VPTJ/PCE/J11281 | PE 11.28 APT ZON 6B (F1) | HV BUSBAR PART
256930559 | TNB | DISTRIBUTION | WP PUTRAJAYA & CYBERJAYA | Existing | 11 kV |  | RYB | VPTJ/PCE/J11281 | PE 11.28 APT ZON 6B (F1) | PE
256930560 | TNB | DISTRIBUTION | WP PUTRAJAYA & CYBERJAYA | Existing | 11 kV |  | RYB | VPTJ/PCE/J11281 | PE 11.28 APT ZON 6B (F1) | HV BUSBAR PART
256930561 | TNB | DISTRIBUTION | WP PUTRAJAYA & CYBERJAYA | Existing | 11 kV |  | RYB | VPTJ/PCE/J11281 | PE 11.28 APT ZON 6B (F1) | HV BUSBAR PART
256930562 | TNB | DISTRIBUTION | WP PUTRAJAYA & CYBERJAYA | Existing | 11 kV |  | RYB | VPTJ/PCE/J11281 | PE 11.28 APT ZON 6B (F1) | HV BUSBAR PART
256930563 | TNB | DISTRIBUTION | WP PUTRAJAYA & CYBERJAYA | Existing | 11 kV |  | RYB | VPTJ/PCE/J11281 | PE 11.28 APT ZON 6B (F1) | PE
256930564 | TNB | DISTRIBUTION | WP PUTRAJAYA & CYBERJAYA | Existing | 11 kV |  | RYB | VPTJ/PCE/J11281 | PE 11.28 APT ZON 6B (F1) | HV BUSBAR PART
256930565 | TNB | DISTRIBUTION | WP PUTRAJAYA & CYBERJAYA | Existing | 11 kV |  | RYB | VPTJ/PCE/J11281 | PE 11.28 APT ZON 6B (F1) | HV BUSBAR PART
257015476 | TNB | DISTRIBUTION | WP PUTRAJAYA & CYBERJAYA | Existing | 11 kV |  | RYB | VPTJ/PCE/J14031 | PE 14.03 C/S S/L | HV BUSBAR PART
257015477 | TNB | DISTRIBUTION | WP PUTRAJAYA & CYBERJAYA | Existing | 11 kV |  | RYB | VPTJ/PCE/J14031 | PE 14.03 C/S S/L | HV BUSBAR PART
257015478 | TNB | DISTRIBUTION | WP PUTRAJAYA & CYBERJAYA | Existing | 11 kV |  | RYB | VPTJ/PCE/J14031 | PE 14.03 C/S S/L | HV BUSBAR PART
257015479 | TNB | DISTRIBUTION | WP PUTRAJAYA & CYBERJAYA | Existing | 11 kV |  | RYB | VPTJ/PCE/J14031 | PE 14.03 C/S S/L | HV BUSBAR PART
257015480 | TNB | DISTRIBUTION | WP PUTRAJAYA & CYBERJAYA | Existing | 11 kV |  | RYB | VPTJ/PCE/J14031 | PE 14.03 C/S S/L | HV BUSBAR PART
257015481 | TNB | DISTRIBUTION | WP PUTRAJAYA & CYBERJAYA | Existing | 11 kV |  | RYB | VPTJ/PCE/J14031 | PE 14.03 C/S S/L | HV BUSBAR PART
257015482 | TNB | DISTRIBUTION | WP PUTRAJAYA & CYBERJAYA | Existing | 11 kV |  | RYB | VPTJ/PCE/J14031 | PE 14.03 C/S S/L | HV BUSBAR PART
257015483 | TNB | DISTRIBUTION | WP PUTRAJAYA & CYBERJAYA | Existing | 11 kV |  | RYB | VPTJ/PCE/J14031 | PE 14.03 C/S S/L | PE
257015484 | TNB | DISTRIBUTION | WP PUTRAJAYA & CYBERJAYA | Existing | 11 kV |  | RYB | VPTJ/PCE/J14031 | PE 14.03 C/S S/L | PE
257015485 | TNB | DISTRIBUTION | WP PUTRAJAYA & CYBERJAYA | Existing | 11 kV |  | RYB | VPTJ/PCE/J14031 | PE 14.03 C/S S/L | PE
257015486 | TNB | DISTRIBUTION | WP PUTRAJAYA & CYBERJAYA | Existing | 11 kV |  | RYB | VPTJ/PCE/J14031 | PE 14.03 C/S S/L | PE
257015503 | TNB | DISTRIBUTION | WP PUTRAJAYA & CYBERJAYA | Existing | 11 kV |  | RYB | VPTJ/PCE/J15021 | PE 15.02 RD F 1 | HV BUSBAR PART
257015504 | TNB | DISTRIBUTION | WP PUTRAJAYA & CYBERJAYA | Existing | 11 kV |  | RYB | VPTJ/PCE/J15021 | PE 15.02 RD F 1 | HV BUSBAR PART
257015506 | TNB | DISTRIBUTION | WP PUTRAJAYA & CYBERJAYA | Existing | 11 kV |  | RYB | VPTJ/PCE/J15021 | PE 15.02 RD F 1 | HV BUSBAR PART
257015507 | TNB | DISTRIBUTION | WP PUTRAJAYA & CYBERJAYA | Existing | 11 kV |  | RYB | VPTJ/PCE/J15021 | PE 15.02 RD F 1 | HV BUSBAR PART
257015508 | TNB | DISTRIBUTION | WP PUTRAJAYA & CYBERJAYA | Existing | 11 kV |  | RYB | VPTJ/PCE/J15021 | PE 15.02 RD F 1 | HV BUSBAR PART
257015509 | TNB | DISTRIBUTION | WP PUTRAJAYA & CYBERJAYA | Existing | 11 kV |  | RYB | VPTJ/PCE/J15021 | PE 15.02 RD F 1 | HV BUSBAR PART
257015510 | TNB | DISTRIBUTION | WP PUTRAJAYA & CYBERJAYA | Existing | 11 kV |  | RYB | VPTJ/PCE/J15021 | PE 15.02 RD F 1 | PE
257015511 | TNB | DISTRIBUTION | WP PUTRAJAYA & CYBERJAYA | Existing | 11 kV |  | RYB | VPTJ/PCE/J15021 | PE 15.02 RD F 1 | PE
257015512 | TNB | DISTRIBUTION | WP PUTRAJAYA & CYBERJAYA | Existing | 11 kV |  | RYB | VPTJ/PCE/J15021 | PE 15.02 RD F 1 | PE
257015513 | TNB | DISTRIBUTION | WP PUTRAJAYA & CYBERJAYA | Existing | 11 kV |  | RYB | VPTJ/PCE/J15021 | PE 15.02 RD F 1 | PE
257017792 | TNB | DISTRIBUTION | WP PUTRAJAYA & CYBERJAYA | Existing | 11 kV |  | RYB | VPTJ/PCE/J11451 | PE 11.45 SEK MEN (F1) | HV BUSBAR PART
257017793 | TNB | DISTRIBUTION | WP PUTRAJAYA & CYBERJAYA | Existing | 11 kV |  | RYB | VPTJ/PCE/J11451 | PE 11.45 SEK MEN (F1) | HV BUSBAR PART
257017794 | TNB | DISTRIBUTION | WP PUTRAJAYA & CYBERJAYA | Existing | 11 kV |  | RYB | VPTJ/PCE/J11451 | PE 11.45 SEK MEN (F1) | PE
257017799 | TNB | DISTRIBUTION | WP PUTRAJAYA & CYBERJAYA | Existing | 11 kV |  | RYB | VPTJ/PCE/J11451 | PE 11.45 SEK MEN (F1) | HV BUSBAR PART
257017800 | TNB | DISTRIBUTION | WP PUTRAJAYA & CYBERJAYA | Existing | 11 kV |  | RYB | VPTJ/PCE/J11451 | PE 11.45 SEK MEN (F1) | HV BUSBAR PART
257017801 | TNB | DISTRIBUTION | WP PUTRAJAYA & CYBERJAYA | Existing | 11 kV |  | RYB | VPTJ/PCE/J11451 | PE 11.45 SEK MEN (F1) | HV BUSBAR PART
257017802 | TNB | DISTRIBUTION | WP PUTRAJAYA & CYBERJAYA | Existing | 11 kV |  | RYB | VPTJ/PCE/J11451 | PE 11.45 SEK MEN (F1) | HV BUSBAR PART
257017803 | TNB | DISTRIBUTION | WP PUTRAJAYA & CYBERJAYA | Existing | 11 kV |  | RYB | VPTJ/PCE/J11451 | PE 11.45 SEK MEN (F1) | HV BUSBAR PART
257017804 | TNB | DISTRIBUTION | WP PUTRAJAYA & CYBERJAYA | Existing | 11 kV |  | RYB | VPTJ/PCE/J11451 | PE 11.45 SEK MEN (F1) | PE
257017805 | TNB | DISTRIBUTION | WP PUTRAJAYA & CYBERJAYA | Existing | 11 kV |  | RYB | VPTJ/PCE/J11451 | PE 11.45 SEK MEN (F1) | PE
257017806 | TNB | DISTRIBUTION | WP PUTRAJAYA & CYBERJAYA | Existing | 11 kV |  | RYB | VPTJ/PCE/J11451 | PE 11.45 SEK MEN (F1) | PE
257021892 | TNB | DISTRIBUTION | WP PUTRAJAYA & CYBERJAYA | Existing | 11 kV |  | RYB | VPTJ/PCE/J11301 | PE 11.30 SEK REN (EFI) (F1) | HV BUSBAR PART
257021893 | TNB | DISTRIBUTION | WP PUTRAJAYA & CYBERJAYA | Existing | 11 kV |  | RYB | VPTJ/PCE/J11301 | PE 11.30 SEK REN (EFI) (F1) | HV BUSBAR PART
257021894 | TNB | DISTRIBUTION | WP PUTRAJAYA & CYBERJAYA | Existing | 11 kV |  | RYB | VPTJ/PCE/J11301 | PE 11.30 SEK REN (EFI) (F1) | HV BUSBAR PART
257021895 | TNB | DISTRIBUTION | WP PUTRAJAYA & CYBERJAYA | Existing | 11 kV |  | RYB | VPTJ/PCE/J11301 | PE 11.30 SEK REN (EFI) (F1) | HV BUSBAR PART
257021896 | TNB | DISTRIBUTION | WP PUTRAJAYA & CYBERJAYA | Existing | 11 kV |  | RYB | VPTJ/PCE/J11301 | PE 11.30 SEK REN (EFI) (F1) | HV BUSBAR PART
257021897 | TNB | DISTRIBUTION | WP PUTRAJAYA & CYBERJAYA | Existing | 11 kV |  | RYB | VPTJ/PCE/J11301 | PE 11.30 SEK REN (EFI) (F1) | HV BUSBAR PART
257021898 | TNB | DISTRIBUTION | WP PUTRAJAYA & CYBERJAYA | Existing | 11 kV |  | RYB | VPTJ/PCE/J11301 | PE 11.30 SEK REN (EFI) (F1) | PE
257021899 | TNB | DISTRIBUTION | WP PUTRAJAYA & CYBERJAYA | Existing | 11 kV |  | RYB | VPTJ/PCE/J11301 | PE 11.30 SEK REN (EFI) (F1) | PE
257021900 | TNB | DISTRIBUTION | WP PUTRAJAYA & CYBERJAYA | Existing | 11 kV |  | RYB | VPTJ/PCE/J11301 | PE 11.30 SEK REN (EFI) (F1) | PE
257021901 | TNB | DISTRIBUTION | WP PUTRAJAYA & CYBERJAYA | Existing | 11 kV |  | RYB | VPTJ/PCE/J11301 | PE 11.30 SEK REN (EFI) (F1) | PE
257021902 | TNB | DISTRIBUTION | WP PUTRAJAYA & CYBERJAYA | Existing | 11 kV |  | RYB | VPTJ/PCE/J11301 | PE 11.30 SEK REN (EFI) (F1) | HV BUSBAR PART
257030847 | TNB | DISTRIBUTION | WP PUTRAJAYA & CYBERJAYA | Existing | 11 kV |  | RYB | VPTJ/PCE/J02061 | PE 2.06 PS 15 (F1) | HV BUSBAR PART
257030848 | TNB | DISTRIBUTION | WP PUTRAJAYA & CYBERJAYA | Existing | 11 kV |  | RYB | VPTJ/PCE/J02061 | PE 2.06 PS 15 (F1) | PE
257030849 | TNB | DISTRIBUTION | WP PUTRAJAYA & CYBERJAYA | Existing | 11 kV |  | RYB | VPTJ/PCE/J02061 | PE 2.06 PS 15 (F1) | HV BUSBAR PART
257030850 | TNB | DISTRIBUTION | WP PUTRAJAYA & CYBERJAYA | Existing | 11 kV |  | RYB | VPTJ/PCE/J02061 | PE 2.06 PS 15 (F1) | HV BUSBAR PART
257030851 | TNB | DISTRIBUTION | WP PUTRAJAYA & CYBERJAYA | Existing | 11 kV |  | RYB | VPTJ/PCE/J02061 | PE 2.06 PS 15 (F1) | PE
257030852 | TNB | DISTRIBUTION | WP PUTRAJAYA & CYBERJAYA | Existing | 11 kV |  | RYB | VPTJ/PCE/J02061 | PE 2.06 PS 15 (F1) | HV BUSBAR PART
257030853 | TNB | DISTRIBUTION | WP PUTRAJAYA & CYBERJAYA | Existing | 11 kV |  | RYB | VPTJ/PCE/J02061 | PE 2.06 PS 15 (F1) | HV BUSBAR PART
257030854 | TNB | DISTRIBUTION | WP PUTRAJAYA & CYBERJAYA | Existing | 11 kV |  | RYB | VPTJ/PCE/J02061 | PE 2.06 PS 15 (F1) | HV BUSBAR PART
257030855 | TNB | DISTRIBUTION | WP PUTRAJAYA & CYBERJAYA | Existing | 11 kV |  | RYB | VPTJ/PCE/J02061 | PE 2.06 PS 15 (F1) | HV BUSBAR PART
257030856 | TNB | DISTRIBUTION | WP PUTRAJAYA & CYBERJAYA | Existing | 11 kV |  | RYB | VPTJ/PCE/J02061 | PE 2.06 PS 15 (F1) | PE
257030857 | TNB | DISTRIBUTION | WP PUTRAJAYA & CYBERJAYA | Existing | 11 kV |  | RYB | VPTJ/PCE/J02061 | PE 2.06 PS 15 (F1) | PE
257039920 | TNB | DISTRIBUTION | WP PUTRAJAYA & CYBERJAYA | Existing | 11 kV |  | RYB | VPTJ/PCE/J14221 | PE 14.22 KOMPLEKS SEK MEN (F1) | PE
257039921 | TNB | DISTRIBUTION | WP PUTRAJAYA & CYBERJAYA | Existing | 11 kV |  | RYB | VPTJ/PCE/J14221 | PE 14.22 KOMPLEKS SEK MEN (F1) | HV BUSBAR PART
257039922 | TNB | DISTRIBUTION | WP PUTRAJAYA & CYBERJAYA | Existing | 11 kV |  | RYB | VPTJ/PCE/J14221 | PE 14.22 KOMPLEKS SEK MEN (F1) | HV BUSBAR PART
257039923 | TNB | DISTRIBUTION | WP PUTRAJAYA & CYBERJAYA | Existing | 11 kV |  | RYB | VPTJ/PCE/J14221 | PE 14.22 KOMPLEKS SEK MEN (F1) | HV BUSBAR PART
257039929 | TNB | DISTRIBUTION | WP PUTRAJAYA & CYBERJAYA | Existing | 11 kV |  | RYB | VPTJ/PCE/J14221 | PE 14.22 KOMPLEKS SEK MEN (F1) | PE
257039930 | TNB | DISTRIBUTION | WP PUTRAJAYA & CYBERJAYA | Existing | 11 kV |  | RYB | VPTJ/PCE/J14221 | PE 14.22 KOMPLEKS SEK MEN (F1) | PE
257204202 | TNB | DISTRIBUTION | WP PUTRAJAYA & CYBERJAYA | Existing | 11 kV |  | RYB | VCBJ/PCE/J22401 | PE 22.40 POLIS CJ F1 | HV BUSBAR PART
257204203 | TNB | DISTRIBUTION | WP PUTRAJAYA & CYBERJAYA | Existing | 11 kV |  | RYB | VCBJ/PCE/J22401 | PE 22.40 POLIS CJ F1 | HV BUSBAR PART
257204204 | TNB | DISTRIBUTION | WP PUTRAJAYA & CYBERJAYA | Existing | 11 kV |  | RYB | VCBJ/PCE/J22401 | PE 22.40 POLIS CJ F1 | HV BUSBAR PART
257204205 | TNB | DISTRIBUTION | WP PUTRAJAYA & CYBERJAYA | Existing | 11 kV |  | RYB | VCBJ/PCE/J22401 | PE 22.40 POLIS CJ F1 | PE
257204206 | TNB | DISTRIBUTION | WP PUTRAJAYA & CYBERJAYA | Existing | 11 kV |  | RYB | VCBJ/PCE/J22401 | PE 22.40 POLIS CJ F1 | HV BUSBAR PART
257204207 | TNB | DISTRIBUTION | WP PUTRAJAYA & CYBERJAYA | Existing | 11 kV |  | RYB | VCBJ/PCE/J22401 | PE 22.40 POLIS CJ F1 | PE
257204208 | TNB | DISTRIBUTION | WP PUTRAJAYA & CYBERJAYA | Existing | 11 kV |  | RYB | VCBJ/PCE/J22401 | PE 22.40 POLIS CJ F1 | HV BUSBAR PART
257204209 | TNB | DISTRIBUTION | WP PUTRAJAYA & CYBERJAYA | Existing | 11 kV |  | RYB | VCBJ/PCE/J22401 | PE 22.40 POLIS CJ F1 | PE
257204210 | TNB | DISTRIBUTION | WP PUTRAJAYA & CYBERJAYA | Existing | 11 kV |  | RYB | VCBJ/PCE/J22401 | PE 22.40 POLIS CJ F1 | PE
257204211 | TNB | DISTRIBUTION | WP PUTRAJAYA & CYBERJAYA | Existing | 11 kV |  | RYB | VCBJ/PCE/J22401 | PE 22.40 POLIS CJ F1 | HV BUSBAR PART
257204212 | TNB | DISTRIBUTION | WP PUTRAJAYA & CYBERJAYA | Existing | 11 kV |  | RYB | VCBJ/PCE/J22401 | PE 22.40 POLIS CJ F1 | HV BUSBAR PART
257213815 | TNB | DISTRIBUTION | WP PUTRAJAYA & CYBERJAYA | Existing | 11 kV |  | RYB | X | SS E-VILLAGE | 11
257213816 | TNB | DISTRIBUTION | WP PUTRAJAYA & CYBERJAYA | Existing | 11 kV |  | RYB | X | SS E-VILLAGE | 11
257213817 | TNB | DISTRIBUTION | WP PUTRAJAYA & CYBERJAYA | Existing | 11 kV |  | RYB | X | SS E-VILLAGE | PE
257213819 | TNB | DISTRIBUTION | WP PUTRAJAYA & CYBERJAYA | Existing | 11 kV |  | RYB | X | SS E-VILLAGE | PE
257213820 | TNB | DISTRIBUTION | WP PUTRAJAYA & CYBERJAYA | Existing | 11 kV |  | RYB | X | SS E-VILLAGE | PE
257213821 | TNB | DISTRIBUTION | WP PUTRAJAYA & CYBERJAYA | Existing | 11 kV |  | RYB | X | SS E-VILLAGE | PE
257213822 | TNB | DISTRIBUTION | WP PUTRAJAYA & CYBERJAYA | Existing | 11 kV |  | RYB | X | SS E-VILLAGE | 11
257213823 | TNB | DISTRIBUTION | WP PUTRAJAYA & CYBERJAYA | Existing | 11 kV |  | RYB | X | SS E-VILLAGE | 11
257213824 | TNB | DISTRIBUTION | WP PUTRAJAYA & CYBERJAYA | Existing | 11 kV |  | RYB | X | SS E-VILLAGE | 11
257213825 | TNB | DISTRIBUTION | WP PUTRAJAYA & CYBERJAYA | Existing | 11 kV |  | RYB | X | SS E-VILLAGE | 11
257213831 | TNB | DISTRIBUTION | WP PUTRAJAYA & CYBERJAYA | Existing | 11 kV |  | RYB | X | SS E-VILLAGE | 11
257213832 | TNB | DISTRIBUTION | WP PUTRAJAYA & CYBERJAYA | Existing | 11 kV |  | RYB | X | SS E-VILLAGE | 11
257213833 | TNB | DISTRIBUTION | WP PUTRAJAYA & CYBERJAYA | Existing | 11 kV |  | RYB | X | SS E-VILLAGE | PE
257353064 | TNB | DISTRIBUTION | WP PUTRAJAYA & CYBERJAYA | Existing | 11 kV |  | RYB | VPTJ/PCE/J11182 | PE 11.18 P11 H/1 TERES (EFI) (F2) | HV BUSBAR PART
257353065 | TNB | DISTRIBUTION | WP PUTRAJAYA & CYBERJAYA | Existing | 11 kV |  | RYB | VPTJ/PCE/J11182 | PE 11.18 P11 H/1 TERES (EFI) (F2) | HV BUSBAR PART
257353066 | TNB | DISTRIBUTION | WP PUTRAJAYA & CYBERJAYA | Existing | 11 kV |  | RYB | VPTJ/PCE/J11182 | PE 11.18 P11 H/1 TERES (EFI) (F2) | PE
257353067 | TNB | DISTRIBUTION | WP PUTRAJAYA & CYBERJAYA | Existing | 11 kV |  | RYB | VPTJ/PCE/J11182 | PE 11.18 P11 H/1 TERES (EFI) (F2) | HV BUSBAR PART
257353068 | TNB | DISTRIBUTION | WP PUTRAJAYA & CYBERJAYA | Existing | 11 kV |  | RYB | VPTJ/PCE/J11182 | PE 11.18 P11 H/1 TERES (EFI) (F2) | HV BUSBAR PART
257353069 | TNB | DISTRIBUTION | WP PUTRAJAYA & CYBERJAYA | Existing | 11 kV |  | RYB | VPTJ/PCE/J11182 | PE 11.18 P11 H/1 TERES (EFI) (F2) | PE
257353070 | TNB | DISTRIBUTION | WP PUTRAJAYA & CYBERJAYA | Existing | 11 kV |  | RYB | VPTJ/PCE/J11182 | PE 11.18 P11 H/1 TERES (EFI) (F2) | PE
257353071 | TNB | DISTRIBUTION | WP PUTRAJAYA & CYBERJAYA | Existing | 11 kV |  | RYB | VPTJ/PCE/J11182 | PE 11.18 P11 H/1 TERES (EFI) (F2) | PE
257353072 | TNB | DISTRIBUTION | WP PUTRAJAYA & CYBERJAYA | Existing | 11 kV |  | RYB | VPTJ/PCE/J11182 | PE 11.18 P11 H/1 TERES (EFI) (F2) | HV BUSBAR PART
257353073 | TNB | DISTRIBUTION | WP PUTRAJAYA & CYBERJAYA | Existing | 11 kV |  | RYB | VPTJ/PCE/J11182 | PE 11.18 P11 H/1 TERES (EFI) (F2) | HV BUSBAR PART
257353074 | TNB | DISTRIBUTION | WP PUTRAJAYA & CYBERJAYA | Existing | 11 kV |  | RYB | VPTJ/PCE/J11182 | PE 11.18 P11 H/1 TERES (EFI) (F2) | HV BUSBAR PART
257427439 | TNB | DISTRIBUTION | WP PUTRAJAYA & CYBERJAYA | Existing | 11 kV |  | RYB | VPTJ/PCE/J11361 | PE 11.36 P11 K/13 TERES (F1) | HV BUSBAR PART
257427440 | TNB | DISTRIBUTION | WP PUTRAJAYA & CYBERJAYA | Existing | 11 kV |  | RYB | VPTJ/PCE/J11361 | PE 11.36 P11 K/13 TERES (F1) | HV BUSBAR PART
257427441 | TNB | DISTRIBUTION | WP PUTRAJAYA & CYBERJAYA | Existing | 11 kV |  | RYB | VPTJ/PCE/J11361 | PE 11.36 P11 K/13 TERES (F1) | HV BUSBAR PART
257427442 | TNB | DISTRIBUTION | WP PUTRAJAYA & CYBERJAYA | Existing | 11 kV |  | RYB | VPTJ/PCE/J11361 | PE 11.36 P11 K/13 TERES (F1) | HV BUSBAR PART
257427443 | TNB | DISTRIBUTION | WP PUTRAJAYA & CYBERJAYA | Existing | 11 kV |  | RYB | VPTJ/PCE/J11361 | PE 11.36 P11 K/13 TERES (F1) | HV BUSBAR PART
257427444 | TNB | DISTRIBUTION | WP PUTRAJAYA & CYBERJAYA | Existing | 11 kV |  | RYB | VPTJ/PCE/J11361 | PE 11.36 P11 K/13 TERES (F1) | HV BUSBAR PART
257427445 | TNB | DISTRIBUTION | WP PUTRAJAYA & CYBERJAYA | Existing | 11 kV |  | RYB | VPTJ/PCE/J11361 | PE 11.36 P11 K/13 TERES (F1) | PE
257427446 | TNB | DISTRIBUTION | WP PUTRAJAYA & CYBERJAYA | Existing | 11 kV |  | RYB | VPTJ/PCE/J11361 | PE 11.36 P11 K/13 TERES (F1) | PE
257427447 | TNB | DISTRIBUTION | WP PUTRAJAYA & CYBERJAYA | Existing | 11 kV |  | RYB | VPTJ/PCE/J11361 | PE 11.36 P11 K/13 TERES (F1) | PE
257427448 | TNB | DISTRIBUTION | WP PUTRAJAYA & CYBERJAYA | Existing | 11 kV |  | RYB | VPTJ/PCE/J11361 | PE 11.36 P11 K/13 TERES (F1) | PE
257427449 | TNB | DISTRIBUTION | WP PUTRAJAYA & CYBERJAYA | Existing | 11 kV |  | RYB | VPTJ/PCE/J11361 | PE 11.36 P11 K/13 TERES (F1) | HV BUSBAR PART
257437205 | TNB | DISTRIBUTION | WP PUTRAJAYA & CYBERJAYA | Existing | 11 kV |  | RYB | VPTJ/PCE/J05031 | PE 5.03 BR.6 S. GEMILANG | HV BUSBAR PART
257437206 | TNB | DISTRIBUTION | WP PUTRAJAYA & CYBERJAYA | Existing | 11 kV |  | RYB | VPTJ/PCE/J05031 | PE 5.03 BR.6 S. GEMILANG
257437207 | TNB | DISTRIBUTION | WP PUTRAJAYA & CYBERJAYA | Existing | 11 kV |  | RYB | VPTJ/PCE/J05031 | PE 5.03 BR.6 S. GEMILANG | HV BUSBAR PART
257437208 | TNB | DISTRIBUTION | WP PUTRAJAYA & CYBERJAYA | Existing | 11 kV |  | RYB | VPTJ/PCE/J05031 | PE 5.03 BR.6 S. GEMILANG
257437209 | TNB | DISTRIBUTION | WP PUTRAJAYA & CYBERJAYA | Existing | 11 kV |  | RYB | VPTJ/PCE/J05031 | PE 5.03 BR.6 S. GEMILANG | HV BUSBAR PART
257437210 | TNB | DISTRIBUTION | WP PUTRAJAYA & CYBERJAYA | Existing | 11 kV |  | RYB | VPTJ/PCE/J05031 | PE 5.03 BR.6 S. GEMILANG | HV BUSBAR PART
257437211 | TNB | DISTRIBUTION | WP PUTRAJAYA & CYBERJAYA | Existing | 11 kV |  | RYB | VPTJ/PCE/J05031 | PE 5.03 BR.6 S. GEMILANG
257437213 | TNB | DISTRIBUTION | WP PUTRAJAYA & CYBERJAYA | Existing | 11 kV |  | RYB | VPTJ/PCE/J05031 | PE 5.03 BR.6 S. GEMILANG | HV BUSBAR PART
257437214 | TNB | DISTRIBUTION | WP PUTRAJAYA & CYBERJAYA | Existing | 11 kV |  | RYB | VPTJ/PCE/J05031 | PE 5.03 BR.6 S. GEMILANG | HV BUSBAR PART
257437215 | TNB | DISTRIBUTION | WP PUTRAJAYA & CYBERJAYA | Existing | 11 kV |  | RYB | VPTJ/PCE/J05031 | PE 5.03 BR.6 S. GEMILANG
257471765 | TNB | DISTRIBUTION | WP PUTRAJAYA & CYBERJAYA | Existing | 11 kV |  | RYB | VPTJ/PCE/J11351 | PE 11.35 P11 K/3 TERES (EFI) (F1) | HV BUSBAR PART
257471770 | TNB | DISTRIBUTION | WP PUTRAJAYA & CYBERJAYA | Existing | 11 kV |  | RYB | VPTJ/PCE/J11351 | PE 11.35 P11 K/3 TERES (EFI) (F1) | PE
257471771 | TNB | DISTRIBUTION | WP PUTRAJAYA & CYBERJAYA | Existing | 11 kV |  | RYB | VPTJ/PCE/J11351 | PE 11.35 P11 K/3 TERES (EFI) (F1) | HV BUSBAR PART
257471772 | TNB | DISTRIBUTION | WP PUTRAJAYA & CYBERJAYA | Existing | 11 kV |  | RYB | VPTJ/PCE/J11351 | PE 11.35 P11 K/3 TERES (EFI) (F1) | HV BUSBAR PART
257471773 | TNB | DISTRIBUTION | WP PUTRAJAYA & CYBERJAYA | Existing | 11 kV |  | RYB | VPTJ/PCE/J11351 | PE 11.35 P11 K/3 TERES (EFI) (F1) | HV BUSBAR PART
257471774 | TNB | DISTRIBUTION | WP PUTRAJAYA & CYBERJAYA | Existing | 11 kV |  | RYB | VPTJ/PCE/J11351 | PE 11.35 P11 K/3 TERES (EFI) (F1) | HV BUSBAR PART
257471775 | TNB | DISTRIBUTION | WP PUTRAJAYA & CYBERJAYA | Existing | 11 kV |  | RYB | VPTJ/PCE/J11351 | PE 11.35 P11 K/3 TERES (EFI) (F1) | HV BUSBAR PART
257471776 | TNB | DISTRIBUTION | WP PUTRAJAYA & CYBERJAYA | Existing | 11 kV |  | RYB | VPTJ/PCE/J11351 | PE 11.35 P11 K/3 TERES (EFI) (F1) | HV BUSBAR PART
257471777 | TNB | DISTRIBUTION | WP PUTRAJAYA & CYBERJAYA | Existing | 11 kV |  | RYB | VPTJ/PCE/J11351 | PE 11.35 P11 K/3 TERES (EFI) (F1) | PE
257471778 | TNB | DISTRIBUTION | WP PUTRAJAYA & CYBERJAYA | Existing | 11 kV |  | RYB | VPTJ/PCE/J11351 | PE 11.35 P11 K/3 TERES (EFI) (F1) | PE
257471779 | TNB | DISTRIBUTION | WP PUTRAJAYA & CYBERJAYA | Existing | 11 kV |  | RYB | VPTJ/PCE/J11351 | PE 11.35 P11 K/3 TERES (EFI) (F1) | PE
257471866 | TNB | DISTRIBUTION | WP PUTRAJAYA & CYBERJAYA | Existing | 11 kV |  | RYB | VPTJ/PCE/J11011 | PE 11.01 RD 3 PER UTARA | HV BUSBAR PART
257471867 | TNB | DISTRIBUTION | WP PUTRAJAYA & CYBERJAYA | Existing | 11 kV |  | RYB | VPTJ/PCE/J11011 | PE 11.01 RD 3 PER UTARA | HV BUSBAR PART
257471868 | TNB | DISTRIBUTION | WP PUTRAJAYA & CYBERJAYA | Existing | 11 kV |  | RYB | VPTJ/PCE/J11011 | PE 11.01 RD 3 PER UTARA | HV BUSBAR PART
257471869 | TNB | DISTRIBUTION | WP PUTRAJAYA & CYBERJAYA | Existing | 11 kV |  | RYB | VPTJ/PCE/J11011 | PE 11.01 RD 3 PER UTARA | HV BUSBAR PART
257471870 | TNB | DISTRIBUTION | WP PUTRAJAYA & CYBERJAYA | Existing | 11 kV |  | RYB | VPTJ/PCE/J11011 | PE 11.01 RD 3 PER UTARA | HV BUSBAR PART
257471871 | TNB | DISTRIBUTION | WP PUTRAJAYA & CYBERJAYA | Existing | 11 kV |  | RYB | VPTJ/PCE/J11011 | PE 11.01 RD 3 PER UTARA | HV BUSBAR PART
257471872 | TNB | DISTRIBUTION | WP PUTRAJAYA & CYBERJAYA | Existing | 11 kV |  | RYB | VPTJ/PCE/J11011 | PE 11.01 RD 3 PER UTARA | HV BUSBAR PART
257471873 | TNB | DISTRIBUTION | WP PUTRAJAYA & CYBERJAYA | Existing | 11 kV |  | RYB | VPTJ/PCE/J11011 | PE 11.01 RD 3 PER UTARA | PE
257471874 | TNB | DISTRIBUTION | WP PUTRAJAYA & CYBERJAYA | Existing | 11 kV |  | RYB | VPTJ/PCE/J11011 | PE 11.01 RD 3 PER UTARA | PE
257471875 | TNB | DISTRIBUTION | WP PUTRAJAYA & CYBERJAYA | Existing | 11 kV |  | RYB | VPTJ/PCE/J11011 | PE 11.01 RD 3 PER UTARA | PE
257471876 | TNB | DISTRIBUTION | WP PUTRAJAYA & CYBERJAYA | Existing | 11 kV |  | RYB | VPTJ/PCE/J11011 | PE 11.01 RD 3 PER UTARA | PE
257475659 | TNB | DISTRIBUTION | WP PUTRAJAYA & CYBERJAYA | Existing | 11 kV |  | RYB | VPTJ/PCE/J18011 | PE 18.01 WR2 | HV BUSBAR PART
257475660 | TNB | DISTRIBUTION | WP PUTRAJAYA & CYBERJAYA | Existing | 11 kV |  | RYB | VPTJ/PCE/J18011 | PE 18.01 WR2 | HV BUSBAR PART
257475661 | TNB | DISTRIBUTION | WP PUTRAJAYA & CYBERJAYA | Existing | 11 kV |  | RYB | VPTJ/PCE/J18011 | PE 18.01 WR2 | HV BUSBAR PART
257475662 | TNB | DISTRIBUTION | WP PUTRAJAYA & CYBERJAYA | Existing | 11 kV |  | RYB | VPTJ/PCE/J18011 | PE 18.01 WR2 | HV BUSBAR PART
257475663 | TNB | DISTRIBUTION | WP PUTRAJAYA & CYBERJAYA | Existing | 11 kV |  | RYB | VPTJ/PCE/J18011 | PE 18.01 WR2 | HV BUSBAR PART
257475664 | TNB | DISTRIBUTION | WP PUTRAJAYA & CYBERJAYA | Existing | 11 kV |  | RYB | VPTJ/PCE/J18011 | PE 18.01 WR2 | HV BUSBAR PART
257475665 | TNB | DISTRIBUTION | WP PUTRAJAYA & CYBERJAYA | Existing | 11 kV |  | RYB | VPTJ/PCE/J18011 | PE 18.01 WR2 | HV BUSBAR PART
257475666 | TNB | DISTRIBUTION | WP PUTRAJAYA & CYBERJAYA | Existing | 11 kV |  | RYB | VPTJ/PCE/J18011 | PE 18.01 WR2 | PE
257475667 | TNB | DISTRIBUTION | WP PUTRAJAYA & CYBERJAYA | Existing | 11 kV |  | RYB | VPTJ/PCE/J18011 | PE 18.01 WR2 | PE
257475668 | TNB | DISTRIBUTION | WP PUTRAJAYA & CYBERJAYA | Existing | 11 kV |  | RYB | VPTJ/PCE/J18011 | PE 18.01 WR2 | PE
257475669 | TNB | DISTRIBUTION | WP PUTRAJAYA & CYBERJAYA | Existing | 11 kV |  | RYB | VPTJ/PCE/J18011 | PE 18.01 WR2 | PE
257691072 | TNB | DISTRIBUTION | WP PUTRAJAYA & CYBERJAYA | Existing | 11 kV |  | RYB | VCBJ/PPU/G00006 | PPU CYBERJAYA NO 6 | 11
257691073 | TNB | DISTRIBUTION | WP PUTRAJAYA & CYBERJAYA | Existing | 11 kV |  | RYB | VCBJ/PPU/G00006 | PPU CYBERJAYA NO 6 | 11
257691074 | TNB | DISTRIBUTION | WP PUTRAJAYA & CYBERJAYA | Existing | 11 kV |  | RYB | VCBJ/PPU/G00006 | PPU CYBERJAYA NO 6 | 11
257691075 | TNB | DISTRIBUTION | WP PUTRAJAYA & CYBERJAYA | Existing | 11 kV |  | RYB | VCBJ/PPU/G00006 | PPU CYBERJAYA NO 6 | 11
257691076 | TNB | DISTRIBUTION | WP PUTRAJAYA & CYBERJAYA | Existing | 11 kV |  | RYB | VCBJ/PPU/G00006 | PPU CYBERJAYA NO 6 | 11
257691077 | TNB | DISTRIBUTION | WP PUTRAJAYA & CYBERJAYA | Existing | 11 kV |  | RYB | VCBJ/PPU/G00006 | PPU CYBERJAYA NO 6 | 11
257691078 | TNB | DISTRIBUTION | WP PUTRAJAYA & CYBERJAYA | Existing | 11 kV |  | RYB | VCBJ/PPU/G00006 | PPU CYBERJAYA NO 6 | 11
257691079 | TNB | DISTRIBUTION | WP PUTRAJAYA & CYBERJAYA | Existing | 11 kV |  | RYB | VCBJ/PPU/G00006 | PPU CYBERJAYA NO 6 | 11
257691080 | TNB | DISTRIBUTION | WP PUTRAJAYA & CYBERJAYA | Existing | 11 kV |  | RYB | VCBJ/PPU/G00006 | PPU CYBERJAYA NO 6 | 11
257691081 | TNB | DISTRIBUTION | WP PUTRAJAYA & CYBERJAYA | Existing | 11 kV |  | RYB | VCBJ/PPU/G00006 | PPU CYBERJAYA NO 6 | 11
257691082 | TNB | DISTRIBUTION | WP PUTRAJAYA & CYBERJAYA | Existing | 11 kV |  | RYB | VCBJ/PPU/G00006 | PPU CYBERJAYA NO 6 | 11
257691083 | TNB | DISTRIBUTION | WP PUTRAJAYA & CYBERJAYA | Existing | 11 kV |  | RYB | VCBJ/PPU/G00006 | PPU CYBERJAYA NO 6 | 11
257691084 | TNB | DISTRIBUTION | WP PUTRAJAYA & CYBERJAYA | Existing | 11 kV |  | RYB | VCBJ/PPU/G00006 | PPU CYBERJAYA NO 6 | 11
257691085 | TNB | DISTRIBUTION | WP PUTRAJAYA & CYBERJAYA | Existing | 11 kV |  | RYB | VCBJ/PPU/G00006 | PPU CYBERJAYA NO 6 | 11
257691086 | TNB | DISTRIBUTION | WP PUTRAJAYA & CYBERJAYA | Existing | 11 kV |  | RYB | VCBJ/PPU/G00006 | PPU CYBERJAYA NO 6 | 11
257691087 | TNB | DISTRIBUTION | WP PUTRAJAYA & CYBERJAYA | Existing | 11 kV |  | RYB | VCBJ/PPU/G00006 | PPU CYBERJAYA NO 6 | 11
257691088 | TNB | DISTRIBUTION | WP PUTRAJAYA & CYBERJAYA | Existing | 11 kV |  | RYB | VCBJ/PPU/G00006 | PPU CYBERJAYA NO 6 | 11
257691089 | TNB | DISTRIBUTION | WP PUTRAJAYA & CYBERJAYA | Existing | 11 kV |  | RYB | VCBJ/PPU/G00006 | PPU CYBERJAYA NO 6 | 11
257691090 | TNB | DISTRIBUTION | WP PUTRAJAYA & CYBERJAYA | Existing | 33 kV |  | RYB | VCBJ/PPU/G00006 | PPU CYBERJAYA NO 6 | 33
257691091 | TNB | DISTRIBUTION | WP PUTRAJAYA & CYBERJAYA | Existing | 33 kV |  | RYB | VCBJ/PPU/G00006 | PPU CYBERJAYA NO 6 | 33
257691092 | TNB | DISTRIBUTION | WP PUTRAJAYA & CYBERJAYA | Existing | 33 kV |  | RYB | VCBJ/PPU/G00006 | PPU CYBERJAYA NO 6 | 33
257691093 | TNB | DISTRIBUTION | WP PUTRAJAYA & CYBERJAYA | Existing | 33 kV |  | RYB | VCBJ/PPU/G00006 | PPU CYBERJAYA NO 6 | 33
257691094 | TNB | DISTRIBUTION | WP PUTRAJAYA & CYBERJAYA | Existing |  | MAIN | RYB | VCBJ/PPU/G00006 | PPU CYBERJAYA NO 6 | Q1
257691095 | TNB | DISTRIBUTION | WP PUTRAJAYA & CYBERJAYA | Existing |  | MAIN | RYB | VCBJ/PPU/G00006 | PPU CYBERJAYA NO 6 | Q1
257691096 | TNB | DISTRIBUTION | WP PUTRAJAYA & CYBERJAYA | Existing | 33 kV |  | RYB | VCBJ/PPU/G00006 | PPU CYBERJAYA NO 6 | 33
257691097 | TNB | DISTRIBUTION | WP PUTRAJAYA & CYBERJAYA | Existing | 33 kV |  | RYB | VCBJ/PPU/G00006 | PPU CYBERJAYA NO 6 | 33
257691098 | TNB | DISTRIBUTION | WP PUTRAJAYA & CYBERJAYA | Existing |  |  | RYB | VCBJ/PPU/G00006 | PPU CYBERJAYA NO 6 | NEUTRAL
257691099 | TNB | DISTRIBUTION | WP PUTRAJAYA & CYBERJAYA | Existing | 33 kV |  | RYB | VCBJ/PPU/G00006 | PPU CYBERJAYA NO 6 | 33
257691100 | TNB | DISTRIBUTION | WP PUTRAJAYA & CYBERJAYA | Existing | 11 kV |  | RYB | VCBJ/PPU/G00006 | PPU CYBERJAYA NO 6 | 11
257691101 | TNB | DISTRIBUTION | WP PUTRAJAYA & CYBERJAYA | Existing | 33 kV |  | RYB | VCBJ/PPU/G00006 | PPU CYBERJAYA NO 6 | 33
257691102 | TNB | DISTRIBUTION | WP PUTRAJAYA & CYBERJAYA | Existing | 11 kV |  | RYB | VCBJ/PPU/G00006 | PPU CYBERJAYA NO 6 | 11
257691103 | TNB | DISTRIBUTION | WP PUTRAJAYA & CYBERJAYA | Existing | 11 kV |  | RYB | VCBJ/PPU/G00006 | PPU CYBERJAYA NO 6 | 11
257691104 | TNB | DISTRIBUTION | WP PUTRAJAYA & CYBERJAYA | Existing | 11 kV |  | RYB | VCBJ/PPU/G00006 | PPU CYBERJAYA NO 6 | 11
257691105 | TNB | DISTRIBUTION | WP PUTRAJAYA & CYBERJAYA | Existing | 11 kV |  | RYB | VCBJ/PPU/G00006 | PPU CYBERJAYA NO 6 | 11
257691106 | TNB | DISTRIBUTION | WP PUTRAJAYA & CYBERJAYA | Existing |  |  | RYB | VCBJ/PPU/G00006 | PPU CYBERJAYA NO 6 | NEUTRAL
257691107 | TNB | DISTRIBUTION | WP PUTRAJAYA & CYBERJAYA | Existing |  |  | RYB | VCBJ/PPU/G00006 | PPU CYBERJAYA NO 6 | NEUTRAL
257691108 | TNB | DISTRIBUTION | WP PUTRAJAYA & CYBERJAYA | Existing |  |  | RYB | VCBJ/PPU/G00006 | PPU CYBERJAYA NO 6 | NEUTRAL
257691109 | TNB | DISTRIBUTION | WP PUTRAJAYA & CYBERJAYA | Existing |  |  | RYB | VCBJ/PPU/G00006 | PPU CYBERJAYA NO 6 | NEUTRAL
257691110 | TNB | DISTRIBUTION | WP PUTRAJAYA & CYBERJAYA | Existing |  |  | RYB | VCBJ/PPU/G00006 | PPU CYBERJAYA NO 6 | NEUTRAL
257691111 | TNB | DISTRIBUTION | WP PUTRAJAYA & CYBERJAYA | Existing | 33 kV |  | RYB | VCBJ/PPU/G00006 | PPU CYBERJAYA NO 6 | 33
257691112 | TNB | DISTRIBUTION | WP PUTRAJAYA & CYBERJAYA | Existing | 33 kV |  | RYB | VCBJ/PPU/G00006 | PPU CYBERJAYA NO 6 | 33
257691113 | TNB | DISTRIBUTION | WP PUTRAJAYA & CYBERJAYA | Existing | 11 kV |  | RYB | VCBJ/PPU/G00006 | PPU CYBERJAYA NO 6 | 11
257691114 | TNB | DISTRIBUTION | WP PUTRAJAYA & CYBERJAYA | Existing | 11 kV |  | RYB | VCBJ/PPU/G00006 | PPU CYBERJAYA NO 6 | 11
257691115 | TNB | DISTRIBUTION | WP PUTRAJAYA & CYBERJAYA | Existing | 11 kV |  | RYB | VCBJ/PPU/G00006 | PPU CYBERJAYA NO 6 | 11
257691116 | TNB | DISTRIBUTION | WP PUTRAJAYA & CYBERJAYA | Existing | 11 kV |  | RYB | VCBJ/PPU/G00006 | PPU CYBERJAYA NO 6 | 11
257691117 | TNB | DISTRIBUTION | WP PUTRAJAYA & CYBERJAYA | Existing | 11 kV |  | RYB | VCBJ/PPU/G00006 | PPU CYBERJAYA NO 6 | 11
257691118 | TNB | DISTRIBUTION | WP PUTRAJAYA & CYBERJAYA | Existing | 11 kV |  | RYB | VCBJ/PPU/G00006 | PPU CYBERJAYA NO 6 | 11
257691119 | TNB | DISTRIBUTION | WP PUTRAJAYA & CYBERJAYA | Existing | 11 kV |  | RYB | VCBJ/PPU/G00006 | PPU CYBERJAYA NO 6 | 11
257691120 | TNB | DISTRIBUTION | WP PUTRAJAYA & CYBERJAYA | Existing | 11 kV |  | RYB | VCBJ/PPU/G00006 | PPU CYBERJAYA NO 6 | 11
257691121 | TNB | DISTRIBUTION | WP PUTRAJAYA & CYBERJAYA | Existing | 11 kV |  | RYB | VCBJ/PPU/G00006 | PPU CYBERJAYA NO 6 | 11
257691122 | TNB | DISTRIBUTION | WP PUTRAJAYA & CYBERJAYA | Existing | 33 kV |  | RYB | VCBJ/PPU/G00006 | PPU CYBERJAYA NO 6 | 33
257691123 | TNB | DISTRIBUTION | WP PUTRAJAYA & CYBERJAYA | Existing | 33 kV |  | RYB | VCBJ/PPU/G00006 | PPU CYBERJAYA NO 6 | 33
257691124 | TNB | DISTRIBUTION | WP PUTRAJAYA & CYBERJAYA | Existing |  |  | RYB | VCBJ/PPU/G00006 | PPU CYBERJAYA NO 6 | NEUTRAL
257691125 | TNB | DISTRIBUTION | WP PUTRAJAYA & CYBERJAYA | Existing |  |  | RYB | VCBJ/PPU/G00006 | PPU CYBERJAYA NO 6 | NEUTRAL
257691126 | TNB | DISTRIBUTION | WP PUTRAJAYA & CYBERJAYA | Existing |  |  | RYB | VCBJ/PPU/G00006 | PPU CYBERJAYA NO 6 | NEUTRAL
257691127 | TNB | DISTRIBUTION | WP PUTRAJAYA & CYBERJAYA | Existing |  |  | RYB | VCBJ/PPU/G00006 | PPU CYBERJAYA NO 6 | NEUTRAL
257691128 | TNB | DISTRIBUTION | WP PUTRAJAYA & CYBERJAYA | Existing |  |  | RYB | VCBJ/PPU/G00006 | PPU CYBERJAYA NO 6 | NEUTRAL
257691129 | TNB | DISTRIBUTION | WP PUTRAJAYA & CYBERJAYA | Existing |  |  | RYB | VCBJ/PPU/G00006 | PPU CYBERJAYA NO 6 | NEUTRAL
257691130 | TNB | DISTRIBUTION | WP PUTRAJAYA & CYBERJAYA | Existing |  |  | RYB | VCBJ/PPU/G00006 | PPU CYBERJAYA NO 6 | NEUTRAL
257691131 | TNB | DISTRIBUTION | WP PUTRAJAYA & CYBERJAYA | Existing |  |  | RYB | VCBJ/PPU/G00006 | PPU CYBERJAYA NO 6 | NEUTRAL
257691132 | TNB | DISTRIBUTION | WP PUTRAJAYA & CYBERJAYA | Existing |  | MAIN | RYB | VCBJ/PPU/G00006 | PPU CYBERJAYA NO 6 | Q1
257691133 | TNB | DISTRIBUTION | WP PUTRAJAYA & CYBERJAYA | Existing |  | MAIN | RYB | VCBJ/PPU/G00006 | PPU CYBERJAYA NO 6 | Q1
257691134 | TNB | DISTRIBUTION | WP PUTRAJAYA & CYBERJAYA | Existing | 11 kV |  | RYB | VCBJ/PPU/G00006 | PPU CYBERJAYA NO 6 | 11
257691135 | TNB | DISTRIBUTION | WP PUTRAJAYA & CYBERJAYA | Existing | 11 kV |  | RYB | VCBJ/PPU/G00006 | PPU CYBERJAYA NO 6 | 11
257691136 | TNB | DISTRIBUTION | WP PUTRAJAYA & CYBERJAYA | Existing | 11 kV |  | RYB | VCBJ/PPU/G00006 | PPU CYBERJAYA NO 6 | 11
257691137 | TNB | DISTRIBUTION | WP PUTRAJAYA & CYBERJAYA | Existing | 11 kV |  | RYB | VCBJ/PPU/G00006 | PPU CYBERJAYA NO 6 | 11
257740784 | TNB | DISTRIBUTION | WP PUTRAJAYA & CYBERJAYA | Existing | 11 kV |  | RYB | VPTJ/PPU/G00010 | PPU PUTRAJAYA NO 4 | 11
257740785 | TNB | DISTRIBUTION | WP PUTRAJAYA & CYBERJAYA | Existing | 11 kV |  | RYB | VPTJ/PPU/G00010 | PPU PUTRAJAYA NO 4 | 11
257740786 | TNB | DISTRIBUTION | WP PUTRAJAYA & CYBERJAYA | Existing | 11 kV |  | RYB | VPTJ/PPU/G00010 | PPU PUTRAJAYA NO 4 | 11
257740787 | TNB | DISTRIBUTION | WP PUTRAJAYA & CYBERJAYA | Existing | 11 kV |  | RYB | VPTJ/PPU/G00010 | PPU PUTRAJAYA NO 4 | 11
257740788 | TNB | DISTRIBUTION | WP PUTRAJAYA & CYBERJAYA | Existing | 11 kV |  | RYB | VPTJ/PPU/G00010 | PPU PUTRAJAYA NO 4 | 11
257740789 | TNB | DISTRIBUTION | WP PUTRAJAYA & CYBERJAYA | Existing | 11 kV |  | RYB | VPTJ/PPU/G00010 | PPU PUTRAJAYA NO 4 | 11
257740790 | TNB | DISTRIBUTION | WP PUTRAJAYA & CYBERJAYA | Existing | 11 kV |  | RYB | VPTJ/PPU/G00010 | PPU PUTRAJAYA NO 4 | 11
257740791 | TNB | DISTRIBUTION | WP PUTRAJAYA & CYBERJAYA | Existing | 11 kV |  | RYB | VPTJ/PPU/G00010 | PPU PUTRAJAYA NO 4 | 11
257740792 | TNB | DISTRIBUTION | WP PUTRAJAYA & CYBERJAYA | Existing | 11 kV |  | RYB | VPTJ/PPU/G00010 | PPU PUTRAJAYA NO 4 | 11
257740793 | TNB | DISTRIBUTION | WP PUTRAJAYA & CYBERJAYA | Existing | 11 kV |  | RYB | VPTJ/PPU/G00010 | PPU PUTRAJAYA NO 4 | 11
257740794 | TNB | DISTRIBUTION | WP PUTRAJAYA & CYBERJAYA | Existing | 11 kV |  | RYB | VPTJ/PPU/G00010 | PPU PUTRAJAYA NO 4 | 11
257740795 | TNB | DISTRIBUTION | WP PUTRAJAYA & CYBERJAYA | Existing | 11 kV |  | RYB | VPTJ/PPU/G00010 | PPU PUTRAJAYA NO 4 | 11
257740796 | TNB | DISTRIBUTION | WP PUTRAJAYA & CYBERJAYA | Existing | 11 kV |  | RYB | VPTJ/PPU/G00010 | PPU PUTRAJAYA NO 4 | 11
257740797 | TNB | DISTRIBUTION | WP PUTRAJAYA & CYBERJAYA | Existing | 11 kV |  | RYB | VPTJ/PPU/G00010 | PPU PUTRAJAYA NO 4 | 11
257740798 | TNB | DISTRIBUTION | WP PUTRAJAYA & CYBERJAYA | Existing | 11 kV |  | RYB | VPTJ/PPU/G00010 | PPU PUTRAJAYA NO 4 | 11
257740799 | TNB | DISTRIBUTION | WP PUTRAJAYA & CYBERJAYA | Existing | 11 kV |  | RYB | VPTJ/PPU/G00010 | PPU PUTRAJAYA NO 4 | 11
257740800 | TNB | DISTRIBUTION | WP PUTRAJAYA & CYBERJAYA | Existing | 11 kV |  | RYB | VPTJ/PPU/G00010 | PPU PUTRAJAYA NO 4 | 11
257740801 | TNB | DISTRIBUTION | WP PUTRAJAYA & CYBERJAYA | Existing | 11 kV |  | RYB | VPTJ/PPU/G00010 | PPU PUTRAJAYA NO 4 | 11
257740802 | TNB | DISTRIBUTION | WP PUTRAJAYA & CYBERJAYA | Existing | 11 kV |  | RYB | VPTJ/PPU/G00010 | PPU PUTRAJAYA NO 4 | 11
257740803 | TNB | DISTRIBUTION | WP PUTRAJAYA & CYBERJAYA | Existing | 11 kV |  | RYB | VPTJ/PPU/G00010 | PPU PUTRAJAYA NO 4 | 11
257740804 | TNB | DISTRIBUTION | WP PUTRAJAYA & CYBERJAYA | Existing | 11 kV |  | RYB | VPTJ/PPU/G00010 | PPU PUTRAJAYA NO 4 | 11
257740805 | TNB | DISTRIBUTION | WP PUTRAJAYA & CYBERJAYA | Existing | 11 kV |  | RYB | VPTJ/PPU/G00010 | PPU PUTRAJAYA NO 4 | 11
257740806 | TNB | DISTRIBUTION | WP PUTRAJAYA & CYBERJAYA | Existing | 11 kV |  | RYB | VPTJ/PPU/G00010 | PPU PUTRAJAYA NO 4 | 11
257740807 | TNB | DISTRIBUTION | WP PUTRAJAYA & CYBERJAYA | Existing | 11 kV |  | RYB | VPTJ/PPU/G00010 | PPU PUTRAJAYA NO 4 | 11
257740808 | TNB | DISTRIBUTION | WP PUTRAJAYA & CYBERJAYA | Existing | 11 kV |  | RYB | VPTJ/PPU/G00010 | PPU PUTRAJAYA NO 4 | 11
257740809 | TNB | DISTRIBUTION | WP PUTRAJAYA & CYBERJAYA | Existing | 11 kV |  | RYB | VPTJ/PPU/G00010 | PPU PUTRAJAYA NO 4 | 11
257740810 | TNB | DISTRIBUTION | WP PUTRAJAYA & CYBERJAYA | Existing | 11 kV |  | RYB | VPTJ/PPU/G00010 | PPU PUTRAJAYA NO 4 | 11
257740811 | TNB | DISTRIBUTION | WP PUTRAJAYA & CYBERJAYA | Existing | 11 kV |  | RYB | VPTJ/PPU/G00010 | PPU PUTRAJAYA NO 4 | 11
257740812 | TNB | DISTRIBUTION | WP PUTRAJAYA & CYBERJAYA | Existing | 11 kV |  | RYB | VPTJ/PPU/G00010 | PPU PUTRAJAYA NO 4 | 11
257740813 | TNB | DISTRIBUTION | WP PUTRAJAYA & CYBERJAYA | Existing | 11 kV |  | RYB | VPTJ/PPU/G00010 | PPU PUTRAJAYA NO 4 | 11
257740814 | TNB | DISTRIBUTION | WP PUTRAJAYA & CYBERJAYA | Existing |  |  | RYB | VPTJ/PPU/G00010 | PPU PUTRAJAYA NO 4 | NEUTRAL
257740815 | TNB | DISTRIBUTION | WP PUTRAJAYA & CYBERJAYA | Existing |  |  | RYB | VPTJ/PPU/G00010 | PPU PUTRAJAYA NO 4 | NEUTRAL
257740816 | TNB | DISTRIBUTION | WP PUTRAJAYA & CYBERJAYA | Existing |  |  | RYB | VPTJ/PPU/G00010 | PPU PUTRAJAYA NO 4 | NEUTRAL
257740817 | TNB | DISTRIBUTION | WP PUTRAJAYA & CYBERJAYA | Existing |  |  | RYB | VPTJ/PPU/G00010 | PPU PUTRAJAYA NO 4 | NEUTRAL
257740818 | TNB | DISTRIBUTION | WP PUTRAJAYA & CYBERJAYA | Existing |  |  | RYB | VPTJ/PPU/G00010 | PPU PUTRAJAYA NO 4 | NEUTRAL
257740819 | TNB | DISTRIBUTION | WP PUTRAJAYA & CYBERJAYA | Existing |  |  | RYB | VPTJ/PPU/G00010 | PPU PUTRAJAYA NO 4 | NEUTRAL
257740820 | TNB | DISTRIBUTION | WP PUTRAJAYA & CYBERJAYA | Existing |  | MAIN | RYB | VPTJ/PPU/G00010 | PPU PUTRAJAYA NO 4 | Q1
257740821 | TNB | DISTRIBUTION | WP PUTRAJAYA & CYBERJAYA | Existing | 33 kV | MAIN | RYB | VPTJ/PPU/G00010 | PPU PUTRAJAYA NO 4 | 33
257740822 | TNB | DISTRIBUTION | WP PUTRAJAYA & CYBERJAYA | Existing | 33 kV | MAIN | RYB | VPTJ/PPU/G00010 | PPU PUTRAJAYA NO 4 | M
257740823 | TNB | DISTRIBUTION | WP PUTRAJAYA & CYBERJAYA | Existing | 33 kV | MAIN | RYB | VPTJ/PPU/G00010 | PPU PUTRAJAYA NO 4 | M2
257740824 | TNB | DISTRIBUTION | WP PUTRAJAYA & CYBERJAYA | Existing |  | RESERVE | RYB | VPTJ/PPU/G00010 | PPU PUTRAJAYA NO 4 | 33
257740825 | TNB | DISTRIBUTION | WP PUTRAJAYA & CYBERJAYA | Existing | 11 kV |  | RYB | VPTJ/PPU/G00010 | PPU PUTRAJAYA NO 4 | 11
257740826 | TNB | DISTRIBUTION | WP PUTRAJAYA & CYBERJAYA | Existing | 11 kV |  | RYB | VPTJ/PPU/G00010 | PPU PUTRAJAYA NO 4 | 11
257740827 | TNB | DISTRIBUTION | WP PUTRAJAYA & CYBERJAYA | Existing | 11 kV |  | RYB | VPTJ/PPU/G00010 | PPU PUTRAJAYA NO 4 | 11
257740828 | TNB | DISTRIBUTION | WP PUTRAJAYA & CYBERJAYA | Existing | 11 kV |  | RYB | VPTJ/PPU/G00010 | PPU PUTRAJAYA NO 4 | 11
257740829 | TNB | DISTRIBUTION | WP PUTRAJAYA & CYBERJAYA | Existing |  |  | RYB | VPTJ/PPU/G00010 | PPU PUTRAJAYA NO 4 | NEUTRAL
257740830 | TNB | DISTRIBUTION | WP PUTRAJAYA & CYBERJAYA | Existing |  |  | RYB | VPTJ/PPU/G00010 | PPU PUTRAJAYA NO 4 | NEUTRAL
257740831 | TNB | DISTRIBUTION | WP PUTRAJAYA & CYBERJAYA | Existing |  |  | RYB | VPTJ/PPU/G00010 | PPU PUTRAJAYA NO 4 | NEUTRAL
257740832 | TNB | DISTRIBUTION | WP PUTRAJAYA & CYBERJAYA | Existing |  |  | RYB | VPTJ/PPU/G00010 | PPU PUTRAJAYA NO 4 | NEUTRAL
257740833 | TNB | DISTRIBUTION | WP PUTRAJAYA & CYBERJAYA | Existing |  |  | RYB | VPTJ/PPU/G00010 | PPU PUTRAJAYA NO 4 | NEUTRAL
257740834 | TNB | DISTRIBUTION | WP PUTRAJAYA & CYBERJAYA | Existing |  |  | RYB | VPTJ/PPU/G00010 | PPU PUTRAJAYA NO 4 | NEUTRAL
257740835 | TNB | DISTRIBUTION | WP PUTRAJAYA & CYBERJAYA | Existing |  |  | RYB | VPTJ/PPU/G00010 | PPU PUTRAJAYA NO 4 | NEUTRAL
257740836 | TNB | DISTRIBUTION | WP PUTRAJAYA & CYBERJAYA | Existing |  |  | RYB | VPTJ/PPU/G00010 | PPU PUTRAJAYA NO 4 | NEUTRAL
257740837 | TNB | DISTRIBUTION | WP PUTRAJAYA & CYBERJAYA | Existing |  | MAIN | RYB | VPTJ/PPU/G00010 | PPU PUTRAJAYA NO 4 | Q1
257740838 | TNB | DISTRIBUTION | WP PUTRAJAYA & CYBERJAYA | Existing |  | MAIN | RYB | VPTJ/PPU/G00010 | PPU PUTRAJAYA NO 4 | Q1
257740839 | TNB | DISTRIBUTION | WP PUTRAJAYA & CYBERJAYA | Existing | 33 kV | MAIN | RYB | VPTJ/PPU/G00010 | PPU PUTRAJAYA NO 4 | M
257740840 | TNB | DISTRIBUTION | WP PUTRAJAYA & CYBERJAYA | Existing | 33 kV | RESERVE | RYB | VPTJ/PPU/G00010 | PPU PUTRAJAYA NO 4 | R
257740841 | TNB | DISTRIBUTION | WP PUTRAJAYA & CYBERJAYA | Existing | 33 kV |  | RYB | VPTJ/PPU/G00010 | PPU PUTRAJAYA NO 4 | 33
257740842 | TNB | DISTRIBUTION | WP PUTRAJAYA & CYBERJAYA | Existing | 33 kV |  | RYB | VPTJ/PPU/G00010 | PPU PUTRAJAYA NO 4 | 33
257740843 | TNB | DISTRIBUTION | WP PUTRAJAYA & CYBERJAYA | Existing | 33 kV | RESERVE | RYB | VPTJ/PPU/G00010 | PPU PUTRAJAYA NO 4 | R
257740844 | TNB | DISTRIBUTION | WP PUTRAJAYA & CYBERJAYA | Existing | 33 kV | MAIN | RYB | VPTJ/PPU/G00010 | PPU PUTRAJAYA NO 4 | M
257740845 | TNB | DISTRIBUTION | WP PUTRAJAYA & CYBERJAYA | Existing | 33 kV | RESERVE | RYB | VPTJ/PPU/G00010 | PPU PUTRAJAYA NO 4 | R
257740846 | TNB | DISTRIBUTION | WP PUTRAJAYA & CYBERJAYA | Existing | 33 kV | RESERVE | RYB | VPTJ/PPU/G00010 | PPU PUTRAJAYA NO 4 | R
257740847 | TNB | DISTRIBUTION | WP PUTRAJAYA & CYBERJAYA | Existing | 33 kV | MAIN | RYB | VPTJ/PPU/G00010 | PPU PUTRAJAYA NO 4 | M
257740848 | TNB | DISTRIBUTION | WP PUTRAJAYA & CYBERJAYA | Existing | 33 kV |  | RYB | VPTJ/PPU/G00010 | PPU PUTRAJAYA NO 4 | 33
257740849 | TNB | DISTRIBUTION | WP PUTRAJAYA & CYBERJAYA | Existing | 33 kV |  | RYB | VPTJ/PPU/G00010 | PPU PUTRAJAYA NO 4 | 33
257740850 | TNB | DISTRIBUTION | WP PUTRAJAYA & CYBERJAYA | Existing | 33 kV | RESERVE | RYB | VPTJ/PPU/G00010 | PPU PUTRAJAYA NO 4 | R
257740851 | TNB | DISTRIBUTION | WP PUTRAJAYA & CYBERJAYA | Existing | 33 kV |  | RYB | VPTJ/PPU/G00010 | PPU PUTRAJAYA NO 4 | 33
257740852 | TNB | DISTRIBUTION | WP PUTRAJAYA & CYBERJAYA | Existing | 33 kV | MAIN | RYB | VPTJ/PPU/G00010 | PPU PUTRAJAYA NO 4 | M
257740853 | TNB | DISTRIBUTION | WP PUTRAJAYA & CYBERJAYA | Existing | 33 kV |  | RYB | VPTJ/PPU/G00010 | PPU PUTRAJAYA NO 4 | 33
257740854 | TNB | DISTRIBUTION | WP PUTRAJAYA & CYBERJAYA | Existing | 33 kV | RESERVE | RYB | VPTJ/PPU/G00010 | PPU PUTRAJAYA NO 4 | R
257740855 | TNB | DISTRIBUTION | WP PUTRAJAYA & CYBERJAYA | Existing | 33 kV | MAIN | RYB | VPTJ/PPU/G00010 | PPU PUTRAJAYA NO 4 | M
257740856 | TNB | DISTRIBUTION | WP PUTRAJAYA & CYBERJAYA | Existing | 33 kV | MAIN | RYB | VPTJ/PPU/G00010 | PPU PUTRAJAYA NO 4 | M
257741278 | TNB | DISTRIBUTION | WP PUTRAJAYA & CYBERJAYA | Existing |  | MAIN | RYB | VPTJ/PPU/G00012 | PPU PUTRAJAYA NO 6 | Q1
257741279 | TNB | DISTRIBUTION | WP PUTRAJAYA & CYBERJAYA | Existing |  | MAIN | RYB | VPTJ/PPU/G00012 | PPU PUTRAJAYA NO 6 | Q1
257741280 | TNB | DISTRIBUTION | WP PUTRAJAYA & CYBERJAYA | Existing | 33 kV | MAIN | RYB | VPTJ/PPU/G00012 | PPU PUTRAJAYA NO 6 | M
257741281 | TNB | DISTRIBUTION | WP PUTRAJAYA & CYBERJAYA | Existing | 33 kV |  | RYB | VPTJ/PPU/G00012 | PPU PUTRAJAYA NO 6 | 33
257741282 | TNB | DISTRIBUTION | WP PUTRAJAYA & CYBERJAYA | Existing | 33 kV |  | RYB | VPTJ/PPU/G00012 | PPU PUTRAJAYA NO 6 | 33
257741283 | TNB | DISTRIBUTION | WP PUTRAJAYA & CYBERJAYA | Existing | 33 kV |  | RYB | VPTJ/PPU/G00012 | PPU PUTRAJAYA NO 6 | 33
257741284 | TNB | DISTRIBUTION | WP PUTRAJAYA & CYBERJAYA | Existing | 33 kV |  | RYB | VPTJ/PPU/G00012 | PPU PUTRAJAYA NO 6 | 33
257741285 | TNB | DISTRIBUTION | WP PUTRAJAYA & CYBERJAYA | Existing | 33 kV |  | RYB | VPTJ/PPU/G00012 | PPU PUTRAJAYA NO 6 | 33
257741286 | TNB | DISTRIBUTION | WP PUTRAJAYA & CYBERJAYA | Existing | 33 kV |  | RYB | VPTJ/PPU/G00012 | PPU PUTRAJAYA NO 6 | 33
257741287 | TNB | DISTRIBUTION | WP PUTRAJAYA & CYBERJAYA | Existing | 33 kV |  | RYB | VPTJ/PPU/G00012 | PPU PUTRAJAYA NO 6 | 33
257741288 | TNB | DISTRIBUTION | WP PUTRAJAYA & CYBERJAYA | Existing | 33 kV | MAIN | RYB | VPTJ/PPU/G00012 | PPU PUTRAJAYA NO 6 | M
257741289 | TNB | DISTRIBUTION | WP PUTRAJAYA & CYBERJAYA | Existing | 33 kV |  | RYB | VPTJ/PPU/G00012 | PPU PUTRAJAYA NO 6 | 33
257741290 | TNB | DISTRIBUTION | WP PUTRAJAYA & CYBERJAYA | Existing | 33 kV |  | RYB | VPTJ/PPU/G00012 | PPU PUTRAJAYA NO 6 | 33
257741291 | TNB | DISTRIBUTION | WP PUTRAJAYA & CYBERJAYA | Existing | 33 kV |  | RYB | VPTJ/PPU/G00012 | PPU PUTRAJAYA NO 6 | 33
257741292 | TNB | DISTRIBUTION | WP PUTRAJAYA & CYBERJAYA | Existing | 11 kV |  | RYB | VPTJ/PPU/G00012 | PPU PUTRAJAYA NO 6 | 11
257741293 | TNB | DISTRIBUTION | WP PUTRAJAYA & CYBERJAYA | Existing | 11 kV |  | RYB | VPTJ/PPU/G00012 | PPU PUTRAJAYA NO 6 | 11
257741294 | TNB | DISTRIBUTION | WP PUTRAJAYA & CYBERJAYA | Existing | 11 kV |  | RYB | VPTJ/PPU/G00012 | PPU PUTRAJAYA NO 6 | 11
257741295 | TNB | DISTRIBUTION | WP PUTRAJAYA & CYBERJAYA | Existing | 11 kV |  | RYB | VPTJ/PPU/G00012 | PPU PUTRAJAYA NO 6 | 11
257741296 | TNB | DISTRIBUTION | WP PUTRAJAYA & CYBERJAYA | Existing | 11 kV |  | RYB | VPTJ/PPU/G00012 | PPU PUTRAJAYA NO 6 | 11
257741297 | TNB | DISTRIBUTION | WP PUTRAJAYA & CYBERJAYA | Existing | 11 kV |  | RYB | VPTJ/PPU/G00012 | PPU PUTRAJAYA NO 6 | 11
257741298 | TNB | DISTRIBUTION | WP PUTRAJAYA & CYBERJAYA | Existing | 11 kV |  | RYB | VPTJ/PPU/G00012 | PPU PUTRAJAYA NO 6 | 11
257741299 | TNB | DISTRIBUTION | WP PUTRAJAYA & CYBERJAYA | Existing | 11 kV |  | RYB | VPTJ/PPU/G00012 | PPU PUTRAJAYA NO 6 | 11
257741300 | TNB | DISTRIBUTION | WP PUTRAJAYA & CYBERJAYA | Existing | 11 kV |  | RYB | VPTJ/PPU/G00012 | PPU PUTRAJAYA NO 6 | 11
257741301 | TNB | DISTRIBUTION | WP PUTRAJAYA & CYBERJAYA | Existing | 11 kV |  | RYB | VPTJ/PPU/G00012 | PPU PUTRAJAYA NO 6 | 11
257741302 | TNB | DISTRIBUTION | WP PUTRAJAYA & CYBERJAYA | Existing | 11 kV |  | RYB | VPTJ/PPU/G00012 | PPU PUTRAJAYA NO 6 | 11
257741303 | TNB | DISTRIBUTION | WP PUTRAJAYA & CYBERJAYA | Existing | 11 kV |  | RYB | VPTJ/PPU/G00012 | PPU PUTRAJAYA NO 6 | 11
257741304 | TNB | DISTRIBUTION | WP PUTRAJAYA & CYBERJAYA | Existing | 11 kV |  | RYB | VPTJ/PPU/G00012 | PPU PUTRAJAYA NO 6 | 11
257741305 | TNB | DISTRIBUTION | WP PUTRAJAYA & CYBERJAYA | Existing | 11 kV |  | RYB | VPTJ/PPU/G00012 | PPU PUTRAJAYA NO 6 | 11
257741306 | TNB | DISTRIBUTION | WP PUTRAJAYA & CYBERJAYA | Existing | 11 kV |  | RYB | VPTJ/PPU/G00012 | PPU PUTRAJAYA NO 6 | 11
257741307 | TNB | DISTRIBUTION | WP PUTRAJAYA & CYBERJAYA | Existing | 11 kV |  | RYB | VPTJ/PPU/G00012 | PPU PUTRAJAYA NO 6 | 11
257741308 | TNB | DISTRIBUTION | WP PUTRAJAYA & CYBERJAYA | Existing | 11 kV |  | RYB | VPTJ/PPU/G00012 | PPU PUTRAJAYA NO 6 | 11
257741309 | TNB | DISTRIBUTION | WP PUTRAJAYA & CYBERJAYA | Existing | 11 kV |  | RYB | VPTJ/PPU/G00012 | PPU PUTRAJAYA NO 6 | 11
257741310 | TNB | DISTRIBUTION | WP PUTRAJAYA & CYBERJAYA | Existing | 11 kV |  | RYB | VPTJ/PPU/G00012 | PPU PUTRAJAYA NO 6 | 11
257741311 | TNB | DISTRIBUTION | WP PUTRAJAYA & CYBERJAYA | Existing | 11 kV |  | RYB | VPTJ/PPU/G00012 | PPU PUTRAJAYA NO 6 | 11
257741312 | TNB | DISTRIBUTION | WP PUTRAJAYA & CYBERJAYA | Existing | 11 kV |  | RYB | VPTJ/PPU/G00012 | PPU PUTRAJAYA NO 6 | 11
257741313 | TNB | DISTRIBUTION | WP PUTRAJAYA & CYBERJAYA | Existing | 11 kV |  | RYB | VPTJ/PPU/G00012 | PPU PUTRAJAYA NO 6 | 11
257741314 | TNB | DISTRIBUTION | WP PUTRAJAYA & CYBERJAYA | Existing | 11 kV |  | RYB | VPTJ/PPU/G00012 | PPU PUTRAJAYA NO 6 | 11
257741315 | TNB | DISTRIBUTION | WP PUTRAJAYA & CYBERJAYA | Existing | 11 kV |  | RYB | VPTJ/PPU/G00012 | PPU PUTRAJAYA NO 6 | 11
257741316 | TNB | DISTRIBUTION | WP PUTRAJAYA & CYBERJAYA | Existing | 11 kV |  | RYB | VPTJ/PPU/G00012 | PPU PUTRAJAYA NO 6 | 11
257741317 | TNB | DISTRIBUTION | WP PUTRAJAYA & CYBERJAYA | Existing | 11 kV |  | RYB | VPTJ/PPU/G00012 | PPU PUTRAJAYA NO 6 | 11
257741318 | TNB | DISTRIBUTION | WP PUTRAJAYA & CYBERJAYA | Existing | 11 kV |  | RYB | VPTJ/PPU/G00012 | PPU PUTRAJAYA NO 6 | 11
257741319 | TNB | DISTRIBUTION | WP PUTRAJAYA & CYBERJAYA | Existing | 11 kV |  | RYB | VPTJ/PPU/G00012 | PPU PUTRAJAYA NO 6 | 11
257741320 | TNB | DISTRIBUTION | WP PUTRAJAYA & CYBERJAYA | Existing |  |  | RYB | VPTJ/PPU/G00012 | PPU PUTRAJAYA NO 6 | NEUTRAL
257741321 | TNB | DISTRIBUTION | WP PUTRAJAYA & CYBERJAYA | Existing |  |  | RYB | VPTJ/PPU/G00012 | PPU PUTRAJAYA NO 6 | NEUTRAL
257741322 | TNB | DISTRIBUTION | WP PUTRAJAYA & CYBERJAYA | Existing |  |  | RYB | VPTJ/PPU/G00012 | PPU PUTRAJAYA NO 6 | NEUTRAL
257741323 | TNB | DISTRIBUTION | WP PUTRAJAYA & CYBERJAYA | Existing |  |  | RYB | VPTJ/PPU/G00012 | PPU PUTRAJAYA NO 6 | NEUTRAL
257741324 | TNB | DISTRIBUTION | WP PUTRAJAYA & CYBERJAYA | Existing |  |  | RYB | VPTJ/PPU/G00012 | PPU PUTRAJAYA NO 6 | NEUTRAL
257741325 | TNB | DISTRIBUTION | WP PUTRAJAYA & CYBERJAYA | Existing |  |  | RYB | VPTJ/PPU/G00012 | PPU PUTRAJAYA NO 6 | NEUTRAL
257741326 | TNB | DISTRIBUTION | WP PUTRAJAYA & CYBERJAYA | Existing | 33 kV | MAIN | RYB | VPTJ/PPU/G00012 | PPU PUTRAJAYA NO 6 | M
257741327 | TNB | DISTRIBUTION | WP PUTRAJAYA & CYBERJAYA | Existing | 33 kV | MAIN | RYB | VPTJ/PPU/G00012 | PPU PUTRAJAYA NO 6 | M1
257741328 | TNB | DISTRIBUTION | WP PUTRAJAYA & CYBERJAYA | Existing | 11 kV |  | RYB | VPTJ/PPU/G00012 | PPU PUTRAJAYA NO 6 | 11
257741329 | TNB | DISTRIBUTION | WP PUTRAJAYA & CYBERJAYA | Existing | 11 kV |  | RYB | VPTJ/PPU/G00012 | PPU PUTRAJAYA NO 6 | 11
257741330 | TNB | DISTRIBUTION | WP PUTRAJAYA & CYBERJAYA | Existing | 11 kV |  | RYB | VPTJ/PPU/G00012 | PPU PUTRAJAYA NO 6 | 11
257741331 | TNB | DISTRIBUTION | WP PUTRAJAYA & CYBERJAYA | Existing | 11 kV |  | RYB | VPTJ/PPU/G00012 | PPU PUTRAJAYA NO 6 | 11
257741332 | TNB | DISTRIBUTION | WP PUTRAJAYA & CYBERJAYA | Existing |  |  | RYB | VPTJ/PPU/G00012 | PPU PUTRAJAYA NO 6 | NEUTRAL
257741333 | TNB | DISTRIBUTION | WP PUTRAJAYA & CYBERJAYA | Existing |  |  | RYB | VPTJ/PPU/G00012 | PPU PUTRAJAYA NO 6 | NEUTRAL
257741334 | TNB | DISTRIBUTION | WP PUTRAJAYA & CYBERJAYA | Existing |  |  | RYB | VPTJ/PPU/G00012 | PPU PUTRAJAYA NO 6 | NEUTRAL
257741335 | TNB | DISTRIBUTION | WP PUTRAJAYA & CYBERJAYA | Existing |  |  | RYB | VPTJ/PPU/G00012 | PPU PUTRAJAYA NO 6 | NEUTRAL
257741336 | TNB | DISTRIBUTION | WP PUTRAJAYA & CYBERJAYA | Existing |  |  | RYB | VPTJ/PPU/G00012 | PPU PUTRAJAYA NO 6 | NEUTRAL
257741337 | TNB | DISTRIBUTION | WP PUTRAJAYA & CYBERJAYA | Existing |  |  | RYB | VPTJ/PPU/G00012 | PPU PUTRAJAYA NO 6 | NEUTRAL
257741338 | TNB | DISTRIBUTION | WP PUTRAJAYA & CYBERJAYA | Existing |  |  | RYB | VPTJ/PPU/G00012 | PPU PUTRAJAYA NO 6 | NEUTRAL
257741339 | TNB | DISTRIBUTION | WP PUTRAJAYA & CYBERJAYA | Existing |  |  | RYB | VPTJ/PPU/G00012 | PPU PUTRAJAYA NO 6 | NEUTRAL
257741716 | TNB | DISTRIBUTION | WP PUTRAJAYA & CYBERJAYA | Existing |  |  | RYB | VPTJ/PPU/G00009 | PPU PUTRAJAYA NO 2 | NEUTRAL
257741717 | TNB | DISTRIBUTION | WP PUTRAJAYA & CYBERJAYA | Existing | 33 kV |  | RYB | VPTJ/PPU/G00009 | PPU PUTRAJAYA NO 2 | 33
257741718 | TNB | DISTRIBUTION | WP PUTRAJAYA & CYBERJAYA | Existing | 11 kV |  | RYB | VPTJ/PPU/G00009 | PPU PUTRAJAYA NO 2 | 11
257741719 | TNB | DISTRIBUTION | WP PUTRAJAYA & CYBERJAYA | Existing | 11 kV |  | RYB | VPTJ/PPU/G00009 | PPU PUTRAJAYA NO 2 | 11
257741720 | TNB | DISTRIBUTION | WP PUTRAJAYA & CYBERJAYA | Existing | 11 kV |  | RYB | VPTJ/PPU/G00009 | PPU PUTRAJAYA NO 2 | 11
257741721 | TNB | DISTRIBUTION | WP PUTRAJAYA & CYBERJAYA | Existing | 11 kV |  | RYB | VPTJ/PPU/G00009 | PPU PUTRAJAYA NO 2 | 11
257741722 | TNB | DISTRIBUTION | WP PUTRAJAYA & CYBERJAYA | Existing | 11 kV |  | RYB | VPTJ/PPU/G00009 | PPU PUTRAJAYA NO 2 | 11
257741723 | TNB | DISTRIBUTION | WP PUTRAJAYA & CYBERJAYA | Existing | 11 kV |  | RYB | VPTJ/PPU/G00009 | PPU PUTRAJAYA NO 2 | 11
257741724 | TNB | DISTRIBUTION | WP PUTRAJAYA & CYBERJAYA | Existing | 11 kV |  | RYB | VPTJ/PPU/G00009 | PPU PUTRAJAYA NO 2 | 11
257741725 | TNB | DISTRIBUTION | WP PUTRAJAYA & CYBERJAYA | Existing | 11 kV |  | RYB | VPTJ/PPU/G00009 | PPU PUTRAJAYA NO 2 | 11
257741726 | TNB | DISTRIBUTION | WP PUTRAJAYA & CYBERJAYA | Existing | 11 kV |  | RYB | VPTJ/PPU/G00009 | PPU PUTRAJAYA NO 2 | 11
257741727 | TNB | DISTRIBUTION | WP PUTRAJAYA & CYBERJAYA | Existing | 11 kV |  | RYB | VPTJ/PPU/G00009 | PPU PUTRAJAYA NO 2 | 11
257741728 | TNB | DISTRIBUTION | WP PUTRAJAYA & CYBERJAYA | Existing | 11 kV |  | RYB | VPTJ/PPU/G00009 | PPU PUTRAJAYA NO 2 | 11
257741729 | TNB | DISTRIBUTION | WP PUTRAJAYA & CYBERJAYA | Existing | 11 kV |  | RYB | VPTJ/PPU/G00009 | PPU PUTRAJAYA NO 2 | 11
257741730 | TNB | DISTRIBUTION | WP PUTRAJAYA & CYBERJAYA | Existing | 11 kV |  | RYB | VPTJ/PPU/G00009 | PPU PUTRAJAYA NO 2 | 11
257741731 | TNB | DISTRIBUTION | WP PUTRAJAYA & CYBERJAYA | Existing | 11 kV |  | RYB | VPTJ/PPU/G00009 | PPU PUTRAJAYA NO 2 | 11
257741732 | TNB | DISTRIBUTION | WP PUTRAJAYA & CYBERJAYA | Existing | 11 kV |  | RYB | VPTJ/PPU/G00009 | PPU PUTRAJAYA NO 2 | 11
257741733 | TNB | DISTRIBUTION | WP PUTRAJAYA & CYBERJAYA | Existing | 11 kV |  | RYB | VPTJ/PPU/G00009 | PPU PUTRAJAYA NO 2 | 11
257741734 | TNB | DISTRIBUTION | WP PUTRAJAYA & CYBERJAYA | Existing | 11 kV |  | RYB | VPTJ/PPU/G00009 | PPU PUTRAJAYA NO 2 | 11
257741735 | TNB | DISTRIBUTION | WP PUTRAJAYA & CYBERJAYA | Existing | 11 kV |  | RYB | VPTJ/PPU/G00009 | PPU PUTRAJAYA NO 2 | 11
257741736 | TNB | DISTRIBUTION | WP PUTRAJAYA & CYBERJAYA | Existing | 11 kV |  | RYB | VPTJ/PPU/G00009 | PPU PUTRAJAYA NO 2 | 11
257741737 | TNB | DISTRIBUTION | WP PUTRAJAYA & CYBERJAYA | Existing | 11 kV |  | RYB | VPTJ/PPU/G00009 | PPU PUTRAJAYA NO 2 | 11
257741738 | TNB | DISTRIBUTION | WP PUTRAJAYA & CYBERJAYA | Existing | 11 kV |  | RYB | VPTJ/PPU/G00009 | PPU PUTRAJAYA NO 2 | 11
257741739 | TNB | DISTRIBUTION | WP PUTRAJAYA & CYBERJAYA | Existing | 11 kV |  | RYB | VPTJ/PPU/G00009 | PPU PUTRAJAYA NO 2 | 11
257741740 | TNB | DISTRIBUTION | WP PUTRAJAYA & CYBERJAYA | Existing | 11 kV |  | RYB | VPTJ/PPU/G00009 | PPU PUTRAJAYA NO 2 | 11
257741741 | TNB | DISTRIBUTION | WP PUTRAJAYA & CYBERJAYA | Existing | 11 kV |  | RYB | VPTJ/PPU/G00009 | PPU PUTRAJAYA NO 2 | 11
257741742 | TNB | DISTRIBUTION | WP PUTRAJAYA & CYBERJAYA | Existing | 11 kV |  | RYB | VPTJ/PPU/G00009 | PPU PUTRAJAYA NO 2 | 11
257741743 | TNB | DISTRIBUTION | WP PUTRAJAYA & CYBERJAYA | Existing | 11 kV |  | RYB | VPTJ/PPU/G00009 | PPU PUTRAJAYA NO 2 | 11
257741744 | TNB | DISTRIBUTION | WP PUTRAJAYA & CYBERJAYA | Existing | 11 kV |  | RYB | VPTJ/PPU/G00009 | PPU PUTRAJAYA NO 2 | 11
257741745 | TNB | DISTRIBUTION | WP PUTRAJAYA & CYBERJAYA | Existing | 11 kV |  | RYB | VPTJ/PPU/G00009 | PPU PUTRAJAYA NO 2 | 11
257741746 | TNB | DISTRIBUTION | WP PUTRAJAYA & CYBERJAYA | Existing | 11 kV |  | RYB | VPTJ/PPU/G00009 | PPU PUTRAJAYA NO 2 | 11
257741747 | TNB | DISTRIBUTION | WP PUTRAJAYA & CYBERJAYA | Existing | 11 kV |  | RYB | VPTJ/PPU/G00009 | PPU PUTRAJAYA NO 2 | 11
257741748 | TNB | DISTRIBUTION | WP PUTRAJAYA & CYBERJAYA | Existing | 11 kV |  | RYB | VPTJ/PPU/G00009 | PPU PUTRAJAYA NO 2 | 11
257741749 | TNB | DISTRIBUTION | WP PUTRAJAYA & CYBERJAYA | Existing | 11 kV |  | RYB | VPTJ/PPU/G00009 | PPU PUTRAJAYA NO 2 | 11
257741750 | TNB | DISTRIBUTION | WP PUTRAJAYA & CYBERJAYA | Existing |  |  | RYB | VPTJ/PPU/G00009 | PPU PUTRAJAYA NO 2 | NEUTRAL
257741751 | TNB | DISTRIBUTION | WP PUTRAJAYA & CYBERJAYA | Existing |  |  | RYB | VPTJ/PPU/G00009 | PPU PUTRAJAYA NO 2 | NEUTRAL
257741752 | TNB | DISTRIBUTION | WP PUTRAJAYA & CYBERJAYA | Existing |  |  | RYB | VPTJ/PPU/G00009 | PPU PUTRAJAYA NO 2 | NEUTRAL
257741753 | TNB | DISTRIBUTION | WP PUTRAJAYA & CYBERJAYA | Existing |  | MAIN | RYB | VPTJ/PPU/G00009 | PPU PUTRAJAYA NO 2 | Q1
257741754 | TNB | DISTRIBUTION | WP PUTRAJAYA & CYBERJAYA | Existing |  | MAIN | RYB | VPTJ/PPU/G00009 | PPU PUTRAJAYA NO 2 | Q1
257741755 | TNB | DISTRIBUTION | WP PUTRAJAYA & CYBERJAYA | Existing | 11 kV |  | RYB | VPTJ/PPU/G00009 | PPU PUTRAJAYA NO 2 | 11
257741756 | TNB | DISTRIBUTION | WP PUTRAJAYA & CYBERJAYA | Existing | 11 kV |  | RYB | VPTJ/PPU/G00009 | PPU PUTRAJAYA NO 2 | 11
257741757 | TNB | DISTRIBUTION | WP PUTRAJAYA & CYBERJAYA | Existing | 11 kV |  | RYB | VPTJ/PPU/G00009 | PPU PUTRAJAYA NO 2 | 11
257741758 | TNB | DISTRIBUTION | WP PUTRAJAYA & CYBERJAYA | Existing | 11 kV |  | RYB | VPTJ/PPU/G00009 | PPU PUTRAJAYA NO 2 | 11
257741759 | TNB | DISTRIBUTION | WP PUTRAJAYA & CYBERJAYA | Existing |  |  | RYB | VPTJ/PPU/G00009 | PPU PUTRAJAYA NO 2 | NEUTRAL
257741760 | TNB | DISTRIBUTION | WP PUTRAJAYA & CYBERJAYA | Existing |  |  | RYB | VPTJ/PPU/G00009 | PPU PUTRAJAYA NO 2 | NEUTRAL
257741761 | TNB | DISTRIBUTION | WP PUTRAJAYA & CYBERJAYA | Existing |  |  | RYB | VPTJ/PPU/G00009 | PPU PUTRAJAYA NO 2 | NEUTRAL
257741762 | TNB | DISTRIBUTION | WP PUTRAJAYA & CYBERJAYA | Existing |  |  | RYB | VPTJ/PPU/G00009 | PPU PUTRAJAYA NO 2 | NEUTRAL
257741763 | TNB | DISTRIBUTION | WP PUTRAJAYA & CYBERJAYA | Existing |  |  | RYB | VPTJ/PPU/G00009 | PPU PUTRAJAYA NO 2 | NEUTRAL
257741764 | TNB | DISTRIBUTION | WP PUTRAJAYA & CYBERJAYA | Existing |  |  | RYB | VPTJ/PPU/G00009 | PPU PUTRAJAYA NO 2 | NEUTRAL
257741765 | TNB | DISTRIBUTION | WP PUTRAJAYA & CYBERJAYA | Existing |  |  | RYB | VPTJ/PPU/G00009 | PPU PUTRAJAYA NO 2 | NEUTRAL
257741766 | TNB | DISTRIBUTION | WP PUTRAJAYA & CYBERJAYA | Existing |  |  | RYB | VPTJ/PPU/G00009 | PPU PUTRAJAYA NO 2 | NEUTRAL
257741767 | TNB | DISTRIBUTION | WP PUTRAJAYA & CYBERJAYA | Existing |  | MAIN | RYB | VPTJ/PPU/G00009 | PPU PUTRAJAYA NO 2 | Q1
257741768 | TNB | DISTRIBUTION | WP PUTRAJAYA & CYBERJAYA | Existing |  | MAIN | RYB | VPTJ/PPU/G00009 | PPU PUTRAJAYA NO 2 | Q1
257741769 | TNB | DISTRIBUTION | WP PUTRAJAYA & CYBERJAYA | Existing | 33 kV |  | RYB | VPTJ/PPU/G00009 | PPU PUTRAJAYA NO 2 | 33
257741770 | TNB | DISTRIBUTION | WP PUTRAJAYA & CYBERJAYA | Existing | 33 kV |  | RYB | VPTJ/PPU/G00009 | PPU PUTRAJAYA NO 2 | 33
257741771 | TNB | DISTRIBUTION | WP PUTRAJAYA & CYBERJAYA | Existing | 33 kV |  | RYB | VPTJ/PPU/G00009 | PPU PUTRAJAYA NO 2 | 33
257741772 | TNB | DISTRIBUTION | WP PUTRAJAYA & CYBERJAYA | Existing | 33 kV |  | RYB | VPTJ/PPU/G00009 | PPU PUTRAJAYA NO 2 | 33
257741773 | TNB | DISTRIBUTION | WP PUTRAJAYA & CYBERJAYA | Existing | 33 kV |  | RYB | VPTJ/PPU/G00009 | PPU PUTRAJAYA NO 2 | 33
257741774 | TNB | DISTRIBUTION | WP PUTRAJAYA & CYBERJAYA | Existing | 33 kV |  | RYB | VPTJ/PPU/G00009 | PPU PUTRAJAYA NO 2 | 33
257741775 | TNB | DISTRIBUTION | WP PUTRAJAYA & CYBERJAYA | Existing | 33 kV |  | RYB | VPTJ/PPU/G00009 | PPU PUTRAJAYA NO 2 | 33
257741776 | TNB | DISTRIBUTION | WP PUTRAJAYA & CYBERJAYA | Existing | 33 kV |  | RYB | VPTJ/PPU/G00009 | PPU PUTRAJAYA NO 2 | 33
257741777 | TNB | DISTRIBUTION | WP PUTRAJAYA & CYBERJAYA | Existing | 33 kV |  | RYB | VPTJ/PPU/G00009 | PPU PUTRAJAYA NO 2 | 33
257741778 | TNB | DISTRIBUTION | WP PUTRAJAYA & CYBERJAYA | Existing | 33 kV |  | RYB | VPTJ/PPU/G00009 | PPU PUTRAJAYA NO 2 | 33
257741779 | TNB | DISTRIBUTION | WP PUTRAJAYA & CYBERJAYA | Existing | 33 kV |  | RYB | VPTJ/PPU/G00009 | PPU PUTRAJAYA NO 2 | 33
257742411 | TNB | DISTRIBUTION | WP PUTRAJAYA & CYBERJAYA | Existing |  |  | RYB | VPTJ/PPU/G00015 | PPU PUTRAJAYA NO 24 | NEUTRAL
257742412 | TNB | DISTRIBUTION | WP PUTRAJAYA & CYBERJAYA | Existing |  |  | RYB | VPTJ/PPU/G00015 | PPU PUTRAJAYA NO 24 | NEUTRAL
257742413 | TNB | DISTRIBUTION | WP PUTRAJAYA & CYBERJAYA | Existing | 11 kV |  | RYB | VPTJ/PPU/G00015 | PPU PUTRAJAYA NO 24 | 11
257742414 | TNB | DISTRIBUTION | WP PUTRAJAYA & CYBERJAYA | Existing | 11 kV |  | RYB | VPTJ/PPU/G00015 | PPU PUTRAJAYA NO 24 | 11
257742415 | TNB | DISTRIBUTION | WP PUTRAJAYA & CYBERJAYA | Existing | 11 kV |  | RYB | VPTJ/PPU/G00015 | PPU PUTRAJAYA NO 24 | 11
257742416 | TNB | DISTRIBUTION | WP PUTRAJAYA & CYBERJAYA | Existing | 11 kV |  | RYB | VPTJ/PPU/G00015 | PPU PUTRAJAYA NO 24 | 11
257742417 | TNB | DISTRIBUTION | WP PUTRAJAYA & CYBERJAYA | Existing | 11 kV |  | RYB | VPTJ/PPU/G00015 | PPU PUTRAJAYA NO 24 | 11
257742418 | TNB | DISTRIBUTION | WP PUTRAJAYA & CYBERJAYA | Existing | 11 kV |  | RYB | VPTJ/PPU/G00015 | PPU PUTRAJAYA NO 24 | 11
257742419 | TNB | DISTRIBUTION | WP PUTRAJAYA & CYBERJAYA | Existing | 11 kV |  | RYB | VPTJ/PPU/G00015 | PPU PUTRAJAYA NO 24 | 11
257742420 | TNB | DISTRIBUTION | WP PUTRAJAYA & CYBERJAYA | Existing | 11 kV |  | RYB | VPTJ/PPU/G00015 | PPU PUTRAJAYA NO 24 | 11
257742421 | TNB | DISTRIBUTION | WP PUTRAJAYA & CYBERJAYA | Existing | 11 kV |  | RYB | VPTJ/PPU/G00015 | PPU PUTRAJAYA NO 24 | 11
257742422 | TNB | DISTRIBUTION | WP PUTRAJAYA & CYBERJAYA | Existing | 11 kV |  | RYB | VPTJ/PPU/G00015 | PPU PUTRAJAYA NO 24 | 11
257742423 | TNB | DISTRIBUTION | WP PUTRAJAYA & CYBERJAYA | Existing | 11 kV |  | RYB | VPTJ/PPU/G00015 | PPU PUTRAJAYA NO 24 | 11
257742424 | TNB | DISTRIBUTION | WP PUTRAJAYA & CYBERJAYA | Existing | 11 kV |  | RYB | VPTJ/PPU/G00015 | PPU PUTRAJAYA NO 24 | 11
257742425 | TNB | DISTRIBUTION | WP PUTRAJAYA & CYBERJAYA | Existing | 11 kV |  | RYB | VPTJ/PPU/G00015 | PPU PUTRAJAYA NO 24 | 11
257742426 | TNB | DISTRIBUTION | WP PUTRAJAYA & CYBERJAYA | Existing | 11 kV |  | RYB | VPTJ/PPU/G00015 | PPU PUTRAJAYA NO 24 | 11
257742427 | TNB | DISTRIBUTION | WP PUTRAJAYA & CYBERJAYA | Existing | 11 kV |  | RYB | VPTJ/PPU/G00015 | PPU PUTRAJAYA NO 24 | 11
257742428 | TNB | DISTRIBUTION | WP PUTRAJAYA & CYBERJAYA | Existing | 11 kV |  | RYB | VPTJ/PPU/G00015 | PPU PUTRAJAYA NO 24 | 11
257742429 | TNB | DISTRIBUTION | WP PUTRAJAYA & CYBERJAYA | Existing | 11 kV |  | RYB | VPTJ/PPU/G00015 | PPU PUTRAJAYA NO 24 | 11
257742430 | TNB | DISTRIBUTION | WP PUTRAJAYA & CYBERJAYA | Existing | 11 kV |  | RYB | VPTJ/PPU/G00015 | PPU PUTRAJAYA NO 24 | 11
257742431 | TNB | DISTRIBUTION | WP PUTRAJAYA & CYBERJAYA | Existing | 11 kV |  | RYB | VPTJ/PPU/G00015 | PPU PUTRAJAYA NO 24 | 11
257742432 | TNB | DISTRIBUTION | WP PUTRAJAYA & CYBERJAYA | Existing | 11 kV |  | RYB | VPTJ/PPU/G00015 | PPU PUTRAJAYA NO 24 | 11
257742433 | TNB | DISTRIBUTION | WP PUTRAJAYA & CYBERJAYA | Existing | 11 kV |  | RYB | VPTJ/PPU/G00015 | PPU PUTRAJAYA NO 24 | 11
257742434 | TNB | DISTRIBUTION | WP PUTRAJAYA & CYBERJAYA | Existing | 11 kV |  | RYB | VPTJ/PPU/G00015 | PPU PUTRAJAYA NO 24 | 11
257742435 | TNB | DISTRIBUTION | WP PUTRAJAYA & CYBERJAYA | Existing | 11 kV |  | RYB | VPTJ/PPU/G00015 | PPU PUTRAJAYA NO 24 | 11
257742436 | TNB | DISTRIBUTION | WP PUTRAJAYA & CYBERJAYA | Existing | 11 kV |  | RYB | VPTJ/PPU/G00015 | PPU PUTRAJAYA NO 24 | 11
257742437 | TNB | DISTRIBUTION | WP PUTRAJAYA & CYBERJAYA | Existing | 11 kV |  | RYB | VPTJ/PPU/G00015 | PPU PUTRAJAYA NO 24 | 11
257742438 | TNB | DISTRIBUTION | WP PUTRAJAYA & CYBERJAYA | Existing | 11 kV |  | RYB | VPTJ/PPU/G00015 | PPU PUTRAJAYA NO 24 | 11
257742439 | TNB | DISTRIBUTION | WP PUTRAJAYA & CYBERJAYA | Existing | 11 kV |  | RYB | VPTJ/PPU/G00015 | PPU PUTRAJAYA NO 24 | 11
257742440 | TNB | DISTRIBUTION | WP PUTRAJAYA & CYBERJAYA | Existing | 11 kV |  | RYB | VPTJ/PPU/G00015 | PPU PUTRAJAYA NO 24 | 11
257742441 | TNB | DISTRIBUTION | WP PUTRAJAYA & CYBERJAYA | Existing | 11 kV |  | RYB | VPTJ/PPU/G00015 | PPU PUTRAJAYA NO 24 | 11
257742442 | TNB | DISTRIBUTION | WP PUTRAJAYA & CYBERJAYA | Existing | 11 kV |  | RYB | VPTJ/PPU/G00015 | PPU PUTRAJAYA NO 24 | 11
257742443 | TNB | DISTRIBUTION | WP PUTRAJAYA & CYBERJAYA | Existing | 11 kV |  | RYB | VPTJ/PPU/G00015 | PPU PUTRAJAYA NO 24 | 11
257742444 | TNB | DISTRIBUTION | WP PUTRAJAYA & CYBERJAYA | Existing | 11 kV |  | RYB | VPTJ/PPU/G00015 | PPU PUTRAJAYA NO 24 | 11
257742445 | TNB | DISTRIBUTION | WP PUTRAJAYA & CYBERJAYA | Existing |  |  | RYB | VPTJ/PPU/G00015 | PPU PUTRAJAYA NO 24 | NEUTRAL
257742446 | TNB | DISTRIBUTION | WP PUTRAJAYA & CYBERJAYA | Existing |  |  | RYB | VPTJ/PPU/G00015 | PPU PUTRAJAYA NO 24 | NEUTRAL
257742447 | TNB | DISTRIBUTION | WP PUTRAJAYA & CYBERJAYA | Existing |  |  | RYB | VPTJ/PPU/G00015 | PPU PUTRAJAYA NO 24 | NEUTRAL
257742448 | TNB | DISTRIBUTION | WP PUTRAJAYA & CYBERJAYA | Existing |  |  | RYB | VPTJ/PPU/G00015 | PPU PUTRAJAYA NO 24 | NEUTRAL
257742449 | TNB | DISTRIBUTION | WP PUTRAJAYA & CYBERJAYA | Existing |  |  | RYB | VPTJ/PPU/G00015 | PPU PUTRAJAYA NO 24 | NEUTRAL
257742450 | TNB | DISTRIBUTION | WP PUTRAJAYA & CYBERJAYA | Existing |  |  | RYB | VPTJ/PPU/G00015 | PPU PUTRAJAYA NO 24 | NEUTRAL
257742451 | TNB | DISTRIBUTION | WP PUTRAJAYA & CYBERJAYA | Existing |  | MAIN | RYB | VPTJ/PPU/G00015 | PPU PUTRAJAYA NO 24 | Q1
257742452 | TNB | DISTRIBUTION | WP PUTRAJAYA & CYBERJAYA | Existing |  | MAIN | RYB | VPTJ/PPU/G00015 | PPU PUTRAJAYA NO 24 | 33
257742453 | TNB | DISTRIBUTION | WP PUTRAJAYA & CYBERJAYA | Existing |  | RESERVE | RYB | VPTJ/PPU/G00015 | PPU PUTRAJAYA NO 24 | Q2
257742454 | TNB | DISTRIBUTION | WP PUTRAJAYA & CYBERJAYA | Existing |  | RESERVE | RYB | VPTJ/PPU/G00015 | PPU PUTRAJAYA NO 24 | 33
257742455 | TNB | DISTRIBUTION | WP PUTRAJAYA & CYBERJAYA | Existing |  | RESERVE | RYB | VPTJ/PPU/G00015 | PPU PUTRAJAYA NO 24 | Q2
257742456 | TNB | DISTRIBUTION | WP PUTRAJAYA & CYBERJAYA | Existing | 11 kV |  | RYB | VPTJ/PPU/G00015 | PPU PUTRAJAYA NO 24 | 11
257742457 | TNB | DISTRIBUTION | WP PUTRAJAYA & CYBERJAYA | Existing | 11 kV |  | RYB | VPTJ/PPU/G00015 | PPU PUTRAJAYA NO 24 | 11
257742458 | TNB | DISTRIBUTION | WP PUTRAJAYA & CYBERJAYA | Existing | 11 kV |  | RYB | VPTJ/PPU/G00015 | PPU PUTRAJAYA NO 24 | 11
257742459 | TNB | DISTRIBUTION | WP PUTRAJAYA & CYBERJAYA | Existing | 11 kV |  | RYB | VPTJ/PPU/G00015 | PPU PUTRAJAYA NO 24 | 11
257742460 | TNB | DISTRIBUTION | WP PUTRAJAYA & CYBERJAYA | Existing |  |  | RYB | VPTJ/PPU/G00015 | PPU PUTRAJAYA NO 24 | NEUTRAL
257742461 | TNB | DISTRIBUTION | WP PUTRAJAYA & CYBERJAYA | Existing |  |  | RYB | VPTJ/PPU/G00015 | PPU PUTRAJAYA NO 24 | NEUTRAL
257742462 | TNB | DISTRIBUTION | WP PUTRAJAYA & CYBERJAYA | Existing |  |  | RYB | VPTJ/PPU/G00015 | PPU PUTRAJAYA NO 24 | NEUTRAL
257742463 | TNB | DISTRIBUTION | WP PUTRAJAYA & CYBERJAYA | Existing |  |  | RYB | VPTJ/PPU/G00015 | PPU PUTRAJAYA NO 24 | NEUTRAL
257742464 | TNB | DISTRIBUTION | WP PUTRAJAYA & CYBERJAYA | Existing |  |  | RYB | VPTJ/PPU/G00015 | PPU PUTRAJAYA NO 24 | NEUTRAL
257742465 | TNB | DISTRIBUTION | WP PUTRAJAYA & CYBERJAYA | Existing |  |  | RYB | VPTJ/PPU/G00015 | PPU PUTRAJAYA NO 24 | NEUTRAL
257742466 | TNB | DISTRIBUTION | WP PUTRAJAYA & CYBERJAYA | Existing |  | MAIN | RYB | VPTJ/PPU/G00015 | PPU PUTRAJAYA NO 24 | Q1
257742467 | TNB | DISTRIBUTION | WP PUTRAJAYA & CYBERJAYA | Existing |  | MAIN | RYB | VPTJ/PPU/G00015 | PPU PUTRAJAYA NO 24 | 11
257742468 | TNB | DISTRIBUTION | WP PUTRAJAYA & CYBERJAYA | Existing | 33 kV |  | RYB | VPTJ/PPU/G00015 | PPU PUTRAJAYA NO 24 | 33
257742469 | TNB | DISTRIBUTION | WP PUTRAJAYA & CYBERJAYA | Existing | 33 kV |  | RYB | VPTJ/PPU/G00015 | PPU PUTRAJAYA NO 24 | 33
257742470 | TNB | DISTRIBUTION | WP PUTRAJAYA & CYBERJAYA | Existing | 33 kV |  | RYB | VPTJ/PPU/G00015 | PPU PUTRAJAYA NO 24 | 33
257742471 | TNB | DISTRIBUTION | WP PUTRAJAYA & CYBERJAYA | Existing | 33 kV |  | RYB | VPTJ/PPU/G00015 | PPU PUTRAJAYA NO 24 | 33
257742472 | TNB | DISTRIBUTION | WP PUTRAJAYA & CYBERJAYA | Existing | 33 kV |  | RYB | VPTJ/PPU/G00015 | PPU PUTRAJAYA NO 24 | 33
257742473 | TNB | DISTRIBUTION | WP PUTRAJAYA & CYBERJAYA | Existing | 33 kV |  | RYB | VPTJ/PPU/G00015 | PPU PUTRAJAYA NO 24 | 33
257742474 | TNB | DISTRIBUTION | WP PUTRAJAYA & CYBERJAYA | Existing | 33 kV |  | RYB | VPTJ/PPU/G00015 | PPU PUTRAJAYA NO 24 | 33
257742475 | TNB | DISTRIBUTION | WP PUTRAJAYA & CYBERJAYA | Existing | 33 kV |  | RYB | VPTJ/PPU/G00015 | PPU PUTRAJAYA NO 24 | 33
257742476 | TNB | DISTRIBUTION | WP PUTRAJAYA & CYBERJAYA | Existing | 33 kV |  | RYB | VPTJ/PPU/G00015 | PPU PUTRAJAYA NO 24 | 33
257742477 | TNB | DISTRIBUTION | WP PUTRAJAYA & CYBERJAYA | Existing | 33 kV |  | RYB | VPTJ/PPU/G00015 | PPU PUTRAJAYA NO 24 | 33
257742478 | TNB | DISTRIBUTION | WP PUTRAJAYA & CYBERJAYA | Existing | 33 kV |  | RYB | VPTJ/PPU/G00015 | PPU PUTRAJAYA NO 24 | 33
257742479 | TNB | DISTRIBUTION | WP PUTRAJAYA & CYBERJAYA | Existing | 33 kV |  | RYB | VPTJ/PPU/G00015 | PPU PUTRAJAYA NO 24 | 33
257742480 | TNB | DISTRIBUTION | WP PUTRAJAYA & CYBERJAYA | Existing | 33 kV |  | RYB | VPTJ/PPU/G00015 | PPU PUTRAJAYA NO 24 | 33
257742481 | TNB | DISTRIBUTION | WP PUTRAJAYA & CYBERJAYA | Existing | 33 kV |  | RYB | VPTJ/PPU/G00015 | PPU PUTRAJAYA NO 24 | 33
257742482 | TNB | DISTRIBUTION | WP PUTRAJAYA & CYBERJAYA | Existing | 33 kV |  | RYB | VPTJ/PPU/G00015 | PPU PUTRAJAYA NO 24 | 33
257742483 | TNB | DISTRIBUTION | WP PUTRAJAYA & CYBERJAYA | Existing | 33 kV |  | RYB | VPTJ/PPU/G00015 | PPU PUTRAJAYA NO 24 | 33
257742484 | TNB | DISTRIBUTION | WP PUTRAJAYA & CYBERJAYA | Existing | 33 kV |  | RYB | VPTJ/PPU/G00015 | PPU PUTRAJAYA NO 24 | 33
257742485 | TNB | DISTRIBUTION | WP PUTRAJAYA & CYBERJAYA | Existing | 33 kV |  | RYB | VPTJ/PPU/G00015 | PPU PUTRAJAYA NO 24 | 33
257886737 | TNB | DISTRIBUTION | WP PUTRAJAYA & CYBERJAYA | Existing | 33 kV |  | RYB | VPTJ/PPU/G00014 | PPU PUTRAJAYA NO17 | 33
257886738 | TNB | DISTRIBUTION | WP PUTRAJAYA & CYBERJAYA | Existing | 33 kV |  | RYB | VPTJ/PPU/G00014 | PPU PUTRAJAYA NO17 | 33
257886739 | TNB | DISTRIBUTION | WP PUTRAJAYA & CYBERJAYA | Existing | 33 kV |  | RYB | VPTJ/PPU/G00014 | PPU PUTRAJAYA NO17 | 33
257886740 | TNB | DISTRIBUTION | WP PUTRAJAYA & CYBERJAYA | Existing | 11 kV |  | RYB | VPTJ/PPU/G00014 | PPU PUTRAJAYA NO17 | 11
257886741 | TNB | DISTRIBUTION | WP PUTRAJAYA & CYBERJAYA | Existing |  | MAIN | RYB | VPTJ/PPU/G00014 | PPU PUTRAJAYA NO17 | Q1
257886742 | TNB | DISTRIBUTION | WP PUTRAJAYA & CYBERJAYA | Existing |  | MAIN | RYB | VPTJ/PPU/G00014 | PPU PUTRAJAYA NO17 | Q1
257886743 | TNB | DISTRIBUTION | WP PUTRAJAYA & CYBERJAYA | Existing | 33 kV |  | RYB | VPTJ/PPU/G00014 | PPU PUTRAJAYA NO17 | 33
257886744 | TNB | DISTRIBUTION | WP PUTRAJAYA & CYBERJAYA | Existing | 33 kV |  | RYB | VPTJ/PPU/G00014 | PPU PUTRAJAYA NO17 | 33
257886745 | TNB | DISTRIBUTION | WP PUTRAJAYA & CYBERJAYA | Existing | 33 kV |  | RYB | VPTJ/PPU/G00014 | PPU PUTRAJAYA NO17 | 33
257886746 | TNB | DISTRIBUTION | WP PUTRAJAYA & CYBERJAYA | Existing | 33 kV |  | RYB | VPTJ/PPU/G00014 | PPU PUTRAJAYA NO17 | 33
257886747 | TNB | DISTRIBUTION | WP PUTRAJAYA & CYBERJAYA | Existing | 33 kV |  | RYB | VPTJ/PPU/G00014 | PPU PUTRAJAYA NO17 | 33
257886748 | TNB | DISTRIBUTION | WP PUTRAJAYA & CYBERJAYA | Existing | 33 kV |  | RYB | VPTJ/PPU/G00014 | PPU PUTRAJAYA NO17 | 33
257886749 | TNB | DISTRIBUTION | WP PUTRAJAYA & CYBERJAYA | Existing | 33 kV |  | RYB | VPTJ/PPU/G00014 | PPU PUTRAJAYA NO17 | 33
257886750 | TNB | DISTRIBUTION | WP PUTRAJAYA & CYBERJAYA | Existing | 33 kV |  | RYB | VPTJ/PPU/G00014 | PPU PUTRAJAYA NO17 | 33
257886751 | TNB | DISTRIBUTION | WP PUTRAJAYA & CYBERJAYA | Existing | 33 kV |  | RYB | VPTJ/PPU/G00014 | PPU PUTRAJAYA NO17 | 33
257886752 | TNB | DISTRIBUTION | WP PUTRAJAYA & CYBERJAYA | Existing | 33 kV |  | RYB | VPTJ/PPU/G00014 | PPU PUTRAJAYA NO17 | 33
257886753 | TNB | DISTRIBUTION | WP PUTRAJAYA & CYBERJAYA | Existing | 33 kV |  | RYB | VPTJ/PPU/G00014 | PPU PUTRAJAYA NO17 | 33
257886754 | TNB | DISTRIBUTION | WP PUTRAJAYA & CYBERJAYA | Existing | 33 kV |  | RYB | VPTJ/PPU/G00014 | PPU PUTRAJAYA NO17 | 33
257886755 | TNB | DISTRIBUTION | WP PUTRAJAYA & CYBERJAYA | Existing | 33 kV |  | RYB | VPTJ/PPU/G00014 | PPU PUTRAJAYA NO17 | 33
257886756 | TNB | DISTRIBUTION | WP PUTRAJAYA & CYBERJAYA | Existing | 33 kV |  | RYB | VPTJ/PPU/G00014 | PPU PUTRAJAYA NO17 | 33
257886757 | TNB | DISTRIBUTION | WP PUTRAJAYA & CYBERJAYA | Existing | 33 kV |  | RYB | VPTJ/PPU/G00014 | PPU PUTRAJAYA NO17 | 33
257886758 | TNB | DISTRIBUTION | WP PUTRAJAYA & CYBERJAYA | Existing | 11 kV |  | RYB | VPTJ/PPU/G00014 | PPU PUTRAJAYA NO17 | 11
257886759 | TNB | DISTRIBUTION | WP PUTRAJAYA & CYBERJAYA | Existing | 11 kV |  | RYB | VPTJ/PPU/G00014 | PPU PUTRAJAYA NO17 | 11
257886760 | TNB | DISTRIBUTION | WP PUTRAJAYA & CYBERJAYA | Existing | 11 kV |  | RYB | VPTJ/PPU/G00014 | PPU PUTRAJAYA NO17 | 11
257886763 | TNB | DISTRIBUTION | WP PUTRAJAYA & CYBERJAYA | Existing | 11 kV |  | RYB | VPTJ/PPU/G00014 | PPU PUTRAJAYA NO17 | 11
257886764 | TNB | DISTRIBUTION | WP PUTRAJAYA & CYBERJAYA | Existing | 11 kV |  | RYB | VPTJ/PPU/G00014 | PPU PUTRAJAYA NO17 | 11
257886765 | TNB | DISTRIBUTION | WP PUTRAJAYA & CYBERJAYA | Existing | 11 kV |  | RYB | VPTJ/PPU/G00014 | PPU PUTRAJAYA NO17 | 11
257886766 | TNB | DISTRIBUTION | WP PUTRAJAYA & CYBERJAYA | Existing | 11 kV |  | RYB | VPTJ/PPU/G00014 | PPU PUTRAJAYA NO17 | 11
257886767 | TNB | DISTRIBUTION | WP PUTRAJAYA & CYBERJAYA | Existing | 11 kV |  | RYB | VPTJ/PPU/G00014 | PPU PUTRAJAYA NO17 | 11
257886768 | TNB | DISTRIBUTION | WP PUTRAJAYA & CYBERJAYA | Existing | 11 kV |  | RYB | VPTJ/PPU/G00014 | PPU PUTRAJAYA NO17 | 11
257886769 | TNB | DISTRIBUTION | WP PUTRAJAYA & CYBERJAYA | Existing | 11 kV |  | RYB | VPTJ/PPU/G00014 | PPU PUTRAJAYA NO17 | 11
257886770 | TNB | DISTRIBUTION | WP PUTRAJAYA & CYBERJAYA | Existing | 11 kV |  | RYB | VPTJ/PPU/G00014 | PPU PUTRAJAYA NO17 | 11
257886771 | TNB | DISTRIBUTION | WP PUTRAJAYA & CYBERJAYA | Existing | 11 kV |  | RYB | VPTJ/PPU/G00014 | PPU PUTRAJAYA NO17 | 11
257886772 | TNB | DISTRIBUTION | WP PUTRAJAYA & CYBERJAYA | Existing | 11 kV |  | RYB | VPTJ/PPU/G00014 | PPU PUTRAJAYA NO17 | 11
257886773 | TNB | DISTRIBUTION | WP PUTRAJAYA & CYBERJAYA | Existing |  |  | RYB | VPTJ/PPU/G00014 | PPU PUTRAJAYA NO17 | NEUTRAL
257886774 | TNB | DISTRIBUTION | WP PUTRAJAYA & CYBERJAYA | Existing |  |  | RYB | VPTJ/PPU/G00014 | PPU PUTRAJAYA NO17 | NEUTRAL
257886775 | TNB | DISTRIBUTION | WP PUTRAJAYA & CYBERJAYA | Existing |  |  | RYB | VPTJ/PPU/G00014 | PPU PUTRAJAYA NO17 | NEUTRAL
257886776 | TNB | DISTRIBUTION | WP PUTRAJAYA & CYBERJAYA | Existing |  |  | RYB | VPTJ/PPU/G00014 | PPU PUTRAJAYA NO17 | NEUTRAL
257886777 | TNB | DISTRIBUTION | WP PUTRAJAYA & CYBERJAYA | Existing |  |  | RYB | VPTJ/PPU/G00014 | PPU PUTRAJAYA NO17 | NEUTRAL
257886778 | TNB | DISTRIBUTION | WP PUTRAJAYA & CYBERJAYA | Existing |  |  | RYB | VPTJ/PPU/G00014 | PPU PUTRAJAYA NO17 | NEUTRAL
257886779 | TNB | DISTRIBUTION | WP PUTRAJAYA & CYBERJAYA | Existing |  | MAIN | RYB | VPTJ/PPU/G00014 | PPU PUTRAJAYA NO17 | Q1
257886780 | TNB | DISTRIBUTION | WP PUTRAJAYA & CYBERJAYA | Existing |  | MAIN | RYB | VPTJ/PPU/G00014 | PPU PUTRAJAYA NO17 | 33
257886781 | TNB | DISTRIBUTION | WP PUTRAJAYA & CYBERJAYA | Existing |  | RESERVE | RYB | VPTJ/PPU/G00014 | PPU PUTRAJAYA NO17 | Q2
257886782 | TNB | DISTRIBUTION | WP PUTRAJAYA & CYBERJAYA | Existing |  | RESERVE | RYB | VPTJ/PPU/G00014 | PPU PUTRAJAYA NO17 | Q2
257886783 | TNB | DISTRIBUTION | WP PUTRAJAYA & CYBERJAYA | Existing |  | RESERVE | RYB | VPTJ/PPU/G00014 | PPU PUTRAJAYA NO17 | 33
257886784 | TNB | DISTRIBUTION | WP PUTRAJAYA & CYBERJAYA | Existing | 11 kV |  | RYB | VPTJ/PPU/G00014 | PPU PUTRAJAYA NO17 | 11
257886785 | TNB | DISTRIBUTION | WP PUTRAJAYA & CYBERJAYA | Existing | 11 kV |  | RYB | VPTJ/PPU/G00014 | PPU PUTRAJAYA NO17 | 11
257886786 | TNB | DISTRIBUTION | WP PUTRAJAYA & CYBERJAYA | Existing | 11 kV |  | RYB | VPTJ/PPU/G00014 | PPU PUTRAJAYA NO17 | 11
257886787 | TNB | DISTRIBUTION | WP PUTRAJAYA & CYBERJAYA | Existing | 11 kV |  | RYB | VPTJ/PPU/G00014 | PPU PUTRAJAYA NO17 | 11
257886788 | TNB | DISTRIBUTION | WP PUTRAJAYA & CYBERJAYA | Existing |  |  | RYB | VPTJ/PPU/G00014 | PPU PUTRAJAYA NO17 | NEUTRAL
257886789 | TNB | DISTRIBUTION | WP PUTRAJAYA & CYBERJAYA | Existing |  |  | RYB | VPTJ/PPU/G00014 | PPU PUTRAJAYA NO17 | NEUTRAL
257886790 | TNB | DISTRIBUTION | WP PUTRAJAYA & CYBERJAYA | Existing |  |  | RYB | VPTJ/PPU/G00014 | PPU PUTRAJAYA NO17 | NEUTRAL
257886791 | TNB | DISTRIBUTION | WP PUTRAJAYA & CYBERJAYA | Existing |  |  | RYB | VPTJ/PPU/G00014 | PPU PUTRAJAYA NO17 | NEUTRAL
257886792 | TNB | DISTRIBUTION | WP PUTRAJAYA & CYBERJAYA | Existing |  |  | RYB | VPTJ/PPU/G00014 | PPU PUTRAJAYA NO17 | NEUTRAL
257886793 | TNB | DISTRIBUTION | WP PUTRAJAYA & CYBERJAYA | Existing |  |  | RYB | VPTJ/PPU/G00014 | PPU PUTRAJAYA NO17 | NEUTRAL
257886794 | TNB | DISTRIBUTION | WP PUTRAJAYA & CYBERJAYA | Existing |  |  | RYB | VPTJ/PPU/G00014 | PPU PUTRAJAYA NO17 | NEUTRAL
257886795 | TNB | DISTRIBUTION | WP PUTRAJAYA & CYBERJAYA | Existing |  |  | RYB | VPTJ/PPU/G00014 | PPU PUTRAJAYA NO17 | NEUTRAL
257886796 | TNB | DISTRIBUTION | WP PUTRAJAYA & CYBERJAYA | Existing | 11 kV |  | RYB | VPTJ/PPU/G00014 | PPU PUTRAJAYA NO17 | 11
257886797 | TNB | DISTRIBUTION | WP PUTRAJAYA & CYBERJAYA | Existing | 11 kV |  | RYB | VPTJ/PPU/G00014 | PPU PUTRAJAYA NO17 | 11
257886798 | TNB | DISTRIBUTION | WP PUTRAJAYA & CYBERJAYA | Existing | 11 kV |  | RYB | VPTJ/PPU/G00014 | PPU PUTRAJAYA NO17 | 11
257886799 | TNB | DISTRIBUTION | WP PUTRAJAYA & CYBERJAYA | Existing | 11 kV |  | RYB | VPTJ/PPU/G00014 | PPU PUTRAJAYA NO17 | 11
257886804 | TNB | DISTRIBUTION | WP PUTRAJAYA & CYBERJAYA | Existing | 11 kV |  | RYB | VPTJ/PPU/G00014 | PPU PUTRAJAYA NO17 | 11
257886805 | TNB | DISTRIBUTION | WP PUTRAJAYA & CYBERJAYA | Existing | 11 kV |  | RYB | VPTJ/PPU/G00014 | PPU PUTRAJAYA NO17 | 11
257886806 | TNB | DISTRIBUTION | WP PUTRAJAYA & CYBERJAYA | Existing | 11 kV |  | RYB | VPTJ/PPU/G00014 | PPU PUTRAJAYA NO17 | 11
257886807 | TNB | DISTRIBUTION | WP PUTRAJAYA & CYBERJAYA | Existing | 11 kV |  | RYB | VPTJ/PPU/G00014 | PPU PUTRAJAYA NO17 | 11
257886808 | TNB | DISTRIBUTION | WP PUTRAJAYA & CYBERJAYA | Existing | 11 kV |  | RYB | VPTJ/PPU/G00014 | PPU PUTRAJAYA NO17 | 11
257886809 | TNB | DISTRIBUTION | WP PUTRAJAYA & CYBERJAYA | Existing | 11 kV |  | RYB | VPTJ/PPU/G00014 | PPU PUTRAJAYA NO17 | 11
257886810 | TNB | DISTRIBUTION | WP PUTRAJAYA & CYBERJAYA | Existing | 11 kV |  | RYB | VPTJ/PPU/G00014 | PPU PUTRAJAYA NO17 | 11
257886811 | TNB | DISTRIBUTION | WP PUTRAJAYA & CYBERJAYA | Existing | 11 kV |  | RYB | VPTJ/PPU/G00014 | PPU PUTRAJAYA NO17 | 11
257886812 | TNB | DISTRIBUTION | WP PUTRAJAYA & CYBERJAYA | Existing | 11 kV |  | RYB | VPTJ/PPU/G00014 | PPU PUTRAJAYA NO17 | 11
257886813 | TNB | DISTRIBUTION | WP PUTRAJAYA & CYBERJAYA | Existing | 11 kV |  | RYB | VPTJ/PPU/G00014 | PPU PUTRAJAYA NO17 | 11
257886814 | TNB | DISTRIBUTION | WP PUTRAJAYA & CYBERJAYA | Existing | 11 kV |  | RYB | VPTJ/PPU/G00014 | PPU PUTRAJAYA NO17 | 11
257886815 | TNB | DISTRIBUTION | WP PUTRAJAYA & CYBERJAYA | Existing | 11 kV |  | RYB | VPTJ/PPU/G00014 | PPU PUTRAJAYA NO17 | 11
257915842 | TNB | DISTRIBUTION | WP PUTRAJAYA & CYBERJAYA | Existing | 11 kV |  | RYB | VPTJ/PPU/G00011 | PPU PUTRAJAYA NO 5 | 11
257915843 | TNB | DISTRIBUTION | WP PUTRAJAYA & CYBERJAYA | Existing | 11 kV |  | RYB | VPTJ/PPU/G00011 | PPU PUTRAJAYA NO 5 | 11
257915844 | TNB | DISTRIBUTION | WP PUTRAJAYA & CYBERJAYA | Existing | 11 kV |  | RYB | VPTJ/PPU/G00011 | PPU PUTRAJAYA NO 5 | 11
257915845 | TNB | DISTRIBUTION | WP PUTRAJAYA & CYBERJAYA | Existing | 11 kV |  | RYB | VPTJ/PPU/G00011 | PPU PUTRAJAYA NO 5 | 11
257915846 | TNB | DISTRIBUTION | WP PUTRAJAYA & CYBERJAYA | Existing | 11 kV |  | RYB | VPTJ/PPU/G00011 | PPU PUTRAJAYA NO 5 | 11
257915847 | TNB | DISTRIBUTION | WP PUTRAJAYA & CYBERJAYA | Existing | 11 kV |  | RYB | VPTJ/PPU/G00011 | PPU PUTRAJAYA NO 5 | 11
257915848 | TNB | DISTRIBUTION | WP PUTRAJAYA & CYBERJAYA | Existing | 11 kV |  | RYB | VPTJ/PPU/G00011 | PPU PUTRAJAYA NO 5 | 11
257915849 | TNB | DISTRIBUTION | WP PUTRAJAYA & CYBERJAYA | Existing | 11 kV |  | RYB | VPTJ/PPU/G00011 | PPU PUTRAJAYA NO 5 | 11
257915850 | TNB | DISTRIBUTION | WP PUTRAJAYA & CYBERJAYA | Existing | 11 kV |  | RYB | VPTJ/PPU/G00011 | PPU PUTRAJAYA NO 5 | 11
257915851 | TNB | DISTRIBUTION | WP PUTRAJAYA & CYBERJAYA | Existing | 11 kV |  | RYB | VPTJ/PPU/G00011 | PPU PUTRAJAYA NO 5 | 11
257915852 | TNB | DISTRIBUTION | WP PUTRAJAYA & CYBERJAYA | Existing | 11 kV |  | RYB | VPTJ/PPU/G00011 | PPU PUTRAJAYA NO 5 | 11
257915853 | TNB | DISTRIBUTION | WP PUTRAJAYA & CYBERJAYA | Existing | 11 kV |  | RYB | VPTJ/PPU/G00011 | PPU PUTRAJAYA NO 5 | 11
257915854 | TNB | DISTRIBUTION | WP PUTRAJAYA & CYBERJAYA | Existing | 11 kV |  | RYB | VPTJ/PPU/G00011 | PPU PUTRAJAYA NO 5 | 11
257915855 | TNB | DISTRIBUTION | WP PUTRAJAYA & CYBERJAYA | Existing | 11 kV |  | RYB | VPTJ/PPU/G00011 | PPU PUTRAJAYA NO 5 | 11
257915856 | TNB | DISTRIBUTION | WP PUTRAJAYA & CYBERJAYA | Existing | 11 kV |  | RYB | VPTJ/PPU/G00011 | PPU PUTRAJAYA NO 5 | 11
257915857 | TNB | DISTRIBUTION | WP PUTRAJAYA & CYBERJAYA | Existing | 11 kV |  | RYB | VPTJ/PPU/G00011 | PPU PUTRAJAYA NO 5 | 11
257915858 | TNB | DISTRIBUTION | WP PUTRAJAYA & CYBERJAYA | Existing | 11 kV |  | RYB | VPTJ/PPU/G00011 | PPU PUTRAJAYA NO 5 | 11
257915859 | TNB | DISTRIBUTION | WP PUTRAJAYA & CYBERJAYA | Existing | 11 kV |  | RYB | VPTJ/PPU/G00011 | PPU PUTRAJAYA NO 5 | 11
257915860 | TNB | DISTRIBUTION | WP PUTRAJAYA & CYBERJAYA | Existing | 11 kV |  | RYB | VPTJ/PPU/G00011 | PPU PUTRAJAYA NO 5 | 11
257915861 | TNB | DISTRIBUTION | WP PUTRAJAYA & CYBERJAYA | Existing | 11 kV |  | RYB | VPTJ/PPU/G00011 | PPU PUTRAJAYA NO 5 | 11
257915862 | TNB | DISTRIBUTION | WP PUTRAJAYA & CYBERJAYA | Existing | 11 kV |  | RYB | VPTJ/PPU/G00011 | PPU PUTRAJAYA NO 5 | 11
257915863 | TNB | DISTRIBUTION | WP PUTRAJAYA & CYBERJAYA | Existing | 11 kV |  | RYB | VPTJ/PPU/G00011 | PPU PUTRAJAYA NO 5 | 11
257915864 | TNB | DISTRIBUTION | WP PUTRAJAYA & CYBERJAYA | Existing | 11 kV |  | RYB | VPTJ/PPU/G00011 | PPU PUTRAJAYA NO 5 | 11
257915865 | TNB | DISTRIBUTION | WP PUTRAJAYA & CYBERJAYA | Existing | 11 kV |  | RYB | VPTJ/PPU/G00011 | PPU PUTRAJAYA NO 5 | 11
257915866 | TNB | DISTRIBUTION | WP PUTRAJAYA & CYBERJAYA | Existing | 11 kV |  | RYB | VPTJ/PPU/G00011 | PPU PUTRAJAYA NO 5 | 11
257915867 | TNB | DISTRIBUTION | WP PUTRAJAYA & CYBERJAYA | Existing | 11 kV |  | RYB | VPTJ/PPU/G00011 | PPU PUTRAJAYA NO 5 | 11
257915868 | TNB | DISTRIBUTION | WP PUTRAJAYA & CYBERJAYA | Existing | 11 kV |  | RYB | VPTJ/PPU/G00011 | PPU PUTRAJAYA NO 5 | 11
257915869 | TNB | DISTRIBUTION | WP PUTRAJAYA & CYBERJAYA | Existing | 11 kV |  | RYB | VPTJ/PPU/G00011 | PPU PUTRAJAYA NO 5 | 11
257915870 | TNB | DISTRIBUTION | WP PUTRAJAYA & CYBERJAYA | Existing | 11 kV |  | RYB | VPTJ/PPU/G00011 | PPU PUTRAJAYA NO 5 | 11
257915871 | TNB | DISTRIBUTION | WP PUTRAJAYA & CYBERJAYA | Existing | 11 kV |  | RYB | VPTJ/PPU/G00011 | PPU PUTRAJAYA NO 5 | 11
257915872 | TNB | DISTRIBUTION | WP PUTRAJAYA & CYBERJAYA | Existing | 11 kV |  | RYB | VPTJ/PPU/G00011 | PPU PUTRAJAYA NO 5 | 11
257915873 | TNB | DISTRIBUTION | WP PUTRAJAYA & CYBERJAYA | Existing | 11 kV |  | RYB | VPTJ/PPU/G00011 | PPU PUTRAJAYA NO 5 | 11
257915874 | TNB | DISTRIBUTION | WP PUTRAJAYA & CYBERJAYA | Existing |  |  | RYB | VPTJ/PPU/G00011 | PPU PUTRAJAYA NO 5 | NEUTRAL
257915875 | TNB | DISTRIBUTION | WP PUTRAJAYA & CYBERJAYA | Existing |  |  | RYB | VPTJ/PPU/G00011 | PPU PUTRAJAYA NO 5 | NEUTRAL
257915876 | TNB | DISTRIBUTION | WP PUTRAJAYA & CYBERJAYA | Existing |  |  | RYB | VPTJ/PPU/G00011 | PPU PUTRAJAYA NO 5 | NEUTRAL
257915877 | TNB | DISTRIBUTION | WP PUTRAJAYA & CYBERJAYA | Existing |  |  | RYB | VPTJ/PPU/G00011 | PPU PUTRAJAYA NO 5 | NEUTRAL
257915878 | TNB | DISTRIBUTION | WP PUTRAJAYA & CYBERJAYA | Existing |  |  | RYB | VPTJ/PPU/G00011 | PPU PUTRAJAYA NO 5 | NEUTRAL
257915879 | TNB | DISTRIBUTION | WP PUTRAJAYA & CYBERJAYA | Existing |  |  | RYB | VPTJ/PPU/G00011 | PPU PUTRAJAYA NO 5 | NEUTRAL
257915880 | TNB | DISTRIBUTION | WP PUTRAJAYA & CYBERJAYA | Existing |  | MAIN | RYB | VPTJ/PPU/G00011 | PPU PUTRAJAYA NO 5 | Q1
257915881 | TNB | DISTRIBUTION | WP PUTRAJAYA & CYBERJAYA | Existing |  | MAIN | RYB | VPTJ/PPU/G00011 | PPU PUTRAJAYA NO 5 | 33
257915882 | TNB | DISTRIBUTION | WP PUTRAJAYA & CYBERJAYA | Existing |  | RESERVE | RYB | VPTJ/PPU/G00011 | PPU PUTRAJAYA NO 5 | Q2
257915883 | TNB | DISTRIBUTION | WP PUTRAJAYA & CYBERJAYA | Existing |  | RESERVE | RYB | VPTJ/PPU/G00011 | PPU PUTRAJAYA NO 5 | 33
257915884 | TNB | DISTRIBUTION | WP PUTRAJAYA & CYBERJAYA | Existing |  | RESERVE | RYB | VPTJ/PPU/G00011 | PPU PUTRAJAYA NO 5 | Q2
257915885 | TNB | DISTRIBUTION | WP PUTRAJAYA & CYBERJAYA | Existing | 11 kV |  | RYB | VPTJ/PPU/G00011 | PPU PUTRAJAYA NO 5 | 11
257915886 | TNB | DISTRIBUTION | WP PUTRAJAYA & CYBERJAYA | Existing | 11 kV |  | RYB | VPTJ/PPU/G00011 | PPU PUTRAJAYA NO 5 | 11
257915887 | TNB | DISTRIBUTION | WP PUTRAJAYA & CYBERJAYA | Existing | 11 kV |  | RYB | VPTJ/PPU/G00011 | PPU PUTRAJAYA NO 5 | 11
257915888 | TNB | DISTRIBUTION | WP PUTRAJAYA & CYBERJAYA | Existing | 11 kV |  | RYB | VPTJ/PPU/G00011 | PPU PUTRAJAYA NO 5 | 11
257915889 | TNB | DISTRIBUTION | WP PUTRAJAYA & CYBERJAYA | Existing |  |  | RYB | VPTJ/PPU/G00011 | PPU PUTRAJAYA NO 5 | NEUTRAL
257915890 | TNB | DISTRIBUTION | WP PUTRAJAYA & CYBERJAYA | Existing |  |  | RYB | VPTJ/PPU/G00011 | PPU PUTRAJAYA NO 5 | NEUTRAL
257915891 | TNB | DISTRIBUTION | WP PUTRAJAYA & CYBERJAYA | Existing |  |  | RYB | VPTJ/PPU/G00011 | PPU PUTRAJAYA NO 5 | NEUTRAL
257915892 | TNB | DISTRIBUTION | WP PUTRAJAYA & CYBERJAYA | Existing |  |  | RYB | VPTJ/PPU/G00011 | PPU PUTRAJAYA NO 5 | NEUTRAL
257915893 | TNB | DISTRIBUTION | WP PUTRAJAYA & CYBERJAYA | Existing |  |  | RYB | VPTJ/PPU/G00011 | PPU PUTRAJAYA NO 5 | NEUTRAL
257915894 | TNB | DISTRIBUTION | WP PUTRAJAYA & CYBERJAYA | Existing |  |  | RYB | VPTJ/PPU/G00011 | PPU PUTRAJAYA NO 5 | NEUTRAL
257915895 | TNB | DISTRIBUTION | WP PUTRAJAYA & CYBERJAYA | Existing |  |  | RYB | VPTJ/PPU/G00011 | PPU PUTRAJAYA NO 5 | NEUTRAL
257915896 | TNB | DISTRIBUTION | WP PUTRAJAYA & CYBERJAYA | Existing |  |  | RYB | VPTJ/PPU/G00011 | PPU PUTRAJAYA NO 5 | NEUTRAL
257915897 | TNB | DISTRIBUTION | WP PUTRAJAYA & CYBERJAYA | Existing |  | MAIN | RYB | VPTJ/PPU/G00011 | PPU PUTRAJAYA NO 5 | M1
257915898 | TNB | DISTRIBUTION | WP PUTRAJAYA & CYBERJAYA | Existing |  | MAIN | RYB | VPTJ/PPU/G00011 | PPU PUTRAJAYA NO 5 | M2
257915899 | TNB | DISTRIBUTION | WP PUTRAJAYA & CYBERJAYA | Existing | 33 kV |  | RYB | VPTJ/PPU/G00011 | PPU PUTRAJAYA NO 5 | 33
257915900 | TNB | DISTRIBUTION | WP PUTRAJAYA & CYBERJAYA | Existing | 33 kV |  | RYB | VPTJ/PPU/G00011 | PPU PUTRAJAYA NO 5 | 33
257915901 | TNB | DISTRIBUTION | WP PUTRAJAYA & CYBERJAYA | Existing | 33 kV |  | RYB | VPTJ/PPU/G00011 | PPU PUTRAJAYA NO 5 | 33
257915902 | TNB | DISTRIBUTION | WP PUTRAJAYA & CYBERJAYA | Existing | 33 kV |  | RYB | VPTJ/PPU/G00011 | PPU PUTRAJAYA NO 5 | 33
257915903 | TNB | DISTRIBUTION | WP PUTRAJAYA & CYBERJAYA | Existing | 33 kV |  | RYB | VPTJ/PPU/G00011 | PPU PUTRAJAYA NO 5 | 33
257915904 | TNB | DISTRIBUTION | WP PUTRAJAYA & CYBERJAYA | Existing | 33 kV |  | RYB | VPTJ/PPU/G00011 | PPU PUTRAJAYA NO 5 | 33
257915905 | TNB | DISTRIBUTION | WP PUTRAJAYA & CYBERJAYA | Existing | 33 kV |  | RYB | VPTJ/PPU/G00011 | PPU PUTRAJAYA NO 5 | 33
257915906 | TNB | DISTRIBUTION | WP PUTRAJAYA & CYBERJAYA | Existing | 33 kV |  | RYB | VPTJ/PPU/G00011 | PPU PUTRAJAYA NO 5 | 33
257915907 | TNB | DISTRIBUTION | WP PUTRAJAYA & CYBERJAYA | Existing | 33 kV |  | RYB | VPTJ/PPU/G00011 | PPU PUTRAJAYA NO 5 | 33
257915908 | TNB | DISTRIBUTION | WP PUTRAJAYA & CYBERJAYA | Existing | 33 kV |  | RYB | VPTJ/PPU/G00011 | PPU PUTRAJAYA NO 5 | 33
257915909 | TNB | DISTRIBUTION | WP PUTRAJAYA & CYBERJAYA | Existing | 33 kV |  | RYB | VPTJ/PPU/G00011 | PPU PUTRAJAYA NO 5 | 33
257915910 | TNB | DISTRIBUTION | WP PUTRAJAYA & CYBERJAYA | Existing | 33 kV |  | RYB | VPTJ/PPU/G00011 | PPU PUTRAJAYA NO 5 | 33
257915911 | TNB | DISTRIBUTION | WP PUTRAJAYA & CYBERJAYA | Existing | 33 kV |  | RYB | VPTJ/PPU/G00011 | PPU PUTRAJAYA NO 5 | 33
257915912 | TNB | DISTRIBUTION | WP PUTRAJAYA & CYBERJAYA | Existing | 33 kV |  | RYB | VPTJ/PPU/G00011 | PPU PUTRAJAYA NO 5 | 33
257915913 | TNB | DISTRIBUTION | WP PUTRAJAYA & CYBERJAYA | Existing | 33 kV |  | RYB | VPTJ/PPU/G00011 | PPU PUTRAJAYA NO 5 | 33
257915914 | TNB | DISTRIBUTION | WP PUTRAJAYA & CYBERJAYA | Existing | 33 kV |  | RYB | VPTJ/PPU/G00011 | PPU PUTRAJAYA NO 5 | 33
257915915 | TNB | DISTRIBUTION | WP PUTRAJAYA & CYBERJAYA | Existing | 33 kV |  | RYB | VPTJ/PPU/G00011 | PPU PUTRAJAYA NO 5 | 33
257915916 | TNB | DISTRIBUTION | WP PUTRAJAYA & CYBERJAYA | Existing | 33 kV |  | RYB | VPTJ/PPU/G00011 | PPU PUTRAJAYA NO 5 | 33
257915917 | TNB | DISTRIBUTION | WP PUTRAJAYA & CYBERJAYA | Existing | 33 kV |  | RYB | VPTJ/PPU/G00011 | PPU PUTRAJAYA NO 5 | 33
257915918 | TNB | DISTRIBUTION | WP PUTRAJAYA & CYBERJAYA | Existing | 33 kV |  | RYB | VPTJ/PPU/G00011 | PPU PUTRAJAYA NO 5 | 33
257915919 | TNB | DISTRIBUTION | WP PUTRAJAYA & CYBERJAYA | Existing | 33 kV |  | RYB | VPTJ/PPU/G00011 | PPU PUTRAJAYA NO 5 | 33
257915920 | TNB | DISTRIBUTION | WP PUTRAJAYA & CYBERJAYA | Existing | 33 kV |  | RYB | VPTJ/PPU/G00011 | PPU PUTRAJAYA NO 5 | 33
257915921 | TNB | DISTRIBUTION | WP PUTRAJAYA & CYBERJAYA | Existing | 33 kV |  | RYB | VPTJ/PPU/G00011 | PPU PUTRAJAYA NO 5 | 33
257915922 | TNB | DISTRIBUTION | WP PUTRAJAYA & CYBERJAYA | Existing | 33 kV |  | RYB | VPTJ/PPU/G00011 | PPU PUTRAJAYA NO 5 | 33
257972178 | TNB | DISTRIBUTION | WP PUTRAJAYA & CYBERJAYA | Existing |  |  | RYB | VPTJ/PPU/G00013 | PPU PUTRAJAYA NO13 | NEUTRAL
257972179 | TNB | DISTRIBUTION | WP PUTRAJAYA & CYBERJAYA | Existing |  |  | RYB | VPTJ/PPU/G00013 | PPU PUTRAJAYA NO13 | NEUTRAL
257972180 | TNB | DISTRIBUTION | WP PUTRAJAYA & CYBERJAYA | Existing |  |  | RYB | VPTJ/PPU/G00013 | PPU PUTRAJAYA NO13 | NEUTRAL
257972181 | TNB | DISTRIBUTION | WP PUTRAJAYA & CYBERJAYA | Existing |  |  | RYB | VPTJ/PPU/G00013 | PPU PUTRAJAYA NO13 | NEUTRAL
257972182 | TNB | DISTRIBUTION | WP PUTRAJAYA & CYBERJAYA | Existing |  |  | RYB | VPTJ/PPU/G00013 | PPU PUTRAJAYA NO13 | NEUTRAL
257972183 | TNB | DISTRIBUTION | WP PUTRAJAYA & CYBERJAYA | Existing |  |  | RYB | VPTJ/PPU/G00013 | PPU PUTRAJAYA NO13 | NEUTRAL
257972189 | TNB | DISTRIBUTION | WP PUTRAJAYA & CYBERJAYA | Existing | 11 kV |  | RYB | VPTJ/PPU/G00013 | PPU PUTRAJAYA NO13 | 11
257972191 | TNB | DISTRIBUTION | WP PUTRAJAYA & CYBERJAYA | Existing | 11 kV |  | RYB | VPTJ/PPU/G00013 | PPU PUTRAJAYA NO13 | 11
257972193 | TNB | DISTRIBUTION | WP PUTRAJAYA & CYBERJAYA | Existing |  |  | RYB | VPTJ/PPU/G00013 | PPU PUTRAJAYA NO13 | NEUTRAL
257972194 | TNB | DISTRIBUTION | WP PUTRAJAYA & CYBERJAYA | Existing |  |  | RYB | VPTJ/PPU/G00013 | PPU PUTRAJAYA NO13 | NEUTRAL
257972195 | TNB | DISTRIBUTION | WP PUTRAJAYA & CYBERJAYA | Existing |  |  | RYB | VPTJ/PPU/G00013 | PPU PUTRAJAYA NO13 | NEUTRAL
257972196 | TNB | DISTRIBUTION | WP PUTRAJAYA & CYBERJAYA | Existing |  |  | RYB | VPTJ/PPU/G00013 | PPU PUTRAJAYA NO13 | NEUTRAL
257972197 | TNB | DISTRIBUTION | WP PUTRAJAYA & CYBERJAYA | Existing |  |  | RYB | VPTJ/PPU/G00013 | PPU PUTRAJAYA NO13 | NEUTRAL
257972198 | TNB | DISTRIBUTION | WP PUTRAJAYA & CYBERJAYA | Existing |  |  | RYB | VPTJ/PPU/G00013 | PPU PUTRAJAYA NO13 | NEUTRAL
257972199 | TNB | DISTRIBUTION | WP PUTRAJAYA & CYBERJAYA | Existing |  |  | RYB | VPTJ/PPU/G00013 | PPU PUTRAJAYA NO13 | NEUTRAL
257972200 | TNB | DISTRIBUTION | WP PUTRAJAYA & CYBERJAYA | Existing |  |  | RYB | VPTJ/PPU/G00013 | PPU PUTRAJAYA NO13 | NEUTRAL
257972210 | TNB | DISTRIBUTION | WP PUTRAJAYA & CYBERJAYA | Existing | 33 kV |  | RYB | VPTJ/PPU/G00013 | PPU PUTRAJAYA NO13 | 33
257972213 | TNB | DISTRIBUTION | WP PUTRAJAYA & CYBERJAYA | Existing | 33 kV |  | RYB | VPTJ/PPU/G00013 | PPU PUTRAJAYA NO13 | 33
257972214 | TNB | DISTRIBUTION | WP PUTRAJAYA & CYBERJAYA | Existing | 33 kV |  | RYB | VPTJ/PPU/G00013 | PPU PUTRAJAYA NO13 | 33
257972218 | TNB | DISTRIBUTION | WP PUTRAJAYA & CYBERJAYA | Existing | 33 kV |  | RYB | VPTJ/PPU/G00013 | PPU PUTRAJAYA NO13 | 33
257972224 | TNB | DISTRIBUTION | WP PUTRAJAYA & CYBERJAYA | Existing | 11 kV |  | RYB | VPTJ/PPU/G00013 | PPU PUTRAJAYA NO13 | 16
257972227 | TNB | DISTRIBUTION | WP PUTRAJAYA & CYBERJAYA | Existing | 11 kV |  | RYB | VPTJ/PPU/G00013 | PPU PUTRAJAYA NO13 | 11
257972229 | TNB | DISTRIBUTION | WP PUTRAJAYA & CYBERJAYA | Existing | 11 kV |  | RYB | VPTJ/PPU/G00013 | PPU PUTRAJAYA NO13 | 11
257972231 | TNB | DISTRIBUTION | WP PUTRAJAYA & CYBERJAYA | Existing | 11 kV |  | RYB | VPTJ/PPU/G00013 | PPU PUTRAJAYA NO13 | 11
257972237 | TNB | DISTRIBUTION | WP PUTRAJAYA & CYBERJAYA | Existing | 11 kV |  | RYB | VPTJ/PPU/G00013 | PPU PUTRAJAYA NO13 | 11
257972239 | TNB | DISTRIBUTION | WP PUTRAJAYA & CYBERJAYA | Existing | 11 kV |  | RYB | VPTJ/PPU/G00013 | PPU PUTRAJAYA NO13 | 11
257972241 | TNB | DISTRIBUTION | WP PUTRAJAYA & CYBERJAYA | Existing | 11 kV |  | RYB | VPTJ/PPU/G00013 | PPU PUTRAJAYA NO13 | 11
257972243 | TNB | DISTRIBUTION | WP PUTRAJAYA & CYBERJAYA | Existing | 11 kV |  | RYB | VPTJ/PPU/G00013 | PPU PUTRAJAYA NO13 | 11
257972249 | TNB | DISTRIBUTION | WP PUTRAJAYA & CYBERJAYA | Existing | 11 kV |  | RYB | VPTJ/PPU/G00013 | PPU PUTRAJAYA NO13 | 11
257972252 | TNB | DISTRIBUTION | WP PUTRAJAYA & CYBERJAYA | Existing | 11 kV |  | RYB | VPTJ/PPU/G00013 | PPU PUTRAJAYA NO13 | 11
257972254 | TNB | DISTRIBUTION | WP PUTRAJAYA & CYBERJAYA | Existing | 11 kV |  | RYB | VPTJ/PPU/G00013 | PPU PUTRAJAYA NO13 | 11
257972256 | TNB | DISTRIBUTION | WP PUTRAJAYA & CYBERJAYA | Existing | 11 kV |  | RYB | VPTJ/PPU/G00013 | PPU PUTRAJAYA NO13 | 11
257972258 | TNB | DISTRIBUTION | WP PUTRAJAYA & CYBERJAYA | Existing | 11 kV |  | RYB | VPTJ/PPU/G00013 | PPU PUTRAJAYA NO13 | 11
257972260 | TNB | DISTRIBUTION | WP PUTRAJAYA & CYBERJAYA | Existing | 11 kV |  | RYB | VPTJ/PPU/G00013 | PPU PUTRAJAYA NO13 | 11
257972262 | TNB | DISTRIBUTION | WP PUTRAJAYA & CYBERJAYA | Existing | 11 kV |  | RYB | VPTJ/PPU/G00013 | PPU PUTRAJAYA NO13 | 11
257987017 | TNB | DISTRIBUTION | WP PUTRAJAYA & CYBERJAYA | Existing | 33 kV |  | RYB | VPTJ/PPU/G00008 | PPU PUTRAJAYA NO 1 | 33
257987019 | TNB | DISTRIBUTION | WP PUTRAJAYA & CYBERJAYA | Existing |  |  | RYB | VPTJ/PPU/G00008 | PPU PUTRAJAYA NO 1 | NEUTRAL
257987020 | TNB | DISTRIBUTION | WP PUTRAJAYA & CYBERJAYA | Existing |  |  | RYB | VPTJ/PPU/G00008 | PPU PUTRAJAYA NO 1 | NEUTRAL
257987021 | TNB | DISTRIBUTION | WP PUTRAJAYA & CYBERJAYA | Existing |  |  | RYB | VPTJ/PPU/G00008 | PPU PUTRAJAYA NO 1 | NEUTRAL
257987022 | TNB | DISTRIBUTION | WP PUTRAJAYA & CYBERJAYA | Existing |  |  | RYB | VPTJ/PPU/G00008 | PPU PUTRAJAYA NO 1 | NEUTRAL
257987023 | TNB | DISTRIBUTION | WP PUTRAJAYA & CYBERJAYA | Existing |  | MAIN | RYB | VPTJ/PPU/G00008 | PPU PUTRAJAYA NO 1 | Q1
257987024 | TNB | DISTRIBUTION | WP PUTRAJAYA & CYBERJAYA | Existing |  | MAIN | RYB | VPTJ/PPU/G00008 | PPU PUTRAJAYA NO 1 | Q1
257987025 | TNB | DISTRIBUTION | WP PUTRAJAYA & CYBERJAYA | Existing | 11 kV |  | RYB | VPTJ/PPU/G00008 | PPU PUTRAJAYA NO 1 | 11
257987026 | TNB | DISTRIBUTION | WP PUTRAJAYA & CYBERJAYA | Existing | 11 kV |  | RYB | VPTJ/PPU/G00008 | PPU PUTRAJAYA NO 1 | 11
257987027 | TNB | DISTRIBUTION | WP PUTRAJAYA & CYBERJAYA | Existing | 11 kV |  | RYB | VPTJ/PPU/G00008 | PPU PUTRAJAYA NO 1 | 11
257987028 | TNB | DISTRIBUTION | WP PUTRAJAYA & CYBERJAYA | Existing | 11 kV |  | RYB | VPTJ/PPU/G00008 | PPU PUTRAJAYA NO 1 | 11
257987029 | TNB | DISTRIBUTION | WP PUTRAJAYA & CYBERJAYA | Existing |  |  | RYB | VPTJ/PPU/G00008 | PPU PUTRAJAYA NO 1 | NEUTRAL
257987030 | TNB | DISTRIBUTION | WP PUTRAJAYA & CYBERJAYA | Existing |  |  | RYB | VPTJ/PPU/G00008 | PPU PUTRAJAYA NO 1 | NEUTRAL
257987031 | TNB | DISTRIBUTION | WP PUTRAJAYA & CYBERJAYA | Existing |  |  | RYB | VPTJ/PPU/G00008 | PPU PUTRAJAYA NO 1 | NEUTRAL
257987032 | TNB | DISTRIBUTION | WP PUTRAJAYA & CYBERJAYA | Existing |  |  | RYB | VPTJ/PPU/G00008 | PPU PUTRAJAYA NO 1 | NEUTRAL
257987033 | TNB | DISTRIBUTION | WP PUTRAJAYA & CYBERJAYA | Existing |  |  | RYB | VPTJ/PPU/G00008 | PPU PUTRAJAYA NO 1 | NEUTRAL
257987034 | TNB | DISTRIBUTION | WP PUTRAJAYA & CYBERJAYA | Existing |  |  | RYB | VPTJ/PPU/G00008 | PPU PUTRAJAYA NO 1 | NEUTRAL
257987035 | TNB | DISTRIBUTION | WP PUTRAJAYA & CYBERJAYA | Existing |  |  | RYB | VPTJ/PPU/G00008 | PPU PUTRAJAYA NO 1 | NEUTRAL
257987036 | TNB | DISTRIBUTION | WP PUTRAJAYA & CYBERJAYA | Existing |  |  | RYB | VPTJ/PPU/G00008 | PPU PUTRAJAYA NO 1 | NEUTRAL
257987037 | TNB | DISTRIBUTION | WP PUTRAJAYA & CYBERJAYA | Existing |  | MAIN | RYB | VPTJ/PPU/G00008 | PPU PUTRAJAYA NO 1 | Q1
257987038 | TNB | DISTRIBUTION | WP PUTRAJAYA & CYBERJAYA | Existing |  | MAIN | RYB | VPTJ/PPU/G00008 | PPU PUTRAJAYA NO 1 | Q1
257987039 | TNB | DISTRIBUTION | WP PUTRAJAYA & CYBERJAYA | Existing | 33 kV |  | RYB | VPTJ/PPU/G00008 | PPU PUTRAJAYA NO 1 | 33
257987040 | TNB | DISTRIBUTION | WP PUTRAJAYA & CYBERJAYA | Existing | 33 kV |  | RYB | VPTJ/PPU/G00008 | PPU PUTRAJAYA NO 1 | 33
257987041 | TNB | DISTRIBUTION | WP PUTRAJAYA & CYBERJAYA | Existing | 33 kV |  | RYB | VPTJ/PPU/G00008 | PPU PUTRAJAYA NO 1 | 33
257987042 | TNB | DISTRIBUTION | WP PUTRAJAYA & CYBERJAYA | Existing | 33 kV |  | RYB | VPTJ/PPU/G00008 | PPU PUTRAJAYA NO 1 | 33
257987044 | TNB | DISTRIBUTION | WP PUTRAJAYA & CYBERJAYA | Existing | 33 kV |  | RYB | VPTJ/PPU/G00008 | PPU PUTRAJAYA NO 1 | 33
257987045 | TNB | DISTRIBUTION | WP PUTRAJAYA & CYBERJAYA | Existing | 33 kV |  | RYB | VPTJ/PPU/G00008 | PPU PUTRAJAYA NO 1 | 33
257987046 | TNB | DISTRIBUTION | WP PUTRAJAYA & CYBERJAYA | Existing | 33 kV |  | RYB | VPTJ/PPU/G00008 | PPU PUTRAJAYA NO 1 | 33
257987047 | TNB | DISTRIBUTION | WP PUTRAJAYA & CYBERJAYA | Existing | 33 kV |  | RYB | VPTJ/PPU/G00008 | PPU PUTRAJAYA NO 1 | 33
257987048 | TNB | DISTRIBUTION | WP PUTRAJAYA & CYBERJAYA | Existing | 33 kV |  | RYB | VPTJ/PPU/G00008 | PPU PUTRAJAYA NO 1 | 33
257987049 | TNB | DISTRIBUTION | WP PUTRAJAYA & CYBERJAYA | Existing | 33 kV |  | RYB | VPTJ/PPU/G00008 | PPU PUTRAJAYA NO 1 | 33
257987050 | TNB | DISTRIBUTION | WP PUTRAJAYA & CYBERJAYA | Existing | 33 kV |  | RYB | VPTJ/PPU/G00008 | PPU PUTRAJAYA NO 1 | 33
257987051 | TNB | DISTRIBUTION | WP PUTRAJAYA & CYBERJAYA | Existing | 33 kV |  | RYB | VPTJ/PPU/G00008 | PPU PUTRAJAYA NO 1 | 33
257987052 | TNB | DISTRIBUTION | WP PUTRAJAYA & CYBERJAYA | Existing | 33 kV |  | RYB | VPTJ/PPU/G00008 | PPU PUTRAJAYA NO 1 | 33
257987053 | TNB | DISTRIBUTION | WP PUTRAJAYA & CYBERJAYA | Existing | 11 kV |  | RYB | VPTJ/PPU/G00008 | PPU PUTRAJAYA NO 1 | 11
257987054 | TNB | DISTRIBUTION | WP PUTRAJAYA & CYBERJAYA | Existing | 11 kV |  | RYB | VPTJ/PPU/G00008 | PPU PUTRAJAYA NO 1 | 11
257987055 | TNB | DISTRIBUTION | WP PUTRAJAYA & CYBERJAYA | Existing | 11 kV |  | RYB | VPTJ/PPU/G00008 | PPU PUTRAJAYA NO 1 | 11
257987056 | TNB | DISTRIBUTION | WP PUTRAJAYA & CYBERJAYA | Existing | 11 kV |  | RYB | VPTJ/PPU/G00008 | PPU PUTRAJAYA NO 1 | 11
257987057 | TNB | DISTRIBUTION | WP PUTRAJAYA & CYBERJAYA | Existing | 11 kV |  | RYB | VPTJ/PPU/G00008 | PPU PUTRAJAYA NO 1 | 11
257987058 | TNB | DISTRIBUTION | WP PUTRAJAYA & CYBERJAYA | Existing | 11 kV |  | RYB | VPTJ/PPU/G00008 | PPU PUTRAJAYA NO 1 | 11
257987059 | TNB | DISTRIBUTION | WP PUTRAJAYA & CYBERJAYA | Existing | 11 kV |  | RYB | VPTJ/PPU/G00008 | PPU PUTRAJAYA NO 1 | 11
257987060 | TNB | DISTRIBUTION | WP PUTRAJAYA & CYBERJAYA | Existing | 11 kV |  | RYB | VPTJ/PPU/G00008 | PPU PUTRAJAYA NO 1 | 11
257987061 | TNB | DISTRIBUTION | WP PUTRAJAYA & CYBERJAYA | Existing | 11 kV |  | RYB | VPTJ/PPU/G00008 | PPU PUTRAJAYA NO 1 | 11
257987062 | TNB | DISTRIBUTION | WP PUTRAJAYA & CYBERJAYA | Existing | 11 kV |  | RYB | VPTJ/PPU/G00008 | PPU PUTRAJAYA NO 1 | 11
257987063 | TNB | DISTRIBUTION | WP PUTRAJAYA & CYBERJAYA | Existing | 11 kV |  | RYB | VPTJ/PPU/G00008 | PPU PUTRAJAYA NO 1 | 11
257987064 | TNB | DISTRIBUTION | WP PUTRAJAYA & CYBERJAYA | Existing | 11 kV |  | RYB | VPTJ/PPU/G00008 | PPU PUTRAJAYA NO 1 | 11
257987065 | TNB | DISTRIBUTION | WP PUTRAJAYA & CYBERJAYA | Existing | 11 kV |  | RYB | VPTJ/PPU/G00008 | PPU PUTRAJAYA NO 1 | 11
257987066 | TNB | DISTRIBUTION | WP PUTRAJAYA & CYBERJAYA | Existing | 11 kV |  | RYB | VPTJ/PPU/G00008 | PPU PUTRAJAYA NO 1 | 11
257987067 | TNB | DISTRIBUTION | WP PUTRAJAYA & CYBERJAYA | Existing | 11 kV |  | RYB | VPTJ/PPU/G00008 | PPU PUTRAJAYA NO 1 | 11
257987068 | TNB | DISTRIBUTION | WP PUTRAJAYA & CYBERJAYA | Existing | 11 kV |  | RYB | VPTJ/PPU/G00008 | PPU PUTRAJAYA NO 1 | 11
257987069 | TNB | DISTRIBUTION | WP PUTRAJAYA & CYBERJAYA | Existing | 11 kV |  | RYB | VPTJ/PPU/G00008 | PPU PUTRAJAYA NO 1 | 11
257987070 | TNB | DISTRIBUTION | WP PUTRAJAYA & CYBERJAYA | Existing | 11 kV |  | RYB | VPTJ/PPU/G00008 | PPU PUTRAJAYA NO 1 | 11
257987071 | TNB | DISTRIBUTION | WP PUTRAJAYA & CYBERJAYA | Existing | 11 kV |  | RYB | VPTJ/PPU/G00008 | PPU PUTRAJAYA NO 1 | 11
257987072 | TNB | DISTRIBUTION | WP PUTRAJAYA & CYBERJAYA | Existing | 11 kV |  | RYB | VPTJ/PPU/G00008 | PPU PUTRAJAYA NO 1 | 11
257987073 | TNB | DISTRIBUTION | WP PUTRAJAYA & CYBERJAYA | Existing | 11 kV |  | RYB | VPTJ/PPU/G00008 | PPU PUTRAJAYA NO 1 | 11
257987074 | TNB | DISTRIBUTION | WP PUTRAJAYA & CYBERJAYA | Existing | 11 kV |  | RYB | VPTJ/PPU/G00008 | PPU PUTRAJAYA NO 1 | 11
257987075 | TNB | DISTRIBUTION | WP PUTRAJAYA & CYBERJAYA | Existing | 11 kV |  | RYB | VPTJ/PPU/G00008 | PPU PUTRAJAYA NO 1 | 11
257987076 | TNB | DISTRIBUTION | WP PUTRAJAYA & CYBERJAYA | Existing | 11 kV |  | RYB | VPTJ/PPU/G00008 | PPU PUTRAJAYA NO 1 | 11
257987077 | TNB | DISTRIBUTION | WP PUTRAJAYA & CYBERJAYA | Existing | 11 kV |  | RYB | VPTJ/PPU/G00008 | PPU PUTRAJAYA NO 1 | 11
257987078 | TNB | DISTRIBUTION | WP PUTRAJAYA & CYBERJAYA | Existing | 11 kV |  | RYB | VPTJ/PPU/G00008 | PPU PUTRAJAYA NO 1 | 11
257987079 | TNB | DISTRIBUTION | WP PUTRAJAYA & CYBERJAYA | Existing | 11 kV |  | RYB | VPTJ/PPU/G00008 | PPU PUTRAJAYA NO 1 | 11
257987080 | TNB | DISTRIBUTION | WP PUTRAJAYA & CYBERJAYA | Existing | 11 kV |  | RYB | VPTJ/PPU/G00008 | PPU PUTRAJAYA NO 1 | 11
257987081 | TNB | DISTRIBUTION | WP PUTRAJAYA & CYBERJAYA | Existing | 11 kV |  | RYB | VPTJ/PPU/G00008 | PPU PUTRAJAYA NO 1 | 11
257987082 | TNB | DISTRIBUTION | WP PUTRAJAYA & CYBERJAYA | Existing | 11 kV |  | RYB | VPTJ/PPU/G00008 | PPU PUTRAJAYA NO 1 | 11
257987083 | TNB | DISTRIBUTION | WP PUTRAJAYA & CYBERJAYA | Existing | 11 kV |  | RYB | VPTJ/PPU/G00008 | PPU PUTRAJAYA NO 1 | 11
257987084 | TNB | DISTRIBUTION | WP PUTRAJAYA & CYBERJAYA | Existing | 11 kV |  | RYB | VPTJ/PPU/G00008 | PPU PUTRAJAYA NO 1 | 11
257987085 | TNB | DISTRIBUTION | WP PUTRAJAYA & CYBERJAYA | Existing | 11 kV |  | RYB | VPTJ/PPU/G00008 | PPU PUTRAJAYA NO 1 | 11
257987086 | TNB | DISTRIBUTION | WP PUTRAJAYA & CYBERJAYA | Existing | 11 kV |  | RYB | VPTJ/PPU/G00008 | PPU PUTRAJAYA NO 1 | 11
257987087 | TNB | DISTRIBUTION | WP PUTRAJAYA & CYBERJAYA | Existing | 11 kV |  | RYB | VPTJ/PPU/G00008 | PPU PUTRAJAYA NO 1 | 11
257987088 | TNB | DISTRIBUTION | WP PUTRAJAYA & CYBERJAYA | Existing | 11 kV |  | RYB | VPTJ/PPU/G00008 | PPU PUTRAJAYA NO 1 | 11
257987701 | TNB | DISTRIBUTION | WP PUTRAJAYA & CYBERJAYA | Existing | 33 kV |  | RYB | VPTJ/PPU/G00013 | PPU PUTRAJAYA NO13 | Dummy
257987703 | TNB | DISTRIBUTION | WP PUTRAJAYA & CYBERJAYA | Existing | 33 kV |  | RYB | VPTJ/PPU/G00013 | PPU PUTRAJAYA NO13 | Dummy
257987704 | TNB | DISTRIBUTION | WP PUTRAJAYA & CYBERJAYA | Existing | 33 kV |  | RYB | VPTJ/PPU/G00013 | PPU PUTRAJAYA NO13 | Dummy
257987705 | TNB | DISTRIBUTION | WP PUTRAJAYA & CYBERJAYA | Existing | 33 kV |  | RYB | VPTJ/PPU/G00013 | PPU PUTRAJAYA NO13 | Dummy
376085310 | TNB | DISTRIBUTION | WP PUTRAJAYA & CYBERJAYA | Existing | 33 kV |  | RYB | VPTJ/PPU/G00010 | PPU PUTRAJAYA NO 4 | Dummy
376085311 | TNB | DISTRIBUTION | WP PUTRAJAYA & CYBERJAYA | Existing | 33 kV |  | RYB | VPTJ/PPU/G00010 | PPU PUTRAJAYA NO 4 | Dummy
376085312 | TNB | DISTRIBUTION | WP PUTRAJAYA & CYBERJAYA | Existing | 33 kV |  | RYB | VPTJ/PPU/G00010 | PPU PUTRAJAYA NO 4 | Dummy
376085313 | TNB | DISTRIBUTION | WP PUTRAJAYA & CYBERJAYA | Existing | 33 kV |  | RYB | VPTJ/PPU/G00010 | PPU PUTRAJAYA NO 4 | Dummy
376085314 | TNB | DISTRIBUTION | WP PUTRAJAYA & CYBERJAYA | Existing | 33 kV |  | RYB | VPTJ/PPU/G00010 | PPU PUTRAJAYA NO 4 | Dummy
376085315 | TNB | DISTRIBUTION | WP PUTRAJAYA & CYBERJAYA | Existing | 33 kV |  | RYB | VPTJ/PPU/G00010 | PPU PUTRAJAYA NO 4 | Dummy
376085328 | TNB | DISTRIBUTION | WP PUTRAJAYA & CYBERJAYA | Existing | 33 kV |  | RYB | VPTJ/PPU/G00014 | PPU PUTRAJAYA NO17 | Dummy
376085329 | TNB | DISTRIBUTION | WP PUTRAJAYA & CYBERJAYA | Existing | 33 kV |  | RYB | VPTJ/PPU/G00014 | PPU PUTRAJAYA NO17 | Dummy
376085330 | TNB | DISTRIBUTION | WP PUTRAJAYA & CYBERJAYA | Existing | 33 kV |  | RYB | VPTJ/PPU/G00014 | PPU PUTRAJAYA NO17 | Dummy
376085331 | TNB | DISTRIBUTION | WP PUTRAJAYA & CYBERJAYA | Existing | 33 kV |  | RYB | VPTJ/PPU/G00014 | PPU PUTRAJAYA NO17 | Dummy
376085332 | TNB | DISTRIBUTION | WP PUTRAJAYA & CYBERJAYA | Existing | 33 kV |  | RYB | VPTJ/PPU/G00014 | PPU PUTRAJAYA NO17 | Dummy
376085333 | TNB | DISTRIBUTION | WP PUTRAJAYA & CYBERJAYA | Existing | 33 kV |  | RYB | VPTJ/PPU/G00014 | PPU PUTRAJAYA NO17 | Dummy
376085334 | TNB | DISTRIBUTION | WP PUTRAJAYA & CYBERJAYA | Existing | 33 kV |  | RYB | VPTJ/PPU/G00015 | PPU PUTRAJAYA NO 24 | Dummy
376085335 | TNB | DISTRIBUTION | WP PUTRAJAYA & CYBERJAYA | Existing | 33 kV |  | RYB | VPTJ/PPU/G00015 | PPU PUTRAJAYA NO 24 | Dummy
376085336 | TNB | DISTRIBUTION | WP PUTRAJAYA & CYBERJAYA | Existing | 33 kV |  | RYB | VPTJ/PPU/G00015 | PPU PUTRAJAYA NO 24 | Dummy
376085337 | TNB | DISTRIBUTION | WP PUTRAJAYA & CYBERJAYA | Existing | 33 kV |  | RYB | VPTJ/PPU/G00015 | PPU PUTRAJAYA NO 24 | Dummy
376085338 | TNB | DISTRIBUTION | WP PUTRAJAYA & CYBERJAYA | Existing | 33 kV |  | RYB | VPTJ/PPU/G00015 | PPU PUTRAJAYA NO 24 | Dummy
376085339 | TNB | DISTRIBUTION | WP PUTRAJAYA & CYBERJAYA | Existing | 33 kV |  | RYB | VPTJ/PPU/G00015 | PPU PUTRAJAYA NO 24 | Dummy
376085340 | TNB | DISTRIBUTION | WP PUTRAJAYA & CYBERJAYA | Existing | 33 kV |  | RYB | VPTJ/PPU/G00011 | PPU PUTRAJAYA NO 5 | Dummy
376085341 | TNB | DISTRIBUTION | WP PUTRAJAYA & CYBERJAYA | Existing | 33 kV |  | RYB | VPTJ/PPU/G00011 | PPU PUTRAJAYA NO 5 | Dummy
376085342 | TNB | DISTRIBUTION | WP PUTRAJAYA & CYBERJAYA | Existing | 33 kV |  | RYB | VPTJ/PPU/G00011 | PPU PUTRAJAYA NO 5 | Dummy
376085343 | TNB | DISTRIBUTION | WP PUTRAJAYA & CYBERJAYA | Existing | 33 kV |  | RYB | VPTJ/PPU/G00011 | PPU PUTRAJAYA NO 5 | Dummy
376085344 | TNB | DISTRIBUTION | WP PUTRAJAYA & CYBERJAYA | Existing | 33 kV |  | RYB | VPTJ/PPU/G00011 | PPU PUTRAJAYA NO 5 | Dummy
376085345 | TNB | DISTRIBUTION | WP PUTRAJAYA & CYBERJAYA | Existing | 33 kV |  | RYB | VPTJ/PPU/G00011 | PPU PUTRAJAYA NO 5 | Dummy
376085346 | TNB | DISTRIBUTION | WP PUTRAJAYA & CYBERJAYA | Existing | 33 kV |  | RYB | VPTJ/PPU/G00011 | PPU PUTRAJAYA NO 5 | Dummy
376085347 | TNB | DISTRIBUTION | WP PUTRAJAYA & CYBERJAYA | Existing | 33 kV |  | RYB | VPTJ/PPU/G00011 | PPU PUTRAJAYA NO 5 | Dummy
376966174 | TNB | DISTRIBUTION | WP PUTRAJAYA & CYBERJAYA | Existing | 11 kV |  | RYB | VPTJ/PCE/J00412 | D-PTJ-C14-0878
376966179 | TNB | DISTRIBUTION | WP PUTRAJAYA & CYBERJAYA | Existing | 11 kV |  | RYB | VPTJ/PCE/J00412 | D-PTJ-C14-0878
376966181 | TNB | DISTRIBUTION | WP PUTRAJAYA & CYBERJAYA | Existing | 11 kV |  | RYB | VPTJ/PCE/J00412 | D-PTJ-C14-0878
376966185 | TNB | DISTRIBUTION | WP PUTRAJAYA & CYBERJAYA | Existing | 11 kV |  | RYB | VPTJ/PCE/J00412 | D-PTJ-C14-0878
376966190 | TNB | DISTRIBUTION | WP PUTRAJAYA & CYBERJAYA | Existing | 11 kV |  | RYB | VPTJ/PCE/J00412 | D-PTJ-C14-0878
376966192 | TNB | DISTRIBUTION | WP PUTRAJAYA & CYBERJAYA | Existing | 11 kV |  | RYB | VPTJ/PCE/J00412 | D-PTJ-C14-0878
376966196 | TNB | DISTRIBUTION | WP PUTRAJAYA & CYBERJAYA | Existing | 11 kV |  | RYB | VPTJ/PCE/J00412 | D-PTJ-C14-0878
376966197 | TNB | DISTRIBUTION | WP PUTRAJAYA & CYBERJAYA | Existing | 11 kV |  | RYB | VPTJ/PCE/J00412 | D-PTJ-C14-0878
376966201 | TNB | DISTRIBUTION | WP PUTRAJAYA & CYBERJAYA | Existing | 11 kV |  | RYB | VPTJ/PCE/J00412 | D-PTJ-C14-0878
376966238 | TNB | DISTRIBUTION | WP PUTRAJAYA & CYBERJAYA | Existing | 11 kV |  | RYB | VPTJ/PCE/J00413 | D-PTJ-C14-0878
376966243 | TNB | DISTRIBUTION | WP PUTRAJAYA & CYBERJAYA | Existing | 11 kV |  | RYB | VPTJ/PCE/J00413 | D-PTJ-C14-0878
376966245 | TNB | DISTRIBUTION | WP PUTRAJAYA & CYBERJAYA | Existing | 11 kV |  | RYB | VPTJ/PCE/J00413 | D-PTJ-C14-0878
376966249 | TNB | DISTRIBUTION | WP PUTRAJAYA & CYBERJAYA | Existing | 11 kV |  | RYB | VPTJ/PCE/J00413 | D-PTJ-C14-0878
376966254 | TNB | DISTRIBUTION | WP PUTRAJAYA & CYBERJAYA | Existing | 11 kV |  | RYB | VPTJ/PCE/J00413 | D-PTJ-C14-0878
376966256 | TNB | DISTRIBUTION | WP PUTRAJAYA & CYBERJAYA | Existing | 11 kV |  | RYB | VPTJ/PCE/J00413 | D-PTJ-C14-0878
376966260 | TNB | DISTRIBUTION | WP PUTRAJAYA & CYBERJAYA | Existing | 11 kV |  | RYB | VPTJ/PCE/J00413 | D-PTJ-C14-0878
376966261 | TNB | DISTRIBUTION | WP PUTRAJAYA & CYBERJAYA | Existing | 11 kV |  | RYB | VPTJ/PCE/J00413 | D-PTJ-C14-0878
376966265 | TNB | DISTRIBUTION | WP PUTRAJAYA & CYBERJAYA | Existing | 11 kV |  | RYB | VPTJ/PCE/J00413 | D-PTJ-C14-0878
376966273 | TNB | DISTRIBUTION | WP PUTRAJAYA & CYBERJAYA | Existing | 11 kV |  | RYB | VPTJ/PCE/J00414 | D-PTJ-C17-0998
376966274 | TNB | DISTRIBUTION | WP PUTRAJAYA & CYBERJAYA | Existing | 11 kV |  | RYB | VPTJ/PCE/J00414 | D-PTJ-C17-0998
376966276 | TNB | DISTRIBUTION | WP PUTRAJAYA & CYBERJAYA | Existing | 11 kV |  | RYB | VPTJ/PCE/J00414 | D-PTJ-C17-0998
376966279 | TNB | DISTRIBUTION | WP PUTRAJAYA & CYBERJAYA | Existing | 11 kV |  | RYB | VPTJ/PCE/J00414 | D-PTJ-C17-0998
376966280 | TNB | DISTRIBUTION | WP PUTRAJAYA & CYBERJAYA | Existing | 11 kV |  | RYB | VPTJ/PCE/J00414 | D-PTJ-C17-0998
376966284 | TNB | DISTRIBUTION | WP PUTRAJAYA & CYBERJAYA | Existing | 11 kV |  | RYB | VPTJ/PCE/J00414 | D-PTJ-C17-0998
376966287 | TNB | DISTRIBUTION | WP PUTRAJAYA & CYBERJAYA | Existing | 11 kV |  | RYB | VPTJ/PCE/J00414 | D-PTJ-C17-0998
376966288 | TNB | DISTRIBUTION | WP PUTRAJAYA & CYBERJAYA | Existing | 11 kV |  | RYB | VPTJ/PCE/J00414 | D-PTJ-C17-0998
376966388 | TNB | DISTRIBUTION | WP PUTRAJAYA & CYBERJAYA | Existing | 11 kV |  | RYB | VPTJ/PCE/J00415 | D-PTJ-C17-0998
376966389 | TNB | DISTRIBUTION | WP PUTRAJAYA & CYBERJAYA | Existing | 11 kV |  | RYB | VPTJ/PCE/J00415 | D-PTJ-C17-0998
376966391 | TNB | DISTRIBUTION | WP PUTRAJAYA & CYBERJAYA | Existing | 11 kV |  | RYB | VPTJ/PCE/J00415 | D-PTJ-C17-0998
376966394 | TNB | DISTRIBUTION | WP PUTRAJAYA & CYBERJAYA | Existing | 11 kV |  | RYB | VPTJ/PCE/J00415 | D-PTJ-C17-0998
376966395 | TNB | DISTRIBUTION | WP PUTRAJAYA & CYBERJAYA | Existing | 11 kV |  | RYB | VPTJ/PCE/J00415 | D-PTJ-C17-0998
376966399 | TNB | DISTRIBUTION | WP PUTRAJAYA & CYBERJAYA | Existing | 11 kV |  | RYB | VPTJ/PCE/J00415 | D-PTJ-C17-0998
376966402 | TNB | DISTRIBUTION | WP PUTRAJAYA & CYBERJAYA | Existing | 11 kV |  | RYB | VPTJ/PCE/J00415 | D-PTJ-C17-0998
376966403 | TNB | DISTRIBUTION | WP PUTRAJAYA & CYBERJAYA | Existing | 11 kV |  | RYB | VPTJ/PCE/J00415 | D-PTJ-C17-0998
376966515 | TNB | DISTRIBUTION | WP PUTRAJAYA & CYBERJAYA | Existing | 11 kV |  | RYB | VPTJ/PCE/J00419 | D-PTJ-C17-1084
376966520 | TNB | DISTRIBUTION | WP PUTRAJAYA & CYBERJAYA | Existing | 11 kV |  | RYB | VPTJ/PCE/J00419 | D-PTJ-C17-1084
376966522 | TNB | DISTRIBUTION | WP PUTRAJAYA & CYBERJAYA | Existing | 11 kV |  | RYB | VPTJ/PCE/J00419 | D-PTJ-C17-1084
376966526 | TNB | DISTRIBUTION | WP PUTRAJAYA & CYBERJAYA | Existing | 11 kV |  | RYB | VPTJ/PCE/J00419 | D-PTJ-C17-1084
376966531 | TNB | DISTRIBUTION | WP PUTRAJAYA & CYBERJAYA | Existing | 11 kV |  | RYB | VPTJ/PCE/J00419 | D-PTJ-C17-1084
376966533 | TNB | DISTRIBUTION | WP PUTRAJAYA & CYBERJAYA | Existing | 11 kV |  | RYB | VPTJ/PCE/J00419 | D-PTJ-C17-1084
376966537 | TNB | DISTRIBUTION | WP PUTRAJAYA & CYBERJAYA | Existing | 11 kV |  | RYB | VPTJ/PCE/J00419 | D-PTJ-C17-1084
376966538 | TNB | DISTRIBUTION | WP PUTRAJAYA & CYBERJAYA | Existing | 11 kV |  | RYB | VPTJ/PCE/J00419 | D-PTJ-C17-1084
376966542 | TNB | DISTRIBUTION | WP PUTRAJAYA & CYBERJAYA | Existing | 11 kV |  | RYB | VPTJ/PCE/J00419 | D-PTJ-C17-1084
376966547 | TNB | DISTRIBUTION | WP PUTRAJAYA & CYBERJAYA | Existing | 11 kV |  | RYB | VPTJ/PCE/J00420 | D-PTJ-C17-1084
376966552 | TNB | DISTRIBUTION | WP PUTRAJAYA & CYBERJAYA | Existing | 11 kV |  | RYB | VPTJ/PCE/J00420 | D-PTJ-C17-1084
376966554 | TNB | DISTRIBUTION | WP PUTRAJAYA & CYBERJAYA | Existing | 11 kV |  | RYB | VPTJ/PCE/J00420 | D-PTJ-C17-1084
376966558 | TNB | DISTRIBUTION | WP PUTRAJAYA & CYBERJAYA | Existing | 11 kV |  | RYB | VPTJ/PCE/J00420 | D-PTJ-C17-1084
376966563 | TNB | DISTRIBUTION | WP PUTRAJAYA & CYBERJAYA | Existing | 11 kV |  | RYB | VPTJ/PCE/J00420 | D-PTJ-C17-1084
376966565 | TNB | DISTRIBUTION | WP PUTRAJAYA & CYBERJAYA | Existing | 11 kV |  | RYB | VPTJ/PCE/J00420 | D-PTJ-C17-1084
376966569 | TNB | DISTRIBUTION | WP PUTRAJAYA & CYBERJAYA | Existing | 11 kV |  | RYB | VPTJ/PCE/J00420 | D-PTJ-C17-1084
376966570 | TNB | DISTRIBUTION | WP PUTRAJAYA & CYBERJAYA | Existing | 11 kV |  | RYB | VPTJ/PCE/J00420 | D-PTJ-C17-1084
376966574 | TNB | DISTRIBUTION | WP PUTRAJAYA & CYBERJAYA | Existing | 11 kV |  | RYB | VPTJ/PCE/J00420 | D-PTJ-C17-1084
376970314 | TNB | DISTRIBUTION | WP PUTRAJAYA & CYBERJAYA | Existing | 11 kV |  | RYB | VCBJ/PCE/J00150 | D-CBJ-C16-0568
376970315 | TNB | DISTRIBUTION | WP PUTRAJAYA & CYBERJAYA | Existing | 11 kV |  | RYB | VCBJ/PCE/J00150 | D-CBJ-C16-0568
376970317 | TNB | DISTRIBUTION | WP PUTRAJAYA & CYBERJAYA | Existing | 11 kV |  | RYB | VCBJ/PCE/J00150 | D-CBJ-C16-0568
376970320 | TNB | DISTRIBUTION | WP PUTRAJAYA & CYBERJAYA | Existing | 11 kV |  | RYB | VCBJ/PCE/J00150 | D-CBJ-C16-0568
376970321 | TNB | DISTRIBUTION | WP PUTRAJAYA & CYBERJAYA | Existing | 11 kV |  | RYB | VCBJ/PCE/J00150 | D-CBJ-C16-0568
376970325 | TNB | DISTRIBUTION | WP PUTRAJAYA & CYBERJAYA | Existing | 11 kV |  | RYB | VCBJ/PCE/J00150 | D-CBJ-C16-0568
376970328 | TNB | DISTRIBUTION | WP PUTRAJAYA & CYBERJAYA | Existing | 11 kV |  | RYB | VCBJ/PCE/J00150 | D-CBJ-C16-0568
376970329 | TNB | DISTRIBUTION | WP PUTRAJAYA & CYBERJAYA | Existing | 11 kV |  | RYB | VCBJ/PCE/J00150 | D-CBJ-C16-0568
376970440 | TNB | DISTRIBUTION | WP PUTRAJAYA & CYBERJAYA | Existing | 11 kV |  | RYB | VPTJ/PCE/J00416 | D-PTJ-C17-1095
376970441 | TNB | DISTRIBUTION | WP PUTRAJAYA & CYBERJAYA | Existing | 11 kV |  | RYB | VPTJ/PCE/J00416 | D-PTJ-C17-1095
376970443 | TNB | DISTRIBUTION | WP PUTRAJAYA & CYBERJAYA | Existing | 11 kV |  | RYB | VPTJ/PCE/J00416 | D-PTJ-C17-1095
376970446 | TNB | DISTRIBUTION | WP PUTRAJAYA & CYBERJAYA | Existing | 11 kV |  | RYB | VPTJ/PCE/J00416 | D-PTJ-C17-1095
376970447 | TNB | DISTRIBUTION | WP PUTRAJAYA & CYBERJAYA | Existing | 11 kV |  | RYB | VPTJ/PCE/J00416 | D-PTJ-C17-1095
376970451 | TNB | DISTRIBUTION | WP PUTRAJAYA & CYBERJAYA | Existing | 11 kV |  | RYB | VPTJ/PCE/J00416 | D-PTJ-C17-1095
376970454 | TNB | DISTRIBUTION | WP PUTRAJAYA & CYBERJAYA | Existing | 11 kV |  | RYB | VPTJ/PCE/J00416 | D-PTJ-C17-1095
376970455 | TNB | DISTRIBUTION | WP PUTRAJAYA & CYBERJAYA | Existing | 11 kV |  | RYB | VPTJ/PCE/J00416 | D-PTJ-C17-1095
376970584 | TNB | DISTRIBUTION | WP PUTRAJAYA & CYBERJAYA | Existing | 11 kV |  | RYB | VCBJ/PCE/J00149 | D-CBJ-C16-0520
376970585 | TNB | DISTRIBUTION | WP PUTRAJAYA & CYBERJAYA | Existing | 11 kV |  | RYB | VCBJ/PCE/J00149 | D-CBJ-C16-0520
376970586 | TNB | DISTRIBUTION | WP PUTRAJAYA & CYBERJAYA | Existing | 11 kV |  | RYB | VCBJ/PCE/J00149 | D-CBJ-C16-0520
376970590 | TNB | DISTRIBUTION | WP PUTRAJAYA & CYBERJAYA | Existing | 11 kV |  | RYB | VCBJ/PCE/J00149 | D-CBJ-C16-0520
376970593 | TNB | DISTRIBUTION | WP PUTRAJAYA & CYBERJAYA | Existing | 11 kV |  | RYB | VCBJ/PCE/J00149 | D-CBJ-C16-0520
376970594 | TNB | DISTRIBUTION | WP PUTRAJAYA & CYBERJAYA | Existing | 11 kV |  | RYB | VCBJ/PCE/J00149 | D-CBJ-C16-0520
376970595 | TNB | DISTRIBUTION | WP PUTRAJAYA & CYBERJAYA | Existing | 11 kV |  | RYB | VCBJ/PCE/J00149 | D-CBJ-C16-0520
376970597 | TNB | DISTRIBUTION | WP PUTRAJAYA & CYBERJAYA | Existing | 11 kV |  | RYB | VCBJ/PCE/J00149 | D-CBJ-C16-0520
376970598 | TNB | DISTRIBUTION | WP PUTRAJAYA & CYBERJAYA | Existing | 11 kV |  | RYB | VCBJ/PCE/J00149 | D-CBJ-C16-0520
376970600 | TNB | DISTRIBUTION | WP PUTRAJAYA & CYBERJAYA | Existing | 11 kV |  | RYB | VCBJ/PCE/J00149 | D-CBJ-C16-0520
376970605 | TNB | DISTRIBUTION | WP PUTRAJAYA & CYBERJAYA | Existing | 11 kV |  | RYB | VCBJ/PCE/J00149 | D-CBJ-C16-0520
376970790 | TNB | DISTRIBUTION | WP PUTRAJAYA & CYBERJAYA | Existing | 11 kV |  | RYB | VCBJ/PCE/J00148 | D-CBJ-C16-0520
376970791 | TNB | DISTRIBUTION | WP PUTRAJAYA & CYBERJAYA | Existing | 11 kV |  | RYB | VCBJ/PCE/J00148 | D-CBJ-C16-0520
376970793 | TNB | DISTRIBUTION | WP PUTRAJAYA & CYBERJAYA | Existing | 11 kV |  | RYB | VCBJ/PCE/J00148 | D-CBJ-C16-0520
376970796 | TNB | DISTRIBUTION | WP PUTRAJAYA & CYBERJAYA | Existing | 11 kV |  | RYB | VCBJ/PCE/J00148 | D-CBJ-C16-0520
376970797 | TNB | DISTRIBUTION | WP PUTRAJAYA & CYBERJAYA | Existing | 11 kV |  | RYB | VCBJ/PCE/J00148 | D-CBJ-C16-0520
376970801 | TNB | DISTRIBUTION | WP PUTRAJAYA & CYBERJAYA | Existing | 11 kV |  | RYB | VCBJ/PCE/J00148 | D-CBJ-C16-0520
376970804 | TNB | DISTRIBUTION | WP PUTRAJAYA & CYBERJAYA | Existing | 11 kV |  | RYB | VCBJ/PCE/J00148 | D-CBJ-C16-0520
376970805 | TNB | DISTRIBUTION | WP PUTRAJAYA & CYBERJAYA | Existing | 11 kV |  | RYB | VCBJ/PCE/J00148 | D-CBJ-C16-0520
377653006 | TNB | DISTRIBUTION | WP PUTRAJAYA & CYBERJAYA | Existing | 11 kV |  | RYB | VPTJ/PPU/G00011 | PPU PUTRAJAYA NO 5 | 11
377653007 | TNB | DISTRIBUTION | WP PUTRAJAYA & CYBERJAYA | Existing | 11 kV |  | RYB | VPTJ/PPU/G00011 | PPU PUTRAJAYA NO 5 | 11
377653033 | TNB | DISTRIBUTION | WP PUTRAJAYA & CYBERJAYA | Existing | 11 kV |  | RYB | VCBJ/PCE/J21891 | PE 21.89 MYVILLA P2 PARCEL B
377653034 | TNB | DISTRIBUTION | WP PUTRAJAYA & CYBERJAYA | Existing | 11 kV |  | RYB | VCBJ/PCE/J21881 | PE 21.88 MYVILLA P2 PARCEL A
377653041 | TNB | DISTRIBUTION | WP PUTRAJAYA & CYBERJAYA | Existing | 11 kV |  | RYB | VPTJ/PCE/J11352 | PE 11.35 P11 K/3 TERES (EFI) (F2)
377653051 | TNB | DISTRIBUTION | WP PUTRAJAYA & CYBERJAYA | Existing | 11 kV |  | RYB | VCBJ/PCE/J21891 | PE 21.89 MYVILLA P2 PARCEL B
377653052 | TNB | DISTRIBUTION | WP PUTRAJAYA & CYBERJAYA | Existing | 11 kV |  | RYB | VCBJ/PCE/J21891 | PE 21.89 MYVILLA P2 PARCEL B
377653053 | TNB | DISTRIBUTION | WP PUTRAJAYA & CYBERJAYA | Existing | 11 kV |  | RYB | VCBJ/PCE/J21891 | PE 21.89 MYVILLA P2 PARCEL B
377653140 | TNB | DISTRIBUTION | WP PUTRAJAYA & CYBERJAYA | Existing | 11 kV |  | RYB | VCBJ/PCE/J21881 | PE 21.88 MYVILLA P2 PARCEL A
377653141 | TNB | DISTRIBUTION | WP PUTRAJAYA & CYBERJAYA | Existing | 11 kV |  | RYB | VCBJ/PCE/J21881 | PE 21.88 MYVILLA P2 PARCEL A
377653780 | TNB | DISTRIBUTION | WP PUTRAJAYA & CYBERJAYA | Existing | 11 kV |  | RYB | VPTJ/PCE/J11362 | PE 11.36 P11 K/13 TERES (F2)
377654131 | TNB | DISTRIBUTION | WP PUTRAJAYA & CYBERJAYA | Existing | 11 kV |  | RYB | VPTJ/PCE/J11181 | PE 11.18 P11 H/1 TERES (EFI) (F1)
377654881 | TNB | DISTRIBUTION | WP PUTRAJAYA & CYBERJAYA | Existing | 11 kV |  | RYB | VCBJ/PCE/J21971 | PE 21.97 MY VILLA PRESINT 4
377654882 | TNB | DISTRIBUTION | WP PUTRAJAYA & CYBERJAYA | Existing | 11 kV |  | RYB | VCBJ/PCE/J21971 | PE 21.97 MY VILLA PRESINT 4
377654883 | TNB | DISTRIBUTION | WP PUTRAJAYA & CYBERJAYA | Existing | 11 kV |  | RYB | VCBJ/PCE/J21971 | PE 21.97 MY VILLA PRESINT 4
377654890 | TNB | DISTRIBUTION | WP PUTRAJAYA & CYBERJAYA | Existing | 11 kV |  | RYB | VCBJ/PCE/J21971 | PE 21.97 MY VILLA PRESINT 4
377654893 | TNB | DISTRIBUTION | WP PUTRAJAYA & CYBERJAYA | Existing | 11 kV |  | RYB | VCBJ/PCE/J21971 | PE 21.97 MY VILLA PRESINT 4
377654894 | TNB | DISTRIBUTION | WP PUTRAJAYA & CYBERJAYA | Existing | 11 kV |  | RYB | VCBJ/PCE/J21971 | PE 21.97 MY VILLA PRESINT 4
377654895 | TNB | DISTRIBUTION | WP PUTRAJAYA & CYBERJAYA | Existing | 11 kV |  | RYB | VCBJ/PCE/J21971 | PE 21.97 MY VILLA PRESINT 4
377654897 | TNB | DISTRIBUTION | WP PUTRAJAYA & CYBERJAYA | Existing | 11 kV |  | RYB | VCBJ/PCE/J21971 | PE 21.97 MY VILLA PRESINT 4
377654898 | TNB | DISTRIBUTION | WP PUTRAJAYA & CYBERJAYA | Existing | 11 kV |  | RYB | VCBJ/PCE/J21971 | PE 21.97 MY VILLA PRESINT 4
377654900 | TNB | DISTRIBUTION | WP PUTRAJAYA & CYBERJAYA | Existing | 11 kV |  | RYB | VCBJ/PCE/J21971 | PE 21.97 MY VILLA PRESINT 4
377654908 | TNB | DISTRIBUTION | WP PUTRAJAYA & CYBERJAYA | Existing | 11 kV |  | RYB | VCBJ/PCE/J21971 | PE 21.97 MY VILLA PRESINT 4
377671651 | TNB | DISTRIBUTION | WP PUTRAJAYA & CYBERJAYA | Existing | 11 kV |  | RYB | VCBJ/PCE/J22181 | SS 22.18 MDeC F1
377671653 | TNB | DISTRIBUTION | WP PUTRAJAYA & CYBERJAYA | Existing | 11 kV |  | RYB | VCBJ/PCE/J22181 | SS 22.18 MDeC F1
377671655 | TNB | DISTRIBUTION | WP PUTRAJAYA & CYBERJAYA | Existing | 11 kV |  | RYB | VCBJ/PCE/J22181 | SS 22.18 MDeC F1
377671658 | TNB | DISTRIBUTION | WP PUTRAJAYA & CYBERJAYA | Existing | 11 kV |  | RYB | VCBJ/PCE/J22181 | SS 22.18 MDeC F1
377671659 | TNB | DISTRIBUTION | WP PUTRAJAYA & CYBERJAYA | Existing | 11 kV |  | RYB | VCBJ/PCE/J22181 | SS 22.18 MDeC F1
377671660 | TNB | DISTRIBUTION | WP PUTRAJAYA & CYBERJAYA | Existing | 11 kV |  | RYB | VCBJ/PCE/J22181 | SS 22.18 MDeC F1
377671666 | TNB | DISTRIBUTION | WP PUTRAJAYA & CYBERJAYA | Existing | 11 kV |  | RYB | VCBJ/PCE/J22181 | SS 22.18 MDeC F1
377671671 | TNB | DISTRIBUTION | WP PUTRAJAYA & CYBERJAYA | Existing | 11 kV |  | RYB | VCBJ/PCE/J22181 | SS 22.18 MDeC F1
377671680 | TNB | DISTRIBUTION | WP PUTRAJAYA & CYBERJAYA | Existing | 11 kV |  | RYB | VCBJ/PCE/J22182 | SS 22.18 MDeC F2
377671682 | TNB | DISTRIBUTION | WP PUTRAJAYA & CYBERJAYA | Existing | 11 kV |  | RYB | VCBJ/PCE/J22182 | SS 22.18 MDeC F2
377671684 | TNB | DISTRIBUTION | WP PUTRAJAYA & CYBERJAYA | Existing | 11 kV |  | RYB | VCBJ/PCE/J22182 | SS 22.18 MDeC F2
377671687 | TNB | DISTRIBUTION | WP PUTRAJAYA & CYBERJAYA | Existing | 11 kV |  | RYB | VCBJ/PCE/J22182 | SS 22.18 MDeC F2
377671688 | TNB | DISTRIBUTION | WP PUTRAJAYA & CYBERJAYA | Existing | 11 kV |  | RYB | VCBJ/PCE/J22182 | SS 22.18 MDeC F2
377671689 | TNB | DISTRIBUTION | WP PUTRAJAYA & CYBERJAYA | Existing | 11 kV |  | RYB | VCBJ/PCE/J22182 | SS 22.18 MDeC F2
377671695 | TNB | DISTRIBUTION | WP PUTRAJAYA & CYBERJAYA | Existing | 11 kV |  | RYB | VCBJ/PCE/J22182 | SS 22.18 MDeC F2
377671700 | TNB | DISTRIBUTION | WP PUTRAJAYA & CYBERJAYA | Existing | 11 kV |  | RYB | VCBJ/PCE/J22182 | SS 22.18 MDeC F2
377671707 | TNB | DISTRIBUTION | WP PUTRAJAYA & CYBERJAYA | Existing | 11 kV |  | RYB | VCBJ/PCE/J22321 | PE 22.32 MOTOROLA F1
377671708 | TNB | DISTRIBUTION | WP PUTRAJAYA & CYBERJAYA | Existing | 11 kV |  | RYB | VCBJ/PCE/J22321 | PE 22.32 MOTOROLA F1
377671713 | TNB | DISTRIBUTION | WP PUTRAJAYA & CYBERJAYA | Existing | 11 kV |  | RYB | VCBJ/PCE/J22321 | PE 22.32 MOTOROLA F1
377671719 | TNB | DISTRIBUTION | WP PUTRAJAYA & CYBERJAYA | Existing | 11 kV |  | RYB | VCBJ/PCE/J22321 | PE 22.32 MOTOROLA F1
377671720 | TNB | DISTRIBUTION | WP PUTRAJAYA & CYBERJAYA | Existing | 11 kV |  | RYB | VCBJ/PCE/J22321 | PE 22.32 MOTOROLA F1
377671724 | TNB | DISTRIBUTION | WP PUTRAJAYA & CYBERJAYA | Existing | 11 kV |  | RYB | VCBJ/PCE/J22321 | PE 22.32 MOTOROLA F1
377671727 | TNB | DISTRIBUTION | WP PUTRAJAYA & CYBERJAYA | Existing | 11 kV |  | RYB | VCBJ/PCE/J22321 | PE 22.32 MOTOROLA F1
377671728 | TNB | DISTRIBUTION | WP PUTRAJAYA & CYBERJAYA | Existing | 11 kV |  | RYB | VCBJ/PCE/J22321 | PE 22.32 MOTOROLA F1
377671730 | TNB | DISTRIBUTION | WP PUTRAJAYA & CYBERJAYA | Existing | 11 kV |  | RYB | VCBJ/PCE/J22322 | PE 22.32 MOTOROLA F2
377671731 | TNB | DISTRIBUTION | WP PUTRAJAYA & CYBERJAYA | Existing | 11 kV |  | RYB | VCBJ/PCE/J22322 | PE 22.32 MOTOROLA F2
377671736 | TNB | DISTRIBUTION | WP PUTRAJAYA & CYBERJAYA | Existing | 11 kV |  | RYB | VCBJ/PCE/J22322 | PE 22.32 MOTOROLA F2
377671742 | TNB | DISTRIBUTION | WP PUTRAJAYA & CYBERJAYA | Existing | 11 kV |  | RYB | VCBJ/PCE/J22322 | PE 22.32 MOTOROLA F2
377671743 | TNB | DISTRIBUTION | WP PUTRAJAYA & CYBERJAYA | Existing | 11 kV |  | RYB | VCBJ/PCE/J22322 | PE 22.32 MOTOROLA F2
377671747 | TNB | DISTRIBUTION | WP PUTRAJAYA & CYBERJAYA | Existing | 11 kV |  | RYB | VCBJ/PCE/J22322 | PE 22.32 MOTOROLA F2
377671750 | TNB | DISTRIBUTION | WP PUTRAJAYA & CYBERJAYA | Existing | 11 kV |  | RYB | VCBJ/PCE/J22322 | PE 22.32 MOTOROLA F2
377671751 | TNB | DISTRIBUTION | WP PUTRAJAYA & CYBERJAYA | Existing | 11 kV |  | RYB | VCBJ/PCE/J22322 | PE 22.32 MOTOROLA F2
377671834 | TNB | DISTRIBUTION | WP PUTRAJAYA & CYBERJAYA | Existing | 11 kV |  | RYB | VCBJ/PCE/J22351 | PE 22.35 PRIMA PROP 2 F1
377671835 | TNB | DISTRIBUTION | WP PUTRAJAYA & CYBERJAYA | Existing | 11 kV |  | RYB | VCBJ/PCE/J22351 | PE 22.35 PRIMA PROP 2 F1
377671836 | TNB | DISTRIBUTION | WP PUTRAJAYA & CYBERJAYA | Existing | 11 kV |  | RYB | VCBJ/PCE/J22351 | PE 22.35 PRIMA PROP 2 F1
377671843 | TNB | DISTRIBUTION | WP PUTRAJAYA & CYBERJAYA | Existing | 11 kV |  | RYB | VCBJ/PCE/J22351 | PE 22.35 PRIMA PROP 2 F1
377671846 | TNB | DISTRIBUTION | WP PUTRAJAYA & CYBERJAYA | Existing | 11 kV |  | RYB | VCBJ/PCE/J22351 | PE 22.35 PRIMA PROP 2 F1
377671847 | TNB | DISTRIBUTION | WP PUTRAJAYA & CYBERJAYA | Existing | 11 kV |  | RYB | VCBJ/PCE/J22351 | PE 22.35 PRIMA PROP 2 F1
377671848 | TNB | DISTRIBUTION | WP PUTRAJAYA & CYBERJAYA | Existing | 11 kV |  | RYB | VCBJ/PCE/J22351 | PE 22.35 PRIMA PROP 2 F1
377671850 | TNB | DISTRIBUTION | WP PUTRAJAYA & CYBERJAYA | Existing | 11 kV |  | RYB | VCBJ/PCE/J22351 | PE 22.35 PRIMA PROP 2 F1
377671851 | TNB | DISTRIBUTION | WP PUTRAJAYA & CYBERJAYA | Existing | 11 kV |  | RYB | VCBJ/PCE/J22351 | PE 22.35 PRIMA PROP 2 F1
377671853 | TNB | DISTRIBUTION | WP PUTRAJAYA & CYBERJAYA | Existing | 11 kV |  | RYB | VCBJ/PCE/J22351 | PE 22.35 PRIMA PROP 2 F1
377671861 | TNB | DISTRIBUTION | WP PUTRAJAYA & CYBERJAYA | Existing | 11 kV |  | RYB | VCBJ/PCE/J22351 | PE 22.35 PRIMA PROP 2 F1
377671863 | TNB | DISTRIBUTION | WP PUTRAJAYA & CYBERJAYA | Existing | 11 kV |  | RYB | VCBJ/PCE/J22352 | PE 22.35 PRIMA PROP 2 F2
377671864 | TNB | DISTRIBUTION | WP PUTRAJAYA & CYBERJAYA | Existing | 11 kV |  | RYB | VCBJ/PCE/J22352 | PE 22.35 PRIMA PROP 2 F2
377671865 | TNB | DISTRIBUTION | WP PUTRAJAYA & CYBERJAYA | Existing | 11 kV |  | RYB | VCBJ/PCE/J22352 | PE 22.35 PRIMA PROP 2 F2
377671872 | TNB | DISTRIBUTION | WP PUTRAJAYA & CYBERJAYA | Existing | 11 kV |  | RYB | VCBJ/PCE/J22352 | PE 22.35 PRIMA PROP 2 F2
377671875 | TNB | DISTRIBUTION | WP PUTRAJAYA & CYBERJAYA | Existing | 11 kV |  | RYB | VCBJ/PCE/J22352 | PE 22.35 PRIMA PROP 2 F2
377671876 | TNB | DISTRIBUTION | WP PUTRAJAYA & CYBERJAYA | Existing | 11 kV |  | RYB | VCBJ/PCE/J22352 | PE 22.35 PRIMA PROP 2 F2
377671877 | TNB | DISTRIBUTION | WP PUTRAJAYA & CYBERJAYA | Existing | 11 kV |  | RYB | VCBJ/PCE/J22352 | PE 22.35 PRIMA PROP 2 F2
377671879 | TNB | DISTRIBUTION | WP PUTRAJAYA & CYBERJAYA | Existing | 11 kV |  | RYB | VCBJ/PCE/J22352 | PE 22.35 PRIMA PROP 2 F2
377671880 | TNB | DISTRIBUTION | WP PUTRAJAYA & CYBERJAYA | Existing | 11 kV |  | RYB | VCBJ/PCE/J22352 | PE 22.35 PRIMA PROP 2 F2
377671882 | TNB | DISTRIBUTION | WP PUTRAJAYA & CYBERJAYA | Existing | 11 kV |  | RYB | VCBJ/PCE/J22352 | PE 22.35 PRIMA PROP 2 F2
377671890 | TNB | DISTRIBUTION | WP PUTRAJAYA & CYBERJAYA | Existing | 11 kV |  | RYB | VCBJ/PCE/J22352 | PE 22.35 PRIMA PROP 2 F2
377672074 | TNB | DISTRIBUTION | WP PUTRAJAYA & CYBERJAYA | Existing | 11 kV |  | RYB | VCBJ/PCE/J22191 | SS 22.19 (QUILL)P.MULTIMEDIA( DHL ) F1
377672076 | TNB | DISTRIBUTION | WP PUTRAJAYA & CYBERJAYA | Existing | 11 kV |  | RYB | VCBJ/PCE/J22191 | SS 22.19 (QUILL)P.MULTIMEDIA( DHL ) F1
377672078 | TNB | DISTRIBUTION | WP PUTRAJAYA & CYBERJAYA | Existing | 11 kV |  | RYB | VCBJ/PCE/J22191 | SS 22.19 (QUILL)P.MULTIMEDIA( DHL ) F1
377672081 | TNB | DISTRIBUTION | WP PUTRAJAYA & CYBERJAYA | Existing | 11 kV |  | RYB | VCBJ/PCE/J22191 | SS 22.19 (QUILL)P.MULTIMEDIA( DHL ) F1
377672082 | TNB | DISTRIBUTION | WP PUTRAJAYA & CYBERJAYA | Existing | 11 kV |  | RYB | VCBJ/PCE/J22191 | SS 22.19 (QUILL)P.MULTIMEDIA( DHL ) F1
377672083 | TNB | DISTRIBUTION | WP PUTRAJAYA & CYBERJAYA | Existing | 11 kV |  | RYB | VCBJ/PCE/J22191 | SS 22.19 (QUILL)P.MULTIMEDIA( DHL ) F1
377672089 | TNB | DISTRIBUTION | WP PUTRAJAYA & CYBERJAYA | Existing | 11 kV |  | RYB | VCBJ/PCE/J22191 | SS 22.19 (QUILL)P.MULTIMEDIA( DHL ) F1
377672094 | TNB | DISTRIBUTION | WP PUTRAJAYA & CYBERJAYA | Existing | 11 kV |  | RYB | VCBJ/PCE/J22191 | SS 22.19 (QUILL)P.MULTIMEDIA( DHL ) F1
377672100 | TNB | DISTRIBUTION | WP PUTRAJAYA & CYBERJAYA | Existing | 11 kV |  | RYB | VCBJ/PCE/J22192 | SS 22.19 (QUILL)P.MULTIMEDIA( DHL ) F2
377672102 | TNB | DISTRIBUTION | WP PUTRAJAYA & CYBERJAYA | Existing | 11 kV |  | RYB | VCBJ/PCE/J22192 | SS 22.19 (QUILL)P.MULTIMEDIA( DHL ) F2
377672104 | TNB | DISTRIBUTION | WP PUTRAJAYA & CYBERJAYA | Existing | 11 kV |  | RYB | VCBJ/PCE/J22192 | SS 22.19 (QUILL)P.MULTIMEDIA( DHL ) F2
377672107 | TNB | DISTRIBUTION | WP PUTRAJAYA & CYBERJAYA | Existing | 11 kV |  | RYB | VCBJ/PCE/J22192 | SS 22.19 (QUILL)P.MULTIMEDIA( DHL ) F2
377672108 | TNB | DISTRIBUTION | WP PUTRAJAYA & CYBERJAYA | Existing | 11 kV |  | RYB | VCBJ/PCE/J22192 | SS 22.19 (QUILL)P.MULTIMEDIA( DHL ) F2
377672109 | TNB | DISTRIBUTION | WP PUTRAJAYA & CYBERJAYA | Existing | 11 kV |  | RYB | VCBJ/PCE/J22192 | SS 22.19 (QUILL)P.MULTIMEDIA( DHL ) F2
377672115 | TNB | DISTRIBUTION | WP PUTRAJAYA & CYBERJAYA | Existing | 11 kV |  | RYB | VCBJ/PCE/J22192 | SS 22.19 (QUILL)P.MULTIMEDIA( DHL ) F2
377672120 | TNB | DISTRIBUTION | WP PUTRAJAYA & CYBERJAYA | Existing | 11 kV |  | RYB | VCBJ/PCE/J22192 | SS 22.19 (QUILL)P.MULTIMEDIA( DHL ) F2
377672126 | TNB | DISTRIBUTION | WP PUTRAJAYA & CYBERJAYA | Existing | 11 kV |  | RYB | VCBJ/PCE/J22471 | SS 22.47 DHL 2 F1
377672128 | TNB | DISTRIBUTION | WP PUTRAJAYA & CYBERJAYA | Existing | 11 kV |  | RYB | VCBJ/PCE/J22471 | SS 22.47 DHL 2 F1
377672130 | TNB | DISTRIBUTION | WP PUTRAJAYA & CYBERJAYA | Existing | 11 kV |  | RYB | VCBJ/PCE/J22471 | SS 22.47 DHL 2 F1
377672133 | TNB | DISTRIBUTION | WP PUTRAJAYA & CYBERJAYA | Existing | 11 kV |  | RYB | VCBJ/PCE/J22471 | SS 22.47 DHL 2 F1
377672134 | TNB | DISTRIBUTION | WP PUTRAJAYA & CYBERJAYA | Existing | 11 kV |  | RYB | VCBJ/PCE/J22471 | SS 22.47 DHL 2 F1
377672135 | TNB | DISTRIBUTION | WP PUTRAJAYA & CYBERJAYA | Existing | 11 kV |  | RYB | VCBJ/PCE/J22471 | SS 22.47 DHL 2 F1
377672141 | TNB | DISTRIBUTION | WP PUTRAJAYA & CYBERJAYA | Existing | 11 kV |  | RYB | VCBJ/PCE/J22471 | SS 22.47 DHL 2 F1
377672146 | TNB | DISTRIBUTION | WP PUTRAJAYA & CYBERJAYA | Existing | 11 kV |  | RYB | VCBJ/PCE/J22471 | SS 22.47 DHL 2 F1
377672152 | TNB | DISTRIBUTION | WP PUTRAJAYA & CYBERJAYA | Existing | 11 kV |  | RYB | VCBJ/PCE/J22472 | SS 22.47 DHL 2 F2
377672154 | TNB | DISTRIBUTION | WP PUTRAJAYA & CYBERJAYA | Existing | 11 kV |  | RYB | VCBJ/PCE/J22472 | SS 22.47 DHL 2 F2
377672156 | TNB | DISTRIBUTION | WP PUTRAJAYA & CYBERJAYA | Existing | 11 kV |  | RYB | VCBJ/PCE/J22472 | SS 22.47 DHL 2 F2
377672159 | TNB | DISTRIBUTION | WP PUTRAJAYA & CYBERJAYA | Existing | 11 kV |  | RYB | VCBJ/PCE/J22472 | SS 22.47 DHL 2 F2
377672160 | TNB | DISTRIBUTION | WP PUTRAJAYA & CYBERJAYA | Existing | 11 kV |  | RYB | VCBJ/PCE/J22472 | SS 22.47 DHL 2 F2
377672161 | TNB | DISTRIBUTION | WP PUTRAJAYA & CYBERJAYA | Existing | 11 kV |  | RYB | VCBJ/PCE/J22472 | SS 22.47 DHL 2 F2
377672167 | TNB | DISTRIBUTION | WP PUTRAJAYA & CYBERJAYA | Existing | 11 kV |  | RYB | VCBJ/PCE/J22472 | SS 22.47 DHL 2 F2
377672172 | TNB | DISTRIBUTION | WP PUTRAJAYA & CYBERJAYA | Existing | 11 kV |  | RYB | VCBJ/PCE/J22472 | SS 22.47 DHL 2 F2
377672179 | TNB | DISTRIBUTION | WP PUTRAJAYA & CYBERJAYA | Existing | 11 kV |  | RYB | VCBJ/PCE/J22091 | PE 22.09 FUJITSU F1
377672180 | TNB | DISTRIBUTION | WP PUTRAJAYA & CYBERJAYA | Existing | 11 kV |  | RYB | VCBJ/PCE/J22091 | PE 22.09 FUJITSU F1
377672185 | TNB | DISTRIBUTION | WP PUTRAJAYA & CYBERJAYA | Existing | 11 kV |  | RYB | VCBJ/PCE/J22091 | PE 22.09 FUJITSU F1
377672191 | TNB | DISTRIBUTION | WP PUTRAJAYA & CYBERJAYA | Existing | 11 kV |  | RYB | VCBJ/PCE/J22091 | PE 22.09 FUJITSU F1
377672192 | TNB | DISTRIBUTION | WP PUTRAJAYA & CYBERJAYA | Existing | 11 kV |  | RYB | VCBJ/PCE/J22091 | PE 22.09 FUJITSU F1
377672196 | TNB | DISTRIBUTION | WP PUTRAJAYA & CYBERJAYA | Existing | 11 kV |  | RYB | VCBJ/PCE/J22091 | PE 22.09 FUJITSU F1
377672199 | TNB | DISTRIBUTION | WP PUTRAJAYA & CYBERJAYA | Existing | 11 kV |  | RYB | VCBJ/PCE/J22091 | PE 22.09 FUJITSU F1
377672200 | TNB | DISTRIBUTION | WP PUTRAJAYA & CYBERJAYA | Existing | 11 kV |  | RYB | VCBJ/PCE/J22091 | PE 22.09 FUJITSU F1
377672202 | TNB | DISTRIBUTION | WP PUTRAJAYA & CYBERJAYA | Existing | 11 kV |  | RYB | VCBJ/PCE/J22092 | PE 22.09 FUJITSU F2
377672203 | TNB | DISTRIBUTION | WP PUTRAJAYA & CYBERJAYA | Existing | 11 kV |  | RYB | VCBJ/PCE/J22092 | PE 22.09 FUJITSU F2
377672208 | TNB | DISTRIBUTION | WP PUTRAJAYA & CYBERJAYA | Existing | 11 kV |  | RYB | VCBJ/PCE/J22092 | PE 22.09 FUJITSU F2
377672214 | TNB | DISTRIBUTION | WP PUTRAJAYA & CYBERJAYA | Existing | 11 kV |  | RYB | VCBJ/PCE/J22092 | PE 22.09 FUJITSU F2
377672215 | TNB | DISTRIBUTION | WP PUTRAJAYA & CYBERJAYA | Existing | 11 kV |  | RYB | VCBJ/PCE/J22092 | PE 22.09 FUJITSU F2
377672219 | TNB | DISTRIBUTION | WP PUTRAJAYA & CYBERJAYA | Existing | 11 kV |  | RYB | VCBJ/PCE/J22092 | PE 22.09 FUJITSU F2
377672222 | TNB | DISTRIBUTION | WP PUTRAJAYA & CYBERJAYA | Existing | 11 kV |  | RYB | VCBJ/PCE/J22092 | PE 22.09 FUJITSU F2
377672223 | TNB | DISTRIBUTION | WP PUTRAJAYA & CYBERJAYA | Existing | 11 kV |  | RYB | VCBJ/PCE/J22092 | PE 22.09 FUJITSU F2
377672351 | TNB | DISTRIBUTION | WP PUTRAJAYA & CYBERJAYA | Existing | 11 kV |  | RYB | VCBJ/PCE/J22491 | PE 22.49 LOT PT 12082 F1
377672352 | TNB | DISTRIBUTION | WP PUTRAJAYA & CYBERJAYA | Existing | 11 kV |  | RYB | VCBJ/PCE/J22491 | PE 22.49 LOT PT 12082 F1
377672357 | TNB | DISTRIBUTION | WP PUTRAJAYA & CYBERJAYA | Existing | 11 kV |  | RYB | VCBJ/PCE/J22491 | PE 22.49 LOT PT 12082 F1
377672363 | TNB | DISTRIBUTION | WP PUTRAJAYA & CYBERJAYA | Existing | 11 kV |  | RYB | VCBJ/PCE/J22491 | PE 22.49 LOT PT 12082 F1
377672364 | TNB | DISTRIBUTION | WP PUTRAJAYA & CYBERJAYA | Existing | 11 kV |  | RYB | VCBJ/PCE/J22491 | PE 22.49 LOT PT 12082 F1
377672368 | TNB | DISTRIBUTION | WP PUTRAJAYA & CYBERJAYA | Existing | 11 kV |  | RYB | VCBJ/PCE/J22491 | PE 22.49 LOT PT 12082 F1
377672371 | TNB | DISTRIBUTION | WP PUTRAJAYA & CYBERJAYA | Existing | 11 kV |  | RYB | VCBJ/PCE/J22491 | PE 22.49 LOT PT 12082 F1
377672372 | TNB | DISTRIBUTION | WP PUTRAJAYA & CYBERJAYA | Existing | 11 kV |  | RYB | VCBJ/PCE/J22491 | PE 22.49 LOT PT 12082 F1
377672374 | TNB | DISTRIBUTION | WP PUTRAJAYA & CYBERJAYA | Existing | 11 kV |  | RYB | VCBJ/PCE/J22492 | PE 22.49 LOT PT 12082 F2
377672375 | TNB | DISTRIBUTION | WP PUTRAJAYA & CYBERJAYA | Existing | 11 kV |  | RYB | VCBJ/PCE/J22492 | PE 22.49 LOT PT 12082 F2
377672380 | TNB | DISTRIBUTION | WP PUTRAJAYA & CYBERJAYA | Existing | 11 kV |  | RYB | VCBJ/PCE/J22492 | PE 22.49 LOT PT 12082 F2
377672386 | TNB | DISTRIBUTION | WP PUTRAJAYA & CYBERJAYA | Existing | 11 kV |  | RYB | VCBJ/PCE/J22492 | PE 22.49 LOT PT 12082 F2
377672387 | TNB | DISTRIBUTION | WP PUTRAJAYA & CYBERJAYA | Existing | 11 kV |  | RYB | VCBJ/PCE/J22492 | PE 22.49 LOT PT 12082 F2
377672391 | TNB | DISTRIBUTION | WP PUTRAJAYA & CYBERJAYA | Existing | 11 kV |  | RYB | VCBJ/PCE/J22492 | PE 22.49 LOT PT 12082 F2
377672394 | TNB | DISTRIBUTION | WP PUTRAJAYA & CYBERJAYA | Existing | 11 kV |  | RYB | VCBJ/PCE/J22492 | PE 22.49 LOT PT 12082 F2
377672395 | TNB | DISTRIBUTION | WP PUTRAJAYA & CYBERJAYA | Existing | 11 kV |  | RYB | VCBJ/PCE/J22492 | PE 22.49 LOT PT 12082 F2
377672482 | TNB | DISTRIBUTION | WP PUTRAJAYA & CYBERJAYA | Existing | 11 kV |  | RYB | VCBJ/PCE/J22561 | SS 22.56 JPJ F1
377672486 | TNB | DISTRIBUTION | WP PUTRAJAYA & CYBERJAYA | Existing | 11 kV |  | RYB | VCBJ/PCE/J22561 | SS 22.56 JPJ F1
377672489 | TNB | DISTRIBUTION | WP PUTRAJAYA & CYBERJAYA | Existing | 11 kV |  | RYB | VCBJ/PCE/J22561 | SS 22.56 JPJ F1
377672492 | TNB | DISTRIBUTION | WP PUTRAJAYA & CYBERJAYA | Existing | 11 kV |  | RYB | VCBJ/PCE/J22561 | SS 22.56 JPJ F1
377672494 | TNB | DISTRIBUTION | WP PUTRAJAYA & CYBERJAYA | Existing | 11 kV |  | RYB | VCBJ/PCE/J22561 | SS 22.56 JPJ F1
377672497 | TNB | DISTRIBUTION | WP PUTRAJAYA & CYBERJAYA | Existing | 11 kV |  | RYB | VCBJ/PCE/J22561 | SS 22.56 JPJ F1
377672500 | TNB | DISTRIBUTION | WP PUTRAJAYA & CYBERJAYA | Existing | 11 kV |  | RYB | VCBJ/PCE/J22561 | SS 22.56 JPJ F1
377672501 | TNB | DISTRIBUTION | WP PUTRAJAYA & CYBERJAYA | Existing | 11 kV |  | RYB | VCBJ/PCE/J22561 | SS 22.56 JPJ F1
377672508 | TNB | DISTRIBUTION | WP PUTRAJAYA & CYBERJAYA | Existing | 11 kV |  | RYB | VCBJ/PCE/J22561 | SS 22.56 JPJ F1
377672523 | TNB | DISTRIBUTION | WP PUTRAJAYA & CYBERJAYA | Existing | 11 kV |  | RYB | VCBJ/PCE/J22562 | SS 22.56 JPJ F2
377672527 | TNB | DISTRIBUTION | WP PUTRAJAYA & CYBERJAYA | Existing | 11 kV |  | RYB | VCBJ/PCE/J22562 | SS 22.56 JPJ F2
377672530 | TNB | DISTRIBUTION | WP PUTRAJAYA & CYBERJAYA | Existing | 11 kV |  | RYB | VCBJ/PCE/J22562 | SS 22.56 JPJ F2
377672533 | TNB | DISTRIBUTION | WP PUTRAJAYA & CYBERJAYA | Existing | 11 kV |  | RYB | VCBJ/PCE/J22562 | SS 22.56 JPJ F2
377672535 | TNB | DISTRIBUTION | WP PUTRAJAYA & CYBERJAYA | Existing | 11 kV |  | RYB | VCBJ/PCE/J22562 | SS 22.56 JPJ F2
377672538 | TNB | DISTRIBUTION | WP PUTRAJAYA & CYBERJAYA | Existing | 11 kV |  | RYB | VCBJ/PCE/J22562 | SS 22.56 JPJ F2
377672541 | TNB | DISTRIBUTION | WP PUTRAJAYA & CYBERJAYA | Existing | 11 kV |  | RYB | VCBJ/PCE/J22562 | SS 22.56 JPJ F2
377672542 | TNB | DISTRIBUTION | WP PUTRAJAYA & CYBERJAYA | Existing | 11 kV |  | RYB | VCBJ/PCE/J22562 | SS 22.56 JPJ F2
377672549 | TNB | DISTRIBUTION | WP PUTRAJAYA & CYBERJAYA | Existing | 11 kV |  | RYB | VCBJ/PCE/J22562 | SS 22.56 JPJ F2
377672559 | TNB | DISTRIBUTION | WP PUTRAJAYA & CYBERJAYA | Existing | 11 kV |  | RYB | VCBJ/PCE/J22432 | SS 22.43 BMW F2
377672561 | TNB | DISTRIBUTION | WP PUTRAJAYA & CYBERJAYA | Existing | 11 kV |  | RYB | VCBJ/PCE/J22432 | SS 22.43 BMW F2
377672563 | TNB | DISTRIBUTION | WP PUTRAJAYA & CYBERJAYA | Existing | 11 kV |  | RYB | VCBJ/PCE/J22432 | SS 22.43 BMW F2
377672566 | TNB | DISTRIBUTION | WP PUTRAJAYA & CYBERJAYA | Existing | 11 kV |  | RYB | VCBJ/PCE/J22432 | SS 22.43 BMW F2
377672567 | TNB | DISTRIBUTION | WP PUTRAJAYA & CYBERJAYA | Existing | 11 kV |  | RYB | VCBJ/PCE/J22432 | SS 22.43 BMW F2
377672568 | TNB | DISTRIBUTION | WP PUTRAJAYA & CYBERJAYA | Existing | 11 kV |  | RYB | VCBJ/PCE/J22432 | SS 22.43 BMW F2
377672574 | TNB | DISTRIBUTION | WP PUTRAJAYA & CYBERJAYA | Existing | 11 kV |  | RYB | VCBJ/PCE/J22432 | SS 22.43 BMW F2
377672579 | TNB | DISTRIBUTION | WP PUTRAJAYA & CYBERJAYA | Existing | 11 kV |  | RYB | VCBJ/PCE/J22432 | SS 22.43 BMW F2
377672586 | TNB | DISTRIBUTION | WP PUTRAJAYA & CYBERJAYA | Existing | 11 kV |  | RYB | VCBJ/PCE/J22151 | PE 22.15 LOT12072 P.MULTIMEDIA F1
377672587 | TNB | DISTRIBUTION | WP PUTRAJAYA & CYBERJAYA | Existing | 11 kV |  | RYB | VCBJ/PCE/J22151 | PE 22.15 LOT12072 P.MULTIMEDIA F1
377672592 | TNB | DISTRIBUTION | WP PUTRAJAYA & CYBERJAYA | Existing | 11 kV |  | RYB | VCBJ/PCE/J22151 | PE 22.15 LOT12072 P.MULTIMEDIA F1
377672598 | TNB | DISTRIBUTION | WP PUTRAJAYA & CYBERJAYA | Existing | 11 kV |  | RYB | VCBJ/PCE/J22151 | PE 22.15 LOT12072 P.MULTIMEDIA F1
377672599 | TNB | DISTRIBUTION | WP PUTRAJAYA & CYBERJAYA | Existing | 11 kV |  | RYB | VCBJ/PCE/J22151 | PE 22.15 LOT12072 P.MULTIMEDIA F1
377672603 | TNB | DISTRIBUTION | WP PUTRAJAYA & CYBERJAYA | Existing | 11 kV |  | RYB | VCBJ/PCE/J22151 | PE 22.15 LOT12072 P.MULTIMEDIA F1
377672606 | TNB | DISTRIBUTION | WP PUTRAJAYA & CYBERJAYA | Existing | 11 kV |  | RYB | VCBJ/PCE/J22151 | PE 22.15 LOT12072 P.MULTIMEDIA F1
377672607 | TNB | DISTRIBUTION | WP PUTRAJAYA & CYBERJAYA | Existing | 11 kV |  | RYB | VCBJ/PCE/J22151 | PE 22.15 LOT12072 P.MULTIMEDIA F1
377672680 | TNB | DISTRIBUTION | WP PUTRAJAYA & CYBERJAYA | Existing | 11 kV |  | RYB | VCBJ/PCE/J22152 | PE 22.15 LOT 12072 P.MULTIMEDIA F2
377672681 | TNB | DISTRIBUTION | WP PUTRAJAYA & CYBERJAYA | Existing | 11 kV |  | RYB | VCBJ/PCE/J22152 | PE 22.15 LOT 12072 P.MULTIMEDIA F2
377672686 | TNB | DISTRIBUTION | WP PUTRAJAYA & CYBERJAYA | Existing | 11 kV |  | RYB | VCBJ/PCE/J22152 | PE 22.15 LOT 12072 P.MULTIMEDIA F2
377672692 | TNB | DISTRIBUTION | WP PUTRAJAYA & CYBERJAYA | Existing | 11 kV |  | RYB | VCBJ/PCE/J22152 | PE 22.15 LOT 12072 P.MULTIMEDIA F2
377672693 | TNB | DISTRIBUTION | WP PUTRAJAYA & CYBERJAYA | Existing | 11 kV |  | RYB | VCBJ/PCE/J22152 | PE 22.15 LOT 12072 P.MULTIMEDIA F2
377672697 | TNB | DISTRIBUTION | WP PUTRAJAYA & CYBERJAYA | Existing | 11 kV |  | RYB | VCBJ/PCE/J22152 | PE 22.15 LOT 12072 P.MULTIMEDIA F2
377672700 | TNB | DISTRIBUTION | WP PUTRAJAYA & CYBERJAYA | Existing | 11 kV |  | RYB | VCBJ/PCE/J22152 | PE 22.15 LOT 12072 P.MULTIMEDIA F2
377672701 | TNB | DISTRIBUTION | WP PUTRAJAYA & CYBERJAYA | Existing | 11 kV |  | RYB | VCBJ/PCE/J22152 | PE 22.15 LOT 12072 P.MULTIMEDIA F2
377672795 | TNB | DISTRIBUTION | WP PUTRAJAYA & CYBERJAYA | Existing | 11 kV |  | RYB | VCBJ/PCE/J22431 | SS 22.43 BMW F1
377672797 | TNB | DISTRIBUTION | WP PUTRAJAYA & CYBERJAYA | Existing | 11 kV |  | RYB | VCBJ/PCE/J22431 | SS 22.43 BMW F1
377672799 | TNB | DISTRIBUTION | WP PUTRAJAYA & CYBERJAYA | Existing | 11 kV |  | RYB | VCBJ/PCE/J22431 | SS 22.43 BMW F1
377672802 | TNB | DISTRIBUTION | WP PUTRAJAYA & CYBERJAYA | Existing | 11 kV |  | RYB | VCBJ/PCE/J22431 | SS 22.43 BMW F1
377672803 | TNB | DISTRIBUTION | WP PUTRAJAYA & CYBERJAYA | Existing | 11 kV |  | RYB | VCBJ/PCE/J22431 | SS 22.43 BMW F1
377672804 | TNB | DISTRIBUTION | WP PUTRAJAYA & CYBERJAYA | Existing | 11 kV |  | RYB | VCBJ/PCE/J22431 | SS 22.43 BMW F1
377672810 | TNB | DISTRIBUTION | WP PUTRAJAYA & CYBERJAYA | Existing | 11 kV |  | RYB | VCBJ/PCE/J22431 | SS 22.43 BMW F1
377672815 | TNB | DISTRIBUTION | WP PUTRAJAYA & CYBERJAYA | Existing | 11 kV |  | RYB | VCBJ/PCE/J22431 | SS 22.43 BMW F1
377678793 | TNB | DISTRIBUTION | WP PUTRAJAYA & CYBERJAYA | Existing | 11 kV |  | RYB | VPTJ/PCE/J05202 | SS 5.20 5G2 TOWER 1 F2
377678797 | TNB | DISTRIBUTION | WP PUTRAJAYA & CYBERJAYA | Existing | 11 kV |  | RYB | VPTJ/PCE/J05202 | SS 5.20 5G2 TOWER 1 F2
377678801 | TNB | DISTRIBUTION | WP PUTRAJAYA & CYBERJAYA | Existing | 11 kV |  | RYB | VPTJ/PCE/J05202 | SS 5.20 5G2 TOWER 1 F2
377678803 | TNB | DISTRIBUTION | WP PUTRAJAYA & CYBERJAYA | Existing | 11 kV |  | RYB | VPTJ/PCE/J05202 | SS 5.20 5G2 TOWER 1 F2
377678805 | TNB | DISTRIBUTION | WP PUTRAJAYA & CYBERJAYA | Existing | 11 kV |  | RYB | VPTJ/PCE/J05202 | SS 5.20 5G2 TOWER 1 F2
377678811 | TNB | DISTRIBUTION | WP PUTRAJAYA & CYBERJAYA | Existing | 11 kV |  | RYB | VPTJ/PCE/J05202 | SS 5.20 5G2 TOWER 1 F2
377678813 | TNB | DISTRIBUTION | WP PUTRAJAYA & CYBERJAYA | Existing | 11 kV |  | RYB | VPTJ/PCE/J05202 | SS 5.20 5G2 TOWER 1 F2
377678816 | TNB | DISTRIBUTION | WP PUTRAJAYA & CYBERJAYA | Existing | 11 kV |  | RYB | VPTJ/PCE/J05202 | SS 5.20 5G2 TOWER 1 F2
377678834 | TNB | DISTRIBUTION | WP PUTRAJAYA & CYBERJAYA | Existing | 11 kV |  | RYB | VPTJ/PCE/J05212 | SS 5.21 5G2 TOWER 2 (F2)
377678838 | TNB | DISTRIBUTION | WP PUTRAJAYA & CYBERJAYA | Existing | 11 kV |  | RYB | VPTJ/PCE/J05212 | SS 5.21 5G2 TOWER 2 (F2)
377678842 | TNB | DISTRIBUTION | WP PUTRAJAYA & CYBERJAYA | Existing | 11 kV |  | RYB | VPTJ/PCE/J05212 | SS 5.21 5G2 TOWER 2 (F2)
377678844 | TNB | DISTRIBUTION | WP PUTRAJAYA & CYBERJAYA | Existing | 11 kV |  | RYB | VPTJ/PCE/J05212 | SS 5.21 5G2 TOWER 2 (F2)
377678846 | TNB | DISTRIBUTION | WP PUTRAJAYA & CYBERJAYA | Existing | 11 kV |  | RYB | VPTJ/PCE/J05212 | SS 5.21 5G2 TOWER 2 (F2)
377678852 | TNB | DISTRIBUTION | WP PUTRAJAYA & CYBERJAYA | Existing | 11 kV |  | RYB | VPTJ/PCE/J05212 | SS 5.21 5G2 TOWER 2 (F2)
377678854 | TNB | DISTRIBUTION | WP PUTRAJAYA & CYBERJAYA | Existing | 11 kV |  | RYB | VPTJ/PCE/J05212 | SS 5.21 5G2 TOWER 2 (F2)
377678857 | TNB | DISTRIBUTION | WP PUTRAJAYA & CYBERJAYA | Existing | 11 kV |  | RYB | VPTJ/PCE/J05212 | SS 5.21 5G2 TOWER 2 (F2)
377678885 | TNB | DISTRIBUTION | WP PUTRAJAYA & CYBERJAYA | Existing | 11 kV |  | RYB | VPTJ/PCE/J05102 | SS 5.10 HOTEL ALAM WARISAN (F2)
377678889 | TNB | DISTRIBUTION | WP PUTRAJAYA & CYBERJAYA | Existing | 11 kV |  | RYB | VPTJ/PCE/J05102 | SS 5.10 HOTEL ALAM WARISAN (F2)
377678892 | TNB | DISTRIBUTION | WP PUTRAJAYA & CYBERJAYA | Existing | 11 kV |  | RYB | VPTJ/PCE/J05102 | SS 5.10 HOTEL ALAM WARISAN (F2)
377678893 | TNB | DISTRIBUTION | WP PUTRAJAYA & CYBERJAYA | Existing | 11 kV |  | RYB | VPTJ/PCE/J05102 | SS 5.10 HOTEL ALAM WARISAN (F2)
377678895 | TNB | DISTRIBUTION | WP PUTRAJAYA & CYBERJAYA | Existing | 11 kV |  | RYB | VPTJ/PCE/J05102 | SS 5.10 HOTEL ALAM WARISAN (F2)
377678897 | TNB | DISTRIBUTION | WP PUTRAJAYA & CYBERJAYA | Existing | 11 kV |  | RYB | VPTJ/PCE/J05102 | SS 5.10 HOTEL ALAM WARISAN (F2)
377678900 | TNB | DISTRIBUTION | WP PUTRAJAYA & CYBERJAYA | Existing | 11 kV |  | RYB | VPTJ/PCE/J05102 | SS 5.10 HOTEL ALAM WARISAN (F2)
377678903 | TNB | DISTRIBUTION | WP PUTRAJAYA & CYBERJAYA | Existing | 11 kV |  | RYB | VPTJ/PCE/J05102 | SS 5.10 HOTEL ALAM WARISAN (F2)
377678904 | TNB | DISTRIBUTION | WP PUTRAJAYA & CYBERJAYA | Existing | 11 kV |  | RYB | VPTJ/PCE/J05102 | SS 5.10 HOTEL ALAM WARISAN (F2)
377678905 | TNB | DISTRIBUTION | WP PUTRAJAYA & CYBERJAYA | Existing | 11 kV |  | RYB | VPTJ/PCE/J05102 | SS 5.10 HOTEL ALAM WARISAN (F2)
377678908 | TNB | DISTRIBUTION | WP PUTRAJAYA & CYBERJAYA | Existing | 11 kV |  | RYB | VPTJ/PCE/J05102 | SS 5.10 HOTEL ALAM WARISAN (F2)
377678911 | TNB | DISTRIBUTION | WP PUTRAJAYA & CYBERJAYA | Existing | 11 kV |  | RYB | VPTJ/PCE/J05102 | SS 5.10 HOTEL ALAM WARISAN (F2)
377678919 | TNB | DISTRIBUTION | WP PUTRAJAYA & CYBERJAYA | Existing | 11 kV |  | RYB | VPTJ/PCE/J05102 | SS 5.10 HOTEL ALAM WARISAN (F2)
377678926 | TNB | DISTRIBUTION | WP PUTRAJAYA & CYBERJAYA | Existing | 11 kV |  | RYB | VPTJ/PCE/J05342 | SS 5.34 CITY CAMPUS F2
377678930 | TNB | DISTRIBUTION | WP PUTRAJAYA & CYBERJAYA | Existing | 11 kV |  | RYB | VPTJ/PCE/J05342 | SS 5.34 CITY CAMPUS F2
377678934 | TNB | DISTRIBUTION | WP PUTRAJAYA & CYBERJAYA | Existing | 11 kV |  | RYB | VPTJ/PCE/J05342 | SS 5.34 CITY CAMPUS F2
377678936 | TNB | DISTRIBUTION | WP PUTRAJAYA & CYBERJAYA | Existing | 11 kV |  | RYB | VPTJ/PCE/J05342 | SS 5.34 CITY CAMPUS F2
377678938 | TNB | DISTRIBUTION | WP PUTRAJAYA & CYBERJAYA | Existing | 11 kV |  | RYB | VPTJ/PCE/J05342 | SS 5.34 CITY CAMPUS F2
377678944 | TNB | DISTRIBUTION | WP PUTRAJAYA & CYBERJAYA | Existing | 11 kV |  | RYB | VPTJ/PCE/J05342 | SS 5.34 CITY CAMPUS F2
377678946 | TNB | DISTRIBUTION | WP PUTRAJAYA & CYBERJAYA | Existing | 11 kV |  | RYB | VPTJ/PCE/J05342 | SS 5.34 CITY CAMPUS F2
377678949 | TNB | DISTRIBUTION | WP PUTRAJAYA & CYBERJAYA | Existing | 11 kV |  | RYB | VPTJ/PCE/J05342 | SS 5.34 CITY CAMPUS F2
377678980 | TNB | DISTRIBUTION | WP PUTRAJAYA & CYBERJAYA | Existing | 11 kV |  | RYB | VPTJ/PCE/J05341 | SS 5.34 CITY CAMPUS F1
377678984 | TNB | DISTRIBUTION | WP PUTRAJAYA & CYBERJAYA | Existing | 11 kV |  | RYB | VPTJ/PCE/J05341 | SS 5.34 CITY CAMPUS F1
377678988 | TNB | DISTRIBUTION | WP PUTRAJAYA & CYBERJAYA | Existing | 11 kV |  | RYB | VPTJ/PCE/J05341 | SS 5.34 CITY CAMPUS F1
377678990 | TNB | DISTRIBUTION | WP PUTRAJAYA & CYBERJAYA | Existing | 11 kV |  | RYB | VPTJ/PCE/J05341 | SS 5.34 CITY CAMPUS F1
377678992 | TNB | DISTRIBUTION | WP PUTRAJAYA & CYBERJAYA | Existing | 11 kV |  | RYB | VPTJ/PCE/J05341 | SS 5.34 CITY CAMPUS F1
377678998 | TNB | DISTRIBUTION | WP PUTRAJAYA & CYBERJAYA | Existing | 11 kV |  | RYB | VPTJ/PCE/J05341 | SS 5.34 CITY CAMPUS F1
377679000 | TNB | DISTRIBUTION | WP PUTRAJAYA & CYBERJAYA | Existing | 11 kV |  | RYB | VPTJ/PCE/J05341 | SS 5.34 CITY CAMPUS F1
377679003 | TNB | DISTRIBUTION | WP PUTRAJAYA & CYBERJAYA | Existing | 11 kV |  | RYB | VPTJ/PCE/J05341 | SS 5.34 CITY CAMPUS F1
377679026 | TNB | DISTRIBUTION | WP PUTRAJAYA & CYBERJAYA | Existing | 11 kV |  | RYB | VPTJ/PCE/J05201 | SS 5.20 5G2 TOWER 1 F1
377679030 | TNB | DISTRIBUTION | WP PUTRAJAYA & CYBERJAYA | Existing | 11 kV |  | RYB | VPTJ/PCE/J05201 | SS 5.20 5G2 TOWER 1 F1
377679034 | TNB | DISTRIBUTION | WP PUTRAJAYA & CYBERJAYA | Existing | 11 kV |  | RYB | VPTJ/PCE/J05201 | SS 5.20 5G2 TOWER 1 F1
377679036 | TNB | DISTRIBUTION | WP PUTRAJAYA & CYBERJAYA | Existing | 11 kV |  | RYB | VPTJ/PCE/J05201 | SS 5.20 5G2 TOWER 1 F1
377679038 | TNB | DISTRIBUTION | WP PUTRAJAYA & CYBERJAYA | Existing | 11 kV |  | RYB | VPTJ/PCE/J05201 | SS 5.20 5G2 TOWER 1 F1
377679044 | TNB | DISTRIBUTION | WP PUTRAJAYA & CYBERJAYA | Existing | 11 kV |  | RYB | VPTJ/PCE/J05201 | SS 5.20 5G2 TOWER 1 F1
377679046 | TNB | DISTRIBUTION | WP PUTRAJAYA & CYBERJAYA | Existing | 11 kV |  | RYB | VPTJ/PCE/J05201 | SS 5.20 5G2 TOWER 1 F1
377679049 | TNB | DISTRIBUTION | WP PUTRAJAYA & CYBERJAYA | Existing | 11 kV |  | RYB | VPTJ/PCE/J05201 | SS 5.20 5G2 TOWER 1 F1
377679060 | TNB | DISTRIBUTION | WP PUTRAJAYA & CYBERJAYA | Existing | 11 kV |  | RYB | VPTJ/PCE/J05201 | SS 5.20 5G2 TOWER 1 F1
377679067 | TNB | DISTRIBUTION | WP PUTRAJAYA & CYBERJAYA | Existing | 11 kV |  | RYB | VPTJ/PCE/J05211 | SS 5.21 5G2 TOWER 2 (F1)
377679071 | TNB | DISTRIBUTION | WP PUTRAJAYA & CYBERJAYA | Existing | 11 kV |  | RYB | VPTJ/PCE/J05211 | SS 5.21 5G2 TOWER 2 (F1)
377679075 | TNB | DISTRIBUTION | WP PUTRAJAYA & CYBERJAYA | Existing | 11 kV |  | RYB | VPTJ/PCE/J05211 | SS 5.21 5G2 TOWER 2 (F1)
377679077 | TNB | DISTRIBUTION | WP PUTRAJAYA & CYBERJAYA | Existing | 11 kV |  | RYB | VPTJ/PCE/J05211 | SS 5.21 5G2 TOWER 2 (F1)
377679079 | TNB | DISTRIBUTION | WP PUTRAJAYA & CYBERJAYA | Existing | 11 kV |  | RYB | VPTJ/PCE/J05211 | SS 5.21 5G2 TOWER 2 (F1)
377679085 | TNB | DISTRIBUTION | WP PUTRAJAYA & CYBERJAYA | Existing | 11 kV |  | RYB | VPTJ/PCE/J05211 | SS 5.21 5G2 TOWER 2 (F1)
377679087 | TNB | DISTRIBUTION | WP PUTRAJAYA & CYBERJAYA | Existing | 11 kV |  | RYB | VPTJ/PCE/J05211 | SS 5.21 5G2 TOWER 2 (F1)
377679090 | TNB | DISTRIBUTION | WP PUTRAJAYA & CYBERJAYA | Existing | 11 kV |  | RYB | VPTJ/PCE/J05211 | SS 5.21 5G2 TOWER 2 (F1)
377679128 | TNB | DISTRIBUTION | WP PUTRAJAYA & CYBERJAYA | Existing | 11 kV |  | RYB | VPTJ/PCE/J05101 | SS 5.10 HOTEL ALAM WARISAN (F1)
377679132 | TNB | DISTRIBUTION | WP PUTRAJAYA & CYBERJAYA | Existing | 11 kV |  | RYB | VPTJ/PCE/J05101 | SS 5.10 HOTEL ALAM WARISAN (F1)
377679135 | TNB | DISTRIBUTION | WP PUTRAJAYA & CYBERJAYA | Existing | 11 kV |  | RYB | VPTJ/PCE/J05101 | SS 5.10 HOTEL ALAM WARISAN (F1)
377679136 | TNB | DISTRIBUTION | WP PUTRAJAYA & CYBERJAYA | Existing | 11 kV |  | RYB | VPTJ/PCE/J05101 | SS 5.10 HOTEL ALAM WARISAN (F1)
377679138 | TNB | DISTRIBUTION | WP PUTRAJAYA & CYBERJAYA | Existing | 11 kV |  | RYB | VPTJ/PCE/J05101 | SS 5.10 HOTEL ALAM WARISAN (F1)
377679140 | TNB | DISTRIBUTION | WP PUTRAJAYA & CYBERJAYA | Existing | 11 kV |  | RYB | VPTJ/PCE/J05101 | SS 5.10 HOTEL ALAM WARISAN (F1)
377679143 | TNB | DISTRIBUTION | WP PUTRAJAYA & CYBERJAYA | Existing | 11 kV |  | RYB | VPTJ/PCE/J05101 | SS 5.10 HOTEL ALAM WARISAN (F1)
377679146 | TNB | DISTRIBUTION | WP PUTRAJAYA & CYBERJAYA | Existing | 11 kV |  | RYB | VPTJ/PCE/J05101 | SS 5.10 HOTEL ALAM WARISAN (F1)
377679147 | TNB | DISTRIBUTION | WP PUTRAJAYA & CYBERJAYA | Existing | 11 kV |  | RYB | VPTJ/PCE/J05101 | SS 5.10 HOTEL ALAM WARISAN (F1)
377679148 | TNB | DISTRIBUTION | WP PUTRAJAYA & CYBERJAYA | Existing | 11 kV |  | RYB | VPTJ/PCE/J05101 | SS 5.10 HOTEL ALAM WARISAN (F1)
377679151 | TNB | DISTRIBUTION | WP PUTRAJAYA & CYBERJAYA | Existing | 11 kV |  | RYB | VPTJ/PCE/J05101 | SS 5.10 HOTEL ALAM WARISAN (F1)
377679154 | TNB | DISTRIBUTION | WP PUTRAJAYA & CYBERJAYA | Existing | 11 kV |  | RYB | VPTJ/PCE/J05101 | SS 5.10 HOTEL ALAM WARISAN (F1)
377679162 | TNB | DISTRIBUTION | WP PUTRAJAYA & CYBERJAYA | Existing | 11 kV |  | RYB | VPTJ/PCE/J05101 | SS 5.10 HOTEL ALAM WARISAN (F1)
377679179 | TNB | DISTRIBUTION | WP PUTRAJAYA & CYBERJAYA | Existing | 11 kV |  | RYB | VPTJ/PCE/J05111 | SS 5.11 GDC (F1)
377679183 | TNB | DISTRIBUTION | WP PUTRAJAYA & CYBERJAYA | Existing | 11 kV |  | RYB | VPTJ/PCE/J05111 | SS 5.11 GDC (F1)
377679187 | TNB | DISTRIBUTION | WP PUTRAJAYA & CYBERJAYA | Existing | 11 kV |  | RYB | VPTJ/PCE/J05111 | SS 5.11 GDC (F1)
377679189 | TNB | DISTRIBUTION | WP PUTRAJAYA & CYBERJAYA | Existing | 11 kV |  | RYB | VPTJ/PCE/J05111 | SS 5.11 GDC (F1)
377679191 | TNB | DISTRIBUTION | WP PUTRAJAYA & CYBERJAYA | Existing | 11 kV |  | RYB | VPTJ/PCE/J05111 | SS 5.11 GDC (F1)
377679197 | TNB | DISTRIBUTION | WP PUTRAJAYA & CYBERJAYA | Existing | 11 kV |  | RYB | VPTJ/PCE/J05111 | SS 5.11 GDC (F1)
377679199 | TNB | DISTRIBUTION | WP PUTRAJAYA & CYBERJAYA | Existing | 11 kV |  | RYB | VPTJ/PCE/J05111 | SS 5.11 GDC (F1)
377679202 | TNB | DISTRIBUTION | WP PUTRAJAYA & CYBERJAYA | Existing | 11 kV |  | RYB | VPTJ/PCE/J05111 | SS 5.11 GDC (F1)
377679220 | TNB | DISTRIBUTION | WP PUTRAJAYA & CYBERJAYA | Existing | 11 kV |  | RYB | VPTJ/PCE/J05112 | SS 5.11 GDC (F2)
377679224 | TNB | DISTRIBUTION | WP PUTRAJAYA & CYBERJAYA | Existing | 11 kV |  | RYB | VPTJ/PCE/J05112 | SS 5.11 GDC (F2)
377679228 | TNB | DISTRIBUTION | WP PUTRAJAYA & CYBERJAYA | Existing | 11 kV |  | RYB | VPTJ/PCE/J05112 | SS 5.11 GDC (F2)
377679230 | TNB | DISTRIBUTION | WP PUTRAJAYA & CYBERJAYA | Existing | 11 kV |  | RYB | VPTJ/PCE/J05112 | SS 5.11 GDC (F2)
377679232 | TNB | DISTRIBUTION | WP PUTRAJAYA & CYBERJAYA | Existing | 11 kV |  | RYB | VPTJ/PCE/J05112 | SS 5.11 GDC (F2)
377679238 | TNB | DISTRIBUTION | WP PUTRAJAYA & CYBERJAYA | Existing | 11 kV |  | RYB | VPTJ/PCE/J05112 | SS 5.11 GDC (F2)
377679240 | TNB | DISTRIBUTION | WP PUTRAJAYA & CYBERJAYA | Existing | 11 kV |  | RYB | VPTJ/PCE/J05112 | SS 5.11 GDC (F2)
377679243 | TNB | DISTRIBUTION | WP PUTRAJAYA & CYBERJAYA | Existing | 11 kV |  | RYB | VPTJ/PCE/J05112 | SS 5.11 GDC (F2)
377679262 | TNB | DISTRIBUTION | WP PUTRAJAYA & CYBERJAYA | Existing | 11 kV |  | RYB | VPTJ/PCE/J05321 | PE 5.32 SEK REN PRESINT 5 (F1)
377679263 | TNB | DISTRIBUTION | WP PUTRAJAYA & CYBERJAYA | Existing | 11 kV |  | RYB | VPTJ/PCE/J05321 | PE 5.32 SEK REN PRESINT 5 (F1)
377679268 | TNB | DISTRIBUTION | WP PUTRAJAYA & CYBERJAYA | Existing | 11 kV |  | RYB | VPTJ/PCE/J05321 | PE 5.32 SEK REN PRESINT 5 (F1)
377679274 | TNB | DISTRIBUTION | WP PUTRAJAYA & CYBERJAYA | Existing | 11 kV |  | RYB | VPTJ/PCE/J05321 | PE 5.32 SEK REN PRESINT 5 (F1)
377679275 | TNB | DISTRIBUTION | WP PUTRAJAYA & CYBERJAYA | Existing | 11 kV |  | RYB | VPTJ/PCE/J05321 | PE 5.32 SEK REN PRESINT 5 (F1)
377679279 | TNB | DISTRIBUTION | WP PUTRAJAYA & CYBERJAYA | Existing | 11 kV |  | RYB | VPTJ/PCE/J05321 | PE 5.32 SEK REN PRESINT 5 (F1)
377679282 | TNB | DISTRIBUTION | WP PUTRAJAYA & CYBERJAYA | Existing | 11 kV |  | RYB | VPTJ/PCE/J05321 | PE 5.32 SEK REN PRESINT 5 (F1)
377679283 | TNB | DISTRIBUTION | WP PUTRAJAYA & CYBERJAYA | Existing | 11 kV |  | RYB | VPTJ/PCE/J05321 | PE 5.32 SEK REN PRESINT 5 (F1)
377679301 | TNB | DISTRIBUTION | WP PUTRAJAYA & CYBERJAYA | Existing | 11 kV |  | RYB | VPTJ/PCE/J05322 | PE 5.32 SEK REN PRESINT 5 (F2)
377679302 | TNB | DISTRIBUTION | WP PUTRAJAYA & CYBERJAYA | Existing | 11 kV |  | RYB | VPTJ/PCE/J05322 | PE 5.32 SEK REN PRESINT 5 (F2)
377679307 | TNB | DISTRIBUTION | WP PUTRAJAYA & CYBERJAYA | Existing | 11 kV |  | RYB | VPTJ/PCE/J05322 | PE 5.32 SEK REN PRESINT 5 (F2)
377679313 | TNB | DISTRIBUTION | WP PUTRAJAYA & CYBERJAYA | Existing | 11 kV |  | RYB | VPTJ/PCE/J05322 | PE 5.32 SEK REN PRESINT 5 (F2)
377679314 | TNB | DISTRIBUTION | WP PUTRAJAYA & CYBERJAYA | Existing | 11 kV |  | RYB | VPTJ/PCE/J05322 | PE 5.32 SEK REN PRESINT 5 (F2)
377679318 | TNB | DISTRIBUTION | WP PUTRAJAYA & CYBERJAYA | Existing | 11 kV |  | RYB | VPTJ/PCE/J05322 | PE 5.32 SEK REN PRESINT 5 (F2)
377679321 | TNB | DISTRIBUTION | WP PUTRAJAYA & CYBERJAYA | Existing | 11 kV |  | RYB | VPTJ/PCE/J05322 | PE 5.32 SEK REN PRESINT 5 (F2)
377679322 | TNB | DISTRIBUTION | WP PUTRAJAYA & CYBERJAYA | Existing | 11 kV |  | RYB | VPTJ/PCE/J05322 | PE 5.32 SEK REN PRESINT 5 (F2)
377679415 | TNB | DISTRIBUTION | WP PUTRAJAYA & CYBERJAYA | Existing | 11 kV |  | RYB | VPTJ/PCE/J05331 | PE 5.33 SEK MEN PRESINT 5 (F1)
377679416 | TNB | DISTRIBUTION | WP PUTRAJAYA & CYBERJAYA | Existing | 11 kV |  | RYB | VPTJ/PCE/J05331 | PE 5.33 SEK MEN PRESINT 5 (F1)
377679421 | TNB | DISTRIBUTION | WP PUTRAJAYA & CYBERJAYA | Existing | 11 kV |  | RYB | VPTJ/PCE/J05331 | PE 5.33 SEK MEN PRESINT 5 (F1)
377679427 | TNB | DISTRIBUTION | WP PUTRAJAYA & CYBERJAYA | Existing | 11 kV |  | RYB | VPTJ/PCE/J05331 | PE 5.33 SEK MEN PRESINT 5 (F1)
377679428 | TNB | DISTRIBUTION | WP PUTRAJAYA & CYBERJAYA | Existing | 11 kV |  | RYB | VPTJ/PCE/J05331 | PE 5.33 SEK MEN PRESINT 5 (F1)
377679432 | TNB | DISTRIBUTION | WP PUTRAJAYA & CYBERJAYA | Existing | 11 kV |  | RYB | VPTJ/PCE/J05331 | PE 5.33 SEK MEN PRESINT 5 (F1)
377679435 | TNB | DISTRIBUTION | WP PUTRAJAYA & CYBERJAYA | Existing | 11 kV |  | RYB | VPTJ/PCE/J05331 | PE 5.33 SEK MEN PRESINT 5 (F1)
377679436 | TNB | DISTRIBUTION | WP PUTRAJAYA & CYBERJAYA | Existing | 11 kV |  | RYB | VPTJ/PCE/J05331 | PE 5.33 SEK MEN PRESINT 5 (F1)
377679511 | TNB | DISTRIBUTION | WP PUTRAJAYA & CYBERJAYA | Existing | 11 kV |  | RYB | VPTJ/PCE/J05332 | PE 5.33 SEK MEN PRESINT 5 (F2)
377679512 | TNB | DISTRIBUTION | WP PUTRAJAYA & CYBERJAYA | Existing | 11 kV |  | RYB | VPTJ/PCE/J05332 | PE 5.33 SEK MEN PRESINT 5 (F2)
377679517 | TNB | DISTRIBUTION | WP PUTRAJAYA & CYBERJAYA | Existing | 11 kV |  | RYB | VPTJ/PCE/J05332 | PE 5.33 SEK MEN PRESINT 5 (F2)
377679523 | TNB | DISTRIBUTION | WP PUTRAJAYA & CYBERJAYA | Existing | 11 kV |  | RYB | VPTJ/PCE/J05332 | PE 5.33 SEK MEN PRESINT 5 (F2)
377679524 | TNB | DISTRIBUTION | WP PUTRAJAYA & CYBERJAYA | Existing | 11 kV |  | RYB | VPTJ/PCE/J05332 | PE 5.33 SEK MEN PRESINT 5 (F2)
377679528 | TNB | DISTRIBUTION | WP PUTRAJAYA & CYBERJAYA | Existing | 11 kV |  | RYB | VPTJ/PCE/J05332 | PE 5.33 SEK MEN PRESINT 5 (F2)
377679531 | TNB | DISTRIBUTION | WP PUTRAJAYA & CYBERJAYA | Existing | 11 kV |  | RYB | VPTJ/PCE/J05332 | PE 5.33 SEK MEN PRESINT 5 (F2)
377679532 | TNB | DISTRIBUTION | WP PUTRAJAYA & CYBERJAYA | Existing | 11 kV |  | RYB | VPTJ/PCE/J05332 | PE 5.33 SEK MEN PRESINT 5 (F2)
377679624 | TNB | DISTRIBUTION | WP PUTRAJAYA & CYBERJAYA | Existing | 11 kV |  | RYB | VPTJ/PCE/J05171 | PE 5.17 BLOK C 5R3 (F1)
377679625 | TNB | DISTRIBUTION | WP PUTRAJAYA & CYBERJAYA | Existing | 11 kV |  | RYB | VPTJ/PCE/J05171 | PE 5.17 BLOK C 5R3 (F1)
377679630 | TNB | DISTRIBUTION | WP PUTRAJAYA & CYBERJAYA | Existing | 11 kV |  | RYB | VPTJ/PCE/J05171 | PE 5.17 BLOK C 5R3 (F1)
377679636 | TNB | DISTRIBUTION | WP PUTRAJAYA & CYBERJAYA | Existing | 11 kV |  | RYB | VPTJ/PCE/J05171 | PE 5.17 BLOK C 5R3 (F1)
377679637 | TNB | DISTRIBUTION | WP PUTRAJAYA & CYBERJAYA | Existing | 11 kV |  | RYB | VPTJ/PCE/J05171 | PE 5.17 BLOK C 5R3 (F1)
377679641 | TNB | DISTRIBUTION | WP PUTRAJAYA & CYBERJAYA | Existing | 11 kV |  | RYB | VPTJ/PCE/J05171 | PE 5.17 BLOK C 5R3 (F1)
377679644 | TNB | DISTRIBUTION | WP PUTRAJAYA & CYBERJAYA | Existing | 11 kV |  | RYB | VPTJ/PCE/J05171 | PE 5.17 BLOK C 5R3 (F1)
377679645 | TNB | DISTRIBUTION | WP PUTRAJAYA & CYBERJAYA | Existing | 11 kV |  | RYB | VPTJ/PCE/J05171 | PE 5.17 BLOK C 5R3 (F1)
377679713 | TNB | DISTRIBUTION | WP PUTRAJAYA & CYBERJAYA | Existing | 11 kV |  | RYB | VPTJ/PCE/J05172 | PE 5.17 BLOK C 5R3 (F2)
377679714 | TNB | DISTRIBUTION | WP PUTRAJAYA & CYBERJAYA | Existing | 11 kV |  | RYB | VPTJ/PCE/J05172 | PE 5.17 BLOK C 5R3 (F2)
377679719 | TNB | DISTRIBUTION | WP PUTRAJAYA & CYBERJAYA | Existing | 11 kV |  | RYB | VPTJ/PCE/J05172 | PE 5.17 BLOK C 5R3 (F2)
377679725 | TNB | DISTRIBUTION | WP PUTRAJAYA & CYBERJAYA | Existing | 11 kV |  | RYB | VPTJ/PCE/J05172 | PE 5.17 BLOK C 5R3 (F2)
377679726 | TNB | DISTRIBUTION | WP PUTRAJAYA & CYBERJAYA | Existing | 11 kV |  | RYB | VPTJ/PCE/J05172 | PE 5.17 BLOK C 5R3 (F2)
377679730 | TNB | DISTRIBUTION | WP PUTRAJAYA & CYBERJAYA | Existing | 11 kV |  | RYB | VPTJ/PCE/J05172 | PE 5.17 BLOK C 5R3 (F2)
377679733 | TNB | DISTRIBUTION | WP PUTRAJAYA & CYBERJAYA | Existing | 11 kV |  | RYB | VPTJ/PCE/J05172 | PE 5.17 BLOK C 5R3 (F2)
377679734 | TNB | DISTRIBUTION | WP PUTRAJAYA & CYBERJAYA | Existing | 11 kV |  | RYB | VPTJ/PCE/J05172 | PE 5.17 BLOK C 5R3 (F2)
377679818 | TNB | DISTRIBUTION | WP PUTRAJAYA & CYBERJAYA | Existing | 11 kV |  | RYB | VPTJ/PCE/J05182 | PE 5.18 BLOK D 5R3 (F2)
377679819 | TNB | DISTRIBUTION | WP PUTRAJAYA & CYBERJAYA | Existing | 11 kV |  | RYB | VPTJ/PCE/J05182 | PE 5.18 BLOK D 5R3 (F2)
377679824 | TNB | DISTRIBUTION | WP PUTRAJAYA & CYBERJAYA | Existing | 11 kV |  | RYB | VPTJ/PCE/J05182 | PE 5.18 BLOK D 5R3 (F2)
377679830 | TNB | DISTRIBUTION | WP PUTRAJAYA & CYBERJAYA | Existing | 11 kV |  | RYB | VPTJ/PCE/J05182 | PE 5.18 BLOK D 5R3 (F2)
377679831 | TNB | DISTRIBUTION | WP PUTRAJAYA & CYBERJAYA | Existing | 11 kV |  | RYB | VPTJ/PCE/J05182 | PE 5.18 BLOK D 5R3 (F2)
377679835 | TNB | DISTRIBUTION | WP PUTRAJAYA & CYBERJAYA | Existing | 11 kV |  | RYB | VPTJ/PCE/J05182 | PE 5.18 BLOK D 5R3 (F2)
377679838 | TNB | DISTRIBUTION | WP PUTRAJAYA & CYBERJAYA | Existing | 11 kV |  | RYB | VPTJ/PCE/J05182 | PE 5.18 BLOK D 5R3 (F2)
377679839 | TNB | DISTRIBUTION | WP PUTRAJAYA & CYBERJAYA | Existing | 11 kV |  | RYB | VPTJ/PCE/J05182 | PE 5.18 BLOK D 5R3 (F2)
377679949 | TNB | DISTRIBUTION | WP PUTRAJAYA & CYBERJAYA | Existing | 11 kV |  | RYB | VPTJ/PCE/J05181 | PE 5.18 BLOK D 5R3 (F1)
377679950 | TNB | DISTRIBUTION | WP PUTRAJAYA & CYBERJAYA | Existing | 11 kV |  | RYB | VPTJ/PCE/J05181 | PE 5.18 BLOK D 5R3 (F1)
377679955 | TNB | DISTRIBUTION | WP PUTRAJAYA & CYBERJAYA | Existing | 11 kV |  | RYB | VPTJ/PCE/J05181 | PE 5.18 BLOK D 5R3 (F1)
377679961 | TNB | DISTRIBUTION | WP PUTRAJAYA & CYBERJAYA | Existing | 11 kV |  | RYB | VPTJ/PCE/J05181 | PE 5.18 BLOK D 5R3 (F1)
377679962 | TNB | DISTRIBUTION | WP PUTRAJAYA & CYBERJAYA | Existing | 11 kV |  | RYB | VPTJ/PCE/J05181 | PE 5.18 BLOK D 5R3 (F1)
377679966 | TNB | DISTRIBUTION | WP PUTRAJAYA & CYBERJAYA | Existing | 11 kV |  | RYB | VPTJ/PCE/J05181 | PE 5.18 BLOK D 5R3 (F1)
377679969 | TNB | DISTRIBUTION | WP PUTRAJAYA & CYBERJAYA | Existing | 11 kV |  | RYB | VPTJ/PCE/J05181 | PE 5.18 BLOK D 5R3 (F1)
377679970 | TNB | DISTRIBUTION | WP PUTRAJAYA & CYBERJAYA | Existing | 11 kV |  | RYB | VPTJ/PCE/J05181 | PE 5.18 BLOK D 5R3 (F1)
377680050 | TNB | DISTRIBUTION | WP PUTRAJAYA & CYBERJAYA | Existing | 11 kV |  | RYB | VPTJ/PCE/J05192 | PE 5.19 BLOK E 5R3 (F2)
377680054 | TNB | DISTRIBUTION | WP PUTRAJAYA & CYBERJAYA | Existing | 11 kV |  | RYB | VPTJ/PCE/J05192 | PE 5.19 BLOK E 5R3 (F2)
377680058 | TNB | DISTRIBUTION | WP PUTRAJAYA & CYBERJAYA | Existing | 11 kV |  | RYB | VPTJ/PCE/J05192 | PE 5.19 BLOK E 5R3 (F2)
377680060 | TNB | DISTRIBUTION | WP PUTRAJAYA & CYBERJAYA | Existing | 11 kV |  | RYB | VPTJ/PCE/J05192 | PE 5.19 BLOK E 5R3 (F2)
377680062 | TNB | DISTRIBUTION | WP PUTRAJAYA & CYBERJAYA | Existing | 11 kV |  | RYB | VPTJ/PCE/J05192 | PE 5.19 BLOK E 5R3 (F2)
377680068 | TNB | DISTRIBUTION | WP PUTRAJAYA & CYBERJAYA | Existing | 11 kV |  | RYB | VPTJ/PCE/J05192 | PE 5.19 BLOK E 5R3 (F2)
377680070 | TNB | DISTRIBUTION | WP PUTRAJAYA & CYBERJAYA | Existing | 11 kV |  | RYB | VPTJ/PCE/J05192 | PE 5.19 BLOK E 5R3 (F2)
377680073 | TNB | DISTRIBUTION | WP PUTRAJAYA & CYBERJAYA | Existing | 11 kV |  | RYB | VPTJ/PCE/J05192 | PE 5.19 BLOK E 5R3 (F2)
377680084 | TNB | DISTRIBUTION | WP PUTRAJAYA & CYBERJAYA | Existing | 11 kV |  | RYB | VPTJ/PCE/J05192 | PE 5.19 BLOK E 5R3 (F2)
377680165 | TNB | DISTRIBUTION | WP PUTRAJAYA & CYBERJAYA | Existing | 11 kV |  | RYB | VPTJ/PCE/J05191 | PE 5.19 BLOK E 5R3 (F1)
377680169 | TNB | DISTRIBUTION | WP PUTRAJAYA & CYBERJAYA | Existing | 11 kV |  | RYB | VPTJ/PCE/J05191 | PE 5.19 BLOK E 5R3 (F1)
377680171 | TNB | DISTRIBUTION | WP PUTRAJAYA & CYBERJAYA | Existing | 11 kV |  | RYB | VPTJ/PCE/J05191 | PE 5.19 BLOK E 5R3 (F1)
377680181 | TNB | DISTRIBUTION | WP PUTRAJAYA & CYBERJAYA | Existing | 11 kV |  | RYB | VPTJ/PCE/J05191 | PE 5.19 BLOK E 5R3 (F1)
377680197 | TNB | DISTRIBUTION | WP PUTRAJAYA & CYBERJAYA | Existing | 11 kV |  | RYB | VPTJ/PCE/J05191 | PE 5.19 BLOK E 5R3 (F1)
377680198 | TNB | DISTRIBUTION | WP PUTRAJAYA & CYBERJAYA | Existing | 11 kV |  | RYB | VPTJ/PCE/J05191 | PE 5.19 BLOK E 5R3 (F1)
377680200 | TNB | DISTRIBUTION | WP PUTRAJAYA & CYBERJAYA | Existing | 11 kV |  | RYB | VPTJ/PCE/J05191 | PE 5.19 BLOK E 5R3 (F1)
377680206 | TNB | DISTRIBUTION | WP PUTRAJAYA & CYBERJAYA | Existing | 11 kV |  | RYB | VPTJ/PCE/J05191 | PE 5.19 BLOK E 5R3 (F1)
377680207 | TNB | DISTRIBUTION | WP PUTRAJAYA & CYBERJAYA | Existing | 11 kV |  | RYB | VPTJ/PCE/J05191 | PE 5.19 BLOK E 5R3 (F1)
377680288 | TNB | DISTRIBUTION | WP PUTRAJAYA & CYBERJAYA | Existing | 11 kV |  | RYB | VPTJ/PCE/J05161 | PE 5.16 BLOK B 5R3 (F1)
377680289 | TNB | DISTRIBUTION | WP PUTRAJAYA & CYBERJAYA | Existing | 11 kV |  | RYB | VPTJ/PCE/J05161 | PE 5.16 BLOK B 5R3 (F1)
377680294 | TNB | DISTRIBUTION | WP PUTRAJAYA & CYBERJAYA | Existing | 11 kV |  | RYB | VPTJ/PCE/J05161 | PE 5.16 BLOK B 5R3 (F1)
377680300 | TNB | DISTRIBUTION | WP PUTRAJAYA & CYBERJAYA | Existing | 11 kV |  | RYB | VPTJ/PCE/J05161 | PE 5.16 BLOK B 5R3 (F1)
377680301 | TNB | DISTRIBUTION | WP PUTRAJAYA & CYBERJAYA | Existing | 11 kV |  | RYB | VPTJ/PCE/J05161 | PE 5.16 BLOK B 5R3 (F1)
377680305 | TNB | DISTRIBUTION | WP PUTRAJAYA & CYBERJAYA | Existing | 11 kV |  | RYB | VPTJ/PCE/J05161 | PE 5.16 BLOK B 5R3 (F1)
377680308 | TNB | DISTRIBUTION | WP PUTRAJAYA & CYBERJAYA | Existing | 11 kV |  | RYB | VPTJ/PCE/J05161 | PE 5.16 BLOK B 5R3 (F1)
377680309 | TNB | DISTRIBUTION | WP PUTRAJAYA & CYBERJAYA | Existing | 11 kV |  | RYB | VPTJ/PCE/J05161 | PE 5.16 BLOK B 5R3 (F1)
377680379 | TNB | DISTRIBUTION | WP PUTRAJAYA & CYBERJAYA | Existing | 11 kV |  | RYB | VPTJ/PCE/J05162 | PE 5.16 BLOK B 5R3 (F2)
377680380 | TNB | DISTRIBUTION | WP PUTRAJAYA & CYBERJAYA | Existing | 11 kV |  | RYB | VPTJ/PCE/J05162 | PE 5.16 BLOK B 5R3 (F2)
377680385 | TNB | DISTRIBUTION | WP PUTRAJAYA & CYBERJAYA | Existing | 11 kV |  | RYB | VPTJ/PCE/J05162 | PE 5.16 BLOK B 5R3 (F2)
377680391 | TNB | DISTRIBUTION | WP PUTRAJAYA & CYBERJAYA | Existing | 11 kV |  | RYB | VPTJ/PCE/J05162 | PE 5.16 BLOK B 5R3 (F2)
377680392 | TNB | DISTRIBUTION | WP PUTRAJAYA & CYBERJAYA | Existing | 11 kV |  | RYB | VPTJ/PCE/J05162 | PE 5.16 BLOK B 5R3 (F2)
377680396 | TNB | DISTRIBUTION | WP PUTRAJAYA & CYBERJAYA | Existing | 11 kV |  | RYB | VPTJ/PCE/J05162 | PE 5.16 BLOK B 5R3 (F2)
377680399 | TNB | DISTRIBUTION | WP PUTRAJAYA & CYBERJAYA | Existing | 11 kV |  | RYB | VPTJ/PCE/J05162 | PE 5.16 BLOK B 5R3 (F2)
377680400 | TNB | DISTRIBUTION | WP PUTRAJAYA & CYBERJAYA | Existing | 11 kV |  | RYB | VPTJ/PCE/J05162 | PE 5.16 BLOK B 5R3 (F2)
377680472 | TNB | DISTRIBUTION | WP PUTRAJAYA & CYBERJAYA | Existing | 11 kV |  | RYB | VPTJ/PCE/J05152 | PE 5.15 BLOK A 5R3 (F2)
377680473 | TNB | DISTRIBUTION | WP PUTRAJAYA & CYBERJAYA | Existing | 11 kV |  | RYB | VPTJ/PCE/J05152 | PE 5.15 BLOK A 5R3 (F2)
377680478 | TNB | DISTRIBUTION | WP PUTRAJAYA & CYBERJAYA | Existing | 11 kV |  | RYB | VPTJ/PCE/J05152 | PE 5.15 BLOK A 5R3 (F2)
377680484 | TNB | DISTRIBUTION | WP PUTRAJAYA & CYBERJAYA | Existing | 11 kV |  | RYB | VPTJ/PCE/J05152 | PE 5.15 BLOK A 5R3 (F2)
377680485 | TNB | DISTRIBUTION | WP PUTRAJAYA & CYBERJAYA | Existing | 11 kV |  | RYB | VPTJ/PCE/J05152 | PE 5.15 BLOK A 5R3 (F2)
377680489 | TNB | DISTRIBUTION | WP PUTRAJAYA & CYBERJAYA | Existing | 11 kV |  | RYB | VPTJ/PCE/J05152 | PE 5.15 BLOK A 5R3 (F2)
377680492 | TNB | DISTRIBUTION | WP PUTRAJAYA & CYBERJAYA | Existing | 11 kV |  | RYB | VPTJ/PCE/J05152 | PE 5.15 BLOK A 5R3 (F2)
377680493 | TNB | DISTRIBUTION | WP PUTRAJAYA & CYBERJAYA | Existing | 11 kV |  | RYB | VPTJ/PCE/J05152 | PE 5.15 BLOK A 5R3 (F2)
377680570 | TNB | DISTRIBUTION | WP PUTRAJAYA & CYBERJAYA | Existing | 11 kV |  | RYB | VPTJ/PCE/J05151 | PE 5.15 BLOK A 5R3 (F1)
377680571 | TNB | DISTRIBUTION | WP PUTRAJAYA & CYBERJAYA | Existing | 11 kV |  | RYB | VPTJ/PCE/J05151 | PE 5.15 BLOK A 5R3 (F1)
377680576 | TNB | DISTRIBUTION | WP PUTRAJAYA & CYBERJAYA | Existing | 11 kV |  | RYB | VPTJ/PCE/J05151 | PE 5.15 BLOK A 5R3 (F1)
377680582 | TNB | DISTRIBUTION | WP PUTRAJAYA & CYBERJAYA | Existing | 11 kV |  | RYB | VPTJ/PCE/J05151 | PE 5.15 BLOK A 5R3 (F1)
377680583 | TNB | DISTRIBUTION | WP PUTRAJAYA & CYBERJAYA | Existing | 11 kV |  | RYB | VPTJ/PCE/J05151 | PE 5.15 BLOK A 5R3 (F1)
377680587 | TNB | DISTRIBUTION | WP PUTRAJAYA & CYBERJAYA | Existing | 11 kV |  | RYB | VPTJ/PCE/J05151 | PE 5.15 BLOK A 5R3 (F1)
377680590 | TNB | DISTRIBUTION | WP PUTRAJAYA & CYBERJAYA | Existing | 11 kV |  | RYB | VPTJ/PCE/J05151 | PE 5.15 BLOK A 5R3 (F1)
377680591 | TNB | DISTRIBUTION | WP PUTRAJAYA & CYBERJAYA | Existing | 11 kV |  | RYB | VPTJ/PCE/J05151 | PE 5.15 BLOK A 5R3 (F1)
377680672 | TNB | DISTRIBUTION | WP PUTRAJAYA & CYBERJAYA | Existing | 11 kV |  | RYB | VPTJ/PCE/J06031 | SS 6.03 TEMP 6R6
377680673 | TNB | DISTRIBUTION | WP PUTRAJAYA & CYBERJAYA | Existing | 11 kV |  | RYB | VPTJ/PCE/J06031 | SS 6.03 TEMP 6R6
377680678 | TNB | DISTRIBUTION | WP PUTRAJAYA & CYBERJAYA | Existing | 11 kV |  | RYB | VPTJ/PCE/J06031 | SS 6.03 TEMP 6R6
377680684 | TNB | DISTRIBUTION | WP PUTRAJAYA & CYBERJAYA | Existing | 11 kV |  | RYB | VPTJ/PCE/J06031 | SS 6.03 TEMP 6R6
377680685 | TNB | DISTRIBUTION | WP PUTRAJAYA & CYBERJAYA | Existing | 11 kV |  | RYB | VPTJ/PCE/J06031 | SS 6.03 TEMP 6R6
377680689 | TNB | DISTRIBUTION | WP PUTRAJAYA & CYBERJAYA | Existing | 11 kV |  | RYB | VPTJ/PCE/J06031 | SS 6.03 TEMP 6R6
377680692 | TNB | DISTRIBUTION | WP PUTRAJAYA & CYBERJAYA | Existing | 11 kV |  | RYB | VPTJ/PCE/J06031 | SS 6.03 TEMP 6R6
377680693 | TNB | DISTRIBUTION | WP PUTRAJAYA & CYBERJAYA | Existing | 11 kV |  | RYB | VPTJ/PCE/J06031 | SS 6.03 TEMP 6R6
377680773 | TNB | DISTRIBUTION | WP PUTRAJAYA & CYBERJAYA | Existing | 11 kV |  | RYB | VPTJ/PCE/J05142 | PE 5.14 5R1 (F2)
377680774 | TNB | DISTRIBUTION | WP PUTRAJAYA & CYBERJAYA | Existing | 11 kV |  | RYB | VPTJ/PCE/J05142 | PE 5.14 5R1 (F2)
377680779 | TNB | DISTRIBUTION | WP PUTRAJAYA & CYBERJAYA | Existing | 11 kV |  | RYB | VPTJ/PCE/J05142 | PE 5.14 5R1 (F2)
377680785 | TNB | DISTRIBUTION | WP PUTRAJAYA & CYBERJAYA | Existing | 11 kV |  | RYB | VPTJ/PCE/J05142 | PE 5.14 5R1 (F2)
377680786 | TNB | DISTRIBUTION | WP PUTRAJAYA & CYBERJAYA | Existing | 11 kV |  | RYB | VPTJ/PCE/J05142 | PE 5.14 5R1 (F2)
377680790 | TNB | DISTRIBUTION | WP PUTRAJAYA & CYBERJAYA | Existing | 11 kV |  | RYB | VPTJ/PCE/J05142 | PE 5.14 5R1 (F2)
377680793 | TNB | DISTRIBUTION | WP PUTRAJAYA & CYBERJAYA | Existing | 11 kV |  | RYB | VPTJ/PCE/J05142 | PE 5.14 5R1 (F2)
377680794 | TNB | DISTRIBUTION | WP PUTRAJAYA & CYBERJAYA | Existing | 11 kV |  | RYB | VPTJ/PCE/J05142 | PE 5.14 5R1 (F2)
377680812 | TNB | DISTRIBUTION | WP PUTRAJAYA & CYBERJAYA | Existing | 11 kV |  | RYB | VPTJ/PCE/J05141 | PE 5.14 5R1 (F1)
377680813 | TNB | DISTRIBUTION | WP PUTRAJAYA & CYBERJAYA | Existing | 11 kV |  | RYB | VPTJ/PCE/J05141 | PE 5.14 5R1 (F1)
377680818 | TNB | DISTRIBUTION | WP PUTRAJAYA & CYBERJAYA | Existing | 11 kV |  | RYB | VPTJ/PCE/J05141 | PE 5.14 5R1 (F1)
377680824 | TNB | DISTRIBUTION | WP PUTRAJAYA & CYBERJAYA | Existing | 11 kV |  | RYB | VPTJ/PCE/J05141 | PE 5.14 5R1 (F1)
377680825 | TNB | DISTRIBUTION | WP PUTRAJAYA & CYBERJAYA | Existing | 11 kV |  | RYB | VPTJ/PCE/J05141 | PE 5.14 5R1 (F1)
377680829 | TNB | DISTRIBUTION | WP PUTRAJAYA & CYBERJAYA | Existing | 11 kV |  | RYB | VPTJ/PCE/J05141 | PE 5.14 5R1 (F1)
377680832 | TNB | DISTRIBUTION | WP PUTRAJAYA & CYBERJAYA | Existing | 11 kV |  | RYB | VPTJ/PCE/J05141 | PE 5.14 5R1 (F1)
377680833 | TNB | DISTRIBUTION | WP PUTRAJAYA & CYBERJAYA | Existing | 11 kV |  | RYB | VPTJ/PCE/J05141 | PE 5.14 5R1 (F1)
377680962 | TNB | DISTRIBUTION | WP PUTRAJAYA & CYBERJAYA | Existing | 11 kV |  | RYB | VPTJ/PCE/J06021 | PE 6.02 KOLAM RENANG (F1)
377680963 | TNB | DISTRIBUTION | WP PUTRAJAYA & CYBERJAYA | Existing | 11 kV |  | RYB | VPTJ/PCE/J06021 | PE 6.02 KOLAM RENANG (F1)
377680968 | TNB | DISTRIBUTION | WP PUTRAJAYA & CYBERJAYA | Existing | 11 kV |  | RYB | VPTJ/PCE/J06021 | PE 6.02 KOLAM RENANG (F1)
377680974 | TNB | DISTRIBUTION | WP PUTRAJAYA & CYBERJAYA | Existing | 11 kV |  | RYB | VPTJ/PCE/J06021 | PE 6.02 KOLAM RENANG (F1)
377680975 | TNB | DISTRIBUTION | WP PUTRAJAYA & CYBERJAYA | Existing | 11 kV |  | RYB | VPTJ/PCE/J06021 | PE 6.02 KOLAM RENANG (F1)
377680979 | TNB | DISTRIBUTION | WP PUTRAJAYA & CYBERJAYA | Existing | 11 kV |  | RYB | VPTJ/PCE/J06021 | PE 6.02 KOLAM RENANG (F1)
377680982 | TNB | DISTRIBUTION | WP PUTRAJAYA & CYBERJAYA | Existing | 11 kV |  | RYB | VPTJ/PCE/J06021 | PE 6.02 KOLAM RENANG (F1)
377680983 | TNB | DISTRIBUTION | WP PUTRAJAYA & CYBERJAYA | Existing | 11 kV |  | RYB | VPTJ/PCE/J06021 | PE 6.02 KOLAM RENANG (F1)
377681060 | TNB | DISTRIBUTION | WP PUTRAJAYA & CYBERJAYA | Existing | 11 kV |  | RYB | VPTJ/PCE/J06022 | PE 6.02 KOLAM RENANG (F2)
377681061 | TNB | DISTRIBUTION | WP PUTRAJAYA & CYBERJAYA | Existing | 11 kV |  | RYB | VPTJ/PCE/J06022 | PE 6.02 KOLAM RENANG (F2)
377681066 | TNB | DISTRIBUTION | WP PUTRAJAYA & CYBERJAYA | Existing | 11 kV |  | RYB | VPTJ/PCE/J06022 | PE 6.02 KOLAM RENANG (F2)
377681072 | TNB | DISTRIBUTION | WP PUTRAJAYA & CYBERJAYA | Existing | 11 kV |  | RYB | VPTJ/PCE/J06022 | PE 6.02 KOLAM RENANG (F2)
377681073 | TNB | DISTRIBUTION | WP PUTRAJAYA & CYBERJAYA | Existing | 11 kV |  | RYB | VPTJ/PCE/J06022 | PE 6.02 KOLAM RENANG (F2)
377681077 | TNB | DISTRIBUTION | WP PUTRAJAYA & CYBERJAYA | Existing | 11 kV |  | RYB | VPTJ/PCE/J06022 | PE 6.02 KOLAM RENANG (F2)
377681080 | TNB | DISTRIBUTION | WP PUTRAJAYA & CYBERJAYA | Existing | 11 kV |  | RYB | VPTJ/PCE/J06022 | PE 6.02 KOLAM RENANG (F2)
377681081 | TNB | DISTRIBUTION | WP PUTRAJAYA & CYBERJAYA | Existing | 11 kV |  | RYB | VPTJ/PCE/J06022 | PE 6.02 KOLAM RENANG (F2)
377681157 | TNB | DISTRIBUTION | WP PUTRAJAYA & CYBERJAYA | Existing | 11 kV |  | RYB | VPTJ/PCE/J06011 | PE 6.01 GRAND STAND (F1)
377681158 | TNB | DISTRIBUTION | WP PUTRAJAYA & CYBERJAYA | Existing | 11 kV |  | RYB | VPTJ/PCE/J06011 | PE 6.01 GRAND STAND (F1)
377681163 | TNB | DISTRIBUTION | WP PUTRAJAYA & CYBERJAYA | Existing | 11 kV |  | RYB | VPTJ/PCE/J06011 | PE 6.01 GRAND STAND (F1)
377681169 | TNB | DISTRIBUTION | WP PUTRAJAYA & CYBERJAYA | Existing | 11 kV |  | RYB | VPTJ/PCE/J06011 | PE 6.01 GRAND STAND (F1)
377681170 | TNB | DISTRIBUTION | WP PUTRAJAYA & CYBERJAYA | Existing | 11 kV |  | RYB | VPTJ/PCE/J06011 | PE 6.01 GRAND STAND (F1)
377681174 | TNB | DISTRIBUTION | WP PUTRAJAYA & CYBERJAYA | Existing | 11 kV |  | RYB | VPTJ/PCE/J06011 | PE 6.01 GRAND STAND (F1)
377681177 | TNB | DISTRIBUTION | WP PUTRAJAYA & CYBERJAYA | Existing | 11 kV |  | RYB | VPTJ/PCE/J06011 | PE 6.01 GRAND STAND (F1)
377681178 | TNB | DISTRIBUTION | WP PUTRAJAYA & CYBERJAYA | Existing | 11 kV |  | RYB | VPTJ/PCE/J06011 | PE 6.01 GRAND STAND (F1)
377681253 | TNB | DISTRIBUTION | WP PUTRAJAYA & CYBERJAYA | Existing | 11 kV |  | RYB | VPTJ/PCE/J06012 | PE 6.01 GRAND STAND (F2)
377681254 | TNB | DISTRIBUTION | WP PUTRAJAYA & CYBERJAYA | Existing | 11 kV |  | RYB | VPTJ/PCE/J06012 | PE 6.01 GRAND STAND (F2)
377681259 | TNB | DISTRIBUTION | WP PUTRAJAYA & CYBERJAYA | Existing | 11 kV |  | RYB | VPTJ/PCE/J06012 | PE 6.01 GRAND STAND (F2)
377681265 | TNB | DISTRIBUTION | WP PUTRAJAYA & CYBERJAYA | Existing | 11 kV |  | RYB | VPTJ/PCE/J06012 | PE 6.01 GRAND STAND (F2)
377681266 | TNB | DISTRIBUTION | WP PUTRAJAYA & CYBERJAYA | Existing | 11 kV |  | RYB | VPTJ/PCE/J06012 | PE 6.01 GRAND STAND (F2)
377681270 | TNB | DISTRIBUTION | WP PUTRAJAYA & CYBERJAYA | Existing | 11 kV |  | RYB | VPTJ/PCE/J06012 | PE 6.01 GRAND STAND (F2)
377681273 | TNB | DISTRIBUTION | WP PUTRAJAYA & CYBERJAYA | Existing | 11 kV |  | RYB | VPTJ/PCE/J06012 | PE 6.01 GRAND STAND (F2)
377681274 | TNB | DISTRIBUTION | WP PUTRAJAYA & CYBERJAYA | Existing | 11 kV |  | RYB | VPTJ/PCE/J06012 | PE 6.01 GRAND STAND (F2)
377681371 | TNB | DISTRIBUTION | WP PUTRAJAYA & CYBERJAYA | Existing | 11 kV |  | RYB | VPTJ/PCE/J05261 | PE 5.26 BLOK D2 APT 5R4 (F1)
377681372 | TNB | DISTRIBUTION | WP PUTRAJAYA & CYBERJAYA | Existing | 11 kV |  | RYB | VPTJ/PCE/J05261 | PE 5.26 BLOK D2 APT 5R4 (F1)
377681377 | TNB | DISTRIBUTION | WP PUTRAJAYA & CYBERJAYA | Existing | 11 kV |  | RYB | VPTJ/PCE/J05261 | PE 5.26 BLOK D2 APT 5R4 (F1)
377681383 | TNB | DISTRIBUTION | WP PUTRAJAYA & CYBERJAYA | Existing | 11 kV |  | RYB | VPTJ/PCE/J05261 | PE 5.26 BLOK D2 APT 5R4 (F1)
377681384 | TNB | DISTRIBUTION | WP PUTRAJAYA & CYBERJAYA | Existing | 11 kV |  | RYB | VPTJ/PCE/J05261 | PE 5.26 BLOK D2 APT 5R4 (F1)
377681388 | TNB | DISTRIBUTION | WP PUTRAJAYA & CYBERJAYA | Existing | 11 kV |  | RYB | VPTJ/PCE/J05261 | PE 5.26 BLOK D2 APT 5R4 (F1)
377681391 | TNB | DISTRIBUTION | WP PUTRAJAYA & CYBERJAYA | Existing | 11 kV |  | RYB | VPTJ/PCE/J05261 | PE 5.26 BLOK D2 APT 5R4 (F1)
377681392 | TNB | DISTRIBUTION | WP PUTRAJAYA & CYBERJAYA | Existing | 11 kV |  | RYB | VPTJ/PCE/J05261 | PE 5.26 BLOK D2 APT 5R4 (F1)
377681469 | TNB | DISTRIBUTION | WP PUTRAJAYA & CYBERJAYA | Existing | 11 kV |  | RYB | VPTJ/PCE/J05262 | PE 5.26 BLOK D2 APT 5R4 (F1)
377681470 | TNB | DISTRIBUTION | WP PUTRAJAYA & CYBERJAYA | Existing | 11 kV |  | RYB | VPTJ/PCE/J05262 | PE 5.26 BLOK D2 APT 5R4 (F1)
377681475 | TNB | DISTRIBUTION | WP PUTRAJAYA & CYBERJAYA | Existing | 11 kV |  | RYB | VPTJ/PCE/J05262 | PE 5.26 BLOK D2 APT 5R4 (F1)
377681481 | TNB | DISTRIBUTION | WP PUTRAJAYA & CYBERJAYA | Existing | 11 kV |  | RYB | VPTJ/PCE/J05262 | PE 5.26 BLOK D2 APT 5R4 (F1)
377681482 | TNB | DISTRIBUTION | WP PUTRAJAYA & CYBERJAYA | Existing | 11 kV |  | RYB | VPTJ/PCE/J05262 | PE 5.26 BLOK D2 APT 5R4 (F1)
377681486 | TNB | DISTRIBUTION | WP PUTRAJAYA & CYBERJAYA | Existing | 11 kV |  | RYB | VPTJ/PCE/J05262 | PE 5.26 BLOK D2 APT 5R4 (F1)
377681489 | TNB | DISTRIBUTION | WP PUTRAJAYA & CYBERJAYA | Existing | 11 kV |  | RYB | VPTJ/PCE/J05262 | PE 5.26 BLOK D2 APT 5R4 (F1)
377681490 | TNB | DISTRIBUTION | WP PUTRAJAYA & CYBERJAYA | Existing | 11 kV |  | RYB | VPTJ/PCE/J05262 | PE 5.26 BLOK D2 APT 5R4 (F1)
377681569 | TNB | DISTRIBUTION | WP PUTRAJAYA & CYBERJAYA | Existing | 11 kV |  | RYB | VPTJ/PCE/J05252 | PE 5.25 BLOK D1 APT 5R4 (F2)
377681570 | TNB | DISTRIBUTION | WP PUTRAJAYA & CYBERJAYA | Existing | 11 kV |  | RYB | VPTJ/PCE/J05252 | PE 5.25 BLOK D1 APT 5R4 (F2)
377681575 | TNB | DISTRIBUTION | WP PUTRAJAYA & CYBERJAYA | Existing | 11 kV |  | RYB | VPTJ/PCE/J05252 | PE 5.25 BLOK D1 APT 5R4 (F2)
377681581 | TNB | DISTRIBUTION | WP PUTRAJAYA & CYBERJAYA | Existing | 11 kV |  | RYB | VPTJ/PCE/J05252 | PE 5.25 BLOK D1 APT 5R4 (F2)
377681582 | TNB | DISTRIBUTION | WP PUTRAJAYA & CYBERJAYA | Existing | 11 kV |  | RYB | VPTJ/PCE/J05252 | PE 5.25 BLOK D1 APT 5R4 (F2)
377681586 | TNB | DISTRIBUTION | WP PUTRAJAYA & CYBERJAYA | Existing | 11 kV |  | RYB | VPTJ/PCE/J05252 | PE 5.25 BLOK D1 APT 5R4 (F2)
377681589 | TNB | DISTRIBUTION | WP PUTRAJAYA & CYBERJAYA | Existing | 11 kV |  | RYB | VPTJ/PCE/J05252 | PE 5.25 BLOK D1 APT 5R4 (F2)
377681590 | TNB | DISTRIBUTION | WP PUTRAJAYA & CYBERJAYA | Existing | 11 kV |  | RYB | VPTJ/PCE/J05252 | PE 5.25 BLOK D1 APT 5R4 (F2)
377681756 | TNB | DISTRIBUTION | WP PUTRAJAYA & CYBERJAYA | Existing | 11 kV |  | RYB | VPTJ/PCE/J05251 | PE 5.25 BLOK D1 APT 5R4 (F1)
377681757 | TNB | DISTRIBUTION | WP PUTRAJAYA & CYBERJAYA | Existing | 11 kV |  | RYB | VPTJ/PCE/J05251 | PE 5.25 BLOK D1 APT 5R4 (F1)
377681762 | TNB | DISTRIBUTION | WP PUTRAJAYA & CYBERJAYA | Existing | 11 kV |  | RYB | VPTJ/PCE/J05251 | PE 5.25 BLOK D1 APT 5R4 (F1)
377681768 | TNB | DISTRIBUTION | WP PUTRAJAYA & CYBERJAYA | Existing | 11 kV |  | RYB | VPTJ/PCE/J05251 | PE 5.25 BLOK D1 APT 5R4 (F1)
377681769 | TNB | DISTRIBUTION | WP PUTRAJAYA & CYBERJAYA | Existing | 11 kV |  | RYB | VPTJ/PCE/J05251 | PE 5.25 BLOK D1 APT 5R4 (F1)
377681773 | TNB | DISTRIBUTION | WP PUTRAJAYA & CYBERJAYA | Existing | 11 kV |  | RYB | VPTJ/PCE/J05251 | PE 5.25 BLOK D1 APT 5R4 (F1)
377681776 | TNB | DISTRIBUTION | WP PUTRAJAYA & CYBERJAYA | Existing | 11 kV |  | RYB | VPTJ/PCE/J05251 | PE 5.25 BLOK D1 APT 5R4 (F1)
377681777 | TNB | DISTRIBUTION | WP PUTRAJAYA & CYBERJAYA | Existing | 11 kV |  | RYB | VPTJ/PCE/J05251 | PE 5.25 BLOK D1 APT 5R4 (F1)
377681950 | TNB | DISTRIBUTION | WP PUTRAJAYA & CYBERJAYA | Existing | 11 kV |  | RYB | VPTJ/PCE/J05242 | PE 5.24 BLOK C APT 5R4 (F2)
377681951 | TNB | DISTRIBUTION | WP PUTRAJAYA & CYBERJAYA | Existing | 11 kV |  | RYB | VPTJ/PCE/J05242 | PE 5.24 BLOK C APT 5R4 (F2)
377681956 | TNB | DISTRIBUTION | WP PUTRAJAYA & CYBERJAYA | Existing | 11 kV |  | RYB | VPTJ/PCE/J05242 | PE 5.24 BLOK C APT 5R4 (F2)
377681962 | TNB | DISTRIBUTION | WP PUTRAJAYA & CYBERJAYA | Existing | 11 kV |  | RYB | VPTJ/PCE/J05242 | PE 5.24 BLOK C APT 5R4 (F2)
377681963 | TNB | DISTRIBUTION | WP PUTRAJAYA & CYBERJAYA | Existing | 11 kV |  | RYB | VPTJ/PCE/J05242 | PE 5.24 BLOK C APT 5R4 (F2)
377681967 | TNB | DISTRIBUTION | WP PUTRAJAYA & CYBERJAYA | Existing | 11 kV |  | RYB | VPTJ/PCE/J05242 | PE 5.24 BLOK C APT 5R4 (F2)
377681970 | TNB | DISTRIBUTION | WP PUTRAJAYA & CYBERJAYA | Existing | 11 kV |  | RYB | VPTJ/PCE/J05242 | PE 5.24 BLOK C APT 5R4 (F2)
377681971 | TNB | DISTRIBUTION | WP PUTRAJAYA & CYBERJAYA | Existing | 11 kV |  | RYB | VPTJ/PCE/J05242 | PE 5.24 BLOK C APT 5R4 (F2)
377682139 | TNB | DISTRIBUTION | WP PUTRAJAYA & CYBERJAYA | Existing | 11 kV |  | RYB | VPTJ/PCE/J05241 | PE 5.24 BLOK C APT 5R4 (F1)
377682140 | TNB | DISTRIBUTION | WP PUTRAJAYA & CYBERJAYA | Existing | 11 kV |  | RYB | VPTJ/PCE/J05241 | PE 5.24 BLOK C APT 5R4 (F1)
377682145 | TNB | DISTRIBUTION | WP PUTRAJAYA & CYBERJAYA | Existing | 11 kV |  | RYB | VPTJ/PCE/J05241 | PE 5.24 BLOK C APT 5R4 (F1)
377682151 | TNB | DISTRIBUTION | WP PUTRAJAYA & CYBERJAYA | Existing | 11 kV |  | RYB | VPTJ/PCE/J05241 | PE 5.24 BLOK C APT 5R4 (F1)
377682152 | TNB | DISTRIBUTION | WP PUTRAJAYA & CYBERJAYA | Existing | 11 kV |  | RYB | VPTJ/PCE/J05241 | PE 5.24 BLOK C APT 5R4 (F1)
377682156 | TNB | DISTRIBUTION | WP PUTRAJAYA & CYBERJAYA | Existing | 11 kV |  | RYB | VPTJ/PCE/J05241 | PE 5.24 BLOK C APT 5R4 (F1)
377682159 | TNB | DISTRIBUTION | WP PUTRAJAYA & CYBERJAYA | Existing | 11 kV |  | RYB | VPTJ/PCE/J05241 | PE 5.24 BLOK C APT 5R4 (F1)
377682160 | TNB | DISTRIBUTION | WP PUTRAJAYA & CYBERJAYA | Existing | 11 kV |  | RYB | VPTJ/PCE/J05241 | PE 5.24 BLOK C APT 5R4 (F1)
377682240 | TNB | DISTRIBUTION | WP PUTRAJAYA & CYBERJAYA | Existing | 11 kV |  | RYB | VPTJ/PCE/J05231 | PE 5.23 BLOK B APT 5R4 (F1)
377682241 | TNB | DISTRIBUTION | WP PUTRAJAYA & CYBERJAYA | Existing | 11 kV |  | RYB | VPTJ/PCE/J05231 | PE 5.23 BLOK B APT 5R4 (F1)
377682246 | TNB | DISTRIBUTION | WP PUTRAJAYA & CYBERJAYA | Existing | 11 kV |  | RYB | VPTJ/PCE/J05231 | PE 5.23 BLOK B APT 5R4 (F1)
377682252 | TNB | DISTRIBUTION | WP PUTRAJAYA & CYBERJAYA | Existing | 11 kV |  | RYB | VPTJ/PCE/J05231 | PE 5.23 BLOK B APT 5R4 (F1)
377682253 | TNB | DISTRIBUTION | WP PUTRAJAYA & CYBERJAYA | Existing | 11 kV |  | RYB | VPTJ/PCE/J05231 | PE 5.23 BLOK B APT 5R4 (F1)
377682257 | TNB | DISTRIBUTION | WP PUTRAJAYA & CYBERJAYA | Existing | 11 kV |  | RYB | VPTJ/PCE/J05231 | PE 5.23 BLOK B APT 5R4 (F1)
377682260 | TNB | DISTRIBUTION | WP PUTRAJAYA & CYBERJAYA | Existing | 11 kV |  | RYB | VPTJ/PCE/J05231 | PE 5.23 BLOK B APT 5R4 (F1)
377682261 | TNB | DISTRIBUTION | WP PUTRAJAYA & CYBERJAYA | Existing | 11 kV |  | RYB | VPTJ/PCE/J05231 | PE 5.23 BLOK B APT 5R4 (F1)
377682334 | TNB | DISTRIBUTION | WP PUTRAJAYA & CYBERJAYA | Existing | 11 kV |  | RYB | VPTJ/PCE/J05232 | PE 5.23 BLOK B APT 5R4 (F2)
377682335 | TNB | DISTRIBUTION | WP PUTRAJAYA & CYBERJAYA | Existing | 11 kV |  | RYB | VPTJ/PCE/J05232 | PE 5.23 BLOK B APT 5R4 (F2)
377682340 | TNB | DISTRIBUTION | WP PUTRAJAYA & CYBERJAYA | Existing | 11 kV |  | RYB | VPTJ/PCE/J05232 | PE 5.23 BLOK B APT 5R4 (F2)
377682346 | TNB | DISTRIBUTION | WP PUTRAJAYA & CYBERJAYA | Existing | 11 kV |  | RYB | VPTJ/PCE/J05232 | PE 5.23 BLOK B APT 5R4 (F2)
377682347 | TNB | DISTRIBUTION | WP PUTRAJAYA & CYBERJAYA | Existing | 11 kV |  | RYB | VPTJ/PCE/J05232 | PE 5.23 BLOK B APT 5R4 (F2)
377682351 | TNB | DISTRIBUTION | WP PUTRAJAYA & CYBERJAYA | Existing | 11 kV |  | RYB | VPTJ/PCE/J05232 | PE 5.23 BLOK B APT 5R4 (F2)
377682354 | TNB | DISTRIBUTION | WP PUTRAJAYA & CYBERJAYA | Existing | 11 kV |  | RYB | VPTJ/PCE/J05232 | PE 5.23 BLOK B APT 5R4 (F2)
377682355 | TNB | DISTRIBUTION | WP PUTRAJAYA & CYBERJAYA | Existing | 11 kV |  | RYB | VPTJ/PCE/J05232 | PE 5.23 BLOK B APT 5R4 (F2)
377682436 | TNB | DISTRIBUTION | WP PUTRAJAYA & CYBERJAYA | Existing | 11 kV |  | RYB | VPTJ/PCE/J05221 | PE 5.22 BLOK A APT 5R4 (F1)
377682437 | TNB | DISTRIBUTION | WP PUTRAJAYA & CYBERJAYA | Existing | 11 kV |  | RYB | VPTJ/PCE/J05221 | PE 5.22 BLOK A APT 5R4 (F1)
377682442 | TNB | DISTRIBUTION | WP PUTRAJAYA & CYBERJAYA | Existing | 11 kV |  | RYB | VPTJ/PCE/J05221 | PE 5.22 BLOK A APT 5R4 (F1)
377682448 | TNB | DISTRIBUTION | WP PUTRAJAYA & CYBERJAYA | Existing | 11 kV |  | RYB | VPTJ/PCE/J05221 | PE 5.22 BLOK A APT 5R4 (F1)
377682449 | TNB | DISTRIBUTION | WP PUTRAJAYA & CYBERJAYA | Existing | 11 kV |  | RYB | VPTJ/PCE/J05221 | PE 5.22 BLOK A APT 5R4 (F1)
377682453 | TNB | DISTRIBUTION | WP PUTRAJAYA & CYBERJAYA | Existing | 11 kV |  | RYB | VPTJ/PCE/J05221 | PE 5.22 BLOK A APT 5R4 (F1)
377682456 | TNB | DISTRIBUTION | WP PUTRAJAYA & CYBERJAYA | Existing | 11 kV |  | RYB | VPTJ/PCE/J05221 | PE 5.22 BLOK A APT 5R4 (F1)
377682457 | TNB | DISTRIBUTION | WP PUTRAJAYA & CYBERJAYA | Existing | 11 kV |  | RYB | VPTJ/PCE/J05221 | PE 5.22 BLOK A APT 5R4 (F1)
377682536 | TNB | DISTRIBUTION | WP PUTRAJAYA & CYBERJAYA | Existing | 11 kV |  | RYB | VPTJ/PCE/J05222 | PE 5.22 BLOK A APT 5R4 (F2)
377682537 | TNB | DISTRIBUTION | WP PUTRAJAYA & CYBERJAYA | Existing | 11 kV |  | RYB | VPTJ/PCE/J05222 | PE 5.22 BLOK A APT 5R4 (F2)
377682542 | TNB | DISTRIBUTION | WP PUTRAJAYA & CYBERJAYA | Existing | 11 kV |  | RYB | VPTJ/PCE/J05222 | PE 5.22 BLOK A APT 5R4 (F2)
377682548 | TNB | DISTRIBUTION | WP PUTRAJAYA & CYBERJAYA | Existing | 11 kV |  | RYB | VPTJ/PCE/J05222 | PE 5.22 BLOK A APT 5R4 (F2)
377682549 | TNB | DISTRIBUTION | WP PUTRAJAYA & CYBERJAYA | Existing | 11 kV |  | RYB | VPTJ/PCE/J05222 | PE 5.22 BLOK A APT 5R4 (F2)
377682553 | TNB | DISTRIBUTION | WP PUTRAJAYA & CYBERJAYA | Existing | 11 kV |  | RYB | VPTJ/PCE/J05222 | PE 5.22 BLOK A APT 5R4 (F2)
377682556 | TNB | DISTRIBUTION | WP PUTRAJAYA & CYBERJAYA | Existing | 11 kV |  | RYB | VPTJ/PCE/J05222 | PE 5.22 BLOK A APT 5R4 (F2)
377682557 | TNB | DISTRIBUTION | WP PUTRAJAYA & CYBERJAYA | Existing | 11 kV |  | RYB | VPTJ/PCE/J05222 | PE 5.22 BLOK A APT 5R4 (F2)
377766178 | TNB | DISTRIBUTION | WP PUTRAJAYA & CYBERJAYA | Existing | 11 kV |  | RYB | VPTJ/PCE/J14191 | PE 14.19 BLOK E2 (EFI) (F1)
377766179 | TNB | DISTRIBUTION | WP PUTRAJAYA & CYBERJAYA | Existing | 11 kV |  | RYB | VPTJ/PCE/J14191 | PE 14.19 BLOK E2 (EFI) (F1)
377766184 | TNB | DISTRIBUTION | WP PUTRAJAYA & CYBERJAYA | Existing | 11 kV |  | RYB | VPTJ/PCE/J14191 | PE 14.19 BLOK E2 (EFI) (F1)
377766190 | TNB | DISTRIBUTION | WP PUTRAJAYA & CYBERJAYA | Existing | 11 kV |  | RYB | VPTJ/PCE/J14191 | PE 14.19 BLOK E2 (EFI) (F1)
377766191 | TNB | DISTRIBUTION | WP PUTRAJAYA & CYBERJAYA | Existing | 11 kV |  | RYB | VPTJ/PCE/J14191 | PE 14.19 BLOK E2 (EFI) (F1)
377766195 | TNB | DISTRIBUTION | WP PUTRAJAYA & CYBERJAYA | Existing | 11 kV |  | RYB | VPTJ/PCE/J14191 | PE 14.19 BLOK E2 (EFI) (F1)
377766198 | TNB | DISTRIBUTION | WP PUTRAJAYA & CYBERJAYA | Existing | 11 kV |  | RYB | VPTJ/PCE/J14191 | PE 14.19 BLOK E2 (EFI) (F1)
377766199 | TNB | DISTRIBUTION | WP PUTRAJAYA & CYBERJAYA | Existing | 11 kV |  | RYB | VPTJ/PCE/J14191 | PE 14.19 BLOK E2 (EFI) (F1)
377766274 | TNB | DISTRIBUTION | WP PUTRAJAYA & CYBERJAYA | Existing | 11 kV |  | RYB | VPTJ/PCE/J14192 | PE 14.19 BLOK E2 (EFI) (F2)
377766275 | TNB | DISTRIBUTION | WP PUTRAJAYA & CYBERJAYA | Existing | 11 kV |  | RYB | VPTJ/PCE/J14192 | PE 14.19 BLOK E2 (EFI) (F2)
377766280 | TNB | DISTRIBUTION | WP PUTRAJAYA & CYBERJAYA | Existing | 11 kV |  | RYB | VPTJ/PCE/J14192 | PE 14.19 BLOK E2 (EFI) (F2)
377766286 | TNB | DISTRIBUTION | WP PUTRAJAYA & CYBERJAYA | Existing | 11 kV |  | RYB | VPTJ/PCE/J14192 | PE 14.19 BLOK E2 (EFI) (F2)
377766287 | TNB | DISTRIBUTION | WP PUTRAJAYA & CYBERJAYA | Existing | 11 kV |  | RYB | VPTJ/PCE/J14192 | PE 14.19 BLOK E2 (EFI) (F2)
377766291 | TNB | DISTRIBUTION | WP PUTRAJAYA & CYBERJAYA | Existing | 11 kV |  | RYB | VPTJ/PCE/J14192 | PE 14.19 BLOK E2 (EFI) (F2)
377766294 | TNB | DISTRIBUTION | WP PUTRAJAYA & CYBERJAYA | Existing | 11 kV |  | RYB | VPTJ/PCE/J14192 | PE 14.19 BLOK E2 (EFI) (F2)
377766295 | TNB | DISTRIBUTION | WP PUTRAJAYA & CYBERJAYA | Existing | 11 kV |  | RYB | VPTJ/PCE/J14192 | PE 14.19 BLOK E2 (EFI) (F2)
377766380 | TNB | DISTRIBUTION | WP PUTRAJAYA & CYBERJAYA | Existing | 11 kV |  | RYB | VPTJ/PCE/J14181 | PE 14.18 BLOK E1 (F1)
377766381 | TNB | DISTRIBUTION | WP PUTRAJAYA & CYBERJAYA | Existing | 11 kV |  | RYB | VPTJ/PCE/J14181 | PE 14.18 BLOK E1 (F1)
377766386 | TNB | DISTRIBUTION | WP PUTRAJAYA & CYBERJAYA | Existing | 11 kV |  | RYB | VPTJ/PCE/J14181 | PE 14.18 BLOK E1 (F1)
377766392 | TNB | DISTRIBUTION | WP PUTRAJAYA & CYBERJAYA | Existing | 11 kV |  | RYB | VPTJ/PCE/J14181 | PE 14.18 BLOK E1 (F1)
377766393 | TNB | DISTRIBUTION | WP PUTRAJAYA & CYBERJAYA | Existing | 11 kV |  | RYB | VPTJ/PCE/J14181 | PE 14.18 BLOK E1 (F1)
377766397 | TNB | DISTRIBUTION | WP PUTRAJAYA & CYBERJAYA | Existing | 11 kV |  | RYB | VPTJ/PCE/J14181 | PE 14.18 BLOK E1 (F1)
377766400 | TNB | DISTRIBUTION | WP PUTRAJAYA & CYBERJAYA | Existing | 11 kV |  | RYB | VPTJ/PCE/J14181 | PE 14.18 BLOK E1 (F1)
377766401 | TNB | DISTRIBUTION | WP PUTRAJAYA & CYBERJAYA | Existing | 11 kV |  | RYB | VPTJ/PCE/J14181 | PE 14.18 BLOK E1 (F1)
377766409 | TNB | DISTRIBUTION | WP PUTRAJAYA & CYBERJAYA | Existing | 11 kV |  | RYB | VPTJ/PCE/J14182 | PE 14.18 BLOK E1 (F2)
377766410 | TNB | DISTRIBUTION | WP PUTRAJAYA & CYBERJAYA | Existing | 11 kV |  | RYB | VPTJ/PCE/J14182 | PE 14.18 BLOK E1 (F2)
377766415 | TNB | DISTRIBUTION | WP PUTRAJAYA & CYBERJAYA | Existing | 11 kV |  | RYB | VPTJ/PCE/J14182 | PE 14.18 BLOK E1 (F2)
377766421 | TNB | DISTRIBUTION | WP PUTRAJAYA & CYBERJAYA | Existing | 11 kV |  | RYB | VPTJ/PCE/J14182 | PE 14.18 BLOK E1 (F2)
377766422 | TNB | DISTRIBUTION | WP PUTRAJAYA & CYBERJAYA | Existing | 11 kV |  | RYB | VPTJ/PCE/J14182 | PE 14.18 BLOK E1 (F2)
377766426 | TNB | DISTRIBUTION | WP PUTRAJAYA & CYBERJAYA | Existing | 11 kV |  | RYB | VPTJ/PCE/J14182 | PE 14.18 BLOK E1 (F2)
377766429 | TNB | DISTRIBUTION | WP PUTRAJAYA & CYBERJAYA | Existing | 11 kV |  | RYB | VPTJ/PCE/J14182 | PE 14.18 BLOK E1 (F2)
377766430 | TNB | DISTRIBUTION | WP PUTRAJAYA & CYBERJAYA | Existing | 11 kV |  | RYB | VPTJ/PCE/J14182 | PE 14.18 BLOK E1 (F2)
377766502 | TNB | DISTRIBUTION | WP PUTRAJAYA & CYBERJAYA | Existing | 11 kV |  | RYB | VPTJ/PCE/J14171 | PE 14.17 BLOK D (F1)
377766503 | TNB | DISTRIBUTION | WP PUTRAJAYA & CYBERJAYA | Existing | 11 kV |  | RYB | VPTJ/PCE/J14171 | PE 14.17 BLOK D (F1)
377766508 | TNB | DISTRIBUTION | WP PUTRAJAYA & CYBERJAYA | Existing | 11 kV |  | RYB | VPTJ/PCE/J14171 | PE 14.17 BLOK D (F1)
377766514 | TNB | DISTRIBUTION | WP PUTRAJAYA & CYBERJAYA | Existing | 11 kV |  | RYB | VPTJ/PCE/J14171 | PE 14.17 BLOK D (F1)
377766515 | TNB | DISTRIBUTION | WP PUTRAJAYA & CYBERJAYA | Existing | 11 kV |  | RYB | VPTJ/PCE/J14171 | PE 14.17 BLOK D (F1)
377766519 | TNB | DISTRIBUTION | WP PUTRAJAYA & CYBERJAYA | Existing | 11 kV |  | RYB | VPTJ/PCE/J14171 | PE 14.17 BLOK D (F1)
377766522 | TNB | DISTRIBUTION | WP PUTRAJAYA & CYBERJAYA | Existing | 11 kV |  | RYB | VPTJ/PCE/J14171 | PE 14.17 BLOK D (F1)
377766523 | TNB | DISTRIBUTION | WP PUTRAJAYA & CYBERJAYA | Existing | 11 kV |  | RYB | VPTJ/PCE/J14171 | PE 14.17 BLOK D (F1)
377766598 | TNB | DISTRIBUTION | WP PUTRAJAYA & CYBERJAYA | Existing | 11 kV |  | RYB | VPTJ/PCE/J14172 | PE 14.17 BLOK D (F2)
377766599 | TNB | DISTRIBUTION | WP PUTRAJAYA & CYBERJAYA | Existing | 11 kV |  | RYB | VPTJ/PCE/J14172 | PE 14.17 BLOK D (F2)
377766604 | TNB | DISTRIBUTION | WP PUTRAJAYA & CYBERJAYA | Existing | 11 kV |  | RYB | VPTJ/PCE/J14172 | PE 14.17 BLOK D (F2)
377766610 | TNB | DISTRIBUTION | WP PUTRAJAYA & CYBERJAYA | Existing | 11 kV |  | RYB | VPTJ/PCE/J14172 | PE 14.17 BLOK D (F2)
377766611 | TNB | DISTRIBUTION | WP PUTRAJAYA & CYBERJAYA | Existing | 11 kV |  | RYB | VPTJ/PCE/J14172 | PE 14.17 BLOK D (F2)
377766615 | TNB | DISTRIBUTION | WP PUTRAJAYA & CYBERJAYA | Existing | 11 kV |  | RYB | VPTJ/PCE/J14172 | PE 14.17 BLOK D (F2)
377766618 | TNB | DISTRIBUTION | WP PUTRAJAYA & CYBERJAYA | Existing | 11 kV |  | RYB | VPTJ/PCE/J14172 | PE 14.17 BLOK D (F2)
377766619 | TNB | DISTRIBUTION | WP PUTRAJAYA & CYBERJAYA | Existing | 11 kV |  | RYB | VPTJ/PCE/J14172 | PE 14.17 BLOK D (F2)
377766698 | TNB | DISTRIBUTION | WP PUTRAJAYA & CYBERJAYA | Existing | 11 kV |  | RYB | VPTJ/PCE/J14161 | PE 14.16 BLOK C (EFI) (F1)
377766699 | TNB | DISTRIBUTION | WP PUTRAJAYA & CYBERJAYA | Existing | 11 kV |  | RYB | VPTJ/PCE/J14161 | PE 14.16 BLOK C (EFI) (F1)
377766704 | TNB | DISTRIBUTION | WP PUTRAJAYA & CYBERJAYA | Existing | 11 kV |  | RYB | VPTJ/PCE/J14161 | PE 14.16 BLOK C (EFI) (F1)
377766710 | TNB | DISTRIBUTION | WP PUTRAJAYA & CYBERJAYA | Existing | 11 kV |  | RYB | VPTJ/PCE/J14161 | PE 14.16 BLOK C (EFI) (F1)
377766711 | TNB | DISTRIBUTION | WP PUTRAJAYA & CYBERJAYA | Existing | 11 kV |  | RYB | VPTJ/PCE/J14161 | PE 14.16 BLOK C (EFI) (F1)
377766715 | TNB | DISTRIBUTION | WP PUTRAJAYA & CYBERJAYA | Existing | 11 kV |  | RYB | VPTJ/PCE/J14161 | PE 14.16 BLOK C (EFI) (F1)
377766718 | TNB | DISTRIBUTION | WP PUTRAJAYA & CYBERJAYA | Existing | 11 kV |  | RYB | VPTJ/PCE/J14161 | PE 14.16 BLOK C (EFI) (F1)
377766719 | TNB | DISTRIBUTION | WP PUTRAJAYA & CYBERJAYA | Existing | 11 kV |  | RYB | VPTJ/PCE/J14161 | PE 14.16 BLOK C (EFI) (F1)
377766794 | TNB | DISTRIBUTION | WP PUTRAJAYA & CYBERJAYA | Existing | 11 kV |  | RYB | VPTJ/PCE/J14162 | PE 14.16 BLOK C (EFI) (F2)
377766795 | TNB | DISTRIBUTION | WP PUTRAJAYA & CYBERJAYA | Existing | 11 kV |  | RYB | VPTJ/PCE/J14162 | PE 14.16 BLOK C (EFI) (F2)
377766800 | TNB | DISTRIBUTION | WP PUTRAJAYA & CYBERJAYA | Existing | 11 kV |  | RYB | VPTJ/PCE/J14162 | PE 14.16 BLOK C (EFI) (F2)
377766806 | TNB | DISTRIBUTION | WP PUTRAJAYA & CYBERJAYA | Existing | 11 kV |  | RYB | VPTJ/PCE/J14162 | PE 14.16 BLOK C (EFI) (F2)
377766807 | TNB | DISTRIBUTION | WP PUTRAJAYA & CYBERJAYA | Existing | 11 kV |  | RYB | VPTJ/PCE/J14162 | PE 14.16 BLOK C (EFI) (F2)
377766811 | TNB | DISTRIBUTION | WP PUTRAJAYA & CYBERJAYA | Existing | 11 kV |  | RYB | VPTJ/PCE/J14162 | PE 14.16 BLOK C (EFI) (F2)
377766814 | TNB | DISTRIBUTION | WP PUTRAJAYA & CYBERJAYA | Existing | 11 kV |  | RYB | VPTJ/PCE/J14162 | PE 14.16 BLOK C (EFI) (F2)
377766815 | TNB | DISTRIBUTION | WP PUTRAJAYA & CYBERJAYA | Existing | 11 kV |  | RYB | VPTJ/PCE/J14162 | PE 14.16 BLOK C (EFI) (F2)
377766883 | TNB | DISTRIBUTION | WP PUTRAJAYA & CYBERJAYA | Existing | 11 kV |  | RYB | VPTJ/PCE/J14151 | PE 14.15 BLOK B (F1)
377766884 | TNB | DISTRIBUTION | WP PUTRAJAYA & CYBERJAYA | Existing | 11 kV |  | RYB | VPTJ/PCE/J14151 | PE 14.15 BLOK B (F1)
377766889 | TNB | DISTRIBUTION | WP PUTRAJAYA & CYBERJAYA | Existing | 11 kV |  | RYB | VPTJ/PCE/J14151 | PE 14.15 BLOK B (F1)
377766895 | TNB | DISTRIBUTION | WP PUTRAJAYA & CYBERJAYA | Existing | 11 kV |  | RYB | VPTJ/PCE/J14151 | PE 14.15 BLOK B (F1)
377766896 | TNB | DISTRIBUTION | WP PUTRAJAYA & CYBERJAYA | Existing | 11 kV |  | RYB | VPTJ/PCE/J14151 | PE 14.15 BLOK B (F1)
377766900 | TNB | DISTRIBUTION | WP PUTRAJAYA & CYBERJAYA | Existing | 11 kV |  | RYB | VPTJ/PCE/J14151 | PE 14.15 BLOK B (F1)
377766903 | TNB | DISTRIBUTION | WP PUTRAJAYA & CYBERJAYA | Existing | 11 kV |  | RYB | VPTJ/PCE/J14151 | PE 14.15 BLOK B (F1)
377766904 | TNB | DISTRIBUTION | WP PUTRAJAYA & CYBERJAYA | Existing | 11 kV |  | RYB | VPTJ/PCE/J14151 | PE 14.15 BLOK B (F1)
377766977 | TNB | DISTRIBUTION | WP PUTRAJAYA & CYBERJAYA | Existing | 11 kV |  | RYB | VPTJ/PCE/J14152 | PE 14.15 BLOK B (F2)
377766978 | TNB | DISTRIBUTION | WP PUTRAJAYA & CYBERJAYA | Existing | 11 kV |  | RYB | VPTJ/PCE/J14152 | PE 14.15 BLOK B (F2)
377766983 | TNB | DISTRIBUTION | WP PUTRAJAYA & CYBERJAYA | Existing | 11 kV |  | RYB | VPTJ/PCE/J14152 | PE 14.15 BLOK B (F2)
377766989 | TNB | DISTRIBUTION | WP PUTRAJAYA & CYBERJAYA | Existing | 11 kV |  | RYB | VPTJ/PCE/J14152 | PE 14.15 BLOK B (F2)
377766990 | TNB | DISTRIBUTION | WP PUTRAJAYA & CYBERJAYA | Existing | 11 kV |  | RYB | VPTJ/PCE/J14152 | PE 14.15 BLOK B (F2)
377766994 | TNB | DISTRIBUTION | WP PUTRAJAYA & CYBERJAYA | Existing | 11 kV |  | RYB | VPTJ/PCE/J14152 | PE 14.15 BLOK B (F2)
377766997 | TNB | DISTRIBUTION | WP PUTRAJAYA & CYBERJAYA | Existing | 11 kV |  | RYB | VPTJ/PCE/J14152 | PE 14.15 BLOK B (F2)
377766998 | TNB | DISTRIBUTION | WP PUTRAJAYA & CYBERJAYA | Existing | 11 kV |  | RYB | VPTJ/PCE/J14152 | PE 14.15 BLOK B (F2)
377767064 | TNB | DISTRIBUTION | WP PUTRAJAYA & CYBERJAYA | Existing | 11 kV |  | RYB | VPTJ/PCE/J14141 | PE 14.14 BLOK A (EFI) (F1)
377767065 | TNB | DISTRIBUTION | WP PUTRAJAYA & CYBERJAYA | Existing | 11 kV |  | RYB | VPTJ/PCE/J14141 | PE 14.14 BLOK A (EFI) (F1)
377767070 | TNB | DISTRIBUTION | WP PUTRAJAYA & CYBERJAYA | Existing | 11 kV |  | RYB | VPTJ/PCE/J14141 | PE 14.14 BLOK A (EFI) (F1)
377767076 | TNB | DISTRIBUTION | WP PUTRAJAYA & CYBERJAYA | Existing | 11 kV |  | RYB | VPTJ/PCE/J14141 | PE 14.14 BLOK A (EFI) (F1)
377767077 | TNB | DISTRIBUTION | WP PUTRAJAYA & CYBERJAYA | Existing | 11 kV |  | RYB | VPTJ/PCE/J14141 | PE 14.14 BLOK A (EFI) (F1)
377767081 | TNB | DISTRIBUTION | WP PUTRAJAYA & CYBERJAYA | Existing | 11 kV |  | RYB | VPTJ/PCE/J14141 | PE 14.14 BLOK A (EFI) (F1)
377767084 | TNB | DISTRIBUTION | WP PUTRAJAYA & CYBERJAYA | Existing | 11 kV |  | RYB | VPTJ/PCE/J14141 | PE 14.14 BLOK A (EFI) (F1)
377767085 | TNB | DISTRIBUTION | WP PUTRAJAYA & CYBERJAYA | Existing | 11 kV |  | RYB | VPTJ/PCE/J14141 | PE 14.14 BLOK A (EFI) (F1)
377767160 | TNB | DISTRIBUTION | WP PUTRAJAYA & CYBERJAYA | Existing | 11 kV |  | RYB | VPTJ/PCE/J14142 | PE 14.14 BLOK A (EFI) (F2)
377767161 | TNB | DISTRIBUTION | WP PUTRAJAYA & CYBERJAYA | Existing | 11 kV |  | RYB | VPTJ/PCE/J14142 | PE 14.14 BLOK A (EFI) (F2)
377767166 | TNB | DISTRIBUTION | WP PUTRAJAYA & CYBERJAYA | Existing | 11 kV |  | RYB | VPTJ/PCE/J14142 | PE 14.14 BLOK A (EFI) (F2)
377767172 | TNB | DISTRIBUTION | WP PUTRAJAYA & CYBERJAYA | Existing | 11 kV |  | RYB | VPTJ/PCE/J14142 | PE 14.14 BLOK A (EFI) (F2)
377767173 | TNB | DISTRIBUTION | WP PUTRAJAYA & CYBERJAYA | Existing | 11 kV |  | RYB | VPTJ/PCE/J14142 | PE 14.14 BLOK A (EFI) (F2)
377767177 | TNB | DISTRIBUTION | WP PUTRAJAYA & CYBERJAYA | Existing | 11 kV |  | RYB | VPTJ/PCE/J14142 | PE 14.14 BLOK A (EFI) (F2)
377767180 | TNB | DISTRIBUTION | WP PUTRAJAYA & CYBERJAYA | Existing | 11 kV |  | RYB | VPTJ/PCE/J14142 | PE 14.14 BLOK A (EFI) (F2)
377767181 | TNB | DISTRIBUTION | WP PUTRAJAYA & CYBERJAYA | Existing | 11 kV |  | RYB | VPTJ/PCE/J14142 | PE 14.14 BLOK A (EFI) (F2)
377767248 | TNB | DISTRIBUTION | WP PUTRAJAYA & CYBERJAYA | Existing | 11 kV |  | RYB | VPTJ/PCE/J14311 | PE 14.31 P'PURI 14-12 BLOK B (F1)
377767249 | TNB | DISTRIBUTION | WP PUTRAJAYA & CYBERJAYA | Existing | 11 kV |  | RYB | VPTJ/PCE/J14311 | PE 14.31 P'PURI 14-12 BLOK B (F1)
377767254 | TNB | DISTRIBUTION | WP PUTRAJAYA & CYBERJAYA | Existing | 11 kV |  | RYB | VPTJ/PCE/J14311 | PE 14.31 P'PURI 14-12 BLOK B (F1)
377767260 | TNB | DISTRIBUTION | WP PUTRAJAYA & CYBERJAYA | Existing | 11 kV |  | RYB | VPTJ/PCE/J14311 | PE 14.31 P'PURI 14-12 BLOK B (F1)
377767261 | TNB | DISTRIBUTION | WP PUTRAJAYA & CYBERJAYA | Existing | 11 kV |  | RYB | VPTJ/PCE/J14311 | PE 14.31 P'PURI 14-12 BLOK B (F1)
377767265 | TNB | DISTRIBUTION | WP PUTRAJAYA & CYBERJAYA | Existing | 11 kV |  | RYB | VPTJ/PCE/J14311 | PE 14.31 P'PURI 14-12 BLOK B (F1)
377767268 | TNB | DISTRIBUTION | WP PUTRAJAYA & CYBERJAYA | Existing | 11 kV |  | RYB | VPTJ/PCE/J14311 | PE 14.31 P'PURI 14-12 BLOK B (F1)
377767269 | TNB | DISTRIBUTION | WP PUTRAJAYA & CYBERJAYA | Existing | 11 kV |  | RYB | VPTJ/PCE/J14311 | PE 14.31 P'PURI 14-12 BLOK B (F1)
377767342 | TNB | DISTRIBUTION | WP PUTRAJAYA & CYBERJAYA | Existing | 11 kV |  | RYB | VPTJ/PCE/J14312 | PE 14.31 P'PURI 14-12 BLOK B (F2)
377767343 | TNB | DISTRIBUTION | WP PUTRAJAYA & CYBERJAYA | Existing | 11 kV |  | RYB | VPTJ/PCE/J14312 | PE 14.31 P'PURI 14-12 BLOK B (F2)
377767348 | TNB | DISTRIBUTION | WP PUTRAJAYA & CYBERJAYA | Existing | 11 kV |  | RYB | VPTJ/PCE/J14312 | PE 14.31 P'PURI 14-12 BLOK B (F2)
377767354 | TNB | DISTRIBUTION | WP PUTRAJAYA & CYBERJAYA | Existing | 11 kV |  | RYB | VPTJ/PCE/J14312 | PE 14.31 P'PURI 14-12 BLOK B (F2)
377767355 | TNB | DISTRIBUTION | WP PUTRAJAYA & CYBERJAYA | Existing | 11 kV |  | RYB | VPTJ/PCE/J14312 | PE 14.31 P'PURI 14-12 BLOK B (F2)
377767359 | TNB | DISTRIBUTION | WP PUTRAJAYA & CYBERJAYA | Existing | 11 kV |  | RYB | VPTJ/PCE/J14312 | PE 14.31 P'PURI 14-12 BLOK B (F2)
377767362 | TNB | DISTRIBUTION | WP PUTRAJAYA & CYBERJAYA | Existing | 11 kV |  | RYB | VPTJ/PCE/J14312 | PE 14.31 P'PURI 14-12 BLOK B (F2)
377767363 | TNB | DISTRIBUTION | WP PUTRAJAYA & CYBERJAYA | Existing | 11 kV |  | RYB | VPTJ/PCE/J14312 | PE 14.31 P'PURI 14-12 BLOK B (F2)
377767437 | TNB | DISTRIBUTION | WP PUTRAJAYA & CYBERJAYA | Existing | 11 kV |  | RYB | VPTJ/PCE/J14301 | PE 14.30 P'PURI 14-12 BLOK A (EFI) (F1)
377767438 | TNB | DISTRIBUTION | WP PUTRAJAYA & CYBERJAYA | Existing | 11 kV |  | RYB | VPTJ/PCE/J14301 | PE 14.30 P'PURI 14-12 BLOK A (EFI) (F1)
377767443 | TNB | DISTRIBUTION | WP PUTRAJAYA & CYBERJAYA | Existing | 11 kV |  | RYB | VPTJ/PCE/J14301 | PE 14.30 P'PURI 14-12 BLOK A (EFI) (F1)
377767449 | TNB | DISTRIBUTION | WP PUTRAJAYA & CYBERJAYA | Existing | 11 kV |  | RYB | VPTJ/PCE/J14301 | PE 14.30 P'PURI 14-12 BLOK A (EFI) (F1)
377767450 | TNB | DISTRIBUTION | WP PUTRAJAYA & CYBERJAYA | Existing | 11 kV |  | RYB | VPTJ/PCE/J14301 | PE 14.30 P'PURI 14-12 BLOK A (EFI) (F1)
377767454 | TNB | DISTRIBUTION | WP PUTRAJAYA & CYBERJAYA | Existing | 11 kV |  | RYB | VPTJ/PCE/J14301 | PE 14.30 P'PURI 14-12 BLOK A (EFI) (F1)
377767457 | TNB | DISTRIBUTION | WP PUTRAJAYA & CYBERJAYA | Existing | 11 kV |  | RYB | VPTJ/PCE/J14301 | PE 14.30 P'PURI 14-12 BLOK A (EFI) (F1)
377767458 | TNB | DISTRIBUTION | WP PUTRAJAYA & CYBERJAYA | Existing | 11 kV |  | RYB | VPTJ/PCE/J14301 | PE 14.30 P'PURI 14-12 BLOK A (EFI) (F1)
377767531 | TNB | DISTRIBUTION | WP PUTRAJAYA & CYBERJAYA | Existing | 11 kV |  | RYB | VPTJ/PCE/J14302 | PE 14.30 P'PURI 14-12 BLOK A (EFI) (F2)
377767532 | TNB | DISTRIBUTION | WP PUTRAJAYA & CYBERJAYA | Existing | 11 kV |  | RYB | VPTJ/PCE/J14302 | PE 14.30 P'PURI 14-12 BLOK A (EFI) (F2)
377767537 | TNB | DISTRIBUTION | WP PUTRAJAYA & CYBERJAYA | Existing | 11 kV |  | RYB | VPTJ/PCE/J14302 | PE 14.30 P'PURI 14-12 BLOK A (EFI) (F2)
377767543 | TNB | DISTRIBUTION | WP PUTRAJAYA & CYBERJAYA | Existing | 11 kV |  | RYB | VPTJ/PCE/J14302 | PE 14.30 P'PURI 14-12 BLOK A (EFI) (F2)
377767544 | TNB | DISTRIBUTION | WP PUTRAJAYA & CYBERJAYA | Existing | 11 kV |  | RYB | VPTJ/PCE/J14302 | PE 14.30 P'PURI 14-12 BLOK A (EFI) (F2)
377767548 | TNB | DISTRIBUTION | WP PUTRAJAYA & CYBERJAYA | Existing | 11 kV |  | RYB | VPTJ/PCE/J14302 | PE 14.30 P'PURI 14-12 BLOK A (EFI) (F2)
377767551 | TNB | DISTRIBUTION | WP PUTRAJAYA & CYBERJAYA | Existing | 11 kV |  | RYB | VPTJ/PCE/J14302 | PE 14.30 P'PURI 14-12 BLOK A (EFI) (F2)
377767552 | TNB | DISTRIBUTION | WP PUTRAJAYA & CYBERJAYA | Existing | 11 kV |  | RYB | VPTJ/PCE/J14302 | PE 14.30 P'PURI 14-12 BLOK A (EFI) (F2)
377767565 | TNB | DISTRIBUTION | WP PUTRAJAYA & CYBERJAYA | Existing | 11 kV |  | RYB | VPTJ/PCE/J14251 | PE 14.25 KOMPLEKS SEK REN (EFI) (F1)
377767566 | TNB | DISTRIBUTION | WP PUTRAJAYA & CYBERJAYA | Existing | 11 kV |  | RYB | VPTJ/PCE/J14251 | PE 14.25 KOMPLEKS SEK REN (EFI) (F1)
377767571 | TNB | DISTRIBUTION | WP PUTRAJAYA & CYBERJAYA | Existing | 11 kV |  | RYB | VPTJ/PCE/J14251 | PE 14.25 KOMPLEKS SEK REN (EFI) (F1)
377767577 | TNB | DISTRIBUTION | WP PUTRAJAYA & CYBERJAYA | Existing | 11 kV |  | RYB | VPTJ/PCE/J14251 | PE 14.25 KOMPLEKS SEK REN (EFI) (F1)
377767578 | TNB | DISTRIBUTION | WP PUTRAJAYA & CYBERJAYA | Existing | 11 kV |  | RYB | VPTJ/PCE/J14251 | PE 14.25 KOMPLEKS SEK REN (EFI) (F1)
377767582 | TNB | DISTRIBUTION | WP PUTRAJAYA & CYBERJAYA | Existing | 11 kV |  | RYB | VPTJ/PCE/J14251 | PE 14.25 KOMPLEKS SEK REN (EFI) (F1)
377767585 | TNB | DISTRIBUTION | WP PUTRAJAYA & CYBERJAYA | Existing | 11 kV |  | RYB | VPTJ/PCE/J14251 | PE 14.25 KOMPLEKS SEK REN (EFI) (F1)
377767586 | TNB | DISTRIBUTION | WP PUTRAJAYA & CYBERJAYA | Existing | 11 kV |  | RYB | VPTJ/PCE/J14251 | PE 14.25 KOMPLEKS SEK REN (EFI) (F1)
377767659 | TNB | DISTRIBUTION | WP PUTRAJAYA & CYBERJAYA | Existing | 11 kV |  | RYB | VPTJ/PCE/J14252 | PE 14.25 KOMPLEKS SEK REN (EFI) (F2)
377767660 | TNB | DISTRIBUTION | WP PUTRAJAYA & CYBERJAYA | Existing | 11 kV |  | RYB | VPTJ/PCE/J14252 | PE 14.25 KOMPLEKS SEK REN (EFI) (F2)
377767665 | TNB | DISTRIBUTION | WP PUTRAJAYA & CYBERJAYA | Existing | 11 kV |  | RYB | VPTJ/PCE/J14252 | PE 14.25 KOMPLEKS SEK REN (EFI) (F2)
377767671 | TNB | DISTRIBUTION | WP PUTRAJAYA & CYBERJAYA | Existing | 11 kV |  | RYB | VPTJ/PCE/J14252 | PE 14.25 KOMPLEKS SEK REN (EFI) (F2)
377767672 | TNB | DISTRIBUTION | WP PUTRAJAYA & CYBERJAYA | Existing | 11 kV |  | RYB | VPTJ/PCE/J14252 | PE 14.25 KOMPLEKS SEK REN (EFI) (F2)
377767676 | TNB | DISTRIBUTION | WP PUTRAJAYA & CYBERJAYA | Existing | 11 kV |  | RYB | VPTJ/PCE/J14252 | PE 14.25 KOMPLEKS SEK REN (EFI) (F2)
377767679 | TNB | DISTRIBUTION | WP PUTRAJAYA & CYBERJAYA | Existing | 11 kV |  | RYB | VPTJ/PCE/J14252 | PE 14.25 KOMPLEKS SEK REN (EFI) (F2)
377767680 | TNB | DISTRIBUTION | WP PUTRAJAYA & CYBERJAYA | Existing | 11 kV |  | RYB | VPTJ/PCE/J14252 | PE 14.25 KOMPLEKS SEK REN (EFI) (F2)
378018324 | TNB | DISTRIBUTION | WP PUTRAJAYA & CYBERJAYA | Existing | 11 kV |  | RYB | VCBJ/PCE/J00143 | D-CBJ-C14-0473
378018325 | TNB | DISTRIBUTION | WP PUTRAJAYA & CYBERJAYA | Existing | 11 kV |  | RYB | VCBJ/PCE/J00143 | D-CBJ-C14-0473
378018330 | TNB | DISTRIBUTION | WP PUTRAJAYA & CYBERJAYA | Existing | 11 kV |  | RYB | VCBJ/PCE/J00143 | D-CBJ-C14-0473
378018336 | TNB | DISTRIBUTION | WP PUTRAJAYA & CYBERJAYA | Existing | 11 kV |  | RYB | VCBJ/PCE/J00143 | D-CBJ-C14-0473
378018337 | TNB | DISTRIBUTION | WP PUTRAJAYA & CYBERJAYA | Existing | 11 kV |  | RYB | VCBJ/PCE/J00143 | D-CBJ-C14-0473
378018341 | TNB | DISTRIBUTION | WP PUTRAJAYA & CYBERJAYA | Existing | 11 kV |  | RYB | VCBJ/PCE/J00143 | D-CBJ-C14-0473
378018344 | TNB | DISTRIBUTION | WP PUTRAJAYA & CYBERJAYA | Existing | 11 kV |  | RYB | VCBJ/PCE/J00143 | D-CBJ-C14-0473
378018345 | TNB | DISTRIBUTION | WP PUTRAJAYA & CYBERJAYA | Existing | 11 kV |  | RYB | VCBJ/PCE/J00143 | D-CBJ-C14-0473
378018445 | TNB | DISTRIBUTION | WP PUTRAJAYA & CYBERJAYA | Existing | 11 kV |  | RYB | VCBJ/PCE/J00144 | D-CBJ-C14-0473
378018446 | TNB | DISTRIBUTION | WP PUTRAJAYA & CYBERJAYA | Existing | 11 kV |  | RYB | VCBJ/PCE/J00144 | D-CBJ-C14-0473
378018451 | TNB | DISTRIBUTION | WP PUTRAJAYA & CYBERJAYA | Existing | 11 kV |  | RYB | VCBJ/PCE/J00144 | D-CBJ-C14-0473
378018457 | TNB | DISTRIBUTION | WP PUTRAJAYA & CYBERJAYA | Existing | 11 kV |  | RYB | VCBJ/PCE/J00144 | D-CBJ-C14-0473
378018458 | TNB | DISTRIBUTION | WP PUTRAJAYA & CYBERJAYA | Existing | 11 kV |  | RYB | VCBJ/PCE/J00144 | D-CBJ-C14-0473
378018462 | TNB | DISTRIBUTION | WP PUTRAJAYA & CYBERJAYA | Existing | 11 kV |  | RYB | VCBJ/PCE/J00144 | D-CBJ-C14-0473
378018465 | TNB | DISTRIBUTION | WP PUTRAJAYA & CYBERJAYA | Existing | 11 kV |  | RYB | VCBJ/PCE/J00144 | D-CBJ-C14-0473
378018466 | TNB | DISTRIBUTION | WP PUTRAJAYA & CYBERJAYA | Existing | 11 kV |  | RYB | VCBJ/PCE/J00144 | D-CBJ-C14-0473
378018568 | TNB | DISTRIBUTION | WP PUTRAJAYA & CYBERJAYA | Existing | 11 kV |  | RYB | VCBJ/PCE/J00141 | D-CBJ-C17-0588
378018569 | TNB | DISTRIBUTION | WP PUTRAJAYA & CYBERJAYA | Existing | 11 kV |  | RYB | VCBJ/PCE/J00141 | D-CBJ-C17-0588
378018574 | TNB | DISTRIBUTION | WP PUTRAJAYA & CYBERJAYA | Existing | 11 kV |  | RYB | VCBJ/PCE/J00141 | D-CBJ-C17-0588
378018580 | TNB | DISTRIBUTION | WP PUTRAJAYA & CYBERJAYA | Existing | 11 kV |  | RYB | VCBJ/PCE/J00141 | D-CBJ-C17-0588
378018581 | TNB | DISTRIBUTION | WP PUTRAJAYA & CYBERJAYA | Existing | 11 kV |  | RYB | VCBJ/PCE/J00141 | D-CBJ-C17-0588
378018585 | TNB | DISTRIBUTION | WP PUTRAJAYA & CYBERJAYA | Existing | 11 kV |  | RYB | VCBJ/PCE/J00141 | D-CBJ-C17-0588
378018588 | TNB | DISTRIBUTION | WP PUTRAJAYA & CYBERJAYA | Existing | 11 kV |  | RYB | VCBJ/PCE/J00141 | D-CBJ-C17-0588
378018589 | TNB | DISTRIBUTION | WP PUTRAJAYA & CYBERJAYA | Existing | 11 kV |  | RYB | VCBJ/PCE/J00141 | D-CBJ-C17-0588
378018689 | TNB | DISTRIBUTION | WP PUTRAJAYA & CYBERJAYA | Existing | 11 kV |  | RYB | VCBJ/PCE/J00142 | D-CBJ-C17-0588
378018690 | TNB | DISTRIBUTION | WP PUTRAJAYA & CYBERJAYA | Existing | 11 kV |  | RYB | VCBJ/PCE/J00142 | D-CBJ-C17-0588
378018695 | TNB | DISTRIBUTION | WP PUTRAJAYA & CYBERJAYA | Existing | 11 kV |  | RYB | VCBJ/PCE/J00142 | D-CBJ-C17-0588
378018701 | TNB | DISTRIBUTION | WP PUTRAJAYA & CYBERJAYA | Existing | 11 kV |  | RYB | VCBJ/PCE/J00142 | D-CBJ-C17-0588
378018702 | TNB | DISTRIBUTION | WP PUTRAJAYA & CYBERJAYA | Existing | 11 kV |  | RYB | VCBJ/PCE/J00142 | D-CBJ-C17-0588
378018706 | TNB | DISTRIBUTION | WP PUTRAJAYA & CYBERJAYA | Existing | 11 kV |  | RYB | VCBJ/PCE/J00142 | D-CBJ-C17-0588
378018709 | TNB | DISTRIBUTION | WP PUTRAJAYA & CYBERJAYA | Existing | 11 kV |  | RYB | VCBJ/PCE/J00142 | D-CBJ-C17-0588
378018710 | TNB | DISTRIBUTION | WP PUTRAJAYA & CYBERJAYA | Existing | 11 kV |  | RYB | VCBJ/PCE/J00142 | D-CBJ-C17-0588
378018812 | TNB | DISTRIBUTION | WP PUTRAJAYA & CYBERJAYA | Existing | 11 kV |  | RYB | VCBJ/PCE/J00145 | D-CBJ-C14-0473
378018813 | TNB | DISTRIBUTION | WP PUTRAJAYA & CYBERJAYA | Existing | 11 kV |  | RYB | VCBJ/PCE/J00145 | D-CBJ-C14-0473
378018818 | TNB | DISTRIBUTION | WP PUTRAJAYA & CYBERJAYA | Existing | 11 kV |  | RYB | VCBJ/PCE/J00145 | D-CBJ-C14-0473
378018824 | TNB | DISTRIBUTION | WP PUTRAJAYA & CYBERJAYA | Existing | 11 kV |  | RYB | VCBJ/PCE/J00145 | D-CBJ-C14-0473
378018825 | TNB | DISTRIBUTION | WP PUTRAJAYA & CYBERJAYA | Existing | 11 kV |  | RYB | VCBJ/PCE/J00145 | D-CBJ-C14-0473
378018829 | TNB | DISTRIBUTION | WP PUTRAJAYA & CYBERJAYA | Existing | 11 kV |  | RYB | VCBJ/PCE/J00145 | D-CBJ-C14-0473
378018832 | TNB | DISTRIBUTION | WP PUTRAJAYA & CYBERJAYA | Existing | 11 kV |  | RYB | VCBJ/PCE/J00145 | D-CBJ-C14-0473
378018833 | TNB | DISTRIBUTION | WP PUTRAJAYA & CYBERJAYA | Existing | 11 kV |  | RYB | VCBJ/PCE/J00145 | D-CBJ-C14-0473
378018933 | TNB | DISTRIBUTION | WP PUTRAJAYA & CYBERJAYA | Existing | 11 kV |  | RYB | VCBJ/PCE/J00146 | D-CBJ-C14-0473
378018934 | TNB | DISTRIBUTION | WP PUTRAJAYA & CYBERJAYA | Existing | 11 kV |  | RYB | VCBJ/PCE/J00146 | D-CBJ-C14-0473
378018939 | TNB | DISTRIBUTION | WP PUTRAJAYA & CYBERJAYA | Existing | 11 kV |  | RYB | VCBJ/PCE/J00146 | D-CBJ-C14-0473
378018945 | TNB | DISTRIBUTION | WP PUTRAJAYA & CYBERJAYA | Existing | 11 kV |  | RYB | VCBJ/PCE/J00146 | D-CBJ-C14-0473
378018946 | TNB | DISTRIBUTION | WP PUTRAJAYA & CYBERJAYA | Existing | 11 kV |  | RYB | VCBJ/PCE/J00146 | D-CBJ-C14-0473
378018950 | TNB | DISTRIBUTION | WP PUTRAJAYA & CYBERJAYA | Existing | 11 kV |  | RYB | VCBJ/PCE/J00146 | D-CBJ-C14-0473
378018953 | TNB | DISTRIBUTION | WP PUTRAJAYA & CYBERJAYA | Existing | 11 kV |  | RYB | VCBJ/PCE/J00146 | D-CBJ-C14-0473
378018954 | TNB | DISTRIBUTION | WP PUTRAJAYA & CYBERJAYA | Existing | 11 kV |  | RYB | VCBJ/PCE/J00146 | D-CBJ-C14-0473
378019092 | TNB | DISTRIBUTION | WP PUTRAJAYA & CYBERJAYA | Existing | 11 kV |  | RYB | VCBJ/PCE/J00151 | D-CBJ-C15-0540
378019093 | TNB | DISTRIBUTION | WP PUTRAJAYA & CYBERJAYA | Existing | 11 kV |  | RYB | VCBJ/PCE/J00151 | D-CBJ-C15-0540
378019094 | TNB | DISTRIBUTION | WP PUTRAJAYA & CYBERJAYA | Existing | 11 kV |  | RYB | VCBJ/PCE/J00151 | D-CBJ-C15-0540
378019101 | TNB | DISTRIBUTION | WP PUTRAJAYA & CYBERJAYA | Existing | 11 kV |  | RYB | VCBJ/PCE/J00151 | D-CBJ-C15-0540
378019104 | TNB | DISTRIBUTION | WP PUTRAJAYA & CYBERJAYA | Existing | 11 kV |  | RYB | VCBJ/PCE/J00151 | D-CBJ-C15-0540
378019105 | TNB | DISTRIBUTION | WP PUTRAJAYA & CYBERJAYA | Existing | 11 kV |  | RYB | VCBJ/PCE/J00151 | D-CBJ-C15-0540
378019106 | TNB | DISTRIBUTION | WP PUTRAJAYA & CYBERJAYA | Existing | 11 kV |  | RYB | VCBJ/PCE/J00151 | D-CBJ-C15-0540
378019108 | TNB | DISTRIBUTION | WP PUTRAJAYA & CYBERJAYA | Existing | 11 kV |  | RYB | VCBJ/PCE/J00151 | D-CBJ-C15-0540
378019109 | TNB | DISTRIBUTION | WP PUTRAJAYA & CYBERJAYA | Existing | 11 kV |  | RYB | VCBJ/PCE/J00151 | D-CBJ-C15-0540
378019111 | TNB | DISTRIBUTION | WP PUTRAJAYA & CYBERJAYA | Existing | 11 kV |  | RYB | VCBJ/PCE/J00151 | D-CBJ-C15-0540
378019119 | TNB | DISTRIBUTION | WP PUTRAJAYA & CYBERJAYA | Existing | 11 kV |  | RYB | VCBJ/PCE/J00151 | D-CBJ-C15-0540
378039477 | TNB | DISTRIBUTION | WP PUTRAJAYA & CYBERJAYA | Existing | 33 kV |  | RYB | BBBB/PMU/G00007 | PMU SUNGAI SEMENYIH 132/33/11kV
378039568 | TNB | DISTRIBUTION | WP PUTRAJAYA & CYBERJAYA | Existing | 33 kV |  | RYB | BBBB/PMU/G00007 | PMU SUNGAI SEMENYIH 132/33/11kV
378039690 | TNB | DISTRIBUTION | WP PUTRAJAYA & CYBERJAYA | Existing | 33 kV |  | RYB | BBBB/PMU/G00007 | PMU SUNGAI SEMENYIH 132/33/11kV
378039692 | TNB | DISTRIBUTION | WP PUTRAJAYA & CYBERJAYA | Existing | 33 kV |  | RYB | BBBB/PMU/G00007 | PMU SUNGAI SEMENYIH 132/33/11kV
378039701 | TNB | DISTRIBUTION | WP PUTRAJAYA & CYBERJAYA | Existing | 33 kV |  | RYB | BBBB/PMU/G00007 | PMU SUNGAI SEMENYIH 132/33/11kV
378039722 | TNB | DISTRIBUTION | WP PUTRAJAYA & CYBERJAYA | Existing | 33 kV |  | RYB | BBBB/PMU/G00007 | PMU SUNGAI SEMENYIH 132/33/11kV
378039767 | TNB | DISTRIBUTION | WP PUTRAJAYA & CYBERJAYA | Existing | 33 kV |  | RYB | BBBB/PMU/G00007 | PMU SUNGAI SEMENYIH 132/33/11kV
378039790 | TNB | DISTRIBUTION | WP PUTRAJAYA & CYBERJAYA | Existing | 33 kV |  | RYB | BBBB/PMU/G00007 | PMU SUNGAI SEMENYIH 132/33/11kV
378039864 | TNB | DISTRIBUTION | WP PUTRAJAYA & CYBERJAYA | Existing | 33 kV |  | RYB | BBBB/PMU/G00007 | PMU SUNGAI SEMENYIH 132/33/11kV
378039892 | TNB | DISTRIBUTION | WP PUTRAJAYA & CYBERJAYA | Existing | 33 kV |  | RYB | BBBB/PMU/G00007 | PMU SUNGAI SEMENYIH 132/33/11kV
378039923 | TNB | DISTRIBUTION | WP PUTRAJAYA & CYBERJAYA | Existing | 33 kV |  | RYB | BBBB/PMU/G00007 | PMU SUNGAI SEMENYIH 132/33/11kV
378039974 | TNB | DISTRIBUTION | WP PUTRAJAYA & CYBERJAYA | Existing | 33 kV |  | RYB | BBBB/PMU/G00007 | PMU SUNGAI SEMENYIH 132/33/11kV
378040156 | TNB | DISTRIBUTION | WP PUTRAJAYA & CYBERJAYA | Existing | 33 kV |  | RYB | BBBB/PMU/G00007 | PMU SUNGAI SEMENYIH 132/33/11kV
378040193 | TNB | DISTRIBUTION | WP PUTRAJAYA & CYBERJAYA | Existing | 33 kV | MAIN | RYB | BBBB/PMU/G00007 | PMU SUNGAI SEMENYIH 132/33/11kV | M2
378040196 | TNB | DISTRIBUTION | WP PUTRAJAYA & CYBERJAYA | Existing | 33 kV | MAIN | RYB | BBBB/PMU/G00007 | PMU SUNGAI SEMENYIH 132/33/11kV | M
378043790 | TNB | DISTRIBUTION | WP PUTRAJAYA & CYBERJAYA | Existing | 11 kV |  | RYB | VPTJ/PCE/J14222 | PE 14.22 KOMPLEKS SEK MEN (F2)
378043796 | TNB | DISTRIBUTION | WP PUTRAJAYA & CYBERJAYA | Existing | 11 kV |  | RYB | VPTJ/PCE/J14222 | PE 14.22 KOMPLEKS SEK MEN (F2)
378043807 | TNB | DISTRIBUTION | WP PUTRAJAYA & CYBERJAYA | Existing | 11 kV |  | RYB | VPTJ/PCE/J14222 | PE 14.22 KOMPLEKS SEK MEN (F2)
378043900 | TNB | DISTRIBUTION | WP PUTRAJAYA & CYBERJAYA | Existing | 11 kV |  | RYB | VPTJ/PCE/J14051 | PE 14.05 PERUMAHAN 14-11 (F1)
378043901 | TNB | DISTRIBUTION | WP PUTRAJAYA & CYBERJAYA | Existing | 11 kV |  | RYB | VPTJ/PCE/J14051 | PE 14.05 PERUMAHAN 14-11 (F1)
378043906 | TNB | DISTRIBUTION | WP PUTRAJAYA & CYBERJAYA | Existing | 11 kV |  | RYB | VPTJ/PCE/J14051 | PE 14.05 PERUMAHAN 14-11 (F1)
378043912 | TNB | DISTRIBUTION | WP PUTRAJAYA & CYBERJAYA | Existing | 11 kV |  | RYB | VPTJ/PCE/J14051 | PE 14.05 PERUMAHAN 14-11 (F1)
378043913 | TNB | DISTRIBUTION | WP PUTRAJAYA & CYBERJAYA | Existing | 11 kV |  | RYB | VPTJ/PCE/J14051 | PE 14.05 PERUMAHAN 14-11 (F1)
378043917 | TNB | DISTRIBUTION | WP PUTRAJAYA & CYBERJAYA | Existing | 11 kV |  | RYB | VPTJ/PCE/J14051 | PE 14.05 PERUMAHAN 14-11 (F1)
378043920 | TNB | DISTRIBUTION | WP PUTRAJAYA & CYBERJAYA | Existing | 11 kV |  | RYB | VPTJ/PCE/J14051 | PE 14.05 PERUMAHAN 14-11 (F1)
378043921 | TNB | DISTRIBUTION | WP PUTRAJAYA & CYBERJAYA | Existing | 11 kV |  | RYB | VPTJ/PCE/J14051 | PE 14.05 PERUMAHAN 14-11 (F1)
378043923 | TNB | DISTRIBUTION | WP PUTRAJAYA & CYBERJAYA | Existing | 11 kV |  | RYB | VPTJ/PCE/J14052 | PE 14.05 PERUMAHAN 14-11 (F2)
378043924 | TNB | DISTRIBUTION | WP PUTRAJAYA & CYBERJAYA | Existing | 11 kV |  | RYB | VPTJ/PCE/J14052 | PE 14.05 PERUMAHAN 14-11 (F2)
378043929 | TNB | DISTRIBUTION | WP PUTRAJAYA & CYBERJAYA | Existing | 11 kV |  | RYB | VPTJ/PCE/J14052 | PE 14.05 PERUMAHAN 14-11 (F2)
378043935 | TNB | DISTRIBUTION | WP PUTRAJAYA & CYBERJAYA | Existing | 11 kV |  | RYB | VPTJ/PCE/J14052 | PE 14.05 PERUMAHAN 14-11 (F2)
378043936 | TNB | DISTRIBUTION | WP PUTRAJAYA & CYBERJAYA | Existing | 11 kV |  | RYB | VPTJ/PCE/J14052 | PE 14.05 PERUMAHAN 14-11 (F2)
378043940 | TNB | DISTRIBUTION | WP PUTRAJAYA & CYBERJAYA | Existing | 11 kV |  | RYB | VPTJ/PCE/J14052 | PE 14.05 PERUMAHAN 14-11 (F2)
378043943 | TNB | DISTRIBUTION | WP PUTRAJAYA & CYBERJAYA | Existing | 11 kV |  | RYB | VPTJ/PCE/J14052 | PE 14.05 PERUMAHAN 14-11 (F2)
378043944 | TNB | DISTRIBUTION | WP PUTRAJAYA & CYBERJAYA | Existing | 11 kV |  | RYB | VPTJ/PCE/J14052 | PE 14.05 PERUMAHAN 14-11 (F2)
378043954 | TNB | DISTRIBUTION | WP PUTRAJAYA & CYBERJAYA | Existing | 11 kV |  | RYB | VPTJ/PCE/J14061 | PE 14.06 PERUMAHAN 14-5A
378043955 | TNB | DISTRIBUTION | WP PUTRAJAYA & CYBERJAYA | Existing | 11 kV |  | RYB | VPTJ/PCE/J14061 | PE 14.06 PERUMAHAN 14-5A
378043960 | TNB | DISTRIBUTION | WP PUTRAJAYA & CYBERJAYA | Existing | 11 kV |  | RYB | VPTJ/PCE/J14061 | PE 14.06 PERUMAHAN 14-5A
378043966 | TNB | DISTRIBUTION | WP PUTRAJAYA & CYBERJAYA | Existing | 11 kV |  | RYB | VPTJ/PCE/J14061 | PE 14.06 PERUMAHAN 14-5A
378043967 | TNB | DISTRIBUTION | WP PUTRAJAYA & CYBERJAYA | Existing | 11 kV |  | RYB | VPTJ/PCE/J14061 | PE 14.06 PERUMAHAN 14-5A
378043971 | TNB | DISTRIBUTION | WP PUTRAJAYA & CYBERJAYA | Existing | 11 kV |  | RYB | VPTJ/PCE/J14061 | PE 14.06 PERUMAHAN 14-5A
378043974 | TNB | DISTRIBUTION | WP PUTRAJAYA & CYBERJAYA | Existing | 11 kV |  | RYB | VPTJ/PCE/J14061 | PE 14.06 PERUMAHAN 14-5A
378043975 | TNB | DISTRIBUTION | WP PUTRAJAYA & CYBERJAYA | Existing | 11 kV |  | RYB | VPTJ/PCE/J14061 | PE 14.06 PERUMAHAN 14-5A
378044104 | TNB | DISTRIBUTION | WP PUTRAJAYA & CYBERJAYA | Existing | 11 kV |  | RYB | VPTJ/PCE/J14071 | PE 14.07 Perumahan 14-5B (F1)
378044108 | TNB | DISTRIBUTION | WP PUTRAJAYA & CYBERJAYA | Existing | 11 kV |  | RYB | VPTJ/PCE/J14071 | PE 14.07 Perumahan 14-5B (F1)
378044110 | TNB | DISTRIBUTION | WP PUTRAJAYA & CYBERJAYA | Existing | 11 kV |  | RYB | VPTJ/PCE/J14071 | PE 14.07 Perumahan 14-5B (F1)
378044120 | TNB | DISTRIBUTION | WP PUTRAJAYA & CYBERJAYA | Existing | 11 kV |  | RYB | VPTJ/PCE/J14071 | PE 14.07 Perumahan 14-5B (F1)
378044137 | TNB | DISTRIBUTION | WP PUTRAJAYA & CYBERJAYA | Existing | 11 kV |  | RYB | VPTJ/PCE/J14071 | PE 14.07 Perumahan 14-5B (F1)
378044139 | TNB | DISTRIBUTION | WP PUTRAJAYA & CYBERJAYA | Existing | 11 kV |  | RYB | VPTJ/PCE/J14071 | PE 14.07 Perumahan 14-5B (F1)
378044145 | TNB | DISTRIBUTION | WP PUTRAJAYA & CYBERJAYA | Existing | 11 kV |  | RYB | VPTJ/PCE/J14071 | PE 14.07 Perumahan 14-5B (F1)
378044146 | TNB | DISTRIBUTION | WP PUTRAJAYA & CYBERJAYA | Existing | 11 kV |  | RYB | VPTJ/PCE/J14071 | PE 14.07 Perumahan 14-5B (F1)
378044223 | TNB | DISTRIBUTION | WP PUTRAJAYA & CYBERJAYA | Existing | 11 kV |  | RYB | VPTJ/PCE/J14072 | PE 14.07 Perumahan 14-5B (F2)
378044227 | TNB | DISTRIBUTION | WP PUTRAJAYA & CYBERJAYA | Existing | 11 kV |  | RYB | VPTJ/PCE/J14072 | PE 14.07 Perumahan 14-5B (F2)
378044229 | TNB | DISTRIBUTION | WP PUTRAJAYA & CYBERJAYA | Existing | 11 kV |  | RYB | VPTJ/PCE/J14072 | PE 14.07 Perumahan 14-5B (F2)
378044239 | TNB | DISTRIBUTION | WP PUTRAJAYA & CYBERJAYA | Existing | 11 kV |  | RYB | VPTJ/PCE/J14072 | PE 14.07 Perumahan 14-5B (F2)
378044256 | TNB | DISTRIBUTION | WP PUTRAJAYA & CYBERJAYA | Existing | 11 kV |  | RYB | VPTJ/PCE/J14072 | PE 14.07 Perumahan 14-5B (F2)
378044258 | TNB | DISTRIBUTION | WP PUTRAJAYA & CYBERJAYA | Existing | 11 kV |  | RYB | VPTJ/PCE/J14072 | PE 14.07 Perumahan 14-5B (F2)
378044264 | TNB | DISTRIBUTION | WP PUTRAJAYA & CYBERJAYA | Existing | 11 kV |  | RYB | VPTJ/PCE/J14072 | PE 14.07 Perumahan 14-5B (F2)
378044265 | TNB | DISTRIBUTION | WP PUTRAJAYA & CYBERJAYA | Existing | 11 kV |  | RYB | VPTJ/PCE/J14072 | PE 14.07 Perumahan 14-5B (F2)
378044363 | TNB | DISTRIBUTION | WP PUTRAJAYA & CYBERJAYA | Existing | 11 kV |  | RYB | VPTJ/PCE/J14091 | PE 14.09 PERUMAHAN 14-4 (F1)
378044364 | TNB | DISTRIBUTION | WP PUTRAJAYA & CYBERJAYA | Existing | 11 kV |  | RYB | VPTJ/PCE/J14091 | PE 14.09 PERUMAHAN 14-4 (F1)
378044369 | TNB | DISTRIBUTION | WP PUTRAJAYA & CYBERJAYA | Existing | 11 kV |  | RYB | VPTJ/PCE/J14091 | PE 14.09 PERUMAHAN 14-4 (F1)
378044375 | TNB | DISTRIBUTION | WP PUTRAJAYA & CYBERJAYA | Existing | 11 kV |  | RYB | VPTJ/PCE/J14091 | PE 14.09 PERUMAHAN 14-4 (F1)
378044376 | TNB | DISTRIBUTION | WP PUTRAJAYA & CYBERJAYA | Existing | 11 kV |  | RYB | VPTJ/PCE/J14091 | PE 14.09 PERUMAHAN 14-4 (F1)
378044380 | TNB | DISTRIBUTION | WP PUTRAJAYA & CYBERJAYA | Existing | 11 kV |  | RYB | VPTJ/PCE/J14091 | PE 14.09 PERUMAHAN 14-4 (F1)
378044383 | TNB | DISTRIBUTION | WP PUTRAJAYA & CYBERJAYA | Existing | 11 kV |  | RYB | VPTJ/PCE/J14091 | PE 14.09 PERUMAHAN 14-4 (F1)
378044384 | TNB | DISTRIBUTION | WP PUTRAJAYA & CYBERJAYA | Existing | 11 kV |  | RYB | VPTJ/PCE/J14091 | PE 14.09 PERUMAHAN 14-4 (F1)
378044494 | TNB | DISTRIBUTION | WP PUTRAJAYA & CYBERJAYA | Existing | 11 kV |  | RYB | VPTJ/PCE/J14081 | PE 14.08 Perumahan 14-10 (F1)
378044495 | TNB | DISTRIBUTION | WP PUTRAJAYA & CYBERJAYA | Existing | 11 kV |  | RYB | VPTJ/PCE/J14081 | PE 14.08 Perumahan 14-10 (F1)
378044500 | TNB | DISTRIBUTION | WP PUTRAJAYA & CYBERJAYA | Existing | 11 kV |  | RYB | VPTJ/PCE/J14081 | PE 14.08 Perumahan 14-10 (F1)
378044506 | TNB | DISTRIBUTION | WP PUTRAJAYA & CYBERJAYA | Existing | 11 kV |  | RYB | VPTJ/PCE/J14081 | PE 14.08 Perumahan 14-10 (F1)
378044507 | TNB | DISTRIBUTION | WP PUTRAJAYA & CYBERJAYA | Existing | 11 kV |  | RYB | VPTJ/PCE/J14081 | PE 14.08 Perumahan 14-10 (F1)
378044511 | TNB | DISTRIBUTION | WP PUTRAJAYA & CYBERJAYA | Existing | 11 kV |  | RYB | VPTJ/PCE/J14081 | PE 14.08 Perumahan 14-10 (F1)
378044514 | TNB | DISTRIBUTION | WP PUTRAJAYA & CYBERJAYA | Existing | 11 kV |  | RYB | VPTJ/PCE/J14081 | PE 14.08 Perumahan 14-10 (F1)
378044515 | TNB | DISTRIBUTION | WP PUTRAJAYA & CYBERJAYA | Existing | 11 kV |  | RYB | VPTJ/PCE/J14081 | PE 14.08 Perumahan 14-10 (F1)
378044517 | TNB | DISTRIBUTION | WP PUTRAJAYA & CYBERJAYA | Existing | 11 kV |  | RYB | VPTJ/PCE/J14082 | PE 14.08 Perumahan 14-10 (F2)
378044518 | TNB | DISTRIBUTION | WP PUTRAJAYA & CYBERJAYA | Existing | 11 kV |  | RYB | VPTJ/PCE/J14082 | PE 14.08 Perumahan 14-10 (F2)
378044523 | TNB | DISTRIBUTION | WP PUTRAJAYA & CYBERJAYA | Existing | 11 kV |  | RYB | VPTJ/PCE/J14082 | PE 14.08 Perumahan 14-10 (F2)
378044529 | TNB | DISTRIBUTION | WP PUTRAJAYA & CYBERJAYA | Existing | 11 kV |  | RYB | VPTJ/PCE/J14082 | PE 14.08 Perumahan 14-10 (F2)
378044530 | TNB | DISTRIBUTION | WP PUTRAJAYA & CYBERJAYA | Existing | 11 kV |  | RYB | VPTJ/PCE/J14082 | PE 14.08 Perumahan 14-10 (F2)
378044534 | TNB | DISTRIBUTION | WP PUTRAJAYA & CYBERJAYA | Existing | 11 kV |  | RYB | VPTJ/PCE/J14082 | PE 14.08 Perumahan 14-10 (F2)
378044537 | TNB | DISTRIBUTION | WP PUTRAJAYA & CYBERJAYA | Existing | 11 kV |  | RYB | VPTJ/PCE/J14082 | PE 14.08 Perumahan 14-10 (F2)
378044538 | TNB | DISTRIBUTION | WP PUTRAJAYA & CYBERJAYA | Existing | 11 kV |  | RYB | VPTJ/PCE/J14082 | PE 14.08 Perumahan 14-10 (F2)
378044620 | TNB | DISTRIBUTION | WP PUTRAJAYA & CYBERJAYA | Existing | 11 kV |  | RYB | VPTJ/PCE/J14131 | PE 14.13 ERUMAHAN 14-9 (EFI) (F1)
378044621 | TNB | DISTRIBUTION | WP PUTRAJAYA & CYBERJAYA | Existing | 11 kV |  | RYB | VPTJ/PCE/J14131 | PE 14.13 ERUMAHAN 14-9 (EFI) (F1)
378044626 | TNB | DISTRIBUTION | WP PUTRAJAYA & CYBERJAYA | Existing | 11 kV |  | RYB | VPTJ/PCE/J14131 | PE 14.13 ERUMAHAN 14-9 (EFI) (F1)
378044632 | TNB | DISTRIBUTION | WP PUTRAJAYA & CYBERJAYA | Existing | 11 kV |  | RYB | VPTJ/PCE/J14131 | PE 14.13 ERUMAHAN 14-9 (EFI) (F1)
378044633 | TNB | DISTRIBUTION | WP PUTRAJAYA & CYBERJAYA | Existing | 11 kV |  | RYB | VPTJ/PCE/J14131 | PE 14.13 ERUMAHAN 14-9 (EFI) (F1)
378044637 | TNB | DISTRIBUTION | WP PUTRAJAYA & CYBERJAYA | Existing | 11 kV |  | RYB | VPTJ/PCE/J14131 | PE 14.13 ERUMAHAN 14-9 (EFI) (F1)
378044640 | TNB | DISTRIBUTION | WP PUTRAJAYA & CYBERJAYA | Existing | 11 kV |  | RYB | VPTJ/PCE/J14131 | PE 14.13 ERUMAHAN 14-9 (EFI) (F1)
378044641 | TNB | DISTRIBUTION | WP PUTRAJAYA & CYBERJAYA | Existing | 11 kV |  | RYB | VPTJ/PCE/J14131 | PE 14.13 ERUMAHAN 14-9 (EFI) (F1)
378044643 | TNB | DISTRIBUTION | WP PUTRAJAYA & CYBERJAYA | Existing | 11 kV |  | RYB | VPTJ/PCE/J14132 | PE 14.13 ERUMAHAN 14-9 (EFI) (F2)
378044644 | TNB | DISTRIBUTION | WP PUTRAJAYA & CYBERJAYA | Existing | 11 kV |  | RYB | VPTJ/PCE/J14132 | PE 14.13 ERUMAHAN 14-9 (EFI) (F2)
378044649 | TNB | DISTRIBUTION | WP PUTRAJAYA & CYBERJAYA | Existing | 11 kV |  | RYB | VPTJ/PCE/J14132 | PE 14.13 ERUMAHAN 14-9 (EFI) (F2)
378044655 | TNB | DISTRIBUTION | WP PUTRAJAYA & CYBERJAYA | Existing | 11 kV |  | RYB | VPTJ/PCE/J14132 | PE 14.13 ERUMAHAN 14-9 (EFI) (F2)
378044656 | TNB | DISTRIBUTION | WP PUTRAJAYA & CYBERJAYA | Existing | 11 kV |  | RYB | VPTJ/PCE/J14132 | PE 14.13 ERUMAHAN 14-9 (EFI) (F2)
378044660 | TNB | DISTRIBUTION | WP PUTRAJAYA & CYBERJAYA | Existing | 11 kV |  | RYB | VPTJ/PCE/J14132 | PE 14.13 ERUMAHAN 14-9 (EFI) (F2)
378044663 | TNB | DISTRIBUTION | WP PUTRAJAYA & CYBERJAYA | Existing | 11 kV |  | RYB | VPTJ/PCE/J14132 | PE 14.13 ERUMAHAN 14-9 (EFI) (F2)
378044664 | TNB | DISTRIBUTION | WP PUTRAJAYA & CYBERJAYA | Existing | 11 kV |  | RYB | VPTJ/PCE/J14132 | PE 14.13 ERUMAHAN 14-9 (EFI) (F2)
378044745 | TNB | DISTRIBUTION | WP PUTRAJAYA & CYBERJAYA | Existing | 11 kV |  | RYB | VPTJ/PCE/J14021 | PE 14.02 PERUMAHAN 14-1 (EFI) (F1)
378044746 | TNB | DISTRIBUTION | WP PUTRAJAYA & CYBERJAYA | Existing | 11 kV |  | RYB | VPTJ/PCE/J14021 | PE 14.02 PERUMAHAN 14-1 (EFI) (F1)
378044751 | TNB | DISTRIBUTION | WP PUTRAJAYA & CYBERJAYA | Existing | 11 kV |  | RYB | VPTJ/PCE/J14021 | PE 14.02 PERUMAHAN 14-1 (EFI) (F1)
378044757 | TNB | DISTRIBUTION | WP PUTRAJAYA & CYBERJAYA | Existing | 11 kV |  | RYB | VPTJ/PCE/J14021 | PE 14.02 PERUMAHAN 14-1 (EFI) (F1)
378044758 | TNB | DISTRIBUTION | WP PUTRAJAYA & CYBERJAYA | Existing | 11 kV |  | RYB | VPTJ/PCE/J14021 | PE 14.02 PERUMAHAN 14-1 (EFI) (F1)
378044762 | TNB | DISTRIBUTION | WP PUTRAJAYA & CYBERJAYA | Existing | 11 kV |  | RYB | VPTJ/PCE/J14021 | PE 14.02 PERUMAHAN 14-1 (EFI) (F1)
378044765 | TNB | DISTRIBUTION | WP PUTRAJAYA & CYBERJAYA | Existing | 11 kV |  | RYB | VPTJ/PCE/J14021 | PE 14.02 PERUMAHAN 14-1 (EFI) (F1)
378044766 | TNB | DISTRIBUTION | WP PUTRAJAYA & CYBERJAYA | Existing | 11 kV |  | RYB | VPTJ/PCE/J14021 | PE 14.02 PERUMAHAN 14-1 (EFI) (F1)
378044768 | TNB | DISTRIBUTION | WP PUTRAJAYA & CYBERJAYA | Existing | 11 kV |  | RYB | VPTJ/PCE/J14022 | PE 14.02 PERUMAHAN 14-1 (EFI) (F2)
378044769 | TNB | DISTRIBUTION | WP PUTRAJAYA & CYBERJAYA | Existing | 11 kV |  | RYB | VPTJ/PCE/J14022 | PE 14.02 PERUMAHAN 14-1 (EFI) (F2)
378044774 | TNB | DISTRIBUTION | WP PUTRAJAYA & CYBERJAYA | Existing | 11 kV |  | RYB | VPTJ/PCE/J14022 | PE 14.02 PERUMAHAN 14-1 (EFI) (F2)
378044780 | TNB | DISTRIBUTION | WP PUTRAJAYA & CYBERJAYA | Existing | 11 kV |  | RYB | VPTJ/PCE/J14022 | PE 14.02 PERUMAHAN 14-1 (EFI) (F2)
378044781 | TNB | DISTRIBUTION | WP PUTRAJAYA & CYBERJAYA | Existing | 11 kV |  | RYB | VPTJ/PCE/J14022 | PE 14.02 PERUMAHAN 14-1 (EFI) (F2)
378044785 | TNB | DISTRIBUTION | WP PUTRAJAYA & CYBERJAYA | Existing | 11 kV |  | RYB | VPTJ/PCE/J14022 | PE 14.02 PERUMAHAN 14-1 (EFI) (F2)
378044788 | TNB | DISTRIBUTION | WP PUTRAJAYA & CYBERJAYA | Existing | 11 kV |  | RYB | VPTJ/PCE/J14022 | PE 14.02 PERUMAHAN 14-1 (EFI) (F2)
378044789 | TNB | DISTRIBUTION | WP PUTRAJAYA & CYBERJAYA | Existing | 11 kV |  | RYB | VPTJ/PCE/J14022 | PE 14.02 PERUMAHAN 14-1 (EFI) (F2)
378044871 | TNB | DISTRIBUTION | WP PUTRAJAYA & CYBERJAYA | Existing | 11 kV |  | RYB | VPTJ/PCE/J14111 | PE 14.11 PERUMAHAN 14-1 (F1)
378044872 | TNB | DISTRIBUTION | WP PUTRAJAYA & CYBERJAYA | Existing | 11 kV |  | RYB | VPTJ/PCE/J14111 | PE 14.11 PERUMAHAN 14-1 (F1)
378044877 | TNB | DISTRIBUTION | WP PUTRAJAYA & CYBERJAYA | Existing | 11 kV |  | RYB | VPTJ/PCE/J14111 | PE 14.11 PERUMAHAN 14-1 (F1)
378044883 | TNB | DISTRIBUTION | WP PUTRAJAYA & CYBERJAYA | Existing | 11 kV |  | RYB | VPTJ/PCE/J14111 | PE 14.11 PERUMAHAN 14-1 (F1)
378044884 | TNB | DISTRIBUTION | WP PUTRAJAYA & CYBERJAYA | Existing | 11 kV |  | RYB | VPTJ/PCE/J14111 | PE 14.11 PERUMAHAN 14-1 (F1)
378044888 | TNB | DISTRIBUTION | WP PUTRAJAYA & CYBERJAYA | Existing | 11 kV |  | RYB | VPTJ/PCE/J14111 | PE 14.11 PERUMAHAN 14-1 (F1)
378044891 | TNB | DISTRIBUTION | WP PUTRAJAYA & CYBERJAYA | Existing | 11 kV |  | RYB | VPTJ/PCE/J14111 | PE 14.11 PERUMAHAN 14-1 (F1)
378044892 | TNB | DISTRIBUTION | WP PUTRAJAYA & CYBERJAYA | Existing | 11 kV |  | RYB | VPTJ/PCE/J14111 | PE 14.11 PERUMAHAN 14-1 (F1)
378044894 | TNB | DISTRIBUTION | WP PUTRAJAYA & CYBERJAYA | Existing | 11 kV |  | RYB | VPTJ/PCE/J14112 | PE 14.11 PERUMAHAN 14-1 (F2)
378044895 | TNB | DISTRIBUTION | WP PUTRAJAYA & CYBERJAYA | Existing | 11 kV |  | RYB | VPTJ/PCE/J14112 | PE 14.11 PERUMAHAN 14-1 (F2)
378044900 | TNB | DISTRIBUTION | WP PUTRAJAYA & CYBERJAYA | Existing | 11 kV |  | RYB | VPTJ/PCE/J14112 | PE 14.11 PERUMAHAN 14-1 (F2)
378044906 | TNB | DISTRIBUTION | WP PUTRAJAYA & CYBERJAYA | Existing | 11 kV |  | RYB | VPTJ/PCE/J14112 | PE 14.11 PERUMAHAN 14-1 (F2)
378044907 | TNB | DISTRIBUTION | WP PUTRAJAYA & CYBERJAYA | Existing | 11 kV |  | RYB | VPTJ/PCE/J14112 | PE 14.11 PERUMAHAN 14-1 (F2)
378044911 | TNB | DISTRIBUTION | WP PUTRAJAYA & CYBERJAYA | Existing | 11 kV |  | RYB | VPTJ/PCE/J14112 | PE 14.11 PERUMAHAN 14-1 (F2)
378044914 | TNB | DISTRIBUTION | WP PUTRAJAYA & CYBERJAYA | Existing | 11 kV |  | RYB | VPTJ/PCE/J14112 | PE 14.11 PERUMAHAN 14-1 (F2)
378044915 | TNB | DISTRIBUTION | WP PUTRAJAYA & CYBERJAYA | Existing | 11 kV |  | RYB | VPTJ/PCE/J14112 | PE 14.11 PERUMAHAN 14-1 (F2)
378044991 | TNB | DISTRIBUTION | WP PUTRAJAYA & CYBERJAYA | Existing | 11 kV |  | RYB | VPTJ/PCE/J16031 | PE 16.03 146 UNIT RUMAH TERES
378044992 | TNB | DISTRIBUTION | WP PUTRAJAYA & CYBERJAYA | Existing | 11 kV |  | RYB | VPTJ/PCE/J16031 | PE 16.03 146 UNIT RUMAH TERES
378044997 | TNB | DISTRIBUTION | WP PUTRAJAYA & CYBERJAYA | Existing | 11 kV |  | RYB | VPTJ/PCE/J16031 | PE 16.03 146 UNIT RUMAH TERES
378045003 | TNB | DISTRIBUTION | WP PUTRAJAYA & CYBERJAYA | Existing | 11 kV |  | RYB | VPTJ/PCE/J16031 | PE 16.03 146 UNIT RUMAH TERES
378045004 | TNB | DISTRIBUTION | WP PUTRAJAYA & CYBERJAYA | Existing | 11 kV |  | RYB | VPTJ/PCE/J16031 | PE 16.03 146 UNIT RUMAH TERES
378045008 | TNB | DISTRIBUTION | WP PUTRAJAYA & CYBERJAYA | Existing | 11 kV |  | RYB | VPTJ/PCE/J16031 | PE 16.03 146 UNIT RUMAH TERES
378045011 | TNB | DISTRIBUTION | WP PUTRAJAYA & CYBERJAYA | Existing | 11 kV |  | RYB | VPTJ/PCE/J16031 | PE 16.03 146 UNIT RUMAH TERES
378045012 | TNB | DISTRIBUTION | WP PUTRAJAYA & CYBERJAYA | Existing | 11 kV |  | RYB | VPTJ/PCE/J16031 | PE 16.03 146 UNIT RUMAH TERES
378045022 | TNB | DISTRIBUTION | WP PUTRAJAYA & CYBERJAYA | Existing | 11 kV |  | RYB | VPTJ/PCE/J16011 | SS 16.01 TELEKOM
378045026 | TNB | DISTRIBUTION | WP PUTRAJAYA & CYBERJAYA | Existing | 11 kV |  | RYB | VPTJ/PCE/J16011 | SS 16.01 TELEKOM
378045029 | TNB | DISTRIBUTION | WP PUTRAJAYA & CYBERJAYA | Existing | 11 kV |  | RYB | VPTJ/PCE/J16011 | SS 16.01 TELEKOM
378045032 | TNB | DISTRIBUTION | WP PUTRAJAYA & CYBERJAYA | Existing | 11 kV |  | RYB | VPTJ/PCE/J16011 | SS 16.01 TELEKOM
378045034 | TNB | DISTRIBUTION | WP PUTRAJAYA & CYBERJAYA | Existing | 11 kV |  | RYB | VPTJ/PCE/J16011 | SS 16.01 TELEKOM
378045037 | TNB | DISTRIBUTION | WP PUTRAJAYA & CYBERJAYA | Existing | 11 kV |  | RYB | VPTJ/PCE/J16011 | SS 16.01 TELEKOM
378045040 | TNB | DISTRIBUTION | WP PUTRAJAYA & CYBERJAYA | Existing | 11 kV |  | RYB | VPTJ/PCE/J16011 | SS 16.01 TELEKOM
378045041 | TNB | DISTRIBUTION | WP PUTRAJAYA & CYBERJAYA | Existing | 11 kV |  | RYB | VPTJ/PCE/J16011 | SS 16.01 TELEKOM
378045048 | TNB | DISTRIBUTION | WP PUTRAJAYA & CYBERJAYA | Existing | 11 kV |  | RYB | VPTJ/PCE/J16011 | SS 16.01 TELEKOM
378045109 | TNB | DISTRIBUTION | WP PUTRAJAYA & CYBERJAYA | Existing | 11 kV |  | RYB | VPTJ/PCE/J01631 | PE 1.63 HOTEL PZ10 (F1)
378045113 | TNB | DISTRIBUTION | WP PUTRAJAYA & CYBERJAYA | Existing | 11 kV |  | RYB | VPTJ/PCE/J01631 | PE 1.63 HOTEL PZ10 (F1)
378045115 | TNB | DISTRIBUTION | WP PUTRAJAYA & CYBERJAYA | Existing | 11 kV |  | RYB | VPTJ/PCE/J01631 | PE 1.63 HOTEL PZ10 (F1)
378045125 | TNB | DISTRIBUTION | WP PUTRAJAYA & CYBERJAYA | Existing | 11 kV |  | RYB | VPTJ/PCE/J01631 | PE 1.63 HOTEL PZ10 (F1)
378045142 | TNB | DISTRIBUTION | WP PUTRAJAYA & CYBERJAYA | Existing | 11 kV |  | RYB | VPTJ/PCE/J01631 | PE 1.63 HOTEL PZ10 (F1)
378045144 | TNB | DISTRIBUTION | WP PUTRAJAYA & CYBERJAYA | Existing | 11 kV |  | RYB | VPTJ/PCE/J01631 | PE 1.63 HOTEL PZ10 (F1)
378045150 | TNB | DISTRIBUTION | WP PUTRAJAYA & CYBERJAYA | Existing | 11 kV |  | RYB | VPTJ/PCE/J01631 | PE 1.63 HOTEL PZ10 (F1)
378045151 | TNB | DISTRIBUTION | WP PUTRAJAYA & CYBERJAYA | Existing | 11 kV |  | RYB | VPTJ/PCE/J01631 | PE 1.63 HOTEL PZ10 (F1)
378045231 | TNB | DISTRIBUTION | WP PUTRAJAYA & CYBERJAYA | Existing | 11 kV |  | RYB | VPTJ/PCE/J01632 | PE 1.63 HOTEL PZ10 (F2)
378045235 | TNB | DISTRIBUTION | WP PUTRAJAYA & CYBERJAYA | Existing | 11 kV |  | RYB | VPTJ/PCE/J01632 | PE 1.63 HOTEL PZ10 (F2)
378045237 | TNB | DISTRIBUTION | WP PUTRAJAYA & CYBERJAYA | Existing | 11 kV |  | RYB | VPTJ/PCE/J01632 | PE 1.63 HOTEL PZ10 (F2)
378045247 | TNB | DISTRIBUTION | WP PUTRAJAYA & CYBERJAYA | Existing | 11 kV |  | RYB | VPTJ/PCE/J01632 | PE 1.63 HOTEL PZ10 (F2)
378045264 | TNB | DISTRIBUTION | WP PUTRAJAYA & CYBERJAYA | Existing | 11 kV |  | RYB | VPTJ/PCE/J01632 | PE 1.63 HOTEL PZ10 (F2)
378045266 | TNB | DISTRIBUTION | WP PUTRAJAYA & CYBERJAYA | Existing | 11 kV |  | RYB | VPTJ/PCE/J01632 | PE 1.63 HOTEL PZ10 (F2)
378045272 | TNB | DISTRIBUTION | WP PUTRAJAYA & CYBERJAYA | Existing | 11 kV |  | RYB | VPTJ/PCE/J01632 | PE 1.63 HOTEL PZ10 (F2)
378045273 | TNB | DISTRIBUTION | WP PUTRAJAYA & CYBERJAYA | Existing | 11 kV |  | RYB | VPTJ/PCE/J01632 | PE 1.63 HOTEL PZ10 (F2)
378045352 | TNB | DISTRIBUTION | WP PUTRAJAYA & CYBERJAYA | Existing | 11 kV |  | RYB | VPTJ/PCE/J01641 | PE 1.64 PEJ HOTEL PZ 10 (F1)
378045353 | TNB | DISTRIBUTION | WP PUTRAJAYA & CYBERJAYA | Existing | 11 kV |  | RYB | VPTJ/PCE/J01641 | PE 1.64 PEJ HOTEL PZ 10 (F1)
378045358 | TNB | DISTRIBUTION | WP PUTRAJAYA & CYBERJAYA | Existing | 11 kV |  | RYB | VPTJ/PCE/J01641 | PE 1.64 PEJ HOTEL PZ 10 (F1)
378045364 | TNB | DISTRIBUTION | WP PUTRAJAYA & CYBERJAYA | Existing | 11 kV |  | RYB | VPTJ/PCE/J01641 | PE 1.64 PEJ HOTEL PZ 10 (F1)
378045365 | TNB | DISTRIBUTION | WP PUTRAJAYA & CYBERJAYA | Existing | 11 kV |  | RYB | VPTJ/PCE/J01641 | PE 1.64 PEJ HOTEL PZ 10 (F1)
378045369 | TNB | DISTRIBUTION | WP PUTRAJAYA & CYBERJAYA | Existing | 11 kV |  | RYB | VPTJ/PCE/J01641 | PE 1.64 PEJ HOTEL PZ 10 (F1)
378045372 | TNB | DISTRIBUTION | WP PUTRAJAYA & CYBERJAYA | Existing | 11 kV |  | RYB | VPTJ/PCE/J01641 | PE 1.64 PEJ HOTEL PZ 10 (F1)
378045373 | TNB | DISTRIBUTION | WP PUTRAJAYA & CYBERJAYA | Existing | 11 kV |  | RYB | VPTJ/PCE/J01641 | PE 1.64 PEJ HOTEL PZ 10 (F1)
378045378 | TNB | DISTRIBUTION | WP PUTRAJAYA & CYBERJAYA | Existing | 11 kV |  | RYB | VPTJ/PCE/J01642 | PE 1.64 PEJ HOTEL PZ 10 (F2)
378045379 | TNB | DISTRIBUTION | WP PUTRAJAYA & CYBERJAYA | Existing | 11 kV |  | RYB | VPTJ/PCE/J01642 | PE 1.64 PEJ HOTEL PZ 10 (F2)
378045384 | TNB | DISTRIBUTION | WP PUTRAJAYA & CYBERJAYA | Existing | 11 kV |  | RYB | VPTJ/PCE/J01642 | PE 1.64 PEJ HOTEL PZ 10 (F2)
378045390 | TNB | DISTRIBUTION | WP PUTRAJAYA & CYBERJAYA | Existing | 11 kV |  | RYB | VPTJ/PCE/J01642 | PE 1.64 PEJ HOTEL PZ 10 (F2)
378045391 | TNB | DISTRIBUTION | WP PUTRAJAYA & CYBERJAYA | Existing | 11 kV |  | RYB | VPTJ/PCE/J01642 | PE 1.64 PEJ HOTEL PZ 10 (F2)
378045395 | TNB | DISTRIBUTION | WP PUTRAJAYA & CYBERJAYA | Existing | 11 kV |  | RYB | VPTJ/PCE/J01642 | PE 1.64 PEJ HOTEL PZ 10 (F2)
378045398 | TNB | DISTRIBUTION | WP PUTRAJAYA & CYBERJAYA | Existing | 11 kV |  | RYB | VPTJ/PCE/J01642 | PE 1.64 PEJ HOTEL PZ 10 (F2)
378045399 | TNB | DISTRIBUTION | WP PUTRAJAYA & CYBERJAYA | Existing | 11 kV |  | RYB | VPTJ/PCE/J01642 | PE 1.64 PEJ HOTEL PZ 10 (F2)
378045401 | TNB | DISTRIBUTION | WP PUTRAJAYA & CYBERJAYA | Existing | 11 kV |  | RYB | VPTJ/PCE/J16311 | PE 16.31 TEMP PPA1M PR 16
378045402 | TNB | DISTRIBUTION | WP PUTRAJAYA & CYBERJAYA | Existing | 11 kV |  | RYB | VPTJ/PCE/J16311 | PE 16.31 TEMP PPA1M PR 16
378045407 | TNB | DISTRIBUTION | WP PUTRAJAYA & CYBERJAYA | Existing | 11 kV |  | RYB | VPTJ/PCE/J16311 | PE 16.31 TEMP PPA1M PR 16
378045413 | TNB | DISTRIBUTION | WP PUTRAJAYA & CYBERJAYA | Existing | 11 kV |  | RYB | VPTJ/PCE/J16311 | PE 16.31 TEMP PPA1M PR 16
378045414 | TNB | DISTRIBUTION | WP PUTRAJAYA & CYBERJAYA | Existing | 11 kV |  | RYB | VPTJ/PCE/J16311 | PE 16.31 TEMP PPA1M PR 16
378045418 | TNB | DISTRIBUTION | WP PUTRAJAYA & CYBERJAYA | Existing | 11 kV |  | RYB | VPTJ/PCE/J16311 | PE 16.31 TEMP PPA1M PR 16
378045421 | TNB | DISTRIBUTION | WP PUTRAJAYA & CYBERJAYA | Existing | 11 kV |  | RYB | VPTJ/PCE/J16311 | PE 16.31 TEMP PPA1M PR 16
378045422 | TNB | DISTRIBUTION | WP PUTRAJAYA & CYBERJAYA | Existing | 11 kV |  | RYB | VPTJ/PCE/J16311 | PE 16.31 TEMP PPA1M PR 16
378045502 | TNB | DISTRIBUTION | WP PUTRAJAYA & CYBERJAYA | Existing | 11 kV |  | RYB | VPTJ/PCE/J16201 | PE 16.20 APT A1 (EFI) (F1)
378045503 | TNB | DISTRIBUTION | WP PUTRAJAYA & CYBERJAYA | Existing | 11 kV |  | RYB | VPTJ/PCE/J16201 | PE 16.20 APT A1 (EFI) (F1)
378045508 | TNB | DISTRIBUTION | WP PUTRAJAYA & CYBERJAYA | Existing | 11 kV |  | RYB | VPTJ/PCE/J16201 | PE 16.20 APT A1 (EFI) (F1)
378045514 | TNB | DISTRIBUTION | WP PUTRAJAYA & CYBERJAYA | Existing | 11 kV |  | RYB | VPTJ/PCE/J16201 | PE 16.20 APT A1 (EFI) (F1)
378045515 | TNB | DISTRIBUTION | WP PUTRAJAYA & CYBERJAYA | Existing | 11 kV |  | RYB | VPTJ/PCE/J16201 | PE 16.20 APT A1 (EFI) (F1)
378045519 | TNB | DISTRIBUTION | WP PUTRAJAYA & CYBERJAYA | Existing | 11 kV |  | RYB | VPTJ/PCE/J16201 | PE 16.20 APT A1 (EFI) (F1)
378045522 | TNB | DISTRIBUTION | WP PUTRAJAYA & CYBERJAYA | Existing | 11 kV |  | RYB | VPTJ/PCE/J16201 | PE 16.20 APT A1 (EFI) (F1)
378045523 | TNB | DISTRIBUTION | WP PUTRAJAYA & CYBERJAYA | Existing | 11 kV |  | RYB | VPTJ/PCE/J16201 | PE 16.20 APT A1 (EFI) (F1)
378045525 | TNB | DISTRIBUTION | WP PUTRAJAYA & CYBERJAYA | Existing | 11 kV |  | RYB | VPTJ/PCE/J16202 | PE 16.20 APT A1 (EFI) (F2)
378045526 | TNB | DISTRIBUTION | WP PUTRAJAYA & CYBERJAYA | Existing | 11 kV |  | RYB | VPTJ/PCE/J16202 | PE 16.20 APT A1 (EFI) (F2)
378045531 | TNB | DISTRIBUTION | WP PUTRAJAYA & CYBERJAYA | Existing | 11 kV |  | RYB | VPTJ/PCE/J16202 | PE 16.20 APT A1 (EFI) (F2)
378045537 | TNB | DISTRIBUTION | WP PUTRAJAYA & CYBERJAYA | Existing | 11 kV |  | RYB | VPTJ/PCE/J16202 | PE 16.20 APT A1 (EFI) (F2)
378045538 | TNB | DISTRIBUTION | WP PUTRAJAYA & CYBERJAYA | Existing | 11 kV |  | RYB | VPTJ/PCE/J16202 | PE 16.20 APT A1 (EFI) (F2)
378045542 | TNB | DISTRIBUTION | WP PUTRAJAYA & CYBERJAYA | Existing | 11 kV |  | RYB | VPTJ/PCE/J16202 | PE 16.20 APT A1 (EFI) (F2)
378045545 | TNB | DISTRIBUTION | WP PUTRAJAYA & CYBERJAYA | Existing | 11 kV |  | RYB | VPTJ/PCE/J16202 | PE 16.20 APT A1 (EFI) (F2)
378045546 | TNB | DISTRIBUTION | WP PUTRAJAYA & CYBERJAYA | Existing | 11 kV |  | RYB | VPTJ/PCE/J16202 | PE 16.20 APT A1 (EFI) (F2)
378045640 | TNB | DISTRIBUTION | WP PUTRAJAYA & CYBERJAYA | Existing | 11 kV |  | RYB | VPTJ/PCE/J16191 | PE 16.19 APT A2 (F1)
378045641 | TNB | DISTRIBUTION | WP PUTRAJAYA & CYBERJAYA | Existing | 11 kV |  | RYB | VPTJ/PCE/J16191 | PE 16.19 APT A2 (F1)
378045646 | TNB | DISTRIBUTION | WP PUTRAJAYA & CYBERJAYA | Existing | 11 kV |  | RYB | VPTJ/PCE/J16191 | PE 16.19 APT A2 (F1)
378045652 | TNB | DISTRIBUTION | WP PUTRAJAYA & CYBERJAYA | Existing | 11 kV |  | RYB | VPTJ/PCE/J16191 | PE 16.19 APT A2 (F1)
378045653 | TNB | DISTRIBUTION | WP PUTRAJAYA & CYBERJAYA | Existing | 11 kV |  | RYB | VPTJ/PCE/J16191 | PE 16.19 APT A2 (F1)
378045657 | TNB | DISTRIBUTION | WP PUTRAJAYA & CYBERJAYA | Existing | 11 kV |  | RYB | VPTJ/PCE/J16191 | PE 16.19 APT A2 (F1)
378045660 | TNB | DISTRIBUTION | WP PUTRAJAYA & CYBERJAYA | Existing | 11 kV |  | RYB | VPTJ/PCE/J16191 | PE 16.19 APT A2 (F1)
378045661 | TNB | DISTRIBUTION | WP PUTRAJAYA & CYBERJAYA | Existing | 11 kV |  | RYB | VPTJ/PCE/J16191 | PE 16.19 APT A2 (F1)
378045666 | TNB | DISTRIBUTION | WP PUTRAJAYA & CYBERJAYA | Existing | 11 kV |  | RYB | VPTJ/PCE/J16192 | PE 16.19 APT A2 (F2)
378045667 | TNB | DISTRIBUTION | WP PUTRAJAYA & CYBERJAYA | Existing | 11 kV |  | RYB | VPTJ/PCE/J16192 | PE 16.19 APT A2 (F2)
378045672 | TNB | DISTRIBUTION | WP PUTRAJAYA & CYBERJAYA | Existing | 11 kV |  | RYB | VPTJ/PCE/J16192 | PE 16.19 APT A2 (F2)
378045678 | TNB | DISTRIBUTION | WP PUTRAJAYA & CYBERJAYA | Existing | 11 kV |  | RYB | VPTJ/PCE/J16192 | PE 16.19 APT A2 (F2)
378045679 | TNB | DISTRIBUTION | WP PUTRAJAYA & CYBERJAYA | Existing | 11 kV |  | RYB | VPTJ/PCE/J16192 | PE 16.19 APT A2 (F2)
378045683 | TNB | DISTRIBUTION | WP PUTRAJAYA & CYBERJAYA | Existing | 11 kV |  | RYB | VPTJ/PCE/J16192 | PE 16.19 APT A2 (F2)
378045686 | TNB | DISTRIBUTION | WP PUTRAJAYA & CYBERJAYA | Existing | 11 kV |  | RYB | VPTJ/PCE/J16192 | PE 16.19 APT A2 (F2)
378045687 | TNB | DISTRIBUTION | WP PUTRAJAYA & CYBERJAYA | Existing | 11 kV |  | RYB | VPTJ/PCE/J16192 | PE 16.19 APT A2 (F2)
378045769 | TNB | DISTRIBUTION | WP PUTRAJAYA & CYBERJAYA | Existing | 11 kV |  | RYB | VPTJ/PCE/J16181 | PE 16.18 APT A3 (EFI) (F1)
378045770 | TNB | DISTRIBUTION | WP PUTRAJAYA & CYBERJAYA | Existing | 11 kV |  | RYB | VPTJ/PCE/J16181 | PE 16.18 APT A3 (EFI) (F1)
378045775 | TNB | DISTRIBUTION | WP PUTRAJAYA & CYBERJAYA | Existing | 11 kV |  | RYB | VPTJ/PCE/J16181 | PE 16.18 APT A3 (EFI) (F1)
378045781 | TNB | DISTRIBUTION | WP PUTRAJAYA & CYBERJAYA | Existing | 11 kV |  | RYB | VPTJ/PCE/J16181 | PE 16.18 APT A3 (EFI) (F1)
378045782 | TNB | DISTRIBUTION | WP PUTRAJAYA & CYBERJAYA | Existing | 11 kV |  | RYB | VPTJ/PCE/J16181 | PE 16.18 APT A3 (EFI) (F1)
378045786 | TNB | DISTRIBUTION | WP PUTRAJAYA & CYBERJAYA | Existing | 11 kV |  | RYB | VPTJ/PCE/J16181 | PE 16.18 APT A3 (EFI) (F1)
378045789 | TNB | DISTRIBUTION | WP PUTRAJAYA & CYBERJAYA | Existing | 11 kV |  | RYB | VPTJ/PCE/J16181 | PE 16.18 APT A3 (EFI) (F1)
378045790 | TNB | DISTRIBUTION | WP PUTRAJAYA & CYBERJAYA | Existing | 11 kV |  | RYB | VPTJ/PCE/J16181 | PE 16.18 APT A3 (EFI) (F1)
378045796 | TNB | DISTRIBUTION | WP PUTRAJAYA & CYBERJAYA | Existing | 11 kV |  | RYB | VPTJ/PCE/J16182 | PE 16.18 APT A3 (EFI) (F2)
378045797 | TNB | DISTRIBUTION | WP PUTRAJAYA & CYBERJAYA | Existing | 11 kV |  | RYB | VPTJ/PCE/J16182 | PE 16.18 APT A3 (EFI) (F2)
378045802 | TNB | DISTRIBUTION | WP PUTRAJAYA & CYBERJAYA | Existing | 11 kV |  | RYB | VPTJ/PCE/J16182 | PE 16.18 APT A3 (EFI) (F2)
378045808 | TNB | DISTRIBUTION | WP PUTRAJAYA & CYBERJAYA | Existing | 11 kV |  | RYB | VPTJ/PCE/J16182 | PE 16.18 APT A3 (EFI) (F2)
378045809 | TNB | DISTRIBUTION | WP PUTRAJAYA & CYBERJAYA | Existing | 11 kV |  | RYB | VPTJ/PCE/J16182 | PE 16.18 APT A3 (EFI) (F2)
378045813 | TNB | DISTRIBUTION | WP PUTRAJAYA & CYBERJAYA | Existing | 11 kV |  | RYB | VPTJ/PCE/J16182 | PE 16.18 APT A3 (EFI) (F2)
378045816 | TNB | DISTRIBUTION | WP PUTRAJAYA & CYBERJAYA | Existing | 11 kV |  | RYB | VPTJ/PCE/J16182 | PE 16.18 APT A3 (EFI) (F2)
378045817 | TNB | DISTRIBUTION | WP PUTRAJAYA & CYBERJAYA | Existing | 11 kV |  | RYB | VPTJ/PCE/J16182 | PE 16.18 APT A3 (EFI) (F2)
378045897 | TNB | DISTRIBUTION | WP PUTRAJAYA & CYBERJAYA | Existing | 11 kV |  | RYB | VPTJ/PCE/J16151 | PE 16.15 SEK. REN (F1)
378045898 | TNB | DISTRIBUTION | WP PUTRAJAYA & CYBERJAYA | Existing | 11 kV |  | RYB | VPTJ/PCE/J16151 | PE 16.15 SEK. REN (F1)
378045903 | TNB | DISTRIBUTION | WP PUTRAJAYA & CYBERJAYA | Existing | 11 kV |  | RYB | VPTJ/PCE/J16151 | PE 16.15 SEK. REN (F1)
378045909 | TNB | DISTRIBUTION | WP PUTRAJAYA & CYBERJAYA | Existing | 11 kV |  | RYB | VPTJ/PCE/J16151 | PE 16.15 SEK. REN (F1)
378045910 | TNB | DISTRIBUTION | WP PUTRAJAYA & CYBERJAYA | Existing | 11 kV |  | RYB | VPTJ/PCE/J16151 | PE 16.15 SEK. REN (F1)
378045914 | TNB | DISTRIBUTION | WP PUTRAJAYA & CYBERJAYA | Existing | 11 kV |  | RYB | VPTJ/PCE/J16151 | PE 16.15 SEK. REN (F1)
378045917 | TNB | DISTRIBUTION | WP PUTRAJAYA & CYBERJAYA | Existing | 11 kV |  | RYB | VPTJ/PCE/J16151 | PE 16.15 SEK. REN (F1)
378045918 | TNB | DISTRIBUTION | WP PUTRAJAYA & CYBERJAYA | Existing | 11 kV |  | RYB | VPTJ/PCE/J16151 | PE 16.15 SEK. REN (F1)
378045924 | TNB | DISTRIBUTION | WP PUTRAJAYA & CYBERJAYA | Existing | 11 kV |  | RYB | VPTJ/PCE/J16152 | PE 16.15 SEK. REN (F2)
378045925 | TNB | DISTRIBUTION | WP PUTRAJAYA & CYBERJAYA | Existing | 11 kV |  | RYB | VPTJ/PCE/J16152 | PE 16.15 SEK. REN (F2)
378045930 | TNB | DISTRIBUTION | WP PUTRAJAYA & CYBERJAYA | Existing | 11 kV |  | RYB | VPTJ/PCE/J16152 | PE 16.15 SEK. REN (F2)
378045936 | TNB | DISTRIBUTION | WP PUTRAJAYA & CYBERJAYA | Existing | 11 kV |  | RYB | VPTJ/PCE/J16152 | PE 16.15 SEK. REN (F2)
378045937 | TNB | DISTRIBUTION | WP PUTRAJAYA & CYBERJAYA | Existing | 11 kV |  | RYB | VPTJ/PCE/J16152 | PE 16.15 SEK. REN (F2)
378045941 | TNB | DISTRIBUTION | WP PUTRAJAYA & CYBERJAYA | Existing | 11 kV |  | RYB | VPTJ/PCE/J16152 | PE 16.15 SEK. REN (F2)
378045944 | TNB | DISTRIBUTION | WP PUTRAJAYA & CYBERJAYA | Existing | 11 kV |  | RYB | VPTJ/PCE/J16152 | PE 16.15 SEK. REN (F2)
378045945 | TNB | DISTRIBUTION | WP PUTRAJAYA & CYBERJAYA | Existing | 11 kV |  | RYB | VPTJ/PCE/J16152 | PE 16.15 SEK. REN (F2)
378046025 | TNB | DISTRIBUTION | WP PUTRAJAYA & CYBERJAYA | Existing | 11 kV |  | RYB | VPTJ/PCE/J16131 | PE 16.13 SEK. MEN (F1)
378046029 | TNB | DISTRIBUTION | WP PUTRAJAYA & CYBERJAYA | Existing | 11 kV |  | RYB | VPTJ/PCE/J16131 | PE 16.13 SEK. MEN (F1)
378046031 | TNB | DISTRIBUTION | WP PUTRAJAYA & CYBERJAYA | Existing | 11 kV |  | RYB | VPTJ/PCE/J16131 | PE 16.13 SEK. MEN (F1)
378046041 | TNB | DISTRIBUTION | WP PUTRAJAYA & CYBERJAYA | Existing | 11 kV |  | RYB | VPTJ/PCE/J16131 | PE 16.13 SEK. MEN (F1)
378046058 | TNB | DISTRIBUTION | WP PUTRAJAYA & CYBERJAYA | Existing | 11 kV |  | RYB | VPTJ/PCE/J16131 | PE 16.13 SEK. MEN (F1)
378046060 | TNB | DISTRIBUTION | WP PUTRAJAYA & CYBERJAYA | Existing | 11 kV |  | RYB | VPTJ/PCE/J16131 | PE 16.13 SEK. MEN (F1)
378046066 | TNB | DISTRIBUTION | WP PUTRAJAYA & CYBERJAYA | Existing | 11 kV |  | RYB | VPTJ/PCE/J16131 | PE 16.13 SEK. MEN (F1)
378046067 | TNB | DISTRIBUTION | WP PUTRAJAYA & CYBERJAYA | Existing | 11 kV |  | RYB | VPTJ/PCE/J16131 | PE 16.13 SEK. MEN (F1)
378046077 | TNB | DISTRIBUTION | WP PUTRAJAYA & CYBERJAYA | Existing | 11 kV |  | RYB | VPTJ/PCE/J16132 | PE 16.13 SEK. MEN (F2)
378046081 | TNB | DISTRIBUTION | WP PUTRAJAYA & CYBERJAYA | Existing | 11 kV |  | RYB | VPTJ/PCE/J16132 | PE 16.13 SEK. MEN (F2)
378046083 | TNB | DISTRIBUTION | WP PUTRAJAYA & CYBERJAYA | Existing | 11 kV |  | RYB | VPTJ/PCE/J16132 | PE 16.13 SEK. MEN (F2)
378046093 | TNB | DISTRIBUTION | WP PUTRAJAYA & CYBERJAYA | Existing | 11 kV |  | RYB | VPTJ/PCE/J16132 | PE 16.13 SEK. MEN (F2)
378046110 | TNB | DISTRIBUTION | WP PUTRAJAYA & CYBERJAYA | Existing | 11 kV |  | RYB | VPTJ/PCE/J16132 | PE 16.13 SEK. MEN (F2)
378046112 | TNB | DISTRIBUTION | WP PUTRAJAYA & CYBERJAYA | Existing | 11 kV |  | RYB | VPTJ/PCE/J16132 | PE 16.13 SEK. MEN (F2)
378046118 | TNB | DISTRIBUTION | WP PUTRAJAYA & CYBERJAYA | Existing | 11 kV |  | RYB | VPTJ/PCE/J16132 | PE 16.13 SEK. MEN (F2)
378046119 | TNB | DISTRIBUTION | WP PUTRAJAYA & CYBERJAYA | Existing | 11 kV |  | RYB | VPTJ/PCE/J16132 | PE 16.13 SEK. MEN (F2)
378046197 | TNB | DISTRIBUTION | WP PUTRAJAYA & CYBERJAYA | Existing | 11 kV |  | RYB | VPTJ/PCE/J16171 | SS 16.17 KOMPLEK KEJIRANAN (EFI) (F1)
378046199 | TNB | DISTRIBUTION | WP PUTRAJAYA & CYBERJAYA | Existing | 11 kV |  | RYB | VPTJ/PCE/J16171 | SS 16.17 KOMPLEK KEJIRANAN (EFI) (F1)
378046201 | TNB | DISTRIBUTION | WP PUTRAJAYA & CYBERJAYA | Existing | 11 kV |  | RYB | VPTJ/PCE/J16171 | SS 16.17 KOMPLEK KEJIRANAN (EFI) (F1)
378046204 | TNB | DISTRIBUTION | WP PUTRAJAYA & CYBERJAYA | Existing | 11 kV |  | RYB | VPTJ/PCE/J16171 | SS 16.17 KOMPLEK KEJIRANAN (EFI) (F1)
378046205 | TNB | DISTRIBUTION | WP PUTRAJAYA & CYBERJAYA | Existing | 11 kV |  | RYB | VPTJ/PCE/J16171 | SS 16.17 KOMPLEK KEJIRANAN (EFI) (F1)
378046206 | TNB | DISTRIBUTION | WP PUTRAJAYA & CYBERJAYA | Existing | 11 kV |  | RYB | VPTJ/PCE/J16171 | SS 16.17 KOMPLEK KEJIRANAN (EFI) (F1)
378046212 | TNB | DISTRIBUTION | WP PUTRAJAYA & CYBERJAYA | Existing | 11 kV |  | RYB | VPTJ/PCE/J16171 | SS 16.17 KOMPLEK KEJIRANAN (EFI) (F1)
378046217 | TNB | DISTRIBUTION | WP PUTRAJAYA & CYBERJAYA | Existing | 11 kV |  | RYB | VPTJ/PCE/J16171 | SS 16.17 KOMPLEK KEJIRANAN (EFI) (F1)
378046223 | TNB | DISTRIBUTION | WP PUTRAJAYA & CYBERJAYA | Existing | 11 kV |  | RYB | VPTJ/PCE/J16172 | SS 16.17 KOMPLEK KEJIRANAN (EFI) (F2)
378046225 | TNB | DISTRIBUTION | WP PUTRAJAYA & CYBERJAYA | Existing | 11 kV |  | RYB | VPTJ/PCE/J16172 | SS 16.17 KOMPLEK KEJIRANAN (EFI) (F2)
378046227 | TNB | DISTRIBUTION | WP PUTRAJAYA & CYBERJAYA | Existing | 11 kV |  | RYB | VPTJ/PCE/J16172 | SS 16.17 KOMPLEK KEJIRANAN (EFI) (F2)
378046230 | TNB | DISTRIBUTION | WP PUTRAJAYA & CYBERJAYA | Existing | 11 kV |  | RYB | VPTJ/PCE/J16172 | SS 16.17 KOMPLEK KEJIRANAN (EFI) (F2)
378046231 | TNB | DISTRIBUTION | WP PUTRAJAYA & CYBERJAYA | Existing | 11 kV |  | RYB | VPTJ/PCE/J16172 | SS 16.17 KOMPLEK KEJIRANAN (EFI) (F2)
378046232 | TNB | DISTRIBUTION | WP PUTRAJAYA & CYBERJAYA | Existing | 11 kV |  | RYB | VPTJ/PCE/J16172 | SS 16.17 KOMPLEK KEJIRANAN (EFI) (F2)
378046238 | TNB | DISTRIBUTION | WP PUTRAJAYA & CYBERJAYA | Existing | 11 kV |  | RYB | VPTJ/PCE/J16172 | SS 16.17 KOMPLEK KEJIRANAN (EFI) (F2)
378046243 | TNB | DISTRIBUTION | WP PUTRAJAYA & CYBERJAYA | Existing | 11 kV |  | RYB | VPTJ/PCE/J16172 | SS 16.17 KOMPLEK KEJIRANAN (EFI) (F2)
378046252 | TNB | DISTRIBUTION | WP PUTRAJAYA & CYBERJAYA | Existing | 11 kV |  | RYB | VPTJ/PCE/J16221 | PE 16.22 P16 BGW (F1)
378046256 | TNB | DISTRIBUTION | WP PUTRAJAYA & CYBERJAYA | Existing | 11 kV |  | RYB | VPTJ/PCE/J16221 | PE 16.22 P16 BGW (F1)
378046258 | TNB | DISTRIBUTION | WP PUTRAJAYA & CYBERJAYA | Existing | 11 kV |  | RYB | VPTJ/PCE/J16221 | PE 16.22 P16 BGW (F1)
378046268 | TNB | DISTRIBUTION | WP PUTRAJAYA & CYBERJAYA | Existing | 11 kV |  | RYB | VPTJ/PCE/J16221 | PE 16.22 P16 BGW (F1)
378046285 | TNB | DISTRIBUTION | WP PUTRAJAYA & CYBERJAYA | Existing | 11 kV |  | RYB | VPTJ/PCE/J16221 | PE 16.22 P16 BGW (F1)
378046287 | TNB | DISTRIBUTION | WP PUTRAJAYA & CYBERJAYA | Existing | 11 kV |  | RYB | VPTJ/PCE/J16221 | PE 16.22 P16 BGW (F1)
378046293 | TNB | DISTRIBUTION | WP PUTRAJAYA & CYBERJAYA | Existing | 11 kV |  | RYB | VPTJ/PCE/J16221 | PE 16.22 P16 BGW (F1)
378046294 | TNB | DISTRIBUTION | WP PUTRAJAYA & CYBERJAYA | Existing | 11 kV |  | RYB | VPTJ/PCE/J16221 | PE 16.22 P16 BGW (F1)
378046304 | TNB | DISTRIBUTION | WP PUTRAJAYA & CYBERJAYA | Existing | 11 kV |  | RYB | VPTJ/PCE/J16222 | PE 16.22 P16 BGW (F2)
378046308 | TNB | DISTRIBUTION | WP PUTRAJAYA & CYBERJAYA | Existing | 11 kV |  | RYB | VPTJ/PCE/J16222 | PE 16.22 P16 BGW (F2)
378046310 | TNB | DISTRIBUTION | WP PUTRAJAYA & CYBERJAYA | Existing | 11 kV |  | RYB | VPTJ/PCE/J16222 | PE 16.22 P16 BGW (F2)
378046320 | TNB | DISTRIBUTION | WP PUTRAJAYA & CYBERJAYA | Existing | 11 kV |  | RYB | VPTJ/PCE/J16222 | PE 16.22 P16 BGW (F2)
378046337 | TNB | DISTRIBUTION | WP PUTRAJAYA & CYBERJAYA | Existing | 11 kV |  | RYB | VPTJ/PCE/J16222 | PE 16.22 P16 BGW (F2)
378046339 | TNB | DISTRIBUTION | WP PUTRAJAYA & CYBERJAYA | Existing | 11 kV |  | RYB | VPTJ/PCE/J16222 | PE 16.22 P16 BGW (F2)
378046345 | TNB | DISTRIBUTION | WP PUTRAJAYA & CYBERJAYA | Existing | 11 kV |  | RYB | VPTJ/PCE/J16222 | PE 16.22 P16 BGW (F2)
378046346 | TNB | DISTRIBUTION | WP PUTRAJAYA & CYBERJAYA | Existing | 11 kV |  | RYB | VPTJ/PCE/J16222 | PE 16.22 P16 BGW (F2)
378046484 | TNB | DISTRIBUTION | WP PUTRAJAYA & CYBERJAYA | Existing | 11 kV |  | RYB | VPTJ/PCE/J12021 | PE 12.02 KUARTERS PEKERJA
378046485 | TNB | DISTRIBUTION | WP PUTRAJAYA & CYBERJAYA | Existing | 11 kV |  | RYB | VPTJ/PCE/J12021 | PE 12.02 KUARTERS PEKERJA
378046490 | TNB | DISTRIBUTION | WP PUTRAJAYA & CYBERJAYA | Existing | 11 kV |  | RYB | VPTJ/PCE/J12021 | PE 12.02 KUARTERS PEKERJA
378046496 | TNB | DISTRIBUTION | WP PUTRAJAYA & CYBERJAYA | Existing | 11 kV |  | RYB | VPTJ/PCE/J12021 | PE 12.02 KUARTERS PEKERJA
378046497 | TNB | DISTRIBUTION | WP PUTRAJAYA & CYBERJAYA | Existing | 11 kV |  | RYB | VPTJ/PCE/J12021 | PE 12.02 KUARTERS PEKERJA
378046501 | TNB | DISTRIBUTION | WP PUTRAJAYA & CYBERJAYA | Existing | 11 kV |  | RYB | VPTJ/PCE/J12021 | PE 12.02 KUARTERS PEKERJA
378046504 | TNB | DISTRIBUTION | WP PUTRAJAYA & CYBERJAYA | Existing | 11 kV |  | RYB | VPTJ/PCE/J12021 | PE 12.02 KUARTERS PEKERJA
378046505 | TNB | DISTRIBUTION | WP PUTRAJAYA & CYBERJAYA | Existing | 11 kV |  | RYB | VPTJ/PCE/J12021 | PE 12.02 KUARTERS PEKERJA
378046510 | TNB | DISTRIBUTION | WP PUTRAJAYA & CYBERJAYA | Existing | 11 kV |  | RYB | VPTJ/PCE/J12011 | PE 12.01 RF 2 P. UTARA
378046511 | TNB | DISTRIBUTION | WP PUTRAJAYA & CYBERJAYA | Existing | 11 kV |  | RYB | VPTJ/PCE/J12011 | PE 12.01 RF 2 P. UTARA
378046516 | TNB | DISTRIBUTION | WP PUTRAJAYA & CYBERJAYA | Existing | 11 kV |  | RYB | VPTJ/PCE/J12011 | PE 12.01 RF 2 P. UTARA
378046522 | TNB | DISTRIBUTION | WP PUTRAJAYA & CYBERJAYA | Existing | 11 kV |  | RYB | VPTJ/PCE/J12011 | PE 12.01 RF 2 P. UTARA
378046523 | TNB | DISTRIBUTION | WP PUTRAJAYA & CYBERJAYA | Existing | 11 kV |  | RYB | VPTJ/PCE/J12011 | PE 12.01 RF 2 P. UTARA
378046527 | TNB | DISTRIBUTION | WP PUTRAJAYA & CYBERJAYA | Existing | 11 kV |  | RYB | VPTJ/PCE/J12011 | PE 12.01 RF 2 P. UTARA
378046530 | TNB | DISTRIBUTION | WP PUTRAJAYA & CYBERJAYA | Existing | 11 kV |  | RYB | VPTJ/PCE/J12011 | PE 12.01 RF 2 P. UTARA
378046531 | TNB | DISTRIBUTION | WP PUTRAJAYA & CYBERJAYA | Existing | 11 kV |  | RYB | VPTJ/PCE/J12011 | PE 12.01 RF 2 P. UTARA
378046536 | TNB | DISTRIBUTION | WP PUTRAJAYA & CYBERJAYA | Existing | 11 kV |  | RYB | VPTJ/PCE/J15011 | SS 15.01 PS6
378046538 | TNB | DISTRIBUTION | WP PUTRAJAYA & CYBERJAYA | Existing | 11 kV |  | RYB | VPTJ/PCE/J15011 | SS 15.01 PS6
378046540 | TNB | DISTRIBUTION | WP PUTRAJAYA & CYBERJAYA | Existing | 11 kV |  | RYB | VPTJ/PCE/J15011 | SS 15.01 PS6
378046543 | TNB | DISTRIBUTION | WP PUTRAJAYA & CYBERJAYA | Existing | 11 kV |  | RYB | VPTJ/PCE/J15011 | SS 15.01 PS6
378046544 | TNB | DISTRIBUTION | WP PUTRAJAYA & CYBERJAYA | Existing | 11 kV |  | RYB | VPTJ/PCE/J15011 | SS 15.01 PS6
378046545 | TNB | DISTRIBUTION | WP PUTRAJAYA & CYBERJAYA | Existing | 11 kV |  | RYB | VPTJ/PCE/J15011 | SS 15.01 PS6
378046551 | TNB | DISTRIBUTION | WP PUTRAJAYA & CYBERJAYA | Existing | 11 kV |  | RYB | VPTJ/PCE/J15011 | SS 15.01 PS6
378046556 | TNB | DISTRIBUTION | WP PUTRAJAYA & CYBERJAYA | Existing | 11 kV |  | RYB | VPTJ/PCE/J15011 | SS 15.01 PS6
378046574 | TNB | DISTRIBUTION | WP PUTRAJAYA & CYBERJAYA | Existing | 11 kV |  | RYB | VPTJ/PCE/J14011 | SS 14.01 WWTP
378046578 | TNB | DISTRIBUTION | WP PUTRAJAYA & CYBERJAYA | Existing | 11 kV |  | RYB | VPTJ/PCE/J14011 | SS 14.01 WWTP
378046581 | TNB | DISTRIBUTION | WP PUTRAJAYA & CYBERJAYA | Existing | 11 kV |  | RYB | VPTJ/PCE/J14011 | SS 14.01 WWTP
378046584 | TNB | DISTRIBUTION | WP PUTRAJAYA & CYBERJAYA | Existing | 11 kV |  | RYB | VPTJ/PCE/J14011 | SS 14.01 WWTP
378046586 | TNB | DISTRIBUTION | WP PUTRAJAYA & CYBERJAYA | Existing | 11 kV |  | RYB | VPTJ/PCE/J14011 | SS 14.01 WWTP
378046592 | TNB | DISTRIBUTION | WP PUTRAJAYA & CYBERJAYA | Existing | 11 kV |  | RYB | VPTJ/PCE/J14011 | SS 14.01 WWTP
378046593 | TNB | DISTRIBUTION | WP PUTRAJAYA & CYBERJAYA | Existing | 11 kV |  | RYB | VPTJ/PCE/J14011 | SS 14.01 WWTP
378046600 | TNB | DISTRIBUTION | WP PUTRAJAYA & CYBERJAYA | Existing | 11 kV |  | RYB | VPTJ/PCE/J14011 | SS 14.01 WWTP
378046614 | TNB | DISTRIBUTION | WP PUTRAJAYA & CYBERJAYA | Existing | 11 kV |  | RYB | VPTJ/PCE/J14291 | PE 14.29 GUDANG (EFI) (F1)
378046615 | TNB | DISTRIBUTION | WP PUTRAJAYA & CYBERJAYA | Existing | 11 kV |  | RYB | VPTJ/PCE/J14291 | PE 14.29 GUDANG (EFI) (F1)
378046620 | TNB | DISTRIBUTION | WP PUTRAJAYA & CYBERJAYA | Existing | 11 kV |  | RYB | VPTJ/PCE/J14291 | PE 14.29 GUDANG (EFI) (F1)
378046626 | TNB | DISTRIBUTION | WP PUTRAJAYA & CYBERJAYA | Existing | 11 kV |  | RYB | VPTJ/PCE/J14291 | PE 14.29 GUDANG (EFI) (F1)
378046627 | TNB | DISTRIBUTION | WP PUTRAJAYA & CYBERJAYA | Existing | 11 kV |  | RYB | VPTJ/PCE/J14291 | PE 14.29 GUDANG (EFI) (F1)
378046631 | TNB | DISTRIBUTION | WP PUTRAJAYA & CYBERJAYA | Existing | 11 kV |  | RYB | VPTJ/PCE/J14291 | PE 14.29 GUDANG (EFI) (F1)
378046634 | TNB | DISTRIBUTION | WP PUTRAJAYA & CYBERJAYA | Existing | 11 kV |  | RYB | VPTJ/PCE/J14291 | PE 14.29 GUDANG (EFI) (F1)
378046635 | TNB | DISTRIBUTION | WP PUTRAJAYA & CYBERJAYA | Existing | 11 kV |  | RYB | VPTJ/PCE/J14291 | PE 14.29 GUDANG (EFI) (F1)
378046675 | TNB | DISTRIBUTION | WP PUTRAJAYA & CYBERJAYA | Existing | 11 kV |  | RYB | VPTJ/PCE/J14292 | PE 14.29 GUDANG (EFI) (F2)
378046676 | TNB | DISTRIBUTION | WP PUTRAJAYA & CYBERJAYA | Existing | 11 kV |  | RYB | VPTJ/PCE/J14292 | PE 14.29 GUDANG (EFI) (F2)
378046681 | TNB | DISTRIBUTION | WP PUTRAJAYA & CYBERJAYA | Existing | 11 kV |  | RYB | VPTJ/PCE/J14292 | PE 14.29 GUDANG (EFI) (F2)
378046687 | TNB | DISTRIBUTION | WP PUTRAJAYA & CYBERJAYA | Existing | 11 kV |  | RYB | VPTJ/PCE/J14292 | PE 14.29 GUDANG (EFI) (F2)
378046688 | TNB | DISTRIBUTION | WP PUTRAJAYA & CYBERJAYA | Existing | 11 kV |  | RYB | VPTJ/PCE/J14292 | PE 14.29 GUDANG (EFI) (F2)
378046692 | TNB | DISTRIBUTION | WP PUTRAJAYA & CYBERJAYA | Existing | 11 kV |  | RYB | VPTJ/PCE/J14292 | PE 14.29 GUDANG (EFI) (F2)
378046695 | TNB | DISTRIBUTION | WP PUTRAJAYA & CYBERJAYA | Existing | 11 kV |  | RYB | VPTJ/PCE/J14292 | PE 14.29 GUDANG (EFI) (F2)
378046696 | TNB | DISTRIBUTION | WP PUTRAJAYA & CYBERJAYA | Existing | 11 kV |  | RYB | VPTJ/PCE/J14292 | PE 14.29 GUDANG (EFI) (F2)
378046893 | TNB | DISTRIBUTION | WP PUTRAJAYA & CYBERJAYA | Existing | 11 kV |  | RYB | VPTJ/PCE/J14271 | PE 14.27 KOMP PJC SEMENTARA
378046894 | TNB | DISTRIBUTION | WP PUTRAJAYA & CYBERJAYA | Existing | 11 kV |  | RYB | VPTJ/PCE/J14271 | PE 14.27 KOMP PJC SEMENTARA
378046895 | TNB | DISTRIBUTION | WP PUTRAJAYA & CYBERJAYA | Existing | 11 kV |  | RYB | VPTJ/PCE/J14271 | PE 14.27 KOMP PJC SEMENTARA
378046902 | TNB | DISTRIBUTION | WP PUTRAJAYA & CYBERJAYA | Existing | 11 kV |  | RYB | VPTJ/PCE/J14271 | PE 14.27 KOMP PJC SEMENTARA
378046905 | TNB | DISTRIBUTION | WP PUTRAJAYA & CYBERJAYA | Existing | 11 kV |  | RYB | VPTJ/PCE/J14271 | PE 14.27 KOMP PJC SEMENTARA
378046906 | TNB | DISTRIBUTION | WP PUTRAJAYA & CYBERJAYA | Existing | 11 kV |  | RYB | VPTJ/PCE/J14271 | PE 14.27 KOMP PJC SEMENTARA
378046907 | TNB | DISTRIBUTION | WP PUTRAJAYA & CYBERJAYA | Existing | 11 kV |  | RYB | VPTJ/PCE/J14271 | PE 14.27 KOMP PJC SEMENTARA
378046909 | TNB | DISTRIBUTION | WP PUTRAJAYA & CYBERJAYA | Existing | 11 kV |  | RYB | VPTJ/PCE/J14271 | PE 14.27 KOMP PJC SEMENTARA
378046910 | TNB | DISTRIBUTION | WP PUTRAJAYA & CYBERJAYA | Existing | 11 kV |  | RYB | VPTJ/PCE/J14271 | PE 14.27 KOMP PJC SEMENTARA
378046912 | TNB | DISTRIBUTION | WP PUTRAJAYA & CYBERJAYA | Existing | 11 kV |  | RYB | VPTJ/PCE/J14271 | PE 14.27 KOMP PJC SEMENTARA
378046920 | TNB | DISTRIBUTION | WP PUTRAJAYA & CYBERJAYA | Existing | 11 kV |  | RYB | VPTJ/PCE/J14271 | PE 14.27 KOMP PJC SEMENTARA
378047069 | TNB | DISTRIBUTION | WP PUTRAJAYA & CYBERJAYA | Existing | 11 kV |  | RYB | VPTJ/PCE/J14281 | PE 14.28 KOMPLEKS SEDLEY
378047070 | TNB | DISTRIBUTION | WP PUTRAJAYA & CYBERJAYA | Existing | 11 kV |  | RYB | VPTJ/PCE/J14281 | PE 14.28 KOMPLEKS SEDLEY
378047075 | TNB | DISTRIBUTION | WP PUTRAJAYA & CYBERJAYA | Existing | 11 kV |  | RYB | VPTJ/PCE/J14281 | PE 14.28 KOMPLEKS SEDLEY
378047081 | TNB | DISTRIBUTION | WP PUTRAJAYA & CYBERJAYA | Existing | 11 kV |  | RYB | VPTJ/PCE/J14281 | PE 14.28 KOMPLEKS SEDLEY
378047082 | TNB | DISTRIBUTION | WP PUTRAJAYA & CYBERJAYA | Existing | 11 kV |  | RYB | VPTJ/PCE/J14281 | PE 14.28 KOMPLEKS SEDLEY
378047086 | TNB | DISTRIBUTION | WP PUTRAJAYA & CYBERJAYA | Existing | 11 kV |  | RYB | VPTJ/PCE/J14281 | PE 14.28 KOMPLEKS SEDLEY
378047089 | TNB | DISTRIBUTION | WP PUTRAJAYA & CYBERJAYA | Existing | 11 kV |  | RYB | VPTJ/PCE/J14281 | PE 14.28 KOMPLEKS SEDLEY
378047090 | TNB | DISTRIBUTION | WP PUTRAJAYA & CYBERJAYA | Existing | 11 kV |  | RYB | VPTJ/PCE/J14281 | PE 14.28 KOMPLEKS SEDLEY
378047187 | TNB | DISTRIBUTION | WP PUTRAJAYA & CYBERJAYA | Existing | 11 kV |  | RYB | VPTJ/PCE/J14041 | PE 14.04 PADAT L/JALAN
378047188 | TNB | DISTRIBUTION | WP PUTRAJAYA & CYBERJAYA | Existing | 11 kV |  | RYB | VPTJ/PCE/J14041 | PE 14.04 PADAT L/JALAN
378047193 | TNB | DISTRIBUTION | WP PUTRAJAYA & CYBERJAYA | Existing | 11 kV |  | RYB | VPTJ/PCE/J14041 | PE 14.04 PADAT L/JALAN
378047199 | TNB | DISTRIBUTION | WP PUTRAJAYA & CYBERJAYA | Existing | 11 kV |  | RYB | VPTJ/PCE/J14041 | PE 14.04 PADAT L/JALAN
378047200 | TNB | DISTRIBUTION | WP PUTRAJAYA & CYBERJAYA | Existing | 11 kV |  | RYB | VPTJ/PCE/J14041 | PE 14.04 PADAT L/JALAN
378047204 | TNB | DISTRIBUTION | WP PUTRAJAYA & CYBERJAYA | Existing | 11 kV |  | RYB | VPTJ/PCE/J14041 | PE 14.04 PADAT L/JALAN
378047207 | TNB | DISTRIBUTION | WP PUTRAJAYA & CYBERJAYA | Existing | 11 kV |  | RYB | VPTJ/PCE/J14041 | PE 14.04 PADAT L/JALAN
378047208 | TNB | DISTRIBUTION | WP PUTRAJAYA & CYBERJAYA | Existing | 11 kV |  | RYB | VPTJ/PCE/J14041 | PE 14.04 PADAT L/JALAN
378047292 | TNB | DISTRIBUTION | WP PUTRAJAYA & CYBERJAYA | Existing | 11 kV |  | RYB | VPTJ/PCE/J15201 | PE 15.20 VISITOR CENTER F1
378047293 | TNB | DISTRIBUTION | WP PUTRAJAYA & CYBERJAYA | Existing | 11 kV |  | RYB | VPTJ/PCE/J15201 | PE 15.20 VISITOR CENTER F1
378047298 | TNB | DISTRIBUTION | WP PUTRAJAYA & CYBERJAYA | Existing | 11 kV |  | RYB | VPTJ/PCE/J15201 | PE 15.20 VISITOR CENTER F1
378047304 | TNB | DISTRIBUTION | WP PUTRAJAYA & CYBERJAYA | Existing | 11 kV |  | RYB | VPTJ/PCE/J15201 | PE 15.20 VISITOR CENTER F1
378047305 | TNB | DISTRIBUTION | WP PUTRAJAYA & CYBERJAYA | Existing | 11 kV |  | RYB | VPTJ/PCE/J15201 | PE 15.20 VISITOR CENTER F1
378047309 | TNB | DISTRIBUTION | WP PUTRAJAYA & CYBERJAYA | Existing | 11 kV |  | RYB | VPTJ/PCE/J15201 | PE 15.20 VISITOR CENTER F1
378047312 | TNB | DISTRIBUTION | WP PUTRAJAYA & CYBERJAYA | Existing | 11 kV |  | RYB | VPTJ/PCE/J15201 | PE 15.20 VISITOR CENTER F1
378047313 | TNB | DISTRIBUTION | WP PUTRAJAYA & CYBERJAYA | Existing | 11 kV |  | RYB | VPTJ/PCE/J15201 | PE 15.20 VISITOR CENTER F1
378047503 | TNB | DISTRIBUTION | WP PUTRAJAYA & CYBERJAYA | Existing | 11 kV |  | RYB | VPTJ/PCE/J15251 | PE 15.25 PJBT KEDUTAAN IRAQ (F1)
378047504 | TNB | DISTRIBUTION | WP PUTRAJAYA & CYBERJAYA | Existing | 11 kV |  | RYB | VPTJ/PCE/J15251 | PE 15.25 PJBT KEDUTAAN IRAQ (F1)
378047509 | TNB | DISTRIBUTION | WP PUTRAJAYA & CYBERJAYA | Existing | 11 kV |  | RYB | VPTJ/PCE/J15251 | PE 15.25 PJBT KEDUTAAN IRAQ (F1)
378047515 | TNB | DISTRIBUTION | WP PUTRAJAYA & CYBERJAYA | Existing | 11 kV |  | RYB | VPTJ/PCE/J15251 | PE 15.25 PJBT KEDUTAAN IRAQ (F1)
378047516 | TNB | DISTRIBUTION | WP PUTRAJAYA & CYBERJAYA | Existing | 11 kV |  | RYB | VPTJ/PCE/J15251 | PE 15.25 PJBT KEDUTAAN IRAQ (F1)
378047520 | TNB | DISTRIBUTION | WP PUTRAJAYA & CYBERJAYA | Existing | 11 kV |  | RYB | VPTJ/PCE/J15251 | PE 15.25 PJBT KEDUTAAN IRAQ (F1)
378047523 | TNB | DISTRIBUTION | WP PUTRAJAYA & CYBERJAYA | Existing | 11 kV |  | RYB | VPTJ/PCE/J15251 | PE 15.25 PJBT KEDUTAAN IRAQ (F1)
378047524 | TNB | DISTRIBUTION | WP PUTRAJAYA & CYBERJAYA | Existing | 11 kV |  | RYB | VPTJ/PCE/J15251 | PE 15.25 PJBT KEDUTAAN IRAQ (F1)
378047597 | TNB | DISTRIBUTION | WP PUTRAJAYA & CYBERJAYA | Existing | 11 kV |  | RYB | VPTJ/PCE/J15252 | PE 15.25 PJBT KEDUTAAN IRAQ (F2)
378047598 | TNB | DISTRIBUTION | WP PUTRAJAYA & CYBERJAYA | Existing | 11 kV |  | RYB | VPTJ/PCE/J15252 | PE 15.25 PJBT KEDUTAAN IRAQ (F2)
378047603 | TNB | DISTRIBUTION | WP PUTRAJAYA & CYBERJAYA | Existing | 11 kV |  | RYB | VPTJ/PCE/J15252 | PE 15.25 PJBT KEDUTAAN IRAQ (F2)
378047609 | TNB | DISTRIBUTION | WP PUTRAJAYA & CYBERJAYA | Existing | 11 kV |  | RYB | VPTJ/PCE/J15252 | PE 15.25 PJBT KEDUTAAN IRAQ (F2)
378047610 | TNB | DISTRIBUTION | WP PUTRAJAYA & CYBERJAYA | Existing | 11 kV |  | RYB | VPTJ/PCE/J15252 | PE 15.25 PJBT KEDUTAAN IRAQ (F2)
378047614 | TNB | DISTRIBUTION | WP PUTRAJAYA & CYBERJAYA | Existing | 11 kV |  | RYB | VPTJ/PCE/J15252 | PE 15.25 PJBT KEDUTAAN IRAQ (F2)
378047617 | TNB | DISTRIBUTION | WP PUTRAJAYA & CYBERJAYA | Existing | 11 kV |  | RYB | VPTJ/PCE/J15252 | PE 15.25 PJBT KEDUTAAN IRAQ (F2)
378047618 | TNB | DISTRIBUTION | WP PUTRAJAYA & CYBERJAYA | Existing | 11 kV |  | RYB | VPTJ/PCE/J15252 | PE 15.25 PJBT KEDUTAAN IRAQ (F2)
378047693 | TNB | DISTRIBUTION | WP PUTRAJAYA & CYBERJAYA | Existing | 11 kV |  | RYB | VPTJ/PCE/J00330 | PE 15.53 KEDUTAAN BRUNEI F1
378047694 | TNB | DISTRIBUTION | WP PUTRAJAYA & CYBERJAYA | Existing | 11 kV |  | RYB | VPTJ/PCE/J00330 | PE 15.53 KEDUTAAN BRUNEI F1
378047699 | TNB | DISTRIBUTION | WP PUTRAJAYA & CYBERJAYA | Existing | 11 kV |  | RYB | VPTJ/PCE/J00330 | PE 15.53 KEDUTAAN BRUNEI F1
378047705 | TNB | DISTRIBUTION | WP PUTRAJAYA & CYBERJAYA | Existing | 11 kV |  | RYB | VPTJ/PCE/J00330 | PE 15.53 KEDUTAAN BRUNEI F1
378047706 | TNB | DISTRIBUTION | WP PUTRAJAYA & CYBERJAYA | Existing | 11 kV |  | RYB | VPTJ/PCE/J00330 | PE 15.53 KEDUTAAN BRUNEI F1
378047710 | TNB | DISTRIBUTION | WP PUTRAJAYA & CYBERJAYA | Existing | 11 kV |  | RYB | VPTJ/PCE/J00330 | PE 15.53 KEDUTAAN BRUNEI F1
378047713 | TNB | DISTRIBUTION | WP PUTRAJAYA & CYBERJAYA | Existing | 11 kV |  | RYB | VPTJ/PCE/J00330 | PE 15.53 KEDUTAAN BRUNEI F1
378047714 | TNB | DISTRIBUTION | WP PUTRAJAYA & CYBERJAYA | Existing | 11 kV |  | RYB | VPTJ/PCE/J00330 | PE 15.53 KEDUTAAN BRUNEI F1
378047787 | TNB | DISTRIBUTION | WP PUTRAJAYA & CYBERJAYA | Existing | 11 kV |  | RYB | VPTJ/PCE/J15532 | PE 15.53 KEDUTAAN BRUNEI F2
378047788 | TNB | DISTRIBUTION | WP PUTRAJAYA & CYBERJAYA | Existing | 11 kV |  | RYB | VPTJ/PCE/J15532 | PE 15.53 KEDUTAAN BRUNEI F2
378047793 | TNB | DISTRIBUTION | WP PUTRAJAYA & CYBERJAYA | Existing | 11 kV |  | RYB | VPTJ/PCE/J15532 | PE 15.53 KEDUTAAN BRUNEI F2
378047799 | TNB | DISTRIBUTION | WP PUTRAJAYA & CYBERJAYA | Existing | 11 kV |  | RYB | VPTJ/PCE/J15532 | PE 15.53 KEDUTAAN BRUNEI F2
378047800 | TNB | DISTRIBUTION | WP PUTRAJAYA & CYBERJAYA | Existing | 11 kV |  | RYB | VPTJ/PCE/J15532 | PE 15.53 KEDUTAAN BRUNEI F2
378047804 | TNB | DISTRIBUTION | WP PUTRAJAYA & CYBERJAYA | Existing | 11 kV |  | RYB | VPTJ/PCE/J15532 | PE 15.53 KEDUTAAN BRUNEI F2
378047807 | TNB | DISTRIBUTION | WP PUTRAJAYA & CYBERJAYA | Existing | 11 kV |  | RYB | VPTJ/PCE/J15532 | PE 15.53 KEDUTAAN BRUNEI F2
378047808 | TNB | DISTRIBUTION | WP PUTRAJAYA & CYBERJAYA | Existing | 11 kV |  | RYB | VPTJ/PCE/J15532 | PE 15.53 KEDUTAAN BRUNEI F2
378047883 | TNB | DISTRIBUTION | WP PUTRAJAYA & CYBERJAYA | Existing | 11 kV |  | RYB | VPTJ/PCE/J15202 | PE 15.20 VISITOR CENTER (F2)
378047884 | TNB | DISTRIBUTION | WP PUTRAJAYA & CYBERJAYA | Existing | 11 kV |  | RYB | VPTJ/PCE/J15202 | PE 15.20 VISITOR CENTER (F2)
378047889 | TNB | DISTRIBUTION | WP PUTRAJAYA & CYBERJAYA | Existing | 11 kV |  | RYB | VPTJ/PCE/J15202 | PE 15.20 VISITOR CENTER (F2)
378047895 | TNB | DISTRIBUTION | WP PUTRAJAYA & CYBERJAYA | Existing | 11 kV |  | RYB | VPTJ/PCE/J15202 | PE 15.20 VISITOR CENTER (F2)
378047896 | TNB | DISTRIBUTION | WP PUTRAJAYA & CYBERJAYA | Existing | 11 kV |  | RYB | VPTJ/PCE/J15202 | PE 15.20 VISITOR CENTER (F2)
378047900 | TNB | DISTRIBUTION | WP PUTRAJAYA & CYBERJAYA | Existing | 11 kV |  | RYB | VPTJ/PCE/J15202 | PE 15.20 VISITOR CENTER (F2)
378047903 | TNB | DISTRIBUTION | WP PUTRAJAYA & CYBERJAYA | Existing | 11 kV |  | RYB | VPTJ/PCE/J15202 | PE 15.20 VISITOR CENTER (F2)
378047904 | TNB | DISTRIBUTION | WP PUTRAJAYA & CYBERJAYA | Existing | 11 kV |  | RYB | VPTJ/PCE/J15202 | PE 15.20 VISITOR CENTER (F2)
378047954 | TNB | DISTRIBUTION | WP PUTRAJAYA & CYBERJAYA | Existing | 11 kV |  | RYB | VPTJ/PCE/J15231 | PE 15.23 PROMENADE
378047955 | TNB | DISTRIBUTION | WP PUTRAJAYA & CYBERJAYA | Existing | 11 kV |  | RYB | VPTJ/PCE/J15231 | PE 15.23 PROMENADE
378047960 | TNB | DISTRIBUTION | WP PUTRAJAYA & CYBERJAYA | Existing | 11 kV |  | RYB | VPTJ/PCE/J15231 | PE 15.23 PROMENADE
378047966 | TNB | DISTRIBUTION | WP PUTRAJAYA & CYBERJAYA | Existing | 11 kV |  | RYB | VPTJ/PCE/J15231 | PE 15.23 PROMENADE
378047967 | TNB | DISTRIBUTION | WP PUTRAJAYA & CYBERJAYA | Existing | 11 kV |  | RYB | VPTJ/PCE/J15231 | PE 15.23 PROMENADE
378047971 | TNB | DISTRIBUTION | WP PUTRAJAYA & CYBERJAYA | Existing | 11 kV |  | RYB | VPTJ/PCE/J15231 | PE 15.23 PROMENADE
378047974 | TNB | DISTRIBUTION | WP PUTRAJAYA & CYBERJAYA | Existing | 11 kV |  | RYB | VPTJ/PCE/J15231 | PE 15.23 PROMENADE
378047975 | TNB | DISTRIBUTION | WP PUTRAJAYA & CYBERJAYA | Existing | 11 kV |  | RYB | VPTJ/PCE/J15231 | PE 15.23 PROMENADE
378048052 | TNB | DISTRIBUTION | WP PUTRAJAYA & CYBERJAYA | Existing | 11 kV |  | RYB | VPTJ/PCE/J15211 | SS 15.21 OFFICE CHANCERIES (EFI) (F1)
378048056 | TNB | DISTRIBUTION | WP PUTRAJAYA & CYBERJAYA | Existing | 11 kV |  | RYB | VPTJ/PCE/J11142 | PE 11.14 APT C (F2)
378048057 | TNB | DISTRIBUTION | WP PUTRAJAYA & CYBERJAYA | Existing | 11 kV |  | RYB | VPTJ/PCE/J11142 | PE 11.14 APT C (F2)
378048062 | TNB | DISTRIBUTION | WP PUTRAJAYA & CYBERJAYA | Existing | 11 kV |  | RYB | VPTJ/PCE/J11142 | PE 11.14 APT C (F2)
378048068 | TNB | DISTRIBUTION | WP PUTRAJAYA & CYBERJAYA | Existing | 11 kV |  | RYB | VPTJ/PCE/J11142 | PE 11.14 APT C (F2)
378048069 | TNB | DISTRIBUTION | WP PUTRAJAYA & CYBERJAYA | Existing | 11 kV |  | RYB | VPTJ/PCE/J11142 | PE 11.14 APT C (F2)
378048073 | TNB | DISTRIBUTION | WP PUTRAJAYA & CYBERJAYA | Existing | 11 kV |  | RYB | VPTJ/PCE/J11142 | PE 11.14 APT C (F2)
378048076 | TNB | DISTRIBUTION | WP PUTRAJAYA & CYBERJAYA | Existing | 11 kV |  | RYB | VPTJ/PCE/J11142 | PE 11.14 APT C (F2)
378048077 | TNB | DISTRIBUTION | WP PUTRAJAYA & CYBERJAYA | Existing | 11 kV |  | RYB | VPTJ/PCE/J11142 | PE 11.14 APT C (F2)
378048154 | TNB | DISTRIBUTION | WP PUTRAJAYA & CYBERJAYA | Existing | 11 kV |  | RYB | VPTJ/PCE/J11141 | PE 11.14 APT C (F1)
378048155 | TNB | DISTRIBUTION | WP PUTRAJAYA & CYBERJAYA | Existing | 11 kV |  | RYB | VPTJ/PCE/J11141 | PE 11.14 APT C (F1)
378048160 | TNB | DISTRIBUTION | WP PUTRAJAYA & CYBERJAYA | Existing | 11 kV |  | RYB | VPTJ/PCE/J11141 | PE 11.14 APT C (F1)
378048166 | TNB | DISTRIBUTION | WP PUTRAJAYA & CYBERJAYA | Existing | 11 kV |  | RYB | VPTJ/PCE/J11141 | PE 11.14 APT C (F1)
378048167 | TNB | DISTRIBUTION | WP PUTRAJAYA & CYBERJAYA | Existing | 11 kV |  | RYB | VPTJ/PCE/J11141 | PE 11.14 APT C (F1)
378048171 | TNB | DISTRIBUTION | WP PUTRAJAYA & CYBERJAYA | Existing | 11 kV |  | RYB | VPTJ/PCE/J11141 | PE 11.14 APT C (F1)
378048174 | TNB | DISTRIBUTION | WP PUTRAJAYA & CYBERJAYA | Existing | 11 kV |  | RYB | VPTJ/PCE/J11141 | PE 11.14 APT C (F1)
378048175 | TNB | DISTRIBUTION | WP PUTRAJAYA & CYBERJAYA | Existing | 11 kV |  | RYB | VPTJ/PCE/J11141 | PE 11.14 APT C (F1)
378048243 | TNB | DISTRIBUTION | WP PUTRAJAYA & CYBERJAYA | Existing | 11 kV |  | RYB | VPTJ/PCE/J11171 | PE 11.17 ZON 7B (F1)
378048352 | TNB | DISTRIBUTION | WP PUTRAJAYA & CYBERJAYA | Existing | 11 kV |  | RYB | VCBJ/PCE/J21831 | PE 21.83 PS14 ROAD D
378048353 | TNB | DISTRIBUTION | WP PUTRAJAYA & CYBERJAYA | Existing | 11 kV |  | RYB | VCBJ/PCE/J21831 | PE 21.83 PS14 ROAD D
378048358 | TNB | DISTRIBUTION | WP PUTRAJAYA & CYBERJAYA | Existing | 11 kV |  | RYB | VCBJ/PCE/J21831 | PE 21.83 PS14 ROAD D
378048364 | TNB | DISTRIBUTION | WP PUTRAJAYA & CYBERJAYA | Existing | 11 kV |  | RYB | VCBJ/PCE/J21831 | PE 21.83 PS14 ROAD D
378048365 | TNB | DISTRIBUTION | WP PUTRAJAYA & CYBERJAYA | Existing | 11 kV |  | RYB | VCBJ/PCE/J21831 | PE 21.83 PS14 ROAD D
378048369 | TNB | DISTRIBUTION | WP PUTRAJAYA & CYBERJAYA | Existing | 11 kV |  | RYB | VCBJ/PCE/J21831 | PE 21.83 PS14 ROAD D
378048372 | TNB | DISTRIBUTION | WP PUTRAJAYA & CYBERJAYA | Existing | 11 kV |  | RYB | VCBJ/PCE/J21831 | PE 21.83 PS14 ROAD D
378048373 | TNB | DISTRIBUTION | WP PUTRAJAYA & CYBERJAYA | Existing | 11 kV |  | RYB | VCBJ/PCE/J21831 | PE 21.83 PS14 ROAD D
378048488 | TNB | DISTRIBUTION | WP PUTRAJAYA & CYBERJAYA | Existing | 11 kV |  | RYB | VCBJ/PCE/J23101 | PE 23.10 CLOVER NO.1
378048489 | TNB | DISTRIBUTION | WP PUTRAJAYA & CYBERJAYA | Existing | 11 kV |  | RYB | VCBJ/PCE/J23101 | PE 23.10 CLOVER NO.1
378048490 | TNB | DISTRIBUTION | WP PUTRAJAYA & CYBERJAYA | Existing | 11 kV |  | RYB | VCBJ/PCE/J23101 | PE 23.10 CLOVER NO.1
378048497 | TNB | DISTRIBUTION | WP PUTRAJAYA & CYBERJAYA | Existing | 11 kV |  | RYB | VCBJ/PCE/J23101 | PE 23.10 CLOVER NO.1
378048500 | TNB | DISTRIBUTION | WP PUTRAJAYA & CYBERJAYA | Existing | 11 kV |  | RYB | VCBJ/PCE/J23101 | PE 23.10 CLOVER NO.1
378048501 | TNB | DISTRIBUTION | WP PUTRAJAYA & CYBERJAYA | Existing | 11 kV |  | RYB | VCBJ/PCE/J23101 | PE 23.10 CLOVER NO.1
378048502 | TNB | DISTRIBUTION | WP PUTRAJAYA & CYBERJAYA | Existing | 11 kV |  | RYB | VCBJ/PCE/J23101 | PE 23.10 CLOVER NO.1
378048504 | TNB | DISTRIBUTION | WP PUTRAJAYA & CYBERJAYA | Existing | 11 kV |  | RYB | VCBJ/PCE/J23101 | PE 23.10 CLOVER NO.1
378048505 | TNB | DISTRIBUTION | WP PUTRAJAYA & CYBERJAYA | Existing | 11 kV |  | RYB | VCBJ/PCE/J23101 | PE 23.10 CLOVER NO.1
378048507 | TNB | DISTRIBUTION | WP PUTRAJAYA & CYBERJAYA | Existing | 11 kV |  | RYB | VCBJ/PCE/J23101 | PE 23.10 CLOVER NO.1
378048515 | TNB | DISTRIBUTION | WP PUTRAJAYA & CYBERJAYA | Existing | 11 kV |  | RYB | VCBJ/PCE/J23101 | PE 23.10 CLOVER NO.1
378048671 | TNB | DISTRIBUTION | WP PUTRAJAYA & CYBERJAYA | Existing | 11 kV |  | RYB | VCBJ/PCE/J23121 | PE 23.12 CLOVER NO.3
378048672 | TNB | DISTRIBUTION | WP PUTRAJAYA & CYBERJAYA | Existing | 11 kV |  | RYB | VCBJ/PCE/J23121 | PE 23.12 CLOVER NO.3
378048673 | TNB | DISTRIBUTION | WP PUTRAJAYA & CYBERJAYA | Existing | 11 kV |  | RYB | VCBJ/PCE/J23121 | PE 23.12 CLOVER NO.3
378048680 | TNB | DISTRIBUTION | WP PUTRAJAYA & CYBERJAYA | Existing | 11 kV |  | RYB | VCBJ/PCE/J23121 | PE 23.12 CLOVER NO.3
378048683 | TNB | DISTRIBUTION | WP PUTRAJAYA & CYBERJAYA | Existing | 11 kV |  | RYB | VCBJ/PCE/J23121 | PE 23.12 CLOVER NO.3
378048684 | TNB | DISTRIBUTION | WP PUTRAJAYA & CYBERJAYA | Existing | 11 kV |  | RYB | VCBJ/PCE/J23121 | PE 23.12 CLOVER NO.3
378048685 | TNB | DISTRIBUTION | WP PUTRAJAYA & CYBERJAYA | Existing | 11 kV |  | RYB | VCBJ/PCE/J23121 | PE 23.12 CLOVER NO.3
378048687 | TNB | DISTRIBUTION | WP PUTRAJAYA & CYBERJAYA | Existing | 11 kV |  | RYB | VCBJ/PCE/J23121 | PE 23.12 CLOVER NO.3
378048688 | TNB | DISTRIBUTION | WP PUTRAJAYA & CYBERJAYA | Existing | 11 kV |  | RYB | VCBJ/PCE/J23121 | PE 23.12 CLOVER NO.3
378048690 | TNB | DISTRIBUTION | WP PUTRAJAYA & CYBERJAYA | Existing | 11 kV |  | RYB | VCBJ/PCE/J23121 | PE 23.12 CLOVER NO.3
378048698 | TNB | DISTRIBUTION | WP PUTRAJAYA & CYBERJAYA | Existing | 11 kV |  | RYB | VCBJ/PCE/J23121 | PE 23.12 CLOVER NO.3
378048877 | TNB | DISTRIBUTION | WP PUTRAJAYA & CYBERJAYA | Existing | 11 kV |  | RYB | VCBJ/PCE/J23111 | PE 23.11 CLOVER NO.2
378048878 | TNB | DISTRIBUTION | WP PUTRAJAYA & CYBERJAYA | Existing | 11 kV |  | RYB | VCBJ/PCE/J23111 | PE 23.11 CLOVER NO.2
378048879 | TNB | DISTRIBUTION | WP PUTRAJAYA & CYBERJAYA | Existing | 11 kV |  | RYB | VCBJ/PCE/J23111 | PE 23.11 CLOVER NO.2
378048886 | TNB | DISTRIBUTION | WP PUTRAJAYA & CYBERJAYA | Existing | 11 kV |  | RYB | VCBJ/PCE/J23111 | PE 23.11 CLOVER NO.2
378048889 | TNB | DISTRIBUTION | WP PUTRAJAYA & CYBERJAYA | Existing | 11 kV |  | RYB | VCBJ/PCE/J23111 | PE 23.11 CLOVER NO.2
378048890 | TNB | DISTRIBUTION | WP PUTRAJAYA & CYBERJAYA | Existing | 11 kV |  | RYB | VCBJ/PCE/J23111 | PE 23.11 CLOVER NO.2
378048891 | TNB | DISTRIBUTION | WP PUTRAJAYA & CYBERJAYA | Existing | 11 kV |  | RYB | VCBJ/PCE/J23111 | PE 23.11 CLOVER NO.2
378048893 | TNB | DISTRIBUTION | WP PUTRAJAYA & CYBERJAYA | Existing | 11 kV |  | RYB | VCBJ/PCE/J23111 | PE 23.11 CLOVER NO.2
378048894 | TNB | DISTRIBUTION | WP PUTRAJAYA & CYBERJAYA | Existing | 11 kV |  | RYB | VCBJ/PCE/J23111 | PE 23.11 CLOVER NO.2
378048896 | TNB | DISTRIBUTION | WP PUTRAJAYA & CYBERJAYA | Existing | 11 kV |  | RYB | VCBJ/PCE/J23111 | PE 23.11 CLOVER NO.2
378048904 | TNB | DISTRIBUTION | WP PUTRAJAYA & CYBERJAYA | Existing | 11 kV |  | RYB | VCBJ/PCE/J23111 | PE 23.11 CLOVER NO.2
378049278 | TNB | DISTRIBUTION | WP PUTRAJAYA & CYBERJAYA | Existing | 11 kV |  | RYB | VCBJ/PCE/J21851 | PE 21.85 MYVILLA P1 PARCEL A
378049279 | TNB | DISTRIBUTION | WP PUTRAJAYA & CYBERJAYA | Existing | 11 kV |  | RYB | VCBJ/PCE/J21851 | PE 21.85 MYVILLA P1 PARCEL A
378049280 | TNB | DISTRIBUTION | WP PUTRAJAYA & CYBERJAYA | Existing | 11 kV |  | RYB | VCBJ/PCE/J21851 | PE 21.85 MYVILLA P1 PARCEL A
378049287 | TNB | DISTRIBUTION | WP PUTRAJAYA & CYBERJAYA | Existing | 11 kV |  | RYB | VCBJ/PCE/J21851 | PE 21.85 MYVILLA P1 PARCEL A
378049290 | TNB | DISTRIBUTION | WP PUTRAJAYA & CYBERJAYA | Existing | 11 kV |  | RYB | VCBJ/PCE/J21851 | PE 21.85 MYVILLA P1 PARCEL A
378049291 | TNB | DISTRIBUTION | WP PUTRAJAYA & CYBERJAYA | Existing | 11 kV |  | RYB | VCBJ/PCE/J21851 | PE 21.85 MYVILLA P1 PARCEL A
378049292 | TNB | DISTRIBUTION | WP PUTRAJAYA & CYBERJAYA | Existing | 11 kV |  | RYB | VCBJ/PCE/J21851 | PE 21.85 MYVILLA P1 PARCEL A
378049294 | TNB | DISTRIBUTION | WP PUTRAJAYA & CYBERJAYA | Existing | 11 kV |  | RYB | VCBJ/PCE/J21851 | PE 21.85 MYVILLA P1 PARCEL A
378049295 | TNB | DISTRIBUTION | WP PUTRAJAYA & CYBERJAYA | Existing | 11 kV |  | RYB | VCBJ/PCE/J21851 | PE 21.85 MYVILLA P1 PARCEL A
378049297 | TNB | DISTRIBUTION | WP PUTRAJAYA & CYBERJAYA | Existing | 11 kV |  | RYB | VCBJ/PCE/J21851 | PE 21.85 MYVILLA P1 PARCEL A
378049305 | TNB | DISTRIBUTION | WP PUTRAJAYA & CYBERJAYA | Existing | 11 kV |  | RYB | VCBJ/PCE/J21851 | PE 21.85 MYVILLA P1 PARCEL A
378049456 | TNB | DISTRIBUTION | WP PUTRAJAYA & CYBERJAYA | Existing | 11 kV |  | RYB | VCBJ/PCE/J21861 | PE 21.86 MYVILLA P1 PARCEL B
378049457 | TNB | DISTRIBUTION | WP PUTRAJAYA & CYBERJAYA | Existing | 11 kV |  | RYB | VCBJ/PCE/J21861 | PE 21.86 MYVILLA P1 PARCEL B
378049462 | TNB | DISTRIBUTION | WP PUTRAJAYA & CYBERJAYA | Existing | 11 kV |  | RYB | VCBJ/PCE/J21861 | PE 21.86 MYVILLA P1 PARCEL B
378049468 | TNB | DISTRIBUTION | WP PUTRAJAYA & CYBERJAYA | Existing | 11 kV |  | RYB | VCBJ/PCE/J21861 | PE 21.86 MYVILLA P1 PARCEL B
378049469 | TNB | DISTRIBUTION | WP PUTRAJAYA & CYBERJAYA | Existing | 11 kV |  | RYB | VCBJ/PCE/J21861 | PE 21.86 MYVILLA P1 PARCEL B
378049473 | TNB | DISTRIBUTION | WP PUTRAJAYA & CYBERJAYA | Existing | 11 kV |  | RYB | VCBJ/PCE/J21861 | PE 21.86 MYVILLA P1 PARCEL B
378049476 | TNB | DISTRIBUTION | WP PUTRAJAYA & CYBERJAYA | Existing | 11 kV |  | RYB | VCBJ/PCE/J21861 | PE 21.86 MYVILLA P1 PARCEL B
378049477 | TNB | DISTRIBUTION | WP PUTRAJAYA & CYBERJAYA | Existing | 11 kV |  | RYB | VCBJ/PCE/J21861 | PE 21.86 MYVILLA P1 PARCEL B
378049644 | TNB | DISTRIBUTION | WP PUTRAJAYA & CYBERJAYA | Existing | 11 kV |  | RYB | VCBJ/PCE/J00103 | PE 23.22 SHOP LOT MYVILLA PRS 5
378049645 | TNB | DISTRIBUTION | WP PUTRAJAYA & CYBERJAYA | Existing | 11 kV |  | RYB | VCBJ/PCE/J00103 | PE 23.22 SHOP LOT MYVILLA PRS 5
378049646 | TNB | DISTRIBUTION | WP PUTRAJAYA & CYBERJAYA | Existing | 11 kV |  | RYB | VCBJ/PCE/J00103 | PE 23.22 SHOP LOT MYVILLA PRS 5
378049653 | TNB | DISTRIBUTION | WP PUTRAJAYA & CYBERJAYA | Existing | 11 kV |  | RYB | VCBJ/PCE/J00103 | PE 23.22 SHOP LOT MYVILLA PRS 5
378049656 | TNB | DISTRIBUTION | WP PUTRAJAYA & CYBERJAYA | Existing | 11 kV |  | RYB | VCBJ/PCE/J00103 | PE 23.22 SHOP LOT MYVILLA PRS 5
378049657 | TNB | DISTRIBUTION | WP PUTRAJAYA & CYBERJAYA | Existing | 11 kV |  | RYB | VCBJ/PCE/J00103 | PE 23.22 SHOP LOT MYVILLA PRS 5
378049658 | TNB | DISTRIBUTION | WP PUTRAJAYA & CYBERJAYA | Existing | 11 kV |  | RYB | VCBJ/PCE/J00103 | PE 23.22 SHOP LOT MYVILLA PRS 5
378049660 | TNB | DISTRIBUTION | WP PUTRAJAYA & CYBERJAYA | Existing | 11 kV |  | RYB | VCBJ/PCE/J00103 | PE 23.22 SHOP LOT MYVILLA PRS 5
378049661 | TNB | DISTRIBUTION | WP PUTRAJAYA & CYBERJAYA | Existing | 11 kV |  | RYB | VCBJ/PCE/J00103 | PE 23.22 SHOP LOT MYVILLA PRS 5
378049663 | TNB | DISTRIBUTION | WP PUTRAJAYA & CYBERJAYA | Existing | 11 kV |  | RYB | VCBJ/PCE/J00103 | PE 23.22 SHOP LOT MYVILLA PRS 5
378049671 | TNB | DISTRIBUTION | WP PUTRAJAYA & CYBERJAYA | Existing | 11 kV |  | RYB | VCBJ/PCE/J00103 | PE 23.22 SHOP LOT MYVILLA PRS 5
378049821 | TNB | DISTRIBUTION | WP PUTRAJAYA & CYBERJAYA | Existing | 11 kV |  | RYB | VCBJ/PCE/J21931 | PE 21.93 MYVILLA P3 PARCEL A
378049822 | TNB | DISTRIBUTION | WP PUTRAJAYA & CYBERJAYA | Existing | 11 kV |  | RYB | VCBJ/PCE/J21931 | PE 21.93 MYVILLA P3 PARCEL A
378049823 | TNB | DISTRIBUTION | WP PUTRAJAYA & CYBERJAYA | Existing | 11 kV |  | RYB | VCBJ/PCE/J21931 | PE 21.93 MYVILLA P3 PARCEL A
378049830 | TNB | DISTRIBUTION | WP PUTRAJAYA & CYBERJAYA | Existing | 11 kV |  | RYB | VCBJ/PCE/J21931 | PE 21.93 MYVILLA P3 PARCEL A
378049833 | TNB | DISTRIBUTION | WP PUTRAJAYA & CYBERJAYA | Existing | 11 kV |  | RYB | VCBJ/PCE/J21931 | PE 21.93 MYVILLA P3 PARCEL A
378049834 | TNB | DISTRIBUTION | WP PUTRAJAYA & CYBERJAYA | Existing | 11 kV |  | RYB | VCBJ/PCE/J21931 | PE 21.93 MYVILLA P3 PARCEL A
378049835 | TNB | DISTRIBUTION | WP PUTRAJAYA & CYBERJAYA | Existing | 11 kV |  | RYB | VCBJ/PCE/J21931 | PE 21.93 MYVILLA P3 PARCEL A
378049837 | TNB | DISTRIBUTION | WP PUTRAJAYA & CYBERJAYA | Existing | 11 kV |  | RYB | VCBJ/PCE/J21931 | PE 21.93 MYVILLA P3 PARCEL A
378049838 | TNB | DISTRIBUTION | WP PUTRAJAYA & CYBERJAYA | Existing | 11 kV |  | RYB | VCBJ/PCE/J21931 | PE 21.93 MYVILLA P3 PARCEL A
378049840 | TNB | DISTRIBUTION | WP PUTRAJAYA & CYBERJAYA | Existing | 11 kV |  | RYB | VCBJ/PCE/J21931 | PE 21.93 MYVILLA P3 PARCEL A
378049848 | TNB | DISTRIBUTION | WP PUTRAJAYA & CYBERJAYA | Existing | 11 kV |  | RYB | VCBJ/PCE/J21931 | PE 21.93 MYVILLA P3 PARCEL A
378050018 | TNB | DISTRIBUTION | WP PUTRAJAYA & CYBERJAYA | Existing | 11 kV |  | RYB | VCBJ/PCE/J21941 | PE 21.94 MYVILLA P3 PARCEL B
378050019 | TNB | DISTRIBUTION | WP PUTRAJAYA & CYBERJAYA | Existing | 11 kV |  | RYB | VCBJ/PCE/J21941 | PE 21.94 MYVILLA P3 PARCEL B
378050020 | TNB | DISTRIBUTION | WP PUTRAJAYA & CYBERJAYA | Existing | 11 kV |  | RYB | VCBJ/PCE/J21941 | PE 21.94 MYVILLA P3 PARCEL B
378050027 | TNB | DISTRIBUTION | WP PUTRAJAYA & CYBERJAYA | Existing | 11 kV |  | RYB | VCBJ/PCE/J21941 | PE 21.94 MYVILLA P3 PARCEL B
378050030 | TNB | DISTRIBUTION | WP PUTRAJAYA & CYBERJAYA | Existing | 11 kV |  | RYB | VCBJ/PCE/J21941 | PE 21.94 MYVILLA P3 PARCEL B
378050031 | TNB | DISTRIBUTION | WP PUTRAJAYA & CYBERJAYA | Existing | 11 kV |  | RYB | VCBJ/PCE/J21941 | PE 21.94 MYVILLA P3 PARCEL B
378050032 | TNB | DISTRIBUTION | WP PUTRAJAYA & CYBERJAYA | Existing | 11 kV |  | RYB | VCBJ/PCE/J21941 | PE 21.94 MYVILLA P3 PARCEL B
378050034 | TNB | DISTRIBUTION | WP PUTRAJAYA & CYBERJAYA | Existing | 11 kV |  | RYB | VCBJ/PCE/J21941 | PE 21.94 MYVILLA P3 PARCEL B
378050035 | TNB | DISTRIBUTION | WP PUTRAJAYA & CYBERJAYA | Existing | 11 kV |  | RYB | VCBJ/PCE/J21941 | PE 21.94 MYVILLA P3 PARCEL B
378050037 | TNB | DISTRIBUTION | WP PUTRAJAYA & CYBERJAYA | Existing | 11 kV |  | RYB | VCBJ/PCE/J21941 | PE 21.94 MYVILLA P3 PARCEL B
378050045 | TNB | DISTRIBUTION | WP PUTRAJAYA & CYBERJAYA | Existing | 11 kV |  | RYB | VCBJ/PCE/J21941 | PE 21.94 MYVILLA P3 PARCEL B
378050198 | TNB | DISTRIBUTION | WP PUTRAJAYA & CYBERJAYA | Existing | 11 kV |  | RYB | VPTJ/PCE/J11452 | PE 11.45 SEK MEN (F2)
378050199 | TNB | DISTRIBUTION | WP PUTRAJAYA & CYBERJAYA | Existing | 11 kV |  | RYB | VPTJ/PCE/J11302 | PE 11.30 SEK REN (EFI) (F2)
378050200 | TNB | DISTRIBUTION | WP PUTRAJAYA & CYBERJAYA | Existing | 11 kV |  | RYB | VPTJ/PCE/J11172 | PE 11.17 ZON 7B (F2)
378050363 | TNB | DISTRIBUTION | WP PUTRAJAYA & CYBERJAYA | Existing | 11 kV |  | RYB | VPTJ/PCE/J07121 | SS 7.12 NATIONAL CANCER INSTITUT F1
378050367 | TNB | DISTRIBUTION | WP PUTRAJAYA & CYBERJAYA | Existing | 11 kV |  | RYB | VPTJ/PCE/J07121 | SS 7.12 NATIONAL CANCER INSTITUT F1
378050371 | TNB | DISTRIBUTION | WP PUTRAJAYA & CYBERJAYA | Existing | 11 kV |  | RYB | VPTJ/PCE/J07121 | SS 7.12 NATIONAL CANCER INSTITUT F1
378050373 | TNB | DISTRIBUTION | WP PUTRAJAYA & CYBERJAYA | Existing | 11 kV |  | RYB | VPTJ/PCE/J07121 | SS 7.12 NATIONAL CANCER INSTITUT F1
378050375 | TNB | DISTRIBUTION | WP PUTRAJAYA & CYBERJAYA | Existing | 11 kV |  | RYB | VPTJ/PCE/J07121 | SS 7.12 NATIONAL CANCER INSTITUT F1
378050381 | TNB | DISTRIBUTION | WP PUTRAJAYA & CYBERJAYA | Existing | 11 kV |  | RYB | VPTJ/PCE/J07121 | SS 7.12 NATIONAL CANCER INSTITUT F1
378050383 | TNB | DISTRIBUTION | WP PUTRAJAYA & CYBERJAYA | Existing | 11 kV |  | RYB | VPTJ/PCE/J07121 | SS 7.12 NATIONAL CANCER INSTITUT F1
378050386 | TNB | DISTRIBUTION | WP PUTRAJAYA & CYBERJAYA | Existing | 11 kV |  | RYB | VPTJ/PCE/J07121 | SS 7.12 NATIONAL CANCER INSTITUT F1
378050404 | TNB | DISTRIBUTION | WP PUTRAJAYA & CYBERJAYA | Existing | 11 kV |  | RYB | VPTJ/PCE/J07122 | SS 7.12 NATIONAL CANCER INSTITUT F2
378050408 | TNB | DISTRIBUTION | WP PUTRAJAYA & CYBERJAYA | Existing | 11 kV |  | RYB | VPTJ/PCE/J07122 | SS 7.12 NATIONAL CANCER INSTITUT F2
378050412 | TNB | DISTRIBUTION | WP PUTRAJAYA & CYBERJAYA | Existing | 11 kV |  | RYB | VPTJ/PCE/J07122 | SS 7.12 NATIONAL CANCER INSTITUT F2
378050414 | TNB | DISTRIBUTION | WP PUTRAJAYA & CYBERJAYA | Existing | 11 kV |  | RYB | VPTJ/PCE/J07122 | SS 7.12 NATIONAL CANCER INSTITUT F2
378050416 | TNB | DISTRIBUTION | WP PUTRAJAYA & CYBERJAYA | Existing | 11 kV |  | RYB | VPTJ/PCE/J07122 | SS 7.12 NATIONAL CANCER INSTITUT F2
378050422 | TNB | DISTRIBUTION | WP PUTRAJAYA & CYBERJAYA | Existing | 11 kV |  | RYB | VPTJ/PCE/J07122 | SS 7.12 NATIONAL CANCER INSTITUT F2
378050424 | TNB | DISTRIBUTION | WP PUTRAJAYA & CYBERJAYA | Existing | 11 kV |  | RYB | VPTJ/PCE/J07122 | SS 7.12 NATIONAL CANCER INSTITUT F2
378050427 | TNB | DISTRIBUTION | WP PUTRAJAYA & CYBERJAYA | Existing | 11 kV |  | RYB | VPTJ/PCE/J07122 | SS 7.12 NATIONAL CANCER INSTITUT F2
378050445 | TNB | DISTRIBUTION | WP PUTRAJAYA & CYBERJAYA | Existing | 11 kV |  | RYB | VPTJ/PCE/J07042 | SS 7.04 HOSPITAL (F2)
378050449 | TNB | DISTRIBUTION | WP PUTRAJAYA & CYBERJAYA | Existing | 11 kV |  | RYB | VPTJ/PCE/J07042 | SS 7.04 HOSPITAL (F2)
378050452 | TNB | DISTRIBUTION | WP PUTRAJAYA & CYBERJAYA | Existing | 11 kV |  | RYB | VPTJ/PCE/J07042 | SS 7.04 HOSPITAL (F2)
378050455 | TNB | DISTRIBUTION | WP PUTRAJAYA & CYBERJAYA | Existing | 11 kV |  | RYB | VPTJ/PCE/J07042 | SS 7.04 HOSPITAL (F2)
378050457 | TNB | DISTRIBUTION | WP PUTRAJAYA & CYBERJAYA | Existing | 11 kV |  | RYB | VPTJ/PCE/J07042 | SS 7.04 HOSPITAL (F2)
378050463 | TNB | DISTRIBUTION | WP PUTRAJAYA & CYBERJAYA | Existing | 11 kV |  | RYB | VPTJ/PCE/J07042 | SS 7.04 HOSPITAL (F2)
378050464 | TNB | DISTRIBUTION | WP PUTRAJAYA & CYBERJAYA | Existing | 11 kV |  | RYB | VPTJ/PCE/J07042 | SS 7.04 HOSPITAL (F2)
378050471 | TNB | DISTRIBUTION | WP PUTRAJAYA & CYBERJAYA | Existing | 11 kV |  | RYB | VPTJ/PCE/J07042 | SS 7.04 HOSPITAL (F2)
378050486 | TNB | DISTRIBUTION | WP PUTRAJAYA & CYBERJAYA | Existing | 11 kV |  | RYB | VPTJ/PCE/J07041 | SS 7.04 HOSPITAL (F1)
378050490 | TNB | DISTRIBUTION | WP PUTRAJAYA & CYBERJAYA | Existing | 11 kV |  | RYB | VPTJ/PCE/J07041 | SS 7.04 HOSPITAL (F1)
378050494 | TNB | DISTRIBUTION | WP PUTRAJAYA & CYBERJAYA | Existing | 11 kV |  | RYB | VPTJ/PCE/J07041 | SS 7.04 HOSPITAL (F1)
378050496 | TNB | DISTRIBUTION | WP PUTRAJAYA & CYBERJAYA | Existing | 11 kV |  | RYB | VPTJ/PCE/J07041 | SS 7.04 HOSPITAL (F1)
378050498 | TNB | DISTRIBUTION | WP PUTRAJAYA & CYBERJAYA | Existing | 11 kV |  | RYB | VPTJ/PCE/J07041 | SS 7.04 HOSPITAL (F1)
378050504 | TNB | DISTRIBUTION | WP PUTRAJAYA & CYBERJAYA | Existing | 11 kV |  | RYB | VPTJ/PCE/J07041 | SS 7.04 HOSPITAL (F1)
378050506 | TNB | DISTRIBUTION | WP PUTRAJAYA & CYBERJAYA | Existing | 11 kV |  | RYB | VPTJ/PCE/J07041 | SS 7.04 HOSPITAL (F1)
378050509 | TNB | DISTRIBUTION | WP PUTRAJAYA & CYBERJAYA | Existing | 11 kV |  | RYB | VPTJ/PCE/J07041 | SS 7.04 HOSPITAL (F1)
378050620 | TNB | DISTRIBUTION | WP PUTRAJAYA & CYBERJAYA | Existing | 11 kV |  | RYB | VPTJ/PCE/J07021 | PE 7.02 POLIS PUTRAJAYA (F1)
378050621 | TNB | DISTRIBUTION | WP PUTRAJAYA & CYBERJAYA | Existing | 11 kV |  | RYB | VPTJ/PCE/J07021 | PE 7.02 POLIS PUTRAJAYA (F1)
378050626 | TNB | DISTRIBUTION | WP PUTRAJAYA & CYBERJAYA | Existing | 11 kV |  | RYB | VPTJ/PCE/J07021 | PE 7.02 POLIS PUTRAJAYA (F1)
378050632 | TNB | DISTRIBUTION | WP PUTRAJAYA & CYBERJAYA | Existing | 11 kV |  | RYB | VPTJ/PCE/J07021 | PE 7.02 POLIS PUTRAJAYA (F1)
378050633 | TNB | DISTRIBUTION | WP PUTRAJAYA & CYBERJAYA | Existing | 11 kV |  | RYB | VPTJ/PCE/J07021 | PE 7.02 POLIS PUTRAJAYA (F1)
378050637 | TNB | DISTRIBUTION | WP PUTRAJAYA & CYBERJAYA | Existing | 11 kV |  | RYB | VPTJ/PCE/J07021 | PE 7.02 POLIS PUTRAJAYA (F1)
378050640 | TNB | DISTRIBUTION | WP PUTRAJAYA & CYBERJAYA | Existing | 11 kV |  | RYB | VPTJ/PCE/J07021 | PE 7.02 POLIS PUTRAJAYA (F1)
378050641 | TNB | DISTRIBUTION | WP PUTRAJAYA & CYBERJAYA | Existing | 11 kV |  | RYB | VPTJ/PCE/J07021 | PE 7.02 POLIS PUTRAJAYA (F1)
378050719 | TNB | DISTRIBUTION | WP PUTRAJAYA & CYBERJAYA | Existing | 11 kV |  | RYB | VPTJ/PCE/J07022 | PE 7.02 POLIS PUTRAJAYA (F2)
378050720 | TNB | DISTRIBUTION | WP PUTRAJAYA & CYBERJAYA | Existing | 11 kV |  | RYB | VPTJ/PCE/J07022 | PE 7.02 POLIS PUTRAJAYA (F2)
378050725 | TNB | DISTRIBUTION | WP PUTRAJAYA & CYBERJAYA | Existing | 11 kV |  | RYB | VPTJ/PCE/J07022 | PE 7.02 POLIS PUTRAJAYA (F2)
378050731 | TNB | DISTRIBUTION | WP PUTRAJAYA & CYBERJAYA | Existing | 11 kV |  | RYB | VPTJ/PCE/J07022 | PE 7.02 POLIS PUTRAJAYA (F2)
378050732 | TNB | DISTRIBUTION | WP PUTRAJAYA & CYBERJAYA | Existing | 11 kV |  | RYB | VPTJ/PCE/J07022 | PE 7.02 POLIS PUTRAJAYA (F2)
378050736 | TNB | DISTRIBUTION | WP PUTRAJAYA & CYBERJAYA | Existing | 11 kV |  | RYB | VPTJ/PCE/J07022 | PE 7.02 POLIS PUTRAJAYA (F2)
378050739 | TNB | DISTRIBUTION | WP PUTRAJAYA & CYBERJAYA | Existing | 11 kV |  | RYB | VPTJ/PCE/J07022 | PE 7.02 POLIS PUTRAJAYA (F2)
378050740 | TNB | DISTRIBUTION | WP PUTRAJAYA & CYBERJAYA | Existing | 11 kV |  | RYB | VPTJ/PCE/J07022 | PE 7.02 POLIS PUTRAJAYA (F2)
378050822 | TNB | DISTRIBUTION | WP PUTRAJAYA & CYBERJAYA | Existing | 11 kV |  | RYB | VPTJ/PCE/J07011 | PE 7.01 BOMBA PUTRAJAYA (F1)
378050823 | TNB | DISTRIBUTION | WP PUTRAJAYA & CYBERJAYA | Existing | 11 kV |  | RYB | VPTJ/PCE/J07011 | PE 7.01 BOMBA PUTRAJAYA (F1)
378050828 | TNB | DISTRIBUTION | WP PUTRAJAYA & CYBERJAYA | Existing | 11 kV |  | RYB | VPTJ/PCE/J07011 | PE 7.01 BOMBA PUTRAJAYA (F1)
378050834 | TNB | DISTRIBUTION | WP PUTRAJAYA & CYBERJAYA | Existing | 11 kV |  | RYB | VPTJ/PCE/J07011 | PE 7.01 BOMBA PUTRAJAYA (F1)
378050835 | TNB | DISTRIBUTION | WP PUTRAJAYA & CYBERJAYA | Existing | 11 kV |  | RYB | VPTJ/PCE/J07011 | PE 7.01 BOMBA PUTRAJAYA (F1)
378050839 | TNB | DISTRIBUTION | WP PUTRAJAYA & CYBERJAYA | Existing | 11 kV |  | RYB | VPTJ/PCE/J07011 | PE 7.01 BOMBA PUTRAJAYA (F1)
378050842 | TNB | DISTRIBUTION | WP PUTRAJAYA & CYBERJAYA | Existing | 11 kV |  | RYB | VPTJ/PCE/J07011 | PE 7.01 BOMBA PUTRAJAYA (F1)
378050843 | TNB | DISTRIBUTION | WP PUTRAJAYA & CYBERJAYA | Existing | 11 kV |  | RYB | VPTJ/PCE/J07011 | PE 7.01 BOMBA PUTRAJAYA (F1)
378050916 | TNB | DISTRIBUTION | WP PUTRAJAYA & CYBERJAYA | Existing | 11 kV |  | RYB | VPTJ/PCE/J07012 | PE 7.01 IBU PEJABAT BOMBA (F2)
378050917 | TNB | DISTRIBUTION | WP PUTRAJAYA & CYBERJAYA | Existing | 11 kV |  | RYB | VPTJ/PCE/J07012 | PE 7.01 IBU PEJABAT BOMBA (F2)
378050922 | TNB | DISTRIBUTION | WP PUTRAJAYA & CYBERJAYA | Existing | 11 kV |  | RYB | VPTJ/PCE/J07012 | PE 7.01 IBU PEJABAT BOMBA (F2)
378050928 | TNB | DISTRIBUTION | WP PUTRAJAYA & CYBERJAYA | Existing | 11 kV |  | RYB | VPTJ/PCE/J07012 | PE 7.01 IBU PEJABAT BOMBA (F2)
378050929 | TNB | DISTRIBUTION | WP PUTRAJAYA & CYBERJAYA | Existing | 11 kV |  | RYB | VPTJ/PCE/J07012 | PE 7.01 IBU PEJABAT BOMBA (F2)
378050933 | TNB | DISTRIBUTION | WP PUTRAJAYA & CYBERJAYA | Existing | 11 kV |  | RYB | VPTJ/PCE/J07012 | PE 7.01 IBU PEJABAT BOMBA (F2)
378050936 | TNB | DISTRIBUTION | WP PUTRAJAYA & CYBERJAYA | Existing | 11 kV |  | RYB | VPTJ/PCE/J07012 | PE 7.01 IBU PEJABAT BOMBA (F2)
378050937 | TNB | DISTRIBUTION | WP PUTRAJAYA & CYBERJAYA | Existing | 11 kV |  | RYB | VPTJ/PCE/J07012 | PE 7.01 IBU PEJABAT BOMBA (F2)
378051037 | TNB | DISTRIBUTION | WP PUTRAJAYA & CYBERJAYA | Existing | 11 kV |  | RYB | VPTJ/PCE/J07081 | PE 7.08 PARK & RIDE (F1)
378051038 | TNB | DISTRIBUTION | WP PUTRAJAYA & CYBERJAYA | Existing | 11 kV |  | RYB | VPTJ/PCE/J07081 | PE 7.08 PARK & RIDE (F1)
378051043 | TNB | DISTRIBUTION | WP PUTRAJAYA & CYBERJAYA | Existing | 11 kV |  | RYB | VPTJ/PCE/J07081 | PE 7.08 PARK & RIDE (F1)
378051049 | TNB | DISTRIBUTION | WP PUTRAJAYA & CYBERJAYA | Existing | 11 kV |  | RYB | VPTJ/PCE/J07081 | PE 7.08 PARK & RIDE (F1)
378051050 | TNB | DISTRIBUTION | WP PUTRAJAYA & CYBERJAYA | Existing | 11 kV |  | RYB | VPTJ/PCE/J07081 | PE 7.08 PARK & RIDE (F1)
378051054 | TNB | DISTRIBUTION | WP PUTRAJAYA & CYBERJAYA | Existing | 11 kV |  | RYB | VPTJ/PCE/J07081 | PE 7.08 PARK & RIDE (F1)
378051057 | TNB | DISTRIBUTION | WP PUTRAJAYA & CYBERJAYA | Existing | 11 kV |  | RYB | VPTJ/PCE/J07081 | PE 7.08 PARK & RIDE (F1)
378051058 | TNB | DISTRIBUTION | WP PUTRAJAYA & CYBERJAYA | Existing | 11 kV |  | RYB | VPTJ/PCE/J07081 | PE 7.08 PARK & RIDE (F1)
378051134 | TNB | DISTRIBUTION | WP PUTRAJAYA & CYBERJAYA | Existing | 11 kV |  | RYB | VPTJ/PCE/J07082 | PE 7.08 PARK & RIDE (F2)
378051135 | TNB | DISTRIBUTION | WP PUTRAJAYA & CYBERJAYA | Existing | 11 kV |  | RYB | VPTJ/PCE/J07082 | PE 7.08 PARK & RIDE (F2)
378051140 | TNB | DISTRIBUTION | WP PUTRAJAYA & CYBERJAYA | Existing | 11 kV |  | RYB | VPTJ/PCE/J07082 | PE 7.08 PARK & RIDE (F2)
378051146 | TNB | DISTRIBUTION | WP PUTRAJAYA & CYBERJAYA | Existing | 11 kV |  | RYB | VPTJ/PCE/J07082 | PE 7.08 PARK & RIDE (F2)
378051147 | TNB | DISTRIBUTION | WP PUTRAJAYA & CYBERJAYA | Existing | 11 kV |  | RYB | VPTJ/PCE/J07082 | PE 7.08 PARK & RIDE (F2)
378051151 | TNB | DISTRIBUTION | WP PUTRAJAYA & CYBERJAYA | Existing | 11 kV |  | RYB | VPTJ/PCE/J07082 | PE 7.08 PARK & RIDE (F2)
378051154 | TNB | DISTRIBUTION | WP PUTRAJAYA & CYBERJAYA | Existing | 11 kV |  | RYB | VPTJ/PCE/J07082 | PE 7.08 PARK & RIDE (F2)
378051155 | TNB | DISTRIBUTION | WP PUTRAJAYA & CYBERJAYA | Existing | 11 kV |  | RYB | VPTJ/PCE/J07082 | PE 7.08 PARK & RIDE (F2)
378051234 | TNB | DISTRIBUTION | WP PUTRAJAYA & CYBERJAYA | Existing | 11 kV |  | RYB | VPTJ/PCE/J07062 | PE 7.06 TPB (WTT) (F2)
378051235 | TNB | DISTRIBUTION | WP PUTRAJAYA & CYBERJAYA | Existing | 11 kV |  | RYB | VPTJ/PCE/J07062 | PE 7.06 TPB (WTT) (F2)
378051240 | TNB | DISTRIBUTION | WP PUTRAJAYA & CYBERJAYA | Existing | 11 kV |  | RYB | VPTJ/PCE/J07062 | PE 7.06 TPB (WTT) (F2)
378051246 | TNB | DISTRIBUTION | WP PUTRAJAYA & CYBERJAYA | Existing | 11 kV |  | RYB | VPTJ/PCE/J07062 | PE 7.06 TPB (WTT) (F2)
378051247 | TNB | DISTRIBUTION | WP PUTRAJAYA & CYBERJAYA | Existing | 11 kV |  | RYB | VPTJ/PCE/J07062 | PE 7.06 TPB (WTT) (F2)
378051251 | TNB | DISTRIBUTION | WP PUTRAJAYA & CYBERJAYA | Existing | 11 kV |  | RYB | VPTJ/PCE/J07062 | PE 7.06 TPB (WTT) (F2)
378051254 | TNB | DISTRIBUTION | WP PUTRAJAYA & CYBERJAYA | Existing | 11 kV |  | RYB | VPTJ/PCE/J07062 | PE 7.06 TPB (WTT) (F2)
378051255 | TNB | DISTRIBUTION | WP PUTRAJAYA & CYBERJAYA | Existing | 11 kV |  | RYB | VPTJ/PCE/J07062 | PE 7.06 TPB (WTT) (F2)
378051265 | TNB | DISTRIBUTION | WP PUTRAJAYA & CYBERJAYA | Existing | 11 kV |  | RYB | VPTJ/PCE/J07061 | PE 7.06 TPB (WTT) (F1)
378051266 | TNB | DISTRIBUTION | WP PUTRAJAYA & CYBERJAYA | Existing | 11 kV |  | RYB | VPTJ/PCE/J07061 | PE 7.06 TPB (WTT) (F1)
378051271 | TNB | DISTRIBUTION | WP PUTRAJAYA & CYBERJAYA | Existing | 11 kV |  | RYB | VPTJ/PCE/J07061 | PE 7.06 TPB (WTT) (F1)
378051277 | TNB | DISTRIBUTION | WP PUTRAJAYA & CYBERJAYA | Existing | 11 kV |  | RYB | VPTJ/PCE/J07061 | PE 7.06 TPB (WTT) (F1)
378051278 | TNB | DISTRIBUTION | WP PUTRAJAYA & CYBERJAYA | Existing | 11 kV |  | RYB | VPTJ/PCE/J07061 | PE 7.06 TPB (WTT) (F1)
378051282 | TNB | DISTRIBUTION | WP PUTRAJAYA & CYBERJAYA | Existing | 11 kV |  | RYB | VPTJ/PCE/J07061 | PE 7.06 TPB (WTT) (F1)
378051285 | TNB | DISTRIBUTION | WP PUTRAJAYA & CYBERJAYA | Existing | 11 kV |  | RYB | VPTJ/PCE/J07061 | PE 7.06 TPB (WTT) (F1)
378051286 | TNB | DISTRIBUTION | WP PUTRAJAYA & CYBERJAYA | Existing | 11 kV |  | RYB | VPTJ/PCE/J07061 | PE 7.06 TPB (WTT) (F1)
378051470 | TNB | DISTRIBUTION | WP PUTRAJAYA & CYBERJAYA | Existing | 11 kV |  | RYB | VPTJ/PCE/J07051 | PE 7.05 L SENTOSA (R2C)
378051471 | TNB | DISTRIBUTION | WP PUTRAJAYA & CYBERJAYA | Existing | 11 kV |  | RYB | VPTJ/PCE/J07051 | PE 7.05 L SENTOSA (R2C)
378051476 | TNB | DISTRIBUTION | WP PUTRAJAYA & CYBERJAYA | Existing | 11 kV |  | RYB | VPTJ/PCE/J07051 | PE 7.05 L SENTOSA (R2C)
378051482 | TNB | DISTRIBUTION | WP PUTRAJAYA & CYBERJAYA | Existing | 11 kV |  | RYB | VPTJ/PCE/J07051 | PE 7.05 L SENTOSA (R2C)
378051483 | TNB | DISTRIBUTION | WP PUTRAJAYA & CYBERJAYA | Existing | 11 kV |  | RYB | VPTJ/PCE/J07051 | PE 7.05 L SENTOSA (R2C)
378051487 | TNB | DISTRIBUTION | WP PUTRAJAYA & CYBERJAYA | Existing | 11 kV |  | RYB | VPTJ/PCE/J07051 | PE 7.05 L SENTOSA (R2C)
378051490 | TNB | DISTRIBUTION | WP PUTRAJAYA & CYBERJAYA | Existing | 11 kV |  | RYB | VPTJ/PCE/J07051 | PE 7.05 L SENTOSA (R2C)
378051491 | TNB | DISTRIBUTION | WP PUTRAJAYA & CYBERJAYA | Existing | 11 kV |  | RYB | VPTJ/PCE/J07051 | PE 7.05 L SENTOSA (R2C)
378051565 | TNB | DISTRIBUTION | WP PUTRAJAYA & CYBERJAYA | Existing | 11 kV |  | RYB | VPTJ/PCE/J07071 | PE 7.07 PLF (F1)
378051566 | TNB | DISTRIBUTION | WP PUTRAJAYA & CYBERJAYA | Existing | 11 kV |  | RYB | VPTJ/PCE/J07071 | PE 7.07 PLF (F1)
378051571 | TNB | DISTRIBUTION | WP PUTRAJAYA & CYBERJAYA | Existing | 11 kV |  | RYB | VPTJ/PCE/J07071 | PE 7.07 PLF (F1)
378051577 | TNB | DISTRIBUTION | WP PUTRAJAYA & CYBERJAYA | Existing | 11 kV |  | RYB | VPTJ/PCE/J07071 | PE 7.07 PLF (F1)
378051578 | TNB | DISTRIBUTION | WP PUTRAJAYA & CYBERJAYA | Existing | 11 kV |  | RYB | VPTJ/PCE/J07071 | PE 7.07 PLF (F1)
378051582 | TNB | DISTRIBUTION | WP PUTRAJAYA & CYBERJAYA | Existing | 11 kV |  | RYB | VPTJ/PCE/J07071 | PE 7.07 PLF (F1)
378051585 | TNB | DISTRIBUTION | WP PUTRAJAYA & CYBERJAYA | Existing | 11 kV |  | RYB | VPTJ/PCE/J07071 | PE 7.07 PLF (F1)
378051586 | TNB | DISTRIBUTION | WP PUTRAJAYA & CYBERJAYA | Existing | 11 kV |  | RYB | VPTJ/PCE/J07071 | PE 7.07 PLF (F1)
378051661 | TNB | DISTRIBUTION | WP PUTRAJAYA & CYBERJAYA | Existing | 11 kV |  | RYB | VPTJ/PCE/J07072 | PE 7.07 PLF (F2)
378051662 | TNB | DISTRIBUTION | WP PUTRAJAYA & CYBERJAYA | Existing | 11 kV |  | RYB | VPTJ/PCE/J07072 | PE 7.07 PLF (F2)
378051667 | TNB | DISTRIBUTION | WP PUTRAJAYA & CYBERJAYA | Existing | 11 kV |  | RYB | VPTJ/PCE/J07072 | PE 7.07 PLF (F2)
378051673 | TNB | DISTRIBUTION | WP PUTRAJAYA & CYBERJAYA | Existing | 11 kV |  | RYB | VPTJ/PCE/J07072 | PE 7.07 PLF (F2)
378051674 | TNB | DISTRIBUTION | WP PUTRAJAYA & CYBERJAYA | Existing | 11 kV |  | RYB | VPTJ/PCE/J07072 | PE 7.07 PLF (F2)
378051678 | TNB | DISTRIBUTION | WP PUTRAJAYA & CYBERJAYA | Existing | 11 kV |  | RYB | VPTJ/PCE/J07072 | PE 7.07 PLF (F2)
378051681 | TNB | DISTRIBUTION | WP PUTRAJAYA & CYBERJAYA | Existing | 11 kV |  | RYB | VPTJ/PCE/J07072 | PE 7.07 PLF (F2)
378051682 | TNB | DISTRIBUTION | WP PUTRAJAYA & CYBERJAYA | Existing | 11 kV |  | RYB | VPTJ/PCE/J07072 | PE 7.07 PLF (F2)
378051768 | TNB | DISTRIBUTION | WP PUTRAJAYA & CYBERJAYA | Existing | 11 kV |  | RYB | VPTJ/PCE/J08121 | PE 8.12 INSIDE PPU 5 (F1)
378051769 | TNB | DISTRIBUTION | WP PUTRAJAYA & CYBERJAYA | Existing | 11 kV |  | RYB | VPTJ/PCE/J08121 | PE 8.12 INSIDE PPU 5 (F1)
378051774 | TNB | DISTRIBUTION | WP PUTRAJAYA & CYBERJAYA | Existing | 11 kV |  | RYB | VPTJ/PCE/J08121 | PE 8.12 INSIDE PPU 5 (F1)
378051780 | TNB | DISTRIBUTION | WP PUTRAJAYA & CYBERJAYA | Existing | 11 kV |  | RYB | VPTJ/PCE/J08121 | PE 8.12 INSIDE PPU 5 (F1)
378051781 | TNB | DISTRIBUTION | WP PUTRAJAYA & CYBERJAYA | Existing | 11 kV |  | RYB | VPTJ/PCE/J08121 | PE 8.12 INSIDE PPU 5 (F1)
378051785 | TNB | DISTRIBUTION | WP PUTRAJAYA & CYBERJAYA | Existing | 11 kV |  | RYB | VPTJ/PCE/J08121 | PE 8.12 INSIDE PPU 5 (F1)
378051788 | TNB | DISTRIBUTION | WP PUTRAJAYA & CYBERJAYA | Existing | 11 kV |  | RYB | VPTJ/PCE/J08121 | PE 8.12 INSIDE PPU 5 (F1)
378051789 | TNB | DISTRIBUTION | WP PUTRAJAYA & CYBERJAYA | Existing | 11 kV |  | RYB | VPTJ/PCE/J08121 | PE 8.12 INSIDE PPU 5 (F1)
378051862 | TNB | DISTRIBUTION | WP PUTRAJAYA & CYBERJAYA | Existing | 11 kV |  | RYB | VPTJ/PCE/J08122 | PE 8.12 INSIDE PPU 5 (F2)
378051863 | TNB | DISTRIBUTION | WP PUTRAJAYA & CYBERJAYA | Existing | 11 kV |  | RYB | VPTJ/PCE/J08122 | PE 8.12 INSIDE PPU 5 (F2)
378051868 | TNB | DISTRIBUTION | WP PUTRAJAYA & CYBERJAYA | Existing | 11 kV |  | RYB | VPTJ/PCE/J08122 | PE 8.12 INSIDE PPU 5 (F2)
378051874 | TNB | DISTRIBUTION | WP PUTRAJAYA & CYBERJAYA | Existing | 11 kV |  | RYB | VPTJ/PCE/J08122 | PE 8.12 INSIDE PPU 5 (F2)
378051875 | TNB | DISTRIBUTION | WP PUTRAJAYA & CYBERJAYA | Existing | 11 kV |  | RYB | VPTJ/PCE/J08122 | PE 8.12 INSIDE PPU 5 (F2)
378051879 | TNB | DISTRIBUTION | WP PUTRAJAYA & CYBERJAYA | Existing | 11 kV |  | RYB | VPTJ/PCE/J08122 | PE 8.12 INSIDE PPU 5 (F2)
378051882 | TNB | DISTRIBUTION | WP PUTRAJAYA & CYBERJAYA | Existing | 11 kV |  | RYB | VPTJ/PCE/J08122 | PE 8.12 INSIDE PPU 5 (F2)
378051883 | TNB | DISTRIBUTION | WP PUTRAJAYA & CYBERJAYA | Existing | 11 kV |  | RYB | VPTJ/PCE/J08122 | PE 8.12 INSIDE PPU 5 (F2)
378051967 | TNB | DISTRIBUTION | WP PUTRAJAYA & CYBERJAYA | Existing | 11 kV |  | RYB | VPTJ/PCE/J08161 | PE 8.16 RD 2B L. SENTOSA
378051968 | TNB | DISTRIBUTION | WP PUTRAJAYA & CYBERJAYA | Existing | 11 kV |  | RYB | VPTJ/PCE/J08161 | PE 8.16 RD 2B L. SENTOSA
378051973 | TNB | DISTRIBUTION | WP PUTRAJAYA & CYBERJAYA | Existing | 11 kV |  | RYB | VPTJ/PCE/J08161 | PE 8.16 RD 2B L. SENTOSA
378051979 | TNB | DISTRIBUTION | WP PUTRAJAYA & CYBERJAYA | Existing | 11 kV |  | RYB | VPTJ/PCE/J08161 | PE 8.16 RD 2B L. SENTOSA
378051980 | TNB | DISTRIBUTION | WP PUTRAJAYA & CYBERJAYA | Existing | 11 kV |  | RYB | VPTJ/PCE/J08161 | PE 8.16 RD 2B L. SENTOSA
378051984 | TNB | DISTRIBUTION | WP PUTRAJAYA & CYBERJAYA | Existing | 11 kV |  | RYB | VPTJ/PCE/J08161 | PE 8.16 RD 2B L. SENTOSA
378051987 | TNB | DISTRIBUTION | WP PUTRAJAYA & CYBERJAYA | Existing | 11 kV |  | RYB | VPTJ/PCE/J08161 | PE 8.16 RD 2B L. SENTOSA
378051988 | TNB | DISTRIBUTION | WP PUTRAJAYA & CYBERJAYA | Existing | 11 kV |  | RYB | VPTJ/PCE/J08161 | PE 8.16 RD 2B L. SENTOSA
378052060 | TNB | DISTRIBUTION | WP PUTRAJAYA & CYBERJAYA | Existing | 11 kV |  | RYB | VPTJ/PCE/J08301 | PE 8.30 8C1 (F1)
378052061 | TNB | DISTRIBUTION | WP PUTRAJAYA & CYBERJAYA | Existing | 11 kV |  | RYB | VPTJ/PCE/J08301 | PE 8.30 8C1 (F1)
378052066 | TNB | DISTRIBUTION | WP PUTRAJAYA & CYBERJAYA | Existing | 11 kV |  | RYB | VPTJ/PCE/J08301 | PE 8.30 8C1 (F1)
378052072 | TNB | DISTRIBUTION | WP PUTRAJAYA & CYBERJAYA | Existing | 11 kV |  | RYB | VPTJ/PCE/J08301 | PE 8.30 8C1 (F1)
378052073 | TNB | DISTRIBUTION | WP PUTRAJAYA & CYBERJAYA | Existing | 11 kV |  | RYB | VPTJ/PCE/J08301 | PE 8.30 8C1 (F1)
378052077 | TNB | DISTRIBUTION | WP PUTRAJAYA & CYBERJAYA | Existing | 11 kV |  | RYB | VPTJ/PCE/J08301 | PE 8.30 8C1 (F1)
378052080 | TNB | DISTRIBUTION | WP PUTRAJAYA & CYBERJAYA | Existing | 11 kV |  | RYB | VPTJ/PCE/J08301 | PE 8.30 8C1 (F1)
378052081 | TNB | DISTRIBUTION | WP PUTRAJAYA & CYBERJAYA | Existing | 11 kV |  | RYB | VPTJ/PCE/J08301 | PE 8.30 8C1 (F1)
378052088 | TNB | DISTRIBUTION | WP PUTRAJAYA & CYBERJAYA | Existing | 11 kV |  | RYB | VPTJ/PCE/J08302 | PE 8.30 8C1 (F2)
378052089 | TNB | DISTRIBUTION | WP PUTRAJAYA & CYBERJAYA | Existing | 11 kV |  | RYB | VPTJ/PCE/J08302 | PE 8.30 8C1 (F2)
378052094 | TNB | DISTRIBUTION | WP PUTRAJAYA & CYBERJAYA | Existing | 11 kV |  | RYB | VPTJ/PCE/J08302 | PE 8.30 8C1 (F2)
378052100 | TNB | DISTRIBUTION | WP PUTRAJAYA & CYBERJAYA | Existing | 11 kV |  | RYB | VPTJ/PCE/J08302 | PE 8.30 8C1 (F2)
378052101 | TNB | DISTRIBUTION | WP PUTRAJAYA & CYBERJAYA | Existing | 11 kV |  | RYB | VPTJ/PCE/J08302 | PE 8.30 8C1 (F2)
378052105 | TNB | DISTRIBUTION | WP PUTRAJAYA & CYBERJAYA | Existing | 11 kV |  | RYB | VPTJ/PCE/J08302 | PE 8.30 8C1 (F2)
378052108 | TNB | DISTRIBUTION | WP PUTRAJAYA & CYBERJAYA | Existing | 11 kV |  | RYB | VPTJ/PCE/J08302 | PE 8.30 8C1 (F2)
378052109 | TNB | DISTRIBUTION | WP PUTRAJAYA & CYBERJAYA | Existing | 11 kV |  | RYB | VPTJ/PCE/J08302 | PE 8.30 8C1 (F2)
378052122 | TNB | DISTRIBUTION | WP PUTRAJAYA & CYBERJAYA | Existing | 11 kV |  | RYB | VPTJ/PCE/J08311 | PE 8.31 8C3 F1
378052123 | TNB | DISTRIBUTION | WP PUTRAJAYA & CYBERJAYA | Existing | 11 kV |  | RYB | VPTJ/PCE/J08311 | PE 8.31 8C3 F1
378052128 | TNB | DISTRIBUTION | WP PUTRAJAYA & CYBERJAYA | Existing | 11 kV |  | RYB | VPTJ/PCE/J08311 | PE 8.31 8C3 F1
378052134 | TNB | DISTRIBUTION | WP PUTRAJAYA & CYBERJAYA | Existing | 11 kV |  | RYB | VPTJ/PCE/J08311 | PE 8.31 8C3 F1
378052135 | TNB | DISTRIBUTION | WP PUTRAJAYA & CYBERJAYA | Existing | 11 kV |  | RYB | VPTJ/PCE/J08311 | PE 8.31 8C3 F1
378052139 | TNB | DISTRIBUTION | WP PUTRAJAYA & CYBERJAYA | Existing | 11 kV |  | RYB | VPTJ/PCE/J08311 | PE 8.31 8C3 F1
378052142 | TNB | DISTRIBUTION | WP PUTRAJAYA & CYBERJAYA | Existing | 11 kV |  | RYB | VPTJ/PCE/J08311 | PE 8.31 8C3 F1
378052143 | TNB | DISTRIBUTION | WP PUTRAJAYA & CYBERJAYA | Existing | 11 kV |  | RYB | VPTJ/PCE/J08311 | PE 8.31 8C3 F1
378052216 | TNB | DISTRIBUTION | WP PUTRAJAYA & CYBERJAYA | Existing | 11 kV |  | RYB | VPTJ/PCE/J08312 | PE 8.31 8C3 F2
378052217 | TNB | DISTRIBUTION | WP PUTRAJAYA & CYBERJAYA | Existing | 11 kV |  | RYB | VPTJ/PCE/J08312 | PE 8.31 8C3 F2
378052222 | TNB | DISTRIBUTION | WP PUTRAJAYA & CYBERJAYA | Existing | 11 kV |  | RYB | VPTJ/PCE/J08312 | PE 8.31 8C3 F2
378052228 | TNB | DISTRIBUTION | WP PUTRAJAYA & CYBERJAYA | Existing | 11 kV |  | RYB | VPTJ/PCE/J08312 | PE 8.31 8C3 F2
378052229 | TNB | DISTRIBUTION | WP PUTRAJAYA & CYBERJAYA | Existing | 11 kV |  | RYB | VPTJ/PCE/J08312 | PE 8.31 8C3 F2
378052233 | TNB | DISTRIBUTION | WP PUTRAJAYA & CYBERJAYA | Existing | 11 kV |  | RYB | VPTJ/PCE/J08312 | PE 8.31 8C3 F2
378052236 | TNB | DISTRIBUTION | WP PUTRAJAYA & CYBERJAYA | Existing | 11 kV |  | RYB | VPTJ/PCE/J08312 | PE 8.31 8C3 F2
378052237 | TNB | DISTRIBUTION | WP PUTRAJAYA & CYBERJAYA | Existing | 11 kV |  | RYB | VPTJ/PCE/J08312 | PE 8.31 8C3 F2
378052349 | TNB | DISTRIBUTION | WP PUTRAJAYA & CYBERJAYA | Existing | 11 kV |  | RYB | VCBJ/PCE/J22541 | PE 22.54 PRIMA 8 F1
378052350 | TNB | DISTRIBUTION | WP PUTRAJAYA & CYBERJAYA | Existing | 11 kV |  | RYB | VCBJ/PCE/J22541 | PE 22.54 PRIMA 8 F1
378052355 | TNB | DISTRIBUTION | WP PUTRAJAYA & CYBERJAYA | Existing | 11 kV |  | RYB | VCBJ/PCE/J22541 | PE 22.54 PRIMA 8 F1
378052361 | TNB | DISTRIBUTION | WP PUTRAJAYA & CYBERJAYA | Existing | 11 kV |  | RYB | VCBJ/PCE/J22541 | PE 22.54 PRIMA 8 F1
378052362 | TNB | DISTRIBUTION | WP PUTRAJAYA & CYBERJAYA | Existing | 11 kV |  | RYB | VCBJ/PCE/J22541 | PE 22.54 PRIMA 8 F1
378052366 | TNB | DISTRIBUTION | WP PUTRAJAYA & CYBERJAYA | Existing | 11 kV |  | RYB | VCBJ/PCE/J22541 | PE 22.54 PRIMA 8 F1
378052369 | TNB | DISTRIBUTION | WP PUTRAJAYA & CYBERJAYA | Existing | 11 kV |  | RYB | VCBJ/PCE/J22541 | PE 22.54 PRIMA 8 F1
378052370 | TNB | DISTRIBUTION | WP PUTRAJAYA & CYBERJAYA | Existing | 11 kV |  | RYB | VCBJ/PCE/J22541 | PE 22.54 PRIMA 8 F1
378052372 | TNB | DISTRIBUTION | WP PUTRAJAYA & CYBERJAYA | Existing | 11 kV |  | RYB | VCBJ/PCE/J22542 | PE 22.54 PRIMA 8 F2
378052373 | TNB | DISTRIBUTION | WP PUTRAJAYA & CYBERJAYA | Existing | 11 kV |  | RYB | VCBJ/PCE/J22542 | PE 22.54 PRIMA 8 F2
378052378 | TNB | DISTRIBUTION | WP PUTRAJAYA & CYBERJAYA | Existing | 11 kV |  | RYB | VCBJ/PCE/J22542 | PE 22.54 PRIMA 8 F2
378052384 | TNB | DISTRIBUTION | WP PUTRAJAYA & CYBERJAYA | Existing | 11 kV |  | RYB | VCBJ/PCE/J22542 | PE 22.54 PRIMA 8 F2
378052385 | TNB | DISTRIBUTION | WP PUTRAJAYA & CYBERJAYA | Existing | 11 kV |  | RYB | VCBJ/PCE/J22542 | PE 22.54 PRIMA 8 F2
378052389 | TNB | DISTRIBUTION | WP PUTRAJAYA & CYBERJAYA | Existing | 11 kV |  | RYB | VCBJ/PCE/J22542 | PE 22.54 PRIMA 8 F2
378052392 | TNB | DISTRIBUTION | WP PUTRAJAYA & CYBERJAYA | Existing | 11 kV |  | RYB | VCBJ/PCE/J22542 | PE 22.54 PRIMA 8 F2
378052393 | TNB | DISTRIBUTION | WP PUTRAJAYA & CYBERJAYA | Existing | 11 kV |  | RYB | VCBJ/PCE/J22542 | PE 22.54 PRIMA 8 F2
378052466 | TNB | DISTRIBUTION | WP PUTRAJAYA & CYBERJAYA | Existing | 11 kV |  | RYB | VCBJ/PCE/J22531 | PE 22.53 PRIMA 7 SPAN F1
378052467 | TNB | DISTRIBUTION | WP PUTRAJAYA & CYBERJAYA | Existing | 11 kV |  | RYB | VCBJ/PCE/J22531 | PE 22.53 PRIMA 7 SPAN F1
378052472 | TNB | DISTRIBUTION | WP PUTRAJAYA & CYBERJAYA | Existing | 11 kV |  | RYB | VCBJ/PCE/J22531 | PE 22.53 PRIMA 7 SPAN F1
378052478 | TNB | DISTRIBUTION | WP PUTRAJAYA & CYBERJAYA | Existing | 11 kV |  | RYB | VCBJ/PCE/J22531 | PE 22.53 PRIMA 7 SPAN F1
378052479 | TNB | DISTRIBUTION | WP PUTRAJAYA & CYBERJAYA | Existing | 11 kV |  | RYB | VCBJ/PCE/J22531 | PE 22.53 PRIMA 7 SPAN F1
378052483 | TNB | DISTRIBUTION | WP PUTRAJAYA & CYBERJAYA | Existing | 11 kV |  | RYB | VCBJ/PCE/J22531 | PE 22.53 PRIMA 7 SPAN F1
378052486 | TNB | DISTRIBUTION | WP PUTRAJAYA & CYBERJAYA | Existing | 11 kV |  | RYB | VCBJ/PCE/J22531 | PE 22.53 PRIMA 7 SPAN F1
378052487 | TNB | DISTRIBUTION | WP PUTRAJAYA & CYBERJAYA | Existing | 11 kV |  | RYB | VCBJ/PCE/J22531 | PE 22.53 PRIMA 7 SPAN F1
378052489 | TNB | DISTRIBUTION | WP PUTRAJAYA & CYBERJAYA | Existing | 11 kV |  | RYB | VCBJ/PCE/J22532 | PE 22.53 PRIMA 7 SPAN F2
378052490 | TNB | DISTRIBUTION | WP PUTRAJAYA & CYBERJAYA | Existing | 11 kV |  | RYB | VCBJ/PCE/J22532 | PE 22.53 PRIMA 7 SPAN F2
378052495 | TNB | DISTRIBUTION | WP PUTRAJAYA & CYBERJAYA | Existing | 11 kV |  | RYB | VCBJ/PCE/J22532 | PE 22.53 PRIMA 7 SPAN F2
378052501 | TNB | DISTRIBUTION | WP PUTRAJAYA & CYBERJAYA | Existing | 11 kV |  | RYB | VCBJ/PCE/J22532 | PE 22.53 PRIMA 7 SPAN F2
378052502 | TNB | DISTRIBUTION | WP PUTRAJAYA & CYBERJAYA | Existing | 11 kV |  | RYB | VCBJ/PCE/J22532 | PE 22.53 PRIMA 7 SPAN F2
378052506 | TNB | DISTRIBUTION | WP PUTRAJAYA & CYBERJAYA | Existing | 11 kV |  | RYB | VCBJ/PCE/J22532 | PE 22.53 PRIMA 7 SPAN F2
378052509 | TNB | DISTRIBUTION | WP PUTRAJAYA & CYBERJAYA | Existing | 11 kV |  | RYB | VCBJ/PCE/J22532 | PE 22.53 PRIMA 7 SPAN F2
378052510 | TNB | DISTRIBUTION | WP PUTRAJAYA & CYBERJAYA | Existing | 11 kV |  | RYB | VCBJ/PCE/J22532 | PE 22.53 PRIMA 7 SPAN F2
378052583 | TNB | DISTRIBUTION | WP PUTRAJAYA & CYBERJAYA | Existing | 11 kV |  | RYB | VCBJ/PCE/J22501 | PE 22.50 LOT PT 12092 F1
378052584 | TNB | DISTRIBUTION | WP PUTRAJAYA & CYBERJAYA | Existing | 11 kV |  | RYB | VCBJ/PCE/J22501 | PE 22.50 LOT PT 12092 F1
378052589 | TNB | DISTRIBUTION | WP PUTRAJAYA & CYBERJAYA | Existing | 11 kV |  | RYB | VCBJ/PCE/J22501 | PE 22.50 LOT PT 12092 F1
378052595 | TNB | DISTRIBUTION | WP PUTRAJAYA & CYBERJAYA | Existing | 11 kV |  | RYB | VCBJ/PCE/J22501 | PE 22.50 LOT PT 12092 F1
378052596 | TNB | DISTRIBUTION | WP PUTRAJAYA & CYBERJAYA | Existing | 11 kV |  | RYB | VCBJ/PCE/J22501 | PE 22.50 LOT PT 12092 F1
378052600 | TNB | DISTRIBUTION | WP PUTRAJAYA & CYBERJAYA | Existing | 11 kV |  | RYB | VCBJ/PCE/J22501 | PE 22.50 LOT PT 12092 F1
378052603 | TNB | DISTRIBUTION | WP PUTRAJAYA & CYBERJAYA | Existing | 11 kV |  | RYB | VCBJ/PCE/J22501 | PE 22.50 LOT PT 12092 F1
378052604 | TNB | DISTRIBUTION | WP PUTRAJAYA & CYBERJAYA | Existing | 11 kV |  | RYB | VCBJ/PCE/J22501 | PE 22.50 LOT PT 12092 F1
378052606 | TNB | DISTRIBUTION | WP PUTRAJAYA & CYBERJAYA | Existing | 11 kV |  | RYB | VCBJ/PCE/J22502 | PE 22.50 LOT PT 12092 F2
378052607 | TNB | DISTRIBUTION | WP PUTRAJAYA & CYBERJAYA | Existing | 11 kV |  | RYB | VCBJ/PCE/J22502 | PE 22.50 LOT PT 12092 F2
378052612 | TNB | DISTRIBUTION | WP PUTRAJAYA & CYBERJAYA | Existing | 11 kV |  | RYB | VCBJ/PCE/J22502 | PE 22.50 LOT PT 12092 F2
378052618 | TNB | DISTRIBUTION | WP PUTRAJAYA & CYBERJAYA | Existing | 11 kV |  | RYB | VCBJ/PCE/J22502 | PE 22.50 LOT PT 12092 F2
378052619 | TNB | DISTRIBUTION | WP PUTRAJAYA & CYBERJAYA | Existing | 11 kV |  | RYB | VCBJ/PCE/J22502 | PE 22.50 LOT PT 12092 F2
378052623 | TNB | DISTRIBUTION | WP PUTRAJAYA & CYBERJAYA | Existing | 11 kV |  | RYB | VCBJ/PCE/J22502 | PE 22.50 LOT PT 12092 F2
378052626 | TNB | DISTRIBUTION | WP PUTRAJAYA & CYBERJAYA | Existing | 11 kV |  | RYB | VCBJ/PCE/J22502 | PE 22.50 LOT PT 12092 F2
378052627 | TNB | DISTRIBUTION | WP PUTRAJAYA & CYBERJAYA | Existing | 11 kV |  | RYB | VCBJ/PCE/J22502 | PE 22.50 LOT PT 12092 F2
378052704 | TNB | DISTRIBUTION | WP PUTRAJAYA & CYBERJAYA | Existing | 11 kV |  | RYB | VCBJ/PCE/J22581 | SS 22.58 BANK NEGARA F1
378052708 | TNB | DISTRIBUTION | WP PUTRAJAYA & CYBERJAYA | Existing | 11 kV |  | RYB | VCBJ/PCE/J22581 | SS 22.58 BANK NEGARA F1
378052712 | TNB | DISTRIBUTION | WP PUTRAJAYA & CYBERJAYA | Existing | 11 kV |  | RYB | VCBJ/PCE/J22581 | SS 22.58 BANK NEGARA F1
378052714 | TNB | DISTRIBUTION | WP PUTRAJAYA & CYBERJAYA | Existing | 11 kV |  | RYB | VCBJ/PCE/J22581 | SS 22.58 BANK NEGARA F1
378052716 | TNB | DISTRIBUTION | WP PUTRAJAYA & CYBERJAYA | Existing | 11 kV |  | RYB | VCBJ/PCE/J22581 | SS 22.58 BANK NEGARA F1
378052722 | TNB | DISTRIBUTION | WP PUTRAJAYA & CYBERJAYA | Existing | 11 kV |  | RYB | VCBJ/PCE/J22581 | SS 22.58 BANK NEGARA F1
378052724 | TNB | DISTRIBUTION | WP PUTRAJAYA & CYBERJAYA | Existing | 11 kV |  | RYB | VCBJ/PCE/J22581 | SS 22.58 BANK NEGARA F1
378052727 | TNB | DISTRIBUTION | WP PUTRAJAYA & CYBERJAYA | Existing | 11 kV |  | RYB | VCBJ/PCE/J22581 | SS 22.58 BANK NEGARA F1
378052745 | TNB | DISTRIBUTION | WP PUTRAJAYA & CYBERJAYA | Existing | 11 kV |  | RYB | VCBJ/PCE/J22591 | SS 22.59 BANK NEGARA F1
378052749 | TNB | DISTRIBUTION | WP PUTRAJAYA & CYBERJAYA | Existing | 11 kV |  | RYB | VCBJ/PCE/J22591 | SS 22.59 BANK NEGARA F1
378052753 | TNB | DISTRIBUTION | WP PUTRAJAYA & CYBERJAYA | Existing | 11 kV |  | RYB | VCBJ/PCE/J22591 | SS 22.59 BANK NEGARA F1
378052755 | TNB | DISTRIBUTION | WP PUTRAJAYA & CYBERJAYA | Existing | 11 kV |  | RYB | VCBJ/PCE/J22591 | SS 22.59 BANK NEGARA F1
378052757 | TNB | DISTRIBUTION | WP PUTRAJAYA & CYBERJAYA | Existing | 11 kV |  | RYB | VCBJ/PCE/J22591 | SS 22.59 BANK NEGARA F1
378052763 | TNB | DISTRIBUTION | WP PUTRAJAYA & CYBERJAYA | Existing | 11 kV |  | RYB | VCBJ/PCE/J22591 | SS 22.59 BANK NEGARA F1
378052765 | TNB | DISTRIBUTION | WP PUTRAJAYA & CYBERJAYA | Existing | 11 kV |  | RYB | VCBJ/PCE/J22591 | SS 22.59 BANK NEGARA F1
378052768 | TNB | DISTRIBUTION | WP PUTRAJAYA & CYBERJAYA | Existing | 11 kV |  | RYB | VCBJ/PCE/J22591 | SS 22.59 BANK NEGARA F1
378052779 | TNB | DISTRIBUTION | WP PUTRAJAYA & CYBERJAYA | Existing | 11 kV |  | RYB | VCBJ/PCE/J22591 | SS 22.59 BANK NEGARA F1
378052781 | TNB | DISTRIBUTION | WP PUTRAJAYA & CYBERJAYA | Existing | 11 kV |  | RYB | VCBJ/PCE/J22991 | SS 22.99 PEJ PUSAT MAKLUMAT F1
378052783 | TNB | DISTRIBUTION | WP PUTRAJAYA & CYBERJAYA | Existing | 11 kV |  | RYB | VCBJ/PCE/J22991 | SS 22.99 PEJ PUSAT MAKLUMAT F1
378052785 | TNB | DISTRIBUTION | WP PUTRAJAYA & CYBERJAYA | Existing | 11 kV |  | RYB | VCBJ/PCE/J22991 | SS 22.99 PEJ PUSAT MAKLUMAT F1
378052788 | TNB | DISTRIBUTION | WP PUTRAJAYA & CYBERJAYA | Existing | 11 kV |  | RYB | VCBJ/PCE/J22991 | SS 22.99 PEJ PUSAT MAKLUMAT F1
378052789 | TNB | DISTRIBUTION | WP PUTRAJAYA & CYBERJAYA | Existing | 11 kV |  | RYB | VCBJ/PCE/J22991 | SS 22.99 PEJ PUSAT MAKLUMAT F1
378052790 | TNB | DISTRIBUTION | WP PUTRAJAYA & CYBERJAYA | Existing | 11 kV |  | RYB | VCBJ/PCE/J22991 | SS 22.99 PEJ PUSAT MAKLUMAT F1
378052796 | TNB | DISTRIBUTION | WP PUTRAJAYA & CYBERJAYA | Existing | 11 kV |  | RYB | VCBJ/PCE/J22991 | SS 22.99 PEJ PUSAT MAKLUMAT F1
378052801 | TNB | DISTRIBUTION | WP PUTRAJAYA & CYBERJAYA | Existing | 11 kV |  | RYB | VCBJ/PCE/J22991 | SS 22.99 PEJ PUSAT MAKLUMAT F1
378052807 | TNB | DISTRIBUTION | WP PUTRAJAYA & CYBERJAYA | Existing | 11 kV |  | RYB | VCBJ/PCE/J22992 | SS 22.99 PEJ PUSAT MAKLUMAT F2
378052809 | TNB | DISTRIBUTION | WP PUTRAJAYA & CYBERJAYA | Existing | 11 kV |  | RYB | VCBJ/PCE/J22992 | SS 22.99 PEJ PUSAT MAKLUMAT F2
378052811 | TNB | DISTRIBUTION | WP PUTRAJAYA & CYBERJAYA | Existing | 11 kV |  | RYB | VCBJ/PCE/J22992 | SS 22.99 PEJ PUSAT MAKLUMAT F2
378052814 | TNB | DISTRIBUTION | WP PUTRAJAYA & CYBERJAYA | Existing | 11 kV |  | RYB | VCBJ/PCE/J22992 | SS 22.99 PEJ PUSAT MAKLUMAT F2
378052815 | TNB | DISTRIBUTION | WP PUTRAJAYA & CYBERJAYA | Existing | 11 kV |  | RYB | VCBJ/PCE/J22992 | SS 22.99 PEJ PUSAT MAKLUMAT F2
378052816 | TNB | DISTRIBUTION | WP PUTRAJAYA & CYBERJAYA | Existing | 11 kV |  | RYB | VCBJ/PCE/J22992 | SS 22.99 PEJ PUSAT MAKLUMAT F2
378052822 | TNB | DISTRIBUTION | WP PUTRAJAYA & CYBERJAYA | Existing | 11 kV |  | RYB | VCBJ/PCE/J22992 | SS 22.99 PEJ PUSAT MAKLUMAT F2
378052827 | TNB | DISTRIBUTION | WP PUTRAJAYA & CYBERJAYA | Existing | 11 kV |  | RYB | VCBJ/PCE/J22992 | SS 22.99 PEJ PUSAT MAKLUMAT F2
378052840 | TNB | DISTRIBUTION | WP PUTRAJAYA & CYBERJAYA | Existing | 11 kV |  | RYB | VCBJ/PCE/J22911 | PE 22.91 SOHO F1
378052841 | TNB | DISTRIBUTION | WP PUTRAJAYA & CYBERJAYA | Existing | 11 kV |  | RYB | VCBJ/PCE/J22911 | PE 22.91 SOHO F1
378052846 | TNB | DISTRIBUTION | WP PUTRAJAYA & CYBERJAYA | Existing | 11 kV |  | RYB | VCBJ/PCE/J22911 | PE 22.91 SOHO F1
378052852 | TNB | DISTRIBUTION | WP PUTRAJAYA & CYBERJAYA | Existing | 11 kV |  | RYB | VCBJ/PCE/J22911 | PE 22.91 SOHO F1
378052853 | TNB | DISTRIBUTION | WP PUTRAJAYA & CYBERJAYA | Existing | 11 kV |  | RYB | VCBJ/PCE/J22911 | PE 22.91 SOHO F1
378052857 | TNB | DISTRIBUTION | WP PUTRAJAYA & CYBERJAYA | Existing | 11 kV |  | RYB | VCBJ/PCE/J22911 | PE 22.91 SOHO F1
378052860 | TNB | DISTRIBUTION | WP PUTRAJAYA & CYBERJAYA | Existing | 11 kV |  | RYB | VCBJ/PCE/J22911 | PE 22.91 SOHO F1
378052861 | TNB | DISTRIBUTION | WP PUTRAJAYA & CYBERJAYA | Existing | 11 kV |  | RYB | VCBJ/PCE/J22911 | PE 22.91 SOHO F1
378052863 | TNB | DISTRIBUTION | WP PUTRAJAYA & CYBERJAYA | Existing | 11 kV |  | RYB | VCBJ/PCE/J22912 | PE 22.91 SOHO F2
378052864 | TNB | DISTRIBUTION | WP PUTRAJAYA & CYBERJAYA | Existing | 11 kV |  | RYB | VCBJ/PCE/J22912 | PE 22.91 SOHO F2
378052869 | TNB | DISTRIBUTION | WP PUTRAJAYA & CYBERJAYA | Existing | 11 kV |  | RYB | VCBJ/PCE/J22912 | PE 22.91 SOHO F2
378052875 | TNB | DISTRIBUTION | WP PUTRAJAYA & CYBERJAYA | Existing | 11 kV |  | RYB | VCBJ/PCE/J22912 | PE 22.91 SOHO F2
378052876 | TNB | DISTRIBUTION | WP PUTRAJAYA & CYBERJAYA | Existing | 11 kV |  | RYB | VCBJ/PCE/J22912 | PE 22.91 SOHO F2
378052880 | TNB | DISTRIBUTION | WP PUTRAJAYA & CYBERJAYA | Existing | 11 kV |  | RYB | VCBJ/PCE/J22912 | PE 22.91 SOHO F2
378052883 | TNB | DISTRIBUTION | WP PUTRAJAYA & CYBERJAYA | Existing | 11 kV |  | RYB | VCBJ/PCE/J22912 | PE 22.91 SOHO F2
378052884 | TNB | DISTRIBUTION | WP PUTRAJAYA & CYBERJAYA | Existing | 11 kV |  | RYB | VCBJ/PCE/J22912 | PE 22.91 SOHO F2
378052903 | TNB | DISTRIBUTION | WP PUTRAJAYA & CYBERJAYA | Existing | 11 kV |  | RYB | VCBJ/PCE/J22202 | SS 22.20 FSBM (AXIS EUREKA) F2
378052907 | TNB | DISTRIBUTION | WP PUTRAJAYA & CYBERJAYA | Existing | 11 kV |  | RYB | VCBJ/PCE/J22202 | SS 22.20 FSBM (AXIS EUREKA) F2
378052910 | TNB | DISTRIBUTION | WP PUTRAJAYA & CYBERJAYA | Existing | 11 kV |  | RYB | VCBJ/PCE/J22202 | SS 22.20 FSBM (AXIS EUREKA) F2
378052913 | TNB | DISTRIBUTION | WP PUTRAJAYA & CYBERJAYA | Existing | 11 kV |  | RYB | VCBJ/PCE/J22202 | SS 22.20 FSBM (AXIS EUREKA) F2
378052915 | TNB | DISTRIBUTION | WP PUTRAJAYA & CYBERJAYA | Existing | 11 kV |  | RYB | VCBJ/PCE/J22202 | SS 22.20 FSBM (AXIS EUREKA) F2
378052918 | TNB | DISTRIBUTION | WP PUTRAJAYA & CYBERJAYA | Existing | 11 kV |  | RYB | VCBJ/PCE/J22202 | SS 22.20 FSBM (AXIS EUREKA) F2
378052921 | TNB | DISTRIBUTION | WP PUTRAJAYA & CYBERJAYA | Existing | 11 kV |  | RYB | VCBJ/PCE/J22202 | SS 22.20 FSBM (AXIS EUREKA) F2
378052922 | TNB | DISTRIBUTION | WP PUTRAJAYA & CYBERJAYA | Existing | 11 kV |  | RYB | VCBJ/PCE/J22202 | SS 22.20 FSBM (AXIS EUREKA) F2
378052929 | TNB | DISTRIBUTION | WP PUTRAJAYA & CYBERJAYA | Existing | 11 kV |  | RYB | VCBJ/PCE/J22202 | SS 22.20 FSBM (AXIS EUREKA) F2
378052944 | TNB | DISTRIBUTION | WP PUTRAJAYA & CYBERJAYA | Existing | 11 kV |  | RYB | VCBJ/PCE/J22201 | SS 22.20 FSBM (AXIS EUREKA) F1
378052948 | TNB | DISTRIBUTION | WP PUTRAJAYA & CYBERJAYA | Existing | 11 kV |  | RYB | VCBJ/PCE/J22201 | SS 22.20 FSBM (AXIS EUREKA) F1
378052951 | TNB | DISTRIBUTION | WP PUTRAJAYA & CYBERJAYA | Existing | 11 kV |  | RYB | VCBJ/PCE/J22201 | SS 22.20 FSBM (AXIS EUREKA) F1
378052954 | TNB | DISTRIBUTION | WP PUTRAJAYA & CYBERJAYA | Existing | 11 kV |  | RYB | VCBJ/PCE/J22201 | SS 22.20 FSBM (AXIS EUREKA) F1
378052956 | TNB | DISTRIBUTION | WP PUTRAJAYA & CYBERJAYA | Existing | 11 kV |  | RYB | VCBJ/PCE/J22201 | SS 22.20 FSBM (AXIS EUREKA) F1
378052959 | TNB | DISTRIBUTION | WP PUTRAJAYA & CYBERJAYA | Existing | 11 kV |  | RYB | VCBJ/PCE/J22201 | SS 22.20 FSBM (AXIS EUREKA) F1
378052962 | TNB | DISTRIBUTION | WP PUTRAJAYA & CYBERJAYA | Existing | 11 kV |  | RYB | VCBJ/PCE/J22201 | SS 22.20 FSBM (AXIS EUREKA) F1
378052963 | TNB | DISTRIBUTION | WP PUTRAJAYA & CYBERJAYA | Existing | 11 kV |  | RYB | VCBJ/PCE/J22201 | SS 22.20 FSBM (AXIS EUREKA) F1
378052970 | TNB | DISTRIBUTION | WP PUTRAJAYA & CYBERJAYA | Existing | 11 kV |  | RYB | VCBJ/PCE/J22201 | SS 22.20 FSBM (AXIS EUREKA) F1
378052985 | TNB | DISTRIBUTION | WP PUTRAJAYA & CYBERJAYA | Existing | 11 kV |  | RYB | VCBJ/PCE/J22662 | SS 22.66 PRIMA 9 F2
378052989 | TNB | DISTRIBUTION | WP PUTRAJAYA & CYBERJAYA | Existing | 11 kV |  | RYB | VCBJ/PCE/J22662 | SS 22.66 PRIMA 9 F2
378052993 | TNB | DISTRIBUTION | WP PUTRAJAYA & CYBERJAYA | Existing | 11 kV |  | RYB | VCBJ/PCE/J22662 | SS 22.66 PRIMA 9 F2
378052995 | TNB | DISTRIBUTION | WP PUTRAJAYA & CYBERJAYA | Existing | 11 kV |  | RYB | VCBJ/PCE/J22662 | SS 22.66 PRIMA 9 F2
378052997 | TNB | DISTRIBUTION | WP PUTRAJAYA & CYBERJAYA | Existing | 11 kV |  | RYB | VCBJ/PCE/J22662 | SS 22.66 PRIMA 9 F2
378053003 | TNB | DISTRIBUTION | WP PUTRAJAYA & CYBERJAYA | Existing | 11 kV |  | RYB | VCBJ/PCE/J22662 | SS 22.66 PRIMA 9 F2
378053005 | TNB | DISTRIBUTION | WP PUTRAJAYA & CYBERJAYA | Existing | 11 kV |  | RYB | VCBJ/PCE/J22662 | SS 22.66 PRIMA 9 F2
378053008 | TNB | DISTRIBUTION | WP PUTRAJAYA & CYBERJAYA | Existing | 11 kV |  | RYB | VCBJ/PCE/J22662 | SS 22.66 PRIMA 9 F2
378053019 | TNB | DISTRIBUTION | WP PUTRAJAYA & CYBERJAYA | Existing | 11 kV |  | RYB | VCBJ/PCE/J22662 | SS 22.66 PRIMA 9 F2
378053026 | TNB | DISTRIBUTION | WP PUTRAJAYA & CYBERJAYA | Existing | 11 kV |  | RYB | VCBJ/PCE/J22661 | SS 22.66 PRIMA 9 F1
378053030 | TNB | DISTRIBUTION | WP PUTRAJAYA & CYBERJAYA | Existing | 11 kV |  | RYB | VCBJ/PCE/J22661 | SS 22.66 PRIMA 9 F1
378053034 | TNB | DISTRIBUTION | WP PUTRAJAYA & CYBERJAYA | Existing | 11 kV |  | RYB | VCBJ/PCE/J22661 | SS 22.66 PRIMA 9 F1
378053036 | TNB | DISTRIBUTION | WP PUTRAJAYA & CYBERJAYA | Existing | 11 kV |  | RYB | VCBJ/PCE/J22661 | SS 22.66 PRIMA 9 F1
378053038 | TNB | DISTRIBUTION | WP PUTRAJAYA & CYBERJAYA | Existing | 11 kV |  | RYB | VCBJ/PCE/J22661 | SS 22.66 PRIMA 9 F1
378053044 | TNB | DISTRIBUTION | WP PUTRAJAYA & CYBERJAYA | Existing | 11 kV |  | RYB | VCBJ/PCE/J22661 | SS 22.66 PRIMA 9 F1
378053046 | TNB | DISTRIBUTION | WP PUTRAJAYA & CYBERJAYA | Existing | 11 kV |  | RYB | VCBJ/PCE/J22661 | SS 22.66 PRIMA 9 F1
378053049 | TNB | DISTRIBUTION | WP PUTRAJAYA & CYBERJAYA | Existing | 11 kV |  | RYB | VCBJ/PCE/J22661 | SS 22.66 PRIMA 9 F1
378053063 | TNB | DISTRIBUTION | WP PUTRAJAYA & CYBERJAYA | Existing | 11 kV |  | RYB | VCBJ/PCE/J22921 | PE 22.92 PRIMA 12
378053064 | TNB | DISTRIBUTION | WP PUTRAJAYA & CYBERJAYA | Existing | 11 kV |  | RYB | VCBJ/PCE/J22921 | PE 22.92 PRIMA 12
378053069 | TNB | DISTRIBUTION | WP PUTRAJAYA & CYBERJAYA | Existing | 11 kV |  | RYB | VCBJ/PCE/J22921 | PE 22.92 PRIMA 12
378053075 | TNB | DISTRIBUTION | WP PUTRAJAYA & CYBERJAYA | Existing | 11 kV |  | RYB | VCBJ/PCE/J22921 | PE 22.92 PRIMA 12
378053076 | TNB | DISTRIBUTION | WP PUTRAJAYA & CYBERJAYA | Existing | 11 kV |  | RYB | VCBJ/PCE/J22921 | PE 22.92 PRIMA 12
378053080 | TNB | DISTRIBUTION | WP PUTRAJAYA & CYBERJAYA | Existing | 11 kV |  | RYB | VCBJ/PCE/J22921 | PE 22.92 PRIMA 12
378053083 | TNB | DISTRIBUTION | WP PUTRAJAYA & CYBERJAYA | Existing | 11 kV |  | RYB | VCBJ/PCE/J22921 | PE 22.92 PRIMA 12
378053084 | TNB | DISTRIBUTION | WP PUTRAJAYA & CYBERJAYA | Existing | 11 kV |  | RYB | VCBJ/PCE/J22921 | PE 22.92 PRIMA 12
378053091 | TNB | DISTRIBUTION | WP PUTRAJAYA & CYBERJAYA | Existing | 11 kV |  | RYB | VCBJ/PCE/J22311 | SS 22.31 CSF F1
378053095 | TNB | DISTRIBUTION | WP PUTRAJAYA & CYBERJAYA | Existing | 11 kV |  | RYB | VCBJ/PCE/J22311 | SS 22.31 CSF F1
378053099 | TNB | DISTRIBUTION | WP PUTRAJAYA & CYBERJAYA | Existing | 11 kV |  | RYB | VCBJ/PCE/J22311 | SS 22.31 CSF F1
378053101 | TNB | DISTRIBUTION | WP PUTRAJAYA & CYBERJAYA | Existing | 11 kV |  | RYB | VCBJ/PCE/J22311 | SS 22.31 CSF F1
378053103 | TNB | DISTRIBUTION | WP PUTRAJAYA & CYBERJAYA | Existing | 11 kV |  | RYB | VCBJ/PCE/J22311 | SS 22.31 CSF F1
378053109 | TNB | DISTRIBUTION | WP PUTRAJAYA & CYBERJAYA | Existing | 11 kV |  | RYB | VCBJ/PCE/J22311 | SS 22.31 CSF F1
378053111 | TNB | DISTRIBUTION | WP PUTRAJAYA & CYBERJAYA | Existing | 11 kV |  | RYB | VCBJ/PCE/J22311 | SS 22.31 CSF F1
378053114 | TNB | DISTRIBUTION | WP PUTRAJAYA & CYBERJAYA | Existing | 11 kV |  | RYB | VCBJ/PCE/J22311 | SS 22.31 CSF F1
378053125 | TNB | DISTRIBUTION | WP PUTRAJAYA & CYBERJAYA | Existing | 11 kV |  | RYB | VCBJ/PCE/J22311 | SS 22.31 CSF F1
378053132 | TNB | DISTRIBUTION | WP PUTRAJAYA & CYBERJAYA | Existing | 11 kV |  | RYB | VCBJ/PCE/J22312 | SS 22.31 CSF F2
378053136 | TNB | DISTRIBUTION | WP PUTRAJAYA & CYBERJAYA | Existing | 11 kV |  | RYB | VCBJ/PCE/J22312 | SS 22.31 CSF F2
378053140 | TNB | DISTRIBUTION | WP PUTRAJAYA & CYBERJAYA | Existing | 11 kV |  | RYB | VCBJ/PCE/J22312 | SS 22.31 CSF F2
378053142 | TNB | DISTRIBUTION | WP PUTRAJAYA & CYBERJAYA | Existing | 11 kV |  | RYB | VCBJ/PCE/J22312 | SS 22.31 CSF F2
378053144 | TNB | DISTRIBUTION | WP PUTRAJAYA & CYBERJAYA | Existing | 11 kV |  | RYB | VCBJ/PCE/J22312 | SS 22.31 CSF F2
378053150 | TNB | DISTRIBUTION | WP PUTRAJAYA & CYBERJAYA | Existing | 11 kV |  | RYB | VCBJ/PCE/J22312 | SS 22.31 CSF F2
378053152 | TNB | DISTRIBUTION | WP PUTRAJAYA & CYBERJAYA | Existing | 11 kV |  | RYB | VCBJ/PCE/J22312 | SS 22.31 CSF F2
378053155 | TNB | DISTRIBUTION | WP PUTRAJAYA & CYBERJAYA | Existing | 11 kV |  | RYB | VCBJ/PCE/J22312 | SS 22.31 CSF F2
378053166 | TNB | DISTRIBUTION | WP PUTRAJAYA & CYBERJAYA | Existing | 11 kV |  | RYB | VCBJ/PCE/J22312 | SS 22.31 CSF F2
378053168 | TNB | DISTRIBUTION | WP PUTRAJAYA & CYBERJAYA | Existing | 11 kV |  | RYB | VCBJ/PCE/J22511 | SS 22.51 DELL R&D F1
378053170 | TNB | DISTRIBUTION | WP PUTRAJAYA & CYBERJAYA | Existing | 11 kV |  | RYB | VCBJ/PCE/J22511 | SS 22.51 DELL R&D F1
378053172 | TNB | DISTRIBUTION | WP PUTRAJAYA & CYBERJAYA | Existing | 11 kV |  | RYB | VCBJ/PCE/J22511 | SS 22.51 DELL R&D F1
378053175 | TNB | DISTRIBUTION | WP PUTRAJAYA & CYBERJAYA | Existing | 11 kV |  | RYB | VCBJ/PCE/J22511 | SS 22.51 DELL R&D F1
378053176 | TNB | DISTRIBUTION | WP PUTRAJAYA & CYBERJAYA | Existing | 11 kV |  | RYB | VCBJ/PCE/J22511 | SS 22.51 DELL R&D F1
378053177 | TNB | DISTRIBUTION | WP PUTRAJAYA & CYBERJAYA | Existing | 11 kV |  | RYB | VCBJ/PCE/J22511 | SS 22.51 DELL R&D F1
378053183 | TNB | DISTRIBUTION | WP PUTRAJAYA & CYBERJAYA | Existing | 11 kV |  | RYB | VCBJ/PCE/J22511 | SS 22.51 DELL R&D F1
378053188 | TNB | DISTRIBUTION | WP PUTRAJAYA & CYBERJAYA | Existing | 11 kV |  | RYB | VCBJ/PCE/J22511 | SS 22.51 DELL R&D F1
378053194 | TNB | DISTRIBUTION | WP PUTRAJAYA & CYBERJAYA | Existing | 11 kV |  | RYB | VCBJ/PCE/J22512 | SS 22.51 DELL R&D F2
378053196 | TNB | DISTRIBUTION | WP PUTRAJAYA & CYBERJAYA | Existing | 11 kV |  | RYB | VCBJ/PCE/J22512 | SS 22.51 DELL R&D F2
378053198 | TNB | DISTRIBUTION | WP PUTRAJAYA & CYBERJAYA | Existing | 11 kV |  | RYB | VCBJ/PCE/J22512 | SS 22.51 DELL R&D F2
378053201 | TNB | DISTRIBUTION | WP PUTRAJAYA & CYBERJAYA | Existing | 11 kV |  | RYB | VCBJ/PCE/J22512 | SS 22.51 DELL R&D F2
378053202 | TNB | DISTRIBUTION | WP PUTRAJAYA & CYBERJAYA | Existing | 11 kV |  | RYB | VCBJ/PCE/J22512 | SS 22.51 DELL R&D F2
378053203 | TNB | DISTRIBUTION | WP PUTRAJAYA & CYBERJAYA | Existing | 11 kV |  | RYB | VCBJ/PCE/J22512 | SS 22.51 DELL R&D F2
378053209 | TNB | DISTRIBUTION | WP PUTRAJAYA & CYBERJAYA | Existing | 11 kV |  | RYB | VCBJ/PCE/J22512 | SS 22.51 DELL R&D F2
378053214 | TNB | DISTRIBUTION | WP PUTRAJAYA & CYBERJAYA | Existing | 11 kV |  | RYB | VCBJ/PCE/J22512 | SS 22.51 DELL R&D F2
378053232 | TNB | DISTRIBUTION | WP PUTRAJAYA & CYBERJAYA | Existing | 11 kV |  | RYB | VCBJ/PCE/J22811 | PE 22.81 AMD F1
378053234 | TNB | DISTRIBUTION | WP PUTRAJAYA & CYBERJAYA | Existing | 11 kV |  | RYB | VCBJ/PCE/J22811 | PE 22.81 AMD F1
378053236 | TNB | DISTRIBUTION | WP PUTRAJAYA & CYBERJAYA | Existing | 11 kV |  | RYB | VCBJ/PCE/J22811 | PE 22.81 AMD F1
378053239 | TNB | DISTRIBUTION | WP PUTRAJAYA & CYBERJAYA | Existing | 11 kV |  | RYB | VCBJ/PCE/J22811 | PE 22.81 AMD F1
378053240 | TNB | DISTRIBUTION | WP PUTRAJAYA & CYBERJAYA | Existing | 11 kV |  | RYB | VCBJ/PCE/J22811 | PE 22.81 AMD F1
378053241 | TNB | DISTRIBUTION | WP PUTRAJAYA & CYBERJAYA | Existing | 11 kV |  | RYB | VCBJ/PCE/J22811 | PE 22.81 AMD F1
378053247 | TNB | DISTRIBUTION | WP PUTRAJAYA & CYBERJAYA | Existing | 11 kV |  | RYB | VCBJ/PCE/J22811 | PE 22.81 AMD F1
378053252 | TNB | DISTRIBUTION | WP PUTRAJAYA & CYBERJAYA | Existing | 11 kV |  | RYB | VCBJ/PCE/J22811 | PE 22.81 AMD F1
378053258 | TNB | DISTRIBUTION | WP PUTRAJAYA & CYBERJAYA | Existing | 11 kV |  | RYB | VCBJ/PCE/J22812 | PE 22.81 AMD F2
378053260 | TNB | DISTRIBUTION | WP PUTRAJAYA & CYBERJAYA | Existing | 11 kV |  | RYB | VCBJ/PCE/J22812 | PE 22.81 AMD F2
378053262 | TNB | DISTRIBUTION | WP PUTRAJAYA & CYBERJAYA | Existing | 11 kV |  | RYB | VCBJ/PCE/J22812 | PE 22.81 AMD F2
378053265 | TNB | DISTRIBUTION | WP PUTRAJAYA & CYBERJAYA | Existing | 11 kV |  | RYB | VCBJ/PCE/J22812 | PE 22.81 AMD F2
378053266 | TNB | DISTRIBUTION | WP PUTRAJAYA & CYBERJAYA | Existing | 11 kV |  | RYB | VCBJ/PCE/J22812 | PE 22.81 AMD F2
378053267 | TNB | DISTRIBUTION | WP PUTRAJAYA & CYBERJAYA | Existing | 11 kV |  | RYB | VCBJ/PCE/J22812 | PE 22.81 AMD F2
378053273 | TNB | DISTRIBUTION | WP PUTRAJAYA & CYBERJAYA | Existing | 11 kV |  | RYB | VCBJ/PCE/J22812 | PE 22.81 AMD F2
378053278 | TNB | DISTRIBUTION | WP PUTRAJAYA & CYBERJAYA | Existing | 11 kV |  | RYB | VCBJ/PCE/J22812 | PE 22.81 AMD F2
378053285 | TNB | DISTRIBUTION | WP PUTRAJAYA & CYBERJAYA | Existing | 11 kV |  | RYB | VCBJ/PCE/J22752 | PE 22.75 KWDI 4 F2
378053286 | TNB | DISTRIBUTION | WP PUTRAJAYA & CYBERJAYA | Existing | 11 kV |  | RYB | VCBJ/PCE/J22752 | PE 22.75 KWDI 4 F2
378053291 | TNB | DISTRIBUTION | WP PUTRAJAYA & CYBERJAYA | Existing | 11 kV |  | RYB | VCBJ/PCE/J22752 | PE 22.75 KWDI 4 F2
378053297 | TNB | DISTRIBUTION | WP PUTRAJAYA & CYBERJAYA | Existing | 11 kV |  | RYB | VCBJ/PCE/J22752 | PE 22.75 KWDI 4 F2
378053298 | TNB | DISTRIBUTION | WP PUTRAJAYA & CYBERJAYA | Existing | 11 kV |  | RYB | VCBJ/PCE/J22752 | PE 22.75 KWDI 4 F2
378053302 | TNB | DISTRIBUTION | WP PUTRAJAYA & CYBERJAYA | Existing | 11 kV |  | RYB | VCBJ/PCE/J22752 | PE 22.75 KWDI 4 F2
378053305 | TNB | DISTRIBUTION | WP PUTRAJAYA & CYBERJAYA | Existing | 11 kV |  | RYB | VCBJ/PCE/J22752 | PE 22.75 KWDI 4 F2
378053306 | TNB | DISTRIBUTION | WP PUTRAJAYA & CYBERJAYA | Existing | 11 kV |  | RYB | VCBJ/PCE/J22752 | PE 22.75 KWDI 4 F2
378053308 | TNB | DISTRIBUTION | WP PUTRAJAYA & CYBERJAYA | Existing | 11 kV |  | RYB | VCBJ/PCE/J22751 | PE 22.75 KWDI 4 F1
378053309 | TNB | DISTRIBUTION | WP PUTRAJAYA & CYBERJAYA | Existing | 11 kV |  | RYB | VCBJ/PCE/J22751 | PE 22.75 KWDI 4 F1
378053314 | TNB | DISTRIBUTION | WP PUTRAJAYA & CYBERJAYA | Existing | 11 kV |  | RYB | VCBJ/PCE/J22751 | PE 22.75 KWDI 4 F1
378053320 | TNB | DISTRIBUTION | WP PUTRAJAYA & CYBERJAYA | Existing | 11 kV |  | RYB | VCBJ/PCE/J22751 | PE 22.75 KWDI 4 F1
378053321 | TNB | DISTRIBUTION | WP PUTRAJAYA & CYBERJAYA | Existing | 11 kV |  | RYB | VCBJ/PCE/J22751 | PE 22.75 KWDI 4 F1
378053325 | TNB | DISTRIBUTION | WP PUTRAJAYA & CYBERJAYA | Existing | 11 kV |  | RYB | VCBJ/PCE/J22751 | PE 22.75 KWDI 4 F1
378053328 | TNB | DISTRIBUTION | WP PUTRAJAYA & CYBERJAYA | Existing | 11 kV |  | RYB | VCBJ/PCE/J22751 | PE 22.75 KWDI 4 F1
378053329 | TNB | DISTRIBUTION | WP PUTRAJAYA & CYBERJAYA | Existing | 11 kV |  | RYB | VCBJ/PCE/J22751 | PE 22.75 KWDI 4 F1
378053362 | TNB | DISTRIBUTION | WP PUTRAJAYA & CYBERJAYA | Existing | 11 kV |  | RYB | VCBJ/PCE/J22742 | PE 22.74 KWDI 3 F2
378053363 | TNB | DISTRIBUTION | WP PUTRAJAYA & CYBERJAYA | Existing | 11 kV |  | RYB | VCBJ/PCE/J22742 | PE 22.74 KWDI 3 F2
378053368 | TNB | DISTRIBUTION | WP PUTRAJAYA & CYBERJAYA | Existing | 11 kV |  | RYB | VCBJ/PCE/J22742 | PE 22.74 KWDI 3 F2
378053374 | TNB | DISTRIBUTION | WP PUTRAJAYA & CYBERJAYA | Existing | 11 kV |  | RYB | VCBJ/PCE/J22742 | PE 22.74 KWDI 3 F2
378053375 | TNB | DISTRIBUTION | WP PUTRAJAYA & CYBERJAYA | Existing | 11 kV |  | RYB | VCBJ/PCE/J22742 | PE 22.74 KWDI 3 F2
378053379 | TNB | DISTRIBUTION | WP PUTRAJAYA & CYBERJAYA | Existing | 11 kV |  | RYB | VCBJ/PCE/J22742 | PE 22.74 KWDI 3 F2
378053382 | TNB | DISTRIBUTION | WP PUTRAJAYA & CYBERJAYA | Existing | 11 kV |  | RYB | VCBJ/PCE/J22742 | PE 22.74 KWDI 3 F2
378053383 | TNB | DISTRIBUTION | WP PUTRAJAYA & CYBERJAYA | Existing | 11 kV |  | RYB | VCBJ/PCE/J22742 | PE 22.74 KWDI 3 F2
378053385 | TNB | DISTRIBUTION | WP PUTRAJAYA & CYBERJAYA | Existing | 11 kV |  | RYB | VCBJ/PCE/J22741 | PE 22.74 KWDI 3 F1
378053386 | TNB | DISTRIBUTION | WP PUTRAJAYA & CYBERJAYA | Existing | 11 kV |  | RYB | VCBJ/PCE/J22741 | PE 22.74 KWDI 3 F1
378053391 | TNB | DISTRIBUTION | WP PUTRAJAYA & CYBERJAYA | Existing | 11 kV |  | RYB | VCBJ/PCE/J22741 | PE 22.74 KWDI 3 F1
378053397 | TNB | DISTRIBUTION | WP PUTRAJAYA & CYBERJAYA | Existing | 11 kV |  | RYB | VCBJ/PCE/J22741 | PE 22.74 KWDI 3 F1
378053398 | TNB | DISTRIBUTION | WP PUTRAJAYA & CYBERJAYA | Existing | 11 kV |  | RYB | VCBJ/PCE/J22741 | PE 22.74 KWDI 3 F1
378053402 | TNB | DISTRIBUTION | WP PUTRAJAYA & CYBERJAYA | Existing | 11 kV |  | RYB | VCBJ/PCE/J22741 | PE 22.74 KWDI 3 F1
378053405 | TNB | DISTRIBUTION | WP PUTRAJAYA & CYBERJAYA | Existing | 11 kV |  | RYB | VCBJ/PCE/J22741 | PE 22.74 KWDI 3 F1
378053406 | TNB | DISTRIBUTION | WP PUTRAJAYA & CYBERJAYA | Existing | 11 kV |  | RYB | VCBJ/PCE/J22741 | PE 22.74 KWDI 3 F1
378053435 | TNB | DISTRIBUTION | WP PUTRAJAYA & CYBERJAYA | Existing | 11 kV |  | RYB | VCBJ/PCE/J22672 | PE 22.67 KWDI 1 F2
378053436 | TNB | DISTRIBUTION | WP PUTRAJAYA & CYBERJAYA | Existing | 11 kV |  | RYB | VCBJ/PCE/J22672 | PE 22.67 KWDI 1 F2
378053441 | TNB | DISTRIBUTION | WP PUTRAJAYA & CYBERJAYA | Existing | 11 kV |  | RYB | VCBJ/PCE/J22672 | PE 22.67 KWDI 1 F2
378053447 | TNB | DISTRIBUTION | WP PUTRAJAYA & CYBERJAYA | Existing | 11 kV |  | RYB | VCBJ/PCE/J22672 | PE 22.67 KWDI 1 F2
378053448 | TNB | DISTRIBUTION | WP PUTRAJAYA & CYBERJAYA | Existing | 11 kV |  | RYB | VCBJ/PCE/J22672 | PE 22.67 KWDI 1 F2
378053452 | TNB | DISTRIBUTION | WP PUTRAJAYA & CYBERJAYA | Existing | 11 kV |  | RYB | VCBJ/PCE/J22672 | PE 22.67 KWDI 1 F2
378053455 | TNB | DISTRIBUTION | WP PUTRAJAYA & CYBERJAYA | Existing | 11 kV |  | RYB | VCBJ/PCE/J22672 | PE 22.67 KWDI 1 F2
378053456 | TNB | DISTRIBUTION | WP PUTRAJAYA & CYBERJAYA | Existing | 11 kV |  | RYB | VCBJ/PCE/J22672 | PE 22.67 KWDI 1 F2
378053458 | TNB | DISTRIBUTION | WP PUTRAJAYA & CYBERJAYA | Existing | 11 kV |  | RYB | VCBJ/PCE/J22671 | PE 22.67 KWDI 1 F1
378053459 | TNB | DISTRIBUTION | WP PUTRAJAYA & CYBERJAYA | Existing | 11 kV |  | RYB | VCBJ/PCE/J22671 | PE 22.67 KWDI 1 F1
378053464 | TNB | DISTRIBUTION | WP PUTRAJAYA & CYBERJAYA | Existing | 11 kV |  | RYB | VCBJ/PCE/J22671 | PE 22.67 KWDI 1 F1
378053470 | TNB | DISTRIBUTION | WP PUTRAJAYA & CYBERJAYA | Existing | 11 kV |  | RYB | VCBJ/PCE/J22671 | PE 22.67 KWDI 1 F1
378053471 | TNB | DISTRIBUTION | WP PUTRAJAYA & CYBERJAYA | Existing | 11 kV |  | RYB | VCBJ/PCE/J22671 | PE 22.67 KWDI 1 F1
378053475 | TNB | DISTRIBUTION | WP PUTRAJAYA & CYBERJAYA | Existing | 11 kV |  | RYB | VCBJ/PCE/J22671 | PE 22.67 KWDI 1 F1
378053478 | TNB | DISTRIBUTION | WP PUTRAJAYA & CYBERJAYA | Existing | 11 kV |  | RYB | VCBJ/PCE/J22671 | PE 22.67 KWDI 1 F1
378053479 | TNB | DISTRIBUTION | WP PUTRAJAYA & CYBERJAYA | Existing | 11 kV |  | RYB | VCBJ/PCE/J22671 | PE 22.67 KWDI 1 F1
378053626 | TNB | DISTRIBUTION | WP PUTRAJAYA & CYBERJAYA | Existing | 11 kV |  | RYB | VCBJ/PCE/J21951 | PE 21.95 SITE OFFICE SKY PARK
378053628 | TNB | DISTRIBUTION | WP PUTRAJAYA & CYBERJAYA | Existing | 11 kV |  | RYB | VCBJ/PCE/J21951 | PE 21.95 SITE OFFICE SKY PARK
378053630 | TNB | DISTRIBUTION | WP PUTRAJAYA & CYBERJAYA | Existing | 11 kV |  | RYB | VCBJ/PCE/J21951 | PE 21.95 SITE OFFICE SKY PARK
378053633 | TNB | DISTRIBUTION | WP PUTRAJAYA & CYBERJAYA | Existing | 11 kV |  | RYB | VCBJ/PCE/J21951 | PE 21.95 SITE OFFICE SKY PARK
378053634 | TNB | DISTRIBUTION | WP PUTRAJAYA & CYBERJAYA | Existing | 11 kV |  | RYB | VCBJ/PCE/J21951 | PE 21.95 SITE OFFICE SKY PARK
378053635 | TNB | DISTRIBUTION | WP PUTRAJAYA & CYBERJAYA | Existing | 11 kV |  | RYB | VCBJ/PCE/J21951 | PE 21.95 SITE OFFICE SKY PARK
378053641 | TNB | DISTRIBUTION | WP PUTRAJAYA & CYBERJAYA | Existing | 11 kV |  | RYB | VCBJ/PCE/J21951 | PE 21.95 SITE OFFICE SKY PARK
378053646 | TNB | DISTRIBUTION | WP PUTRAJAYA & CYBERJAYA | Existing | 11 kV |  | RYB | VCBJ/PCE/J21951 | PE 21.95 SITE OFFICE SKY PARK
378053666 | TNB | DISTRIBUTION | WP PUTRAJAYA & CYBERJAYA | Existing | 11 kV |  | RYB | VCBJ/PCE/J21621 | SS 21.62 BLOK A IT PARK F1
378053670 | TNB | DISTRIBUTION | WP PUTRAJAYA & CYBERJAYA | Existing | 11 kV |  | RYB | VCBJ/PCE/J21621 | SS 21.62 BLOK A IT PARK F1
378053674 | TNB | DISTRIBUTION | WP PUTRAJAYA & CYBERJAYA | Existing | 11 kV |  | RYB | VCBJ/PCE/J21621 | SS 21.62 BLOK A IT PARK F1
378053676 | TNB | DISTRIBUTION | WP PUTRAJAYA & CYBERJAYA | Existing | 11 kV |  | RYB | VCBJ/PCE/J21621 | SS 21.62 BLOK A IT PARK F1
378053678 | TNB | DISTRIBUTION | WP PUTRAJAYA & CYBERJAYA | Existing | 11 kV |  | RYB | VCBJ/PCE/J21621 | SS 21.62 BLOK A IT PARK F1
378053684 | TNB | DISTRIBUTION | WP PUTRAJAYA & CYBERJAYA | Existing | 11 kV |  | RYB | VCBJ/PCE/J21621 | SS 21.62 BLOK A IT PARK F1
378053686 | TNB | DISTRIBUTION | WP PUTRAJAYA & CYBERJAYA | Existing | 11 kV |  | RYB | VCBJ/PCE/J21621 | SS 21.62 BLOK A IT PARK F1
378053689 | TNB | DISTRIBUTION | WP PUTRAJAYA & CYBERJAYA | Existing | 11 kV |  | RYB | VCBJ/PCE/J21621 | SS 21.62 BLOK A IT PARK F1
378053700 | TNB | DISTRIBUTION | WP PUTRAJAYA & CYBERJAYA | Existing | 11 kV |  | RYB | VCBJ/PCE/J21621 | SS 21.62 BLOK A IT PARK F1
378053707 | TNB | DISTRIBUTION | WP PUTRAJAYA & CYBERJAYA | Existing | 11 kV |  | RYB | VCBJ/PCE/J21622 | SS 21.62 BLOK A IT PARK F2
378053711 | TNB | DISTRIBUTION | WP PUTRAJAYA & CYBERJAYA | Existing | 11 kV |  | RYB | VCBJ/PCE/J21622 | SS 21.62 BLOK A IT PARK F2
378053715 | TNB | DISTRIBUTION | WP PUTRAJAYA & CYBERJAYA | Existing | 11 kV |  | RYB | VCBJ/PCE/J21622 | SS 21.62 BLOK A IT PARK F2
378053717 | TNB | DISTRIBUTION | WP PUTRAJAYA & CYBERJAYA | Existing | 11 kV |  | RYB | VCBJ/PCE/J21622 | SS 21.62 BLOK A IT PARK F2
378053719 | TNB | DISTRIBUTION | WP PUTRAJAYA & CYBERJAYA | Existing | 11 kV |  | RYB | VCBJ/PCE/J21622 | SS 21.62 BLOK A IT PARK F2
378053725 | TNB | DISTRIBUTION | WP PUTRAJAYA & CYBERJAYA | Existing | 11 kV |  | RYB | VCBJ/PCE/J21622 | SS 21.62 BLOK A IT PARK F2
378053727 | TNB | DISTRIBUTION | WP PUTRAJAYA & CYBERJAYA | Existing | 11 kV |  | RYB | VCBJ/PCE/J21622 | SS 21.62 BLOK A IT PARK F2
378053730 | TNB | DISTRIBUTION | WP PUTRAJAYA & CYBERJAYA | Existing | 11 kV |  | RYB | VCBJ/PCE/J21622 | SS 21.62 BLOK A IT PARK F2
378053741 | TNB | DISTRIBUTION | WP PUTRAJAYA & CYBERJAYA | Existing | 11 kV |  | RYB | VCBJ/PCE/J21622 | SS 21.62 BLOK A IT PARK F2
378053757 | TNB | DISTRIBUTION | WP PUTRAJAYA & CYBERJAYA | Existing | 11 kV |  | RYB | VCBJ/PCE/J21642 | SS 21.64 BLOK B IT PARK F2
378053761 | TNB | DISTRIBUTION | WP PUTRAJAYA & CYBERJAYA | Existing | 11 kV |  | RYB | VCBJ/PCE/J21642 | SS 21.64 BLOK B IT PARK F2
378053765 | TNB | DISTRIBUTION | WP PUTRAJAYA & CYBERJAYA | Existing | 11 kV |  | RYB | VCBJ/PCE/J21642 | SS 21.64 BLOK B IT PARK F2
378053767 | TNB | DISTRIBUTION | WP PUTRAJAYA & CYBERJAYA | Existing | 11 kV |  | RYB | VCBJ/PCE/J21642 | SS 21.64 BLOK B IT PARK F2
378053769 | TNB | DISTRIBUTION | WP PUTRAJAYA & CYBERJAYA | Existing | 11 kV |  | RYB | VCBJ/PCE/J21642 | SS 21.64 BLOK B IT PARK F2
378053775 | TNB | DISTRIBUTION | WP PUTRAJAYA & CYBERJAYA | Existing | 11 kV |  | RYB | VCBJ/PCE/J21642 | SS 21.64 BLOK B IT PARK F2
378053777 | TNB | DISTRIBUTION | WP PUTRAJAYA & CYBERJAYA | Existing | 11 kV |  | RYB | VCBJ/PCE/J21642 | SS 21.64 BLOK B IT PARK F2
378053780 | TNB | DISTRIBUTION | WP PUTRAJAYA & CYBERJAYA | Existing | 11 kV |  | RYB | VCBJ/PCE/J21642 | SS 21.64 BLOK B IT PARK F2
378053791 | TNB | DISTRIBUTION | WP PUTRAJAYA & CYBERJAYA | Existing | 11 kV |  | RYB | VCBJ/PCE/J21642 | SS 21.64 BLOK B IT PARK F2
378053798 | TNB | DISTRIBUTION | WP PUTRAJAYA & CYBERJAYA | Existing | 11 kV |  | RYB | VCBJ/PCE/J21641 | SS 21.64 BLOK B IT PARK F1
378053802 | TNB | DISTRIBUTION | WP PUTRAJAYA & CYBERJAYA | Existing | 11 kV |  | RYB | VCBJ/PCE/J21641 | SS 21.64 BLOK B IT PARK F1
378053806 | TNB | DISTRIBUTION | WP PUTRAJAYA & CYBERJAYA | Existing | 11 kV |  | RYB | VCBJ/PCE/J21641 | SS 21.64 BLOK B IT PARK F1
378053808 | TNB | DISTRIBUTION | WP PUTRAJAYA & CYBERJAYA | Existing | 11 kV |  | RYB | VCBJ/PCE/J21641 | SS 21.64 BLOK B IT PARK F1
378053810 | TNB | DISTRIBUTION | WP PUTRAJAYA & CYBERJAYA | Existing | 11 kV |  | RYB | VCBJ/PCE/J21641 | SS 21.64 BLOK B IT PARK F1
378053816 | TNB | DISTRIBUTION | WP PUTRAJAYA & CYBERJAYA | Existing | 11 kV |  | RYB | VCBJ/PCE/J21641 | SS 21.64 BLOK B IT PARK F1
378053818 | TNB | DISTRIBUTION | WP PUTRAJAYA & CYBERJAYA | Existing | 11 kV |  | RYB | VCBJ/PCE/J21641 | SS 21.64 BLOK B IT PARK F1
378053821 | TNB | DISTRIBUTION | WP PUTRAJAYA & CYBERJAYA | Existing | 11 kV |  | RYB | VCBJ/PCE/J21641 | SS 21.64 BLOK B IT PARK F1
378053832 | TNB | DISTRIBUTION | WP PUTRAJAYA & CYBERJAYA | Existing | 11 kV |  | RYB | VCBJ/PCE/J21641 | SS 21.64 BLOK B IT PARK F1
378053856 | TNB | DISTRIBUTION | WP PUTRAJAYA & CYBERJAYA | Existing | 11 kV |  | RYB | VCBJ/PCE/J21661 | SS 21.66 BLOK C IT PARK F1
378053860 | TNB | DISTRIBUTION | WP PUTRAJAYA & CYBERJAYA | Existing | 11 kV |  | RYB | VCBJ/PCE/J21661 | SS 21.66 BLOK C IT PARK F1
378053864 | TNB | DISTRIBUTION | WP PUTRAJAYA & CYBERJAYA | Existing | 11 kV |  | RYB | VCBJ/PCE/J21661 | SS 21.66 BLOK C IT PARK F1
378053866 | TNB | DISTRIBUTION | WP PUTRAJAYA & CYBERJAYA | Existing | 11 kV |  | RYB | VCBJ/PCE/J21661 | SS 21.66 BLOK C IT PARK F1
378053868 | TNB | DISTRIBUTION | WP PUTRAJAYA & CYBERJAYA | Existing | 11 kV |  | RYB | VCBJ/PCE/J21661 | SS 21.66 BLOK C IT PARK F1
378053874 | TNB | DISTRIBUTION | WP PUTRAJAYA & CYBERJAYA | Existing | 11 kV |  | RYB | VCBJ/PCE/J21661 | SS 21.66 BLOK C IT PARK F1
378053876 | TNB | DISTRIBUTION | WP PUTRAJAYA & CYBERJAYA | Existing | 11 kV |  | RYB | VCBJ/PCE/J21661 | SS 21.66 BLOK C IT PARK F1
378053879 | TNB | DISTRIBUTION | WP PUTRAJAYA & CYBERJAYA | Existing | 11 kV |  | RYB | VCBJ/PCE/J21661 | SS 21.66 BLOK C IT PARK F1
378053890 | TNB | DISTRIBUTION | WP PUTRAJAYA & CYBERJAYA | Existing | 11 kV |  | RYB | VCBJ/PCE/J21661 | SS 21.66 BLOK C IT PARK F1
378053897 | TNB | DISTRIBUTION | WP PUTRAJAYA & CYBERJAYA | Existing | 11 kV |  | RYB | VCBJ/PCE/J21662 | SS 21.66 BLOK C IT PARK F2
378053901 | TNB | DISTRIBUTION | WP PUTRAJAYA & CYBERJAYA | Existing | 11 kV |  | RYB | VCBJ/PCE/J21662 | SS 21.66 BLOK C IT PARK F2
378053905 | TNB | DISTRIBUTION | WP PUTRAJAYA & CYBERJAYA | Existing | 11 kV |  | RYB | VCBJ/PCE/J21662 | SS 21.66 BLOK C IT PARK F2
378053907 | TNB | DISTRIBUTION | WP PUTRAJAYA & CYBERJAYA | Existing | 11 kV |  | RYB | VCBJ/PCE/J21662 | SS 21.66 BLOK C IT PARK F2
378053909 | TNB | DISTRIBUTION | WP PUTRAJAYA & CYBERJAYA | Existing | 11 kV |  | RYB | VCBJ/PCE/J21662 | SS 21.66 BLOK C IT PARK F2
378053915 | TNB | DISTRIBUTION | WP PUTRAJAYA & CYBERJAYA | Existing | 11 kV |  | RYB | VCBJ/PCE/J21662 | SS 21.66 BLOK C IT PARK F2
378053917 | TNB | DISTRIBUTION | WP PUTRAJAYA & CYBERJAYA | Existing | 11 kV |  | RYB | VCBJ/PCE/J21662 | SS 21.66 BLOK C IT PARK F2
378053920 | TNB | DISTRIBUTION | WP PUTRAJAYA & CYBERJAYA | Existing | 11 kV |  | RYB | VCBJ/PCE/J21662 | SS 21.66 BLOK C IT PARK F2
378053931 | TNB | DISTRIBUTION | WP PUTRAJAYA & CYBERJAYA | Existing | 11 kV |  | RYB | VCBJ/PCE/J21662 | SS 21.66 BLOK C IT PARK F2
378053955 | TNB | DISTRIBUTION | WP PUTRAJAYA & CYBERJAYA | Existing | 11 kV |  | RYB | VCBJ/PCE/J21671 | SS 21.67 BLOK D IT PARK F1
378053959 | TNB | DISTRIBUTION | WP PUTRAJAYA & CYBERJAYA | Existing | 11 kV |  | RYB | VCBJ/PCE/J21671 | SS 21.67 BLOK D IT PARK F1
378053963 | TNB | DISTRIBUTION | WP PUTRAJAYA & CYBERJAYA | Existing | 11 kV |  | RYB | VCBJ/PCE/J21671 | SS 21.67 BLOK D IT PARK F1
378053965 | TNB | DISTRIBUTION | WP PUTRAJAYA & CYBERJAYA | Existing | 11 kV |  | RYB | VCBJ/PCE/J21671 | SS 21.67 BLOK D IT PARK F1
378053967 | TNB | DISTRIBUTION | WP PUTRAJAYA & CYBERJAYA | Existing | 11 kV |  | RYB | VCBJ/PCE/J21671 | SS 21.67 BLOK D IT PARK F1
378053973 | TNB | DISTRIBUTION | WP PUTRAJAYA & CYBERJAYA | Existing | 11 kV |  | RYB | VCBJ/PCE/J21671 | SS 21.67 BLOK D IT PARK F1
378053975 | TNB | DISTRIBUTION | WP PUTRAJAYA & CYBERJAYA | Existing | 11 kV |  | RYB | VCBJ/PCE/J21671 | SS 21.67 BLOK D IT PARK F1
378053978 | TNB | DISTRIBUTION | WP PUTRAJAYA & CYBERJAYA | Existing | 11 kV |  | RYB | VCBJ/PCE/J21671 | SS 21.67 BLOK D IT PARK F1
378053989 | TNB | DISTRIBUTION | WP PUTRAJAYA & CYBERJAYA | Existing | 11 kV |  | RYB | VCBJ/PCE/J21671 | SS 21.67 BLOK D IT PARK F1
378053996 | TNB | DISTRIBUTION | WP PUTRAJAYA & CYBERJAYA | Existing | 11 kV |  | RYB | VCBJ/PCE/J21672 | SS 21.67 BLOK D IT PARK F2
378054000 | TNB | DISTRIBUTION | WP PUTRAJAYA & CYBERJAYA | Existing | 11 kV |  | RYB | VCBJ/PCE/J21672 | SS 21.67 BLOK D IT PARK F2
378054004 | TNB | DISTRIBUTION | WP PUTRAJAYA & CYBERJAYA | Existing | 11 kV |  | RYB | VCBJ/PCE/J21672 | SS 21.67 BLOK D IT PARK F2
378054006 | TNB | DISTRIBUTION | WP PUTRAJAYA & CYBERJAYA | Existing | 11 kV |  | RYB | VCBJ/PCE/J21672 | SS 21.67 BLOK D IT PARK F2
378054008 | TNB | DISTRIBUTION | WP PUTRAJAYA & CYBERJAYA | Existing | 11 kV |  | RYB | VCBJ/PCE/J21672 | SS 21.67 BLOK D IT PARK F2
378054014 | TNB | DISTRIBUTION | WP PUTRAJAYA & CYBERJAYA | Existing | 11 kV |  | RYB | VCBJ/PCE/J21672 | SS 21.67 BLOK D IT PARK F2
378054016 | TNB | DISTRIBUTION | WP PUTRAJAYA & CYBERJAYA | Existing | 11 kV |  | RYB | VCBJ/PCE/J21672 | SS 21.67 BLOK D IT PARK F2
378054019 | TNB | DISTRIBUTION | WP PUTRAJAYA & CYBERJAYA | Existing | 11 kV |  | RYB | VCBJ/PCE/J21672 | SS 21.67 BLOK D IT PARK F2
378054030 | TNB | DISTRIBUTION | WP PUTRAJAYA & CYBERJAYA | Existing | 11 kV |  | RYB | VCBJ/PCE/J21672 | SS 21.67 BLOK D IT PARK F2
378054039 | TNB | DISTRIBUTION | WP PUTRAJAYA & CYBERJAYA | Existing | 11 kV |  | RYB | VCBJ/PCE/J21711 | PE 21.71 CAR PARK IT PARK F1
378054043 | TNB | DISTRIBUTION | WP PUTRAJAYA & CYBERJAYA | Existing | 11 kV |  | RYB | VCBJ/PCE/J21711 | PE 21.71 CAR PARK IT PARK F1
378054047 | TNB | DISTRIBUTION | WP PUTRAJAYA & CYBERJAYA | Existing | 11 kV |  | RYB | VCBJ/PCE/J21711 | PE 21.71 CAR PARK IT PARK F1
378054049 | TNB | DISTRIBUTION | WP PUTRAJAYA & CYBERJAYA | Existing | 11 kV |  | RYB | VCBJ/PCE/J21711 | PE 21.71 CAR PARK IT PARK F1
378054051 | TNB | DISTRIBUTION | WP PUTRAJAYA & CYBERJAYA | Existing | 11 kV |  | RYB | VCBJ/PCE/J21711 | PE 21.71 CAR PARK IT PARK F1
378054057 | TNB | DISTRIBUTION | WP PUTRAJAYA & CYBERJAYA | Existing | 11 kV |  | RYB | VCBJ/PCE/J21711 | PE 21.71 CAR PARK IT PARK F1
378054059 | TNB | DISTRIBUTION | WP PUTRAJAYA & CYBERJAYA | Existing | 11 kV |  | RYB | VCBJ/PCE/J21711 | PE 21.71 CAR PARK IT PARK F1
378054062 | TNB | DISTRIBUTION | WP PUTRAJAYA & CYBERJAYA | Existing | 11 kV |  | RYB | VCBJ/PCE/J21711 | PE 21.71 CAR PARK IT PARK F1
378054073 | TNB | DISTRIBUTION | WP PUTRAJAYA & CYBERJAYA | Existing | 11 kV |  | RYB | VCBJ/PCE/J21711 | PE 21.71 CAR PARK IT PARK F1
378054080 | TNB | DISTRIBUTION | WP PUTRAJAYA & CYBERJAYA | Existing | 11 kV |  | RYB | VCBJ/PCE/J21712 | PE 21.71 CAR PARK IT PARK F2
378054084 | TNB | DISTRIBUTION | WP PUTRAJAYA & CYBERJAYA | Existing | 11 kV |  | RYB | VCBJ/PCE/J21712 | PE 21.71 CAR PARK IT PARK F2
378054088 | TNB | DISTRIBUTION | WP PUTRAJAYA & CYBERJAYA | Existing | 11 kV |  | RYB | VCBJ/PCE/J21712 | PE 21.71 CAR PARK IT PARK F2
378054090 | TNB | DISTRIBUTION | WP PUTRAJAYA & CYBERJAYA | Existing | 11 kV |  | RYB | VCBJ/PCE/J21712 | PE 21.71 CAR PARK IT PARK F2
378054092 | TNB | DISTRIBUTION | WP PUTRAJAYA & CYBERJAYA | Existing | 11 kV |  | RYB | VCBJ/PCE/J21712 | PE 21.71 CAR PARK IT PARK F2
378054098 | TNB | DISTRIBUTION | WP PUTRAJAYA & CYBERJAYA | Existing | 11 kV |  | RYB | VCBJ/PCE/J21712 | PE 21.71 CAR PARK IT PARK F2
378054100 | TNB | DISTRIBUTION | WP PUTRAJAYA & CYBERJAYA | Existing | 11 kV |  | RYB | VCBJ/PCE/J21712 | PE 21.71 CAR PARK IT PARK F2
378054103 | TNB | DISTRIBUTION | WP PUTRAJAYA & CYBERJAYA | Existing | 11 kV |  | RYB | VCBJ/PCE/J21712 | PE 21.71 CAR PARK IT PARK F2
378054114 | TNB | DISTRIBUTION | WP PUTRAJAYA & CYBERJAYA | Existing | 11 kV |  | RYB | VCBJ/PCE/J21712 | PE 21.71 CAR PARK IT PARK F2
378054132 | TNB | DISTRIBUTION | WP PUTRAJAYA & CYBERJAYA | Existing | 11 kV |  | RYB | VCBJ/PCE/J21701 | SS 21.70 - IT PARK BLOK I & J F1
378054136 | TNB | DISTRIBUTION | WP PUTRAJAYA & CYBERJAYA | Existing | 11 kV |  | RYB | VCBJ/PCE/J21701 | SS 21.70 - IT PARK BLOK I & J F1
378054140 | TNB | DISTRIBUTION | WP PUTRAJAYA & CYBERJAYA | Existing | 11 kV |  | RYB | VCBJ/PCE/J21701 | SS 21.70 - IT PARK BLOK I & J F1
378054142 | TNB | DISTRIBUTION | WP PUTRAJAYA & CYBERJAYA | Existing | 11 kV |  | RYB | VCBJ/PCE/J21701 | SS 21.70 - IT PARK BLOK I & J F1
378054144 | TNB | DISTRIBUTION | WP PUTRAJAYA & CYBERJAYA | Existing | 11 kV |  | RYB | VCBJ/PCE/J21701 | SS 21.70 - IT PARK BLOK I & J F1
378054150 | TNB | DISTRIBUTION | WP PUTRAJAYA & CYBERJAYA | Existing | 11 kV |  | RYB | VCBJ/PCE/J21701 | SS 21.70 - IT PARK BLOK I & J F1
378054152 | TNB | DISTRIBUTION | WP PUTRAJAYA & CYBERJAYA | Existing | 11 kV |  | RYB | VCBJ/PCE/J21701 | SS 21.70 - IT PARK BLOK I & J F1
378054155 | TNB | DISTRIBUTION | WP PUTRAJAYA & CYBERJAYA | Existing | 11 kV |  | RYB | VCBJ/PCE/J21701 | SS 21.70 - IT PARK BLOK I & J F1
378054166 | TNB | DISTRIBUTION | WP PUTRAJAYA & CYBERJAYA | Existing | 11 kV |  | RYB | VCBJ/PCE/J21701 | SS 21.70 - IT PARK BLOK I & J F1
378054173 | TNB | DISTRIBUTION | WP PUTRAJAYA & CYBERJAYA | Existing | 11 kV |  | RYB | VCBJ/PCE/J21702 | SS 21.70 - IT PARK BLOK I & J F2
378054177 | TNB | DISTRIBUTION | WP PUTRAJAYA & CYBERJAYA | Existing | 11 kV |  | RYB | VCBJ/PCE/J21702 | SS 21.70 - IT PARK BLOK I & J F2
378054181 | TNB | DISTRIBUTION | WP PUTRAJAYA & CYBERJAYA | Existing | 11 kV |  | RYB | VCBJ/PCE/J21702 | SS 21.70 - IT PARK BLOK I & J F2
378054183 | TNB | DISTRIBUTION | WP PUTRAJAYA & CYBERJAYA | Existing | 11 kV |  | RYB | VCBJ/PCE/J21702 | SS 21.70 - IT PARK BLOK I & J F2
378054185 | TNB | DISTRIBUTION | WP PUTRAJAYA & CYBERJAYA | Existing | 11 kV |  | RYB | VCBJ/PCE/J21702 | SS 21.70 - IT PARK BLOK I & J F2
378054191 | TNB | DISTRIBUTION | WP PUTRAJAYA & CYBERJAYA | Existing | 11 kV |  | RYB | VCBJ/PCE/J21702 | SS 21.70 - IT PARK BLOK I & J F2
378054193 | TNB | DISTRIBUTION | WP PUTRAJAYA & CYBERJAYA | Existing | 11 kV |  | RYB | VCBJ/PCE/J21702 | SS 21.70 - IT PARK BLOK I & J F2
378054196 | TNB | DISTRIBUTION | WP PUTRAJAYA & CYBERJAYA | Existing | 11 kV |  | RYB | VCBJ/PCE/J21702 | SS 21.70 - IT PARK BLOK I & J F2
378054207 | TNB | DISTRIBUTION | WP PUTRAJAYA & CYBERJAYA | Existing | 11 kV |  | RYB | VCBJ/PCE/J21702 | SS 21.70 - IT PARK BLOK I & J F2
378054237 | TNB | DISTRIBUTION | WP PUTRAJAYA & CYBERJAYA | Existing | 11 kV |  | RYB | VCBJ/PCE/J21151 | PE 21.15 SATELIT TELEKOM CBJ 3 F1
378054238 | TNB | DISTRIBUTION | WP PUTRAJAYA & CYBERJAYA | Existing | 11 kV |  | RYB | VCBJ/PCE/J21151 | PE 21.15 SATELIT TELEKOM CBJ 3 F1
378054243 | TNB | DISTRIBUTION | WP PUTRAJAYA & CYBERJAYA | Existing | 11 kV |  | RYB | VCBJ/PCE/J21151 | PE 21.15 SATELIT TELEKOM CBJ 3 F1
378054249 | TNB | DISTRIBUTION | WP PUTRAJAYA & CYBERJAYA | Existing | 11 kV |  | RYB | VCBJ/PCE/J21151 | PE 21.15 SATELIT TELEKOM CBJ 3 F1
378054250 | TNB | DISTRIBUTION | WP PUTRAJAYA & CYBERJAYA | Existing | 11 kV |  | RYB | VCBJ/PCE/J21151 | PE 21.15 SATELIT TELEKOM CBJ 3 F1
378054254 | TNB | DISTRIBUTION | WP PUTRAJAYA & CYBERJAYA | Existing | 11 kV |  | RYB | VCBJ/PCE/J21151 | PE 21.15 SATELIT TELEKOM CBJ 3 F1
378054257 | TNB | DISTRIBUTION | WP PUTRAJAYA & CYBERJAYA | Existing | 11 kV |  | RYB | VCBJ/PCE/J21151 | PE 21.15 SATELIT TELEKOM CBJ 3 F1
378054258 | TNB | DISTRIBUTION | WP PUTRAJAYA & CYBERJAYA | Existing | 11 kV |  | RYB | VCBJ/PCE/J21151 | PE 21.15 SATELIT TELEKOM CBJ 3 F1
378054260 | TNB | DISTRIBUTION | WP PUTRAJAYA & CYBERJAYA | Existing | 11 kV |  | RYB | VCBJ/PCE/J21152 | PE 21.15 SATELIT TELEKOM CBJ 3 F2
378054261 | TNB | DISTRIBUTION | WP PUTRAJAYA & CYBERJAYA | Existing | 11 kV |  | RYB | VCBJ/PCE/J21152 | PE 21.15 SATELIT TELEKOM CBJ 3 F2
378054266 | TNB | DISTRIBUTION | WP PUTRAJAYA & CYBERJAYA | Existing | 11 kV |  | RYB | VCBJ/PCE/J21152 | PE 21.15 SATELIT TELEKOM CBJ 3 F2
378054272 | TNB | DISTRIBUTION | WP PUTRAJAYA & CYBERJAYA | Existing | 11 kV |  | RYB | VCBJ/PCE/J21152 | PE 21.15 SATELIT TELEKOM CBJ 3 F2
378054273 | TNB | DISTRIBUTION | WP PUTRAJAYA & CYBERJAYA | Existing | 11 kV |  | RYB | VCBJ/PCE/J21152 | PE 21.15 SATELIT TELEKOM CBJ 3 F2
378054277 | TNB | DISTRIBUTION | WP PUTRAJAYA & CYBERJAYA | Existing | 11 kV |  | RYB | VCBJ/PCE/J21152 | PE 21.15 SATELIT TELEKOM CBJ 3 F2
378054280 | TNB | DISTRIBUTION | WP PUTRAJAYA & CYBERJAYA | Existing | 11 kV |  | RYB | VCBJ/PCE/J21152 | PE 21.15 SATELIT TELEKOM CBJ 3 F2
378054281 | TNB | DISTRIBUTION | WP PUTRAJAYA & CYBERJAYA | Existing | 11 kV |  | RYB | VCBJ/PCE/J21152 | PE 21.15 SATELIT TELEKOM CBJ 3 F2
378054312 | TNB | DISTRIBUTION | WP PUTRAJAYA & CYBERJAYA | Existing | 11 kV |  | RYB | VCBJ/PCE/J21561 | SS 21.56 MEASAT ASTRO F1
378054316 | TNB | DISTRIBUTION | WP PUTRAJAYA & CYBERJAYA | Existing | 11 kV |  | RYB | VCBJ/PCE/J21561 | SS 21.56 MEASAT ASTRO F1
378054320 | TNB | DISTRIBUTION | WP PUTRAJAYA & CYBERJAYA | Existing | 11 kV |  | RYB | VCBJ/PCE/J21561 | SS 21.56 MEASAT ASTRO F1
378054322 | TNB | DISTRIBUTION | WP PUTRAJAYA & CYBERJAYA | Existing | 11 kV |  | RYB | VCBJ/PCE/J21561 | SS 21.56 MEASAT ASTRO F1
378054324 | TNB | DISTRIBUTION | WP PUTRAJAYA & CYBERJAYA | Existing | 11 kV |  | RYB | VCBJ/PCE/J21561 | SS 21.56 MEASAT ASTRO F1
378054330 | TNB | DISTRIBUTION | WP PUTRAJAYA & CYBERJAYA | Existing | 11 kV |  | RYB | VCBJ/PCE/J21561 | SS 21.56 MEASAT ASTRO F1
378054332 | TNB | DISTRIBUTION | WP PUTRAJAYA & CYBERJAYA | Existing | 11 kV |  | RYB | VCBJ/PCE/J21561 | SS 21.56 MEASAT ASTRO F1
378054335 | TNB | DISTRIBUTION | WP PUTRAJAYA & CYBERJAYA | Existing | 11 kV |  | RYB | VCBJ/PCE/J21561 | SS 21.56 MEASAT ASTRO F1
378054353 | TNB | DISTRIBUTION | WP PUTRAJAYA & CYBERJAYA | Existing | 11 kV |  | RYB | VCBJ/PCE/J21562 | SS 21.56 MEASAT ASTRO F2
378054357 | TNB | DISTRIBUTION | WP PUTRAJAYA & CYBERJAYA | Existing | 11 kV |  | RYB | VCBJ/PCE/J21562 | SS 21.56 MEASAT ASTRO F2
378054361 | TNB | DISTRIBUTION | WP PUTRAJAYA & CYBERJAYA | Existing | 11 kV |  | RYB | VCBJ/PCE/J21562 | SS 21.56 MEASAT ASTRO F2
378054363 | TNB | DISTRIBUTION | WP PUTRAJAYA & CYBERJAYA | Existing | 11 kV |  | RYB | VCBJ/PCE/J21562 | SS 21.56 MEASAT ASTRO F2
378054365 | TNB | DISTRIBUTION | WP PUTRAJAYA & CYBERJAYA | Existing | 11 kV |  | RYB | VCBJ/PCE/J21562 | SS 21.56 MEASAT ASTRO F2
378054371 | TNB | DISTRIBUTION | WP PUTRAJAYA & CYBERJAYA | Existing | 11 kV |  | RYB | VCBJ/PCE/J21562 | SS 21.56 MEASAT ASTRO F2
378054373 | TNB | DISTRIBUTION | WP PUTRAJAYA & CYBERJAYA | Existing | 11 kV |  | RYB | VCBJ/PCE/J21562 | SS 21.56 MEASAT ASTRO F2
378054376 | TNB | DISTRIBUTION | WP PUTRAJAYA & CYBERJAYA | Existing | 11 kV |  | RYB | VCBJ/PCE/J21562 | SS 21.56 MEASAT ASTRO F2
378054387 | TNB | DISTRIBUTION | WP PUTRAJAYA & CYBERJAYA | Existing | 11 kV |  | RYB | VCBJ/PCE/J21562 | SS 21.56 MEASAT ASTRO F2
378054395 | TNB | DISTRIBUTION | WP PUTRAJAYA & CYBERJAYA | Existing | 11 kV |  | RYB | VCBJ/PCE/J21101 | PE 21.10 ELITE HIGHWAY NO. 3
378054396 | TNB | DISTRIBUTION | WP PUTRAJAYA & CYBERJAYA | Existing | 11 kV |  | RYB | VCBJ/PCE/J21101 | PE 21.10 ELITE HIGHWAY NO. 3
378054401 | TNB | DISTRIBUTION | WP PUTRAJAYA & CYBERJAYA | Existing | 11 kV |  | RYB | VCBJ/PCE/J21101 | PE 21.10 ELITE HIGHWAY NO. 3
378054407 | TNB | DISTRIBUTION | WP PUTRAJAYA & CYBERJAYA | Existing | 11 kV |  | RYB | VCBJ/PCE/J21101 | PE 21.10 ELITE HIGHWAY NO. 3
378054408 | TNB | DISTRIBUTION | WP PUTRAJAYA & CYBERJAYA | Existing | 11 kV |  | RYB | VCBJ/PCE/J21101 | PE 21.10 ELITE HIGHWAY NO. 3
378054412 | TNB | DISTRIBUTION | WP PUTRAJAYA & CYBERJAYA | Existing | 11 kV |  | RYB | VCBJ/PCE/J21101 | PE 21.10 ELITE HIGHWAY NO. 3
378054415 | TNB | DISTRIBUTION | WP PUTRAJAYA & CYBERJAYA | Existing | 11 kV |  | RYB | VCBJ/PCE/J21101 | PE 21.10 ELITE HIGHWAY NO. 3
378054416 | TNB | DISTRIBUTION | WP PUTRAJAYA & CYBERJAYA | Existing | 11 kV |  | RYB | VCBJ/PCE/J21101 | PE 21.10 ELITE HIGHWAY NO. 3
378054480 | TNB | DISTRIBUTION | WP PUTRAJAYA & CYBERJAYA | Existing | 11 kV |  | RYB | VCBJ/PCE/J21541 | PE 21.54 PS 3 F1
378054481 | TNB | DISTRIBUTION | WP PUTRAJAYA & CYBERJAYA | Existing | 11 kV |  | RYB | VCBJ/PCE/J21541 | PE 21.54 PS 3 F1
378054486 | TNB | DISTRIBUTION | WP PUTRAJAYA & CYBERJAYA | Existing | 11 kV |  | RYB | VCBJ/PCE/J21541 | PE 21.54 PS 3 F1
378054492 | TNB | DISTRIBUTION | WP PUTRAJAYA & CYBERJAYA | Existing | 11 kV |  | RYB | VCBJ/PCE/J21541 | PE 21.54 PS 3 F1
378054493 | TNB | DISTRIBUTION | WP PUTRAJAYA & CYBERJAYA | Existing | 11 kV |  | RYB | VCBJ/PCE/J21541 | PE 21.54 PS 3 F1
378054497 | TNB | DISTRIBUTION | WP PUTRAJAYA & CYBERJAYA | Existing | 11 kV |  | RYB | VCBJ/PCE/J21541 | PE 21.54 PS 3 F1
378054500 | TNB | DISTRIBUTION | WP PUTRAJAYA & CYBERJAYA | Existing | 11 kV |  | RYB | VCBJ/PCE/J21541 | PE 21.54 PS 3 F1
378054501 | TNB | DISTRIBUTION | WP PUTRAJAYA & CYBERJAYA | Existing | 11 kV |  | RYB | VCBJ/PCE/J21541 | PE 21.54 PS 3 F1
378054503 | TNB | DISTRIBUTION | WP PUTRAJAYA & CYBERJAYA | Existing | 11 kV |  | RYB | VCBJ/PCE/J21542 | PE 21.54 PS 3 F2
378054504 | TNB | DISTRIBUTION | WP PUTRAJAYA & CYBERJAYA | Existing | 11 kV |  | RYB | VCBJ/PCE/J21542 | PE 21.54 PS 3 F2
378054509 | TNB | DISTRIBUTION | WP PUTRAJAYA & CYBERJAYA | Existing | 11 kV |  | RYB | VCBJ/PCE/J21542 | PE 21.54 PS 3 F2
378054515 | TNB | DISTRIBUTION | WP PUTRAJAYA & CYBERJAYA | Existing | 11 kV |  | RYB | VCBJ/PCE/J21542 | PE 21.54 PS 3 F2
378054516 | TNB | DISTRIBUTION | WP PUTRAJAYA & CYBERJAYA | Existing | 11 kV |  | RYB | VCBJ/PCE/J21542 | PE 21.54 PS 3 F2
378054520 | TNB | DISTRIBUTION | WP PUTRAJAYA & CYBERJAYA | Existing | 11 kV |  | RYB | VCBJ/PCE/J21542 | PE 21.54 PS 3 F2
378054523 | TNB | DISTRIBUTION | WP PUTRAJAYA & CYBERJAYA | Existing | 11 kV |  | RYB | VCBJ/PCE/J21542 | PE 21.54 PS 3 F2
378054524 | TNB | DISTRIBUTION | WP PUTRAJAYA & CYBERJAYA | Existing | 11 kV |  | RYB | VCBJ/PCE/J21542 | PE 21.54 PS 3 F2
378054653 | TNB | DISTRIBUTION | WP PUTRAJAYA & CYBERJAYA | Existing | 11 kV |  | RYB | VCBJ/PCE/J21401 | PE 21.40 STP 1
378054654 | TNB | DISTRIBUTION | WP PUTRAJAYA & CYBERJAYA | Existing | 11 kV |  | RYB | VCBJ/PCE/J21401 | PE 21.40 STP 1
378054659 | TNB | DISTRIBUTION | WP PUTRAJAYA & CYBERJAYA | Existing | 11 kV |  | RYB | VCBJ/PCE/J21401 | PE 21.40 STP 1
378054665 | TNB | DISTRIBUTION | WP PUTRAJAYA & CYBERJAYA | Existing | 11 kV |  | RYB | VCBJ/PCE/J21401 | PE 21.40 STP 1
378054666 | TNB | DISTRIBUTION | WP PUTRAJAYA & CYBERJAYA | Existing | 11 kV |  | RYB | VCBJ/PCE/J21401 | PE 21.40 STP 1
378054670 | TNB | DISTRIBUTION | WP PUTRAJAYA & CYBERJAYA | Existing | 11 kV |  | RYB | VCBJ/PCE/J21401 | PE 21.40 STP 1
378054673 | TNB | DISTRIBUTION | WP PUTRAJAYA & CYBERJAYA | Existing | 11 kV |  | RYB | VCBJ/PCE/J21401 | PE 21.40 STP 1
378054674 | TNB | DISTRIBUTION | WP PUTRAJAYA & CYBERJAYA | Existing | 11 kV |  | RYB | VCBJ/PCE/J21401 | PE 21.40 STP 1
378054689 | TNB | DISTRIBUTION | WP PUTRAJAYA & CYBERJAYA | Existing | 11 kV |  | RYB | VCBJ/PCE/J23161 | PE 23.16 MASJID CYBERJAYA
378054690 | TNB | DISTRIBUTION | WP PUTRAJAYA & CYBERJAYA | Existing | 11 kV |  | RYB | VCBJ/PCE/J23161 | PE 23.16 MASJID CYBERJAYA
378054691 | TNB | DISTRIBUTION | WP PUTRAJAYA & CYBERJAYA | Existing | 11 kV |  | RYB | VCBJ/PCE/J23161 | PE 23.16 MASJID CYBERJAYA
378054698 | TNB | DISTRIBUTION | WP PUTRAJAYA & CYBERJAYA | Existing | 11 kV |  | RYB | VCBJ/PCE/J23161 | PE 23.16 MASJID CYBERJAYA
378054701 | TNB | DISTRIBUTION | WP PUTRAJAYA & CYBERJAYA | Existing | 11 kV |  | RYB | VCBJ/PCE/J23161 | PE 23.16 MASJID CYBERJAYA
378054702 | TNB | DISTRIBUTION | WP PUTRAJAYA & CYBERJAYA | Existing | 11 kV |  | RYB | VCBJ/PCE/J23161 | PE 23.16 MASJID CYBERJAYA
378054703 | TNB | DISTRIBUTION | WP PUTRAJAYA & CYBERJAYA | Existing | 11 kV |  | RYB | VCBJ/PCE/J23161 | PE 23.16 MASJID CYBERJAYA
378054705 | TNB | DISTRIBUTION | WP PUTRAJAYA & CYBERJAYA | Existing | 11 kV |  | RYB | VCBJ/PCE/J23161 | PE 23.16 MASJID CYBERJAYA
378054706 | TNB | DISTRIBUTION | WP PUTRAJAYA & CYBERJAYA | Existing | 11 kV |  | RYB | VCBJ/PCE/J23161 | PE 23.16 MASJID CYBERJAYA
378054708 | TNB | DISTRIBUTION | WP PUTRAJAYA & CYBERJAYA | Existing | 11 kV |  | RYB | VCBJ/PCE/J23161 | PE 23.16 MASJID CYBERJAYA
378054716 | TNB | DISTRIBUTION | WP PUTRAJAYA & CYBERJAYA | Existing | 11 kV |  | RYB | VCBJ/PCE/J23161 | PE 23.16 MASJID CYBERJAYA
378054869 | TNB | DISTRIBUTION | WP PUTRAJAYA & CYBERJAYA | Existing | 11 kV |  | RYB | VCBJ/PCE/J21572 | PE 21.57 CLUB HOUSE F2
378054870 | TNB | DISTRIBUTION | WP PUTRAJAYA & CYBERJAYA | Existing | 11 kV |  | RYB | VCBJ/PCE/J21572 | PE 21.57 CLUB HOUSE F2
378054875 | TNB | DISTRIBUTION | WP PUTRAJAYA & CYBERJAYA | Existing | 11 kV |  | RYB | VCBJ/PCE/J21572 | PE 21.57 CLUB HOUSE F2
378054881 | TNB | DISTRIBUTION | WP PUTRAJAYA & CYBERJAYA | Existing | 11 kV |  | RYB | VCBJ/PCE/J21572 | PE 21.57 CLUB HOUSE F2
378054882 | TNB | DISTRIBUTION | WP PUTRAJAYA & CYBERJAYA | Existing | 11 kV |  | RYB | VCBJ/PCE/J21572 | PE 21.57 CLUB HOUSE F2
378054886 | TNB | DISTRIBUTION | WP PUTRAJAYA & CYBERJAYA | Existing | 11 kV |  | RYB | VCBJ/PCE/J21572 | PE 21.57 CLUB HOUSE F2
378054889 | TNB | DISTRIBUTION | WP PUTRAJAYA & CYBERJAYA | Existing | 11 kV |  | RYB | VCBJ/PCE/J21572 | PE 21.57 CLUB HOUSE F2
378054890 | TNB | DISTRIBUTION | WP PUTRAJAYA & CYBERJAYA | Existing | 11 kV |  | RYB | VCBJ/PCE/J21572 | PE 21.57 CLUB HOUSE F2
378054892 | TNB | DISTRIBUTION | WP PUTRAJAYA & CYBERJAYA | Existing | 11 kV |  | RYB | VCBJ/PCE/J21571 | PE 21.57 CLUB HOUSE F1
378054893 | TNB | DISTRIBUTION | WP PUTRAJAYA & CYBERJAYA | Existing | 11 kV |  | RYB | VCBJ/PCE/J21571 | PE 21.57 CLUB HOUSE F1
378054898 | TNB | DISTRIBUTION | WP PUTRAJAYA & CYBERJAYA | Existing | 11 kV |  | RYB | VCBJ/PCE/J21571 | PE 21.57 CLUB HOUSE F1
378054904 | TNB | DISTRIBUTION | WP PUTRAJAYA & CYBERJAYA | Existing | 11 kV |  | RYB | VCBJ/PCE/J21571 | PE 21.57 CLUB HOUSE F1
378054905 | TNB | DISTRIBUTION | WP PUTRAJAYA & CYBERJAYA | Existing | 11 kV |  | RYB | VCBJ/PCE/J21571 | PE 21.57 CLUB HOUSE F1
378054909 | TNB | DISTRIBUTION | WP PUTRAJAYA & CYBERJAYA | Existing | 11 kV |  | RYB | VCBJ/PCE/J21571 | PE 21.57 CLUB HOUSE F1
378054912 | TNB | DISTRIBUTION | WP PUTRAJAYA & CYBERJAYA | Existing | 11 kV |  | RYB | VCBJ/PCE/J21571 | PE 21.57 CLUB HOUSE F1
378054913 | TNB | DISTRIBUTION | WP PUTRAJAYA & CYBERJAYA | Existing | 11 kV |  | RYB | VCBJ/PCE/J21571 | PE 21.57 CLUB HOUSE F1
378055063 | TNB | DISTRIBUTION | WP PUTRAJAYA & CYBERJAYA | Existing | 11 kV |  | RYB | VCBJ/PCE/J21612 | PE 21.61 MPS F2
378055064 | TNB | DISTRIBUTION | WP PUTRAJAYA & CYBERJAYA | Existing | 11 kV |  | RYB | VCBJ/PCE/J21612 | PE 21.61 MPS F2
378055065 | TNB | DISTRIBUTION | WP PUTRAJAYA & CYBERJAYA | Existing | 11 kV |  | RYB | VCBJ/PCE/J21612 | PE 21.61 MPS F2
378055072 | TNB | DISTRIBUTION | WP PUTRAJAYA & CYBERJAYA | Existing | 11 kV |  | RYB | VCBJ/PCE/J21612 | PE 21.61 MPS F2
378055075 | TNB | DISTRIBUTION | WP PUTRAJAYA & CYBERJAYA | Existing | 11 kV |  | RYB | VCBJ/PCE/J21612 | PE 21.61 MPS F2
378055076 | TNB | DISTRIBUTION | WP PUTRAJAYA & CYBERJAYA | Existing | 11 kV |  | RYB | VCBJ/PCE/J21612 | PE 21.61 MPS F2
378055077 | TNB | DISTRIBUTION | WP PUTRAJAYA & CYBERJAYA | Existing | 11 kV |  | RYB | VCBJ/PCE/J21612 | PE 21.61 MPS F2
378055079 | TNB | DISTRIBUTION | WP PUTRAJAYA & CYBERJAYA | Existing | 11 kV |  | RYB | VCBJ/PCE/J21612 | PE 21.61 MPS F2
378055080 | TNB | DISTRIBUTION | WP PUTRAJAYA & CYBERJAYA | Existing | 11 kV |  | RYB | VCBJ/PCE/J21612 | PE 21.61 MPS F2
378055082 | TNB | DISTRIBUTION | WP PUTRAJAYA & CYBERJAYA | Existing | 11 kV |  | RYB | VCBJ/PCE/J21612 | PE 21.61 MPS F2
378055090 | TNB | DISTRIBUTION | WP PUTRAJAYA & CYBERJAYA | Existing | 11 kV |  | RYB | VCBJ/PCE/J21612 | PE 21.61 MPS F2
378055092 | TNB | DISTRIBUTION | WP PUTRAJAYA & CYBERJAYA | Existing | 11 kV |  | RYB | VCBJ/PCE/J21611 | PE 21.61 MPS F1
378055093 | TNB | DISTRIBUTION | WP PUTRAJAYA & CYBERJAYA | Existing | 11 kV |  | RYB | VCBJ/PCE/J21611 | PE 21.61 MPS F1
378055094 | TNB | DISTRIBUTION | WP PUTRAJAYA & CYBERJAYA | Existing | 11 kV |  | RYB | VCBJ/PCE/J21611 | PE 21.61 MPS F1
378055101 | TNB | DISTRIBUTION | WP PUTRAJAYA & CYBERJAYA | Existing | 11 kV |  | RYB | VCBJ/PCE/J21611 | PE 21.61 MPS F1
378055104 | TNB | DISTRIBUTION | WP PUTRAJAYA & CYBERJAYA | Existing | 11 kV |  | RYB | VCBJ/PCE/J21611 | PE 21.61 MPS F1
378055105 | TNB | DISTRIBUTION | WP PUTRAJAYA & CYBERJAYA | Existing | 11 kV |  | RYB | VCBJ/PCE/J21611 | PE 21.61 MPS F1
378055106 | TNB | DISTRIBUTION | WP PUTRAJAYA & CYBERJAYA | Existing | 11 kV |  | RYB | VCBJ/PCE/J21611 | PE 21.61 MPS F1
378055108 | TNB | DISTRIBUTION | WP PUTRAJAYA & CYBERJAYA | Existing | 11 kV |  | RYB | VCBJ/PCE/J21611 | PE 21.61 MPS F1
378055109 | TNB | DISTRIBUTION | WP PUTRAJAYA & CYBERJAYA | Existing | 11 kV |  | RYB | VCBJ/PCE/J21611 | PE 21.61 MPS F1
378055111 | TNB | DISTRIBUTION | WP PUTRAJAYA & CYBERJAYA | Existing | 11 kV |  | RYB | VCBJ/PCE/J21611 | PE 21.61 MPS F1
378055119 | TNB | DISTRIBUTION | WP PUTRAJAYA & CYBERJAYA | Existing | 11 kV |  | RYB | VCBJ/PCE/J21611 | PE 21.61 MPS F1
378055361 | TNB | DISTRIBUTION | WP PUTRAJAYA & CYBERJAYA | Existing | 11 kV |  | RYB | VCBJ/PCE/J21411 | PE 21.41 TMN.CYBER
378055362 | TNB | DISTRIBUTION | WP PUTRAJAYA & CYBERJAYA | Existing | 11 kV |  | RYB | VCBJ/PCE/J21411 | PE 21.41 TMN.CYBER
378055367 | TNB | DISTRIBUTION | WP PUTRAJAYA & CYBERJAYA | Existing | 11 kV |  | RYB | VCBJ/PCE/J21411 | PE 21.41 TMN.CYBER
378055373 | TNB | DISTRIBUTION | WP PUTRAJAYA & CYBERJAYA | Existing | 11 kV |  | RYB | VCBJ/PCE/J21411 | PE 21.41 TMN.CYBER
378055374 | TNB | DISTRIBUTION | WP PUTRAJAYA & CYBERJAYA | Existing | 11 kV |  | RYB | VCBJ/PCE/J21411 | PE 21.41 TMN.CYBER
378055378 | TNB | DISTRIBUTION | WP PUTRAJAYA & CYBERJAYA | Existing | 11 kV |  | RYB | VCBJ/PCE/J21411 | PE 21.41 TMN.CYBER
378055381 | TNB | DISTRIBUTION | WP PUTRAJAYA & CYBERJAYA | Existing | 11 kV |  | RYB | VCBJ/PCE/J21411 | PE 21.41 TMN.CYBER
378055382 | TNB | DISTRIBUTION | WP PUTRAJAYA & CYBERJAYA | Existing | 11 kV |  | RYB | VCBJ/PCE/J21411 | PE 21.41 TMN.CYBER
378055444 | TNB | DISTRIBUTION | WP PUTRAJAYA & CYBERJAYA | Existing | 11 kV |  | RYB | VCBJ/PCE/J00118 | PE 25.26 SETIA VILLA 6
378055445 | TNB | DISTRIBUTION | WP PUTRAJAYA & CYBERJAYA | Existing | 11 kV |  | RYB | VCBJ/PCE/J00118 | PE 25.26 SETIA VILLA 6
378055450 | TNB | DISTRIBUTION | WP PUTRAJAYA & CYBERJAYA | Existing | 11 kV |  | RYB | VCBJ/PCE/J00118 | PE 25.26 SETIA VILLA 6
378055456 | TNB | DISTRIBUTION | WP PUTRAJAYA & CYBERJAYA | Existing | 11 kV |  | RYB | VCBJ/PCE/J00118 | PE 25.26 SETIA VILLA 6
378055457 | TNB | DISTRIBUTION | WP PUTRAJAYA & CYBERJAYA | Existing | 11 kV |  | RYB | VCBJ/PCE/J00118 | PE 25.26 SETIA VILLA 6
378055461 | TNB | DISTRIBUTION | WP PUTRAJAYA & CYBERJAYA | Existing | 11 kV |  | RYB | VCBJ/PCE/J00118 | PE 25.26 SETIA VILLA 6
378055464 | TNB | DISTRIBUTION | WP PUTRAJAYA & CYBERJAYA | Existing | 11 kV |  | RYB | VCBJ/PCE/J00118 | PE 25.26 SETIA VILLA 6
378055465 | TNB | DISTRIBUTION | WP PUTRAJAYA & CYBERJAYA | Existing | 11 kV |  | RYB | VCBJ/PCE/J00118 | PE 25.26 SETIA VILLA 6
378055544 | TNB | DISTRIBUTION | WP PUTRAJAYA & CYBERJAYA | Existing | 11 kV |  | RYB | VCBJ/PCE/J00117 | PE 25.25 SETIA VILLA 5
378055545 | TNB | DISTRIBUTION | WP PUTRAJAYA & CYBERJAYA | Existing | 11 kV |  | RYB | VCBJ/PCE/J00117 | PE 25.25 SETIA VILLA 5
378055550 | TNB | DISTRIBUTION | WP PUTRAJAYA & CYBERJAYA | Existing | 11 kV |  | RYB | VCBJ/PCE/J00117 | PE 25.25 SETIA VILLA 5
378055556 | TNB | DISTRIBUTION | WP PUTRAJAYA & CYBERJAYA | Existing | 11 kV |  | RYB | VCBJ/PCE/J00117 | PE 25.25 SETIA VILLA 5
378055557 | TNB | DISTRIBUTION | WP PUTRAJAYA & CYBERJAYA | Existing | 11 kV |  | RYB | VCBJ/PCE/J00117 | PE 25.25 SETIA VILLA 5
378055561 | TNB | DISTRIBUTION | WP PUTRAJAYA & CYBERJAYA | Existing | 11 kV |  | RYB | VCBJ/PCE/J00117 | PE 25.25 SETIA VILLA 5
378055564 | TNB | DISTRIBUTION | WP PUTRAJAYA & CYBERJAYA | Existing | 11 kV |  | RYB | VCBJ/PCE/J00117 | PE 25.25 SETIA VILLA 5
378055565 | TNB | DISTRIBUTION | WP PUTRAJAYA & CYBERJAYA | Existing | 11 kV |  | RYB | VCBJ/PCE/J00117 | PE 25.25 SETIA VILLA 5
378055648 | TNB | DISTRIBUTION | WP PUTRAJAYA & CYBERJAYA | Existing | 11 kV |  | RYB | VCBJ/PCE/J00116 | PE 25.24 SETIA VILLA 4
378055649 | TNB | DISTRIBUTION | WP PUTRAJAYA & CYBERJAYA | Existing | 11 kV |  | RYB | VCBJ/PCE/J00116 | PE 25.24 SETIA VILLA 4
378055654 | TNB | DISTRIBUTION | WP PUTRAJAYA & CYBERJAYA | Existing | 11 kV |  | RYB | VCBJ/PCE/J00116 | PE 25.24 SETIA VILLA 4
378055660 | TNB | DISTRIBUTION | WP PUTRAJAYA & CYBERJAYA | Existing | 11 kV |  | RYB | VCBJ/PCE/J00116 | PE 25.24 SETIA VILLA 4
378055661 | TNB | DISTRIBUTION | WP PUTRAJAYA & CYBERJAYA | Existing | 11 kV |  | RYB | VCBJ/PCE/J00116 | PE 25.24 SETIA VILLA 4
378055665 | TNB | DISTRIBUTION | WP PUTRAJAYA & CYBERJAYA | Existing | 11 kV |  | RYB | VCBJ/PCE/J00116 | PE 25.24 SETIA VILLA 4
378055668 | TNB | DISTRIBUTION | WP PUTRAJAYA & CYBERJAYA | Existing | 11 kV |  | RYB | VCBJ/PCE/J00116 | PE 25.24 SETIA VILLA 4
378055669 | TNB | DISTRIBUTION | WP PUTRAJAYA & CYBERJAYA | Existing | 11 kV |  | RYB | VCBJ/PCE/J00116 | PE 25.24 SETIA VILLA 4
378055748 | TNB | DISTRIBUTION | WP PUTRAJAYA & CYBERJAYA | Existing | 11 kV |  | RYB | VCBJ/PCE/J00112 | PE 25.19 SETIA VILLA 3
378055749 | TNB | DISTRIBUTION | WP PUTRAJAYA & CYBERJAYA | Existing | 11 kV |  | RYB | VCBJ/PCE/J00112 | PE 25.19 SETIA VILLA 3
378055754 | TNB | DISTRIBUTION | WP PUTRAJAYA & CYBERJAYA | Existing | 11 kV |  | RYB | VCBJ/PCE/J00112 | PE 25.19 SETIA VILLA 3
378055760 | TNB | DISTRIBUTION | WP PUTRAJAYA & CYBERJAYA | Existing | 11 kV |  | RYB | VCBJ/PCE/J00112 | PE 25.19 SETIA VILLA 3
378055761 | TNB | DISTRIBUTION | WP PUTRAJAYA & CYBERJAYA | Existing | 11 kV |  | RYB | VCBJ/PCE/J00112 | PE 25.19 SETIA VILLA 3
378055765 | TNB | DISTRIBUTION | WP PUTRAJAYA & CYBERJAYA | Existing | 11 kV |  | RYB | VCBJ/PCE/J00112 | PE 25.19 SETIA VILLA 3
378055768 | TNB | DISTRIBUTION | WP PUTRAJAYA & CYBERJAYA | Existing | 11 kV |  | RYB | VCBJ/PCE/J00112 | PE 25.19 SETIA VILLA 3
378055769 | TNB | DISTRIBUTION | WP PUTRAJAYA & CYBERJAYA | Existing | 11 kV |  | RYB | VCBJ/PCE/J00112 | PE 25.19 SETIA VILLA 3
378055847 | TNB | DISTRIBUTION | WP PUTRAJAYA & CYBERJAYA | Existing | 11 kV |  | RYB | VCBJ/PCE/J00110 | PE 25.18 SETIA VILLA 2
378055848 | TNB | DISTRIBUTION | WP PUTRAJAYA & CYBERJAYA | Existing | 11 kV |  | RYB | VCBJ/PCE/J00110 | PE 25.18 SETIA VILLA 2
378055853 | TNB | DISTRIBUTION | WP PUTRAJAYA & CYBERJAYA | Existing | 11 kV |  | RYB | VCBJ/PCE/J00110 | PE 25.18 SETIA VILLA 2
378055859 | TNB | DISTRIBUTION | WP PUTRAJAYA & CYBERJAYA | Existing | 11 kV |  | RYB | VCBJ/PCE/J00110 | PE 25.18 SETIA VILLA 2
378055860 | TNB | DISTRIBUTION | WP PUTRAJAYA & CYBERJAYA | Existing | 11 kV |  | RYB | VCBJ/PCE/J00110 | PE 25.18 SETIA VILLA 2
378055864 | TNB | DISTRIBUTION | WP PUTRAJAYA & CYBERJAYA | Existing | 11 kV |  | RYB | VCBJ/PCE/J00110 | PE 25.18 SETIA VILLA 2
378055867 | TNB | DISTRIBUTION | WP PUTRAJAYA & CYBERJAYA | Existing | 11 kV |  | RYB | VCBJ/PCE/J00110 | PE 25.18 SETIA VILLA 2
378055868 | TNB | DISTRIBUTION | WP PUTRAJAYA & CYBERJAYA | Existing | 11 kV |  | RYB | VCBJ/PCE/J00110 | PE 25.18 SETIA VILLA 2
378055952 | TNB | DISTRIBUTION | WP PUTRAJAYA & CYBERJAYA | Existing | 11 kV |  | RYB | VCBJ/PCE/J00109 | PE 25.17 SETIA VILLA 1
378055953 | TNB | DISTRIBUTION | WP PUTRAJAYA & CYBERJAYA | Existing | 11 kV |  | RYB | VCBJ/PCE/J00109 | PE 25.17 SETIA VILLA 1
378055958 | TNB | DISTRIBUTION | WP PUTRAJAYA & CYBERJAYA | Existing | 11 kV |  | RYB | VCBJ/PCE/J00109 | PE 25.17 SETIA VILLA 1
378055964 | TNB | DISTRIBUTION | WP PUTRAJAYA & CYBERJAYA | Existing | 11 kV |  | RYB | VCBJ/PCE/J00109 | PE 25.17 SETIA VILLA 1
378055965 | TNB | DISTRIBUTION | WP PUTRAJAYA & CYBERJAYA | Existing | 11 kV |  | RYB | VCBJ/PCE/J00109 | PE 25.17 SETIA VILLA 1
378055969 | TNB | DISTRIBUTION | WP PUTRAJAYA & CYBERJAYA | Existing | 11 kV |  | RYB | VCBJ/PCE/J00109 | PE 25.17 SETIA VILLA 1
378055972 | TNB | DISTRIBUTION | WP PUTRAJAYA & CYBERJAYA | Existing | 11 kV |  | RYB | VCBJ/PCE/J00109 | PE 25.17 SETIA VILLA 1
378055973 | TNB | DISTRIBUTION | WP PUTRAJAYA & CYBERJAYA | Existing | 11 kV |  | RYB | VCBJ/PCE/J00109 | PE 25.17 SETIA VILLA 1
378056048 | TNB | DISTRIBUTION | WP PUTRAJAYA & CYBERJAYA | Existing | 11 kV |  | RYB | VCBJ/PCE/J25221 | PE 25.22 SETIA MARINA 3
378056049 | TNB | DISTRIBUTION | WP PUTRAJAYA & CYBERJAYA | Existing | 11 kV |  | RYB | VCBJ/PCE/J25221 | PE 25.22 SETIA MARINA 3
378056054 | TNB | DISTRIBUTION | WP PUTRAJAYA & CYBERJAYA | Existing | 11 kV |  | RYB | VCBJ/PCE/J25221 | PE 25.22 SETIA MARINA 3
378056060 | TNB | DISTRIBUTION | WP PUTRAJAYA & CYBERJAYA | Existing | 11 kV |  | RYB | VCBJ/PCE/J25221 | PE 25.22 SETIA MARINA 3
378056061 | TNB | DISTRIBUTION | WP PUTRAJAYA & CYBERJAYA | Existing | 11 kV |  | RYB | VCBJ/PCE/J25221 | PE 25.22 SETIA MARINA 3
378056065 | TNB | DISTRIBUTION | WP PUTRAJAYA & CYBERJAYA | Existing | 11 kV |  | RYB | VCBJ/PCE/J25221 | PE 25.22 SETIA MARINA 3
378056068 | TNB | DISTRIBUTION | WP PUTRAJAYA & CYBERJAYA | Existing | 11 kV |  | RYB | VCBJ/PCE/J25221 | PE 25.22 SETIA MARINA 3
378056069 | TNB | DISTRIBUTION | WP PUTRAJAYA & CYBERJAYA | Existing | 11 kV |  | RYB | VCBJ/PCE/J25221 | PE 25.22 SETIA MARINA 3
378056148 | TNB | DISTRIBUTION | WP PUTRAJAYA & CYBERJAYA | Existing | 11 kV |  | RYB | VCBJ/PCE/J25211 | PE 25.21 SETIA MARINA 2
378056149 | TNB | DISTRIBUTION | WP PUTRAJAYA & CYBERJAYA | Existing | 11 kV |  | RYB | VCBJ/PCE/J25211 | PE 25.21 SETIA MARINA 2
378056154 | TNB | DISTRIBUTION | WP PUTRAJAYA & CYBERJAYA | Existing | 11 kV |  | RYB | VCBJ/PCE/J25211 | PE 25.21 SETIA MARINA 2
378056160 | TNB | DISTRIBUTION | WP PUTRAJAYA & CYBERJAYA | Existing | 11 kV |  | RYB | VCBJ/PCE/J25211 | PE 25.21 SETIA MARINA 2
378056161 | TNB | DISTRIBUTION | WP PUTRAJAYA & CYBERJAYA | Existing | 11 kV |  | RYB | VCBJ/PCE/J25211 | PE 25.21 SETIA MARINA 2
378056165 | TNB | DISTRIBUTION | WP PUTRAJAYA & CYBERJAYA | Existing | 11 kV |  | RYB | VCBJ/PCE/J25211 | PE 25.21 SETIA MARINA 2
378056168 | TNB | DISTRIBUTION | WP PUTRAJAYA & CYBERJAYA | Existing | 11 kV |  | RYB | VCBJ/PCE/J25211 | PE 25.21 SETIA MARINA 2
378056169 | TNB | DISTRIBUTION | WP PUTRAJAYA & CYBERJAYA | Existing | 11 kV |  | RYB | VCBJ/PCE/J25211 | PE 25.21 SETIA MARINA 2
378056253 | TNB | DISTRIBUTION | WP PUTRAJAYA & CYBERJAYA | Existing | 11 kV |  | RYB | VCBJ/PCE/J25201 | PE 25.20 SETIA MARINA 1
378056254 | TNB | DISTRIBUTION | WP PUTRAJAYA & CYBERJAYA | Existing | 11 kV |  | RYB | VCBJ/PCE/J25201 | PE 25.20 SETIA MARINA 1
378056259 | TNB | DISTRIBUTION | WP PUTRAJAYA & CYBERJAYA | Existing | 11 kV |  | RYB | VCBJ/PCE/J25201 | PE 25.20 SETIA MARINA 1
378056265 | TNB | DISTRIBUTION | WP PUTRAJAYA & CYBERJAYA | Existing | 11 kV |  | RYB | VCBJ/PCE/J25201 | PE 25.20 SETIA MARINA 1
378056266 | TNB | DISTRIBUTION | WP PUTRAJAYA & CYBERJAYA | Existing | 11 kV |  | RYB | VCBJ/PCE/J25201 | PE 25.20 SETIA MARINA 1
378056270 | TNB | DISTRIBUTION | WP PUTRAJAYA & CYBERJAYA | Existing | 11 kV |  | RYB | VCBJ/PCE/J25201 | PE 25.20 SETIA MARINA 1
378056273 | TNB | DISTRIBUTION | WP PUTRAJAYA & CYBERJAYA | Existing | 11 kV |  | RYB | VCBJ/PCE/J25201 | PE 25.20 SETIA MARINA 1
378056274 | TNB | DISTRIBUTION | WP PUTRAJAYA & CYBERJAYA | Existing | 11 kV |  | RYB | VCBJ/PCE/J25201 | PE 25.20 SETIA MARINA 1
378056353 | TNB | DISTRIBUTION | WP PUTRAJAYA & CYBERJAYA | Existing | 11 kV |  | RYB | VCBJ/PCE/J23241 | SS 23.24 SOLTICE
378056357 | TNB | DISTRIBUTION | WP PUTRAJAYA & CYBERJAYA | Existing | 11 kV |  | RYB | VCBJ/PCE/J23241 | SS 23.24 SOLTICE
378056360 | TNB | DISTRIBUTION | WP PUTRAJAYA & CYBERJAYA | Existing | 11 kV |  | RYB | VCBJ/PCE/J23241 | SS 23.24 SOLTICE
378056361 | TNB | DISTRIBUTION | WP PUTRAJAYA & CYBERJAYA | Existing | 11 kV |  | RYB | VCBJ/PCE/J23241 | SS 23.24 SOLTICE
378056363 | TNB | DISTRIBUTION | WP PUTRAJAYA & CYBERJAYA | Existing | 11 kV |  | RYB | VCBJ/PCE/J23241 | SS 23.24 SOLTICE
378056365 | TNB | DISTRIBUTION | WP PUTRAJAYA & CYBERJAYA | Existing | 11 kV |  | RYB | VCBJ/PCE/J23241 | SS 23.24 SOLTICE
378056371 | TNB | DISTRIBUTION | WP PUTRAJAYA & CYBERJAYA | Existing | 11 kV |  | RYB | VCBJ/PCE/J23241 | SS 23.24 SOLTICE
378056372 | TNB | DISTRIBUTION | WP PUTRAJAYA & CYBERJAYA | Existing | 11 kV |  | RYB | VCBJ/PCE/J23241 | SS 23.24 SOLTICE
378056373 | TNB | DISTRIBUTION | WP PUTRAJAYA & CYBERJAYA | Existing | 11 kV |  | RYB | VCBJ/PCE/J23241 | SS 23.24 SOLTICE
378056376 | TNB | DISTRIBUTION | WP PUTRAJAYA & CYBERJAYA | Existing | 11 kV |  | RYB | VCBJ/PCE/J23241 | SS 23.24 SOLTICE
378056379 | TNB | DISTRIBUTION | WP PUTRAJAYA & CYBERJAYA | Existing | 11 kV |  | RYB | VCBJ/PCE/J23241 | SS 23.24 SOLTICE
378056387 | TNB | DISTRIBUTION | WP PUTRAJAYA & CYBERJAYA | Existing | 11 kV |  | RYB | VCBJ/PCE/J23241 | SS 23.24 SOLTICE
378056429 | TNB | DISTRIBUTION | WP PUTRAJAYA & CYBERJAYA | Existing | 11 kV |  | RYB | VCBJ/PCE/J23171 | PE 23.17 TEMP SERI MUTIARA
378056430 | TNB | DISTRIBUTION | WP PUTRAJAYA & CYBERJAYA | Existing | 11 kV |  | RYB | VCBJ/PCE/J23171 | PE 23.17 TEMP SERI MUTIARA
378056435 | TNB | DISTRIBUTION | WP PUTRAJAYA & CYBERJAYA | Existing | 11 kV |  | RYB | VCBJ/PCE/J23171 | PE 23.17 TEMP SERI MUTIARA
378056441 | TNB | DISTRIBUTION | WP PUTRAJAYA & CYBERJAYA | Existing | 11 kV |  | RYB | VCBJ/PCE/J23171 | PE 23.17 TEMP SERI MUTIARA
378056442 | TNB | DISTRIBUTION | WP PUTRAJAYA & CYBERJAYA | Existing | 11 kV |  | RYB | VCBJ/PCE/J23171 | PE 23.17 TEMP SERI MUTIARA
378056446 | TNB | DISTRIBUTION | WP PUTRAJAYA & CYBERJAYA | Existing | 11 kV |  | RYB | VCBJ/PCE/J23171 | PE 23.17 TEMP SERI MUTIARA
378056449 | TNB | DISTRIBUTION | WP PUTRAJAYA & CYBERJAYA | Existing | 11 kV |  | RYB | VCBJ/PCE/J23171 | PE 23.17 TEMP SERI MUTIARA
378056450 | TNB | DISTRIBUTION | WP PUTRAJAYA & CYBERJAYA | Existing | 11 kV |  | RYB | VCBJ/PCE/J23171 | PE 23.17 TEMP SERI MUTIARA
378056531 | TNB | DISTRIBUTION | WP PUTRAJAYA & CYBERJAYA | Existing | 11 kV |  | RYB | VCBJ/PCE/J00108 | SS 23.25 MUTIARA VILLE 4
378056535 | TNB | DISTRIBUTION | WP PUTRAJAYA & CYBERJAYA | Existing | 11 kV |  | RYB | VCBJ/PCE/J00108 | SS 23.25 MUTIARA VILLE 4
378056538 | TNB | DISTRIBUTION | WP PUTRAJAYA & CYBERJAYA | Existing | 11 kV |  | RYB | VCBJ/PCE/J00108 | SS 23.25 MUTIARA VILLE 4
378056539 | TNB | DISTRIBUTION | WP PUTRAJAYA & CYBERJAYA | Existing | 11 kV |  | RYB | VCBJ/PCE/J00108 | SS 23.25 MUTIARA VILLE 4
378056541 | TNB | DISTRIBUTION | WP PUTRAJAYA & CYBERJAYA | Existing | 11 kV |  | RYB | VCBJ/PCE/J00108 | SS 23.25 MUTIARA VILLE 4
378056543 | TNB | DISTRIBUTION | WP PUTRAJAYA & CYBERJAYA | Existing | 11 kV |  | RYB | VCBJ/PCE/J00108 | SS 23.25 MUTIARA VILLE 4
378056546 | TNB | DISTRIBUTION | WP PUTRAJAYA & CYBERJAYA | Existing | 11 kV |  | RYB | VCBJ/PCE/J00108 | SS 23.25 MUTIARA VILLE 4
378056549 | TNB | DISTRIBUTION | WP PUTRAJAYA & CYBERJAYA | Existing | 11 kV |  | RYB | VCBJ/PCE/J00108 | SS 23.25 MUTIARA VILLE 4
378056550 | TNB | DISTRIBUTION | WP PUTRAJAYA & CYBERJAYA | Existing | 11 kV |  | RYB | VCBJ/PCE/J00108 | SS 23.25 MUTIARA VILLE 4
378056551 | TNB | DISTRIBUTION | WP PUTRAJAYA & CYBERJAYA | Existing | 11 kV |  | RYB | VCBJ/PCE/J00108 | SS 23.25 MUTIARA VILLE 4
378056554 | TNB | DISTRIBUTION | WP PUTRAJAYA & CYBERJAYA | Existing | 11 kV |  | RYB | VCBJ/PCE/J00108 | SS 23.25 MUTIARA VILLE 4
378056557 | TNB | DISTRIBUTION | WP PUTRAJAYA & CYBERJAYA | Existing | 11 kV |  | RYB | VCBJ/PCE/J00108 | SS 23.25 MUTIARA VILLE 4
378056565 | TNB | DISTRIBUTION | WP PUTRAJAYA & CYBERJAYA | Existing | 11 kV |  | RYB | VCBJ/PCE/J00108 | SS 23.25 MUTIARA VILLE 4
378056579 | TNB | DISTRIBUTION | WP PUTRAJAYA & CYBERJAYA | Existing | 11 kV |  | RYB | VCBJ/PCE/J23151 | SS 23.15 MUTIARA VILLE 3 F1
378056582 | TNB | DISTRIBUTION | WP PUTRAJAYA & CYBERJAYA | Existing | 11 kV |  | RYB | VCBJ/PCE/J23151 | SS 23.15 MUTIARA VILLE 3 F1
378056585 | TNB | DISTRIBUTION | WP PUTRAJAYA & CYBERJAYA | Existing | 11 kV |  | RYB | VCBJ/PCE/J23151 | SS 23.15 MUTIARA VILLE 3 F1
378056586 | TNB | DISTRIBUTION | WP PUTRAJAYA & CYBERJAYA | Existing | 11 kV |  | RYB | VCBJ/PCE/J23151 | SS 23.15 MUTIARA VILLE 3 F1
378056592 | TNB | DISTRIBUTION | WP PUTRAJAYA & CYBERJAYA | Existing | 11 kV |  | RYB | VCBJ/PCE/J23151 | SS 23.15 MUTIARA VILLE 3 F1
378056599 | TNB | DISTRIBUTION | WP PUTRAJAYA & CYBERJAYA | Existing | 11 kV |  | RYB | VCBJ/PCE/J23151 | SS 23.15 MUTIARA VILLE 3 F1
378056616 | TNB | DISTRIBUTION | WP PUTRAJAYA & CYBERJAYA | Existing | 11 kV |  | RYB | VCBJ/PCE/J23151 | SS 23.15 MUTIARA VILLE 3 F1
378056618 | TNB | DISTRIBUTION | WP PUTRAJAYA & CYBERJAYA | Existing | 11 kV |  | RYB | VCBJ/PCE/J23151 | SS 23.15 MUTIARA VILLE 3 F1
378056620 | TNB | DISTRIBUTION | WP PUTRAJAYA & CYBERJAYA | Existing | 11 kV |  | RYB | VCBJ/PCE/J23151 | SS 23.15 MUTIARA VILLE 3 F1
378056625 | TNB | DISTRIBUTION | WP PUTRAJAYA & CYBERJAYA | Existing | 11 kV |  | RYB | VCBJ/PCE/J23151 | SS 23.15 MUTIARA VILLE 3 F1
378056627 | TNB | DISTRIBUTION | WP PUTRAJAYA & CYBERJAYA | Existing | 11 kV |  | RYB | VCBJ/PCE/J23151 | SS 23.15 MUTIARA VILLE 3 F1
378056632 | TNB | DISTRIBUTION | WP PUTRAJAYA & CYBERJAYA | Existing | 11 kV |  | RYB | VCBJ/PCE/J23151 | SS 23.15 MUTIARA VILLE 3 F1
378056652 | TNB | DISTRIBUTION | WP PUTRAJAYA & CYBERJAYA | Existing | 11 kV |  | RYB | VPTJ/PCE/J02081 | PE 2.08 TMN WAWASAN (F1)
378056653 | TNB | DISTRIBUTION | WP PUTRAJAYA & CYBERJAYA | Existing | 11 kV |  | RYB | VPTJ/PCE/J02081 | PE 2.08 TMN WAWASAN (F1)
378056665 | TNB | DISTRIBUTION | WP PUTRAJAYA & CYBERJAYA | Existing | 11 kV |  | RYB | VPTJ/PCE/J02081 | PE 2.08 TMN WAWASAN (F1)
378056666 | TNB | DISTRIBUTION | WP PUTRAJAYA & CYBERJAYA | Existing | 11 kV |  | RYB | VPTJ/PCE/J02081 | PE 2.08 TMN WAWASAN (F1)
378056668 | TNB | DISTRIBUTION | WP PUTRAJAYA & CYBERJAYA | Existing | 11 kV |  | RYB | VPTJ/PCE/J02081 | PE 2.08 TMN WAWASAN (F1)
378056669 | TNB | DISTRIBUTION | WP PUTRAJAYA & CYBERJAYA | Existing | 11 kV |  | RYB | VPTJ/PCE/J02081 | PE 2.08 TMN WAWASAN (F1)
378056670 | TNB | DISTRIBUTION | WP PUTRAJAYA & CYBERJAYA | Existing | 11 kV |  | RYB | VPTJ/PCE/J02081 | PE 2.08 TMN WAWASAN (F1)
378056672 | TNB | DISTRIBUTION | WP PUTRAJAYA & CYBERJAYA | Existing | 11 kV |  | RYB | VPTJ/PCE/J02081 | PE 2.08 TMN WAWASAN (F1)
378056673 | TNB | DISTRIBUTION | WP PUTRAJAYA & CYBERJAYA | Existing | 11 kV |  | RYB | VPTJ/PCE/J02081 | PE 2.08 TMN WAWASAN (F1)
378056675 | TNB | DISTRIBUTION | WP PUTRAJAYA & CYBERJAYA | Existing | 11 kV |  | RYB | VPTJ/PCE/J02081 | PE 2.08 TMN WAWASAN (F1)
378056682 | TNB | DISTRIBUTION | WP PUTRAJAYA & CYBERJAYA | Existing | 11 kV |  | RYB | VPTJ/PCE/J02081 | PE 2.08 TMN WAWASAN (F1)
378056792 | TNB | DISTRIBUTION | WP PUTRAJAYA & CYBERJAYA | Existing | 11 kV |  | RYB | VPTJ/PCE/J02082 | PE 2.08 TMN WAWASAN (F2)
378056793 | TNB | DISTRIBUTION | WP PUTRAJAYA & CYBERJAYA | Existing | 11 kV |  | RYB | VPTJ/PCE/J02082 | PE 2.08 TMN WAWASAN (F2)
378056805 | TNB | DISTRIBUTION | WP PUTRAJAYA & CYBERJAYA | Existing | 11 kV |  | RYB | VPTJ/PCE/J02082 | PE 2.08 TMN WAWASAN (F2)
378056806 | TNB | DISTRIBUTION | WP PUTRAJAYA & CYBERJAYA | Existing | 11 kV |  | RYB | VPTJ/PCE/J02082 | PE 2.08 TMN WAWASAN (F2)
378056808 | TNB | DISTRIBUTION | WP PUTRAJAYA & CYBERJAYA | Existing | 11 kV |  | RYB | VPTJ/PCE/J02082 | PE 2.08 TMN WAWASAN (F2)
378056809 | TNB | DISTRIBUTION | WP PUTRAJAYA & CYBERJAYA | Existing | 11 kV |  | RYB | VPTJ/PCE/J02082 | PE 2.08 TMN WAWASAN (F2)
378056810 | TNB | DISTRIBUTION | WP PUTRAJAYA & CYBERJAYA | Existing | 11 kV |  | RYB | VPTJ/PCE/J02082 | PE 2.08 TMN WAWASAN (F2)
378056812 | TNB | DISTRIBUTION | WP PUTRAJAYA & CYBERJAYA | Existing | 11 kV |  | RYB | VPTJ/PCE/J02082 | PE 2.08 TMN WAWASAN (F2)
378056813 | TNB | DISTRIBUTION | WP PUTRAJAYA & CYBERJAYA | Existing | 11 kV |  | RYB | VPTJ/PCE/J02082 | PE 2.08 TMN WAWASAN (F2)
378056815 | TNB | DISTRIBUTION | WP PUTRAJAYA & CYBERJAYA | Existing | 11 kV |  | RYB | VPTJ/PCE/J02082 | PE 2.08 TMN WAWASAN (F2)
378056822 | TNB | DISTRIBUTION | WP PUTRAJAYA & CYBERJAYA | Existing | 11 kV |  | RYB | VPTJ/PCE/J02082 | PE 2.08 TMN WAWASAN (F2)
378056899 | TNB | DISTRIBUTION | WP PUTRAJAYA & CYBERJAYA | Existing | 11 kV |  | RYB | VPTJ/PCE/J02071 | PE 2.07 INSIDE PPU 18 (F1)
378056900 | TNB | DISTRIBUTION | WP PUTRAJAYA & CYBERJAYA | Existing | 11 kV |  | RYB | VPTJ/PCE/J02071 | PE 2.07 INSIDE PPU 18 (F1)
378056905 | TNB | DISTRIBUTION | WP PUTRAJAYA & CYBERJAYA | Existing | 11 kV |  | RYB | VPTJ/PCE/J02071 | PE 2.07 INSIDE PPU 18 (F1)
378056911 | TNB | DISTRIBUTION | WP PUTRAJAYA & CYBERJAYA | Existing | 11 kV |  | RYB | VPTJ/PCE/J02071 | PE 2.07 INSIDE PPU 18 (F1)
378056912 | TNB | DISTRIBUTION | WP PUTRAJAYA & CYBERJAYA | Existing | 11 kV |  | RYB | VPTJ/PCE/J02071 | PE 2.07 INSIDE PPU 18 (F1)
378056916 | TNB | DISTRIBUTION | WP PUTRAJAYA & CYBERJAYA | Existing | 11 kV |  | RYB | VPTJ/PCE/J02071 | PE 2.07 INSIDE PPU 18 (F1)
378056919 | TNB | DISTRIBUTION | WP PUTRAJAYA & CYBERJAYA | Existing | 11 kV |  | RYB | VPTJ/PCE/J02071 | PE 2.07 INSIDE PPU 18 (F1)
378056920 | TNB | DISTRIBUTION | WP PUTRAJAYA & CYBERJAYA | Existing | 11 kV |  | RYB | VPTJ/PCE/J02071 | PE 2.07 INSIDE PPU 18 (F1)
378057004 | TNB | DISTRIBUTION | WP PUTRAJAYA & CYBERJAYA | Existing | 11 kV |  | RYB | VPTJ/PCE/J02072 | PE 2.07 INSIDE PPU 18 (F2)
378057005 | TNB | DISTRIBUTION | WP PUTRAJAYA & CYBERJAYA | Existing | 11 kV |  | RYB | VPTJ/PCE/J02072 | PE 2.07 INSIDE PPU 18 (F2)
378057010 | TNB | DISTRIBUTION | WP PUTRAJAYA & CYBERJAYA | Existing | 11 kV |  | RYB | VPTJ/PCE/J02072 | PE 2.07 INSIDE PPU 18 (F2)
378057016 | TNB | DISTRIBUTION | WP PUTRAJAYA & CYBERJAYA | Existing | 11 kV |  | RYB | VPTJ/PCE/J02072 | PE 2.07 INSIDE PPU 18 (F2)
378057017 | TNB | DISTRIBUTION | WP PUTRAJAYA & CYBERJAYA | Existing | 11 kV |  | RYB | VPTJ/PCE/J02072 | PE 2.07 INSIDE PPU 18 (F2)
378057021 | TNB | DISTRIBUTION | WP PUTRAJAYA & CYBERJAYA | Existing | 11 kV |  | RYB | VPTJ/PCE/J02072 | PE 2.07 INSIDE PPU 18 (F2)
378057024 | TNB | DISTRIBUTION | WP PUTRAJAYA & CYBERJAYA | Existing | 11 kV |  | RYB | VPTJ/PCE/J02072 | PE 2.07 INSIDE PPU 18 (F2)
378057025 | TNB | DISTRIBUTION | WP PUTRAJAYA & CYBERJAYA | Existing | 11 kV |  | RYB | VPTJ/PCE/J02072 | PE 2.07 INSIDE PPU 18 (F2)
378057173 | TNB | DISTRIBUTION | WP PUTRAJAYA & CYBERJAYA | Existing | 11 kV |  | RYB | VPTJ/PCE/J02062 | PE 2.06 PS 15 (F2)
378057174 | TNB | DISTRIBUTION | WP PUTRAJAYA & CYBERJAYA | Existing | 11 kV |  | RYB | VPTJ/PCE/J02062 | PE 2.06 PS 15 (F2)
378057179 | TNB | DISTRIBUTION | WP PUTRAJAYA & CYBERJAYA | Existing | 11 kV |  | RYB | VPTJ/PCE/J02062 | PE 2.06 PS 15 (F2)
378057185 | TNB | DISTRIBUTION | WP PUTRAJAYA & CYBERJAYA | Existing | 11 kV |  | RYB | VPTJ/PCE/J02062 | PE 2.06 PS 15 (F2)
378057186 | TNB | DISTRIBUTION | WP PUTRAJAYA & CYBERJAYA | Existing | 11 kV |  | RYB | VPTJ/PCE/J02062 | PE 2.06 PS 15 (F2)
378057190 | TNB | DISTRIBUTION | WP PUTRAJAYA & CYBERJAYA | Existing | 11 kV |  | RYB | VPTJ/PCE/J02062 | PE 2.06 PS 15 (F2)
378057193 | TNB | DISTRIBUTION | WP PUTRAJAYA & CYBERJAYA | Existing | 11 kV |  | RYB | VPTJ/PCE/J02062 | PE 2.06 PS 15 (F2)
378057194 | TNB | DISTRIBUTION | WP PUTRAJAYA & CYBERJAYA | Existing | 11 kV |  | RYB | VPTJ/PCE/J02062 | PE 2.06 PS 15 (F2)
378057279 | TNB | DISTRIBUTION | WP PUTRAJAYA & CYBERJAYA | Existing | 11 kV |  | RYB | VPTJ/PCE/J02291 | PE 2.29 TEMP SKYRIDE
378057280 | TNB | DISTRIBUTION | WP PUTRAJAYA & CYBERJAYA | Existing | 11 kV |  | RYB | VPTJ/PCE/J02291 | PE 2.29 TEMP SKYRIDE
378057285 | TNB | DISTRIBUTION | WP PUTRAJAYA & CYBERJAYA | Existing | 11 kV |  | RYB | VPTJ/PCE/J02291 | PE 2.29 TEMP SKYRIDE
378057291 | TNB | DISTRIBUTION | WP PUTRAJAYA & CYBERJAYA | Existing | 11 kV |  | RYB | VPTJ/PCE/J02291 | PE 2.29 TEMP SKYRIDE
378057292 | TNB | DISTRIBUTION | WP PUTRAJAYA & CYBERJAYA | Existing | 11 kV |  | RYB | VPTJ/PCE/J02291 | PE 2.29 TEMP SKYRIDE
378057296 | TNB | DISTRIBUTION | WP PUTRAJAYA & CYBERJAYA | Existing | 11 kV |  | RYB | VPTJ/PCE/J02291 | PE 2.29 TEMP SKYRIDE
378057299 | TNB | DISTRIBUTION | WP PUTRAJAYA & CYBERJAYA | Existing | 11 kV |  | RYB | VPTJ/PCE/J02291 | PE 2.29 TEMP SKYRIDE
378057300 | TNB | DISTRIBUTION | WP PUTRAJAYA & CYBERJAYA | Existing | 11 kV |  | RYB | VPTJ/PCE/J02291 | PE 2.29 TEMP SKYRIDE
378057393 | TNB | DISTRIBUTION | WP PUTRAJAYA & CYBERJAYA | Existing | 11 kV |  | RYB | VPTJ/PCE/J18251 | PE 18.25 KOMPLEKS SEK FASA 3
378057394 | TNB | DISTRIBUTION | WP PUTRAJAYA & CYBERJAYA | Existing | 11 kV |  | RYB | VPTJ/PCE/J18251 | PE 18.25 KOMPLEKS SEK FASA 3
378057399 | TNB | DISTRIBUTION | WP PUTRAJAYA & CYBERJAYA | Existing | 11 kV |  | RYB | VPTJ/PCE/J18251 | PE 18.25 KOMPLEKS SEK FASA 3
378057405 | TNB | DISTRIBUTION | WP PUTRAJAYA & CYBERJAYA | Existing | 11 kV |  | RYB | VPTJ/PCE/J18251 | PE 18.25 KOMPLEKS SEK FASA 3
378057406 | TNB | DISTRIBUTION | WP PUTRAJAYA & CYBERJAYA | Existing | 11 kV |  | RYB | VPTJ/PCE/J18251 | PE 18.25 KOMPLEKS SEK FASA 3
378057410 | TNB | DISTRIBUTION | WP PUTRAJAYA & CYBERJAYA | Existing | 11 kV |  | RYB | VPTJ/PCE/J18251 | PE 18.25 KOMPLEKS SEK FASA 3
378057413 | TNB | DISTRIBUTION | WP PUTRAJAYA & CYBERJAYA | Existing | 11 kV |  | RYB | VPTJ/PCE/J18251 | PE 18.25 KOMPLEKS SEK FASA 3
378057414 | TNB | DISTRIBUTION | WP PUTRAJAYA & CYBERJAYA | Existing | 11 kV |  | RYB | VPTJ/PCE/J18251 | PE 18.25 KOMPLEKS SEK FASA 3
378057494 | TNB | DISTRIBUTION | WP PUTRAJAYA & CYBERJAYA | Existing | 11 kV |  | RYB | VPTJ/PCE/J18171 | PE 18.17 BLOK H 18R12 (F1)
378057495 | TNB | DISTRIBUTION | WP PUTRAJAYA & CYBERJAYA | Existing | 11 kV |  | RYB | VPTJ/PCE/J18171 | PE 18.17 BLOK H 18R12 (F1)
378057500 | TNB | DISTRIBUTION | WP PUTRAJAYA & CYBERJAYA | Existing | 11 kV |  | RYB | VPTJ/PCE/J18171 | PE 18.17 BLOK H 18R12 (F1)
378057506 | TNB | DISTRIBUTION | WP PUTRAJAYA & CYBERJAYA | Existing | 11 kV |  | RYB | VPTJ/PCE/J18171 | PE 18.17 BLOK H 18R12 (F1)
378057507 | TNB | DISTRIBUTION | WP PUTRAJAYA & CYBERJAYA | Existing | 11 kV |  | RYB | VPTJ/PCE/J18171 | PE 18.17 BLOK H 18R12 (F1)
378057511 | TNB | DISTRIBUTION | WP PUTRAJAYA & CYBERJAYA | Existing | 11 kV |  | RYB | VPTJ/PCE/J18171 | PE 18.17 BLOK H 18R12 (F1)
378057514 | TNB | DISTRIBUTION | WP PUTRAJAYA & CYBERJAYA | Existing | 11 kV |  | RYB | VPTJ/PCE/J18171 | PE 18.17 BLOK H 18R12 (F1)
378057515 | TNB | DISTRIBUTION | WP PUTRAJAYA & CYBERJAYA | Existing | 11 kV |  | RYB | VPTJ/PCE/J18171 | PE 18.17 BLOK H 18R12 (F1)
378057590 | TNB | DISTRIBUTION | WP PUTRAJAYA & CYBERJAYA | Existing | 11 kV |  | RYB | VPTJ/PCE/J18172 | PE 18.17 BLOK H 18R12 (F2)
378057591 | TNB | DISTRIBUTION | WP PUTRAJAYA & CYBERJAYA | Existing | 11 kV |  | RYB | VPTJ/PCE/J18172 | PE 18.17 BLOK H 18R12 (F2)
378057596 | TNB | DISTRIBUTION | WP PUTRAJAYA & CYBERJAYA | Existing | 11 kV |  | RYB | VPTJ/PCE/J18172 | PE 18.17 BLOK H 18R12 (F2)
378057602 | TNB | DISTRIBUTION | WP PUTRAJAYA & CYBERJAYA | Existing | 11 kV |  | RYB | VPTJ/PCE/J18172 | PE 18.17 BLOK H 18R12 (F2)
378057603 | TNB | DISTRIBUTION | WP PUTRAJAYA & CYBERJAYA | Existing | 11 kV |  | RYB | VPTJ/PCE/J18172 | PE 18.17 BLOK H 18R12 (F2)
378057607 | TNB | DISTRIBUTION | WP PUTRAJAYA & CYBERJAYA | Existing | 11 kV |  | RYB | VPTJ/PCE/J18172 | PE 18.17 BLOK H 18R12 (F2)
378057610 | TNB | DISTRIBUTION | WP PUTRAJAYA & CYBERJAYA | Existing | 11 kV |  | RYB | VPTJ/PCE/J18172 | PE 18.17 BLOK H 18R12 (F2)
378057611 | TNB | DISTRIBUTION | WP PUTRAJAYA & CYBERJAYA | Existing | 11 kV |  | RYB | VPTJ/PCE/J18172 | PE 18.17 BLOK H 18R12 (F2)
378057756 | TNB | DISTRIBUTION | WP PUTRAJAYA & CYBERJAYA | Existing | 11 kV |  | RYB | VPTJ/PCE/J18161 | PE 18.16 BLOK G 18R12 (F1)
378057757 | TNB | DISTRIBUTION | WP PUTRAJAYA & CYBERJAYA | Existing | 11 kV |  | RYB | VPTJ/PCE/J18161 | PE 18.16 BLOK G 18R12 (F1)
378057762 | TNB | DISTRIBUTION | WP PUTRAJAYA & CYBERJAYA | Existing | 11 kV |  | RYB | VPTJ/PCE/J18161 | PE 18.16 BLOK G 18R12 (F1)
378057768 | TNB | DISTRIBUTION | WP PUTRAJAYA & CYBERJAYA | Existing | 11 kV |  | RYB | VPTJ/PCE/J18161 | PE 18.16 BLOK G 18R12 (F1)
378057769 | TNB | DISTRIBUTION | WP PUTRAJAYA & CYBERJAYA | Existing | 11 kV |  | RYB | VPTJ/PCE/J18161 | PE 18.16 BLOK G 18R12 (F1)
378057773 | TNB | DISTRIBUTION | WP PUTRAJAYA & CYBERJAYA | Existing | 11 kV |  | RYB | VPTJ/PCE/J18161 | PE 18.16 BLOK G 18R12 (F1)
378057776 | TNB | DISTRIBUTION | WP PUTRAJAYA & CYBERJAYA | Existing | 11 kV |  | RYB | VPTJ/PCE/J18161 | PE 18.16 BLOK G 18R12 (F1)
378057777 | TNB | DISTRIBUTION | WP PUTRAJAYA & CYBERJAYA | Existing | 11 kV |  | RYB | VPTJ/PCE/J18161 | PE 18.16 BLOK G 18R12 (F1)
378057852 | TNB | DISTRIBUTION | WP PUTRAJAYA & CYBERJAYA | Existing | 11 kV |  | RYB | VPTJ/PCE/J18162 | PE 18.16 BLOK G 18R12 (F2)
378057853 | TNB | DISTRIBUTION | WP PUTRAJAYA & CYBERJAYA | Existing | 11 kV |  | RYB | VPTJ/PCE/J18162 | PE 18.16 BLOK G 18R12 (F2)
378057858 | TNB | DISTRIBUTION | WP PUTRAJAYA & CYBERJAYA | Existing | 11 kV |  | RYB | VPTJ/PCE/J18162 | PE 18.16 BLOK G 18R12 (F2)
378057864 | TNB | DISTRIBUTION | WP PUTRAJAYA & CYBERJAYA | Existing | 11 kV |  | RYB | VPTJ/PCE/J18162 | PE 18.16 BLOK G 18R12 (F2)
378057865 | TNB | DISTRIBUTION | WP PUTRAJAYA & CYBERJAYA | Existing | 11 kV |  | RYB | VPTJ/PCE/J18162 | PE 18.16 BLOK G 18R12 (F2)
378057869 | TNB | DISTRIBUTION | WP PUTRAJAYA & CYBERJAYA | Existing | 11 kV |  | RYB | VPTJ/PCE/J18162 | PE 18.16 BLOK G 18R12 (F2)
378057872 | TNB | DISTRIBUTION | WP PUTRAJAYA & CYBERJAYA | Existing | 11 kV |  | RYB | VPTJ/PCE/J18162 | PE 18.16 BLOK G 18R12 (F2)
378057873 | TNB | DISTRIBUTION | WP PUTRAJAYA & CYBERJAYA | Existing | 11 kV |  | RYB | VPTJ/PCE/J18162 | PE 18.16 BLOK G 18R12 (F2)
378057958 | TNB | DISTRIBUTION | WP PUTRAJAYA & CYBERJAYA | Existing | 11 kV |  | RYB | VPTJ/PCE/J18151 | PE 18.15 BLOK E&F 18R12 (F1)
378057959 | TNB | DISTRIBUTION | WP PUTRAJAYA & CYBERJAYA | Existing | 11 kV |  | RYB | VPTJ/PCE/J18151 | PE 18.15 BLOK E&F 18R12 (F1)
378057964 | TNB | DISTRIBUTION | WP PUTRAJAYA & CYBERJAYA | Existing | 11 kV |  | RYB | VPTJ/PCE/J18151 | PE 18.15 BLOK E&F 18R12 (F1)
378057970 | TNB | DISTRIBUTION | WP PUTRAJAYA & CYBERJAYA | Existing | 11 kV |  | RYB | VPTJ/PCE/J18151 | PE 18.15 BLOK E&F 18R12 (F1)
378057971 | TNB | DISTRIBUTION | WP PUTRAJAYA & CYBERJAYA | Existing | 11 kV |  | RYB | VPTJ/PCE/J18151 | PE 18.15 BLOK E&F 18R12 (F1)
378057975 | TNB | DISTRIBUTION | WP PUTRAJAYA & CYBERJAYA | Existing | 11 kV |  | RYB | VPTJ/PCE/J18151 | PE 18.15 BLOK E&F 18R12 (F1)
378057978 | TNB | DISTRIBUTION | WP PUTRAJAYA & CYBERJAYA | Existing | 11 kV |  | RYB | VPTJ/PCE/J18151 | PE 18.15 BLOK E&F 18R12 (F1)
378057979 | TNB | DISTRIBUTION | WP PUTRAJAYA & CYBERJAYA | Existing | 11 kV |  | RYB | VPTJ/PCE/J18151 | PE 18.15 BLOK E&F 18R12 (F1)
378058056 | TNB | DISTRIBUTION | WP PUTRAJAYA & CYBERJAYA | Existing | 11 kV |  | RYB | VPTJ/PCE/J18152 | PE 18.15 BLOK E&F 18R12 (F2)
378058057 | TNB | DISTRIBUTION | WP PUTRAJAYA & CYBERJAYA | Existing | 11 kV |  | RYB | VPTJ/PCE/J18152 | PE 18.15 BLOK E&F 18R12 (F2)
378058062 | TNB | DISTRIBUTION | WP PUTRAJAYA & CYBERJAYA | Existing | 11 kV |  | RYB | VPTJ/PCE/J18152 | PE 18.15 BLOK E&F 18R12 (F2)
378058068 | TNB | DISTRIBUTION | WP PUTRAJAYA & CYBERJAYA | Existing | 11 kV |  | RYB | VPTJ/PCE/J18152 | PE 18.15 BLOK E&F 18R12 (F2)
378058069 | TNB | DISTRIBUTION | WP PUTRAJAYA & CYBERJAYA | Existing | 11 kV |  | RYB | VPTJ/PCE/J18152 | PE 18.15 BLOK E&F 18R12 (F2)
378058073 | TNB | DISTRIBUTION | WP PUTRAJAYA & CYBERJAYA | Existing | 11 kV |  | RYB | VPTJ/PCE/J18152 | PE 18.15 BLOK E&F 18R12 (F2)
378058076 | TNB | DISTRIBUTION | WP PUTRAJAYA & CYBERJAYA | Existing | 11 kV |  | RYB | VPTJ/PCE/J18152 | PE 18.15 BLOK E&F 18R12 (F2)
378058077 | TNB | DISTRIBUTION | WP PUTRAJAYA & CYBERJAYA | Existing | 11 kV |  | RYB | VPTJ/PCE/J18152 | PE 18.15 BLOK E&F 18R12 (F2)
378058155 | TNB | DISTRIBUTION | WP PUTRAJAYA & CYBERJAYA | Existing | 11 kV |  | RYB | VPTJ/PCE/J18181 | PE 18.18 BLOK C&D 18R12 (F1)
378058156 | TNB | DISTRIBUTION | WP PUTRAJAYA & CYBERJAYA | Existing | 11 kV |  | RYB | VPTJ/PCE/J18181 | PE 18.18 BLOK C&D 18R12 (F1)
378058161 | TNB | DISTRIBUTION | WP PUTRAJAYA & CYBERJAYA | Existing | 11 kV |  | RYB | VPTJ/PCE/J18181 | PE 18.18 BLOK C&D 18R12 (F1)
378058167 | TNB | DISTRIBUTION | WP PUTRAJAYA & CYBERJAYA | Existing | 11 kV |  | RYB | VPTJ/PCE/J18181 | PE 18.18 BLOK C&D 18R12 (F1)
378058168 | TNB | DISTRIBUTION | WP PUTRAJAYA & CYBERJAYA | Existing | 11 kV |  | RYB | VPTJ/PCE/J18181 | PE 18.18 BLOK C&D 18R12 (F1)
378058172 | TNB | DISTRIBUTION | WP PUTRAJAYA & CYBERJAYA | Existing | 11 kV |  | RYB | VPTJ/PCE/J18181 | PE 18.18 BLOK C&D 18R12 (F1)
378058175 | TNB | DISTRIBUTION | WP PUTRAJAYA & CYBERJAYA | Existing | 11 kV |  | RYB | VPTJ/PCE/J18181 | PE 18.18 BLOK C&D 18R12 (F1)
378058176 | TNB | DISTRIBUTION | WP PUTRAJAYA & CYBERJAYA | Existing | 11 kV |  | RYB | VPTJ/PCE/J18181 | PE 18.18 BLOK C&D 18R12 (F1)
378058249 | TNB | DISTRIBUTION | WP PUTRAJAYA & CYBERJAYA | Existing | 11 kV |  | RYB | VPTJ/PCE/J18182 | PE 18.18 BLOK C&D 18R12 (F2)
378058250 | TNB | DISTRIBUTION | WP PUTRAJAYA & CYBERJAYA | Existing | 11 kV |  | RYB | VPTJ/PCE/J18182 | PE 18.18 BLOK C&D 18R12 (F2)
378058255 | TNB | DISTRIBUTION | WP PUTRAJAYA & CYBERJAYA | Existing | 11 kV |  | RYB | VPTJ/PCE/J18182 | PE 18.18 BLOK C&D 18R12 (F2)
378058261 | TNB | DISTRIBUTION | WP PUTRAJAYA & CYBERJAYA | Existing | 11 kV |  | RYB | VPTJ/PCE/J18182 | PE 18.18 BLOK C&D 18R12 (F2)
378058262 | TNB | DISTRIBUTION | WP PUTRAJAYA & CYBERJAYA | Existing | 11 kV |  | RYB | VPTJ/PCE/J18182 | PE 18.18 BLOK C&D 18R12 (F2)
378058266 | TNB | DISTRIBUTION | WP PUTRAJAYA & CYBERJAYA | Existing | 11 kV |  | RYB | VPTJ/PCE/J18182 | PE 18.18 BLOK C&D 18R12 (F2)
378058269 | TNB | DISTRIBUTION | WP PUTRAJAYA & CYBERJAYA | Existing | 11 kV |  | RYB | VPTJ/PCE/J18182 | PE 18.18 BLOK C&D 18R12 (F2)
378058270 | TNB | DISTRIBUTION | WP PUTRAJAYA & CYBERJAYA | Existing | 11 kV |  | RYB | VPTJ/PCE/J18182 | PE 18.18 BLOK C&D 18R12 (F2)
378058360 | TNB | DISTRIBUTION | WP PUTRAJAYA & CYBERJAYA | Existing | 11 kV |  | RYB | VPTJ/PCE/J18191 | PE 18.19 BLOK A&B 18R12 (F1)
378058361 | TNB | DISTRIBUTION | WP PUTRAJAYA & CYBERJAYA | Existing | 11 kV |  | RYB | VPTJ/PCE/J18191 | PE 18.19 BLOK A&B 18R12 (F1)
378058366 | TNB | DISTRIBUTION | WP PUTRAJAYA & CYBERJAYA | Existing | 11 kV |  | RYB | VPTJ/PCE/J18191 | PE 18.19 BLOK A&B 18R12 (F1)
378058372 | TNB | DISTRIBUTION | WP PUTRAJAYA & CYBERJAYA | Existing | 11 kV |  | RYB | VPTJ/PCE/J18191 | PE 18.19 BLOK A&B 18R12 (F1)
378058373 | TNB | DISTRIBUTION | WP PUTRAJAYA & CYBERJAYA | Existing | 11 kV |  | RYB | VPTJ/PCE/J18191 | PE 18.19 BLOK A&B 18R12 (F1)
378058377 | TNB | DISTRIBUTION | WP PUTRAJAYA & CYBERJAYA | Existing | 11 kV |  | RYB | VPTJ/PCE/J18191 | PE 18.19 BLOK A&B 18R12 (F1)
378058380 | TNB | DISTRIBUTION | WP PUTRAJAYA & CYBERJAYA | Existing | 11 kV |  | RYB | VPTJ/PCE/J18191 | PE 18.19 BLOK A&B 18R12 (F1)
378058381 | TNB | DISTRIBUTION | WP PUTRAJAYA & CYBERJAYA | Existing | 11 kV |  | RYB | VPTJ/PCE/J18191 | PE 18.19 BLOK A&B 18R12 (F1)
378058454 | TNB | DISTRIBUTION | WP PUTRAJAYA & CYBERJAYA | Existing | 11 kV |  | RYB | VPTJ/PCE/J18192 | PE 18.19 BLOK A&B 18R12 (F2)
378058455 | TNB | DISTRIBUTION | WP PUTRAJAYA & CYBERJAYA | Existing | 11 kV |  | RYB | VPTJ/PCE/J18192 | PE 18.19 BLOK A&B 18R12 (F2)
378058460 | TNB | DISTRIBUTION | WP PUTRAJAYA & CYBERJAYA | Existing | 11 kV |  | RYB | VPTJ/PCE/J18192 | PE 18.19 BLOK A&B 18R12 (F2)
378058466 | TNB | DISTRIBUTION | WP PUTRAJAYA & CYBERJAYA | Existing | 11 kV |  | RYB | VPTJ/PCE/J18192 | PE 18.19 BLOK A&B 18R12 (F2)
378058467 | TNB | DISTRIBUTION | WP PUTRAJAYA & CYBERJAYA | Existing | 11 kV |  | RYB | VPTJ/PCE/J18192 | PE 18.19 BLOK A&B 18R12 (F2)
378058471 | TNB | DISTRIBUTION | WP PUTRAJAYA & CYBERJAYA | Existing | 11 kV |  | RYB | VPTJ/PCE/J18192 | PE 18.19 BLOK A&B 18R12 (F2)
378058474 | TNB | DISTRIBUTION | WP PUTRAJAYA & CYBERJAYA | Existing | 11 kV |  | RYB | VPTJ/PCE/J18192 | PE 18.19 BLOK A&B 18R12 (F2)
378058475 | TNB | DISTRIBUTION | WP PUTRAJAYA & CYBERJAYA | Existing | 11 kV |  | RYB | VPTJ/PCE/J18192 | PE 18.19 BLOK A&B 18R12 (F2)
378058559 | TNB | DISTRIBUTION | WP PUTRAJAYA & CYBERJAYA | Existing | 11 kV |  | RYB | VPTJ/PCE/J18241 | PE 18.24 BLOK D 18R13 (F1)
378058560 | TNB | DISTRIBUTION | WP PUTRAJAYA & CYBERJAYA | Existing | 11 kV |  | RYB | VPTJ/PCE/J18241 | PE 18.24 BLOK D 18R13 (F1)
378058565 | TNB | DISTRIBUTION | WP PUTRAJAYA & CYBERJAYA | Existing | 11 kV |  | RYB | VPTJ/PCE/J18241 | PE 18.24 BLOK D 18R13 (F1)
378058571 | TNB | DISTRIBUTION | WP PUTRAJAYA & CYBERJAYA | Existing | 11 kV |  | RYB | VPTJ/PCE/J18241 | PE 18.24 BLOK D 18R13 (F1)
378058572 | TNB | DISTRIBUTION | WP PUTRAJAYA & CYBERJAYA | Existing | 11 kV |  | RYB | VPTJ/PCE/J18241 | PE 18.24 BLOK D 18R13 (F1)
378058576 | TNB | DISTRIBUTION | WP PUTRAJAYA & CYBERJAYA | Existing | 11 kV |  | RYB | VPTJ/PCE/J18241 | PE 18.24 BLOK D 18R13 (F1)
378058579 | TNB | DISTRIBUTION | WP PUTRAJAYA & CYBERJAYA | Existing | 11 kV |  | RYB | VPTJ/PCE/J18241 | PE 18.24 BLOK D 18R13 (F1)
378058580 | TNB | DISTRIBUTION | WP PUTRAJAYA & CYBERJAYA | Existing | 11 kV |  | RYB | VPTJ/PCE/J18241 | PE 18.24 BLOK D 18R13 (F1)
378058653 | TNB | DISTRIBUTION | WP PUTRAJAYA & CYBERJAYA | Existing | 11 kV |  | RYB | VPTJ/PCE/J18242 | PE 18.24 BLOK D 18R13 (F2)
378058654 | TNB | DISTRIBUTION | WP PUTRAJAYA & CYBERJAYA | Existing | 11 kV |  | RYB | VPTJ/PCE/J18242 | PE 18.24 BLOK D 18R13 (F2)
378058659 | TNB | DISTRIBUTION | WP PUTRAJAYA & CYBERJAYA | Existing | 11 kV |  | RYB | VPTJ/PCE/J18242 | PE 18.24 BLOK D 18R13 (F2)
378058665 | TNB | DISTRIBUTION | WP PUTRAJAYA & CYBERJAYA | Existing | 11 kV |  | RYB | VPTJ/PCE/J18242 | PE 18.24 BLOK D 18R13 (F2)
378058666 | TNB | DISTRIBUTION | WP PUTRAJAYA & CYBERJAYA | Existing | 11 kV |  | RYB | VPTJ/PCE/J18242 | PE 18.24 BLOK D 18R13 (F2)
378058670 | TNB | DISTRIBUTION | WP PUTRAJAYA & CYBERJAYA | Existing | 11 kV |  | RYB | VPTJ/PCE/J18242 | PE 18.24 BLOK D 18R13 (F2)
378058673 | TNB | DISTRIBUTION | WP PUTRAJAYA & CYBERJAYA | Existing | 11 kV |  | RYB | VPTJ/PCE/J18242 | PE 18.24 BLOK D 18R13 (F2)
378058674 | TNB | DISTRIBUTION | WP PUTRAJAYA & CYBERJAYA | Existing | 11 kV |  | RYB | VPTJ/PCE/J18242 | PE 18.24 BLOK D 18R13 (F2)
378058759 | TNB | DISTRIBUTION | WP PUTRAJAYA & CYBERJAYA | Existing | 11 kV |  | RYB | VPTJ/PCE/J18231 | PE 18.23 BLOK C 18R13 (F1)
378058760 | TNB | DISTRIBUTION | WP PUTRAJAYA & CYBERJAYA | Existing | 11 kV |  | RYB | VPTJ/PCE/J18231 | PE 18.23 BLOK C 18R13 (F1)
378058765 | TNB | DISTRIBUTION | WP PUTRAJAYA & CYBERJAYA | Existing | 11 kV |  | RYB | VPTJ/PCE/J18231 | PE 18.23 BLOK C 18R13 (F1)
378058771 | TNB | DISTRIBUTION | WP PUTRAJAYA & CYBERJAYA | Existing | 11 kV |  | RYB | VPTJ/PCE/J18231 | PE 18.23 BLOK C 18R13 (F1)
378058772 | TNB | DISTRIBUTION | WP PUTRAJAYA & CYBERJAYA | Existing | 11 kV |  | RYB | VPTJ/PCE/J18231 | PE 18.23 BLOK C 18R13 (F1)
378058776 | TNB | DISTRIBUTION | WP PUTRAJAYA & CYBERJAYA | Existing | 11 kV |  | RYB | VPTJ/PCE/J18231 | PE 18.23 BLOK C 18R13 (F1)
378058779 | TNB | DISTRIBUTION | WP PUTRAJAYA & CYBERJAYA | Existing | 11 kV |  | RYB | VPTJ/PCE/J18231 | PE 18.23 BLOK C 18R13 (F1)
378058780 | TNB | DISTRIBUTION | WP PUTRAJAYA & CYBERJAYA | Existing | 11 kV |  | RYB | VPTJ/PCE/J18231 | PE 18.23 BLOK C 18R13 (F1)
378058853 | TNB | DISTRIBUTION | WP PUTRAJAYA & CYBERJAYA | Existing | 11 kV |  | RYB | VPTJ/PCE/J18232 | PE 18.23 BLOK C 18R13 (F2)
378058854 | TNB | DISTRIBUTION | WP PUTRAJAYA & CYBERJAYA | Existing | 11 kV |  | RYB | VPTJ/PCE/J18232 | PE 18.23 BLOK C 18R13 (F2)
378058859 | TNB | DISTRIBUTION | WP PUTRAJAYA & CYBERJAYA | Existing | 11 kV |  | RYB | VPTJ/PCE/J18232 | PE 18.23 BLOK C 18R13 (F2)
378058865 | TNB | DISTRIBUTION | WP PUTRAJAYA & CYBERJAYA | Existing | 11 kV |  | RYB | VPTJ/PCE/J18232 | PE 18.23 BLOK C 18R13 (F2)
378058866 | TNB | DISTRIBUTION | WP PUTRAJAYA & CYBERJAYA | Existing | 11 kV |  | RYB | VPTJ/PCE/J18232 | PE 18.23 BLOK C 18R13 (F2)
378058870 | TNB | DISTRIBUTION | WP PUTRAJAYA & CYBERJAYA | Existing | 11 kV |  | RYB | VPTJ/PCE/J18232 | PE 18.23 BLOK C 18R13 (F2)
378058873 | TNB | DISTRIBUTION | WP PUTRAJAYA & CYBERJAYA | Existing | 11 kV |  | RYB | VPTJ/PCE/J18232 | PE 18.23 BLOK C 18R13 (F2)
378058874 | TNB | DISTRIBUTION | WP PUTRAJAYA & CYBERJAYA | Existing | 11 kV |  | RYB | VPTJ/PCE/J18232 | PE 18.23 BLOK C 18R13 (F2)
378059101 | TNB | DISTRIBUTION | WP PUTRAJAYA & CYBERJAYA | Existing | 11 kV |  | RYB | VPTJ/PCE/J02211 | PE 2.21 S/Tenaga (F1)
378059105 | TNB | DISTRIBUTION | WP PUTRAJAYA & CYBERJAYA | Existing | 11 kV |  | RYB | VPTJ/PCE/J02211 | PE 2.21 S/Tenaga (F1)
378059107 | TNB | DISTRIBUTION | WP PUTRAJAYA & CYBERJAYA | Existing | 11 kV |  | RYB | VPTJ/PCE/J02211 | PE 2.21 S/Tenaga (F1)
378059117 | TNB | DISTRIBUTION | WP PUTRAJAYA & CYBERJAYA | Existing | 11 kV |  | RYB | VPTJ/PCE/J02211 | PE 2.21 S/Tenaga (F1)
378059134 | TNB | DISTRIBUTION | WP PUTRAJAYA & CYBERJAYA | Existing | 11 kV |  | RYB | VPTJ/PCE/J02211 | PE 2.21 S/Tenaga (F1)
378059136 | TNB | DISTRIBUTION | WP PUTRAJAYA & CYBERJAYA | Existing | 11 kV |  | RYB | VPTJ/PCE/J02211 | PE 2.21 S/Tenaga (F1)
378059142 | TNB | DISTRIBUTION | WP PUTRAJAYA & CYBERJAYA | Existing | 11 kV |  | RYB | VPTJ/PCE/J02211 | PE 2.21 S/Tenaga (F1)
378059143 | TNB | DISTRIBUTION | WP PUTRAJAYA & CYBERJAYA | Existing | 11 kV |  | RYB | VPTJ/PCE/J02211 | PE 2.21 S/Tenaga (F1)
378059222 | TNB | DISTRIBUTION | WP PUTRAJAYA & CYBERJAYA | Existing | 11 kV |  | RYB | VPTJ/PCE/J02212 | PE 2.21 S/Tenaga (F2)
378059226 | TNB | DISTRIBUTION | WP PUTRAJAYA & CYBERJAYA | Existing | 11 kV |  | RYB | VPTJ/PCE/J02212 | PE 2.21 S/Tenaga (F2)
378059228 | TNB | DISTRIBUTION | WP PUTRAJAYA & CYBERJAYA | Existing | 11 kV |  | RYB | VPTJ/PCE/J02212 | PE 2.21 S/Tenaga (F2)
378059238 | TNB | DISTRIBUTION | WP PUTRAJAYA & CYBERJAYA | Existing | 11 kV |  | RYB | VPTJ/PCE/J02212 | PE 2.21 S/Tenaga (F2)
378059255 | TNB | DISTRIBUTION | WP PUTRAJAYA & CYBERJAYA | Existing | 11 kV |  | RYB | VPTJ/PCE/J02212 | PE 2.21 S/Tenaga (F2)
378059257 | TNB | DISTRIBUTION | WP PUTRAJAYA & CYBERJAYA | Existing | 11 kV |  | RYB | VPTJ/PCE/J02212 | PE 2.21 S/Tenaga (F2)
378059263 | TNB | DISTRIBUTION | WP PUTRAJAYA & CYBERJAYA | Existing | 11 kV |  | RYB | VPTJ/PCE/J02212 | PE 2.21 S/Tenaga (F2)
378059264 | TNB | DISTRIBUTION | WP PUTRAJAYA & CYBERJAYA | Existing | 11 kV |  | RYB | VPTJ/PCE/J02212 | PE 2.21 S/Tenaga (F2)
378059347 | TNB | DISTRIBUTION | WP PUTRAJAYA & CYBERJAYA | Existing | 11 kV |  | RYB | VPTJ/PCE/J02151 | PE 2.15 2G4 (F1)
378059351 | TNB | DISTRIBUTION | WP PUTRAJAYA & CYBERJAYA | Existing | 11 kV |  | RYB | VPTJ/PCE/J02151 | PE 2.15 2G4 (F1)
378059353 | TNB | DISTRIBUTION | WP PUTRAJAYA & CYBERJAYA | Existing | 11 kV |  | RYB | VPTJ/PCE/J02151 | PE 2.15 2G4 (F1)
378059362 | TNB | DISTRIBUTION | WP PUTRAJAYA & CYBERJAYA | Existing | 11 kV |  | RYB | VPTJ/PCE/J02151 | PE 2.15 2G4 (F1)
378059363 | TNB | DISTRIBUTION | WP PUTRAJAYA & CYBERJAYA | Existing | 11 kV |  | RYB | VPTJ/PCE/J02151 | PE 2.15 2G4 (F1)
378059372 | TNB | DISTRIBUTION | WP PUTRAJAYA & CYBERJAYA | Existing | 11 kV |  | RYB | VPTJ/PCE/J02151 | PE 2.15 2G4 (F1)
378059378 | TNB | DISTRIBUTION | WP PUTRAJAYA & CYBERJAYA | Existing | 11 kV |  | RYB | VPTJ/PCE/J02151 | PE 2.15 2G4 (F1)
378059380 | TNB | DISTRIBUTION | WP PUTRAJAYA & CYBERJAYA | Existing | 11 kV |  | RYB | VPTJ/PCE/J02151 | PE 2.15 2G4 (F1)
378059382 | TNB | DISTRIBUTION | WP PUTRAJAYA & CYBERJAYA | Existing | 11 kV |  | RYB | VPTJ/PCE/J02151 | PE 2.15 2G4 (F1)
378059388 | TNB | DISTRIBUTION | WP PUTRAJAYA & CYBERJAYA | Existing | 11 kV |  | RYB | VPTJ/PCE/J02151 | PE 2.15 2G4 (F1)
378059389 | TNB | DISTRIBUTION | WP PUTRAJAYA & CYBERJAYA | Existing | 11 kV |  | RYB | VPTJ/PCE/J02151 | PE 2.15 2G4 (F1)
378059477 | TNB | DISTRIBUTION | WP PUTRAJAYA & CYBERJAYA | Existing | 11 kV |  | RYB | VPTJ/PCE/J02152 | PE 2.15 2G4 (F2)
378059481 | TNB | DISTRIBUTION | WP PUTRAJAYA & CYBERJAYA | Existing | 11 kV |  | RYB | VPTJ/PCE/J02152 | PE 2.15 2G4 (F2)
378059484 | TNB | DISTRIBUTION | WP PUTRAJAYA & CYBERJAYA | Existing | 11 kV |  | RYB | VPTJ/PCE/J02152 | PE 2.15 2G4 (F2)
378059487 | TNB | DISTRIBUTION | WP PUTRAJAYA & CYBERJAYA | Existing | 11 kV |  | RYB | VPTJ/PCE/J02152 | PE 2.15 2G4 (F2)
378059489 | TNB | DISTRIBUTION | WP PUTRAJAYA & CYBERJAYA | Existing | 11 kV |  | RYB | VPTJ/PCE/J02152 | PE 2.15 2G4 (F2)
378059492 | TNB | DISTRIBUTION | WP PUTRAJAYA & CYBERJAYA | Existing | 11 kV |  | RYB | VPTJ/PCE/J02152 | PE 2.15 2G4 (F2)
378059495 | TNB | DISTRIBUTION | WP PUTRAJAYA & CYBERJAYA | Existing | 11 kV |  | RYB | VPTJ/PCE/J02152 | PE 2.15 2G4 (F2)
378059496 | TNB | DISTRIBUTION | WP PUTRAJAYA & CYBERJAYA | Existing | 11 kV |  | RYB | VPTJ/PCE/J02152 | PE 2.15 2G4 (F2)
378059503 | TNB | DISTRIBUTION | WP PUTRAJAYA & CYBERJAYA | Existing | 11 kV |  | RYB | VPTJ/PCE/J02152 | PE 2.15 2G4 (F2)
378059518 | TNB | DISTRIBUTION | WP PUTRAJAYA & CYBERJAYA | Existing | 11 kV |  | RYB | VPTJ/PCE/J02141 | SS 2.14 2G3 (F1)
378059522 | TNB | DISTRIBUTION | WP PUTRAJAYA & CYBERJAYA | Existing | 11 kV |  | RYB | VPTJ/PCE/J02141 | SS 2.14 2G3 (F1)
378059525 | TNB | DISTRIBUTION | WP PUTRAJAYA & CYBERJAYA | Existing | 11 kV |  | RYB | VPTJ/PCE/J02141 | SS 2.14 2G3 (F1)
378059528 | TNB | DISTRIBUTION | WP PUTRAJAYA & CYBERJAYA | Existing | 11 kV |  | RYB | VPTJ/PCE/J02141 | SS 2.14 2G3 (F1)
378059530 | TNB | DISTRIBUTION | WP PUTRAJAYA & CYBERJAYA | Existing | 11 kV |  | RYB | VPTJ/PCE/J02141 | SS 2.14 2G3 (F1)
378059536 | TNB | DISTRIBUTION | WP PUTRAJAYA & CYBERJAYA | Existing | 11 kV |  | RYB | VPTJ/PCE/J02141 | SS 2.14 2G3 (F1)
378059537 | TNB | DISTRIBUTION | WP PUTRAJAYA & CYBERJAYA | Existing | 11 kV |  | RYB | VPTJ/PCE/J02141 | SS 2.14 2G3 (F1)
378059544 | TNB | DISTRIBUTION | WP PUTRAJAYA & CYBERJAYA | Existing | 11 kV |  | RYB | VPTJ/PCE/J02141 | SS 2.14 2G3 (F1)
378059559 | TNB | DISTRIBUTION | WP PUTRAJAYA & CYBERJAYA | Existing | 11 kV |  | RYB | VPTJ/PCE/J02142 | SS 2.14 2G3 (F2)
378059563 | TNB | DISTRIBUTION | WP PUTRAJAYA & CYBERJAYA | Existing | 11 kV |  | RYB | VPTJ/PCE/J02142 | SS 2.14 2G3 (F2)
378059566 | TNB | DISTRIBUTION | WP PUTRAJAYA & CYBERJAYA | Existing | 11 kV |  | RYB | VPTJ/PCE/J02142 | SS 2.14 2G3 (F2)
378059569 | TNB | DISTRIBUTION | WP PUTRAJAYA & CYBERJAYA | Existing | 11 kV |  | RYB | VPTJ/PCE/J02142 | SS 2.14 2G3 (F2)
378059571 | TNB | DISTRIBUTION | WP PUTRAJAYA & CYBERJAYA | Existing | 11 kV |  | RYB | VPTJ/PCE/J02142 | SS 2.14 2G3 (F2)
378059577 | TNB | DISTRIBUTION | WP PUTRAJAYA & CYBERJAYA | Existing | 11 kV |  | RYB | VPTJ/PCE/J02142 | SS 2.14 2G3 (F2)
378059578 | TNB | DISTRIBUTION | WP PUTRAJAYA & CYBERJAYA | Existing | 11 kV |  | RYB | VPTJ/PCE/J02142 | SS 2.14 2G3 (F2)
378059585 | TNB | DISTRIBUTION | WP PUTRAJAYA & CYBERJAYA | Existing | 11 kV |  | RYB | VPTJ/PCE/J02142 | SS 2.14 2G3 (F2)
378059607 | TNB | DISTRIBUTION | WP PUTRAJAYA & CYBERJAYA | Existing | 11 kV |  | RYB | VPTJ/PCE/J02131 | SS 2.13 2G6 (F1)
378059611 | TNB | DISTRIBUTION | WP PUTRAJAYA & CYBERJAYA | Existing | 11 kV |  | RYB | VPTJ/PCE/J02131 | SS 2.13 2G6 (F1)
378059614 | TNB | DISTRIBUTION | WP PUTRAJAYA & CYBERJAYA | Existing | 11 kV |  | RYB | VPTJ/PCE/J02131 | SS 2.13 2G6 (F1)
378059617 | TNB | DISTRIBUTION | WP PUTRAJAYA & CYBERJAYA | Existing | 11 kV |  | RYB | VPTJ/PCE/J02131 | SS 2.13 2G6 (F1)
378059619 | TNB | DISTRIBUTION | WP PUTRAJAYA & CYBERJAYA | Existing | 11 kV |  | RYB | VPTJ/PCE/J02131 | SS 2.13 2G6 (F1)
378059625 | TNB | DISTRIBUTION | WP PUTRAJAYA & CYBERJAYA | Existing | 11 kV |  | RYB | VPTJ/PCE/J02131 | SS 2.13 2G6 (F1)
378059626 | TNB | DISTRIBUTION | WP PUTRAJAYA & CYBERJAYA | Existing | 11 kV |  | RYB | VPTJ/PCE/J02131 | SS 2.13 2G6 (F1)
378059633 | TNB | DISTRIBUTION | WP PUTRAJAYA & CYBERJAYA | Existing | 11 kV |  | RYB | VPTJ/PCE/J02131 | SS 2.13 2G6 (F1)
378059648 | TNB | DISTRIBUTION | WP PUTRAJAYA & CYBERJAYA | Existing | 11 kV |  | RYB | VPTJ/PCE/J02132 | SS 2.13 2G6 (F2)
378059652 | TNB | DISTRIBUTION | WP PUTRAJAYA & CYBERJAYA | Existing | 11 kV |  | RYB | VPTJ/PCE/J02132 | SS 2.13 2G6 (F2)
378059655 | TNB | DISTRIBUTION | WP PUTRAJAYA & CYBERJAYA | Existing | 11 kV |  | RYB | VPTJ/PCE/J02132 | SS 2.13 2G6 (F2)
378059658 | TNB | DISTRIBUTION | WP PUTRAJAYA & CYBERJAYA | Existing | 11 kV |  | RYB | VPTJ/PCE/J02132 | SS 2.13 2G6 (F2)
378059660 | TNB | DISTRIBUTION | WP PUTRAJAYA & CYBERJAYA | Existing | 11 kV |  | RYB | VPTJ/PCE/J02132 | SS 2.13 2G6 (F2)
378059666 | TNB | DISTRIBUTION | WP PUTRAJAYA & CYBERJAYA | Existing | 11 kV |  | RYB | VPTJ/PCE/J02132 | SS 2.13 2G6 (F2)
378059667 | TNB | DISTRIBUTION | WP PUTRAJAYA & CYBERJAYA | Existing | 11 kV |  | RYB | VPTJ/PCE/J02132 | SS 2.13 2G6 (F2)
378059674 | TNB | DISTRIBUTION | WP PUTRAJAYA & CYBERJAYA | Existing | 11 kV |  | RYB | VPTJ/PCE/J02132 | SS 2.13 2G6 (F2)
378059695 | TNB | DISTRIBUTION | WP PUTRAJAYA & CYBERJAYA | Existing | 11 kV |  | RYB | VPTJ/PCE/J02121 | PE 2.12 2G5 (F1)
378059699 | TNB | DISTRIBUTION | WP PUTRAJAYA & CYBERJAYA | Existing | 11 kV |  | RYB | VPTJ/PCE/J02121 | PE 2.12 2G5 (F1)
378059701 | TNB | DISTRIBUTION | WP PUTRAJAYA & CYBERJAYA | Existing | 11 kV |  | RYB | VPTJ/PCE/J02121 | PE 2.12 2G5 (F1)
378059710 | TNB | DISTRIBUTION | WP PUTRAJAYA & CYBERJAYA | Existing | 11 kV |  | RYB | VPTJ/PCE/J02121 | PE 2.12 2G5 (F1)
378059711 | TNB | DISTRIBUTION | WP PUTRAJAYA & CYBERJAYA | Existing | 11 kV |  | RYB | VPTJ/PCE/J02121 | PE 2.12 2G5 (F1)
378059720 | TNB | DISTRIBUTION | WP PUTRAJAYA & CYBERJAYA | Existing | 11 kV |  | RYB | VPTJ/PCE/J02121 | PE 2.12 2G5 (F1)
378059726 | TNB | DISTRIBUTION | WP PUTRAJAYA & CYBERJAYA | Existing | 11 kV |  | RYB | VPTJ/PCE/J02121 | PE 2.12 2G5 (F1)
378059728 | TNB | DISTRIBUTION | WP PUTRAJAYA & CYBERJAYA | Existing | 11 kV |  | RYB | VPTJ/PCE/J02121 | PE 2.12 2G5 (F1)
378059730 | TNB | DISTRIBUTION | WP PUTRAJAYA & CYBERJAYA | Existing | 11 kV |  | RYB | VPTJ/PCE/J02121 | PE 2.12 2G5 (F1)
378059736 | TNB | DISTRIBUTION | WP PUTRAJAYA & CYBERJAYA | Existing | 11 kV |  | RYB | VPTJ/PCE/J02121 | PE 2.12 2G5 (F1)
378059737 | TNB | DISTRIBUTION | WP PUTRAJAYA & CYBERJAYA | Existing | 11 kV |  | RYB | VPTJ/PCE/J02121 | PE 2.12 2G5 (F1)
378059816 | TNB | DISTRIBUTION | WP PUTRAJAYA & CYBERJAYA | Existing | 11 kV |  | RYB | VPTJ/PCE/J02122 | PE 2.12 2G5 (F2)
378059820 | TNB | DISTRIBUTION | WP PUTRAJAYA & CYBERJAYA | Existing | 11 kV |  | RYB | VPTJ/PCE/J02122 | PE 2.12 2G5 (F2)
378059823 | TNB | DISTRIBUTION | WP PUTRAJAYA & CYBERJAYA | Existing | 11 kV |  | RYB | VPTJ/PCE/J02122 | PE 2.12 2G5 (F2)
378059826 | TNB | DISTRIBUTION | WP PUTRAJAYA & CYBERJAYA | Existing | 11 kV |  | RYB | VPTJ/PCE/J02122 | PE 2.12 2G5 (F2)
378059828 | TNB | DISTRIBUTION | WP PUTRAJAYA & CYBERJAYA | Existing | 11 kV |  | RYB | VPTJ/PCE/J02122 | PE 2.12 2G5 (F2)
378059831 | TNB | DISTRIBUTION | WP PUTRAJAYA & CYBERJAYA | Existing | 11 kV |  | RYB | VPTJ/PCE/J02122 | PE 2.12 2G5 (F2)
378059834 | TNB | DISTRIBUTION | WP PUTRAJAYA & CYBERJAYA | Existing | 11 kV |  | RYB | VPTJ/PCE/J02122 | PE 2.12 2G5 (F2)
378059835 | TNB | DISTRIBUTION | WP PUTRAJAYA & CYBERJAYA | Existing | 11 kV |  | RYB | VPTJ/PCE/J02122 | PE 2.12 2G5 (F2)
378059842 | TNB | DISTRIBUTION | WP PUTRAJAYA & CYBERJAYA | Existing | 11 kV |  | RYB | VPTJ/PCE/J02122 | PE 2.12 2G5 (F2)
378059885 | TNB | DISTRIBUTION | WP PUTRAJAYA & CYBERJAYA | Existing | 11 kV |  | RYB | VPTJ/PCE/J03092 | PE 3.09 3C5 (F2)
378059889 | TNB | DISTRIBUTION | WP PUTRAJAYA & CYBERJAYA | Existing | 11 kV |  | RYB | VPTJ/PCE/J03092 | PE 3.09 3C5 (F2)
378059892 | TNB | DISTRIBUTION | WP PUTRAJAYA & CYBERJAYA | Existing | 11 kV |  | RYB | VPTJ/PCE/J03092 | PE 3.09 3C5 (F2)
378059895 | TNB | DISTRIBUTION | WP PUTRAJAYA & CYBERJAYA | Existing | 11 kV |  | RYB | VPTJ/PCE/J03092 | PE 3.09 3C5 (F2)
378059897 | TNB | DISTRIBUTION | WP PUTRAJAYA & CYBERJAYA | Existing | 11 kV |  | RYB | VPTJ/PCE/J03092 | PE 3.09 3C5 (F2)
378059903 | TNB | DISTRIBUTION | WP PUTRAJAYA & CYBERJAYA | Existing | 11 kV |  | RYB | VPTJ/PCE/J03092 | PE 3.09 3C5 (F2)
378059904 | TNB | DISTRIBUTION | WP PUTRAJAYA & CYBERJAYA | Existing | 11 kV |  | RYB | VPTJ/PCE/J03092 | PE 3.09 3C5 (F2)
378059911 | TNB | DISTRIBUTION | WP PUTRAJAYA & CYBERJAYA | Existing | 11 kV |  | RYB | VPTJ/PCE/J03092 | PE 3.09 3C5 (F2)
378059926 | TNB | DISTRIBUTION | WP PUTRAJAYA & CYBERJAYA | Existing | 11 kV |  | RYB | VPTJ/PCE/J03091 | SS 3.09 3C5 (F1)
378059930 | TNB | DISTRIBUTION | WP PUTRAJAYA & CYBERJAYA | Existing | 11 kV |  | RYB | VPTJ/PCE/J03091 | SS 3.09 3C5 (F1)
378059933 | TNB | DISTRIBUTION | WP PUTRAJAYA & CYBERJAYA | Existing | 11 kV |  | RYB | VPTJ/PCE/J03091 | SS 3.09 3C5 (F1)
378059936 | TNB | DISTRIBUTION | WP PUTRAJAYA & CYBERJAYA | Existing | 11 kV |  | RYB | VPTJ/PCE/J03091 | SS 3.09 3C5 (F1)
378059938 | TNB | DISTRIBUTION | WP PUTRAJAYA & CYBERJAYA | Existing | 11 kV |  | RYB | VPTJ/PCE/J03091 | SS 3.09 3C5 (F1)
378059944 | TNB | DISTRIBUTION | WP PUTRAJAYA & CYBERJAYA | Existing | 11 kV |  | RYB | VPTJ/PCE/J03091 | SS 3.09 3C5 (F1)
378059945 | TNB | DISTRIBUTION | WP PUTRAJAYA & CYBERJAYA | Existing | 11 kV |  | RYB | VPTJ/PCE/J03091 | SS 3.09 3C5 (F1)
378059952 | TNB | DISTRIBUTION | WP PUTRAJAYA & CYBERJAYA | Existing | 11 kV |  | RYB | VPTJ/PCE/J03091 | SS 3.09 3C5 (F1)
378059971 | TNB | DISTRIBUTION | WP PUTRAJAYA & CYBERJAYA | Existing | 11 kV |  | RYB | VPTJ/PCE/J03071 | SS 3.07 3C6 (F1)
378059975 | TNB | DISTRIBUTION | WP PUTRAJAYA & CYBERJAYA | Existing | 11 kV |  | RYB | VPTJ/PCE/J03071 | SS 3.07 3C6 (F1)
378059978 | TNB | DISTRIBUTION | WP PUTRAJAYA & CYBERJAYA | Existing | 11 kV |  | RYB | VPTJ/PCE/J03071 | SS 3.07 3C6 (F1)
378059981 | TNB | DISTRIBUTION | WP PUTRAJAYA & CYBERJAYA | Existing | 11 kV |  | RYB | VPTJ/PCE/J03071 | SS 3.07 3C6 (F1)
378059983 | TNB | DISTRIBUTION | WP PUTRAJAYA & CYBERJAYA | Existing | 11 kV |  | RYB | VPTJ/PCE/J03071 | SS 3.07 3C6 (F1)
378059989 | TNB | DISTRIBUTION | WP PUTRAJAYA & CYBERJAYA | Existing | 11 kV |  | RYB | VPTJ/PCE/J03071 | SS 3.07 3C6 (F1)
378059990 | TNB | DISTRIBUTION | WP PUTRAJAYA & CYBERJAYA | Existing | 11 kV |  | RYB | VPTJ/PCE/J03071 | SS 3.07 3C6 (F1)
378059997 | TNB | DISTRIBUTION | WP PUTRAJAYA & CYBERJAYA | Existing | 11 kV |  | RYB | VPTJ/PCE/J03071 | SS 3.07 3C6 (F1)
378060012 | TNB | DISTRIBUTION | WP PUTRAJAYA & CYBERJAYA | Existing | 11 kV |  | RYB | VPTJ/PCE/J03072 | SS 3.07 3C6 (F2)
378060016 | TNB | DISTRIBUTION | WP PUTRAJAYA & CYBERJAYA | Existing | 11 kV |  | RYB | VPTJ/PCE/J03072 | SS 3.07 3C6 (F2)
378060019 | TNB | DISTRIBUTION | WP PUTRAJAYA & CYBERJAYA | Existing | 11 kV |  | RYB | VPTJ/PCE/J03072 | SS 3.07 3C6 (F2)
378060022 | TNB | DISTRIBUTION | WP PUTRAJAYA & CYBERJAYA | Existing | 11 kV |  | RYB | VPTJ/PCE/J03072 | SS 3.07 3C6 (F2)
378060024 | TNB | DISTRIBUTION | WP PUTRAJAYA & CYBERJAYA | Existing | 11 kV |  | RYB | VPTJ/PCE/J03072 | SS 3.07 3C6 (F2)
378060030 | TNB | DISTRIBUTION | WP PUTRAJAYA & CYBERJAYA | Existing | 11 kV |  | RYB | VPTJ/PCE/J03072 | SS 3.07 3C6 (F2)
378060031 | TNB | DISTRIBUTION | WP PUTRAJAYA & CYBERJAYA | Existing | 11 kV |  | RYB | VPTJ/PCE/J03072 | SS 3.07 3C6 (F2)
378060038 | TNB | DISTRIBUTION | WP PUTRAJAYA & CYBERJAYA | Existing | 11 kV |  | RYB | VPTJ/PCE/J03072 | SS 3.07 3C6 (F2)
378060116 | TNB | DISTRIBUTION | WP PUTRAJAYA & CYBERJAYA | Existing | 11 kV |  | RYB | VPTJ/PCE/J03081 | SS 3.08 3C7 (F1)
378060120 | TNB | DISTRIBUTION | WP PUTRAJAYA & CYBERJAYA | Existing | 11 kV |  | RYB | VPTJ/PCE/J03081 | SS 3.08 3C7 (F1)
378060123 | TNB | DISTRIBUTION | WP PUTRAJAYA & CYBERJAYA | Existing | 11 kV |  | RYB | VPTJ/PCE/J03081 | SS 3.08 3C7 (F1)
378060126 | TNB | DISTRIBUTION | WP PUTRAJAYA & CYBERJAYA | Existing | 11 kV |  | RYB | VPTJ/PCE/J03081 | SS 3.08 3C7 (F1)
378060128 | TNB | DISTRIBUTION | WP PUTRAJAYA & CYBERJAYA | Existing | 11 kV |  | RYB | VPTJ/PCE/J03081 | SS 3.08 3C7 (F1)
378060134 | TNB | DISTRIBUTION | WP PUTRAJAYA & CYBERJAYA | Existing | 11 kV |  | RYB | VPTJ/PCE/J03081 | SS 3.08 3C7 (F1)
378060135 | TNB | DISTRIBUTION | WP PUTRAJAYA & CYBERJAYA | Existing | 11 kV |  | RYB | VPTJ/PCE/J03081 | SS 3.08 3C7 (F1)
378060142 | TNB | DISTRIBUTION | WP PUTRAJAYA & CYBERJAYA | Existing | 11 kV |  | RYB | VPTJ/PCE/J03081 | SS 3.08 3C7 (F1)
378060157 | TNB | DISTRIBUTION | WP PUTRAJAYA & CYBERJAYA | Existing | 11 kV |  | RYB | VPTJ/PCE/J03082 | SS 3.08 3C7 (F2)
378060161 | TNB | DISTRIBUTION | WP PUTRAJAYA & CYBERJAYA | Existing | 11 kV |  | RYB | VPTJ/PCE/J03082 | SS 3.08 3C7 (F2)
378060164 | TNB | DISTRIBUTION | WP PUTRAJAYA & CYBERJAYA | Existing | 11 kV |  | RYB | VPTJ/PCE/J03082 | SS 3.08 3C7 (F2)
378060167 | TNB | DISTRIBUTION | WP PUTRAJAYA & CYBERJAYA | Existing | 11 kV |  | RYB | VPTJ/PCE/J03082 | SS 3.08 3C7 (F2)
378060169 | TNB | DISTRIBUTION | WP PUTRAJAYA & CYBERJAYA | Existing | 11 kV |  | RYB | VPTJ/PCE/J03082 | SS 3.08 3C7 (F2)
378060175 | TNB | DISTRIBUTION | WP PUTRAJAYA & CYBERJAYA | Existing | 11 kV |  | RYB | VPTJ/PCE/J03082 | SS 3.08 3C7 (F2)
378060176 | TNB | DISTRIBUTION | WP PUTRAJAYA & CYBERJAYA | Existing | 11 kV |  | RYB | VPTJ/PCE/J03082 | SS 3.08 3C7 (F2)
378060183 | TNB | DISTRIBUTION | WP PUTRAJAYA & CYBERJAYA | Existing | 11 kV |  | RYB | VPTJ/PCE/J03082 | SS 3.08 3C7 (F2)
378060214 | TNB | DISTRIBUTION | WP PUTRAJAYA & CYBERJAYA | Existing | 11 kV |  | RYB | VPTJ/PCE/J03041 | SS 3.04 3G3 (F1)
378060218 | TNB | DISTRIBUTION | WP PUTRAJAYA & CYBERJAYA | Existing | 11 kV |  | RYB | VPTJ/PCE/J03041 | SS 3.04 3G3 (F1)
378060221 | TNB | DISTRIBUTION | WP PUTRAJAYA & CYBERJAYA | Existing | 11 kV |  | RYB | VPTJ/PCE/J03041 | SS 3.04 3G3 (F1)
378060224 | TNB | DISTRIBUTION | WP PUTRAJAYA & CYBERJAYA | Existing | 11 kV |  | RYB | VPTJ/PCE/J03041 | SS 3.04 3G3 (F1)
378060226 | TNB | DISTRIBUTION | WP PUTRAJAYA & CYBERJAYA | Existing | 11 kV |  | RYB | VPTJ/PCE/J03041 | SS 3.04 3G3 (F1)
378060232 | TNB | DISTRIBUTION | WP PUTRAJAYA & CYBERJAYA | Existing | 11 kV |  | RYB | VPTJ/PCE/J03041 | SS 3.04 3G3 (F1)
378060233 | TNB | DISTRIBUTION | WP PUTRAJAYA & CYBERJAYA | Existing | 11 kV |  | RYB | VPTJ/PCE/J03041 | SS 3.04 3G3 (F1)
378060240 | TNB | DISTRIBUTION | WP PUTRAJAYA & CYBERJAYA | Existing | 11 kV |  | RYB | VPTJ/PCE/J03041 | SS 3.04 3G3 (F1)
378060255 | TNB | DISTRIBUTION | WP PUTRAJAYA & CYBERJAYA | Existing | 11 kV |  | RYB | VPTJ/PCE/J03042 | SS 3.04 3G3 (F2)
378060259 | TNB | DISTRIBUTION | WP PUTRAJAYA & CYBERJAYA | Existing | 11 kV |  | RYB | VPTJ/PCE/J03042 | SS 3.04 3G3 (F2)
378060262 | TNB | DISTRIBUTION | WP PUTRAJAYA & CYBERJAYA | Existing | 11 kV |  | RYB | VPTJ/PCE/J03042 | SS 3.04 3G3 (F2)
378060265 | TNB | DISTRIBUTION | WP PUTRAJAYA & CYBERJAYA | Existing | 11 kV |  | RYB | VPTJ/PCE/J03042 | SS 3.04 3G3 (F2)
378060267 | TNB | DISTRIBUTION | WP PUTRAJAYA & CYBERJAYA | Existing | 11 kV |  | RYB | VPTJ/PCE/J03042 | SS 3.04 3G3 (F2)
378060270 | TNB | DISTRIBUTION | WP PUTRAJAYA & CYBERJAYA | Existing | 11 kV |  | RYB | VPTJ/PCE/J03042 | SS 3.04 3G3 (F2)
378060273 | TNB | DISTRIBUTION | WP PUTRAJAYA & CYBERJAYA | Existing | 11 kV |  | RYB | VPTJ/PCE/J03042 | SS 3.04 3G3 (F2)
378060274 | TNB | DISTRIBUTION | WP PUTRAJAYA & CYBERJAYA | Existing | 11 kV |  | RYB | VPTJ/PCE/J03042 | SS 3.04 3G3 (F2)
378060281 | TNB | DISTRIBUTION | WP PUTRAJAYA & CYBERJAYA | Existing | 11 kV |  | RYB | VPTJ/PCE/J03042 | SS 3.04 3G3 (F2)
378060326 | TNB | DISTRIBUTION | WP PUTRAJAYA & CYBERJAYA | Existing | 11 kV |  | RYB | VPTJ/PCE/J04041 | SS 4.04 4G4 (F1)
378060330 | TNB | DISTRIBUTION | WP PUTRAJAYA & CYBERJAYA | Existing | 11 kV |  | RYB | VPTJ/PCE/J04041 | SS 4.04 4G4 (F1)
378060333 | TNB | DISTRIBUTION | WP PUTRAJAYA & CYBERJAYA | Existing | 11 kV |  | RYB | VPTJ/PCE/J04041 | SS 4.04 4G4 (F1)
378060336 | TNB | DISTRIBUTION | WP PUTRAJAYA & CYBERJAYA | Existing | 11 kV |  | RYB | VPTJ/PCE/J04041 | SS 4.04 4G4 (F1)
378060338 | TNB | DISTRIBUTION | WP PUTRAJAYA & CYBERJAYA | Existing | 11 kV |  | RYB | VPTJ/PCE/J04041 | SS 4.04 4G4 (F1)
378060344 | TNB | DISTRIBUTION | WP PUTRAJAYA & CYBERJAYA | Existing | 11 kV |  | RYB | VPTJ/PCE/J04041 | SS 4.04 4G4 (F1)
378060345 | TNB | DISTRIBUTION | WP PUTRAJAYA & CYBERJAYA | Existing | 11 kV |  | RYB | VPTJ/PCE/J04041 | SS 4.04 4G4 (F1)
378060352 | TNB | DISTRIBUTION | WP PUTRAJAYA & CYBERJAYA | Existing | 11 kV |  | RYB | VPTJ/PCE/J04041 | SS 4.04 4G4 (F1)
378060367 | TNB | DISTRIBUTION | WP PUTRAJAYA & CYBERJAYA | Existing | 11 kV |  | RYB | VPTJ/PCE/J04042 | SS 4.04 4G4 (F2)
378060371 | TNB | DISTRIBUTION | WP PUTRAJAYA & CYBERJAYA | Existing | 11 kV |  | RYB | VPTJ/PCE/J04042 | SS 4.04 4G4 (F2)
378060374 | TNB | DISTRIBUTION | WP PUTRAJAYA & CYBERJAYA | Existing | 11 kV |  | RYB | VPTJ/PCE/J04042 | SS 4.04 4G4 (F2)
378060375 | TNB | DISTRIBUTION | WP PUTRAJAYA & CYBERJAYA | Existing | 11 kV |  | RYB | VPTJ/PCE/J04042 | SS 4.04 4G4 (F2)
378060377 | TNB | DISTRIBUTION | WP PUTRAJAYA & CYBERJAYA | Existing | 11 kV |  | RYB | VPTJ/PCE/J04042 | SS 4.04 4G4 (F2)
378060379 | TNB | DISTRIBUTION | WP PUTRAJAYA & CYBERJAYA | Existing | 11 kV |  | RYB | VPTJ/PCE/J04042 | SS 4.04 4G4 (F2)
378060385 | TNB | DISTRIBUTION | WP PUTRAJAYA & CYBERJAYA | Existing | 11 kV |  | RYB | VPTJ/PCE/J04042 | SS 4.04 4G4 (F2)
378060386 | TNB | DISTRIBUTION | WP PUTRAJAYA & CYBERJAYA | Existing | 11 kV |  | RYB | VPTJ/PCE/J04042 | SS 4.04 4G4 (F2)
378060387 | TNB | DISTRIBUTION | WP PUTRAJAYA & CYBERJAYA | Existing | 11 kV |  | RYB | VPTJ/PCE/J04042 | SS 4.04 4G4 (F2)
378060390 | TNB | DISTRIBUTION | WP PUTRAJAYA & CYBERJAYA | Existing | 11 kV |  | RYB | VPTJ/PCE/J04042 | SS 4.04 4G4 (F2)
378060393 | TNB | DISTRIBUTION | WP PUTRAJAYA & CYBERJAYA | Existing | 11 kV |  | RYB | VPTJ/PCE/J04042 | SS 4.04 4G4 (F2)
378060445 | TNB | DISTRIBUTION | WP PUTRAJAYA & CYBERJAYA | Existing | 11 kV |  | RYB | VPTJ/PCE/J04201 | SS 4.20 4U2 GDC (F1)
378060449 | TNB | DISTRIBUTION | WP PUTRAJAYA & CYBERJAYA | Existing | 11 kV |  | RYB | VPTJ/PCE/J04201 | SS 4.20 4U2 GDC (F1)
378060452 | TNB | DISTRIBUTION | WP PUTRAJAYA & CYBERJAYA | Existing | 11 kV |  | RYB | VPTJ/PCE/J04201 | SS 4.20 4U2 GDC (F1)
378060455 | TNB | DISTRIBUTION | WP PUTRAJAYA & CYBERJAYA | Existing | 11 kV |  | RYB | VPTJ/PCE/J04201 | SS 4.20 4U2 GDC (F1)
378060457 | TNB | DISTRIBUTION | WP PUTRAJAYA & CYBERJAYA | Existing | 11 kV |  | RYB | VPTJ/PCE/J04201 | SS 4.20 4U2 GDC (F1)
378060463 | TNB | DISTRIBUTION | WP PUTRAJAYA & CYBERJAYA | Existing | 11 kV |  | RYB | VPTJ/PCE/J04201 | SS 4.20 4U2 GDC (F1)
378060464 | TNB | DISTRIBUTION | WP PUTRAJAYA & CYBERJAYA | Existing | 11 kV |  | RYB | VPTJ/PCE/J04201 | SS 4.20 4U2 GDC (F1)
378060471 | TNB | DISTRIBUTION | WP PUTRAJAYA & CYBERJAYA | Existing | 11 kV |  | RYB | VPTJ/PCE/J04201 | SS 4.20 4U2 GDC (F1)
378060486 | TNB | DISTRIBUTION | WP PUTRAJAYA & CYBERJAYA | Existing | 11 kV |  | RYB | VPTJ/PCE/J04202 | SS 4.20 4U2 GDC (F2)
378060490 | TNB | DISTRIBUTION | WP PUTRAJAYA & CYBERJAYA | Existing | 11 kV |  | RYB | VPTJ/PCE/J04202 | SS 4.20 4U2 GDC (F2)
378060493 | TNB | DISTRIBUTION | WP PUTRAJAYA & CYBERJAYA | Existing | 11 kV |  | RYB | VPTJ/PCE/J04202 | SS 4.20 4U2 GDC (F2)
378060496 | TNB | DISTRIBUTION | WP PUTRAJAYA & CYBERJAYA | Existing | 11 kV |  | RYB | VPTJ/PCE/J04202 | SS 4.20 4U2 GDC (F2)
378060498 | TNB | DISTRIBUTION | WP PUTRAJAYA & CYBERJAYA | Existing | 11 kV |  | RYB | VPTJ/PCE/J04202 | SS 4.20 4U2 GDC (F2)
378060504 | TNB | DISTRIBUTION | WP PUTRAJAYA & CYBERJAYA | Existing | 11 kV |  | RYB | VPTJ/PCE/J04202 | SS 4.20 4U2 GDC (F2)
378060505 | TNB | DISTRIBUTION | WP PUTRAJAYA & CYBERJAYA | Existing | 11 kV |  | RYB | VPTJ/PCE/J04202 | SS 4.20 4U2 GDC (F2)
378060512 | TNB | DISTRIBUTION | WP PUTRAJAYA & CYBERJAYA | Existing | 11 kV |  | RYB | VPTJ/PCE/J04202 | SS 4.20 4U2 GDC (F2)
378060537 | TNB | DISTRIBUTION | WP PUTRAJAYA & CYBERJAYA | Existing | 11 kV |  | RYB | VPTJ/PCE/J04011 | PE 4.01 4G3 (F1)
378060538 | TNB | DISTRIBUTION | WP PUTRAJAYA & CYBERJAYA | Existing | 11 kV |  | RYB | VPTJ/PCE/J04011 | PE 4.01 4G3 (F1)
378060539 | TNB | DISTRIBUTION | WP PUTRAJAYA & CYBERJAYA | Existing | 11 kV |  | RYB | VPTJ/PCE/J04011 | PE 4.01 4G3 (F1)
378060540 | TNB | DISTRIBUTION | WP PUTRAJAYA & CYBERJAYA | Existing | 11 kV |  | RYB | VPTJ/PCE/J04011 | PE 4.01 4G3 (F1)
378060541 | TNB | DISTRIBUTION | WP PUTRAJAYA & CYBERJAYA | Existing | 11 kV |  | RYB | VPTJ/PCE/J04011 | PE 4.01 4G3 (F1)
378060542 | TNB | DISTRIBUTION | WP PUTRAJAYA & CYBERJAYA | Existing | 11 kV |  | RYB | VPTJ/PCE/J04011 | PE 4.01 4G3 (F1)
378060548 | TNB | DISTRIBUTION | WP PUTRAJAYA & CYBERJAYA | Existing | 11 kV |  | RYB | VPTJ/PCE/J04012 | PE 4.01 4G3 (F2)
378060552 | TNB | DISTRIBUTION | WP PUTRAJAYA & CYBERJAYA | Existing | 11 kV |  | RYB | VPTJ/PCE/J04012 | PE 4.01 4G3 (F2)
378060555 | TNB | DISTRIBUTION | WP PUTRAJAYA & CYBERJAYA | Existing | 11 kV |  | RYB | VPTJ/PCE/J04012 | PE 4.01 4G3 (F2)
378060556 | TNB | DISTRIBUTION | WP PUTRAJAYA & CYBERJAYA | Existing | 11 kV |  | RYB | VPTJ/PCE/J04012 | PE 4.01 4G3 (F2)
378060558 | TNB | DISTRIBUTION | WP PUTRAJAYA & CYBERJAYA | Existing | 11 kV |  | RYB | VPTJ/PCE/J04012 | PE 4.01 4G3 (F2)
378060560 | TNB | DISTRIBUTION | WP PUTRAJAYA & CYBERJAYA | Existing | 11 kV |  | RYB | VPTJ/PCE/J04012 | PE 4.01 4G3 (F2)
378060566 | TNB | DISTRIBUTION | WP PUTRAJAYA & CYBERJAYA | Existing | 11 kV |  | RYB | VPTJ/PCE/J04012 | PE 4.01 4G3 (F2)
378060567 | TNB | DISTRIBUTION | WP PUTRAJAYA & CYBERJAYA | Existing | 11 kV |  | RYB | VPTJ/PCE/J04012 | PE 4.01 4G3 (F2)
378060568 | TNB | DISTRIBUTION | WP PUTRAJAYA & CYBERJAYA | Existing | 11 kV |  | RYB | VPTJ/PCE/J04012 | PE 4.01 4G3 (F2)
378060571 | TNB | DISTRIBUTION | WP PUTRAJAYA & CYBERJAYA | Existing | 11 kV |  | RYB | VPTJ/PCE/J04012 | PE 4.01 4G3 (F2)
378060574 | TNB | DISTRIBUTION | WP PUTRAJAYA & CYBERJAYA | Existing | 11 kV |  | RYB | VPTJ/PCE/J04012 | PE 4.01 4G3 (F2)
378060869 | TNB | DISTRIBUTION | WP PUTRAJAYA & CYBERJAYA | Existing | 11 kV |  | RYB | VPTJ/PCE/J02161 | SS 2.16 MENARA PJH (2C1) (F1)
378060873 | TNB | DISTRIBUTION | WP PUTRAJAYA & CYBERJAYA | Existing | 11 kV |  | RYB | VPTJ/PCE/J02161 | SS 2.16 MENARA PJH (2C1) (F1)
378060876 | TNB | DISTRIBUTION | WP PUTRAJAYA & CYBERJAYA | Existing | 11 kV |  | RYB | VPTJ/PCE/J02161 | SS 2.16 MENARA PJH (2C1) (F1)
378060879 | TNB | DISTRIBUTION | WP PUTRAJAYA & CYBERJAYA | Existing | 11 kV |  | RYB | VPTJ/PCE/J02161 | SS 2.16 MENARA PJH (2C1) (F1)
378060881 | TNB | DISTRIBUTION | WP PUTRAJAYA & CYBERJAYA | Existing | 11 kV |  | RYB | VPTJ/PCE/J02161 | SS 2.16 MENARA PJH (2C1) (F1)
378060887 | TNB | DISTRIBUTION | WP PUTRAJAYA & CYBERJAYA | Existing | 11 kV |  | RYB | VPTJ/PCE/J02161 | SS 2.16 MENARA PJH (2C1) (F1)
378060888 | TNB | DISTRIBUTION | WP PUTRAJAYA & CYBERJAYA | Existing | 11 kV |  | RYB | VPTJ/PCE/J02161 | SS 2.16 MENARA PJH (2C1) (F1)
378060895 | TNB | DISTRIBUTION | WP PUTRAJAYA & CYBERJAYA | Existing | 11 kV |  | RYB | VPTJ/PCE/J02161 | SS 2.16 MENARA PJH (2C1) (F1)
378060910 | TNB | DISTRIBUTION | WP PUTRAJAYA & CYBERJAYA | Existing | 11 kV |  | RYB | VPTJ/PCE/J02162 | SS 2.16 MENARA PJH (2C1) (F2)
378060914 | TNB | DISTRIBUTION | WP PUTRAJAYA & CYBERJAYA | Existing | 11 kV |  | RYB | VPTJ/PCE/J02162 | SS 2.16 MENARA PJH (2C1) (F2)
378060917 | TNB | DISTRIBUTION | WP PUTRAJAYA & CYBERJAYA | Existing | 11 kV |  | RYB | VPTJ/PCE/J02162 | SS 2.16 MENARA PJH (2C1) (F2)
378060920 | TNB | DISTRIBUTION | WP PUTRAJAYA & CYBERJAYA | Existing | 11 kV |  | RYB | VPTJ/PCE/J02162 | SS 2.16 MENARA PJH (2C1) (F2)
378060922 | TNB | DISTRIBUTION | WP PUTRAJAYA & CYBERJAYA | Existing | 11 kV |  | RYB | VPTJ/PCE/J02162 | SS 2.16 MENARA PJH (2C1) (F2)
378060928 | TNB | DISTRIBUTION | WP PUTRAJAYA & CYBERJAYA | Existing | 11 kV |  | RYB | VPTJ/PCE/J02162 | SS 2.16 MENARA PJH (2C1) (F2)
378060929 | TNB | DISTRIBUTION | WP PUTRAJAYA & CYBERJAYA | Existing | 11 kV |  | RYB | VPTJ/PCE/J02162 | SS 2.16 MENARA PJH (2C1) (F2)
378069529 | TNB | DISTRIBUTION | WP PUTRAJAYA & CYBERJAYA | Existing | 11 kV |  | RYB | VCBJ/PCE/J22731 | SS 22.73 - HP IT CAMPUS F1
378069533 | TNB | DISTRIBUTION | WP PUTRAJAYA & CYBERJAYA | Existing | 11 kV |  | RYB | VCBJ/PCE/J22731 | SS 22.73 - HP IT CAMPUS F1
378069537 | TNB | DISTRIBUTION | WP PUTRAJAYA & CYBERJAYA | Existing | 11 kV |  | RYB | VCBJ/PCE/J22731 | SS 22.73 - HP IT CAMPUS F1
378069539 | TNB | DISTRIBUTION | WP PUTRAJAYA & CYBERJAYA | Existing | 11 kV |  | RYB | VCBJ/PCE/J22731 | SS 22.73 - HP IT CAMPUS F1
378069541 | TNB | DISTRIBUTION | WP PUTRAJAYA & CYBERJAYA | Existing | 11 kV |  | RYB | VCBJ/PCE/J22731 | SS 22.73 - HP IT CAMPUS F1
378069547 | TNB | DISTRIBUTION | WP PUTRAJAYA & CYBERJAYA | Existing | 11 kV |  | RYB | VCBJ/PCE/J22731 | SS 22.73 - HP IT CAMPUS F1
378069549 | TNB | DISTRIBUTION | WP PUTRAJAYA & CYBERJAYA | Existing | 11 kV |  | RYB | VCBJ/PCE/J22731 | SS 22.73 - HP IT CAMPUS F1
378069552 | TNB | DISTRIBUTION | WP PUTRAJAYA & CYBERJAYA | Existing | 11 kV |  | RYB | VCBJ/PCE/J22731 | SS 22.73 - HP IT CAMPUS F1
378069563 | TNB | DISTRIBUTION | WP PUTRAJAYA & CYBERJAYA | Existing | 11 kV |  | RYB | VCBJ/PCE/J22731 | SS 22.73 - HP IT CAMPUS F1
378069613 | TNB | DISTRIBUTION | WP PUTRAJAYA & CYBERJAYA | Existing | 11 kV |  | RYB | VCBJ/PCE/J22732 | SS 22.73 - HP IT CAMPUS F2
378069617 | TNB | DISTRIBUTION | WP PUTRAJAYA & CYBERJAYA | Existing | 11 kV |  | RYB | VCBJ/PCE/J22732 | SS 22.73 - HP IT CAMPUS F2
378069621 | TNB | DISTRIBUTION | WP PUTRAJAYA & CYBERJAYA | Existing | 11 kV |  | RYB | VCBJ/PCE/J22732 | SS 22.73 - HP IT CAMPUS F2
378069623 | TNB | DISTRIBUTION | WP PUTRAJAYA & CYBERJAYA | Existing | 11 kV |  | RYB | VCBJ/PCE/J22732 | SS 22.73 - HP IT CAMPUS F2
378069625 | TNB | DISTRIBUTION | WP PUTRAJAYA & CYBERJAYA | Existing | 11 kV |  | RYB | VCBJ/PCE/J22732 | SS 22.73 - HP IT CAMPUS F2
378069631 | TNB | DISTRIBUTION | WP PUTRAJAYA & CYBERJAYA | Existing | 11 kV |  | RYB | VCBJ/PCE/J22732 | SS 22.73 - HP IT CAMPUS F2
378069633 | TNB | DISTRIBUTION | WP PUTRAJAYA & CYBERJAYA | Existing | 11 kV |  | RYB | VCBJ/PCE/J22732 | SS 22.73 - HP IT CAMPUS F2
378069636 | TNB | DISTRIBUTION | WP PUTRAJAYA & CYBERJAYA | Existing | 11 kV |  | RYB | VCBJ/PCE/J22732 | SS 22.73 - HP IT CAMPUS F2
378069647 | TNB | DISTRIBUTION | WP PUTRAJAYA & CYBERJAYA | Existing | 11 kV |  | RYB | VCBJ/PCE/J22732 | SS 22.73 - HP IT CAMPUS F2
378069654 | TNB | DISTRIBUTION | WP PUTRAJAYA & CYBERJAYA | Existing | 11 kV |  | RYB | VCBJ/PCE/J22781 | SS 22.78 LHDN F1
378069658 | TNB | DISTRIBUTION | WP PUTRAJAYA & CYBERJAYA | Existing | 11 kV |  | RYB | VCBJ/PCE/J22781 | SS 22.78 LHDN F1
378069662 | TNB | DISTRIBUTION | WP PUTRAJAYA & CYBERJAYA | Existing | 11 kV |  | RYB | VCBJ/PCE/J22781 | SS 22.78 LHDN F1
378069664 | TNB | DISTRIBUTION | WP PUTRAJAYA & CYBERJAYA | Existing | 11 kV |  | RYB | VCBJ/PCE/J22781 | SS 22.78 LHDN F1
378069666 | TNB | DISTRIBUTION | WP PUTRAJAYA & CYBERJAYA | Existing | 11 kV |  | RYB | VCBJ/PCE/J22781 | SS 22.78 LHDN F1
378069672 | TNB | DISTRIBUTION | WP PUTRAJAYA & CYBERJAYA | Existing | 11 kV |  | RYB | VCBJ/PCE/J22781 | SS 22.78 LHDN F1
378069674 | TNB | DISTRIBUTION | WP PUTRAJAYA & CYBERJAYA | Existing | 11 kV |  | RYB | VCBJ/PCE/J22781 | SS 22.78 LHDN F1
378069677 | TNB | DISTRIBUTION | WP PUTRAJAYA & CYBERJAYA | Existing | 11 kV |  | RYB | VCBJ/PCE/J22781 | SS 22.78 LHDN F1
378069688 | TNB | DISTRIBUTION | WP PUTRAJAYA & CYBERJAYA | Existing | 11 kV |  | RYB | VCBJ/PCE/J22781 | SS 22.78 LHDN F1
378069711 | TNB | DISTRIBUTION | WP PUTRAJAYA & CYBERJAYA | Existing | 11 kV |  | RYB | VCBJ/PCE/J22761 | PE 22.76 - STP B F1
378069712 | TNB | DISTRIBUTION | WP PUTRAJAYA & CYBERJAYA | Existing | 11 kV |  | RYB | VCBJ/PCE/J22761 | PE 22.76 - STP B F1
378069717 | TNB | DISTRIBUTION | WP PUTRAJAYA & CYBERJAYA | Existing | 11 kV |  | RYB | VCBJ/PCE/J22761 | PE 22.76 - STP B F1
378069723 | TNB | DISTRIBUTION | WP PUTRAJAYA & CYBERJAYA | Existing | 11 kV |  | RYB | VCBJ/PCE/J22761 | PE 22.76 - STP B F1
378069724 | TNB | DISTRIBUTION | WP PUTRAJAYA & CYBERJAYA | Existing | 11 kV |  | RYB | VCBJ/PCE/J22761 | PE 22.76 - STP B F1
378069728 | TNB | DISTRIBUTION | WP PUTRAJAYA & CYBERJAYA | Existing | 11 kV |  | RYB | VCBJ/PCE/J22761 | PE 22.76 - STP B F1
378069731 | TNB | DISTRIBUTION | WP PUTRAJAYA & CYBERJAYA | Existing | 11 kV |  | RYB | VCBJ/PCE/J22761 | PE 22.76 - STP B F1
378069732 | TNB | DISTRIBUTION | WP PUTRAJAYA & CYBERJAYA | Existing | 11 kV |  | RYB | VCBJ/PCE/J22761 | PE 22.76 - STP B F1
378069743 | TNB | DISTRIBUTION | WP PUTRAJAYA & CYBERJAYA | Existing | 11 kV |  | RYB | VCBJ/PCE/J22762 | PE 22.76 - STP B F2
378069744 | TNB | DISTRIBUTION | WP PUTRAJAYA & CYBERJAYA | Existing | 11 kV |  | RYB | VCBJ/PCE/J22762 | PE 22.76 - STP B F2
378069749 | TNB | DISTRIBUTION | WP PUTRAJAYA & CYBERJAYA | Existing | 11 kV |  | RYB | VCBJ/PCE/J22762 | PE 22.76 - STP B F2
378069755 | TNB | DISTRIBUTION | WP PUTRAJAYA & CYBERJAYA | Existing | 11 kV |  | RYB | VCBJ/PCE/J22762 | PE 22.76 - STP B F2
378069756 | TNB | DISTRIBUTION | WP PUTRAJAYA & CYBERJAYA | Existing | 11 kV |  | RYB | VCBJ/PCE/J22762 | PE 22.76 - STP B F2
378069760 | TNB | DISTRIBUTION | WP PUTRAJAYA & CYBERJAYA | Existing | 11 kV |  | RYB | VCBJ/PCE/J22762 | PE 22.76 - STP B F2
378069763 | TNB | DISTRIBUTION | WP PUTRAJAYA & CYBERJAYA | Existing | 11 kV |  | RYB | VCBJ/PCE/J22762 | PE 22.76 - STP B F2
378069764 | TNB | DISTRIBUTION | WP PUTRAJAYA & CYBERJAYA | Existing | 11 kV |  | RYB | VCBJ/PCE/J22762 | PE 22.76 - STP B F2
378069802 | TNB | DISTRIBUTION | WP PUTRAJAYA & CYBERJAYA | Existing | 11 kV |  | RYB | VCBJ/PCE/J22771 | PE 22.77 - PS2-8 F1
378069803 | TNB | DISTRIBUTION | WP PUTRAJAYA & CYBERJAYA | Existing | 11 kV |  | RYB | VCBJ/PCE/J22771 | PE 22.77 - PS2-8 F1
378069808 | TNB | DISTRIBUTION | WP PUTRAJAYA & CYBERJAYA | Existing | 11 kV |  | RYB | VCBJ/PCE/J22771 | PE 22.77 - PS2-8 F1
378069814 | TNB | DISTRIBUTION | WP PUTRAJAYA & CYBERJAYA | Existing | 11 kV |  | RYB | VCBJ/PCE/J22771 | PE 22.77 - PS2-8 F1
378069815 | TNB | DISTRIBUTION | WP PUTRAJAYA & CYBERJAYA | Existing | 11 kV |  | RYB | VCBJ/PCE/J22771 | PE 22.77 - PS2-8 F1
378069819 | TNB | DISTRIBUTION | WP PUTRAJAYA & CYBERJAYA | Existing | 11 kV |  | RYB | VCBJ/PCE/J22771 | PE 22.77 - PS2-8 F1
378069822 | TNB | DISTRIBUTION | WP PUTRAJAYA & CYBERJAYA | Existing | 11 kV |  | RYB | VCBJ/PCE/J22771 | PE 22.77 - PS2-8 F1
378069823 | TNB | DISTRIBUTION | WP PUTRAJAYA & CYBERJAYA | Existing | 11 kV |  | RYB | VCBJ/PCE/J22771 | PE 22.77 - PS2-8 F1
378069898 | TNB | DISTRIBUTION | WP PUTRAJAYA & CYBERJAYA | Existing | 11 kV |  | RYB | VCBJ/PCE/J22772 | PE 22.77 - PS2-8 F2
378069899 | TNB | DISTRIBUTION | WP PUTRAJAYA & CYBERJAYA | Existing | 11 kV |  | RYB | VCBJ/PCE/J22772 | PE 22.77 - PS2-8 F2
378069904 | TNB | DISTRIBUTION | WP PUTRAJAYA & CYBERJAYA | Existing | 11 kV |  | RYB | VCBJ/PCE/J22772 | PE 22.77 - PS2-8 F2
378069910 | TNB | DISTRIBUTION | WP PUTRAJAYA & CYBERJAYA | Existing | 11 kV |  | RYB | VCBJ/PCE/J22772 | PE 22.77 - PS2-8 F2
378069911 | TNB | DISTRIBUTION | WP PUTRAJAYA & CYBERJAYA | Existing | 11 kV |  | RYB | VCBJ/PCE/J22772 | PE 22.77 - PS2-8 F2
378069915 | TNB | DISTRIBUTION | WP PUTRAJAYA & CYBERJAYA | Existing | 11 kV |  | RYB | VCBJ/PCE/J22772 | PE 22.77 - PS2-8 F2
378069918 | TNB | DISTRIBUTION | WP PUTRAJAYA & CYBERJAYA | Existing | 11 kV |  | RYB | VCBJ/PCE/J22772 | PE 22.77 - PS2-8 F2
378069919 | TNB | DISTRIBUTION | WP PUTRAJAYA & CYBERJAYA | Existing | 11 kV |  | RYB | VCBJ/PCE/J22772 | PE 22.77 - PS2-8 F2
378069996 | TNB | DISTRIBUTION | WP PUTRAJAYA & CYBERJAYA | Existing | 11 kV |  | RYB | VCBJ/PCE/J22691 | PE 22.69 KRU STUDIO F1
378069997 | TNB | DISTRIBUTION | WP PUTRAJAYA & CYBERJAYA | Existing | 11 kV |  | RYB | VCBJ/PCE/J22691 | PE 22.69 KRU STUDIO F1
378070002 | TNB | DISTRIBUTION | WP PUTRAJAYA & CYBERJAYA | Existing | 11 kV |  | RYB | VCBJ/PCE/J22691 | PE 22.69 KRU STUDIO F1
378070008 | TNB | DISTRIBUTION | WP PUTRAJAYA & CYBERJAYA | Existing | 11 kV |  | RYB | VCBJ/PCE/J22691 | PE 22.69 KRU STUDIO F1
378070009 | TNB | DISTRIBUTION | WP PUTRAJAYA & CYBERJAYA | Existing | 11 kV |  | RYB | VCBJ/PCE/J22691 | PE 22.69 KRU STUDIO F1
378070013 | TNB | DISTRIBUTION | WP PUTRAJAYA & CYBERJAYA | Existing | 11 kV |  | RYB | VCBJ/PCE/J22691 | PE 22.69 KRU STUDIO F1
378070016 | TNB | DISTRIBUTION | WP PUTRAJAYA & CYBERJAYA | Existing | 11 kV |  | RYB | VCBJ/PCE/J22691 | PE 22.69 KRU STUDIO F1
378070017 | TNB | DISTRIBUTION | WP PUTRAJAYA & CYBERJAYA | Existing | 11 kV |  | RYB | VCBJ/PCE/J22691 | PE 22.69 KRU STUDIO F1
378070025 | TNB | DISTRIBUTION | WP PUTRAJAYA & CYBERJAYA | Existing | 11 kV |  | RYB | VCBJ/PCE/J24191 | PE 24.19 YAKIN INVEST F1
378070026 | TNB | DISTRIBUTION | WP PUTRAJAYA & CYBERJAYA | Existing | 11 kV |  | RYB | VCBJ/PCE/J24191 | PE 24.19 YAKIN INVEST F1
378070031 | TNB | DISTRIBUTION | WP PUTRAJAYA & CYBERJAYA | Existing | 11 kV |  | RYB | VCBJ/PCE/J24191 | PE 24.19 YAKIN INVEST F1
378070037 | TNB | DISTRIBUTION | WP PUTRAJAYA & CYBERJAYA | Existing | 11 kV |  | RYB | VCBJ/PCE/J24191 | PE 24.19 YAKIN INVEST F1
378070038 | TNB | DISTRIBUTION | WP PUTRAJAYA & CYBERJAYA | Existing | 11 kV |  | RYB | VCBJ/PCE/J24191 | PE 24.19 YAKIN INVEST F1
378070042 | TNB | DISTRIBUTION | WP PUTRAJAYA & CYBERJAYA | Existing | 11 kV |  | RYB | VCBJ/PCE/J24191 | PE 24.19 YAKIN INVEST F1
378070045 | TNB | DISTRIBUTION | WP PUTRAJAYA & CYBERJAYA | Existing | 11 kV |  | RYB | VCBJ/PCE/J24191 | PE 24.19 YAKIN INVEST F1
378070046 | TNB | DISTRIBUTION | WP PUTRAJAYA & CYBERJAYA | Existing | 11 kV |  | RYB | VCBJ/PCE/J24191 | PE 24.19 YAKIN INVEST F1
378070125 | TNB | DISTRIBUTION | WP PUTRAJAYA & CYBERJAYA | Existing | 11 kV |  | RYB | VCBJ/PCE/J22692 | PE 22.69 KRU STUDIO F2
378070126 | TNB | DISTRIBUTION | WP PUTRAJAYA & CYBERJAYA | Existing | 11 kV |  | RYB | VCBJ/PCE/J22692 | PE 22.69 KRU STUDIO F2
378070131 | TNB | DISTRIBUTION | WP PUTRAJAYA & CYBERJAYA | Existing | 11 kV |  | RYB | VCBJ/PCE/J22692 | PE 22.69 KRU STUDIO F2
378070137 | TNB | DISTRIBUTION | WP PUTRAJAYA & CYBERJAYA | Existing | 11 kV |  | RYB | VCBJ/PCE/J22692 | PE 22.69 KRU STUDIO F2
378070138 | TNB | DISTRIBUTION | WP PUTRAJAYA & CYBERJAYA | Existing | 11 kV |  | RYB | VCBJ/PCE/J22692 | PE 22.69 KRU STUDIO F2
378070142 | TNB | DISTRIBUTION | WP PUTRAJAYA & CYBERJAYA | Existing | 11 kV |  | RYB | VCBJ/PCE/J22692 | PE 22.69 KRU STUDIO F2
378070145 | TNB | DISTRIBUTION | WP PUTRAJAYA & CYBERJAYA | Existing | 11 kV |  | RYB | VCBJ/PCE/J22692 | PE 22.69 KRU STUDIO F2
378070146 | TNB | DISTRIBUTION | WP PUTRAJAYA & CYBERJAYA | Existing | 11 kV |  | RYB | VCBJ/PCE/J22692 | PE 22.69 KRU STUDIO F2
378070157 | TNB | DISTRIBUTION | WP PUTRAJAYA & CYBERJAYA | Existing | 11 kV |  | RYB | VCBJ/PCE/J24192 | PE 24.19 YAKIN INVEST F2
378070158 | TNB | DISTRIBUTION | WP PUTRAJAYA & CYBERJAYA | Existing | 11 kV |  | RYB | VCBJ/PCE/J24192 | PE 24.19 YAKIN INVEST F2
378070163 | TNB | DISTRIBUTION | WP PUTRAJAYA & CYBERJAYA | Existing | 11 kV |  | RYB | VCBJ/PCE/J24192 | PE 24.19 YAKIN INVEST F2
378070169 | TNB | DISTRIBUTION | WP PUTRAJAYA & CYBERJAYA | Existing | 11 kV |  | RYB | VCBJ/PCE/J24192 | PE 24.19 YAKIN INVEST F2
378070170 | TNB | DISTRIBUTION | WP PUTRAJAYA & CYBERJAYA | Existing | 11 kV |  | RYB | VCBJ/PCE/J24192 | PE 24.19 YAKIN INVEST F2
378070174 | TNB | DISTRIBUTION | WP PUTRAJAYA & CYBERJAYA | Existing | 11 kV |  | RYB | VCBJ/PCE/J24192 | PE 24.19 YAKIN INVEST F2
378070177 | TNB | DISTRIBUTION | WP PUTRAJAYA & CYBERJAYA | Existing | 11 kV |  | RYB | VCBJ/PCE/J24192 | PE 24.19 YAKIN INVEST F2
378070178 | TNB | DISTRIBUTION | WP PUTRAJAYA & CYBERJAYA | Existing | 11 kV |  | RYB | VCBJ/PCE/J24192 | PE 24.19 YAKIN INVEST F2
378070303 | TNB | DISTRIBUTION | WP PUTRAJAYA & CYBERJAYA | Existing | 11 kV |  | RYB | VCBJ/PCE/J22891 | PE 22.89 MYTELEHAUS F1
378070304 | TNB | DISTRIBUTION | WP PUTRAJAYA & CYBERJAYA | Existing | 11 kV |  | RYB | VCBJ/PCE/J22891 | PE 22.89 MYTELEHAUS F1
378070309 | TNB | DISTRIBUTION | WP PUTRAJAYA & CYBERJAYA | Existing | 11 kV |  | RYB | VCBJ/PCE/J22891 | PE 22.89 MYTELEHAUS F1
378070315 | TNB | DISTRIBUTION | WP PUTRAJAYA & CYBERJAYA | Existing | 11 kV |  | RYB | VCBJ/PCE/J22891 | PE 22.89 MYTELEHAUS F1
378070316 | TNB | DISTRIBUTION | WP PUTRAJAYA & CYBERJAYA | Existing | 11 kV |  | RYB | VCBJ/PCE/J22891 | PE 22.89 MYTELEHAUS F1
378070320 | TNB | DISTRIBUTION | WP PUTRAJAYA & CYBERJAYA | Existing | 11 kV |  | RYB | VCBJ/PCE/J22891 | PE 22.89 MYTELEHAUS F1
378070323 | TNB | DISTRIBUTION | WP PUTRAJAYA & CYBERJAYA | Existing | 11 kV |  | RYB | VCBJ/PCE/J22891 | PE 22.89 MYTELEHAUS F1
378070324 | TNB | DISTRIBUTION | WP PUTRAJAYA & CYBERJAYA | Existing | 11 kV |  | RYB | VCBJ/PCE/J22891 | PE 22.89 MYTELEHAUS F1
378070403 | TNB | DISTRIBUTION | WP PUTRAJAYA & CYBERJAYA | Existing | 11 kV |  | RYB | VCBJ/PCE/J22892 | PE 22.89 MYTELEHAUS F2
378070404 | TNB | DISTRIBUTION | WP PUTRAJAYA & CYBERJAYA | Existing | 11 kV |  | RYB | VCBJ/PCE/J22892 | PE 22.89 MYTELEHAUS F2
378070409 | TNB | DISTRIBUTION | WP PUTRAJAYA & CYBERJAYA | Existing | 11 kV |  | RYB | VCBJ/PCE/J22892 | PE 22.89 MYTELEHAUS F2
378070415 | TNB | DISTRIBUTION | WP PUTRAJAYA & CYBERJAYA | Existing | 11 kV |  | RYB | VCBJ/PCE/J22892 | PE 22.89 MYTELEHAUS F2
378070416 | TNB | DISTRIBUTION | WP PUTRAJAYA & CYBERJAYA | Existing | 11 kV |  | RYB | VCBJ/PCE/J22892 | PE 22.89 MYTELEHAUS F2
378070420 | TNB | DISTRIBUTION | WP PUTRAJAYA & CYBERJAYA | Existing | 11 kV |  | RYB | VCBJ/PCE/J22892 | PE 22.89 MYTELEHAUS F2
378070423 | TNB | DISTRIBUTION | WP PUTRAJAYA & CYBERJAYA | Existing | 11 kV |  | RYB | VCBJ/PCE/J22892 | PE 22.89 MYTELEHAUS F2
378070424 | TNB | DISTRIBUTION | WP PUTRAJAYA & CYBERJAYA | Existing | 11 kV |  | RYB | VCBJ/PCE/J22892 | PE 22.89 MYTELEHAUS F2
378070504 | TNB | DISTRIBUTION | WP PUTRAJAYA & CYBERJAYA | Existing | 11 kV |  | RYB | VCBJ/PCE/J22881 | PE 22.88 SKY LEISURE F1
378070505 | TNB | DISTRIBUTION | WP PUTRAJAYA & CYBERJAYA | Existing | 11 kV |  | RYB | VCBJ/PCE/J22881 | PE 22.88 SKY LEISURE F1
378070510 | TNB | DISTRIBUTION | WP PUTRAJAYA & CYBERJAYA | Existing | 11 kV |  | RYB | VCBJ/PCE/J22881 | PE 22.88 SKY LEISURE F1
378070516 | TNB | DISTRIBUTION | WP PUTRAJAYA & CYBERJAYA | Existing | 11 kV |  | RYB | VCBJ/PCE/J22881 | PE 22.88 SKY LEISURE F1
378070517 | TNB | DISTRIBUTION | WP PUTRAJAYA & CYBERJAYA | Existing | 11 kV |  | RYB | VCBJ/PCE/J22881 | PE 22.88 SKY LEISURE F1
378070521 | TNB | DISTRIBUTION | WP PUTRAJAYA & CYBERJAYA | Existing | 11 kV |  | RYB | VCBJ/PCE/J22881 | PE 22.88 SKY LEISURE F1
378070524 | TNB | DISTRIBUTION | WP PUTRAJAYA & CYBERJAYA | Existing | 11 kV |  | RYB | VCBJ/PCE/J22881 | PE 22.88 SKY LEISURE F1
378070525 | TNB | DISTRIBUTION | WP PUTRAJAYA & CYBERJAYA | Existing | 11 kV |  | RYB | VCBJ/PCE/J22881 | PE 22.88 SKY LEISURE F1
378070606 | TNB | DISTRIBUTION | WP PUTRAJAYA & CYBERJAYA | Existing | 11 kV |  | RYB | VCBJ/PCE/J22882 | PE 22.88 SKY LEISURE F2
378070607 | TNB | DISTRIBUTION | WP PUTRAJAYA & CYBERJAYA | Existing | 11 kV |  | RYB | VCBJ/PCE/J22882 | PE 22.88 SKY LEISURE F2
378070612 | TNB | DISTRIBUTION | WP PUTRAJAYA & CYBERJAYA | Existing | 11 kV |  | RYB | VCBJ/PCE/J22882 | PE 22.88 SKY LEISURE F2
378070618 | TNB | DISTRIBUTION | WP PUTRAJAYA & CYBERJAYA | Existing | 11 kV |  | RYB | VCBJ/PCE/J22882 | PE 22.88 SKY LEISURE F2
378070619 | TNB | DISTRIBUTION | WP PUTRAJAYA & CYBERJAYA | Existing | 11 kV |  | RYB | VCBJ/PCE/J22882 | PE 22.88 SKY LEISURE F2
378070623 | TNB | DISTRIBUTION | WP PUTRAJAYA & CYBERJAYA | Existing | 11 kV |  | RYB | VCBJ/PCE/J22882 | PE 22.88 SKY LEISURE F2
378070626 | TNB | DISTRIBUTION | WP PUTRAJAYA & CYBERJAYA | Existing | 11 kV |  | RYB | VCBJ/PCE/J22882 | PE 22.88 SKY LEISURE F2
378070627 | TNB | DISTRIBUTION | WP PUTRAJAYA & CYBERJAYA | Existing | 11 kV |  | RYB | VCBJ/PCE/J22882 | PE 22.88 SKY LEISURE F2
378070752 | TNB | DISTRIBUTION | WP PUTRAJAYA & CYBERJAYA | Existing | 11 kV |  | RYB | VCBJ/PCE/J22651 | SS 22.65 BASIS BAY NO 2
378070756 | TNB | DISTRIBUTION | WP PUTRAJAYA & CYBERJAYA | Existing | 11 kV |  | RYB | VCBJ/PCE/J22651 | SS 22.65 BASIS BAY NO 2
378070760 | TNB | DISTRIBUTION | WP PUTRAJAYA & CYBERJAYA | Existing | 11 kV |  | RYB | VCBJ/PCE/J22651 | SS 22.65 BASIS BAY NO 2
378070762 | TNB | DISTRIBUTION | WP PUTRAJAYA & CYBERJAYA | Existing | 11 kV |  | RYB | VCBJ/PCE/J22651 | SS 22.65 BASIS BAY NO 2
378070764 | TNB | DISTRIBUTION | WP PUTRAJAYA & CYBERJAYA | Existing | 11 kV |  | RYB | VCBJ/PCE/J22651 | SS 22.65 BASIS BAY NO 2
378070770 | TNB | DISTRIBUTION | WP PUTRAJAYA & CYBERJAYA | Existing | 11 kV |  | RYB | VCBJ/PCE/J22651 | SS 22.65 BASIS BAY NO 2
378070772 | TNB | DISTRIBUTION | WP PUTRAJAYA & CYBERJAYA | Existing | 11 kV |  | RYB | VCBJ/PCE/J22651 | SS 22.65 BASIS BAY NO 2
378070775 | TNB | DISTRIBUTION | WP PUTRAJAYA & CYBERJAYA | Existing | 11 kV |  | RYB | VCBJ/PCE/J22651 | SS 22.65 BASIS BAY NO 2
378070786 | TNB | DISTRIBUTION | WP PUTRAJAYA & CYBERJAYA | Existing | 11 kV |  | RYB | VCBJ/PCE/J22651 | SS 22.65 BASIS BAY NO 2
378070793 | TNB | DISTRIBUTION | WP PUTRAJAYA & CYBERJAYA | Existing | 11 kV |  | RYB | VCBJ/PCE/J22551 | SS 22.55 BASIS BAY NO 1
378070797 | TNB | DISTRIBUTION | WP PUTRAJAYA & CYBERJAYA | Existing | 11 kV |  | RYB | VCBJ/PCE/J22551 | SS 22.55 BASIS BAY NO 1
378070801 | TNB | DISTRIBUTION | WP PUTRAJAYA & CYBERJAYA | Existing | 11 kV |  | RYB | VCBJ/PCE/J22551 | SS 22.55 BASIS BAY NO 1
378070803 | TNB | DISTRIBUTION | WP PUTRAJAYA & CYBERJAYA | Existing | 11 kV |  | RYB | VCBJ/PCE/J22551 | SS 22.55 BASIS BAY NO 1
378070805 | TNB | DISTRIBUTION | WP PUTRAJAYA & CYBERJAYA | Existing | 11 kV |  | RYB | VCBJ/PCE/J22551 | SS 22.55 BASIS BAY NO 1
378070811 | TNB | DISTRIBUTION | WP PUTRAJAYA & CYBERJAYA | Existing | 11 kV |  | RYB | VCBJ/PCE/J22551 | SS 22.55 BASIS BAY NO 1
378070813 | TNB | DISTRIBUTION | WP PUTRAJAYA & CYBERJAYA | Existing | 11 kV |  | RYB | VCBJ/PCE/J22551 | SS 22.55 BASIS BAY NO 1
378070816 | TNB | DISTRIBUTION | WP PUTRAJAYA & CYBERJAYA | Existing | 11 kV |  | RYB | VCBJ/PCE/J22551 | SS 22.55 BASIS BAY NO 1
378070827 | TNB | DISTRIBUTION | WP PUTRAJAYA & CYBERJAYA | Existing | 11 kV |  | RYB | VCBJ/PCE/J22551 | SS 22.55 BASIS BAY NO 1
378070839 | TNB | DISTRIBUTION | WP PUTRAJAYA & CYBERJAYA | Existing | 11 kV |  | RYB | VCBJ/PCE/J22371 | PE 22.37 BOMBA CJ F1
378070843 | TNB | DISTRIBUTION | WP PUTRAJAYA & CYBERJAYA | Existing | 11 kV |  | RYB | VCBJ/PCE/J22371 | PE 22.37 BOMBA CJ F1
378070847 | TNB | DISTRIBUTION | WP PUTRAJAYA & CYBERJAYA | Existing | 11 kV |  | RYB | VCBJ/PCE/J22371 | PE 22.37 BOMBA CJ F1
378070849 | TNB | DISTRIBUTION | WP PUTRAJAYA & CYBERJAYA | Existing | 11 kV |  | RYB | VCBJ/PCE/J22371 | PE 22.37 BOMBA CJ F1
378070851 | TNB | DISTRIBUTION | WP PUTRAJAYA & CYBERJAYA | Existing | 11 kV |  | RYB | VCBJ/PCE/J22371 | PE 22.37 BOMBA CJ F1
378070857 | TNB | DISTRIBUTION | WP PUTRAJAYA & CYBERJAYA | Existing | 11 kV |  | RYB | VCBJ/PCE/J22371 | PE 22.37 BOMBA CJ F1
378070859 | TNB | DISTRIBUTION | WP PUTRAJAYA & CYBERJAYA | Existing | 11 kV |  | RYB | VCBJ/PCE/J22371 | PE 22.37 BOMBA CJ F1
378070862 | TNB | DISTRIBUTION | WP PUTRAJAYA & CYBERJAYA | Existing | 11 kV |  | RYB | VCBJ/PCE/J22371 | PE 22.37 BOMBA CJ F1
378070873 | TNB | DISTRIBUTION | WP PUTRAJAYA & CYBERJAYA | Existing | 11 kV |  | RYB | VCBJ/PCE/J22371 | PE 22.37 BOMBA CJ F1
378071143 | TNB | DISTRIBUTION | WP PUTRAJAYA & CYBERJAYA | Existing | 11 kV |  | RYB | VCBJ/PCE/J22372 | PE 22.37 BOMBA CJ F2
378071154 | TNB | DISTRIBUTION | WP PUTRAJAYA & CYBERJAYA | Existing | 11 kV |  | RYB | VCBJ/PCE/J22372 | PE 22.37 BOMBA CJ F2
378071155 | TNB | DISTRIBUTION | WP PUTRAJAYA & CYBERJAYA | Existing | 11 kV |  | RYB | VCBJ/PCE/J22372 | PE 22.37 BOMBA CJ F2
378071164 | TNB | DISTRIBUTION | WP PUTRAJAYA & CYBERJAYA | Existing | 11 kV |  | RYB | VCBJ/PCE/J22372 | PE 22.37 BOMBA CJ F2
378071170 | TNB | DISTRIBUTION | WP PUTRAJAYA & CYBERJAYA | Existing | 11 kV |  | RYB | VCBJ/PCE/J22372 | PE 22.37 BOMBA CJ F2
378071172 | TNB | DISTRIBUTION | WP PUTRAJAYA & CYBERJAYA | Existing | 11 kV |  | RYB | VCBJ/PCE/J22372 | PE 22.37 BOMBA CJ F2
378071174 | TNB | DISTRIBUTION | WP PUTRAJAYA & CYBERJAYA | Existing | 11 kV |  | RYB | VCBJ/PCE/J22372 | PE 22.37 BOMBA CJ F2
378071177 | TNB | DISTRIBUTION | WP PUTRAJAYA & CYBERJAYA | Existing | 11 kV |  | RYB | VCBJ/PCE/J22372 | PE 22.37 BOMBA CJ F2
378071180 | TNB | DISTRIBUTION | WP PUTRAJAYA & CYBERJAYA | Existing | 11 kV |  | RYB | VCBJ/PCE/J22372 | PE 22.37 BOMBA CJ F2
378071274 | TNB | DISTRIBUTION | WP PUTRAJAYA & CYBERJAYA | Existing | 11 kV |  | RYB | VCBJ/PCE/J24231 | SS 24.23 STAR CENTRAL F1
378071278 | TNB | DISTRIBUTION | WP PUTRAJAYA & CYBERJAYA | Existing | 11 kV |  | RYB | VCBJ/PCE/J24231 | SS 24.23 STAR CENTRAL F1
378071282 | TNB | DISTRIBUTION | WP PUTRAJAYA & CYBERJAYA | Existing | 11 kV |  | RYB | VCBJ/PCE/J24231 | SS 24.23 STAR CENTRAL F1
378071284 | TNB | DISTRIBUTION | WP PUTRAJAYA & CYBERJAYA | Existing | 11 kV |  | RYB | VCBJ/PCE/J24231 | SS 24.23 STAR CENTRAL F1
378071286 | TNB | DISTRIBUTION | WP PUTRAJAYA & CYBERJAYA | Existing | 11 kV |  | RYB | VCBJ/PCE/J24231 | SS 24.23 STAR CENTRAL F1
378071292 | TNB | DISTRIBUTION | WP PUTRAJAYA & CYBERJAYA | Existing | 11 kV |  | RYB | VCBJ/PCE/J24231 | SS 24.23 STAR CENTRAL F1
378071294 | TNB | DISTRIBUTION | WP PUTRAJAYA & CYBERJAYA | Existing | 11 kV |  | RYB | VCBJ/PCE/J24231 | SS 24.23 STAR CENTRAL F1
378071297 | TNB | DISTRIBUTION | WP PUTRAJAYA & CYBERJAYA | Existing | 11 kV |  | RYB | VCBJ/PCE/J24231 | SS 24.23 STAR CENTRAL F1
378071315 | TNB | DISTRIBUTION | WP PUTRAJAYA & CYBERJAYA | Existing | 11 kV |  | RYB | VCBJ/PCE/J22791 | SS 22.79 DCP2 F1
378071319 | TNB | DISTRIBUTION | WP PUTRAJAYA & CYBERJAYA | Existing | 11 kV |  | RYB | VCBJ/PCE/J22791 | SS 22.79 DCP2 F1
378071323 | TNB | DISTRIBUTION | WP PUTRAJAYA & CYBERJAYA | Existing | 11 kV |  | RYB | VCBJ/PCE/J22791 | SS 22.79 DCP2 F1
378071325 | TNB | DISTRIBUTION | WP PUTRAJAYA & CYBERJAYA | Existing | 11 kV |  | RYB | VCBJ/PCE/J22791 | SS 22.79 DCP2 F1
378071327 | TNB | DISTRIBUTION | WP PUTRAJAYA & CYBERJAYA | Existing | 11 kV |  | RYB | VCBJ/PCE/J22791 | SS 22.79 DCP2 F1
378071333 | TNB | DISTRIBUTION | WP PUTRAJAYA & CYBERJAYA | Existing | 11 kV |  | RYB | VCBJ/PCE/J22791 | SS 22.79 DCP2 F1
378071335 | TNB | DISTRIBUTION | WP PUTRAJAYA & CYBERJAYA | Existing | 11 kV |  | RYB | VCBJ/PCE/J22791 | SS 22.79 DCP2 F1
378071338 | TNB | DISTRIBUTION | WP PUTRAJAYA & CYBERJAYA | Existing | 11 kV |  | RYB | VCBJ/PCE/J22791 | SS 22.79 DCP2 F1
378071349 | TNB | DISTRIBUTION | WP PUTRAJAYA & CYBERJAYA | Existing | 11 kV |  | RYB | VCBJ/PCE/J22791 | SS 22.79 DCP2 F1
378071356 | TNB | DISTRIBUTION | WP PUTRAJAYA & CYBERJAYA | Existing | 11 kV |  | RYB | VCBJ/PCE/J22792 | SS 22.79 DCP2 F2
378071360 | TNB | DISTRIBUTION | WP PUTRAJAYA & CYBERJAYA | Existing | 11 kV |  | RYB | VCBJ/PCE/J22792 | SS 22.79 DCP2 F2
378071364 | TNB | DISTRIBUTION | WP PUTRAJAYA & CYBERJAYA | Existing | 11 kV |  | RYB | VCBJ/PCE/J22792 | SS 22.79 DCP2 F2
378071366 | TNB | DISTRIBUTION | WP PUTRAJAYA & CYBERJAYA | Existing | 11 kV |  | RYB | VCBJ/PCE/J22792 | SS 22.79 DCP2 F2
378071368 | TNB | DISTRIBUTION | WP PUTRAJAYA & CYBERJAYA | Existing | 11 kV |  | RYB | VCBJ/PCE/J22792 | SS 22.79 DCP2 F2
378071374 | TNB | DISTRIBUTION | WP PUTRAJAYA & CYBERJAYA | Existing | 11 kV |  | RYB | VCBJ/PCE/J22792 | SS 22.79 DCP2 F2
378071376 | TNB | DISTRIBUTION | WP PUTRAJAYA & CYBERJAYA | Existing | 11 kV |  | RYB | VCBJ/PCE/J22792 | SS 22.79 DCP2 F2
378071379 | TNB | DISTRIBUTION | WP PUTRAJAYA & CYBERJAYA | Existing | 11 kV |  | RYB | VCBJ/PCE/J22792 | SS 22.79 DCP2 F2
378071416 | TNB | DISTRIBUTION | WP PUTRAJAYA & CYBERJAYA | Existing | 11 kV |  | RYB | VCBJ/PCE/J24232 | SS 24.23 STAR CENTRAL F2
378071420 | TNB | DISTRIBUTION | WP PUTRAJAYA & CYBERJAYA | Existing | 11 kV |  | RYB | VCBJ/PCE/J24232 | SS 24.23 STAR CENTRAL F2
378071424 | TNB | DISTRIBUTION | WP PUTRAJAYA & CYBERJAYA | Existing | 11 kV |  | RYB | VCBJ/PCE/J24232 | SS 24.23 STAR CENTRAL F2
378071426 | TNB | DISTRIBUTION | WP PUTRAJAYA & CYBERJAYA | Existing | 11 kV |  | RYB | VCBJ/PCE/J24232 | SS 24.23 STAR CENTRAL F2
378071428 | TNB | DISTRIBUTION | WP PUTRAJAYA & CYBERJAYA | Existing | 11 kV |  | RYB | VCBJ/PCE/J24232 | SS 24.23 STAR CENTRAL F2
378071434 | TNB | DISTRIBUTION | WP PUTRAJAYA & CYBERJAYA | Existing | 11 kV |  | RYB | VCBJ/PCE/J24232 | SS 24.23 STAR CENTRAL F2
378071436 | TNB | DISTRIBUTION | WP PUTRAJAYA & CYBERJAYA | Existing | 11 kV |  | RYB | VCBJ/PCE/J24232 | SS 24.23 STAR CENTRAL F2
378071439 | TNB | DISTRIBUTION | WP PUTRAJAYA & CYBERJAYA | Existing | 11 kV |  | RYB | VCBJ/PCE/J24232 | SS 24.23 STAR CENTRAL F2
378071450 | TNB | DISTRIBUTION | WP PUTRAJAYA & CYBERJAYA | Existing | 11 kV |  | RYB | VCBJ/PCE/J24232 | SS 24.23 STAR CENTRAL F2
378071464 | TNB | DISTRIBUTION | WP PUTRAJAYA & CYBERJAYA | Existing | 11 kV |  | RYB | VCBJ/PCE/J22931 | PE 22.93 BLOK A TRIENTEL
378071465 | TNB | DISTRIBUTION | WP PUTRAJAYA & CYBERJAYA | Existing | 11 kV |  | RYB | VCBJ/PCE/J22931 | PE 22.93 BLOK A TRIENTEL
378071466 | TNB | DISTRIBUTION | WP PUTRAJAYA & CYBERJAYA | Existing | 11 kV |  | RYB | VCBJ/PCE/J22931 | PE 22.93 BLOK A TRIENTEL
378071473 | TNB | DISTRIBUTION | WP PUTRAJAYA & CYBERJAYA | Existing | 11 kV |  | RYB | VCBJ/PCE/J22931 | PE 22.93 BLOK A TRIENTEL
378071476 | TNB | DISTRIBUTION | WP PUTRAJAYA & CYBERJAYA | Existing | 11 kV |  | RYB | VCBJ/PCE/J22931 | PE 22.93 BLOK A TRIENTEL
378071477 | TNB | DISTRIBUTION | WP PUTRAJAYA & CYBERJAYA | Existing | 11 kV |  | RYB | VCBJ/PCE/J22931 | PE 22.93 BLOK A TRIENTEL
378071478 | TNB | DISTRIBUTION | WP PUTRAJAYA & CYBERJAYA | Existing | 11 kV |  | RYB | VCBJ/PCE/J22931 | PE 22.93 BLOK A TRIENTEL
378071480 | TNB | DISTRIBUTION | WP PUTRAJAYA & CYBERJAYA | Existing | 11 kV |  | RYB | VCBJ/PCE/J22931 | PE 22.93 BLOK A TRIENTEL
378071481 | TNB | DISTRIBUTION | WP PUTRAJAYA & CYBERJAYA | Existing | 11 kV |  | RYB | VCBJ/PCE/J22931 | PE 22.93 BLOK A TRIENTEL
378071483 | TNB | DISTRIBUTION | WP PUTRAJAYA & CYBERJAYA | Existing | 11 kV |  | RYB | VCBJ/PCE/J22931 | PE 22.93 BLOK A TRIENTEL
378071491 | TNB | DISTRIBUTION | WP PUTRAJAYA & CYBERJAYA | Existing | 11 kV |  | RYB | VCBJ/PCE/J22931 | PE 22.93 BLOK A TRIENTEL
378071646 | TNB | DISTRIBUTION | WP PUTRAJAYA & CYBERJAYA | Existing | 11 kV |  | RYB | VCBJ/PCE/J22951 | PE 22.95 TRIENTEL BLOK C
378071647 | TNB | DISTRIBUTION | WP PUTRAJAYA & CYBERJAYA | Existing | 11 kV |  | RYB | VCBJ/PCE/J22951 | PE 22.95 TRIENTEL BLOK C
378071652 | TNB | DISTRIBUTION | WP PUTRAJAYA & CYBERJAYA | Existing | 11 kV |  | RYB | VCBJ/PCE/J22951 | PE 22.95 TRIENTEL BLOK C
378071658 | TNB | DISTRIBUTION | WP PUTRAJAYA & CYBERJAYA | Existing | 11 kV |  | RYB | VCBJ/PCE/J22951 | PE 22.95 TRIENTEL BLOK C
378071659 | TNB | DISTRIBUTION | WP PUTRAJAYA & CYBERJAYA | Existing | 11 kV |  | RYB | VCBJ/PCE/J22951 | PE 22.95 TRIENTEL BLOK C
378071663 | TNB | DISTRIBUTION | WP PUTRAJAYA & CYBERJAYA | Existing | 11 kV |  | RYB | VCBJ/PCE/J22951 | PE 22.95 TRIENTEL BLOK C
378071666 | TNB | DISTRIBUTION | WP PUTRAJAYA & CYBERJAYA | Existing | 11 kV |  | RYB | VCBJ/PCE/J22951 | PE 22.95 TRIENTEL BLOK C
378071667 | TNB | DISTRIBUTION | WP PUTRAJAYA & CYBERJAYA | Existing | 11 kV |  | RYB | VCBJ/PCE/J22951 | PE 22.95 TRIENTEL BLOK C
378071746 | TNB | DISTRIBUTION | WP PUTRAJAYA & CYBERJAYA | Existing | 11 kV |  | RYB | VCBJ/PCE/J22961 | PE 22.96 TRIENTEL BLOK D
378071747 | TNB | DISTRIBUTION | WP PUTRAJAYA & CYBERJAYA | Existing | 11 kV |  | RYB | VCBJ/PCE/J22961 | PE 22.96 TRIENTEL BLOK D
378071752 | TNB | DISTRIBUTION | WP PUTRAJAYA & CYBERJAYA | Existing | 11 kV |  | RYB | VCBJ/PCE/J22961 | PE 22.96 TRIENTEL BLOK D
378071758 | TNB | DISTRIBUTION | WP PUTRAJAYA & CYBERJAYA | Existing | 11 kV |  | RYB | VCBJ/PCE/J22961 | PE 22.96 TRIENTEL BLOK D
378071759 | TNB | DISTRIBUTION | WP PUTRAJAYA & CYBERJAYA | Existing | 11 kV |  | RYB | VCBJ/PCE/J22961 | PE 22.96 TRIENTEL BLOK D
378071763 | TNB | DISTRIBUTION | WP PUTRAJAYA & CYBERJAYA | Existing | 11 kV |  | RYB | VCBJ/PCE/J22961 | PE 22.96 TRIENTEL BLOK D
378071766 | TNB | DISTRIBUTION | WP PUTRAJAYA & CYBERJAYA | Existing | 11 kV |  | RYB | VCBJ/PCE/J22961 | PE 22.96 TRIENTEL BLOK D
378071767 | TNB | DISTRIBUTION | WP PUTRAJAYA & CYBERJAYA | Existing | 11 kV |  | RYB | VCBJ/PCE/J22961 | PE 22.96 TRIENTEL BLOK D
378071844 | TNB | DISTRIBUTION | WP PUTRAJAYA & CYBERJAYA | Existing | 11 kV |  | RYB | VCBJ/PCE/J22941 | PE 22.94 TRIENTEL BLOK B
378071845 | TNB | DISTRIBUTION | WP PUTRAJAYA & CYBERJAYA | Existing | 11 kV |  | RYB | VCBJ/PCE/J22941 | PE 22.94 TRIENTEL BLOK B
378071846 | TNB | DISTRIBUTION | WP PUTRAJAYA & CYBERJAYA | Existing | 11 kV |  | RYB | VCBJ/PCE/J22941 | PE 22.94 TRIENTEL BLOK B
378071853 | TNB | DISTRIBUTION | WP PUTRAJAYA & CYBERJAYA | Existing | 11 kV |  | RYB | VCBJ/PCE/J22941 | PE 22.94 TRIENTEL BLOK B
378071856 | TNB | DISTRIBUTION | WP PUTRAJAYA & CYBERJAYA | Existing | 11 kV |  | RYB | VCBJ/PCE/J22941 | PE 22.94 TRIENTEL BLOK B
378071857 | TNB | DISTRIBUTION | WP PUTRAJAYA & CYBERJAYA | Existing | 11 kV |  | RYB | VCBJ/PCE/J22941 | PE 22.94 TRIENTEL BLOK B
378071858 | TNB | DISTRIBUTION | WP PUTRAJAYA & CYBERJAYA | Existing | 11 kV |  | RYB | VCBJ/PCE/J22941 | PE 22.94 TRIENTEL BLOK B
378071860 | TNB | DISTRIBUTION | WP PUTRAJAYA & CYBERJAYA | Existing | 11 kV |  | RYB | VCBJ/PCE/J22941 | PE 22.94 TRIENTEL BLOK B
378071861 | TNB | DISTRIBUTION | WP PUTRAJAYA & CYBERJAYA | Existing | 11 kV |  | RYB | VCBJ/PCE/J22941 | PE 22.94 TRIENTEL BLOK B
378071863 | TNB | DISTRIBUTION | WP PUTRAJAYA & CYBERJAYA | Existing | 11 kV |  | RYB | VCBJ/PCE/J22941 | PE 22.94 TRIENTEL BLOK B
378071871 | TNB | DISTRIBUTION | WP PUTRAJAYA & CYBERJAYA | Existing | 11 kV |  | RYB | VCBJ/PCE/J22941 | PE 22.94 TRIENTEL BLOK B
378072041 | TNB | DISTRIBUTION | WP PUTRAJAYA & CYBERJAYA | Existing | 11 kV |  | RYB | VCBJ/PCE/J21781 | PE 21.78 GARDEN VIEW BLOK C
378072042 | TNB | DISTRIBUTION | WP PUTRAJAYA & CYBERJAYA | Existing | 11 kV |  | RYB | VCBJ/PCE/J21781 | PE 21.78 GARDEN VIEW BLOK C
378072047 | TNB | DISTRIBUTION | WP PUTRAJAYA & CYBERJAYA | Existing | 11 kV |  | RYB | VCBJ/PCE/J21781 | PE 21.78 GARDEN VIEW BLOK C
378072053 | TNB | DISTRIBUTION | WP PUTRAJAYA & CYBERJAYA | Existing | 11 kV |  | RYB | VCBJ/PCE/J21781 | PE 21.78 GARDEN VIEW BLOK C
378072054 | TNB | DISTRIBUTION | WP PUTRAJAYA & CYBERJAYA | Existing | 11 kV |  | RYB | VCBJ/PCE/J21781 | PE 21.78 GARDEN VIEW BLOK C
378072058 | TNB | DISTRIBUTION | WP PUTRAJAYA & CYBERJAYA | Existing | 11 kV |  | RYB | VCBJ/PCE/J21781 | PE 21.78 GARDEN VIEW BLOK C
378072061 | TNB | DISTRIBUTION | WP PUTRAJAYA & CYBERJAYA | Existing | 11 kV |  | RYB | VCBJ/PCE/J21781 | PE 21.78 GARDEN VIEW BLOK C
378072062 | TNB | DISTRIBUTION | WP PUTRAJAYA & CYBERJAYA | Existing | 11 kV |  | RYB | VCBJ/PCE/J21781 | PE 21.78 GARDEN VIEW BLOK C
378072136 | TNB | DISTRIBUTION | WP PUTRAJAYA & CYBERJAYA | Existing | 11 kV |  | RYB | VCBJ/PCE/J21771 | PE 21.77 GARDEN VIEW BLOK B
378072137 | TNB | DISTRIBUTION | WP PUTRAJAYA & CYBERJAYA | Existing | 11 kV |  | RYB | VCBJ/PCE/J21771 | PE 21.77 GARDEN VIEW BLOK B
378072142 | TNB | DISTRIBUTION | WP PUTRAJAYA & CYBERJAYA | Existing | 11 kV |  | RYB | VCBJ/PCE/J21771 | PE 21.77 GARDEN VIEW BLOK B
378072148 | TNB | DISTRIBUTION | WP PUTRAJAYA & CYBERJAYA | Existing | 11 kV |  | RYB | VCBJ/PCE/J21771 | PE 21.77 GARDEN VIEW BLOK B
378072149 | TNB | DISTRIBUTION | WP PUTRAJAYA & CYBERJAYA | Existing | 11 kV |  | RYB | VCBJ/PCE/J21771 | PE 21.77 GARDEN VIEW BLOK B
378072153 | TNB | DISTRIBUTION | WP PUTRAJAYA & CYBERJAYA | Existing | 11 kV |  | RYB | VCBJ/PCE/J21771 | PE 21.77 GARDEN VIEW BLOK B
378072156 | TNB | DISTRIBUTION | WP PUTRAJAYA & CYBERJAYA | Existing | 11 kV |  | RYB | VCBJ/PCE/J21771 | PE 21.77 GARDEN VIEW BLOK B
378072157 | TNB | DISTRIBUTION | WP PUTRAJAYA & CYBERJAYA | Existing | 11 kV |  | RYB | VCBJ/PCE/J21771 | PE 21.77 GARDEN VIEW BLOK B
378072233 | TNB | DISTRIBUTION | WP PUTRAJAYA & CYBERJAYA | Existing | 11 kV |  | RYB | VCBJ/PCE/J21761 | PE 21.76 GARDEN VIEW BLOK A
378072234 | TNB | DISTRIBUTION | WP PUTRAJAYA & CYBERJAYA | Existing | 11 kV |  | RYB | VCBJ/PCE/J21761 | PE 21.76 GARDEN VIEW BLOK A
378072239 | TNB | DISTRIBUTION | WP PUTRAJAYA & CYBERJAYA | Existing | 11 kV |  | RYB | VCBJ/PCE/J21761 | PE 21.76 GARDEN VIEW BLOK A
378072245 | TNB | DISTRIBUTION | WP PUTRAJAYA & CYBERJAYA | Existing | 11 kV |  | RYB | VCBJ/PCE/J21761 | PE 21.76 GARDEN VIEW BLOK A
378072246 | TNB | DISTRIBUTION | WP PUTRAJAYA & CYBERJAYA | Existing | 11 kV |  | RYB | VCBJ/PCE/J21761 | PE 21.76 GARDEN VIEW BLOK A
378072250 | TNB | DISTRIBUTION | WP PUTRAJAYA & CYBERJAYA | Existing | 11 kV |  | RYB | VCBJ/PCE/J21761 | PE 21.76 GARDEN VIEW BLOK A
378072253 | TNB | DISTRIBUTION | WP PUTRAJAYA & CYBERJAYA | Existing | 11 kV |  | RYB | VCBJ/PCE/J21761 | PE 21.76 GARDEN VIEW BLOK A
378072254 | TNB | DISTRIBUTION | WP PUTRAJAYA & CYBERJAYA | Existing | 11 kV |  | RYB | VCBJ/PCE/J21761 | PE 21.76 GARDEN VIEW BLOK A
378072329 | TNB | DISTRIBUTION | WP PUTRAJAYA & CYBERJAYA | Existing | 11 kV |  | RYB | VCBJ/PCE/J21731 | PE 21.73 - SEK. ANTARABANGSA F1
378072330 | TNB | DISTRIBUTION | WP PUTRAJAYA & CYBERJAYA | Existing | 11 kV |  | RYB | VCBJ/PCE/J21731 | PE 21.73 - SEK. ANTARABANGSA F1
378072335 | TNB | DISTRIBUTION | WP PUTRAJAYA & CYBERJAYA | Existing | 11 kV |  | RYB | VCBJ/PCE/J21731 | PE 21.73 - SEK. ANTARABANGSA F1
378072341 | TNB | DISTRIBUTION | WP PUTRAJAYA & CYBERJAYA | Existing | 11 kV |  | RYB | VCBJ/PCE/J21731 | PE 21.73 - SEK. ANTARABANGSA F1
378072342 | TNB | DISTRIBUTION | WP PUTRAJAYA & CYBERJAYA | Existing | 11 kV |  | RYB | VCBJ/PCE/J21731 | PE 21.73 - SEK. ANTARABANGSA F1
378072346 | TNB | DISTRIBUTION | WP PUTRAJAYA & CYBERJAYA | Existing | 11 kV |  | RYB | VCBJ/PCE/J21731 | PE 21.73 - SEK. ANTARABANGSA F1
378072349 | TNB | DISTRIBUTION | WP PUTRAJAYA & CYBERJAYA | Existing | 11 kV |  | RYB | VCBJ/PCE/J21731 | PE 21.73 - SEK. ANTARABANGSA F1
378072350 | TNB | DISTRIBUTION | WP PUTRAJAYA & CYBERJAYA | Existing | 11 kV |  | RYB | VCBJ/PCE/J21731 | PE 21.73 - SEK. ANTARABANGSA F1
378072543 | TNB | DISTRIBUTION | WP PUTRAJAYA & CYBERJAYA | Existing | 11 kV |  | RYB | VCBJ/PCE/J21732 | PE 21.73 - SEK. ANTARABANGSA F2
378072544 | TNB | DISTRIBUTION | WP PUTRAJAYA & CYBERJAYA | Existing | 11 kV |  | RYB | VCBJ/PCE/J21732 | PE 21.73 - SEK. ANTARABANGSA F2
378072549 | TNB | DISTRIBUTION | WP PUTRAJAYA & CYBERJAYA | Existing | 11 kV |  | RYB | VCBJ/PCE/J21732 | PE 21.73 - SEK. ANTARABANGSA F2
378072555 | TNB | DISTRIBUTION | WP PUTRAJAYA & CYBERJAYA | Existing | 11 kV |  | RYB | VCBJ/PCE/J21732 | PE 21.73 - SEK. ANTARABANGSA F2
378072556 | TNB | DISTRIBUTION | WP PUTRAJAYA & CYBERJAYA | Existing | 11 kV |  | RYB | VCBJ/PCE/J21732 | PE 21.73 - SEK. ANTARABANGSA F2
378072560 | TNB | DISTRIBUTION | WP PUTRAJAYA & CYBERJAYA | Existing | 11 kV |  | RYB | VCBJ/PCE/J21732 | PE 21.73 - SEK. ANTARABANGSA F2
378072563 | TNB | DISTRIBUTION | WP PUTRAJAYA & CYBERJAYA | Existing | 11 kV |  | RYB | VCBJ/PCE/J21732 | PE 21.73 - SEK. ANTARABANGSA F2
378072564 | TNB | DISTRIBUTION | WP PUTRAJAYA & CYBERJAYA | Existing | 11 kV |  | RYB | VCBJ/PCE/J21732 | PE 21.73 - SEK. ANTARABANGSA F2
378072659 | TNB | DISTRIBUTION | WP PUTRAJAYA & CYBERJAYA | Existing | 11 kV |  | RYB | VCBJ/PCE/J22111 | PE 22.11 THE STREET MALL F1
378072660 | TNB | DISTRIBUTION | WP PUTRAJAYA & CYBERJAYA | Existing | 11 kV |  | RYB | VCBJ/PCE/J22111 | PE 22.11 THE STREET MALL F1
378072665 | TNB | DISTRIBUTION | WP PUTRAJAYA & CYBERJAYA | Existing | 11 kV |  | RYB | VCBJ/PCE/J22111 | PE 22.11 THE STREET MALL F1
378072671 | TNB | DISTRIBUTION | WP PUTRAJAYA & CYBERJAYA | Existing | 11 kV |  | RYB | VCBJ/PCE/J22111 | PE 22.11 THE STREET MALL F1
378072672 | TNB | DISTRIBUTION | WP PUTRAJAYA & CYBERJAYA | Existing | 11 kV |  | RYB | VCBJ/PCE/J22111 | PE 22.11 THE STREET MALL F1
378072676 | TNB | DISTRIBUTION | WP PUTRAJAYA & CYBERJAYA | Existing | 11 kV |  | RYB | VCBJ/PCE/J22111 | PE 22.11 THE STREET MALL F1
378072679 | TNB | DISTRIBUTION | WP PUTRAJAYA & CYBERJAYA | Existing | 11 kV |  | RYB | VCBJ/PCE/J22111 | PE 22.11 THE STREET MALL F1
378072680 | TNB | DISTRIBUTION | WP PUTRAJAYA & CYBERJAYA | Existing | 11 kV |  | RYB | VCBJ/PCE/J22111 | PE 22.11 THE STREET MALL F1
378072754 | TNB | DISTRIBUTION | WP PUTRAJAYA & CYBERJAYA | Existing | 11 kV |  | RYB | VCBJ/PCE/J22112 | PE 22.11 THE STREET MALL F2
378072755 | TNB | DISTRIBUTION | WP PUTRAJAYA & CYBERJAYA | Existing | 11 kV |  | RYB | VCBJ/PCE/J22112 | PE 22.11 THE STREET MALL F2
378072760 | TNB | DISTRIBUTION | WP PUTRAJAYA & CYBERJAYA | Existing | 11 kV |  | RYB | VCBJ/PCE/J22112 | PE 22.11 THE STREET MALL F2
378072766 | TNB | DISTRIBUTION | WP PUTRAJAYA & CYBERJAYA | Existing | 11 kV |  | RYB | VCBJ/PCE/J22112 | PE 22.11 THE STREET MALL F2
378072767 | TNB | DISTRIBUTION | WP PUTRAJAYA & CYBERJAYA | Existing | 11 kV |  | RYB | VCBJ/PCE/J22112 | PE 22.11 THE STREET MALL F2
378072771 | TNB | DISTRIBUTION | WP PUTRAJAYA & CYBERJAYA | Existing | 11 kV |  | RYB | VCBJ/PCE/J22112 | PE 22.11 THE STREET MALL F2
378072774 | TNB | DISTRIBUTION | WP PUTRAJAYA & CYBERJAYA | Existing | 11 kV |  | RYB | VCBJ/PCE/J22112 | PE 22.11 THE STREET MALL F2
378072775 | TNB | DISTRIBUTION | WP PUTRAJAYA & CYBERJAYA | Existing | 11 kV |  | RYB | VCBJ/PCE/J22112 | PE 22.11 THE STREET MALL F2
378072851 | TNB | DISTRIBUTION | WP PUTRAJAYA & CYBERJAYA | Existing | 11 kV |  | RYB | VCBJ/PCE/J22411 | PE 22.41 32 UNIT S/LOT BLOK A F1
378072852 | TNB | DISTRIBUTION | WP PUTRAJAYA & CYBERJAYA | Existing | 11 kV |  | RYB | VCBJ/PCE/J22411 | PE 22.41 32 UNIT S/LOT BLOK A F1
378072857 | TNB | DISTRIBUTION | WP PUTRAJAYA & CYBERJAYA | Existing | 11 kV |  | RYB | VCBJ/PCE/J22411 | PE 22.41 32 UNIT S/LOT BLOK A F1
378072863 | TNB | DISTRIBUTION | WP PUTRAJAYA & CYBERJAYA | Existing | 11 kV |  | RYB | VCBJ/PCE/J22411 | PE 22.41 32 UNIT S/LOT BLOK A F1
378072864 | TNB | DISTRIBUTION | WP PUTRAJAYA & CYBERJAYA | Existing | 11 kV |  | RYB | VCBJ/PCE/J22411 | PE 22.41 32 UNIT S/LOT BLOK A F1
378072868 | TNB | DISTRIBUTION | WP PUTRAJAYA & CYBERJAYA | Existing | 11 kV |  | RYB | VCBJ/PCE/J22411 | PE 22.41 32 UNIT S/LOT BLOK A F1
378072871 | TNB | DISTRIBUTION | WP PUTRAJAYA & CYBERJAYA | Existing | 11 kV |  | RYB | VCBJ/PCE/J22411 | PE 22.41 32 UNIT S/LOT BLOK A F1
378072872 | TNB | DISTRIBUTION | WP PUTRAJAYA & CYBERJAYA | Existing | 11 kV |  | RYB | VCBJ/PCE/J22411 | PE 22.41 32 UNIT S/LOT BLOK A F1
378072945 | TNB | DISTRIBUTION | WP PUTRAJAYA & CYBERJAYA | Existing | 11 kV |  | RYB | VCBJ/PCE/J22412 | PE 22.41 32 UNIT S/LOT BLOK A F2
378072946 | TNB | DISTRIBUTION | WP PUTRAJAYA & CYBERJAYA | Existing | 11 kV |  | RYB | VCBJ/PCE/J22412 | PE 22.41 32 UNIT S/LOT BLOK A F2
378072951 | TNB | DISTRIBUTION | WP PUTRAJAYA & CYBERJAYA | Existing | 11 kV |  | RYB | VCBJ/PCE/J22412 | PE 22.41 32 UNIT S/LOT BLOK A F2
378072957 | TNB | DISTRIBUTION | WP PUTRAJAYA & CYBERJAYA | Existing | 11 kV |  | RYB | VCBJ/PCE/J22412 | PE 22.41 32 UNIT S/LOT BLOK A F2
378072958 | TNB | DISTRIBUTION | WP PUTRAJAYA & CYBERJAYA | Existing | 11 kV |  | RYB | VCBJ/PCE/J22412 | PE 22.41 32 UNIT S/LOT BLOK A F2
378072962 | TNB | DISTRIBUTION | WP PUTRAJAYA & CYBERJAYA | Existing | 11 kV |  | RYB | VCBJ/PCE/J22412 | PE 22.41 32 UNIT S/LOT BLOK A F2
378072965 | TNB | DISTRIBUTION | WP PUTRAJAYA & CYBERJAYA | Existing | 11 kV |  | RYB | VCBJ/PCE/J22412 | PE 22.41 32 UNIT S/LOT BLOK A F2
378072966 | TNB | DISTRIBUTION | WP PUTRAJAYA & CYBERJAYA | Existing | 11 kV |  | RYB | VCBJ/PCE/J22412 | PE 22.41 32 UNIT S/LOT BLOK A F2
378073321 | TNB | DISTRIBUTION | WP PUTRAJAYA & CYBERJAYA | Existing | 11 kV |  | RYB | VCBJ/PCE/J22421 | PE 22.42 32 UNIT S/LOT BLOK B F1
378073322 | TNB | DISTRIBUTION | WP PUTRAJAYA & CYBERJAYA | Existing | 11 kV |  | RYB | VCBJ/PCE/J22421 | PE 22.42 32 UNIT S/LOT BLOK B F1
378073327 | TNB | DISTRIBUTION | WP PUTRAJAYA & CYBERJAYA | Existing | 11 kV |  | RYB | VCBJ/PCE/J22421 | PE 22.42 32 UNIT S/LOT BLOK B F1
378073333 | TNB | DISTRIBUTION | WP PUTRAJAYA & CYBERJAYA | Existing | 11 kV |  | RYB | VCBJ/PCE/J22421 | PE 22.42 32 UNIT S/LOT BLOK B F1
378073334 | TNB | DISTRIBUTION | WP PUTRAJAYA & CYBERJAYA | Existing | 11 kV |  | RYB | VCBJ/PCE/J22421 | PE 22.42 32 UNIT S/LOT BLOK B F1
378073338 | TNB | DISTRIBUTION | WP PUTRAJAYA & CYBERJAYA | Existing | 11 kV |  | RYB | VCBJ/PCE/J22421 | PE 22.42 32 UNIT S/LOT BLOK B F1
378073341 | TNB | DISTRIBUTION | WP PUTRAJAYA & CYBERJAYA | Existing | 11 kV |  | RYB | VCBJ/PCE/J22421 | PE 22.42 32 UNIT S/LOT BLOK B F1
378073342 | TNB | DISTRIBUTION | WP PUTRAJAYA & CYBERJAYA | Existing | 11 kV |  | RYB | VCBJ/PCE/J22421 | PE 22.42 32 UNIT S/LOT BLOK B F1
378073428 | TNB | DISTRIBUTION | WP PUTRAJAYA & CYBERJAYA | Existing | 11 kV |  | RYB | VCBJ/PCE/J22422 | PE 22.42 32 UNIT S/LOT BLOK B F2
378073429 | TNB | DISTRIBUTION | WP PUTRAJAYA & CYBERJAYA | Existing | 11 kV |  | RYB | VCBJ/PCE/J22422 | PE 22.42 32 UNIT S/LOT BLOK B F2
378073434 | TNB | DISTRIBUTION | WP PUTRAJAYA & CYBERJAYA | Existing | 11 kV |  | RYB | VCBJ/PCE/J22422 | PE 22.42 32 UNIT S/LOT BLOK B F2
378073440 | TNB | DISTRIBUTION | WP PUTRAJAYA & CYBERJAYA | Existing | 11 kV |  | RYB | VCBJ/PCE/J22422 | PE 22.42 32 UNIT S/LOT BLOK B F2
378073441 | TNB | DISTRIBUTION | WP PUTRAJAYA & CYBERJAYA | Existing | 11 kV |  | RYB | VCBJ/PCE/J22422 | PE 22.42 32 UNIT S/LOT BLOK B F2
378073445 | TNB | DISTRIBUTION | WP PUTRAJAYA & CYBERJAYA | Existing | 11 kV |  | RYB | VCBJ/PCE/J22422 | PE 22.42 32 UNIT S/LOT BLOK B F2
378073448 | TNB | DISTRIBUTION | WP PUTRAJAYA & CYBERJAYA | Existing | 11 kV |  | RYB | VCBJ/PCE/J22422 | PE 22.42 32 UNIT S/LOT BLOK B F2
378073449 | TNB | DISTRIBUTION | WP PUTRAJAYA & CYBERJAYA | Existing | 11 kV |  | RYB | VCBJ/PCE/J22422 | PE 22.42 32 UNIT S/LOT BLOK B F2
378073526 | TNB | DISTRIBUTION | WP PUTRAJAYA & CYBERJAYA | Existing | 11 kV |  | RYB | VCBJ/PCE/J22701 | PE 22.70 CBD PERDANA 2A F1
378073527 | TNB | DISTRIBUTION | WP PUTRAJAYA & CYBERJAYA | Existing | 11 kV |  | RYB | VCBJ/PCE/J22701 | PE 22.70 CBD PERDANA 2A F1
378073532 | TNB | DISTRIBUTION | WP PUTRAJAYA & CYBERJAYA | Existing | 11 kV |  | RYB | VCBJ/PCE/J22701 | PE 22.70 CBD PERDANA 2A F1
378073538 | TNB | DISTRIBUTION | WP PUTRAJAYA & CYBERJAYA | Existing | 11 kV |  | RYB | VCBJ/PCE/J22701 | PE 22.70 CBD PERDANA 2A F1
378073539 | TNB | DISTRIBUTION | WP PUTRAJAYA & CYBERJAYA | Existing | 11 kV |  | RYB | VCBJ/PCE/J22701 | PE 22.70 CBD PERDANA 2A F1
378073543 | TNB | DISTRIBUTION | WP PUTRAJAYA & CYBERJAYA | Existing | 11 kV |  | RYB | VCBJ/PCE/J22701 | PE 22.70 CBD PERDANA 2A F1
378073546 | TNB | DISTRIBUTION | WP PUTRAJAYA & CYBERJAYA | Existing | 11 kV |  | RYB | VCBJ/PCE/J22701 | PE 22.70 CBD PERDANA 2A F1
378073547 | TNB | DISTRIBUTION | WP PUTRAJAYA & CYBERJAYA | Existing | 11 kV |  | RYB | VCBJ/PCE/J22701 | PE 22.70 CBD PERDANA 2A F1
378073622 | TNB | DISTRIBUTION | WP PUTRAJAYA & CYBERJAYA | Existing | 11 kV |  | RYB | VCBJ/PCE/J22702 | PE 22.70 CBD PERDANA 2A F2
378073623 | TNB | DISTRIBUTION | WP PUTRAJAYA & CYBERJAYA | Existing | 11 kV |  | RYB | VCBJ/PCE/J22702 | PE 22.70 CBD PERDANA 2A F2
378073628 | TNB | DISTRIBUTION | WP PUTRAJAYA & CYBERJAYA | Existing | 11 kV |  | RYB | VCBJ/PCE/J22702 | PE 22.70 CBD PERDANA 2A F2
378073634 | TNB | DISTRIBUTION | WP PUTRAJAYA & CYBERJAYA | Existing | 11 kV |  | RYB | VCBJ/PCE/J22702 | PE 22.70 CBD PERDANA 2A F2
378073635 | TNB | DISTRIBUTION | WP PUTRAJAYA & CYBERJAYA | Existing | 11 kV |  | RYB | VCBJ/PCE/J22702 | PE 22.70 CBD PERDANA 2A F2
378073639 | TNB | DISTRIBUTION | WP PUTRAJAYA & CYBERJAYA | Existing | 11 kV |  | RYB | VCBJ/PCE/J22702 | PE 22.70 CBD PERDANA 2A F2
378073642 | TNB | DISTRIBUTION | WP PUTRAJAYA & CYBERJAYA | Existing | 11 kV |  | RYB | VCBJ/PCE/J22702 | PE 22.70 CBD PERDANA 2A F2
378073643 | TNB | DISTRIBUTION | WP PUTRAJAYA & CYBERJAYA | Existing | 11 kV |  | RYB | VCBJ/PCE/J22702 | PE 22.70 CBD PERDANA 2A F2
378073724 | TNB | DISTRIBUTION | WP PUTRAJAYA & CYBERJAYA | Existing | 11 kV |  | RYB | VCBJ/PCE/J22711 | PE 22.71 CBD PERDANA 2B F1
378073725 | TNB | DISTRIBUTION | WP PUTRAJAYA & CYBERJAYA | Existing | 11 kV |  | RYB | VCBJ/PCE/J22711 | PE 22.71 CBD PERDANA 2B F1
378073726 | TNB | DISTRIBUTION | WP PUTRAJAYA & CYBERJAYA | Existing | 11 kV |  | RYB | VCBJ/PCE/J22711 | PE 22.71 CBD PERDANA 2B F1
378073733 | TNB | DISTRIBUTION | WP PUTRAJAYA & CYBERJAYA | Existing | 11 kV |  | RYB | VCBJ/PCE/J22711 | PE 22.71 CBD PERDANA 2B F1
378073736 | TNB | DISTRIBUTION | WP PUTRAJAYA & CYBERJAYA | Existing | 11 kV |  | RYB | VCBJ/PCE/J22711 | PE 22.71 CBD PERDANA 2B F1
378073737 | TNB | DISTRIBUTION | WP PUTRAJAYA & CYBERJAYA | Existing | 11 kV |  | RYB | VCBJ/PCE/J22711 | PE 22.71 CBD PERDANA 2B F1
378073738 | TNB | DISTRIBUTION | WP PUTRAJAYA & CYBERJAYA | Existing | 11 kV |  | RYB | VCBJ/PCE/J22711 | PE 22.71 CBD PERDANA 2B F1
378073740 | TNB | DISTRIBUTION | WP PUTRAJAYA & CYBERJAYA | Existing | 11 kV |  | RYB | VCBJ/PCE/J22711 | PE 22.71 CBD PERDANA 2B F1
378073741 | TNB | DISTRIBUTION | WP PUTRAJAYA & CYBERJAYA | Existing | 11 kV |  | RYB | VCBJ/PCE/J22711 | PE 22.71 CBD PERDANA 2B F1
378073743 | TNB | DISTRIBUTION | WP PUTRAJAYA & CYBERJAYA | Existing | 11 kV |  | RYB | VCBJ/PCE/J22711 | PE 22.71 CBD PERDANA 2B F1
378073751 | TNB | DISTRIBUTION | WP PUTRAJAYA & CYBERJAYA | Existing | 11 kV |  | RYB | VCBJ/PCE/J22711 | PE 22.71 CBD PERDANA 2B F1
378099583 | TNB | DISTRIBUTION | WP PUTRAJAYA & CYBERJAYA | Existing | 33 kV |  | RYB | VPTJ/PMU/G00003 | PMU PUTRAJAYA CENTRAL 132/33/11
378099584 | TNB | DISTRIBUTION | WP PUTRAJAYA & CYBERJAYA | Existing | 33 kV | MAIN | RYB | VPTJ/PMU/G00003 | PMU PUTRAJAYA CENTRAL 132/33/11 | M
378099585 | TNB | DISTRIBUTION | WP PUTRAJAYA & CYBERJAYA | Existing | 11 kV |  | RYB | VPTJ/PMU/G00003 | PMU PUTRAJAYA CENTRAL 132/33/11
378099586 | TNB | DISTRIBUTION | WP PUTRAJAYA & CYBERJAYA | Existing | 11 kV |  | RYB | VPTJ/PMU/G00003 | PMU PUTRAJAYA CENTRAL 132/33/11
378099587 | TNB | DISTRIBUTION | WP PUTRAJAYA & CYBERJAYA | Existing | 33 kV |  | RYB | VPTJ/PMU/G00003 | PMU PUTRAJAYA CENTRAL 132/33/11
378099588 | TNB | DISTRIBUTION | WP PUTRAJAYA & CYBERJAYA | Existing | 33 kV |  | RYB | VPTJ/PMU/G00003 | PMU PUTRAJAYA CENTRAL 132/33/11
378099593 | TNB | DISTRIBUTION | WP PUTRAJAYA & CYBERJAYA | Existing | 33 kV |  | RYB | VPTJ/PMU/G00003 | PMU PUTRAJAYA CENTRAL 132/33/11
378099594 | TNB | DISTRIBUTION | WP PUTRAJAYA & CYBERJAYA | Existing | 33 kV |  | RYB | VPTJ/PMU/G00003 | PMU PUTRAJAYA CENTRAL 132/33/11
378099598 | TNB | DISTRIBUTION | WP PUTRAJAYA & CYBERJAYA | Existing | 33 kV | MAIN | RYB | VPTJ/PMU/G00003 | PMU PUTRAJAYA CENTRAL 132/33/11 | M
378099612 | TNB | DISTRIBUTION | WP PUTRAJAYA & CYBERJAYA | Existing | 33 kV |  | RYB | VPTJ/PMU/G00003 | PMU PUTRAJAYA CENTRAL 132/33/11
378099622 | TNB | DISTRIBUTION | WP PUTRAJAYA & CYBERJAYA | Existing | 33 kV | MAIN | RYB | VPTJ/PMU/G00003 | PMU PUTRAJAYA CENTRAL 132/33/11 | M
378099624 | TNB | DISTRIBUTION | WP PUTRAJAYA & CYBERJAYA | Existing | 11 kV |  | RYB | VPTJ/PMU/G00003 | PMU PUTRAJAYA CENTRAL 132/33/11
378099626 | TNB | DISTRIBUTION | WP PUTRAJAYA & CYBERJAYA | Existing | 33 kV |  | RYB | VPTJ/PMU/G00003 | PMU PUTRAJAYA CENTRAL 132/33/11
378099627 | TNB | DISTRIBUTION | WP PUTRAJAYA & CYBERJAYA | Existing | 33 kV |  | RYB | VPTJ/PMU/G00003 | PMU PUTRAJAYA CENTRAL 132/33/11
378099639 | TNB | DISTRIBUTION | WP PUTRAJAYA & CYBERJAYA | Existing | 33 kV |  | RYB | VPTJ/PMU/G00003 | PMU PUTRAJAYA CENTRAL 132/33/11
378099640 | TNB | DISTRIBUTION | WP PUTRAJAYA & CYBERJAYA | Existing | 33 kV |  | RYB | VPTJ/PMU/G00003 | PMU PUTRAJAYA CENTRAL 132/33/11
378099656 | TNB | DISTRIBUTION | WP PUTRAJAYA & CYBERJAYA | Existing | 33 kV | RESERVE | RYB | VPTJ/PMU/G00003 | PMU PUTRAJAYA CENTRAL 132/33/11 | R
378099658 | TNB | DISTRIBUTION | WP PUTRAJAYA & CYBERJAYA | Existing | 33 kV |  | RYB | VPTJ/PMU/G00003 | PMU PUTRAJAYA CENTRAL 132/33/11
378099662 | TNB | DISTRIBUTION | WP PUTRAJAYA & CYBERJAYA | Existing | 33 kV |  | RYB | VPTJ/PMU/G00003 | PMU PUTRAJAYA CENTRAL 132/33/11
378099663 | TNB | DISTRIBUTION | WP PUTRAJAYA & CYBERJAYA | Existing | 33 kV |  | RYB | VPTJ/PMU/G00003 | PMU PUTRAJAYA CENTRAL 132/33/11
378099673 | TNB | DISTRIBUTION | WP PUTRAJAYA & CYBERJAYA | Existing | 33 kV |  | RYB | VPTJ/PMU/G00003 | PMU PUTRAJAYA CENTRAL 132/33/11
378099674 | TNB | DISTRIBUTION | WP PUTRAJAYA & CYBERJAYA | Existing | 33 kV |  | RYB | VPTJ/PMU/G00003 | PMU PUTRAJAYA CENTRAL 132/33/11
378099685 | TNB | DISTRIBUTION | WP PUTRAJAYA & CYBERJAYA | Existing | 33 kV | RESERVE | RYB | VPTJ/PMU/G00003 | PMU PUTRAJAYA CENTRAL 132/33/11 | R
378099705 | TNB | DISTRIBUTION | WP PUTRAJAYA & CYBERJAYA | Existing | 33 kV |  | RYB | VPTJ/PMU/G00003 | PMU PUTRAJAYA CENTRAL 132/33/11
378099706 | TNB | DISTRIBUTION | WP PUTRAJAYA & CYBERJAYA | Existing | 33 kV | MAIN | RYB | VPTJ/PMU/G00003 | PMU PUTRAJAYA CENTRAL 132/33/11 | M
378099712 | TNB | DISTRIBUTION | WP PUTRAJAYA & CYBERJAYA | Existing | 33 kV | RESERVE | RYB | VPTJ/PMU/G00003 | PMU PUTRAJAYA CENTRAL 132/33/11 | R
378099713 | TNB | DISTRIBUTION | WP PUTRAJAYA & CYBERJAYA | Existing | 33 kV | RESERVE | RYB | VPTJ/PMU/G00003 | PMU PUTRAJAYA CENTRAL 132/33/11 | R
378099714 | TNB | DISTRIBUTION | WP PUTRAJAYA & CYBERJAYA | Existing | 11 kV |  | RYB | VPTJ/PMU/G00003 | PMU PUTRAJAYA CENTRAL 132/33/11
378099717 | TNB | DISTRIBUTION | WP PUTRAJAYA & CYBERJAYA | Existing | 33 kV | RESERVE | RYB | VPTJ/PMU/G00003 | PMU PUTRAJAYA CENTRAL 132/33/11 | R
378099729 | TNB | DISTRIBUTION | WP PUTRAJAYA & CYBERJAYA | Existing | 11 kV |  | RYB | VPTJ/PMU/G00003 | PMU PUTRAJAYA CENTRAL 132/33/11
378099730 | TNB | DISTRIBUTION | WP PUTRAJAYA & CYBERJAYA | Existing | 11 kV |  | RYB | VPTJ/PMU/G00003 | PMU PUTRAJAYA CENTRAL 132/33/11
378099755 | TNB | DISTRIBUTION | WP PUTRAJAYA & CYBERJAYA | Existing | 11 kV |  | RYB | VPTJ/PMU/G00003 | PMU PUTRAJAYA CENTRAL 132/33/11
378099759 | TNB | DISTRIBUTION | WP PUTRAJAYA & CYBERJAYA | Existing | 33 kV |  | RYB | VPTJ/PMU/G00003 | PMU PUTRAJAYA CENTRAL 132/33/11
378099774 | TNB | DISTRIBUTION | WP PUTRAJAYA & CYBERJAYA | Existing | 11 kV |  | RYB | VPTJ/PMU/G00003 | PMU PUTRAJAYA CENTRAL 132/33/11
378099777 | TNB | DISTRIBUTION | WP PUTRAJAYA & CYBERJAYA | Existing | 33 kV |  | RYB | VPTJ/PMU/G00003 | PMU PUTRAJAYA CENTRAL 132/33/11
378099786 | TNB | DISTRIBUTION | WP PUTRAJAYA & CYBERJAYA | Existing | 33 kV | MAIN | RYB | VPTJ/PMU/G00003 | PMU PUTRAJAYA CENTRAL 132/33/11 | M
378099787 | TNB | DISTRIBUTION | WP PUTRAJAYA & CYBERJAYA | Existing | 33 kV | RESERVE | RYB | VPTJ/PMU/G00003 | PMU PUTRAJAYA CENTRAL 132/33/11 | R
378099791 | TNB | DISTRIBUTION | WP PUTRAJAYA & CYBERJAYA | Existing | 11 kV |  | RYB | VPTJ/PMU/G00003 | PMU PUTRAJAYA CENTRAL 132/33/11
378099794 | TNB | DISTRIBUTION | WP PUTRAJAYA & CYBERJAYA | Existing | 33 kV |  | RYB | VPTJ/PMU/G00003 | PMU PUTRAJAYA CENTRAL 132/33/11
378099795 | TNB | DISTRIBUTION | WP PUTRAJAYA & CYBERJAYA | Existing | 33 kV |  | RYB | VPTJ/PMU/G00003 | PMU PUTRAJAYA CENTRAL 132/33/11
378099796 | TNB | DISTRIBUTION | WP PUTRAJAYA & CYBERJAYA | Existing | 33 kV |  | RYB | VPTJ/PMU/G00003 | PMU PUTRAJAYA CENTRAL 132/33/11
378099798 | TNB | DISTRIBUTION | WP PUTRAJAYA & CYBERJAYA | Existing | 33 kV |  | RYB | VPTJ/PMU/G00003 | PMU PUTRAJAYA CENTRAL 132/33/11
378099805 | TNB | DISTRIBUTION | WP PUTRAJAYA & CYBERJAYA | Existing | 11 kV |  | RYB | VPTJ/PMU/G00003 | PMU PUTRAJAYA CENTRAL 132/33/11
378099807 | TNB | DISTRIBUTION | WP PUTRAJAYA & CYBERJAYA | Existing | 33 kV |  | RYB | VPTJ/PMU/G00003 | PMU PUTRAJAYA CENTRAL 132/33/11
378099811 | TNB | DISTRIBUTION | WP PUTRAJAYA & CYBERJAYA | Existing | 33 kV |  | RYB | VPTJ/PMU/G00003 | PMU PUTRAJAYA CENTRAL 132/33/11
378099812 | TNB | DISTRIBUTION | WP PUTRAJAYA & CYBERJAYA | Existing | 11 kV |  | RYB | VPTJ/PMU/G00003 | PMU PUTRAJAYA CENTRAL 132/33/11
378099827 | TNB | DISTRIBUTION | WP PUTRAJAYA & CYBERJAYA | Existing | 33 kV |  | RYB | VPTJ/PMU/G00003 | PMU PUTRAJAYA CENTRAL 132/33/11
378099828 | TNB | DISTRIBUTION | WP PUTRAJAYA & CYBERJAYA | Existing | 33 kV |  | RYB | VPTJ/PMU/G00003 | PMU PUTRAJAYA CENTRAL 132/33/11
378099840 | TNB | DISTRIBUTION | WP PUTRAJAYA & CYBERJAYA | Existing | 11 kV |  | RYB | VPTJ/PMU/G00003 | PMU PUTRAJAYA CENTRAL 132/33/11
378099841 | TNB | DISTRIBUTION | WP PUTRAJAYA & CYBERJAYA | Existing | 11 kV |  | RYB | VPTJ/PMU/G00003 | PMU PUTRAJAYA CENTRAL 132/33/11
378099846 | TNB | DISTRIBUTION | WP PUTRAJAYA & CYBERJAYA | Existing | 11 kV |  | RYB | VPTJ/PMU/G00003 | PMU PUTRAJAYA CENTRAL 132/33/11
378099848 | TNB | DISTRIBUTION | WP PUTRAJAYA & CYBERJAYA | Existing | 33 kV |  | RYB | VPTJ/PMU/G00003 | PMU PUTRAJAYA CENTRAL 132/33/11
378099850 | TNB | DISTRIBUTION | WP PUTRAJAYA & CYBERJAYA | Existing | 33 kV |  | RYB | VPTJ/PMU/G00003 | PMU PUTRAJAYA CENTRAL 132/33/11
378099851 | TNB | DISTRIBUTION | WP PUTRAJAYA & CYBERJAYA | Existing | 33 kV |  | RYB | VPTJ/PMU/G00003 | PMU PUTRAJAYA CENTRAL 132/33/11
378099853 | TNB | DISTRIBUTION | WP PUTRAJAYA & CYBERJAYA | Existing | 11 kV |  | RYB | VPTJ/PMU/G00003 | PMU PUTRAJAYA CENTRAL 132/33/11
378099859 | TNB | DISTRIBUTION | WP PUTRAJAYA & CYBERJAYA | Existing | 11 kV |  | RYB | VPTJ/PMU/G00003 | PMU PUTRAJAYA CENTRAL 132/33/11
378099863 | TNB | DISTRIBUTION | WP PUTRAJAYA & CYBERJAYA | Existing | 11 kV |  | RYB | VPTJ/PMU/G00003 | PMU PUTRAJAYA CENTRAL 132/33/11
378099864 | TNB | DISTRIBUTION | WP PUTRAJAYA & CYBERJAYA | Existing | 33 kV | MAIN | RYB | VPTJ/PMU/G00003 | PMU PUTRAJAYA CENTRAL 132/33/11 | M
378099870 | TNB | DISTRIBUTION | WP PUTRAJAYA & CYBERJAYA | Existing | 33 kV |  | RYB | VPTJ/PMU/G00003 | PMU PUTRAJAYA CENTRAL 132/33/11
378099872 | TNB | DISTRIBUTION | WP PUTRAJAYA & CYBERJAYA | Existing | 11 kV |  | RYB | VPTJ/PMU/G00003 | PMU PUTRAJAYA CENTRAL 132/33/11
378099873 | TNB | DISTRIBUTION | WP PUTRAJAYA & CYBERJAYA | Existing | 33 kV |  | RYB | VPTJ/PMU/G00003 | PMU PUTRAJAYA CENTRAL 132/33/11
378099874 | TNB | DISTRIBUTION | WP PUTRAJAYA & CYBERJAYA | Existing | 33 kV |  | RYB | VPTJ/PMU/G00003 | PMU PUTRAJAYA CENTRAL 132/33/11
378099877 | TNB | DISTRIBUTION | WP PUTRAJAYA & CYBERJAYA | Existing | 33 kV |  | RYB | VPTJ/PMU/G00003 | PMU PUTRAJAYA CENTRAL 132/33/11
378099880 | TNB | DISTRIBUTION | WP PUTRAJAYA & CYBERJAYA | Existing | 33 kV |  | RYB | VPTJ/PMU/G00003 | PMU PUTRAJAYA CENTRAL 132/33/11
378099881 | TNB | DISTRIBUTION | WP PUTRAJAYA & CYBERJAYA | Existing | 33 kV | RESERVE | RYB | VPTJ/PMU/G00003 | PMU PUTRAJAYA CENTRAL 132/33/11 | R
378099890 | TNB | DISTRIBUTION | WP PUTRAJAYA & CYBERJAYA | Existing | 33 kV |  | RYB | VPTJ/PMU/G00003 | PMU PUTRAJAYA CENTRAL 132/33/11
378099891 | TNB | DISTRIBUTION | WP PUTRAJAYA & CYBERJAYA | Existing | 33 kV |  | RYB | VPTJ/PMU/G00003 | PMU PUTRAJAYA CENTRAL 132/33/11
378099892 | TNB | DISTRIBUTION | WP PUTRAJAYA & CYBERJAYA | Existing | 33 kV |  | RYB | VPTJ/PMU/G00003 | PMU PUTRAJAYA CENTRAL 132/33/11
378099896 | TNB | DISTRIBUTION | WP PUTRAJAYA & CYBERJAYA | Existing | 33 kV |  | RYB | VPTJ/PMU/G00003 | PMU PUTRAJAYA CENTRAL 132/33/11
378099897 | TNB | DISTRIBUTION | WP PUTRAJAYA & CYBERJAYA | Existing | 33 kV | RESERVE | RYB | VPTJ/PMU/G00003 | PMU PUTRAJAYA CENTRAL 132/33/11 | R
378099898 | TNB | DISTRIBUTION | WP PUTRAJAYA & CYBERJAYA | Existing | 33 kV |  | RYB | VPTJ/PMU/G00003 | PMU PUTRAJAYA CENTRAL 132/33/11
378099899 | TNB | DISTRIBUTION | WP PUTRAJAYA & CYBERJAYA | Existing | 33 kV |  | RYB | VPTJ/PMU/G00003 | PMU PUTRAJAYA CENTRAL 132/33/11
378099912 | TNB | DISTRIBUTION | WP PUTRAJAYA & CYBERJAYA | Existing | 33 kV |  | RYB | VPTJ/PMU/G00003 | PMU PUTRAJAYA CENTRAL 132/33/11
378099916 | TNB | DISTRIBUTION | WP PUTRAJAYA & CYBERJAYA | Existing | 11 kV |  | RYB | VPTJ/PMU/G00003 | PMU PUTRAJAYA CENTRAL 132/33/11
378099917 | TNB | DISTRIBUTION | WP PUTRAJAYA & CYBERJAYA | Existing | 33 kV | RESERVE | RYB | VPTJ/PMU/G00003 | PMU PUTRAJAYA CENTRAL 132/33/11 | R
378099919 | TNB | DISTRIBUTION | WP PUTRAJAYA & CYBERJAYA | Existing | 33 kV | MAIN | RYB | VPTJ/PMU/G00003 | PMU PUTRAJAYA CENTRAL 132/33/11 | M
378099920 | TNB | DISTRIBUTION | WP PUTRAJAYA & CYBERJAYA | Existing | 33 kV |  | RYB | VPTJ/PMU/G00003 | PMU PUTRAJAYA CENTRAL 132/33/11
378099921 | TNB | DISTRIBUTION | WP PUTRAJAYA & CYBERJAYA | Existing | 33 kV |  | RYB | VPTJ/PMU/G00003 | PMU PUTRAJAYA CENTRAL 132/33/11
378099925 | TNB | DISTRIBUTION | WP PUTRAJAYA & CYBERJAYA | Existing | 33 kV |  | RYB | VPTJ/PMU/G00003 | PMU PUTRAJAYA CENTRAL 132/33/11
378099929 | TNB | DISTRIBUTION | WP PUTRAJAYA & CYBERJAYA | Existing | 11 kV |  | RYB | VPTJ/PMU/G00003 | PMU PUTRAJAYA CENTRAL 132/33/11
378099936 | TNB | DISTRIBUTION | WP PUTRAJAYA & CYBERJAYA | Existing | 33 kV |  | RYB | VPTJ/PMU/G00003 | PMU PUTRAJAYA CENTRAL 132/33/11
378099938 | TNB | DISTRIBUTION | WP PUTRAJAYA & CYBERJAYA | Existing | 33 kV |  | RYB | VPTJ/PMU/G00003 | PMU PUTRAJAYA CENTRAL 132/33/11
378099939 | TNB | DISTRIBUTION | WP PUTRAJAYA & CYBERJAYA | Existing | 33 kV |  | RYB | VPTJ/PMU/G00003 | PMU PUTRAJAYA CENTRAL 132/33/11
378099943 | TNB | DISTRIBUTION | WP PUTRAJAYA & CYBERJAYA | Existing | 33 kV | RESERVE | RYB | VPTJ/PMU/G00003 | PMU PUTRAJAYA CENTRAL 132/33/11 | R
378099955 | TNB | DISTRIBUTION | WP PUTRAJAYA & CYBERJAYA | Existing | 33 kV |  | RYB | VPTJ/PMU/G00003 | PMU PUTRAJAYA CENTRAL 132/33/11
378099957 | TNB | DISTRIBUTION | WP PUTRAJAYA & CYBERJAYA | Existing | 33 kV |  | RYB | VPTJ/PMU/G00003 | PMU PUTRAJAYA CENTRAL 132/33/11
378099958 | TNB | DISTRIBUTION | WP PUTRAJAYA & CYBERJAYA | Existing | 11 kV |  | RYB | VPTJ/PMU/G00003 | PMU PUTRAJAYA CENTRAL 132/33/11
378099959 | TNB | DISTRIBUTION | WP PUTRAJAYA & CYBERJAYA | Existing | 11 kV |  | RYB | VPTJ/PMU/G00003 | PMU PUTRAJAYA CENTRAL 132/33/11
378099960 | TNB | DISTRIBUTION | WP PUTRAJAYA & CYBERJAYA | Existing | 33 kV |  | RYB | VPTJ/PMU/G00003 | PMU PUTRAJAYA CENTRAL 132/33/11
378099961 | TNB | DISTRIBUTION | WP PUTRAJAYA & CYBERJAYA | Existing | 33 kV |  | RYB | VPTJ/PMU/G00003 | PMU PUTRAJAYA CENTRAL 132/33/11
378099963 | TNB | DISTRIBUTION | WP PUTRAJAYA & CYBERJAYA | Existing | 33 kV |  | RYB | VPTJ/PMU/G00003 | PMU PUTRAJAYA CENTRAL 132/33/11
378099970 | TNB | DISTRIBUTION | WP PUTRAJAYA & CYBERJAYA | Existing | 33 kV |  | RYB | VPTJ/PMU/G00003 | PMU PUTRAJAYA CENTRAL 132/33/11
378099972 | TNB | DISTRIBUTION | WP PUTRAJAYA & CYBERJAYA | Existing | 33 kV |  | RYB | VPTJ/PMU/G00003 | PMU PUTRAJAYA CENTRAL 132/33/11
378099976 | TNB | DISTRIBUTION | WP PUTRAJAYA & CYBERJAYA | Existing | 33 kV | MAIN | RYB | VPTJ/PMU/G00003 | PMU PUTRAJAYA CENTRAL 132/33/11 | M
378099977 | TNB | DISTRIBUTION | WP PUTRAJAYA & CYBERJAYA | Existing | 33 kV | MAIN | RYB | VPTJ/PMU/G00003 | PMU PUTRAJAYA CENTRAL 132/33/11 | M
378099989 | TNB | DISTRIBUTION | WP PUTRAJAYA & CYBERJAYA | Existing | 11 kV |  | RYB | VPTJ/PMU/G00003 | PMU PUTRAJAYA CENTRAL 132/33/11
378099990 | TNB | DISTRIBUTION | WP PUTRAJAYA & CYBERJAYA | Existing | 33 kV | RESERVE | RYB | VPTJ/PMU/G00003 | PMU PUTRAJAYA CENTRAL 132/33/11 | R
378099998 | TNB | DISTRIBUTION | WP PUTRAJAYA & CYBERJAYA | Existing | 33 kV |  | RYB | VPTJ/PMU/G00003 | PMU PUTRAJAYA CENTRAL 132/33/11
378100000 | TNB | DISTRIBUTION | WP PUTRAJAYA & CYBERJAYA | Existing | 11 kV |  | RYB | VPTJ/PMU/G00003 | PMU PUTRAJAYA CENTRAL 132/33/11
378100001 | TNB | DISTRIBUTION | WP PUTRAJAYA & CYBERJAYA | Existing | 33 kV | MAIN | RYB | VPTJ/PMU/G00003 | PMU PUTRAJAYA CENTRAL 132/33/11 | M
378100002 | TNB | DISTRIBUTION | WP PUTRAJAYA & CYBERJAYA | Existing | 11 kV |  | RYB | VPTJ/PMU/G00003 | PMU PUTRAJAYA CENTRAL 132/33/11
378100003 | TNB | DISTRIBUTION | WP PUTRAJAYA & CYBERJAYA | Existing | 33 kV |  | RYB | VPTJ/PMU/G00003 | PMU PUTRAJAYA CENTRAL 132/33/11
378100006 | TNB | DISTRIBUTION | WP PUTRAJAYA & CYBERJAYA | Existing | 33 kV | RESERVE | RYB | VPTJ/PMU/G00003 | PMU PUTRAJAYA CENTRAL 132/33/11 | R
378100007 | TNB | DISTRIBUTION | WP PUTRAJAYA & CYBERJAYA | Existing | 33 kV |  | RYB | VPTJ/PMU/G00003 | PMU PUTRAJAYA CENTRAL 132/33/11
378100009 | TNB | DISTRIBUTION | WP PUTRAJAYA & CYBERJAYA | Existing | 33 kV |  | RYB | VPTJ/PMU/G00003 | PMU PUTRAJAYA CENTRAL 132/33/11
378100010 | TNB | DISTRIBUTION | WP PUTRAJAYA & CYBERJAYA | Existing | 33 kV |  | RYB | VPTJ/PMU/G00003 | PMU PUTRAJAYA CENTRAL 132/33/11
378100011 | TNB | DISTRIBUTION | WP PUTRAJAYA & CYBERJAYA | Existing | 33 kV |  | RYB | VPTJ/PMU/G00003 | PMU PUTRAJAYA CENTRAL 132/33/11
378100014 | TNB | DISTRIBUTION | WP PUTRAJAYA & CYBERJAYA | Existing | 33 kV |  | RYB | VPTJ/PMU/G00003 | PMU PUTRAJAYA CENTRAL 132/33/11
378100016 | TNB | DISTRIBUTION | WP PUTRAJAYA & CYBERJAYA | Existing | 33 kV |  | RYB | VPTJ/PMU/G00003 | PMU PUTRAJAYA CENTRAL 132/33/11
378100017 | TNB | DISTRIBUTION | WP PUTRAJAYA & CYBERJAYA | Existing | 33 kV | MAIN | RYB | VPTJ/PMU/G00003 | PMU PUTRAJAYA CENTRAL 132/33/11 | M
378100018 | TNB | DISTRIBUTION | WP PUTRAJAYA & CYBERJAYA | Existing | 33 kV |  | RYB | VPTJ/PMU/G00003 | PMU PUTRAJAYA CENTRAL 132/33/11
378100020 | TNB | DISTRIBUTION | WP PUTRAJAYA & CYBERJAYA | Existing | 33 kV |  | RYB | VPTJ/PMU/G00003 | PMU PUTRAJAYA CENTRAL 132/33/11
378100021 | TNB | DISTRIBUTION | WP PUTRAJAYA & CYBERJAYA | Existing | 33 kV |  | RYB | VPTJ/PMU/G00003 | PMU PUTRAJAYA CENTRAL 132/33/11
378100025 | TNB | DISTRIBUTION | WP PUTRAJAYA & CYBERJAYA | Existing | 33 kV | RESERVE | RYB | VPTJ/PMU/G00003 | PMU PUTRAJAYA CENTRAL 132/33/11 | R
378100028 | TNB | DISTRIBUTION | WP PUTRAJAYA & CYBERJAYA | Existing | 33 kV |  | RYB | VPTJ/PMU/G00003 | PMU PUTRAJAYA CENTRAL 132/33/11
378100029 | TNB | DISTRIBUTION | WP PUTRAJAYA & CYBERJAYA | Existing | 33 kV |  | RYB | VPTJ/PMU/G00003 | PMU PUTRAJAYA CENTRAL 132/33/11
378100031 | TNB | DISTRIBUTION | WP PUTRAJAYA & CYBERJAYA | Existing | 33 kV |  | RYB | VPTJ/PMU/G00003 | PMU PUTRAJAYA CENTRAL 132/33/11
378100033 | TNB | DISTRIBUTION | WP PUTRAJAYA & CYBERJAYA | Existing | 33 kV |  | RYB | VPTJ/PMU/G00003 | PMU PUTRAJAYA CENTRAL 132/33/11
378100034 | TNB | DISTRIBUTION | WP PUTRAJAYA & CYBERJAYA | Existing | 11 kV |  | RYB | VPTJ/PMU/G00003 | PMU PUTRAJAYA CENTRAL 132/33/11
378100042 | TNB | DISTRIBUTION | WP PUTRAJAYA & CYBERJAYA | Existing | 11 kV |  | RYB | VPTJ/PMU/G00003 | PMU PUTRAJAYA CENTRAL 132/33/11
378100043 | TNB | DISTRIBUTION | WP PUTRAJAYA & CYBERJAYA | Existing | 33 kV |  | RYB | VPTJ/PMU/G00003 | PMU PUTRAJAYA CENTRAL 132/33/11
378100044 | TNB | DISTRIBUTION | WP PUTRAJAYA & CYBERJAYA | Existing | 33 kV |  | RYB | VPTJ/PMU/G00003 | PMU PUTRAJAYA CENTRAL 132/33/11
378100045 | TNB | DISTRIBUTION | WP PUTRAJAYA & CYBERJAYA | Existing | 11 kV |  | RYB | VPTJ/PMU/G00003 | PMU PUTRAJAYA CENTRAL 132/33/11
378100048 | TNB | DISTRIBUTION | WP PUTRAJAYA & CYBERJAYA | Existing | 11 kV |  | RYB | VPTJ/PMU/G00003 | PMU PUTRAJAYA CENTRAL 132/33/11
378100064 | TNB | DISTRIBUTION | WP PUTRAJAYA & CYBERJAYA | Existing | 33 kV |  | RYB | VPTJ/PMU/G00003 | PMU PUTRAJAYA CENTRAL 132/33/11
378100067 | TNB | DISTRIBUTION | WP PUTRAJAYA & CYBERJAYA | Existing | 33 kV |  | RYB | VPTJ/PMU/G00003 | PMU PUTRAJAYA CENTRAL 132/33/11
378100068 | TNB | DISTRIBUTION | WP PUTRAJAYA & CYBERJAYA | Existing | 33 kV |  | RYB | VPTJ/PMU/G00003 | PMU PUTRAJAYA CENTRAL 132/33/11
378100080 | TNB | DISTRIBUTION | WP PUTRAJAYA & CYBERJAYA | Existing | 33 kV |  | RYB | VPTJ/PMU/G00003 | PMU PUTRAJAYA CENTRAL 132/33/11
378100089 | TNB | DISTRIBUTION | WP PUTRAJAYA & CYBERJAYA | Existing | 11 kV |  | RYB | VPTJ/PMU/G00003 | PMU PUTRAJAYA CENTRAL 132/33/11
378100097 | TNB | DISTRIBUTION | WP PUTRAJAYA & CYBERJAYA | Existing | 33 kV |  | RYB | VPTJ/PMU/G00003 | PMU PUTRAJAYA CENTRAL 132/33/11
378100108 | TNB | DISTRIBUTION | WP PUTRAJAYA & CYBERJAYA | Existing | 33 kV |  | RYB | VPTJ/PMU/G00003 | PMU PUTRAJAYA CENTRAL 132/33/11
378100109 | TNB | DISTRIBUTION | WP PUTRAJAYA & CYBERJAYA | Existing | 11 kV |  | RYB | VPTJ/PMU/G00003 | PMU PUTRAJAYA CENTRAL 132/33/11
378100112 | TNB | DISTRIBUTION | WP PUTRAJAYA & CYBERJAYA | Existing | 11 kV |  | RYB | VPTJ/PMU/G00003 | PMU PUTRAJAYA CENTRAL 132/33/11
378100118 | TNB | DISTRIBUTION | WP PUTRAJAYA & CYBERJAYA | Existing | 33 kV |  | RYB | VPTJ/PMU/G00003 | PMU PUTRAJAYA CENTRAL 132/33/11
378100121 | TNB | DISTRIBUTION | WP PUTRAJAYA & CYBERJAYA | Existing | 11 kV |  | RYB | VPTJ/PMU/G00003 | PMU PUTRAJAYA CENTRAL 132/33/11
378100125 | TNB | DISTRIBUTION | WP PUTRAJAYA & CYBERJAYA | Existing | 33 kV | MAIN | RYB | VPTJ/PMU/G00003 | PMU PUTRAJAYA CENTRAL 132/33/11 | M
378100129 | TNB | DISTRIBUTION | WP PUTRAJAYA & CYBERJAYA | Existing | 11 kV |  | RYB | VPTJ/PMU/G00003 | PMU PUTRAJAYA CENTRAL 132/33/11
378100130 | TNB | DISTRIBUTION | WP PUTRAJAYA & CYBERJAYA | Existing | 33 kV | MAIN | RYB | VPTJ/PMU/G00003 | PMU PUTRAJAYA CENTRAL 132/33/11 | M
378100144 | TNB | DISTRIBUTION | WP PUTRAJAYA & CYBERJAYA | Existing | 33 kV |  | RYB | VPTJ/PMU/G00003 | PMU PUTRAJAYA CENTRAL 132/33/11
378100145 | TNB | DISTRIBUTION | WP PUTRAJAYA & CYBERJAYA | Existing | 11 kV |  | RYB | VPTJ/PMU/G00003 | PMU PUTRAJAYA CENTRAL 132/33/11
378100146 | TNB | DISTRIBUTION | WP PUTRAJAYA & CYBERJAYA | Existing | 33 kV |  | RYB | VPTJ/PMU/G00003 | PMU PUTRAJAYA CENTRAL 132/33/11
378100147 | TNB | DISTRIBUTION | WP PUTRAJAYA & CYBERJAYA | Existing | 33 kV |  | RYB | VPTJ/PMU/G00003 | PMU PUTRAJAYA CENTRAL 132/33/11
378100148 | TNB | DISTRIBUTION | WP PUTRAJAYA & CYBERJAYA | Existing | 33 kV |  | RYB | VPTJ/PMU/G00003 | PMU PUTRAJAYA CENTRAL 132/33/11
378100151 | TNB | DISTRIBUTION | WP PUTRAJAYA & CYBERJAYA | Existing | 11 kV |  | RYB | VPTJ/PMU/G00003 | PMU PUTRAJAYA CENTRAL 132/33/11
378100152 | TNB | DISTRIBUTION | WP PUTRAJAYA & CYBERJAYA | Existing | 11 kV |  | RYB | VPTJ/PMU/G00003 | PMU PUTRAJAYA CENTRAL 132/33/11
378100153 | TNB | DISTRIBUTION | WP PUTRAJAYA & CYBERJAYA | Existing | 11 kV |  | RYB | VPTJ/PMU/G00003 | PMU PUTRAJAYA CENTRAL 132/33/11
378100157 | TNB | DISTRIBUTION | WP PUTRAJAYA & CYBERJAYA | Existing | 11 kV |  | RYB | VPTJ/PMU/G00003 | PMU PUTRAJAYA CENTRAL 132/33/11
378100167 | TNB | DISTRIBUTION | WP PUTRAJAYA & CYBERJAYA | Existing | 33 kV |  | RYB | VPTJ/PMU/G00003 | PMU PUTRAJAYA CENTRAL 132/33/11
378100169 | TNB | DISTRIBUTION | WP PUTRAJAYA & CYBERJAYA | Existing | 33 kV |  | RYB | VPTJ/PMU/G00003 | PMU PUTRAJAYA CENTRAL 132/33/11
378100171 | TNB | DISTRIBUTION | WP PUTRAJAYA & CYBERJAYA | Existing | 33 kV |  | RYB | VPTJ/PMU/G00003 | PMU PUTRAJAYA CENTRAL 132/33/11
378100172 | TNB | DISTRIBUTION | WP PUTRAJAYA & CYBERJAYA | Existing | 33 kV | MAIN | RYB | VPTJ/PMU/G00003 | PMU PUTRAJAYA CENTRAL 132/33/11 | M
378100174 | TNB | DISTRIBUTION | WP PUTRAJAYA & CYBERJAYA | Existing | 11 kV |  | RYB | VPTJ/PMU/G00003 | PMU PUTRAJAYA CENTRAL 132/33/11
378100176 | TNB | DISTRIBUTION | WP PUTRAJAYA & CYBERJAYA | Existing | 11 kV |  | RYB | VPTJ/PMU/G00003 | PMU PUTRAJAYA CENTRAL 132/33/11
378100179 | TNB | DISTRIBUTION | WP PUTRAJAYA & CYBERJAYA | Existing | 11 kV |  | RYB | VPTJ/PMU/G00003 | PMU PUTRAJAYA CENTRAL 132/33/11
378100180 | TNB | DISTRIBUTION | WP PUTRAJAYA & CYBERJAYA | Existing | 11 kV |  | RYB | VPTJ/PMU/G00003 | PMU PUTRAJAYA CENTRAL 132/33/11
378100185 | TNB | DISTRIBUTION | WP PUTRAJAYA & CYBERJAYA | Existing | 33 kV |  | RYB | VPTJ/PMU/G00003 | PMU PUTRAJAYA CENTRAL 132/33/11
378100188 | TNB | DISTRIBUTION | WP PUTRAJAYA & CYBERJAYA | Existing | 11 kV |  | RYB | VPTJ/PMU/G00003 | PMU PUTRAJAYA CENTRAL 132/33/11
378100199 | TNB | DISTRIBUTION | WP PUTRAJAYA & CYBERJAYA | Existing | 11 kV |  | RYB | VPTJ/PMU/G00003 | PMU PUTRAJAYA CENTRAL 132/33/11
378100200 | TNB | DISTRIBUTION | WP PUTRAJAYA & CYBERJAYA | Existing | 33 kV | MAIN | RYB | VPTJ/PMU/G00003 | PMU PUTRAJAYA CENTRAL 132/33/11 | M
378100202 | TNB | DISTRIBUTION | WP PUTRAJAYA & CYBERJAYA | Existing | 33 kV | RESERVE | RYB | VPTJ/PMU/G00003 | PMU PUTRAJAYA CENTRAL 132/33/11 | R
378100203 | TNB | DISTRIBUTION | WP PUTRAJAYA & CYBERJAYA | Existing | 11 kV |  | RYB | VPTJ/PMU/G00003 | PMU PUTRAJAYA CENTRAL 132/33/11
378100205 | TNB | DISTRIBUTION | WP PUTRAJAYA & CYBERJAYA | Existing | 33 kV |  | RYB | VPTJ/PMU/G00003 | PMU PUTRAJAYA CENTRAL 132/33/11
378100206 | TNB | DISTRIBUTION | WP PUTRAJAYA & CYBERJAYA | Existing | 33 kV |  | RYB | VPTJ/PMU/G00003 | PMU PUTRAJAYA CENTRAL 132/33/11
378100209 | TNB | DISTRIBUTION | WP PUTRAJAYA & CYBERJAYA | Existing | 33 kV |  | RYB | VPTJ/PMU/G00003 | PMU PUTRAJAYA CENTRAL 132/33/11
378100210 | TNB | DISTRIBUTION | WP PUTRAJAYA & CYBERJAYA | Existing | 33 kV |  | RYB | VPTJ/PMU/G00003 | PMU PUTRAJAYA CENTRAL 132/33/11
378100212 | TNB | DISTRIBUTION | WP PUTRAJAYA & CYBERJAYA | Existing | 11 kV |  | RYB | VPTJ/PMU/G00003 | PMU PUTRAJAYA CENTRAL 132/33/11
378100213 | TNB | DISTRIBUTION | WP PUTRAJAYA & CYBERJAYA | Existing | 33 kV | MAIN | RYB | VPTJ/PMU/G00003 | PMU PUTRAJAYA CENTRAL 132/33/11 | M
378100214 | TNB | DISTRIBUTION | WP PUTRAJAYA & CYBERJAYA | Existing | 33 kV |  | RYB | VPTJ/PMU/G00003 | PMU PUTRAJAYA CENTRAL 132/33/11
378100218 | TNB | DISTRIBUTION | WP PUTRAJAYA & CYBERJAYA | Existing | 33 kV | RESERVE | RYB | VPTJ/PMU/G00003 | PMU PUTRAJAYA CENTRAL 132/33/11 | R
378100219 | TNB | DISTRIBUTION | WP PUTRAJAYA & CYBERJAYA | Existing | 33 kV |  | RYB | VPTJ/PMU/G00003 | PMU PUTRAJAYA CENTRAL 132/33/11
378100222 | TNB | DISTRIBUTION | WP PUTRAJAYA & CYBERJAYA | Existing | 33 kV |  | RYB | VPTJ/PMU/G00003 | PMU PUTRAJAYA CENTRAL 132/33/11
378100235 | TNB | DISTRIBUTION | WP PUTRAJAYA & CYBERJAYA | Existing | 33 kV |  | RYB | VPTJ/PMU/G00003 | PMU PUTRAJAYA CENTRAL 132/33/11
378100236 | TNB | DISTRIBUTION | WP PUTRAJAYA & CYBERJAYA | Existing | 11 kV |  | RYB | VPTJ/PMU/G00003 | PMU PUTRAJAYA CENTRAL 132/33/11
378100239 | TNB | DISTRIBUTION | WP PUTRAJAYA & CYBERJAYA | Existing | 33 kV |  | RYB | VPTJ/PMU/G00003 | PMU PUTRAJAYA CENTRAL 132/33/11
378100241 | TNB | DISTRIBUTION | WP PUTRAJAYA & CYBERJAYA | Existing | 33 kV |  | RYB | VPTJ/PMU/G00003 | PMU PUTRAJAYA CENTRAL 132/33/11
378100245 | TNB | DISTRIBUTION | WP PUTRAJAYA & CYBERJAYA | Existing | 11 kV |  | RYB | VPTJ/PMU/G00003 | PMU PUTRAJAYA CENTRAL 132/33/11
378100257 | TNB | DISTRIBUTION | WP PUTRAJAYA & CYBERJAYA | Existing | 33 kV |  | RYB | VPTJ/PMU/G00003 | PMU PUTRAJAYA CENTRAL 132/33/11
378100258 | TNB | DISTRIBUTION | WP PUTRAJAYA & CYBERJAYA | Existing | 33 kV | RESERVE | RYB | VPTJ/PMU/G00003 | PMU PUTRAJAYA CENTRAL 132/33/11 | R
378100259 | TNB | DISTRIBUTION | WP PUTRAJAYA & CYBERJAYA | Existing | 11 kV |  | RYB | VPTJ/PMU/G00003 | PMU PUTRAJAYA CENTRAL 132/33/11
378100261 | TNB | DISTRIBUTION | WP PUTRAJAYA & CYBERJAYA | Existing | 33 kV |  | RYB | VPTJ/PMU/G00003 | PMU PUTRAJAYA CENTRAL 132/33/11
378100262 | TNB | DISTRIBUTION | WP PUTRAJAYA & CYBERJAYA | Existing | 33 kV |  | RYB | VPTJ/PMU/G00003 | PMU PUTRAJAYA CENTRAL 132/33/11
378100280 | TNB | DISTRIBUTION | WP PUTRAJAYA & CYBERJAYA | Existing | 33 kV |  | RYB | VPTJ/PMU/G00003 | PMU PUTRAJAYA CENTRAL 132/33/11
378100281 | TNB | DISTRIBUTION | WP PUTRAJAYA & CYBERJAYA | Existing | 33 kV |  | RYB | VPTJ/PMU/G00003 | PMU PUTRAJAYA CENTRAL 132/33/11
378100286 | TNB | DISTRIBUTION | WP PUTRAJAYA & CYBERJAYA | Existing | 33 kV | MAIN | RYB | VPTJ/PMU/G00003 | PMU PUTRAJAYA CENTRAL 132/33/11 | M
378112554 | TNB | DISTRIBUTION | WP PUTRAJAYA & CYBERJAYA | Existing | 11 kV |  | RYB | VPTJ/PCE/J08372 | PE 8.37 8R7 (F2)
378112555 | TNB | DISTRIBUTION | WP PUTRAJAYA & CYBERJAYA | Existing | 11 kV |  | RYB | VPTJ/PCE/J08372 | PE 8.37 8R7 (F2)
378112560 | TNB | DISTRIBUTION | WP PUTRAJAYA & CYBERJAYA | Existing | 11 kV |  | RYB | VPTJ/PCE/J08372 | PE 8.37 8R7 (F2)
378112566 | TNB | DISTRIBUTION | WP PUTRAJAYA & CYBERJAYA | Existing | 11 kV |  | RYB | VPTJ/PCE/J08372 | PE 8.37 8R7 (F2)
378112567 | TNB | DISTRIBUTION | WP PUTRAJAYA & CYBERJAYA | Existing | 11 kV |  | RYB | VPTJ/PCE/J08372 | PE 8.37 8R7 (F2)
378112571 | TNB | DISTRIBUTION | WP PUTRAJAYA & CYBERJAYA | Existing | 11 kV |  | RYB | VPTJ/PCE/J08372 | PE 8.37 8R7 (F2)
378112574 | TNB | DISTRIBUTION | WP PUTRAJAYA & CYBERJAYA | Existing | 11 kV |  | RYB | VPTJ/PCE/J08372 | PE 8.37 8R7 (F2)
378112575 | TNB | DISTRIBUTION | WP PUTRAJAYA & CYBERJAYA | Existing | 11 kV |  | RYB | VPTJ/PCE/J08372 | PE 8.37 8R7 (F2)
378112648 | TNB | DISTRIBUTION | WP PUTRAJAYA & CYBERJAYA | Existing | 11 kV |  | RYB | VPTJ/PCE/J08371 | PE 8.37 8R7 (F1)
378112649 | TNB | DISTRIBUTION | WP PUTRAJAYA & CYBERJAYA | Existing | 11 kV |  | RYB | VPTJ/PCE/J08371 | PE 8.37 8R7 (F1)
378112654 | TNB | DISTRIBUTION | WP PUTRAJAYA & CYBERJAYA | Existing | 11 kV |  | RYB | VPTJ/PCE/J08371 | PE 8.37 8R7 (F1)
378112660 | TNB | DISTRIBUTION | WP PUTRAJAYA & CYBERJAYA | Existing | 11 kV |  | RYB | VPTJ/PCE/J08371 | PE 8.37 8R7 (F1)
378112661 | TNB | DISTRIBUTION | WP PUTRAJAYA & CYBERJAYA | Existing | 11 kV |  | RYB | VPTJ/PCE/J08371 | PE 8.37 8R7 (F1)
378112665 | TNB | DISTRIBUTION | WP PUTRAJAYA & CYBERJAYA | Existing | 11 kV |  | RYB | VPTJ/PCE/J08371 | PE 8.37 8R7 (F1)
378112668 | TNB | DISTRIBUTION | WP PUTRAJAYA & CYBERJAYA | Existing | 11 kV |  | RYB | VPTJ/PCE/J08371 | PE 8.37 8R7 (F1)
378112669 | TNB | DISTRIBUTION | WP PUTRAJAYA & CYBERJAYA | Existing | 11 kV |  | RYB | VPTJ/PCE/J08371 | PE 8.37 8R7 (F1)
378112750 | TNB | DISTRIBUTION | WP PUTRAJAYA & CYBERJAYA | Existing | 11 kV |  | RYB | VPTJ/PCE/J08211 | PE 8.21 APT B (EFI) (F1)
378112751 | TNB | DISTRIBUTION | WP PUTRAJAYA & CYBERJAYA | Existing | 11 kV |  | RYB | VPTJ/PCE/J08211 | PE 8.21 APT B (EFI) (F1)
378112756 | TNB | DISTRIBUTION | WP PUTRAJAYA & CYBERJAYA | Existing | 11 kV |  | RYB | VPTJ/PCE/J08211 | PE 8.21 APT B (EFI) (F1)
378112762 | TNB | DISTRIBUTION | WP PUTRAJAYA & CYBERJAYA | Existing | 11 kV |  | RYB | VPTJ/PCE/J08211 | PE 8.21 APT B (EFI) (F1)
378112763 | TNB | DISTRIBUTION | WP PUTRAJAYA & CYBERJAYA | Existing | 11 kV |  | RYB | VPTJ/PCE/J08211 | PE 8.21 APT B (EFI) (F1)
378112767 | TNB | DISTRIBUTION | WP PUTRAJAYA & CYBERJAYA | Existing | 11 kV |  | RYB | VPTJ/PCE/J08211 | PE 8.21 APT B (EFI) (F1)
378112770 | TNB | DISTRIBUTION | WP PUTRAJAYA & CYBERJAYA | Existing | 11 kV |  | RYB | VPTJ/PCE/J08211 | PE 8.21 APT B (EFI) (F1)
378112771 | TNB | DISTRIBUTION | WP PUTRAJAYA & CYBERJAYA | Existing | 11 kV |  | RYB | VPTJ/PCE/J08211 | PE 8.21 APT B (EFI) (F1)
378112844 | TNB | DISTRIBUTION | WP PUTRAJAYA & CYBERJAYA | Existing | 11 kV |  | RYB | VPTJ/PCE/J08212 | PE 8.21 APT B (EFI) (F2)
378112845 | TNB | DISTRIBUTION | WP PUTRAJAYA & CYBERJAYA | Existing | 11 kV |  | RYB | VPTJ/PCE/J08212 | PE 8.21 APT B (EFI) (F2)
378112850 | TNB | DISTRIBUTION | WP PUTRAJAYA & CYBERJAYA | Existing | 11 kV |  | RYB | VPTJ/PCE/J08212 | PE 8.21 APT B (EFI) (F2)
378112856 | TNB | DISTRIBUTION | WP PUTRAJAYA & CYBERJAYA | Existing | 11 kV |  | RYB | VPTJ/PCE/J08212 | PE 8.21 APT B (EFI) (F2)
378112857 | TNB | DISTRIBUTION | WP PUTRAJAYA & CYBERJAYA | Existing | 11 kV |  | RYB | VPTJ/PCE/J08212 | PE 8.21 APT B (EFI) (F2)
378112861 | TNB | DISTRIBUTION | WP PUTRAJAYA & CYBERJAYA | Existing | 11 kV |  | RYB | VPTJ/PCE/J08212 | PE 8.21 APT B (EFI) (F2)
378112864 | TNB | DISTRIBUTION | WP PUTRAJAYA & CYBERJAYA | Existing | 11 kV |  | RYB | VPTJ/PCE/J08212 | PE 8.21 APT B (EFI) (F2)
378112865 | TNB | DISTRIBUTION | WP PUTRAJAYA & CYBERJAYA | Existing | 11 kV |  | RYB | VPTJ/PCE/J08212 | PE 8.21 APT B (EFI) (F2)
378112956 | TNB | DISTRIBUTION | WP PUTRAJAYA & CYBERJAYA | Existing | 11 kV |  | RYB | VPTJ/PCE/J08201 | PE 8.20 APT D (F1)
378112957 | TNB | DISTRIBUTION | WP PUTRAJAYA & CYBERJAYA | Existing | 11 kV |  | RYB | VPTJ/PCE/J08201 | PE 8.20 APT D (F1)
378112962 | TNB | DISTRIBUTION | WP PUTRAJAYA & CYBERJAYA | Existing | 11 kV |  | RYB | VPTJ/PCE/J08201 | PE 8.20 APT D (F1)
378112968 | TNB | DISTRIBUTION | WP PUTRAJAYA & CYBERJAYA | Existing | 11 kV |  | RYB | VPTJ/PCE/J08201 | PE 8.20 APT D (F1)
378112969 | TNB | DISTRIBUTION | WP PUTRAJAYA & CYBERJAYA | Existing | 11 kV |  | RYB | VPTJ/PCE/J08201 | PE 8.20 APT D (F1)
378112973 | TNB | DISTRIBUTION | WP PUTRAJAYA & CYBERJAYA | Existing | 11 kV |  | RYB | VPTJ/PCE/J08201 | PE 8.20 APT D (F1)
378112976 | TNB | DISTRIBUTION | WP PUTRAJAYA & CYBERJAYA | Existing | 11 kV |  | RYB | VPTJ/PCE/J08201 | PE 8.20 APT D (F1)
378112977 | TNB | DISTRIBUTION | WP PUTRAJAYA & CYBERJAYA | Existing | 11 kV |  | RYB | VPTJ/PCE/J08201 | PE 8.20 APT D (F1)
378113053 | TNB | DISTRIBUTION | WP PUTRAJAYA & CYBERJAYA | Existing | 11 kV |  | RYB | VPTJ/PCE/J08202 | PE 8.20 APT D (F2)
378113054 | TNB | DISTRIBUTION | WP PUTRAJAYA & CYBERJAYA | Existing | 11 kV |  | RYB | VPTJ/PCE/J08202 | PE 8.20 APT D (F2)
378113059 | TNB | DISTRIBUTION | WP PUTRAJAYA & CYBERJAYA | Existing | 11 kV |  | RYB | VPTJ/PCE/J08202 | PE 8.20 APT D (F2)
378113065 | TNB | DISTRIBUTION | WP PUTRAJAYA & CYBERJAYA | Existing | 11 kV |  | RYB | VPTJ/PCE/J08202 | PE 8.20 APT D (F2)
378113066 | TNB | DISTRIBUTION | WP PUTRAJAYA & CYBERJAYA | Existing | 11 kV |  | RYB | VPTJ/PCE/J08202 | PE 8.20 APT D (F2)
378113070 | TNB | DISTRIBUTION | WP PUTRAJAYA & CYBERJAYA | Existing | 11 kV |  | RYB | VPTJ/PCE/J08202 | PE 8.20 APT D (F2)
378113073 | TNB | DISTRIBUTION | WP PUTRAJAYA & CYBERJAYA | Existing | 11 kV |  | RYB | VPTJ/PCE/J08202 | PE 8.20 APT D (F2)
378113074 | TNB | DISTRIBUTION | WP PUTRAJAYA & CYBERJAYA | Existing | 11 kV |  | RYB | VPTJ/PCE/J08202 | PE 8.20 APT D (F2)
378113152 | TNB | DISTRIBUTION | WP PUTRAJAYA & CYBERJAYA | Existing | 11 kV |  | RYB | VPTJ/PCE/J08191 | PE 8.19 APT A (EFI) (F1)
378113153 | TNB | DISTRIBUTION | WP PUTRAJAYA & CYBERJAYA | Existing | 11 kV |  | RYB | VPTJ/PCE/J08191 | PE 8.19 APT A (EFI) (F1)
378113158 | TNB | DISTRIBUTION | WP PUTRAJAYA & CYBERJAYA | Existing | 11 kV |  | RYB | VPTJ/PCE/J08191 | PE 8.19 APT A (EFI) (F1)
378113164 | TNB | DISTRIBUTION | WP PUTRAJAYA & CYBERJAYA | Existing | 11 kV |  | RYB | VPTJ/PCE/J08191 | PE 8.19 APT A (EFI) (F1)
378113165 | TNB | DISTRIBUTION | WP PUTRAJAYA & CYBERJAYA | Existing | 11 kV |  | RYB | VPTJ/PCE/J08191 | PE 8.19 APT A (EFI) (F1)
378113169 | TNB | DISTRIBUTION | WP PUTRAJAYA & CYBERJAYA | Existing | 11 kV |  | RYB | VPTJ/PCE/J08191 | PE 8.19 APT A (EFI) (F1)
378113172 | TNB | DISTRIBUTION | WP PUTRAJAYA & CYBERJAYA | Existing | 11 kV |  | RYB | VPTJ/PCE/J08191 | PE 8.19 APT A (EFI) (F1)
378113173 | TNB | DISTRIBUTION | WP PUTRAJAYA & CYBERJAYA | Existing | 11 kV |  | RYB | VPTJ/PCE/J08191 | PE 8.19 APT A (EFI) (F1)
378113244 | TNB | DISTRIBUTION | WP PUTRAJAYA & CYBERJAYA | Existing | 11 kV |  | RYB | VPTJ/PCE/J08192 | PE 8.19 APT A (EFI) (F2)
378113245 | TNB | DISTRIBUTION | WP PUTRAJAYA & CYBERJAYA | Existing | 11 kV |  | RYB | VPTJ/PCE/J08192 | PE 8.19 APT A (EFI) (F2)
378113250 | TNB | DISTRIBUTION | WP PUTRAJAYA & CYBERJAYA | Existing | 11 kV |  | RYB | VPTJ/PCE/J08192 | PE 8.19 APT A (EFI) (F2)
378113256 | TNB | DISTRIBUTION | WP PUTRAJAYA & CYBERJAYA | Existing | 11 kV |  | RYB | VPTJ/PCE/J08192 | PE 8.19 APT A (EFI) (F2)
378113257 | TNB | DISTRIBUTION | WP PUTRAJAYA & CYBERJAYA | Existing | 11 kV |  | RYB | VPTJ/PCE/J08192 | PE 8.19 APT A (EFI) (F2)
378113261 | TNB | DISTRIBUTION | WP PUTRAJAYA & CYBERJAYA | Existing | 11 kV |  | RYB | VPTJ/PCE/J08192 | PE 8.19 APT A (EFI) (F2)
378113264 | TNB | DISTRIBUTION | WP PUTRAJAYA & CYBERJAYA | Existing | 11 kV |  | RYB | VPTJ/PCE/J08192 | PE 8.19 APT A (EFI) (F2)
378113265 | TNB | DISTRIBUTION | WP PUTRAJAYA & CYBERJAYA | Existing | 11 kV |  | RYB | VPTJ/PCE/J08192 | PE 8.19 APT A (EFI) (F2)
378113358 | TNB | DISTRIBUTION | WP PUTRAJAYA & CYBERJAYA | Existing | 11 kV |  | RYB | VPTJ/PCE/J08271 | PE 8.27 APT C5 (F1)
378113359 | TNB | DISTRIBUTION | WP PUTRAJAYA & CYBERJAYA | Existing | 11 kV |  | RYB | VPTJ/PCE/J08271 | PE 8.27 APT C5 (F1)
378113364 | TNB | DISTRIBUTION | WP PUTRAJAYA & CYBERJAYA | Existing | 11 kV |  | RYB | VPTJ/PCE/J08271 | PE 8.27 APT C5 (F1)
378113370 | TNB | DISTRIBUTION | WP PUTRAJAYA & CYBERJAYA | Existing | 11 kV |  | RYB | VPTJ/PCE/J08271 | PE 8.27 APT C5 (F1)
378113371 | TNB | DISTRIBUTION | WP PUTRAJAYA & CYBERJAYA | Existing | 11 kV |  | RYB | VPTJ/PCE/J08271 | PE 8.27 APT C5 (F1)
378113375 | TNB | DISTRIBUTION | WP PUTRAJAYA & CYBERJAYA | Existing | 11 kV |  | RYB | VPTJ/PCE/J08271 | PE 8.27 APT C5 (F1)
378113378 | TNB | DISTRIBUTION | WP PUTRAJAYA & CYBERJAYA | Existing | 11 kV |  | RYB | VPTJ/PCE/J08271 | PE 8.27 APT C5 (F1)
378113379 | TNB | DISTRIBUTION | WP PUTRAJAYA & CYBERJAYA | Existing | 11 kV |  | RYB | VPTJ/PCE/J08271 | PE 8.27 APT C5 (F1)
378113452 | TNB | DISTRIBUTION | WP PUTRAJAYA & CYBERJAYA | Existing | 11 kV |  | RYB | VPTJ/PCE/J08272 | PE 8.27 APT C5 (F2)
378113453 | TNB | DISTRIBUTION | WP PUTRAJAYA & CYBERJAYA | Existing | 11 kV |  | RYB | VPTJ/PCE/J08272 | PE 8.27 APT C5 (F2)
378113458 | TNB | DISTRIBUTION | WP PUTRAJAYA & CYBERJAYA | Existing | 11 kV |  | RYB | VPTJ/PCE/J08272 | PE 8.27 APT C5 (F2)
378113464 | TNB | DISTRIBUTION | WP PUTRAJAYA & CYBERJAYA | Existing | 11 kV |  | RYB | VPTJ/PCE/J08272 | PE 8.27 APT C5 (F2)
378113465 | TNB | DISTRIBUTION | WP PUTRAJAYA & CYBERJAYA | Existing | 11 kV |  | RYB | VPTJ/PCE/J08272 | PE 8.27 APT C5 (F2)
378113469 | TNB | DISTRIBUTION | WP PUTRAJAYA & CYBERJAYA | Existing | 11 kV |  | RYB | VPTJ/PCE/J08272 | PE 8.27 APT C5 (F2)
378113472 | TNB | DISTRIBUTION | WP PUTRAJAYA & CYBERJAYA | Existing | 11 kV |  | RYB | VPTJ/PCE/J08272 | PE 8.27 APT C5 (F2)
378113473 | TNB | DISTRIBUTION | WP PUTRAJAYA & CYBERJAYA | Existing | 11 kV |  | RYB | VPTJ/PCE/J08272 | PE 8.27 APT C5 (F2)
378113557 | TNB | DISTRIBUTION | WP PUTRAJAYA & CYBERJAYA | Existing | 11 kV |  | RYB | VPTJ/PCE/J08281 | PE 8.28 APT C6 F1
378113558 | TNB | DISTRIBUTION | WP PUTRAJAYA & CYBERJAYA | Existing | 11 kV |  | RYB | VPTJ/PCE/J08281 | PE 8.28 APT C6 F1
378113563 | TNB | DISTRIBUTION | WP PUTRAJAYA & CYBERJAYA | Existing | 11 kV |  | RYB | VPTJ/PCE/J08281 | PE 8.28 APT C6 F1
378113569 | TNB | DISTRIBUTION | WP PUTRAJAYA & CYBERJAYA | Existing | 11 kV |  | RYB | VPTJ/PCE/J08281 | PE 8.28 APT C6 F1
378113570 | TNB | DISTRIBUTION | WP PUTRAJAYA & CYBERJAYA | Existing | 11 kV |  | RYB | VPTJ/PCE/J08281 | PE 8.28 APT C6 F1
378113574 | TNB | DISTRIBUTION | WP PUTRAJAYA & CYBERJAYA | Existing | 11 kV |  | RYB | VPTJ/PCE/J08281 | PE 8.28 APT C6 F1
378113577 | TNB | DISTRIBUTION | WP PUTRAJAYA & CYBERJAYA | Existing | 11 kV |  | RYB | VPTJ/PCE/J08281 | PE 8.28 APT C6 F1
378113578 | TNB | DISTRIBUTION | WP PUTRAJAYA & CYBERJAYA | Existing | 11 kV |  | RYB | VPTJ/PCE/J08281 | PE 8.28 APT C6 F1
378113651 | TNB | DISTRIBUTION | WP PUTRAJAYA & CYBERJAYA | Existing | 11 kV |  | RYB | VPTJ/PCE/J08282 | PE 8.28 APT C6 F2
378113652 | TNB | DISTRIBUTION | WP PUTRAJAYA & CYBERJAYA | Existing | 11 kV |  | RYB | VPTJ/PCE/J08282 | PE 8.28 APT C6 F2
378113657 | TNB | DISTRIBUTION | WP PUTRAJAYA & CYBERJAYA | Existing | 11 kV |  | RYB | VPTJ/PCE/J08282 | PE 8.28 APT C6 F2
378113663 | TNB | DISTRIBUTION | WP PUTRAJAYA & CYBERJAYA | Existing | 11 kV |  | RYB | VPTJ/PCE/J08282 | PE 8.28 APT C6 F2
378113664 | TNB | DISTRIBUTION | WP PUTRAJAYA & CYBERJAYA | Existing | 11 kV |  | RYB | VPTJ/PCE/J08282 | PE 8.28 APT C6 F2
378113668 | TNB | DISTRIBUTION | WP PUTRAJAYA & CYBERJAYA | Existing | 11 kV |  | RYB | VPTJ/PCE/J08282 | PE 8.28 APT C6 F2
378113671 | TNB | DISTRIBUTION | WP PUTRAJAYA & CYBERJAYA | Existing | 11 kV |  | RYB | VPTJ/PCE/J08282 | PE 8.28 APT C6 F2
378113672 | TNB | DISTRIBUTION | WP PUTRAJAYA & CYBERJAYA | Existing | 11 kV |  | RYB | VPTJ/PCE/J08282 | PE 8.28 APT C6 F2
378113759 | TNB | DISTRIBUTION | WP PUTRAJAYA & CYBERJAYA | Existing | 11 kV |  | RYB | VPTJ/PCE/J08231 | PE 8.23 PS8 (F1)
378113760 | TNB | DISTRIBUTION | WP PUTRAJAYA & CYBERJAYA | Existing | 11 kV |  | RYB | VPTJ/PCE/J08231 | PE 8.23 PS8 (F1)
378113765 | TNB | DISTRIBUTION | WP PUTRAJAYA & CYBERJAYA | Existing | 11 kV |  | RYB | VPTJ/PCE/J08231 | PE 8.23 PS8 (F1)
378113771 | TNB | DISTRIBUTION | WP PUTRAJAYA & CYBERJAYA | Existing | 11 kV |  | RYB | VPTJ/PCE/J08231 | PE 8.23 PS8 (F1)
378113772 | TNB | DISTRIBUTION | WP PUTRAJAYA & CYBERJAYA | Existing | 11 kV |  | RYB | VPTJ/PCE/J08231 | PE 8.23 PS8 (F1)
378113776 | TNB | DISTRIBUTION | WP PUTRAJAYA & CYBERJAYA | Existing | 11 kV |  | RYB | VPTJ/PCE/J08231 | PE 8.23 PS8 (F1)
378113779 | TNB | DISTRIBUTION | WP PUTRAJAYA & CYBERJAYA | Existing | 11 kV |  | RYB | VPTJ/PCE/J08231 | PE 8.23 PS8 (F1)
378113780 | TNB | DISTRIBUTION | WP PUTRAJAYA & CYBERJAYA | Existing | 11 kV |  | RYB | VPTJ/PCE/J08231 | PE 8.23 PS8 (F1)
378113850 | TNB | DISTRIBUTION | WP PUTRAJAYA & CYBERJAYA | Existing | 11 kV |  | RYB | VPTJ/PCE/J08232 | PE 8.23 PS8 (F2)
378113851 | TNB | DISTRIBUTION | WP PUTRAJAYA & CYBERJAYA | Existing | 11 kV |  | RYB | VPTJ/PCE/J08232 | PE 8.23 PS8 (F2)
378113856 | TNB | DISTRIBUTION | WP PUTRAJAYA & CYBERJAYA | Existing | 11 kV |  | RYB | VPTJ/PCE/J08232 | PE 8.23 PS8 (F2)
378113862 | TNB | DISTRIBUTION | WP PUTRAJAYA & CYBERJAYA | Existing | 11 kV |  | RYB | VPTJ/PCE/J08232 | PE 8.23 PS8 (F2)
378113863 | TNB | DISTRIBUTION | WP PUTRAJAYA & CYBERJAYA | Existing | 11 kV |  | RYB | VPTJ/PCE/J08232 | PE 8.23 PS8 (F2)
378113867 | TNB | DISTRIBUTION | WP PUTRAJAYA & CYBERJAYA | Existing | 11 kV |  | RYB | VPTJ/PCE/J08232 | PE 8.23 PS8 (F2)
378113870 | TNB | DISTRIBUTION | WP PUTRAJAYA & CYBERJAYA | Existing | 11 kV |  | RYB | VPTJ/PCE/J08232 | PE 8.23 PS8 (F2)
378113871 | TNB | DISTRIBUTION | WP PUTRAJAYA & CYBERJAYA | Existing | 11 kV |  | RYB | VPTJ/PCE/J08232 | PE 8.23 PS8 (F2)
378113944 | TNB | DISTRIBUTION | WP PUTRAJAYA & CYBERJAYA | Existing | 11 kV |  | RYB | VPTJ/PCE/J07131 | PE 7.13 TEMP SPRM
378113945 | TNB | DISTRIBUTION | WP PUTRAJAYA & CYBERJAYA | Existing | 11 kV |  | RYB | VPTJ/PCE/J07131 | PE 7.13 TEMP SPRM
378113950 | TNB | DISTRIBUTION | WP PUTRAJAYA & CYBERJAYA | Existing | 11 kV |  | RYB | VPTJ/PCE/J07131 | PE 7.13 TEMP SPRM
378113956 | TNB | DISTRIBUTION | WP PUTRAJAYA & CYBERJAYA | Existing | 11 kV |  | RYB | VPTJ/PCE/J07131 | PE 7.13 TEMP SPRM
378113957 | TNB | DISTRIBUTION | WP PUTRAJAYA & CYBERJAYA | Existing | 11 kV |  | RYB | VPTJ/PCE/J07131 | PE 7.13 TEMP SPRM
378113961 | TNB | DISTRIBUTION | WP PUTRAJAYA & CYBERJAYA | Existing | 11 kV |  | RYB | VPTJ/PCE/J07131 | PE 7.13 TEMP SPRM
378113964 | TNB | DISTRIBUTION | WP PUTRAJAYA & CYBERJAYA | Existing | 11 kV |  | RYB | VPTJ/PCE/J07131 | PE 7.13 TEMP SPRM
378113965 | TNB | DISTRIBUTION | WP PUTRAJAYA & CYBERJAYA | Existing | 11 kV |  | RYB | VPTJ/PCE/J07131 | PE 7.13 TEMP SPRM
378114043 | TNB | DISTRIBUTION | WP PUTRAJAYA & CYBERJAYA | Existing | 11 kV |  | RYB | VPTJ/PCE/J09291 | PE 9.29 BAS DEPOH
378114044 | TNB | DISTRIBUTION | WP PUTRAJAYA & CYBERJAYA | Existing | 11 kV |  | RYB | VPTJ/PCE/J09291 | PE 9.29 BAS DEPOH
378114049 | TNB | DISTRIBUTION | WP PUTRAJAYA & CYBERJAYA | Existing | 11 kV |  | RYB | VPTJ/PCE/J09291 | PE 9.29 BAS DEPOH
378114055 | TNB | DISTRIBUTION | WP PUTRAJAYA & CYBERJAYA | Existing | 11 kV |  | RYB | VPTJ/PCE/J09291 | PE 9.29 BAS DEPOH
378114056 | TNB | DISTRIBUTION | WP PUTRAJAYA & CYBERJAYA | Existing | 11 kV |  | RYB | VPTJ/PCE/J09291 | PE 9.29 BAS DEPOH
378114060 | TNB | DISTRIBUTION | WP PUTRAJAYA & CYBERJAYA | Existing | 11 kV |  | RYB | VPTJ/PCE/J09291 | PE 9.29 BAS DEPOH
378114063 | TNB | DISTRIBUTION | WP PUTRAJAYA & CYBERJAYA | Existing | 11 kV |  | RYB | VPTJ/PCE/J09291 | PE 9.29 BAS DEPOH
378114064 | TNB | DISTRIBUTION | WP PUTRAJAYA & CYBERJAYA | Existing | 11 kV |  | RYB | VPTJ/PCE/J09291 | PE 9.29 BAS DEPOH
378114136 | TNB | DISTRIBUTION | WP PUTRAJAYA & CYBERJAYA | Existing | 11 kV |  | RYB | VPTJ/PCE/J09311 | PE 9.31 RUMAH TERES (EFI) (F1)
378114137 | TNB | DISTRIBUTION | WP PUTRAJAYA & CYBERJAYA | Existing | 11 kV |  | RYB | VPTJ/PCE/J09311 | PE 9.31 RUMAH TERES (EFI) (F1)
378114142 | TNB | DISTRIBUTION | WP PUTRAJAYA & CYBERJAYA | Existing | 11 kV |  | RYB | VPTJ/PCE/J09311 | PE 9.31 RUMAH TERES (EFI) (F1)
378114148 | TNB | DISTRIBUTION | WP PUTRAJAYA & CYBERJAYA | Existing | 11 kV |  | RYB | VPTJ/PCE/J09311 | PE 9.31 RUMAH TERES (EFI) (F1)
378114149 | TNB | DISTRIBUTION | WP PUTRAJAYA & CYBERJAYA | Existing | 11 kV |  | RYB | VPTJ/PCE/J09311 | PE 9.31 RUMAH TERES (EFI) (F1)
378114153 | TNB | DISTRIBUTION | WP PUTRAJAYA & CYBERJAYA | Existing | 11 kV |  | RYB | VPTJ/PCE/J09311 | PE 9.31 RUMAH TERES (EFI) (F1)
378114156 | TNB | DISTRIBUTION | WP PUTRAJAYA & CYBERJAYA | Existing | 11 kV |  | RYB | VPTJ/PCE/J09311 | PE 9.31 RUMAH TERES (EFI) (F1)
378114157 | TNB | DISTRIBUTION | WP PUTRAJAYA & CYBERJAYA | Existing | 11 kV |  | RYB | VPTJ/PCE/J09311 | PE 9.31 RUMAH TERES (EFI) (F1)
378114228 | TNB | DISTRIBUTION | WP PUTRAJAYA & CYBERJAYA | Existing | 11 kV |  | RYB | VPTJ/PCE/J09312 | PE 9.31 RUMAH TERES (EFI) (F2)
378114229 | TNB | DISTRIBUTION | WP PUTRAJAYA & CYBERJAYA | Existing | 11 kV |  | RYB | VPTJ/PCE/J09312 | PE 9.31 RUMAH TERES (EFI) (F2)
378114234 | TNB | DISTRIBUTION | WP PUTRAJAYA & CYBERJAYA | Existing | 11 kV |  | RYB | VPTJ/PCE/J09312 | PE 9.31 RUMAH TERES (EFI) (F2)
378114240 | TNB | DISTRIBUTION | WP PUTRAJAYA & CYBERJAYA | Existing | 11 kV |  | RYB | VPTJ/PCE/J09312 | PE 9.31 RUMAH TERES (EFI) (F2)
378114241 | TNB | DISTRIBUTION | WP PUTRAJAYA & CYBERJAYA | Existing | 11 kV |  | RYB | VPTJ/PCE/J09312 | PE 9.31 RUMAH TERES (EFI) (F2)
378114245 | TNB | DISTRIBUTION | WP PUTRAJAYA & CYBERJAYA | Existing | 11 kV |  | RYB | VPTJ/PCE/J09312 | PE 9.31 RUMAH TERES (EFI) (F2)
378114248 | TNB | DISTRIBUTION | WP PUTRAJAYA & CYBERJAYA | Existing | 11 kV |  | RYB | VPTJ/PCE/J09312 | PE 9.31 RUMAH TERES (EFI) (F2)
378114249 | TNB | DISTRIBUTION | WP PUTRAJAYA & CYBERJAYA | Existing | 11 kV |  | RYB | VPTJ/PCE/J09312 | PE 9.31 RUMAH TERES (EFI) (F2)
378114313 | TNB | DISTRIBUTION | WP PUTRAJAYA & CYBERJAYA | Existing | 11 kV |  | RYB | VPTJ/PCE/J09361 | PE 9.36 SEK MEN FASA 3 (F1)
378114314 | TNB | DISTRIBUTION | WP PUTRAJAYA & CYBERJAYA | Existing | 11 kV |  | RYB | VPTJ/PCE/J09361 | PE 9.36 SEK MEN FASA 3 (F1)
378114319 | TNB | DISTRIBUTION | WP PUTRAJAYA & CYBERJAYA | Existing | 11 kV |  | RYB | VPTJ/PCE/J09361 | PE 9.36 SEK MEN FASA 3 (F1)
378114325 | TNB | DISTRIBUTION | WP PUTRAJAYA & CYBERJAYA | Existing | 11 kV |  | RYB | VPTJ/PCE/J09361 | PE 9.36 SEK MEN FASA 3 (F1)
378114326 | TNB | DISTRIBUTION | WP PUTRAJAYA & CYBERJAYA | Existing | 11 kV |  | RYB | VPTJ/PCE/J09361 | PE 9.36 SEK MEN FASA 3 (F1)
378114330 | TNB | DISTRIBUTION | WP PUTRAJAYA & CYBERJAYA | Existing | 11 kV |  | RYB | VPTJ/PCE/J09361 | PE 9.36 SEK MEN FASA 3 (F1)
378114333 | TNB | DISTRIBUTION | WP PUTRAJAYA & CYBERJAYA | Existing | 11 kV |  | RYB | VPTJ/PCE/J09361 | PE 9.36 SEK MEN FASA 3 (F1)
378114334 | TNB | DISTRIBUTION | WP PUTRAJAYA & CYBERJAYA | Existing | 11 kV |  | RYB | VPTJ/PCE/J09361 | PE 9.36 SEK MEN FASA 3 (F1)
378114404 | TNB | DISTRIBUTION | WP PUTRAJAYA & CYBERJAYA | Existing | 11 kV |  | RYB | VPTJ/PCE/J09362 | PE 9.36 SEK MEN FASA 3 (F2)
378114405 | TNB | DISTRIBUTION | WP PUTRAJAYA & CYBERJAYA | Existing | 11 kV |  | RYB | VPTJ/PCE/J09362 | PE 9.36 SEK MEN FASA 3 (F2)
378114410 | TNB | DISTRIBUTION | WP PUTRAJAYA & CYBERJAYA | Existing | 11 kV |  | RYB | VPTJ/PCE/J09362 | PE 9.36 SEK MEN FASA 3 (F2)
378114416 | TNB | DISTRIBUTION | WP PUTRAJAYA & CYBERJAYA | Existing | 11 kV |  | RYB | VPTJ/PCE/J09362 | PE 9.36 SEK MEN FASA 3 (F2)
378114417 | TNB | DISTRIBUTION | WP PUTRAJAYA & CYBERJAYA | Existing | 11 kV |  | RYB | VPTJ/PCE/J09362 | PE 9.36 SEK MEN FASA 3 (F2)
378114421 | TNB | DISTRIBUTION | WP PUTRAJAYA & CYBERJAYA | Existing | 11 kV |  | RYB | VPTJ/PCE/J09362 | PE 9.36 SEK MEN FASA 3 (F2)
378114424 | TNB | DISTRIBUTION | WP PUTRAJAYA & CYBERJAYA | Existing | 11 kV |  | RYB | VPTJ/PCE/J09362 | PE 9.36 SEK MEN FASA 3 (F2)
378114425 | TNB | DISTRIBUTION | WP PUTRAJAYA & CYBERJAYA | Existing | 11 kV |  | RYB | VPTJ/PCE/J09362 | PE 9.36 SEK MEN FASA 3 (F2)
378114495 | TNB | DISTRIBUTION | WP PUTRAJAYA & CYBERJAYA | Existing | 11 kV |  | RYB | VPTJ/PCE/J09301 | PE 9.30 SEK REN FASA 2 (F1)
378114496 | TNB | DISTRIBUTION | WP PUTRAJAYA & CYBERJAYA | Existing | 11 kV |  | RYB | VPTJ/PCE/J09301 | PE 9.30 SEK REN FASA 2 (F1)
378114501 | TNB | DISTRIBUTION | WP PUTRAJAYA & CYBERJAYA | Existing | 11 kV |  | RYB | VPTJ/PCE/J09301 | PE 9.30 SEK REN FASA 2 (F1)
378114507 | TNB | DISTRIBUTION | WP PUTRAJAYA & CYBERJAYA | Existing | 11 kV |  | RYB | VPTJ/PCE/J09301 | PE 9.30 SEK REN FASA 2 (F1)
378114508 | TNB | DISTRIBUTION | WP PUTRAJAYA & CYBERJAYA | Existing | 11 kV |  | RYB | VPTJ/PCE/J09301 | PE 9.30 SEK REN FASA 2 (F1)
378114512 | TNB | DISTRIBUTION | WP PUTRAJAYA & CYBERJAYA | Existing | 11 kV |  | RYB | VPTJ/PCE/J09301 | PE 9.30 SEK REN FASA 2 (F1)
378114515 | TNB | DISTRIBUTION | WP PUTRAJAYA & CYBERJAYA | Existing | 11 kV |  | RYB | VPTJ/PCE/J09301 | PE 9.30 SEK REN FASA 2 (F1)
378114516 | TNB | DISTRIBUTION | WP PUTRAJAYA & CYBERJAYA | Existing | 11 kV |  | RYB | VPTJ/PCE/J09301 | PE 9.30 SEK REN FASA 2 (F1)
378114586 | TNB | DISTRIBUTION | WP PUTRAJAYA & CYBERJAYA | Existing | 11 kV |  | RYB | VPTJ/PCE/J09302 | PE 9.30 SEK REN FASA 2 (F2)
378114587 | TNB | DISTRIBUTION | WP PUTRAJAYA & CYBERJAYA | Existing | 11 kV |  | RYB | VPTJ/PCE/J09302 | PE 9.30 SEK REN FASA 2 (F2)
378114592 | TNB | DISTRIBUTION | WP PUTRAJAYA & CYBERJAYA | Existing | 11 kV |  | RYB | VPTJ/PCE/J09302 | PE 9.30 SEK REN FASA 2 (F2)
378114598 | TNB | DISTRIBUTION | WP PUTRAJAYA & CYBERJAYA | Existing | 11 kV |  | RYB | VPTJ/PCE/J09302 | PE 9.30 SEK REN FASA 2 (F2)
378114599 | TNB | DISTRIBUTION | WP PUTRAJAYA & CYBERJAYA | Existing | 11 kV |  | RYB | VPTJ/PCE/J09302 | PE 9.30 SEK REN FASA 2 (F2)
378114603 | TNB | DISTRIBUTION | WP PUTRAJAYA & CYBERJAYA | Existing | 11 kV |  | RYB | VPTJ/PCE/J09302 | PE 9.30 SEK REN FASA 2 (F2)
378114606 | TNB | DISTRIBUTION | WP PUTRAJAYA & CYBERJAYA | Existing | 11 kV |  | RYB | VPTJ/PCE/J09302 | PE 9.30 SEK REN FASA 2 (F2)
378114607 | TNB | DISTRIBUTION | WP PUTRAJAYA & CYBERJAYA | Existing | 11 kV |  | RYB | VPTJ/PCE/J09302 | PE 9.30 SEK REN FASA 2 (F2)
378114740 | TNB | DISTRIBUTION | WP PUTRAJAYA & CYBERJAYA | Existing | 11 kV |  | RYB | VPTJ/PCE/J09261 | PE 9.26 FLAT B (F1)
378114741 | TNB | DISTRIBUTION | WP PUTRAJAYA & CYBERJAYA | Existing | 11 kV |  | RYB | VPTJ/PCE/J09261 | PE 9.26 FLAT B (F1)
378114746 | TNB | DISTRIBUTION | WP PUTRAJAYA & CYBERJAYA | Existing | 11 kV |  | RYB | VPTJ/PCE/J09261 | PE 9.26 FLAT B (F1)
378114752 | TNB | DISTRIBUTION | WP PUTRAJAYA & CYBERJAYA | Existing | 11 kV |  | RYB | VPTJ/PCE/J09261 | PE 9.26 FLAT B (F1)
378114753 | TNB | DISTRIBUTION | WP PUTRAJAYA & CYBERJAYA | Existing | 11 kV |  | RYB | VPTJ/PCE/J09261 | PE 9.26 FLAT B (F1)
378114757 | TNB | DISTRIBUTION | WP PUTRAJAYA & CYBERJAYA | Existing | 11 kV |  | RYB | VPTJ/PCE/J09261 | PE 9.26 FLAT B (F1)
378114760 | TNB | DISTRIBUTION | WP PUTRAJAYA & CYBERJAYA | Existing | 11 kV |  | RYB | VPTJ/PCE/J09261 | PE 9.26 FLAT B (F1)
378114761 | TNB | DISTRIBUTION | WP PUTRAJAYA & CYBERJAYA | Existing | 11 kV |  | RYB | VPTJ/PCE/J09261 | PE 9.26 FLAT B (F1)
378114763 | TNB | DISTRIBUTION | WP PUTRAJAYA & CYBERJAYA | Existing | 11 kV |  | RYB | VPTJ/PCE/J09262 | PE 9.26 FLAT B (F2)
378114764 | TNB | DISTRIBUTION | WP PUTRAJAYA & CYBERJAYA | Existing | 11 kV |  | RYB | VPTJ/PCE/J09262 | PE 9.26 FLAT B (F2)
378114769 | TNB | DISTRIBUTION | WP PUTRAJAYA & CYBERJAYA | Existing | 11 kV |  | RYB | VPTJ/PCE/J09262 | PE 9.26 FLAT B (F2)
378114775 | TNB | DISTRIBUTION | WP PUTRAJAYA & CYBERJAYA | Existing | 11 kV |  | RYB | VPTJ/PCE/J09262 | PE 9.26 FLAT B (F2)
378114776 | TNB | DISTRIBUTION | WP PUTRAJAYA & CYBERJAYA | Existing | 11 kV |  | RYB | VPTJ/PCE/J09262 | PE 9.26 FLAT B (F2)
378114780 | TNB | DISTRIBUTION | WP PUTRAJAYA & CYBERJAYA | Existing | 11 kV |  | RYB | VPTJ/PCE/J09262 | PE 9.26 FLAT B (F2)
378114783 | TNB | DISTRIBUTION | WP PUTRAJAYA & CYBERJAYA | Existing | 11 kV |  | RYB | VPTJ/PCE/J09262 | PE 9.26 FLAT B (F2)
378114784 | TNB | DISTRIBUTION | WP PUTRAJAYA & CYBERJAYA | Existing | 11 kV |  | RYB | VPTJ/PCE/J09262 | PE 9.26 FLAT B (F2)
378114864 | TNB | DISTRIBUTION | WP PUTRAJAYA & CYBERJAYA | Existing | 11 kV |  | RYB | VPTJ/PCE/J09251 | PE 9.25 FLAT A (F1)
378114865 | TNB | DISTRIBUTION | WP PUTRAJAYA & CYBERJAYA | Existing | 11 kV |  | RYB | VPTJ/PCE/J09251 | PE 9.25 FLAT A (F1)
378114870 | TNB | DISTRIBUTION | WP PUTRAJAYA & CYBERJAYA | Existing | 11 kV |  | RYB | VPTJ/PCE/J09251 | PE 9.25 FLAT A (F1)
378114876 | TNB | DISTRIBUTION | WP PUTRAJAYA & CYBERJAYA | Existing | 11 kV |  | RYB | VPTJ/PCE/J09251 | PE 9.25 FLAT A (F1)
378114877 | TNB | DISTRIBUTION | WP PUTRAJAYA & CYBERJAYA | Existing | 11 kV |  | RYB | VPTJ/PCE/J09251 | PE 9.25 FLAT A (F1)
378114881 | TNB | DISTRIBUTION | WP PUTRAJAYA & CYBERJAYA | Existing | 11 kV |  | RYB | VPTJ/PCE/J09251 | PE 9.25 FLAT A (F1)
378114884 | TNB | DISTRIBUTION | WP PUTRAJAYA & CYBERJAYA | Existing | 11 kV |  | RYB | VPTJ/PCE/J09251 | PE 9.25 FLAT A (F1)
378114885 | TNB | DISTRIBUTION | WP PUTRAJAYA & CYBERJAYA | Existing | 11 kV |  | RYB | VPTJ/PCE/J09251 | PE 9.25 FLAT A (F1)
378114893 | TNB | DISTRIBUTION | WP PUTRAJAYA & CYBERJAYA | Existing | 11 kV |  | RYB | VPTJ/PCE/J09252 | PE 9.25 FLAT A (F2)
378114894 | TNB | DISTRIBUTION | WP PUTRAJAYA & CYBERJAYA | Existing | 11 kV |  | RYB | VPTJ/PCE/J09252 | PE 9.25 FLAT A (F2)
378114899 | TNB | DISTRIBUTION | WP PUTRAJAYA & CYBERJAYA | Existing | 11 kV |  | RYB | VPTJ/PCE/J09252 | PE 9.25 FLAT A (F2)
378114905 | TNB | DISTRIBUTION | WP PUTRAJAYA & CYBERJAYA | Existing | 11 kV |  | RYB | VPTJ/PCE/J09252 | PE 9.25 FLAT A (F2)
378114906 | TNB | DISTRIBUTION | WP PUTRAJAYA & CYBERJAYA | Existing | 11 kV |  | RYB | VPTJ/PCE/J09252 | PE 9.25 FLAT A (F2)
378114910 | TNB | DISTRIBUTION | WP PUTRAJAYA & CYBERJAYA | Existing | 11 kV |  | RYB | VPTJ/PCE/J09252 | PE 9.25 FLAT A (F2)
378114913 | TNB | DISTRIBUTION | WP PUTRAJAYA & CYBERJAYA | Existing | 11 kV |  | RYB | VPTJ/PCE/J09252 | PE 9.25 FLAT A (F2)
378114914 | TNB | DISTRIBUTION | WP PUTRAJAYA & CYBERJAYA | Existing | 11 kV |  | RYB | VPTJ/PCE/J09252 | PE 9.25 FLAT A (F2)
378115108 | TNB | DISTRIBUTION | WP PUTRAJAYA & CYBERJAYA | Existing | 11 kV |  | RYB | VPTJ/PCE/J09241 | PE 9.24 FLAT C (F1)
378115109 | TNB | DISTRIBUTION | WP PUTRAJAYA & CYBERJAYA | Existing | 11 kV |  | RYB | VPTJ/PCE/J09241 | PE 9.24 FLAT C (F1)
378115114 | TNB | DISTRIBUTION | WP PUTRAJAYA & CYBERJAYA | Existing | 11 kV |  | RYB | VPTJ/PCE/J09241 | PE 9.24 FLAT C (F1)
378115120 | TNB | DISTRIBUTION | WP PUTRAJAYA & CYBERJAYA | Existing | 11 kV |  | RYB | VPTJ/PCE/J09241 | PE 9.24 FLAT C (F1)
378115121 | TNB | DISTRIBUTION | WP PUTRAJAYA & CYBERJAYA | Existing | 11 kV |  | RYB | VPTJ/PCE/J09241 | PE 9.24 FLAT C (F1)
378115125 | TNB | DISTRIBUTION | WP PUTRAJAYA & CYBERJAYA | Existing | 11 kV |  | RYB | VPTJ/PCE/J09241 | PE 9.24 FLAT C (F1)
378115128 | TNB | DISTRIBUTION | WP PUTRAJAYA & CYBERJAYA | Existing | 11 kV |  | RYB | VPTJ/PCE/J09241 | PE 9.24 FLAT C (F1)
378115129 | TNB | DISTRIBUTION | WP PUTRAJAYA & CYBERJAYA | Existing | 11 kV |  | RYB | VPTJ/PCE/J09241 | PE 9.24 FLAT C (F1)
378115202 | TNB | DISTRIBUTION | WP PUTRAJAYA & CYBERJAYA | Existing | 11 kV |  | RYB | VPTJ/PCE/J09242 | PE 9.24 FLAT C (F2)
378115203 | TNB | DISTRIBUTION | WP PUTRAJAYA & CYBERJAYA | Existing | 11 kV |  | RYB | VPTJ/PCE/J09242 | PE 9.24 FLAT C (F2)
378115208 | TNB | DISTRIBUTION | WP PUTRAJAYA & CYBERJAYA | Existing | 11 kV |  | RYB | VPTJ/PCE/J09242 | PE 9.24 FLAT C (F2)
378115214 | TNB | DISTRIBUTION | WP PUTRAJAYA & CYBERJAYA | Existing | 11 kV |  | RYB | VPTJ/PCE/J09242 | PE 9.24 FLAT C (F2)
378115215 | TNB | DISTRIBUTION | WP PUTRAJAYA & CYBERJAYA | Existing | 11 kV |  | RYB | VPTJ/PCE/J09242 | PE 9.24 FLAT C (F2)
378115219 | TNB | DISTRIBUTION | WP PUTRAJAYA & CYBERJAYA | Existing | 11 kV |  | RYB | VPTJ/PCE/J09242 | PE 9.24 FLAT C (F2)
378115222 | TNB | DISTRIBUTION | WP PUTRAJAYA & CYBERJAYA | Existing | 11 kV |  | RYB | VPTJ/PCE/J09242 | PE 9.24 FLAT C (F2)
378115223 | TNB | DISTRIBUTION | WP PUTRAJAYA & CYBERJAYA | Existing | 11 kV |  | RYB | VPTJ/PCE/J09242 | PE 9.24 FLAT C (F2)
378115367 | TNB | DISTRIBUTION | WP PUTRAJAYA & CYBERJAYA | Existing | 11 kV |  | RYB | VPTJ/PCE/J09231 | PE 9.23 FLAT D (F1)
378115378 | TNB | DISTRIBUTION | WP PUTRAJAYA & CYBERJAYA | Existing | 11 kV |  | RYB | VPTJ/PCE/J09231 | PE 9.23 FLAT D (F1)
378115379 | TNB | DISTRIBUTION | WP PUTRAJAYA & CYBERJAYA | Existing | 11 kV |  | RYB | VPTJ/PCE/J09231 | PE 9.23 FLAT D (F1)
378115388 | TNB | DISTRIBUTION | WP PUTRAJAYA & CYBERJAYA | Existing | 11 kV |  | RYB | VPTJ/PCE/J09231 | PE 9.23 FLAT D (F1)
378115394 | TNB | DISTRIBUTION | WP PUTRAJAYA & CYBERJAYA | Existing | 11 kV |  | RYB | VPTJ/PCE/J09231 | PE 9.23 FLAT D (F1)
378115396 | TNB | DISTRIBUTION | WP PUTRAJAYA & CYBERJAYA | Existing | 11 kV |  | RYB | VPTJ/PCE/J09231 | PE 9.23 FLAT D (F1)
378115398 | TNB | DISTRIBUTION | WP PUTRAJAYA & CYBERJAYA | Existing | 11 kV |  | RYB | VPTJ/PCE/J09231 | PE 9.23 FLAT D (F1)
378115401 | TNB | DISTRIBUTION | WP PUTRAJAYA & CYBERJAYA | Existing | 11 kV |  | RYB | VPTJ/PCE/J09231 | PE 9.23 FLAT D (F1)
378115404 | TNB | DISTRIBUTION | WP PUTRAJAYA & CYBERJAYA | Existing | 11 kV |  | RYB | VPTJ/PCE/J09231 | PE 9.23 FLAT D (F1)
378115486 | TNB | DISTRIBUTION | WP PUTRAJAYA & CYBERJAYA | Existing | 11 kV |  | RYB | VPTJ/PCE/J09232 | PE 9.23 FLAT D (F2)
378115497 | TNB | DISTRIBUTION | WP PUTRAJAYA & CYBERJAYA | Existing | 11 kV |  | RYB | VPTJ/PCE/J09232 | PE 9.23 FLAT D (F2)
378115498 | TNB | DISTRIBUTION | WP PUTRAJAYA & CYBERJAYA | Existing | 11 kV |  | RYB | VPTJ/PCE/J09232 | PE 9.23 FLAT D (F2)
378115507 | TNB | DISTRIBUTION | WP PUTRAJAYA & CYBERJAYA | Existing | 11 kV |  | RYB | VPTJ/PCE/J09232 | PE 9.23 FLAT D (F2)
378115513 | TNB | DISTRIBUTION | WP PUTRAJAYA & CYBERJAYA | Existing | 11 kV |  | RYB | VPTJ/PCE/J09232 | PE 9.23 FLAT D (F2)
378115515 | TNB | DISTRIBUTION | WP PUTRAJAYA & CYBERJAYA | Existing | 11 kV |  | RYB | VPTJ/PCE/J09232 | PE 9.23 FLAT D (F2)
378115517 | TNB | DISTRIBUTION | WP PUTRAJAYA & CYBERJAYA | Existing | 11 kV |  | RYB | VPTJ/PCE/J09232 | PE 9.23 FLAT D (F2)
378115520 | TNB | DISTRIBUTION | WP PUTRAJAYA & CYBERJAYA | Existing | 11 kV |  | RYB | VPTJ/PCE/J09232 | PE 9.23 FLAT D (F2)
378115523 | TNB | DISTRIBUTION | WP PUTRAJAYA & CYBERJAYA | Existing | 11 kV |  | RYB | VPTJ/PCE/J09232 | PE 9.23 FLAT D (F2)
378115596 | TNB | DISTRIBUTION | WP PUTRAJAYA & CYBERJAYA | Existing | 11 kV |  | RYB | VPTJ/PCE/J09221 | PE 9.22 PS 2
378115597 | TNB | DISTRIBUTION | WP PUTRAJAYA & CYBERJAYA | Existing | 11 kV |  | RYB | VPTJ/PCE/J09221 | PE 9.22 PS 2
378115602 | TNB | DISTRIBUTION | WP PUTRAJAYA & CYBERJAYA | Existing | 11 kV |  | RYB | VPTJ/PCE/J09221 | PE 9.22 PS 2
378115608 | TNB | DISTRIBUTION | WP PUTRAJAYA & CYBERJAYA | Existing | 11 kV |  | RYB | VPTJ/PCE/J09221 | PE 9.22 PS 2
378115609 | TNB | DISTRIBUTION | WP PUTRAJAYA & CYBERJAYA | Existing | 11 kV |  | RYB | VPTJ/PCE/J09221 | PE 9.22 PS 2
378115613 | TNB | DISTRIBUTION | WP PUTRAJAYA & CYBERJAYA | Existing | 11 kV |  | RYB | VPTJ/PCE/J09221 | PE 9.22 PS 2
378115616 | TNB | DISTRIBUTION | WP PUTRAJAYA & CYBERJAYA | Existing | 11 kV |  | RYB | VPTJ/PCE/J09221 | PE 9.22 PS 2
378115617 | TNB | DISTRIBUTION | WP PUTRAJAYA & CYBERJAYA | Existing | 11 kV |  | RYB | VPTJ/PCE/J09221 | PE 9.22 PS 2
378115687 | TNB | DISTRIBUTION | WP PUTRAJAYA & CYBERJAYA | Existing | 11 kV |  | RYB | VPTJ/PCE/J09201 | PE 9.20 P9B1 (EFI) (F1)
378115688 | TNB | DISTRIBUTION | WP PUTRAJAYA & CYBERJAYA | Existing | 11 kV |  | RYB | VPTJ/PCE/J09201 | PE 9.20 P9B1 (EFI) (F1)
378115693 | TNB | DISTRIBUTION | WP PUTRAJAYA & CYBERJAYA | Existing | 11 kV |  | RYB | VPTJ/PCE/J09201 | PE 9.20 P9B1 (EFI) (F1)
378115699 | TNB | DISTRIBUTION | WP PUTRAJAYA & CYBERJAYA | Existing | 11 kV |  | RYB | VPTJ/PCE/J09201 | PE 9.20 P9B1 (EFI) (F1)
378115700 | TNB | DISTRIBUTION | WP PUTRAJAYA & CYBERJAYA | Existing | 11 kV |  | RYB | VPTJ/PCE/J09201 | PE 9.20 P9B1 (EFI) (F1)
378115704 | TNB | DISTRIBUTION | WP PUTRAJAYA & CYBERJAYA | Existing | 11 kV |  | RYB | VPTJ/PCE/J09201 | PE 9.20 P9B1 (EFI) (F1)
378115707 | TNB | DISTRIBUTION | WP PUTRAJAYA & CYBERJAYA | Existing | 11 kV |  | RYB | VPTJ/PCE/J09201 | PE 9.20 P9B1 (EFI) (F1)
378115708 | TNB | DISTRIBUTION | WP PUTRAJAYA & CYBERJAYA | Existing | 11 kV |  | RYB | VPTJ/PCE/J09201 | PE 9.20 P9B1 (EFI) (F1)
378115779 | TNB | DISTRIBUTION | WP PUTRAJAYA & CYBERJAYA | Existing | 11 kV |  | RYB | VPTJ/PCE/J09202 | PE 9.20 P9B1 (EFI) (F2)
378115780 | TNB | DISTRIBUTION | WP PUTRAJAYA & CYBERJAYA | Existing | 11 kV |  | RYB | VPTJ/PCE/J09202 | PE 9.20 P9B1 (EFI) (F2)
378115785 | TNB | DISTRIBUTION | WP PUTRAJAYA & CYBERJAYA | Existing | 11 kV |  | RYB | VPTJ/PCE/J09202 | PE 9.20 P9B1 (EFI) (F2)
378115791 | TNB | DISTRIBUTION | WP PUTRAJAYA & CYBERJAYA | Existing | 11 kV |  | RYB | VPTJ/PCE/J09202 | PE 9.20 P9B1 (EFI) (F2)
378115792 | TNB | DISTRIBUTION | WP PUTRAJAYA & CYBERJAYA | Existing | 11 kV |  | RYB | VPTJ/PCE/J09202 | PE 9.20 P9B1 (EFI) (F2)
378115796 | TNB | DISTRIBUTION | WP PUTRAJAYA & CYBERJAYA | Existing | 11 kV |  | RYB | VPTJ/PCE/J09202 | PE 9.20 P9B1 (EFI) (F2)
378115799 | TNB | DISTRIBUTION | WP PUTRAJAYA & CYBERJAYA | Existing | 11 kV |  | RYB | VPTJ/PCE/J09202 | PE 9.20 P9B1 (EFI) (F2)
378115800 | TNB | DISTRIBUTION | WP PUTRAJAYA & CYBERJAYA | Existing | 11 kV |  | RYB | VPTJ/PCE/J09202 | PE 9.20 P9B1 (EFI) (F2)
378115871 | TNB | DISTRIBUTION | WP PUTRAJAYA & CYBERJAYA | Existing | 11 kV |  | RYB | VPTJ/PCE/J09192 | PE 9.19 P9B1 TERES (F2)
378115872 | TNB | DISTRIBUTION | WP PUTRAJAYA & CYBERJAYA | Existing | 11 kV |  | RYB | VPTJ/PCE/J09192 | PE 9.19 P9B1 TERES (F2)
378115877 | TNB | DISTRIBUTION | WP PUTRAJAYA & CYBERJAYA | Existing | 11 kV |  | RYB | VPTJ/PCE/J09192 | PE 9.19 P9B1 TERES (F2)
378115883 | TNB | DISTRIBUTION | WP PUTRAJAYA & CYBERJAYA | Existing | 11 kV |  | RYB | VPTJ/PCE/J09192 | PE 9.19 P9B1 TERES (F2)
378115884 | TNB | DISTRIBUTION | WP PUTRAJAYA & CYBERJAYA | Existing | 11 kV |  | RYB | VPTJ/PCE/J09192 | PE 9.19 P9B1 TERES (F2)
378115888 | TNB | DISTRIBUTION | WP PUTRAJAYA & CYBERJAYA | Existing | 11 kV |  | RYB | VPTJ/PCE/J09192 | PE 9.19 P9B1 TERES (F2)
378115891 | TNB | DISTRIBUTION | WP PUTRAJAYA & CYBERJAYA | Existing | 11 kV |  | RYB | VPTJ/PCE/J09192 | PE 9.19 P9B1 TERES (F2)
378115892 | TNB | DISTRIBUTION | WP PUTRAJAYA & CYBERJAYA | Existing | 11 kV |  | RYB | VPTJ/PCE/J09192 | PE 9.19 P9B1 TERES (F2)
378115962 | TNB | DISTRIBUTION | WP PUTRAJAYA & CYBERJAYA | Existing | 11 kV |  | RYB | VPTJ/PCE/J09191 | PE 9.19 P9B1 TERES (F1)
378115963 | TNB | DISTRIBUTION | WP PUTRAJAYA & CYBERJAYA | Existing | 11 kV |  | RYB | VPTJ/PCE/J09191 | PE 9.19 P9B1 TERES (F1)
378115968 | TNB | DISTRIBUTION | WP PUTRAJAYA & CYBERJAYA | Existing | 11 kV |  | RYB | VPTJ/PCE/J09191 | PE 9.19 P9B1 TERES (F1)
378115974 | TNB | DISTRIBUTION | WP PUTRAJAYA & CYBERJAYA | Existing | 11 kV |  | RYB | VPTJ/PCE/J09191 | PE 9.19 P9B1 TERES (F1)
378115975 | TNB | DISTRIBUTION | WP PUTRAJAYA & CYBERJAYA | Existing | 11 kV |  | RYB | VPTJ/PCE/J09191 | PE 9.19 P9B1 TERES (F1)
378115979 | TNB | DISTRIBUTION | WP PUTRAJAYA & CYBERJAYA | Existing | 11 kV |  | RYB | VPTJ/PCE/J09191 | PE 9.19 P9B1 TERES (F1)
378115982 | TNB | DISTRIBUTION | WP PUTRAJAYA & CYBERJAYA | Existing | 11 kV |  | RYB | VPTJ/PCE/J09191 | PE 9.19 P9B1 TERES (F1)
378115983 | TNB | DISTRIBUTION | WP PUTRAJAYA & CYBERJAYA | Existing | 11 kV |  | RYB | VPTJ/PCE/J09191 | PE 9.19 P9B1 TERES (F1)
378116059 | TNB | DISTRIBUTION | WP PUTRAJAYA & CYBERJAYA | Existing | 11 kV |  | RYB | VPTJ/PCE/J09212 | PE 9.21 P9D/1 TERES (F2)
378116070 | TNB | DISTRIBUTION | WP PUTRAJAYA & CYBERJAYA | Existing | 11 kV |  | RYB | VPTJ/PCE/J09212 | PE 9.21 P9D/1 TERES (F2)
378116071 | TNB | DISTRIBUTION | WP PUTRAJAYA & CYBERJAYA | Existing | 11 kV |  | RYB | VPTJ/PCE/J09212 | PE 9.21 P9D/1 TERES (F2)
378116080 | TNB | DISTRIBUTION | WP PUTRAJAYA & CYBERJAYA | Existing | 11 kV |  | RYB | VPTJ/PCE/J09212 | PE 9.21 P9D/1 TERES (F2)
378116086 | TNB | DISTRIBUTION | WP PUTRAJAYA & CYBERJAYA | Existing | 11 kV |  | RYB | VPTJ/PCE/J09212 | PE 9.21 P9D/1 TERES (F2)
378116088 | TNB | DISTRIBUTION | WP PUTRAJAYA & CYBERJAYA | Existing | 11 kV |  | RYB | VPTJ/PCE/J09212 | PE 9.21 P9D/1 TERES (F2)
378116090 | TNB | DISTRIBUTION | WP PUTRAJAYA & CYBERJAYA | Existing | 11 kV |  | RYB | VPTJ/PCE/J09212 | PE 9.21 P9D/1 TERES (F2)
378116096 | TNB | DISTRIBUTION | WP PUTRAJAYA & CYBERJAYA | Existing | 11 kV |  | RYB | VPTJ/PCE/J09212 | PE 9.21 P9D/1 TERES (F2)
378116176 | TNB | DISTRIBUTION | WP PUTRAJAYA & CYBERJAYA | Existing | 11 kV |  | RYB | VPTJ/PCE/J09211 | PE 9.21 P9D/1 TERES (F1)
378116187 | TNB | DISTRIBUTION | WP PUTRAJAYA & CYBERJAYA | Existing | 11 kV |  | RYB | VPTJ/PCE/J09211 | PE 9.21 P9D/1 TERES (F1)
378116188 | TNB | DISTRIBUTION | WP PUTRAJAYA & CYBERJAYA | Existing | 11 kV |  | RYB | VPTJ/PCE/J09211 | PE 9.21 P9D/1 TERES (F1)
378116197 | TNB | DISTRIBUTION | WP PUTRAJAYA & CYBERJAYA | Existing | 11 kV |  | RYB | VPTJ/PCE/J09211 | PE 9.21 P9D/1 TERES (F1)
378116203 | TNB | DISTRIBUTION | WP PUTRAJAYA & CYBERJAYA | Existing | 11 kV |  | RYB | VPTJ/PCE/J09211 | PE 9.21 P9D/1 TERES (F1)
378116205 | TNB | DISTRIBUTION | WP PUTRAJAYA & CYBERJAYA | Existing | 11 kV |  | RYB | VPTJ/PCE/J09211 | PE 9.21 P9D/1 TERES (F1)
378116207 | TNB | DISTRIBUTION | WP PUTRAJAYA & CYBERJAYA | Existing | 11 kV |  | RYB | VPTJ/PCE/J09211 | PE 9.21 P9D/1 TERES (F1)
378116213 | TNB | DISTRIBUTION | WP PUTRAJAYA & CYBERJAYA | Existing | 11 kV |  | RYB | VPTJ/PCE/J09211 | PE 9.21 P9D/1 TERES (F1)
378116287 | TNB | DISTRIBUTION | WP PUTRAJAYA & CYBERJAYA | Existing | 11 kV |  | RYB | VPTJ/PCE/J09461 | PE 9.46 P'PURI P7 BLOK B3 (EFI) (F1)
378116288 | TNB | DISTRIBUTION | WP PUTRAJAYA & CYBERJAYA | Existing | 11 kV |  | RYB | VPTJ/PCE/J09461 | PE 9.46 P'PURI P7 BLOK B3 (EFI) (F1)
378116293 | TNB | DISTRIBUTION | WP PUTRAJAYA & CYBERJAYA | Existing | 11 kV |  | RYB | VPTJ/PCE/J09461 | PE 9.46 P'PURI P7 BLOK B3 (EFI) (F1)
378116299 | TNB | DISTRIBUTION | WP PUTRAJAYA & CYBERJAYA | Existing | 11 kV |  | RYB | VPTJ/PCE/J09461 | PE 9.46 P'PURI P7 BLOK B3 (EFI) (F1)
378116300 | TNB | DISTRIBUTION | WP PUTRAJAYA & CYBERJAYA | Existing | 11 kV |  | RYB | VPTJ/PCE/J09461 | PE 9.46 P'PURI P7 BLOK B3 (EFI) (F1)
378116304 | TNB | DISTRIBUTION | WP PUTRAJAYA & CYBERJAYA | Existing | 11 kV |  | RYB | VPTJ/PCE/J09461 | PE 9.46 P'PURI P7 BLOK B3 (EFI) (F1)
378116307 | TNB | DISTRIBUTION | WP PUTRAJAYA & CYBERJAYA | Existing | 11 kV |  | RYB | VPTJ/PCE/J09461 | PE 9.46 P'PURI P7 BLOK B3 (EFI) (F1)
378116308 | TNB | DISTRIBUTION | WP PUTRAJAYA & CYBERJAYA | Existing | 11 kV |  | RYB | VPTJ/PCE/J09461 | PE 9.46 P'PURI P7 BLOK B3 (EFI) (F1)
378116379 | TNB | DISTRIBUTION | WP PUTRAJAYA & CYBERJAYA | Existing | 11 kV |  | RYB | VPTJ/PCE/J09462 | PE 9.46 P'PURI P7 BLOK B3 (EFI) (F2)
378116380 | TNB | DISTRIBUTION | WP PUTRAJAYA & CYBERJAYA | Existing | 11 kV |  | RYB | VPTJ/PCE/J09462 | PE 9.46 P'PURI P7 BLOK B3 (EFI) (F2)
378116385 | TNB | DISTRIBUTION | WP PUTRAJAYA & CYBERJAYA | Existing | 11 kV |  | RYB | VPTJ/PCE/J09462 | PE 9.46 P'PURI P7 BLOK B3 (EFI) (F2)
378116391 | TNB | DISTRIBUTION | WP PUTRAJAYA & CYBERJAYA | Existing | 11 kV |  | RYB | VPTJ/PCE/J09462 | PE 9.46 P'PURI P7 BLOK B3 (EFI) (F2)
378116392 | TNB | DISTRIBUTION | WP PUTRAJAYA & CYBERJAYA | Existing | 11 kV |  | RYB | VPTJ/PCE/J09462 | PE 9.46 P'PURI P7 BLOK B3 (EFI) (F2)
378116396 | TNB | DISTRIBUTION | WP PUTRAJAYA & CYBERJAYA | Existing | 11 kV |  | RYB | VPTJ/PCE/J09462 | PE 9.46 P'PURI P7 BLOK B3 (EFI) (F2)
378116399 | TNB | DISTRIBUTION | WP PUTRAJAYA & CYBERJAYA | Existing | 11 kV |  | RYB | VPTJ/PCE/J09462 | PE 9.46 P'PURI P7 BLOK B3 (EFI) (F2)
378116400 | TNB | DISTRIBUTION | WP PUTRAJAYA & CYBERJAYA | Existing | 11 kV |  | RYB | VPTJ/PCE/J09462 | PE 9.46 P'PURI P7 BLOK B3 (EFI) (F2)
378116471 | TNB | DISTRIBUTION | WP PUTRAJAYA & CYBERJAYA | Existing | 11 kV |  | RYB | VPTJ/PCE/J09451 | PE 9.45 P'PURI P7 BLOK B1 (F1)
378116472 | TNB | DISTRIBUTION | WP PUTRAJAYA & CYBERJAYA | Existing | 11 kV |  | RYB | VPTJ/PCE/J09451 | PE 9.45 P'PURI P7 BLOK B1 (F1)
378116477 | TNB | DISTRIBUTION | WP PUTRAJAYA & CYBERJAYA | Existing | 11 kV |  | RYB | VPTJ/PCE/J09451 | PE 9.45 P'PURI P7 BLOK B1 (F1)
378116483 | TNB | DISTRIBUTION | WP PUTRAJAYA & CYBERJAYA | Existing | 11 kV |  | RYB | VPTJ/PCE/J09451 | PE 9.45 P'PURI P7 BLOK B1 (F1)
378116484 | TNB | DISTRIBUTION | WP PUTRAJAYA & CYBERJAYA | Existing | 11 kV |  | RYB | VPTJ/PCE/J09451 | PE 9.45 P'PURI P7 BLOK B1 (F1)
378116488 | TNB | DISTRIBUTION | WP PUTRAJAYA & CYBERJAYA | Existing | 11 kV |  | RYB | VPTJ/PCE/J09451 | PE 9.45 P'PURI P7 BLOK B1 (F1)
378116491 | TNB | DISTRIBUTION | WP PUTRAJAYA & CYBERJAYA | Existing | 11 kV |  | RYB | VPTJ/PCE/J09451 | PE 9.45 P'PURI P7 BLOK B1 (F1)
378116492 | TNB | DISTRIBUTION | WP PUTRAJAYA & CYBERJAYA | Existing | 11 kV |  | RYB | VPTJ/PCE/J09451 | PE 9.45 P'PURI P7 BLOK B1 (F1)
378116564 | TNB | DISTRIBUTION | WP PUTRAJAYA & CYBERJAYA | Existing | 11 kV |  | RYB | VPTJ/PCE/J09452 | PE 9.45 P'PURI P7 BLOK B1 (F2)
378116565 | TNB | DISTRIBUTION | WP PUTRAJAYA & CYBERJAYA | Existing | 11 kV |  | RYB | VPTJ/PCE/J09452 | PE 9.45 P'PURI P7 BLOK B1 (F2)
378116570 | TNB | DISTRIBUTION | WP PUTRAJAYA & CYBERJAYA | Existing | 11 kV |  | RYB | VPTJ/PCE/J09452 | PE 9.45 P'PURI P7 BLOK B1 (F2)
378116576 | TNB | DISTRIBUTION | WP PUTRAJAYA & CYBERJAYA | Existing | 11 kV |  | RYB | VPTJ/PCE/J09452 | PE 9.45 P'PURI P7 BLOK B1 (F2)
378116577 | TNB | DISTRIBUTION | WP PUTRAJAYA & CYBERJAYA | Existing | 11 kV |  | RYB | VPTJ/PCE/J09452 | PE 9.45 P'PURI P7 BLOK B1 (F2)
378116581 | TNB | DISTRIBUTION | WP PUTRAJAYA & CYBERJAYA | Existing | 11 kV |  | RYB | VPTJ/PCE/J09452 | PE 9.45 P'PURI P7 BLOK B1 (F2)
378116584 | TNB | DISTRIBUTION | WP PUTRAJAYA & CYBERJAYA | Existing | 11 kV |  | RYB | VPTJ/PCE/J09452 | PE 9.45 P'PURI P7 BLOK B1 (F2)
378116585 | TNB | DISTRIBUTION | WP PUTRAJAYA & CYBERJAYA | Existing | 11 kV |  | RYB | VPTJ/PCE/J09452 | PE 9.45 P'PURI P7 BLOK B1 (F2)
378116656 | TNB | DISTRIBUTION | WP PUTRAJAYA & CYBERJAYA | Existing | 11 kV |  | RYB | VPTJ/PCE/J09441 | PE 9.44 P'PURI P7 BLOK A2 (EFI) (F1)
378116657 | TNB | DISTRIBUTION | WP PUTRAJAYA & CYBERJAYA | Existing | 11 kV |  | RYB | VPTJ/PCE/J09441 | PE 9.44 P'PURI P7 BLOK A2 (EFI) (F1)
378116662 | TNB | DISTRIBUTION | WP PUTRAJAYA & CYBERJAYA | Existing | 11 kV |  | RYB | VPTJ/PCE/J09441 | PE 9.44 P'PURI P7 BLOK A2 (EFI) (F1)
378116668 | TNB | DISTRIBUTION | WP PUTRAJAYA & CYBERJAYA | Existing | 11 kV |  | RYB | VPTJ/PCE/J09441 | PE 9.44 P'PURI P7 BLOK A2 (EFI) (F1)
378116669 | TNB | DISTRIBUTION | WP PUTRAJAYA & CYBERJAYA | Existing | 11 kV |  | RYB | VPTJ/PCE/J09441 | PE 9.44 P'PURI P7 BLOK A2 (EFI) (F1)
378116673 | TNB | DISTRIBUTION | WP PUTRAJAYA & CYBERJAYA | Existing | 11 kV |  | RYB | VPTJ/PCE/J09441 | PE 9.44 P'PURI P7 BLOK A2 (EFI) (F1)
378116676 | TNB | DISTRIBUTION | WP PUTRAJAYA & CYBERJAYA | Existing | 11 kV |  | RYB | VPTJ/PCE/J09441 | PE 9.44 P'PURI P7 BLOK A2 (EFI) (F1)
378116677 | TNB | DISTRIBUTION | WP PUTRAJAYA & CYBERJAYA | Existing | 11 kV |  | RYB | VPTJ/PCE/J09441 | PE 9.44 P'PURI P7 BLOK A2 (EFI) (F1)
378116750 | TNB | DISTRIBUTION | WP PUTRAJAYA & CYBERJAYA | Existing | 11 kV |  | RYB | VPTJ/PCE/J09442 | PE 9.44 P'PURI P7 BLOK A2 (EFI) (F2)
378116751 | TNB | DISTRIBUTION | WP PUTRAJAYA & CYBERJAYA | Existing | 11 kV |  | RYB | VPTJ/PCE/J09442 | PE 9.44 P'PURI P7 BLOK A2 (EFI) (F2)
378116756 | TNB | DISTRIBUTION | WP PUTRAJAYA & CYBERJAYA | Existing | 11 kV |  | RYB | VPTJ/PCE/J09442 | PE 9.44 P'PURI P7 BLOK A2 (EFI) (F2)
378116760 | TNB | DISTRIBUTION | WP PUTRAJAYA & CYBERJAYA | Existing | 11 kV |  | RYB | VCBJ/PCE/J25231 | PE 25.23 SALES OFFICE ECOGLADE GALERY
378116761 | TNB | DISTRIBUTION | WP PUTRAJAYA & CYBERJAYA | Existing | 11 kV |  | RYB | VCBJ/PCE/J25231 | PE 25.23 SALES OFFICE ECOGLADE GALERY
378116766 | TNB | DISTRIBUTION | WP PUTRAJAYA & CYBERJAYA | Existing | 11 kV |  | RYB | VCBJ/PCE/J25231 | PE 25.23 SALES OFFICE ECOGLADE GALERY
378116772 | TNB | DISTRIBUTION | WP PUTRAJAYA & CYBERJAYA | Existing | 11 kV |  | RYB | VCBJ/PCE/J25231 | PE 25.23 SALES OFFICE ECOGLADE GALERY
378116773 | TNB | DISTRIBUTION | WP PUTRAJAYA & CYBERJAYA | Existing | 11 kV |  | RYB | VCBJ/PCE/J25231 | PE 25.23 SALES OFFICE ECOGLADE GALERY
378116777 | TNB | DISTRIBUTION | WP PUTRAJAYA & CYBERJAYA | Existing | 11 kV |  | RYB | VCBJ/PCE/J25231 | PE 25.23 SALES OFFICE ECOGLADE GALERY
378116780 | TNB | DISTRIBUTION | WP PUTRAJAYA & CYBERJAYA | Existing | 11 kV |  | RYB | VCBJ/PCE/J25231 | PE 25.23 SALES OFFICE ECOGLADE GALERY
378116781 | TNB | DISTRIBUTION | WP PUTRAJAYA & CYBERJAYA | Existing | 11 kV |  | RYB | VCBJ/PCE/J25231 | PE 25.23 SALES OFFICE ECOGLADE GALERY
378116908 | TNB | DISTRIBUTION | WP PUTRAJAYA & CYBERJAYA | Existing | 11 kV |  | RYB | VCBJ/PCE/J21472 | SS 21.47 LIM KOK WING F2
378116910 | TNB | DISTRIBUTION | WP PUTRAJAYA & CYBERJAYA | Existing | 11 kV |  | RYB | VCBJ/PCE/J21472 | SS 21.47 LIM KOK WING F2
378116912 | TNB | DISTRIBUTION | WP PUTRAJAYA & CYBERJAYA | Existing | 11 kV |  | RYB | VCBJ/PCE/J21472 | SS 21.47 LIM KOK WING F2
378116915 | TNB | DISTRIBUTION | WP PUTRAJAYA & CYBERJAYA | Existing | 11 kV |  | RYB | VCBJ/PCE/J21472 | SS 21.47 LIM KOK WING F2
378116916 | TNB | DISTRIBUTION | WP PUTRAJAYA & CYBERJAYA | Existing | 11 kV |  | RYB | VCBJ/PCE/J21472 | SS 21.47 LIM KOK WING F2
378116917 | TNB | DISTRIBUTION | WP PUTRAJAYA & CYBERJAYA | Existing | 11 kV |  | RYB | VCBJ/PCE/J21472 | SS 21.47 LIM KOK WING F2
378116923 | TNB | DISTRIBUTION | WP PUTRAJAYA & CYBERJAYA | Existing | 11 kV |  | RYB | VCBJ/PCE/J21472 | SS 21.47 LIM KOK WING F2
378116928 | TNB | DISTRIBUTION | WP PUTRAJAYA & CYBERJAYA | Existing | 11 kV |  | RYB | VCBJ/PCE/J21472 | SS 21.47 LIM KOK WING F2
378116934 | TNB | DISTRIBUTION | WP PUTRAJAYA & CYBERJAYA | Existing | 11 kV |  | RYB | VCBJ/PCE/J21471 | SS 21.47 LIM KOK WING F1
378116936 | TNB | DISTRIBUTION | WP PUTRAJAYA & CYBERJAYA | Existing | 11 kV |  | RYB | VCBJ/PCE/J21471 | SS 21.47 LIM KOK WING F1
378116938 | TNB | DISTRIBUTION | WP PUTRAJAYA & CYBERJAYA | Existing | 11 kV |  | RYB | VCBJ/PCE/J21471 | SS 21.47 LIM KOK WING F1
378116941 | TNB | DISTRIBUTION | WP PUTRAJAYA & CYBERJAYA | Existing | 11 kV |  | RYB | VCBJ/PCE/J21471 | SS 21.47 LIM KOK WING F1
378116942 | TNB | DISTRIBUTION | WP PUTRAJAYA & CYBERJAYA | Existing | 11 kV |  | RYB | VCBJ/PCE/J21471 | SS 21.47 LIM KOK WING F1
378116943 | TNB | DISTRIBUTION | WP PUTRAJAYA & CYBERJAYA | Existing | 11 kV |  | RYB | VCBJ/PCE/J21471 | SS 21.47 LIM KOK WING F1
378116949 | TNB | DISTRIBUTION | WP PUTRAJAYA & CYBERJAYA | Existing | 11 kV |  | RYB | VCBJ/PCE/J21471 | SS 21.47 LIM KOK WING F1
378116954 | TNB | DISTRIBUTION | WP PUTRAJAYA & CYBERJAYA | Existing | 11 kV |  | RYB | VCBJ/PCE/J21471 | SS 21.47 LIM KOK WING F1
378116960 | TNB | DISTRIBUTION | WP PUTRAJAYA & CYBERJAYA | Existing | 11 kV |  | RYB | VCBJ/PCE/J23091 | PE 23.09 THE PLACE NO 2
378116961 | TNB | DISTRIBUTION | WP PUTRAJAYA & CYBERJAYA | Existing | 11 kV |  | RYB | VCBJ/PCE/J23091 | PE 23.09 THE PLACE NO 2
378116962 | TNB | DISTRIBUTION | WP PUTRAJAYA & CYBERJAYA | Existing | 11 kV |  | RYB | VCBJ/PCE/J23091 | PE 23.09 THE PLACE NO 2
378116969 | TNB | DISTRIBUTION | WP PUTRAJAYA & CYBERJAYA | Existing | 11 kV |  | RYB | VCBJ/PCE/J23091 | PE 23.09 THE PLACE NO 2
378116972 | TNB | DISTRIBUTION | WP PUTRAJAYA & CYBERJAYA | Existing | 11 kV |  | RYB | VCBJ/PCE/J23091 | PE 23.09 THE PLACE NO 2
378116973 | TNB | DISTRIBUTION | WP PUTRAJAYA & CYBERJAYA | Existing | 11 kV |  | RYB | VCBJ/PCE/J23091 | PE 23.09 THE PLACE NO 2
378116974 | TNB | DISTRIBUTION | WP PUTRAJAYA & CYBERJAYA | Existing | 11 kV |  | RYB | VCBJ/PCE/J23091 | PE 23.09 THE PLACE NO 2
378116976 | TNB | DISTRIBUTION | WP PUTRAJAYA & CYBERJAYA | Existing | 11 kV |  | RYB | VCBJ/PCE/J23091 | PE 23.09 THE PLACE NO 2
378116977 | TNB | DISTRIBUTION | WP PUTRAJAYA & CYBERJAYA | Existing | 11 kV |  | RYB | VCBJ/PCE/J23091 | PE 23.09 THE PLACE NO 2
378116979 | TNB | DISTRIBUTION | WP PUTRAJAYA & CYBERJAYA | Existing | 11 kV |  | RYB | VCBJ/PCE/J23091 | PE 23.09 THE PLACE NO 2
378116987 | TNB | DISTRIBUTION | WP PUTRAJAYA & CYBERJAYA | Existing | 11 kV |  | RYB | VCBJ/PCE/J23091 | PE 23.09 THE PLACE NO 2
378117140 | TNB | DISTRIBUTION | WP PUTRAJAYA & CYBERJAYA | Existing | 11 kV |  | RYB | VCBJ/PCE/J23081 | SS 23.08 THE PLACE NO 1
378117144 | TNB | DISTRIBUTION | WP PUTRAJAYA & CYBERJAYA | Existing | 11 kV |  | RYB | VCBJ/PCE/J23081 | SS 23.08 THE PLACE NO 1
378117147 | TNB | DISTRIBUTION | WP PUTRAJAYA & CYBERJAYA | Existing | 11 kV |  | RYB | VCBJ/PCE/J23081 | SS 23.08 THE PLACE NO 1
378117148 | TNB | DISTRIBUTION | WP PUTRAJAYA & CYBERJAYA | Existing | 11 kV |  | RYB | VCBJ/PCE/J23081 | SS 23.08 THE PLACE NO 1
378117150 | TNB | DISTRIBUTION | WP PUTRAJAYA & CYBERJAYA | Existing | 11 kV |  | RYB | VCBJ/PCE/J23081 | SS 23.08 THE PLACE NO 1
378117152 | TNB | DISTRIBUTION | WP PUTRAJAYA & CYBERJAYA | Existing | 11 kV |  | RYB | VCBJ/PCE/J23081 | SS 23.08 THE PLACE NO 1
378117158 | TNB | DISTRIBUTION | WP PUTRAJAYA & CYBERJAYA | Existing | 11 kV |  | RYB | VCBJ/PCE/J23081 | SS 23.08 THE PLACE NO 1
378117159 | TNB | DISTRIBUTION | WP PUTRAJAYA & CYBERJAYA | Existing | 11 kV |  | RYB | VCBJ/PCE/J23081 | SS 23.08 THE PLACE NO 1
378117160 | TNB | DISTRIBUTION | WP PUTRAJAYA & CYBERJAYA | Existing | 11 kV |  | RYB | VCBJ/PCE/J23081 | SS 23.08 THE PLACE NO 1
378117163 | TNB | DISTRIBUTION | WP PUTRAJAYA & CYBERJAYA | Existing | 11 kV |  | RYB | VCBJ/PCE/J23081 | SS 23.08 THE PLACE NO 1
378117166 | TNB | DISTRIBUTION | WP PUTRAJAYA & CYBERJAYA | Existing | 11 kV |  | RYB | VCBJ/PCE/J23081 | SS 23.08 THE PLACE NO 1
378117185 | TNB | DISTRIBUTION | WP PUTRAJAYA & CYBERJAYA | Existing | 11 kV |  | RYB | VCBJ/PCE/J21981 | PE 21.98 PADAT PETRONAS CYBER 3
378117186 | TNB | DISTRIBUTION | WP PUTRAJAYA & CYBERJAYA | Existing | 11 kV |  | RYB | VCBJ/PCE/J21981 | PE 21.98 PADAT PETRONAS CYBER 3
378117191 | TNB | DISTRIBUTION | WP PUTRAJAYA & CYBERJAYA | Existing | 11 kV |  | RYB | VCBJ/PCE/J21981 | PE 21.98 PADAT PETRONAS CYBER 3
378117197 | TNB | DISTRIBUTION | WP PUTRAJAYA & CYBERJAYA | Existing | 11 kV |  | RYB | VCBJ/PCE/J21981 | PE 21.98 PADAT PETRONAS CYBER 3
378117198 | TNB | DISTRIBUTION | WP PUTRAJAYA & CYBERJAYA | Existing | 11 kV |  | RYB | VCBJ/PCE/J21981 | PE 21.98 PADAT PETRONAS CYBER 3
378117202 | TNB | DISTRIBUTION | WP PUTRAJAYA & CYBERJAYA | Existing | 11 kV |  | RYB | VCBJ/PCE/J21981 | PE 21.98 PADAT PETRONAS CYBER 3
378117205 | TNB | DISTRIBUTION | WP PUTRAJAYA & CYBERJAYA | Existing | 11 kV |  | RYB | VCBJ/PCE/J21981 | PE 21.98 PADAT PETRONAS CYBER 3
378117206 | TNB | DISTRIBUTION | WP PUTRAJAYA & CYBERJAYA | Existing | 11 kV |  | RYB | VCBJ/PCE/J21981 | PE 21.98 PADAT PETRONAS CYBER 3
378117311 | TNB | DISTRIBUTION | WP PUTRAJAYA & CYBERJAYA | Existing | 11 kV |  | RYB | VCBJ/PCE/J21011 | PE 21.01 NTT F1
378117312 | TNB | DISTRIBUTION | WP PUTRAJAYA & CYBERJAYA | Existing | 11 kV |  | RYB | VCBJ/PCE/J21011 | PE 21.01 NTT F1
378117317 | TNB | DISTRIBUTION | WP PUTRAJAYA & CYBERJAYA | Existing | 11 kV |  | RYB | VCBJ/PCE/J21011 | PE 21.01 NTT F1
378117323 | TNB | DISTRIBUTION | WP PUTRAJAYA & CYBERJAYA | Existing | 11 kV |  | RYB | VCBJ/PCE/J21011 | PE 21.01 NTT F1
378117324 | TNB | DISTRIBUTION | WP PUTRAJAYA & CYBERJAYA | Existing | 11 kV |  | RYB | VCBJ/PCE/J21011 | PE 21.01 NTT F1
378117328 | TNB | DISTRIBUTION | WP PUTRAJAYA & CYBERJAYA | Existing | 11 kV |  | RYB | VCBJ/PCE/J21011 | PE 21.01 NTT F1
378117331 | TNB | DISTRIBUTION | WP PUTRAJAYA & CYBERJAYA | Existing | 11 kV |  | RYB | VCBJ/PCE/J21011 | PE 21.01 NTT F1
378117332 | TNB | DISTRIBUTION | WP PUTRAJAYA & CYBERJAYA | Existing | 11 kV |  | RYB | VCBJ/PCE/J21011 | PE 21.01 NTT F1
378117334 | TNB | DISTRIBUTION | WP PUTRAJAYA & CYBERJAYA | Existing | 11 kV |  | RYB | VCBJ/PCE/J21012 | PE 21.01 NTT F2
378117335 | TNB | DISTRIBUTION | WP PUTRAJAYA & CYBERJAYA | Existing | 11 kV |  | RYB | VCBJ/PCE/J21012 | PE 21.01 NTT F2
378117347 | TNB | DISTRIBUTION | WP PUTRAJAYA & CYBERJAYA | Existing | 11 kV |  | RYB | VCBJ/PCE/J21012 | PE 21.01 NTT F2
378117348 | TNB | DISTRIBUTION | WP PUTRAJAYA & CYBERJAYA | Existing | 11 kV |  | RYB | VCBJ/PCE/J21012 | PE 21.01 NTT F2
378117350 | TNB | DISTRIBUTION | WP PUTRAJAYA & CYBERJAYA | Existing | 11 kV |  | RYB | VCBJ/PCE/J21012 | PE 21.01 NTT F2
378117351 | TNB | DISTRIBUTION | WP PUTRAJAYA & CYBERJAYA | Existing | 11 kV |  | RYB | VCBJ/PCE/J21012 | PE 21.01 NTT F2
378117352 | TNB | DISTRIBUTION | WP PUTRAJAYA & CYBERJAYA | Existing | 11 kV |  | RYB | VCBJ/PCE/J21012 | PE 21.01 NTT F2
378117354 | TNB | DISTRIBUTION | WP PUTRAJAYA & CYBERJAYA | Existing | 11 kV |  | RYB | VCBJ/PCE/J21012 | PE 21.01 NTT F2
378117355 | TNB | DISTRIBUTION | WP PUTRAJAYA & CYBERJAYA | Existing | 11 kV |  | RYB | VCBJ/PCE/J21012 | PE 21.01 NTT F2
378117357 | TNB | DISTRIBUTION | WP PUTRAJAYA & CYBERJAYA | Existing | 11 kV |  | RYB | VCBJ/PCE/J21012 | PE 21.01 NTT F2
378117364 | TNB | DISTRIBUTION | WP PUTRAJAYA & CYBERJAYA | Existing | 11 kV |  | RYB | VCBJ/PCE/J21012 | PE 21.01 NTT F2
378117448 | TNB | DISTRIBUTION | WP PUTRAJAYA & CYBERJAYA | Existing | 11 kV |  | RYB | VCBJ/PCE/J21922 | SS 21.92 NTT DATA CENTRE F2
378117450 | TNB | DISTRIBUTION | WP PUTRAJAYA & CYBERJAYA | Existing | 11 kV |  | RYB | VCBJ/PCE/J21922 | SS 21.92 NTT DATA CENTRE F2
378117452 | TNB | DISTRIBUTION | WP PUTRAJAYA & CYBERJAYA | Existing | 11 kV |  | RYB | VCBJ/PCE/J21922 | SS 21.92 NTT DATA CENTRE F2
378117455 | TNB | DISTRIBUTION | WP PUTRAJAYA & CYBERJAYA | Existing | 11 kV |  | RYB | VCBJ/PCE/J21922 | SS 21.92 NTT DATA CENTRE F2
378117456 | TNB | DISTRIBUTION | WP PUTRAJAYA & CYBERJAYA | Existing | 11 kV |  | RYB | VCBJ/PCE/J21922 | SS 21.92 NTT DATA CENTRE F2
378117457 | TNB | DISTRIBUTION | WP PUTRAJAYA & CYBERJAYA | Existing | 11 kV |  | RYB | VCBJ/PCE/J21922 | SS 21.92 NTT DATA CENTRE F2
378117463 | TNB | DISTRIBUTION | WP PUTRAJAYA & CYBERJAYA | Existing | 11 kV |  | RYB | VCBJ/PCE/J21922 | SS 21.92 NTT DATA CENTRE F2
378117468 | TNB | DISTRIBUTION | WP PUTRAJAYA & CYBERJAYA | Existing | 11 kV |  | RYB | VCBJ/PCE/J21922 | SS 21.92 NTT DATA CENTRE F2
378117474 | TNB | DISTRIBUTION | WP PUTRAJAYA & CYBERJAYA | Existing | 11 kV |  | RYB | VCBJ/PCE/J21921 | SS 21.92 NTT DATA CENTRE F1
378117476 | TNB | DISTRIBUTION | WP PUTRAJAYA & CYBERJAYA | Existing | 11 kV |  | RYB | VCBJ/PCE/J21921 | SS 21.92 NTT DATA CENTRE F1
378117478 | TNB | DISTRIBUTION | WP PUTRAJAYA & CYBERJAYA | Existing | 11 kV |  | RYB | VCBJ/PCE/J21921 | SS 21.92 NTT DATA CENTRE F1
378117481 | TNB | DISTRIBUTION | WP PUTRAJAYA & CYBERJAYA | Existing | 11 kV |  | RYB | VCBJ/PCE/J21921 | SS 21.92 NTT DATA CENTRE F1
378117482 | TNB | DISTRIBUTION | WP PUTRAJAYA & CYBERJAYA | Existing | 11 kV |  | RYB | VCBJ/PCE/J21921 | SS 21.92 NTT DATA CENTRE F1
378117483 | TNB | DISTRIBUTION | WP PUTRAJAYA & CYBERJAYA | Existing | 11 kV |  | RYB | VCBJ/PCE/J21921 | SS 21.92 NTT DATA CENTRE F1
378117489 | TNB | DISTRIBUTION | WP PUTRAJAYA & CYBERJAYA | Existing | 11 kV |  | RYB | VCBJ/PCE/J21921 | SS 21.92 NTT DATA CENTRE F1
378117494 | TNB | DISTRIBUTION | WP PUTRAJAYA & CYBERJAYA | Existing | 11 kV |  | RYB | VCBJ/PCE/J21921 | SS 21.92 NTT DATA CENTRE F1
378117505 | TNB | DISTRIBUTION | WP PUTRAJAYA & CYBERJAYA | Existing | 11 kV |  | RYB | VCBJ/PCE/J21091 | SS 21.09 KOMPLEKS TELEKOM CBJ 1 F1
378117507 | TNB | DISTRIBUTION | WP PUTRAJAYA & CYBERJAYA | Existing | 11 kV |  | RYB | VCBJ/PCE/J21091 | SS 21.09 KOMPLEKS TELEKOM CBJ 1 F1
378117509 | TNB | DISTRIBUTION | WP PUTRAJAYA & CYBERJAYA | Existing | 11 kV |  | RYB | VCBJ/PCE/J21091 | SS 21.09 KOMPLEKS TELEKOM CBJ 1 F1
378117512 | TNB | DISTRIBUTION | WP PUTRAJAYA & CYBERJAYA | Existing | 11 kV |  | RYB | VCBJ/PCE/J21091 | SS 21.09 KOMPLEKS TELEKOM CBJ 1 F1
378117513 | TNB | DISTRIBUTION | WP PUTRAJAYA & CYBERJAYA | Existing | 11 kV |  | RYB | VCBJ/PCE/J21091 | SS 21.09 KOMPLEKS TELEKOM CBJ 1 F1
378117514 | TNB | DISTRIBUTION | WP PUTRAJAYA & CYBERJAYA | Existing | 11 kV |  | RYB | VCBJ/PCE/J21091 | SS 21.09 KOMPLEKS TELEKOM CBJ 1 F1
378117520 | TNB | DISTRIBUTION | WP PUTRAJAYA & CYBERJAYA | Existing | 11 kV |  | RYB | VCBJ/PCE/J21091 | SS 21.09 KOMPLEKS TELEKOM CBJ 1 F1
378117525 | TNB | DISTRIBUTION | WP PUTRAJAYA & CYBERJAYA | Existing | 11 kV |  | RYB | VCBJ/PCE/J21091 | SS 21.09 KOMPLEKS TELEKOM CBJ 1 F1
378117531 | TNB | DISTRIBUTION | WP PUTRAJAYA & CYBERJAYA | Existing | 11 kV |  | RYB | VCBJ/PCE/J21092 | SS 21.09 KOMPLEKS TELEKOM CBJ 1 F2
378117533 | TNB | DISTRIBUTION | WP PUTRAJAYA & CYBERJAYA | Existing | 11 kV |  | RYB | VCBJ/PCE/J21092 | SS 21.09 KOMPLEKS TELEKOM CBJ 1 F2
378117535 | TNB | DISTRIBUTION | WP PUTRAJAYA & CYBERJAYA | Existing | 11 kV |  | RYB | VCBJ/PCE/J21092 | SS 21.09 KOMPLEKS TELEKOM CBJ 1 F2
378117538 | TNB | DISTRIBUTION | WP PUTRAJAYA & CYBERJAYA | Existing | 11 kV |  | RYB | VCBJ/PCE/J21092 | SS 21.09 KOMPLEKS TELEKOM CBJ 1 F2
378117539 | TNB | DISTRIBUTION | WP PUTRAJAYA & CYBERJAYA | Existing | 11 kV |  | RYB | VCBJ/PCE/J21092 | SS 21.09 KOMPLEKS TELEKOM CBJ 1 F2
378117540 | TNB | DISTRIBUTION | WP PUTRAJAYA & CYBERJAYA | Existing | 11 kV |  | RYB | VCBJ/PCE/J21092 | SS 21.09 KOMPLEKS TELEKOM CBJ 1 F2
378117546 | TNB | DISTRIBUTION | WP PUTRAJAYA & CYBERJAYA | Existing | 11 kV |  | RYB | VCBJ/PCE/J21092 | SS 21.09 KOMPLEKS TELEKOM CBJ 1 F2
378117551 | TNB | DISTRIBUTION | WP PUTRAJAYA & CYBERJAYA | Existing | 11 kV |  | RYB | VCBJ/PCE/J21092 | SS 21.09 KOMPLEKS TELEKOM CBJ 1 F2
378117568 | TNB | DISTRIBUTION | WP PUTRAJAYA & CYBERJAYA | Existing | 11 kV |  | RYB | VCBJ/PCE/J00107 | PE25.16 SETIA RIMBA 4
378117569 | TNB | DISTRIBUTION | WP PUTRAJAYA & CYBERJAYA | Existing | 11 kV |  | RYB | VCBJ/PCE/J00107 | PE25.16 SETIA RIMBA 4
378117574 | TNB | DISTRIBUTION | WP PUTRAJAYA & CYBERJAYA | Existing | 11 kV |  | RYB | VCBJ/PCE/J00107 | PE25.16 SETIA RIMBA 4
378117580 | TNB | DISTRIBUTION | WP PUTRAJAYA & CYBERJAYA | Existing | 11 kV |  | RYB | VCBJ/PCE/J00107 | PE25.16 SETIA RIMBA 4
378117581 | TNB | DISTRIBUTION | WP PUTRAJAYA & CYBERJAYA | Existing | 11 kV |  | RYB | VCBJ/PCE/J00107 | PE25.16 SETIA RIMBA 4
378117585 | TNB | DISTRIBUTION | WP PUTRAJAYA & CYBERJAYA | Existing | 11 kV |  | RYB | VCBJ/PCE/J00107 | PE25.16 SETIA RIMBA 4
378117588 | TNB | DISTRIBUTION | WP PUTRAJAYA & CYBERJAYA | Existing | 11 kV |  | RYB | VCBJ/PCE/J00107 | PE25.16 SETIA RIMBA 4
378117589 | TNB | DISTRIBUTION | WP PUTRAJAYA & CYBERJAYA | Existing | 11 kV |  | RYB | VCBJ/PCE/J00107 | PE25.16 SETIA RIMBA 4
378117662 | TNB | DISTRIBUTION | WP PUTRAJAYA & CYBERJAYA | Existing | 11 kV |  | RYB | VCBJ/PCE/J00106 | PE25.15 SETIA RIMBA 3
378117663 | TNB | DISTRIBUTION | WP PUTRAJAYA & CYBERJAYA | Existing | 11 kV |  | RYB | VCBJ/PCE/J00106 | PE25.15 SETIA RIMBA 3
378117668 | TNB | DISTRIBUTION | WP PUTRAJAYA & CYBERJAYA | Existing | 11 kV |  | RYB | VCBJ/PCE/J00106 | PE25.15 SETIA RIMBA 3
378117674 | TNB | DISTRIBUTION | WP PUTRAJAYA & CYBERJAYA | Existing | 11 kV |  | RYB | VCBJ/PCE/J00106 | PE25.15 SETIA RIMBA 3
378117675 | TNB | DISTRIBUTION | WP PUTRAJAYA & CYBERJAYA | Existing | 11 kV |  | RYB | VCBJ/PCE/J00106 | PE25.15 SETIA RIMBA 3
378117679 | TNB | DISTRIBUTION | WP PUTRAJAYA & CYBERJAYA | Existing | 11 kV |  | RYB | VCBJ/PCE/J00106 | PE25.15 SETIA RIMBA 3
378117682 | TNB | DISTRIBUTION | WP PUTRAJAYA & CYBERJAYA | Existing | 11 kV |  | RYB | VCBJ/PCE/J00106 | PE25.15 SETIA RIMBA 3
378117683 | TNB | DISTRIBUTION | WP PUTRAJAYA & CYBERJAYA | Existing | 11 kV |  | RYB | VCBJ/PCE/J00106 | PE25.15 SETIA RIMBA 3
378117756 | TNB | DISTRIBUTION | WP PUTRAJAYA & CYBERJAYA | Existing | 11 kV |  | RYB | VCBJ/PCE/J00105 | PE25.14 SETIA RIMBA 2
378117757 | TNB | DISTRIBUTION | WP PUTRAJAYA & CYBERJAYA | Existing | 11 kV |  | RYB | VCBJ/PCE/J00105 | PE25.14 SETIA RIMBA 2
378117762 | TNB | DISTRIBUTION | WP PUTRAJAYA & CYBERJAYA | Existing | 11 kV |  | RYB | VCBJ/PCE/J00105 | PE25.14 SETIA RIMBA 2
378117768 | TNB | DISTRIBUTION | WP PUTRAJAYA & CYBERJAYA | Existing | 11 kV |  | RYB | VCBJ/PCE/J00105 | PE25.14 SETIA RIMBA 2
378117769 | TNB | DISTRIBUTION | WP PUTRAJAYA & CYBERJAYA | Existing | 11 kV |  | RYB | VCBJ/PCE/J00105 | PE25.14 SETIA RIMBA 2
378117773 | TNB | DISTRIBUTION | WP PUTRAJAYA & CYBERJAYA | Existing | 11 kV |  | RYB | VCBJ/PCE/J00105 | PE25.14 SETIA RIMBA 2
378117776 | TNB | DISTRIBUTION | WP PUTRAJAYA & CYBERJAYA | Existing | 11 kV |  | RYB | VCBJ/PCE/J00105 | PE25.14 SETIA RIMBA 2
378117777 | TNB | DISTRIBUTION | WP PUTRAJAYA & CYBERJAYA | Existing | 11 kV |  | RYB | VCBJ/PCE/J00105 | PE25.14 SETIA RIMBA 2
378117850 | TNB | DISTRIBUTION | WP PUTRAJAYA & CYBERJAYA | Existing | 11 kV |  | RYB | VCBJ/PCE/J00104 | PE 25.13 SETIA RIMBA 1
378117851 | TNB | DISTRIBUTION | WP PUTRAJAYA & CYBERJAYA | Existing | 11 kV |  | RYB | VCBJ/PCE/J00104 | PE 25.13 SETIA RIMBA 1
378117856 | TNB | DISTRIBUTION | WP PUTRAJAYA & CYBERJAYA | Existing | 11 kV |  | RYB | VCBJ/PCE/J00104 | PE 25.13 SETIA RIMBA 1
378117862 | TNB | DISTRIBUTION | WP PUTRAJAYA & CYBERJAYA | Existing | 11 kV |  | RYB | VCBJ/PCE/J00104 | PE 25.13 SETIA RIMBA 1
378117863 | TNB | DISTRIBUTION | WP PUTRAJAYA & CYBERJAYA | Existing | 11 kV |  | RYB | VCBJ/PCE/J00104 | PE 25.13 SETIA RIMBA 1
378117867 | TNB | DISTRIBUTION | WP PUTRAJAYA & CYBERJAYA | Existing | 11 kV |  | RYB | VCBJ/PCE/J00104 | PE 25.13 SETIA RIMBA 1
378117870 | TNB | DISTRIBUTION | WP PUTRAJAYA & CYBERJAYA | Existing | 11 kV |  | RYB | VCBJ/PCE/J00104 | PE 25.13 SETIA RIMBA 1
378117871 | TNB | DISTRIBUTION | WP PUTRAJAYA & CYBERJAYA | Existing | 11 kV |  | RYB | VCBJ/PCE/J00104 | PE 25.13 SETIA RIMBA 1
378117944 | TNB | DISTRIBUTION | WP PUTRAJAYA & CYBERJAYA | Existing | 11 kV |  | RYB | VCBJ/PCE/J23061 | PE 23.06 TEMP OSK
378117945 | TNB | DISTRIBUTION | WP PUTRAJAYA & CYBERJAYA | Existing | 11 kV |  | RYB | VCBJ/PCE/J23061 | PE 23.06 TEMP OSK
378117950 | TNB | DISTRIBUTION | WP PUTRAJAYA & CYBERJAYA | Existing | 11 kV |  | RYB | VCBJ/PCE/J23061 | PE 23.06 TEMP OSK
378117956 | TNB | DISTRIBUTION | WP PUTRAJAYA & CYBERJAYA | Existing | 11 kV |  | RYB | VCBJ/PCE/J23061 | PE 23.06 TEMP OSK
378117957 | TNB | DISTRIBUTION | WP PUTRAJAYA & CYBERJAYA | Existing | 11 kV |  | RYB | VCBJ/PCE/J23061 | PE 23.06 TEMP OSK
378117961 | TNB | DISTRIBUTION | WP PUTRAJAYA & CYBERJAYA | Existing | 11 kV |  | RYB | VCBJ/PCE/J23061 | PE 23.06 TEMP OSK
378117964 | TNB | DISTRIBUTION | WP PUTRAJAYA & CYBERJAYA | Existing | 11 kV |  | RYB | VCBJ/PCE/J23061 | PE 23.06 TEMP OSK
378117965 | TNB | DISTRIBUTION | WP PUTRAJAYA & CYBERJAYA | Existing | 11 kV |  | RYB | VCBJ/PCE/J23061 | PE 23.06 TEMP OSK
378118132 | TNB | DISTRIBUTION | WP PUTRAJAYA & CYBERJAYA | Existing | 11 kV |  | RYB | VCBJ/PCE/J23191 | PE 23.19 AUTOVILLE NO1
378118133 | TNB | DISTRIBUTION | WP PUTRAJAYA & CYBERJAYA | Existing | 11 kV |  | RYB | VCBJ/PCE/J23191 | PE 23.19 AUTOVILLE NO1
378118134 | TNB | DISTRIBUTION | WP PUTRAJAYA & CYBERJAYA | Existing | 11 kV |  | RYB | VCBJ/PCE/J23191 | PE 23.19 AUTOVILLE NO1
378118141 | TNB | DISTRIBUTION | WP PUTRAJAYA & CYBERJAYA | Existing | 11 kV |  | RYB | VCBJ/PCE/J23191 | PE 23.19 AUTOVILLE NO1
378118144 | TNB | DISTRIBUTION | WP PUTRAJAYA & CYBERJAYA | Existing | 11 kV |  | RYB | VCBJ/PCE/J23191 | PE 23.19 AUTOVILLE NO1
378118145 | TNB | DISTRIBUTION | WP PUTRAJAYA & CYBERJAYA | Existing | 11 kV |  | RYB | VCBJ/PCE/J23191 | PE 23.19 AUTOVILLE NO1
378118146 | TNB | DISTRIBUTION | WP PUTRAJAYA & CYBERJAYA | Existing | 11 kV |  | RYB | VCBJ/PCE/J23191 | PE 23.19 AUTOVILLE NO1
378118148 | TNB | DISTRIBUTION | WP PUTRAJAYA & CYBERJAYA | Existing | 11 kV |  | RYB | VCBJ/PCE/J23191 | PE 23.19 AUTOVILLE NO1
378118149 | TNB | DISTRIBUTION | WP PUTRAJAYA & CYBERJAYA | Existing | 11 kV |  | RYB | VCBJ/PCE/J23191 | PE 23.19 AUTOVILLE NO1
378118151 | TNB | DISTRIBUTION | WP PUTRAJAYA & CYBERJAYA | Existing | 11 kV |  | RYB | VCBJ/PCE/J23191 | PE 23.19 AUTOVILLE NO1
378118159 | TNB | DISTRIBUTION | WP PUTRAJAYA & CYBERJAYA | Existing | 11 kV |  | RYB | VCBJ/PCE/J23191 | PE 23.19 AUTOVILLE NO1
378118303 | TNB | DISTRIBUTION | WP PUTRAJAYA & CYBERJAYA | Existing | 11 kV |  | RYB | VCBJ/PCE/J23201 | PE 23.20 AUTOVILLE 2
378118304 | TNB | DISTRIBUTION | WP PUTRAJAYA & CYBERJAYA | Existing | 11 kV |  | RYB | VCBJ/PCE/J23201 | PE 23.20 AUTOVILLE 2
378118305 | TNB | DISTRIBUTION | WP PUTRAJAYA & CYBERJAYA | Existing | 11 kV |  | RYB | VCBJ/PCE/J23201 | PE 23.20 AUTOVILLE 2
378118312 | TNB | DISTRIBUTION | WP PUTRAJAYA & CYBERJAYA | Existing | 11 kV |  | RYB | VCBJ/PCE/J23201 | PE 23.20 AUTOVILLE 2
378118315 | TNB | DISTRIBUTION | WP PUTRAJAYA & CYBERJAYA | Existing | 11 kV |  | RYB | VCBJ/PCE/J23201 | PE 23.20 AUTOVILLE 2
378118316 | TNB | DISTRIBUTION | WP PUTRAJAYA & CYBERJAYA | Existing | 11 kV |  | RYB | VCBJ/PCE/J23201 | PE 23.20 AUTOVILLE 2
378118317 | TNB | DISTRIBUTION | WP PUTRAJAYA & CYBERJAYA | Existing | 11 kV |  | RYB | VCBJ/PCE/J23201 | PE 23.20 AUTOVILLE 2
378118319 | TNB | DISTRIBUTION | WP PUTRAJAYA & CYBERJAYA | Existing | 11 kV |  | RYB | VCBJ/PCE/J23201 | PE 23.20 AUTOVILLE 2
378118320 | TNB | DISTRIBUTION | WP PUTRAJAYA & CYBERJAYA | Existing | 11 kV |  | RYB | VCBJ/PCE/J23201 | PE 23.20 AUTOVILLE 2
378118322 | TNB | DISTRIBUTION | WP PUTRAJAYA & CYBERJAYA | Existing | 11 kV |  | RYB | VCBJ/PCE/J23201 | PE 23.20 AUTOVILLE 2
378118330 | TNB | DISTRIBUTION | WP PUTRAJAYA & CYBERJAYA | Existing | 11 kV |  | RYB | VCBJ/PCE/J23201 | PE 23.20 AUTOVILLE 2
378118614 | TNB | DISTRIBUTION | WP PUTRAJAYA & CYBERJAYA | Existing | 11 kV |  | RYB | VCBJ/PPU/G00006 | PPU CYBERJAYA NO 6 | 11
378118615 | TNB | DISTRIBUTION | WP PUTRAJAYA & CYBERJAYA | Existing | 11 kV |  | RYB | VCBJ/PPU/G00006 | PPU CYBERJAYA NO 6 | 11
378118626 | TNB | DISTRIBUTION | WP PUTRAJAYA & CYBERJAYA | Existing | 11 kV |  | RYB | VCBJ/PPU/G00006 | PPU CYBERJAYA NO 6 | 11
378118628 | TNB | DISTRIBUTION | WP PUTRAJAYA & CYBERJAYA | Existing | 11 kV |  | RYB | VCBJ/PPU/G00006 | PPU CYBERJAYA NO 6 | 11
378129640 | TNB | DISTRIBUTION | WP PUTRAJAYA & CYBERJAYA | Existing | 11 kV |  | RYB | VPTJ/PCE/J02162 | SS 2.16 MENARA PJH (2C1) (F2)
378129655 | TNB | DISTRIBUTION | WP PUTRAJAYA & CYBERJAYA | Existing | 11 kV |  | RYB | VPTJ/PCE/J02221 | SS 2.22 2C2 (F1)
378129659 | TNB | DISTRIBUTION | WP PUTRAJAYA & CYBERJAYA | Existing | 11 kV |  | RYB | VPTJ/PCE/J02221 | SS 2.22 2C2 (F1)
378129662 | TNB | DISTRIBUTION | WP PUTRAJAYA & CYBERJAYA | Existing | 11 kV |  | RYB | VPTJ/PCE/J02221 | SS 2.22 2C2 (F1)
378129665 | TNB | DISTRIBUTION | WP PUTRAJAYA & CYBERJAYA | Existing | 11 kV |  | RYB | VPTJ/PCE/J02221 | SS 2.22 2C2 (F1)
378129667 | TNB | DISTRIBUTION | WP PUTRAJAYA & CYBERJAYA | Existing | 11 kV |  | RYB | VPTJ/PCE/J02221 | SS 2.22 2C2 (F1)
378129673 | TNB | DISTRIBUTION | WP PUTRAJAYA & CYBERJAYA | Existing | 11 kV |  | RYB | VPTJ/PCE/J02221 | SS 2.22 2C2 (F1)
378129674 | TNB | DISTRIBUTION | WP PUTRAJAYA & CYBERJAYA | Existing | 11 kV |  | RYB | VPTJ/PCE/J02221 | SS 2.22 2C2 (F1)
378129681 | TNB | DISTRIBUTION | WP PUTRAJAYA & CYBERJAYA | Existing | 11 kV |  | RYB | VPTJ/PCE/J02221 | SS 2.22 2C2 (F1)
378129696 | TNB | DISTRIBUTION | WP PUTRAJAYA & CYBERJAYA | Existing | 11 kV |  | RYB | VPTJ/PCE/J02222 | SS 2.22 2C2 (F2)
378129700 | TNB | DISTRIBUTION | WP PUTRAJAYA & CYBERJAYA | Existing | 11 kV |  | RYB | VPTJ/PCE/J02222 | SS 2.22 2C2 (F2)
378129703 | TNB | DISTRIBUTION | WP PUTRAJAYA & CYBERJAYA | Existing | 11 kV |  | RYB | VPTJ/PCE/J02222 | SS 2.22 2C2 (F2)
378129706 | TNB | DISTRIBUTION | WP PUTRAJAYA & CYBERJAYA | Existing | 11 kV |  | RYB | VPTJ/PCE/J02222 | SS 2.22 2C2 (F2)
378129708 | TNB | DISTRIBUTION | WP PUTRAJAYA & CYBERJAYA | Existing | 11 kV |  | RYB | VPTJ/PCE/J02222 | SS 2.22 2C2 (F2)
378129714 | TNB | DISTRIBUTION | WP PUTRAJAYA & CYBERJAYA | Existing | 11 kV |  | RYB | VPTJ/PCE/J02222 | SS 2.22 2C2 (F2)
378129715 | TNB | DISTRIBUTION | WP PUTRAJAYA & CYBERJAYA | Existing | 11 kV |  | RYB | VPTJ/PCE/J02222 | SS 2.22 2C2 (F2)
378129722 | TNB | DISTRIBUTION | WP PUTRAJAYA & CYBERJAYA | Existing | 11 kV |  | RYB | VPTJ/PCE/J02222 | SS 2.22 2C2 (F2)
378129764 | TNB | DISTRIBUTION | WP PUTRAJAYA & CYBERJAYA | Existing | 11 kV |  | RYB | VPTJ/PCE/J02091 | SS 2.09 MOF 2G1 (F1)
378129768 | TNB | DISTRIBUTION | WP PUTRAJAYA & CYBERJAYA | Existing | 11 kV |  | RYB | VPTJ/PCE/J02091 | SS 2.09 MOF 2G1 (F1)
378129771 | TNB | DISTRIBUTION | WP PUTRAJAYA & CYBERJAYA | Existing | 11 kV |  | RYB | VPTJ/PCE/J02091 | SS 2.09 MOF 2G1 (F1)
378129774 | TNB | DISTRIBUTION | WP PUTRAJAYA & CYBERJAYA | Existing | 11 kV |  | RYB | VPTJ/PCE/J02091 | SS 2.09 MOF 2G1 (F1)
378129776 | TNB | DISTRIBUTION | WP PUTRAJAYA & CYBERJAYA | Existing | 11 kV |  | RYB | VPTJ/PCE/J02091 | SS 2.09 MOF 2G1 (F1)
378129782 | TNB | DISTRIBUTION | WP PUTRAJAYA & CYBERJAYA | Existing | 11 kV |  | RYB | VPTJ/PCE/J02091 | SS 2.09 MOF 2G1 (F1)
378129783 | TNB | DISTRIBUTION | WP PUTRAJAYA & CYBERJAYA | Existing | 11 kV |  | RYB | VPTJ/PCE/J02091 | SS 2.09 MOF 2G1 (F1)
378129790 | TNB | DISTRIBUTION | WP PUTRAJAYA & CYBERJAYA | Existing | 11 kV |  | RYB | VPTJ/PCE/J02091 | SS 2.09 MOF 2G1 (F1)
378129805 | TNB | DISTRIBUTION | WP PUTRAJAYA & CYBERJAYA | Existing | 11 kV |  | RYB | VPTJ/PCE/J02092 | SS 2.09 MOF 2G1 (F2)
378129809 | TNB | DISTRIBUTION | WP PUTRAJAYA & CYBERJAYA | Existing | 11 kV |  | RYB | VPTJ/PCE/J02092 | SS 2.09 MOF 2G1 (F2)
378129812 | TNB | DISTRIBUTION | WP PUTRAJAYA & CYBERJAYA | Existing | 11 kV |  | RYB | VPTJ/PCE/J02092 | SS 2.09 MOF 2G1 (F2)
378129815 | TNB | DISTRIBUTION | WP PUTRAJAYA & CYBERJAYA | Existing | 11 kV |  | RYB | VPTJ/PCE/J02092 | SS 2.09 MOF 2G1 (F2)
378129817 | TNB | DISTRIBUTION | WP PUTRAJAYA & CYBERJAYA | Existing | 11 kV |  | RYB | VPTJ/PCE/J02092 | SS 2.09 MOF 2G1 (F2)
378129823 | TNB | DISTRIBUTION | WP PUTRAJAYA & CYBERJAYA | Existing | 11 kV |  | RYB | VPTJ/PCE/J02092 | SS 2.09 MOF 2G1 (F2)
378129824 | TNB | DISTRIBUTION | WP PUTRAJAYA & CYBERJAYA | Existing | 11 kV |  | RYB | VPTJ/PCE/J02092 | SS 2.09 MOF 2G1 (F2)
378129831 | TNB | DISTRIBUTION | WP PUTRAJAYA & CYBERJAYA | Existing | 11 kV |  | RYB | VPTJ/PCE/J02092 | SS 2.09 MOF 2G1 (F2)
378129872 | TNB | DISTRIBUTION | WP PUTRAJAYA & CYBERJAYA | Existing | 11 kV |  | RYB | VPTJ/PCE/J02101 | SS 2.10 MOF 2G2 UTARA (F1)
378129876 | TNB | DISTRIBUTION | WP PUTRAJAYA & CYBERJAYA | Existing | 11 kV |  | RYB | VPTJ/PCE/J02101 | SS 2.10 MOF 2G2 UTARA (F1)
378129879 | TNB | DISTRIBUTION | WP PUTRAJAYA & CYBERJAYA | Existing | 11 kV |  | RYB | VPTJ/PCE/J02101 | SS 2.10 MOF 2G2 UTARA (F1)
378129882 | TNB | DISTRIBUTION | WP PUTRAJAYA & CYBERJAYA | Existing | 11 kV |  | RYB | VPTJ/PCE/J02101 | SS 2.10 MOF 2G2 UTARA (F1)
378129884 | TNB | DISTRIBUTION | WP PUTRAJAYA & CYBERJAYA | Existing | 11 kV |  | RYB | VPTJ/PCE/J02101 | SS 2.10 MOF 2G2 UTARA (F1)
378129890 | TNB | DISTRIBUTION | WP PUTRAJAYA & CYBERJAYA | Existing | 11 kV |  | RYB | VPTJ/PCE/J02101 | SS 2.10 MOF 2G2 UTARA (F1)
378129891 | TNB | DISTRIBUTION | WP PUTRAJAYA & CYBERJAYA | Existing | 11 kV |  | RYB | VPTJ/PCE/J02101 | SS 2.10 MOF 2G2 UTARA (F1)
378129898 | TNB | DISTRIBUTION | WP PUTRAJAYA & CYBERJAYA | Existing | 11 kV |  | RYB | VPTJ/PCE/J02101 | SS 2.10 MOF 2G2 UTARA (F1)
378129913 | TNB | DISTRIBUTION | WP PUTRAJAYA & CYBERJAYA | Existing | 11 kV |  | RYB | VPTJ/PCE/J02102 | SS 2.10 MOF 2G2 UTARA (F2)
378129917 | TNB | DISTRIBUTION | WP PUTRAJAYA & CYBERJAYA | Existing | 11 kV |  | RYB | VPTJ/PCE/J02102 | SS 2.10 MOF 2G2 UTARA (F2)
378129920 | TNB | DISTRIBUTION | WP PUTRAJAYA & CYBERJAYA | Existing | 11 kV |  | RYB | VPTJ/PCE/J02102 | SS 2.10 MOF 2G2 UTARA (F2)
378129923 | TNB | DISTRIBUTION | WP PUTRAJAYA & CYBERJAYA | Existing | 11 kV |  | RYB | VPTJ/PCE/J02102 | SS 2.10 MOF 2G2 UTARA (F2)
378129925 | TNB | DISTRIBUTION | WP PUTRAJAYA & CYBERJAYA | Existing | 11 kV |  | RYB | VPTJ/PCE/J02102 | SS 2.10 MOF 2G2 UTARA (F2)
378129931 | TNB | DISTRIBUTION | WP PUTRAJAYA & CYBERJAYA | Existing | 11 kV |  | RYB | VPTJ/PCE/J02102 | SS 2.10 MOF 2G2 UTARA (F2)
378129932 | TNB | DISTRIBUTION | WP PUTRAJAYA & CYBERJAYA | Existing | 11 kV |  | RYB | VPTJ/PCE/J02102 | SS 2.10 MOF 2G2 UTARA (F2)
378129939 | TNB | DISTRIBUTION | WP PUTRAJAYA & CYBERJAYA | Existing | 11 kV |  | RYB | VPTJ/PCE/J02102 | SS 2.10 MOF 2G2 UTARA (F2)
378129999 | TNB | DISTRIBUTION | WP PUTRAJAYA & CYBERJAYA | Existing | 11 kV |  | RYB | VPTJ/PCE/J02112 | SS 2.11 MOF 2G2 SELATAN (F2)
378130003 | TNB | DISTRIBUTION | WP PUTRAJAYA & CYBERJAYA | Existing | 11 kV |  | RYB | VPTJ/PCE/J02112 | SS 2.11 MOF 2G2 SELATAN (F2)
378130006 | TNB | DISTRIBUTION | WP PUTRAJAYA & CYBERJAYA | Existing | 11 kV |  | RYB | VPTJ/PCE/J02112 | SS 2.11 MOF 2G2 SELATAN (F2)
378130007 | TNB | DISTRIBUTION | WP PUTRAJAYA & CYBERJAYA | Existing | 11 kV |  | RYB | VPTJ/PCE/J02112 | SS 2.11 MOF 2G2 SELATAN (F2)
378130009 | TNB | DISTRIBUTION | WP PUTRAJAYA & CYBERJAYA | Existing | 11 kV |  | RYB | VPTJ/PCE/J02112 | SS 2.11 MOF 2G2 SELATAN (F2)
378130011 | TNB | DISTRIBUTION | WP PUTRAJAYA & CYBERJAYA | Existing | 11 kV |  | RYB | VPTJ/PCE/J02112 | SS 2.11 MOF 2G2 SELATAN (F2)
378130017 | TNB | DISTRIBUTION | WP PUTRAJAYA & CYBERJAYA | Existing | 11 kV |  | RYB | VPTJ/PCE/J02112 | SS 2.11 MOF 2G2 SELATAN (F2)
378130018 | TNB | DISTRIBUTION | WP PUTRAJAYA & CYBERJAYA | Existing | 11 kV |  | RYB | VPTJ/PCE/J02112 | SS 2.11 MOF 2G2 SELATAN (F2)
378130019 | TNB | DISTRIBUTION | WP PUTRAJAYA & CYBERJAYA | Existing | 11 kV |  | RYB | VPTJ/PCE/J02112 | SS 2.11 MOF 2G2 SELATAN (F2)
378130022 | TNB | DISTRIBUTION | WP PUTRAJAYA & CYBERJAYA | Existing | 11 kV |  | RYB | VPTJ/PCE/J02112 | SS 2.11 MOF 2G2 SELATAN (F2)
378130025 | TNB | DISTRIBUTION | WP PUTRAJAYA & CYBERJAYA | Existing | 11 kV |  | RYB | VPTJ/PCE/J02112 | SS 2.11 MOF 2G2 SELATAN (F2)
378130040 | TNB | DISTRIBUTION | WP PUTRAJAYA & CYBERJAYA | Existing | 11 kV |  | RYB | VPTJ/PCE/J02111 | SS 2.11 MOF 2G2 SELATAN (F1)
378130044 | TNB | DISTRIBUTION | WP PUTRAJAYA & CYBERJAYA | Existing | 11 kV |  | RYB | VPTJ/PCE/J02111 | SS 2.11 MOF 2G2 SELATAN (F1)
378130048 | TNB | DISTRIBUTION | WP PUTRAJAYA & CYBERJAYA | Existing | 11 kV |  | RYB | VPTJ/PCE/J02111 | SS 2.11 MOF 2G2 SELATAN (F1)
378130050 | TNB | DISTRIBUTION | WP PUTRAJAYA & CYBERJAYA | Existing | 11 kV |  | RYB | VPTJ/PCE/J02111 | SS 2.11 MOF 2G2 SELATAN (F1)
378130052 | TNB | DISTRIBUTION | WP PUTRAJAYA & CYBERJAYA | Existing | 11 kV |  | RYB | VPTJ/PCE/J02111 | SS 2.11 MOF 2G2 SELATAN (F1)
378130058 | TNB | DISTRIBUTION | WP PUTRAJAYA & CYBERJAYA | Existing | 11 kV |  | RYB | VPTJ/PCE/J02111 | SS 2.11 MOF 2G2 SELATAN (F1)
378130060 | TNB | DISTRIBUTION | WP PUTRAJAYA & CYBERJAYA | Existing | 11 kV |  | RYB | VPTJ/PCE/J02111 | SS 2.11 MOF 2G2 SELATAN (F1)
378130063 | TNB | DISTRIBUTION | WP PUTRAJAYA & CYBERJAYA | Existing | 11 kV |  | RYB | VPTJ/PCE/J02111 | SS 2.11 MOF 2G2 SELATAN (F1)
378130085 | TNB | DISTRIBUTION | WP PUTRAJAYA & CYBERJAYA | Existing | 11 kV |  | RYB | VPTJ/PCE/J02201 | SS 2.20 2M11 (F1)
378130089 | TNB | DISTRIBUTION | WP PUTRAJAYA & CYBERJAYA | Existing | 11 kV |  | RYB | VPTJ/PCE/J02201 | SS 2.20 2M11 (F1)
378130092 | TNB | DISTRIBUTION | WP PUTRAJAYA & CYBERJAYA | Existing | 11 kV |  | RYB | VPTJ/PCE/J02201 | SS 2.20 2M11 (F1)
378130095 | TNB | DISTRIBUTION | WP PUTRAJAYA & CYBERJAYA | Existing | 11 kV |  | RYB | VPTJ/PCE/J02201 | SS 2.20 2M11 (F1)
378130097 | TNB | DISTRIBUTION | WP PUTRAJAYA & CYBERJAYA | Existing | 11 kV |  | RYB | VPTJ/PCE/J02201 | SS 2.20 2M11 (F1)
378130103 | TNB | DISTRIBUTION | WP PUTRAJAYA & CYBERJAYA | Existing | 11 kV |  | RYB | VPTJ/PCE/J02201 | SS 2.20 2M11 (F1)
378130104 | TNB | DISTRIBUTION | WP PUTRAJAYA & CYBERJAYA | Existing | 11 kV |  | RYB | VPTJ/PCE/J02201 | SS 2.20 2M11 (F1)
378130111 | TNB | DISTRIBUTION | WP PUTRAJAYA & CYBERJAYA | Existing | 11 kV |  | RYB | VPTJ/PCE/J02201 | SS 2.20 2M11 (F1)
378130126 | TNB | DISTRIBUTION | WP PUTRAJAYA & CYBERJAYA | Existing | 11 kV |  | RYB | VPTJ/PCE/J02202 | SS 2.20 2M11 (F2)
378130130 | TNB | DISTRIBUTION | WP PUTRAJAYA & CYBERJAYA | Existing | 11 kV |  | RYB | VPTJ/PCE/J02202 | SS 2.20 2M11 (F2)
378130133 | TNB | DISTRIBUTION | WP PUTRAJAYA & CYBERJAYA | Existing | 11 kV |  | RYB | VPTJ/PCE/J02202 | SS 2.20 2M11 (F2)
378130136 | TNB | DISTRIBUTION | WP PUTRAJAYA & CYBERJAYA | Existing | 11 kV |  | RYB | VPTJ/PCE/J02202 | SS 2.20 2M11 (F2)
378130138 | TNB | DISTRIBUTION | WP PUTRAJAYA & CYBERJAYA | Existing | 11 kV |  | RYB | VPTJ/PCE/J02202 | SS 2.20 2M11 (F2)
378130144 | TNB | DISTRIBUTION | WP PUTRAJAYA & CYBERJAYA | Existing | 11 kV |  | RYB | VPTJ/PCE/J02202 | SS 2.20 2M11 (F2)
378130145 | TNB | DISTRIBUTION | WP PUTRAJAYA & CYBERJAYA | Existing | 11 kV |  | RYB | VPTJ/PCE/J02202 | SS 2.20 2M11 (F2)
378130152 | TNB | DISTRIBUTION | WP PUTRAJAYA & CYBERJAYA | Existing | 11 kV |  | RYB | VPTJ/PCE/J02202 | SS 2.20 2M11 (F2)
378130168 | TNB | DISTRIBUTION | WP PUTRAJAYA & CYBERJAYA | Existing | 11 kV |  | RYB | VPTJ/PCE/J18201 | PE 18.20 TMN PANCARONA (F1)
378130169 | TNB | DISTRIBUTION | WP PUTRAJAYA & CYBERJAYA | Existing | 11 kV |  | RYB | VPTJ/PCE/J18201 | PE 18.20 TMN PANCARONA (F1)
378130174 | TNB | DISTRIBUTION | WP PUTRAJAYA & CYBERJAYA | Existing | 11 kV |  | RYB | VPTJ/PCE/J18201 | PE 18.20 TMN PANCARONA (F1)
378130180 | TNB | DISTRIBUTION | WP PUTRAJAYA & CYBERJAYA | Existing | 11 kV |  | RYB | VPTJ/PCE/J18201 | PE 18.20 TMN PANCARONA (F1)
378130181 | TNB | DISTRIBUTION | WP PUTRAJAYA & CYBERJAYA | Existing | 11 kV |  | RYB | VPTJ/PCE/J18201 | PE 18.20 TMN PANCARONA (F1)
378130185 | TNB | DISTRIBUTION | WP PUTRAJAYA & CYBERJAYA | Existing | 11 kV |  | RYB | VPTJ/PCE/J18201 | PE 18.20 TMN PANCARONA (F1)
378130188 | TNB | DISTRIBUTION | WP PUTRAJAYA & CYBERJAYA | Existing | 11 kV |  | RYB | VPTJ/PCE/J18201 | PE 18.20 TMN PANCARONA (F1)
378130189 | TNB | DISTRIBUTION | WP PUTRAJAYA & CYBERJAYA | Existing | 11 kV |  | RYB | VPTJ/PCE/J18201 | PE 18.20 TMN PANCARONA (F1)
378130262 | TNB | DISTRIBUTION | WP PUTRAJAYA & CYBERJAYA | Existing | 11 kV |  | RYB | VPTJ/PCE/J18202 | PE 18.20 TMN PANCARONA (F2)
378130263 | TNB | DISTRIBUTION | WP PUTRAJAYA & CYBERJAYA | Existing | 11 kV |  | RYB | VPTJ/PCE/J18202 | PE 18.20 TMN PANCARONA (F2)
378130268 | TNB | DISTRIBUTION | WP PUTRAJAYA & CYBERJAYA | Existing | 11 kV |  | RYB | VPTJ/PCE/J18202 | PE 18.20 TMN PANCARONA (F2)
378130274 | TNB | DISTRIBUTION | WP PUTRAJAYA & CYBERJAYA | Existing | 11 kV |  | RYB | VPTJ/PCE/J18202 | PE 18.20 TMN PANCARONA (F2)
378130275 | TNB | DISTRIBUTION | WP PUTRAJAYA & CYBERJAYA | Existing | 11 kV |  | RYB | VPTJ/PCE/J18202 | PE 18.20 TMN PANCARONA (F2)
378130279 | TNB | DISTRIBUTION | WP PUTRAJAYA & CYBERJAYA | Existing | 11 kV |  | RYB | VPTJ/PCE/J18202 | PE 18.20 TMN PANCARONA (F2)
378130282 | TNB | DISTRIBUTION | WP PUTRAJAYA & CYBERJAYA | Existing | 11 kV |  | RYB | VPTJ/PCE/J18202 | PE 18.20 TMN PANCARONA (F2)
378130283 | TNB | DISTRIBUTION | WP PUTRAJAYA & CYBERJAYA | Existing | 11 kV |  | RYB | VPTJ/PCE/J18202 | PE 18.20 TMN PANCARONA (F2)
378130364 | TNB | DISTRIBUTION | WP PUTRAJAYA & CYBERJAYA | Existing | 11 kV |  | RYB | VPTJ/PCE/J03011 | PE 3.01 3M5 S/LIGHTING
378130365 | TNB | DISTRIBUTION | WP PUTRAJAYA & CYBERJAYA | Existing | 11 kV |  | RYB | VPTJ/PCE/J03011 | PE 3.01 3M5 S/LIGHTING
378130370 | TNB | DISTRIBUTION | WP PUTRAJAYA & CYBERJAYA | Existing | 11 kV |  | RYB | VPTJ/PCE/J03011 | PE 3.01 3M5 S/LIGHTING
378130376 | TNB | DISTRIBUTION | WP PUTRAJAYA & CYBERJAYA | Existing | 11 kV |  | RYB | VPTJ/PCE/J03011 | PE 3.01 3M5 S/LIGHTING
378130377 | TNB | DISTRIBUTION | WP PUTRAJAYA & CYBERJAYA | Existing | 11 kV |  | RYB | VPTJ/PCE/J03011 | PE 3.01 3M5 S/LIGHTING
378130381 | TNB | DISTRIBUTION | WP PUTRAJAYA & CYBERJAYA | Existing | 11 kV |  | RYB | VPTJ/PCE/J03011 | PE 3.01 3M5 S/LIGHTING
378130384 | TNB | DISTRIBUTION | WP PUTRAJAYA & CYBERJAYA | Existing | 11 kV |  | RYB | VPTJ/PCE/J03011 | PE 3.01 3M5 S/LIGHTING
378130385 | TNB | DISTRIBUTION | WP PUTRAJAYA & CYBERJAYA | Existing | 11 kV |  | RYB | VPTJ/PCE/J03011 | PE 3.01 3M5 S/LIGHTING
378130418 | TNB | DISTRIBUTION | WP PUTRAJAYA & CYBERJAYA | Existing | 11 kV |  | RYB | VPTJ/PCE/J04062 | PE 4.06 PADAT S/L (F2)
378130419 | TNB | DISTRIBUTION | WP PUTRAJAYA & CYBERJAYA | Existing | 11 kV |  | RYB | VPTJ/PCE/J04062 | PE 4.06 PADAT S/L (F2)
378130424 | TNB | DISTRIBUTION | WP PUTRAJAYA & CYBERJAYA | Existing | 11 kV |  | RYB | VPTJ/PCE/J04062 | PE 4.06 PADAT S/L (F2)
378130430 | TNB | DISTRIBUTION | WP PUTRAJAYA & CYBERJAYA | Existing | 11 kV |  | RYB | VPTJ/PCE/J04062 | PE 4.06 PADAT S/L (F2)
378130431 | TNB | DISTRIBUTION | WP PUTRAJAYA & CYBERJAYA | Existing | 11 kV |  | RYB | VPTJ/PCE/J04062 | PE 4.06 PADAT S/L (F2)
378130435 | TNB | DISTRIBUTION | WP PUTRAJAYA & CYBERJAYA | Existing | 11 kV |  | RYB | VPTJ/PCE/J04062 | PE 4.06 PADAT S/L (F2)
378130438 | TNB | DISTRIBUTION | WP PUTRAJAYA & CYBERJAYA | Existing | 11 kV |  | RYB | VPTJ/PCE/J04062 | PE 4.06 PADAT S/L (F2)
378130439 | TNB | DISTRIBUTION | WP PUTRAJAYA & CYBERJAYA | Existing | 11 kV |  | RYB | VPTJ/PCE/J04062 | PE 4.06 PADAT S/L (F2)
378130524 | TNB | DISTRIBUTION | WP PUTRAJAYA & CYBERJAYA | Existing | 11 kV |  | RYB | VPTJ/PCE/J04061 | PE 4.06 S/LIGHTING (F1)
378130525 | TNB | DISTRIBUTION | WP PUTRAJAYA & CYBERJAYA | Existing | 11 kV |  | RYB | VPTJ/PCE/J04061 | PE 4.06 S/LIGHTING (F1)
378130530 | TNB | DISTRIBUTION | WP PUTRAJAYA & CYBERJAYA | Existing | 11 kV |  | RYB | VPTJ/PCE/J04061 | PE 4.06 S/LIGHTING (F1)
378130536 | TNB | DISTRIBUTION | WP PUTRAJAYA & CYBERJAYA | Existing | 11 kV |  | RYB | VPTJ/PCE/J04061 | PE 4.06 S/LIGHTING (F1)
378130537 | TNB | DISTRIBUTION | WP PUTRAJAYA & CYBERJAYA | Existing | 11 kV |  | RYB | VPTJ/PCE/J04061 | PE 4.06 S/LIGHTING (F1)
378130541 | TNB | DISTRIBUTION | WP PUTRAJAYA & CYBERJAYA | Existing | 11 kV |  | RYB | VPTJ/PCE/J04061 | PE 4.06 S/LIGHTING (F1)
378130544 | TNB | DISTRIBUTION | WP PUTRAJAYA & CYBERJAYA | Existing | 11 kV |  | RYB | VPTJ/PCE/J04061 | PE 4.06 S/LIGHTING (F1)
378130545 | TNB | DISTRIBUTION | WP PUTRAJAYA & CYBERJAYA | Existing | 11 kV |  | RYB | VPTJ/PCE/J04061 | PE 4.06 S/LIGHTING (F1)
378130672 | TNB | DISTRIBUTION | WP PUTRAJAYA & CYBERJAYA | Existing | 11 kV |  | RYB | VPTJ/PCE/J04101 | PE 4.10 S/LIGHTING
378130673 | TNB | DISTRIBUTION | WP PUTRAJAYA & CYBERJAYA | Existing | 11 kV |  | RYB | VPTJ/PCE/J04101 | PE 4.10 S/LIGHTING
378130678 | TNB | DISTRIBUTION | WP PUTRAJAYA & CYBERJAYA | Existing | 11 kV |  | RYB | VPTJ/PCE/J04101 | PE 4.10 S/LIGHTING
378130684 | TNB | DISTRIBUTION | WP PUTRAJAYA & CYBERJAYA | Existing | 11 kV |  | RYB | VPTJ/PCE/J04101 | PE 4.10 S/LIGHTING
378130685 | TNB | DISTRIBUTION | WP PUTRAJAYA & CYBERJAYA | Existing | 11 kV |  | RYB | VPTJ/PCE/J04101 | PE 4.10 S/LIGHTING
378130689 | TNB | DISTRIBUTION | WP PUTRAJAYA & CYBERJAYA | Existing | 11 kV |  | RYB | VPTJ/PCE/J04101 | PE 4.10 S/LIGHTING
378130692 | TNB | DISTRIBUTION | WP PUTRAJAYA & CYBERJAYA | Existing | 11 kV |  | RYB | VPTJ/PCE/J04101 | PE 4.10 S/LIGHTING
378130693 | TNB | DISTRIBUTION | WP PUTRAJAYA & CYBERJAYA | Existing | 11 kV |  | RYB | VPTJ/PCE/J04101 | PE 4.10 S/LIGHTING
378130701 | TNB | DISTRIBUTION | WP PUTRAJAYA & CYBERJAYA | Existing | 11 kV |  | RYB | VPTJ/PCE/J17021 | PE 17.02 R8B
378130702 | TNB | DISTRIBUTION | WP PUTRAJAYA & CYBERJAYA | Existing | 11 kV |  | RYB | VPTJ/PCE/J17021 | PE 17.02 R8B
378130707 | TNB | DISTRIBUTION | WP PUTRAJAYA & CYBERJAYA | Existing | 11 kV |  | RYB | VPTJ/PCE/J17021 | PE 17.02 R8B
378130713 | TNB | DISTRIBUTION | WP PUTRAJAYA & CYBERJAYA | Existing | 11 kV |  | RYB | VPTJ/PCE/J17021 | PE 17.02 R8B
378130714 | TNB | DISTRIBUTION | WP PUTRAJAYA & CYBERJAYA | Existing | 11 kV |  | RYB | VPTJ/PCE/J17021 | PE 17.02 R8B
378130718 | TNB | DISTRIBUTION | WP PUTRAJAYA & CYBERJAYA | Existing | 11 kV |  | RYB | VPTJ/PCE/J17021 | PE 17.02 R8B
378130721 | TNB | DISTRIBUTION | WP PUTRAJAYA & CYBERJAYA | Existing | 11 kV |  | RYB | VPTJ/PCE/J17021 | PE 17.02 R8B
378130722 | TNB | DISTRIBUTION | WP PUTRAJAYA & CYBERJAYA | Existing | 11 kV |  | RYB | VPTJ/PCE/J17021 | PE 17.02 R8B
378130807 | TNB | DISTRIBUTION | WP PUTRAJAYA & CYBERJAYA | Existing | 11 kV |  | RYB | VPTJ/PCE/J19011 | PE 19.01 R8C
378130808 | TNB | DISTRIBUTION | WP PUTRAJAYA & CYBERJAYA | Existing | 11 kV |  | RYB | VPTJ/PCE/J19011 | PE 19.01 R8C
378130813 | TNB | DISTRIBUTION | WP PUTRAJAYA & CYBERJAYA | Existing | 11 kV |  | RYB | VPTJ/PCE/J19011 | PE 19.01 R8C
378130819 | TNB | DISTRIBUTION | WP PUTRAJAYA & CYBERJAYA | Existing | 11 kV |  | RYB | VPTJ/PCE/J19011 | PE 19.01 R8C
378130820 | TNB | DISTRIBUTION | WP PUTRAJAYA & CYBERJAYA | Existing | 11 kV |  | RYB | VPTJ/PCE/J19011 | PE 19.01 R8C
378130824 | TNB | DISTRIBUTION | WP PUTRAJAYA & CYBERJAYA | Existing | 11 kV |  | RYB | VPTJ/PCE/J19011 | PE 19.01 R8C
378130827 | TNB | DISTRIBUTION | WP PUTRAJAYA & CYBERJAYA | Existing | 11 kV |  | RYB | VPTJ/PCE/J19011 | PE 19.01 R8C
378130828 | TNB | DISTRIBUTION | WP PUTRAJAYA & CYBERJAYA | Existing | 11 kV |  | RYB | VPTJ/PCE/J19011 | PE 19.01 R8C
378130851 | TNB | DISTRIBUTION | WP PUTRAJAYA & CYBERJAYA | Existing | 11 kV |  | RYB | VPTJ/PCE/J19021 | PE 19.02 JLB 3
378130852 | TNB | DISTRIBUTION | WP PUTRAJAYA & CYBERJAYA | Existing | 11 kV |  | RYB | VPTJ/PCE/J19021 | PE 19.02 JLB 3
378130857 | TNB | DISTRIBUTION | WP PUTRAJAYA & CYBERJAYA | Existing | 11 kV |  | RYB | VPTJ/PCE/J19021 | PE 19.02 JLB 3
378130863 | TNB | DISTRIBUTION | WP PUTRAJAYA & CYBERJAYA | Existing | 11 kV |  | RYB | VPTJ/PCE/J19021 | PE 19.02 JLB 3
378130864 | TNB | DISTRIBUTION | WP PUTRAJAYA & CYBERJAYA | Existing | 11 kV |  | RYB | VPTJ/PCE/J19021 | PE 19.02 JLB 3
378130868 | TNB | DISTRIBUTION | WP PUTRAJAYA & CYBERJAYA | Existing | 11 kV |  | RYB | VPTJ/PCE/J19021 | PE 19.02 JLB 3
378130871 | TNB | DISTRIBUTION | WP PUTRAJAYA & CYBERJAYA | Existing | 11 kV |  | RYB | VPTJ/PCE/J19021 | PE 19.02 JLB 3
378130872 | TNB | DISTRIBUTION | WP PUTRAJAYA & CYBERJAYA | Existing | 11 kV |  | RYB | VPTJ/PCE/J19021 | PE 19.02 JLB 3
378130982 | TNB | DISTRIBUTION | WP PUTRAJAYA & CYBERJAYA | Existing | 11 kV |  | RYB | VPTJ/PCE/J18031 | PE 18.03 PS 12
378130983 | TNB | DISTRIBUTION | WP PUTRAJAYA & CYBERJAYA | Existing | 11 kV |  | RYB | VPTJ/PCE/J18031 | PE 18.03 PS 12
378130988 | TNB | DISTRIBUTION | WP PUTRAJAYA & CYBERJAYA | Existing | 11 kV |  | RYB | VPTJ/PCE/J18031 | PE 18.03 PS 12
378130994 | TNB | DISTRIBUTION | WP PUTRAJAYA & CYBERJAYA | Existing | 11 kV |  | RYB | VPTJ/PCE/J18031 | PE 18.03 PS 12
378130995 | TNB | DISTRIBUTION | WP PUTRAJAYA & CYBERJAYA | Existing | 11 kV |  | RYB | VPTJ/PCE/J18031 | PE 18.03 PS 12
378130999 | TNB | DISTRIBUTION | WP PUTRAJAYA & CYBERJAYA | Existing | 11 kV |  | RYB | VPTJ/PCE/J18031 | PE 18.03 PS 12
378131002 | TNB | DISTRIBUTION | WP PUTRAJAYA & CYBERJAYA | Existing | 11 kV |  | RYB | VPTJ/PCE/J18031 | PE 18.03 PS 12
378131003 | TNB | DISTRIBUTION | WP PUTRAJAYA & CYBERJAYA | Existing | 11 kV |  | RYB | VPTJ/PCE/J18031 | PE 18.03 PS 12
378131152 | TNB | DISTRIBUTION | WP PUTRAJAYA & CYBERJAYA | Existing | 11 kV |  | RYB | VPTJ/PCE/J18211 | PE 18.21 BLOK A 18R13 (F1)
378131153 | TNB | DISTRIBUTION | WP PUTRAJAYA & CYBERJAYA | Existing | 11 kV |  | RYB | VPTJ/PCE/J18211 | PE 18.21 BLOK A 18R13 (F1)
378131158 | TNB | DISTRIBUTION | WP PUTRAJAYA & CYBERJAYA | Existing | 11 kV |  | RYB | VPTJ/PCE/J18211 | PE 18.21 BLOK A 18R13 (F1)
378131164 | TNB | DISTRIBUTION | WP PUTRAJAYA & CYBERJAYA | Existing | 11 kV |  | RYB | VPTJ/PCE/J18211 | PE 18.21 BLOK A 18R13 (F1)
378131165 | TNB | DISTRIBUTION | WP PUTRAJAYA & CYBERJAYA | Existing | 11 kV |  | RYB | VPTJ/PCE/J18211 | PE 18.21 BLOK A 18R13 (F1)
378131169 | TNB | DISTRIBUTION | WP PUTRAJAYA & CYBERJAYA | Existing | 11 kV |  | RYB | VPTJ/PCE/J18211 | PE 18.21 BLOK A 18R13 (F1)
378131172 | TNB | DISTRIBUTION | WP PUTRAJAYA & CYBERJAYA | Existing | 11 kV |  | RYB | VPTJ/PCE/J18211 | PE 18.21 BLOK A 18R13 (F1)
378131173 | TNB | DISTRIBUTION | WP PUTRAJAYA & CYBERJAYA | Existing | 11 kV |  | RYB | VPTJ/PCE/J18211 | PE 18.21 BLOK A 18R13 (F1)
378131246 | TNB | DISTRIBUTION | WP PUTRAJAYA & CYBERJAYA | Existing | 11 kV |  | RYB | VPTJ/PCE/J18212 | PE 18.21 BLOK A 18R13 (F2)
378131247 | TNB | DISTRIBUTION | WP PUTRAJAYA & CYBERJAYA | Existing | 11 kV |  | RYB | VPTJ/PCE/J18212 | PE 18.21 BLOK A 18R13 (F2)
378131252 | TNB | DISTRIBUTION | WP PUTRAJAYA & CYBERJAYA | Existing | 11 kV |  | RYB | VPTJ/PCE/J18212 | PE 18.21 BLOK A 18R13 (F2)
378131258 | TNB | DISTRIBUTION | WP PUTRAJAYA & CYBERJAYA | Existing | 11 kV |  | RYB | VPTJ/PCE/J18212 | PE 18.21 BLOK A 18R13 (F2)
378131259 | TNB | DISTRIBUTION | WP PUTRAJAYA & CYBERJAYA | Existing | 11 kV |  | RYB | VPTJ/PCE/J18212 | PE 18.21 BLOK A 18R13 (F2)
378131263 | TNB | DISTRIBUTION | WP PUTRAJAYA & CYBERJAYA | Existing | 11 kV |  | RYB | VPTJ/PCE/J18212 | PE 18.21 BLOK A 18R13 (F2)
378131266 | TNB | DISTRIBUTION | WP PUTRAJAYA & CYBERJAYA | Existing | 11 kV |  | RYB | VPTJ/PCE/J18212 | PE 18.21 BLOK A 18R13 (F2)
378131267 | TNB | DISTRIBUTION | WP PUTRAJAYA & CYBERJAYA | Existing | 11 kV |  | RYB | VPTJ/PCE/J18212 | PE 18.21 BLOK A 18R13 (F2)
378131357 | TNB | DISTRIBUTION | WP PUTRAJAYA & CYBERJAYA | Existing | 11 kV |  | RYB | VPTJ/PCE/J02251 | PE 2.25 C/S FORMULA E 1
378131358 | TNB | DISTRIBUTION | WP PUTRAJAYA & CYBERJAYA | Existing | 11 kV |  | RYB | VPTJ/PCE/J02251 | PE 2.25 C/S FORMULA E 1
378131363 | TNB | DISTRIBUTION | WP PUTRAJAYA & CYBERJAYA | Existing | 11 kV |  | RYB | VPTJ/PCE/J02251 | PE 2.25 C/S FORMULA E 1
378131369 | TNB | DISTRIBUTION | WP PUTRAJAYA & CYBERJAYA | Existing | 11 kV |  | RYB | VPTJ/PCE/J02251 | PE 2.25 C/S FORMULA E 1
378131370 | TNB | DISTRIBUTION | WP PUTRAJAYA & CYBERJAYA | Existing | 11 kV |  | RYB | VPTJ/PCE/J02251 | PE 2.25 C/S FORMULA E 1
378131374 | TNB | DISTRIBUTION | WP PUTRAJAYA & CYBERJAYA | Existing | 11 kV |  | RYB | VPTJ/PCE/J02251 | PE 2.25 C/S FORMULA E 1
378131377 | TNB | DISTRIBUTION | WP PUTRAJAYA & CYBERJAYA | Existing | 11 kV |  | RYB | VPTJ/PCE/J02251 | PE 2.25 C/S FORMULA E 1
378131378 | TNB | DISTRIBUTION | WP PUTRAJAYA & CYBERJAYA | Existing | 11 kV |  | RYB | VPTJ/PCE/J02251 | PE 2.25 C/S FORMULA E 1
378131461 | TNB | DISTRIBUTION | WP PUTRAJAYA & CYBERJAYA | Existing | 11 kV |  | RYB | VPTJ/PCE/J02271 | PE 2.27 C/S FORMULA E 3
378131462 | TNB | DISTRIBUTION | WP PUTRAJAYA & CYBERJAYA | Existing | 11 kV |  | RYB | VPTJ/PCE/J02271 | PE 2.27 C/S FORMULA E 3
378131467 | TNB | DISTRIBUTION | WP PUTRAJAYA & CYBERJAYA | Existing | 11 kV |  | RYB | VPTJ/PCE/J02271 | PE 2.27 C/S FORMULA E 3
378131473 | TNB | DISTRIBUTION | WP PUTRAJAYA & CYBERJAYA | Existing | 11 kV |  | RYB | VPTJ/PCE/J02271 | PE 2.27 C/S FORMULA E 3
378131474 | TNB | DISTRIBUTION | WP PUTRAJAYA & CYBERJAYA | Existing | 11 kV |  | RYB | VPTJ/PCE/J02271 | PE 2.27 C/S FORMULA E 3
378131478 | TNB | DISTRIBUTION | WP PUTRAJAYA & CYBERJAYA | Existing | 11 kV |  | RYB | VPTJ/PCE/J02271 | PE 2.27 C/S FORMULA E 3
378131481 | TNB | DISTRIBUTION | WP PUTRAJAYA & CYBERJAYA | Existing | 11 kV |  | RYB | VPTJ/PCE/J02271 | PE 2.27 C/S FORMULA E 3
378131482 | TNB | DISTRIBUTION | WP PUTRAJAYA & CYBERJAYA | Existing | 11 kV |  | RYB | VPTJ/PCE/J02271 | PE 2.27 C/S FORMULA E 3
378155483 | TNB | DISTRIBUTION | WP PUTRAJAYA & CYBERJAYA | Existing | 11 kV |  | RYB | VCBJ/PCE/J22712 | PE 22.71 CBD PERDANA 2B F2
378155484 | TNB | DISTRIBUTION | WP PUTRAJAYA & CYBERJAYA | Existing | 11 kV |  | RYB | VCBJ/PCE/J22712 | PE 22.71 CBD PERDANA 2B F2
378155485 | TNB | DISTRIBUTION | WP PUTRAJAYA & CYBERJAYA | Existing | 11 kV |  | RYB | VCBJ/PCE/J22712 | PE 22.71 CBD PERDANA 2B F2
378155492 | TNB | DISTRIBUTION | WP PUTRAJAYA & CYBERJAYA | Existing | 11 kV |  | RYB | VCBJ/PCE/J22712 | PE 22.71 CBD PERDANA 2B F2
378155495 | TNB | DISTRIBUTION | WP PUTRAJAYA & CYBERJAYA | Existing | 11 kV |  | RYB | VCBJ/PCE/J22712 | PE 22.71 CBD PERDANA 2B F2
378155496 | TNB | DISTRIBUTION | WP PUTRAJAYA & CYBERJAYA | Existing | 11 kV |  | RYB | VCBJ/PCE/J22712 | PE 22.71 CBD PERDANA 2B F2
378155497 | TNB | DISTRIBUTION | WP PUTRAJAYA & CYBERJAYA | Existing | 11 kV |  | RYB | VCBJ/PCE/J22712 | PE 22.71 CBD PERDANA 2B F2
378155499 | TNB | DISTRIBUTION | WP PUTRAJAYA & CYBERJAYA | Existing | 11 kV |  | RYB | VCBJ/PCE/J22712 | PE 22.71 CBD PERDANA 2B F2
378155500 | TNB | DISTRIBUTION | WP PUTRAJAYA & CYBERJAYA | Existing | 11 kV |  | RYB | VCBJ/PCE/J22712 | PE 22.71 CBD PERDANA 2B F2
378155502 | TNB | DISTRIBUTION | WP PUTRAJAYA & CYBERJAYA | Existing | 11 kV |  | RYB | VCBJ/PCE/J22712 | PE 22.71 CBD PERDANA 2B F2
378155510 | TNB | DISTRIBUTION | WP PUTRAJAYA & CYBERJAYA | Existing | 11 kV |  | RYB | VCBJ/PCE/J22712 | PE 22.71 CBD PERDANA 2B F2
378155661 | TNB | DISTRIBUTION | WP PUTRAJAYA & CYBERJAYA | Existing | 11 kV |  | RYB | VCBJ/PCE/J22822 | PE 22.82 CBD PERDANA 2C F2
378155662 | TNB | DISTRIBUTION | WP PUTRAJAYA & CYBERJAYA | Existing | 11 kV |  | RYB | VCBJ/PCE/J22822 | PE 22.82 CBD PERDANA 2C F2
378155667 | TNB | DISTRIBUTION | WP PUTRAJAYA & CYBERJAYA | Existing | 11 kV |  | RYB | VCBJ/PCE/J22822 | PE 22.82 CBD PERDANA 2C F2
378155673 | TNB | DISTRIBUTION | WP PUTRAJAYA & CYBERJAYA | Existing | 11 kV |  | RYB | VCBJ/PCE/J22822 | PE 22.82 CBD PERDANA 2C F2
378155674 | TNB | DISTRIBUTION | WP PUTRAJAYA & CYBERJAYA | Existing | 11 kV |  | RYB | VCBJ/PCE/J22822 | PE 22.82 CBD PERDANA 2C F2
378155678 | TNB | DISTRIBUTION | WP PUTRAJAYA & CYBERJAYA | Existing | 11 kV |  | RYB | VCBJ/PCE/J22822 | PE 22.82 CBD PERDANA 2C F2
378155681 | TNB | DISTRIBUTION | WP PUTRAJAYA & CYBERJAYA | Existing | 11 kV |  | RYB | VCBJ/PCE/J22822 | PE 22.82 CBD PERDANA 2C F2
378155682 | TNB | DISTRIBUTION | WP PUTRAJAYA & CYBERJAYA | Existing | 11 kV |  | RYB | VCBJ/PCE/J22822 | PE 22.82 CBD PERDANA 2C F2
378155755 | TNB | DISTRIBUTION | WP PUTRAJAYA & CYBERJAYA | Existing | 11 kV |  | RYB | VCBJ/PCE/J22821 | PE 22.82 CBD PERDANA 2C F1
378155756 | TNB | DISTRIBUTION | WP PUTRAJAYA & CYBERJAYA | Existing | 11 kV |  | RYB | VCBJ/PCE/J22821 | PE 22.82 CBD PERDANA 2C F1
378155761 | TNB | DISTRIBUTION | WP PUTRAJAYA & CYBERJAYA | Existing | 11 kV |  | RYB | VCBJ/PCE/J22821 | PE 22.82 CBD PERDANA 2C F1
378155767 | TNB | DISTRIBUTION | WP PUTRAJAYA & CYBERJAYA | Existing | 11 kV |  | RYB | VCBJ/PCE/J22821 | PE 22.82 CBD PERDANA 2C F1
378155768 | TNB | DISTRIBUTION | WP PUTRAJAYA & CYBERJAYA | Existing | 11 kV |  | RYB | VCBJ/PCE/J22821 | PE 22.82 CBD PERDANA 2C F1
378155772 | TNB | DISTRIBUTION | WP PUTRAJAYA & CYBERJAYA | Existing | 11 kV |  | RYB | VCBJ/PCE/J22821 | PE 22.82 CBD PERDANA 2C F1
378155775 | TNB | DISTRIBUTION | WP PUTRAJAYA & CYBERJAYA | Existing | 11 kV |  | RYB | VCBJ/PCE/J22821 | PE 22.82 CBD PERDANA 2C F1
378155776 | TNB | DISTRIBUTION | WP PUTRAJAYA & CYBERJAYA | Existing | 11 kV |  | RYB | VCBJ/PCE/J22821 | PE 22.82 CBD PERDANA 2C F1
378155858 | TNB | DISTRIBUTION | WP PUTRAJAYA & CYBERJAYA | Existing | 11 kV |  | RYB | VCBJ/PCE/J22831 | PE 22.83 CBD PERDANA 2D F1
378155859 | TNB | DISTRIBUTION | WP PUTRAJAYA & CYBERJAYA | Existing | 11 kV |  | RYB | VCBJ/PCE/J22831 | PE 22.83 CBD PERDANA 2D F1
378155864 | TNB | DISTRIBUTION | WP PUTRAJAYA & CYBERJAYA | Existing | 11 kV |  | RYB | VCBJ/PCE/J22831 | PE 22.83 CBD PERDANA 2D F1
378155870 | TNB | DISTRIBUTION | WP PUTRAJAYA & CYBERJAYA | Existing | 11 kV |  | RYB | VCBJ/PCE/J22831 | PE 22.83 CBD PERDANA 2D F1
378155871 | TNB | DISTRIBUTION | WP PUTRAJAYA & CYBERJAYA | Existing | 11 kV |  | RYB | VCBJ/PCE/J22831 | PE 22.83 CBD PERDANA 2D F1
378155875 | TNB | DISTRIBUTION | WP PUTRAJAYA & CYBERJAYA | Existing | 11 kV |  | RYB | VCBJ/PCE/J22831 | PE 22.83 CBD PERDANA 2D F1
378155878 | TNB | DISTRIBUTION | WP PUTRAJAYA & CYBERJAYA | Existing | 11 kV |  | RYB | VCBJ/PCE/J22831 | PE 22.83 CBD PERDANA 2D F1
378155879 | TNB | DISTRIBUTION | WP PUTRAJAYA & CYBERJAYA | Existing | 11 kV |  | RYB | VCBJ/PCE/J22831 | PE 22.83 CBD PERDANA 2D F1
378155952 | TNB | DISTRIBUTION | WP PUTRAJAYA & CYBERJAYA | Existing | 11 kV |  | RYB | VCBJ/PCE/J22832 | PE 22.83 CBD PERDANA 2D F2
378155953 | TNB | DISTRIBUTION | WP PUTRAJAYA & CYBERJAYA | Existing | 11 kV |  | RYB | VCBJ/PCE/J22832 | PE 22.83 CBD PERDANA 2D F2
378155958 | TNB | DISTRIBUTION | WP PUTRAJAYA & CYBERJAYA | Existing | 11 kV |  | RYB | VCBJ/PCE/J22832 | PE 22.83 CBD PERDANA 2D F2
378155964 | TNB | DISTRIBUTION | WP PUTRAJAYA & CYBERJAYA | Existing | 11 kV |  | RYB | VCBJ/PCE/J22832 | PE 22.83 CBD PERDANA 2D F2
378155965 | TNB | DISTRIBUTION | WP PUTRAJAYA & CYBERJAYA | Existing | 11 kV |  | RYB | VCBJ/PCE/J22832 | PE 22.83 CBD PERDANA 2D F2
378155969 | TNB | DISTRIBUTION | WP PUTRAJAYA & CYBERJAYA | Existing | 11 kV |  | RYB | VCBJ/PCE/J22832 | PE 22.83 CBD PERDANA 2D F2
378155972 | TNB | DISTRIBUTION | WP PUTRAJAYA & CYBERJAYA | Existing | 11 kV |  | RYB | VCBJ/PCE/J22832 | PE 22.83 CBD PERDANA 2D F2
378155973 | TNB | DISTRIBUTION | WP PUTRAJAYA & CYBERJAYA | Existing | 11 kV |  | RYB | VCBJ/PCE/J22832 | PE 22.83 CBD PERDANA 2D F2
378156074 | TNB | DISTRIBUTION | WP PUTRAJAYA & CYBERJAYA | Existing | 11 kV |  | RYB | VCBJ/PCE/J21291 | SS 21.29 HSBC F1
378156078 | TNB | DISTRIBUTION | WP PUTRAJAYA & CYBERJAYA | Existing | 11 kV |  | RYB | VCBJ/PCE/J21291 | SS 21.29 HSBC F1
378156082 | TNB | DISTRIBUTION | WP PUTRAJAYA & CYBERJAYA | Existing | 11 kV |  | RYB | VCBJ/PCE/J21291 | SS 21.29 HSBC F1
378156084 | TNB | DISTRIBUTION | WP PUTRAJAYA & CYBERJAYA | Existing | 11 kV |  | RYB | VCBJ/PCE/J21291 | SS 21.29 HSBC F1
378156086 | TNB | DISTRIBUTION | WP PUTRAJAYA & CYBERJAYA | Existing | 11 kV |  | RYB | VCBJ/PCE/J21291 | SS 21.29 HSBC F1
378156092 | TNB | DISTRIBUTION | WP PUTRAJAYA & CYBERJAYA | Existing | 11 kV |  | RYB | VCBJ/PCE/J21291 | SS 21.29 HSBC F1
378156094 | TNB | DISTRIBUTION | WP PUTRAJAYA & CYBERJAYA | Existing | 11 kV |  | RYB | VCBJ/PCE/J21291 | SS 21.29 HSBC F1
378156097 | TNB | DISTRIBUTION | WP PUTRAJAYA & CYBERJAYA | Existing | 11 kV |  | RYB | VCBJ/PCE/J21291 | SS 21.29 HSBC F1
378156108 | TNB | DISTRIBUTION | WP PUTRAJAYA & CYBERJAYA | Existing | 11 kV |  | RYB | VCBJ/PCE/J21291 | SS 21.29 HSBC F1
378156115 | TNB | DISTRIBUTION | WP PUTRAJAYA & CYBERJAYA | Existing | 11 kV |  | RYB | VCBJ/PCE/J21292 | SS 21.29 HSBC F2
378156119 | TNB | DISTRIBUTION | WP PUTRAJAYA & CYBERJAYA | Existing | 11 kV |  | RYB | VCBJ/PCE/J21292 | SS 21.29 HSBC F2
378156123 | TNB | DISTRIBUTION | WP PUTRAJAYA & CYBERJAYA | Existing | 11 kV |  | RYB | VCBJ/PCE/J21292 | SS 21.29 HSBC F2
378156125 | TNB | DISTRIBUTION | WP PUTRAJAYA & CYBERJAYA | Existing | 11 kV |  | RYB | VCBJ/PCE/J21292 | SS 21.29 HSBC F2
378156127 | TNB | DISTRIBUTION | WP PUTRAJAYA & CYBERJAYA | Existing | 11 kV |  | RYB | VCBJ/PCE/J21292 | SS 21.29 HSBC F2
378156133 | TNB | DISTRIBUTION | WP PUTRAJAYA & CYBERJAYA | Existing | 11 kV |  | RYB | VCBJ/PCE/J21292 | SS 21.29 HSBC F2
378156135 | TNB | DISTRIBUTION | WP PUTRAJAYA & CYBERJAYA | Existing | 11 kV |  | RYB | VCBJ/PCE/J21292 | SS 21.29 HSBC F2
378156138 | TNB | DISTRIBUTION | WP PUTRAJAYA & CYBERJAYA | Existing | 11 kV |  | RYB | VCBJ/PCE/J21292 | SS 21.29 HSBC F2
378156149 | TNB | DISTRIBUTION | WP PUTRAJAYA & CYBERJAYA | Existing | 11 kV |  | RYB | VCBJ/PCE/J21292 | SS 21.29 HSBC F2
378156343 | TNB | DISTRIBUTION | WP PUTRAJAYA & CYBERJAYA | Existing | 11 kV |  | RYB | VCBJ/PCE/J21581 | SS 21.58 QB5 F1
378156345 | TNB | DISTRIBUTION | WP PUTRAJAYA & CYBERJAYA | Existing | 11 kV |  | RYB | VCBJ/PCE/J21581 | SS 21.58 QB5 F1
378156347 | TNB | DISTRIBUTION | WP PUTRAJAYA & CYBERJAYA | Existing | 11 kV |  | RYB | VCBJ/PCE/J21581 | SS 21.58 QB5 F1
378156350 | TNB | DISTRIBUTION | WP PUTRAJAYA & CYBERJAYA | Existing | 11 kV |  | RYB | VCBJ/PCE/J21581 | SS 21.58 QB5 F1
378156351 | TNB | DISTRIBUTION | WP PUTRAJAYA & CYBERJAYA | Existing | 11 kV |  | RYB | VCBJ/PCE/J21581 | SS 21.58 QB5 F1
378156352 | TNB | DISTRIBUTION | WP PUTRAJAYA & CYBERJAYA | Existing | 11 kV |  | RYB | VCBJ/PCE/J21581 | SS 21.58 QB5 F1
378156358 | TNB | DISTRIBUTION | WP PUTRAJAYA & CYBERJAYA | Existing | 11 kV |  | RYB | VCBJ/PCE/J21581 | SS 21.58 QB5 F1
378156363 | TNB | DISTRIBUTION | WP PUTRAJAYA & CYBERJAYA | Existing | 11 kV |  | RYB | VCBJ/PCE/J21581 | SS 21.58 QB5 F1
378156369 | TNB | DISTRIBUTION | WP PUTRAJAYA & CYBERJAYA | Existing | 11 kV |  | RYB | VCBJ/PCE/J21582 | SS 21.58 QB5 F2
378156371 | TNB | DISTRIBUTION | WP PUTRAJAYA & CYBERJAYA | Existing | 11 kV |  | RYB | VCBJ/PCE/J21582 | SS 21.58 QB5 F2
378156373 | TNB | DISTRIBUTION | WP PUTRAJAYA & CYBERJAYA | Existing | 11 kV |  | RYB | VCBJ/PCE/J21582 | SS 21.58 QB5 F2
378156376 | TNB | DISTRIBUTION | WP PUTRAJAYA & CYBERJAYA | Existing | 11 kV |  | RYB | VCBJ/PCE/J21582 | SS 21.58 QB5 F2
378156377 | TNB | DISTRIBUTION | WP PUTRAJAYA & CYBERJAYA | Existing | 11 kV |  | RYB | VCBJ/PCE/J21582 | SS 21.58 QB5 F2
378156378 | TNB | DISTRIBUTION | WP PUTRAJAYA & CYBERJAYA | Existing | 11 kV |  | RYB | VCBJ/PCE/J21582 | SS 21.58 QB5 F2
378156384 | TNB | DISTRIBUTION | WP PUTRAJAYA & CYBERJAYA | Existing | 11 kV |  | RYB | VCBJ/PCE/J21582 | SS 21.58 QB5 F2
378156389 | TNB | DISTRIBUTION | WP PUTRAJAYA & CYBERJAYA | Existing | 11 kV |  | RYB | VCBJ/PCE/J21582 | SS 21.58 QB5 F2
378156400 | TNB | DISTRIBUTION | WP PUTRAJAYA & CYBERJAYA | Existing | 11 kV |  | RYB | VCBJ/PCE/J21991 | SS 21.99 QUILL COMMERCIAL F1
378156404 | TNB | DISTRIBUTION | WP PUTRAJAYA & CYBERJAYA | Existing | 11 kV |  | RYB | VCBJ/PCE/J21991 | SS 21.99 QUILL COMMERCIAL F1
378156408 | TNB | DISTRIBUTION | WP PUTRAJAYA & CYBERJAYA | Existing | 11 kV |  | RYB | VCBJ/PCE/J21991 | SS 21.99 QUILL COMMERCIAL F1
378156410 | TNB | DISTRIBUTION | WP PUTRAJAYA & CYBERJAYA | Existing | 11 kV |  | RYB | VCBJ/PCE/J21991 | SS 21.99 QUILL COMMERCIAL F1
378156412 | TNB | DISTRIBUTION | WP PUTRAJAYA & CYBERJAYA | Existing | 11 kV |  | RYB | VCBJ/PCE/J21991 | SS 21.99 QUILL COMMERCIAL F1
378156418 | TNB | DISTRIBUTION | WP PUTRAJAYA & CYBERJAYA | Existing | 11 kV |  | RYB | VCBJ/PCE/J21991 | SS 21.99 QUILL COMMERCIAL F1
378156420 | TNB | DISTRIBUTION | WP PUTRAJAYA & CYBERJAYA | Existing | 11 kV |  | RYB | VCBJ/PCE/J21991 | SS 21.99 QUILL COMMERCIAL F1
378156423 | TNB | DISTRIBUTION | WP PUTRAJAYA & CYBERJAYA | Existing | 11 kV |  | RYB | VCBJ/PCE/J21991 | SS 21.99 QUILL COMMERCIAL F1
378156434 | TNB | DISTRIBUTION | WP PUTRAJAYA & CYBERJAYA | Existing | 11 kV |  | RYB | VCBJ/PCE/J21991 | SS 21.99 QUILL COMMERCIAL F1
378156441 | TNB | DISTRIBUTION | WP PUTRAJAYA & CYBERJAYA | Existing | 11 kV |  | RYB | VCBJ/PCE/J21992 | SS 21.99 QUILL COMMERCIAL F2
378156445 | TNB | DISTRIBUTION | WP PUTRAJAYA & CYBERJAYA | Existing | 11 kV |  | RYB | VCBJ/PCE/J21992 | SS 21.99 QUILL COMMERCIAL F2
378156449 | TNB | DISTRIBUTION | WP PUTRAJAYA & CYBERJAYA | Existing | 11 kV |  | RYB | VCBJ/PCE/J21992 | SS 21.99 QUILL COMMERCIAL F2
378156451 | TNB | DISTRIBUTION | WP PUTRAJAYA & CYBERJAYA | Existing | 11 kV |  | RYB | VCBJ/PCE/J21992 | SS 21.99 QUILL COMMERCIAL F2
378156453 | TNB | DISTRIBUTION | WP PUTRAJAYA & CYBERJAYA | Existing | 11 kV |  | RYB | VCBJ/PCE/J21992 | SS 21.99 QUILL COMMERCIAL F2
378156459 | TNB | DISTRIBUTION | WP PUTRAJAYA & CYBERJAYA | Existing | 11 kV |  | RYB | VCBJ/PCE/J21992 | SS 21.99 QUILL COMMERCIAL F2
378156461 | TNB | DISTRIBUTION | WP PUTRAJAYA & CYBERJAYA | Existing | 11 kV |  | RYB | VCBJ/PCE/J21992 | SS 21.99 QUILL COMMERCIAL F2
378156464 | TNB | DISTRIBUTION | WP PUTRAJAYA & CYBERJAYA | Existing | 11 kV |  | RYB | VCBJ/PCE/J21992 | SS 21.99 QUILL COMMERCIAL F2
378156478 | TNB | DISTRIBUTION | WP PUTRAJAYA & CYBERJAYA | Existing | 11 kV |  | RYB | VCBJ/PCE/J21651 | PE 21.65 EMERIO F1
378156479 | TNB | DISTRIBUTION | WP PUTRAJAYA & CYBERJAYA | Existing | 11 kV |  | RYB | VCBJ/PCE/J21651 | PE 21.65 EMERIO F1
378156484 | TNB | DISTRIBUTION | WP PUTRAJAYA & CYBERJAYA | Existing | 11 kV |  | RYB | VCBJ/PCE/J21651 | PE 21.65 EMERIO F1
378156490 | TNB | DISTRIBUTION | WP PUTRAJAYA & CYBERJAYA | Existing | 11 kV |  | RYB | VCBJ/PCE/J21651 | PE 21.65 EMERIO F1
378156491 | TNB | DISTRIBUTION | WP PUTRAJAYA & CYBERJAYA | Existing | 11 kV |  | RYB | VCBJ/PCE/J21651 | PE 21.65 EMERIO F1
378156495 | TNB | DISTRIBUTION | WP PUTRAJAYA & CYBERJAYA | Existing | 11 kV |  | RYB | VCBJ/PCE/J21651 | PE 21.65 EMERIO F1
378156498 | TNB | DISTRIBUTION | WP PUTRAJAYA & CYBERJAYA | Existing | 11 kV |  | RYB | VCBJ/PCE/J21651 | PE 21.65 EMERIO F1
378156499 | TNB | DISTRIBUTION | WP PUTRAJAYA & CYBERJAYA | Existing | 11 kV |  | RYB | VCBJ/PCE/J21651 | PE 21.65 EMERIO F1
378156572 | TNB | DISTRIBUTION | WP PUTRAJAYA & CYBERJAYA | Existing | 11 kV |  | RYB | VCBJ/PCE/J21652 | PE 21.65 EMERIO F2
378156573 | TNB | DISTRIBUTION | WP PUTRAJAYA & CYBERJAYA | Existing | 11 kV |  | RYB | VCBJ/PCE/J21652 | PE 21.65 EMERIO F2
378156578 | TNB | DISTRIBUTION | WP PUTRAJAYA & CYBERJAYA | Existing | 11 kV |  | RYB | VCBJ/PCE/J21652 | PE 21.65 EMERIO F2
378156584 | TNB | DISTRIBUTION | WP PUTRAJAYA & CYBERJAYA | Existing | 11 kV |  | RYB | VCBJ/PCE/J21652 | PE 21.65 EMERIO F2
378156585 | TNB | DISTRIBUTION | WP PUTRAJAYA & CYBERJAYA | Existing | 11 kV |  | RYB | VCBJ/PCE/J21652 | PE 21.65 EMERIO F2
378156589 | TNB | DISTRIBUTION | WP PUTRAJAYA & CYBERJAYA | Existing | 11 kV |  | RYB | VCBJ/PCE/J21652 | PE 21.65 EMERIO F2
378156592 | TNB | DISTRIBUTION | WP PUTRAJAYA & CYBERJAYA | Existing | 11 kV |  | RYB | VCBJ/PCE/J21652 | PE 21.65 EMERIO F2
378156593 | TNB | DISTRIBUTION | WP PUTRAJAYA & CYBERJAYA | Existing | 11 kV |  | RYB | VCBJ/PCE/J21652 | PE 21.65 EMERIO F2
378186030 | TNB | DISTRIBUTION | WP PUTRAJAYA & CYBERJAYA | Existing | 11 kV |  | RYB | VCBJ/PCE/J25101 | SS 25.10 CBD3 C2 F1
378186032 | TNB | DISTRIBUTION | WP PUTRAJAYA & CYBERJAYA | Existing | 11 kV |  | RYB | VCBJ/PCE/J25101 | SS 25.10 CBD3 C2 F1
378186034 | TNB | DISTRIBUTION | WP PUTRAJAYA & CYBERJAYA | Existing | 11 kV |  | RYB | VCBJ/PCE/J25101 | SS 25.10 CBD3 C2 F1
378186037 | TNB | DISTRIBUTION | WP PUTRAJAYA & CYBERJAYA | Existing | 11 kV |  | RYB | VCBJ/PCE/J25101 | SS 25.10 CBD3 C2 F1
378186038 | TNB | DISTRIBUTION | WP PUTRAJAYA & CYBERJAYA | Existing | 11 kV |  | RYB | VCBJ/PCE/J25101 | SS 25.10 CBD3 C2 F1
378186039 | TNB | DISTRIBUTION | WP PUTRAJAYA & CYBERJAYA | Existing | 11 kV |  | RYB | VCBJ/PCE/J25101 | SS 25.10 CBD3 C2 F1
378186045 | TNB | DISTRIBUTION | WP PUTRAJAYA & CYBERJAYA | Existing | 11 kV |  | RYB | VCBJ/PCE/J25101 | SS 25.10 CBD3 C2 F1
378186050 | TNB | DISTRIBUTION | WP PUTRAJAYA & CYBERJAYA | Existing | 11 kV |  | RYB | VCBJ/PCE/J25101 | SS 25.10 CBD3 C2 F1
378186056 | TNB | DISTRIBUTION | WP PUTRAJAYA & CYBERJAYA | Existing | 11 kV |  | RYB | VCBJ/PCE/J25102 | SS 25.10 CBD3 C2 F2
378186058 | TNB | DISTRIBUTION | WP PUTRAJAYA & CYBERJAYA | Existing | 11 kV |  | RYB | VCBJ/PCE/J25102 | SS 25.10 CBD3 C2 F2
378186060 | TNB | DISTRIBUTION | WP PUTRAJAYA & CYBERJAYA | Existing | 11 kV |  | RYB | VCBJ/PCE/J25102 | SS 25.10 CBD3 C2 F2
378186063 | TNB | DISTRIBUTION | WP PUTRAJAYA & CYBERJAYA | Existing | 11 kV |  | RYB | VCBJ/PCE/J25102 | SS 25.10 CBD3 C2 F2
378186064 | TNB | DISTRIBUTION | WP PUTRAJAYA & CYBERJAYA | Existing | 11 kV |  | RYB | VCBJ/PCE/J25102 | SS 25.10 CBD3 C2 F2
378186065 | TNB | DISTRIBUTION | WP PUTRAJAYA & CYBERJAYA | Existing | 11 kV |  | RYB | VCBJ/PCE/J25102 | SS 25.10 CBD3 C2 F2
378186071 | TNB | DISTRIBUTION | WP PUTRAJAYA & CYBERJAYA | Existing | 11 kV |  | RYB | VCBJ/PCE/J25102 | SS 25.10 CBD3 C2 F2
378186076 | TNB | DISTRIBUTION | WP PUTRAJAYA & CYBERJAYA | Existing | 11 kV |  | RYB | VCBJ/PCE/J25102 | SS 25.10 CBD3 C2 F2
378186139 | TNB | DISTRIBUTION | WP PUTRAJAYA & CYBERJAYA | Existing | 11 kV |  | RYB | VCBJ/PCE/J25091 | SS 25.09 CDB 3B F1
378186143 | TNB | DISTRIBUTION | WP PUTRAJAYA & CYBERJAYA | Existing | 11 kV |  | RYB | VCBJ/PCE/J25091 | SS 25.09 CDB 3B F1
378186147 | TNB | DISTRIBUTION | WP PUTRAJAYA & CYBERJAYA | Existing | 11 kV |  | RYB | VCBJ/PCE/J25091 | SS 25.09 CDB 3B F1
378186149 | TNB | DISTRIBUTION | WP PUTRAJAYA & CYBERJAYA | Existing | 11 kV |  | RYB | VCBJ/PCE/J25091 | SS 25.09 CDB 3B F1
378186151 | TNB | DISTRIBUTION | WP PUTRAJAYA & CYBERJAYA | Existing | 11 kV |  | RYB | VCBJ/PCE/J25091 | SS 25.09 CDB 3B F1
378186157 | TNB | DISTRIBUTION | WP PUTRAJAYA & CYBERJAYA | Existing | 11 kV |  | RYB | VCBJ/PCE/J25091 | SS 25.09 CDB 3B F1
378186159 | TNB | DISTRIBUTION | WP PUTRAJAYA & CYBERJAYA | Existing | 11 kV |  | RYB | VCBJ/PCE/J25091 | SS 25.09 CDB 3B F1
378186162 | TNB | DISTRIBUTION | WP PUTRAJAYA & CYBERJAYA | Existing | 11 kV |  | RYB | VCBJ/PCE/J25091 | SS 25.09 CDB 3B F1
378186180 | TNB | DISTRIBUTION | WP PUTRAJAYA & CYBERJAYA | Existing | 11 kV |  | RYB | VCBJ/PCE/J25092 | SS 25.09 CDB 3B F2
378186184 | TNB | DISTRIBUTION | WP PUTRAJAYA & CYBERJAYA | Existing | 11 kV |  | RYB | VCBJ/PCE/J25092 | SS 25.09 CDB 3B F2
378186188 | TNB | DISTRIBUTION | WP PUTRAJAYA & CYBERJAYA | Existing | 11 kV |  | RYB | VCBJ/PCE/J25092 | SS 25.09 CDB 3B F2
378186190 | TNB | DISTRIBUTION | WP PUTRAJAYA & CYBERJAYA | Existing | 11 kV |  | RYB | VCBJ/PCE/J25092 | SS 25.09 CDB 3B F2
378186192 | TNB | DISTRIBUTION | WP PUTRAJAYA & CYBERJAYA | Existing | 11 kV |  | RYB | VCBJ/PCE/J25092 | SS 25.09 CDB 3B F2
378186198 | TNB | DISTRIBUTION | WP PUTRAJAYA & CYBERJAYA | Existing | 11 kV |  | RYB | VCBJ/PCE/J25092 | SS 25.09 CDB 3B F2
378186200 | TNB | DISTRIBUTION | WP PUTRAJAYA & CYBERJAYA | Existing | 11 kV |  | RYB | VCBJ/PCE/J25092 | SS 25.09 CDB 3B F2
378186203 | TNB | DISTRIBUTION | WP PUTRAJAYA & CYBERJAYA | Existing | 11 kV |  | RYB | VCBJ/PCE/J25092 | SS 25.09 CDB 3B F2
378186214 | TNB | DISTRIBUTION | WP PUTRAJAYA & CYBERJAYA | Existing | 11 kV |  | RYB | VCBJ/PCE/J25092 | SS 25.09 CDB 3B F2
378186246 | TNB | DISTRIBUTION | WP PUTRAJAYA & CYBERJAYA | Existing | 11 kV |  | RYB | VCBJ/PCE/J22042 | SS 22.04 DCS F2
378186247 | TNB | DISTRIBUTION | WP PUTRAJAYA & CYBERJAYA | Existing | 11 kV |  | RYB | VCBJ/PCE/J22042 | SS 22.04 DCS F2
378186259 | TNB | DISTRIBUTION | WP PUTRAJAYA & CYBERJAYA | Existing | 11 kV |  | RYB | VCBJ/PCE/J22042 | SS 22.04 DCS F2
378186260 | TNB | DISTRIBUTION | WP PUTRAJAYA & CYBERJAYA | Existing | 11 kV |  | RYB | VCBJ/PCE/J22042 | SS 22.04 DCS F2
378186262 | TNB | DISTRIBUTION | WP PUTRAJAYA & CYBERJAYA | Existing | 11 kV |  | RYB | VCBJ/PCE/J22042 | SS 22.04 DCS F2
378186263 | TNB | DISTRIBUTION | WP PUTRAJAYA & CYBERJAYA | Existing | 11 kV |  | RYB | VCBJ/PCE/J22042 | SS 22.04 DCS F2
378186264 | TNB | DISTRIBUTION | WP PUTRAJAYA & CYBERJAYA | Existing | 11 kV |  | RYB | VCBJ/PCE/J22042 | SS 22.04 DCS F2
378186266 | TNB | DISTRIBUTION | WP PUTRAJAYA & CYBERJAYA | Existing | 11 kV |  | RYB | VCBJ/PCE/J22042 | SS 22.04 DCS F2
378186267 | TNB | DISTRIBUTION | WP PUTRAJAYA & CYBERJAYA | Existing | 11 kV |  | RYB | VCBJ/PCE/J22042 | SS 22.04 DCS F2
378186269 | TNB | DISTRIBUTION | WP PUTRAJAYA & CYBERJAYA | Existing | 11 kV |  | RYB | VCBJ/PCE/J22042 | SS 22.04 DCS F2
378186276 | TNB | DISTRIBUTION | WP PUTRAJAYA & CYBERJAYA | Existing | 11 kV |  | RYB | VCBJ/PCE/J22042 | SS 22.04 DCS F2
378186277 | TNB | DISTRIBUTION | WP PUTRAJAYA & CYBERJAYA | Existing | 11 kV |  | RYB | VCBJ/PCE/J22041 | SS 22.04 DCS F1
378186279 | TNB | DISTRIBUTION | WP PUTRAJAYA & CYBERJAYA | Existing | 11 kV |  | RYB | VCBJ/PCE/J22041 | SS 22.04 DCS F1
378186281 | TNB | DISTRIBUTION | WP PUTRAJAYA & CYBERJAYA | Existing | 11 kV |  | RYB | VCBJ/PCE/J22041 | SS 22.04 DCS F1
378186284 | TNB | DISTRIBUTION | WP PUTRAJAYA & CYBERJAYA | Existing | 11 kV |  | RYB | VCBJ/PCE/J22041 | SS 22.04 DCS F1
378186285 | TNB | DISTRIBUTION | WP PUTRAJAYA & CYBERJAYA | Existing | 11 kV |  | RYB | VCBJ/PCE/J22041 | SS 22.04 DCS F1
378186286 | TNB | DISTRIBUTION | WP PUTRAJAYA & CYBERJAYA | Existing | 11 kV |  | RYB | VCBJ/PCE/J22041 | SS 22.04 DCS F1
378186292 | TNB | DISTRIBUTION | WP PUTRAJAYA & CYBERJAYA | Existing | 11 kV |  | RYB | VCBJ/PCE/J22041 | SS 22.04 DCS F1
378186297 | TNB | DISTRIBUTION | WP PUTRAJAYA & CYBERJAYA | Existing | 11 kV |  | RYB | VCBJ/PCE/J22041 | SS 22.04 DCS F1
378186313 | TNB | DISTRIBUTION | WP PUTRAJAYA & CYBERJAYA | Existing | 11 kV |  | RYB | VCBJ/PCE/J22042 | SS 22.04 DCS F2
378186316 | TNB | DISTRIBUTION | WP PUTRAJAYA & CYBERJAYA | Existing | 11 kV |  | RYB | VCBJ/PCE/J22042 | SS 22.04 DCS F2
378186317 | TNB | DISTRIBUTION | WP PUTRAJAYA & CYBERJAYA | Existing | 11 kV |  | RYB | VCBJ/PCE/J22042 | SS 22.04 DCS F2
378186323 | TNB | DISTRIBUTION | WP PUTRAJAYA & CYBERJAYA | Existing | 11 kV |  | RYB | VCBJ/PCE/J22042 | SS 22.04 DCS F2
378186325 | TNB | DISTRIBUTION | WP PUTRAJAYA & CYBERJAYA | Existing | 11 kV |  | RYB | VCBJ/PCE/J22042 | SS 22.04 DCS F2
378186326 | TNB | DISTRIBUTION | WP PUTRAJAYA & CYBERJAYA | Existing | 11 kV |  | RYB | VCBJ/PCE/J22042 | SS 22.04 DCS F2
378186327 | TNB | DISTRIBUTION | WP PUTRAJAYA & CYBERJAYA | Existing | 11 kV |  | RYB | VCBJ/PCE/J22042 | SS 22.04 DCS F2
378186332 | TNB | DISTRIBUTION | WP PUTRAJAYA & CYBERJAYA | Existing | 11 kV |  | RYB | VCBJ/PCE/J22042 | SS 22.04 DCS F2
378186348 | TNB | DISTRIBUTION | WP PUTRAJAYA & CYBERJAYA | Existing | 11 kV |  | RYB | VCBJ/PCE/J21271 | SS 21.27 LOT 12067 MAYBANK F1
378186350 | TNB | DISTRIBUTION | WP PUTRAJAYA & CYBERJAYA | Existing | 11 kV |  | RYB | VCBJ/PCE/J21271 | SS 21.27 LOT 12067 MAYBANK F1
378186352 | TNB | DISTRIBUTION | WP PUTRAJAYA & CYBERJAYA | Existing | 11 kV |  | RYB | VCBJ/PCE/J21271 | SS 21.27 LOT 12067 MAYBANK F1
378186355 | TNB | DISTRIBUTION | WP PUTRAJAYA & CYBERJAYA | Existing | 11 kV |  | RYB | VCBJ/PCE/J21271 | SS 21.27 LOT 12067 MAYBANK F1
378186356 | TNB | DISTRIBUTION | WP PUTRAJAYA & CYBERJAYA | Existing | 11 kV |  | RYB | VCBJ/PCE/J21271 | SS 21.27 LOT 12067 MAYBANK F1
378186357 | TNB | DISTRIBUTION | WP PUTRAJAYA & CYBERJAYA | Existing | 11 kV |  | RYB | VCBJ/PCE/J21271 | SS 21.27 LOT 12067 MAYBANK F1
378186363 | TNB | DISTRIBUTION | WP PUTRAJAYA & CYBERJAYA | Existing | 11 kV |  | RYB | VCBJ/PCE/J21271 | SS 21.27 LOT 12067 MAYBANK F1
378186368 | TNB | DISTRIBUTION | WP PUTRAJAYA & CYBERJAYA | Existing | 11 kV |  | RYB | VCBJ/PCE/J21271 | SS 21.27 LOT 12067 MAYBANK F1
378186374 | TNB | DISTRIBUTION | WP PUTRAJAYA & CYBERJAYA | Existing | 11 kV |  | RYB | VCBJ/PCE/J21272 | SS 21.27 LOT 12067 MAYBANK F2
378186376 | TNB | DISTRIBUTION | WP PUTRAJAYA & CYBERJAYA | Existing | 11 kV |  | RYB | VCBJ/PCE/J21272 | SS 21.27 LOT 12067 MAYBANK F2
378186378 | TNB | DISTRIBUTION | WP PUTRAJAYA & CYBERJAYA | Existing | 11 kV |  | RYB | VCBJ/PCE/J21272 | SS 21.27 LOT 12067 MAYBANK F2
378186381 | TNB | DISTRIBUTION | WP PUTRAJAYA & CYBERJAYA | Existing | 11 kV |  | RYB | VCBJ/PCE/J21272 | SS 21.27 LOT 12067 MAYBANK F2
378186382 | TNB | DISTRIBUTION | WP PUTRAJAYA & CYBERJAYA | Existing | 11 kV |  | RYB | VCBJ/PCE/J21272 | SS 21.27 LOT 12067 MAYBANK F2
378186383 | TNB | DISTRIBUTION | WP PUTRAJAYA & CYBERJAYA | Existing | 11 kV |  | RYB | VCBJ/PCE/J21272 | SS 21.27 LOT 12067 MAYBANK F2
378186389 | TNB | DISTRIBUTION | WP PUTRAJAYA & CYBERJAYA | Existing | 11 kV |  | RYB | VCBJ/PCE/J21272 | SS 21.27 LOT 12067 MAYBANK F2
378186394 | TNB | DISTRIBUTION | WP PUTRAJAYA & CYBERJAYA | Existing | 11 kV |  | RYB | VCBJ/PCE/J21272 | SS 21.27 LOT 12067 MAYBANK F2
378186421 | TNB | DISTRIBUTION | WP PUTRAJAYA & CYBERJAYA | Existing | 11 kV |  | RYB | VCBJ/PCE/J21631 | SS 21.63 BANGUNAN MUSTAFA KAMAL F1
378186423 | TNB | DISTRIBUTION | WP PUTRAJAYA & CYBERJAYA | Existing | 11 kV |  | RYB | VCBJ/PCE/J21631 | SS 21.63 BANGUNAN MUSTAFA KAMAL F1
378186425 | TNB | DISTRIBUTION | WP PUTRAJAYA & CYBERJAYA | Existing | 11 kV |  | RYB | VCBJ/PCE/J21631 | SS 21.63 BANGUNAN MUSTAFA KAMAL F1
378186428 | TNB | DISTRIBUTION | WP PUTRAJAYA & CYBERJAYA | Existing | 11 kV |  | RYB | VCBJ/PCE/J21631 | SS 21.63 BANGUNAN MUSTAFA KAMAL F1
378186429 | TNB | DISTRIBUTION | WP PUTRAJAYA & CYBERJAYA | Existing | 11 kV |  | RYB | VCBJ/PCE/J21631 | SS 21.63 BANGUNAN MUSTAFA KAMAL F1
378186430 | TNB | DISTRIBUTION | WP PUTRAJAYA & CYBERJAYA | Existing | 11 kV |  | RYB | VCBJ/PCE/J21631 | SS 21.63 BANGUNAN MUSTAFA KAMAL F1
378186436 | TNB | DISTRIBUTION | WP PUTRAJAYA & CYBERJAYA | Existing | 11 kV |  | RYB | VCBJ/PCE/J21631 | SS 21.63 BANGUNAN MUSTAFA KAMAL F1
378186441 | TNB | DISTRIBUTION | WP PUTRAJAYA & CYBERJAYA | Existing | 11 kV |  | RYB | VCBJ/PCE/J21631 | SS 21.63 BANGUNAN MUSTAFA KAMAL F1
378186447 | TNB | DISTRIBUTION | WP PUTRAJAYA & CYBERJAYA | Existing | 11 kV |  | RYB | VCBJ/PCE/J21632 | SS 21.63 BANGUNAN MUSTAFA KAMAL F2
378186449 | TNB | DISTRIBUTION | WP PUTRAJAYA & CYBERJAYA | Existing | 11 kV |  | RYB | VCBJ/PCE/J21632 | SS 21.63 BANGUNAN MUSTAFA KAMAL F2
378186451 | TNB | DISTRIBUTION | WP PUTRAJAYA & CYBERJAYA | Existing | 11 kV |  | RYB | VCBJ/PCE/J21632 | SS 21.63 BANGUNAN MUSTAFA KAMAL F2
378186454 | TNB | DISTRIBUTION | WP PUTRAJAYA & CYBERJAYA | Existing | 11 kV |  | RYB | VCBJ/PCE/J21632 | SS 21.63 BANGUNAN MUSTAFA KAMAL F2
378186455 | TNB | DISTRIBUTION | WP PUTRAJAYA & CYBERJAYA | Existing | 11 kV |  | RYB | VCBJ/PCE/J21632 | SS 21.63 BANGUNAN MUSTAFA KAMAL F2
378186456 | TNB | DISTRIBUTION | WP PUTRAJAYA & CYBERJAYA | Existing | 11 kV |  | RYB | VCBJ/PCE/J21632 | SS 21.63 BANGUNAN MUSTAFA KAMAL F2
378186462 | TNB | DISTRIBUTION | WP PUTRAJAYA & CYBERJAYA | Existing | 11 kV |  | RYB | VCBJ/PCE/J21632 | SS 21.63 BANGUNAN MUSTAFA KAMAL F2
378186467 | TNB | DISTRIBUTION | WP PUTRAJAYA & CYBERJAYA | Existing | 11 kV |  | RYB | VCBJ/PCE/J21632 | SS 21.63 BANGUNAN MUSTAFA KAMAL F2
378186480 | TNB | DISTRIBUTION | WP PUTRAJAYA & CYBERJAYA | Existing | 11 kV |  | RYB | VCBJ/PCE/J21251 | SS 21.25 CENTUARY SQUARE F1
378186482 | TNB | DISTRIBUTION | WP PUTRAJAYA & CYBERJAYA | Existing | 11 kV |  | RYB | VCBJ/PCE/J21251 | SS 21.25 CENTUARY SQUARE F1
378186484 | TNB | DISTRIBUTION | WP PUTRAJAYA & CYBERJAYA | Existing | 11 kV |  | RYB | VCBJ/PCE/J21251 | SS 21.25 CENTUARY SQUARE F1
378186487 | TNB | DISTRIBUTION | WP PUTRAJAYA & CYBERJAYA | Existing | 11 kV |  | RYB | VCBJ/PCE/J21251 | SS 21.25 CENTUARY SQUARE F1
378186488 | TNB | DISTRIBUTION | WP PUTRAJAYA & CYBERJAYA | Existing | 11 kV |  | RYB | VCBJ/PCE/J21251 | SS 21.25 CENTUARY SQUARE F1
378186489 | TNB | DISTRIBUTION | WP PUTRAJAYA & CYBERJAYA | Existing | 11 kV |  | RYB | VCBJ/PCE/J21251 | SS 21.25 CENTUARY SQUARE F1
378186495 | TNB | DISTRIBUTION | WP PUTRAJAYA & CYBERJAYA | Existing | 11 kV |  | RYB | VCBJ/PCE/J21251 | SS 21.25 CENTUARY SQUARE F1
378186500 | TNB | DISTRIBUTION | WP PUTRAJAYA & CYBERJAYA | Existing | 11 kV |  | RYB | VCBJ/PCE/J21251 | SS 21.25 CENTUARY SQUARE F1
378186506 | TNB | DISTRIBUTION | WP PUTRAJAYA & CYBERJAYA | Existing | 11 kV |  | RYB | VCBJ/PCE/J21252 | SS 21.25 CENTUARY SQUARE F2
378186508 | TNB | DISTRIBUTION | WP PUTRAJAYA & CYBERJAYA | Existing | 11 kV |  | RYB | VCBJ/PCE/J21252 | SS 21.25 CENTUARY SQUARE F2
378186510 | TNB | DISTRIBUTION | WP PUTRAJAYA & CYBERJAYA | Existing | 11 kV |  | RYB | VCBJ/PCE/J21252 | SS 21.25 CENTUARY SQUARE F2
378186513 | TNB | DISTRIBUTION | WP PUTRAJAYA & CYBERJAYA | Existing | 11 kV |  | RYB | VCBJ/PCE/J21252 | SS 21.25 CENTUARY SQUARE F2
378186514 | TNB | DISTRIBUTION | WP PUTRAJAYA & CYBERJAYA | Existing | 11 kV |  | RYB | VCBJ/PCE/J21252 | SS 21.25 CENTUARY SQUARE F2
378186515 | TNB | DISTRIBUTION | WP PUTRAJAYA & CYBERJAYA | Existing | 11 kV |  | RYB | VCBJ/PCE/J21252 | SS 21.25 CENTUARY SQUARE F2
378186521 | TNB | DISTRIBUTION | WP PUTRAJAYA & CYBERJAYA | Existing | 11 kV |  | RYB | VCBJ/PCE/J21252 | SS 21.25 CENTUARY SQUARE F2
378186526 | TNB | DISTRIBUTION | WP PUTRAJAYA & CYBERJAYA | Existing | 11 kV |  | RYB | VCBJ/PCE/J21252 | SS 21.25 CENTUARY SQUARE F2
378186549 | TNB | DISTRIBUTION | WP PUTRAJAYA & CYBERJAYA | Existing | 11 kV |  | RYB | VCBJ/PCE/J21591 | SS 21.59 SME 2 F1
378186551 | TNB | DISTRIBUTION | WP PUTRAJAYA & CYBERJAYA | Existing | 11 kV |  | RYB | VCBJ/PCE/J21591 | SS 21.59 SME 2 F1
378186553 | TNB | DISTRIBUTION | WP PUTRAJAYA & CYBERJAYA | Existing | 11 kV |  | RYB | VCBJ/PCE/J21591 | SS 21.59 SME 2 F1
378186556 | TNB | DISTRIBUTION | WP PUTRAJAYA & CYBERJAYA | Existing | 11 kV |  | RYB | VCBJ/PCE/J21591 | SS 21.59 SME 2 F1
378186557 | TNB | DISTRIBUTION | WP PUTRAJAYA & CYBERJAYA | Existing | 11 kV |  | RYB | VCBJ/PCE/J21591 | SS 21.59 SME 2 F1
378186558 | TNB | DISTRIBUTION | WP PUTRAJAYA & CYBERJAYA | Existing | 11 kV |  | RYB | VCBJ/PCE/J21591 | SS 21.59 SME 2 F1
378186564 | TNB | DISTRIBUTION | WP PUTRAJAYA & CYBERJAYA | Existing | 11 kV |  | RYB | VCBJ/PCE/J21591 | SS 21.59 SME 2 F1
378186569 | TNB | DISTRIBUTION | WP PUTRAJAYA & CYBERJAYA | Existing | 11 kV |  | RYB | VCBJ/PCE/J21591 | SS 21.59 SME 2 F1
378186601 | TNB | DISTRIBUTION | WP PUTRAJAYA & CYBERJAYA | Existing | 11 kV |  | RYB | VCBJ/PCE/J21592 | SS 21.59 SME 2 F2
378186603 | TNB | DISTRIBUTION | WP PUTRAJAYA & CYBERJAYA | Existing | 11 kV |  | RYB | VCBJ/PCE/J21592 | SS 21.59 SME 2 F2
378186605 | TNB | DISTRIBUTION | WP PUTRAJAYA & CYBERJAYA | Existing | 11 kV |  | RYB | VCBJ/PCE/J21592 | SS 21.59 SME 2 F2
378186608 | TNB | DISTRIBUTION | WP PUTRAJAYA & CYBERJAYA | Existing | 11 kV |  | RYB | VCBJ/PCE/J21592 | SS 21.59 SME 2 F2
378186609 | TNB | DISTRIBUTION | WP PUTRAJAYA & CYBERJAYA | Existing | 11 kV |  | RYB | VCBJ/PCE/J21592 | SS 21.59 SME 2 F2
378186610 | TNB | DISTRIBUTION | WP PUTRAJAYA & CYBERJAYA | Existing | 11 kV |  | RYB | VCBJ/PCE/J21592 | SS 21.59 SME 2 F2
378186616 | TNB | DISTRIBUTION | WP PUTRAJAYA & CYBERJAYA | Existing | 11 kV |  | RYB | VCBJ/PCE/J21592 | SS 21.59 SME 2 F2
378186621 | TNB | DISTRIBUTION | WP PUTRAJAYA & CYBERJAYA | Existing | 11 kV |  | RYB | VCBJ/PCE/J21592 | SS 21.59 SME 2 F2
378186649 | TNB | DISTRIBUTION | WP PUTRAJAYA & CYBERJAYA | Existing | 11 kV |  | RYB | VCBJ/PCE/J21261 | PE 21.26 PUSAT KAWAL SELIA F1
378186650 | TNB | DISTRIBUTION | WP PUTRAJAYA & CYBERJAYA | Existing | 11 kV |  | RYB | VCBJ/PCE/J21261 | PE 21.26 PUSAT KAWAL SELIA F1
378186655 | TNB | DISTRIBUTION | WP PUTRAJAYA & CYBERJAYA | Existing | 11 kV |  | RYB | VCBJ/PCE/J21261 | PE 21.26 PUSAT KAWAL SELIA F1
378186661 | TNB | DISTRIBUTION | WP PUTRAJAYA & CYBERJAYA | Existing | 11 kV |  | RYB | VCBJ/PCE/J21261 | PE 21.26 PUSAT KAWAL SELIA F1
378186662 | TNB | DISTRIBUTION | WP PUTRAJAYA & CYBERJAYA | Existing | 11 kV |  | RYB | VCBJ/PCE/J21261 | PE 21.26 PUSAT KAWAL SELIA F1
378186666 | TNB | DISTRIBUTION | WP PUTRAJAYA & CYBERJAYA | Existing | 11 kV |  | RYB | VCBJ/PCE/J21261 | PE 21.26 PUSAT KAWAL SELIA F1
378186669 | TNB | DISTRIBUTION | WP PUTRAJAYA & CYBERJAYA | Existing | 11 kV |  | RYB | VCBJ/PCE/J21261 | PE 21.26 PUSAT KAWAL SELIA F1
378186670 | TNB | DISTRIBUTION | WP PUTRAJAYA & CYBERJAYA | Existing | 11 kV |  | RYB | VCBJ/PCE/J21261 | PE 21.26 PUSAT KAWAL SELIA F1
378186672 | TNB | DISTRIBUTION | WP PUTRAJAYA & CYBERJAYA | Existing | 11 kV |  | RYB | VCBJ/PCE/J21262 | PE 21.26 PUSAT KAWAL SELIA F2
378186673 | TNB | DISTRIBUTION | WP PUTRAJAYA & CYBERJAYA | Existing | 11 kV |  | RYB | VCBJ/PCE/J21262 | PE 21.26 PUSAT KAWAL SELIA F2
378186678 | TNB | DISTRIBUTION | WP PUTRAJAYA & CYBERJAYA | Existing | 11 kV |  | RYB | VCBJ/PCE/J21262 | PE 21.26 PUSAT KAWAL SELIA F2
378186684 | TNB | DISTRIBUTION | WP PUTRAJAYA & CYBERJAYA | Existing | 11 kV |  | RYB | VCBJ/PCE/J21262 | PE 21.26 PUSAT KAWAL SELIA F2
378186685 | TNB | DISTRIBUTION | WP PUTRAJAYA & CYBERJAYA | Existing | 11 kV |  | RYB | VCBJ/PCE/J21262 | PE 21.26 PUSAT KAWAL SELIA F2
378186689 | TNB | DISTRIBUTION | WP PUTRAJAYA & CYBERJAYA | Existing | 11 kV |  | RYB | VCBJ/PCE/J21262 | PE 21.26 PUSAT KAWAL SELIA F2
378186692 | TNB | DISTRIBUTION | WP PUTRAJAYA & CYBERJAYA | Existing | 11 kV |  | RYB | VCBJ/PCE/J21262 | PE 21.26 PUSAT KAWAL SELIA F2
378186693 | TNB | DISTRIBUTION | WP PUTRAJAYA & CYBERJAYA | Existing | 11 kV |  | RYB | VCBJ/PCE/J21262 | PE 21.26 PUSAT KAWAL SELIA F2
378186847 | TNB | DISTRIBUTION | WP PUTRAJAYA & CYBERJAYA | Existing | 11 kV |  | RYB | VCBJ/PCE/J21551 | SS 21.55 SME TECHNOPRENEUR CENTRE F1
378186849 | TNB | DISTRIBUTION | WP PUTRAJAYA & CYBERJAYA | Existing | 11 kV |  | RYB | VCBJ/PCE/J21551 | SS 21.55 SME TECHNOPRENEUR CENTRE F1
378186851 | TNB | DISTRIBUTION | WP PUTRAJAYA & CYBERJAYA | Existing | 11 kV |  | RYB | VCBJ/PCE/J21551 | SS 21.55 SME TECHNOPRENEUR CENTRE F1
378186854 | TNB | DISTRIBUTION | WP PUTRAJAYA & CYBERJAYA | Existing | 11 kV |  | RYB | VCBJ/PCE/J21551 | SS 21.55 SME TECHNOPRENEUR CENTRE F1
378186855 | TNB | DISTRIBUTION | WP PUTRAJAYA & CYBERJAYA | Existing | 11 kV |  | RYB | VCBJ/PCE/J21551 | SS 21.55 SME TECHNOPRENEUR CENTRE F1
378186856 | TNB | DISTRIBUTION | WP PUTRAJAYA & CYBERJAYA | Existing | 11 kV |  | RYB | VCBJ/PCE/J21551 | SS 21.55 SME TECHNOPRENEUR CENTRE F1
378186862 | TNB | DISTRIBUTION | WP PUTRAJAYA & CYBERJAYA | Existing | 11 kV |  | RYB | VCBJ/PCE/J21551 | SS 21.55 SME TECHNOPRENEUR CENTRE F1
378186867 | TNB | DISTRIBUTION | WP PUTRAJAYA & CYBERJAYA | Existing | 11 kV |  | RYB | VCBJ/PCE/J21551 | SS 21.55 SME TECHNOPRENEUR CENTRE F1
378186873 | TNB | DISTRIBUTION | WP PUTRAJAYA & CYBERJAYA | Existing | 11 kV |  | RYB | VCBJ/PCE/J21552 | SS 21.55 SME TECHNOPRENEUR CENTRE F2
378186875 | TNB | DISTRIBUTION | WP PUTRAJAYA & CYBERJAYA | Existing | 11 kV |  | RYB | VCBJ/PCE/J21552 | SS 21.55 SME TECHNOPRENEUR CENTRE F2
378186877 | TNB | DISTRIBUTION | WP PUTRAJAYA & CYBERJAYA | Existing | 11 kV |  | RYB | VCBJ/PCE/J21552 | SS 21.55 SME TECHNOPRENEUR CENTRE F2
378186880 | TNB | DISTRIBUTION | WP PUTRAJAYA & CYBERJAYA | Existing | 11 kV |  | RYB | VCBJ/PCE/J21552 | SS 21.55 SME TECHNOPRENEUR CENTRE F2
378186881 | TNB | DISTRIBUTION | WP PUTRAJAYA & CYBERJAYA | Existing | 11 kV |  | RYB | VCBJ/PCE/J21552 | SS 21.55 SME TECHNOPRENEUR CENTRE F2
378186882 | TNB | DISTRIBUTION | WP PUTRAJAYA & CYBERJAYA | Existing | 11 kV |  | RYB | VCBJ/PCE/J21552 | SS 21.55 SME TECHNOPRENEUR CENTRE F2
378186888 | TNB | DISTRIBUTION | WP PUTRAJAYA & CYBERJAYA | Existing | 11 kV |  | RYB | VCBJ/PCE/J21552 | SS 21.55 SME TECHNOPRENEUR CENTRE F2
378186893 | TNB | DISTRIBUTION | WP PUTRAJAYA & CYBERJAYA | Existing | 11 kV |  | RYB | VCBJ/PCE/J21552 | SS 21.55 SME TECHNOPRENEUR CENTRE F2
378186912 | TNB | DISTRIBUTION | WP PUTRAJAYA & CYBERJAYA | Existing | 11 kV |  | RYB | VCBJ/PCE/J21231 | SS 21.23 CENTURY SQUARE 2320 F1
378186916 | TNB | DISTRIBUTION | WP PUTRAJAYA & CYBERJAYA | Existing | 11 kV |  | RYB | VCBJ/PCE/J21231 | SS 21.23 CENTURY SQUARE 2320 F1
378186920 | TNB | DISTRIBUTION | WP PUTRAJAYA & CYBERJAYA | Existing | 11 kV |  | RYB | VCBJ/PCE/J21231 | SS 21.23 CENTURY SQUARE 2320 F1
378186922 | TNB | DISTRIBUTION | WP PUTRAJAYA & CYBERJAYA | Existing | 11 kV |  | RYB | VCBJ/PCE/J21231 | SS 21.23 CENTURY SQUARE 2320 F1
378186924 | TNB | DISTRIBUTION | WP PUTRAJAYA & CYBERJAYA | Existing | 11 kV |  | RYB | VCBJ/PCE/J21231 | SS 21.23 CENTURY SQUARE 2320 F1
378186930 | TNB | DISTRIBUTION | WP PUTRAJAYA & CYBERJAYA | Existing | 11 kV |  | RYB | VCBJ/PCE/J21231 | SS 21.23 CENTURY SQUARE 2320 F1
378186932 | TNB | DISTRIBUTION | WP PUTRAJAYA & CYBERJAYA | Existing | 11 kV |  | RYB | VCBJ/PCE/J21231 | SS 21.23 CENTURY SQUARE 2320 F1
378186935 | TNB | DISTRIBUTION | WP PUTRAJAYA & CYBERJAYA | Existing | 11 kV |  | RYB | VCBJ/PCE/J21231 | SS 21.23 CENTURY SQUARE 2320 F1
378186953 | TNB | DISTRIBUTION | WP PUTRAJAYA & CYBERJAYA | Existing | 11 kV |  | RYB | VCBJ/PCE/J21232 | SS 21.23 CENTURY SQUARE 2320 F2
378186957 | TNB | DISTRIBUTION | WP PUTRAJAYA & CYBERJAYA | Existing | 11 kV |  | RYB | VCBJ/PCE/J21232 | SS 21.23 CENTURY SQUARE 2320 F2
378186961 | TNB | DISTRIBUTION | WP PUTRAJAYA & CYBERJAYA | Existing | 11 kV |  | RYB | VCBJ/PCE/J21232 | SS 21.23 CENTURY SQUARE 2320 F2
378186963 | TNB | DISTRIBUTION | WP PUTRAJAYA & CYBERJAYA | Existing | 11 kV |  | RYB | VCBJ/PCE/J21232 | SS 21.23 CENTURY SQUARE 2320 F2
378186965 | TNB | DISTRIBUTION | WP PUTRAJAYA & CYBERJAYA | Existing | 11 kV |  | RYB | VCBJ/PCE/J21232 | SS 21.23 CENTURY SQUARE 2320 F2
378186971 | TNB | DISTRIBUTION | WP PUTRAJAYA & CYBERJAYA | Existing | 11 kV |  | RYB | VCBJ/PCE/J21232 | SS 21.23 CENTURY SQUARE 2320 F2
378186973 | TNB | DISTRIBUTION | WP PUTRAJAYA & CYBERJAYA | Existing | 11 kV |  | RYB | VCBJ/PCE/J21232 | SS 21.23 CENTURY SQUARE 2320 F2
378186976 | TNB | DISTRIBUTION | WP PUTRAJAYA & CYBERJAYA | Existing | 11 kV |  | RYB | VCBJ/PCE/J21232 | SS 21.23 CENTURY SQUARE 2320 F2
378186987 | TNB | DISTRIBUTION | WP PUTRAJAYA & CYBERJAYA | Existing | 11 kV |  | RYB | VCBJ/PCE/J21232 | SS 21.23 CENTURY SQUARE 2320 F2
378186990 | TNB | DISTRIBUTION | WP PUTRAJAYA & CYBERJAYA | Existing | 11 kV |  | RYB | VCBJ/PCE/J21111 | PE 21.11 CENTURY SQUARE 2310 F1
378186991 | TNB | DISTRIBUTION | WP PUTRAJAYA & CYBERJAYA | Existing | 11 kV |  | RYB | VCBJ/PCE/J21111 | PE 21.11 CENTURY SQUARE 2310 F1
378186996 | TNB | DISTRIBUTION | WP PUTRAJAYA & CYBERJAYA | Existing | 11 kV |  | RYB | VCBJ/PCE/J21111 | PE 21.11 CENTURY SQUARE 2310 F1
378187002 | TNB | DISTRIBUTION | WP PUTRAJAYA & CYBERJAYA | Existing | 11 kV |  | RYB | VCBJ/PCE/J21111 | PE 21.11 CENTURY SQUARE 2310 F1
378187003 | TNB | DISTRIBUTION | WP PUTRAJAYA & CYBERJAYA | Existing | 11 kV |  | RYB | VCBJ/PCE/J21111 | PE 21.11 CENTURY SQUARE 2310 F1
378187007 | TNB | DISTRIBUTION | WP PUTRAJAYA & CYBERJAYA | Existing | 11 kV |  | RYB | VCBJ/PCE/J21111 | PE 21.11 CENTURY SQUARE 2310 F1
378187010 | TNB | DISTRIBUTION | WP PUTRAJAYA & CYBERJAYA | Existing | 11 kV |  | RYB | VCBJ/PCE/J21111 | PE 21.11 CENTURY SQUARE 2310 F1
378187011 | TNB | DISTRIBUTION | WP PUTRAJAYA & CYBERJAYA | Existing | 11 kV |  | RYB | VCBJ/PCE/J21111 | PE 21.11 CENTURY SQUARE 2310 F1
378187013 | TNB | DISTRIBUTION | WP PUTRAJAYA & CYBERJAYA | Existing | 11 kV |  | RYB | VCBJ/PCE/J21112 | PE 21.11 CENTURY SQUARE 2310 F2
378187014 | TNB | DISTRIBUTION | WP PUTRAJAYA & CYBERJAYA | Existing | 11 kV |  | RYB | VCBJ/PCE/J21112 | PE 21.11 CENTURY SQUARE 2310 F2
378187019 | TNB | DISTRIBUTION | WP PUTRAJAYA & CYBERJAYA | Existing | 11 kV |  | RYB | VCBJ/PCE/J21112 | PE 21.11 CENTURY SQUARE 2310 F2
378187025 | TNB | DISTRIBUTION | WP PUTRAJAYA & CYBERJAYA | Existing | 11 kV |  | RYB | VCBJ/PCE/J21112 | PE 21.11 CENTURY SQUARE 2310 F2
378187026 | TNB | DISTRIBUTION | WP PUTRAJAYA & CYBERJAYA | Existing | 11 kV |  | RYB | VCBJ/PCE/J21112 | PE 21.11 CENTURY SQUARE 2310 F2
378187030 | TNB | DISTRIBUTION | WP PUTRAJAYA & CYBERJAYA | Existing | 11 kV |  | RYB | VCBJ/PCE/J21112 | PE 21.11 CENTURY SQUARE 2310 F2
378187033 | TNB | DISTRIBUTION | WP PUTRAJAYA & CYBERJAYA | Existing | 11 kV |  | RYB | VCBJ/PCE/J21112 | PE 21.11 CENTURY SQUARE 2310 F2
378187034 | TNB | DISTRIBUTION | WP PUTRAJAYA & CYBERJAYA | Existing | 11 kV |  | RYB | VCBJ/PCE/J21112 | PE 21.11 CENTURY SQUARE 2310 F2
378187177 | TNB | DISTRIBUTION | WP PUTRAJAYA & CYBERJAYA | Existing | 11 kV |  | RYB | VCBJ/PCE/J21081 | PE 21.08 CENTURY SQUARE 2300 F1
378187178 | TNB | DISTRIBUTION | WP PUTRAJAYA & CYBERJAYA | Existing | 11 kV |  | RYB | VCBJ/PCE/J21081 | PE 21.08 CENTURY SQUARE 2300 F1
378187183 | TNB | DISTRIBUTION | WP PUTRAJAYA & CYBERJAYA | Existing | 11 kV |  | RYB | VCBJ/PCE/J21081 | PE 21.08 CENTURY SQUARE 2300 F1
378187189 | TNB | DISTRIBUTION | WP PUTRAJAYA & CYBERJAYA | Existing | 11 kV |  | RYB | VCBJ/PCE/J21081 | PE 21.08 CENTURY SQUARE 2300 F1
378187190 | TNB | DISTRIBUTION | WP PUTRAJAYA & CYBERJAYA | Existing | 11 kV |  | RYB | VCBJ/PCE/J21081 | PE 21.08 CENTURY SQUARE 2300 F1
378187194 | TNB | DISTRIBUTION | WP PUTRAJAYA & CYBERJAYA | Existing | 11 kV |  | RYB | VCBJ/PCE/J21081 | PE 21.08 CENTURY SQUARE 2300 F1
378187197 | TNB | DISTRIBUTION | WP PUTRAJAYA & CYBERJAYA | Existing | 11 kV |  | RYB | VCBJ/PCE/J21081 | PE 21.08 CENTURY SQUARE 2300 F1
378187198 | TNB | DISTRIBUTION | WP PUTRAJAYA & CYBERJAYA | Existing | 11 kV |  | RYB | VCBJ/PCE/J21081 | PE 21.08 CENTURY SQUARE 2300 F1
378187200 | TNB | DISTRIBUTION | WP PUTRAJAYA & CYBERJAYA | Existing | 11 kV |  | RYB | VCBJ/PCE/J21082 | PE 21.08 CENTURY SQUARE 2300 F2
378187201 | TNB | DISTRIBUTION | WP PUTRAJAYA & CYBERJAYA | Existing | 11 kV |  | RYB | VCBJ/PCE/J21082 | PE 21.08 CENTURY SQUARE 2300 F2
378187206 | TNB | DISTRIBUTION | WP PUTRAJAYA & CYBERJAYA | Existing | 11 kV |  | RYB | VCBJ/PCE/J21082 | PE 21.08 CENTURY SQUARE 2300 F2
378187212 | TNB | DISTRIBUTION | WP PUTRAJAYA & CYBERJAYA | Existing | 11 kV |  | RYB | VCBJ/PCE/J21082 | PE 21.08 CENTURY SQUARE 2300 F2
378187213 | TNB | DISTRIBUTION | WP PUTRAJAYA & CYBERJAYA | Existing | 11 kV |  | RYB | VCBJ/PCE/J21082 | PE 21.08 CENTURY SQUARE 2300 F2
378187217 | TNB | DISTRIBUTION | WP PUTRAJAYA & CYBERJAYA | Existing | 11 kV |  | RYB | VCBJ/PCE/J21082 | PE 21.08 CENTURY SQUARE 2300 F2
378187220 | TNB | DISTRIBUTION | WP PUTRAJAYA & CYBERJAYA | Existing | 11 kV |  | RYB | VCBJ/PCE/J21082 | PE 21.08 CENTURY SQUARE 2300 F2
378187221 | TNB | DISTRIBUTION | WP PUTRAJAYA & CYBERJAYA | Existing | 11 kV |  | RYB | VCBJ/PCE/J21082 | PE 21.08 CENTURY SQUARE 2300 F2
378187412 | TNB | DISTRIBUTION | WP PUTRAJAYA & CYBERJAYA | Existing | 11 kV |  | RYB | VCBJ/PCE/J22901 | PE 22.90 SHAFBURY APT BLOK B
378187413 | TNB | DISTRIBUTION | WP PUTRAJAYA & CYBERJAYA | Existing | 11 kV |  | RYB | VCBJ/PCE/J22901 | PE 22.90 SHAFBURY APT BLOK B
378187418 | TNB | DISTRIBUTION | WP PUTRAJAYA & CYBERJAYA | Existing | 11 kV |  | RYB | VCBJ/PCE/J22901 | PE 22.90 SHAFBURY APT BLOK B
378187424 | TNB | DISTRIBUTION | WP PUTRAJAYA & CYBERJAYA | Existing | 11 kV |  | RYB | VCBJ/PCE/J22901 | PE 22.90 SHAFBURY APT BLOK B
378187425 | TNB | DISTRIBUTION | WP PUTRAJAYA & CYBERJAYA | Existing | 11 kV |  | RYB | VCBJ/PCE/J22901 | PE 22.90 SHAFBURY APT BLOK B
378187429 | TNB | DISTRIBUTION | WP PUTRAJAYA & CYBERJAYA | Existing | 11 kV |  | RYB | VCBJ/PCE/J22901 | PE 22.90 SHAFBURY APT BLOK B
378187432 | TNB | DISTRIBUTION | WP PUTRAJAYA & CYBERJAYA | Existing | 11 kV |  | RYB | VCBJ/PCE/J22901 | PE 22.90 SHAFBURY APT BLOK B
378187433 | TNB | DISTRIBUTION | WP PUTRAJAYA & CYBERJAYA | Existing | 11 kV |  | RYB | VCBJ/PCE/J22901 | PE 22.90 SHAFBURY APT BLOK B
378187508 | TNB | DISTRIBUTION | WP PUTRAJAYA & CYBERJAYA | Existing | 11 kV |  | RYB | VCBJ/PCE/J22851 | SS 22.85 SHAFTBURY CHILLER PLANT F1
378187509 | TNB | DISTRIBUTION | WP PUTRAJAYA & CYBERJAYA | Existing | 11 kV |  | RYB | VCBJ/PCE/J22851 | SS 22.85 SHAFTBURY CHILLER PLANT F1
378187514 | TNB | DISTRIBUTION | WP PUTRAJAYA & CYBERJAYA | Existing | 11 kV |  | RYB | VCBJ/PCE/J22851 | SS 22.85 SHAFTBURY CHILLER PLANT F1
378187520 | TNB | DISTRIBUTION | WP PUTRAJAYA & CYBERJAYA | Existing | 11 kV |  | RYB | VCBJ/PCE/J22851 | SS 22.85 SHAFTBURY CHILLER PLANT F1
378187521 | TNB | DISTRIBUTION | WP PUTRAJAYA & CYBERJAYA | Existing | 11 kV |  | RYB | VCBJ/PCE/J22851 | SS 22.85 SHAFTBURY CHILLER PLANT F1
378187525 | TNB | DISTRIBUTION | WP PUTRAJAYA & CYBERJAYA | Existing | 11 kV |  | RYB | VCBJ/PCE/J22851 | SS 22.85 SHAFTBURY CHILLER PLANT F1
378187528 | TNB | DISTRIBUTION | WP PUTRAJAYA & CYBERJAYA | Existing | 11 kV |  | RYB | VCBJ/PCE/J22851 | SS 22.85 SHAFTBURY CHILLER PLANT F1
378187529 | TNB | DISTRIBUTION | WP PUTRAJAYA & CYBERJAYA | Existing | 11 kV |  | RYB | VCBJ/PCE/J22851 | SS 22.85 SHAFTBURY CHILLER PLANT F1
378187602 | TNB | DISTRIBUTION | WP PUTRAJAYA & CYBERJAYA | Existing | 11 kV |  | RYB | VCBJ/PCE/J22852 | SS 22.85 SHAFTBURY CHILLER PLANT F2
378187603 | TNB | DISTRIBUTION | WP PUTRAJAYA & CYBERJAYA | Existing | 11 kV |  | RYB | VCBJ/PCE/J22852 | SS 22.85 SHAFTBURY CHILLER PLANT F2
378187608 | TNB | DISTRIBUTION | WP PUTRAJAYA & CYBERJAYA | Existing | 11 kV |  | RYB | VCBJ/PCE/J22852 | SS 22.85 SHAFTBURY CHILLER PLANT F2
378187614 | TNB | DISTRIBUTION | WP PUTRAJAYA & CYBERJAYA | Existing | 11 kV |  | RYB | VCBJ/PCE/J22852 | SS 22.85 SHAFTBURY CHILLER PLANT F2
378187615 | TNB | DISTRIBUTION | WP PUTRAJAYA & CYBERJAYA | Existing | 11 kV |  | RYB | VCBJ/PCE/J22852 | SS 22.85 SHAFTBURY CHILLER PLANT F2
378187619 | TNB | DISTRIBUTION | WP PUTRAJAYA & CYBERJAYA | Existing | 11 kV |  | RYB | VCBJ/PCE/J22852 | SS 22.85 SHAFTBURY CHILLER PLANT F2
378187622 | TNB | DISTRIBUTION | WP PUTRAJAYA & CYBERJAYA | Existing | 11 kV |  | RYB | VCBJ/PCE/J22852 | SS 22.85 SHAFTBURY CHILLER PLANT F2
378187623 | TNB | DISTRIBUTION | WP PUTRAJAYA & CYBERJAYA | Existing | 11 kV |  | RYB | VCBJ/PCE/J22852 | SS 22.85 SHAFTBURY CHILLER PLANT F2
378187753 | TNB | DISTRIBUTION | WP PUTRAJAYA & CYBERJAYA | Existing | 11 kV |  | RYB | VCBJ/PCE/J22981 | PE 22.98 SHAFBURY APT A
378187754 | TNB | DISTRIBUTION | WP PUTRAJAYA & CYBERJAYA | Existing | 11 kV |  | RYB | VCBJ/PCE/J22981 | PE 22.98 SHAFBURY APT A
378187759 | TNB | DISTRIBUTION | WP PUTRAJAYA & CYBERJAYA | Existing | 11 kV |  | RYB | VCBJ/PCE/J22981 | PE 22.98 SHAFBURY APT A
378187765 | TNB | DISTRIBUTION | WP PUTRAJAYA & CYBERJAYA | Existing | 11 kV |  | RYB | VCBJ/PCE/J22981 | PE 22.98 SHAFBURY APT A
378187766 | TNB | DISTRIBUTION | WP PUTRAJAYA & CYBERJAYA | Existing | 11 kV |  | RYB | VCBJ/PCE/J22981 | PE 22.98 SHAFBURY APT A
378187770 | TNB | DISTRIBUTION | WP PUTRAJAYA & CYBERJAYA | Existing | 11 kV |  | RYB | VCBJ/PCE/J22981 | PE 22.98 SHAFBURY APT A
378187773 | TNB | DISTRIBUTION | WP PUTRAJAYA & CYBERJAYA | Existing | 11 kV |  | RYB | VCBJ/PCE/J22981 | PE 22.98 SHAFBURY APT A
378187774 | TNB | DISTRIBUTION | WP PUTRAJAYA & CYBERJAYA | Existing | 11 kV |  | RYB | VCBJ/PCE/J22981 | PE 22.98 SHAFBURY APT A
378187892 | TNB | DISTRIBUTION | WP PUTRAJAYA & CYBERJAYA | Existing | 11 kV |  | RYB | VCBJ/PCE/J22841 | SS 22.84 SHAFBURY KEDAI PEJABAT F1
378187894 | TNB | DISTRIBUTION | WP PUTRAJAYA & CYBERJAYA | Existing | 11 kV |  | RYB | VCBJ/PCE/J22841 | SS 22.84 SHAFBURY KEDAI PEJABAT F1
378187896 | TNB | DISTRIBUTION | WP PUTRAJAYA & CYBERJAYA | Existing | 11 kV |  | RYB | VCBJ/PCE/J22841 | SS 22.84 SHAFBURY KEDAI PEJABAT F1
378187899 | TNB | DISTRIBUTION | WP PUTRAJAYA & CYBERJAYA | Existing | 11 kV |  | RYB | VCBJ/PCE/J22841 | SS 22.84 SHAFBURY KEDAI PEJABAT F1
378187900 | TNB | DISTRIBUTION | WP PUTRAJAYA & CYBERJAYA | Existing | 11 kV |  | RYB | VCBJ/PCE/J22841 | SS 22.84 SHAFBURY KEDAI PEJABAT F1
378187901 | TNB | DISTRIBUTION | WP PUTRAJAYA & CYBERJAYA | Existing | 11 kV |  | RYB | VCBJ/PCE/J22841 | SS 22.84 SHAFBURY KEDAI PEJABAT F1
378187907 | TNB | DISTRIBUTION | WP PUTRAJAYA & CYBERJAYA | Existing | 11 kV |  | RYB | VCBJ/PCE/J22841 | SS 22.84 SHAFBURY KEDAI PEJABAT F1
378187912 | TNB | DISTRIBUTION | WP PUTRAJAYA & CYBERJAYA | Existing | 11 kV |  | RYB | VCBJ/PCE/J22841 | SS 22.84 SHAFBURY KEDAI PEJABAT F1
378187941 | TNB | DISTRIBUTION | WP PUTRAJAYA & CYBERJAYA | Existing | 11 kV |  | RYB | VCBJ/PCE/J22842 | SS 22.84 SHAFBURY KEDAI PEJABAT F2
378187943 | TNB | DISTRIBUTION | WP PUTRAJAYA & CYBERJAYA | Existing | 11 kV |  | RYB | VCBJ/PCE/J22842 | SS 22.84 SHAFBURY KEDAI PEJABAT F2
378187945 | TNB | DISTRIBUTION | WP PUTRAJAYA & CYBERJAYA | Existing | 11 kV |  | RYB | VCBJ/PCE/J22842 | SS 22.84 SHAFBURY KEDAI PEJABAT F2
378187948 | TNB | DISTRIBUTION | WP PUTRAJAYA & CYBERJAYA | Existing | 11 kV |  | RYB | VCBJ/PCE/J22842 | SS 22.84 SHAFBURY KEDAI PEJABAT F2
378187949 | TNB | DISTRIBUTION | WP PUTRAJAYA & CYBERJAYA | Existing | 11 kV |  | RYB | VCBJ/PCE/J22842 | SS 22.84 SHAFBURY KEDAI PEJABAT F2
378187950 | TNB | DISTRIBUTION | WP PUTRAJAYA & CYBERJAYA | Existing | 11 kV |  | RYB | VCBJ/PCE/J22842 | SS 22.84 SHAFBURY KEDAI PEJABAT F2
378187956 | TNB | DISTRIBUTION | WP PUTRAJAYA & CYBERJAYA | Existing | 11 kV |  | RYB | VCBJ/PCE/J22842 | SS 22.84 SHAFBURY KEDAI PEJABAT F2
378187961 | TNB | DISTRIBUTION | WP PUTRAJAYA & CYBERJAYA | Existing | 11 kV |  | RYB | VCBJ/PCE/J22842 | SS 22.84 SHAFBURY KEDAI PEJABAT F2
378187983 | TNB | DISTRIBUTION | WP PUTRAJAYA & CYBERJAYA | Existing | 11 kV |  | RYB | VCBJ/PCE/J00344 | PE 24.31 CRISTAL TERES
378187984 | TNB | DISTRIBUTION | WP PUTRAJAYA & CYBERJAYA | Existing | 11 kV |  | RYB | VCBJ/PCE/J00344 | PE 24.31 CRISTAL TERES
378187989 | TNB | DISTRIBUTION | WP PUTRAJAYA & CYBERJAYA | Existing | 11 kV |  | RYB | VCBJ/PCE/J00344 | PE 24.31 CRISTAL TERES
378187995 | TNB | DISTRIBUTION | WP PUTRAJAYA & CYBERJAYA | Existing | 11 kV |  | RYB | VCBJ/PCE/J00344 | PE 24.31 CRISTAL TERES
378187996 | TNB | DISTRIBUTION | WP PUTRAJAYA & CYBERJAYA | Existing | 11 kV |  | RYB | VCBJ/PCE/J00344 | PE 24.31 CRISTAL TERES
378188000 | TNB | DISTRIBUTION | WP PUTRAJAYA & CYBERJAYA | Existing | 11 kV |  | RYB | VCBJ/PCE/J00344 | PE 24.31 CRISTAL TERES
378188003 | TNB | DISTRIBUTION | WP PUTRAJAYA & CYBERJAYA | Existing | 11 kV |  | RYB | VCBJ/PCE/J00344 | PE 24.31 CRISTAL TERES
378188004 | TNB | DISTRIBUTION | WP PUTRAJAYA & CYBERJAYA | Existing | 11 kV |  | RYB | VCBJ/PCE/J00344 | PE 24.31 CRISTAL TERES
378188076 | TNB | DISTRIBUTION | WP PUTRAJAYA & CYBERJAYA | Existing | 11 kV |  | RYB | VCBJ/PCE/J00343 | PE 24.30 CRYSTAL BLOK B
378188077 | TNB | DISTRIBUTION | WP PUTRAJAYA & CYBERJAYA | Existing | 11 kV |  | RYB | VCBJ/PCE/J00343 | PE 24.30 CRYSTAL BLOK B
378188078 | TNB | DISTRIBUTION | WP PUTRAJAYA & CYBERJAYA | Existing | 11 kV |  | RYB | VCBJ/PCE/J00343 | PE 24.30 CRYSTAL BLOK B
378188085 | TNB | DISTRIBUTION | WP PUTRAJAYA & CYBERJAYA | Existing | 11 kV |  | RYB | VCBJ/PCE/J00343 | PE 24.30 CRYSTAL BLOK B
378188088 | TNB | DISTRIBUTION | WP PUTRAJAYA & CYBERJAYA | Existing | 11 kV |  | RYB | VCBJ/PCE/J00343 | PE 24.30 CRYSTAL BLOK B
378188089 | TNB | DISTRIBUTION | WP PUTRAJAYA & CYBERJAYA | Existing | 11 kV |  | RYB | VCBJ/PCE/J00343 | PE 24.30 CRYSTAL BLOK B
378188090 | TNB | DISTRIBUTION | WP PUTRAJAYA & CYBERJAYA | Existing | 11 kV |  | RYB | VCBJ/PCE/J00343 | PE 24.30 CRYSTAL BLOK B
378188092 | TNB | DISTRIBUTION | WP PUTRAJAYA & CYBERJAYA | Existing | 11 kV |  | RYB | VCBJ/PCE/J00343 | PE 24.30 CRYSTAL BLOK B
378188093 | TNB | DISTRIBUTION | WP PUTRAJAYA & CYBERJAYA | Existing | 11 kV |  | RYB | VCBJ/PCE/J00343 | PE 24.30 CRYSTAL BLOK B
378188095 | TNB | DISTRIBUTION | WP PUTRAJAYA & CYBERJAYA | Existing | 11 kV |  | RYB | VCBJ/PCE/J00343 | PE 24.30 CRYSTAL BLOK B
378188103 | TNB | DISTRIBUTION | WP PUTRAJAYA & CYBERJAYA | Existing | 11 kV |  | RYB | VCBJ/PCE/J00343 | PE 24.30 CRYSTAL BLOK B
378188247 | TNB | DISTRIBUTION | WP PUTRAJAYA & CYBERJAYA | Existing | 11 kV |  | RYB | VCBJ/PCE/J00342 | PE 24.29 CRYSTAL BLOK A
378188248 | TNB | DISTRIBUTION | WP PUTRAJAYA & CYBERJAYA | Existing | 11 kV |  | RYB | VCBJ/PCE/J00342 | PE 24.29 CRYSTAL BLOK A
378188249 | TNB | DISTRIBUTION | WP PUTRAJAYA & CYBERJAYA | Existing | 11 kV |  | RYB | VCBJ/PCE/J00342 | PE 24.29 CRYSTAL BLOK A
378188256 | TNB | DISTRIBUTION | WP PUTRAJAYA & CYBERJAYA | Existing | 11 kV |  | RYB | VCBJ/PCE/J00342 | PE 24.29 CRYSTAL BLOK A
378188259 | TNB | DISTRIBUTION | WP PUTRAJAYA & CYBERJAYA | Existing | 11 kV |  | RYB | VCBJ/PCE/J00342 | PE 24.29 CRYSTAL BLOK A
378188260 | TNB | DISTRIBUTION | WP PUTRAJAYA & CYBERJAYA | Existing | 11 kV |  | RYB | VCBJ/PCE/J00342 | PE 24.29 CRYSTAL BLOK A
378188261 | TNB | DISTRIBUTION | WP PUTRAJAYA & CYBERJAYA | Existing | 11 kV |  | RYB | VCBJ/PCE/J00342 | PE 24.29 CRYSTAL BLOK A
378188263 | TNB | DISTRIBUTION | WP PUTRAJAYA & CYBERJAYA | Existing | 11 kV |  | RYB | VCBJ/PCE/J00342 | PE 24.29 CRYSTAL BLOK A
378188264 | TNB | DISTRIBUTION | WP PUTRAJAYA & CYBERJAYA | Existing | 11 kV |  | RYB | VCBJ/PCE/J00342 | PE 24.29 CRYSTAL BLOK A
378188266 | TNB | DISTRIBUTION | WP PUTRAJAYA & CYBERJAYA | Existing | 11 kV |  | RYB | VCBJ/PCE/J00342 | PE 24.29 CRYSTAL BLOK A
378188274 | TNB | DISTRIBUTION | WP PUTRAJAYA & CYBERJAYA | Existing | 11 kV |  | RYB | VCBJ/PCE/J00342 | PE 24.29 CRYSTAL BLOK A
378188449 | TNB | DISTRIBUTION | WP PUTRAJAYA & CYBERJAYA | Existing | 11 kV |  | RYB | VCBJ/PCE/J22341 | PE 22.34 STREET MALL 2 F1
378188450 | TNB | DISTRIBUTION | WP PUTRAJAYA & CYBERJAYA | Existing | 11 kV |  | RYB | VCBJ/PCE/J22341 | PE 22.34 STREET MALL 2 F1
378188455 | TNB | DISTRIBUTION | WP PUTRAJAYA & CYBERJAYA | Existing | 11 kV |  | RYB | VCBJ/PCE/J22341 | PE 22.34 STREET MALL 2 F1
378188461 | TNB | DISTRIBUTION | WP PUTRAJAYA & CYBERJAYA | Existing | 11 kV |  | RYB | VCBJ/PCE/J22341 | PE 22.34 STREET MALL 2 F1
378188462 | TNB | DISTRIBUTION | WP PUTRAJAYA & CYBERJAYA | Existing | 11 kV |  | RYB | VCBJ/PCE/J22341 | PE 22.34 STREET MALL 2 F1
378188466 | TNB | DISTRIBUTION | WP PUTRAJAYA & CYBERJAYA | Existing | 11 kV |  | RYB | VCBJ/PCE/J22341 | PE 22.34 STREET MALL 2 F1
378188469 | TNB | DISTRIBUTION | WP PUTRAJAYA & CYBERJAYA | Existing | 11 kV |  | RYB | VCBJ/PCE/J22341 | PE 22.34 STREET MALL 2 F1
378188470 | TNB | DISTRIBUTION | WP PUTRAJAYA & CYBERJAYA | Existing | 11 kV |  | RYB | VCBJ/PCE/J22341 | PE 22.34 STREET MALL 2 F1
378188472 | TNB | DISTRIBUTION | WP PUTRAJAYA & CYBERJAYA | Existing | 11 kV |  | RYB | VCBJ/PCE/J22342 | PE 22.34 STREET MALL 2 F2
378188473 | TNB | DISTRIBUTION | WP PUTRAJAYA & CYBERJAYA | Existing | 11 kV |  | RYB | VCBJ/PCE/J22342 | PE 22.34 STREET MALL 2 F2
378188478 | TNB | DISTRIBUTION | WP PUTRAJAYA & CYBERJAYA | Existing | 11 kV |  | RYB | VCBJ/PCE/J22342 | PE 22.34 STREET MALL 2 F2
378188484 | TNB | DISTRIBUTION | WP PUTRAJAYA & CYBERJAYA | Existing | 11 kV |  | RYB | VCBJ/PCE/J22342 | PE 22.34 STREET MALL 2 F2
378188485 | TNB | DISTRIBUTION | WP PUTRAJAYA & CYBERJAYA | Existing | 11 kV |  | RYB | VCBJ/PCE/J22342 | PE 22.34 STREET MALL 2 F2
378188489 | TNB | DISTRIBUTION | WP PUTRAJAYA & CYBERJAYA | Existing | 11 kV |  | RYB | VCBJ/PCE/J22342 | PE 22.34 STREET MALL 2 F2
378188492 | TNB | DISTRIBUTION | WP PUTRAJAYA & CYBERJAYA | Existing | 11 kV |  | RYB | VCBJ/PCE/J22342 | PE 22.34 STREET MALL 2 F2
378188493 | TNB | DISTRIBUTION | WP PUTRAJAYA & CYBERJAYA | Existing | 11 kV |  | RYB | VCBJ/PCE/J22342 | PE 22.34 STREET MALL 2 F2
378188637 | TNB | DISTRIBUTION | WP PUTRAJAYA & CYBERJAYA | Existing | 11 kV |  | RYB | VCBJ/PCE/J22621 | PE 22.62 8 BLOK KEDAI PEJ 2B F1
378188638 | TNB | DISTRIBUTION | WP PUTRAJAYA & CYBERJAYA | Existing | 11 kV |  | RYB | VCBJ/PCE/J22621 | PE 22.62 8 BLOK KEDAI PEJ 2B F1
378188643 | TNB | DISTRIBUTION | WP PUTRAJAYA & CYBERJAYA | Existing | 11 kV |  | RYB | VCBJ/PCE/J22621 | PE 22.62 8 BLOK KEDAI PEJ 2B F1
378188649 | TNB | DISTRIBUTION | WP PUTRAJAYA & CYBERJAYA | Existing | 11 kV |  | RYB | VCBJ/PCE/J22621 | PE 22.62 8 BLOK KEDAI PEJ 2B F1
378188650 | TNB | DISTRIBUTION | WP PUTRAJAYA & CYBERJAYA | Existing | 11 kV |  | RYB | VCBJ/PCE/J22621 | PE 22.62 8 BLOK KEDAI PEJ 2B F1
378188654 | TNB | DISTRIBUTION | WP PUTRAJAYA & CYBERJAYA | Existing | 11 kV |  | RYB | VCBJ/PCE/J22621 | PE 22.62 8 BLOK KEDAI PEJ 2B F1
378188657 | TNB | DISTRIBUTION | WP PUTRAJAYA & CYBERJAYA | Existing | 11 kV |  | RYB | VCBJ/PCE/J22621 | PE 22.62 8 BLOK KEDAI PEJ 2B F1
378188658 | TNB | DISTRIBUTION | WP PUTRAJAYA & CYBERJAYA | Existing | 11 kV |  | RYB | VCBJ/PCE/J22621 | PE 22.62 8 BLOK KEDAI PEJ 2B F1
378188660 | TNB | DISTRIBUTION | WP PUTRAJAYA & CYBERJAYA | Existing | 11 kV |  | RYB | VCBJ/PCE/J22622 | PE 22.62 8 BLOK KEDAI PEJ 2B F2
378188661 | TNB | DISTRIBUTION | WP PUTRAJAYA & CYBERJAYA | Existing | 11 kV |  | RYB | VCBJ/PCE/J22622 | PE 22.62 8 BLOK KEDAI PEJ 2B F2
378188666 | TNB | DISTRIBUTION | WP PUTRAJAYA & CYBERJAYA | Existing | 11 kV |  | RYB | VCBJ/PCE/J22622 | PE 22.62 8 BLOK KEDAI PEJ 2B F2
378188672 | TNB | DISTRIBUTION | WP PUTRAJAYA & CYBERJAYA | Existing | 11 kV |  | RYB | VCBJ/PCE/J22622 | PE 22.62 8 BLOK KEDAI PEJ 2B F2
378188673 | TNB | DISTRIBUTION | WP PUTRAJAYA & CYBERJAYA | Existing | 11 kV |  | RYB | VCBJ/PCE/J22622 | PE 22.62 8 BLOK KEDAI PEJ 2B F2
378188677 | TNB | DISTRIBUTION | WP PUTRAJAYA & CYBERJAYA | Existing | 11 kV |  | RYB | VCBJ/PCE/J22622 | PE 22.62 8 BLOK KEDAI PEJ 2B F2
378188680 | TNB | DISTRIBUTION | WP PUTRAJAYA & CYBERJAYA | Existing | 11 kV |  | RYB | VCBJ/PCE/J22622 | PE 22.62 8 BLOK KEDAI PEJ 2B F2
378188681 | TNB | DISTRIBUTION | WP PUTRAJAYA & CYBERJAYA | Existing | 11 kV |  | RYB | VCBJ/PCE/J22622 | PE 22.62 8 BLOK KEDAI PEJ 2B F2
378188809 | TNB | DISTRIBUTION | WP PUTRAJAYA & CYBERJAYA | Existing | 11 kV |  | RYB | VCBJ/PCE/J22721 | PE 22.72 CYBERNEO 3 F1
378188813 | TNB | DISTRIBUTION | WP PUTRAJAYA & CYBERJAYA | Existing | 11 kV |  | RYB | VCBJ/PCE/J22721 | PE 22.72 CYBERNEO 3 F1
378188817 | TNB | DISTRIBUTION | WP PUTRAJAYA & CYBERJAYA | Existing | 11 kV |  | RYB | VCBJ/PCE/J22721 | PE 22.72 CYBERNEO 3 F1
378188819 | TNB | DISTRIBUTION | WP PUTRAJAYA & CYBERJAYA | Existing | 11 kV |  | RYB | VCBJ/PCE/J22721 | PE 22.72 CYBERNEO 3 F1
378188821 | TNB | DISTRIBUTION | WP PUTRAJAYA & CYBERJAYA | Existing | 11 kV |  | RYB | VCBJ/PCE/J22721 | PE 22.72 CYBERNEO 3 F1
378188827 | TNB | DISTRIBUTION | WP PUTRAJAYA & CYBERJAYA | Existing | 11 kV |  | RYB | VCBJ/PCE/J22721 | PE 22.72 CYBERNEO 3 F1
378188829 | TNB | DISTRIBUTION | WP PUTRAJAYA & CYBERJAYA | Existing | 11 kV |  | RYB | VCBJ/PCE/J22721 | PE 22.72 CYBERNEO 3 F1
378188832 | TNB | DISTRIBUTION | WP PUTRAJAYA & CYBERJAYA | Existing | 11 kV |  | RYB | VCBJ/PCE/J22721 | PE 22.72 CYBERNEO 3 F1
378188843 | TNB | DISTRIBUTION | WP PUTRAJAYA & CYBERJAYA | Existing | 11 kV |  | RYB | VCBJ/PCE/J22721 | PE 22.72 CYBERNEO 3 F1
378188850 | TNB | DISTRIBUTION | WP PUTRAJAYA & CYBERJAYA | Existing | 11 kV |  | RYB | VCBJ/PCE/J22722 | PE 22.72 CYBERNEO 3 F2
378188854 | TNB | DISTRIBUTION | WP PUTRAJAYA & CYBERJAYA | Existing | 11 kV |  | RYB | VCBJ/PCE/J22722 | PE 22.72 CYBERNEO 3 F2
378188858 | TNB | DISTRIBUTION | WP PUTRAJAYA & CYBERJAYA | Existing | 11 kV |  | RYB | VCBJ/PCE/J22722 | PE 22.72 CYBERNEO 3 F2
378188860 | TNB | DISTRIBUTION | WP PUTRAJAYA & CYBERJAYA | Existing | 11 kV |  | RYB | VCBJ/PCE/J22722 | PE 22.72 CYBERNEO 3 F2
378188862 | TNB | DISTRIBUTION | WP PUTRAJAYA & CYBERJAYA | Existing | 11 kV |  | RYB | VCBJ/PCE/J22722 | PE 22.72 CYBERNEO 3 F2
378188868 | TNB | DISTRIBUTION | WP PUTRAJAYA & CYBERJAYA | Existing | 11 kV |  | RYB | VCBJ/PCE/J22722 | PE 22.72 CYBERNEO 3 F2
378188870 | TNB | DISTRIBUTION | WP PUTRAJAYA & CYBERJAYA | Existing | 11 kV |  | RYB | VCBJ/PCE/J22722 | PE 22.72 CYBERNEO 3 F2
378188873 | TNB | DISTRIBUTION | WP PUTRAJAYA & CYBERJAYA | Existing | 11 kV |  | RYB | VCBJ/PCE/J22722 | PE 22.72 CYBERNEO 3 F2
378188884 | TNB | DISTRIBUTION | WP PUTRAJAYA & CYBERJAYA | Existing | 11 kV |  | RYB | VCBJ/PCE/J22722 | PE 22.72 CYBERNEO 3 F2
378189031 | TNB | DISTRIBUTION | WP PUTRAJAYA & CYBERJAYA | Existing | 11 kV |  | RYB | VCBJ/PCE/J22861 | PE 22.86 NEO CYBER BLOK D
378189032 | TNB | DISTRIBUTION | WP PUTRAJAYA & CYBERJAYA | Existing | 11 kV |  | RYB | VCBJ/PCE/J22861 | PE 22.86 NEO CYBER BLOK D
378189037 | TNB | DISTRIBUTION | WP PUTRAJAYA & CYBERJAYA | Existing | 11 kV |  | RYB | VCBJ/PCE/J22861 | PE 22.86 NEO CYBER BLOK D
378189043 | TNB | DISTRIBUTION | WP PUTRAJAYA & CYBERJAYA | Existing | 11 kV |  | RYB | VCBJ/PCE/J22861 | PE 22.86 NEO CYBER BLOK D
378189044 | TNB | DISTRIBUTION | WP PUTRAJAYA & CYBERJAYA | Existing | 11 kV |  | RYB | VCBJ/PCE/J22861 | PE 22.86 NEO CYBER BLOK D
378189048 | TNB | DISTRIBUTION | WP PUTRAJAYA & CYBERJAYA | Existing | 11 kV |  | RYB | VCBJ/PCE/J22861 | PE 22.86 NEO CYBER BLOK D
378189051 | TNB | DISTRIBUTION | WP PUTRAJAYA & CYBERJAYA | Existing | 11 kV |  | RYB | VCBJ/PCE/J22861 | PE 22.86 NEO CYBER BLOK D
378189052 | TNB | DISTRIBUTION | WP PUTRAJAYA & CYBERJAYA | Existing | 11 kV |  | RYB | VCBJ/PCE/J22861 | PE 22.86 NEO CYBER BLOK D
378189121 | TNB | DISTRIBUTION | WP PUTRAJAYA & CYBERJAYA | Existing | 11 kV |  | RYB | VCBJ/PCE/J22611 | PE 22.61 8 BLOK KEDAI PEJ 2A F1
378189122 | TNB | DISTRIBUTION | WP PUTRAJAYA & CYBERJAYA | Existing | 11 kV |  | RYB | VCBJ/PCE/J22611 | PE 22.61 8 BLOK KEDAI PEJ 2A F1
378189127 | TNB | DISTRIBUTION | WP PUTRAJAYA & CYBERJAYA | Existing | 11 kV |  | RYB | VCBJ/PCE/J22611 | PE 22.61 8 BLOK KEDAI PEJ 2A F1
378189133 | TNB | DISTRIBUTION | WP PUTRAJAYA & CYBERJAYA | Existing | 11 kV |  | RYB | VCBJ/PCE/J22611 | PE 22.61 8 BLOK KEDAI PEJ 2A F1
378189134 | TNB | DISTRIBUTION | WP PUTRAJAYA & CYBERJAYA | Existing | 11 kV |  | RYB | VCBJ/PCE/J22611 | PE 22.61 8 BLOK KEDAI PEJ 2A F1
378189138 | TNB | DISTRIBUTION | WP PUTRAJAYA & CYBERJAYA | Existing | 11 kV |  | RYB | VCBJ/PCE/J22611 | PE 22.61 8 BLOK KEDAI PEJ 2A F1
378189141 | TNB | DISTRIBUTION | WP PUTRAJAYA & CYBERJAYA | Existing | 11 kV |  | RYB | VCBJ/PCE/J22611 | PE 22.61 8 BLOK KEDAI PEJ 2A F1
378189142 | TNB | DISTRIBUTION | WP PUTRAJAYA & CYBERJAYA | Existing | 11 kV |  | RYB | VCBJ/PCE/J22611 | PE 22.61 8 BLOK KEDAI PEJ 2A F1
378189144 | TNB | DISTRIBUTION | WP PUTRAJAYA & CYBERJAYA | Existing | 11 kV |  | RYB | VCBJ/PCE/J22612 | PE 22.61 8 BLOK KEDAI PEJ 2A F2
378189145 | TNB | DISTRIBUTION | WP PUTRAJAYA & CYBERJAYA | Existing | 11 kV |  | RYB | VCBJ/PCE/J22612 | PE 22.61 8 BLOK KEDAI PEJ 2A F2
378189150 | TNB | DISTRIBUTION | WP PUTRAJAYA & CYBERJAYA | Existing | 11 kV |  | RYB | VCBJ/PCE/J22612 | PE 22.61 8 BLOK KEDAI PEJ 2A F2
378189156 | TNB | DISTRIBUTION | WP PUTRAJAYA & CYBERJAYA | Existing | 11 kV |  | RYB | VCBJ/PCE/J22612 | PE 22.61 8 BLOK KEDAI PEJ 2A F2
378189157 | TNB | DISTRIBUTION | WP PUTRAJAYA & CYBERJAYA | Existing | 11 kV |  | RYB | VCBJ/PCE/J22612 | PE 22.61 8 BLOK KEDAI PEJ 2A F2
378189161 | TNB | DISTRIBUTION | WP PUTRAJAYA & CYBERJAYA | Existing | 11 kV |  | RYB | VCBJ/PCE/J22612 | PE 22.61 8 BLOK KEDAI PEJ 2A F2
378189164 | TNB | DISTRIBUTION | WP PUTRAJAYA & CYBERJAYA | Existing | 11 kV |  | RYB | VCBJ/PCE/J22612 | PE 22.61 8 BLOK KEDAI PEJ 2A F2
378189165 | TNB | DISTRIBUTION | WP PUTRAJAYA & CYBERJAYA | Existing | 11 kV |  | RYB | VCBJ/PCE/J22612 | PE 22.61 8 BLOK KEDAI PEJ 2A F2
378189344 | TNB | DISTRIBUTION | WP PUTRAJAYA & CYBERJAYA | Existing | 11 kV |  | RYB | VCBJ/PCE/J22521 | PE 22.52 58 UNITS SHOP LOT F1
378189345 | TNB | DISTRIBUTION | WP PUTRAJAYA & CYBERJAYA | Existing | 11 kV |  | RYB | VCBJ/PCE/J22521 | PE 22.52 58 UNITS SHOP LOT F1
378189346 | TNB | DISTRIBUTION | WP PUTRAJAYA & CYBERJAYA | Existing | 11 kV |  | RYB | VCBJ/PCE/J22521 | PE 22.52 58 UNITS SHOP LOT F1
378189353 | TNB | DISTRIBUTION | WP PUTRAJAYA & CYBERJAYA | Existing | 11 kV |  | RYB | VCBJ/PCE/J22521 | PE 22.52 58 UNITS SHOP LOT F1
378189356 | TNB | DISTRIBUTION | WP PUTRAJAYA & CYBERJAYA | Existing | 11 kV |  | RYB | VCBJ/PCE/J22521 | PE 22.52 58 UNITS SHOP LOT F1
378189357 | TNB | DISTRIBUTION | WP PUTRAJAYA & CYBERJAYA | Existing | 11 kV |  | RYB | VCBJ/PCE/J22521 | PE 22.52 58 UNITS SHOP LOT F1
378189358 | TNB | DISTRIBUTION | WP PUTRAJAYA & CYBERJAYA | Existing | 11 kV |  | RYB | VCBJ/PCE/J22521 | PE 22.52 58 UNITS SHOP LOT F1
378189360 | TNB | DISTRIBUTION | WP PUTRAJAYA & CYBERJAYA | Existing | 11 kV |  | RYB | VCBJ/PCE/J22521 | PE 22.52 58 UNITS SHOP LOT F1
378189361 | TNB | DISTRIBUTION | WP PUTRAJAYA & CYBERJAYA | Existing | 11 kV |  | RYB | VCBJ/PCE/J22521 | PE 22.52 58 UNITS SHOP LOT F1
378189363 | TNB | DISTRIBUTION | WP PUTRAJAYA & CYBERJAYA | Existing | 11 kV |  | RYB | VCBJ/PCE/J22521 | PE 22.52 58 UNITS SHOP LOT F1
378189371 | TNB | DISTRIBUTION | WP PUTRAJAYA & CYBERJAYA | Existing | 11 kV |  | RYB | VCBJ/PCE/J22521 | PE 22.52 58 UNITS SHOP LOT F1
378189373 | TNB | DISTRIBUTION | WP PUTRAJAYA & CYBERJAYA | Existing | 11 kV |  | RYB | VCBJ/PCE/J22522 | PE 22.52 58 UNITS SHOP LOT F2
378189374 | TNB | DISTRIBUTION | WP PUTRAJAYA & CYBERJAYA | Existing | 11 kV |  | RYB | VCBJ/PCE/J22522 | PE 22.52 58 UNITS SHOP LOT F2
378189375 | TNB | DISTRIBUTION | WP PUTRAJAYA & CYBERJAYA | Existing | 11 kV |  | RYB | VCBJ/PCE/J22522 | PE 22.52 58 UNITS SHOP LOT F2
378189382 | TNB | DISTRIBUTION | WP PUTRAJAYA & CYBERJAYA | Existing | 11 kV |  | RYB | VCBJ/PCE/J22522 | PE 22.52 58 UNITS SHOP LOT F2
378189385 | TNB | DISTRIBUTION | WP PUTRAJAYA & CYBERJAYA | Existing | 11 kV |  | RYB | VCBJ/PCE/J22522 | PE 22.52 58 UNITS SHOP LOT F2
378189386 | TNB | DISTRIBUTION | WP PUTRAJAYA & CYBERJAYA | Existing | 11 kV |  | RYB | VCBJ/PCE/J22522 | PE 22.52 58 UNITS SHOP LOT F2
378189387 | TNB | DISTRIBUTION | WP PUTRAJAYA & CYBERJAYA | Existing | 11 kV |  | RYB | VCBJ/PCE/J22522 | PE 22.52 58 UNITS SHOP LOT F2
378189389 | TNB | DISTRIBUTION | WP PUTRAJAYA & CYBERJAYA | Existing | 11 kV |  | RYB | VCBJ/PCE/J22522 | PE 22.52 58 UNITS SHOP LOT F2
378189390 | TNB | DISTRIBUTION | WP PUTRAJAYA & CYBERJAYA | Existing | 11 kV |  | RYB | VCBJ/PCE/J22522 | PE 22.52 58 UNITS SHOP LOT F2
378189392 | TNB | DISTRIBUTION | WP PUTRAJAYA & CYBERJAYA | Existing | 11 kV |  | RYB | VCBJ/PCE/J22522 | PE 22.52 58 UNITS SHOP LOT F2
378189400 | TNB | DISTRIBUTION | WP PUTRAJAYA & CYBERJAYA | Existing | 11 kV |  | RYB | VCBJ/PCE/J22522 | PE 22.52 58 UNITS SHOP LOT F2
378189671 | TNB | DISTRIBUTION | WP PUTRAJAYA & CYBERJAYA | Existing | 11 kV |  | RYB | VCBJ/PCE/J22801 | PE 22.80 APT NEO CYBER BLOK A
378189672 | TNB | DISTRIBUTION | WP PUTRAJAYA & CYBERJAYA | Existing | 11 kV |  | RYB | VCBJ/PCE/J22801 | PE 22.80 APT NEO CYBER BLOK A
378189673 | TNB | DISTRIBUTION | WP PUTRAJAYA & CYBERJAYA | Existing | 11 kV |  | RYB | VCBJ/PCE/J22801 | PE 22.80 APT NEO CYBER BLOK A
378189680 | TNB | DISTRIBUTION | WP PUTRAJAYA & CYBERJAYA | Existing | 11 kV |  | RYB | VCBJ/PCE/J22801 | PE 22.80 APT NEO CYBER BLOK A
378189683 | TNB | DISTRIBUTION | WP PUTRAJAYA & CYBERJAYA | Existing | 11 kV |  | RYB | VCBJ/PCE/J22801 | PE 22.80 APT NEO CYBER BLOK A
378189684 | TNB | DISTRIBUTION | WP PUTRAJAYA & CYBERJAYA | Existing | 11 kV |  | RYB | VCBJ/PCE/J22801 | PE 22.80 APT NEO CYBER BLOK A
378189685 | TNB | DISTRIBUTION | WP PUTRAJAYA & CYBERJAYA | Existing | 11 kV |  | RYB | VCBJ/PCE/J22801 | PE 22.80 APT NEO CYBER BLOK A
378189687 | TNB | DISTRIBUTION | WP PUTRAJAYA & CYBERJAYA | Existing | 11 kV |  | RYB | VCBJ/PCE/J22801 | PE 22.80 APT NEO CYBER BLOK A
378189688 | TNB | DISTRIBUTION | WP PUTRAJAYA & CYBERJAYA | Existing | 11 kV |  | RYB | VCBJ/PCE/J22801 | PE 22.80 APT NEO CYBER BLOK A
378189690 | TNB | DISTRIBUTION | WP PUTRAJAYA & CYBERJAYA | Existing | 11 kV |  | RYB | VCBJ/PCE/J22801 | PE 22.80 APT NEO CYBER BLOK A
378189698 | TNB | DISTRIBUTION | WP PUTRAJAYA & CYBERJAYA | Existing | 11 kV |  | RYB | VCBJ/PCE/J22801 | PE 22.80 APT NEO CYBER BLOK A
378202687 | TNB | DISTRIBUTION | WP PUTRAJAYA & CYBERJAYA | Existing | 11 kV |  | RYB | VPTJ/PCE/J04211 | SS 4.21 4G5 (F1)
378202691 | TNB | DISTRIBUTION | WP PUTRAJAYA & CYBERJAYA | Existing | 11 kV |  | RYB | VPTJ/PCE/J04211 | SS 4.21 4G5 (F1)
378202694 | TNB | DISTRIBUTION | WP PUTRAJAYA & CYBERJAYA | Existing | 11 kV |  | RYB | VPTJ/PCE/J04211 | SS 4.21 4G5 (F1)
378202697 | TNB | DISTRIBUTION | WP PUTRAJAYA & CYBERJAYA | Existing | 11 kV |  | RYB | VPTJ/PCE/J04211 | SS 4.21 4G5 (F1)
378202699 | TNB | DISTRIBUTION | WP PUTRAJAYA & CYBERJAYA | Existing | 11 kV |  | RYB | VPTJ/PCE/J04211 | SS 4.21 4G5 (F1)
378202705 | TNB | DISTRIBUTION | WP PUTRAJAYA & CYBERJAYA | Existing | 11 kV |  | RYB | VPTJ/PCE/J04211 | SS 4.21 4G5 (F1)
378202706 | TNB | DISTRIBUTION | WP PUTRAJAYA & CYBERJAYA | Existing | 11 kV |  | RYB | VPTJ/PCE/J04211 | SS 4.21 4G5 (F1)
378202713 | TNB | DISTRIBUTION | WP PUTRAJAYA & CYBERJAYA | Existing | 11 kV |  | RYB | VPTJ/PCE/J04211 | SS 4.21 4G5 (F1)
378202728 | TNB | DISTRIBUTION | WP PUTRAJAYA & CYBERJAYA | Existing | 11 kV |  | RYB | VPTJ/PCE/J04212 | SS 4.21 4G5 (F2)
378202732 | TNB | DISTRIBUTION | WP PUTRAJAYA & CYBERJAYA | Existing | 11 kV |  | RYB | VPTJ/PCE/J04212 | SS 4.21 4G5 (F2)
378202735 | TNB | DISTRIBUTION | WP PUTRAJAYA & CYBERJAYA | Existing | 11 kV |  | RYB | VPTJ/PCE/J04212 | SS 4.21 4G5 (F2)
378202738 | TNB | DISTRIBUTION | WP PUTRAJAYA & CYBERJAYA | Existing | 11 kV |  | RYB | VPTJ/PCE/J04212 | SS 4.21 4G5 (F2)
378202740 | TNB | DISTRIBUTION | WP PUTRAJAYA & CYBERJAYA | Existing | 11 kV |  | RYB | VPTJ/PCE/J04212 | SS 4.21 4G5 (F2)
378202746 | TNB | DISTRIBUTION | WP PUTRAJAYA & CYBERJAYA | Existing | 11 kV |  | RYB | VPTJ/PCE/J04212 | SS 4.21 4G5 (F2)
378202747 | TNB | DISTRIBUTION | WP PUTRAJAYA & CYBERJAYA | Existing | 11 kV |  | RYB | VPTJ/PCE/J04212 | SS 4.21 4G5 (F2)
378202754 | TNB | DISTRIBUTION | WP PUTRAJAYA & CYBERJAYA | Existing | 11 kV |  | RYB | VPTJ/PCE/J04212 | SS 4.21 4G5 (F2)
378202788 | TNB | DISTRIBUTION | WP PUTRAJAYA & CYBERJAYA | Existing | 11 kV |  | RYB | VPTJ/PCE/J18141 | PE 18.14 BLOK D&E (F1)
378202789 | TNB | DISTRIBUTION | WP PUTRAJAYA & CYBERJAYA | Existing | 11 kV |  | RYB | VPTJ/PCE/J18141 | PE 18.14 BLOK D&E (F1)
378202794 | TNB | DISTRIBUTION | WP PUTRAJAYA & CYBERJAYA | Existing | 11 kV |  | RYB | VPTJ/PCE/J18141 | PE 18.14 BLOK D&E (F1)
378202800 | TNB | DISTRIBUTION | WP PUTRAJAYA & CYBERJAYA | Existing | 11 kV |  | RYB | VPTJ/PCE/J18141 | PE 18.14 BLOK D&E (F1)
378202801 | TNB | DISTRIBUTION | WP PUTRAJAYA & CYBERJAYA | Existing | 11 kV |  | RYB | VPTJ/PCE/J18141 | PE 18.14 BLOK D&E (F1)
378202805 | TNB | DISTRIBUTION | WP PUTRAJAYA & CYBERJAYA | Existing | 11 kV |  | RYB | VPTJ/PCE/J18141 | PE 18.14 BLOK D&E (F1)
378202808 | TNB | DISTRIBUTION | WP PUTRAJAYA & CYBERJAYA | Existing | 11 kV |  | RYB | VPTJ/PCE/J18141 | PE 18.14 BLOK D&E (F1)
378202809 | TNB | DISTRIBUTION | WP PUTRAJAYA & CYBERJAYA | Existing | 11 kV |  | RYB | VPTJ/PCE/J18141 | PE 18.14 BLOK D&E (F1)
378202813 | TNB | DISTRIBUTION | WP PUTRAJAYA & CYBERJAYA | Existing | 11 kV |  | RYB | VPTJ/PCE/J18142 | PE 18.14 BLOK D&E (F2)
378202814 | TNB | DISTRIBUTION | WP PUTRAJAYA & CYBERJAYA | Existing | 11 kV |  | RYB | VPTJ/PCE/J18142 | PE 18.14 BLOK D&E (F2)
378202819 | TNB | DISTRIBUTION | WP PUTRAJAYA & CYBERJAYA | Existing | 11 kV |  | RYB | VPTJ/PCE/J18142 | PE 18.14 BLOK D&E (F2)
378202825 | TNB | DISTRIBUTION | WP PUTRAJAYA & CYBERJAYA | Existing | 11 kV |  | RYB | VPTJ/PCE/J18142 | PE 18.14 BLOK D&E (F2)
378202826 | TNB | DISTRIBUTION | WP PUTRAJAYA & CYBERJAYA | Existing | 11 kV |  | RYB | VPTJ/PCE/J18142 | PE 18.14 BLOK D&E (F2)
378202830 | TNB | DISTRIBUTION | WP PUTRAJAYA & CYBERJAYA | Existing | 11 kV |  | RYB | VPTJ/PCE/J18142 | PE 18.14 BLOK D&E (F2)
378202833 | TNB | DISTRIBUTION | WP PUTRAJAYA & CYBERJAYA | Existing | 11 kV |  | RYB | VPTJ/PCE/J18142 | PE 18.14 BLOK D&E (F2)
378202834 | TNB | DISTRIBUTION | WP PUTRAJAYA & CYBERJAYA | Existing | 11 kV |  | RYB | VPTJ/PCE/J18142 | PE 18.14 BLOK D&E (F2)
378202952 | TNB | DISTRIBUTION | WP PUTRAJAYA & CYBERJAYA | Existing | 11 kV |  | RYB | VPTJ/PCE/J18131 | PE 18.13 BLOK F (F1)
378202953 | TNB | DISTRIBUTION | WP PUTRAJAYA & CYBERJAYA | Existing | 11 kV |  | RYB | VPTJ/PCE/J18131 | PE 18.13 BLOK F (F1)
378202958 | TNB | DISTRIBUTION | WP PUTRAJAYA & CYBERJAYA | Existing | 11 kV |  | RYB | VPTJ/PCE/J18131 | PE 18.13 BLOK F (F1)
378202964 | TNB | DISTRIBUTION | WP PUTRAJAYA & CYBERJAYA | Existing | 11 kV |  | RYB | VPTJ/PCE/J18131 | PE 18.13 BLOK F (F1)
378202965 | TNB | DISTRIBUTION | WP PUTRAJAYA & CYBERJAYA | Existing | 11 kV |  | RYB | VPTJ/PCE/J18131 | PE 18.13 BLOK F (F1)
378202969 | TNB | DISTRIBUTION | WP PUTRAJAYA & CYBERJAYA | Existing | 11 kV |  | RYB | VPTJ/PCE/J18131 | PE 18.13 BLOK F (F1)
378202972 | TNB | DISTRIBUTION | WP PUTRAJAYA & CYBERJAYA | Existing | 11 kV |  | RYB | VPTJ/PCE/J18131 | PE 18.13 BLOK F (F1)
378202973 | TNB | DISTRIBUTION | WP PUTRAJAYA & CYBERJAYA | Existing | 11 kV |  | RYB | VPTJ/PCE/J18131 | PE 18.13 BLOK F (F1)
378203053 | TNB | DISTRIBUTION | WP PUTRAJAYA & CYBERJAYA | Existing | 11 kV |  | RYB | VPTJ/PCE/J18132 | PE 18.13 BLOK F (F2)
378203054 | TNB | DISTRIBUTION | WP PUTRAJAYA & CYBERJAYA | Existing | 11 kV |  | RYB | VPTJ/PCE/J18132 | PE 18.13 BLOK F (F2)
378203059 | TNB | DISTRIBUTION | WP PUTRAJAYA & CYBERJAYA | Existing | 11 kV |  | RYB | VPTJ/PCE/J18132 | PE 18.13 BLOK F (F2)
378203065 | TNB | DISTRIBUTION | WP PUTRAJAYA & CYBERJAYA | Existing | 11 kV |  | RYB | VPTJ/PCE/J18132 | PE 18.13 BLOK F (F2)
378203066 | TNB | DISTRIBUTION | WP PUTRAJAYA & CYBERJAYA | Existing | 11 kV |  | RYB | VPTJ/PCE/J18132 | PE 18.13 BLOK F (F2)
378203070 | TNB | DISTRIBUTION | WP PUTRAJAYA & CYBERJAYA | Existing | 11 kV |  | RYB | VPTJ/PCE/J18132 | PE 18.13 BLOK F (F2)
378203073 | TNB | DISTRIBUTION | WP PUTRAJAYA & CYBERJAYA | Existing | 11 kV |  | RYB | VPTJ/PCE/J18132 | PE 18.13 BLOK F (F2)
378203074 | TNB | DISTRIBUTION | WP PUTRAJAYA & CYBERJAYA | Existing | 11 kV |  | RYB | VPTJ/PCE/J18132 | PE 18.13 BLOK F (F2)
378203158 | TNB | DISTRIBUTION | WP PUTRAJAYA & CYBERJAYA | Existing | 11 kV |  | RYB | VPTJ/PCE/J18121 | PE 18.12 BLOK A (F1)
378203162 | TNB | DISTRIBUTION | WP PUTRAJAYA & CYBERJAYA | Existing | 11 kV |  | RYB | VPTJ/PCE/J18121 | PE 18.12 BLOK A (F1)
378203165 | TNB | DISTRIBUTION | WP PUTRAJAYA & CYBERJAYA | Existing | 11 kV |  | RYB | VPTJ/PCE/J18121 | PE 18.12 BLOK A (F1)
378203168 | TNB | DISTRIBUTION | WP PUTRAJAYA & CYBERJAYA | Existing | 11 kV |  | RYB | VPTJ/PCE/J18121 | PE 18.12 BLOK A (F1)
378203170 | TNB | DISTRIBUTION | WP PUTRAJAYA & CYBERJAYA | Existing | 11 kV |  | RYB | VPTJ/PCE/J18121 | PE 18.12 BLOK A (F1)
378203176 | TNB | DISTRIBUTION | WP PUTRAJAYA & CYBERJAYA | Existing | 11 kV |  | RYB | VPTJ/PCE/J18121 | PE 18.12 BLOK A (F1)
378203177 | TNB | DISTRIBUTION | WP PUTRAJAYA & CYBERJAYA | Existing | 11 kV |  | RYB | VPTJ/PCE/J18121 | PE 18.12 BLOK A (F1)
378203184 | TNB | DISTRIBUTION | WP PUTRAJAYA & CYBERJAYA | Existing | 11 kV |  | RYB | VPTJ/PCE/J18121 | PE 18.12 BLOK A (F1)
378203197 | TNB | DISTRIBUTION | WP PUTRAJAYA & CYBERJAYA | Existing | 11 kV |  | RYB | VPTJ/PCE/J18122 | PE 18.12 BLOK A (F2)
378203201 | TNB | DISTRIBUTION | WP PUTRAJAYA & CYBERJAYA | Existing | 11 kV |  | RYB | VPTJ/PCE/J18122 | PE 18.12 BLOK A (F2)
378203203 | TNB | DISTRIBUTION | WP PUTRAJAYA & CYBERJAYA | Existing | 11 kV |  | RYB | VPTJ/PCE/J18122 | PE 18.12 BLOK A (F2)
378203213 | TNB | DISTRIBUTION | WP PUTRAJAYA & CYBERJAYA | Existing | 11 kV |  | RYB | VPTJ/PCE/J18122 | PE 18.12 BLOK A (F2)
378203230 | TNB | DISTRIBUTION | WP PUTRAJAYA & CYBERJAYA | Existing | 11 kV |  | RYB | VPTJ/PCE/J18122 | PE 18.12 BLOK A (F2)
378203232 | TNB | DISTRIBUTION | WP PUTRAJAYA & CYBERJAYA | Existing | 11 kV |  | RYB | VPTJ/PCE/J18122 | PE 18.12 BLOK A (F2)
378203238 | TNB | DISTRIBUTION | WP PUTRAJAYA & CYBERJAYA | Existing | 11 kV |  | RYB | VPTJ/PCE/J18122 | PE 18.12 BLOK A (F2)
378203239 | TNB | DISTRIBUTION | WP PUTRAJAYA & CYBERJAYA | Existing | 11 kV |  | RYB | VPTJ/PCE/J18122 | PE 18.12 BLOK A (F2)
378203331 | TNB | DISTRIBUTION | WP PUTRAJAYA & CYBERJAYA | Existing | 11 kV |  | RYB | VPTJ/PCE/J18111 | E 18.11 BLOK B&C (F1)
378203332 | TNB | DISTRIBUTION | WP PUTRAJAYA & CYBERJAYA | Existing | 11 kV |  | RYB | VPTJ/PCE/J18111 | E 18.11 BLOK B&C (F1)
378203337 | TNB | DISTRIBUTION | WP PUTRAJAYA & CYBERJAYA | Existing | 11 kV |  | RYB | VPTJ/PCE/J18111 | E 18.11 BLOK B&C (F1)
378203343 | TNB | DISTRIBUTION | WP PUTRAJAYA & CYBERJAYA | Existing | 11 kV |  | RYB | VPTJ/PCE/J18111 | E 18.11 BLOK B&C (F1)
378203344 | TNB | DISTRIBUTION | WP PUTRAJAYA & CYBERJAYA | Existing | 11 kV |  | RYB | VPTJ/PCE/J18111 | E 18.11 BLOK B&C (F1)
378203348 | TNB | DISTRIBUTION | WP PUTRAJAYA & CYBERJAYA | Existing | 11 kV |  | RYB | VPTJ/PCE/J18111 | E 18.11 BLOK B&C (F1)
378203351 | TNB | DISTRIBUTION | WP PUTRAJAYA & CYBERJAYA | Existing | 11 kV |  | RYB | VPTJ/PCE/J18111 | E 18.11 BLOK B&C (F1)
378203352 | TNB | DISTRIBUTION | WP PUTRAJAYA & CYBERJAYA | Existing | 11 kV |  | RYB | VPTJ/PCE/J18111 | E 18.11 BLOK B&C (F1)
378203427 | TNB | DISTRIBUTION | WP PUTRAJAYA & CYBERJAYA | Existing | 11 kV |  | RYB | VPTJ/PCE/J18112 | PE 18.11 BLOK B&C (F2)
378203428 | TNB | DISTRIBUTION | WP PUTRAJAYA & CYBERJAYA | Existing | 11 kV |  | RYB | VPTJ/PCE/J18112 | PE 18.11 BLOK B&C (F2)
378203433 | TNB | DISTRIBUTION | WP PUTRAJAYA & CYBERJAYA | Existing | 11 kV |  | RYB | VPTJ/PCE/J18112 | PE 18.11 BLOK B&C (F2)
378203439 | TNB | DISTRIBUTION | WP PUTRAJAYA & CYBERJAYA | Existing | 11 kV |  | RYB | VPTJ/PCE/J18112 | PE 18.11 BLOK B&C (F2)
378203440 | TNB | DISTRIBUTION | WP PUTRAJAYA & CYBERJAYA | Existing | 11 kV |  | RYB | VPTJ/PCE/J18112 | PE 18.11 BLOK B&C (F2)
378203444 | TNB | DISTRIBUTION | WP PUTRAJAYA & CYBERJAYA | Existing | 11 kV |  | RYB | VPTJ/PCE/J18112 | PE 18.11 BLOK B&C (F2)
378203447 | TNB | DISTRIBUTION | WP PUTRAJAYA & CYBERJAYA | Existing | 11 kV |  | RYB | VPTJ/PCE/J18112 | PE 18.11 BLOK B&C (F2)
378203448 | TNB | DISTRIBUTION | WP PUTRAJAYA & CYBERJAYA | Existing | 11 kV |  | RYB | VPTJ/PCE/J18112 | PE 18.11 BLOK B&C (F2)
378203569 | TNB | DISTRIBUTION | WP PUTRAJAYA & CYBERJAYA | Existing | 11 kV |  | RYB | VPTJ/PCE/J18101 | PE 18.10 PADAT SL
378203570 | TNB | DISTRIBUTION | WP PUTRAJAYA & CYBERJAYA | Existing | 11 kV |  | RYB | VPTJ/PCE/J18101 | PE 18.10 PADAT SL
378203575 | TNB | DISTRIBUTION | WP PUTRAJAYA & CYBERJAYA | Existing | 11 kV |  | RYB | VPTJ/PCE/J18101 | PE 18.10 PADAT SL
378203581 | TNB | DISTRIBUTION | WP PUTRAJAYA & CYBERJAYA | Existing | 11 kV |  | RYB | VPTJ/PCE/J18101 | PE 18.10 PADAT SL
378203582 | TNB | DISTRIBUTION | WP PUTRAJAYA & CYBERJAYA | Existing | 11 kV |  | RYB | VPTJ/PCE/J18101 | PE 18.10 PADAT SL
378203586 | TNB | DISTRIBUTION | WP PUTRAJAYA & CYBERJAYA | Existing | 11 kV |  | RYB | VPTJ/PCE/J18101 | PE 18.10 PADAT SL
378203589 | TNB | DISTRIBUTION | WP PUTRAJAYA & CYBERJAYA | Existing | 11 kV |  | RYB | VPTJ/PCE/J18101 | PE 18.10 PADAT SL
378203590 | TNB | DISTRIBUTION | WP PUTRAJAYA & CYBERJAYA | Existing | 11 kV |  | RYB | VPTJ/PCE/J18101 | PE 18.10 PADAT SL
378203689 | TNB | DISTRIBUTION | WP PUTRAJAYA & CYBERJAYA | Existing | 11 kV |  | RYB | VPTJ/PCE/J18041 | PE 18.04 PERUMAHAN 18R7
378203690 | TNB | DISTRIBUTION | WP PUTRAJAYA & CYBERJAYA | Existing | 11 kV |  | RYB | VPTJ/PCE/J18041 | PE 18.04 PERUMAHAN 18R7
378203695 | TNB | DISTRIBUTION | WP PUTRAJAYA & CYBERJAYA | Existing | 11 kV |  | RYB | VPTJ/PCE/J18041 | PE 18.04 PERUMAHAN 18R7
378203701 | TNB | DISTRIBUTION | WP PUTRAJAYA & CYBERJAYA | Existing | 11 kV |  | RYB | VPTJ/PCE/J18041 | PE 18.04 PERUMAHAN 18R7
378203702 | TNB | DISTRIBUTION | WP PUTRAJAYA & CYBERJAYA | Existing | 11 kV |  | RYB | VPTJ/PCE/J18041 | PE 18.04 PERUMAHAN 18R7
378203706 | TNB | DISTRIBUTION | WP PUTRAJAYA & CYBERJAYA | Existing | 11 kV |  | RYB | VPTJ/PCE/J18041 | PE 18.04 PERUMAHAN 18R7
378203709 | TNB | DISTRIBUTION | WP PUTRAJAYA & CYBERJAYA | Existing | 11 kV |  | RYB | VPTJ/PCE/J18041 | PE 18.04 PERUMAHAN 18R7
378203710 | TNB | DISTRIBUTION | WP PUTRAJAYA & CYBERJAYA | Existing | 11 kV |  | RYB | VPTJ/PCE/J18041 | PE 18.04 PERUMAHAN 18R7
378203795 | TNB | DISTRIBUTION | WP PUTRAJAYA & CYBERJAYA | Existing | 11 kV |  | RYB | VPTJ/PCE/J18051 | PE 18.05 PERUMAHAN 18R5 Fasa 2(F1)
378203796 | TNB | DISTRIBUTION | WP PUTRAJAYA & CYBERJAYA | Existing | 11 kV |  | RYB | VPTJ/PCE/J18051 | PE 18.05 PERUMAHAN 18R5 Fasa 2(F1)
378203801 | TNB | DISTRIBUTION | WP PUTRAJAYA & CYBERJAYA | Existing | 11 kV |  | RYB | VPTJ/PCE/J18051 | PE 18.05 PERUMAHAN 18R5 Fasa 2(F1)
378203807 | TNB | DISTRIBUTION | WP PUTRAJAYA & CYBERJAYA | Existing | 11 kV |  | RYB | VPTJ/PCE/J18051 | PE 18.05 PERUMAHAN 18R5 Fasa 2(F1)
378203808 | TNB | DISTRIBUTION | WP PUTRAJAYA & CYBERJAYA | Existing | 11 kV |  | RYB | VPTJ/PCE/J18051 | PE 18.05 PERUMAHAN 18R5 Fasa 2(F1)
378203812 | TNB | DISTRIBUTION | WP PUTRAJAYA & CYBERJAYA | Existing | 11 kV |  | RYB | VPTJ/PCE/J18051 | PE 18.05 PERUMAHAN 18R5 Fasa 2(F1)
378203815 | TNB | DISTRIBUTION | WP PUTRAJAYA & CYBERJAYA | Existing | 11 kV |  | RYB | VPTJ/PCE/J18051 | PE 18.05 PERUMAHAN 18R5 Fasa 2(F1)
378203816 | TNB | DISTRIBUTION | WP PUTRAJAYA & CYBERJAYA | Existing | 11 kV |  | RYB | VPTJ/PCE/J18051 | PE 18.05 PERUMAHAN 18R5 Fasa 2(F1)
378203903 | TNB | DISTRIBUTION | WP PUTRAJAYA & CYBERJAYA | Existing | 11 kV |  | RYB | VPTJ/PCE/J18052 | PE 18.05 PERUMAHAN 18R5 Fasa 2(F2)
378203904 | TNB | DISTRIBUTION | WP PUTRAJAYA & CYBERJAYA | Existing | 11 kV |  | RYB | VPTJ/PCE/J18052 | PE 18.05 PERUMAHAN 18R5 Fasa 2(F2)
378203909 | TNB | DISTRIBUTION | WP PUTRAJAYA & CYBERJAYA | Existing | 11 kV |  | RYB | VPTJ/PCE/J18052 | PE 18.05 PERUMAHAN 18R5 Fasa 2(F2)
378203915 | TNB | DISTRIBUTION | WP PUTRAJAYA & CYBERJAYA | Existing | 11 kV |  | RYB | VPTJ/PCE/J18052 | PE 18.05 PERUMAHAN 18R5 Fasa 2(F2)
378203916 | TNB | DISTRIBUTION | WP PUTRAJAYA & CYBERJAYA | Existing | 11 kV |  | RYB | VPTJ/PCE/J18052 | PE 18.05 PERUMAHAN 18R5 Fasa 2(F2)
378203920 | TNB | DISTRIBUTION | WP PUTRAJAYA & CYBERJAYA | Existing | 11 kV |  | RYB | VPTJ/PCE/J18052 | PE 18.05 PERUMAHAN 18R5 Fasa 2(F2)
378203923 | TNB | DISTRIBUTION | WP PUTRAJAYA & CYBERJAYA | Existing | 11 kV |  | RYB | VPTJ/PCE/J18052 | PE 18.05 PERUMAHAN 18R5 Fasa 2(F2)
378203924 | TNB | DISTRIBUTION | WP PUTRAJAYA & CYBERJAYA | Existing | 11 kV |  | RYB | VPTJ/PCE/J18052 | PE 18.05 PERUMAHAN 18R5 Fasa 2(F2)
378204010 | TNB | DISTRIBUTION | WP PUTRAJAYA & CYBERJAYA | Existing | 11 kV |  | RYB | VPTJ/PCE/J18281 | PE 18.28 SEK KEB (2) (F1)
378204011 | TNB | DISTRIBUTION | WP PUTRAJAYA & CYBERJAYA | Existing | 11 kV |  | RYB | VPTJ/PCE/J18281 | PE 18.28 SEK KEB (2) (F1)
378204016 | TNB | DISTRIBUTION | WP PUTRAJAYA & CYBERJAYA | Existing | 11 kV |  | RYB | VPTJ/PCE/J18281 | PE 18.28 SEK KEB (2) (F1)
378204022 | TNB | DISTRIBUTION | WP PUTRAJAYA & CYBERJAYA | Existing | 11 kV |  | RYB | VPTJ/PCE/J18281 | PE 18.28 SEK KEB (2) (F1)
378204023 | TNB | DISTRIBUTION | WP PUTRAJAYA & CYBERJAYA | Existing | 11 kV |  | RYB | VPTJ/PCE/J18281 | PE 18.28 SEK KEB (2) (F1)
378204027 | TNB | DISTRIBUTION | WP PUTRAJAYA & CYBERJAYA | Existing | 11 kV |  | RYB | VPTJ/PCE/J18281 | PE 18.28 SEK KEB (2) (F1)
378204030 | TNB | DISTRIBUTION | WP PUTRAJAYA & CYBERJAYA | Existing | 11 kV |  | RYB | VPTJ/PCE/J18281 | PE 18.28 SEK KEB (2) (F1)
378204031 | TNB | DISTRIBUTION | WP PUTRAJAYA & CYBERJAYA | Existing | 11 kV |  | RYB | VPTJ/PCE/J18281 | PE 18.28 SEK KEB (2) (F1)
378204104 | TNB | DISTRIBUTION | WP PUTRAJAYA & CYBERJAYA | Existing | 11 kV |  | RYB | VPTJ/PCE/J18282 | PE 18.28 SEK KEB (2) (F2)
378204105 | TNB | DISTRIBUTION | WP PUTRAJAYA & CYBERJAYA | Existing | 11 kV |  | RYB | VPTJ/PCE/J18282 | PE 18.28 SEK KEB (2) (F2)
378204110 | TNB | DISTRIBUTION | WP PUTRAJAYA & CYBERJAYA | Existing | 11 kV |  | RYB | VPTJ/PCE/J18282 | PE 18.28 SEK KEB (2) (F2)
378204116 | TNB | DISTRIBUTION | WP PUTRAJAYA & CYBERJAYA | Existing | 11 kV |  | RYB | VPTJ/PCE/J18282 | PE 18.28 SEK KEB (2) (F2)
378204117 | TNB | DISTRIBUTION | WP PUTRAJAYA & CYBERJAYA | Existing | 11 kV |  | RYB | VPTJ/PCE/J18282 | PE 18.28 SEK KEB (2) (F2)
378204121 | TNB | DISTRIBUTION | WP PUTRAJAYA & CYBERJAYA | Existing | 11 kV |  | RYB | VPTJ/PCE/J18282 | PE 18.28 SEK KEB (2) (F2)
378204124 | TNB | DISTRIBUTION | WP PUTRAJAYA & CYBERJAYA | Existing | 11 kV |  | RYB | VPTJ/PCE/J18282 | PE 18.28 SEK KEB (2) (F2)
378204125 | TNB | DISTRIBUTION | WP PUTRAJAYA & CYBERJAYA | Existing | 11 kV |  | RYB | VPTJ/PCE/J18282 | PE 18.28 SEK KEB (2) (F2)
378204217 | TNB | DISTRIBUTION | WP PUTRAJAYA & CYBERJAYA | Existing | 11 kV |  | RYB | VPTJ/PCE/J18062 | PE 18.06 18R5 (F2)
378204218 | TNB | DISTRIBUTION | WP PUTRAJAYA & CYBERJAYA | Existing | 11 kV |  | RYB | VPTJ/PCE/J18062 | PE 18.06 18R5 (F2)
378204223 | TNB | DISTRIBUTION | WP PUTRAJAYA & CYBERJAYA | Existing | 11 kV |  | RYB | VPTJ/PCE/J18062 | PE 18.06 18R5 (F2)
378204229 | TNB | DISTRIBUTION | WP PUTRAJAYA & CYBERJAYA | Existing | 11 kV |  | RYB | VPTJ/PCE/J18062 | PE 18.06 18R5 (F2)
378204230 | TNB | DISTRIBUTION | WP PUTRAJAYA & CYBERJAYA | Existing | 11 kV |  | RYB | VPTJ/PCE/J18062 | PE 18.06 18R5 (F2)
378204234 | TNB | DISTRIBUTION | WP PUTRAJAYA & CYBERJAYA | Existing | 11 kV |  | RYB | VPTJ/PCE/J18062 | PE 18.06 18R5 (F2)
378204237 | TNB | DISTRIBUTION | WP PUTRAJAYA & CYBERJAYA | Existing | 11 kV |  | RYB | VPTJ/PCE/J18062 | PE 18.06 18R5 (F2)
378204238 | TNB | DISTRIBUTION | WP PUTRAJAYA & CYBERJAYA | Existing | 11 kV |  | RYB | VPTJ/PCE/J18062 | PE 18.06 18R5 (F2)
378204321 | TNB | DISTRIBUTION | WP PUTRAJAYA & CYBERJAYA | Existing | 11 kV |  | RYB | VPTJ/PCE/J18061 | PE 18.06 18R5 (F1)
378204322 | TNB | DISTRIBUTION | WP PUTRAJAYA & CYBERJAYA | Existing | 11 kV |  | RYB | VPTJ/PCE/J18061 | PE 18.06 18R5 (F1)
378204327 | TNB | DISTRIBUTION | WP PUTRAJAYA & CYBERJAYA | Existing | 11 kV |  | RYB | VPTJ/PCE/J18061 | PE 18.06 18R5 (F1)
378204333 | TNB | DISTRIBUTION | WP PUTRAJAYA & CYBERJAYA | Existing | 11 kV |  | RYB | VPTJ/PCE/J18061 | PE 18.06 18R5 (F1)
378204334 | TNB | DISTRIBUTION | WP PUTRAJAYA & CYBERJAYA | Existing | 11 kV |  | RYB | VPTJ/PCE/J18061 | PE 18.06 18R5 (F1)
378204338 | TNB | DISTRIBUTION | WP PUTRAJAYA & CYBERJAYA | Existing | 11 kV |  | RYB | VPTJ/PCE/J18061 | PE 18.06 18R5 (F1)
378204341 | TNB | DISTRIBUTION | WP PUTRAJAYA & CYBERJAYA | Existing | 11 kV |  | RYB | VPTJ/PCE/J18061 | PE 18.06 18R5 (F1)
378204342 | TNB | DISTRIBUTION | WP PUTRAJAYA & CYBERJAYA | Existing | 11 kV |  | RYB | VPTJ/PCE/J18061 | PE 18.06 18R5 (F1)
378204448 | TNB | DISTRIBUTION | WP PUTRAJAYA & CYBERJAYA | Existing | 11 kV |  | RYB | VPTJ/PCE/J18261 | PE 18.26 APT. 18R4 (F1)
378204449 | TNB | DISTRIBUTION | WP PUTRAJAYA & CYBERJAYA | Existing | 11 kV |  | RYB | VPTJ/PCE/J18261 | PE 18.26 APT. 18R4 (F1)
378204450 | TNB | DISTRIBUTION | WP PUTRAJAYA & CYBERJAYA | Existing | 11 kV |  | RYB | VPTJ/PCE/J18261 | PE 18.26 APT. 18R4 (F1)
378204457 | TNB | DISTRIBUTION | WP PUTRAJAYA & CYBERJAYA | Existing | 11 kV |  | RYB | VPTJ/PCE/J18261 | PE 18.26 APT. 18R4 (F1)
378204460 | TNB | DISTRIBUTION | WP PUTRAJAYA & CYBERJAYA | Existing | 11 kV |  | RYB | VPTJ/PCE/J18261 | PE 18.26 APT. 18R4 (F1)
378204461 | TNB | DISTRIBUTION | WP PUTRAJAYA & CYBERJAYA | Existing | 11 kV |  | RYB | VPTJ/PCE/J18261 | PE 18.26 APT. 18R4 (F1)
378204462 | TNB | DISTRIBUTION | WP PUTRAJAYA & CYBERJAYA | Existing | 11 kV |  | RYB | VPTJ/PCE/J18261 | PE 18.26 APT. 18R4 (F1)
378204464 | TNB | DISTRIBUTION | WP PUTRAJAYA & CYBERJAYA | Existing | 11 kV |  | RYB | VPTJ/PCE/J18261 | PE 18.26 APT. 18R4 (F1)
378204465 | TNB | DISTRIBUTION | WP PUTRAJAYA & CYBERJAYA | Existing | 11 kV |  | RYB | VPTJ/PCE/J18261 | PE 18.26 APT. 18R4 (F1)
378204467 | TNB | DISTRIBUTION | WP PUTRAJAYA & CYBERJAYA | Existing | 11 kV |  | RYB | VPTJ/PCE/J18261 | PE 18.26 APT. 18R4 (F1)
378204475 | TNB | DISTRIBUTION | WP PUTRAJAYA & CYBERJAYA | Existing | 11 kV |  | RYB | VPTJ/PCE/J18261 | PE 18.26 APT. 18R4 (F1)
378204851 | TNB | DISTRIBUTION | WP PUTRAJAYA & CYBERJAYA | Existing | 11 kV |  | RYB | VPTJ/PCE/J18091 | PE 18.09 PADAT SL
378204852 | TNB | DISTRIBUTION | WP PUTRAJAYA & CYBERJAYA | Existing | 11 kV |  | RYB | VPTJ/PCE/J18091 | PE 18.09 PADAT SL
378204857 | TNB | DISTRIBUTION | WP PUTRAJAYA & CYBERJAYA | Existing | 11 kV |  | RYB | VPTJ/PCE/J18091 | PE 18.09 PADAT SL
378204863 | TNB | DISTRIBUTION | WP PUTRAJAYA & CYBERJAYA | Existing | 11 kV |  | RYB | VPTJ/PCE/J18091 | PE 18.09 PADAT SL
378204864 | TNB | DISTRIBUTION | WP PUTRAJAYA & CYBERJAYA | Existing | 11 kV |  | RYB | VPTJ/PCE/J18091 | PE 18.09 PADAT SL
378204868 | TNB | DISTRIBUTION | WP PUTRAJAYA & CYBERJAYA | Existing | 11 kV |  | RYB | VPTJ/PCE/J18091 | PE 18.09 PADAT SL
378204871 | TNB | DISTRIBUTION | WP PUTRAJAYA & CYBERJAYA | Existing | 11 kV |  | RYB | VPTJ/PCE/J18091 | PE 18.09 PADAT SL
378204872 | TNB | DISTRIBUTION | WP PUTRAJAYA & CYBERJAYA | Existing | 11 kV |  | RYB | VPTJ/PCE/J18091 | PE 18.09 PADAT SL
378204963 | TNB | DISTRIBUTION | WP PUTRAJAYA & CYBERJAYA | Existing | 11 kV |  | RYB | VPTJ/PCE/J18262 | PE 18.26 APT. 18R4 (F2)
378204964 | TNB | DISTRIBUTION | WP PUTRAJAYA & CYBERJAYA | Existing | 11 kV |  | RYB | VPTJ/PCE/J18262 | PE 18.26 APT. 18R4 (F2)
378204965 | TNB | DISTRIBUTION | WP PUTRAJAYA & CYBERJAYA | Existing | 11 kV |  | RYB | VPTJ/PCE/J18262 | PE 18.26 APT. 18R4 (F2)
378204972 | TNB | DISTRIBUTION | WP PUTRAJAYA & CYBERJAYA | Existing | 11 kV |  | RYB | VPTJ/PCE/J18262 | PE 18.26 APT. 18R4 (F2)
378204975 | TNB | DISTRIBUTION | WP PUTRAJAYA & CYBERJAYA | Existing | 11 kV |  | RYB | VPTJ/PCE/J18262 | PE 18.26 APT. 18R4 (F2)
378204976 | TNB | DISTRIBUTION | WP PUTRAJAYA & CYBERJAYA | Existing | 11 kV |  | RYB | VPTJ/PCE/J18262 | PE 18.26 APT. 18R4 (F2)
378204977 | TNB | DISTRIBUTION | WP PUTRAJAYA & CYBERJAYA | Existing | 11 kV |  | RYB | VPTJ/PCE/J18262 | PE 18.26 APT. 18R4 (F2)
378204979 | TNB | DISTRIBUTION | WP PUTRAJAYA & CYBERJAYA | Existing | 11 kV |  | RYB | VPTJ/PCE/J18262 | PE 18.26 APT. 18R4 (F2)
378204980 | TNB | DISTRIBUTION | WP PUTRAJAYA & CYBERJAYA | Existing | 11 kV |  | RYB | VPTJ/PCE/J18262 | PE 18.26 APT. 18R4 (F2)
378204982 | TNB | DISTRIBUTION | WP PUTRAJAYA & CYBERJAYA | Existing | 11 kV |  | RYB | VPTJ/PCE/J18262 | PE 18.26 APT. 18R4 (F2)
378204990 | TNB | DISTRIBUTION | WP PUTRAJAYA & CYBERJAYA | Existing | 11 kV |  | RYB | VPTJ/PCE/J18262 | PE 18.26 APT. 18R4 (F2)
378205143 | TNB | DISTRIBUTION | WP PUTRAJAYA & CYBERJAYA | Existing | 11 kV |  | RYB | VPTJ/PCE/J18271 | PE 18.27 KLINIK KESIHATAN (F1)
378205144 | TNB | DISTRIBUTION | WP PUTRAJAYA & CYBERJAYA | Existing | 11 kV |  | RYB | VPTJ/PCE/J18271 | PE 18.27 KLINIK KESIHATAN (F1)
378205149 | TNB | DISTRIBUTION | WP PUTRAJAYA & CYBERJAYA | Existing | 11 kV |  | RYB | VPTJ/PCE/J18271 | PE 18.27 KLINIK KESIHATAN (F1)
378205155 | TNB | DISTRIBUTION | WP PUTRAJAYA & CYBERJAYA | Existing | 11 kV |  | RYB | VPTJ/PCE/J18271 | PE 18.27 KLINIK KESIHATAN (F1)
378205156 | TNB | DISTRIBUTION | WP PUTRAJAYA & CYBERJAYA | Existing | 11 kV |  | RYB | VPTJ/PCE/J18271 | PE 18.27 KLINIK KESIHATAN (F1)
378205160 | TNB | DISTRIBUTION | WP PUTRAJAYA & CYBERJAYA | Existing | 11 kV |  | RYB | VPTJ/PCE/J18271 | PE 18.27 KLINIK KESIHATAN (F1)
378205163 | TNB | DISTRIBUTION | WP PUTRAJAYA & CYBERJAYA | Existing | 11 kV |  | RYB | VPTJ/PCE/J18271 | PE 18.27 KLINIK KESIHATAN (F1)
378205164 | TNB | DISTRIBUTION | WP PUTRAJAYA & CYBERJAYA | Existing | 11 kV |  | RYB | VPTJ/PCE/J18271 | PE 18.27 KLINIK KESIHATAN (F1)
378205237 | TNB | DISTRIBUTION | WP PUTRAJAYA & CYBERJAYA | Existing | 11 kV |  | RYB | VPTJ/PCE/J18272 | PE 18.27 KLINIK KESIHATAN (F2)
378205238 | TNB | DISTRIBUTION | WP PUTRAJAYA & CYBERJAYA | Existing | 11 kV |  | RYB | VPTJ/PCE/J18272 | PE 18.27 KLINIK KESIHATAN (F2)
378205243 | TNB | DISTRIBUTION | WP PUTRAJAYA & CYBERJAYA | Existing | 11 kV |  | RYB | VPTJ/PCE/J18272 | PE 18.27 KLINIK KESIHATAN (F2)
378205249 | TNB | DISTRIBUTION | WP PUTRAJAYA & CYBERJAYA | Existing | 11 kV |  | RYB | VPTJ/PCE/J18272 | PE 18.27 KLINIK KESIHATAN (F2)
378205250 | TNB | DISTRIBUTION | WP PUTRAJAYA & CYBERJAYA | Existing | 11 kV |  | RYB | VPTJ/PCE/J18272 | PE 18.27 KLINIK KESIHATAN (F2)
378205254 | TNB | DISTRIBUTION | WP PUTRAJAYA & CYBERJAYA | Existing | 11 kV |  | RYB | VPTJ/PCE/J18272 | PE 18.27 KLINIK KESIHATAN (F2)
378205257 | TNB | DISTRIBUTION | WP PUTRAJAYA & CYBERJAYA | Existing | 11 kV |  | RYB | VPTJ/PCE/J18272 | PE 18.27 KLINIK KESIHATAN (F2)
378205258 | TNB | DISTRIBUTION | WP PUTRAJAYA & CYBERJAYA | Existing | 11 kV |  | RYB | VPTJ/PCE/J18272 | PE 18.27 KLINIK KESIHATAN (F2)
378205342 | TNB | DISTRIBUTION | WP PUTRAJAYA & CYBERJAYA | Existing | 11 kV |  | RYB | VPTJ/PCE/J18081 | PE 18.08 18R1 (F1)
378205343 | TNB | DISTRIBUTION | WP PUTRAJAYA & CYBERJAYA | Existing | 11 kV |  | RYB | VPTJ/PCE/J18081 | PE 18.08 18R1 (F1)
378205348 | TNB | DISTRIBUTION | WP PUTRAJAYA & CYBERJAYA | Existing | 11 kV |  | RYB | VPTJ/PCE/J18081 | PE 18.08 18R1 (F1)
378205354 | TNB | DISTRIBUTION | WP PUTRAJAYA & CYBERJAYA | Existing | 11 kV |  | RYB | VPTJ/PCE/J18081 | PE 18.08 18R1 (F1)
378205355 | TNB | DISTRIBUTION | WP PUTRAJAYA & CYBERJAYA | Existing | 11 kV |  | RYB | VPTJ/PCE/J18081 | PE 18.08 18R1 (F1)
378205359 | TNB | DISTRIBUTION | WP PUTRAJAYA & CYBERJAYA | Existing | 11 kV |  | RYB | VPTJ/PCE/J18081 | PE 18.08 18R1 (F1)
378205362 | TNB | DISTRIBUTION | WP PUTRAJAYA & CYBERJAYA | Existing | 11 kV |  | RYB | VPTJ/PCE/J18081 | PE 18.08 18R1 (F1)
378205363 | TNB | DISTRIBUTION | WP PUTRAJAYA & CYBERJAYA | Existing | 11 kV |  | RYB | VPTJ/PCE/J18081 | PE 18.08 18R1 (F1)
378205446 | TNB | DISTRIBUTION | WP PUTRAJAYA & CYBERJAYA | Existing | 11 kV |  | RYB | VPTJ/PCE/J18082 | PE 18.08 18R1 (F2)
378205447 | TNB | DISTRIBUTION | WP PUTRAJAYA & CYBERJAYA | Existing | 11 kV |  | RYB | VPTJ/PCE/J18082 | PE 18.08 18R1 (F2)
378205452 | TNB | DISTRIBUTION | WP PUTRAJAYA & CYBERJAYA | Existing | 11 kV |  | RYB | VPTJ/PCE/J18082 | PE 18.08 18R1 (F2)
378205458 | TNB | DISTRIBUTION | WP PUTRAJAYA & CYBERJAYA | Existing | 11 kV |  | RYB | VPTJ/PCE/J18082 | PE 18.08 18R1 (F2)
378205459 | TNB | DISTRIBUTION | WP PUTRAJAYA & CYBERJAYA | Existing | 11 kV |  | RYB | VPTJ/PCE/J18082 | PE 18.08 18R1 (F2)
378205463 | TNB | DISTRIBUTION | WP PUTRAJAYA & CYBERJAYA | Existing | 11 kV |  | RYB | VPTJ/PCE/J18082 | PE 18.08 18R1 (F2)
378205466 | TNB | DISTRIBUTION | WP PUTRAJAYA & CYBERJAYA | Existing | 11 kV |  | RYB | VPTJ/PCE/J18082 | PE 18.08 18R1 (F2)
378205467 | TNB | DISTRIBUTION | WP PUTRAJAYA & CYBERJAYA | Existing | 11 kV |  | RYB | VPTJ/PCE/J18082 | PE 18.08 18R1 (F2)
378205557 | TNB | DISTRIBUTION | WP PUTRAJAYA & CYBERJAYA | Existing | 11 kV |  | RYB | VPTJ/PCE/J18221 | PE 18.22 BLOK B 18R13 (F1)
378205558 | TNB | DISTRIBUTION | WP PUTRAJAYA & CYBERJAYA | Existing | 11 kV |  | RYB | VPTJ/PCE/J18221 | PE 18.22 BLOK B 18R13 (F1)
378205563 | TNB | DISTRIBUTION | WP PUTRAJAYA & CYBERJAYA | Existing | 11 kV |  | RYB | VPTJ/PCE/J18221 | PE 18.22 BLOK B 18R13 (F1)
378205569 | TNB | DISTRIBUTION | WP PUTRAJAYA & CYBERJAYA | Existing | 11 kV |  | RYB | VPTJ/PCE/J18221 | PE 18.22 BLOK B 18R13 (F1)
378205570 | TNB | DISTRIBUTION | WP PUTRAJAYA & CYBERJAYA | Existing | 11 kV |  | RYB | VPTJ/PCE/J18221 | PE 18.22 BLOK B 18R13 (F1)
378205574 | TNB | DISTRIBUTION | WP PUTRAJAYA & CYBERJAYA | Existing | 11 kV |  | RYB | VPTJ/PCE/J18221 | PE 18.22 BLOK B 18R13 (F1)
378205577 | TNB | DISTRIBUTION | WP PUTRAJAYA & CYBERJAYA | Existing | 11 kV |  | RYB | VPTJ/PCE/J18221 | PE 18.22 BLOK B 18R13 (F1)
378205578 | TNB | DISTRIBUTION | WP PUTRAJAYA & CYBERJAYA | Existing | 11 kV |  | RYB | VPTJ/PCE/J18221 | PE 18.22 BLOK B 18R13 (F1)
378205655 | TNB | DISTRIBUTION | WP PUTRAJAYA & CYBERJAYA | Existing | 11 kV |  | RYB | VPTJ/PCE/J18222 | PE 18.22 BLOK B 18R13 (F2)
378205656 | TNB | DISTRIBUTION | WP PUTRAJAYA & CYBERJAYA | Existing | 11 kV |  | RYB | VPTJ/PCE/J18222 | PE 18.22 BLOK B 18R13 (F2)
378205661 | TNB | DISTRIBUTION | WP PUTRAJAYA & CYBERJAYA | Existing | 11 kV |  | RYB | VPTJ/PCE/J18222 | PE 18.22 BLOK B 18R13 (F2)
378205667 | TNB | DISTRIBUTION | WP PUTRAJAYA & CYBERJAYA | Existing | 11 kV |  | RYB | VPTJ/PCE/J18222 | PE 18.22 BLOK B 18R13 (F2)
378205668 | TNB | DISTRIBUTION | WP PUTRAJAYA & CYBERJAYA | Existing | 11 kV |  | RYB | VPTJ/PCE/J18222 | PE 18.22 BLOK B 18R13 (F2)
378205672 | TNB | DISTRIBUTION | WP PUTRAJAYA & CYBERJAYA | Existing | 11 kV |  | RYB | VPTJ/PCE/J18222 | PE 18.22 BLOK B 18R13 (F2)
378205675 | TNB | DISTRIBUTION | WP PUTRAJAYA & CYBERJAYA | Existing | 11 kV |  | RYB | VPTJ/PCE/J18222 | PE 18.22 BLOK B 18R13 (F2)
378205676 | TNB | DISTRIBUTION | WP PUTRAJAYA & CYBERJAYA | Existing | 11 kV |  | RYB | VPTJ/PCE/J18222 | PE 18.22 BLOK B 18R13 (F2)
378205753 | TNB | DISTRIBUTION | WP PUTRAJAYA & CYBERJAYA | Existing | 11 kV |  | RYB | VPTJ/PCE/J02021 | SS 2.02 IDHL (F1)
378205755 | TNB | DISTRIBUTION | WP PUTRAJAYA & CYBERJAYA | Existing | 11 kV |  | RYB | VPTJ/PCE/J02021 | SS 2.02 IDHL (F1)
378205757 | TNB | DISTRIBUTION | WP PUTRAJAYA & CYBERJAYA | Existing | 11 kV |  | RYB | VPTJ/PCE/J02021 | SS 2.02 IDHL (F1)
378205760 | TNB | DISTRIBUTION | WP PUTRAJAYA & CYBERJAYA | Existing | 11 kV |  | RYB | VPTJ/PCE/J02021 | SS 2.02 IDHL (F1)
378205761 | TNB | DISTRIBUTION | WP PUTRAJAYA & CYBERJAYA | Existing | 11 kV |  | RYB | VPTJ/PCE/J02021 | SS 2.02 IDHL (F1)
378205762 | TNB | DISTRIBUTION | WP PUTRAJAYA & CYBERJAYA | Existing | 11 kV |  | RYB | VPTJ/PCE/J02021 | SS 2.02 IDHL (F1)
378205768 | TNB | DISTRIBUTION | WP PUTRAJAYA & CYBERJAYA | Existing | 11 kV |  | RYB | VPTJ/PCE/J02021 | SS 2.02 IDHL (F1)
378205773 | TNB | DISTRIBUTION | WP PUTRAJAYA & CYBERJAYA | Existing | 11 kV |  | RYB | VPTJ/PCE/J02021 | SS 2.02 IDHL (F1)
378205779 | TNB | DISTRIBUTION | WP PUTRAJAYA & CYBERJAYA | Existing | 11 kV |  | RYB | VPTJ/PCE/J02021 | SS 2.02 IDHL (F1)
378205785 | TNB | DISTRIBUTION | WP PUTRAJAYA & CYBERJAYA | Existing | 11 kV |  | RYB | VPTJ/PCE/J02021 | SS 2.02 IDHL (F1)
378205787 | TNB | DISTRIBUTION | WP PUTRAJAYA & CYBERJAYA | Existing | 11 kV |  | RYB | VPTJ/PCE/J02021 | SS 2.02 IDHL (F1)
378205788 | TNB | DISTRIBUTION | WP PUTRAJAYA & CYBERJAYA | Existing | 11 kV |  | RYB | VPTJ/PCE/J02022 | SS 2.02 IDHL (F2)
378205790 | TNB | DISTRIBUTION | WP PUTRAJAYA & CYBERJAYA | Existing | 11 kV |  | RYB | VPTJ/PCE/J02022 | SS 2.02 IDHL (F2)
378205792 | TNB | DISTRIBUTION | WP PUTRAJAYA & CYBERJAYA | Existing | 11 kV |  | RYB | VPTJ/PCE/J02022 | SS 2.02 IDHL (F2)
378205795 | TNB | DISTRIBUTION | WP PUTRAJAYA & CYBERJAYA | Existing | 11 kV |  | RYB | VPTJ/PCE/J02022 | SS 2.02 IDHL (F2)
378205796 | TNB | DISTRIBUTION | WP PUTRAJAYA & CYBERJAYA | Existing | 11 kV |  | RYB | VPTJ/PCE/J02022 | SS 2.02 IDHL (F2)
378205797 | TNB | DISTRIBUTION | WP PUTRAJAYA & CYBERJAYA | Existing | 11 kV |  | RYB | VPTJ/PCE/J02022 | SS 2.02 IDHL (F2)
378205803 | TNB | DISTRIBUTION | WP PUTRAJAYA & CYBERJAYA | Existing | 11 kV |  | RYB | VPTJ/PCE/J02022 | SS 2.02 IDHL (F2)
378205808 | TNB | DISTRIBUTION | WP PUTRAJAYA & CYBERJAYA | Existing | 11 kV |  | RYB | VPTJ/PCE/J02022 | SS 2.02 IDHL (F2)
378205814 | TNB | DISTRIBUTION | WP PUTRAJAYA & CYBERJAYA | Existing | 11 kV |  | RYB | VPTJ/PCE/J02022 | SS 2.02 IDHL (F2)
378205816 | TNB | DISTRIBUTION | WP PUTRAJAYA & CYBERJAYA | Existing | 11 kV |  | RYB | VPTJ/PCE/J02022 | SS 2.02 IDHL (F2)
378205822 | TNB | DISTRIBUTION | WP PUTRAJAYA & CYBERJAYA | Existing | 11 kV |  | RYB | VPTJ/PCE/J02022 | SS 2.02 IDHL (F2)
378205823 | TNB | DISTRIBUTION | WP PUTRAJAYA & CYBERJAYA | Existing | 11 kV |  | RYB | VPTJ/PCE/J02011 | SS 2.01 W.PUTRA (F1)
378205825 | TNB | DISTRIBUTION | WP PUTRAJAYA & CYBERJAYA | Existing | 11 kV |  | RYB | VPTJ/PCE/J02011 | SS 2.01 W.PUTRA (F1)
378205827 | TNB | DISTRIBUTION | WP PUTRAJAYA & CYBERJAYA | Existing | 11 kV |  | RYB | VPTJ/PCE/J02011 | SS 2.01 W.PUTRA (F1)
378205830 | TNB | DISTRIBUTION | WP PUTRAJAYA & CYBERJAYA | Existing | 11 kV |  | RYB | VPTJ/PCE/J02011 | SS 2.01 W.PUTRA (F1)
378205831 | TNB | DISTRIBUTION | WP PUTRAJAYA & CYBERJAYA | Existing | 11 kV |  | RYB | VPTJ/PCE/J02011 | SS 2.01 W.PUTRA (F1)
378205832 | TNB | DISTRIBUTION | WP PUTRAJAYA & CYBERJAYA | Existing | 11 kV |  | RYB | VPTJ/PCE/J02011 | SS 2.01 W.PUTRA (F1)
378205838 | TNB | DISTRIBUTION | WP PUTRAJAYA & CYBERJAYA | Existing | 11 kV |  | RYB | VPTJ/PCE/J02011 | SS 2.01 W.PUTRA (F1)
378205843 | TNB | DISTRIBUTION | WP PUTRAJAYA & CYBERJAYA | Existing | 11 kV |  | RYB | VPTJ/PCE/J02011 | SS 2.01 W.PUTRA (F1)
378205849 | TNB | DISTRIBUTION | WP PUTRAJAYA & CYBERJAYA | Existing | 11 kV |  | RYB | VPTJ/PCE/J02012 | SS 2.01 W.PUTRA (F2)
378205851 | TNB | DISTRIBUTION | WP PUTRAJAYA & CYBERJAYA | Existing | 11 kV |  | RYB | VPTJ/PCE/J02012 | SS 2.01 W.PUTRA (F2)
378205853 | TNB | DISTRIBUTION | WP PUTRAJAYA & CYBERJAYA | Existing | 11 kV |  | RYB | VPTJ/PCE/J02012 | SS 2.01 W.PUTRA (F2)
378205856 | TNB | DISTRIBUTION | WP PUTRAJAYA & CYBERJAYA | Existing | 11 kV |  | RYB | VPTJ/PCE/J02012 | SS 2.01 W.PUTRA (F2)
378205857 | TNB | DISTRIBUTION | WP PUTRAJAYA & CYBERJAYA | Existing | 11 kV |  | RYB | VPTJ/PCE/J02012 | SS 2.01 W.PUTRA (F2)
378205858 | TNB | DISTRIBUTION | WP PUTRAJAYA & CYBERJAYA | Existing | 11 kV |  | RYB | VPTJ/PCE/J02012 | SS 2.01 W.PUTRA (F2)
378205864 | TNB | DISTRIBUTION | WP PUTRAJAYA & CYBERJAYA | Existing | 11 kV |  | RYB | VPTJ/PCE/J02012 | SS 2.01 W.PUTRA (F2)
378205869 | TNB | DISTRIBUTION | WP PUTRAJAYA & CYBERJAYA | Existing | 11 kV |  | RYB | VPTJ/PCE/J02012 | SS 2.01 W.PUTRA (F2)
378205893 | TNB | DISTRIBUTION | WP PUTRAJAYA & CYBERJAYA | Existing | 11 kV |  | RYB | VPTJ/PCE/J04171 | SS 4.17 4G11 (F1)
378205897 | TNB | DISTRIBUTION | WP PUTRAJAYA & CYBERJAYA | Existing | 11 kV |  | RYB | VPTJ/PCE/J04171 | SS 4.17 4G11 (F1)
378205900 | TNB | DISTRIBUTION | WP PUTRAJAYA & CYBERJAYA | Existing | 11 kV |  | RYB | VPTJ/PCE/J04171 | SS 4.17 4G11 (F1)
378205903 | TNB | DISTRIBUTION | WP PUTRAJAYA & CYBERJAYA | Existing | 11 kV |  | RYB | VPTJ/PCE/J04171 | SS 4.17 4G11 (F1)
378205905 | TNB | DISTRIBUTION | WP PUTRAJAYA & CYBERJAYA | Existing | 11 kV |  | RYB | VPTJ/PCE/J04171 | SS 4.17 4G11 (F1)
378205911 | TNB | DISTRIBUTION | WP PUTRAJAYA & CYBERJAYA | Existing | 11 kV |  | RYB | VPTJ/PCE/J04171 | SS 4.17 4G11 (F1)
378205912 | TNB | DISTRIBUTION | WP PUTRAJAYA & CYBERJAYA | Existing | 11 kV |  | RYB | VPTJ/PCE/J04171 | SS 4.17 4G11 (F1)
378205919 | TNB | DISTRIBUTION | WP PUTRAJAYA & CYBERJAYA | Existing | 11 kV |  | RYB | VPTJ/PCE/J04171 | SS 4.17 4G11 (F1)
378205934 | TNB | DISTRIBUTION | WP PUTRAJAYA & CYBERJAYA | Existing | 11 kV |  | RYB | VPTJ/PCE/J04172 | SS 4.17 4G11 (F2)
378205938 | TNB | DISTRIBUTION | WP PUTRAJAYA & CYBERJAYA | Existing | 11 kV |  | RYB | VPTJ/PCE/J04172 | SS 4.17 4G11 (F2)
378205941 | TNB | DISTRIBUTION | WP PUTRAJAYA & CYBERJAYA | Existing | 11 kV |  | RYB | VPTJ/PCE/J04172 | SS 4.17 4G11 (F2)
378205944 | TNB | DISTRIBUTION | WP PUTRAJAYA & CYBERJAYA | Existing | 11 kV |  | RYB | VPTJ/PCE/J04172 | SS 4.17 4G11 (F2)
378205946 | TNB | DISTRIBUTION | WP PUTRAJAYA & CYBERJAYA | Existing | 11 kV |  | RYB | VPTJ/PCE/J04172 | SS 4.17 4G11 (F2)
378205952 | TNB | DISTRIBUTION | WP PUTRAJAYA & CYBERJAYA | Existing | 11 kV |  | RYB | VPTJ/PCE/J04172 | SS 4.17 4G11 (F2)
378205953 | TNB | DISTRIBUTION | WP PUTRAJAYA & CYBERJAYA | Existing | 11 kV |  | RYB | VPTJ/PCE/J04172 | SS 4.17 4G11 (F2)
378205960 | TNB | DISTRIBUTION | WP PUTRAJAYA & CYBERJAYA | Existing | 11 kV |  | RYB | VPTJ/PCE/J04172 | SS 4.17 4G11 (F2)
378205975 | TNB | DISTRIBUTION | WP PUTRAJAYA & CYBERJAYA | Existing | 11 kV |  | RYB | VPTJ/PCE/J04161 | SS 4.16 4G10 (F1)
378205979 | TNB | DISTRIBUTION | WP PUTRAJAYA & CYBERJAYA | Existing | 11 kV |  | RYB | VPTJ/PCE/J04161 | SS 4.16 4G10 (F1)
378205982 | TNB | DISTRIBUTION | WP PUTRAJAYA & CYBERJAYA | Existing | 11 kV |  | RYB | VPTJ/PCE/J04161 | SS 4.16 4G10 (F1)
378205985 | TNB | DISTRIBUTION | WP PUTRAJAYA & CYBERJAYA | Existing | 11 kV |  | RYB | VPTJ/PCE/J04161 | SS 4.16 4G10 (F1)
378205987 | TNB | DISTRIBUTION | WP PUTRAJAYA & CYBERJAYA | Existing | 11 kV |  | RYB | VPTJ/PCE/J04161 | SS 4.16 4G10 (F1)
378205990 | TNB | DISTRIBUTION | WP PUTRAJAYA & CYBERJAYA | Existing | 11 kV |  | RYB | VPTJ/PCE/J04161 | SS 4.16 4G10 (F1)
378205993 | TNB | DISTRIBUTION | WP PUTRAJAYA & CYBERJAYA | Existing | 11 kV |  | RYB | VPTJ/PCE/J04161 | SS 4.16 4G10 (F1)
378205994 | TNB | DISTRIBUTION | WP PUTRAJAYA & CYBERJAYA | Existing | 11 kV |  | RYB | VPTJ/PCE/J04161 | SS 4.16 4G10 (F1)
378206001 | TNB | DISTRIBUTION | WP PUTRAJAYA & CYBERJAYA | Existing | 11 kV |  | RYB | VPTJ/PCE/J04161 | SS 4.16 4G10 (F1)
378206016 | TNB | DISTRIBUTION | WP PUTRAJAYA & CYBERJAYA | Existing | 11 kV |  | RYB | VPTJ/PCE/J04162 | SS 4.16 4G10 (F2)
378206020 | TNB | DISTRIBUTION | WP PUTRAJAYA & CYBERJAYA | Existing | 11 kV |  | RYB | VPTJ/PCE/J04162 | SS 4.16 4G10 (F2)
378206023 | TNB | DISTRIBUTION | WP PUTRAJAYA & CYBERJAYA | Existing | 11 kV |  | RYB | VPTJ/PCE/J04162 | SS 4.16 4G10 (F2)
378206026 | TNB | DISTRIBUTION | WP PUTRAJAYA & CYBERJAYA | Existing | 11 kV |  | RYB | VPTJ/PCE/J04162 | SS 4.16 4G10 (F2)
378206028 | TNB | DISTRIBUTION | WP PUTRAJAYA & CYBERJAYA | Existing | 11 kV |  | RYB | VPTJ/PCE/J04162 | SS 4.16 4G10 (F2)
378206031 | TNB | DISTRIBUTION | WP PUTRAJAYA & CYBERJAYA | Existing | 11 kV |  | RYB | VPTJ/PCE/J04162 | SS 4.16 4G10 (F2)
378206034 | TNB | DISTRIBUTION | WP PUTRAJAYA & CYBERJAYA | Existing | 11 kV |  | RYB | VPTJ/PCE/J04162 | SS 4.16 4G10 (F2)
378206035 | TNB | DISTRIBUTION | WP PUTRAJAYA & CYBERJAYA | Existing | 11 kV |  | RYB | VPTJ/PCE/J04162 | SS 4.16 4G10 (F2)
378206042 | TNB | DISTRIBUTION | WP PUTRAJAYA & CYBERJAYA | Existing | 11 kV |  | RYB | VPTJ/PCE/J04162 | SS 4.16 4G10 (F2)
378206073 | TNB | DISTRIBUTION | WP PUTRAJAYA & CYBERJAYA | Existing | 11 kV |  | RYB | VPTJ/PCE/J04151 | SS 4.15 4G9 (F1)
378206077 | TNB | DISTRIBUTION | WP PUTRAJAYA & CYBERJAYA | Existing | 11 kV |  | RYB | VPTJ/PCE/J04151 | SS 4.15 4G9 (F1)
378206080 | TNB | DISTRIBUTION | WP PUTRAJAYA & CYBERJAYA | Existing | 11 kV |  | RYB | VPTJ/PCE/J04151 | SS 4.15 4G9 (F1)
378206083 | TNB | DISTRIBUTION | WP PUTRAJAYA & CYBERJAYA | Existing | 11 kV |  | RYB | VPTJ/PCE/J04151 | SS 4.15 4G9 (F1)
378206085 | TNB | DISTRIBUTION | WP PUTRAJAYA & CYBERJAYA | Existing | 11 kV |  | RYB | VPTJ/PCE/J04151 | SS 4.15 4G9 (F1)
378206091 | TNB | DISTRIBUTION | WP PUTRAJAYA & CYBERJAYA | Existing | 11 kV |  | RYB | VPTJ/PCE/J04151 | SS 4.15 4G9 (F1)
378206092 | TNB | DISTRIBUTION | WP PUTRAJAYA & CYBERJAYA | Existing | 11 kV |  | RYB | VPTJ/PCE/J04151 | SS 4.15 4G9 (F1)
378206099 | TNB | DISTRIBUTION | WP PUTRAJAYA & CYBERJAYA | Existing | 11 kV |  | RYB | VPTJ/PCE/J04151 | SS 4.15 4G9 (F1)
378206114 | TNB | DISTRIBUTION | WP PUTRAJAYA & CYBERJAYA | Existing | 11 kV |  | RYB | VPTJ/PCE/J04152 | SS 4.15 4G9 (F2)
378206118 | TNB | DISTRIBUTION | WP PUTRAJAYA & CYBERJAYA | Existing | 11 kV |  | RYB | VPTJ/PCE/J04152 | SS 4.15 4G9 (F2)
378206121 | TNB | DISTRIBUTION | WP PUTRAJAYA & CYBERJAYA | Existing | 11 kV |  | RYB | VPTJ/PCE/J04152 | SS 4.15 4G9 (F2)
378206124 | TNB | DISTRIBUTION | WP PUTRAJAYA & CYBERJAYA | Existing | 11 kV |  | RYB | VPTJ/PCE/J04152 | SS 4.15 4G9 (F2)
378206126 | TNB | DISTRIBUTION | WP PUTRAJAYA & CYBERJAYA | Existing | 11 kV |  | RYB | VPTJ/PCE/J04152 | SS 4.15 4G9 (F2)
378206132 | TNB | DISTRIBUTION | WP PUTRAJAYA & CYBERJAYA | Existing | 11 kV |  | RYB | VPTJ/PCE/J04152 | SS 4.15 4G9 (F2)
378206133 | TNB | DISTRIBUTION | WP PUTRAJAYA & CYBERJAYA | Existing | 11 kV |  | RYB | VPTJ/PCE/J04152 | SS 4.15 4G9 (F2)
378206140 | TNB | DISTRIBUTION | WP PUTRAJAYA & CYBERJAYA | Existing | 11 kV |  | RYB | VPTJ/PCE/J04152 | SS 4.15 4G9 (F2)
378206278 | TNB | DISTRIBUTION | WP PUTRAJAYA & CYBERJAYA | Existing | 11 kV |  | RYB | VPTJ/PCE/J04141 | SS 4.14 4G8 (F1)
378206282 | TNB | DISTRIBUTION | WP PUTRAJAYA & CYBERJAYA | Existing | 11 kV |  | RYB | VPTJ/PCE/J04141 | SS 4.14 4G8 (F1)
378206285 | TNB | DISTRIBUTION | WP PUTRAJAYA & CYBERJAYA | Existing | 11 kV |  | RYB | VPTJ/PCE/J04141 | SS 4.14 4G8 (F1)
378206288 | TNB | DISTRIBUTION | WP PUTRAJAYA & CYBERJAYA | Existing | 11 kV |  | RYB | VPTJ/PCE/J04141 | SS 4.14 4G8 (F1)
378206290 | TNB | DISTRIBUTION | WP PUTRAJAYA & CYBERJAYA | Existing | 11 kV |  | RYB | VPTJ/PCE/J04141 | SS 4.14 4G8 (F1)
378206296 | TNB | DISTRIBUTION | WP PUTRAJAYA & CYBERJAYA | Existing | 11 kV |  | RYB | VPTJ/PCE/J04141 | SS 4.14 4G8 (F1)
378206297 | TNB | DISTRIBUTION | WP PUTRAJAYA & CYBERJAYA | Existing | 11 kV |  | RYB | VPTJ/PCE/J04141 | SS 4.14 4G8 (F1)
378206304 | TNB | DISTRIBUTION | WP PUTRAJAYA & CYBERJAYA | Existing | 11 kV |  | RYB | VPTJ/PCE/J04141 | SS 4.14 4G8 (F1)
378206319 | TNB | DISTRIBUTION | WP PUTRAJAYA & CYBERJAYA | Existing | 11 kV |  | RYB | VPTJ/PCE/J04142 | SS 4.14 4G8 (F2)
378206323 | TNB | DISTRIBUTION | WP PUTRAJAYA & CYBERJAYA | Existing | 11 kV |  | RYB | VPTJ/PCE/J04142 | SS 4.14 4G8 (F2)
378206326 | TNB | DISTRIBUTION | WP PUTRAJAYA & CYBERJAYA | Existing | 11 kV |  | RYB | VPTJ/PCE/J04142 | SS 4.14 4G8 (F2)
378206329 | TNB | DISTRIBUTION | WP PUTRAJAYA & CYBERJAYA | Existing | 11 kV |  | RYB | VPTJ/PCE/J04142 | SS 4.14 4G8 (F2)
378206331 | TNB | DISTRIBUTION | WP PUTRAJAYA & CYBERJAYA | Existing | 11 kV |  | RYB | VPTJ/PCE/J04142 | SS 4.14 4G8 (F2)
378206337 | TNB | DISTRIBUTION | WP PUTRAJAYA & CYBERJAYA | Existing | 11 kV |  | RYB | VPTJ/PCE/J04142 | SS 4.14 4G8 (F2)
378206338 | TNB | DISTRIBUTION | WP PUTRAJAYA & CYBERJAYA | Existing | 11 kV |  | RYB | VPTJ/PCE/J04142 | SS 4.14 4G8 (F2)
378206345 | TNB | DISTRIBUTION | WP PUTRAJAYA & CYBERJAYA | Existing | 11 kV |  | RYB | VPTJ/PCE/J04142 | SS 4.14 4G8 (F2)
378211230 | TNB | DISTRIBUTION | WP PUTRAJAYA & CYBERJAYA | Existing | 11 kV |  | RYB | VPTJ/PCE/J09442 | PE 9.44 P'PURI P7 BLOK A2 (EFI) (F2)
378211231 | TNB | DISTRIBUTION | WP PUTRAJAYA & CYBERJAYA | Existing | 11 kV |  | RYB | VPTJ/PCE/J09442 | PE 9.44 P'PURI P7 BLOK A2 (EFI) (F2)
378211235 | TNB | DISTRIBUTION | WP PUTRAJAYA & CYBERJAYA | Existing | 11 kV |  | RYB | VPTJ/PCE/J09442 | PE 9.44 P'PURI P7 BLOK A2 (EFI) (F2)
378211238 | TNB | DISTRIBUTION | WP PUTRAJAYA & CYBERJAYA | Existing | 11 kV |  | RYB | VPTJ/PCE/J09442 | PE 9.44 P'PURI P7 BLOK A2 (EFI) (F2)
378211239 | TNB | DISTRIBUTION | WP PUTRAJAYA & CYBERJAYA | Existing | 11 kV |  | RYB | VPTJ/PCE/J09442 | PE 9.44 P'PURI P7 BLOK A2 (EFI) (F2)
378211315 | TNB | DISTRIBUTION | WP PUTRAJAYA & CYBERJAYA | Existing | 11 kV |  | RYB | VPTJ/PCE/J09431 | PE 9.43 P'PURI P7 BLOK A1 (F1)
378211316 | TNB | DISTRIBUTION | WP PUTRAJAYA & CYBERJAYA | Existing | 11 kV |  | RYB | VPTJ/PCE/J09431 | PE 9.43 P'PURI P7 BLOK A1 (F1)
378211321 | TNB | DISTRIBUTION | WP PUTRAJAYA & CYBERJAYA | Existing | 11 kV |  | RYB | VPTJ/PCE/J09431 | PE 9.43 P'PURI P7 BLOK A1 (F1)
378211327 | TNB | DISTRIBUTION | WP PUTRAJAYA & CYBERJAYA | Existing | 11 kV |  | RYB | VPTJ/PCE/J09431 | PE 9.43 P'PURI P7 BLOK A1 (F1)
378211328 | TNB | DISTRIBUTION | WP PUTRAJAYA & CYBERJAYA | Existing | 11 kV |  | RYB | VPTJ/PCE/J09431 | PE 9.43 P'PURI P7 BLOK A1 (F1)
378211332 | TNB | DISTRIBUTION | WP PUTRAJAYA & CYBERJAYA | Existing | 11 kV |  | RYB | VPTJ/PCE/J09431 | PE 9.43 P'PURI P7 BLOK A1 (F1)
378211335 | TNB | DISTRIBUTION | WP PUTRAJAYA & CYBERJAYA | Existing | 11 kV |  | RYB | VPTJ/PCE/J09431 | PE 9.43 P'PURI P7 BLOK A1 (F1)
378211336 | TNB | DISTRIBUTION | WP PUTRAJAYA & CYBERJAYA | Existing | 11 kV |  | RYB | VPTJ/PCE/J09431 | PE 9.43 P'PURI P7 BLOK A1 (F1)
378211405 | TNB | DISTRIBUTION | WP PUTRAJAYA & CYBERJAYA | Existing | 11 kV |  | RYB | VPTJ/PCE/J09432 | PE 9.43 P'PURI P7 BLOK A1 (F2)
378211406 | TNB | DISTRIBUTION | WP PUTRAJAYA & CYBERJAYA | Existing | 11 kV |  | RYB | VPTJ/PCE/J09432 | PE 9.43 P'PURI P7 BLOK A1 (F2)
378211411 | TNB | DISTRIBUTION | WP PUTRAJAYA & CYBERJAYA | Existing | 11 kV |  | RYB | VPTJ/PCE/J09432 | PE 9.43 P'PURI P7 BLOK A1 (F2)
378211417 | TNB | DISTRIBUTION | WP PUTRAJAYA & CYBERJAYA | Existing | 11 kV |  | RYB | VPTJ/PCE/J09432 | PE 9.43 P'PURI P7 BLOK A1 (F2)
378211418 | TNB | DISTRIBUTION | WP PUTRAJAYA & CYBERJAYA | Existing | 11 kV |  | RYB | VPTJ/PCE/J09432 | PE 9.43 P'PURI P7 BLOK A1 (F2)
378211422 | TNB | DISTRIBUTION | WP PUTRAJAYA & CYBERJAYA | Existing | 11 kV |  | RYB | VPTJ/PCE/J09432 | PE 9.43 P'PURI P7 BLOK A1 (F2)
378211425 | TNB | DISTRIBUTION | WP PUTRAJAYA & CYBERJAYA | Existing | 11 kV |  | RYB | VPTJ/PCE/J09432 | PE 9.43 P'PURI P7 BLOK A1 (F2)
378211426 | TNB | DISTRIBUTION | WP PUTRAJAYA & CYBERJAYA | Existing | 11 kV |  | RYB | VPTJ/PCE/J09432 | PE 9.43 P'PURI P7 BLOK A1 (F2)
378211496 | TNB | DISTRIBUTION | WP PUTRAJAYA & CYBERJAYA | Existing | 11 kV |  | RYB | VPTJ/PCE/J09351 | PE 9.35 P'PURI BLOK A1 (EFI) (F1)
378211497 | TNB | DISTRIBUTION | WP PUTRAJAYA & CYBERJAYA | Existing | 11 kV |  | RYB | VPTJ/PCE/J09351 | PE 9.35 P'PURI BLOK A1 (EFI) (F1)
378211502 | TNB | DISTRIBUTION | WP PUTRAJAYA & CYBERJAYA | Existing | 11 kV |  | RYB | VPTJ/PCE/J09351 | PE 9.35 P'PURI BLOK A1 (EFI) (F1)
378211508 | TNB | DISTRIBUTION | WP PUTRAJAYA & CYBERJAYA | Existing | 11 kV |  | RYB | VPTJ/PCE/J09351 | PE 9.35 P'PURI BLOK A1 (EFI) (F1)
378211509 | TNB | DISTRIBUTION | WP PUTRAJAYA & CYBERJAYA | Existing | 11 kV |  | RYB | VPTJ/PCE/J09351 | PE 9.35 P'PURI BLOK A1 (EFI) (F1)
378211513 | TNB | DISTRIBUTION | WP PUTRAJAYA & CYBERJAYA | Existing | 11 kV |  | RYB | VPTJ/PCE/J09351 | PE 9.35 P'PURI BLOK A1 (EFI) (F1)
378211516 | TNB | DISTRIBUTION | WP PUTRAJAYA & CYBERJAYA | Existing | 11 kV |  | RYB | VPTJ/PCE/J09351 | PE 9.35 P'PURI BLOK A1 (EFI) (F1)
378211517 | TNB | DISTRIBUTION | WP PUTRAJAYA & CYBERJAYA | Existing | 11 kV |  | RYB | VPTJ/PCE/J09351 | PE 9.35 P'PURI BLOK A1 (EFI) (F1)
378211588 | TNB | DISTRIBUTION | WP PUTRAJAYA & CYBERJAYA | Existing | 11 kV |  | RYB | VPTJ/PCE/J09352 | PE 9.35 P'PURI BLOK A1 (EFI) (F2)
378211589 | TNB | DISTRIBUTION | WP PUTRAJAYA & CYBERJAYA | Existing | 11 kV |  | RYB | VPTJ/PCE/J09352 | PE 9.35 P'PURI BLOK A1 (EFI) (F2)
378211594 | TNB | DISTRIBUTION | WP PUTRAJAYA & CYBERJAYA | Existing | 11 kV |  | RYB | VPTJ/PCE/J09352 | PE 9.35 P'PURI BLOK A1 (EFI) (F2)
378211600 | TNB | DISTRIBUTION | WP PUTRAJAYA & CYBERJAYA | Existing | 11 kV |  | RYB | VPTJ/PCE/J09352 | PE 9.35 P'PURI BLOK A1 (EFI) (F2)
378211601 | TNB | DISTRIBUTION | WP PUTRAJAYA & CYBERJAYA | Existing | 11 kV |  | RYB | VPTJ/PCE/J09352 | PE 9.35 P'PURI BLOK A1 (EFI) (F2)
378211605 | TNB | DISTRIBUTION | WP PUTRAJAYA & CYBERJAYA | Existing | 11 kV |  | RYB | VPTJ/PCE/J09352 | PE 9.35 P'PURI BLOK A1 (EFI) (F2)
378211608 | TNB | DISTRIBUTION | WP PUTRAJAYA & CYBERJAYA | Existing | 11 kV |  | RYB | VPTJ/PCE/J09352 | PE 9.35 P'PURI BLOK A1 (EFI) (F2)
378211609 | TNB | DISTRIBUTION | WP PUTRAJAYA & CYBERJAYA | Existing | 11 kV |  | RYB | VPTJ/PCE/J09352 | PE 9.35 P'PURI BLOK A1 (EFI) (F2)
378211683 | TNB | DISTRIBUTION | WP PUTRAJAYA & CYBERJAYA | Existing | 11 kV |  | RYB | VPTJ/PCE/J09341 | PE 9.34 P'PURI BLOK A3 (F1)
378211684 | TNB | DISTRIBUTION | WP PUTRAJAYA & CYBERJAYA | Existing | 11 kV |  | RYB | VPTJ/PCE/J09341 | PE 9.34 P'PURI BLOK A3 (F1)
378211689 | TNB | DISTRIBUTION | WP PUTRAJAYA & CYBERJAYA | Existing | 11 kV |  | RYB | VPTJ/PCE/J09341 | PE 9.34 P'PURI BLOK A3 (F1)
378211695 | TNB | DISTRIBUTION | WP PUTRAJAYA & CYBERJAYA | Existing | 11 kV |  | RYB | VPTJ/PCE/J09341 | PE 9.34 P'PURI BLOK A3 (F1)
378211696 | TNB | DISTRIBUTION | WP PUTRAJAYA & CYBERJAYA | Existing | 11 kV |  | RYB | VPTJ/PCE/J09341 | PE 9.34 P'PURI BLOK A3 (F1)
378211700 | TNB | DISTRIBUTION | WP PUTRAJAYA & CYBERJAYA | Existing | 11 kV |  | RYB | VPTJ/PCE/J09341 | PE 9.34 P'PURI BLOK A3 (F1)
378211703 | TNB | DISTRIBUTION | WP PUTRAJAYA & CYBERJAYA | Existing | 11 kV |  | RYB | VPTJ/PCE/J09341 | PE 9.34 P'PURI BLOK A3 (F1)
378211704 | TNB | DISTRIBUTION | WP PUTRAJAYA & CYBERJAYA | Existing | 11 kV |  | RYB | VPTJ/PCE/J09341 | PE 9.34 P'PURI BLOK A3 (F1)
378211775 | TNB | DISTRIBUTION | WP PUTRAJAYA & CYBERJAYA | Existing | 11 kV |  | RYB | VPTJ/PCE/J09342 | PE 9.34 P'PURI BLOK A3 (F2)
378211776 | TNB | DISTRIBUTION | WP PUTRAJAYA & CYBERJAYA | Existing | 11 kV |  | RYB | VPTJ/PCE/J09342 | PE 9.34 P'PURI BLOK A3 (F2)
378211781 | TNB | DISTRIBUTION | WP PUTRAJAYA & CYBERJAYA | Existing | 11 kV |  | RYB | VPTJ/PCE/J09342 | PE 9.34 P'PURI BLOK A3 (F2)
378211787 | TNB | DISTRIBUTION | WP PUTRAJAYA & CYBERJAYA | Existing | 11 kV |  | RYB | VPTJ/PCE/J09342 | PE 9.34 P'PURI BLOK A3 (F2)
378211788 | TNB | DISTRIBUTION | WP PUTRAJAYA & CYBERJAYA | Existing | 11 kV |  | RYB | VPTJ/PCE/J09342 | PE 9.34 P'PURI BLOK A3 (F2)
378211792 | TNB | DISTRIBUTION | WP PUTRAJAYA & CYBERJAYA | Existing | 11 kV |  | RYB | VPTJ/PCE/J09342 | PE 9.34 P'PURI BLOK A3 (F2)
378211795 | TNB | DISTRIBUTION | WP PUTRAJAYA & CYBERJAYA | Existing | 11 kV |  | RYB | VPTJ/PCE/J09342 | PE 9.34 P'PURI BLOK A3 (F2)
378211796 | TNB | DISTRIBUTION | WP PUTRAJAYA & CYBERJAYA | Existing | 11 kV |  | RYB | VPTJ/PCE/J09342 | PE 9.34 P'PURI BLOK A3 (F2)
378211871 | TNB | DISTRIBUTION | WP PUTRAJAYA & CYBERJAYA | Existing | 11 kV |  | RYB | VPTJ/PCE/J09331 | PE 9.33 P'PURI BLOK B1 (EFI) (F1)
378211872 | TNB | DISTRIBUTION | WP PUTRAJAYA & CYBERJAYA | Existing | 11 kV |  | RYB | VPTJ/PCE/J09331 | PE 9.33 P'PURI BLOK B1 (EFI) (F1)
378211877 | TNB | DISTRIBUTION | WP PUTRAJAYA & CYBERJAYA | Existing | 11 kV |  | RYB | VPTJ/PCE/J09331 | PE 9.33 P'PURI BLOK B1 (EFI) (F1)
378211883 | TNB | DISTRIBUTION | WP PUTRAJAYA & CYBERJAYA | Existing | 11 kV |  | RYB | VPTJ/PCE/J09331 | PE 9.33 P'PURI BLOK B1 (EFI) (F1)
378211884 | TNB | DISTRIBUTION | WP PUTRAJAYA & CYBERJAYA | Existing | 11 kV |  | RYB | VPTJ/PCE/J09331 | PE 9.33 P'PURI BLOK B1 (EFI) (F1)
378211888 | TNB | DISTRIBUTION | WP PUTRAJAYA & CYBERJAYA | Existing | 11 kV |  | RYB | VPTJ/PCE/J09331 | PE 9.33 P'PURI BLOK B1 (EFI) (F1)
378211891 | TNB | DISTRIBUTION | WP PUTRAJAYA & CYBERJAYA | Existing | 11 kV |  | RYB | VPTJ/PCE/J09331 | PE 9.33 P'PURI BLOK B1 (EFI) (F1)
378211892 | TNB | DISTRIBUTION | WP PUTRAJAYA & CYBERJAYA | Existing | 11 kV |  | RYB | VPTJ/PCE/J09331 | PE 9.33 P'PURI BLOK B1 (EFI) (F1)
378211963 | TNB | DISTRIBUTION | WP PUTRAJAYA & CYBERJAYA | Existing | 11 kV |  | RYB | VPTJ/PCE/J09332 | PE 9.33 P'PURI BLOK B1 (EFI) (F2)
378211964 | TNB | DISTRIBUTION | WP PUTRAJAYA & CYBERJAYA | Existing | 11 kV |  | RYB | VPTJ/PCE/J09332 | PE 9.33 P'PURI BLOK B1 (EFI) (F2)
378211969 | TNB | DISTRIBUTION | WP PUTRAJAYA & CYBERJAYA | Existing | 11 kV |  | RYB | VPTJ/PCE/J09332 | PE 9.33 P'PURI BLOK B1 (EFI) (F2)
378211975 | TNB | DISTRIBUTION | WP PUTRAJAYA & CYBERJAYA | Existing | 11 kV |  | RYB | VPTJ/PCE/J09332 | PE 9.33 P'PURI BLOK B1 (EFI) (F2)
378211976 | TNB | DISTRIBUTION | WP PUTRAJAYA & CYBERJAYA | Existing | 11 kV |  | RYB | VPTJ/PCE/J09332 | PE 9.33 P'PURI BLOK B1 (EFI) (F2)
378211980 | TNB | DISTRIBUTION | WP PUTRAJAYA & CYBERJAYA | Existing | 11 kV |  | RYB | VPTJ/PCE/J09332 | PE 9.33 P'PURI BLOK B1 (EFI) (F2)
378211983 | TNB | DISTRIBUTION | WP PUTRAJAYA & CYBERJAYA | Existing | 11 kV |  | RYB | VPTJ/PCE/J09332 | PE 9.33 P'PURI BLOK B1 (EFI) (F2)
378211984 | TNB | DISTRIBUTION | WP PUTRAJAYA & CYBERJAYA | Existing | 11 kV |  | RYB | VPTJ/PCE/J09332 | PE 9.33 P'PURI BLOK B1 (EFI) (F2)
378212056 | TNB | DISTRIBUTION | WP PUTRAJAYA & CYBERJAYA | Existing | 11 kV |  | RYB | VPTJ/PCE/J09321 | PE 9.32 P'PURI BLOK B3 (F1)
378212057 | TNB | DISTRIBUTION | WP PUTRAJAYA & CYBERJAYA | Existing | 11 kV |  | RYB | VPTJ/PCE/J09321 | PE 9.32 P'PURI BLOK B3 (F1)
378212062 | TNB | DISTRIBUTION | WP PUTRAJAYA & CYBERJAYA | Existing | 11 kV |  | RYB | VPTJ/PCE/J09321 | PE 9.32 P'PURI BLOK B3 (F1)
378212068 | TNB | DISTRIBUTION | WP PUTRAJAYA & CYBERJAYA | Existing | 11 kV |  | RYB | VPTJ/PCE/J09321 | PE 9.32 P'PURI BLOK B3 (F1)
378212069 | TNB | DISTRIBUTION | WP PUTRAJAYA & CYBERJAYA | Existing | 11 kV |  | RYB | VPTJ/PCE/J09321 | PE 9.32 P'PURI BLOK B3 (F1)
378212073 | TNB | DISTRIBUTION | WP PUTRAJAYA & CYBERJAYA | Existing | 11 kV |  | RYB | VPTJ/PCE/J09321 | PE 9.32 P'PURI BLOK B3 (F1)
378212076 | TNB | DISTRIBUTION | WP PUTRAJAYA & CYBERJAYA | Existing | 11 kV |  | RYB | VPTJ/PCE/J09321 | PE 9.32 P'PURI BLOK B3 (F1)
378212077 | TNB | DISTRIBUTION | WP PUTRAJAYA & CYBERJAYA | Existing | 11 kV |  | RYB | VPTJ/PCE/J09321 | PE 9.32 P'PURI BLOK B3 (F1)
378212100 | TNB | DISTRIBUTION | WP PUTRAJAYA & CYBERJAYA | Existing | 11 kV |  | RYB | VPTJ/PCE/J09322 | PE 9.32 P'PURI BLOK B3 (F2)
378212101 | TNB | DISTRIBUTION | WP PUTRAJAYA & CYBERJAYA | Existing | 11 kV |  | RYB | VPTJ/PCE/J09322 | PE 9.32 P'PURI BLOK B3 (F2)
378212106 | TNB | DISTRIBUTION | WP PUTRAJAYA & CYBERJAYA | Existing | 11 kV |  | RYB | VPTJ/PCE/J09322 | PE 9.32 P'PURI BLOK B3 (F2)
378212112 | TNB | DISTRIBUTION | WP PUTRAJAYA & CYBERJAYA | Existing | 11 kV |  | RYB | VPTJ/PCE/J09322 | PE 9.32 P'PURI BLOK B3 (F2)
378212113 | TNB | DISTRIBUTION | WP PUTRAJAYA & CYBERJAYA | Existing | 11 kV |  | RYB | VPTJ/PCE/J09322 | PE 9.32 P'PURI BLOK B3 (F2)
378212117 | TNB | DISTRIBUTION | WP PUTRAJAYA & CYBERJAYA | Existing | 11 kV |  | RYB | VPTJ/PCE/J09322 | PE 9.32 P'PURI BLOK B3 (F2)
378212120 | TNB | DISTRIBUTION | WP PUTRAJAYA & CYBERJAYA | Existing | 11 kV |  | RYB | VPTJ/PCE/J09322 | PE 9.32 P'PURI BLOK B3 (F2)
378212121 | TNB | DISTRIBUTION | WP PUTRAJAYA & CYBERJAYA | Existing | 11 kV |  | RYB | VPTJ/PCE/J09322 | PE 9.32 P'PURI BLOK B3 (F2)
378212186 | TNB | DISTRIBUTION | WP PUTRAJAYA & CYBERJAYA | Existing | 11 kV |  | RYB | VPTJ/PCE/J09371 | PE 9.37 P'PURI BLOK A1 (EFI) (F1)
378212187 | TNB | DISTRIBUTION | WP PUTRAJAYA & CYBERJAYA | Existing | 11 kV |  | RYB | VPTJ/PCE/J09371 | PE 9.37 P'PURI BLOK A1 (EFI) (F1)
378212192 | TNB | DISTRIBUTION | WP PUTRAJAYA & CYBERJAYA | Existing | 11 kV |  | RYB | VPTJ/PCE/J09371 | PE 9.37 P'PURI BLOK A1 (EFI) (F1)
378212198 | TNB | DISTRIBUTION | WP PUTRAJAYA & CYBERJAYA | Existing | 11 kV |  | RYB | VPTJ/PCE/J09371 | PE 9.37 P'PURI BLOK A1 (EFI) (F1)
378212199 | TNB | DISTRIBUTION | WP PUTRAJAYA & CYBERJAYA | Existing | 11 kV |  | RYB | VPTJ/PCE/J09371 | PE 9.37 P'PURI BLOK A1 (EFI) (F1)
378212203 | TNB | DISTRIBUTION | WP PUTRAJAYA & CYBERJAYA | Existing | 11 kV |  | RYB | VPTJ/PCE/J09371 | PE 9.37 P'PURI BLOK A1 (EFI) (F1)
378212206 | TNB | DISTRIBUTION | WP PUTRAJAYA & CYBERJAYA | Existing | 11 kV |  | RYB | VPTJ/PCE/J09371 | PE 9.37 P'PURI BLOK A1 (EFI) (F1)
378212207 | TNB | DISTRIBUTION | WP PUTRAJAYA & CYBERJAYA | Existing | 11 kV |  | RYB | VPTJ/PCE/J09371 | PE 9.37 P'PURI BLOK A1 (EFI) (F1)
378212339 | TNB | DISTRIBUTION | WP PUTRAJAYA & CYBERJAYA | Existing | 11 kV |  | RYB | VPTJ/PCE/J09372 | PE 9.37 P'PURI BLOK A1 (EFI) (F2)
378212340 | TNB | DISTRIBUTION | WP PUTRAJAYA & CYBERJAYA | Existing | 11 kV |  | RYB | VPTJ/PCE/J09372 | PE 9.37 P'PURI BLOK A1 (EFI) (F2)
378212345 | TNB | DISTRIBUTION | WP PUTRAJAYA & CYBERJAYA | Existing | 11 kV |  | RYB | VPTJ/PCE/J09372 | PE 9.37 P'PURI BLOK A1 (EFI) (F2)
378212351 | TNB | DISTRIBUTION | WP PUTRAJAYA & CYBERJAYA | Existing | 11 kV |  | RYB | VPTJ/PCE/J09372 | PE 9.37 P'PURI BLOK A1 (EFI) (F2)
378212352 | TNB | DISTRIBUTION | WP PUTRAJAYA & CYBERJAYA | Existing | 11 kV |  | RYB | VPTJ/PCE/J09372 | PE 9.37 P'PURI BLOK A1 (EFI) (F2)
378212356 | TNB | DISTRIBUTION | WP PUTRAJAYA & CYBERJAYA | Existing | 11 kV |  | RYB | VPTJ/PCE/J09372 | PE 9.37 P'PURI BLOK A1 (EFI) (F2)
378212359 | TNB | DISTRIBUTION | WP PUTRAJAYA & CYBERJAYA | Existing | 11 kV |  | RYB | VPTJ/PCE/J09372 | PE 9.37 P'PURI BLOK A1 (EFI) (F2)
378212360 | TNB | DISTRIBUTION | WP PUTRAJAYA & CYBERJAYA | Existing | 11 kV |  | RYB | VPTJ/PCE/J09372 | PE 9.37 P'PURI BLOK A1 (EFI) (F2)
378212368 | TNB | DISTRIBUTION | WP PUTRAJAYA & CYBERJAYA | Existing | 11 kV |  | RYB | VPTJ/PCE/J09381 | PE 9.38 P'PURI BLOK A3 (F1)
378212369 | TNB | DISTRIBUTION | WP PUTRAJAYA & CYBERJAYA | Existing | 11 kV |  | RYB | VPTJ/PCE/J09381 | PE 9.38 P'PURI BLOK A3 (F1)
378212374 | TNB | DISTRIBUTION | WP PUTRAJAYA & CYBERJAYA | Existing | 11 kV |  | RYB | VPTJ/PCE/J09381 | PE 9.38 P'PURI BLOK A3 (F1)
378212380 | TNB | DISTRIBUTION | WP PUTRAJAYA & CYBERJAYA | Existing | 11 kV |  | RYB | VPTJ/PCE/J09381 | PE 9.38 P'PURI BLOK A3 (F1)
378212381 | TNB | DISTRIBUTION | WP PUTRAJAYA & CYBERJAYA | Existing | 11 kV |  | RYB | VPTJ/PCE/J09381 | PE 9.38 P'PURI BLOK A3 (F1)
378212385 | TNB | DISTRIBUTION | WP PUTRAJAYA & CYBERJAYA | Existing | 11 kV |  | RYB | VPTJ/PCE/J09381 | PE 9.38 P'PURI BLOK A3 (F1)
378212388 | TNB | DISTRIBUTION | WP PUTRAJAYA & CYBERJAYA | Existing | 11 kV |  | RYB | VPTJ/PCE/J09381 | PE 9.38 P'PURI BLOK A3 (F1)
378212389 | TNB | DISTRIBUTION | WP PUTRAJAYA & CYBERJAYA | Existing | 11 kV |  | RYB | VPTJ/PCE/J09381 | PE 9.38 P'PURI BLOK A3 (F1)
378212399 | TNB | DISTRIBUTION | WP PUTRAJAYA & CYBERJAYA | Existing | 11 kV |  | RYB | VPTJ/PCE/J09382 | PE 9.38 P'PURI BLOK A3 (F2)
378212400 | TNB | DISTRIBUTION | WP PUTRAJAYA & CYBERJAYA | Existing | 11 kV |  | RYB | VPTJ/PCE/J09382 | PE 9.38 P'PURI BLOK A3 (F2)
378212405 | TNB | DISTRIBUTION | WP PUTRAJAYA & CYBERJAYA | Existing | 11 kV |  | RYB | VPTJ/PCE/J09382 | PE 9.38 P'PURI BLOK A3 (F2)
378212411 | TNB | DISTRIBUTION | WP PUTRAJAYA & CYBERJAYA | Existing | 11 kV |  | RYB | VPTJ/PCE/J09382 | PE 9.38 P'PURI BLOK A3 (F2)
378212412 | TNB | DISTRIBUTION | WP PUTRAJAYA & CYBERJAYA | Existing | 11 kV |  | RYB | VPTJ/PCE/J09382 | PE 9.38 P'PURI BLOK A3 (F2)
378212416 | TNB | DISTRIBUTION | WP PUTRAJAYA & CYBERJAYA | Existing | 11 kV |  | RYB | VPTJ/PCE/J09382 | PE 9.38 P'PURI BLOK A3 (F2)
378212419 | TNB | DISTRIBUTION | WP PUTRAJAYA & CYBERJAYA | Existing | 11 kV |  | RYB | VPTJ/PCE/J09382 | PE 9.38 P'PURI BLOK A3 (F2)
378212420 | TNB | DISTRIBUTION | WP PUTRAJAYA & CYBERJAYA | Existing | 11 kV |  | RYB | VPTJ/PCE/J09382 | PE 9.38 P'PURI BLOK A3 (F2)
378212554 | TNB | DISTRIBUTION | WP PUTRAJAYA & CYBERJAYA | Existing | 11 kV |  | RYB | VPTJ/PCE/J09392 | PE 9.39 P'PURI BLOK B3 (EFI) (F2)
378212555 | TNB | DISTRIBUTION | WP PUTRAJAYA & CYBERJAYA | Existing | 11 kV |  | RYB | VPTJ/PCE/J09392 | PE 9.39 P'PURI BLOK B3 (EFI) (F2)
378212560 | TNB | DISTRIBUTION | WP PUTRAJAYA & CYBERJAYA | Existing | 11 kV |  | RYB | VPTJ/PCE/J09392 | PE 9.39 P'PURI BLOK B3 (EFI) (F2)
378212566 | TNB | DISTRIBUTION | WP PUTRAJAYA & CYBERJAYA | Existing | 11 kV |  | RYB | VPTJ/PCE/J09392 | PE 9.39 P'PURI BLOK B3 (EFI) (F2)
378212567 | TNB | DISTRIBUTION | WP PUTRAJAYA & CYBERJAYA | Existing | 11 kV |  | RYB | VPTJ/PCE/J09392 | PE 9.39 P'PURI BLOK B3 (EFI) (F2)
378212571 | TNB | DISTRIBUTION | WP PUTRAJAYA & CYBERJAYA | Existing | 11 kV |  | RYB | VPTJ/PCE/J09392 | PE 9.39 P'PURI BLOK B3 (EFI) (F2)
378212574 | TNB | DISTRIBUTION | WP PUTRAJAYA & CYBERJAYA | Existing | 11 kV |  | RYB | VPTJ/PCE/J09392 | PE 9.39 P'PURI BLOK B3 (EFI) (F2)
378212575 | TNB | DISTRIBUTION | WP PUTRAJAYA & CYBERJAYA | Existing | 11 kV |  | RYB | VPTJ/PCE/J09392 | PE 9.39 P'PURI BLOK B3 (EFI) (F2)
378212577 | TNB | DISTRIBUTION | WP PUTRAJAYA & CYBERJAYA | Existing | 11 kV |  | RYB | VPTJ/PCE/J09391 | PE 9.39 P'PURI BLOK B3 (EFI) (F1)
378212578 | TNB | DISTRIBUTION | WP PUTRAJAYA & CYBERJAYA | Existing | 11 kV |  | RYB | VPTJ/PCE/J09391 | PE 9.39 P'PURI BLOK B3 (EFI) (F1)
378212583 | TNB | DISTRIBUTION | WP PUTRAJAYA & CYBERJAYA | Existing | 11 kV |  | RYB | VPTJ/PCE/J09391 | PE 9.39 P'PURI BLOK B3 (EFI) (F1)
378212589 | TNB | DISTRIBUTION | WP PUTRAJAYA & CYBERJAYA | Existing | 11 kV |  | RYB | VPTJ/PCE/J09391 | PE 9.39 P'PURI BLOK B3 (EFI) (F1)
378212590 | TNB | DISTRIBUTION | WP PUTRAJAYA & CYBERJAYA | Existing | 11 kV |  | RYB | VPTJ/PCE/J09391 | PE 9.39 P'PURI BLOK B3 (EFI) (F1)
378212594 | TNB | DISTRIBUTION | WP PUTRAJAYA & CYBERJAYA | Existing | 11 kV |  | RYB | VPTJ/PCE/J09391 | PE 9.39 P'PURI BLOK B3 (EFI) (F1)
378212597 | TNB | DISTRIBUTION | WP PUTRAJAYA & CYBERJAYA | Existing | 11 kV |  | RYB | VPTJ/PCE/J09391 | PE 9.39 P'PURI BLOK B3 (EFI) (F1)
378212598 | TNB | DISTRIBUTION | WP PUTRAJAYA & CYBERJAYA | Existing | 11 kV |  | RYB | VPTJ/PCE/J09391 | PE 9.39 P'PURI BLOK B3 (EFI) (F1)
378212833 | TNB | DISTRIBUTION | WP PUTRAJAYA & CYBERJAYA | Existing | 11 kV |  | RYB | VPTJ/PCE/J09401 | PE 9.40 P'PURI BLOK C (F1)
378212844 | TNB | DISTRIBUTION | WP PUTRAJAYA & CYBERJAYA | Existing | 11 kV |  | RYB | VPTJ/PCE/J09401 | PE 9.40 P'PURI BLOK C (F1)
378212845 | TNB | DISTRIBUTION | WP PUTRAJAYA & CYBERJAYA | Existing | 11 kV |  | RYB | VPTJ/PCE/J09401 | PE 9.40 P'PURI BLOK C (F1)
378212854 | TNB | DISTRIBUTION | WP PUTRAJAYA & CYBERJAYA | Existing | 11 kV |  | RYB | VPTJ/PCE/J09401 | PE 9.40 P'PURI BLOK C (F1)
378212860 | TNB | DISTRIBUTION | WP PUTRAJAYA & CYBERJAYA | Existing | 11 kV |  | RYB | VPTJ/PCE/J09401 | PE 9.40 P'PURI BLOK C (F1)
378212862 | TNB | DISTRIBUTION | WP PUTRAJAYA & CYBERJAYA | Existing | 11 kV |  | RYB | VPTJ/PCE/J09401 | PE 9.40 P'PURI BLOK C (F1)
378212864 | TNB | DISTRIBUTION | WP PUTRAJAYA & CYBERJAYA | Existing | 11 kV |  | RYB | VPTJ/PCE/J09401 | PE 9.40 P'PURI BLOK C (F1)
378212870 | TNB | DISTRIBUTION | WP PUTRAJAYA & CYBERJAYA | Existing | 11 kV |  | RYB | VPTJ/PCE/J09401 | PE 9.40 P'PURI BLOK C (F1)
378212886 | TNB | DISTRIBUTION | WP PUTRAJAYA & CYBERJAYA | Existing | 11 kV |  | RYB | VPTJ/PCE/J09402 | PE 9.40 P'PURI BLOK C (F2)
378212897 | TNB | DISTRIBUTION | WP PUTRAJAYA & CYBERJAYA | Existing | 11 kV |  | RYB | VPTJ/PCE/J09402 | PE 9.40 P'PURI BLOK C (F2)
378212898 | TNB | DISTRIBUTION | WP PUTRAJAYA & CYBERJAYA | Existing | 11 kV |  | RYB | VPTJ/PCE/J09402 | PE 9.40 P'PURI BLOK C (F2)
378212907 | TNB | DISTRIBUTION | WP PUTRAJAYA & CYBERJAYA | Existing | 11 kV |  | RYB | VPTJ/PCE/J09402 | PE 9.40 P'PURI BLOK C (F2)
378212913 | TNB | DISTRIBUTION | WP PUTRAJAYA & CYBERJAYA | Existing | 11 kV |  | RYB | VPTJ/PCE/J09402 | PE 9.40 P'PURI BLOK C (F2)
378212915 | TNB | DISTRIBUTION | WP PUTRAJAYA & CYBERJAYA | Existing | 11 kV |  | RYB | VPTJ/PCE/J09402 | PE 9.40 P'PURI BLOK C (F2)
378212917 | TNB | DISTRIBUTION | WP PUTRAJAYA & CYBERJAYA | Existing | 11 kV |  | RYB | VPTJ/PCE/J09402 | PE 9.40 P'PURI BLOK C (F2)
378212923 | TNB | DISTRIBUTION | WP PUTRAJAYA & CYBERJAYA | Existing | 11 kV |  | RYB | VPTJ/PCE/J09402 | PE 9.40 P'PURI BLOK C (F2)
378212997 | TNB | DISTRIBUTION | WP PUTRAJAYA & CYBERJAYA | Existing | 11 kV |  | RYB | VPTJ/PCE/J09411 | PE 9.41 P'PURI BLOK E3 (F1)
378212998 | TNB | DISTRIBUTION | WP PUTRAJAYA & CYBERJAYA | Existing | 11 kV |  | RYB | VPTJ/PCE/J09411 | PE 9.41 P'PURI BLOK E3 (F1)
378213003 | TNB | DISTRIBUTION | WP PUTRAJAYA & CYBERJAYA | Existing | 11 kV |  | RYB | VPTJ/PCE/J09411 | PE 9.41 P'PURI BLOK E3 (F1)
378213009 | TNB | DISTRIBUTION | WP PUTRAJAYA & CYBERJAYA | Existing | 11 kV |  | RYB | VPTJ/PCE/J09411 | PE 9.41 P'PURI BLOK E3 (F1)
378213010 | TNB | DISTRIBUTION | WP PUTRAJAYA & CYBERJAYA | Existing | 11 kV |  | RYB | VPTJ/PCE/J09411 | PE 9.41 P'PURI BLOK E3 (F1)
378213014 | TNB | DISTRIBUTION | WP PUTRAJAYA & CYBERJAYA | Existing | 11 kV |  | RYB | VPTJ/PCE/J09411 | PE 9.41 P'PURI BLOK E3 (F1)
378213017 | TNB | DISTRIBUTION | WP PUTRAJAYA & CYBERJAYA | Existing | 11 kV |  | RYB | VPTJ/PCE/J09411 | PE 9.41 P'PURI BLOK E3 (F1)
378213018 | TNB | DISTRIBUTION | WP PUTRAJAYA & CYBERJAYA | Existing | 11 kV |  | RYB | VPTJ/PCE/J09411 | PE 9.41 P'PURI BLOK E3 (F1)
378213094 | TNB | DISTRIBUTION | WP PUTRAJAYA & CYBERJAYA | Existing | 11 kV |  | RYB | VPTJ/PCE/J09412 | PE 9.41 P'PURI BLOK E3 (F2)
378213095 | TNB | DISTRIBUTION | WP PUTRAJAYA & CYBERJAYA | Existing | 11 kV |  | RYB | VPTJ/PCE/J09412 | PE 9.41 P'PURI BLOK E3 (F2)
378213100 | TNB | DISTRIBUTION | WP PUTRAJAYA & CYBERJAYA | Existing | 11 kV |  | RYB | VPTJ/PCE/J09412 | PE 9.41 P'PURI BLOK E3 (F2)
378213106 | TNB | DISTRIBUTION | WP PUTRAJAYA & CYBERJAYA | Existing | 11 kV |  | RYB | VPTJ/PCE/J09412 | PE 9.41 P'PURI BLOK E3 (F2)
378213107 | TNB | DISTRIBUTION | WP PUTRAJAYA & CYBERJAYA | Existing | 11 kV |  | RYB | VPTJ/PCE/J09412 | PE 9.41 P'PURI BLOK E3 (F2)
378213111 | TNB | DISTRIBUTION | WP PUTRAJAYA & CYBERJAYA | Existing | 11 kV |  | RYB | VPTJ/PCE/J09412 | PE 9.41 P'PURI BLOK E3 (F2)
378213114 | TNB | DISTRIBUTION | WP PUTRAJAYA & CYBERJAYA | Existing | 11 kV |  | RYB | VPTJ/PCE/J09412 | PE 9.41 P'PURI BLOK E3 (F2)
378213115 | TNB | DISTRIBUTION | WP PUTRAJAYA & CYBERJAYA | Existing | 11 kV |  | RYB | VPTJ/PCE/J09412 | PE 9.41 P'PURI BLOK E3 (F2)
378213189 | TNB | DISTRIBUTION | WP PUTRAJAYA & CYBERJAYA | Existing | 11 kV |  | RYB | VPTJ/PCE/J09421 | PE 9.42 P'PURI BLOK E1 (EFI) (F1)
378213190 | TNB | DISTRIBUTION | WP PUTRAJAYA & CYBERJAYA | Existing | 11 kV |  | RYB | VPTJ/PCE/J09421 | PE 9.42 P'PURI BLOK E1 (EFI) (F1)
378213195 | TNB | DISTRIBUTION | WP PUTRAJAYA & CYBERJAYA | Existing | 11 kV |  | RYB | VPTJ/PCE/J09421 | PE 9.42 P'PURI BLOK E1 (EFI) (F1)
378213201 | TNB | DISTRIBUTION | WP PUTRAJAYA & CYBERJAYA | Existing | 11 kV |  | RYB | VPTJ/PCE/J09421 | PE 9.42 P'PURI BLOK E1 (EFI) (F1)
378213202 | TNB | DISTRIBUTION | WP PUTRAJAYA & CYBERJAYA | Existing | 11 kV |  | RYB | VPTJ/PCE/J09421 | PE 9.42 P'PURI BLOK E1 (EFI) (F1)
378213206 | TNB | DISTRIBUTION | WP PUTRAJAYA & CYBERJAYA | Existing | 11 kV |  | RYB | VPTJ/PCE/J09421 | PE 9.42 P'PURI BLOK E1 (EFI) (F1)
378213209 | TNB | DISTRIBUTION | WP PUTRAJAYA & CYBERJAYA | Existing | 11 kV |  | RYB | VPTJ/PCE/J09421 | PE 9.42 P'PURI BLOK E1 (EFI) (F1)
378213210 | TNB | DISTRIBUTION | WP PUTRAJAYA & CYBERJAYA | Existing | 11 kV |  | RYB | VPTJ/PCE/J09421 | PE 9.42 P'PURI BLOK E1 (EFI) (F1)
378213279 | TNB | DISTRIBUTION | WP PUTRAJAYA & CYBERJAYA | Existing | 11 kV |  | RYB | VPTJ/PCE/J09422 | PE 9.42 P'PURI BLOK E1 (EFI) (F2)
378213280 | TNB | DISTRIBUTION | WP PUTRAJAYA & CYBERJAYA | Existing | 11 kV |  | RYB | VPTJ/PCE/J09422 | PE 9.42 P'PURI BLOK E1 (EFI) (F2)
378213285 | TNB | DISTRIBUTION | WP PUTRAJAYA & CYBERJAYA | Existing | 11 kV |  | RYB | VPTJ/PCE/J09422 | PE 9.42 P'PURI BLOK E1 (EFI) (F2)
378213291 | TNB | DISTRIBUTION | WP PUTRAJAYA & CYBERJAYA | Existing | 11 kV |  | RYB | VPTJ/PCE/J09422 | PE 9.42 P'PURI BLOK E1 (EFI) (F2)
378213292 | TNB | DISTRIBUTION | WP PUTRAJAYA & CYBERJAYA | Existing | 11 kV |  | RYB | VPTJ/PCE/J09422 | PE 9.42 P'PURI BLOK E1 (EFI) (F2)
378213296 | TNB | DISTRIBUTION | WP PUTRAJAYA & CYBERJAYA | Existing | 11 kV |  | RYB | VPTJ/PCE/J09422 | PE 9.42 P'PURI BLOK E1 (EFI) (F2)
378213299 | TNB | DISTRIBUTION | WP PUTRAJAYA & CYBERJAYA | Existing | 11 kV |  | RYB | VPTJ/PCE/J09422 | PE 9.42 P'PURI BLOK E1 (EFI) (F2)
378213300 | TNB | DISTRIBUTION | WP PUTRAJAYA & CYBERJAYA | Existing | 11 kV |  | RYB | VPTJ/PCE/J09422 | PE 9.42 P'PURI BLOK E1 (EFI) (F2)
378213370 | TNB | DISTRIBUTION | WP PUTRAJAYA & CYBERJAYA | Existing | 11 kV |  | RYB | VPTJ/PCE/J09481 | PE 9.48 P'PURI BLOK C&D (EFI) (F1)
378213371 | TNB | DISTRIBUTION | WP PUTRAJAYA & CYBERJAYA | Existing | 11 kV |  | RYB | VPTJ/PCE/J09481 | PE 9.48 P'PURI BLOK C&D (EFI) (F1)
378213376 | TNB | DISTRIBUTION | WP PUTRAJAYA & CYBERJAYA | Existing | 11 kV |  | RYB | VPTJ/PCE/J09481 | PE 9.48 P'PURI BLOK C&D (EFI) (F1)
378213382 | TNB | DISTRIBUTION | WP PUTRAJAYA & CYBERJAYA | Existing | 11 kV |  | RYB | VPTJ/PCE/J09481 | PE 9.48 P'PURI BLOK C&D (EFI) (F1)
378213383 | TNB | DISTRIBUTION | WP PUTRAJAYA & CYBERJAYA | Existing | 11 kV |  | RYB | VPTJ/PCE/J09481 | PE 9.48 P'PURI BLOK C&D (EFI) (F1)
378213387 | TNB | DISTRIBUTION | WP PUTRAJAYA & CYBERJAYA | Existing | 11 kV |  | RYB | VPTJ/PCE/J09481 | PE 9.48 P'PURI BLOK C&D (EFI) (F1)
378213390 | TNB | DISTRIBUTION | WP PUTRAJAYA & CYBERJAYA | Existing | 11 kV |  | RYB | VPTJ/PCE/J09481 | PE 9.48 P'PURI BLOK C&D (EFI) (F1)
378213391 | TNB | DISTRIBUTION | WP PUTRAJAYA & CYBERJAYA | Existing | 11 kV |  | RYB | VPTJ/PCE/J09481 | PE 9.48 P'PURI BLOK C&D (EFI) (F1)
378213463 | TNB | DISTRIBUTION | WP PUTRAJAYA & CYBERJAYA | Existing | 11 kV |  | RYB | VPTJ/PCE/J09482 | PE 9.48 P'PURI BLOK C&D (EFI) (F2)
378213464 | TNB | DISTRIBUTION | WP PUTRAJAYA & CYBERJAYA | Existing | 11 kV |  | RYB | VPTJ/PCE/J09482 | PE 9.48 P'PURI BLOK C&D (EFI) (F2)
378213469 | TNB | DISTRIBUTION | WP PUTRAJAYA & CYBERJAYA | Existing | 11 kV |  | RYB | VPTJ/PCE/J09482 | PE 9.48 P'PURI BLOK C&D (EFI) (F2)
378213475 | TNB | DISTRIBUTION | WP PUTRAJAYA & CYBERJAYA | Existing | 11 kV |  | RYB | VPTJ/PCE/J09482 | PE 9.48 P'PURI BLOK C&D (EFI) (F2)
378213476 | TNB | DISTRIBUTION | WP PUTRAJAYA & CYBERJAYA | Existing | 11 kV |  | RYB | VPTJ/PCE/J09482 | PE 9.48 P'PURI BLOK C&D (EFI) (F2)
378213480 | TNB | DISTRIBUTION | WP PUTRAJAYA & CYBERJAYA | Existing | 11 kV |  | RYB | VPTJ/PCE/J09482 | PE 9.48 P'PURI BLOK C&D (EFI) (F2)
378213483 | TNB | DISTRIBUTION | WP PUTRAJAYA & CYBERJAYA | Existing | 11 kV |  | RYB | VPTJ/PCE/J09482 | PE 9.48 P'PURI BLOK C&D (EFI) (F2)
378213484 | TNB | DISTRIBUTION | WP PUTRAJAYA & CYBERJAYA | Existing | 11 kV |  | RYB | VPTJ/PCE/J09482 | PE 9.48 P'PURI BLOK C&D (EFI) (F2)
378213554 | TNB | DISTRIBUTION | WP PUTRAJAYA & CYBERJAYA | Existing | 11 kV |  | RYB | VPTJ/PCE/J09471 | PE 9.47 P'PURI BLOK A&B (F1)
378213555 | TNB | DISTRIBUTION | WP PUTRAJAYA & CYBERJAYA | Existing | 11 kV |  | RYB | VPTJ/PCE/J09471 | PE 9.47 P'PURI BLOK A&B (F1)
378213560 | TNB | DISTRIBUTION | WP PUTRAJAYA & CYBERJAYA | Existing | 11 kV |  | RYB | VPTJ/PCE/J09471 | PE 9.47 P'PURI BLOK A&B (F1)
378213566 | TNB | DISTRIBUTION | WP PUTRAJAYA & CYBERJAYA | Existing | 11 kV |  | RYB | VPTJ/PCE/J09471 | PE 9.47 P'PURI BLOK A&B (F1)
378213567 | TNB | DISTRIBUTION | WP PUTRAJAYA & CYBERJAYA | Existing | 11 kV |  | RYB | VPTJ/PCE/J09471 | PE 9.47 P'PURI BLOK A&B (F1)
378213571 | TNB | DISTRIBUTION | WP PUTRAJAYA & CYBERJAYA | Existing | 11 kV |  | RYB | VPTJ/PCE/J09471 | PE 9.47 P'PURI BLOK A&B (F1)
378213574 | TNB | DISTRIBUTION | WP PUTRAJAYA & CYBERJAYA | Existing | 11 kV |  | RYB | VPTJ/PCE/J09471 | PE 9.47 P'PURI BLOK A&B (F1)
378213575 | TNB | DISTRIBUTION | WP PUTRAJAYA & CYBERJAYA | Existing | 11 kV |  | RYB | VPTJ/PCE/J09471 | PE 9.47 P'PURI BLOK A&B (F1)
378213639 | TNB | DISTRIBUTION | WP PUTRAJAYA & CYBERJAYA | Existing | 11 kV |  | RYB | VPTJ/PCE/J09472 | PE 9.47 P'PURI BLOK A&B (F2)
378213640 | TNB | DISTRIBUTION | WP PUTRAJAYA & CYBERJAYA | Existing | 11 kV |  | RYB | VPTJ/PCE/J09472 | PE 9.47 P'PURI BLOK A&B (F2)
378213645 | TNB | DISTRIBUTION | WP PUTRAJAYA & CYBERJAYA | Existing | 11 kV |  | RYB | VPTJ/PCE/J09472 | PE 9.47 P'PURI BLOK A&B (F2)
378213651 | TNB | DISTRIBUTION | WP PUTRAJAYA & CYBERJAYA | Existing | 11 kV |  | RYB | VPTJ/PCE/J09472 | PE 9.47 P'PURI BLOK A&B (F2)
378213652 | TNB | DISTRIBUTION | WP PUTRAJAYA & CYBERJAYA | Existing | 11 kV |  | RYB | VPTJ/PCE/J09472 | PE 9.47 P'PURI BLOK A&B (F2)
378213656 | TNB | DISTRIBUTION | WP PUTRAJAYA & CYBERJAYA | Existing | 11 kV |  | RYB | VPTJ/PCE/J09472 | PE 9.47 P'PURI BLOK A&B (F2)
378213659 | TNB | DISTRIBUTION | WP PUTRAJAYA & CYBERJAYA | Existing | 11 kV |  | RYB | VPTJ/PCE/J09472 | PE 9.47 P'PURI BLOK A&B (F2)
378213660 | TNB | DISTRIBUTION | WP PUTRAJAYA & CYBERJAYA | Existing | 11 kV |  | RYB | VPTJ/PCE/J09472 | PE 9.47 P'PURI BLOK A&B (F2)
378213738 | TNB | DISTRIBUTION | WP PUTRAJAYA & CYBERJAYA | Existing | 11 kV |  | RYB | VPTJ/PCE/J09141 | PE 9.14 K.KEJIRANAN (F1)
378213739 | TNB | DISTRIBUTION | WP PUTRAJAYA & CYBERJAYA | Existing | 11 kV |  | RYB | VPTJ/PCE/J09141 | PE 9.14 K.KEJIRANAN (F1)
378213744 | TNB | DISTRIBUTION | WP PUTRAJAYA & CYBERJAYA | Existing | 11 kV |  | RYB | VPTJ/PCE/J09141 | PE 9.14 K.KEJIRANAN (F1)
378213750 | TNB | DISTRIBUTION | WP PUTRAJAYA & CYBERJAYA | Existing | 11 kV |  | RYB | VPTJ/PCE/J09141 | PE 9.14 K.KEJIRANAN (F1)
378213751 | TNB | DISTRIBUTION | WP PUTRAJAYA & CYBERJAYA | Existing | 11 kV |  | RYB | VPTJ/PCE/J09141 | PE 9.14 K.KEJIRANAN (F1)
378213755 | TNB | DISTRIBUTION | WP PUTRAJAYA & CYBERJAYA | Existing | 11 kV |  | RYB | VPTJ/PCE/J09141 | PE 9.14 K.KEJIRANAN (F1)
378213758 | TNB | DISTRIBUTION | WP PUTRAJAYA & CYBERJAYA | Existing | 11 kV |  | RYB | VPTJ/PCE/J09141 | PE 9.14 K.KEJIRANAN (F1)
378213759 | TNB | DISTRIBUTION | WP PUTRAJAYA & CYBERJAYA | Existing | 11 kV |  | RYB | VPTJ/PCE/J09141 | PE 9.14 K.KEJIRANAN (F1)
378213830 | TNB | DISTRIBUTION | WP PUTRAJAYA & CYBERJAYA | Existing | 11 kV |  | RYB | VPTJ/PCE/J09142 | PE 9.14 K.KEJIRANAN (F2)
378213831 | TNB | DISTRIBUTION | WP PUTRAJAYA & CYBERJAYA | Existing | 11 kV |  | RYB | VPTJ/PCE/J09142 | PE 9.14 K.KEJIRANAN (F2)
378213836 | TNB | DISTRIBUTION | WP PUTRAJAYA & CYBERJAYA | Existing | 11 kV |  | RYB | VPTJ/PCE/J09142 | PE 9.14 K.KEJIRANAN (F2)
378213842 | TNB | DISTRIBUTION | WP PUTRAJAYA & CYBERJAYA | Existing | 11 kV |  | RYB | VPTJ/PCE/J09142 | PE 9.14 K.KEJIRANAN (F2)
378213843 | TNB | DISTRIBUTION | WP PUTRAJAYA & CYBERJAYA | Existing | 11 kV |  | RYB | VPTJ/PCE/J09142 | PE 9.14 K.KEJIRANAN (F2)
378213847 | TNB | DISTRIBUTION | WP PUTRAJAYA & CYBERJAYA | Existing | 11 kV |  | RYB | VPTJ/PCE/J09142 | PE 9.14 K.KEJIRANAN (F2)
378213850 | TNB | DISTRIBUTION | WP PUTRAJAYA & CYBERJAYA | Existing | 11 kV |  | RYB | VPTJ/PCE/J09142 | PE 9.14 K.KEJIRANAN (F2)
378213851 | TNB | DISTRIBUTION | WP PUTRAJAYA & CYBERJAYA | Existing | 11 kV |  | RYB | VPTJ/PCE/J09142 | PE 9.14 K.KEJIRANAN (F2)
378213925 | TNB | DISTRIBUTION | WP PUTRAJAYA & CYBERJAYA | Existing | 11 kV |  | RYB | VPTJ/PCE/J10132 | PE 10.13 PUSPANITA (F2)
378213926 | TNB | DISTRIBUTION | WP PUTRAJAYA & CYBERJAYA | Existing | 11 kV |  | RYB | VPTJ/PCE/J10132 | PE 10.13 PUSPANITA (F2)
378213931 | TNB | DISTRIBUTION | WP PUTRAJAYA & CYBERJAYA | Existing | 11 kV |  | RYB | VPTJ/PCE/J10132 | PE 10.13 PUSPANITA (F2)
378213937 | TNB | DISTRIBUTION | WP PUTRAJAYA & CYBERJAYA | Existing | 11 kV |  | RYB | VPTJ/PCE/J10132 | PE 10.13 PUSPANITA (F2)
378213938 | TNB | DISTRIBUTION | WP PUTRAJAYA & CYBERJAYA | Existing | 11 kV |  | RYB | VPTJ/PCE/J10132 | PE 10.13 PUSPANITA (F2)
378213942 | TNB | DISTRIBUTION | WP PUTRAJAYA & CYBERJAYA | Existing | 11 kV |  | RYB | VPTJ/PCE/J10132 | PE 10.13 PUSPANITA (F2)
378213945 | TNB | DISTRIBUTION | WP PUTRAJAYA & CYBERJAYA | Existing | 11 kV |  | RYB | VPTJ/PCE/J10132 | PE 10.13 PUSPANITA (F2)
378213946 | TNB | DISTRIBUTION | WP PUTRAJAYA & CYBERJAYA | Existing | 11 kV |  | RYB | VPTJ/PCE/J10132 | PE 10.13 PUSPANITA (F2)
378213948 | TNB | DISTRIBUTION | WP PUTRAJAYA & CYBERJAYA | Existing | 11 kV |  | RYB | VPTJ/PCE/J10131 | PE 10.13 PUSPANITA (F1)
378213949 | TNB | DISTRIBUTION | WP PUTRAJAYA & CYBERJAYA | Existing | 11 kV |  | RYB | VPTJ/PCE/J10131 | PE 10.13 PUSPANITA (F1)
378213954 | TNB | DISTRIBUTION | WP PUTRAJAYA & CYBERJAYA | Existing | 11 kV |  | RYB | VPTJ/PCE/J10131 | PE 10.13 PUSPANITA (F1)
378213960 | TNB | DISTRIBUTION | WP PUTRAJAYA & CYBERJAYA | Existing | 11 kV |  | RYB | VPTJ/PCE/J10131 | PE 10.13 PUSPANITA (F1)
378213961 | TNB | DISTRIBUTION | WP PUTRAJAYA & CYBERJAYA | Existing | 11 kV |  | RYB | VPTJ/PCE/J10131 | PE 10.13 PUSPANITA (F1)
378213965 | TNB | DISTRIBUTION | WP PUTRAJAYA & CYBERJAYA | Existing | 11 kV |  | RYB | VPTJ/PCE/J10131 | PE 10.13 PUSPANITA (F1)
378213968 | TNB | DISTRIBUTION | WP PUTRAJAYA & CYBERJAYA | Existing | 11 kV |  | RYB | VPTJ/PCE/J10131 | PE 10.13 PUSPANITA (F1)
378213969 | TNB | DISTRIBUTION | WP PUTRAJAYA & CYBERJAYA | Existing | 11 kV |  | RYB | VPTJ/PCE/J10131 | PE 10.13 PUSPANITA (F1)
378214111 | TNB | DISTRIBUTION | WP PUTRAJAYA & CYBERJAYA | Existing | 11 kV |  | RYB | VPTJ/PCE/J02041 | PE 2.04 W.F PROMENADE (F1)
378214112 | TNB | DISTRIBUTION | WP PUTRAJAYA & CYBERJAYA | Existing | 11 kV |  | RYB | VPTJ/PCE/J02041 | PE 2.04 W.F PROMENADE (F1)
378214117 | TNB | DISTRIBUTION | WP PUTRAJAYA & CYBERJAYA | Existing | 11 kV |  | RYB | VPTJ/PCE/J02041 | PE 2.04 W.F PROMENADE (F1)
378214123 | TNB | DISTRIBUTION | WP PUTRAJAYA & CYBERJAYA | Existing | 11 kV |  | RYB | VPTJ/PCE/J02041 | PE 2.04 W.F PROMENADE (F1)
378214124 | TNB | DISTRIBUTION | WP PUTRAJAYA & CYBERJAYA | Existing | 11 kV |  | RYB | VPTJ/PCE/J02041 | PE 2.04 W.F PROMENADE (F1)
378214128 | TNB | DISTRIBUTION | WP PUTRAJAYA & CYBERJAYA | Existing | 11 kV |  | RYB | VPTJ/PCE/J02041 | PE 2.04 W.F PROMENADE (F1)
378214131 | TNB | DISTRIBUTION | WP PUTRAJAYA & CYBERJAYA | Existing | 11 kV |  | RYB | VPTJ/PCE/J02041 | PE 2.04 W.F PROMENADE (F1)
378214132 | TNB | DISTRIBUTION | WP PUTRAJAYA & CYBERJAYA | Existing | 11 kV |  | RYB | VPTJ/PCE/J02041 | PE 2.04 W.F PROMENADE (F1)
378214203 | TNB | DISTRIBUTION | WP PUTRAJAYA & CYBERJAYA | Existing | 11 kV |  | RYB | VPTJ/PCE/J02042 | PE 2.04 W.F PROMENADE (F2)
378214204 | TNB | DISTRIBUTION | WP PUTRAJAYA & CYBERJAYA | Existing | 11 kV |  | RYB | VPTJ/PCE/J02042 | PE 2.04 W.F PROMENADE (F2)
378214209 | TNB | DISTRIBUTION | WP PUTRAJAYA & CYBERJAYA | Existing | 11 kV |  | RYB | VPTJ/PCE/J02042 | PE 2.04 W.F PROMENADE (F2)
378214215 | TNB | DISTRIBUTION | WP PUTRAJAYA & CYBERJAYA | Existing | 11 kV |  | RYB | VPTJ/PCE/J02042 | PE 2.04 W.F PROMENADE (F2)
378214216 | TNB | DISTRIBUTION | WP PUTRAJAYA & CYBERJAYA | Existing | 11 kV |  | RYB | VPTJ/PCE/J02042 | PE 2.04 W.F PROMENADE (F2)
378214220 | TNB | DISTRIBUTION | WP PUTRAJAYA & CYBERJAYA | Existing | 11 kV |  | RYB | VPTJ/PCE/J02042 | PE 2.04 W.F PROMENADE (F2)
378214223 | TNB | DISTRIBUTION | WP PUTRAJAYA & CYBERJAYA | Existing | 11 kV |  | RYB | VPTJ/PCE/J02042 | PE 2.04 W.F PROMENADE (F2)
378214224 | TNB | DISTRIBUTION | WP PUTRAJAYA & CYBERJAYA | Existing | 11 kV |  | RYB | VPTJ/PCE/J02042 | PE 2.04 W.F PROMENADE (F2)
378214297 | TNB | DISTRIBUTION | WP PUTRAJAYA & CYBERJAYA | Existing | 11 kV |  | RYB | VPTJ/PCE/J02051 | PE 2.05 PADAT CUT
378214298 | TNB | DISTRIBUTION | WP PUTRAJAYA & CYBERJAYA | Existing | 11 kV |  | RYB | VPTJ/PCE/J02051 | PE 2.05 PADAT CUT
378214303 | TNB | DISTRIBUTION | WP PUTRAJAYA & CYBERJAYA | Existing | 11 kV |  | RYB | VPTJ/PCE/J02051 | PE 2.05 PADAT CUT
378214309 | TNB | DISTRIBUTION | WP PUTRAJAYA & CYBERJAYA | Existing | 11 kV |  | RYB | VPTJ/PCE/J02051 | PE 2.05 PADAT CUT
378214310 | TNB | DISTRIBUTION | WP PUTRAJAYA & CYBERJAYA | Existing | 11 kV |  | RYB | VPTJ/PCE/J02051 | PE 2.05 PADAT CUT
378214314 | TNB | DISTRIBUTION | WP PUTRAJAYA & CYBERJAYA | Existing | 11 kV |  | RYB | VPTJ/PCE/J02051 | PE 2.05 PADAT CUT
378214317 | TNB | DISTRIBUTION | WP PUTRAJAYA & CYBERJAYA | Existing | 11 kV |  | RYB | VPTJ/PCE/J02051 | PE 2.05 PADAT CUT
378214318 | TNB | DISTRIBUTION | WP PUTRAJAYA & CYBERJAYA | Existing | 11 kV |  | RYB | VPTJ/PCE/J02051 | PE 2.05 PADAT CUT
378214387 | TNB | DISTRIBUTION | WP PUTRAJAYA & CYBERJAYA | Existing | 11 kV |  | RYB | VPTJ/PCE/J02261 | PE 2.26 C/S FORMULA E 2
378214388 | TNB | DISTRIBUTION | WP PUTRAJAYA & CYBERJAYA | Existing | 11 kV |  | RYB | VPTJ/PCE/J02261 | PE 2.26 C/S FORMULA E 2
378214393 | TNB | DISTRIBUTION | WP PUTRAJAYA & CYBERJAYA | Existing | 11 kV |  | RYB | VPTJ/PCE/J02261 | PE 2.26 C/S FORMULA E 2
378214399 | TNB | DISTRIBUTION | WP PUTRAJAYA & CYBERJAYA | Existing | 11 kV |  | RYB | VPTJ/PCE/J02261 | PE 2.26 C/S FORMULA E 2
378214400 | TNB | DISTRIBUTION | WP PUTRAJAYA & CYBERJAYA | Existing | 11 kV |  | RYB | VPTJ/PCE/J02261 | PE 2.26 C/S FORMULA E 2
378214404 | TNB | DISTRIBUTION | WP PUTRAJAYA & CYBERJAYA | Existing | 11 kV |  | RYB | VPTJ/PCE/J02261 | PE 2.26 C/S FORMULA E 2
378214407 | TNB | DISTRIBUTION | WP PUTRAJAYA & CYBERJAYA | Existing | 11 kV |  | RYB | VPTJ/PCE/J02261 | PE 2.26 C/S FORMULA E 2
378214408 | TNB | DISTRIBUTION | WP PUTRAJAYA & CYBERJAYA | Existing | 11 kV |  | RYB | VPTJ/PCE/J02261 | PE 2.26 C/S FORMULA E 2
378214498 | TNB | DISTRIBUTION | WP PUTRAJAYA & CYBERJAYA | Existing | 11 kV |  | RYB | VPTJ/PCE/J02241 | PE 2.24 TEMP 2C5
378214499 | TNB | DISTRIBUTION | WP PUTRAJAYA & CYBERJAYA | Existing | 11 kV |  | RYB | VPTJ/PCE/J02241 | PE 2.24 TEMP 2C5
378214504 | TNB | DISTRIBUTION | WP PUTRAJAYA & CYBERJAYA | Existing | 11 kV |  | RYB | VPTJ/PCE/J02241 | PE 2.24 TEMP 2C5
378214510 | TNB | DISTRIBUTION | WP PUTRAJAYA & CYBERJAYA | Existing | 11 kV |  | RYB | VPTJ/PCE/J02241 | PE 2.24 TEMP 2C5
378214511 | TNB | DISTRIBUTION | WP PUTRAJAYA & CYBERJAYA | Existing | 11 kV |  | RYB | VPTJ/PCE/J02241 | PE 2.24 TEMP 2C5
378214515 | TNB | DISTRIBUTION | WP PUTRAJAYA & CYBERJAYA | Existing | 11 kV |  | RYB | VPTJ/PCE/J02241 | PE 2.24 TEMP 2C5
378214518 | TNB | DISTRIBUTION | WP PUTRAJAYA & CYBERJAYA | Existing | 11 kV |  | RYB | VPTJ/PCE/J02241 | PE 2.24 TEMP 2C5
378214519 | TNB | DISTRIBUTION | WP PUTRAJAYA & CYBERJAYA | Existing | 11 kV |  | RYB | VPTJ/PCE/J02241 | PE 2.24 TEMP 2C5
378214607 | TNB | DISTRIBUTION | WP PUTRAJAYA & CYBERJAYA | Existing | 11 kV |  | RYB | VPTJ/PCE/J02281 | PE 2.28 C/S FORMULA E 4
378214608 | TNB | DISTRIBUTION | WP PUTRAJAYA & CYBERJAYA | Existing | 11 kV |  | RYB | VPTJ/PCE/J02281 | PE 2.28 C/S FORMULA E 4
378214613 | TNB | DISTRIBUTION | WP PUTRAJAYA & CYBERJAYA | Existing | 11 kV |  | RYB | VPTJ/PCE/J02281 | PE 2.28 C/S FORMULA E 4
378214619 | TNB | DISTRIBUTION | WP PUTRAJAYA & CYBERJAYA | Existing | 11 kV |  | RYB | VPTJ/PCE/J02281 | PE 2.28 C/S FORMULA E 4
378214620 | TNB | DISTRIBUTION | WP PUTRAJAYA & CYBERJAYA | Existing | 11 kV |  | RYB | VPTJ/PCE/J02281 | PE 2.28 C/S FORMULA E 4
378214624 | TNB | DISTRIBUTION | WP PUTRAJAYA & CYBERJAYA | Existing | 11 kV |  | RYB | VPTJ/PCE/J02281 | PE 2.28 C/S FORMULA E 4
378214627 | TNB | DISTRIBUTION | WP PUTRAJAYA & CYBERJAYA | Existing | 11 kV |  | RYB | VPTJ/PCE/J02281 | PE 2.28 C/S FORMULA E 4
378214628 | TNB | DISTRIBUTION | WP PUTRAJAYA & CYBERJAYA | Existing | 11 kV |  | RYB | VPTJ/PCE/J02281 | PE 2.28 C/S FORMULA E 4
378214747 | TNB | DISTRIBUTION | WP PUTRAJAYA & CYBERJAYA | Existing |  | MAIN | RYB | VPTJ/PPU/G00011 | PPU PUTRAJAYA NO 5 | M1
378219814 | TNB | DISTRIBUTION | WP PUTRAJAYA & CYBERJAYA | Existing | 11 kV |  | RYB | VPTJ/PCE/J15211 | SS 15.21 OFFICE CHANCERIES (EFI) (F1)
378219816 | TNB | DISTRIBUTION | WP PUTRAJAYA & CYBERJAYA | Existing | 11 kV |  | RYB | VPTJ/PCE/J15211 | SS 15.21 OFFICE CHANCERIES (EFI) (F1)
378219819 | TNB | DISTRIBUTION | WP PUTRAJAYA & CYBERJAYA | Existing | 11 kV |  | RYB | VPTJ/PCE/J15211 | SS 15.21 OFFICE CHANCERIES (EFI) (F1)
378219820 | TNB | DISTRIBUTION | WP PUTRAJAYA & CYBERJAYA | Existing | 11 kV |  | RYB | VPTJ/PCE/J15211 | SS 15.21 OFFICE CHANCERIES (EFI) (F1)
378219821 | TNB | DISTRIBUTION | WP PUTRAJAYA & CYBERJAYA | Existing | 11 kV |  | RYB | VPTJ/PCE/J15211 | SS 15.21 OFFICE CHANCERIES (EFI) (F1)
378219827 | TNB | DISTRIBUTION | WP PUTRAJAYA & CYBERJAYA | Existing | 11 kV |  | RYB | VPTJ/PCE/J15211 | SS 15.21 OFFICE CHANCERIES (EFI) (F1)
378219832 | TNB | DISTRIBUTION | WP PUTRAJAYA & CYBERJAYA | Existing | 11 kV |  | RYB | VPTJ/PCE/J15211 | SS 15.21 OFFICE CHANCERIES (EFI) (F1)
378219838 | TNB | DISTRIBUTION | WP PUTRAJAYA & CYBERJAYA | Existing | 11 kV |  | RYB | VPTJ/PCE/J15212 | SS 15.21 OFFICE CHANCERIES (EFI) (F2)
378219840 | TNB | DISTRIBUTION | WP PUTRAJAYA & CYBERJAYA | Existing | 11 kV |  | RYB | VPTJ/PCE/J15212 | SS 15.21 OFFICE CHANCERIES (EFI) (F2)
378219842 | TNB | DISTRIBUTION | WP PUTRAJAYA & CYBERJAYA | Existing | 11 kV |  | RYB | VPTJ/PCE/J15212 | SS 15.21 OFFICE CHANCERIES (EFI) (F2)
378219845 | TNB | DISTRIBUTION | WP PUTRAJAYA & CYBERJAYA | Existing | 11 kV |  | RYB | VPTJ/PCE/J15212 | SS 15.21 OFFICE CHANCERIES (EFI) (F2)
378219846 | TNB | DISTRIBUTION | WP PUTRAJAYA & CYBERJAYA | Existing | 11 kV |  | RYB | VPTJ/PCE/J15212 | SS 15.21 OFFICE CHANCERIES (EFI) (F2)
378219847 | TNB | DISTRIBUTION | WP PUTRAJAYA & CYBERJAYA | Existing | 11 kV |  | RYB | VPTJ/PCE/J15212 | SS 15.21 OFFICE CHANCERIES (EFI) (F2)
378219853 | TNB | DISTRIBUTION | WP PUTRAJAYA & CYBERJAYA | Existing | 11 kV |  | RYB | VPTJ/PCE/J15212 | SS 15.21 OFFICE CHANCERIES (EFI) (F2)
378219858 | TNB | DISTRIBUTION | WP PUTRAJAYA & CYBERJAYA | Existing | 11 kV |  | RYB | VPTJ/PCE/J15212 | SS 15.21 OFFICE CHANCERIES (EFI) (F2)
378219874 | TNB | DISTRIBUTION | WP PUTRAJAYA & CYBERJAYA | Existing | 11 kV |  | RYB | VPTJ/PCE/J15071 | PE 15.07 BLOK D3 (EFI) (F1)
378219875 | TNB | DISTRIBUTION | WP PUTRAJAYA & CYBERJAYA | Existing | 11 kV |  | RYB | VPTJ/PCE/J15071 | PE 15.07 BLOK D3 (EFI) (F1)
378219880 | TNB | DISTRIBUTION | WP PUTRAJAYA & CYBERJAYA | Existing | 11 kV |  | RYB | VPTJ/PCE/J15071 | PE 15.07 BLOK D3 (EFI) (F1)
378219886 | TNB | DISTRIBUTION | WP PUTRAJAYA & CYBERJAYA | Existing | 11 kV |  | RYB | VPTJ/PCE/J15071 | PE 15.07 BLOK D3 (EFI) (F1)
378219887 | TNB | DISTRIBUTION | WP PUTRAJAYA & CYBERJAYA | Existing | 11 kV |  | RYB | VPTJ/PCE/J15071 | PE 15.07 BLOK D3 (EFI) (F1)
378219891 | TNB | DISTRIBUTION | WP PUTRAJAYA & CYBERJAYA | Existing | 11 kV |  | RYB | VPTJ/PCE/J15071 | PE 15.07 BLOK D3 (EFI) (F1)
378219894 | TNB | DISTRIBUTION | WP PUTRAJAYA & CYBERJAYA | Existing | 11 kV |  | RYB | VPTJ/PCE/J15071 | PE 15.07 BLOK D3 (EFI) (F1)
378219895 | TNB | DISTRIBUTION | WP PUTRAJAYA & CYBERJAYA | Existing | 11 kV |  | RYB | VPTJ/PCE/J15071 | PE 15.07 BLOK D3 (EFI) (F1)
378219897 | TNB | DISTRIBUTION | WP PUTRAJAYA & CYBERJAYA | Existing | 11 kV |  | RYB | VPTJ/PCE/J15072 | PE 15.07 BLOK D3 (EFI) (F2)
378219898 | TNB | DISTRIBUTION | WP PUTRAJAYA & CYBERJAYA | Existing | 11 kV |  | RYB | VPTJ/PCE/J15072 | PE 15.07 BLOK D3 (EFI) (F2)
378219903 | TNB | DISTRIBUTION | WP PUTRAJAYA & CYBERJAYA | Existing | 11 kV |  | RYB | VPTJ/PCE/J15072 | PE 15.07 BLOK D3 (EFI) (F2)
378219909 | TNB | DISTRIBUTION | WP PUTRAJAYA & CYBERJAYA | Existing | 11 kV |  | RYB | VPTJ/PCE/J15072 | PE 15.07 BLOK D3 (EFI) (F2)
378219910 | TNB | DISTRIBUTION | WP PUTRAJAYA & CYBERJAYA | Existing | 11 kV |  | RYB | VPTJ/PCE/J15072 | PE 15.07 BLOK D3 (EFI) (F2)
378219914 | TNB | DISTRIBUTION | WP PUTRAJAYA & CYBERJAYA | Existing | 11 kV |  | RYB | VPTJ/PCE/J15072 | PE 15.07 BLOK D3 (EFI) (F2)
378219917 | TNB | DISTRIBUTION | WP PUTRAJAYA & CYBERJAYA | Existing | 11 kV |  | RYB | VPTJ/PCE/J15072 | PE 15.07 BLOK D3 (EFI) (F2)
378219918 | TNB | DISTRIBUTION | WP PUTRAJAYA & CYBERJAYA | Existing | 11 kV |  | RYB | VPTJ/PCE/J15072 | PE 15.07 BLOK D3 (EFI) (F2)
378219926 | TNB | DISTRIBUTION | WP PUTRAJAYA & CYBERJAYA | Existing | 11 kV |  | RYB | VPTJ/PCE/J15331 | PE 15.33 PDT KEDIAMAN KEDUTAAN IRAQ (F1)
378219927 | TNB | DISTRIBUTION | WP PUTRAJAYA & CYBERJAYA | Existing | 11 kV |  | RYB | VPTJ/PCE/J15331 | PE 15.33 PDT KEDIAMAN KEDUTAAN IRAQ (F1)
378219932 | TNB | DISTRIBUTION | WP PUTRAJAYA & CYBERJAYA | Existing | 11 kV |  | RYB | VPTJ/PCE/J15331 | PE 15.33 PDT KEDIAMAN KEDUTAAN IRAQ (F1)
378219938 | TNB | DISTRIBUTION | WP PUTRAJAYA & CYBERJAYA | Existing | 11 kV |  | RYB | VPTJ/PCE/J15331 | PE 15.33 PDT KEDIAMAN KEDUTAAN IRAQ (F1)
378219939 | TNB | DISTRIBUTION | WP PUTRAJAYA & CYBERJAYA | Existing | 11 kV |  | RYB | VPTJ/PCE/J15331 | PE 15.33 PDT KEDIAMAN KEDUTAAN IRAQ (F1)
378219943 | TNB | DISTRIBUTION | WP PUTRAJAYA & CYBERJAYA | Existing | 11 kV |  | RYB | VPTJ/PCE/J15331 | PE 15.33 PDT KEDIAMAN KEDUTAAN IRAQ (F1)
378219946 | TNB | DISTRIBUTION | WP PUTRAJAYA & CYBERJAYA | Existing | 11 kV |  | RYB | VPTJ/PCE/J15331 | PE 15.33 PDT KEDIAMAN KEDUTAAN IRAQ (F1)
378219947 | TNB | DISTRIBUTION | WP PUTRAJAYA & CYBERJAYA | Existing | 11 kV |  | RYB | VPTJ/PCE/J15331 | PE 15.33 PDT KEDIAMAN KEDUTAAN IRAQ (F1)
378220030 | TNB | DISTRIBUTION | WP PUTRAJAYA & CYBERJAYA | Existing | 11 kV |  | RYB | VPTJ/PCE/J15332 | PE 15.33 PDT KEDIAMAN KEDUTAAN IRAQ (F2)
378220031 | TNB | DISTRIBUTION | WP PUTRAJAYA & CYBERJAYA | Existing | 11 kV |  | RYB | VPTJ/PCE/J15332 | PE 15.33 PDT KEDIAMAN KEDUTAAN IRAQ (F2)
378220036 | TNB | DISTRIBUTION | WP PUTRAJAYA & CYBERJAYA | Existing | 11 kV |  | RYB | VPTJ/PCE/J15332 | PE 15.33 PDT KEDIAMAN KEDUTAAN IRAQ (F2)
378220042 | TNB | DISTRIBUTION | WP PUTRAJAYA & CYBERJAYA | Existing | 11 kV |  | RYB | VPTJ/PCE/J15332 | PE 15.33 PDT KEDIAMAN KEDUTAAN IRAQ (F2)
378220043 | TNB | DISTRIBUTION | WP PUTRAJAYA & CYBERJAYA | Existing | 11 kV |  | RYB | VPTJ/PCE/J15332 | PE 15.33 PDT KEDIAMAN KEDUTAAN IRAQ (F2)
378220047 | TNB | DISTRIBUTION | WP PUTRAJAYA & CYBERJAYA | Existing | 11 kV |  | RYB | VPTJ/PCE/J15332 | PE 15.33 PDT KEDIAMAN KEDUTAAN IRAQ (F2)
378220050 | TNB | DISTRIBUTION | WP PUTRAJAYA & CYBERJAYA | Existing | 11 kV |  | RYB | VPTJ/PCE/J15332 | PE 15.33 PDT KEDIAMAN KEDUTAAN IRAQ (F2)
378220051 | TNB | DISTRIBUTION | WP PUTRAJAYA & CYBERJAYA | Existing | 11 kV |  | RYB | VPTJ/PCE/J15332 | PE 15.33 PDT KEDIAMAN KEDUTAAN IRAQ (F2)
378220141 | TNB | DISTRIBUTION | WP PUTRAJAYA & CYBERJAYA | Existing | 11 kV |  | RYB | VPTJ/PCE/J15051 | PE 15.05 BLOK D2 (1) (EFI) (F1)
378220142 | TNB | DISTRIBUTION | WP PUTRAJAYA & CYBERJAYA | Existing | 11 kV |  | RYB | VPTJ/PCE/J15051 | PE 15.05 BLOK D2 (1) (EFI) (F1)
378220147 | TNB | DISTRIBUTION | WP PUTRAJAYA & CYBERJAYA | Existing | 11 kV |  | RYB | VPTJ/PCE/J15051 | PE 15.05 BLOK D2 (1) (EFI) (F1)
378220153 | TNB | DISTRIBUTION | WP PUTRAJAYA & CYBERJAYA | Existing | 11 kV |  | RYB | VPTJ/PCE/J15051 | PE 15.05 BLOK D2 (1) (EFI) (F1)
378220154 | TNB | DISTRIBUTION | WP PUTRAJAYA & CYBERJAYA | Existing | 11 kV |  | RYB | VPTJ/PCE/J15051 | PE 15.05 BLOK D2 (1) (EFI) (F1)
378220158 | TNB | DISTRIBUTION | WP PUTRAJAYA & CYBERJAYA | Existing | 11 kV |  | RYB | VPTJ/PCE/J15051 | PE 15.05 BLOK D2 (1) (EFI) (F1)
378220161 | TNB | DISTRIBUTION | WP PUTRAJAYA & CYBERJAYA | Existing | 11 kV |  | RYB | VPTJ/PCE/J15051 | PE 15.05 BLOK D2 (1) (EFI) (F1)
378220162 | TNB | DISTRIBUTION | WP PUTRAJAYA & CYBERJAYA | Existing | 11 kV |  | RYB | VPTJ/PCE/J15051 | PE 15.05 BLOK D2 (1) (EFI) (F1)
378220187 | TNB | DISTRIBUTION | WP PUTRAJAYA & CYBERJAYA | Existing | 11 kV |  | RYB | VPTJ/PCE/J15052 | PE 15.05 BLOK D2 (1) (EFI) (F2)
378220188 | TNB | DISTRIBUTION | WP PUTRAJAYA & CYBERJAYA | Existing | 11 kV |  | RYB | VPTJ/PCE/J15052 | PE 15.05 BLOK D2 (1) (EFI) (F2)
378220193 | TNB | DISTRIBUTION | WP PUTRAJAYA & CYBERJAYA | Existing | 11 kV |  | RYB | VPTJ/PCE/J15052 | PE 15.05 BLOK D2 (1) (EFI) (F2)
378220199 | TNB | DISTRIBUTION | WP PUTRAJAYA & CYBERJAYA | Existing | 11 kV |  | RYB | VPTJ/PCE/J15052 | PE 15.05 BLOK D2 (1) (EFI) (F2)
378220200 | TNB | DISTRIBUTION | WP PUTRAJAYA & CYBERJAYA | Existing | 11 kV |  | RYB | VPTJ/PCE/J15052 | PE 15.05 BLOK D2 (1) (EFI) (F2)
378220204 | TNB | DISTRIBUTION | WP PUTRAJAYA & CYBERJAYA | Existing | 11 kV |  | RYB | VPTJ/PCE/J15052 | PE 15.05 BLOK D2 (1) (EFI) (F2)
378220207 | TNB | DISTRIBUTION | WP PUTRAJAYA & CYBERJAYA | Existing | 11 kV |  | RYB | VPTJ/PCE/J15052 | PE 15.05 BLOK D2 (1) (EFI) (F2)
378220208 | TNB | DISTRIBUTION | WP PUTRAJAYA & CYBERJAYA | Existing | 11 kV |  | RYB | VPTJ/PCE/J15052 | PE 15.05 BLOK D2 (1) (EFI) (F2)
378220283 | TNB | DISTRIBUTION | WP PUTRAJAYA & CYBERJAYA | Existing | 11 kV |  | RYB | VPTJ/PCE/J15061 | PE 15.06 BLOK D2 (2) (F1)
378220284 | TNB | DISTRIBUTION | WP PUTRAJAYA & CYBERJAYA | Existing | 11 kV |  | RYB | VPTJ/PCE/J15061 | PE 15.06 BLOK D2 (2) (F1)
378220289 | TNB | DISTRIBUTION | WP PUTRAJAYA & CYBERJAYA | Existing | 11 kV |  | RYB | VPTJ/PCE/J15061 | PE 15.06 BLOK D2 (2) (F1)
378220295 | TNB | DISTRIBUTION | WP PUTRAJAYA & CYBERJAYA | Existing | 11 kV |  | RYB | VPTJ/PCE/J15061 | PE 15.06 BLOK D2 (2) (F1)
378220296 | TNB | DISTRIBUTION | WP PUTRAJAYA & CYBERJAYA | Existing | 11 kV |  | RYB | VPTJ/PCE/J15061 | PE 15.06 BLOK D2 (2) (F1)
378220300 | TNB | DISTRIBUTION | WP PUTRAJAYA & CYBERJAYA | Existing | 11 kV |  | RYB | VPTJ/PCE/J15061 | PE 15.06 BLOK D2 (2) (F1)
378220303 | TNB | DISTRIBUTION | WP PUTRAJAYA & CYBERJAYA | Existing | 11 kV |  | RYB | VPTJ/PCE/J15061 | PE 15.06 BLOK D2 (2) (F1)
378220304 | TNB | DISTRIBUTION | WP PUTRAJAYA & CYBERJAYA | Existing | 11 kV |  | RYB | VPTJ/PCE/J15061 | PE 15.06 BLOK D2 (2) (F1)
378220379 | TNB | DISTRIBUTION | WP PUTRAJAYA & CYBERJAYA | Existing | 11 kV |  | RYB | VPTJ/PCE/J15062 | PE 15.06 BLOK D2 (2) (F2)
378220380 | TNB | DISTRIBUTION | WP PUTRAJAYA & CYBERJAYA | Existing | 11 kV |  | RYB | VPTJ/PCE/J15062 | PE 15.06 BLOK D2 (2) (F2)
378220385 | TNB | DISTRIBUTION | WP PUTRAJAYA & CYBERJAYA | Existing | 11 kV |  | RYB | VPTJ/PCE/J15062 | PE 15.06 BLOK D2 (2) (F2)
378220391 | TNB | DISTRIBUTION | WP PUTRAJAYA & CYBERJAYA | Existing | 11 kV |  | RYB | VPTJ/PCE/J15062 | PE 15.06 BLOK D2 (2) (F2)
378220392 | TNB | DISTRIBUTION | WP PUTRAJAYA & CYBERJAYA | Existing | 11 kV |  | RYB | VPTJ/PCE/J15062 | PE 15.06 BLOK D2 (2) (F2)
378220396 | TNB | DISTRIBUTION | WP PUTRAJAYA & CYBERJAYA | Existing | 11 kV |  | RYB | VPTJ/PCE/J15062 | PE 15.06 BLOK D2 (2) (F2)
378220399 | TNB | DISTRIBUTION | WP PUTRAJAYA & CYBERJAYA | Existing | 11 kV |  | RYB | VPTJ/PCE/J15062 | PE 15.06 BLOK D2 (2) (F2)
378220400 | TNB | DISTRIBUTION | WP PUTRAJAYA & CYBERJAYA | Existing | 11 kV |  | RYB | VPTJ/PCE/J15062 | PE 15.06 BLOK D2 (2) (F2)
378224289 | TNB | DISTRIBUTION | WP PUTRAJAYA & CYBERJAYA | Existing | 11 kV |  | RYB | VCBJ/PCE/J24251 | PE 24.25 CRYSTAL VILLE 2
378224290 | TNB | DISTRIBUTION | WP PUTRAJAYA & CYBERJAYA | Existing | 11 kV |  | RYB | VCBJ/PCE/J24251 | PE 24.25 CRYSTAL VILLE 2
378224295 | TNB | DISTRIBUTION | WP PUTRAJAYA & CYBERJAYA | Existing | 11 kV |  | RYB | VCBJ/PCE/J24251 | PE 24.25 CRYSTAL VILLE 2
378224301 | TNB | DISTRIBUTION | WP PUTRAJAYA & CYBERJAYA | Existing | 11 kV |  | RYB | VCBJ/PCE/J24251 | PE 24.25 CRYSTAL VILLE 2
378224302 | TNB | DISTRIBUTION | WP PUTRAJAYA & CYBERJAYA | Existing | 11 kV |  | RYB | VCBJ/PCE/J24251 | PE 24.25 CRYSTAL VILLE 2
378224306 | TNB | DISTRIBUTION | WP PUTRAJAYA & CYBERJAYA | Existing | 11 kV |  | RYB | VCBJ/PCE/J24251 | PE 24.25 CRYSTAL VILLE 2
378224309 | TNB | DISTRIBUTION | WP PUTRAJAYA & CYBERJAYA | Existing | 11 kV |  | RYB | VCBJ/PCE/J24251 | PE 24.25 CRYSTAL VILLE 2
378224310 | TNB | DISTRIBUTION | WP PUTRAJAYA & CYBERJAYA | Existing | 11 kV |  | RYB | VCBJ/PCE/J24251 | PE 24.25 CRYSTAL VILLE 2
378224741 | TNB | DISTRIBUTION | WP PUTRAJAYA & CYBERJAYA | Existing | 11 kV |  | RYB | VCBJ/PCE/J24241 | PE 24.24 CRYSTAL VILLE 1
378224742 | TNB | DISTRIBUTION | WP PUTRAJAYA & CYBERJAYA | Existing | 11 kV |  | RYB | VCBJ/PCE/J24241 | PE 24.24 CRYSTAL VILLE 1
378224743 | TNB | DISTRIBUTION | WP PUTRAJAYA & CYBERJAYA | Existing | 11 kV |  | RYB | VCBJ/PCE/J24241 | PE 24.24 CRYSTAL VILLE 1
378224750 | TNB | DISTRIBUTION | WP PUTRAJAYA & CYBERJAYA | Existing | 11 kV |  | RYB | VCBJ/PCE/J24241 | PE 24.24 CRYSTAL VILLE 1
378224753 | TNB | DISTRIBUTION | WP PUTRAJAYA & CYBERJAYA | Existing | 11 kV |  | RYB | VCBJ/PCE/J24241 | PE 24.24 CRYSTAL VILLE 1
378224754 | TNB | DISTRIBUTION | WP PUTRAJAYA & CYBERJAYA | Existing | 11 kV |  | RYB | VCBJ/PCE/J24241 | PE 24.24 CRYSTAL VILLE 1
378224755 | TNB | DISTRIBUTION | WP PUTRAJAYA & CYBERJAYA | Existing | 11 kV |  | RYB | VCBJ/PCE/J24241 | PE 24.24 CRYSTAL VILLE 1
378224757 | TNB | DISTRIBUTION | WP PUTRAJAYA & CYBERJAYA | Existing | 11 kV |  | RYB | VCBJ/PCE/J24241 | PE 24.24 CRYSTAL VILLE 1
378224758 | TNB | DISTRIBUTION | WP PUTRAJAYA & CYBERJAYA | Existing | 11 kV |  | RYB | VCBJ/PCE/J24241 | PE 24.24 CRYSTAL VILLE 1
378224760 | TNB | DISTRIBUTION | WP PUTRAJAYA & CYBERJAYA | Existing | 11 kV |  | RYB | VCBJ/PCE/J24241 | PE 24.24 CRYSTAL VILLE 1
378224768 | TNB | DISTRIBUTION | WP PUTRAJAYA & CYBERJAYA | Existing | 11 kV |  | RYB | VCBJ/PCE/J24241 | PE 24.24 CRYSTAL VILLE 1
378224917 | TNB | DISTRIBUTION | WP PUTRAJAYA & CYBERJAYA | Existing | 11 kV |  | RYB | VCBJ/PCE/J25081 | SS 25.08 NTT 3 F1
378224921 | TNB | DISTRIBUTION | WP PUTRAJAYA & CYBERJAYA | Existing | 11 kV |  | RYB | VCBJ/PCE/J25081 | SS 25.08 NTT 3 F1
378224925 | TNB | DISTRIBUTION | WP PUTRAJAYA & CYBERJAYA | Existing | 11 kV |  | RYB | VCBJ/PCE/J25081 | SS 25.08 NTT 3 F1
378224927 | TNB | DISTRIBUTION | WP PUTRAJAYA & CYBERJAYA | Existing | 11 kV |  | RYB | VCBJ/PCE/J25081 | SS 25.08 NTT 3 F1
378224929 | TNB | DISTRIBUTION | WP PUTRAJAYA & CYBERJAYA | Existing | 11 kV |  | RYB | VCBJ/PCE/J25081 | SS 25.08 NTT 3 F1
378224935 | TNB | DISTRIBUTION | WP PUTRAJAYA & CYBERJAYA | Existing | 11 kV |  | RYB | VCBJ/PCE/J25081 | SS 25.08 NTT 3 F1
378224937 | TNB | DISTRIBUTION | WP PUTRAJAYA & CYBERJAYA | Existing | 11 kV |  | RYB | VCBJ/PCE/J25081 | SS 25.08 NTT 3 F1
378224940 | TNB | DISTRIBUTION | WP PUTRAJAYA & CYBERJAYA | Existing | 11 kV |  | RYB | VCBJ/PCE/J25081 | SS 25.08 NTT 3 F1
378224958 | TNB | DISTRIBUTION | WP PUTRAJAYA & CYBERJAYA | Existing | 11 kV |  | RYB | VCBJ/PCE/J25082 | SS 25.08 NTT 3 F2
378224962 | TNB | DISTRIBUTION | WP PUTRAJAYA & CYBERJAYA | Existing | 11 kV |  | RYB | VCBJ/PCE/J25082 | SS 25.08 NTT 3 F2
378224966 | TNB | DISTRIBUTION | WP PUTRAJAYA & CYBERJAYA | Existing | 11 kV |  | RYB | VCBJ/PCE/J25082 | SS 25.08 NTT 3 F2
378224968 | TNB | DISTRIBUTION | WP PUTRAJAYA & CYBERJAYA | Existing | 11 kV |  | RYB | VCBJ/PCE/J25082 | SS 25.08 NTT 3 F2
378224970 | TNB | DISTRIBUTION | WP PUTRAJAYA & CYBERJAYA | Existing | 11 kV |  | RYB | VCBJ/PCE/J25082 | SS 25.08 NTT 3 F2
378224976 | TNB | DISTRIBUTION | WP PUTRAJAYA & CYBERJAYA | Existing | 11 kV |  | RYB | VCBJ/PCE/J25082 | SS 25.08 NTT 3 F2
378224978 | TNB | DISTRIBUTION | WP PUTRAJAYA & CYBERJAYA | Existing | 11 kV |  | RYB | VCBJ/PCE/J25082 | SS 25.08 NTT 3 F2
378224981 | TNB | DISTRIBUTION | WP PUTRAJAYA & CYBERJAYA | Existing | 11 kV |  | RYB | VCBJ/PCE/J25082 | SS 25.08 NTT 3 F2
378225006 | TNB | DISTRIBUTION | WP PUTRAJAYA & CYBERJAYA | Existing | 11 kV |  | RYB | VCBJ/PCE/J21341 | PE 21.34 PS5 F1
378225007 | TNB | DISTRIBUTION | WP PUTRAJAYA & CYBERJAYA | Existing | 11 kV |  | RYB | VCBJ/PCE/J21341 | PE 21.34 PS5 F1
378225012 | TNB | DISTRIBUTION | WP PUTRAJAYA & CYBERJAYA | Existing | 11 kV |  | RYB | VCBJ/PCE/J21341 | PE 21.34 PS5 F1
378225018 | TNB | DISTRIBUTION | WP PUTRAJAYA & CYBERJAYA | Existing | 11 kV |  | RYB | VCBJ/PCE/J21341 | PE 21.34 PS5 F1
378225019 | TNB | DISTRIBUTION | WP PUTRAJAYA & CYBERJAYA | Existing | 11 kV |  | RYB | VCBJ/PCE/J21341 | PE 21.34 PS5 F1
378225023 | TNB | DISTRIBUTION | WP PUTRAJAYA & CYBERJAYA | Existing | 11 kV |  | RYB | VCBJ/PCE/J21341 | PE 21.34 PS5 F1
378225026 | TNB | DISTRIBUTION | WP PUTRAJAYA & CYBERJAYA | Existing | 11 kV |  | RYB | VCBJ/PCE/J21341 | PE 21.34 PS5 F1
378225027 | TNB | DISTRIBUTION | WP PUTRAJAYA & CYBERJAYA | Existing | 11 kV |  | RYB | VCBJ/PCE/J21341 | PE 21.34 PS5 F1
378225029 | TNB | DISTRIBUTION | WP PUTRAJAYA & CYBERJAYA | Existing | 11 kV |  | RYB | VCBJ/PCE/J21342 | PE 21.34 PS5 F2
378225030 | TNB | DISTRIBUTION | WP PUTRAJAYA & CYBERJAYA | Existing | 11 kV |  | RYB | VCBJ/PCE/J21342 | PE 21.34 PS5 F2
378225035 | TNB | DISTRIBUTION | WP PUTRAJAYA & CYBERJAYA | Existing | 11 kV |  | RYB | VCBJ/PCE/J21342 | PE 21.34 PS5 F2
378225041 | TNB | DISTRIBUTION | WP PUTRAJAYA & CYBERJAYA | Existing | 11 kV |  | RYB | VCBJ/PCE/J21342 | PE 21.34 PS5 F2
378225042 | TNB | DISTRIBUTION | WP PUTRAJAYA & CYBERJAYA | Existing | 11 kV |  | RYB | VCBJ/PCE/J21342 | PE 21.34 PS5 F2
378225046 | TNB | DISTRIBUTION | WP PUTRAJAYA & CYBERJAYA | Existing | 11 kV |  | RYB | VCBJ/PCE/J21342 | PE 21.34 PS5 F2
378225049 | TNB | DISTRIBUTION | WP PUTRAJAYA & CYBERJAYA | Existing | 11 kV |  | RYB | VCBJ/PCE/J21342 | PE 21.34 PS5 F2
378225050 | TNB | DISTRIBUTION | WP PUTRAJAYA & CYBERJAYA | Existing | 11 kV |  | RYB | VCBJ/PCE/J21342 | PE 21.34 PS5 F2
378225194 | TNB | DISTRIBUTION | WP PUTRAJAYA & CYBERJAYA | Existing | 33 kV |  | RYB | VCBJ/SSU/G00003 | SSU GOOGLE
378225198 | TNB | DISTRIBUTION | WP PUTRAJAYA & CYBERJAYA | Existing | 33 kV |  | RYB | VCBJ/SSU/G00003 | SSU GOOGLE
378225200 | TNB | DISTRIBUTION | WP PUTRAJAYA & CYBERJAYA | Existing | 33 kV |  | RYB | VCBJ/SSU/G00003 | SSU GOOGLE
378225201 | TNB | DISTRIBUTION | WP PUTRAJAYA & CYBERJAYA | Existing | 33 kV |  | RYB | VCBJ/SSU/G00003 | SSU GOOGLE
378225203 | TNB | DISTRIBUTION | WP PUTRAJAYA & CYBERJAYA | Existing | 33 kV |  | RYB | VCBJ/SSU/G00003 | SSU GOOGLE
378225207 | TNB | DISTRIBUTION | WP PUTRAJAYA & CYBERJAYA | Existing | 33 kV |  | RYB | VCBJ/SSU/G00003 | SSU GOOGLE
378225210 | TNB | DISTRIBUTION | WP PUTRAJAYA & CYBERJAYA | Existing | 33 kV |  | RYB | VCBJ/SSU/G00003 | SSU GOOGLE
378225216 | TNB | DISTRIBUTION | WP PUTRAJAYA & CYBERJAYA | Existing | 33 kV |  | RYB | VCBJ/SSU/G00003 | SSU GOOGLE
378225217 | TNB | DISTRIBUTION | WP PUTRAJAYA & CYBERJAYA | Existing | 33 kV |  | RYB | VCBJ/SSU/G00003 | SSU GOOGLE
378225218 | TNB | DISTRIBUTION | WP PUTRAJAYA & CYBERJAYA | Existing | 33 kV |  | RYB | VCBJ/SSU/G00003 | SSU GOOGLE
378225225 | TNB | DISTRIBUTION | WP PUTRAJAYA & CYBERJAYA | Existing | 33 kV |  | RYB | VCBJ/SSU/G00003 | SSU GOOGLE
378225226 | TNB | DISTRIBUTION | WP PUTRAJAYA & CYBERJAYA | Existing | 33 kV |  | RYB | VCBJ/SSU/G00003 | SSU GOOGLE
378225238 | TNB | DISTRIBUTION | WP PUTRAJAYA & CYBERJAYA | Existing | 33 kV |  | RYB | VCBJ/SSU/G00003 | SSU GOOGLE
378225239 | TNB | DISTRIBUTION | WP PUTRAJAYA & CYBERJAYA | Existing | 33 kV |  | RYB | VCBJ/SSU/G00003 | SSU GOOGLE
378225242 | TNB | DISTRIBUTION | WP PUTRAJAYA & CYBERJAYA | Existing | 33 kV |  | RYB | VCBJ/SSU/G00003 | SSU GOOGLE | M
378225247 | TNB | DISTRIBUTION | WP PUTRAJAYA & CYBERJAYA | Existing | 33 kV |  | RYB | VCBJ/SSU/G00003 | SSU GOOGLE
378225249 | TNB | DISTRIBUTION | WP PUTRAJAYA & CYBERJAYA | Existing | 33 kV |  | RYB | VCBJ/SSU/G00003 | SSU GOOGLE
378225253 | TNB | DISTRIBUTION | WP PUTRAJAYA & CYBERJAYA | Existing | 33 kV |  | RYB | VCBJ/SSU/G00003 | SSU GOOGLE
378225254 | TNB | DISTRIBUTION | WP PUTRAJAYA & CYBERJAYA | Existing | 33 kV |  | RYB | VCBJ/SSU/G00003 | SSU GOOGLE
378225255 | TNB | DISTRIBUTION | WP PUTRAJAYA & CYBERJAYA | Existing | 33 kV |  | RYB | VCBJ/SSU/G00003 | SSU GOOGLE
378225259 | TNB | DISTRIBUTION | WP PUTRAJAYA & CYBERJAYA | Existing | 33 kV |  | RYB | VCBJ/SSU/G00003 | SSU GOOGLE
378225263 | TNB | DISTRIBUTION | WP PUTRAJAYA & CYBERJAYA | Existing | 33 kV |  | RYB | VCBJ/SSU/G00003 | SSU GOOGLE
378225264 | TNB | DISTRIBUTION | WP PUTRAJAYA & CYBERJAYA | Existing | 33 kV |  | RYB | VCBJ/SSU/G00003 | SSU GOOGLE
378225265 | TNB | DISTRIBUTION | WP PUTRAJAYA & CYBERJAYA | Existing | 33 kV |  | RYB | VCBJ/SSU/G00003 | SSU GOOGLE
378225266 | TNB | DISTRIBUTION | WP PUTRAJAYA & CYBERJAYA | Existing | 33 kV |  | RYB | VCBJ/SSU/G00003 | SSU GOOGLE
378225267 | TNB | DISTRIBUTION | WP PUTRAJAYA & CYBERJAYA | Existing | 33 kV |  | RYB | VCBJ/SSU/G00003 | SSU GOOGLE
378225270 | TNB | DISTRIBUTION | WP PUTRAJAYA & CYBERJAYA | Existing | 33 kV |  | RYB | VCBJ/SSU/G00003 | SSU GOOGLE
378225271 | TNB | DISTRIBUTION | WP PUTRAJAYA & CYBERJAYA | Existing | 33 kV |  | RYB | VCBJ/SSU/G00003 | SSU GOOGLE
378225272 | TNB | DISTRIBUTION | WP PUTRAJAYA & CYBERJAYA | Existing | 33 kV |  | RYB | VCBJ/SSU/G00003 | SSU GOOGLE
378225273 | TNB | DISTRIBUTION | WP PUTRAJAYA & CYBERJAYA | Existing | 33 kV |  | RYB | VCBJ/SSU/G00003 | SSU GOOGLE
378225274 | TNB | DISTRIBUTION | WP PUTRAJAYA & CYBERJAYA | Existing | 33 kV |  | RYB | VCBJ/SSU/G00003 | SSU GOOGLE
378225276 | TNB | DISTRIBUTION | WP PUTRAJAYA & CYBERJAYA | Existing | 33 kV |  | RYB | VCBJ/SSU/G00003 | SSU GOOGLE
378225277 | TNB | DISTRIBUTION | WP PUTRAJAYA & CYBERJAYA | Existing | 33 kV |  | RYB | VCBJ/SSU/G00003 | SSU GOOGLE
378225279 | TNB | DISTRIBUTION | WP PUTRAJAYA & CYBERJAYA | Existing | 33 kV |  | RYB | VCBJ/SSU/G00003 | SSU GOOGLE
378225280 | TNB | DISTRIBUTION | WP PUTRAJAYA & CYBERJAYA | Existing | 33 kV |  | RYB | VCBJ/SSU/G00003 | SSU GOOGLE
378225283 | TNB | DISTRIBUTION | WP PUTRAJAYA & CYBERJAYA | Existing | 33 kV |  | RYB | VCBJ/SSU/G00003 | SSU GOOGLE
378225285 | TNB | DISTRIBUTION | WP PUTRAJAYA & CYBERJAYA | Existing | 33 kV |  | RYB | VCBJ/SSU/G00003 | SSU GOOGLE
378225294 | TNB | DISTRIBUTION | WP PUTRAJAYA & CYBERJAYA | Existing | 33 kV |  | RYB | VCBJ/SSU/G00003 | SSU GOOGLE
378225295 | TNB | DISTRIBUTION | WP PUTRAJAYA & CYBERJAYA | Existing | 33 kV |  | RYB | VCBJ/SSU/G00003 | SSU GOOGLE
378225297 | TNB | DISTRIBUTION | WP PUTRAJAYA & CYBERJAYA | Existing | 33 kV |  | RYB | VCBJ/SSU/G00003 | SSU GOOGLE
378225298 | TNB | DISTRIBUTION | WP PUTRAJAYA & CYBERJAYA | Existing | 33 kV |  | RYB | VCBJ/SSU/G00003 | SSU GOOGLE
378225300 | TNB | DISTRIBUTION | WP PUTRAJAYA & CYBERJAYA | Existing | 33 kV |  | RYB | VCBJ/SSU/G00003 | SSU GOOGLE
378225301 | TNB | DISTRIBUTION | WP PUTRAJAYA & CYBERJAYA | Existing | 33 kV |  | RYB | VCBJ/SSU/G00003 | SSU GOOGLE
378225302 | TNB | DISTRIBUTION | WP PUTRAJAYA & CYBERJAYA | Existing | 33 kV |  | RYB | VCBJ/SSU/G00003 | SSU GOOGLE
378225304 | TNB | DISTRIBUTION | WP PUTRAJAYA & CYBERJAYA | Existing | 33 kV |  | RYB | VCBJ/SSU/G00003 | SSU GOOGLE | R
378225305 | TNB | DISTRIBUTION | WP PUTRAJAYA & CYBERJAYA | Existing | 33 kV |  | RYB | VCBJ/SSU/G00003 | SSU GOOGLE
378225308 | TNB | DISTRIBUTION | WP PUTRAJAYA & CYBERJAYA | Existing | 33 kV |  | RYB | VCBJ/SSU/G00003 | SSU GOOGLE
378225310 | TNB | DISTRIBUTION | WP PUTRAJAYA & CYBERJAYA | Existing | 33 kV |  | RYB | VCBJ/SSU/G00003 | SSU GOOGLE
378225311 | TNB | DISTRIBUTION | WP PUTRAJAYA & CYBERJAYA | Existing | 33 kV |  | RYB | VCBJ/SSU/G00003 | SSU GOOGLE
378225312 | TNB | DISTRIBUTION | WP PUTRAJAYA & CYBERJAYA | Existing | 33 kV |  | RYB | VCBJ/SSU/G00003 | SSU GOOGLE
378225313 | TNB | DISTRIBUTION | WP PUTRAJAYA & CYBERJAYA | Existing | 33 kV |  | RYB | VCBJ/SSU/G00003 | SSU GOOGLE
378225315 | TNB | DISTRIBUTION | WP PUTRAJAYA & CYBERJAYA | Existing | 33 kV |  | RYB | VCBJ/SSU/G00003 | SSU GOOGLE
378225319 | TNB | DISTRIBUTION | WP PUTRAJAYA & CYBERJAYA | Existing | 33 kV |  | RYB | VCBJ/SSU/G00003 | SSU GOOGLE
378225321 | TNB | DISTRIBUTION | WP PUTRAJAYA & CYBERJAYA | Existing | 33 kV |  | RYB | VCBJ/SSU/G00003 | SSU GOOGLE
378225324 | TNB | DISTRIBUTION | WP PUTRAJAYA & CYBERJAYA | Existing | 33 kV |  | RYB | VCBJ/SSU/G00003 | SSU GOOGLE
378225326 | TNB | DISTRIBUTION | WP PUTRAJAYA & CYBERJAYA | Existing | 33 kV |  | RYB | VCBJ/SSU/G00003 | SSU GOOGLE
378225329 | TNB | DISTRIBUTION | WP PUTRAJAYA & CYBERJAYA | Existing | 33 kV |  | RYB | VCBJ/SSU/G00003 | SSU GOOGLE
378225331 | TNB | DISTRIBUTION | WP PUTRAJAYA & CYBERJAYA | Existing | 33 kV |  | RYB | VCBJ/SSU/G00003 | SSU GOOGLE
378225333 | TNB | DISTRIBUTION | WP PUTRAJAYA & CYBERJAYA | Existing | 33 kV |  | RYB | VCBJ/SSU/G00003 | SSU GOOGLE
378225334 | TNB | DISTRIBUTION | WP PUTRAJAYA & CYBERJAYA | Existing | 33 kV |  | RYB | VCBJ/SSU/G00003 | SSU GOOGLE
378225335 | TNB | DISTRIBUTION | WP PUTRAJAYA & CYBERJAYA | Existing | 33 kV |  | RYB | VCBJ/SSU/G00003 | SSU GOOGLE
378225337 | TNB | DISTRIBUTION | WP PUTRAJAYA & CYBERJAYA | Existing | 33 kV |  | RYB | VCBJ/SSU/G00003 | SSU GOOGLE
378225342 | TNB | DISTRIBUTION | WP PUTRAJAYA & CYBERJAYA | Existing | 33 kV |  | RYB | VCBJ/SSU/G00003 | SSU GOOGLE
378284224 | TNB | DISTRIBUTION | WP PUTRAJAYA & CYBERJAYA | Existing | 11 kV |  | RYB | VPTJ/PCE/J01071 | SS 1.07 JPM B1 JPM B8 (F1)
378284225 | TNB | DISTRIBUTION | WP PUTRAJAYA & CYBERJAYA | Existing | 11 kV |  | RYB | VPTJ/PCE/J01071 | SS 1.07 JPM B1 JPM B8 (F1)
378284226 | TNB | DISTRIBUTION | WP PUTRAJAYA & CYBERJAYA | Existing | 11 kV |  | RYB | VPTJ/PCE/J01071 | SS 1.07 JPM B1 JPM B8 (F1)
378284233 | TNB | DISTRIBUTION | WP PUTRAJAYA & CYBERJAYA | Existing | 11 kV |  | RYB | VPTJ/PCE/J01071 | SS 1.07 JPM B1 JPM B8 (F1)
378284236 | TNB | DISTRIBUTION | WP PUTRAJAYA & CYBERJAYA | Existing | 11 kV |  | RYB | VPTJ/PCE/J01071 | SS 1.07 JPM B1 JPM B8 (F1)
378284237 | TNB | DISTRIBUTION | WP PUTRAJAYA & CYBERJAYA | Existing | 11 kV |  | RYB | VPTJ/PCE/J01071 | SS 1.07 JPM B1 JPM B8 (F1)
378284238 | TNB | DISTRIBUTION | WP PUTRAJAYA & CYBERJAYA | Existing | 11 kV |  | RYB | VPTJ/PCE/J01071 | SS 1.07 JPM B1 JPM B8 (F1)
378284240 | TNB | DISTRIBUTION | WP PUTRAJAYA & CYBERJAYA | Existing | 11 kV |  | RYB | VPTJ/PCE/J01071 | SS 1.07 JPM B1 JPM B8 (F1)
378284241 | TNB | DISTRIBUTION | WP PUTRAJAYA & CYBERJAYA | Existing | 11 kV |  | RYB | VPTJ/PCE/J01071 | SS 1.07 JPM B1 JPM B8 (F1)
378284243 | TNB | DISTRIBUTION | WP PUTRAJAYA & CYBERJAYA | Existing | 11 kV |  | RYB | VPTJ/PCE/J01071 | SS 1.07 JPM B1 JPM B8 (F1)
378284251 | TNB | DISTRIBUTION | WP PUTRAJAYA & CYBERJAYA | Existing | 11 kV |  | RYB | VPTJ/PCE/J01071 | SS 1.07 JPM B1 JPM B8 (F1)
378284395 | TNB | DISTRIBUTION | WP PUTRAJAYA & CYBERJAYA | Existing | 11 kV |  | RYB | VPTJ/PCE/J01072 | SS 1.07 JPM B1 JPM B8 (F2)
378284396 | TNB | DISTRIBUTION | WP PUTRAJAYA & CYBERJAYA | Existing | 11 kV |  | RYB | VPTJ/PCE/J01072 | SS 1.07 JPM B1 JPM B8 (F2)
378284397 | TNB | DISTRIBUTION | WP PUTRAJAYA & CYBERJAYA | Existing | 11 kV |  | RYB | VPTJ/PCE/J01072 | SS 1.07 JPM B1 JPM B8 (F2)
378284404 | TNB | DISTRIBUTION | WP PUTRAJAYA & CYBERJAYA | Existing | 11 kV |  | RYB | VPTJ/PCE/J01072 | SS 1.07 JPM B1 JPM B8 (F2)
378284407 | TNB | DISTRIBUTION | WP PUTRAJAYA & CYBERJAYA | Existing | 11 kV |  | RYB | VPTJ/PCE/J01072 | SS 1.07 JPM B1 JPM B8 (F2)
378284408 | TNB | DISTRIBUTION | WP PUTRAJAYA & CYBERJAYA | Existing | 11 kV |  | RYB | VPTJ/PCE/J01072 | SS 1.07 JPM B1 JPM B8 (F2)
378284409 | TNB | DISTRIBUTION | WP PUTRAJAYA & CYBERJAYA | Existing | 11 kV |  | RYB | VPTJ/PCE/J01072 | SS 1.07 JPM B1 JPM B8 (F2)
378284411 | TNB | DISTRIBUTION | WP PUTRAJAYA & CYBERJAYA | Existing | 11 kV |  | RYB | VPTJ/PCE/J01072 | SS 1.07 JPM B1 JPM B8 (F2)
378284412 | TNB | DISTRIBUTION | WP PUTRAJAYA & CYBERJAYA | Existing | 11 kV |  | RYB | VPTJ/PCE/J01072 | SS 1.07 JPM B1 JPM B8 (F2)
378284414 | TNB | DISTRIBUTION | WP PUTRAJAYA & CYBERJAYA | Existing | 11 kV |  | RYB | VPTJ/PCE/J01072 | SS 1.07 JPM B1 JPM B8 (F2)
378284422 | TNB | DISTRIBUTION | WP PUTRAJAYA & CYBERJAYA | Existing | 11 kV |  | RYB | VPTJ/PCE/J01072 | SS 1.07 JPM B1 JPM B8 (F2)
378284570 | TNB | DISTRIBUTION | WP PUTRAJAYA & CYBERJAYA | Existing | 11 kV |  | RYB | VPTJ/PCE/J01061 | SS 1.06 JPM B6 JPM B7 (F1)
378284571 | TNB | DISTRIBUTION | WP PUTRAJAYA & CYBERJAYA | Existing | 11 kV |  | RYB | VPTJ/PCE/J01061 | SS 1.06 JPM B6 JPM B7 (F1)
378284572 | TNB | DISTRIBUTION | WP PUTRAJAYA & CYBERJAYA | Existing | 11 kV |  | RYB | VPTJ/PCE/J01061 | SS 1.06 JPM B6 JPM B7 (F1)
378284579 | TNB | DISTRIBUTION | WP PUTRAJAYA & CYBERJAYA | Existing | 11 kV |  | RYB | VPTJ/PCE/J01061 | SS 1.06 JPM B6 JPM B7 (F1)
378284582 | TNB | DISTRIBUTION | WP PUTRAJAYA & CYBERJAYA | Existing | 11 kV |  | RYB | VPTJ/PCE/J01061 | SS 1.06 JPM B6 JPM B7 (F1)
378284583 | TNB | DISTRIBUTION | WP PUTRAJAYA & CYBERJAYA | Existing | 11 kV |  | RYB | VPTJ/PCE/J01061 | SS 1.06 JPM B6 JPM B7 (F1)
378284584 | TNB | DISTRIBUTION | WP PUTRAJAYA & CYBERJAYA | Existing | 11 kV |  | RYB | VPTJ/PCE/J01061 | SS 1.06 JPM B6 JPM B7 (F1)
378284586 | TNB | DISTRIBUTION | WP PUTRAJAYA & CYBERJAYA | Existing | 11 kV |  | RYB | VPTJ/PCE/J01061 | SS 1.06 JPM B6 JPM B7 (F1)
378284587 | TNB | DISTRIBUTION | WP PUTRAJAYA & CYBERJAYA | Existing | 11 kV |  | RYB | VPTJ/PCE/J01061 | SS 1.06 JPM B6 JPM B7 (F1)
378284589 | TNB | DISTRIBUTION | WP PUTRAJAYA & CYBERJAYA | Existing | 11 kV |  | RYB | VPTJ/PCE/J01061 | SS 1.06 JPM B6 JPM B7 (F1)
378284597 | TNB | DISTRIBUTION | WP PUTRAJAYA & CYBERJAYA | Existing | 11 kV |  | RYB | VPTJ/PCE/J01061 | SS 1.06 JPM B6 JPM B7 (F1)
378284599 | TNB | DISTRIBUTION | WP PUTRAJAYA & CYBERJAYA | Existing | 11 kV |  | RYB | VPTJ/PCE/J01062 | SS 1.06 JPM B6 JPM B7 (F2)
378284600 | TNB | DISTRIBUTION | WP PUTRAJAYA & CYBERJAYA | Existing | 11 kV |  | RYB | VPTJ/PCE/J01062 | SS 1.06 JPM B6 JPM B7 (F2)
378284601 | TNB | DISTRIBUTION | WP PUTRAJAYA & CYBERJAYA | Existing | 11 kV |  | RYB | VPTJ/PCE/J01062 | SS 1.06 JPM B6 JPM B7 (F2)
378284608 | TNB | DISTRIBUTION | WP PUTRAJAYA & CYBERJAYA | Existing | 11 kV |  | RYB | VPTJ/PCE/J01062 | SS 1.06 JPM B6 JPM B7 (F2)
378284611 | TNB | DISTRIBUTION | WP PUTRAJAYA & CYBERJAYA | Existing | 11 kV |  | RYB | VPTJ/PCE/J01062 | SS 1.06 JPM B6 JPM B7 (F2)
378284612 | TNB | DISTRIBUTION | WP PUTRAJAYA & CYBERJAYA | Existing | 11 kV |  | RYB | VPTJ/PCE/J01062 | SS 1.06 JPM B6 JPM B7 (F2)
378284613 | TNB | DISTRIBUTION | WP PUTRAJAYA & CYBERJAYA | Existing | 11 kV |  | RYB | VPTJ/PCE/J01062 | SS 1.06 JPM B6 JPM B7 (F2)
378284615 | TNB | DISTRIBUTION | WP PUTRAJAYA & CYBERJAYA | Existing | 11 kV |  | RYB | VPTJ/PCE/J01062 | SS 1.06 JPM B6 JPM B7 (F2)
378284616 | TNB | DISTRIBUTION | WP PUTRAJAYA & CYBERJAYA | Existing | 11 kV |  | RYB | VPTJ/PCE/J01062 | SS 1.06 JPM B6 JPM B7 (F2)
378284618 | TNB | DISTRIBUTION | WP PUTRAJAYA & CYBERJAYA | Existing | 11 kV |  | RYB | VPTJ/PCE/J01062 | SS 1.06 JPM B6 JPM B7 (F2)
378284626 | TNB | DISTRIBUTION | WP PUTRAJAYA & CYBERJAYA | Existing | 11 kV |  | RYB | VPTJ/PCE/J01062 | SS 1.06 JPM B6 JPM B7 (F2)
378284629 | TNB | DISTRIBUTION | WP PUTRAJAYA & CYBERJAYA | Existing | 11 kV |  | RYB | VPTJ/PCE/J01051 | SS 1.05 JPM B5 (F1)
378284630 | TNB | DISTRIBUTION | WP PUTRAJAYA & CYBERJAYA | Existing | 11 kV |  | RYB | VPTJ/PCE/J01051 | SS 1.05 JPM B5 (F1)
378284635 | TNB | DISTRIBUTION | WP PUTRAJAYA & CYBERJAYA | Existing | 11 kV |  | RYB | VPTJ/PCE/J01051 | SS 1.05 JPM B5 (F1)
378284641 | TNB | DISTRIBUTION | WP PUTRAJAYA & CYBERJAYA | Existing | 11 kV |  | RYB | VPTJ/PCE/J01051 | SS 1.05 JPM B5 (F1)
378284642 | TNB | DISTRIBUTION | WP PUTRAJAYA & CYBERJAYA | Existing | 11 kV |  | RYB | VPTJ/PCE/J01051 | SS 1.05 JPM B5 (F1)
378284646 | TNB | DISTRIBUTION | WP PUTRAJAYA & CYBERJAYA | Existing | 11 kV |  | RYB | VPTJ/PCE/J01051 | SS 1.05 JPM B5 (F1)
378284649 | TNB | DISTRIBUTION | WP PUTRAJAYA & CYBERJAYA | Existing | 11 kV |  | RYB | VPTJ/PCE/J01051 | SS 1.05 JPM B5 (F1)
378284650 | TNB | DISTRIBUTION | WP PUTRAJAYA & CYBERJAYA | Existing | 11 kV |  | RYB | VPTJ/PCE/J01051 | SS 1.05 JPM B5 (F1)
378284681 | TNB | DISTRIBUTION | WP PUTRAJAYA & CYBERJAYA | Existing | 11 kV |  | RYB | VPTJ/PCE/J01052 | SS 1.05 JPM B5 (F2)
378284682 | TNB | DISTRIBUTION | WP PUTRAJAYA & CYBERJAYA | Existing | 11 kV |  | RYB | VPTJ/PCE/J01052 | SS 1.05 JPM B5 (F2)
378284687 | TNB | DISTRIBUTION | WP PUTRAJAYA & CYBERJAYA | Existing | 11 kV |  | RYB | VPTJ/PCE/J01052 | SS 1.05 JPM B5 (F2)
378284693 | TNB | DISTRIBUTION | WP PUTRAJAYA & CYBERJAYA | Existing | 11 kV |  | RYB | VPTJ/PCE/J01052 | SS 1.05 JPM B5 (F2)
378284694 | TNB | DISTRIBUTION | WP PUTRAJAYA & CYBERJAYA | Existing | 11 kV |  | RYB | VPTJ/PCE/J01052 | SS 1.05 JPM B5 (F2)
378284698 | TNB | DISTRIBUTION | WP PUTRAJAYA & CYBERJAYA | Existing | 11 kV |  | RYB | VPTJ/PCE/J01052 | SS 1.05 JPM B5 (F2)
378284701 | TNB | DISTRIBUTION | WP PUTRAJAYA & CYBERJAYA | Existing | 11 kV |  | RYB | VPTJ/PCE/J01052 | SS 1.05 JPM B5 (F2)
378284702 | TNB | DISTRIBUTION | WP PUTRAJAYA & CYBERJAYA | Existing | 11 kV |  | RYB | VPTJ/PCE/J01052 | SS 1.05 JPM B5 (F2)
378284750 | TNB | DISTRIBUTION | WP PUTRAJAYA & CYBERJAYA | Existing | 11 kV |  | RYB | VPTJ/PCE/J01081 | SS 1.08 C4 (F1)
378284751 | TNB | DISTRIBUTION | WP PUTRAJAYA & CYBERJAYA | Existing | 11 kV |  | RYB | VPTJ/PCE/J01081 | SS 1.08 C4 (F1)
378284756 | TNB | DISTRIBUTION | WP PUTRAJAYA & CYBERJAYA | Existing | 11 kV |  | RYB | VPTJ/PCE/J01081 | SS 1.08 C4 (F1)
378284762 | TNB | DISTRIBUTION | WP PUTRAJAYA & CYBERJAYA | Existing | 11 kV |  | RYB | VPTJ/PCE/J01081 | SS 1.08 C4 (F1)
378284763 | TNB | DISTRIBUTION | WP PUTRAJAYA & CYBERJAYA | Existing | 11 kV |  | RYB | VPTJ/PCE/J01081 | SS 1.08 C4 (F1)
378284767 | TNB | DISTRIBUTION | WP PUTRAJAYA & CYBERJAYA | Existing | 11 kV |  | RYB | VPTJ/PCE/J01081 | SS 1.08 C4 (F1)
378284770 | TNB | DISTRIBUTION | WP PUTRAJAYA & CYBERJAYA | Existing | 11 kV |  | RYB | VPTJ/PCE/J01081 | SS 1.08 C4 (F1)
378284771 | TNB | DISTRIBUTION | WP PUTRAJAYA & CYBERJAYA | Existing | 11 kV |  | RYB | VPTJ/PCE/J01081 | SS 1.08 C4 (F1)
378284844 | TNB | DISTRIBUTION | WP PUTRAJAYA & CYBERJAYA | Existing | 11 kV |  | RYB | VPTJ/PCE/J01082 | SS 1.08 C4 (F2)
378284845 | TNB | DISTRIBUTION | WP PUTRAJAYA & CYBERJAYA | Existing | 11 kV |  | RYB | VPTJ/PCE/J01082 | SS 1.08 C4 (F2)
378284850 | TNB | DISTRIBUTION | WP PUTRAJAYA & CYBERJAYA | Existing | 11 kV |  | RYB | VPTJ/PCE/J01082 | SS 1.08 C4 (F2)
378284856 | TNB | DISTRIBUTION | WP PUTRAJAYA & CYBERJAYA | Existing | 11 kV |  | RYB | VPTJ/PCE/J01082 | SS 1.08 C4 (F2)
378284857 | TNB | DISTRIBUTION | WP PUTRAJAYA & CYBERJAYA | Existing | 11 kV |  | RYB | VPTJ/PCE/J01082 | SS 1.08 C4 (F2)
378284861 | TNB | DISTRIBUTION | WP PUTRAJAYA & CYBERJAYA | Existing | 11 kV |  | RYB | VPTJ/PCE/J01082 | SS 1.08 C4 (F2)
378284864 | TNB | DISTRIBUTION | WP PUTRAJAYA & CYBERJAYA | Existing | 11 kV |  | RYB | VPTJ/PCE/J01082 | SS 1.08 C4 (F2)
378284865 | TNB | DISTRIBUTION | WP PUTRAJAYA & CYBERJAYA | Existing | 11 kV |  | RYB | VPTJ/PCE/J01082 | SS 1.08 C4 (F2)
378284890 | TNB | DISTRIBUTION | WP PUTRAJAYA & CYBERJAYA | Existing | 11 kV |  | RYB | VPTJ/PCE/J01091 | SS 1.09 C3 (F1)
378284891 | TNB | DISTRIBUTION | WP PUTRAJAYA & CYBERJAYA | Existing | 11 kV |  | RYB | VPTJ/PCE/J01091 | SS 1.09 C3 (F1)
378284896 | TNB | DISTRIBUTION | WP PUTRAJAYA & CYBERJAYA | Existing | 11 kV |  | RYB | VPTJ/PCE/J01091 | SS 1.09 C3 (F1)
378284902 | TNB | DISTRIBUTION | WP PUTRAJAYA & CYBERJAYA | Existing | 11 kV |  | RYB | VPTJ/PCE/J01091 | SS 1.09 C3 (F1)
378284903 | TNB | DISTRIBUTION | WP PUTRAJAYA & CYBERJAYA | Existing | 11 kV |  | RYB | VPTJ/PCE/J01091 | SS 1.09 C3 (F1)
378284907 | TNB | DISTRIBUTION | WP PUTRAJAYA & CYBERJAYA | Existing | 11 kV |  | RYB | VPTJ/PCE/J01091 | SS 1.09 C3 (F1)
378284910 | TNB | DISTRIBUTION | WP PUTRAJAYA & CYBERJAYA | Existing | 11 kV |  | RYB | VPTJ/PCE/J01091 | SS 1.09 C3 (F1)
378284911 | TNB | DISTRIBUTION | WP PUTRAJAYA & CYBERJAYA | Existing | 11 kV |  | RYB | VPTJ/PCE/J01091 | SS 1.09 C3 (F1)
378284984 | TNB | DISTRIBUTION | WP PUTRAJAYA & CYBERJAYA | Existing | 11 kV |  | RYB | VPTJ/PCE/J01092 | SS 1.09 C3 (F2)
378284985 | TNB | DISTRIBUTION | WP PUTRAJAYA & CYBERJAYA | Existing | 11 kV |  | RYB | VPTJ/PCE/J01092 | SS 1.09 C3 (F2)
378284990 | TNB | DISTRIBUTION | WP PUTRAJAYA & CYBERJAYA | Existing | 11 kV |  | RYB | VPTJ/PCE/J01092 | SS 1.09 C3 (F2)
378284996 | TNB | DISTRIBUTION | WP PUTRAJAYA & CYBERJAYA | Existing | 11 kV |  | RYB | VPTJ/PCE/J01092 | SS 1.09 C3 (F2)
378284997 | TNB | DISTRIBUTION | WP PUTRAJAYA & CYBERJAYA | Existing | 11 kV |  | RYB | VPTJ/PCE/J01092 | SS 1.09 C3 (F2)
378285001 | TNB | DISTRIBUTION | WP PUTRAJAYA & CYBERJAYA | Existing | 11 kV |  | RYB | VPTJ/PCE/J01092 | SS 1.09 C3 (F2)
378285004 | TNB | DISTRIBUTION | WP PUTRAJAYA & CYBERJAYA | Existing | 11 kV |  | RYB | VPTJ/PCE/J01092 | SS 1.09 C3 (F2)
378285005 | TNB | DISTRIBUTION | WP PUTRAJAYA & CYBERJAYA | Existing | 11 kV |  | RYB | VPTJ/PCE/J01092 | SS 1.09 C3 (F2)
378285007 | TNB | DISTRIBUTION | WP PUTRAJAYA & CYBERJAYA | Existing | 11 kV |  | RYB | VPTJ/PCE/J01101 | SS 1.10 C2 (F1)
378285008 | TNB | DISTRIBUTION | WP PUTRAJAYA & CYBERJAYA | Existing | 11 kV |  | RYB | VPTJ/PCE/J01101 | SS 1.10 C2 (F1)
378285013 | TNB | DISTRIBUTION | WP PUTRAJAYA & CYBERJAYA | Existing | 11 kV |  | RYB | VPTJ/PCE/J01101 | SS 1.10 C2 (F1)
378285019 | TNB | DISTRIBUTION | WP PUTRAJAYA & CYBERJAYA | Existing | 11 kV |  | RYB | VPTJ/PCE/J01101 | SS 1.10 C2 (F1)
378285020 | TNB | DISTRIBUTION | WP PUTRAJAYA & CYBERJAYA | Existing | 11 kV |  | RYB | VPTJ/PCE/J01101 | SS 1.10 C2 (F1)
378285024 | TNB | DISTRIBUTION | WP PUTRAJAYA & CYBERJAYA | Existing | 11 kV |  | RYB | VPTJ/PCE/J01101 | SS 1.10 C2 (F1)
378285027 | TNB | DISTRIBUTION | WP PUTRAJAYA & CYBERJAYA | Existing | 11 kV |  | RYB | VPTJ/PCE/J01101 | SS 1.10 C2 (F1)
378285028 | TNB | DISTRIBUTION | WP PUTRAJAYA & CYBERJAYA | Existing | 11 kV |  | RYB | VPTJ/PCE/J01101 | SS 1.10 C2 (F1)
378285030 | TNB | DISTRIBUTION | WP PUTRAJAYA & CYBERJAYA | Existing | 11 kV |  | RYB | VPTJ/PCE/J01102 | SS 1.10 C2 (F2)
378285031 | TNB | DISTRIBUTION | WP PUTRAJAYA & CYBERJAYA | Existing | 11 kV |  | RYB | VPTJ/PCE/J01102 | SS 1.10 C2 (F2)
378285036 | TNB | DISTRIBUTION | WP PUTRAJAYA & CYBERJAYA | Existing | 11 kV |  | RYB | VPTJ/PCE/J01102 | SS 1.10 C2 (F2)
378285042 | TNB | DISTRIBUTION | WP PUTRAJAYA & CYBERJAYA | Existing | 11 kV |  | RYB | VPTJ/PCE/J01102 | SS 1.10 C2 (F2)
378285043 | TNB | DISTRIBUTION | WP PUTRAJAYA & CYBERJAYA | Existing | 11 kV |  | RYB | VPTJ/PCE/J01102 | SS 1.10 C2 (F2)
378285047 | TNB | DISTRIBUTION | WP PUTRAJAYA & CYBERJAYA | Existing | 11 kV |  | RYB | VPTJ/PCE/J01102 | SS 1.10 C2 (F2)
378285050 | TNB | DISTRIBUTION | WP PUTRAJAYA & CYBERJAYA | Existing | 11 kV |  | RYB | VPTJ/PCE/J01102 | SS 1.10 C2 (F2)
378285051 | TNB | DISTRIBUTION | WP PUTRAJAYA & CYBERJAYA | Existing | 11 kV |  | RYB | VPTJ/PCE/J01102 | SS 1.10 C2 (F2)
378285054 | TNB | DISTRIBUTION | WP PUTRAJAYA & CYBERJAYA | Existing | 11 kV |  | RYB | VPTJ/PCE/J01111 | SS 1.11 C1 (F1)
378285055 | TNB | DISTRIBUTION | WP PUTRAJAYA & CYBERJAYA | Existing | 11 kV |  | RYB | VPTJ/PCE/J01111 | SS 1.11 C1 (F1)
378285060 | TNB | DISTRIBUTION | WP PUTRAJAYA & CYBERJAYA | Existing | 11 kV |  | RYB | VPTJ/PCE/J01111 | SS 1.11 C1 (F1)
378285066 | TNB | DISTRIBUTION | WP PUTRAJAYA & CYBERJAYA | Existing | 11 kV |  | RYB | VPTJ/PCE/J01111 | SS 1.11 C1 (F1)
378285067 | TNB | DISTRIBUTION | WP PUTRAJAYA & CYBERJAYA | Existing | 11 kV |  | RYB | VPTJ/PCE/J01111 | SS 1.11 C1 (F1)
378285071 | TNB | DISTRIBUTION | WP PUTRAJAYA & CYBERJAYA | Existing | 11 kV |  | RYB | VPTJ/PCE/J01111 | SS 1.11 C1 (F1)
378285074 | TNB | DISTRIBUTION | WP PUTRAJAYA & CYBERJAYA | Existing | 11 kV |  | RYB | VPTJ/PCE/J01111 | SS 1.11 C1 (F1)
378285075 | TNB | DISTRIBUTION | WP PUTRAJAYA & CYBERJAYA | Existing | 11 kV |  | RYB | VPTJ/PCE/J01111 | SS 1.11 C1 (F1)
378285077 | TNB | DISTRIBUTION | WP PUTRAJAYA & CYBERJAYA | Existing | 11 kV |  | RYB | VPTJ/PCE/J01112 | SS 1.11 C1 (F2)
378285078 | TNB | DISTRIBUTION | WP PUTRAJAYA & CYBERJAYA | Existing | 11 kV |  | RYB | VPTJ/PCE/J01112 | SS 1.11 C1 (F2)
378285083 | TNB | DISTRIBUTION | WP PUTRAJAYA & CYBERJAYA | Existing | 11 kV |  | RYB | VPTJ/PCE/J01112 | SS 1.11 C1 (F2)
378285089 | TNB | DISTRIBUTION | WP PUTRAJAYA & CYBERJAYA | Existing | 11 kV |  | RYB | VPTJ/PCE/J01112 | SS 1.11 C1 (F2)
378285090 | TNB | DISTRIBUTION | WP PUTRAJAYA & CYBERJAYA | Existing | 11 kV |  | RYB | VPTJ/PCE/J01112 | SS 1.11 C1 (F2)
378285094 | TNB | DISTRIBUTION | WP PUTRAJAYA & CYBERJAYA | Existing | 11 kV |  | RYB | VPTJ/PCE/J01112 | SS 1.11 C1 (F2)
378285097 | TNB | DISTRIBUTION | WP PUTRAJAYA & CYBERJAYA | Existing | 11 kV |  | RYB | VPTJ/PCE/J01112 | SS 1.11 C1 (F2)
378285098 | TNB | DISTRIBUTION | WP PUTRAJAYA & CYBERJAYA | Existing | 11 kV |  | RYB | VPTJ/PCE/J01112 | SS 1.11 C1 (F2)
378285100 | TNB | DISTRIBUTION | WP PUTRAJAYA & CYBERJAYA | Existing | 11 kV |  | RYB | VPTJ/PCE/J01121 | SS 1.12 C7 (F1)
378285101 | TNB | DISTRIBUTION | WP PUTRAJAYA & CYBERJAYA | Existing | 11 kV |  | RYB | VPTJ/PCE/J01121 | SS 1.12 C7 (F1)
378285106 | TNB | DISTRIBUTION | WP PUTRAJAYA & CYBERJAYA | Existing | 11 kV |  | RYB | VPTJ/PCE/J01121 | SS 1.12 C7 (F1)
378285112 | TNB | DISTRIBUTION | WP PUTRAJAYA & CYBERJAYA | Existing | 11 kV |  | RYB | VPTJ/PCE/J01121 | SS 1.12 C7 (F1)
378285113 | TNB | DISTRIBUTION | WP PUTRAJAYA & CYBERJAYA | Existing | 11 kV |  | RYB | VPTJ/PCE/J01121 | SS 1.12 C7 (F1)
378285117 | TNB | DISTRIBUTION | WP PUTRAJAYA & CYBERJAYA | Existing | 11 kV |  | RYB | VPTJ/PCE/J01121 | SS 1.12 C7 (F1)
378285120 | TNB | DISTRIBUTION | WP PUTRAJAYA & CYBERJAYA | Existing | 11 kV |  | RYB | VPTJ/PCE/J01121 | SS 1.12 C7 (F1)
378285121 | TNB | DISTRIBUTION | WP PUTRAJAYA & CYBERJAYA | Existing | 11 kV |  | RYB | VPTJ/PCE/J01121 | SS 1.12 C7 (F1)
378285123 | TNB | DISTRIBUTION | WP PUTRAJAYA & CYBERJAYA | Existing | 11 kV |  | RYB | VPTJ/PCE/J01122 | SS 1.12 C7 (F2)
378285124 | TNB | DISTRIBUTION | WP PUTRAJAYA & CYBERJAYA | Existing | 11 kV |  | RYB | VPTJ/PCE/J01122 | SS 1.12 C7 (F2)
378285129 | TNB | DISTRIBUTION | WP PUTRAJAYA & CYBERJAYA | Existing | 11 kV |  | RYB | VPTJ/PCE/J01122 | SS 1.12 C7 (F2)
378285135 | TNB | DISTRIBUTION | WP PUTRAJAYA & CYBERJAYA | Existing | 11 kV |  | RYB | VPTJ/PCE/J01122 | SS 1.12 C7 (F2)
378285136 | TNB | DISTRIBUTION | WP PUTRAJAYA & CYBERJAYA | Existing | 11 kV |  | RYB | VPTJ/PCE/J01122 | SS 1.12 C7 (F2)
378285140 | TNB | DISTRIBUTION | WP PUTRAJAYA & CYBERJAYA | Existing | 11 kV |  | RYB | VPTJ/PCE/J01122 | SS 1.12 C7 (F2)
378285143 | TNB | DISTRIBUTION | WP PUTRAJAYA & CYBERJAYA | Existing | 11 kV |  | RYB | VPTJ/PCE/J01122 | SS 1.12 C7 (F2)
378285144 | TNB | DISTRIBUTION | WP PUTRAJAYA & CYBERJAYA | Existing | 11 kV |  | RYB | VPTJ/PCE/J01122 | SS 1.12 C7 (F2)
378285146 | TNB | DISTRIBUTION | WP PUTRAJAYA & CYBERJAYA | Existing | 11 kV |  | RYB | VPTJ/PCE/J01131 | SS 1.13 C6 (F1)
378285147 | TNB | DISTRIBUTION | WP PUTRAJAYA & CYBERJAYA | Existing | 11 kV |  | RYB | VPTJ/PCE/J01131 | SS 1.13 C6 (F1)
378285152 | TNB | DISTRIBUTION | WP PUTRAJAYA & CYBERJAYA | Existing | 11 kV |  | RYB | VPTJ/PCE/J01131 | SS 1.13 C6 (F1)
378285158 | TNB | DISTRIBUTION | WP PUTRAJAYA & CYBERJAYA | Existing | 11 kV |  | RYB | VPTJ/PCE/J01131 | SS 1.13 C6 (F1)
378285159 | TNB | DISTRIBUTION | WP PUTRAJAYA & CYBERJAYA | Existing | 11 kV |  | RYB | VPTJ/PCE/J01131 | SS 1.13 C6 (F1)
378285163 | TNB | DISTRIBUTION | WP PUTRAJAYA & CYBERJAYA | Existing | 11 kV |  | RYB | VPTJ/PCE/J01131 | SS 1.13 C6 (F1)
378285166 | TNB | DISTRIBUTION | WP PUTRAJAYA & CYBERJAYA | Existing | 11 kV |  | RYB | VPTJ/PCE/J01131 | SS 1.13 C6 (F1)
378285167 | TNB | DISTRIBUTION | WP PUTRAJAYA & CYBERJAYA | Existing | 11 kV |  | RYB | VPTJ/PCE/J01131 | SS 1.13 C6 (F1)
378285169 | TNB | DISTRIBUTION | WP PUTRAJAYA & CYBERJAYA | Existing | 11 kV |  | RYB | VPTJ/PCE/J01132 | SS 1.13 C6 (F2)
378285170 | TNB | DISTRIBUTION | WP PUTRAJAYA & CYBERJAYA | Existing | 11 kV |  | RYB | VPTJ/PCE/J01132 | SS 1.13 C6 (F2)
378285175 | TNB | DISTRIBUTION | WP PUTRAJAYA & CYBERJAYA | Existing | 11 kV |  | RYB | VPTJ/PCE/J01132 | SS 1.13 C6 (F2)
378285181 | TNB | DISTRIBUTION | WP PUTRAJAYA & CYBERJAYA | Existing | 11 kV |  | RYB | VPTJ/PCE/J01132 | SS 1.13 C6 (F2)
378285182 | TNB | DISTRIBUTION | WP PUTRAJAYA & CYBERJAYA | Existing | 11 kV |  | RYB | VPTJ/PCE/J01132 | SS 1.13 C6 (F2)
378285186 | TNB | DISTRIBUTION | WP PUTRAJAYA & CYBERJAYA | Existing | 11 kV |  | RYB | VPTJ/PCE/J01132 | SS 1.13 C6 (F2)
378285189 | TNB | DISTRIBUTION | WP PUTRAJAYA & CYBERJAYA | Existing | 11 kV |  | RYB | VPTJ/PCE/J01132 | SS 1.13 C6 (F2)
378285190 | TNB | DISTRIBUTION | WP PUTRAJAYA & CYBERJAYA | Existing | 11 kV |  | RYB | VPTJ/PCE/J01132 | SS 1.13 C6 (F2)
378285192 | TNB | DISTRIBUTION | WP PUTRAJAYA & CYBERJAYA | Existing | 11 kV |  | RYB | VPTJ/PCE/J01141 | SS 1.14 C5 (F1)
378285193 | TNB | DISTRIBUTION | WP PUTRAJAYA & CYBERJAYA | Existing | 11 kV |  | RYB | VPTJ/PCE/J01141 | SS 1.14 C5 (F1)
378285198 | TNB | DISTRIBUTION | WP PUTRAJAYA & CYBERJAYA | Existing | 11 kV |  | RYB | VPTJ/PCE/J01141 | SS 1.14 C5 (F1)
378285204 | TNB | DISTRIBUTION | WP PUTRAJAYA & CYBERJAYA | Existing | 11 kV |  | RYB | VPTJ/PCE/J01141 | SS 1.14 C5 (F1)
378285205 | TNB | DISTRIBUTION | WP PUTRAJAYA & CYBERJAYA | Existing | 11 kV |  | RYB | VPTJ/PCE/J01141 | SS 1.14 C5 (F1)
378285209 | TNB | DISTRIBUTION | WP PUTRAJAYA & CYBERJAYA | Existing | 11 kV |  | RYB | VPTJ/PCE/J01141 | SS 1.14 C5 (F1)
378285212 | TNB | DISTRIBUTION | WP PUTRAJAYA & CYBERJAYA | Existing | 11 kV |  | RYB | VPTJ/PCE/J01141 | SS 1.14 C5 (F1)
378285213 | TNB | DISTRIBUTION | WP PUTRAJAYA & CYBERJAYA | Existing | 11 kV |  | RYB | VPTJ/PCE/J01141 | SS 1.14 C5 (F1)
378285215 | TNB | DISTRIBUTION | WP PUTRAJAYA & CYBERJAYA | Existing | 11 kV |  | RYB | VPTJ/PCE/J01142 | SS 1.14 C5 (F2)
378285216 | TNB | DISTRIBUTION | WP PUTRAJAYA & CYBERJAYA | Existing | 11 kV |  | RYB | VPTJ/PCE/J01142 | SS 1.14 C5 (F2)
378285221 | TNB | DISTRIBUTION | WP PUTRAJAYA & CYBERJAYA | Existing | 11 kV |  | RYB | VPTJ/PCE/J01142 | SS 1.14 C5 (F2)
378285227 | TNB | DISTRIBUTION | WP PUTRAJAYA & CYBERJAYA | Existing | 11 kV |  | RYB | VPTJ/PCE/J01142 | SS 1.14 C5 (F2)
378285228 | TNB | DISTRIBUTION | WP PUTRAJAYA & CYBERJAYA | Existing | 11 kV |  | RYB | VPTJ/PCE/J01142 | SS 1.14 C5 (F2)
378285232 | TNB | DISTRIBUTION | WP PUTRAJAYA & CYBERJAYA | Existing | 11 kV |  | RYB | VPTJ/PCE/J01142 | SS 1.14 C5 (F2)
378285235 | TNB | DISTRIBUTION | WP PUTRAJAYA & CYBERJAYA | Existing | 11 kV |  | RYB | VPTJ/PCE/J01142 | SS 1.14 C5 (F2)
378285236 | TNB | DISTRIBUTION | WP PUTRAJAYA & CYBERJAYA | Existing | 11 kV |  | RYB | VPTJ/PCE/J01142 | SS 1.14 C5 (F2)
378285238 | TNB | DISTRIBUTION | WP PUTRAJAYA & CYBERJAYA | Existing | 11 kV |  | RYB | VPTJ/PCE/J01362 | PE 1.36 DATARAN PUTRA (F2)
378285239 | TNB | DISTRIBUTION | WP PUTRAJAYA & CYBERJAYA | Existing | 11 kV |  | RYB | VPTJ/PCE/J01362 | PE 1.36 DATARAN PUTRA (F2)
378285251 | TNB | DISTRIBUTION | WP PUTRAJAYA & CYBERJAYA | Existing | 11 kV |  | RYB | VPTJ/PCE/J01362 | PE 1.36 DATARAN PUTRA (F2)
378285252 | TNB | DISTRIBUTION | WP PUTRAJAYA & CYBERJAYA | Existing | 11 kV |  | RYB | VPTJ/PCE/J01362 | PE 1.36 DATARAN PUTRA (F2)
378285254 | TNB | DISTRIBUTION | WP PUTRAJAYA & CYBERJAYA | Existing | 11 kV |  | RYB | VPTJ/PCE/J01362 | PE 1.36 DATARAN PUTRA (F2)
378285255 | TNB | DISTRIBUTION | WP PUTRAJAYA & CYBERJAYA | Existing | 11 kV |  | RYB | VPTJ/PCE/J01362 | PE 1.36 DATARAN PUTRA (F2)
378285256 | TNB | DISTRIBUTION | WP PUTRAJAYA & CYBERJAYA | Existing | 11 kV |  | RYB | VPTJ/PCE/J01362 | PE 1.36 DATARAN PUTRA (F2)
378285258 | TNB | DISTRIBUTION | WP PUTRAJAYA & CYBERJAYA | Existing | 11 kV |  | RYB | VPTJ/PCE/J01362 | PE 1.36 DATARAN PUTRA (F2)
378285259 | TNB | DISTRIBUTION | WP PUTRAJAYA & CYBERJAYA | Existing | 11 kV |  | RYB | VPTJ/PCE/J01362 | PE 1.36 DATARAN PUTRA (F2)
378285261 | TNB | DISTRIBUTION | WP PUTRAJAYA & CYBERJAYA | Existing | 11 kV |  | RYB | VPTJ/PCE/J01362 | PE 1.36 DATARAN PUTRA (F2)
378285268 | TNB | DISTRIBUTION | WP PUTRAJAYA & CYBERJAYA | Existing | 11 kV |  | RYB | VPTJ/PCE/J01362 | PE 1.36 DATARAN PUTRA (F2)
378285270 | TNB | DISTRIBUTION | WP PUTRAJAYA & CYBERJAYA | Existing | 11 kV |  | RYB | VPTJ/PCE/J01361 | PE 1.36 DATARAN PUTRA (F1)
378285271 | TNB | DISTRIBUTION | WP PUTRAJAYA & CYBERJAYA | Existing | 11 kV |  | RYB | VPTJ/PCE/J01361 | PE 1.36 DATARAN PUTRA (F1)
378285283 | TNB | DISTRIBUTION | WP PUTRAJAYA & CYBERJAYA | Existing | 11 kV |  | RYB | VPTJ/PCE/J01361 | PE 1.36 DATARAN PUTRA (F1)
378285284 | TNB | DISTRIBUTION | WP PUTRAJAYA & CYBERJAYA | Existing | 11 kV |  | RYB | VPTJ/PCE/J01361 | PE 1.36 DATARAN PUTRA (F1)
378285286 | TNB | DISTRIBUTION | WP PUTRAJAYA & CYBERJAYA | Existing | 11 kV |  | RYB | VPTJ/PCE/J01361 | PE 1.36 DATARAN PUTRA (F1)
378285287 | TNB | DISTRIBUTION | WP PUTRAJAYA & CYBERJAYA | Existing | 11 kV |  | RYB | VPTJ/PCE/J01361 | PE 1.36 DATARAN PUTRA (F1)
378285288 | TNB | DISTRIBUTION | WP PUTRAJAYA & CYBERJAYA | Existing | 11 kV |  | RYB | VPTJ/PCE/J01361 | PE 1.36 DATARAN PUTRA (F1)
378285290 | TNB | DISTRIBUTION | WP PUTRAJAYA & CYBERJAYA | Existing | 11 kV |  | RYB | VPTJ/PCE/J01361 | PE 1.36 DATARAN PUTRA (F1)
378285291 | TNB | DISTRIBUTION | WP PUTRAJAYA & CYBERJAYA | Existing | 11 kV |  | RYB | VPTJ/PCE/J01361 | PE 1.36 DATARAN PUTRA (F1)
378285293 | TNB | DISTRIBUTION | WP PUTRAJAYA & CYBERJAYA | Existing | 11 kV |  | RYB | VPTJ/PCE/J01361 | PE 1.36 DATARAN PUTRA (F1)
378285300 | TNB | DISTRIBUTION | WP PUTRAJAYA & CYBERJAYA | Existing | 11 kV |  | RYB | VPTJ/PCE/J01361 | PE 1.36 DATARAN PUTRA (F1)
378285608 | TNB | DISTRIBUTION | WP PUTRAJAYA & CYBERJAYA | Existing | 11 kV |  | RYB | VPTJ/PCE/J01321 | PE 1.32 INSIDE PPU6 S/L OVAL
378285609 | TNB | DISTRIBUTION | WP PUTRAJAYA & CYBERJAYA | Existing | 11 kV |  | RYB | VPTJ/PCE/J01321 | PE 1.32 INSIDE PPU6 S/L OVAL
378285614 | TNB | DISTRIBUTION | WP PUTRAJAYA & CYBERJAYA | Existing | 11 kV |  | RYB | VPTJ/PCE/J01321 | PE 1.32 INSIDE PPU6 S/L OVAL
378285620 | TNB | DISTRIBUTION | WP PUTRAJAYA & CYBERJAYA | Existing | 11 kV |  | RYB | VPTJ/PCE/J01321 | PE 1.32 INSIDE PPU6 S/L OVAL
378285621 | TNB | DISTRIBUTION | WP PUTRAJAYA & CYBERJAYA | Existing | 11 kV |  | RYB | VPTJ/PCE/J01321 | PE 1.32 INSIDE PPU6 S/L OVAL
378285625 | TNB | DISTRIBUTION | WP PUTRAJAYA & CYBERJAYA | Existing | 11 kV |  | RYB | VPTJ/PCE/J01321 | PE 1.32 INSIDE PPU6 S/L OVAL
378285628 | TNB | DISTRIBUTION | WP PUTRAJAYA & CYBERJAYA | Existing | 11 kV |  | RYB | VPTJ/PCE/J01321 | PE 1.32 INSIDE PPU6 S/L OVAL
378285629 | TNB | DISTRIBUTION | WP PUTRAJAYA & CYBERJAYA | Existing | 11 kV |  | RYB | VPTJ/PCE/J01321 | PE 1.32 INSIDE PPU6 S/L OVAL
378285749 | TNB | DISTRIBUTION | WP PUTRAJAYA & CYBERJAYA | Existing | 11 kV |  | RYB | VPTJ/PCE/J13011 | PE 13.01 WETLAND PUMP 250KW
378285750 | TNB | DISTRIBUTION | WP PUTRAJAYA & CYBERJAYA | Existing | 11 kV |  | RYB | VPTJ/PCE/J13011 | PE 13.01 WETLAND PUMP 250KW
378285755 | TNB | DISTRIBUTION | WP PUTRAJAYA & CYBERJAYA | Existing | 11 kV |  | RYB | VPTJ/PCE/J13011 | PE 13.01 WETLAND PUMP 250KW
378285761 | TNB | DISTRIBUTION | WP PUTRAJAYA & CYBERJAYA | Existing | 11 kV |  | RYB | VPTJ/PCE/J13011 | PE 13.01 WETLAND PUMP 250KW
378285762 | TNB | DISTRIBUTION | WP PUTRAJAYA & CYBERJAYA | Existing | 11 kV |  | RYB | VPTJ/PCE/J13011 | PE 13.01 WETLAND PUMP 250KW
378285766 | TNB | DISTRIBUTION | WP PUTRAJAYA & CYBERJAYA | Existing | 11 kV |  | RYB | VPTJ/PCE/J13011 | PE 13.01 WETLAND PUMP 250KW
378285769 | TNB | DISTRIBUTION | WP PUTRAJAYA & CYBERJAYA | Existing | 11 kV |  | RYB | VPTJ/PCE/J13011 | PE 13.01 WETLAND PUMP 250KW
378285770 | TNB | DISTRIBUTION | WP PUTRAJAYA & CYBERJAYA | Existing | 11 kV |  | RYB | VPTJ/PCE/J13011 | PE 13.01 WETLAND PUMP 250KW
378285946 | TNB | DISTRIBUTION | WP PUTRAJAYA & CYBERJAYA | Existing | 11 kV |  | RYB | VPTJ/PCE/J13021 | PE 13.02 WETLAND NIC 85KW
378285947 | TNB | DISTRIBUTION | WP PUTRAJAYA & CYBERJAYA | Existing | 11 kV |  | RYB | VPTJ/PCE/J13021 | PE 13.02 WETLAND NIC 85KW
378285952 | TNB | DISTRIBUTION | WP PUTRAJAYA & CYBERJAYA | Existing | 11 kV |  | RYB | VPTJ/PCE/J13021 | PE 13.02 WETLAND NIC 85KW
378285958 | TNB | DISTRIBUTION | WP PUTRAJAYA & CYBERJAYA | Existing | 11 kV |  | RYB | VPTJ/PCE/J13021 | PE 13.02 WETLAND NIC 85KW
378285959 | TNB | DISTRIBUTION | WP PUTRAJAYA & CYBERJAYA | Existing | 11 kV |  | RYB | VPTJ/PCE/J13021 | PE 13.02 WETLAND NIC 85KW
378285963 | TNB | DISTRIBUTION | WP PUTRAJAYA & CYBERJAYA | Existing | 11 kV |  | RYB | VPTJ/PCE/J13021 | PE 13.02 WETLAND NIC 85KW
378285966 | TNB | DISTRIBUTION | WP PUTRAJAYA & CYBERJAYA | Existing | 11 kV |  | RYB | VPTJ/PCE/J13021 | PE 13.02 WETLAND NIC 85KW
378285967 | TNB | DISTRIBUTION | WP PUTRAJAYA & CYBERJAYA | Existing | 11 kV |  | RYB | VPTJ/PCE/J13021 | PE 13.02 WETLAND NIC 85KW
378285973 | TNB | DISTRIBUTION | WP PUTRAJAYA & CYBERJAYA | Existing | 11 kV |  | RYB | VPTJ/PCE/J13031 | PE 13.03 WETLAND NURSERY 85KW
378285974 | TNB | DISTRIBUTION | WP PUTRAJAYA & CYBERJAYA | Existing | 11 kV |  | RYB | VPTJ/PCE/J13031 | PE 13.03 WETLAND NURSERY 85KW
378285986 | TNB | DISTRIBUTION | WP PUTRAJAYA & CYBERJAYA | Existing | 11 kV |  | RYB | VPTJ/PCE/J13031 | PE 13.03 WETLAND NURSERY 85KW
378285987 | TNB | DISTRIBUTION | WP PUTRAJAYA & CYBERJAYA | Existing | 11 kV |  | RYB | VPTJ/PCE/J13031 | PE 13.03 WETLAND NURSERY 85KW
378285989 | TNB | DISTRIBUTION | WP PUTRAJAYA & CYBERJAYA | Existing | 11 kV |  | RYB | VPTJ/PCE/J13031 | PE 13.03 WETLAND NURSERY 85KW
378285990 | TNB | DISTRIBUTION | WP PUTRAJAYA & CYBERJAYA | Existing | 11 kV |  | RYB | VPTJ/PCE/J13031 | PE 13.03 WETLAND NURSERY 85KW
378285991 | TNB | DISTRIBUTION | WP PUTRAJAYA & CYBERJAYA | Existing | 11 kV |  | RYB | VPTJ/PCE/J13031 | PE 13.03 WETLAND NURSERY 85KW
378285993 | TNB | DISTRIBUTION | WP PUTRAJAYA & CYBERJAYA | Existing | 11 kV |  | RYB | VPTJ/PCE/J13031 | PE 13.03 WETLAND NURSERY 85KW
378285994 | TNB | DISTRIBUTION | WP PUTRAJAYA & CYBERJAYA | Existing | 11 kV |  | RYB | VPTJ/PCE/J13031 | PE 13.03 WETLAND NURSERY 85KW
378285996 | TNB | DISTRIBUTION | WP PUTRAJAYA & CYBERJAYA | Existing | 11 kV |  | RYB | VPTJ/PCE/J13031 | PE 13.03 WETLAND NURSERY 85KW
378286003 | TNB | DISTRIBUTION | WP PUTRAJAYA & CYBERJAYA | Existing | 11 kV |  | RYB | VPTJ/PCE/J13031 | PE 13.03 WETLAND NURSERY 85KW
378286136 | TNB | DISTRIBUTION | WP PUTRAJAYA & CYBERJAYA | Existing | 11 kV |  | RYB | VPTJ/PCE/J11261 | PE 11.26 TERES 11A & 11B
378286137 | TNB | DISTRIBUTION | WP PUTRAJAYA & CYBERJAYA | Existing | 11 kV |  | RYB | VPTJ/PCE/J11261 | PE 11.26 TERES 11A & 11B
378286142 | TNB | DISTRIBUTION | WP PUTRAJAYA & CYBERJAYA | Existing | 11 kV |  | RYB | VPTJ/PCE/J11261 | PE 11.26 TERES 11A & 11B
378286148 | TNB | DISTRIBUTION | WP PUTRAJAYA & CYBERJAYA | Existing | 11 kV |  | RYB | VPTJ/PCE/J11261 | PE 11.26 TERES 11A & 11B
378286149 | TNB | DISTRIBUTION | WP PUTRAJAYA & CYBERJAYA | Existing | 11 kV |  | RYB | VPTJ/PCE/J11261 | PE 11.26 TERES 11A & 11B
378286153 | TNB | DISTRIBUTION | WP PUTRAJAYA & CYBERJAYA | Existing | 11 kV |  | RYB | VPTJ/PCE/J11261 | PE 11.26 TERES 11A & 11B
378286156 | TNB | DISTRIBUTION | WP PUTRAJAYA & CYBERJAYA | Existing | 11 kV |  | RYB | VPTJ/PCE/J11261 | PE 11.26 TERES 11A & 11B
378286157 | TNB | DISTRIBUTION | WP PUTRAJAYA & CYBERJAYA | Existing | 11 kV |  | RYB | VPTJ/PCE/J11261 | PE 11.26 TERES 11A & 11B
378286277 | TNB | DISTRIBUTION | WP PUTRAJAYA & CYBERJAYA | Existing | 11 kV |  | RYB | VPTJ/PCE/J11271 | PE 11.27 SEMI D 11A & 11B
378286278 | TNB | DISTRIBUTION | WP PUTRAJAYA & CYBERJAYA | Existing | 11 kV |  | RYB | VPTJ/PCE/J11271 | PE 11.27 SEMI D 11A & 11B
378286283 | TNB | DISTRIBUTION | WP PUTRAJAYA & CYBERJAYA | Existing | 11 kV |  | RYB | VPTJ/PCE/J11271 | PE 11.27 SEMI D 11A & 11B
378286289 | TNB | DISTRIBUTION | WP PUTRAJAYA & CYBERJAYA | Existing | 11 kV |  | RYB | VPTJ/PCE/J11271 | PE 11.27 SEMI D 11A & 11B
378286290 | TNB | DISTRIBUTION | WP PUTRAJAYA & CYBERJAYA | Existing | 11 kV |  | RYB | VPTJ/PCE/J11271 | PE 11.27 SEMI D 11A & 11B
378286294 | TNB | DISTRIBUTION | WP PUTRAJAYA & CYBERJAYA | Existing | 11 kV |  | RYB | VPTJ/PCE/J11271 | PE 11.27 SEMI D 11A & 11B
378286297 | TNB | DISTRIBUTION | WP PUTRAJAYA & CYBERJAYA | Existing | 11 kV |  | RYB | VPTJ/PCE/J11271 | PE 11.27 SEMI D 11A & 11B
378286298 | TNB | DISTRIBUTION | WP PUTRAJAYA & CYBERJAYA | Existing | 11 kV |  | RYB | VPTJ/PCE/J11271 | PE 11.27 SEMI D 11A & 11B
378286360 | TNB | DISTRIBUTION | WP PUTRAJAYA & CYBERJAYA | Existing | 11 kV |  | RYB | VPTJ/PCE/J11431 | PE 11.43 SEK. MEN. FASA 2 (F1)
378286361 | TNB | DISTRIBUTION | WP PUTRAJAYA & CYBERJAYA | Existing | 11 kV |  | RYB | VPTJ/PCE/J11431 | PE 11.43 SEK. MEN. FASA 2 (F1)
378286366 | TNB | DISTRIBUTION | WP PUTRAJAYA & CYBERJAYA | Existing | 11 kV |  | RYB | VPTJ/PCE/J11431 | PE 11.43 SEK. MEN. FASA 2 (F1)
378286372 | TNB | DISTRIBUTION | WP PUTRAJAYA & CYBERJAYA | Existing | 11 kV |  | RYB | VPTJ/PCE/J11431 | PE 11.43 SEK. MEN. FASA 2 (F1)
378286373 | TNB | DISTRIBUTION | WP PUTRAJAYA & CYBERJAYA | Existing | 11 kV |  | RYB | VPTJ/PCE/J11431 | PE 11.43 SEK. MEN. FASA 2 (F1)
378286377 | TNB | DISTRIBUTION | WP PUTRAJAYA & CYBERJAYA | Existing | 11 kV |  | RYB | VPTJ/PCE/J11431 | PE 11.43 SEK. MEN. FASA 2 (F1)
378286380 | TNB | DISTRIBUTION | WP PUTRAJAYA & CYBERJAYA | Existing | 11 kV |  | RYB | VPTJ/PCE/J11431 | PE 11.43 SEK. MEN. FASA 2 (F1)
378286381 | TNB | DISTRIBUTION | WP PUTRAJAYA & CYBERJAYA | Existing | 11 kV |  | RYB | VPTJ/PCE/J11431 | PE 11.43 SEK. MEN. FASA 2 (F1)
378286442 | TNB | DISTRIBUTION | WP PUTRAJAYA & CYBERJAYA | Existing | 11 kV |  | RYB | VPTJ/PCE/J11432 | PE 11.43 SEK. MEN. FASA 2 (F2)
378286443 | TNB | DISTRIBUTION | WP PUTRAJAYA & CYBERJAYA | Existing | 11 kV |  | RYB | VPTJ/PCE/J11432 | PE 11.43 SEK. MEN. FASA 2 (F2)
378286448 | TNB | DISTRIBUTION | WP PUTRAJAYA & CYBERJAYA | Existing | 11 kV |  | RYB | VPTJ/PCE/J11432 | PE 11.43 SEK. MEN. FASA 2 (F2)
378286454 | TNB | DISTRIBUTION | WP PUTRAJAYA & CYBERJAYA | Existing | 11 kV |  | RYB | VPTJ/PCE/J11432 | PE 11.43 SEK. MEN. FASA 2 (F2)
378286455 | TNB | DISTRIBUTION | WP PUTRAJAYA & CYBERJAYA | Existing | 11 kV |  | RYB | VPTJ/PCE/J11432 | PE 11.43 SEK. MEN. FASA 2 (F2)
378286459 | TNB | DISTRIBUTION | WP PUTRAJAYA & CYBERJAYA | Existing | 11 kV |  | RYB | VPTJ/PCE/J11432 | PE 11.43 SEK. MEN. FASA 2 (F2)
378286462 | TNB | DISTRIBUTION | WP PUTRAJAYA & CYBERJAYA | Existing | 11 kV |  | RYB | VPTJ/PCE/J11432 | PE 11.43 SEK. MEN. FASA 2 (F2)
378286463 | TNB | DISTRIBUTION | WP PUTRAJAYA & CYBERJAYA | Existing | 11 kV |  | RYB | VPTJ/PCE/J11432 | PE 11.43 SEK. MEN. FASA 2 (F2)
378286528 | TNB | DISTRIBUTION | WP PUTRAJAYA & CYBERJAYA | Existing | 11 kV |  | RYB | VPTJ/PCE/J11441 | PE 11.44 SEK. REN. FASA 2 (F1)
378286529 | TNB | DISTRIBUTION | WP PUTRAJAYA & CYBERJAYA | Existing | 11 kV |  | RYB | VPTJ/PCE/J11441 | PE 11.44 SEK. REN. FASA 2 (F1)
378286534 | TNB | DISTRIBUTION | WP PUTRAJAYA & CYBERJAYA | Existing | 11 kV |  | RYB | VPTJ/PCE/J11441 | PE 11.44 SEK. REN. FASA 2 (F1)
378286540 | TNB | DISTRIBUTION | WP PUTRAJAYA & CYBERJAYA | Existing | 11 kV |  | RYB | VPTJ/PCE/J11441 | PE 11.44 SEK. REN. FASA 2 (F1)
378286541 | TNB | DISTRIBUTION | WP PUTRAJAYA & CYBERJAYA | Existing | 11 kV |  | RYB | VPTJ/PCE/J11441 | PE 11.44 SEK. REN. FASA 2 (F1)
378286545 | TNB | DISTRIBUTION | WP PUTRAJAYA & CYBERJAYA | Existing | 11 kV |  | RYB | VPTJ/PCE/J11441 | PE 11.44 SEK. REN. FASA 2 (F1)
378286548 | TNB | DISTRIBUTION | WP PUTRAJAYA & CYBERJAYA | Existing | 11 kV |  | RYB | VPTJ/PCE/J11441 | PE 11.44 SEK. REN. FASA 2 (F1)
378286549 | TNB | DISTRIBUTION | WP PUTRAJAYA & CYBERJAYA | Existing | 11 kV |  | RYB | VPTJ/PCE/J11441 | PE 11.44 SEK. REN. FASA 2 (F1)
378286609 | TNB | DISTRIBUTION | WP PUTRAJAYA & CYBERJAYA | Existing | 11 kV |  | RYB | VPTJ/PCE/J11442 | PE 11.44 SEK. REN. FASA 2 (F2)
378286610 | TNB | DISTRIBUTION | WP PUTRAJAYA & CYBERJAYA | Existing | 11 kV |  | RYB | VPTJ/PCE/J11442 | PE 11.44 SEK. REN. FASA 2 (F2)
378286615 | TNB | DISTRIBUTION | WP PUTRAJAYA & CYBERJAYA | Existing | 11 kV |  | RYB | VPTJ/PCE/J11442 | PE 11.44 SEK. REN. FASA 2 (F2)
378286621 | TNB | DISTRIBUTION | WP PUTRAJAYA & CYBERJAYA | Existing | 11 kV |  | RYB | VPTJ/PCE/J11442 | PE 11.44 SEK. REN. FASA 2 (F2)
378286622 | TNB | DISTRIBUTION | WP PUTRAJAYA & CYBERJAYA | Existing | 11 kV |  | RYB | VPTJ/PCE/J11442 | PE 11.44 SEK. REN. FASA 2 (F2)
378286626 | TNB | DISTRIBUTION | WP PUTRAJAYA & CYBERJAYA | Existing | 11 kV |  | RYB | VPTJ/PCE/J11442 | PE 11.44 SEK. REN. FASA 2 (F2)
378286629 | TNB | DISTRIBUTION | WP PUTRAJAYA & CYBERJAYA | Existing | 11 kV |  | RYB | VPTJ/PCE/J11442 | PE 11.44 SEK. REN. FASA 2 (F2)
378286630 | TNB | DISTRIBUTION | WP PUTRAJAYA & CYBERJAYA | Existing | 11 kV |  | RYB | VPTJ/PCE/J11442 | PE 11.44 SEK. REN. FASA 2 (F2)
378286699 | TNB | DISTRIBUTION | WP PUTRAJAYA & CYBERJAYA | Existing | 11 kV |  | RYB | VPTJ/PCE/J11691 | PE 11.69 ZON 10A (F1)
378286700 | TNB | DISTRIBUTION | WP PUTRAJAYA & CYBERJAYA | Existing | 11 kV |  | RYB | VPTJ/PCE/J11691 | PE 11.69 ZON 10A (F1)
378286705 | TNB | DISTRIBUTION | WP PUTRAJAYA & CYBERJAYA | Existing | 11 kV |  | RYB | VPTJ/PCE/J11691 | PE 11.69 ZON 10A (F1)
378286711 | TNB | DISTRIBUTION | WP PUTRAJAYA & CYBERJAYA | Existing | 11 kV |  | RYB | VPTJ/PCE/J11691 | PE 11.69 ZON 10A (F1)
378286712 | TNB | DISTRIBUTION | WP PUTRAJAYA & CYBERJAYA | Existing | 11 kV |  | RYB | VPTJ/PCE/J11691 | PE 11.69 ZON 10A (F1)
378286716 | TNB | DISTRIBUTION | WP PUTRAJAYA & CYBERJAYA | Existing | 11 kV |  | RYB | VPTJ/PCE/J11691 | PE 11.69 ZON 10A (F1)
378286719 | TNB | DISTRIBUTION | WP PUTRAJAYA & CYBERJAYA | Existing | 11 kV |  | RYB | VPTJ/PCE/J11691 | PE 11.69 ZON 10A (F1)
378286720 | TNB | DISTRIBUTION | WP PUTRAJAYA & CYBERJAYA | Existing | 11 kV |  | RYB | VPTJ/PCE/J11691 | PE 11.69 ZON 10A (F1)
378286722 | TNB | DISTRIBUTION | WP PUTRAJAYA & CYBERJAYA | Existing | 11 kV |  | RYB | VPTJ/PCE/J11692 | PE 11.69 ZON 10A (F2)
378286723 | TNB | DISTRIBUTION | WP PUTRAJAYA & CYBERJAYA | Existing | 11 kV |  | RYB | VPTJ/PCE/J11692 | PE 11.69 ZON 10A (F2)
378286728 | TNB | DISTRIBUTION | WP PUTRAJAYA & CYBERJAYA | Existing | 11 kV |  | RYB | VPTJ/PCE/J11692 | PE 11.69 ZON 10A (F2)
378286734 | TNB | DISTRIBUTION | WP PUTRAJAYA & CYBERJAYA | Existing | 11 kV |  | RYB | VPTJ/PCE/J11692 | PE 11.69 ZON 10A (F2)
378286735 | TNB | DISTRIBUTION | WP PUTRAJAYA & CYBERJAYA | Existing | 11 kV |  | RYB | VPTJ/PCE/J11692 | PE 11.69 ZON 10A (F2)
378286739 | TNB | DISTRIBUTION | WP PUTRAJAYA & CYBERJAYA | Existing | 11 kV |  | RYB | VPTJ/PCE/J11692 | PE 11.69 ZON 10A (F2)
378286742 | TNB | DISTRIBUTION | WP PUTRAJAYA & CYBERJAYA | Existing | 11 kV |  | RYB | VPTJ/PCE/J11692 | PE 11.69 ZON 10A (F2)
378286743 | TNB | DISTRIBUTION | WP PUTRAJAYA & CYBERJAYA | Existing | 11 kV |  | RYB | VPTJ/PCE/J11692 | PE 11.69 ZON 10A (F2)
378286753 | TNB | DISTRIBUTION | WP PUTRAJAYA & CYBERJAYA | Existing | 11 kV |  | RYB | VPTJ/PCE/J11221 | PE 11.22 ZON 10B (F1)
378286754 | TNB | DISTRIBUTION | WP PUTRAJAYA & CYBERJAYA | Existing | 11 kV |  | RYB | VPTJ/PCE/J11221 | PE 11.22 ZON 10B (F1)
378286759 | TNB | DISTRIBUTION | WP PUTRAJAYA & CYBERJAYA | Existing | 11 kV |  | RYB | VPTJ/PCE/J11221 | PE 11.22 ZON 10B (F1)
378286765 | TNB | DISTRIBUTION | WP PUTRAJAYA & CYBERJAYA | Existing | 11 kV |  | RYB | VPTJ/PCE/J11221 | PE 11.22 ZON 10B (F1)
378286766 | TNB | DISTRIBUTION | WP PUTRAJAYA & CYBERJAYA | Existing | 11 kV |  | RYB | VPTJ/PCE/J11221 | PE 11.22 ZON 10B (F1)
378286770 | TNB | DISTRIBUTION | WP PUTRAJAYA & CYBERJAYA | Existing | 11 kV |  | RYB | VPTJ/PCE/J11221 | PE 11.22 ZON 10B (F1)
378286773 | TNB | DISTRIBUTION | WP PUTRAJAYA & CYBERJAYA | Existing | 11 kV |  | RYB | VPTJ/PCE/J11221 | PE 11.22 ZON 10B (F1)
378286774 | TNB | DISTRIBUTION | WP PUTRAJAYA & CYBERJAYA | Existing | 11 kV |  | RYB | VPTJ/PCE/J11221 | PE 11.22 ZON 10B (F1)
378286776 | TNB | DISTRIBUTION | WP PUTRAJAYA & CYBERJAYA | Existing | 11 kV |  | RYB | VPTJ/PCE/J11222 | PE 11.22 ZON 10B (F2)
378286777 | TNB | DISTRIBUTION | WP PUTRAJAYA & CYBERJAYA | Existing | 11 kV |  | RYB | VPTJ/PCE/J11222 | PE 11.22 ZON 10B (F2)
378286782 | TNB | DISTRIBUTION | WP PUTRAJAYA & CYBERJAYA | Existing | 11 kV |  | RYB | VPTJ/PCE/J11222 | PE 11.22 ZON 10B (F2)
378286788 | TNB | DISTRIBUTION | WP PUTRAJAYA & CYBERJAYA | Existing | 11 kV |  | RYB | VPTJ/PCE/J11222 | PE 11.22 ZON 10B (F2)
378286789 | TNB | DISTRIBUTION | WP PUTRAJAYA & CYBERJAYA | Existing | 11 kV |  | RYB | VPTJ/PCE/J11222 | PE 11.22 ZON 10B (F2)
378286793 | TNB | DISTRIBUTION | WP PUTRAJAYA & CYBERJAYA | Existing | 11 kV |  | RYB | VPTJ/PCE/J11222 | PE 11.22 ZON 10B (F2)
378286796 | TNB | DISTRIBUTION | WP PUTRAJAYA & CYBERJAYA | Existing | 11 kV |  | RYB | VPTJ/PCE/J11222 | PE 11.22 ZON 10B (F2)
378286797 | TNB | DISTRIBUTION | WP PUTRAJAYA & CYBERJAYA | Existing | 11 kV |  | RYB | VPTJ/PCE/J11222 | PE 11.22 ZON 10B (F2)
378286919 | TNB | DISTRIBUTION | WP PUTRAJAYA & CYBERJAYA | Existing | 11 kV |  | RYB | VPTJ/PCE/J11231 | PE 11.23 TERES ZON 12B (F1)
378286920 | TNB | DISTRIBUTION | WP PUTRAJAYA & CYBERJAYA | Existing | 11 kV |  | RYB | VPTJ/PCE/J11231 | PE 11.23 TERES ZON 12B (F1)
378286925 | TNB | DISTRIBUTION | WP PUTRAJAYA & CYBERJAYA | Existing | 11 kV |  | RYB | VPTJ/PCE/J11231 | PE 11.23 TERES ZON 12B (F1)
378286931 | TNB | DISTRIBUTION | WP PUTRAJAYA & CYBERJAYA | Existing | 11 kV |  | RYB | VPTJ/PCE/J11231 | PE 11.23 TERES ZON 12B (F1)
378286932 | TNB | DISTRIBUTION | WP PUTRAJAYA & CYBERJAYA | Existing | 11 kV |  | RYB | VPTJ/PCE/J11231 | PE 11.23 TERES ZON 12B (F1)
378286936 | TNB | DISTRIBUTION | WP PUTRAJAYA & CYBERJAYA | Existing | 11 kV |  | RYB | VPTJ/PCE/J11231 | PE 11.23 TERES ZON 12B (F1)
378286939 | TNB | DISTRIBUTION | WP PUTRAJAYA & CYBERJAYA | Existing | 11 kV |  | RYB | VPTJ/PCE/J11231 | PE 11.23 TERES ZON 12B (F1)
378286940 | TNB | DISTRIBUTION | WP PUTRAJAYA & CYBERJAYA | Existing | 11 kV |  | RYB | VPTJ/PCE/J11231 | PE 11.23 TERES ZON 12B (F1)
378286942 | TNB | DISTRIBUTION | WP PUTRAJAYA & CYBERJAYA | Existing | 11 kV |  | RYB | VPTJ/PCE/J11232 | PE 11.23 TERES ZON 12B (F2)
378286943 | TNB | DISTRIBUTION | WP PUTRAJAYA & CYBERJAYA | Existing | 11 kV |  | RYB | VPTJ/PCE/J11232 | PE 11.23 TERES ZON 12B (F2)
378286948 | TNB | DISTRIBUTION | WP PUTRAJAYA & CYBERJAYA | Existing | 11 kV |  | RYB | VPTJ/PCE/J11232 | PE 11.23 TERES ZON 12B (F2)
378286954 | TNB | DISTRIBUTION | WP PUTRAJAYA & CYBERJAYA | Existing | 11 kV |  | RYB | VPTJ/PCE/J11232 | PE 11.23 TERES ZON 12B (F2)
378286955 | TNB | DISTRIBUTION | WP PUTRAJAYA & CYBERJAYA | Existing | 11 kV |  | RYB | VPTJ/PCE/J11232 | PE 11.23 TERES ZON 12B (F2)
378286959 | TNB | DISTRIBUTION | WP PUTRAJAYA & CYBERJAYA | Existing | 11 kV |  | RYB | VPTJ/PCE/J11232 | PE 11.23 TERES ZON 12B (F2)
378286962 | TNB | DISTRIBUTION | WP PUTRAJAYA & CYBERJAYA | Existing | 11 kV |  | RYB | VPTJ/PCE/J11232 | PE 11.23 TERES ZON 12B (F2)
378286963 | TNB | DISTRIBUTION | WP PUTRAJAYA & CYBERJAYA | Existing | 11 kV |  | RYB | VPTJ/PCE/J11232 | PE 11.23 TERES ZON 12B (F2)
378286973 | TNB | DISTRIBUTION | WP PUTRAJAYA & CYBERJAYA | Existing | 11 kV |  | RYB | VPTJ/PCE/J11721 | PE 11.72 PRIMA BLOK B (F1)
378286974 | TNB | DISTRIBUTION | WP PUTRAJAYA & CYBERJAYA | Existing | 11 kV |  | RYB | VPTJ/PCE/J11721 | PE 11.72 PRIMA BLOK B (F1)
378286979 | TNB | DISTRIBUTION | WP PUTRAJAYA & CYBERJAYA | Existing | 11 kV |  | RYB | VPTJ/PCE/J11721 | PE 11.72 PRIMA BLOK B (F1)
378286985 | TNB | DISTRIBUTION | WP PUTRAJAYA & CYBERJAYA | Existing | 11 kV |  | RYB | VPTJ/PCE/J11721 | PE 11.72 PRIMA BLOK B (F1)
378286986 | TNB | DISTRIBUTION | WP PUTRAJAYA & CYBERJAYA | Existing | 11 kV |  | RYB | VPTJ/PCE/J11721 | PE 11.72 PRIMA BLOK B (F1)
378286990 | TNB | DISTRIBUTION | WP PUTRAJAYA & CYBERJAYA | Existing | 11 kV |  | RYB | VPTJ/PCE/J11721 | PE 11.72 PRIMA BLOK B (F1)
378286993 | TNB | DISTRIBUTION | WP PUTRAJAYA & CYBERJAYA | Existing | 11 kV |  | RYB | VPTJ/PCE/J11721 | PE 11.72 PRIMA BLOK B (F1)
378286994 | TNB | DISTRIBUTION | WP PUTRAJAYA & CYBERJAYA | Existing | 11 kV |  | RYB | VPTJ/PCE/J11721 | PE 11.72 PRIMA BLOK B (F1)
378287067 | TNB | DISTRIBUTION | WP PUTRAJAYA & CYBERJAYA | Existing | 11 kV |  | RYB | VPTJ/PCE/J11722 | PE 11.72 PRIMA BLOK B (F2)
378287068 | TNB | DISTRIBUTION | WP PUTRAJAYA & CYBERJAYA | Existing | 11 kV |  | RYB | VPTJ/PCE/J11722 | PE 11.72 PRIMA BLOK B (F2)
378287073 | TNB | DISTRIBUTION | WP PUTRAJAYA & CYBERJAYA | Existing | 11 kV |  | RYB | VPTJ/PCE/J11722 | PE 11.72 PRIMA BLOK B (F2)
378287079 | TNB | DISTRIBUTION | WP PUTRAJAYA & CYBERJAYA | Existing | 11 kV |  | RYB | VPTJ/PCE/J11722 | PE 11.72 PRIMA BLOK B (F2)
378287080 | TNB | DISTRIBUTION | WP PUTRAJAYA & CYBERJAYA | Existing | 11 kV |  | RYB | VPTJ/PCE/J11722 | PE 11.72 PRIMA BLOK B (F2)
378287084 | TNB | DISTRIBUTION | WP PUTRAJAYA & CYBERJAYA | Existing | 11 kV |  | RYB | VPTJ/PCE/J11722 | PE 11.72 PRIMA BLOK B (F2)
378287087 | TNB | DISTRIBUTION | WP PUTRAJAYA & CYBERJAYA | Existing | 11 kV |  | RYB | VPTJ/PCE/J11722 | PE 11.72 PRIMA BLOK B (F2)
378287088 | TNB | DISTRIBUTION | WP PUTRAJAYA & CYBERJAYA | Existing | 11 kV |  | RYB | VPTJ/PCE/J11722 | PE 11.72 PRIMA BLOK B (F2)
378287170 | TNB | DISTRIBUTION | WP PUTRAJAYA & CYBERJAYA | Existing | 11 kV |  | RYB | VPTJ/PCE/J11732 | PE 11.73 PRIMA BLOK C (F2)
378287171 | TNB | DISTRIBUTION | WP PUTRAJAYA & CYBERJAYA | Existing | 11 kV |  | RYB | VPTJ/PCE/J11732 | PE 11.73 PRIMA BLOK C (F2)
378287176 | TNB | DISTRIBUTION | WP PUTRAJAYA & CYBERJAYA | Existing | 11 kV |  | RYB | VPTJ/PCE/J11732 | PE 11.73 PRIMA BLOK C (F2)
378287182 | TNB | DISTRIBUTION | WP PUTRAJAYA & CYBERJAYA | Existing | 11 kV |  | RYB | VPTJ/PCE/J11732 | PE 11.73 PRIMA BLOK C (F2)
378287183 | TNB | DISTRIBUTION | WP PUTRAJAYA & CYBERJAYA | Existing | 11 kV |  | RYB | VPTJ/PCE/J11732 | PE 11.73 PRIMA BLOK C (F2)
378287187 | TNB | DISTRIBUTION | WP PUTRAJAYA & CYBERJAYA | Existing | 11 kV |  | RYB | VPTJ/PCE/J11732 | PE 11.73 PRIMA BLOK C (F2)
378287190 | TNB | DISTRIBUTION | WP PUTRAJAYA & CYBERJAYA | Existing | 11 kV |  | RYB | VPTJ/PCE/J11732 | PE 11.73 PRIMA BLOK C (F2)
378287191 | TNB | DISTRIBUTION | WP PUTRAJAYA & CYBERJAYA | Existing | 11 kV |  | RYB | VPTJ/PCE/J11732 | PE 11.73 PRIMA BLOK C (F2)
378287264 | TNB | DISTRIBUTION | WP PUTRAJAYA & CYBERJAYA | Existing | 11 kV |  | RYB | VPTJ/PCE/J11731 | PE 11.73 PRIMA BLOK C (F1)
378287265 | TNB | DISTRIBUTION | WP PUTRAJAYA & CYBERJAYA | Existing | 11 kV |  | RYB | VPTJ/PCE/J11731 | PE 11.73 PRIMA BLOK C (F1)
378287270 | TNB | DISTRIBUTION | WP PUTRAJAYA & CYBERJAYA | Existing | 11 kV |  | RYB | VPTJ/PCE/J11731 | PE 11.73 PRIMA BLOK C (F1)
378287276 | TNB | DISTRIBUTION | WP PUTRAJAYA & CYBERJAYA | Existing | 11 kV |  | RYB | VPTJ/PCE/J11731 | PE 11.73 PRIMA BLOK C (F1)
378287277 | TNB | DISTRIBUTION | WP PUTRAJAYA & CYBERJAYA | Existing | 11 kV |  | RYB | VPTJ/PCE/J11731 | PE 11.73 PRIMA BLOK C (F1)
378287281 | TNB | DISTRIBUTION | WP PUTRAJAYA & CYBERJAYA | Existing | 11 kV |  | RYB | VPTJ/PCE/J11731 | PE 11.73 PRIMA BLOK C (F1)
378287284 | TNB | DISTRIBUTION | WP PUTRAJAYA & CYBERJAYA | Existing | 11 kV |  | RYB | VPTJ/PCE/J11731 | PE 11.73 PRIMA BLOK C (F1)
378287285 | TNB | DISTRIBUTION | WP PUTRAJAYA & CYBERJAYA | Existing | 11 kV |  | RYB | VPTJ/PCE/J11731 | PE 11.73 PRIMA BLOK C (F1)
378287372 | TNB | DISTRIBUTION | WP PUTRAJAYA & CYBERJAYA | Existing | 11 kV |  | RYB | VPTJ/PCE/J11712 | PE 11.71 PRIMA BLOK A (F2)
378287373 | TNB | DISTRIBUTION | WP PUTRAJAYA & CYBERJAYA | Existing | 11 kV |  | RYB | VPTJ/PCE/J11712 | PE 11.71 PRIMA BLOK A (F2)
378287378 | TNB | DISTRIBUTION | WP PUTRAJAYA & CYBERJAYA | Existing | 11 kV |  | RYB | VPTJ/PCE/J11712 | PE 11.71 PRIMA BLOK A (F2)
378287384 | TNB | DISTRIBUTION | WP PUTRAJAYA & CYBERJAYA | Existing | 11 kV |  | RYB | VPTJ/PCE/J11712 | PE 11.71 PRIMA BLOK A (F2)
378287385 | TNB | DISTRIBUTION | WP PUTRAJAYA & CYBERJAYA | Existing | 11 kV |  | RYB | VPTJ/PCE/J11712 | PE 11.71 PRIMA BLOK A (F2)
378287389 | TNB | DISTRIBUTION | WP PUTRAJAYA & CYBERJAYA | Existing | 11 kV |  | RYB | VPTJ/PCE/J11712 | PE 11.71 PRIMA BLOK A (F2)
378287392 | TNB | DISTRIBUTION | WP PUTRAJAYA & CYBERJAYA | Existing | 11 kV |  | RYB | VPTJ/PCE/J11712 | PE 11.71 PRIMA BLOK A (F2)
378287393 | TNB | DISTRIBUTION | WP PUTRAJAYA & CYBERJAYA | Existing | 11 kV |  | RYB | VPTJ/PCE/J11712 | PE 11.71 PRIMA BLOK A (F2)
378287466 | TNB | DISTRIBUTION | WP PUTRAJAYA & CYBERJAYA | Existing | 11 kV |  | RYB | VPTJ/PCE/J11711 | PE 11.71 PRIMA BLOK A (F1)
378287467 | TNB | DISTRIBUTION | WP PUTRAJAYA & CYBERJAYA | Existing | 11 kV |  | RYB | VPTJ/PCE/J11711 | PE 11.71 PRIMA BLOK A (F1)
378287472 | TNB | DISTRIBUTION | WP PUTRAJAYA & CYBERJAYA | Existing | 11 kV |  | RYB | VPTJ/PCE/J11711 | PE 11.71 PRIMA BLOK A (F1)
378287478 | TNB | DISTRIBUTION | WP PUTRAJAYA & CYBERJAYA | Existing | 11 kV |  | RYB | VPTJ/PCE/J11711 | PE 11.71 PRIMA BLOK A (F1)
378287479 | TNB | DISTRIBUTION | WP PUTRAJAYA & CYBERJAYA | Existing | 11 kV |  | RYB | VPTJ/PCE/J11711 | PE 11.71 PRIMA BLOK A (F1)
378287483 | TNB | DISTRIBUTION | WP PUTRAJAYA & CYBERJAYA | Existing | 11 kV |  | RYB | VPTJ/PCE/J11711 | PE 11.71 PRIMA BLOK A (F1)
378287486 | TNB | DISTRIBUTION | WP PUTRAJAYA & CYBERJAYA | Existing | 11 kV |  | RYB | VPTJ/PCE/J11711 | PE 11.71 PRIMA BLOK A (F1)
378287487 | TNB | DISTRIBUTION | WP PUTRAJAYA & CYBERJAYA | Existing | 11 kV |  | RYB | VPTJ/PCE/J11711 | PE 11.71 PRIMA BLOK A (F1)
378287575 | TNB | DISTRIBUTION | WP PUTRAJAYA & CYBERJAYA | Existing | 11 kV |  | RYB | VPTJ/PCE/J11751 | PE 11.75 TEMP PPA1M PR 11
378287576 | TNB | DISTRIBUTION | WP PUTRAJAYA & CYBERJAYA | Existing | 11 kV |  | RYB | VPTJ/PCE/J11751 | PE 11.75 TEMP PPA1M PR 11
378287581 | TNB | DISTRIBUTION | WP PUTRAJAYA & CYBERJAYA | Existing | 11 kV |  | RYB | VPTJ/PCE/J11751 | PE 11.75 TEMP PPA1M PR 11
378287587 | TNB | DISTRIBUTION | WP PUTRAJAYA & CYBERJAYA | Existing | 11 kV |  | RYB | VPTJ/PCE/J11751 | PE 11.75 TEMP PPA1M PR 11
378287588 | TNB | DISTRIBUTION | WP PUTRAJAYA & CYBERJAYA | Existing | 11 kV |  | RYB | VPTJ/PCE/J11751 | PE 11.75 TEMP PPA1M PR 11
378287592 | TNB | DISTRIBUTION | WP PUTRAJAYA & CYBERJAYA | Existing | 11 kV |  | RYB | VPTJ/PCE/J11751 | PE 11.75 TEMP PPA1M PR 11
378287595 | TNB | DISTRIBUTION | WP PUTRAJAYA & CYBERJAYA | Existing | 11 kV |  | RYB | VPTJ/PCE/J11751 | PE 11.75 TEMP PPA1M PR 11
378287596 | TNB | DISTRIBUTION | WP PUTRAJAYA & CYBERJAYA | Existing | 11 kV |  | RYB | VPTJ/PCE/J11751 | PE 11.75 TEMP PPA1M PR 11
378287674 | TNB | DISTRIBUTION | WP PUTRAJAYA & CYBERJAYA | Existing | 11 kV |  | RYB | VPTJ/PCE/J11241 | PE 11.24 TERES ZON 9A (F1)
378287675 | TNB | DISTRIBUTION | WP PUTRAJAYA & CYBERJAYA | Existing | 11 kV |  | RYB | VPTJ/PCE/J11241 | PE 11.24 TERES ZON 9A (F1)
378287680 | TNB | DISTRIBUTION | WP PUTRAJAYA & CYBERJAYA | Existing | 11 kV |  | RYB | VPTJ/PCE/J11241 | PE 11.24 TERES ZON 9A (F1)
378287686 | TNB | DISTRIBUTION | WP PUTRAJAYA & CYBERJAYA | Existing | 11 kV |  | RYB | VPTJ/PCE/J11241 | PE 11.24 TERES ZON 9A (F1)
378287687 | TNB | DISTRIBUTION | WP PUTRAJAYA & CYBERJAYA | Existing | 11 kV |  | RYB | VPTJ/PCE/J11241 | PE 11.24 TERES ZON 9A (F1)
378287691 | TNB | DISTRIBUTION | WP PUTRAJAYA & CYBERJAYA | Existing | 11 kV |  | RYB | VPTJ/PCE/J11241 | PE 11.24 TERES ZON 9A (F1)
378287694 | TNB | DISTRIBUTION | WP PUTRAJAYA & CYBERJAYA | Existing | 11 kV |  | RYB | VPTJ/PCE/J11241 | PE 11.24 TERES ZON 9A (F1)
378287695 | TNB | DISTRIBUTION | WP PUTRAJAYA & CYBERJAYA | Existing | 11 kV |  | RYB | VPTJ/PCE/J11241 | PE 11.24 TERES ZON 9A (F1)
378287697 | TNB | DISTRIBUTION | WP PUTRAJAYA & CYBERJAYA | Existing | 11 kV |  | RYB | VPTJ/PCE/J11242 | PE 11.24 TERES ZON 9A (F2)
378287698 | TNB | DISTRIBUTION | WP PUTRAJAYA & CYBERJAYA | Existing | 11 kV |  | RYB | VPTJ/PCE/J11242 | PE 11.24 TERES ZON 9A (F2)
378287703 | TNB | DISTRIBUTION | WP PUTRAJAYA & CYBERJAYA | Existing | 11 kV |  | RYB | VPTJ/PCE/J11242 | PE 11.24 TERES ZON 9A (F2)
378287709 | TNB | DISTRIBUTION | WP PUTRAJAYA & CYBERJAYA | Existing | 11 kV |  | RYB | VPTJ/PCE/J11242 | PE 11.24 TERES ZON 9A (F2)
378287710 | TNB | DISTRIBUTION | WP PUTRAJAYA & CYBERJAYA | Existing | 11 kV |  | RYB | VPTJ/PCE/J11242 | PE 11.24 TERES ZON 9A (F2)
378287714 | TNB | DISTRIBUTION | WP PUTRAJAYA & CYBERJAYA | Existing | 11 kV |  | RYB | VPTJ/PCE/J11242 | PE 11.24 TERES ZON 9A (F2)
378287717 | TNB | DISTRIBUTION | WP PUTRAJAYA & CYBERJAYA | Existing | 11 kV |  | RYB | VPTJ/PCE/J11242 | PE 11.24 TERES ZON 9A (F2)
378287718 | TNB | DISTRIBUTION | WP PUTRAJAYA & CYBERJAYA | Existing | 11 kV |  | RYB | VPTJ/PCE/J11242 | PE 11.24 TERES ZON 9A (F2)
378287863 | TNB | DISTRIBUTION | WP PUTRAJAYA & CYBERJAYA | Existing | 11 kV |  | RYB | VPTJ/PCE/J11601 | PE 11.60 TERES ZON 9B (F1)
378287864 | TNB | DISTRIBUTION | WP PUTRAJAYA & CYBERJAYA | Existing | 11 kV |  | RYB | VPTJ/PCE/J11601 | PE 11.60 TERES ZON 9B (F1)
378287869 | TNB | DISTRIBUTION | WP PUTRAJAYA & CYBERJAYA | Existing | 11 kV |  | RYB | VPTJ/PCE/J11601 | PE 11.60 TERES ZON 9B (F1)
378287875 | TNB | DISTRIBUTION | WP PUTRAJAYA & CYBERJAYA | Existing | 11 kV |  | RYB | VPTJ/PCE/J11601 | PE 11.60 TERES ZON 9B (F1)
378287876 | TNB | DISTRIBUTION | WP PUTRAJAYA & CYBERJAYA | Existing | 11 kV |  | RYB | VPTJ/PCE/J11601 | PE 11.60 TERES ZON 9B (F1)
378287880 | TNB | DISTRIBUTION | WP PUTRAJAYA & CYBERJAYA | Existing | 11 kV |  | RYB | VPTJ/PCE/J11601 | PE 11.60 TERES ZON 9B (F1)
378287883 | TNB | DISTRIBUTION | WP PUTRAJAYA & CYBERJAYA | Existing | 11 kV |  | RYB | VPTJ/PCE/J11601 | PE 11.60 TERES ZON 9B (F1)
378287884 | TNB | DISTRIBUTION | WP PUTRAJAYA & CYBERJAYA | Existing | 11 kV |  | RYB | VPTJ/PCE/J11601 | PE 11.60 TERES ZON 9B (F1)
378287957 | TNB | DISTRIBUTION | WP PUTRAJAYA & CYBERJAYA | Existing | 11 kV |  | RYB | VPTJ/PCE/J11602 | PE 11.60 TERES ZON 9B (F2)
378287958 | TNB | DISTRIBUTION | WP PUTRAJAYA & CYBERJAYA | Existing | 11 kV |  | RYB | VPTJ/PCE/J11602 | PE 11.60 TERES ZON 9B (F2)
378287963 | TNB | DISTRIBUTION | WP PUTRAJAYA & CYBERJAYA | Existing | 11 kV |  | RYB | VPTJ/PCE/J11602 | PE 11.60 TERES ZON 9B (F2)
378287969 | TNB | DISTRIBUTION | WP PUTRAJAYA & CYBERJAYA | Existing | 11 kV |  | RYB | VPTJ/PCE/J11602 | PE 11.60 TERES ZON 9B (F2)
378287970 | TNB | DISTRIBUTION | WP PUTRAJAYA & CYBERJAYA | Existing | 11 kV |  | RYB | VPTJ/PCE/J11602 | PE 11.60 TERES ZON 9B (F2)
378287974 | TNB | DISTRIBUTION | WP PUTRAJAYA & CYBERJAYA | Existing | 11 kV |  | RYB | VPTJ/PCE/J11602 | PE 11.60 TERES ZON 9B (F2)
378287977 | TNB | DISTRIBUTION | WP PUTRAJAYA & CYBERJAYA | Existing | 11 kV |  | RYB | VPTJ/PCE/J11602 | PE 11.60 TERES ZON 9B (F2)
378287978 | TNB | DISTRIBUTION | WP PUTRAJAYA & CYBERJAYA | Existing | 11 kV |  | RYB | VPTJ/PCE/J11602 | PE 11.60 TERES ZON 9B (F2)
378288063 | TNB | DISTRIBUTION | WP PUTRAJAYA & CYBERJAYA | Existing | 11 kV |  | RYB | VPTJ/PCE/J11742 | PE 11.74 TERES ZON C (F2)
378288064 | TNB | DISTRIBUTION | WP PUTRAJAYA & CYBERJAYA | Existing | 11 kV |  | RYB | VPTJ/PCE/J11742 | PE 11.74 TERES ZON C (F2)
378288069 | TNB | DISTRIBUTION | WP PUTRAJAYA & CYBERJAYA | Existing | 11 kV |  | RYB | VPTJ/PCE/J11742 | PE 11.74 TERES ZON C (F2)
378288075 | TNB | DISTRIBUTION | WP PUTRAJAYA & CYBERJAYA | Existing | 11 kV |  | RYB | VPTJ/PCE/J11742 | PE 11.74 TERES ZON C (F2)
378288076 | TNB | DISTRIBUTION | WP PUTRAJAYA & CYBERJAYA | Existing | 11 kV |  | RYB | VPTJ/PCE/J11742 | PE 11.74 TERES ZON C (F2)
378288080 | TNB | DISTRIBUTION | WP PUTRAJAYA & CYBERJAYA | Existing | 11 kV |  | RYB | VPTJ/PCE/J11742 | PE 11.74 TERES ZON C (F2)
378288083 | TNB | DISTRIBUTION | WP PUTRAJAYA & CYBERJAYA | Existing | 11 kV |  | RYB | VPTJ/PCE/J11742 | PE 11.74 TERES ZON C (F2)
378288084 | TNB | DISTRIBUTION | WP PUTRAJAYA & CYBERJAYA | Existing | 11 kV |  | RYB | VPTJ/PCE/J11742 | PE 11.74 TERES ZON C (F2)
378288157 | TNB | DISTRIBUTION | WP PUTRAJAYA & CYBERJAYA | Existing | 11 kV |  | RYB | VPTJ/PCE/J11741 | PE 11.74 TERES ZON C (F1)
378288158 | TNB | DISTRIBUTION | WP PUTRAJAYA & CYBERJAYA | Existing | 11 kV |  | RYB | VPTJ/PCE/J11741 | PE 11.74 TERES ZON C (F1)
378288163 | TNB | DISTRIBUTION | WP PUTRAJAYA & CYBERJAYA | Existing | 11 kV |  | RYB | VPTJ/PCE/J11741 | PE 11.74 TERES ZON C (F1)
378288169 | TNB | DISTRIBUTION | WP PUTRAJAYA & CYBERJAYA | Existing | 11 kV |  | RYB | VPTJ/PCE/J11741 | PE 11.74 TERES ZON C (F1)
378288170 | TNB | DISTRIBUTION | WP PUTRAJAYA & CYBERJAYA | Existing | 11 kV |  | RYB | VPTJ/PCE/J11741 | PE 11.74 TERES ZON C (F1)
378288174 | TNB | DISTRIBUTION | WP PUTRAJAYA & CYBERJAYA | Existing | 11 kV |  | RYB | VPTJ/PCE/J11741 | PE 11.74 TERES ZON C (F1)
378288177 | TNB | DISTRIBUTION | WP PUTRAJAYA & CYBERJAYA | Existing | 11 kV |  | RYB | VPTJ/PCE/J11741 | PE 11.74 TERES ZON C (F1)
378288178 | TNB | DISTRIBUTION | WP PUTRAJAYA & CYBERJAYA | Existing | 11 kV |  | RYB | VPTJ/PCE/J11741 | PE 11.74 TERES ZON C (F1)
378288259 | TNB | DISTRIBUTION | WP PUTRAJAYA & CYBERJAYA | Existing | 11 kV |  | RYB | VPTJ/PCE/J11371 | PE 11.37 SEK REN FASA 2 (F1)
378288260 | TNB | DISTRIBUTION | WP PUTRAJAYA & CYBERJAYA | Existing | 11 kV |  | RYB | VPTJ/PCE/J11371 | PE 11.37 SEK REN FASA 2 (F1)
378288265 | TNB | DISTRIBUTION | WP PUTRAJAYA & CYBERJAYA | Existing | 11 kV |  | RYB | VPTJ/PCE/J11371 | PE 11.37 SEK REN FASA 2 (F1)
378288271 | TNB | DISTRIBUTION | WP PUTRAJAYA & CYBERJAYA | Existing | 11 kV |  | RYB | VPTJ/PCE/J11371 | PE 11.37 SEK REN FASA 2 (F1)
378288272 | TNB | DISTRIBUTION | WP PUTRAJAYA & CYBERJAYA | Existing | 11 kV |  | RYB | VPTJ/PCE/J11371 | PE 11.37 SEK REN FASA 2 (F1)
378288276 | TNB | DISTRIBUTION | WP PUTRAJAYA & CYBERJAYA | Existing | 11 kV |  | RYB | VPTJ/PCE/J11371 | PE 11.37 SEK REN FASA 2 (F1)
378288279 | TNB | DISTRIBUTION | WP PUTRAJAYA & CYBERJAYA | Existing | 11 kV |  | RYB | VPTJ/PCE/J11371 | PE 11.37 SEK REN FASA 2 (F1)
378288280 | TNB | DISTRIBUTION | WP PUTRAJAYA & CYBERJAYA | Existing | 11 kV |  | RYB | VPTJ/PCE/J11371 | PE 11.37 SEK REN FASA 2 (F1)
378288355 | TNB | DISTRIBUTION | WP PUTRAJAYA & CYBERJAYA | Existing | 11 kV |  | RYB | VPTJ/PCE/J11372 | PE 11.37 SEK REN FASA 2 (F2)
378288356 | TNB | DISTRIBUTION | WP PUTRAJAYA & CYBERJAYA | Existing | 11 kV |  | RYB | VPTJ/PCE/J11372 | PE 11.37 SEK REN FASA 2 (F2)
378288361 | TNB | DISTRIBUTION | WP PUTRAJAYA & CYBERJAYA | Existing | 11 kV |  | RYB | VPTJ/PCE/J11372 | PE 11.37 SEK REN FASA 2 (F2)
378288367 | TNB | DISTRIBUTION | WP PUTRAJAYA & CYBERJAYA | Existing | 11 kV |  | RYB | VPTJ/PCE/J11372 | PE 11.37 SEK REN FASA 2 (F2)
378288368 | TNB | DISTRIBUTION | WP PUTRAJAYA & CYBERJAYA | Existing | 11 kV |  | RYB | VPTJ/PCE/J11372 | PE 11.37 SEK REN FASA 2 (F2)
378288372 | TNB | DISTRIBUTION | WP PUTRAJAYA & CYBERJAYA | Existing | 11 kV |  | RYB | VPTJ/PCE/J11372 | PE 11.37 SEK REN FASA 2 (F2)
378288375 | TNB | DISTRIBUTION | WP PUTRAJAYA & CYBERJAYA | Existing | 11 kV |  | RYB | VPTJ/PCE/J11372 | PE 11.37 SEK REN FASA 2 (F2)
378288376 | TNB | DISTRIBUTION | WP PUTRAJAYA & CYBERJAYA | Existing | 11 kV |  | RYB | VPTJ/PCE/J11372 | PE 11.37 SEK REN FASA 2 (F2)
378288519 | TNB | DISTRIBUTION | WP PUTRAJAYA & CYBERJAYA | Existing | 33 kV |  | RYB | VCBJ/PPU/G00007 | PPU CYBERJAYA NO 7
378288532 | TNB | DISTRIBUTION | WP PUTRAJAYA & CYBERJAYA | Existing | 11 kV |  | RYB | VCBJ/PPU/G00007 | PPU CYBERJAYA NO 7
378288534 | TNB | DISTRIBUTION | WP PUTRAJAYA & CYBERJAYA | Existing | 11 kV |  | RYB | VCBJ/PPU/G00007 | PPU CYBERJAYA NO 7
378288571 | TNB | DISTRIBUTION | WP PUTRAJAYA & CYBERJAYA | Existing | 33 kV |  | RYB | VCBJ/PPU/G00007 | PPU CYBERJAYA NO 7
378288593 | TNB | DISTRIBUTION | WP PUTRAJAYA & CYBERJAYA | Existing | 11 kV |  | RYB | VCBJ/PPU/G00007 | PPU CYBERJAYA NO 7
378288598 | TNB | DISTRIBUTION | WP PUTRAJAYA & CYBERJAYA | Existing | 11 kV |  | RYB | VCBJ/PPU/G00007 | PPU CYBERJAYA NO 7
378288601 | TNB | DISTRIBUTION | WP PUTRAJAYA & CYBERJAYA | Existing | 11 kV |  | RYB | VCBJ/PPU/G00007 | PPU CYBERJAYA NO 7
378288623 | TNB | DISTRIBUTION | WP PUTRAJAYA & CYBERJAYA | Existing | 11 kV |  | RYB | VCBJ/PPU/G00007 | PPU CYBERJAYA NO 7
378288647 | TNB | DISTRIBUTION | WP PUTRAJAYA & CYBERJAYA | Existing | 11 kV |  | RYB | VCBJ/PPU/G00007 | PPU CYBERJAYA NO 7
378288650 | TNB | DISTRIBUTION | WP PUTRAJAYA & CYBERJAYA | Existing | 11 kV |  | RYB | VCBJ/PPU/G00007 | PPU CYBERJAYA NO 7
378288674 | TNB | DISTRIBUTION | WP PUTRAJAYA & CYBERJAYA | Existing | 11 kV | MAIN | RYB | VCBJ/PPU/G00007 | PPU CYBERJAYA NO 7 | M
378288680 | TNB | DISTRIBUTION | WP PUTRAJAYA & CYBERJAYA | Existing | 11 kV |  | RYB | VCBJ/PPU/G00007 | PPU CYBERJAYA NO 7
378288713 | TNB | DISTRIBUTION | WP PUTRAJAYA & CYBERJAYA | Existing | 11 kV |  | RYB | VCBJ/PPU/G00007 | PPU CYBERJAYA NO 7
378288714 | TNB | DISTRIBUTION | WP PUTRAJAYA & CYBERJAYA | Existing | 11 kV | MAIN | RYB | VCBJ/PPU/G00007 | PPU CYBERJAYA NO 7 | M
378288716 | TNB | DISTRIBUTION | WP PUTRAJAYA & CYBERJAYA | Existing | 11 kV |  | RYB | VCBJ/PPU/G00007 | PPU CYBERJAYA NO 7
378288761 | TNB | DISTRIBUTION | WP PUTRAJAYA & CYBERJAYA | Existing | 11 kV |  | RYB | VCBJ/PPU/G00007 | PPU CYBERJAYA NO 7
378288807 | TNB | DISTRIBUTION | WP PUTRAJAYA & CYBERJAYA | Existing | 11 kV | MAIN | RYB | VCBJ/PPU/G00007 | PPU CYBERJAYA NO 7 | M
378288808 | TNB | DISTRIBUTION | WP PUTRAJAYA & CYBERJAYA | Existing | 33 kV | MAIN | RYB | VCBJ/PPU/G00007 | PPU CYBERJAYA NO 7 | M
378288811 | TNB | DISTRIBUTION | WP PUTRAJAYA & CYBERJAYA | Existing | 33 kV |  | RYB | VCBJ/PPU/G00007 | PPU CYBERJAYA NO 7
378288834 | TNB | DISTRIBUTION | WP PUTRAJAYA & CYBERJAYA | Existing | 11 kV |  | RYB | VCBJ/PPU/G00007 | PPU CYBERJAYA NO 7
378288875 | TNB | DISTRIBUTION | WP PUTRAJAYA & CYBERJAYA | Existing | 11 kV | MAIN | RYB | VCBJ/PPU/G00007 | PPU CYBERJAYA NO 7 | M
378288901 | TNB | DISTRIBUTION | WP PUTRAJAYA & CYBERJAYA | Existing | 11 kV |  | RYB | VCBJ/PPU/G00007 | PPU CYBERJAYA NO 7
378288902 | TNB | DISTRIBUTION | WP PUTRAJAYA & CYBERJAYA | Existing | 33 kV |  | RYB | VCBJ/PPU/G00007 | PPU CYBERJAYA NO 7
378288905 | TNB | DISTRIBUTION | WP PUTRAJAYA & CYBERJAYA | Existing | 33 kV | MAIN | RYB | VCBJ/PPU/G00007 | PPU CYBERJAYA NO 7 | M
378288916 | TNB | DISTRIBUTION | WP PUTRAJAYA & CYBERJAYA | Existing | 11 kV |  | RYB | VCBJ/PPU/G00007 | PPU CYBERJAYA NO 7
378288920 | TNB | DISTRIBUTION | WP PUTRAJAYA & CYBERJAYA | Existing | 11 kV |  | RYB | VCBJ/PPU/G00007 | PPU CYBERJAYA NO 7
378288921 | TNB | DISTRIBUTION | WP PUTRAJAYA & CYBERJAYA | Existing | 11 kV | MAIN | RYB | VCBJ/PPU/G00007 | PPU CYBERJAYA NO 7 | M
378288943 | TNB | DISTRIBUTION | WP PUTRAJAYA & CYBERJAYA | Existing | 11 kV |  | RYB | VCBJ/PPU/G00007 | PPU CYBERJAYA NO 7
378288986 | TNB | DISTRIBUTION | WP PUTRAJAYA & CYBERJAYA | Existing | 11 kV | MAIN | RYB | VCBJ/PPU/G00007 | PPU CYBERJAYA NO 7 | M
378289018 | TNB | DISTRIBUTION | WP PUTRAJAYA & CYBERJAYA | Existing | 11 kV |  | RYB | VCBJ/PPU/G00007 | PPU CYBERJAYA NO 7
378289076 | TNB | DISTRIBUTION | WP PUTRAJAYA & CYBERJAYA | Existing | 11 kV | MAIN | RYB | VCBJ/PPU/G00007 | PPU CYBERJAYA NO 7 | M
378289124 | TNB | DISTRIBUTION | WP PUTRAJAYA & CYBERJAYA | Existing | 11 kV |  | RYB | VCBJ/PPU/G00007 | PPU CYBERJAYA NO 7
378289128 | TNB | DISTRIBUTION | WP PUTRAJAYA & CYBERJAYA | Existing | 11 kV | MAIN | RYB | VCBJ/PPU/G00007 | PPU CYBERJAYA NO 7 | M
378289150 | TNB | DISTRIBUTION | WP PUTRAJAYA & CYBERJAYA | Existing | 11 kV |  | RYB | VCBJ/PPU/G00007 | PPU CYBERJAYA NO 7
378289152 | TNB | DISTRIBUTION | WP PUTRAJAYA & CYBERJAYA | Existing | 33 kV |  | RYB | VCBJ/PPU/G00007 | PPU CYBERJAYA NO 7
378289154 | TNB | DISTRIBUTION | WP PUTRAJAYA & CYBERJAYA | Existing | 11 kV |  | RYB | VCBJ/PPU/G00007 | PPU CYBERJAYA NO 7
378289169 | TNB | DISTRIBUTION | WP PUTRAJAYA & CYBERJAYA | Existing | 11 kV | MAIN | RYB | VCBJ/PPU/G00007 | PPU CYBERJAYA NO 7 | M
378289183 | TNB | DISTRIBUTION | WP PUTRAJAYA & CYBERJAYA | Existing | 33 kV | MAIN | RYB | VCBJ/PPU/G00007 | PPU CYBERJAYA NO 7 | M
378289185 | TNB | DISTRIBUTION | WP PUTRAJAYA & CYBERJAYA | Existing | 33 kV | MAIN | RYB | VCBJ/PPU/G00007 | PPU CYBERJAYA NO 7 | M
378289193 | TNB | DISTRIBUTION | WP PUTRAJAYA & CYBERJAYA | Existing | 11 kV |  | RYB | VCBJ/PPU/G00007 | PPU CYBERJAYA NO 7
378289195 | TNB | DISTRIBUTION | WP PUTRAJAYA & CYBERJAYA | Existing | 11 kV |  | RYB | VCBJ/PPU/G00007 | PPU CYBERJAYA NO 7
378289208 | TNB | DISTRIBUTION | WP PUTRAJAYA & CYBERJAYA | Existing | 33 kV |  | RYB | VCBJ/PPU/G00007 | PPU CYBERJAYA NO 7
378289228 | TNB | DISTRIBUTION | WP PUTRAJAYA & CYBERJAYA | Existing | 11 kV |  | RYB | VCBJ/PPU/G00007 | PPU CYBERJAYA NO 7
378289244 | TNB | DISTRIBUTION | WP PUTRAJAYA & CYBERJAYA | Existing | 11 kV | MAIN | RYB | VCBJ/PPU/G00007 | PPU CYBERJAYA NO 7 | M
378289281 | TNB | DISTRIBUTION | WP PUTRAJAYA & CYBERJAYA | Existing | 11 kV |  | RYB | VCBJ/PPU/G00007 | PPU CYBERJAYA NO 7
378289282 | TNB | DISTRIBUTION | WP PUTRAJAYA & CYBERJAYA | Existing | 11 kV |  | RYB | VCBJ/PPU/G00007 | PPU CYBERJAYA NO 7
378289293 | TNB | DISTRIBUTION | WP PUTRAJAYA & CYBERJAYA | Existing | 33 kV | MAIN | RYB | VCBJ/PPU/G00007 | PPU CYBERJAYA NO 7 | M
378289294 | TNB | DISTRIBUTION | WP PUTRAJAYA & CYBERJAYA | Existing | 11 kV | MAIN | RYB | VCBJ/PPU/G00007 | PPU CYBERJAYA NO 7 | M
378289297 | TNB | DISTRIBUTION | WP PUTRAJAYA & CYBERJAYA | Existing | 11 kV |  | RYB | VCBJ/PPU/G00007 | PPU CYBERJAYA NO 7
378289359 | TNB | DISTRIBUTION | WP PUTRAJAYA & CYBERJAYA | Existing | 11 kV | MAIN | RYB | VCBJ/PPU/G00007 | PPU CYBERJAYA NO 7 | M
378289386 | TNB | DISTRIBUTION | WP PUTRAJAYA & CYBERJAYA | Existing | 11 kV |  | RYB | VCBJ/PPU/G00007 | PPU CYBERJAYA NO 7
378289387 | TNB | DISTRIBUTION | WP PUTRAJAYA & CYBERJAYA | Existing | 11 kV |  | RYB | VCBJ/PPU/G00007 | PPU CYBERJAYA NO 7
378289454 | TNB | DISTRIBUTION | WP PUTRAJAYA & CYBERJAYA | Existing | 33 kV | MAIN | RYB | VCBJ/PPU/G00007 | PPU CYBERJAYA NO 7 | M
378289456 | TNB | DISTRIBUTION | WP PUTRAJAYA & CYBERJAYA | Existing | 11 kV |  | RYB | VCBJ/PPU/G00007 | PPU CYBERJAYA NO 7
378289483 | TNB | DISTRIBUTION | WP PUTRAJAYA & CYBERJAYA | Existing | 33 kV |  | RYB | VCBJ/PPU/G00007 | PPU CYBERJAYA NO 7
378289508 | TNB | DISTRIBUTION | WP PUTRAJAYA & CYBERJAYA | Existing | 11 kV |  | RYB | VCBJ/PPU/G00007 | PPU CYBERJAYA NO 7
378289529 | TNB | DISTRIBUTION | WP PUTRAJAYA & CYBERJAYA | Existing | 11 kV | MAIN | RYB | VCBJ/PPU/G00007 | PPU CYBERJAYA NO 7 | M
378289540 | TNB | DISTRIBUTION | WP PUTRAJAYA & CYBERJAYA | Existing | 11 kV |  | RYB | VCBJ/PPU/G00007 | PPU CYBERJAYA NO 7
378289541 | TNB | DISTRIBUTION | WP PUTRAJAYA & CYBERJAYA | Existing | 11 kV |  | RYB | VCBJ/PPU/G00007 | PPU CYBERJAYA NO 7
378289565 | TNB | DISTRIBUTION | WP PUTRAJAYA & CYBERJAYA | Existing | 11 kV | MAIN | RYB | VCBJ/PPU/G00007 | PPU CYBERJAYA NO 7 | M
378289576 | TNB | DISTRIBUTION | WP PUTRAJAYA & CYBERJAYA | Existing | 11 kV | MAIN | RYB | VCBJ/PPU/G00007 | PPU CYBERJAYA NO 7 | M
378289633 | TNB | DISTRIBUTION | WP PUTRAJAYA & CYBERJAYA | Existing | 11 kV |  | RYB | VCBJ/PPU/G00007 | PPU CYBERJAYA NO 7
378289665 | TNB | DISTRIBUTION | WP PUTRAJAYA & CYBERJAYA | Existing | 33 kV | MAIN | RYB | VCBJ/PPU/G00007 | PPU CYBERJAYA NO 7 | M
378289667 | TNB | DISTRIBUTION | WP PUTRAJAYA & CYBERJAYA | Existing | 33 kV |  | RYB | VCBJ/PPU/G00007 | PPU CYBERJAYA NO 7
378289699 | TNB | DISTRIBUTION | WP PUTRAJAYA & CYBERJAYA | Existing | 11 kV |  | RYB | VCBJ/PPU/G00007 | PPU CYBERJAYA NO 7
378289702 | TNB | DISTRIBUTION | WP PUTRAJAYA & CYBERJAYA | Existing | 33 kV |  | RYB | VCBJ/PPU/G00007 | PPU CYBERJAYA NO 7
378289715 | TNB | DISTRIBUTION | WP PUTRAJAYA & CYBERJAYA | Existing | 33 kV |  | RYB | VCBJ/PPU/G00007 | PPU CYBERJAYA NO 7
378289736 | TNB | DISTRIBUTION | WP PUTRAJAYA & CYBERJAYA | Existing | 11 kV |  | RYB | VCBJ/PPU/G00007 | PPU CYBERJAYA NO 7
378289747 | TNB | DISTRIBUTION | WP PUTRAJAYA & CYBERJAYA | Existing | 11 kV | MAIN | RYB | VCBJ/PPU/G00007 | PPU CYBERJAYA NO 7 | M
378289748 | TNB | DISTRIBUTION | WP PUTRAJAYA & CYBERJAYA | Existing | 33 kV | MAIN | RYB | VCBJ/PPU/G00007 | PPU CYBERJAYA NO 7 | M
378289776 | TNB | DISTRIBUTION | WP PUTRAJAYA & CYBERJAYA | Existing | 33 kV |  | RYB | VCBJ/PPU/G00007 | PPU CYBERJAYA NO 7
378289800 | TNB | DISTRIBUTION | WP PUTRAJAYA & CYBERJAYA | Existing | 11 kV | MAIN | RYB | VCBJ/PPU/G00007 | PPU CYBERJAYA NO 7 | M
378289811 | TNB | DISTRIBUTION | WP PUTRAJAYA & CYBERJAYA | Existing | 11 kV |  | RYB | VCBJ/PPU/G00007 | PPU CYBERJAYA NO 7
378289828 | TNB | DISTRIBUTION | WP PUTRAJAYA & CYBERJAYA | Existing | 11 kV |  | RYB | VCBJ/PPU/G00007 | PPU CYBERJAYA NO 7
378289917 | TNB | DISTRIBUTION | WP PUTRAJAYA & CYBERJAYA | Existing | 11 kV |  | RYB | VCBJ/PPU/G00007 | PPU CYBERJAYA NO 7
378289951 | TNB | DISTRIBUTION | WP PUTRAJAYA & CYBERJAYA | Existing | 11 kV |  | RYB | VCBJ/PPU/G00007 | PPU CYBERJAYA NO 7
378289996 | TNB | DISTRIBUTION | WP PUTRAJAYA & CYBERJAYA | Existing | 11 kV |  | RYB | VCBJ/PPU/G00007 | PPU CYBERJAYA NO 7
378290000 | TNB | DISTRIBUTION | WP PUTRAJAYA & CYBERJAYA | Existing | 11 kV |  | RYB | VCBJ/PPU/G00007 | PPU CYBERJAYA NO 7
378290001 | TNB | DISTRIBUTION | WP PUTRAJAYA & CYBERJAYA | Existing | 33 kV | MAIN | RYB | VCBJ/PPU/G00007 | PPU CYBERJAYA NO 7 | M
378290002 | TNB | DISTRIBUTION | WP PUTRAJAYA & CYBERJAYA | Existing | 33 kV |  | RYB | VCBJ/PPU/G00007 | PPU CYBERJAYA NO 7
378290018 | TNB | DISTRIBUTION | WP PUTRAJAYA & CYBERJAYA | Existing | 11 kV | MAIN | RYB | VCBJ/PPU/G00007 | PPU CYBERJAYA NO 7 | M
378290019 | TNB | DISTRIBUTION | WP PUTRAJAYA & CYBERJAYA | Existing | 11 kV |  | RYB | VCBJ/PPU/G00007 | PPU CYBERJAYA NO 7
378290032 | TNB | DISTRIBUTION | WP PUTRAJAYA & CYBERJAYA | Existing | 11 kV |  | RYB | VCBJ/PPU/G00007 | PPU CYBERJAYA NO 7
378290033 | TNB | DISTRIBUTION | WP PUTRAJAYA & CYBERJAYA | Existing | 11 kV |  | RYB | VCBJ/PPU/G00007 | PPU CYBERJAYA NO 7
378290101 | TNB | DISTRIBUTION | WP PUTRAJAYA & CYBERJAYA | Existing | 11 kV |  | RYB | VCBJ/PPU/G00007 | PPU CYBERJAYA NO 7
378290103 | TNB | DISTRIBUTION | WP PUTRAJAYA & CYBERJAYA | Existing | 11 kV |  | RYB | VCBJ/PPU/G00007 | PPU CYBERJAYA NO 7
378290104 | TNB | DISTRIBUTION | WP PUTRAJAYA & CYBERJAYA | Existing | 11 kV | MAIN | RYB | VCBJ/PPU/G00007 | PPU CYBERJAYA NO 7 | M
378290124 | TNB | DISTRIBUTION | WP PUTRAJAYA & CYBERJAYA | Existing | 11 kV |  | RYB | VCBJ/PPU/G00007 | PPU CYBERJAYA NO 7
378290125 | TNB | DISTRIBUTION | WP PUTRAJAYA & CYBERJAYA | Existing | 11 kV |  | RYB | VCBJ/PPU/G00007 | PPU CYBERJAYA NO 7
378290126 | TNB | DISTRIBUTION | WP PUTRAJAYA & CYBERJAYA | Existing | 11 kV |  | RYB | VCBJ/PPU/G00007 | PPU CYBERJAYA NO 7
378290127 | TNB | DISTRIBUTION | WP PUTRAJAYA & CYBERJAYA | Existing | 11 kV |  | RYB | VCBJ/PPU/G00007 | PPU CYBERJAYA NO 7
378290128 | TNB | DISTRIBUTION | WP PUTRAJAYA & CYBERJAYA | Existing | 11 kV |  | RYB | VCBJ/PPU/G00007 | PPU CYBERJAYA NO 7
378290129 | TNB | DISTRIBUTION | WP PUTRAJAYA & CYBERJAYA | Existing | 11 kV |  | RYB | VCBJ/PPU/G00007 | PPU CYBERJAYA NO 7
378290130 | TNB | DISTRIBUTION | WP PUTRAJAYA & CYBERJAYA | Existing | 11 kV |  | RYB | VCBJ/PPU/G00007 | PPU CYBERJAYA NO 7
378290131 | TNB | DISTRIBUTION | WP PUTRAJAYA & CYBERJAYA | Existing | 11 kV |  | RYB | VCBJ/PPU/G00007 | PPU CYBERJAYA NO 7
378290318 | TNB | DISTRIBUTION | WP PUTRAJAYA & CYBERJAYA | Existing | 33 kV |  | RYB | VCBJ/SSU/G00004 | SSU IDCB
378290322 | TNB | DISTRIBUTION | WP PUTRAJAYA & CYBERJAYA | Existing | 33 kV |  | RYB | VCBJ/SSU/G00004 | SSU IDCB
378290324 | TNB | DISTRIBUTION | WP PUTRAJAYA & CYBERJAYA | Existing | 33 kV |  | RYB | VCBJ/SSU/G00004 | SSU IDCB
378290325 | TNB | DISTRIBUTION | WP PUTRAJAYA & CYBERJAYA | Existing | 33 kV |  | RYB | VCBJ/SSU/G00004 | SSU IDCB
378290327 | TNB | DISTRIBUTION | WP PUTRAJAYA & CYBERJAYA | Existing | 33 kV |  | RYB | VCBJ/SSU/G00004 | SSU IDCB
378290331 | TNB | DISTRIBUTION | WP PUTRAJAYA & CYBERJAYA | Existing | 33 kV |  | RYB | VCBJ/SSU/G00004 | SSU IDCB
378290334 | TNB | DISTRIBUTION | WP PUTRAJAYA & CYBERJAYA | Existing | 33 kV |  | RYB | VCBJ/SSU/G00004 | SSU IDCB
378290340 | TNB | DISTRIBUTION | WP PUTRAJAYA & CYBERJAYA | Existing | 33 kV |  | RYB | VCBJ/SSU/G00004 | SSU IDCB
378290341 | TNB | DISTRIBUTION | WP PUTRAJAYA & CYBERJAYA | Existing | 33 kV |  | RYB | VCBJ/SSU/G00004 | SSU IDCB
378290342 | TNB | DISTRIBUTION | WP PUTRAJAYA & CYBERJAYA | Existing | 33 kV |  | RYB | VCBJ/SSU/G00004 | SSU IDCB
378290349 | TNB | DISTRIBUTION | WP PUTRAJAYA & CYBERJAYA | Existing | 33 kV |  | RYB | VCBJ/SSU/G00004 | SSU IDCB
378290350 | TNB | DISTRIBUTION | WP PUTRAJAYA & CYBERJAYA | Existing | 33 kV |  | RYB | VCBJ/SSU/G00004 | SSU IDCB
378290362 | TNB | DISTRIBUTION | WP PUTRAJAYA & CYBERJAYA | Existing | 33 kV |  | RYB | VCBJ/SSU/G00004 | SSU IDCB
378290363 | TNB | DISTRIBUTION | WP PUTRAJAYA & CYBERJAYA | Existing | 33 kV |  | RYB | VCBJ/SSU/G00004 | SSU IDCB
378290366 | TNB | DISTRIBUTION | WP PUTRAJAYA & CYBERJAYA | Existing | 33 kV |  | RYB | VCBJ/SSU/G00004 | SSU IDCB | M
378290371 | TNB | DISTRIBUTION | WP PUTRAJAYA & CYBERJAYA | Existing | 33 kV |  | RYB | VCBJ/SSU/G00004 | SSU IDCB
378290373 | TNB | DISTRIBUTION | WP PUTRAJAYA & CYBERJAYA | Existing | 33 kV |  | RYB | VCBJ/SSU/G00004 | SSU IDCB
378290377 | TNB | DISTRIBUTION | WP PUTRAJAYA & CYBERJAYA | Existing | 33 kV |  | RYB | VCBJ/SSU/G00004 | SSU IDCB
378290378 | TNB | DISTRIBUTION | WP PUTRAJAYA & CYBERJAYA | Existing | 33 kV |  | RYB | VCBJ/SSU/G00004 | SSU IDCB
378290379 | TNB | DISTRIBUTION | WP PUTRAJAYA & CYBERJAYA | Existing | 33 kV |  | RYB | VCBJ/SSU/G00004 | SSU IDCB
378290383 | TNB | DISTRIBUTION | WP PUTRAJAYA & CYBERJAYA | Existing | 33 kV |  | RYB | VCBJ/SSU/G00004 | SSU IDCB
378290387 | TNB | DISTRIBUTION | WP PUTRAJAYA & CYBERJAYA | Existing | 33 kV |  | RYB | VCBJ/SSU/G00004 | SSU IDCB
378290388 | TNB | DISTRIBUTION | WP PUTRAJAYA & CYBERJAYA | Existing | 33 kV |  | RYB | VCBJ/SSU/G00004 | SSU IDCB
378290389 | TNB | DISTRIBUTION | WP PUTRAJAYA & CYBERJAYA | Existing | 33 kV |  | RYB | VCBJ/SSU/G00004 | SSU IDCB
378290390 | TNB | DISTRIBUTION | WP PUTRAJAYA & CYBERJAYA | Existing | 33 kV |  | RYB | VCBJ/SSU/G00004 | SSU IDCB
378290391 | TNB | DISTRIBUTION | WP PUTRAJAYA & CYBERJAYA | Existing | 33 kV |  | RYB | VCBJ/SSU/G00004 | SSU IDCB
378290394 | TNB | DISTRIBUTION | WP PUTRAJAYA & CYBERJAYA | Existing | 33 kV |  | RYB | VCBJ/SSU/G00004 | SSU IDCB
378290395 | TNB | DISTRIBUTION | WP PUTRAJAYA & CYBERJAYA | Existing | 33 kV |  | RYB | VCBJ/SSU/G00004 | SSU IDCB
378290396 | TNB | DISTRIBUTION | WP PUTRAJAYA & CYBERJAYA | Existing | 33 kV |  | RYB | VCBJ/SSU/G00004 | SSU IDCB
378290397 | TNB | DISTRIBUTION | WP PUTRAJAYA & CYBERJAYA | Existing | 33 kV |  | RYB | VCBJ/SSU/G00004 | SSU IDCB
378290398 | TNB | DISTRIBUTION | WP PUTRAJAYA & CYBERJAYA | Existing | 33 kV |  | RYB | VCBJ/SSU/G00004 | SSU IDCB
378290400 | TNB | DISTRIBUTION | WP PUTRAJAYA & CYBERJAYA | Existing | 33 kV |  | RYB | VCBJ/SSU/G00004 | SSU IDCB
378290401 | TNB | DISTRIBUTION | WP PUTRAJAYA & CYBERJAYA | Existing | 33 kV |  | RYB | VCBJ/SSU/G00004 | SSU IDCB
378290403 | TNB | DISTRIBUTION | WP PUTRAJAYA & CYBERJAYA | Existing | 33 kV |  | RYB | VCBJ/SSU/G00004 | SSU IDCB
378290404 | TNB | DISTRIBUTION | WP PUTRAJAYA & CYBERJAYA | Existing | 33 kV |  | RYB | VCBJ/SSU/G00004 | SSU IDCB
378290407 | TNB | DISTRIBUTION | WP PUTRAJAYA & CYBERJAYA | Existing | 33 kV |  | RYB | VCBJ/SSU/G00004 | SSU IDCB
378290409 | TNB | DISTRIBUTION | WP PUTRAJAYA & CYBERJAYA | Existing | 33 kV |  | RYB | VCBJ/SSU/G00004 | SSU IDCB
378290418 | TNB | DISTRIBUTION | WP PUTRAJAYA & CYBERJAYA | Existing | 33 kV |  | RYB | VCBJ/SSU/G00004 | SSU IDCB
378290419 | TNB | DISTRIBUTION | WP PUTRAJAYA & CYBERJAYA | Existing | 33 kV |  | RYB | VCBJ/SSU/G00004 | SSU IDCB
378290421 | TNB | DISTRIBUTION | WP PUTRAJAYA & CYBERJAYA | Existing | 33 kV |  | RYB | VCBJ/SSU/G00004 | SSU IDCB
378290422 | TNB | DISTRIBUTION | WP PUTRAJAYA & CYBERJAYA | Existing | 33 kV |  | RYB | VCBJ/SSU/G00004 | SSU IDCB
378290424 | TNB | DISTRIBUTION | WP PUTRAJAYA & CYBERJAYA | Existing | 33 kV |  | RYB | VCBJ/SSU/G00004 | SSU IDCB
378290425 | TNB | DISTRIBUTION | WP PUTRAJAYA & CYBERJAYA | Existing | 33 kV |  | RYB | VCBJ/SSU/G00004 | SSU IDCB
378290426 | TNB | DISTRIBUTION | WP PUTRAJAYA & CYBERJAYA | Existing | 33 kV |  | RYB | VCBJ/SSU/G00004 | SSU IDCB
378290428 | TNB | DISTRIBUTION | WP PUTRAJAYA & CYBERJAYA | Existing | 33 kV |  | RYB | VCBJ/SSU/G00004 | SSU IDCB | R
378290429 | TNB | DISTRIBUTION | WP PUTRAJAYA & CYBERJAYA | Existing | 33 kV |  | RYB | VCBJ/SSU/G00004 | SSU IDCB
378290432 | TNB | DISTRIBUTION | WP PUTRAJAYA & CYBERJAYA | Existing | 33 kV |  | RYB | VCBJ/SSU/G00004 | SSU IDCB
378290434 | TNB | DISTRIBUTION | WP PUTRAJAYA & CYBERJAYA | Existing | 33 kV |  | RYB | VCBJ/SSU/G00004 | SSU IDCB
378290435 | TNB | DISTRIBUTION | WP PUTRAJAYA & CYBERJAYA | Existing | 33 kV |  | RYB | VCBJ/SSU/G00004 | SSU IDCB
378290436 | TNB | DISTRIBUTION | WP PUTRAJAYA & CYBERJAYA | Existing | 33 kV |  | RYB | VCBJ/SSU/G00004 | SSU IDCB
378290437 | TNB | DISTRIBUTION | WP PUTRAJAYA & CYBERJAYA | Existing | 33 kV |  | RYB | VCBJ/SSU/G00004 | SSU IDCB
378290439 | TNB | DISTRIBUTION | WP PUTRAJAYA & CYBERJAYA | Existing | 33 kV |  | RYB | VCBJ/SSU/G00004 | SSU IDCB
378290443 | TNB | DISTRIBUTION | WP PUTRAJAYA & CYBERJAYA | Existing | 33 kV |  | RYB | VCBJ/SSU/G00004 | SSU IDCB
378290445 | TNB | DISTRIBUTION | WP PUTRAJAYA & CYBERJAYA | Existing | 33 kV |  | RYB | VCBJ/SSU/G00004 | SSU IDCB
378290448 | TNB | DISTRIBUTION | WP PUTRAJAYA & CYBERJAYA | Existing | 33 kV |  | RYB | VCBJ/SSU/G00004 | SSU IDCB
378290450 | TNB | DISTRIBUTION | WP PUTRAJAYA & CYBERJAYA | Existing | 33 kV |  | RYB | VCBJ/SSU/G00004 | SSU IDCB
378290453 | TNB | DISTRIBUTION | WP PUTRAJAYA & CYBERJAYA | Existing | 33 kV |  | RYB | VCBJ/SSU/G00004 | SSU IDCB
378290455 | TNB | DISTRIBUTION | WP PUTRAJAYA & CYBERJAYA | Existing | 33 kV |  | RYB | VCBJ/SSU/G00004 | SSU IDCB
378290457 | TNB | DISTRIBUTION | WP PUTRAJAYA & CYBERJAYA | Existing | 33 kV |  | RYB | VCBJ/SSU/G00004 | SSU IDCB
378290458 | TNB | DISTRIBUTION | WP PUTRAJAYA & CYBERJAYA | Existing | 33 kV |  | RYB | VCBJ/SSU/G00004 | SSU IDCB
378290459 | TNB | DISTRIBUTION | WP PUTRAJAYA & CYBERJAYA | Existing | 33 kV |  | RYB | VCBJ/SSU/G00004 | SSU IDCB
378290461 | TNB | DISTRIBUTION | WP PUTRAJAYA & CYBERJAYA | Existing | 33 kV |  | RYB | VCBJ/SSU/G00004 | SSU IDCB
378290466 | TNB | DISTRIBUTION | WP PUTRAJAYA & CYBERJAYA | Existing | 33 kV |  | RYB | VCBJ/SSU/G00004 | SSU IDCB
378297111 | TNB | DISTRIBUTION | WP PUTRAJAYA & CYBERJAYA | Existing | 11 kV |  | RYB | VPTJ/PCE/J02191 | SS 2.19 2M10 (F1)
378297115 | TNB | DISTRIBUTION | WP PUTRAJAYA & CYBERJAYA | Existing | 11 kV |  | RYB | VPTJ/PCE/J02191 | SS 2.19 2M10 (F1)
378297118 | TNB | DISTRIBUTION | WP PUTRAJAYA & CYBERJAYA | Existing | 11 kV |  | RYB | VPTJ/PCE/J02191 | SS 2.19 2M10 (F1)
378297121 | TNB | DISTRIBUTION | WP PUTRAJAYA & CYBERJAYA | Existing | 11 kV |  | RYB | VPTJ/PCE/J02191 | SS 2.19 2M10 (F1)
378297123 | TNB | DISTRIBUTION | WP PUTRAJAYA & CYBERJAYA | Existing | 11 kV |  | RYB | VPTJ/PCE/J02191 | SS 2.19 2M10 (F1)
378297126 | TNB | DISTRIBUTION | WP PUTRAJAYA & CYBERJAYA | Existing | 11 kV |  | RYB | VPTJ/PCE/J02191 | SS 2.19 2M10 (F1)
378297129 | TNB | DISTRIBUTION | WP PUTRAJAYA & CYBERJAYA | Existing | 11 kV |  | RYB | VPTJ/PCE/J02191 | SS 2.19 2M10 (F1)
378297130 | TNB | DISTRIBUTION | WP PUTRAJAYA & CYBERJAYA | Existing | 11 kV |  | RYB | VPTJ/PCE/J02191 | SS 2.19 2M10 (F1)
378297137 | TNB | DISTRIBUTION | WP PUTRAJAYA & CYBERJAYA | Existing | 11 kV |  | RYB | VPTJ/PCE/J02191 | SS 2.19 2M10 (F1)
378297152 | TNB | DISTRIBUTION | WP PUTRAJAYA & CYBERJAYA | Existing | 11 kV |  | RYB | VPTJ/PCE/J02192 | SS 2.19 2M10 (F2)
378297156 | TNB | DISTRIBUTION | WP PUTRAJAYA & CYBERJAYA | Existing | 11 kV |  | RYB | VPTJ/PCE/J02192 | SS 2.19 2M10 (F2)
378297159 | TNB | DISTRIBUTION | WP PUTRAJAYA & CYBERJAYA | Existing | 11 kV |  | RYB | VPTJ/PCE/J02192 | SS 2.19 2M10 (F2)
378297162 | TNB | DISTRIBUTION | WP PUTRAJAYA & CYBERJAYA | Existing | 11 kV |  | RYB | VPTJ/PCE/J02192 | SS 2.19 2M10 (F2)
378297164 | TNB | DISTRIBUTION | WP PUTRAJAYA & CYBERJAYA | Existing | 11 kV |  | RYB | VPTJ/PCE/J02192 | SS 2.19 2M10 (F2)
378297167 | TNB | DISTRIBUTION | WP PUTRAJAYA & CYBERJAYA | Existing | 11 kV |  | RYB | VPTJ/PCE/J02192 | SS 2.19 2M10 (F2)
378297170 | TNB | DISTRIBUTION | WP PUTRAJAYA & CYBERJAYA | Existing | 11 kV |  | RYB | VPTJ/PCE/J02192 | SS 2.19 2M10 (F2)
378297171 | TNB | DISTRIBUTION | WP PUTRAJAYA & CYBERJAYA | Existing | 11 kV |  | RYB | VPTJ/PCE/J02192 | SS 2.19 2M10 (F2)
378297178 | TNB | DISTRIBUTION | WP PUTRAJAYA & CYBERJAYA | Existing | 11 kV |  | RYB | VPTJ/PCE/J02192 | SS 2.19 2M10 (F2)
378297193 | TNB | DISTRIBUTION | WP PUTRAJAYA & CYBERJAYA | Existing | 11 kV |  | RYB | VPTJ/PCE/J02231 | PE 2.23 2C10 (F1)
378297197 | TNB | DISTRIBUTION | WP PUTRAJAYA & CYBERJAYA | Existing | 11 kV |  | RYB | VPTJ/PCE/J02231 | PE 2.23 2C10 (F1)
378297201 | TNB | DISTRIBUTION | WP PUTRAJAYA & CYBERJAYA | Existing | 11 kV |  | RYB | VPTJ/PCE/J02231 | PE 2.23 2C10 (F1)
378297203 | TNB | DISTRIBUTION | WP PUTRAJAYA & CYBERJAYA | Existing | 11 kV |  | RYB | VPTJ/PCE/J02231 | PE 2.23 2C10 (F1)
378297205 | TNB | DISTRIBUTION | WP PUTRAJAYA & CYBERJAYA | Existing | 11 kV |  | RYB | VPTJ/PCE/J02231 | PE 2.23 2C10 (F1)
378297211 | TNB | DISTRIBUTION | WP PUTRAJAYA & CYBERJAYA | Existing | 11 kV |  | RYB | VPTJ/PCE/J02231 | PE 2.23 2C10 (F1)
378297213 | TNB | DISTRIBUTION | WP PUTRAJAYA & CYBERJAYA | Existing | 11 kV |  | RYB | VPTJ/PCE/J02231 | PE 2.23 2C10 (F1)
378297216 | TNB | DISTRIBUTION | WP PUTRAJAYA & CYBERJAYA | Existing | 11 kV |  | RYB | VPTJ/PCE/J02231 | PE 2.23 2C10 (F1)
378297234 | TNB | DISTRIBUTION | WP PUTRAJAYA & CYBERJAYA | Existing | 11 kV |  | RYB | VPTJ/PCE/J02232 | PE 2.23 2C10 (F2)
378297238 | TNB | DISTRIBUTION | WP PUTRAJAYA & CYBERJAYA | Existing | 11 kV |  | RYB | VPTJ/PCE/J02232 | PE 2.23 2C10 (F2)
378297242 | TNB | DISTRIBUTION | WP PUTRAJAYA & CYBERJAYA | Existing | 11 kV |  | RYB | VPTJ/PCE/J02232 | PE 2.23 2C10 (F2)
378297244 | TNB | DISTRIBUTION | WP PUTRAJAYA & CYBERJAYA | Existing | 11 kV |  | RYB | VPTJ/PCE/J02232 | PE 2.23 2C10 (F2)
378297246 | TNB | DISTRIBUTION | WP PUTRAJAYA & CYBERJAYA | Existing | 11 kV |  | RYB | VPTJ/PCE/J02232 | PE 2.23 2C10 (F2)
378297252 | TNB | DISTRIBUTION | WP PUTRAJAYA & CYBERJAYA | Existing | 11 kV |  | RYB | VPTJ/PCE/J02232 | PE 2.23 2C10 (F2)
378297254 | TNB | DISTRIBUTION | WP PUTRAJAYA & CYBERJAYA | Existing | 11 kV |  | RYB | VPTJ/PCE/J02232 | PE 2.23 2C10 (F2)
378297257 | TNB | DISTRIBUTION | WP PUTRAJAYA & CYBERJAYA | Existing | 11 kV |  | RYB | VPTJ/PCE/J02232 | PE 2.23 2C10 (F2)
378297327 | TNB | DISTRIBUTION | WP PUTRAJAYA & CYBERJAYA | Existing | 11 kV |  | RYB | VPTJ/PCE/J03051 | SS 3.05 KIBLAT WALK (F1)
378297331 | TNB | DISTRIBUTION | WP PUTRAJAYA & CYBERJAYA | Existing | 11 kV |  | RYB | VPTJ/PCE/J03051 | SS 3.05 KIBLAT WALK (F1)
378297335 | TNB | DISTRIBUTION | WP PUTRAJAYA & CYBERJAYA | Existing | 11 kV |  | RYB | VPTJ/PCE/J03051 | SS 3.05 KIBLAT WALK (F1)
378297337 | TNB | DISTRIBUTION | WP PUTRAJAYA & CYBERJAYA | Existing | 11 kV |  | RYB | VPTJ/PCE/J03051 | SS 3.05 KIBLAT WALK (F1)
378297339 | TNB | DISTRIBUTION | WP PUTRAJAYA & CYBERJAYA | Existing | 11 kV |  | RYB | VPTJ/PCE/J03051 | SS 3.05 KIBLAT WALK (F1)
378297345 | TNB | DISTRIBUTION | WP PUTRAJAYA & CYBERJAYA | Existing | 11 kV |  | RYB | VPTJ/PCE/J03051 | SS 3.05 KIBLAT WALK (F1)
378297347 | TNB | DISTRIBUTION | WP PUTRAJAYA & CYBERJAYA | Existing | 11 kV |  | RYB | VPTJ/PCE/J03051 | SS 3.05 KIBLAT WALK (F1)
378297350 | TNB | DISTRIBUTION | WP PUTRAJAYA & CYBERJAYA | Existing | 11 kV |  | RYB | VPTJ/PCE/J03051 | SS 3.05 KIBLAT WALK (F1)
378297368 | TNB | DISTRIBUTION | WP PUTRAJAYA & CYBERJAYA | Existing | 11 kV |  | RYB | VPTJ/PCE/J03052 | SS 3.05 KIBLAT WALK (F2)
378297372 | TNB | DISTRIBUTION | WP PUTRAJAYA & CYBERJAYA | Existing | 11 kV |  | RYB | VPTJ/PCE/J03052 | SS 3.05 KIBLAT WALK (F2)
378297376 | TNB | DISTRIBUTION | WP PUTRAJAYA & CYBERJAYA | Existing | 11 kV |  | RYB | VPTJ/PCE/J03052 | SS 3.05 KIBLAT WALK (F2)
378297378 | TNB | DISTRIBUTION | WP PUTRAJAYA & CYBERJAYA | Existing | 11 kV |  | RYB | VPTJ/PCE/J03052 | SS 3.05 KIBLAT WALK (F2)
378297380 | TNB | DISTRIBUTION | WP PUTRAJAYA & CYBERJAYA | Existing | 11 kV |  | RYB | VPTJ/PCE/J03052 | SS 3.05 KIBLAT WALK (F2)
378297386 | TNB | DISTRIBUTION | WP PUTRAJAYA & CYBERJAYA | Existing | 11 kV |  | RYB | VPTJ/PCE/J03052 | SS 3.05 KIBLAT WALK (F2)
378297388 | TNB | DISTRIBUTION | WP PUTRAJAYA & CYBERJAYA | Existing | 11 kV |  | RYB | VPTJ/PCE/J03052 | SS 3.05 KIBLAT WALK (F2)
378297391 | TNB | DISTRIBUTION | WP PUTRAJAYA & CYBERJAYA | Existing | 11 kV |  | RYB | VPTJ/PCE/J03052 | SS 3.05 KIBLAT WALK (F2)
378301400 | TNB | DISTRIBUTION | WP PUTRAJAYA & CYBERJAYA | Existing | 11 kV |  | RYB | VCBJ/PCE/J22361 | SS 22.36 SKMM F1
378301402 | TNB | DISTRIBUTION | WP PUTRAJAYA & CYBERJAYA | Existing | 11 kV |  | RYB | VCBJ/PCE/J22361 | SS 22.36 SKMM F1
378301404 | TNB | DISTRIBUTION | WP PUTRAJAYA & CYBERJAYA | Existing | 11 kV |  | RYB | VCBJ/PCE/J22361 | SS 22.36 SKMM F1
378301407 | TNB | DISTRIBUTION | WP PUTRAJAYA & CYBERJAYA | Existing | 11 kV |  | RYB | VCBJ/PCE/J22361 | SS 22.36 SKMM F1
378301408 | TNB | DISTRIBUTION | WP PUTRAJAYA & CYBERJAYA | Existing | 11 kV |  | RYB | VCBJ/PCE/J22361 | SS 22.36 SKMM F1
378301409 | TNB | DISTRIBUTION | WP PUTRAJAYA & CYBERJAYA | Existing | 11 kV |  | RYB | VCBJ/PCE/J22361 | SS 22.36 SKMM F1
378301415 | TNB | DISTRIBUTION | WP PUTRAJAYA & CYBERJAYA | Existing | 11 kV |  | RYB | VCBJ/PCE/J22361 | SS 22.36 SKMM F1
378301420 | TNB | DISTRIBUTION | WP PUTRAJAYA & CYBERJAYA | Existing | 11 kV |  | RYB | VCBJ/PCE/J22361 | SS 22.36 SKMM F1
378301426 | TNB | DISTRIBUTION | WP PUTRAJAYA & CYBERJAYA | Existing | 11 kV |  | RYB | VCBJ/PCE/J22362 | SS 22.36 SKMM F2
378301428 | TNB | DISTRIBUTION | WP PUTRAJAYA & CYBERJAYA | Existing | 11 kV |  | RYB | VCBJ/PCE/J22362 | SS 22.36 SKMM F2
378301430 | TNB | DISTRIBUTION | WP PUTRAJAYA & CYBERJAYA | Existing | 11 kV |  | RYB | VCBJ/PCE/J22362 | SS 22.36 SKMM F2
378301433 | TNB | DISTRIBUTION | WP PUTRAJAYA & CYBERJAYA | Existing | 11 kV |  | RYB | VCBJ/PCE/J22362 | SS 22.36 SKMM F2
378301434 | TNB | DISTRIBUTION | WP PUTRAJAYA & CYBERJAYA | Existing | 11 kV |  | RYB | VCBJ/PCE/J22362 | SS 22.36 SKMM F2
378301435 | TNB | DISTRIBUTION | WP PUTRAJAYA & CYBERJAYA | Existing | 11 kV |  | RYB | VCBJ/PCE/J22362 | SS 22.36 SKMM F2
378301441 | TNB | DISTRIBUTION | WP PUTRAJAYA & CYBERJAYA | Existing | 11 kV |  | RYB | VCBJ/PCE/J22362 | SS 22.36 SKMM F2
378301446 | TNB | DISTRIBUTION | WP PUTRAJAYA & CYBERJAYA | Existing | 11 kV |  | RYB | VCBJ/PCE/J22362 | SS 22.36 SKMM F2
378301457 | TNB | DISTRIBUTION | WP PUTRAJAYA & CYBERJAYA | Existing | 11 kV |  | RYB | VCBJ/PCE/J24221 | SS 24.22 POSH ATLANTIC F1
378301461 | TNB | DISTRIBUTION | WP PUTRAJAYA & CYBERJAYA | Existing | 11 kV |  | RYB | VCBJ/PCE/J24221 | SS 24.22 POSH ATLANTIC F1
378301465 | TNB | DISTRIBUTION | WP PUTRAJAYA & CYBERJAYA | Existing | 11 kV |  | RYB | VCBJ/PCE/J24221 | SS 24.22 POSH ATLANTIC F1
378301467 | TNB | DISTRIBUTION | WP PUTRAJAYA & CYBERJAYA | Existing | 11 kV |  | RYB | VCBJ/PCE/J24221 | SS 24.22 POSH ATLANTIC F1
378301469 | TNB | DISTRIBUTION | WP PUTRAJAYA & CYBERJAYA | Existing | 11 kV |  | RYB | VCBJ/PCE/J24221 | SS 24.22 POSH ATLANTIC F1
378301475 | TNB | DISTRIBUTION | WP PUTRAJAYA & CYBERJAYA | Existing | 11 kV |  | RYB | VCBJ/PCE/J24221 | SS 24.22 POSH ATLANTIC F1
378301477 | TNB | DISTRIBUTION | WP PUTRAJAYA & CYBERJAYA | Existing | 11 kV |  | RYB | VCBJ/PCE/J24221 | SS 24.22 POSH ATLANTIC F1
378301480 | TNB | DISTRIBUTION | WP PUTRAJAYA & CYBERJAYA | Existing | 11 kV |  | RYB | VCBJ/PCE/J24221 | SS 24.22 POSH ATLANTIC F1
378301491 | TNB | DISTRIBUTION | WP PUTRAJAYA & CYBERJAYA | Existing | 11 kV |  | RYB | VCBJ/PCE/J24221 | SS 24.22 POSH ATLANTIC F1
378301498 | TNB | DISTRIBUTION | WP PUTRAJAYA & CYBERJAYA | Existing | 11 kV |  | RYB | VCBJ/PCE/J24222 | SS 24.22 POSH ATLANTIC F2
378301502 | TNB | DISTRIBUTION | WP PUTRAJAYA & CYBERJAYA | Existing | 11 kV |  | RYB | VCBJ/PCE/J24222 | SS 24.22 POSH ATLANTIC F2
378301506 | TNB | DISTRIBUTION | WP PUTRAJAYA & CYBERJAYA | Existing | 11 kV |  | RYB | VCBJ/PCE/J24222 | SS 24.22 POSH ATLANTIC F2
378301508 | TNB | DISTRIBUTION | WP PUTRAJAYA & CYBERJAYA | Existing | 11 kV |  | RYB | VCBJ/PCE/J24222 | SS 24.22 POSH ATLANTIC F2
378301510 | TNB | DISTRIBUTION | WP PUTRAJAYA & CYBERJAYA | Existing | 11 kV |  | RYB | VCBJ/PCE/J24222 | SS 24.22 POSH ATLANTIC F2
378301516 | TNB | DISTRIBUTION | WP PUTRAJAYA & CYBERJAYA | Existing | 11 kV |  | RYB | VCBJ/PCE/J24222 | SS 24.22 POSH ATLANTIC F2
378301518 | TNB | DISTRIBUTION | WP PUTRAJAYA & CYBERJAYA | Existing | 11 kV |  | RYB | VCBJ/PCE/J24222 | SS 24.22 POSH ATLANTIC F2
378301521 | TNB | DISTRIBUTION | WP PUTRAJAYA & CYBERJAYA | Existing | 11 kV |  | RYB | VCBJ/PCE/J24222 | SS 24.22 POSH ATLANTIC F2
378301532 | TNB | DISTRIBUTION | WP PUTRAJAYA & CYBERJAYA | Existing | 11 kV |  | RYB | VCBJ/PCE/J24222 | SS 24.22 POSH ATLANTIC F2
378301564 | TNB | DISTRIBUTION | WP PUTRAJAYA & CYBERJAYA | Existing | 11 kV |  | RYB | VCBJ/PCE/J22051 | PE 22.05 PADAT ROAD E
378301565 | TNB | DISTRIBUTION | WP PUTRAJAYA & CYBERJAYA | Existing | 11 kV |  | RYB | VCBJ/PCE/J22051 | PE 22.05 PADAT ROAD E
378301570 | TNB | DISTRIBUTION | WP PUTRAJAYA & CYBERJAYA | Existing | 11 kV |  | RYB | VCBJ/PCE/J22051 | PE 22.05 PADAT ROAD E
378301576 | TNB | DISTRIBUTION | WP PUTRAJAYA & CYBERJAYA | Existing | 11 kV |  | RYB | VCBJ/PCE/J22051 | PE 22.05 PADAT ROAD E
378301577 | TNB | DISTRIBUTION | WP PUTRAJAYA & CYBERJAYA | Existing | 11 kV |  | RYB | VCBJ/PCE/J22051 | PE 22.05 PADAT ROAD E
378301581 | TNB | DISTRIBUTION | WP PUTRAJAYA & CYBERJAYA | Existing | 11 kV |  | RYB | VCBJ/PCE/J22051 | PE 22.05 PADAT ROAD E
378301584 | TNB | DISTRIBUTION | WP PUTRAJAYA & CYBERJAYA | Existing | 11 kV |  | RYB | VCBJ/PCE/J22051 | PE 22.05 PADAT ROAD E
378301585 | TNB | DISTRIBUTION | WP PUTRAJAYA & CYBERJAYA | Existing | 11 kV |  | RYB | VCBJ/PCE/J22051 | PE 22.05 PADAT ROAD E
378301668 | TNB | DISTRIBUTION | WP PUTRAJAYA & CYBERJAYA | Existing | 11 kV |  | RYB | VCBJ/PCE/J22131 | PE 22.13 PADAT ROAD E1
378301669 | TNB | DISTRIBUTION | WP PUTRAJAYA & CYBERJAYA | Existing | 11 kV |  | RYB | VCBJ/PCE/J22131 | PE 22.13 PADAT ROAD E1
378301674 | TNB | DISTRIBUTION | WP PUTRAJAYA & CYBERJAYA | Existing | 11 kV |  | RYB | VCBJ/PCE/J22131 | PE 22.13 PADAT ROAD E1
378301680 | TNB | DISTRIBUTION | WP PUTRAJAYA & CYBERJAYA | Existing | 11 kV |  | RYB | VCBJ/PCE/J22131 | PE 22.13 PADAT ROAD E1
378301681 | TNB | DISTRIBUTION | WP PUTRAJAYA & CYBERJAYA | Existing | 11 kV |  | RYB | VCBJ/PCE/J22131 | PE 22.13 PADAT ROAD E1
378301685 | TNB | DISTRIBUTION | WP PUTRAJAYA & CYBERJAYA | Existing | 11 kV |  | RYB | VCBJ/PCE/J22131 | PE 22.13 PADAT ROAD E1
378301688 | TNB | DISTRIBUTION | WP PUTRAJAYA & CYBERJAYA | Existing | 11 kV |  | RYB | VCBJ/PCE/J22131 | PE 22.13 PADAT ROAD E1
378301689 | TNB | DISTRIBUTION | WP PUTRAJAYA & CYBERJAYA | Existing | 11 kV |  | RYB | VCBJ/PCE/J22131 | PE 22.13 PADAT ROAD E1
378301776 | TNB | DISTRIBUTION | WP PUTRAJAYA & CYBERJAYA | Existing | 11 kV |  | RYB | VCBJ/PCE/J00113 | SS 24.26 CYBERSQUARE 1
378301780 | TNB | DISTRIBUTION | WP PUTRAJAYA & CYBERJAYA | Existing | 11 kV |  | RYB | VCBJ/PCE/J00113 | SS 24.26 CYBERSQUARE 1
378301783 | TNB | DISTRIBUTION | WP PUTRAJAYA & CYBERJAYA | Existing | 11 kV |  | RYB | VCBJ/PCE/J00113 | SS 24.26 CYBERSQUARE 1
378301784 | TNB | DISTRIBUTION | WP PUTRAJAYA & CYBERJAYA | Existing | 11 kV |  | RYB | VCBJ/PCE/J00113 | SS 24.26 CYBERSQUARE 1
378301786 | TNB | DISTRIBUTION | WP PUTRAJAYA & CYBERJAYA | Existing | 11 kV |  | RYB | VCBJ/PCE/J00113 | SS 24.26 CYBERSQUARE 1
378301788 | TNB | DISTRIBUTION | WP PUTRAJAYA & CYBERJAYA | Existing | 11 kV |  | RYB | VCBJ/PCE/J00113 | SS 24.26 CYBERSQUARE 1
378301791 | TNB | DISTRIBUTION | WP PUTRAJAYA & CYBERJAYA | Existing | 11 kV |  | RYB | VCBJ/PCE/J00113 | SS 24.26 CYBERSQUARE 1
378301794 | TNB | DISTRIBUTION | WP PUTRAJAYA & CYBERJAYA | Existing | 11 kV |  | RYB | VCBJ/PCE/J00113 | SS 24.26 CYBERSQUARE 1
378301795 | TNB | DISTRIBUTION | WP PUTRAJAYA & CYBERJAYA | Existing | 11 kV |  | RYB | VCBJ/PCE/J00113 | SS 24.26 CYBERSQUARE 1
378301796 | TNB | DISTRIBUTION | WP PUTRAJAYA & CYBERJAYA | Existing | 11 kV |  | RYB | VCBJ/PCE/J00113 | SS 24.26 CYBERSQUARE 1
378301799 | TNB | DISTRIBUTION | WP PUTRAJAYA & CYBERJAYA | Existing | 11 kV |  | RYB | VCBJ/PCE/J00113 | SS 24.26 CYBERSQUARE 1
378301802 | TNB | DISTRIBUTION | WP PUTRAJAYA & CYBERJAYA | Existing | 11 kV |  | RYB | VCBJ/PCE/J00113 | SS 24.26 CYBERSQUARE 1
378301810 | TNB | DISTRIBUTION | WP PUTRAJAYA & CYBERJAYA | Existing | 11 kV |  | RYB | VCBJ/PCE/J00113 | SS 24.26 CYBERSQUARE 1
378301817 | TNB | DISTRIBUTION | WP PUTRAJAYA & CYBERJAYA | Existing | 11 kV |  | RYB | VCBJ/PCE/J00341 | SS 24.28 CYBERSQUARE 3
378301821 | TNB | DISTRIBUTION | WP PUTRAJAYA & CYBERJAYA | Existing | 11 kV |  | RYB | VCBJ/PCE/J00341 | SS 24.28 CYBERSQUARE 3
378301824 | TNB | DISTRIBUTION | WP PUTRAJAYA & CYBERJAYA | Existing | 11 kV |  | RYB | VCBJ/PCE/J00341 | SS 24.28 CYBERSQUARE 3
378301825 | TNB | DISTRIBUTION | WP PUTRAJAYA & CYBERJAYA | Existing | 11 kV |  | RYB | VCBJ/PCE/J00341 | SS 24.28 CYBERSQUARE 3
378301827 | TNB | DISTRIBUTION | WP PUTRAJAYA & CYBERJAYA | Existing | 11 kV |  | RYB | VCBJ/PCE/J00341 | SS 24.28 CYBERSQUARE 3
378301829 | TNB | DISTRIBUTION | WP PUTRAJAYA & CYBERJAYA | Existing | 11 kV |  | RYB | VCBJ/PCE/J00341 | SS 24.28 CYBERSQUARE 3
378301832 | TNB | DISTRIBUTION | WP PUTRAJAYA & CYBERJAYA | Existing | 11 kV |  | RYB | VCBJ/PCE/J00341 | SS 24.28 CYBERSQUARE 3
378301835 | TNB | DISTRIBUTION | WP PUTRAJAYA & CYBERJAYA | Existing | 11 kV |  | RYB | VCBJ/PCE/J00341 | SS 24.28 CYBERSQUARE 3
378301836 | TNB | DISTRIBUTION | WP PUTRAJAYA & CYBERJAYA | Existing | 11 kV |  | RYB | VCBJ/PCE/J00341 | SS 24.28 CYBERSQUARE 3
378301837 | TNB | DISTRIBUTION | WP PUTRAJAYA & CYBERJAYA | Existing | 11 kV |  | RYB | VCBJ/PCE/J00341 | SS 24.28 CYBERSQUARE 3
378301840 | TNB | DISTRIBUTION | WP PUTRAJAYA & CYBERJAYA | Existing | 11 kV |  | RYB | VCBJ/PCE/J00341 | SS 24.28 CYBERSQUARE 3
378301843 | TNB | DISTRIBUTION | WP PUTRAJAYA & CYBERJAYA | Existing | 11 kV |  | RYB | VCBJ/PCE/J00341 | SS 24.28 CYBERSQUARE 3
378301851 | TNB | DISTRIBUTION | WP PUTRAJAYA & CYBERJAYA | Existing | 11 kV |  | RYB | VCBJ/PCE/J00341 | SS 24.28 CYBERSQUARE 3
378301858 | TNB | DISTRIBUTION | WP PUTRAJAYA & CYBERJAYA | Existing | 11 kV |  | RYB | VCBJ/PCE/J24271 | SS 24.27 CYBERSQUARE 2 F1
378301862 | TNB | DISTRIBUTION | WP PUTRAJAYA & CYBERJAYA | Existing | 11 kV |  | RYB | VCBJ/PCE/J24271 | SS 24.27 CYBERSQUARE 2 F1
378301866 | TNB | DISTRIBUTION | WP PUTRAJAYA & CYBERJAYA | Existing | 11 kV |  | RYB | VCBJ/PCE/J24271 | SS 24.27 CYBERSQUARE 2 F1
378301868 | TNB | DISTRIBUTION | WP PUTRAJAYA & CYBERJAYA | Existing | 11 kV |  | RYB | VCBJ/PCE/J24271 | SS 24.27 CYBERSQUARE 2 F1
378301870 | TNB | DISTRIBUTION | WP PUTRAJAYA & CYBERJAYA | Existing | 11 kV |  | RYB | VCBJ/PCE/J24271 | SS 24.27 CYBERSQUARE 2 F1
378301876 | TNB | DISTRIBUTION | WP PUTRAJAYA & CYBERJAYA | Existing | 11 kV |  | RYB | VCBJ/PCE/J24271 | SS 24.27 CYBERSQUARE 2 F1
378301878 | TNB | DISTRIBUTION | WP PUTRAJAYA & CYBERJAYA | Existing | 11 kV |  | RYB | VCBJ/PCE/J24271 | SS 24.27 CYBERSQUARE 2 F1
378301881 | TNB | DISTRIBUTION | WP PUTRAJAYA & CYBERJAYA | Existing | 11 kV |  | RYB | VCBJ/PCE/J24271 | SS 24.27 CYBERSQUARE 2 F1
378301892 | TNB | DISTRIBUTION | WP PUTRAJAYA & CYBERJAYA | Existing | 11 kV |  | RYB | VCBJ/PCE/J24271 | SS 24.27 CYBERSQUARE 2 F1
378301925 | TNB | DISTRIBUTION | WP PUTRAJAYA & CYBERJAYA | Existing | 11 kV |  | RYB | VCBJ/PCE/J24081 | SS 24.08 EMERALD DOMAIN F1
378301929 | TNB | DISTRIBUTION | WP PUTRAJAYA & CYBERJAYA | Existing | 11 kV |  | RYB | VCBJ/PCE/J24081 | SS 24.08 EMERALD DOMAIN F1
378301933 | TNB | DISTRIBUTION | WP PUTRAJAYA & CYBERJAYA | Existing | 11 kV |  | RYB | VCBJ/PCE/J24081 | SS 24.08 EMERALD DOMAIN F1
378301935 | TNB | DISTRIBUTION | WP PUTRAJAYA & CYBERJAYA | Existing | 11 kV |  | RYB | VCBJ/PCE/J24081 | SS 24.08 EMERALD DOMAIN F1
378301937 | TNB | DISTRIBUTION | WP PUTRAJAYA & CYBERJAYA | Existing | 11 kV |  | RYB | VCBJ/PCE/J24081 | SS 24.08 EMERALD DOMAIN F1
378301943 | TNB | DISTRIBUTION | WP PUTRAJAYA & CYBERJAYA | Existing | 11 kV |  | RYB | VCBJ/PCE/J24081 | SS 24.08 EMERALD DOMAIN F1
378301945 | TNB | DISTRIBUTION | WP PUTRAJAYA & CYBERJAYA | Existing | 11 kV |  | RYB | VCBJ/PCE/J24081 | SS 24.08 EMERALD DOMAIN F1
378301948 | TNB | DISTRIBUTION | WP PUTRAJAYA & CYBERJAYA | Existing | 11 kV |  | RYB | VCBJ/PCE/J24081 | SS 24.08 EMERALD DOMAIN F1
378301959 | TNB | DISTRIBUTION | WP PUTRAJAYA & CYBERJAYA | Existing | 11 kV |  | RYB | VCBJ/PCE/J24081 | SS 24.08 EMERALD DOMAIN F1
378301966 | TNB | DISTRIBUTION | WP PUTRAJAYA & CYBERJAYA | Existing | 11 kV |  | RYB | VCBJ/PCE/J24082 | SS 24.08 EMERALD DOMAIN F2
378301970 | TNB | DISTRIBUTION | WP PUTRAJAYA & CYBERJAYA | Existing | 11 kV |  | RYB | VCBJ/PCE/J24082 | SS 24.08 EMERALD DOMAIN F2
378301974 | TNB | DISTRIBUTION | WP PUTRAJAYA & CYBERJAYA | Existing | 11 kV |  | RYB | VCBJ/PCE/J24082 | SS 24.08 EMERALD DOMAIN F2
378301976 | TNB | DISTRIBUTION | WP PUTRAJAYA & CYBERJAYA | Existing | 11 kV |  | RYB | VCBJ/PCE/J24082 | SS 24.08 EMERALD DOMAIN F2
378301978 | TNB | DISTRIBUTION | WP PUTRAJAYA & CYBERJAYA | Existing | 11 kV |  | RYB | VCBJ/PCE/J24082 | SS 24.08 EMERALD DOMAIN F2
378301984 | TNB | DISTRIBUTION | WP PUTRAJAYA & CYBERJAYA | Existing | 11 kV |  | RYB | VCBJ/PCE/J24082 | SS 24.08 EMERALD DOMAIN F2
378301986 | TNB | DISTRIBUTION | WP PUTRAJAYA & CYBERJAYA | Existing | 11 kV |  | RYB | VCBJ/PCE/J24082 | SS 24.08 EMERALD DOMAIN F2
378301989 | TNB | DISTRIBUTION | WP PUTRAJAYA & CYBERJAYA | Existing | 11 kV |  | RYB | VCBJ/PCE/J24082 | SS 24.08 EMERALD DOMAIN F2
378302000 | TNB | DISTRIBUTION | WP PUTRAJAYA & CYBERJAYA | Existing | 11 kV |  | RYB | VCBJ/PCE/J24082 | SS 24.08 EMERALD DOMAIN F2
378302002 | TNB | DISTRIBUTION | WP PUTRAJAYA & CYBERJAYA | Existing | 11 kV |  | RYB | VCBJ/PCE/J21221 | PE 21.22 CYBERVIEW NO.1
378302003 | TNB | DISTRIBUTION | WP PUTRAJAYA & CYBERJAYA | Existing | 11 kV |  | RYB | VCBJ/PCE/J21221 | PE 21.22 CYBERVIEW NO.1
378302004 | TNB | DISTRIBUTION | WP PUTRAJAYA & CYBERJAYA | Existing | 11 kV |  | RYB | VCBJ/PCE/J21221 | PE 21.22 CYBERVIEW NO.1
378302011 | TNB | DISTRIBUTION | WP PUTRAJAYA & CYBERJAYA | Existing | 11 kV |  | RYB | VCBJ/PCE/J21221 | PE 21.22 CYBERVIEW NO.1
378302014 | TNB | DISTRIBUTION | WP PUTRAJAYA & CYBERJAYA | Existing | 11 kV |  | RYB | VCBJ/PCE/J21221 | PE 21.22 CYBERVIEW NO.1
378302015 | TNB | DISTRIBUTION | WP PUTRAJAYA & CYBERJAYA | Existing | 11 kV |  | RYB | VCBJ/PCE/J21221 | PE 21.22 CYBERVIEW NO.1
378302016 | TNB | DISTRIBUTION | WP PUTRAJAYA & CYBERJAYA | Existing | 11 kV |  | RYB | VCBJ/PCE/J21221 | PE 21.22 CYBERVIEW NO.1
378302018 | TNB | DISTRIBUTION | WP PUTRAJAYA & CYBERJAYA | Existing | 11 kV |  | RYB | VCBJ/PCE/J21221 | PE 21.22 CYBERVIEW NO.1
378302019 | TNB | DISTRIBUTION | WP PUTRAJAYA & CYBERJAYA | Existing | 11 kV |  | RYB | VCBJ/PCE/J21221 | PE 21.22 CYBERVIEW NO.1
378302021 | TNB | DISTRIBUTION | WP PUTRAJAYA & CYBERJAYA | Existing | 11 kV |  | RYB | VCBJ/PCE/J21221 | PE 21.22 CYBERVIEW NO.1
378302029 | TNB | DISTRIBUTION | WP PUTRAJAYA & CYBERJAYA | Existing | 11 kV |  | RYB | VCBJ/PCE/J21221 | PE 21.22 CYBERVIEW NO.1
378310012 | TNB | DISTRIBUTION | WP PUTRAJAYA & CYBERJAYA | Existing | 11 kV |  | RYB | VPTJ/PCE/J11071 | PE 11.07 PADAT ZON 1
378310013 | TNB | DISTRIBUTION | WP PUTRAJAYA & CYBERJAYA | Existing | 11 kV |  | RYB | VPTJ/PCE/J11071 | PE 11.07 PADAT ZON 1
378310018 | TNB | DISTRIBUTION | WP PUTRAJAYA & CYBERJAYA | Existing | 11 kV |  | RYB | VPTJ/PCE/J11071 | PE 11.07 PADAT ZON 1
378310024 | TNB | DISTRIBUTION | WP PUTRAJAYA & CYBERJAYA | Existing | 11 kV |  | RYB | VPTJ/PCE/J11071 | PE 11.07 PADAT ZON 1
378310025 | TNB | DISTRIBUTION | WP PUTRAJAYA & CYBERJAYA | Existing | 11 kV |  | RYB | VPTJ/PCE/J11071 | PE 11.07 PADAT ZON 1
378310029 | TNB | DISTRIBUTION | WP PUTRAJAYA & CYBERJAYA | Existing | 11 kV |  | RYB | VPTJ/PCE/J11071 | PE 11.07 PADAT ZON 1
378310032 | TNB | DISTRIBUTION | WP PUTRAJAYA & CYBERJAYA | Existing | 11 kV |  | RYB | VPTJ/PCE/J11071 | PE 11.07 PADAT ZON 1
378310033 | TNB | DISTRIBUTION | WP PUTRAJAYA & CYBERJAYA | Existing | 11 kV |  | RYB | VPTJ/PCE/J11071 | PE 11.07 PADAT ZON 1
378310108 | TNB | DISTRIBUTION | WP PUTRAJAYA & CYBERJAYA | Existing | 11 kV |  | RYB | VPTJ/PCE/J11041 | PE 11.04 P11A1/12 TERES (EFI) (F1)
378310109 | TNB | DISTRIBUTION | WP PUTRAJAYA & CYBERJAYA | Existing | 11 kV |  | RYB | VPTJ/PCE/J11041 | PE 11.04 P11A1/12 TERES (EFI) (F1)
378310114 | TNB | DISTRIBUTION | WP PUTRAJAYA & CYBERJAYA | Existing | 11 kV |  | RYB | VPTJ/PCE/J11041 | PE 11.04 P11A1/12 TERES (EFI) (F1)
378310120 | TNB | DISTRIBUTION | WP PUTRAJAYA & CYBERJAYA | Existing | 11 kV |  | RYB | VPTJ/PCE/J11041 | PE 11.04 P11A1/12 TERES (EFI) (F1)
378310121 | TNB | DISTRIBUTION | WP PUTRAJAYA & CYBERJAYA | Existing | 11 kV |  | RYB | VPTJ/PCE/J11041 | PE 11.04 P11A1/12 TERES (EFI) (F1)
378310125 | TNB | DISTRIBUTION | WP PUTRAJAYA & CYBERJAYA | Existing | 11 kV |  | RYB | VPTJ/PCE/J11041 | PE 11.04 P11A1/12 TERES (EFI) (F1)
378310128 | TNB | DISTRIBUTION | WP PUTRAJAYA & CYBERJAYA | Existing | 11 kV |  | RYB | VPTJ/PCE/J11041 | PE 11.04 P11A1/12 TERES (EFI) (F1)
378310129 | TNB | DISTRIBUTION | WP PUTRAJAYA & CYBERJAYA | Existing | 11 kV |  | RYB | VPTJ/PCE/J11041 | PE 11.04 P11A1/12 TERES (EFI) (F1)
378310199 | TNB | DISTRIBUTION | WP PUTRAJAYA & CYBERJAYA | Existing | 11 kV |  | RYB | VPTJ/PCE/J11042 | PE 11.04 P11A1/12 TERES (EFI) (F2)
378310200 | TNB | DISTRIBUTION | WP PUTRAJAYA & CYBERJAYA | Existing | 11 kV |  | RYB | VPTJ/PCE/J11042 | PE 11.04 P11A1/12 TERES (EFI) (F2)
378310205 | TNB | DISTRIBUTION | WP PUTRAJAYA & CYBERJAYA | Existing | 11 kV |  | RYB | VPTJ/PCE/J11042 | PE 11.04 P11A1/12 TERES (EFI) (F2)
378310211 | TNB | DISTRIBUTION | WP PUTRAJAYA & CYBERJAYA | Existing | 11 kV |  | RYB | VPTJ/PCE/J11042 | PE 11.04 P11A1/12 TERES (EFI) (F2)
378310212 | TNB | DISTRIBUTION | WP PUTRAJAYA & CYBERJAYA | Existing | 11 kV |  | RYB | VPTJ/PCE/J11042 | PE 11.04 P11A1/12 TERES (EFI) (F2)
378310216 | TNB | DISTRIBUTION | WP PUTRAJAYA & CYBERJAYA | Existing | 11 kV |  | RYB | VPTJ/PCE/J11042 | PE 11.04 P11A1/12 TERES (EFI) (F2)
378310219 | TNB | DISTRIBUTION | WP PUTRAJAYA & CYBERJAYA | Existing | 11 kV |  | RYB | VPTJ/PCE/J11042 | PE 11.04 P11A1/12 TERES (EFI) (F2)
378310220 | TNB | DISTRIBUTION | WP PUTRAJAYA & CYBERJAYA | Existing | 11 kV |  | RYB | VPTJ/PCE/J11042 | PE 11.04 P11A1/12 TERES (EFI) (F2)
378310293 | TNB | DISTRIBUTION | WP PUTRAJAYA & CYBERJAYA | Existing | 11 kV |  | RYB | VPTJ/PCE/J11081 | PE 11.08 P11A2/5 TERES (EFI) (F1)
378310294 | TNB | DISTRIBUTION | WP PUTRAJAYA & CYBERJAYA | Existing | 11 kV |  | RYB | VPTJ/PCE/J11081 | PE 11.08 P11A2/5 TERES (EFI) (F1)
378310299 | TNB | DISTRIBUTION | WP PUTRAJAYA & CYBERJAYA | Existing | 11 kV |  | RYB | VPTJ/PCE/J11081 | PE 11.08 P11A2/5 TERES (EFI) (F1)
378310305 | TNB | DISTRIBUTION | WP PUTRAJAYA & CYBERJAYA | Existing | 11 kV |  | RYB | VPTJ/PCE/J11081 | PE 11.08 P11A2/5 TERES (EFI) (F1)
378310306 | TNB | DISTRIBUTION | WP PUTRAJAYA & CYBERJAYA | Existing | 11 kV |  | RYB | VPTJ/PCE/J11081 | PE 11.08 P11A2/5 TERES (EFI) (F1)
378310310 | TNB | DISTRIBUTION | WP PUTRAJAYA & CYBERJAYA | Existing | 11 kV |  | RYB | VPTJ/PCE/J11081 | PE 11.08 P11A2/5 TERES (EFI) (F1)
378310313 | TNB | DISTRIBUTION | WP PUTRAJAYA & CYBERJAYA | Existing | 11 kV |  | RYB | VPTJ/PCE/J11081 | PE 11.08 P11A2/5 TERES (EFI) (F1)
378310314 | TNB | DISTRIBUTION | WP PUTRAJAYA & CYBERJAYA | Existing | 11 kV |  | RYB | VPTJ/PCE/J11081 | PE 11.08 P11A2/5 TERES (EFI) (F1)
378310385 | TNB | DISTRIBUTION | WP PUTRAJAYA & CYBERJAYA | Existing | 11 kV |  | RYB | VPTJ/PCE/J11082 | PE 11.08 P11A2/5 TERES (EFI) (F2)
378310386 | TNB | DISTRIBUTION | WP PUTRAJAYA & CYBERJAYA | Existing | 11 kV |  | RYB | VPTJ/PCE/J11082 | PE 11.08 P11A2/5 TERES (EFI) (F2)
378310391 | TNB | DISTRIBUTION | WP PUTRAJAYA & CYBERJAYA | Existing | 11 kV |  | RYB | VPTJ/PCE/J11082 | PE 11.08 P11A2/5 TERES (EFI) (F2)
378310397 | TNB | DISTRIBUTION | WP PUTRAJAYA & CYBERJAYA | Existing | 11 kV |  | RYB | VPTJ/PCE/J11082 | PE 11.08 P11A2/5 TERES (EFI) (F2)
378310398 | TNB | DISTRIBUTION | WP PUTRAJAYA & CYBERJAYA | Existing | 11 kV |  | RYB | VPTJ/PCE/J11082 | PE 11.08 P11A2/5 TERES (EFI) (F2)
378310402 | TNB | DISTRIBUTION | WP PUTRAJAYA & CYBERJAYA | Existing | 11 kV |  | RYB | VPTJ/PCE/J11082 | PE 11.08 P11A2/5 TERES (EFI) (F2)
378310405 | TNB | DISTRIBUTION | WP PUTRAJAYA & CYBERJAYA | Existing | 11 kV |  | RYB | VPTJ/PCE/J11082 | PE 11.08 P11A2/5 TERES (EFI) (F2)
378310406 | TNB | DISTRIBUTION | WP PUTRAJAYA & CYBERJAYA | Existing | 11 kV |  | RYB | VPTJ/PCE/J11082 | PE 11.08 P11A2/5 TERES (EFI) (F2)
378310419 | TNB | DISTRIBUTION | WP PUTRAJAYA & CYBERJAYA | Existing | 11 kV |  | RYB | VPTJ/PCE/J11671 | PE 11.67 PS9 (F1)
378310420 | TNB | DISTRIBUTION | WP PUTRAJAYA & CYBERJAYA | Existing | 11 kV |  | RYB | VPTJ/PCE/J11671 | PE 11.67 PS9 (F1)
378310425 | TNB | DISTRIBUTION | WP PUTRAJAYA & CYBERJAYA | Existing | 11 kV |  | RYB | VPTJ/PCE/J11671 | PE 11.67 PS9 (F1)
378310431 | TNB | DISTRIBUTION | WP PUTRAJAYA & CYBERJAYA | Existing | 11 kV |  | RYB | VPTJ/PCE/J11671 | PE 11.67 PS9 (F1)
378310432 | TNB | DISTRIBUTION | WP PUTRAJAYA & CYBERJAYA | Existing | 11 kV |  | RYB | VPTJ/PCE/J11671 | PE 11.67 PS9 (F1)
378310436 | TNB | DISTRIBUTION | WP PUTRAJAYA & CYBERJAYA | Existing | 11 kV |  | RYB | VPTJ/PCE/J11671 | PE 11.67 PS9 (F1)
378310439 | TNB | DISTRIBUTION | WP PUTRAJAYA & CYBERJAYA | Existing | 11 kV |  | RYB | VPTJ/PCE/J11671 | PE 11.67 PS9 (F1)
378310440 | TNB | DISTRIBUTION | WP PUTRAJAYA & CYBERJAYA | Existing | 11 kV |  | RYB | VPTJ/PCE/J11671 | PE 11.67 PS9 (F1)
378310540 | TNB | DISTRIBUTION | WP PUTRAJAYA & CYBERJAYA | Existing | 11 kV |  | RYB | VPTJ/PCE/J11672 | PE 11.67 PS9 (F2)
378310541 | TNB | DISTRIBUTION | WP PUTRAJAYA & CYBERJAYA | Existing | 11 kV |  | RYB | VPTJ/PCE/J11672 | PE 11.67 PS9 (F2)
378310546 | TNB | DISTRIBUTION | WP PUTRAJAYA & CYBERJAYA | Existing | 11 kV |  | RYB | VPTJ/PCE/J11672 | PE 11.67 PS9 (F2)
378310552 | TNB | DISTRIBUTION | WP PUTRAJAYA & CYBERJAYA | Existing | 11 kV |  | RYB | VPTJ/PCE/J11672 | PE 11.67 PS9 (F2)
378310553 | TNB | DISTRIBUTION | WP PUTRAJAYA & CYBERJAYA | Existing | 11 kV |  | RYB | VPTJ/PCE/J11672 | PE 11.67 PS9 (F2)
378310557 | TNB | DISTRIBUTION | WP PUTRAJAYA & CYBERJAYA | Existing | 11 kV |  | RYB | VPTJ/PCE/J11672 | PE 11.67 PS9 (F2)
378310560 | TNB | DISTRIBUTION | WP PUTRAJAYA & CYBERJAYA | Existing | 11 kV |  | RYB | VPTJ/PCE/J11672 | PE 11.67 PS9 (F2)
378310561 | TNB | DISTRIBUTION | WP PUTRAJAYA & CYBERJAYA | Existing | 11 kV |  | RYB | VPTJ/PCE/J11672 | PE 11.67 PS9 (F2)
378310639 | TNB | DISTRIBUTION | WP PUTRAJAYA & CYBERJAYA | Existing | 11 kV |  | RYB | VPTJ/PCE/J11091 | PE 11.09 P11A2/5 TERES (EFI) (F1)
378310640 | TNB | DISTRIBUTION | WP PUTRAJAYA & CYBERJAYA | Existing | 11 kV |  | RYB | VPTJ/PCE/J11091 | PE 11.09 P11A2/5 TERES (EFI) (F1)
378310645 | TNB | DISTRIBUTION | WP PUTRAJAYA & CYBERJAYA | Existing | 11 kV |  | RYB | VPTJ/PCE/J11091 | PE 11.09 P11A2/5 TERES (EFI) (F1)
378310651 | TNB | DISTRIBUTION | WP PUTRAJAYA & CYBERJAYA | Existing | 11 kV |  | RYB | VPTJ/PCE/J11091 | PE 11.09 P11A2/5 TERES (EFI) (F1)
378310652 | TNB | DISTRIBUTION | WP PUTRAJAYA & CYBERJAYA | Existing | 11 kV |  | RYB | VPTJ/PCE/J11091 | PE 11.09 P11A2/5 TERES (EFI) (F1)
378310656 | TNB | DISTRIBUTION | WP PUTRAJAYA & CYBERJAYA | Existing | 11 kV |  | RYB | VPTJ/PCE/J11091 | PE 11.09 P11A2/5 TERES (EFI) (F1)
378310659 | TNB | DISTRIBUTION | WP PUTRAJAYA & CYBERJAYA | Existing | 11 kV |  | RYB | VPTJ/PCE/J11091 | PE 11.09 P11A2/5 TERES (EFI) (F1)
378310660 | TNB | DISTRIBUTION | WP PUTRAJAYA & CYBERJAYA | Existing | 11 kV |  | RYB | VPTJ/PCE/J11091 | PE 11.09 P11A2/5 TERES (EFI) (F1)
378310737 | TNB | DISTRIBUTION | WP PUTRAJAYA & CYBERJAYA | Existing | 11 kV |  | RYB | VPTJ/PCE/J11092 | PE 11.09 P11A2/5 TERES (EFI) (F2)
378310738 | TNB | DISTRIBUTION | WP PUTRAJAYA & CYBERJAYA | Existing | 11 kV |  | RYB | VPTJ/PCE/J11092 | PE 11.09 P11A2/5 TERES (EFI) (F2)
378310743 | TNB | DISTRIBUTION | WP PUTRAJAYA & CYBERJAYA | Existing | 11 kV |  | RYB | VPTJ/PCE/J11092 | PE 11.09 P11A2/5 TERES (EFI) (F2)
378310749 | TNB | DISTRIBUTION | WP PUTRAJAYA & CYBERJAYA | Existing | 11 kV |  | RYB | VPTJ/PCE/J11092 | PE 11.09 P11A2/5 TERES (EFI) (F2)
378310750 | TNB | DISTRIBUTION | WP PUTRAJAYA & CYBERJAYA | Existing | 11 kV |  | RYB | VPTJ/PCE/J11092 | PE 11.09 P11A2/5 TERES (EFI) (F2)
378310754 | TNB | DISTRIBUTION | WP PUTRAJAYA & CYBERJAYA | Existing | 11 kV |  | RYB | VPTJ/PCE/J11092 | PE 11.09 P11A2/5 TERES (EFI) (F2)
378310757 | TNB | DISTRIBUTION | WP PUTRAJAYA & CYBERJAYA | Existing | 11 kV |  | RYB | VPTJ/PCE/J11092 | PE 11.09 P11A2/5 TERES (EFI) (F2)
378310758 | TNB | DISTRIBUTION | WP PUTRAJAYA & CYBERJAYA | Existing | 11 kV |  | RYB | VPTJ/PCE/J11092 | PE 11.09 P11A2/5 TERES (EFI) (F2)
378310869 | TNB | DISTRIBUTION | WP PUTRAJAYA & CYBERJAYA | Existing | 11 kV |  | RYB | VPTJ/PCE/J11031 | PE 11.03 P11A1/12 TERES (F1)
378310880 | TNB | DISTRIBUTION | WP PUTRAJAYA & CYBERJAYA | Existing | 11 kV |  | RYB | VPTJ/PCE/J11031 | PE 11.03 P11A1/12 TERES (F1)
378310881 | TNB | DISTRIBUTION | WP PUTRAJAYA & CYBERJAYA | Existing | 11 kV |  | RYB | VPTJ/PCE/J11031 | PE 11.03 P11A1/12 TERES (F1)
378310890 | TNB | DISTRIBUTION | WP PUTRAJAYA & CYBERJAYA | Existing | 11 kV |  | RYB | VPTJ/PCE/J11031 | PE 11.03 P11A1/12 TERES (F1)
378310896 | TNB | DISTRIBUTION | WP PUTRAJAYA & CYBERJAYA | Existing | 11 kV |  | RYB | VPTJ/PCE/J11031 | PE 11.03 P11A1/12 TERES (F1)
378310898 | TNB | DISTRIBUTION | WP PUTRAJAYA & CYBERJAYA | Existing | 11 kV |  | RYB | VPTJ/PCE/J11031 | PE 11.03 P11A1/12 TERES (F1)
378310900 | TNB | DISTRIBUTION | WP PUTRAJAYA & CYBERJAYA | Existing | 11 kV |  | RYB | VPTJ/PCE/J11031 | PE 11.03 P11A1/12 TERES (F1)
378310906 | TNB | DISTRIBUTION | WP PUTRAJAYA & CYBERJAYA | Existing | 11 kV |  | RYB | VPTJ/PCE/J11031 | PE 11.03 P11A1/12 TERES (F1)
378310985 | TNB | DISTRIBUTION | WP PUTRAJAYA & CYBERJAYA | Existing | 11 kV |  | RYB | VPTJ/PCE/J11032 | PE 11.03 P11A1/12 TERES (F2)
378310996 | TNB | DISTRIBUTION | WP PUTRAJAYA & CYBERJAYA | Existing | 11 kV |  | RYB | VPTJ/PCE/J11032 | PE 11.03 P11A1/12 TERES (F2)
378310997 | TNB | DISTRIBUTION | WP PUTRAJAYA & CYBERJAYA | Existing | 11 kV |  | RYB | VPTJ/PCE/J11032 | PE 11.03 P11A1/12 TERES (F2)
378311006 | TNB | DISTRIBUTION | WP PUTRAJAYA & CYBERJAYA | Existing | 11 kV |  | RYB | VPTJ/PCE/J11032 | PE 11.03 P11A1/12 TERES (F2)
378311012 | TNB | DISTRIBUTION | WP PUTRAJAYA & CYBERJAYA | Existing | 11 kV |  | RYB | VPTJ/PCE/J11032 | PE 11.03 P11A1/12 TERES (F2)
378311014 | TNB | DISTRIBUTION | WP PUTRAJAYA & CYBERJAYA | Existing | 11 kV |  | RYB | VPTJ/PCE/J11032 | PE 11.03 P11A1/12 TERES (F2)
378311016 | TNB | DISTRIBUTION | WP PUTRAJAYA & CYBERJAYA | Existing | 11 kV |  | RYB | VPTJ/PCE/J11032 | PE 11.03 P11A1/12 TERES (F2)
378311022 | TNB | DISTRIBUTION | WP PUTRAJAYA & CYBERJAYA | Existing | 11 kV |  | RYB | VPTJ/PCE/J11032 | PE 11.03 P11A1/12 TERES (F2)
378311097 | TNB | DISTRIBUTION | WP PUTRAJAYA & CYBERJAYA | Existing | 11 kV |  | RYB | VPTJ/PCE/J11021 | PE 11.02 BLOK 3A (F1)
378311098 | TNB | DISTRIBUTION | WP PUTRAJAYA & CYBERJAYA | Existing | 11 kV |  | RYB | VPTJ/PCE/J11021 | PE 11.02 BLOK 3A (F1)
378311103 | TNB | DISTRIBUTION | WP PUTRAJAYA & CYBERJAYA | Existing | 11 kV |  | RYB | VPTJ/PCE/J11021 | PE 11.02 BLOK 3A (F1)
378311109 | TNB | DISTRIBUTION | WP PUTRAJAYA & CYBERJAYA | Existing | 11 kV |  | RYB | VPTJ/PCE/J11021 | PE 11.02 BLOK 3A (F1)
378311110 | TNB | DISTRIBUTION | WP PUTRAJAYA & CYBERJAYA | Existing | 11 kV |  | RYB | VPTJ/PCE/J11021 | PE 11.02 BLOK 3A (F1)
378311114 | TNB | DISTRIBUTION | WP PUTRAJAYA & CYBERJAYA | Existing | 11 kV |  | RYB | VPTJ/PCE/J11021 | PE 11.02 BLOK 3A (F1)
378311117 | TNB | DISTRIBUTION | WP PUTRAJAYA & CYBERJAYA | Existing | 11 kV |  | RYB | VPTJ/PCE/J11021 | PE 11.02 BLOK 3A (F1)
378311118 | TNB | DISTRIBUTION | WP PUTRAJAYA & CYBERJAYA | Existing | 11 kV |  | RYB | VPTJ/PCE/J11021 | PE 11.02 BLOK 3A (F1)
378311315 | TNB | DISTRIBUTION | WP PUTRAJAYA & CYBERJAYA | Existing | 11 kV |  | RYB | VPTJ/PCE/J11022 | PE 11.02 BLOK 3A (F2)
378311316 | TNB | DISTRIBUTION | WP PUTRAJAYA & CYBERJAYA | Existing | 11 kV |  | RYB | VPTJ/PCE/J11022 | PE 11.02 BLOK 3A (F2)
378311321 | TNB | DISTRIBUTION | WP PUTRAJAYA & CYBERJAYA | Existing | 11 kV |  | RYB | VPTJ/PCE/J11022 | PE 11.02 BLOK 3A (F2)
378311327 | TNB | DISTRIBUTION | WP PUTRAJAYA & CYBERJAYA | Existing | 11 kV |  | RYB | VPTJ/PCE/J11022 | PE 11.02 BLOK 3A (F2)
378311328 | TNB | DISTRIBUTION | WP PUTRAJAYA & CYBERJAYA | Existing | 11 kV |  | RYB | VPTJ/PCE/J11022 | PE 11.02 BLOK 3A (F2)
378311332 | TNB | DISTRIBUTION | WP PUTRAJAYA & CYBERJAYA | Existing | 11 kV |  | RYB | VPTJ/PCE/J11022 | PE 11.02 BLOK 3A (F2)
378311335 | TNB | DISTRIBUTION | WP PUTRAJAYA & CYBERJAYA | Existing | 11 kV |  | RYB | VPTJ/PCE/J11022 | PE 11.02 BLOK 3A (F2)
378311336 | TNB | DISTRIBUTION | WP PUTRAJAYA & CYBERJAYA | Existing | 11 kV |  | RYB | VPTJ/PCE/J11022 | PE 11.02 BLOK 3A (F2)
378311723 | TNB | DISTRIBUTION | WP PUTRAJAYA & CYBERJAYA | Existing | 11 kV |  | RYB | VPTJ/PCE/J11201 | PE 11.20 WR5
378311724 | TNB | DISTRIBUTION | WP PUTRAJAYA & CYBERJAYA | Existing | 11 kV |  | RYB | VPTJ/PCE/J11201 | PE 11.20 WR5
378311729 | TNB | DISTRIBUTION | WP PUTRAJAYA & CYBERJAYA | Existing | 11 kV |  | RYB | VPTJ/PCE/J11201 | PE 11.20 WR5
378311735 | TNB | DISTRIBUTION | WP PUTRAJAYA & CYBERJAYA | Existing | 11 kV |  | RYB | VPTJ/PCE/J11201 | PE 11.20 WR5
378311736 | TNB | DISTRIBUTION | WP PUTRAJAYA & CYBERJAYA | Existing | 11 kV |  | RYB | VPTJ/PCE/J11201 | PE 11.20 WR5
378311740 | TNB | DISTRIBUTION | WP PUTRAJAYA & CYBERJAYA | Existing | 11 kV |  | RYB | VPTJ/PCE/J11201 | PE 11.20 WR5
378311743 | TNB | DISTRIBUTION | WP PUTRAJAYA & CYBERJAYA | Existing | 11 kV |  | RYB | VPTJ/PCE/J11201 | PE 11.20 WR5
378311744 | TNB | DISTRIBUTION | WP PUTRAJAYA & CYBERJAYA | Existing | 11 kV |  | RYB | VPTJ/PCE/J11201 | PE 11.20 WR5
378311832 | TNB | DISTRIBUTION | WP PUTRAJAYA & CYBERJAYA | Existing | 11 kV |  | RYB | VPTJ/PCE/J11481 | PE 11.48 BALAI POLIS
378311833 | TNB | DISTRIBUTION | WP PUTRAJAYA & CYBERJAYA | Existing | 11 kV |  | RYB | VPTJ/PCE/J11481 | PE 11.48 BALAI POLIS
378311838 | TNB | DISTRIBUTION | WP PUTRAJAYA & CYBERJAYA | Existing | 11 kV |  | RYB | VPTJ/PCE/J11481 | PE 11.48 BALAI POLIS
378311844 | TNB | DISTRIBUTION | WP PUTRAJAYA & CYBERJAYA | Existing | 11 kV |  | RYB | VPTJ/PCE/J11481 | PE 11.48 BALAI POLIS
378311845 | TNB | DISTRIBUTION | WP PUTRAJAYA & CYBERJAYA | Existing | 11 kV |  | RYB | VPTJ/PCE/J11481 | PE 11.48 BALAI POLIS
378311849 | TNB | DISTRIBUTION | WP PUTRAJAYA & CYBERJAYA | Existing | 11 kV |  | RYB | VPTJ/PCE/J11481 | PE 11.48 BALAI POLIS
378311852 | TNB | DISTRIBUTION | WP PUTRAJAYA & CYBERJAYA | Existing | 11 kV |  | RYB | VPTJ/PCE/J11481 | PE 11.48 BALAI POLIS
378311853 | TNB | DISTRIBUTION | WP PUTRAJAYA & CYBERJAYA | Existing | 11 kV |  | RYB | VPTJ/PCE/J11481 | PE 11.48 BALAI POLIS
378311923 | TNB | DISTRIBUTION | WP PUTRAJAYA & CYBERJAYA | Existing | 11 kV |  | RYB | VPTJ/PCE/J11101 | PE 11.10 P11B1/6 SEMI-D (EFI) (F1)
378311924 | TNB | DISTRIBUTION | WP PUTRAJAYA & CYBERJAYA | Existing | 11 kV |  | RYB | VPTJ/PCE/J11101 | PE 11.10 P11B1/6 SEMI-D (EFI) (F1)
378311929 | TNB | DISTRIBUTION | WP PUTRAJAYA & CYBERJAYA | Existing | 11 kV |  | RYB | VPTJ/PCE/J11101 | PE 11.10 P11B1/6 SEMI-D (EFI) (F1)
378311935 | TNB | DISTRIBUTION | WP PUTRAJAYA & CYBERJAYA | Existing | 11 kV |  | RYB | VPTJ/PCE/J11101 | PE 11.10 P11B1/6 SEMI-D (EFI) (F1)
378311936 | TNB | DISTRIBUTION | WP PUTRAJAYA & CYBERJAYA | Existing | 11 kV |  | RYB | VPTJ/PCE/J11101 | PE 11.10 P11B1/6 SEMI-D (EFI) (F1)
378311940 | TNB | DISTRIBUTION | WP PUTRAJAYA & CYBERJAYA | Existing | 11 kV |  | RYB | VPTJ/PCE/J11101 | PE 11.10 P11B1/6 SEMI-D (EFI) (F1)
378311943 | TNB | DISTRIBUTION | WP PUTRAJAYA & CYBERJAYA | Existing | 11 kV |  | RYB | VPTJ/PCE/J11101 | PE 11.10 P11B1/6 SEMI-D (EFI) (F1)
378311944 | TNB | DISTRIBUTION | WP PUTRAJAYA & CYBERJAYA | Existing | 11 kV |  | RYB | VPTJ/PCE/J11101 | PE 11.10 P11B1/6 SEMI-D (EFI) (F1)
378312016 | TNB | DISTRIBUTION | WP PUTRAJAYA & CYBERJAYA | Existing | 11 kV |  | RYB | VPTJ/PCE/J11102 | PE 11.10 P11B1/6 SEMI-D (EFI) (F2)
378312017 | TNB | DISTRIBUTION | WP PUTRAJAYA & CYBERJAYA | Existing | 11 kV |  | RYB | VPTJ/PCE/J11102 | PE 11.10 P11B1/6 SEMI-D (EFI) (F2)
378312022 | TNB | DISTRIBUTION | WP PUTRAJAYA & CYBERJAYA | Existing | 11 kV |  | RYB | VPTJ/PCE/J11102 | PE 11.10 P11B1/6 SEMI-D (EFI) (F2)
378312028 | TNB | DISTRIBUTION | WP PUTRAJAYA & CYBERJAYA | Existing | 11 kV |  | RYB | VPTJ/PCE/J11102 | PE 11.10 P11B1/6 SEMI-D (EFI) (F2)
378312029 | TNB | DISTRIBUTION | WP PUTRAJAYA & CYBERJAYA | Existing | 11 kV |  | RYB | VPTJ/PCE/J11102 | PE 11.10 P11B1/6 SEMI-D (EFI) (F2)
378312033 | TNB | DISTRIBUTION | WP PUTRAJAYA & CYBERJAYA | Existing | 11 kV |  | RYB | VPTJ/PCE/J11102 | PE 11.10 P11B1/6 SEMI-D (EFI) (F2)
378312036 | TNB | DISTRIBUTION | WP PUTRAJAYA & CYBERJAYA | Existing | 11 kV |  | RYB | VPTJ/PCE/J11102 | PE 11.10 P11B1/6 SEMI-D (EFI) (F2)
378312037 | TNB | DISTRIBUTION | WP PUTRAJAYA & CYBERJAYA | Existing | 11 kV |  | RYB | VPTJ/PCE/J11102 | PE 11.10 P11B1/6 SEMI-D (EFI) (F2)
378312106 | TNB | DISTRIBUTION | WP PUTRAJAYA & CYBERJAYA | Existing | 11 kV |  | RYB | VPTJ/PCE/J11121 | PE 11.12 APT A (F1)
378312107 | TNB | DISTRIBUTION | WP PUTRAJAYA & CYBERJAYA | Existing | 11 kV |  | RYB | VPTJ/PCE/J11121 | PE 11.12 APT A (F1)
378312112 | TNB | DISTRIBUTION | WP PUTRAJAYA & CYBERJAYA | Existing | 11 kV |  | RYB | VPTJ/PCE/J11121 | PE 11.12 APT A (F1)
378312118 | TNB | DISTRIBUTION | WP PUTRAJAYA & CYBERJAYA | Existing | 11 kV |  | RYB | VPTJ/PCE/J11121 | PE 11.12 APT A (F1)
378312119 | TNB | DISTRIBUTION | WP PUTRAJAYA & CYBERJAYA | Existing | 11 kV |  | RYB | VPTJ/PCE/J11121 | PE 11.12 APT A (F1)
378312123 | TNB | DISTRIBUTION | WP PUTRAJAYA & CYBERJAYA | Existing | 11 kV |  | RYB | VPTJ/PCE/J11121 | PE 11.12 APT A (F1)
378312126 | TNB | DISTRIBUTION | WP PUTRAJAYA & CYBERJAYA | Existing | 11 kV |  | RYB | VPTJ/PCE/J11121 | PE 11.12 APT A (F1)
378312127 | TNB | DISTRIBUTION | WP PUTRAJAYA & CYBERJAYA | Existing | 11 kV |  | RYB | VPTJ/PCE/J11121 | PE 11.12 APT A (F1)
378312129 | TNB | DISTRIBUTION | WP PUTRAJAYA & CYBERJAYA | Existing | 11 kV |  | RYB | VPTJ/PCE/J11122 | PE 11.12 APT A (F2)
378312130 | TNB | DISTRIBUTION | WP PUTRAJAYA & CYBERJAYA | Existing | 11 kV |  | RYB | VPTJ/PCE/J11122 | PE 11.12 APT A (F2)
378312135 | TNB | DISTRIBUTION | WP PUTRAJAYA & CYBERJAYA | Existing | 11 kV |  | RYB | VPTJ/PCE/J11122 | PE 11.12 APT A (F2)
378312141 | TNB | DISTRIBUTION | WP PUTRAJAYA & CYBERJAYA | Existing | 11 kV |  | RYB | VPTJ/PCE/J11122 | PE 11.12 APT A (F2)
378312142 | TNB | DISTRIBUTION | WP PUTRAJAYA & CYBERJAYA | Existing | 11 kV |  | RYB | VPTJ/PCE/J11122 | PE 11.12 APT A (F2)
378312146 | TNB | DISTRIBUTION | WP PUTRAJAYA & CYBERJAYA | Existing | 11 kV |  | RYB | VPTJ/PCE/J11122 | PE 11.12 APT A (F2)
378312149 | TNB | DISTRIBUTION | WP PUTRAJAYA & CYBERJAYA | Existing | 11 kV |  | RYB | VPTJ/PCE/J11122 | PE 11.12 APT A (F2)
378312150 | TNB | DISTRIBUTION | WP PUTRAJAYA & CYBERJAYA | Existing | 11 kV |  | RYB | VPTJ/PCE/J11122 | PE 11.12 APT A (F2)
378312293 | TNB | DISTRIBUTION | WP PUTRAJAYA & CYBERJAYA | Existing | 11 kV |  | RYB | VPTJ/PCE/J11131 | PE 11.13 APT B (F1)
378312294 | TNB | DISTRIBUTION | WP PUTRAJAYA & CYBERJAYA | Existing | 11 kV |  | RYB | VPTJ/PCE/J11131 | PE 11.13 APT B (F1)
378312299 | TNB | DISTRIBUTION | WP PUTRAJAYA & CYBERJAYA | Existing | 11 kV |  | RYB | VPTJ/PCE/J11131 | PE 11.13 APT B (F1)
378312305 | TNB | DISTRIBUTION | WP PUTRAJAYA & CYBERJAYA | Existing | 11 kV |  | RYB | VPTJ/PCE/J11131 | PE 11.13 APT B (F1)
378312306 | TNB | DISTRIBUTION | WP PUTRAJAYA & CYBERJAYA | Existing | 11 kV |  | RYB | VPTJ/PCE/J11131 | PE 11.13 APT B (F1)
378312310 | TNB | DISTRIBUTION | WP PUTRAJAYA & CYBERJAYA | Existing | 11 kV |  | RYB | VPTJ/PCE/J11131 | PE 11.13 APT B (F1)
378312313 | TNB | DISTRIBUTION | WP PUTRAJAYA & CYBERJAYA | Existing | 11 kV |  | RYB | VPTJ/PCE/J11131 | PE 11.13 APT B (F1)
378312314 | TNB | DISTRIBUTION | WP PUTRAJAYA & CYBERJAYA | Existing | 11 kV |  | RYB | VPTJ/PCE/J11131 | PE 11.13 APT B (F1)
378312316 | TNB | DISTRIBUTION | WP PUTRAJAYA & CYBERJAYA | Existing | 11 kV |  | RYB | VPTJ/PCE/J11132 | PE 11.13 APT B (F2)
378312317 | TNB | DISTRIBUTION | WP PUTRAJAYA & CYBERJAYA | Existing | 11 kV |  | RYB | VPTJ/PCE/J11132 | PE 11.13 APT B (F2)
378312322 | TNB | DISTRIBUTION | WP PUTRAJAYA & CYBERJAYA | Existing | 11 kV |  | RYB | VPTJ/PCE/J11132 | PE 11.13 APT B (F2)
378312328 | TNB | DISTRIBUTION | WP PUTRAJAYA & CYBERJAYA | Existing | 11 kV |  | RYB | VPTJ/PCE/J11132 | PE 11.13 APT B (F2)
378312329 | TNB | DISTRIBUTION | WP PUTRAJAYA & CYBERJAYA | Existing | 11 kV |  | RYB | VPTJ/PCE/J11132 | PE 11.13 APT B (F2)
378312333 | TNB | DISTRIBUTION | WP PUTRAJAYA & CYBERJAYA | Existing | 11 kV |  | RYB | VPTJ/PCE/J11132 | PE 11.13 APT B (F2)
378312336 | TNB | DISTRIBUTION | WP PUTRAJAYA & CYBERJAYA | Existing | 11 kV |  | RYB | VPTJ/PCE/J11132 | PE 11.13 APT B (F2)
378312337 | TNB | DISTRIBUTION | WP PUTRAJAYA & CYBERJAYA | Existing | 11 kV |  | RYB | VPTJ/PCE/J11132 | PE 11.13 APT B (F2)
378312490 | TNB | DISTRIBUTION | WP PUTRAJAYA & CYBERJAYA | Existing | 11 kV |  | RYB | VPTJ/PCE/J11112 | PE 11.11 (EFI) (F2)
378312491 | TNB | DISTRIBUTION | WP PUTRAJAYA & CYBERJAYA | Existing | 11 kV |  | RYB | VPTJ/PCE/J11112 | PE 11.11 (EFI) (F2)
378312496 | TNB | DISTRIBUTION | WP PUTRAJAYA & CYBERJAYA | Existing | 11 kV |  | RYB | VPTJ/PCE/J11112 | PE 11.11 (EFI) (F2)
378312502 | TNB | DISTRIBUTION | WP PUTRAJAYA & CYBERJAYA | Existing | 11 kV |  | RYB | VPTJ/PCE/J11112 | PE 11.11 (EFI) (F2)
378312503 | TNB | DISTRIBUTION | WP PUTRAJAYA & CYBERJAYA | Existing | 11 kV |  | RYB | VPTJ/PCE/J11112 | PE 11.11 (EFI) (F2)
378312507 | TNB | DISTRIBUTION | WP PUTRAJAYA & CYBERJAYA | Existing | 11 kV |  | RYB | VPTJ/PCE/J11112 | PE 11.11 (EFI) (F2)
378312510 | TNB | DISTRIBUTION | WP PUTRAJAYA & CYBERJAYA | Existing | 11 kV |  | RYB | VPTJ/PCE/J11112 | PE 11.11 (EFI) (F2)
378312511 | TNB | DISTRIBUTION | WP PUTRAJAYA & CYBERJAYA | Existing | 11 kV |  | RYB | VPTJ/PCE/J11112 | PE 11.11 (EFI) (F2)
378312582 | TNB | DISTRIBUTION | WP PUTRAJAYA & CYBERJAYA | Existing | 11 kV |  | RYB | VPTJ/PCE/J11111 | PE 11.11 (EFI) (F1)
378312583 | TNB | DISTRIBUTION | WP PUTRAJAYA & CYBERJAYA | Existing | 11 kV |  | RYB | VPTJ/PCE/J11111 | PE 11.11 (EFI) (F1)
378312588 | TNB | DISTRIBUTION | WP PUTRAJAYA & CYBERJAYA | Existing | 11 kV |  | RYB | VPTJ/PCE/J11111 | PE 11.11 (EFI) (F1)
378312594 | TNB | DISTRIBUTION | WP PUTRAJAYA & CYBERJAYA | Existing | 11 kV |  | RYB | VPTJ/PCE/J11111 | PE 11.11 (EFI) (F1)
378312595 | TNB | DISTRIBUTION | WP PUTRAJAYA & CYBERJAYA | Existing | 11 kV |  | RYB | VPTJ/PCE/J11111 | PE 11.11 (EFI) (F1)
378312599 | TNB | DISTRIBUTION | WP PUTRAJAYA & CYBERJAYA | Existing | 11 kV |  | RYB | VPTJ/PCE/J11111 | PE 11.11 (EFI) (F1)
378312602 | TNB | DISTRIBUTION | WP PUTRAJAYA & CYBERJAYA | Existing | 11 kV |  | RYB | VPTJ/PCE/J11111 | PE 11.11 (EFI) (F1)
378312603 | TNB | DISTRIBUTION | WP PUTRAJAYA & CYBERJAYA | Existing | 11 kV |  | RYB | VPTJ/PCE/J11111 | PE 11.11 (EFI) (F1)
378312674 | TNB | DISTRIBUTION | WP PUTRAJAYA & CYBERJAYA | Existing | 11 kV |  | RYB | VPTJ/PCE/J11161 | PE 11.16 APT E (F1)
378312675 | TNB | DISTRIBUTION | WP PUTRAJAYA & CYBERJAYA | Existing | 11 kV |  | RYB | VPTJ/PCE/J11161 | PE 11.16 APT E (F1)
378312680 | TNB | DISTRIBUTION | WP PUTRAJAYA & CYBERJAYA | Existing | 11 kV |  | RYB | VPTJ/PCE/J11161 | PE 11.16 APT E (F1)
378312686 | TNB | DISTRIBUTION | WP PUTRAJAYA & CYBERJAYA | Existing | 11 kV |  | RYB | VPTJ/PCE/J11161 | PE 11.16 APT E (F1)
378312687 | TNB | DISTRIBUTION | WP PUTRAJAYA & CYBERJAYA | Existing | 11 kV |  | RYB | VPTJ/PCE/J11161 | PE 11.16 APT E (F1)
378312691 | TNB | DISTRIBUTION | WP PUTRAJAYA & CYBERJAYA | Existing | 11 kV |  | RYB | VPTJ/PCE/J11161 | PE 11.16 APT E (F1)
378312694 | TNB | DISTRIBUTION | WP PUTRAJAYA & CYBERJAYA | Existing | 11 kV |  | RYB | VPTJ/PCE/J11161 | PE 11.16 APT E (F1)
378312695 | TNB | DISTRIBUTION | WP PUTRAJAYA & CYBERJAYA | Existing | 11 kV |  | RYB | VPTJ/PCE/J11161 | PE 11.16 APT E (F1)
378312771 | TNB | DISTRIBUTION | WP PUTRAJAYA & CYBERJAYA | Existing | 11 kV |  | RYB | VPTJ/PCE/J11162 | PE 11.16 APT E (F2)
378312772 | TNB | DISTRIBUTION | WP PUTRAJAYA & CYBERJAYA | Existing | 11 kV |  | RYB | VPTJ/PCE/J11162 | PE 11.16 APT E (F2)
378312777 | TNB | DISTRIBUTION | WP PUTRAJAYA & CYBERJAYA | Existing | 11 kV |  | RYB | VPTJ/PCE/J11162 | PE 11.16 APT E (F2)
378312783 | TNB | DISTRIBUTION | WP PUTRAJAYA & CYBERJAYA | Existing | 11 kV |  | RYB | VPTJ/PCE/J11162 | PE 11.16 APT E (F2)
378312784 | TNB | DISTRIBUTION | WP PUTRAJAYA & CYBERJAYA | Existing | 11 kV |  | RYB | VPTJ/PCE/J11162 | PE 11.16 APT E (F2)
378312788 | TNB | DISTRIBUTION | WP PUTRAJAYA & CYBERJAYA | Existing | 11 kV |  | RYB | VPTJ/PCE/J11162 | PE 11.16 APT E (F2)
378312791 | TNB | DISTRIBUTION | WP PUTRAJAYA & CYBERJAYA | Existing | 11 kV |  | RYB | VPTJ/PCE/J11162 | PE 11.16 APT E (F2)
378312792 | TNB | DISTRIBUTION | WP PUTRAJAYA & CYBERJAYA | Existing | 11 kV |  | RYB | VPTJ/PCE/J11162 | PE 11.16 APT E (F2)
378312875 | TNB | DISTRIBUTION | WP PUTRAJAYA & CYBERJAYA | Existing | 11 kV |  | RYB | VPTJ/PCE/J11152 | PE 11.15 APT D (EFI) (F2)
378312876 | TNB | DISTRIBUTION | WP PUTRAJAYA & CYBERJAYA | Existing | 11 kV |  | RYB | VPTJ/PCE/J11152 | PE 11.15 APT D (EFI) (F2)
378312881 | TNB | DISTRIBUTION | WP PUTRAJAYA & CYBERJAYA | Existing | 11 kV |  | RYB | VPTJ/PCE/J11152 | PE 11.15 APT D (EFI) (F2)
378312887 | TNB | DISTRIBUTION | WP PUTRAJAYA & CYBERJAYA | Existing | 11 kV |  | RYB | VPTJ/PCE/J11152 | PE 11.15 APT D (EFI) (F2)
378312888 | TNB | DISTRIBUTION | WP PUTRAJAYA & CYBERJAYA | Existing | 11 kV |  | RYB | VPTJ/PCE/J11152 | PE 11.15 APT D (EFI) (F2)
378312892 | TNB | DISTRIBUTION | WP PUTRAJAYA & CYBERJAYA | Existing | 11 kV |  | RYB | VPTJ/PCE/J11152 | PE 11.15 APT D (EFI) (F2)
378312895 | TNB | DISTRIBUTION | WP PUTRAJAYA & CYBERJAYA | Existing | 11 kV |  | RYB | VPTJ/PCE/J11152 | PE 11.15 APT D (EFI) (F2)
378312896 | TNB | DISTRIBUTION | WP PUTRAJAYA & CYBERJAYA | Existing | 11 kV |  | RYB | VPTJ/PCE/J11152 | PE 11.15 APT D (EFI) (F2)
378312971 | TNB | DISTRIBUTION | WP PUTRAJAYA & CYBERJAYA | Existing | 11 kV |  | RYB | VPTJ/PCE/J11151 | PE 11.15 APT D (EFI) (F1)
378312972 | TNB | DISTRIBUTION | WP PUTRAJAYA & CYBERJAYA | Existing | 11 kV |  | RYB | VPTJ/PCE/J11151 | PE 11.15 APT D (EFI) (F1)
378312977 | TNB | DISTRIBUTION | WP PUTRAJAYA & CYBERJAYA | Existing | 11 kV |  | RYB | VPTJ/PCE/J11151 | PE 11.15 APT D (EFI) (F1)
378312983 | TNB | DISTRIBUTION | WP PUTRAJAYA & CYBERJAYA | Existing | 11 kV |  | RYB | VPTJ/PCE/J11151 | PE 11.15 APT D (EFI) (F1)
378312984 | TNB | DISTRIBUTION | WP PUTRAJAYA & CYBERJAYA | Existing | 11 kV |  | RYB | VPTJ/PCE/J11151 | PE 11.15 APT D (EFI) (F1)
378312988 | TNB | DISTRIBUTION | WP PUTRAJAYA & CYBERJAYA | Existing | 11 kV |  | RYB | VPTJ/PCE/J11151 | PE 11.15 APT D (EFI) (F1)
378312991 | TNB | DISTRIBUTION | WP PUTRAJAYA & CYBERJAYA | Existing | 11 kV |  | RYB | VPTJ/PCE/J11151 | PE 11.15 APT D (EFI) (F1)
378312992 | TNB | DISTRIBUTION | WP PUTRAJAYA & CYBERJAYA | Existing | 11 kV |  | RYB | VPTJ/PCE/J11151 | PE 11.15 APT D (EFI) (F1)
378313065 | TNB | DISTRIBUTION | WP PUTRAJAYA & CYBERJAYA | Existing | 11 kV |  | RYB | VPTJ/PCE/J10022 | PE 10.02 INSIDE PPU2 (F2)
378313066 | TNB | DISTRIBUTION | WP PUTRAJAYA & CYBERJAYA | Existing | 11 kV |  | RYB | VPTJ/PCE/J10022 | PE 10.02 INSIDE PPU2 (F2)
378313071 | TNB | DISTRIBUTION | WP PUTRAJAYA & CYBERJAYA | Existing | 11 kV |  | RYB | VPTJ/PCE/J10022 | PE 10.02 INSIDE PPU2 (F2)
378313077 | TNB | DISTRIBUTION | WP PUTRAJAYA & CYBERJAYA | Existing | 11 kV |  | RYB | VPTJ/PCE/J10022 | PE 10.02 INSIDE PPU2 (F2)
378313078 | TNB | DISTRIBUTION | WP PUTRAJAYA & CYBERJAYA | Existing | 11 kV |  | RYB | VPTJ/PCE/J10022 | PE 10.02 INSIDE PPU2 (F2)
378313082 | TNB | DISTRIBUTION | WP PUTRAJAYA & CYBERJAYA | Existing | 11 kV |  | RYB | VPTJ/PCE/J10022 | PE 10.02 INSIDE PPU2 (F2)
378313085 | TNB | DISTRIBUTION | WP PUTRAJAYA & CYBERJAYA | Existing | 11 kV |  | RYB | VPTJ/PCE/J10022 | PE 10.02 INSIDE PPU2 (F2)
378313086 | TNB | DISTRIBUTION | WP PUTRAJAYA & CYBERJAYA | Existing | 11 kV |  | RYB | VPTJ/PCE/J10022 | PE 10.02 INSIDE PPU2 (F2)
378313158 | TNB | DISTRIBUTION | WP PUTRAJAYA & CYBERJAYA | Existing | 11 kV |  | RYB | VPTJ/PCE/J10021 | PE 10.02 INSIDE PPU2 (F1)
378313159 | TNB | DISTRIBUTION | WP PUTRAJAYA & CYBERJAYA | Existing | 11 kV |  | RYB | VPTJ/PCE/J10021 | PE 10.02 INSIDE PPU2 (F1)
378313164 | TNB | DISTRIBUTION | WP PUTRAJAYA & CYBERJAYA | Existing | 11 kV |  | RYB | VPTJ/PCE/J10021 | PE 10.02 INSIDE PPU2 (F1)
378313170 | TNB | DISTRIBUTION | WP PUTRAJAYA & CYBERJAYA | Existing | 11 kV |  | RYB | VPTJ/PCE/J10021 | PE 10.02 INSIDE PPU2 (F1)
378313171 | TNB | DISTRIBUTION | WP PUTRAJAYA & CYBERJAYA | Existing | 11 kV |  | RYB | VPTJ/PCE/J10021 | PE 10.02 INSIDE PPU2 (F1)
378313175 | TNB | DISTRIBUTION | WP PUTRAJAYA & CYBERJAYA | Existing | 11 kV |  | RYB | VPTJ/PCE/J10021 | PE 10.02 INSIDE PPU2 (F1)
378313178 | TNB | DISTRIBUTION | WP PUTRAJAYA & CYBERJAYA | Existing | 11 kV |  | RYB | VPTJ/PCE/J10021 | PE 10.02 INSIDE PPU2 (F1)
378313179 | TNB | DISTRIBUTION | WP PUTRAJAYA & CYBERJAYA | Existing | 11 kV |  | RYB | VPTJ/PCE/J10021 | PE 10.02 INSIDE PPU2 (F1)
378313255 | TNB | DISTRIBUTION | WP PUTRAJAYA & CYBERJAYA | Existing | 11 kV |  | RYB | VPTJ/PCE/J10031 | PE 10.03 P10 C BANGLOW (F1)
378313256 | TNB | DISTRIBUTION | WP PUTRAJAYA & CYBERJAYA | Existing | 11 kV |  | RYB | VPTJ/PCE/J10031 | PE 10.03 P10 C BANGLOW (F1)
378313261 | TNB | DISTRIBUTION | WP PUTRAJAYA & CYBERJAYA | Existing | 11 kV |  | RYB | VPTJ/PCE/J10031 | PE 10.03 P10 C BANGLOW (F1)
378313267 | TNB | DISTRIBUTION | WP PUTRAJAYA & CYBERJAYA | Existing | 11 kV |  | RYB | VPTJ/PCE/J10031 | PE 10.03 P10 C BANGLOW (F1)
378313268 | TNB | DISTRIBUTION | WP PUTRAJAYA & CYBERJAYA | Existing | 11 kV |  | RYB | VPTJ/PCE/J10031 | PE 10.03 P10 C BANGLOW (F1)
378313272 | TNB | DISTRIBUTION | WP PUTRAJAYA & CYBERJAYA | Existing | 11 kV |  | RYB | VPTJ/PCE/J10031 | PE 10.03 P10 C BANGLOW (F1)
378313275 | TNB | DISTRIBUTION | WP PUTRAJAYA & CYBERJAYA | Existing | 11 kV |  | RYB | VPTJ/PCE/J10031 | PE 10.03 P10 C BANGLOW (F1)
378313276 | TNB | DISTRIBUTION | WP PUTRAJAYA & CYBERJAYA | Existing | 11 kV |  | RYB | VPTJ/PCE/J10031 | PE 10.03 P10 C BANGLOW (F1)
378313347 | TNB | DISTRIBUTION | WP PUTRAJAYA & CYBERJAYA | Existing | 11 kV |  | RYB | VPTJ/PCE/J10032 | PE 10.03 P10 C BANGLOW (F2)
378313348 | TNB | DISTRIBUTION | WP PUTRAJAYA & CYBERJAYA | Existing | 11 kV |  | RYB | VPTJ/PCE/J10032 | PE 10.03 P10 C BANGLOW (F2)
378313353 | TNB | DISTRIBUTION | WP PUTRAJAYA & CYBERJAYA | Existing | 11 kV |  | RYB | VPTJ/PCE/J10032 | PE 10.03 P10 C BANGLOW (F2)
378313359 | TNB | DISTRIBUTION | WP PUTRAJAYA & CYBERJAYA | Existing | 11 kV |  | RYB | VPTJ/PCE/J10032 | PE 10.03 P10 C BANGLOW (F2)
378313360 | TNB | DISTRIBUTION | WP PUTRAJAYA & CYBERJAYA | Existing | 11 kV |  | RYB | VPTJ/PCE/J10032 | PE 10.03 P10 C BANGLOW (F2)
378313364 | TNB | DISTRIBUTION | WP PUTRAJAYA & CYBERJAYA | Existing | 11 kV |  | RYB | VPTJ/PCE/J10032 | PE 10.03 P10 C BANGLOW (F2)
378313367 | TNB | DISTRIBUTION | WP PUTRAJAYA & CYBERJAYA | Existing | 11 kV |  | RYB | VPTJ/PCE/J10032 | PE 10.03 P10 C BANGLOW (F2)
378313368 | TNB | DISTRIBUTION | WP PUTRAJAYA & CYBERJAYA | Existing | 11 kV |  | RYB | VPTJ/PCE/J10032 | PE 10.03 P10 C BANGLOW (F2)
378313462 | TNB | DISTRIBUTION | WP PUTRAJAYA & CYBERJAYA | Existing | 11 kV |  | RYB | VPTJ/PCE/J10151 | PE 10.15 MINI GOLF
378313463 | TNB | DISTRIBUTION | WP PUTRAJAYA & CYBERJAYA | Existing | 11 kV |  | RYB | VPTJ/PCE/J10151 | PE 10.15 MINI GOLF
378313468 | TNB | DISTRIBUTION | WP PUTRAJAYA & CYBERJAYA | Existing | 11 kV |  | RYB | VPTJ/PCE/J10151 | PE 10.15 MINI GOLF
378313474 | TNB | DISTRIBUTION | WP PUTRAJAYA & CYBERJAYA | Existing | 11 kV |  | RYB | VPTJ/PCE/J10151 | PE 10.15 MINI GOLF
378313475 | TNB | DISTRIBUTION | WP PUTRAJAYA & CYBERJAYA | Existing | 11 kV |  | RYB | VPTJ/PCE/J10151 | PE 10.15 MINI GOLF
378313479 | TNB | DISTRIBUTION | WP PUTRAJAYA & CYBERJAYA | Existing | 11 kV |  | RYB | VPTJ/PCE/J10151 | PE 10.15 MINI GOLF
378313482 | TNB | DISTRIBUTION | WP PUTRAJAYA & CYBERJAYA | Existing | 11 kV |  | RYB | VPTJ/PCE/J10151 | PE 10.15 MINI GOLF
378313483 | TNB | DISTRIBUTION | WP PUTRAJAYA & CYBERJAYA | Existing | 11 kV |  | RYB | VPTJ/PCE/J10151 | PE 10.15 MINI GOLF
378313558 | TNB | DISTRIBUTION | WP PUTRAJAYA & CYBERJAYA | Existing | 11 kV |  | RYB | VPTJ/PCE/J10041 | PE 10.04 P10 D BANGLO (F1)
378313559 | TNB | DISTRIBUTION | WP PUTRAJAYA & CYBERJAYA | Existing | 11 kV |  | RYB | VPTJ/PCE/J10041 | PE 10.04 P10 D BANGLO (F1)
378313564 | TNB | DISTRIBUTION | WP PUTRAJAYA & CYBERJAYA | Existing | 11 kV |  | RYB | VPTJ/PCE/J10041 | PE 10.04 P10 D BANGLO (F1)
378313570 | TNB | DISTRIBUTION | WP PUTRAJAYA & CYBERJAYA | Existing | 11 kV |  | RYB | VPTJ/PCE/J10041 | PE 10.04 P10 D BANGLO (F1)
378313571 | TNB | DISTRIBUTION | WP PUTRAJAYA & CYBERJAYA | Existing | 11 kV |  | RYB | VPTJ/PCE/J10041 | PE 10.04 P10 D BANGLO (F1)
378313575 | TNB | DISTRIBUTION | WP PUTRAJAYA & CYBERJAYA | Existing | 11 kV |  | RYB | VPTJ/PCE/J10041 | PE 10.04 P10 D BANGLO (F1)
378313578 | TNB | DISTRIBUTION | WP PUTRAJAYA & CYBERJAYA | Existing | 11 kV |  | RYB | VPTJ/PCE/J10041 | PE 10.04 P10 D BANGLO (F1)
378313579 | TNB | DISTRIBUTION | WP PUTRAJAYA & CYBERJAYA | Existing | 11 kV |  | RYB | VPTJ/PCE/J10041 | PE 10.04 P10 D BANGLO (F1)
378313649 | TNB | DISTRIBUTION | WP PUTRAJAYA & CYBERJAYA | Existing | 11 kV |  | RYB | VPTJ/PCE/J10042 | PE 10.04 P10 D BANGLO (F2)
378313650 | TNB | DISTRIBUTION | WP PUTRAJAYA & CYBERJAYA | Existing | 11 kV |  | RYB | VPTJ/PCE/J10042 | PE 10.04 P10 D BANGLO (F2)
378313655 | TNB | DISTRIBUTION | WP PUTRAJAYA & CYBERJAYA | Existing | 11 kV |  | RYB | VPTJ/PCE/J10042 | PE 10.04 P10 D BANGLO (F2)
378313661 | TNB | DISTRIBUTION | WP PUTRAJAYA & CYBERJAYA | Existing | 11 kV |  | RYB | VPTJ/PCE/J10042 | PE 10.04 P10 D BANGLO (F2)
378313662 | TNB | DISTRIBUTION | WP PUTRAJAYA & CYBERJAYA | Existing | 11 kV |  | RYB | VPTJ/PCE/J10042 | PE 10.04 P10 D BANGLO (F2)
378313666 | TNB | DISTRIBUTION | WP PUTRAJAYA & CYBERJAYA | Existing | 11 kV |  | RYB | VPTJ/PCE/J10042 | PE 10.04 P10 D BANGLO (F2)
378313669 | TNB | DISTRIBUTION | WP PUTRAJAYA & CYBERJAYA | Existing | 11 kV |  | RYB | VPTJ/PCE/J10042 | PE 10.04 P10 D BANGLO (F2)
378313670 | TNB | DISTRIBUTION | WP PUTRAJAYA & CYBERJAYA | Existing | 11 kV |  | RYB | VPTJ/PCE/J10042 | PE 10.04 P10 D BANGLO (F2)
378313754 | TNB | DISTRIBUTION | WP PUTRAJAYA & CYBERJAYA | Existing | 11 kV |  | RYB | VPTJ/PCE/J10051 | PE 10.05 P10/7 BANGLOW (F1)
378313765 | TNB | DISTRIBUTION | WP PUTRAJAYA & CYBERJAYA | Existing | 11 kV |  | RYB | VPTJ/PCE/J10051 | PE 10.05 P10/7 BANGLOW (F1)
378313766 | TNB | DISTRIBUTION | WP PUTRAJAYA & CYBERJAYA | Existing | 11 kV |  | RYB | VPTJ/PCE/J10051 | PE 10.05 P10/7 BANGLOW (F1)
378313775 | TNB | DISTRIBUTION | WP PUTRAJAYA & CYBERJAYA | Existing | 11 kV |  | RYB | VPTJ/PCE/J10051 | PE 10.05 P10/7 BANGLOW (F1)
378313781 | TNB | DISTRIBUTION | WP PUTRAJAYA & CYBERJAYA | Existing | 11 kV |  | RYB | VPTJ/PCE/J10051 | PE 10.05 P10/7 BANGLOW (F1)
378313783 | TNB | DISTRIBUTION | WP PUTRAJAYA & CYBERJAYA | Existing | 11 kV |  | RYB | VPTJ/PCE/J10051 | PE 10.05 P10/7 BANGLOW (F1)
378313785 | TNB | DISTRIBUTION | WP PUTRAJAYA & CYBERJAYA | Existing | 11 kV |  | RYB | VPTJ/PCE/J10051 | PE 10.05 P10/7 BANGLOW (F1)
378313791 | TNB | DISTRIBUTION | WP PUTRAJAYA & CYBERJAYA | Existing | 11 kV |  | RYB | VPTJ/PCE/J10051 | PE 10.05 P10/7 BANGLOW (F1)
378313802 | TNB | DISTRIBUTION | WP PUTRAJAYA & CYBERJAYA | Existing | 11 kV |  | RYB | VPTJ/PCE/J10052 | PE 10.05 P10/7 BANGLOW (F2)
378313813 | TNB | DISTRIBUTION | WP PUTRAJAYA & CYBERJAYA | Existing | 11 kV |  | RYB | VPTJ/PCE/J10052 | PE 10.05 P10/7 BANGLOW (F2)
378313814 | TNB | DISTRIBUTION | WP PUTRAJAYA & CYBERJAYA | Existing | 11 kV |  | RYB | VPTJ/PCE/J10052 | PE 10.05 P10/7 BANGLOW (F2)
378313823 | TNB | DISTRIBUTION | WP PUTRAJAYA & CYBERJAYA | Existing | 11 kV |  | RYB | VPTJ/PCE/J10052 | PE 10.05 P10/7 BANGLOW (F2)
378313829 | TNB | DISTRIBUTION | WP PUTRAJAYA & CYBERJAYA | Existing | 11 kV |  | RYB | VPTJ/PCE/J10052 | PE 10.05 P10/7 BANGLOW (F2)
378313831 | TNB | DISTRIBUTION | WP PUTRAJAYA & CYBERJAYA | Existing | 11 kV |  | RYB | VPTJ/PCE/J10052 | PE 10.05 P10/7 BANGLOW (F2)
378313833 | TNB | DISTRIBUTION | WP PUTRAJAYA & CYBERJAYA | Existing | 11 kV |  | RYB | VPTJ/PCE/J10052 | PE 10.05 P10/7 BANGLOW (F2)
378313839 | TNB | DISTRIBUTION | WP PUTRAJAYA & CYBERJAYA | Existing | 11 kV |  | RYB | VPTJ/PCE/J10052 | PE 10.05 P10/7 BANGLOW (F2)
378313985 | TNB | DISTRIBUTION | WP PUTRAJAYA & CYBERJAYA | Existing | 11 kV |  | RYB | VPTJ/PCE/J10062 | PE 10.06 JLN P10B (F2)
378313986 | TNB | DISTRIBUTION | WP PUTRAJAYA & CYBERJAYA | Existing | 11 kV |  | RYB | VPTJ/PCE/J10062 | PE 10.06 JLN P10B (F2)
378313991 | TNB | DISTRIBUTION | WP PUTRAJAYA & CYBERJAYA | Existing | 11 kV |  | RYB | VPTJ/PCE/J10062 | PE 10.06 JLN P10B (F2)
378313997 | TNB | DISTRIBUTION | WP PUTRAJAYA & CYBERJAYA | Existing | 11 kV |  | RYB | VPTJ/PCE/J10062 | PE 10.06 JLN P10B (F2)
378313998 | TNB | DISTRIBUTION | WP PUTRAJAYA & CYBERJAYA | Existing | 11 kV |  | RYB | VPTJ/PCE/J10062 | PE 10.06 JLN P10B (F2)
378314002 | TNB | DISTRIBUTION | WP PUTRAJAYA & CYBERJAYA | Existing | 11 kV |  | RYB | VPTJ/PCE/J10062 | PE 10.06 JLN P10B (F2)
378314005 | TNB | DISTRIBUTION | WP PUTRAJAYA & CYBERJAYA | Existing | 11 kV |  | RYB | VPTJ/PCE/J10062 | PE 10.06 JLN P10B (F2)
378314006 | TNB | DISTRIBUTION | WP PUTRAJAYA & CYBERJAYA | Existing | 11 kV |  | RYB | VPTJ/PCE/J10062 | PE 10.06 JLN P10B (F2)
378314078 | TNB | DISTRIBUTION | WP PUTRAJAYA & CYBERJAYA | Existing | 11 kV |  | RYB | VPTJ/PCE/J10061 | PE 10.06 JLN P10B (F1)
378314079 | TNB | DISTRIBUTION | WP PUTRAJAYA & CYBERJAYA | Existing | 11 kV |  | RYB | VPTJ/PCE/J10061 | PE 10.06 JLN P10B (F1)
378314084 | TNB | DISTRIBUTION | WP PUTRAJAYA & CYBERJAYA | Existing | 11 kV |  | RYB | VPTJ/PCE/J10061 | PE 10.06 JLN P10B (F1)
378314090 | TNB | DISTRIBUTION | WP PUTRAJAYA & CYBERJAYA | Existing | 11 kV |  | RYB | VPTJ/PCE/J10061 | PE 10.06 JLN P10B (F1)
378314091 | TNB | DISTRIBUTION | WP PUTRAJAYA & CYBERJAYA | Existing | 11 kV |  | RYB | VPTJ/PCE/J10061 | PE 10.06 JLN P10B (F1)
378314095 | TNB | DISTRIBUTION | WP PUTRAJAYA & CYBERJAYA | Existing | 11 kV |  | RYB | VPTJ/PCE/J10061 | PE 10.06 JLN P10B (F1)
378314098 | TNB | DISTRIBUTION | WP PUTRAJAYA & CYBERJAYA | Existing | 11 kV |  | RYB | VPTJ/PCE/J10061 | PE 10.06 JLN P10B (F1)
378314099 | TNB | DISTRIBUTION | WP PUTRAJAYA & CYBERJAYA | Existing | 11 kV |  | RYB | VPTJ/PCE/J10061 | PE 10.06 JLN P10B (F1)
378353043 | TNB | DISTRIBUTION | WP PUTRAJAYA & CYBERJAYA | Existing | 11 kV |  | RYB | VPTJ/PCE/J04021 | PE 4.02 4G2 (F1)
378353047 | TNB | DISTRIBUTION | WP PUTRAJAYA & CYBERJAYA | Existing | 11 kV |  | RYB | VPTJ/PCE/J04021 | PE 4.02 4G2 (F1)
378353049 | TNB | DISTRIBUTION | WP PUTRAJAYA & CYBERJAYA | Existing | 11 kV |  | RYB | VPTJ/PCE/J04021 | PE 4.02 4G2 (F1)
378353058 | TNB | DISTRIBUTION | WP PUTRAJAYA & CYBERJAYA | Existing | 11 kV |  | RYB | VPTJ/PCE/J04021 | PE 4.02 4G2 (F1)
378353059 | TNB | DISTRIBUTION | WP PUTRAJAYA & CYBERJAYA | Existing | 11 kV |  | RYB | VPTJ/PCE/J04021 | PE 4.02 4G2 (F1)
378353068 | TNB | DISTRIBUTION | WP PUTRAJAYA & CYBERJAYA | Existing | 11 kV |  | RYB | VPTJ/PCE/J04021 | PE 4.02 4G2 (F1)
378353074 | TNB | DISTRIBUTION | WP PUTRAJAYA & CYBERJAYA | Existing | 11 kV |  | RYB | VPTJ/PCE/J04021 | PE 4.02 4G2 (F1)
378353076 | TNB | DISTRIBUTION | WP PUTRAJAYA & CYBERJAYA | Existing | 11 kV |  | RYB | VPTJ/PCE/J04021 | PE 4.02 4G2 (F1)
378353078 | TNB | DISTRIBUTION | WP PUTRAJAYA & CYBERJAYA | Existing | 11 kV |  | RYB | VPTJ/PCE/J04021 | PE 4.02 4G2 (F1)
378353084 | TNB | DISTRIBUTION | WP PUTRAJAYA & CYBERJAYA | Existing | 11 kV |  | RYB | VPTJ/PCE/J04021 | PE 4.02 4G2 (F1)
378353085 | TNB | DISTRIBUTION | WP PUTRAJAYA & CYBERJAYA | Existing | 11 kV |  | RYB | VPTJ/PCE/J04021 | PE 4.02 4G2 (F1)
378353164 | TNB | DISTRIBUTION | WP PUTRAJAYA & CYBERJAYA | Existing | 11 kV |  | RYB | VPTJ/PCE/J04022 | PE 4.02 4G2 (F2)
378353168 | TNB | DISTRIBUTION | WP PUTRAJAYA & CYBERJAYA | Existing | 11 kV |  | RYB | VPTJ/PCE/J04022 | PE 4.02 4G2 (F2)
378353170 | TNB | DISTRIBUTION | WP PUTRAJAYA & CYBERJAYA | Existing | 11 kV |  | RYB | VPTJ/PCE/J04022 | PE 4.02 4G2 (F2)
378353179 | TNB | DISTRIBUTION | WP PUTRAJAYA & CYBERJAYA | Existing | 11 kV |  | RYB | VPTJ/PCE/J04022 | PE 4.02 4G2 (F2)
378353180 | TNB | DISTRIBUTION | WP PUTRAJAYA & CYBERJAYA | Existing | 11 kV |  | RYB | VPTJ/PCE/J04022 | PE 4.02 4G2 (F2)
378353189 | TNB | DISTRIBUTION | WP PUTRAJAYA & CYBERJAYA | Existing | 11 kV |  | RYB | VPTJ/PCE/J04022 | PE 4.02 4G2 (F2)
378353195 | TNB | DISTRIBUTION | WP PUTRAJAYA & CYBERJAYA | Existing | 11 kV |  | RYB | VPTJ/PCE/J04022 | PE 4.02 4G2 (F2)
378353197 | TNB | DISTRIBUTION | WP PUTRAJAYA & CYBERJAYA | Existing | 11 kV |  | RYB | VPTJ/PCE/J04022 | PE 4.02 4G2 (F2)
378353199 | TNB | DISTRIBUTION | WP PUTRAJAYA & CYBERJAYA | Existing | 11 kV |  | RYB | VPTJ/PCE/J04022 | PE 4.02 4G2 (F2)
378353205 | TNB | DISTRIBUTION | WP PUTRAJAYA & CYBERJAYA | Existing | 11 kV |  | RYB | VPTJ/PCE/J04022 | PE 4.02 4G2 (F2)
378353206 | TNB | DISTRIBUTION | WP PUTRAJAYA & CYBERJAYA | Existing | 11 kV |  | RYB | VPTJ/PCE/J04022 | PE 4.02 4G2 (F2)
378353333 | TNB | DISTRIBUTION | WP PUTRAJAYA & CYBERJAYA | Existing | 11 kV |  | RYB | VPTJ/PCE/J04031 | SS 4.03 4G1 (F1)
378353337 | TNB | DISTRIBUTION | WP PUTRAJAYA & CYBERJAYA | Existing | 11 kV |  | RYB | VPTJ/PCE/J04031 | SS 4.03 4G1 (F1)
378353340 | TNB | DISTRIBUTION | WP PUTRAJAYA & CYBERJAYA | Existing | 11 kV |  | RYB | VPTJ/PCE/J04031 | SS 4.03 4G1 (F1)
378353343 | TNB | DISTRIBUTION | WP PUTRAJAYA & CYBERJAYA | Existing | 11 kV |  | RYB | VPTJ/PCE/J04031 | SS 4.03 4G1 (F1)
378353345 | TNB | DISTRIBUTION | WP PUTRAJAYA & CYBERJAYA | Existing | 11 kV |  | RYB | VPTJ/PCE/J04031 | SS 4.03 4G1 (F1)
378353351 | TNB | DISTRIBUTION | WP PUTRAJAYA & CYBERJAYA | Existing | 11 kV |  | RYB | VPTJ/PCE/J04031 | SS 4.03 4G1 (F1)
378353352 | TNB | DISTRIBUTION | WP PUTRAJAYA & CYBERJAYA | Existing | 11 kV |  | RYB | VPTJ/PCE/J04031 | SS 4.03 4G1 (F1)
378353359 | TNB | DISTRIBUTION | WP PUTRAJAYA & CYBERJAYA | Existing | 11 kV |  | RYB | VPTJ/PCE/J04031 | SS 4.03 4G1 (F1)
378353374 | TNB | DISTRIBUTION | WP PUTRAJAYA & CYBERJAYA | Existing | 11 kV |  | RYB | VPTJ/PCE/J04032 | SS 4.03 4G1 (F2)
378353378 | TNB | DISTRIBUTION | WP PUTRAJAYA & CYBERJAYA | Existing | 11 kV |  | RYB | VPTJ/PCE/J04032 | SS 4.03 4G1 (F2)
378353382 | TNB | DISTRIBUTION | WP PUTRAJAYA & CYBERJAYA | Existing | 11 kV |  | RYB | VPTJ/PCE/J04032 | SS 4.03 4G1 (F2)
378353384 | TNB | DISTRIBUTION | WP PUTRAJAYA & CYBERJAYA | Existing | 11 kV |  | RYB | VPTJ/PCE/J04032 | SS 4.03 4G1 (F2)
378353386 | TNB | DISTRIBUTION | WP PUTRAJAYA & CYBERJAYA | Existing | 11 kV |  | RYB | VPTJ/PCE/J04032 | SS 4.03 4G1 (F2)
378353392 | TNB | DISTRIBUTION | WP PUTRAJAYA & CYBERJAYA | Existing | 11 kV |  | RYB | VPTJ/PCE/J04032 | SS 4.03 4G1 (F2)
378353394 | TNB | DISTRIBUTION | WP PUTRAJAYA & CYBERJAYA | Existing | 11 kV |  | RYB | VPTJ/PCE/J04032 | SS 4.03 4G1 (F2)
378353397 | TNB | DISTRIBUTION | WP PUTRAJAYA & CYBERJAYA | Existing | 11 kV |  | RYB | VPTJ/PCE/J04032 | SS 4.03 4G1 (F2)
378353425 | TNB | DISTRIBUTION | WP PUTRAJAYA & CYBERJAYA | Existing | 11 kV |  | RYB | VPTJ/PCE/J03061 | SS 3.06 3C4 (F1)
378353429 | TNB | DISTRIBUTION | WP PUTRAJAYA & CYBERJAYA | Existing | 11 kV |  | RYB | VPTJ/PCE/J03061 | SS 3.06 3C4 (F1)
378353432 | TNB | DISTRIBUTION | WP PUTRAJAYA & CYBERJAYA | Existing | 11 kV |  | RYB | VPTJ/PCE/J03061 | SS 3.06 3C4 (F1)
378353435 | TNB | DISTRIBUTION | WP PUTRAJAYA & CYBERJAYA | Existing | 11 kV |  | RYB | VPTJ/PCE/J03061 | SS 3.06 3C4 (F1)
378353437 | TNB | DISTRIBUTION | WP PUTRAJAYA & CYBERJAYA | Existing | 11 kV |  | RYB | VPTJ/PCE/J03061 | SS 3.06 3C4 (F1)
378353443 | TNB | DISTRIBUTION | WP PUTRAJAYA & CYBERJAYA | Existing | 11 kV |  | RYB | VPTJ/PCE/J03061 | SS 3.06 3C4 (F1)
378353444 | TNB | DISTRIBUTION | WP PUTRAJAYA & CYBERJAYA | Existing | 11 kV |  | RYB | VPTJ/PCE/J03061 | SS 3.06 3C4 (F1)
378353451 | TNB | DISTRIBUTION | WP PUTRAJAYA & CYBERJAYA | Existing | 11 kV |  | RYB | VPTJ/PCE/J03061 | SS 3.06 3C4 (F1)
378353466 | TNB | DISTRIBUTION | WP PUTRAJAYA & CYBERJAYA | Existing | 11 kV |  | RYB | VPTJ/PCE/J03062 | SS 3.06 3C4 (F2)
378353470 | TNB | DISTRIBUTION | WP PUTRAJAYA & CYBERJAYA | Existing | 11 kV |  | RYB | VPTJ/PCE/J03062 | SS 3.06 3C4 (F2)
378353473 | TNB | DISTRIBUTION | WP PUTRAJAYA & CYBERJAYA | Existing | 11 kV |  | RYB | VPTJ/PCE/J03062 | SS 3.06 3C4 (F2)
378353476 | TNB | DISTRIBUTION | WP PUTRAJAYA & CYBERJAYA | Existing | 11 kV |  | RYB | VPTJ/PCE/J03062 | SS 3.06 3C4 (F2)
378353478 | TNB | DISTRIBUTION | WP PUTRAJAYA & CYBERJAYA | Existing | 11 kV |  | RYB | VPTJ/PCE/J03062 | SS 3.06 3C4 (F2)
378353484 | TNB | DISTRIBUTION | WP PUTRAJAYA & CYBERJAYA | Existing | 11 kV |  | RYB | VPTJ/PCE/J03062 | SS 3.06 3C4 (F2)
378353485 | TNB | DISTRIBUTION | WP PUTRAJAYA & CYBERJAYA | Existing | 11 kV |  | RYB | VPTJ/PCE/J03062 | SS 3.06 3C4 (F2)
378353492 | TNB | DISTRIBUTION | WP PUTRAJAYA & CYBERJAYA | Existing | 11 kV |  | RYB | VPTJ/PCE/J03062 | SS 3.06 3C4 (F2)
378353507 | TNB | DISTRIBUTION | WP PUTRAJAYA & CYBERJAYA | Existing | 11 kV |  | RYB | VPTJ/PCE/J05121 | PE 5.12 EQUESTRIAN PARK (F1)
378353508 | TNB | DISTRIBUTION | WP PUTRAJAYA & CYBERJAYA | Existing | 11 kV |  | RYB | VPTJ/PCE/J05121 | PE 5.12 EQUESTRIAN PARK (F1)
378353513 | TNB | DISTRIBUTION | WP PUTRAJAYA & CYBERJAYA | Existing | 11 kV |  | RYB | VPTJ/PCE/J05121 | PE 5.12 EQUESTRIAN PARK (F1)
378353519 | TNB | DISTRIBUTION | WP PUTRAJAYA & CYBERJAYA | Existing | 11 kV |  | RYB | VPTJ/PCE/J05121 | PE 5.12 EQUESTRIAN PARK (F1)
378353520 | TNB | DISTRIBUTION | WP PUTRAJAYA & CYBERJAYA | Existing | 11 kV |  | RYB | VPTJ/PCE/J05121 | PE 5.12 EQUESTRIAN PARK (F1)
378353524 | TNB | DISTRIBUTION | WP PUTRAJAYA & CYBERJAYA | Existing | 11 kV |  | RYB | VPTJ/PCE/J05121 | PE 5.12 EQUESTRIAN PARK (F1)
378353527 | TNB | DISTRIBUTION | WP PUTRAJAYA & CYBERJAYA | Existing | 11 kV |  | RYB | VPTJ/PCE/J05121 | PE 5.12 EQUESTRIAN PARK (F1)
378353528 | TNB | DISTRIBUTION | WP PUTRAJAYA & CYBERJAYA | Existing | 11 kV |  | RYB | VPTJ/PCE/J05121 | PE 5.12 EQUESTRIAN PARK (F1)
378353601 | TNB | DISTRIBUTION | WP PUTRAJAYA & CYBERJAYA | Existing | 11 kV |  | RYB | VPTJ/PCE/J05122 | PE 5.12 EQUESTRIAN PARK (F2)
378353602 | TNB | DISTRIBUTION | WP PUTRAJAYA & CYBERJAYA | Existing | 11 kV |  | RYB | VPTJ/PCE/J05122 | PE 5.12 EQUESTRIAN PARK (F2)
378353607 | TNB | DISTRIBUTION | WP PUTRAJAYA & CYBERJAYA | Existing | 11 kV |  | RYB | VPTJ/PCE/J05122 | PE 5.12 EQUESTRIAN PARK (F2)
378353613 | TNB | DISTRIBUTION | WP PUTRAJAYA & CYBERJAYA | Existing | 11 kV |  | RYB | VPTJ/PCE/J05122 | PE 5.12 EQUESTRIAN PARK (F2)
378353614 | TNB | DISTRIBUTION | WP PUTRAJAYA & CYBERJAYA | Existing | 11 kV |  | RYB | VPTJ/PCE/J05122 | PE 5.12 EQUESTRIAN PARK (F2)
378353618 | TNB | DISTRIBUTION | WP PUTRAJAYA & CYBERJAYA | Existing | 11 kV |  | RYB | VPTJ/PCE/J05122 | PE 5.12 EQUESTRIAN PARK (F2)
378353621 | TNB | DISTRIBUTION | WP PUTRAJAYA & CYBERJAYA | Existing | 11 kV |  | RYB | VPTJ/PCE/J05122 | PE 5.12 EQUESTRIAN PARK (F2)
378353622 | TNB | DISTRIBUTION | WP PUTRAJAYA & CYBERJAYA | Existing | 11 kV |  | RYB | VPTJ/PCE/J05122 | PE 5.12 EQUESTRIAN PARK (F2)
378353756 | TNB | DISTRIBUTION | WP PUTRAJAYA & CYBERJAYA | Existing | 11 kV |  | RYB | VPTJ/PCE/J05301 | PE 5.30 BLOK D APT 5R6 (F1)
378353757 | TNB | DISTRIBUTION | WP PUTRAJAYA & CYBERJAYA | Existing | 11 kV |  | RYB | VPTJ/PCE/J05301 | PE 5.30 BLOK D APT 5R6 (F1)
378353762 | TNB | DISTRIBUTION | WP PUTRAJAYA & CYBERJAYA | Existing | 11 kV |  | RYB | VPTJ/PCE/J05301 | PE 5.30 BLOK D APT 5R6 (F1)
378353768 | TNB | DISTRIBUTION | WP PUTRAJAYA & CYBERJAYA | Existing | 11 kV |  | RYB | VPTJ/PCE/J05301 | PE 5.30 BLOK D APT 5R6 (F1)
378353769 | TNB | DISTRIBUTION | WP PUTRAJAYA & CYBERJAYA | Existing | 11 kV |  | RYB | VPTJ/PCE/J05301 | PE 5.30 BLOK D APT 5R6 (F1)
378353773 | TNB | DISTRIBUTION | WP PUTRAJAYA & CYBERJAYA | Existing | 11 kV |  | RYB | VPTJ/PCE/J05301 | PE 5.30 BLOK D APT 5R6 (F1)
378353776 | TNB | DISTRIBUTION | WP PUTRAJAYA & CYBERJAYA | Existing | 11 kV |  | RYB | VPTJ/PCE/J05301 | PE 5.30 BLOK D APT 5R6 (F1)
378353777 | TNB | DISTRIBUTION | WP PUTRAJAYA & CYBERJAYA | Existing | 11 kV |  | RYB | VPTJ/PCE/J05301 | PE 5.30 BLOK D APT 5R6 (F1)
378353850 | TNB | DISTRIBUTION | WP PUTRAJAYA & CYBERJAYA | Existing | 11 kV |  | RYB | VPTJ/PCE/J05302 | PE 5.30 BLOK D APT 5R6 (F2)
378353851 | TNB | DISTRIBUTION | WP PUTRAJAYA & CYBERJAYA | Existing | 11 kV |  | RYB | VPTJ/PCE/J05302 | PE 5.30 BLOK D APT 5R6 (F2)
378353856 | TNB | DISTRIBUTION | WP PUTRAJAYA & CYBERJAYA | Existing | 11 kV |  | RYB | VPTJ/PCE/J05302 | PE 5.30 BLOK D APT 5R6 (F2)
378353862 | TNB | DISTRIBUTION | WP PUTRAJAYA & CYBERJAYA | Existing | 11 kV |  | RYB | VPTJ/PCE/J05302 | PE 5.30 BLOK D APT 5R6 (F2)
378353863 | TNB | DISTRIBUTION | WP PUTRAJAYA & CYBERJAYA | Existing | 11 kV |  | RYB | VPTJ/PCE/J05302 | PE 5.30 BLOK D APT 5R6 (F2)
378353867 | TNB | DISTRIBUTION | WP PUTRAJAYA & CYBERJAYA | Existing | 11 kV |  | RYB | VPTJ/PCE/J05302 | PE 5.30 BLOK D APT 5R6 (F2)
378353870 | TNB | DISTRIBUTION | WP PUTRAJAYA & CYBERJAYA | Existing | 11 kV |  | RYB | VPTJ/PCE/J05302 | PE 5.30 BLOK D APT 5R6 (F2)
378353871 | TNB | DISTRIBUTION | WP PUTRAJAYA & CYBERJAYA | Existing | 11 kV |  | RYB | VPTJ/PCE/J05302 | PE 5.30 BLOK D APT 5R6 (F2)
378353956 | TNB | DISTRIBUTION | WP PUTRAJAYA & CYBERJAYA | Existing | 11 kV |  | RYB | VPTJ/PCE/J05291 | PE 5.29 BLOK C APT 5R6 (F1)
378353957 | TNB | DISTRIBUTION | WP PUTRAJAYA & CYBERJAYA | Existing | 11 kV |  | RYB | VPTJ/PCE/J05291 | PE 5.29 BLOK C APT 5R6 (F1)
378353962 | TNB | DISTRIBUTION | WP PUTRAJAYA & CYBERJAYA | Existing | 11 kV |  | RYB | VPTJ/PCE/J05291 | PE 5.29 BLOK C APT 5R6 (F1)
378353968 | TNB | DISTRIBUTION | WP PUTRAJAYA & CYBERJAYA | Existing | 11 kV |  | RYB | VPTJ/PCE/J05291 | PE 5.29 BLOK C APT 5R6 (F1)
378353969 | TNB | DISTRIBUTION | WP PUTRAJAYA & CYBERJAYA | Existing | 11 kV |  | RYB | VPTJ/PCE/J05291 | PE 5.29 BLOK C APT 5R6 (F1)
378353973 | TNB | DISTRIBUTION | WP PUTRAJAYA & CYBERJAYA | Existing | 11 kV |  | RYB | VPTJ/PCE/J05291 | PE 5.29 BLOK C APT 5R6 (F1)
378353976 | TNB | DISTRIBUTION | WP PUTRAJAYA & CYBERJAYA | Existing | 11 kV |  | RYB | VPTJ/PCE/J05291 | PE 5.29 BLOK C APT 5R6 (F1)
378353977 | TNB | DISTRIBUTION | WP PUTRAJAYA & CYBERJAYA | Existing | 11 kV |  | RYB | VPTJ/PCE/J05291 | PE 5.29 BLOK C APT 5R6 (F1)
378354050 | TNB | DISTRIBUTION | WP PUTRAJAYA & CYBERJAYA | Existing | 11 kV |  | RYB | VPTJ/PCE/J05292 | PE 5.29 BLOK C APT 5R6 (F2)
378354051 | TNB | DISTRIBUTION | WP PUTRAJAYA & CYBERJAYA | Existing | 11 kV |  | RYB | VPTJ/PCE/J05292 | PE 5.29 BLOK C APT 5R6 (F2)
378354056 | TNB | DISTRIBUTION | WP PUTRAJAYA & CYBERJAYA | Existing | 11 kV |  | RYB | VPTJ/PCE/J05292 | PE 5.29 BLOK C APT 5R6 (F2)
378354062 | TNB | DISTRIBUTION | WP PUTRAJAYA & CYBERJAYA | Existing | 11 kV |  | RYB | VPTJ/PCE/J05292 | PE 5.29 BLOK C APT 5R6 (F2)
378354063 | TNB | DISTRIBUTION | WP PUTRAJAYA & CYBERJAYA | Existing | 11 kV |  | RYB | VPTJ/PCE/J05292 | PE 5.29 BLOK C APT 5R6 (F2)
378354067 | TNB | DISTRIBUTION | WP PUTRAJAYA & CYBERJAYA | Existing | 11 kV |  | RYB | VPTJ/PCE/J05292 | PE 5.29 BLOK C APT 5R6 (F2)
378354070 | TNB | DISTRIBUTION | WP PUTRAJAYA & CYBERJAYA | Existing | 11 kV |  | RYB | VPTJ/PCE/J05292 | PE 5.29 BLOK C APT 5R6 (F2)
378354071 | TNB | DISTRIBUTION | WP PUTRAJAYA & CYBERJAYA | Existing | 11 kV |  | RYB | VPTJ/PCE/J05292 | PE 5.29 BLOK C APT 5R6 (F2)
378354161 | TNB | DISTRIBUTION | WP PUTRAJAYA & CYBERJAYA | Existing | 11 kV |  | RYB | VPTJ/PCE/J05271 | PE 5.27 BLOK A APT 5R6 (F1)
378354162 | TNB | DISTRIBUTION | WP PUTRAJAYA & CYBERJAYA | Existing | 11 kV |  | RYB | VPTJ/PCE/J05271 | PE 5.27 BLOK A APT 5R6 (F1)
378354167 | TNB | DISTRIBUTION | WP PUTRAJAYA & CYBERJAYA | Existing | 11 kV |  | RYB | VPTJ/PCE/J05271 | PE 5.27 BLOK A APT 5R6 (F1)
378354173 | TNB | DISTRIBUTION | WP PUTRAJAYA & CYBERJAYA | Existing | 11 kV |  | RYB | VPTJ/PCE/J05271 | PE 5.27 BLOK A APT 5R6 (F1)
378354174 | TNB | DISTRIBUTION | WP PUTRAJAYA & CYBERJAYA | Existing | 11 kV |  | RYB | VPTJ/PCE/J05271 | PE 5.27 BLOK A APT 5R6 (F1)
378354178 | TNB | DISTRIBUTION | WP PUTRAJAYA & CYBERJAYA | Existing | 11 kV |  | RYB | VPTJ/PCE/J05271 | PE 5.27 BLOK A APT 5R6 (F1)
378354181 | TNB | DISTRIBUTION | WP PUTRAJAYA & CYBERJAYA | Existing | 11 kV |  | RYB | VPTJ/PCE/J05271 | PE 5.27 BLOK A APT 5R6 (F1)
378354182 | TNB | DISTRIBUTION | WP PUTRAJAYA & CYBERJAYA | Existing | 11 kV |  | RYB | VPTJ/PCE/J05271 | PE 5.27 BLOK A APT 5R6 (F1)
378354255 | TNB | DISTRIBUTION | WP PUTRAJAYA & CYBERJAYA | Existing | 11 kV |  | RYB | VPTJ/PCE/J05272 | PE 5.27 BLOK A APT 5R6 (F2)
378354256 | TNB | DISTRIBUTION | WP PUTRAJAYA & CYBERJAYA | Existing | 11 kV |  | RYB | VPTJ/PCE/J05272 | PE 5.27 BLOK A APT 5R6 (F2)
378354261 | TNB | DISTRIBUTION | WP PUTRAJAYA & CYBERJAYA | Existing | 11 kV |  | RYB | VPTJ/PCE/J05272 | PE 5.27 BLOK A APT 5R6 (F2)
378354267 | TNB | DISTRIBUTION | WP PUTRAJAYA & CYBERJAYA | Existing | 11 kV |  | RYB | VPTJ/PCE/J05272 | PE 5.27 BLOK A APT 5R6 (F2)
378354268 | TNB | DISTRIBUTION | WP PUTRAJAYA & CYBERJAYA | Existing | 11 kV |  | RYB | VPTJ/PCE/J05272 | PE 5.27 BLOK A APT 5R6 (F2)
378354272 | TNB | DISTRIBUTION | WP PUTRAJAYA & CYBERJAYA | Existing | 11 kV |  | RYB | VPTJ/PCE/J05272 | PE 5.27 BLOK A APT 5R6 (F2)
378354275 | TNB | DISTRIBUTION | WP PUTRAJAYA & CYBERJAYA | Existing | 11 kV |  | RYB | VPTJ/PCE/J05272 | PE 5.27 BLOK A APT 5R6 (F2)
378354276 | TNB | DISTRIBUTION | WP PUTRAJAYA & CYBERJAYA | Existing | 11 kV |  | RYB | VPTJ/PCE/J05272 | PE 5.27 BLOK A APT 5R6 (F2)
378354353 | TNB | DISTRIBUTION | WP PUTRAJAYA & CYBERJAYA | Existing | 11 kV |  | RYB | VPTJ/PCE/J05281 | PE 5.28 BLOK B APT 5R6 (F1)
378354354 | TNB | DISTRIBUTION | WP PUTRAJAYA & CYBERJAYA | Existing | 11 kV |  | RYB | VPTJ/PCE/J05281 | PE 5.28 BLOK B APT 5R6 (F1)
378354359 | TNB | DISTRIBUTION | WP PUTRAJAYA & CYBERJAYA | Existing | 11 kV |  | RYB | VPTJ/PCE/J05281 | PE 5.28 BLOK B APT 5R6 (F1)
378354365 | TNB | DISTRIBUTION | WP PUTRAJAYA & CYBERJAYA | Existing | 11 kV |  | RYB | VPTJ/PCE/J05281 | PE 5.28 BLOK B APT 5R6 (F1)
378354366 | TNB | DISTRIBUTION | WP PUTRAJAYA & CYBERJAYA | Existing | 11 kV |  | RYB | VPTJ/PCE/J05281 | PE 5.28 BLOK B APT 5R6 (F1)
378354370 | TNB | DISTRIBUTION | WP PUTRAJAYA & CYBERJAYA | Existing | 11 kV |  | RYB | VPTJ/PCE/J05281 | PE 5.28 BLOK B APT 5R6 (F1)
378354373 | TNB | DISTRIBUTION | WP PUTRAJAYA & CYBERJAYA | Existing | 11 kV |  | RYB | VPTJ/PCE/J05281 | PE 5.28 BLOK B APT 5R6 (F1)
378354374 | TNB | DISTRIBUTION | WP PUTRAJAYA & CYBERJAYA | Existing | 11 kV |  | RYB | VPTJ/PCE/J05281 | PE 5.28 BLOK B APT 5R6 (F1)
378354447 | TNB | DISTRIBUTION | WP PUTRAJAYA & CYBERJAYA | Existing | 11 kV |  | RYB | VPTJ/PCE/J05282 | PE 5.28 BLOK B APT 5R6 (F2)
378354448 | TNB | DISTRIBUTION | WP PUTRAJAYA & CYBERJAYA | Existing | 11 kV |  | RYB | VPTJ/PCE/J05282 | PE 5.28 BLOK B APT 5R6 (F2)
378354453 | TNB | DISTRIBUTION | WP PUTRAJAYA & CYBERJAYA | Existing | 11 kV |  | RYB | VPTJ/PCE/J05282 | PE 5.28 BLOK B APT 5R6 (F2)
378354459 | TNB | DISTRIBUTION | WP PUTRAJAYA & CYBERJAYA | Existing | 11 kV |  | RYB | VPTJ/PCE/J05282 | PE 5.28 BLOK B APT 5R6 (F2)
378354460 | TNB | DISTRIBUTION | WP PUTRAJAYA & CYBERJAYA | Existing | 11 kV |  | RYB | VPTJ/PCE/J05282 | PE 5.28 BLOK B APT 5R6 (F2)
378354464 | TNB | DISTRIBUTION | WP PUTRAJAYA & CYBERJAYA | Existing | 11 kV |  | RYB | VPTJ/PCE/J05282 | PE 5.28 BLOK B APT 5R6 (F2)
378354467 | TNB | DISTRIBUTION | WP PUTRAJAYA & CYBERJAYA | Existing | 11 kV |  | RYB | VPTJ/PCE/J05282 | PE 5.28 BLOK B APT 5R6 (F2)
378354468 | TNB | DISTRIBUTION | WP PUTRAJAYA & CYBERJAYA | Existing | 11 kV |  | RYB | VPTJ/PCE/J05282 | PE 5.28 BLOK B APT 5R6 (F2)
378354648 | TNB | DISTRIBUTION | WP PUTRAJAYA & CYBERJAYA | Existing | 11 kV |  | RYB | VPTJ/PCE/J04051 | PE 4.05 S/LIGHTING
378354649 | TNB | DISTRIBUTION | WP PUTRAJAYA & CYBERJAYA | Existing | 11 kV |  | RYB | VPTJ/PCE/J04051 | PE 4.05 S/LIGHTING
378354654 | TNB | DISTRIBUTION | WP PUTRAJAYA & CYBERJAYA | Existing | 11 kV |  | RYB | VPTJ/PCE/J04051 | PE 4.05 S/LIGHTING
378354660 | TNB | DISTRIBUTION | WP PUTRAJAYA & CYBERJAYA | Existing | 11 kV |  | RYB | VPTJ/PCE/J04051 | PE 4.05 S/LIGHTING
378354661 | TNB | DISTRIBUTION | WP PUTRAJAYA & CYBERJAYA | Existing | 11 kV |  | RYB | VPTJ/PCE/J04051 | PE 4.05 S/LIGHTING
378354665 | TNB | DISTRIBUTION | WP PUTRAJAYA & CYBERJAYA | Existing | 11 kV |  | RYB | VPTJ/PCE/J04051 | PE 4.05 S/LIGHTING
378354668 | TNB | DISTRIBUTION | WP PUTRAJAYA & CYBERJAYA | Existing | 11 kV |  | RYB | VPTJ/PCE/J04051 | PE 4.05 S/LIGHTING
378354669 | TNB | DISTRIBUTION | WP PUTRAJAYA & CYBERJAYA | Existing | 11 kV |  | RYB | VPTJ/PCE/J04051 | PE 4.05 S/LIGHTING
378354750 | TNB | DISTRIBUTION | WP PUTRAJAYA & CYBERJAYA | Existing | 11 kV |  | RYB | VPTJ/PCE/J04081 | PE 4.08 S/LIGHTING
378354751 | TNB | DISTRIBUTION | WP PUTRAJAYA & CYBERJAYA | Existing | 11 kV |  | RYB | VPTJ/PCE/J04081 | PE 4.08 S/LIGHTING
378354756 | TNB | DISTRIBUTION | WP PUTRAJAYA & CYBERJAYA | Existing | 11 kV |  | RYB | VPTJ/PCE/J04081 | PE 4.08 S/LIGHTING
378354762 | TNB | DISTRIBUTION | WP PUTRAJAYA & CYBERJAYA | Existing | 11 kV |  | RYB | VPTJ/PCE/J04081 | PE 4.08 S/LIGHTING
378354763 | TNB | DISTRIBUTION | WP PUTRAJAYA & CYBERJAYA | Existing | 11 kV |  | RYB | VPTJ/PCE/J04081 | PE 4.08 S/LIGHTING
378354767 | TNB | DISTRIBUTION | WP PUTRAJAYA & CYBERJAYA | Existing | 11 kV |  | RYB | VPTJ/PCE/J04081 | PE 4.08 S/LIGHTING
378354770 | TNB | DISTRIBUTION | WP PUTRAJAYA & CYBERJAYA | Existing | 11 kV |  | RYB | VPTJ/PCE/J04081 | PE 4.08 S/LIGHTING
378354771 | TNB | DISTRIBUTION | WP PUTRAJAYA & CYBERJAYA | Existing | 11 kV |  | RYB | VPTJ/PCE/J04081 | PE 4.08 S/LIGHTING
378354854 | TNB | DISTRIBUTION | WP PUTRAJAYA & CYBERJAYA | Existing | 11 kV |  | RYB | VPTJ/PCE/J04221 | PE 4.22 4P5 (F1)
378354855 | TNB | DISTRIBUTION | WP PUTRAJAYA & CYBERJAYA | Existing | 11 kV |  | RYB | VPTJ/PCE/J04221 | PE 4.22 4P5 (F1)
378354860 | TNB | DISTRIBUTION | WP PUTRAJAYA & CYBERJAYA | Existing | 11 kV |  | RYB | VPTJ/PCE/J04221 | PE 4.22 4P5 (F1)
378354866 | TNB | DISTRIBUTION | WP PUTRAJAYA & CYBERJAYA | Existing | 11 kV |  | RYB | VPTJ/PCE/J04221 | PE 4.22 4P5 (F1)
378354867 | TNB | DISTRIBUTION | WP PUTRAJAYA & CYBERJAYA | Existing | 11 kV |  | RYB | VPTJ/PCE/J04221 | PE 4.22 4P5 (F1)
378354871 | TNB | DISTRIBUTION | WP PUTRAJAYA & CYBERJAYA | Existing | 11 kV |  | RYB | VPTJ/PCE/J04221 | PE 4.22 4P5 (F1)
378354874 | TNB | DISTRIBUTION | WP PUTRAJAYA & CYBERJAYA | Existing | 11 kV |  | RYB | VPTJ/PCE/J04221 | PE 4.22 4P5 (F1)
378354875 | TNB | DISTRIBUTION | WP PUTRAJAYA & CYBERJAYA | Existing | 11 kV |  | RYB | VPTJ/PCE/J04221 | PE 4.22 4P5 (F1)
378354948 | TNB | DISTRIBUTION | WP PUTRAJAYA & CYBERJAYA | Existing | 11 kV |  | RYB | VPTJ/PCE/J04222 | PE 4.22 4P5 (F2)
378354949 | TNB | DISTRIBUTION | WP PUTRAJAYA & CYBERJAYA | Existing | 11 kV |  | RYB | VPTJ/PCE/J04222 | PE 4.22 4P5 (F2)
378354954 | TNB | DISTRIBUTION | WP PUTRAJAYA & CYBERJAYA | Existing | 11 kV |  | RYB | VPTJ/PCE/J04222 | PE 4.22 4P5 (F2)
378354960 | TNB | DISTRIBUTION | WP PUTRAJAYA & CYBERJAYA | Existing | 11 kV |  | RYB | VPTJ/PCE/J04222 | PE 4.22 4P5 (F2)
378354961 | TNB | DISTRIBUTION | WP PUTRAJAYA & CYBERJAYA | Existing | 11 kV |  | RYB | VPTJ/PCE/J04222 | PE 4.22 4P5 (F2)
378354965 | TNB | DISTRIBUTION | WP PUTRAJAYA & CYBERJAYA | Existing | 11 kV |  | RYB | VPTJ/PCE/J04222 | PE 4.22 4P5 (F2)
378354968 | TNB | DISTRIBUTION | WP PUTRAJAYA & CYBERJAYA | Existing | 11 kV |  | RYB | VPTJ/PCE/J04222 | PE 4.22 4P5 (F2)
378354969 | TNB | DISTRIBUTION | WP PUTRAJAYA & CYBERJAYA | Existing | 11 kV |  | RYB | VPTJ/PCE/J04222 | PE 4.22 4P5 (F2)
378355069 | TNB | DISTRIBUTION | WP PUTRAJAYA & CYBERJAYA | Existing | 11 kV |  | RYB | VPTJ/PCE/J04092 | PE 4.09 S/LIGHTING (F2)
378355070 | TNB | DISTRIBUTION | WP PUTRAJAYA & CYBERJAYA | Existing | 11 kV |  | RYB | VPTJ/PCE/J04092 | PE 4.09 S/LIGHTING (F2)
378355075 | TNB | DISTRIBUTION | WP PUTRAJAYA & CYBERJAYA | Existing | 11 kV |  | RYB | VPTJ/PCE/J04092 | PE 4.09 S/LIGHTING (F2)
378355081 | TNB | DISTRIBUTION | WP PUTRAJAYA & CYBERJAYA | Existing | 11 kV |  | RYB | VPTJ/PCE/J04092 | PE 4.09 S/LIGHTING (F2)
378355082 | TNB | DISTRIBUTION | WP PUTRAJAYA & CYBERJAYA | Existing | 11 kV |  | RYB | VPTJ/PCE/J04092 | PE 4.09 S/LIGHTING (F2)
378355086 | TNB | DISTRIBUTION | WP PUTRAJAYA & CYBERJAYA | Existing | 11 kV |  | RYB | VPTJ/PCE/J04092 | PE 4.09 S/LIGHTING (F2)
378355089 | TNB | DISTRIBUTION | WP PUTRAJAYA & CYBERJAYA | Existing | 11 kV |  | RYB | VPTJ/PCE/J04092 | PE 4.09 S/LIGHTING (F2)
378355090 | TNB | DISTRIBUTION | WP PUTRAJAYA & CYBERJAYA | Existing | 11 kV |  | RYB | VPTJ/PCE/J04092 | PE 4.09 S/LIGHTING (F2)
378355173 | TNB | DISTRIBUTION | WP PUTRAJAYA & CYBERJAYA | Existing | 11 kV |  | RYB | VPTJ/PCE/J04091 | PE 4.09 S/LIGHTING (F1)
378355174 | TNB | DISTRIBUTION | WP PUTRAJAYA & CYBERJAYA | Existing | 11 kV |  | RYB | VPTJ/PCE/J04091 | PE 4.09 S/LIGHTING (F1)
378355179 | TNB | DISTRIBUTION | WP PUTRAJAYA & CYBERJAYA | Existing | 11 kV |  | RYB | VPTJ/PCE/J04091 | PE 4.09 S/LIGHTING (F1)
378355185 | TNB | DISTRIBUTION | WP PUTRAJAYA & CYBERJAYA | Existing | 11 kV |  | RYB | VPTJ/PCE/J04091 | PE 4.09 S/LIGHTING (F1)
378355186 | TNB | DISTRIBUTION | WP PUTRAJAYA & CYBERJAYA | Existing | 11 kV |  | RYB | VPTJ/PCE/J04091 | PE 4.09 S/LIGHTING (F1)
378355190 | TNB | DISTRIBUTION | WP PUTRAJAYA & CYBERJAYA | Existing | 11 kV |  | RYB | VPTJ/PCE/J04091 | PE 4.09 S/LIGHTING (F1)
378355193 | TNB | DISTRIBUTION | WP PUTRAJAYA & CYBERJAYA | Existing | 11 kV |  | RYB | VPTJ/PCE/J04091 | PE 4.09 S/LIGHTING (F1)
378355194 | TNB | DISTRIBUTION | WP PUTRAJAYA & CYBERJAYA | Existing | 11 kV |  | RYB | VPTJ/PCE/J04091 | PE 4.09 S/LIGHTING (F1)
378355306 | TNB | DISTRIBUTION | WP PUTRAJAYA & CYBERJAYA | Existing | 11 kV |  | RYB | VPTJ/PCE/J03021 | PE 3.02 3G1 (F1)
378355310 | TNB | DISTRIBUTION | WP PUTRAJAYA & CYBERJAYA | Existing | 11 kV |  | RYB | VPTJ/PCE/J03021 | PE 3.02 3G1 (F1)
378355312 | TNB | DISTRIBUTION | WP PUTRAJAYA & CYBERJAYA | Existing | 11 kV |  | RYB | VPTJ/PCE/J03021 | PE 3.02 3G1 (F1)
378355321 | TNB | DISTRIBUTION | WP PUTRAJAYA & CYBERJAYA | Existing | 11 kV |  | RYB | VPTJ/PCE/J03021 | PE 3.02 3G1 (F1)
378355322 | TNB | DISTRIBUTION | WP PUTRAJAYA & CYBERJAYA | Existing | 11 kV |  | RYB | VPTJ/PCE/J03021 | PE 3.02 3G1 (F1)
378355331 | TNB | DISTRIBUTION | WP PUTRAJAYA & CYBERJAYA | Existing | 11 kV |  | RYB | VPTJ/PCE/J03021 | PE 3.02 3G1 (F1)
378355337 | TNB | DISTRIBUTION | WP PUTRAJAYA & CYBERJAYA | Existing | 11 kV |  | RYB | VPTJ/PCE/J03021 | PE 3.02 3G1 (F1)
378355339 | TNB | DISTRIBUTION | WP PUTRAJAYA & CYBERJAYA | Existing | 11 kV |  | RYB | VPTJ/PCE/J03021 | PE 3.02 3G1 (F1)
378355341 | TNB | DISTRIBUTION | WP PUTRAJAYA & CYBERJAYA | Existing | 11 kV |  | RYB | VPTJ/PCE/J03021 | PE 3.02 3G1 (F1)
378355347 | TNB | DISTRIBUTION | WP PUTRAJAYA & CYBERJAYA | Existing | 11 kV |  | RYB | VPTJ/PCE/J03021 | PE 3.02 3G1 (F1)
378355348 | TNB | DISTRIBUTION | WP PUTRAJAYA & CYBERJAYA | Existing | 11 kV |  | RYB | VPTJ/PCE/J03021 | PE 3.02 3G1 (F1)
378355425 | TNB | DISTRIBUTION | WP PUTRAJAYA & CYBERJAYA | Existing | 11 kV |  | RYB | VPTJ/PCE/J03022 | PE 3.02 3G1 (F2)
378355429 | TNB | DISTRIBUTION | WP PUTRAJAYA & CYBERJAYA | Existing | 11 kV |  | RYB | VPTJ/PCE/J03022 | PE 3.02 3G1 (F2)
378355431 | TNB | DISTRIBUTION | WP PUTRAJAYA & CYBERJAYA | Existing | 11 kV |  | RYB | VPTJ/PCE/J03022 | PE 3.02 3G1 (F2)
378355440 | TNB | DISTRIBUTION | WP PUTRAJAYA & CYBERJAYA | Existing | 11 kV |  | RYB | VPTJ/PCE/J03022 | PE 3.02 3G1 (F2)
378355441 | TNB | DISTRIBUTION | WP PUTRAJAYA & CYBERJAYA | Existing | 11 kV |  | RYB | VPTJ/PCE/J03022 | PE 3.02 3G1 (F2)
378355450 | TNB | DISTRIBUTION | WP PUTRAJAYA & CYBERJAYA | Existing | 11 kV |  | RYB | VPTJ/PCE/J03022 | PE 3.02 3G1 (F2)
378355456 | TNB | DISTRIBUTION | WP PUTRAJAYA & CYBERJAYA | Existing | 11 kV |  | RYB | VPTJ/PCE/J03022 | PE 3.02 3G1 (F2)
378355458 | TNB | DISTRIBUTION | WP PUTRAJAYA & CYBERJAYA | Existing | 11 kV |  | RYB | VPTJ/PCE/J03022 | PE 3.02 3G1 (F2)
378355460 | TNB | DISTRIBUTION | WP PUTRAJAYA & CYBERJAYA | Existing | 11 kV |  | RYB | VPTJ/PCE/J03022 | PE 3.02 3G1 (F2)
378355466 | TNB | DISTRIBUTION | WP PUTRAJAYA & CYBERJAYA | Existing | 11 kV |  | RYB | VPTJ/PCE/J03022 | PE 3.02 3G1 (F2)
378355467 | TNB | DISTRIBUTION | WP PUTRAJAYA & CYBERJAYA | Existing | 11 kV |  | RYB | VPTJ/PCE/J03022 | PE 3.02 3G1 (F2)
378355679 | TNB | DISTRIBUTION | WP PUTRAJAYA & CYBERJAYA | Existing | 11 kV |  | RYB | VPTJ/PCE/J03031 | SS 3.03 3G2 (F1)
378355683 | TNB | DISTRIBUTION | WP PUTRAJAYA & CYBERJAYA | Existing | 11 kV |  | RYB | VPTJ/PCE/J03031 | SS 3.03 3G2 (F1)
378355686 | TNB | DISTRIBUTION | WP PUTRAJAYA & CYBERJAYA | Existing | 11 kV |  | RYB | VPTJ/PCE/J03031 | SS 3.03 3G2 (F1)
378355689 | TNB | DISTRIBUTION | WP PUTRAJAYA & CYBERJAYA | Existing | 11 kV |  | RYB | VPTJ/PCE/J03031 | SS 3.03 3G2 (F1)
378355691 | TNB | DISTRIBUTION | WP PUTRAJAYA & CYBERJAYA | Existing | 11 kV |  | RYB | VPTJ/PCE/J03031 | SS 3.03 3G2 (F1)
378355697 | TNB | DISTRIBUTION | WP PUTRAJAYA & CYBERJAYA | Existing | 11 kV |  | RYB | VPTJ/PCE/J03031 | SS 3.03 3G2 (F1)
378355698 | TNB | DISTRIBUTION | WP PUTRAJAYA & CYBERJAYA | Existing | 11 kV |  | RYB | VPTJ/PCE/J03031 | SS 3.03 3G2 (F1)
378355704 | TNB | DISTRIBUTION | WP PUTRAJAYA & CYBERJAYA | Existing | 11 kV |  | RYB | VPTJ/PCE/J03031 | SS 3.03 3G2 (F1)
378355720 | TNB | DISTRIBUTION | WP PUTRAJAYA & CYBERJAYA | Existing | 11 kV |  | RYB | VPTJ/PCE/J03032 | SS 3.03 3G2 (F2)
378355724 | TNB | DISTRIBUTION | WP PUTRAJAYA & CYBERJAYA | Existing | 11 kV |  | RYB | VPTJ/PCE/J03032 | SS 3.03 3G2 (F2)
378355727 | TNB | DISTRIBUTION | WP PUTRAJAYA & CYBERJAYA | Existing | 11 kV |  | RYB | VPTJ/PCE/J03032 | SS 3.03 3G2 (F2)
378355730 | TNB | DISTRIBUTION | WP PUTRAJAYA & CYBERJAYA | Existing | 11 kV |  | RYB | VPTJ/PCE/J03032 | SS 3.03 3G2 (F2)
378355732 | TNB | DISTRIBUTION | WP PUTRAJAYA & CYBERJAYA | Existing | 11 kV |  | RYB | VPTJ/PCE/J03032 | SS 3.03 3G2 (F2)
378355738 | TNB | DISTRIBUTION | WP PUTRAJAYA & CYBERJAYA | Existing | 11 kV |  | RYB | VPTJ/PCE/J03032 | SS 3.03 3G2 (F2)
378355739 | TNB | DISTRIBUTION | WP PUTRAJAYA & CYBERJAYA | Existing | 11 kV |  | RYB | VPTJ/PCE/J03032 | SS 3.03 3G2 (F2)
378355745 | TNB | DISTRIBUTION | WP PUTRAJAYA & CYBERJAYA | Existing | 11 kV |  | RYB | VPTJ/PCE/J03032 | SS 3.03 3G2 (F2)
378355768 | TNB | DISTRIBUTION | WP PUTRAJAYA & CYBERJAYA | Existing | 11 kV |  | RYB | VPTJ/PCE/J03141 | SS 3.14 BLOK D (F1)
378355772 | TNB | DISTRIBUTION | WP PUTRAJAYA & CYBERJAYA | Existing | 11 kV |  | RYB | VPTJ/PCE/J03141 | SS 3.14 BLOK D (F1)
378355775 | TNB | DISTRIBUTION | WP PUTRAJAYA & CYBERJAYA | Existing | 11 kV |  | RYB | VPTJ/PCE/J03141 | SS 3.14 BLOK D (F1)
378355778 | TNB | DISTRIBUTION | WP PUTRAJAYA & CYBERJAYA | Existing | 11 kV |  | RYB | VPTJ/PCE/J03141 | SS 3.14 BLOK D (F1)
378355780 | TNB | DISTRIBUTION | WP PUTRAJAYA & CYBERJAYA | Existing | 11 kV |  | RYB | VPTJ/PCE/J03141 | SS 3.14 BLOK D (F1)
378355786 | TNB | DISTRIBUTION | WP PUTRAJAYA & CYBERJAYA | Existing | 11 kV |  | RYB | VPTJ/PCE/J03141 | SS 3.14 BLOK D (F1)
378355787 | TNB | DISTRIBUTION | WP PUTRAJAYA & CYBERJAYA | Existing | 11 kV |  | RYB | VPTJ/PCE/J03141 | SS 3.14 BLOK D (F1)
378355793 | TNB | DISTRIBUTION | WP PUTRAJAYA & CYBERJAYA | Existing | 11 kV |  | RYB | VPTJ/PCE/J03141 | SS 3.14 BLOK D (F1)
378355809 | TNB | DISTRIBUTION | WP PUTRAJAYA & CYBERJAYA | Existing | 11 kV |  | RYB | VPTJ/PCE/J03142 | SS 3.14 BLOK D (F2)
378355813 | TNB | DISTRIBUTION | WP PUTRAJAYA & CYBERJAYA | Existing | 11 kV |  | RYB | VPTJ/PCE/J03142 | SS 3.14 BLOK D (F2)
378355816 | TNB | DISTRIBUTION | WP PUTRAJAYA & CYBERJAYA | Existing | 11 kV |  | RYB | VPTJ/PCE/J03142 | SS 3.14 BLOK D (F2)
378355819 | TNB | DISTRIBUTION | WP PUTRAJAYA & CYBERJAYA | Existing | 11 kV |  | RYB | VPTJ/PCE/J03142 | SS 3.14 BLOK D (F2)
378355821 | TNB | DISTRIBUTION | WP PUTRAJAYA & CYBERJAYA | Existing | 11 kV |  | RYB | VPTJ/PCE/J03142 | SS 3.14 BLOK D (F2)
378355827 | TNB | DISTRIBUTION | WP PUTRAJAYA & CYBERJAYA | Existing | 11 kV |  | RYB | VPTJ/PCE/J03142 | SS 3.14 BLOK D (F2)
378355828 | TNB | DISTRIBUTION | WP PUTRAJAYA & CYBERJAYA | Existing | 11 kV |  | RYB | VPTJ/PCE/J03142 | SS 3.14 BLOK D (F2)
378355834 | TNB | DISTRIBUTION | WP PUTRAJAYA & CYBERJAYA | Existing | 11 kV |  | RYB | VPTJ/PCE/J03142 | SS 3.14 BLOK D (F2)
378355858 | TNB | DISTRIBUTION | WP PUTRAJAYA & CYBERJAYA | Existing | 11 kV |  | RYB | VPTJ/PCE/J03131 | SS 3.13 BLOK C (F1)
378355862 | TNB | DISTRIBUTION | WP PUTRAJAYA & CYBERJAYA | Existing | 11 kV |  | RYB | VPTJ/PCE/J03131 | SS 3.13 BLOK C (F1)
378355865 | TNB | DISTRIBUTION | WP PUTRAJAYA & CYBERJAYA | Existing | 11 kV |  | RYB | VPTJ/PCE/J03131 | SS 3.13 BLOK C (F1)
378355868 | TNB | DISTRIBUTION | WP PUTRAJAYA & CYBERJAYA | Existing | 11 kV |  | RYB | VPTJ/PCE/J03131 | SS 3.13 BLOK C (F1)
378355870 | TNB | DISTRIBUTION | WP PUTRAJAYA & CYBERJAYA | Existing | 11 kV |  | RYB | VPTJ/PCE/J03131 | SS 3.13 BLOK C (F1)
378355876 | TNB | DISTRIBUTION | WP PUTRAJAYA & CYBERJAYA | Existing | 11 kV |  | RYB | VPTJ/PCE/J03131 | SS 3.13 BLOK C (F1)
378355877 | TNB | DISTRIBUTION | WP PUTRAJAYA & CYBERJAYA | Existing | 11 kV |  | RYB | VPTJ/PCE/J03131 | SS 3.13 BLOK C (F1)
378355883 | TNB | DISTRIBUTION | WP PUTRAJAYA & CYBERJAYA | Existing | 11 kV |  | RYB | VPTJ/PCE/J03131 | SS 3.13 BLOK C (F1)
378355899 | TNB | DISTRIBUTION | WP PUTRAJAYA & CYBERJAYA | Existing | 11 kV |  | RYB | VPTJ/PCE/J03132 | SS 3.13 BLOK C (F2)
378355903 | TNB | DISTRIBUTION | WP PUTRAJAYA & CYBERJAYA | Existing | 11 kV |  | RYB | VPTJ/PCE/J03132 | SS 3.13 BLOK C (F2)
378355906 | TNB | DISTRIBUTION | WP PUTRAJAYA & CYBERJAYA | Existing | 11 kV |  | RYB | VPTJ/PCE/J03132 | SS 3.13 BLOK C (F2)
378355909 | TNB | DISTRIBUTION | WP PUTRAJAYA & CYBERJAYA | Existing | 11 kV |  | RYB | VPTJ/PCE/J03132 | SS 3.13 BLOK C (F2)
378355911 | TNB | DISTRIBUTION | WP PUTRAJAYA & CYBERJAYA | Existing | 11 kV |  | RYB | VPTJ/PCE/J03132 | SS 3.13 BLOK C (F2)
378355917 | TNB | DISTRIBUTION | WP PUTRAJAYA & CYBERJAYA | Existing | 11 kV |  | RYB | VPTJ/PCE/J03132 | SS 3.13 BLOK C (F2)
378355918 | TNB | DISTRIBUTION | WP PUTRAJAYA & CYBERJAYA | Existing | 11 kV |  | RYB | VPTJ/PCE/J03132 | SS 3.13 BLOK C (F2)
378355924 | TNB | DISTRIBUTION | WP PUTRAJAYA & CYBERJAYA | Existing | 11 kV |  | RYB | VPTJ/PCE/J03132 | SS 3.13 BLOK C (F2)
378355948 | TNB | DISTRIBUTION | WP PUTRAJAYA & CYBERJAYA | Existing | 11 kV |  | RYB | VPTJ/PCE/J03121 | SS 3.12 BLOK A&B (F1)
378355952 | TNB | DISTRIBUTION | WP PUTRAJAYA & CYBERJAYA | Existing | 11 kV |  | RYB | VPTJ/PCE/J03121 | SS 3.12 BLOK A&B (F1)
378355955 | TNB | DISTRIBUTION | WP PUTRAJAYA & CYBERJAYA | Existing | 11 kV |  | RYB | VPTJ/PCE/J03121 | SS 3.12 BLOK A&B (F1)
378355958 | TNB | DISTRIBUTION | WP PUTRAJAYA & CYBERJAYA | Existing | 11 kV |  | RYB | VPTJ/PCE/J03121 | SS 3.12 BLOK A&B (F1)
378355960 | TNB | DISTRIBUTION | WP PUTRAJAYA & CYBERJAYA | Existing | 11 kV |  | RYB | VPTJ/PCE/J03121 | SS 3.12 BLOK A&B (F1)
378355966 | TNB | DISTRIBUTION | WP PUTRAJAYA & CYBERJAYA | Existing | 11 kV |  | RYB | VPTJ/PCE/J03121 | SS 3.12 BLOK A&B (F1)
378355967 | TNB | DISTRIBUTION | WP PUTRAJAYA & CYBERJAYA | Existing | 11 kV |  | RYB | VPTJ/PCE/J03121 | SS 3.12 BLOK A&B (F1)
378355973 | TNB | DISTRIBUTION | WP PUTRAJAYA & CYBERJAYA | Existing | 11 kV |  | RYB | VPTJ/PCE/J03121 | SS 3.12 BLOK A&B (F1)
378355989 | TNB | DISTRIBUTION | WP PUTRAJAYA & CYBERJAYA | Existing | 11 kV |  | RYB | VPTJ/PCE/J03122 | SS 3.12 BLOK A&B (F2)
378355993 | TNB | DISTRIBUTION | WP PUTRAJAYA & CYBERJAYA | Existing | 11 kV |  | RYB | VPTJ/PCE/J03122 | SS 3.12 BLOK A&B (F2)
378355996 | TNB | DISTRIBUTION | WP PUTRAJAYA & CYBERJAYA | Existing | 11 kV |  | RYB | VPTJ/PCE/J03122 | SS 3.12 BLOK A&B (F2)
378355999 | TNB | DISTRIBUTION | WP PUTRAJAYA & CYBERJAYA | Existing | 11 kV |  | RYB | VPTJ/PCE/J03122 | SS 3.12 BLOK A&B (F2)
378356001 | TNB | DISTRIBUTION | WP PUTRAJAYA & CYBERJAYA | Existing | 11 kV |  | RYB | VPTJ/PCE/J03122 | SS 3.12 BLOK A&B (F2)
378356007 | TNB | DISTRIBUTION | WP PUTRAJAYA & CYBERJAYA | Existing | 11 kV |  | RYB | VPTJ/PCE/J03122 | SS 3.12 BLOK A&B (F2)
378356008 | TNB | DISTRIBUTION | WP PUTRAJAYA & CYBERJAYA | Existing | 11 kV |  | RYB | VPTJ/PCE/J03122 | SS 3.12 BLOK A&B (F2)
378356014 | TNB | DISTRIBUTION | WP PUTRAJAYA & CYBERJAYA | Existing | 11 kV |  | RYB | VPTJ/PCE/J03122 | SS 3.12 BLOK A&B (F2)
378356046 | TNB | DISTRIBUTION | WP PUTRAJAYA & CYBERJAYA | Existing | 11 kV |  | RYB | VPTJ/PCE/J04131 | SS 4.13 4G11 (F1)
378356050 | TNB | DISTRIBUTION | WP PUTRAJAYA & CYBERJAYA | Existing | 11 kV |  | RYB | VPTJ/PCE/J04131 | SS 4.13 4G11 (F1)
378356053 | TNB | DISTRIBUTION | WP PUTRAJAYA & CYBERJAYA | Existing | 11 kV |  | RYB | VPTJ/PCE/J04131 | SS 4.13 4G11 (F1)
378356056 | TNB | DISTRIBUTION | WP PUTRAJAYA & CYBERJAYA | Existing | 11 kV |  | RYB | VPTJ/PCE/J04131 | SS 4.13 4G11 (F1)
378356058 | TNB | DISTRIBUTION | WP PUTRAJAYA & CYBERJAYA | Existing | 11 kV |  | RYB | VPTJ/PCE/J04131 | SS 4.13 4G11 (F1)
378356064 | TNB | DISTRIBUTION | WP PUTRAJAYA & CYBERJAYA | Existing | 11 kV |  | RYB | VPTJ/PCE/J04131 | SS 4.13 4G11 (F1)
378356065 | TNB | DISTRIBUTION | WP PUTRAJAYA & CYBERJAYA | Existing | 11 kV |  | RYB | VPTJ/PCE/J04131 | SS 4.13 4G11 (F1)
378356071 | TNB | DISTRIBUTION | WP PUTRAJAYA & CYBERJAYA | Existing | 11 kV |  | RYB | VPTJ/PCE/J04131 | SS 4.13 4G11 (F1)
378356087 | TNB | DISTRIBUTION | WP PUTRAJAYA & CYBERJAYA | Existing | 11 kV |  | RYB | VPTJ/PCE/J04132 | SS 4.13 4G11 (F2)
378356091 | TNB | DISTRIBUTION | WP PUTRAJAYA & CYBERJAYA | Existing | 11 kV |  | RYB | VPTJ/PCE/J04132 | SS 4.13 4G11 (F2)
378356094 | TNB | DISTRIBUTION | WP PUTRAJAYA & CYBERJAYA | Existing | 11 kV |  | RYB | VPTJ/PCE/J04132 | SS 4.13 4G11 (F2)
378356097 | TNB | DISTRIBUTION | WP PUTRAJAYA & CYBERJAYA | Existing | 11 kV |  | RYB | VPTJ/PCE/J04132 | SS 4.13 4G11 (F2)
378356099 | TNB | DISTRIBUTION | WP PUTRAJAYA & CYBERJAYA | Existing | 11 kV |  | RYB | VPTJ/PCE/J04132 | SS 4.13 4G11 (F2)
378356105 | TNB | DISTRIBUTION | WP PUTRAJAYA & CYBERJAYA | Existing | 11 kV |  | RYB | VPTJ/PCE/J04132 | SS 4.13 4G11 (F2)
378356106 | TNB | DISTRIBUTION | WP PUTRAJAYA & CYBERJAYA | Existing | 11 kV |  | RYB | VPTJ/PCE/J04132 | SS 4.13 4G11 (F2)
378356112 | TNB | DISTRIBUTION | WP PUTRAJAYA & CYBERJAYA | Existing | 11 kV |  | RYB | VPTJ/PCE/J04132 | SS 4.13 4G11 (F2)
378356128 | TNB | DISTRIBUTION | WP PUTRAJAYA & CYBERJAYA | Existing | 11 kV |  | RYB | VPTJ/PCE/J04121 | SS 4.12 4G7 (F1)
378356132 | TNB | DISTRIBUTION | WP PUTRAJAYA & CYBERJAYA | Existing | 11 kV |  | RYB | VPTJ/PCE/J04121 | SS 4.12 4G7 (F1)
378356135 | TNB | DISTRIBUTION | WP PUTRAJAYA & CYBERJAYA | Existing | 11 kV |  | RYB | VPTJ/PCE/J04121 | SS 4.12 4G7 (F1)
378356138 | TNB | DISTRIBUTION | WP PUTRAJAYA & CYBERJAYA | Existing | 11 kV |  | RYB | VPTJ/PCE/J04121 | SS 4.12 4G7 (F1)
378356140 | TNB | DISTRIBUTION | WP PUTRAJAYA & CYBERJAYA | Existing | 11 kV |  | RYB | VPTJ/PCE/J04121 | SS 4.12 4G7 (F1)
378356146 | TNB | DISTRIBUTION | WP PUTRAJAYA & CYBERJAYA | Existing | 11 kV |  | RYB | VPTJ/PCE/J04121 | SS 4.12 4G7 (F1)
378356147 | TNB | DISTRIBUTION | WP PUTRAJAYA & CYBERJAYA | Existing | 11 kV |  | RYB | VPTJ/PCE/J04121 | SS 4.12 4G7 (F1)
378356153 | TNB | DISTRIBUTION | WP PUTRAJAYA & CYBERJAYA | Existing | 11 kV |  | RYB | VPTJ/PCE/J04121 | SS 4.12 4G7 (F1)
378356169 | TNB | DISTRIBUTION | WP PUTRAJAYA & CYBERJAYA | Existing | 11 kV |  | RYB | VPTJ/PCE/J04122 | SS 4.12 4G7 (F2)
378356173 | TNB | DISTRIBUTION | WP PUTRAJAYA & CYBERJAYA | Existing | 11 kV |  | RYB | VPTJ/PCE/J04122 | SS 4.12 4G7 (F2)
378356176 | TNB | DISTRIBUTION | WP PUTRAJAYA & CYBERJAYA | Existing | 11 kV |  | RYB | VPTJ/PCE/J04122 | SS 4.12 4G7 (F2)
378356179 | TNB | DISTRIBUTION | WP PUTRAJAYA & CYBERJAYA | Existing | 11 kV |  | RYB | VPTJ/PCE/J04122 | SS 4.12 4G7 (F2)
378356181 | TNB | DISTRIBUTION | WP PUTRAJAYA & CYBERJAYA | Existing | 11 kV |  | RYB | VPTJ/PCE/J04122 | SS 4.12 4G7 (F2)
378356187 | TNB | DISTRIBUTION | WP PUTRAJAYA & CYBERJAYA | Existing | 11 kV |  | RYB | VPTJ/PCE/J04122 | SS 4.12 4G7 (F2)
378356188 | TNB | DISTRIBUTION | WP PUTRAJAYA & CYBERJAYA | Existing | 11 kV |  | RYB | VPTJ/PCE/J04122 | SS 4.12 4G7 (F2)
378356194 | TNB | DISTRIBUTION | WP PUTRAJAYA & CYBERJAYA | Existing | 11 kV |  | RYB | VPTJ/PCE/J04122 | SS 4.12 4G7 (F2)
378356227 | TNB | DISTRIBUTION | WP PUTRAJAYA & CYBERJAYA | Existing | 11 kV |  | RYB | VPTJ/PCE/J05011 | SS 5.01 PUSAT CONVENTION (F1)
378356231 | TNB | DISTRIBUTION | WP PUTRAJAYA & CYBERJAYA | Existing | 11 kV |  | RYB | VPTJ/PCE/J05011 | SS 5.01 PUSAT CONVENTION (F1)
378356234 | TNB | DISTRIBUTION | WP PUTRAJAYA & CYBERJAYA | Existing | 11 kV |  | RYB | VPTJ/PCE/J05011 | SS 5.01 PUSAT CONVENTION (F1)
378356237 | TNB | DISTRIBUTION | WP PUTRAJAYA & CYBERJAYA | Existing | 11 kV |  | RYB | VPTJ/PCE/J05011 | SS 5.01 PUSAT CONVENTION (F1)
378356239 | TNB | DISTRIBUTION | WP PUTRAJAYA & CYBERJAYA | Existing | 11 kV |  | RYB | VPTJ/PCE/J05011 | SS 5.01 PUSAT CONVENTION (F1)
378356245 | TNB | DISTRIBUTION | WP PUTRAJAYA & CYBERJAYA | Existing | 11 kV |  | RYB | VPTJ/PCE/J05011 | SS 5.01 PUSAT CONVENTION (F1)
378356246 | TNB | DISTRIBUTION | WP PUTRAJAYA & CYBERJAYA | Existing | 11 kV |  | RYB | VPTJ/PCE/J05011 | SS 5.01 PUSAT CONVENTION (F1)
378356252 | TNB | DISTRIBUTION | WP PUTRAJAYA & CYBERJAYA | Existing | 11 kV |  | RYB | VPTJ/PCE/J05011 | SS 5.01 PUSAT CONVENTION (F1)
378356263 | TNB | DISTRIBUTION | WP PUTRAJAYA & CYBERJAYA | Existing | 11 kV |  | RYB | VPTJ/PCE/J05012 | SS 5.01 PUSAT CONVENTION (F2)
378356264 | TNB | DISTRIBUTION | WP PUTRAJAYA & CYBERJAYA | Existing | 11 kV |  | RYB | VPTJ/PCE/J05012 | SS 5.01 PUSAT CONVENTION (F2)
378356266 | TNB | DISTRIBUTION | WP PUTRAJAYA & CYBERJAYA | Existing | 11 kV |  | RYB | VPTJ/PCE/J05012 | SS 5.01 PUSAT CONVENTION (F2)
378356269 | TNB | DISTRIBUTION | WP PUTRAJAYA & CYBERJAYA | Existing | 11 kV |  | RYB | VPTJ/PCE/J05012 | SS 5.01 PUSAT CONVENTION (F2)
378356270 | TNB | DISTRIBUTION | WP PUTRAJAYA & CYBERJAYA | Existing | 11 kV |  | RYB | VPTJ/PCE/J05012 | SS 5.01 PUSAT CONVENTION (F2)
378356276 | TNB | DISTRIBUTION | WP PUTRAJAYA & CYBERJAYA | Existing | 11 kV |  | RYB | VPTJ/PCE/J05012 | SS 5.01 PUSAT CONVENTION (F2)
378356283 | TNB | DISTRIBUTION | WP PUTRAJAYA & CYBERJAYA | Existing | 11 kV |  | RYB | VPTJ/PCE/J05012 | SS 5.01 PUSAT CONVENTION (F2)
378356300 | TNB | DISTRIBUTION | WP PUTRAJAYA & CYBERJAYA | Existing | 11 kV |  | RYB | VPTJ/PCE/J05012 | SS 5.01 PUSAT CONVENTION (F2)
378356302 | TNB | DISTRIBUTION | WP PUTRAJAYA & CYBERJAYA | Existing | 11 kV |  | RYB | VPTJ/PCE/J05012 | SS 5.01 PUSAT CONVENTION (F2)
378356304 | TNB | DISTRIBUTION | WP PUTRAJAYA & CYBERJAYA | Existing | 11 kV |  | RYB | VPTJ/PCE/J05012 | SS 5.01 PUSAT CONVENTION (F2)
378356309 | TNB | DISTRIBUTION | WP PUTRAJAYA & CYBERJAYA | Existing | 11 kV |  | RYB | VPTJ/PCE/J05012 | SS 5.01 PUSAT CONVENTION (F2)
378356310 | TNB | DISTRIBUTION | WP PUTRAJAYA & CYBERJAYA | Existing | 11 kV |  | RYB | VPTJ/PCE/J05012 | SS 5.01 PUSAT CONVENTION (F2)
378356311 | TNB | DISTRIBUTION | WP PUTRAJAYA & CYBERJAYA | Existing | 11 kV |  | RYB | VPTJ/PCE/J05012 | SS 5.01 PUSAT CONVENTION (F2)
378356313 | TNB | DISTRIBUTION | WP PUTRAJAYA & CYBERJAYA | Existing | 11 kV |  | RYB | VPTJ/PCE/J05012 | SS 5.01 PUSAT CONVENTION (F2)
378356316 | TNB | DISTRIBUTION | WP PUTRAJAYA & CYBERJAYA | Existing | 11 kV |  | RYB | VPTJ/PCE/J05012 | SS 5.01 PUSAT CONVENTION (F2)
378356394 | TNB | DISTRIBUTION | WP PUTRAJAYA & CYBERJAYA | Existing | 11 kV |  | RYB | VPTJ/PCE/J20041 | PE 20.04 PADAT CHALLENGE PARK
378356395 | TNB | DISTRIBUTION | WP PUTRAJAYA & CYBERJAYA | Existing | 11 kV |  | RYB | VPTJ/PCE/J20041 | PE 20.04 PADAT CHALLENGE PARK
378356400 | TNB | DISTRIBUTION | WP PUTRAJAYA & CYBERJAYA | Existing | 11 kV |  | RYB | VPTJ/PCE/J20041 | PE 20.04 PADAT CHALLENGE PARK
378356406 | TNB | DISTRIBUTION | WP PUTRAJAYA & CYBERJAYA | Existing | 11 kV |  | RYB | VPTJ/PCE/J20041 | PE 20.04 PADAT CHALLENGE PARK
378356407 | TNB | DISTRIBUTION | WP PUTRAJAYA & CYBERJAYA | Existing | 11 kV |  | RYB | VPTJ/PCE/J20041 | PE 20.04 PADAT CHALLENGE PARK
378356411 | TNB | DISTRIBUTION | WP PUTRAJAYA & CYBERJAYA | Existing | 11 kV |  | RYB | VPTJ/PCE/J20041 | PE 20.04 PADAT CHALLENGE PARK
378356414 | TNB | DISTRIBUTION | WP PUTRAJAYA & CYBERJAYA | Existing | 11 kV |  | RYB | VPTJ/PCE/J20041 | PE 20.04 PADAT CHALLENGE PARK
378356415 | TNB | DISTRIBUTION | WP PUTRAJAYA & CYBERJAYA | Existing | 11 kV |  | RYB | VPTJ/PCE/J20041 | PE 20.04 PADAT CHALLENGE PARK
378356506 | TNB | DISTRIBUTION | WP PUTRAJAYA & CYBERJAYA | Existing | 11 kV |  | RYB | VPTJ/PCE/J20011 | PE 20.01 DEPOH SENGGARAAN
378356507 | TNB | DISTRIBUTION | WP PUTRAJAYA & CYBERJAYA | Existing | 11 kV |  | RYB | VPTJ/PCE/J20011 | PE 20.01 DEPOH SENGGARAAN
378356512 | TNB | DISTRIBUTION | WP PUTRAJAYA & CYBERJAYA | Existing | 11 kV |  | RYB | VPTJ/PCE/J20011 | PE 20.01 DEPOH SENGGARAAN
378356518 | TNB | DISTRIBUTION | WP PUTRAJAYA & CYBERJAYA | Existing | 11 kV |  | RYB | VPTJ/PCE/J20011 | PE 20.01 DEPOH SENGGARAAN
378356519 | TNB | DISTRIBUTION | WP PUTRAJAYA & CYBERJAYA | Existing | 11 kV |  | RYB | VPTJ/PCE/J20011 | PE 20.01 DEPOH SENGGARAAN
378356523 | TNB | DISTRIBUTION | WP PUTRAJAYA & CYBERJAYA | Existing | 11 kV |  | RYB | VPTJ/PCE/J20011 | PE 20.01 DEPOH SENGGARAAN
378356526 | TNB | DISTRIBUTION | WP PUTRAJAYA & CYBERJAYA | Existing | 11 kV |  | RYB | VPTJ/PCE/J20011 | PE 20.01 DEPOH SENGGARAAN
378356527 | TNB | DISTRIBUTION | WP PUTRAJAYA & CYBERJAYA | Existing | 11 kV |  | RYB | VPTJ/PCE/J20011 | PE 20.01 DEPOH SENGGARAAN
378356707 | TNB | DISTRIBUTION | WP PUTRAJAYA & CYBERJAYA | Existing | 11 kV |  | RYB | VPTJ/PCE/J20051 | PE 20.05 PUSARA NEGARA F1
378356708 | TNB | DISTRIBUTION | WP PUTRAJAYA & CYBERJAYA | Existing | 11 kV |  | RYB | VPTJ/PCE/J20051 | PE 20.05 PUSARA NEGARA F1
378356713 | TNB | DISTRIBUTION | WP PUTRAJAYA & CYBERJAYA | Existing | 11 kV |  | RYB | VPTJ/PCE/J20051 | PE 20.05 PUSARA NEGARA F1
378356719 | TNB | DISTRIBUTION | WP PUTRAJAYA & CYBERJAYA | Existing | 11 kV |  | RYB | VPTJ/PCE/J20051 | PE 20.05 PUSARA NEGARA F1
378356720 | TNB | DISTRIBUTION | WP PUTRAJAYA & CYBERJAYA | Existing | 11 kV |  | RYB | VPTJ/PCE/J20051 | PE 20.05 PUSARA NEGARA F1
378356724 | TNB | DISTRIBUTION | WP PUTRAJAYA & CYBERJAYA | Existing | 11 kV |  | RYB | VPTJ/PCE/J20051 | PE 20.05 PUSARA NEGARA F1
378356727 | TNB | DISTRIBUTION | WP PUTRAJAYA & CYBERJAYA | Existing | 11 kV |  | RYB | VPTJ/PCE/J20051 | PE 20.05 PUSARA NEGARA F1
378356728 | TNB | DISTRIBUTION | WP PUTRAJAYA & CYBERJAYA | Existing | 11 kV |  | RYB | VPTJ/PCE/J20051 | PE 20.05 PUSARA NEGARA F1
378356801 | TNB | DISTRIBUTION | WP PUTRAJAYA & CYBERJAYA | Existing | 11 kV |  | RYB | VPTJ/PCE/J20052 | PE 20.05 PUSARA NEGARA F2
378356802 | TNB | DISTRIBUTION | WP PUTRAJAYA & CYBERJAYA | Existing | 11 kV |  | RYB | VPTJ/PCE/J20052 | PE 20.05 PUSARA NEGARA F2
378356807 | TNB | DISTRIBUTION | WP PUTRAJAYA & CYBERJAYA | Existing | 11 kV |  | RYB | VPTJ/PCE/J20052 | PE 20.05 PUSARA NEGARA F2
378356813 | TNB | DISTRIBUTION | WP PUTRAJAYA & CYBERJAYA | Existing | 11 kV |  | RYB | VPTJ/PCE/J20052 | PE 20.05 PUSARA NEGARA F2
378356814 | TNB | DISTRIBUTION | WP PUTRAJAYA & CYBERJAYA | Existing | 11 kV |  | RYB | VPTJ/PCE/J20052 | PE 20.05 PUSARA NEGARA F2
378356818 | TNB | DISTRIBUTION | WP PUTRAJAYA & CYBERJAYA | Existing | 11 kV |  | RYB | VPTJ/PCE/J20052 | PE 20.05 PUSARA NEGARA F2
378356821 | TNB | DISTRIBUTION | WP PUTRAJAYA & CYBERJAYA | Existing | 11 kV |  | RYB | VPTJ/PCE/J20052 | PE 20.05 PUSARA NEGARA F2
378356822 | TNB | DISTRIBUTION | WP PUTRAJAYA & CYBERJAYA | Existing | 11 kV |  | RYB | VPTJ/PCE/J20052 | PE 20.05 PUSARA NEGARA F2
378356998 | TNB | DISTRIBUTION | WP PUTRAJAYA & CYBERJAYA | Existing | 11 kV |  | RYB | VPTJ/PCE/J20021 | PE 20.02 CREMATORIUM
378356999 | TNB | DISTRIBUTION | WP PUTRAJAYA & CYBERJAYA | Existing | 11 kV |  | RYB | VPTJ/PCE/J20021 | PE 20.02 CREMATORIUM
378357004 | TNB | DISTRIBUTION | WP PUTRAJAYA & CYBERJAYA | Existing | 11 kV |  | RYB | VPTJ/PCE/J20021 | PE 20.02 CREMATORIUM
378357010 | TNB | DISTRIBUTION | WP PUTRAJAYA & CYBERJAYA | Existing | 11 kV |  | RYB | VPTJ/PCE/J20021 | PE 20.02 CREMATORIUM
378357011 | TNB | DISTRIBUTION | WP PUTRAJAYA & CYBERJAYA | Existing | 11 kV |  | RYB | VPTJ/PCE/J20021 | PE 20.02 CREMATORIUM
378357015 | TNB | DISTRIBUTION | WP PUTRAJAYA & CYBERJAYA | Existing | 11 kV |  | RYB | VPTJ/PCE/J20021 | PE 20.02 CREMATORIUM
378357018 | TNB | DISTRIBUTION | WP PUTRAJAYA & CYBERJAYA | Existing | 11 kV |  | RYB | VPTJ/PCE/J20021 | PE 20.02 CREMATORIUM
378357019 | TNB | DISTRIBUTION | WP PUTRAJAYA & CYBERJAYA | Existing | 11 kV |  | RYB | VPTJ/PCE/J20021 | PE 20.02 CREMATORIUM
378357102 | TNB | DISTRIBUTION | WP PUTRAJAYA & CYBERJAYA | Existing | 11 kV |  | RYB | VPTJ/PCE/J20031 | PE 20.03 PUMP HSE
378357103 | TNB | DISTRIBUTION | WP PUTRAJAYA & CYBERJAYA | Existing | 11 kV |  | RYB | VPTJ/PCE/J20031 | PE 20.03 PUMP HSE
378357108 | TNB | DISTRIBUTION | WP PUTRAJAYA & CYBERJAYA | Existing | 11 kV |  | RYB | VPTJ/PCE/J20031 | PE 20.03 PUMP HSE
378357114 | TNB | DISTRIBUTION | WP PUTRAJAYA & CYBERJAYA | Existing | 11 kV |  | RYB | VPTJ/PCE/J20031 | PE 20.03 PUMP HSE
378357115 | TNB | DISTRIBUTION | WP PUTRAJAYA & CYBERJAYA | Existing | 11 kV |  | RYB | VPTJ/PCE/J20031 | PE 20.03 PUMP HSE
378357119 | TNB | DISTRIBUTION | WP PUTRAJAYA & CYBERJAYA | Existing | 11 kV |  | RYB | VPTJ/PCE/J20031 | PE 20.03 PUMP HSE
378357122 | TNB | DISTRIBUTION | WP PUTRAJAYA & CYBERJAYA | Existing | 11 kV |  | RYB | VPTJ/PCE/J20031 | PE 20.03 PUMP HSE
378357123 | TNB | DISTRIBUTION | WP PUTRAJAYA & CYBERJAYA | Existing | 11 kV |  | RYB | VPTJ/PCE/J20031 | PE 20.03 PUMP HSE
378357209 | TNB | DISTRIBUTION | WP PUTRAJAYA & CYBERJAYA | Existing | 11 kV |  | RYB | VPTJ/PCE/J05021 | SS 5.02 STP2 (F1)
378357213 | TNB | DISTRIBUTION | WP PUTRAJAYA & CYBERJAYA | Existing | 11 kV |  | RYB | VPTJ/PCE/J05021 | SS 5.02 STP2 (F1)
378357216 | TNB | DISTRIBUTION | WP PUTRAJAYA & CYBERJAYA | Existing | 11 kV |  | RYB | VPTJ/PCE/J05021 | SS 5.02 STP2 (F1)
378357219 | TNB | DISTRIBUTION | WP PUTRAJAYA & CYBERJAYA | Existing | 11 kV |  | RYB | VPTJ/PCE/J05021 | SS 5.02 STP2 (F1)
378357221 | TNB | DISTRIBUTION | WP PUTRAJAYA & CYBERJAYA | Existing | 11 kV |  | RYB | VPTJ/PCE/J05021 | SS 5.02 STP2 (F1)
378357277 | TNB | DISTRIBUTION | WP PUTRAJAYA & CYBERJAYA | Existing | 11 kV |  | RYB | VPTJ/PCE/J10141 | PE 10.14 P10 A1 (F1)
378357278 | TNB | DISTRIBUTION | WP PUTRAJAYA & CYBERJAYA | Existing | 11 kV |  | RYB | VPTJ/PCE/J10141 | PE 10.14 P10 A1 (F1)
378357283 | TNB | DISTRIBUTION | WP PUTRAJAYA & CYBERJAYA | Existing | 11 kV |  | RYB | VPTJ/PCE/J10141 | PE 10.14 P10 A1 (F1)
378357289 | TNB | DISTRIBUTION | WP PUTRAJAYA & CYBERJAYA | Existing | 11 kV |  | RYB | VPTJ/PCE/J10141 | PE 10.14 P10 A1 (F1)
378357290 | TNB | DISTRIBUTION | WP PUTRAJAYA & CYBERJAYA | Existing | 11 kV |  | RYB | VPTJ/PCE/J10141 | PE 10.14 P10 A1 (F1)
378357294 | TNB | DISTRIBUTION | WP PUTRAJAYA & CYBERJAYA | Existing | 11 kV |  | RYB | VPTJ/PCE/J10141 | PE 10.14 P10 A1 (F1)
378357297 | TNB | DISTRIBUTION | WP PUTRAJAYA & CYBERJAYA | Existing | 11 kV |  | RYB | VPTJ/PCE/J10141 | PE 10.14 P10 A1 (F1)
378357298 | TNB | DISTRIBUTION | WP PUTRAJAYA & CYBERJAYA | Existing | 11 kV |  | RYB | VPTJ/PCE/J10141 | PE 10.14 P10 A1 (F1)
378357371 | TNB | DISTRIBUTION | WP PUTRAJAYA & CYBERJAYA | Existing | 11 kV |  | RYB | VPTJ/PCE/J10142 | PE 10.14 P10 A1 (F2)
378357372 | TNB | DISTRIBUTION | WP PUTRAJAYA & CYBERJAYA | Existing | 11 kV |  | RYB | VPTJ/PCE/J10142 | PE 10.14 P10 A1 (F2)
378357377 | TNB | DISTRIBUTION | WP PUTRAJAYA & CYBERJAYA | Existing | 11 kV |  | RYB | VPTJ/PCE/J10142 | PE 10.14 P10 A1 (F2)
378357383 | TNB | DISTRIBUTION | WP PUTRAJAYA & CYBERJAYA | Existing | 11 kV |  | RYB | VPTJ/PCE/J10142 | PE 10.14 P10 A1 (F2)
378357384 | TNB | DISTRIBUTION | WP PUTRAJAYA & CYBERJAYA | Existing | 11 kV |  | RYB | VPTJ/PCE/J10142 | PE 10.14 P10 A1 (F2)
378357388 | TNB | DISTRIBUTION | WP PUTRAJAYA & CYBERJAYA | Existing | 11 kV |  | RYB | VPTJ/PCE/J10142 | PE 10.14 P10 A1 (F2)
378357391 | TNB | DISTRIBUTION | WP PUTRAJAYA & CYBERJAYA | Existing | 11 kV |  | RYB | VPTJ/PCE/J10142 | PE 10.14 P10 A1 (F2)
378357392 | TNB | DISTRIBUTION | WP PUTRAJAYA & CYBERJAYA | Existing | 11 kV |  | RYB | VPTJ/PCE/J10142 | PE 10.14 P10 A1 (F2)
378357476 | TNB | DISTRIBUTION | WP PUTRAJAYA & CYBERJAYA | Existing | 11 kV |  | RYB | VPTJ/PCE/J10121 | PE 10.12 P10 A SEMI-D
378357477 | TNB | DISTRIBUTION | WP PUTRAJAYA & CYBERJAYA | Existing | 11 kV |  | RYB | VPTJ/PCE/J10121 | PE 10.12 P10 A SEMI-D
378357482 | TNB | DISTRIBUTION | WP PUTRAJAYA & CYBERJAYA | Existing | 11 kV |  | RYB | VPTJ/PCE/J10121 | PE 10.12 P10 A SEMI-D
378357488 | TNB | DISTRIBUTION | WP PUTRAJAYA & CYBERJAYA | Existing | 11 kV |  | RYB | VPTJ/PCE/J10121 | PE 10.12 P10 A SEMI-D
378357489 | TNB | DISTRIBUTION | WP PUTRAJAYA & CYBERJAYA | Existing | 11 kV |  | RYB | VPTJ/PCE/J10121 | PE 10.12 P10 A SEMI-D
378357493 | TNB | DISTRIBUTION | WP PUTRAJAYA & CYBERJAYA | Existing | 11 kV |  | RYB | VPTJ/PCE/J10121 | PE 10.12 P10 A SEMI-D
378357496 | TNB | DISTRIBUTION | WP PUTRAJAYA & CYBERJAYA | Existing | 11 kV |  | RYB | VPTJ/PCE/J10121 | PE 10.12 P10 A SEMI-D
378357497 | TNB | DISTRIBUTION | WP PUTRAJAYA & CYBERJAYA | Existing | 11 kV |  | RYB | VPTJ/PCE/J10121 | PE 10.12 P10 A SEMI-D
378357583 | TNB | DISTRIBUTION | WP PUTRAJAYA & CYBERJAYA | Existing | 11 kV |  | RYB | VPTJ/PCE/J09011 | PE 9.01 APT 4A (EFI) (F1)
378357584 | TNB | DISTRIBUTION | WP PUTRAJAYA & CYBERJAYA | Existing | 11 kV |  | RYB | VPTJ/PCE/J09011 | PE 9.01 APT 4A (EFI) (F1)
378357589 | TNB | DISTRIBUTION | WP PUTRAJAYA & CYBERJAYA | Existing | 11 kV |  | RYB | VPTJ/PCE/J09011 | PE 9.01 APT 4A (EFI) (F1)
378357595 | TNB | DISTRIBUTION | WP PUTRAJAYA & CYBERJAYA | Existing | 11 kV |  | RYB | VPTJ/PCE/J09011 | PE 9.01 APT 4A (EFI) (F1)
378357596 | TNB | DISTRIBUTION | WP PUTRAJAYA & CYBERJAYA | Existing | 11 kV |  | RYB | VPTJ/PCE/J09011 | PE 9.01 APT 4A (EFI) (F1)
378357600 | TNB | DISTRIBUTION | WP PUTRAJAYA & CYBERJAYA | Existing | 11 kV |  | RYB | VPTJ/PCE/J09011 | PE 9.01 APT 4A (EFI) (F1)
378357603 | TNB | DISTRIBUTION | WP PUTRAJAYA & CYBERJAYA | Existing | 11 kV |  | RYB | VPTJ/PCE/J09011 | PE 9.01 APT 4A (EFI) (F1)
378357604 | TNB | DISTRIBUTION | WP PUTRAJAYA & CYBERJAYA | Existing | 11 kV |  | RYB | VPTJ/PCE/J09011 | PE 9.01 APT 4A (EFI) (F1)
378357673 | TNB | DISTRIBUTION | WP PUTRAJAYA & CYBERJAYA | Existing | 11 kV |  | RYB | VPTJ/PCE/J09012 | PE 9.01 APT 4A (EFI) (F2)
378357674 | TNB | DISTRIBUTION | WP PUTRAJAYA & CYBERJAYA | Existing | 11 kV |  | RYB | VPTJ/PCE/J09012 | PE 9.01 APT 4A (EFI) (F2)
378357679 | TNB | DISTRIBUTION | WP PUTRAJAYA & CYBERJAYA | Existing | 11 kV |  | RYB | VPTJ/PCE/J09012 | PE 9.01 APT 4A (EFI) (F2)
378357685 | TNB | DISTRIBUTION | WP PUTRAJAYA & CYBERJAYA | Existing | 11 kV |  | RYB | VPTJ/PCE/J09012 | PE 9.01 APT 4A (EFI) (F2)
378357686 | TNB | DISTRIBUTION | WP PUTRAJAYA & CYBERJAYA | Existing | 11 kV |  | RYB | VPTJ/PCE/J09012 | PE 9.01 APT 4A (EFI) (F2)
378357690 | TNB | DISTRIBUTION | WP PUTRAJAYA & CYBERJAYA | Existing | 11 kV |  | RYB | VPTJ/PCE/J09012 | PE 9.01 APT 4A (EFI) (F2)
378357693 | TNB | DISTRIBUTION | WP PUTRAJAYA & CYBERJAYA | Existing | 11 kV |  | RYB | VPTJ/PCE/J09012 | PE 9.01 APT 4A (EFI) (F2)
378357694 | TNB | DISTRIBUTION | WP PUTRAJAYA & CYBERJAYA | Existing | 11 kV |  | RYB | VPTJ/PCE/J09012 | PE 9.01 APT 4A (EFI) (F2)
378357764 | TNB | DISTRIBUTION | WP PUTRAJAYA & CYBERJAYA | Existing | 11 kV |  | RYB | VPTJ/PCE/J09021 | PE 9.02 APT 4E (F1)
378357765 | TNB | DISTRIBUTION | WP PUTRAJAYA & CYBERJAYA | Existing | 11 kV |  | RYB | VPTJ/PCE/J09021 | PE 9.02 APT 4E (F1)
378357770 | TNB | DISTRIBUTION | WP PUTRAJAYA & CYBERJAYA | Existing | 11 kV |  | RYB | VPTJ/PCE/J09021 | PE 9.02 APT 4E (F1)
378357776 | TNB | DISTRIBUTION | WP PUTRAJAYA & CYBERJAYA | Existing | 11 kV |  | RYB | VPTJ/PCE/J09021 | PE 9.02 APT 4E (F1)
378357777 | TNB | DISTRIBUTION | WP PUTRAJAYA & CYBERJAYA | Existing | 11 kV |  | RYB | VPTJ/PCE/J09021 | PE 9.02 APT 4E (F1)
378357781 | TNB | DISTRIBUTION | WP PUTRAJAYA & CYBERJAYA | Existing | 11 kV |  | RYB | VPTJ/PCE/J09021 | PE 9.02 APT 4E (F1)
378357784 | TNB | DISTRIBUTION | WP PUTRAJAYA & CYBERJAYA | Existing | 11 kV |  | RYB | VPTJ/PCE/J09021 | PE 9.02 APT 4E (F1)
378357785 | TNB | DISTRIBUTION | WP PUTRAJAYA & CYBERJAYA | Existing | 11 kV |  | RYB | VPTJ/PCE/J09021 | PE 9.02 APT 4E (F1)
378357864 | TNB | DISTRIBUTION | WP PUTRAJAYA & CYBERJAYA | Existing | 11 kV |  | RYB | VPTJ/PCE/J09022 | PE 9.02 APT 4E (F2)
378357865 | TNB | DISTRIBUTION | WP PUTRAJAYA & CYBERJAYA | Existing | 11 kV |  | RYB | VPTJ/PCE/J09022 | PE 9.02 APT 4E (F2)
378357870 | TNB | DISTRIBUTION | WP PUTRAJAYA & CYBERJAYA | Existing | 11 kV |  | RYB | VPTJ/PCE/J09022 | PE 9.02 APT 4E (F2)
378357876 | TNB | DISTRIBUTION | WP PUTRAJAYA & CYBERJAYA | Existing | 11 kV |  | RYB | VPTJ/PCE/J09022 | PE 9.02 APT 4E (F2)
378357877 | TNB | DISTRIBUTION | WP PUTRAJAYA & CYBERJAYA | Existing | 11 kV |  | RYB | VPTJ/PCE/J09022 | PE 9.02 APT 4E (F2)
378357881 | TNB | DISTRIBUTION | WP PUTRAJAYA & CYBERJAYA | Existing | 11 kV |  | RYB | VPTJ/PCE/J09022 | PE 9.02 APT 4E (F2)
378357884 | TNB | DISTRIBUTION | WP PUTRAJAYA & CYBERJAYA | Existing | 11 kV |  | RYB | VPTJ/PCE/J09022 | PE 9.02 APT 4E (F2)
378357885 | TNB | DISTRIBUTION | WP PUTRAJAYA & CYBERJAYA | Existing | 11 kV |  | RYB | VPTJ/PCE/J09022 | PE 9.02 APT 4E (F2)
378357963 | TNB | DISTRIBUTION | WP PUTRAJAYA & CYBERJAYA | Existing | 11 kV |  | RYB | VPTJ/PCE/J09031 | PE 9.03 APT 3C (F1)
378357964 | TNB | DISTRIBUTION | WP PUTRAJAYA & CYBERJAYA | Existing | 11 kV |  | RYB | VPTJ/PCE/J09031 | PE 9.03 APT 3C (F1)
378357969 | TNB | DISTRIBUTION | WP PUTRAJAYA & CYBERJAYA | Existing | 11 kV |  | RYB | VPTJ/PCE/J09031 | PE 9.03 APT 3C (F1)
378357975 | TNB | DISTRIBUTION | WP PUTRAJAYA & CYBERJAYA | Existing | 11 kV |  | RYB | VPTJ/PCE/J09031 | PE 9.03 APT 3C (F1)
378357976 | TNB | DISTRIBUTION | WP PUTRAJAYA & CYBERJAYA | Existing | 11 kV |  | RYB | VPTJ/PCE/J09031 | PE 9.03 APT 3C (F1)
378357980 | TNB | DISTRIBUTION | WP PUTRAJAYA & CYBERJAYA | Existing | 11 kV |  | RYB | VPTJ/PCE/J09031 | PE 9.03 APT 3C (F1)
378357983 | TNB | DISTRIBUTION | WP PUTRAJAYA & CYBERJAYA | Existing | 11 kV |  | RYB | VPTJ/PCE/J09031 | PE 9.03 APT 3C (F1)
378357984 | TNB | DISTRIBUTION | WP PUTRAJAYA & CYBERJAYA | Existing | 11 kV |  | RYB | VPTJ/PCE/J09031 | PE 9.03 APT 3C (F1)
378358056 | TNB | DISTRIBUTION | WP PUTRAJAYA & CYBERJAYA | Existing | 11 kV |  | RYB | VPTJ/PCE/J09032 | PE 9.03 APT 3C (F2)
378358057 | TNB | DISTRIBUTION | WP PUTRAJAYA & CYBERJAYA | Existing | 11 kV |  | RYB | VPTJ/PCE/J09032 | PE 9.03 APT 3C (F2)
378358062 | TNB | DISTRIBUTION | WP PUTRAJAYA & CYBERJAYA | Existing | 11 kV |  | RYB | VPTJ/PCE/J09032 | PE 9.03 APT 3C (F2)
378358068 | TNB | DISTRIBUTION | WP PUTRAJAYA & CYBERJAYA | Existing | 11 kV |  | RYB | VPTJ/PCE/J09032 | PE 9.03 APT 3C (F2)
378358069 | TNB | DISTRIBUTION | WP PUTRAJAYA & CYBERJAYA | Existing | 11 kV |  | RYB | VPTJ/PCE/J09032 | PE 9.03 APT 3C (F2)
378358073 | TNB | DISTRIBUTION | WP PUTRAJAYA & CYBERJAYA | Existing | 11 kV |  | RYB | VPTJ/PCE/J09032 | PE 9.03 APT 3C (F2)
378358076 | TNB | DISTRIBUTION | WP PUTRAJAYA & CYBERJAYA | Existing | 11 kV |  | RYB | VPTJ/PCE/J09032 | PE 9.03 APT 3C (F2)
378358077 | TNB | DISTRIBUTION | WP PUTRAJAYA & CYBERJAYA | Existing | 11 kV |  | RYB | VPTJ/PCE/J09032 | PE 9.03 APT 3C (F2)
378358154 | TNB | DISTRIBUTION | WP PUTRAJAYA & CYBERJAYA | Existing | 11 kV |  | RYB | VPTJ/PCE/J09041 | PE 9.04 APT 3B (EFI) (F1)
378358155 | TNB | DISTRIBUTION | WP PUTRAJAYA & CYBERJAYA | Existing | 11 kV |  | RYB | VPTJ/PCE/J09041 | PE 9.04 APT 3B (EFI) (F1)
378358160 | TNB | DISTRIBUTION | WP PUTRAJAYA & CYBERJAYA | Existing | 11 kV |  | RYB | VPTJ/PCE/J09041 | PE 9.04 APT 3B (EFI) (F1)
378358166 | TNB | DISTRIBUTION | WP PUTRAJAYA & CYBERJAYA | Existing | 11 kV |  | RYB | VPTJ/PCE/J09041 | PE 9.04 APT 3B (EFI) (F1)
378358167 | TNB | DISTRIBUTION | WP PUTRAJAYA & CYBERJAYA | Existing | 11 kV |  | RYB | VPTJ/PCE/J09041 | PE 9.04 APT 3B (EFI) (F1)
378358171 | TNB | DISTRIBUTION | WP PUTRAJAYA & CYBERJAYA | Existing | 11 kV |  | RYB | VPTJ/PCE/J09041 | PE 9.04 APT 3B (EFI) (F1)
378358174 | TNB | DISTRIBUTION | WP PUTRAJAYA & CYBERJAYA | Existing | 11 kV |  | RYB | VPTJ/PCE/J09041 | PE 9.04 APT 3B (EFI) (F1)
378358175 | TNB | DISTRIBUTION | WP PUTRAJAYA & CYBERJAYA | Existing | 11 kV |  | RYB | VPTJ/PCE/J09041 | PE 9.04 APT 3B (EFI) (F1)
378358248 | TNB | DISTRIBUTION | WP PUTRAJAYA & CYBERJAYA | Existing | 11 kV |  | RYB | VPTJ/PCE/J09042 | PE 9.04 APT 3B (EFI) (F2)
378358249 | TNB | DISTRIBUTION | WP PUTRAJAYA & CYBERJAYA | Existing | 11 kV |  | RYB | VPTJ/PCE/J09042 | PE 9.04 APT 3B (EFI) (F2)
378358254 | TNB | DISTRIBUTION | WP PUTRAJAYA & CYBERJAYA | Existing | 11 kV |  | RYB | VPTJ/PCE/J09042 | PE 9.04 APT 3B (EFI) (F2)
378358260 | TNB | DISTRIBUTION | WP PUTRAJAYA & CYBERJAYA | Existing | 11 kV |  | RYB | VPTJ/PCE/J09042 | PE 9.04 APT 3B (EFI) (F2)
378358261 | TNB | DISTRIBUTION | WP PUTRAJAYA & CYBERJAYA | Existing | 11 kV |  | RYB | VPTJ/PCE/J09042 | PE 9.04 APT 3B (EFI) (F2)
378358265 | TNB | DISTRIBUTION | WP PUTRAJAYA & CYBERJAYA | Existing | 11 kV |  | RYB | VPTJ/PCE/J09042 | PE 9.04 APT 3B (EFI) (F2)
378358268 | TNB | DISTRIBUTION | WP PUTRAJAYA & CYBERJAYA | Existing | 11 kV |  | RYB | VPTJ/PCE/J09042 | PE 9.04 APT 3B (EFI) (F2)
378358269 | TNB | DISTRIBUTION | WP PUTRAJAYA & CYBERJAYA | Existing | 11 kV |  | RYB | VPTJ/PCE/J09042 | PE 9.04 APT 3B (EFI) (F2)
378358359 | TNB | DISTRIBUTION | WP PUTRAJAYA & CYBERJAYA | Existing | 11 kV |  | RYB | VPTJ/PCE/J09052 | PE 9.05 P9 G1 TERES F2
378358370 | TNB | DISTRIBUTION | WP PUTRAJAYA & CYBERJAYA | Existing | 11 kV |  | RYB | VPTJ/PCE/J09052 | PE 9.05 P9 G1 TERES F2
378358371 | TNB | DISTRIBUTION | WP PUTRAJAYA & CYBERJAYA | Existing | 11 kV |  | RYB | VPTJ/PCE/J09052 | PE 9.05 P9 G1 TERES F2
378358380 | TNB | DISTRIBUTION | WP PUTRAJAYA & CYBERJAYA | Existing | 11 kV |  | RYB | VPTJ/PCE/J09052 | PE 9.05 P9 G1 TERES F2
378358386 | TNB | DISTRIBUTION | WP PUTRAJAYA & CYBERJAYA | Existing | 11 kV |  | RYB | VPTJ/PCE/J09052 | PE 9.05 P9 G1 TERES F2
378358388 | TNB | DISTRIBUTION | WP PUTRAJAYA & CYBERJAYA | Existing | 11 kV |  | RYB | VPTJ/PCE/J09052 | PE 9.05 P9 G1 TERES F2
378358390 | TNB | DISTRIBUTION | WP PUTRAJAYA & CYBERJAYA | Existing | 11 kV |  | RYB | VPTJ/PCE/J09052 | PE 9.05 P9 G1 TERES F2
378358396 | TNB | DISTRIBUTION | WP PUTRAJAYA & CYBERJAYA | Existing | 11 kV |  | RYB | VPTJ/PCE/J09052 | PE 9.05 P9 G1 TERES F2
378358407 | TNB | DISTRIBUTION | WP PUTRAJAYA & CYBERJAYA | Existing | 11 kV |  | RYB | VPTJ/PCE/J09051 | PE 9.05 P9 G1 TERES F1
378358418 | TNB | DISTRIBUTION | WP PUTRAJAYA & CYBERJAYA | Existing | 11 kV |  | RYB | VPTJ/PCE/J09051 | PE 9.05 P9 G1 TERES F1
378358419 | TNB | DISTRIBUTION | WP PUTRAJAYA & CYBERJAYA | Existing | 11 kV |  | RYB | VPTJ/PCE/J09051 | PE 9.05 P9 G1 TERES F1
378358428 | TNB | DISTRIBUTION | WP PUTRAJAYA & CYBERJAYA | Existing | 11 kV |  | RYB | VPTJ/PCE/J09051 | PE 9.05 P9 G1 TERES F1
378358434 | TNB | DISTRIBUTION | WP PUTRAJAYA & CYBERJAYA | Existing | 11 kV |  | RYB | VPTJ/PCE/J09051 | PE 9.05 P9 G1 TERES F1
378358436 | TNB | DISTRIBUTION | WP PUTRAJAYA & CYBERJAYA | Existing | 11 kV |  | RYB | VPTJ/PCE/J09051 | PE 9.05 P9 G1 TERES F1
378358438 | TNB | DISTRIBUTION | WP PUTRAJAYA & CYBERJAYA | Existing | 11 kV |  | RYB | VPTJ/PCE/J09051 | PE 9.05 P9 G1 TERES F1
378358444 | TNB | DISTRIBUTION | WP PUTRAJAYA & CYBERJAYA | Existing | 11 kV |  | RYB | VPTJ/PCE/J09051 | PE 9.05 P9 G1 TERES F1
378358587 | TNB | DISTRIBUTION | WP PUTRAJAYA & CYBERJAYA | Existing | 11 kV |  | RYB | VPTJ/PCE/J09061 | PE 9.06 APT 2E (F1)
378358588 | TNB | DISTRIBUTION | WP PUTRAJAYA & CYBERJAYA | Existing | 11 kV |  | RYB | VPTJ/PCE/J09061 | PE 9.06 APT 2E (F1)
378358593 | TNB | DISTRIBUTION | WP PUTRAJAYA & CYBERJAYA | Existing | 11 kV |  | RYB | VPTJ/PCE/J09061 | PE 9.06 APT 2E (F1)
378358599 | TNB | DISTRIBUTION | WP PUTRAJAYA & CYBERJAYA | Existing | 11 kV |  | RYB | VPTJ/PCE/J09061 | PE 9.06 APT 2E (F1)
378358600 | TNB | DISTRIBUTION | WP PUTRAJAYA & CYBERJAYA | Existing | 11 kV |  | RYB | VPTJ/PCE/J09061 | PE 9.06 APT 2E (F1)
378358604 | TNB | DISTRIBUTION | WP PUTRAJAYA & CYBERJAYA | Existing | 11 kV |  | RYB | VPTJ/PCE/J09061 | PE 9.06 APT 2E (F1)
378358607 | TNB | DISTRIBUTION | WP PUTRAJAYA & CYBERJAYA | Existing | 11 kV |  | RYB | VPTJ/PCE/J09061 | PE 9.06 APT 2E (F1)
378358608 | TNB | DISTRIBUTION | WP PUTRAJAYA & CYBERJAYA | Existing | 11 kV |  | RYB | VPTJ/PCE/J09061 | PE 9.06 APT 2E (F1)
378358610 | TNB | DISTRIBUTION | WP PUTRAJAYA & CYBERJAYA | Existing | 11 kV |  | RYB | VPTJ/PCE/J09062 | PE 9.06 APT 2E (F2)
378358611 | TNB | DISTRIBUTION | WP PUTRAJAYA & CYBERJAYA | Existing | 11 kV |  | RYB | VPTJ/PCE/J09062 | PE 9.06 APT 2E (F2)
378358616 | TNB | DISTRIBUTION | WP PUTRAJAYA & CYBERJAYA | Existing | 11 kV |  | RYB | VPTJ/PCE/J09062 | PE 9.06 APT 2E (F2)
378358622 | TNB | DISTRIBUTION | WP PUTRAJAYA & CYBERJAYA | Existing | 11 kV |  | RYB | VPTJ/PCE/J09062 | PE 9.06 APT 2E (F2)
378358623 | TNB | DISTRIBUTION | WP PUTRAJAYA & CYBERJAYA | Existing | 11 kV |  | RYB | VPTJ/PCE/J09062 | PE 9.06 APT 2E (F2)
378358627 | TNB | DISTRIBUTION | WP PUTRAJAYA & CYBERJAYA | Existing | 11 kV |  | RYB | VPTJ/PCE/J09062 | PE 9.06 APT 2E (F2)
378358630 | TNB | DISTRIBUTION | WP PUTRAJAYA & CYBERJAYA | Existing | 11 kV |  | RYB | VPTJ/PCE/J09062 | PE 9.06 APT 2E (F2)
378358631 | TNB | DISTRIBUTION | WP PUTRAJAYA & CYBERJAYA | Existing | 11 kV |  | RYB | VPTJ/PCE/J09062 | PE 9.06 APT 2E (F2)
378358773 | TNB | DISTRIBUTION | WP PUTRAJAYA & CYBERJAYA | Existing | 11 kV |  | RYB | VPTJ/PCE/J09071 | PE 9.07 APT 2A (EFI) (F1)
378358774 | TNB | DISTRIBUTION | WP PUTRAJAYA & CYBERJAYA | Existing | 11 kV |  | RYB | VPTJ/PCE/J09071 | PE 9.07 APT 2A (EFI) (F1)
378358779 | TNB | DISTRIBUTION | WP PUTRAJAYA & CYBERJAYA | Existing | 11 kV |  | RYB | VPTJ/PCE/J09071 | PE 9.07 APT 2A (EFI) (F1)
378358785 | TNB | DISTRIBUTION | WP PUTRAJAYA & CYBERJAYA | Existing | 11 kV |  | RYB | VPTJ/PCE/J09071 | PE 9.07 APT 2A (EFI) (F1)
378358786 | TNB | DISTRIBUTION | WP PUTRAJAYA & CYBERJAYA | Existing | 11 kV |  | RYB | VPTJ/PCE/J09071 | PE 9.07 APT 2A (EFI) (F1)
378358790 | TNB | DISTRIBUTION | WP PUTRAJAYA & CYBERJAYA | Existing | 11 kV |  | RYB | VPTJ/PCE/J09071 | PE 9.07 APT 2A (EFI) (F1)
378358793 | TNB | DISTRIBUTION | WP PUTRAJAYA & CYBERJAYA | Existing | 11 kV |  | RYB | VPTJ/PCE/J09071 | PE 9.07 APT 2A (EFI) (F1)
378358794 | TNB | DISTRIBUTION | WP PUTRAJAYA & CYBERJAYA | Existing | 11 kV |  | RYB | VPTJ/PCE/J09071 | PE 9.07 APT 2A (EFI) (F1)
378358867 | TNB | DISTRIBUTION | WP PUTRAJAYA & CYBERJAYA | Existing | 11 kV |  | RYB | VPTJ/PCE/J09072 | PE 9.07 APT 2A (EFI) (F2)
378358868 | TNB | DISTRIBUTION | WP PUTRAJAYA & CYBERJAYA | Existing | 11 kV |  | RYB | VPTJ/PCE/J09072 | PE 9.07 APT 2A (EFI) (F2)
378358873 | TNB | DISTRIBUTION | WP PUTRAJAYA & CYBERJAYA | Existing | 11 kV |  | RYB | VPTJ/PCE/J09072 | PE 9.07 APT 2A (EFI) (F2)
378358879 | TNB | DISTRIBUTION | WP PUTRAJAYA & CYBERJAYA | Existing | 11 kV |  | RYB | VPTJ/PCE/J09072 | PE 9.07 APT 2A (EFI) (F2)
378358880 | TNB | DISTRIBUTION | WP PUTRAJAYA & CYBERJAYA | Existing | 11 kV |  | RYB | VPTJ/PCE/J09072 | PE 9.07 APT 2A (EFI) (F2)
378358884 | TNB | DISTRIBUTION | WP PUTRAJAYA & CYBERJAYA | Existing | 11 kV |  | RYB | VPTJ/PCE/J09072 | PE 9.07 APT 2A (EFI) (F2)
378358887 | TNB | DISTRIBUTION | WP PUTRAJAYA & CYBERJAYA | Existing | 11 kV |  | RYB | VPTJ/PCE/J09072 | PE 9.07 APT 2A (EFI) (F2)
378358888 | TNB | DISTRIBUTION | WP PUTRAJAYA & CYBERJAYA | Existing | 11 kV |  | RYB | VPTJ/PCE/J09072 | PE 9.07 APT 2A (EFI) (F2)
378358970 | TNB | DISTRIBUTION | WP PUTRAJAYA & CYBERJAYA | Existing | 11 kV |  | RYB | VPTJ/PCE/J09081 | PE 9.08 P9G TERES (F1)
378358971 | TNB | DISTRIBUTION | WP PUTRAJAYA & CYBERJAYA | Existing | 11 kV |  | RYB | VPTJ/PCE/J09081 | PE 9.08 P9G TERES (F1)
378358976 | TNB | DISTRIBUTION | WP PUTRAJAYA & CYBERJAYA | Existing | 11 kV |  | RYB | VPTJ/PCE/J09081 | PE 9.08 P9G TERES (F1)
378358982 | TNB | DISTRIBUTION | WP PUTRAJAYA & CYBERJAYA | Existing | 11 kV |  | RYB | VPTJ/PCE/J09081 | PE 9.08 P9G TERES (F1)
378358983 | TNB | DISTRIBUTION | WP PUTRAJAYA & CYBERJAYA | Existing | 11 kV |  | RYB | VPTJ/PCE/J09081 | PE 9.08 P9G TERES (F1)
378358987 | TNB | DISTRIBUTION | WP PUTRAJAYA & CYBERJAYA | Existing | 11 kV |  | RYB | VPTJ/PCE/J09081 | PE 9.08 P9G TERES (F1)
378358990 | TNB | DISTRIBUTION | WP PUTRAJAYA & CYBERJAYA | Existing | 11 kV |  | RYB | VPTJ/PCE/J09081 | PE 9.08 P9G TERES (F1)
378358991 | TNB | DISTRIBUTION | WP PUTRAJAYA & CYBERJAYA | Existing | 11 kV |  | RYB | VPTJ/PCE/J09081 | PE 9.08 P9G TERES (F1)
378359061 | TNB | DISTRIBUTION | WP PUTRAJAYA & CYBERJAYA | Existing | 11 kV |  | RYB | VPTJ/PCE/J09082 | PE 9.08 P9G TERES (F2)
378359062 | TNB | DISTRIBUTION | WP PUTRAJAYA & CYBERJAYA | Existing | 11 kV |  | RYB | VPTJ/PCE/J09082 | PE 9.08 P9G TERES (F2)
378359067 | TNB | DISTRIBUTION | WP PUTRAJAYA & CYBERJAYA | Existing | 11 kV |  | RYB | VPTJ/PCE/J09082 | PE 9.08 P9G TERES (F2)
378359073 | TNB | DISTRIBUTION | WP PUTRAJAYA & CYBERJAYA | Existing | 11 kV |  | RYB | VPTJ/PCE/J09082 | PE 9.08 P9G TERES (F2)
378359074 | TNB | DISTRIBUTION | WP PUTRAJAYA & CYBERJAYA | Existing | 11 kV |  | RYB | VPTJ/PCE/J09082 | PE 9.08 P9G TERES (F2)
378359078 | TNB | DISTRIBUTION | WP PUTRAJAYA & CYBERJAYA | Existing | 11 kV |  | RYB | VPTJ/PCE/J09082 | PE 9.08 P9G TERES (F2)
378359081 | TNB | DISTRIBUTION | WP PUTRAJAYA & CYBERJAYA | Existing | 11 kV |  | RYB | VPTJ/PCE/J09082 | PE 9.08 P9G TERES (F2)
378359082 | TNB | DISTRIBUTION | WP PUTRAJAYA & CYBERJAYA | Existing | 11 kV |  | RYB | VPTJ/PCE/J09082 | PE 9.08 P9G TERES (F2)
378359154 | TNB | DISTRIBUTION | WP PUTRAJAYA & CYBERJAYA | Existing | 11 kV |  | RYB | VPTJ/PCE/J09091 | PE 9.09 APT A1 (EFI) (F1)
378359155 | TNB | DISTRIBUTION | WP PUTRAJAYA & CYBERJAYA | Existing | 11 kV |  | RYB | VPTJ/PCE/J09091 | PE 9.09 APT A1 (EFI) (F1)
378359160 | TNB | DISTRIBUTION | WP PUTRAJAYA & CYBERJAYA | Existing | 11 kV |  | RYB | VPTJ/PCE/J09091 | PE 9.09 APT A1 (EFI) (F1)
378359166 | TNB | DISTRIBUTION | WP PUTRAJAYA & CYBERJAYA | Existing | 11 kV |  | RYB | VPTJ/PCE/J09091 | PE 9.09 APT A1 (EFI) (F1)
378359167 | TNB | DISTRIBUTION | WP PUTRAJAYA & CYBERJAYA | Existing | 11 kV |  | RYB | VPTJ/PCE/J09091 | PE 9.09 APT A1 (EFI) (F1)
378359171 | TNB | DISTRIBUTION | WP PUTRAJAYA & CYBERJAYA | Existing | 11 kV |  | RYB | VPTJ/PCE/J09091 | PE 9.09 APT A1 (EFI) (F1)
378359174 | TNB | DISTRIBUTION | WP PUTRAJAYA & CYBERJAYA | Existing | 11 kV |  | RYB | VPTJ/PCE/J09091 | PE 9.09 APT A1 (EFI) (F1)
378359175 | TNB | DISTRIBUTION | WP PUTRAJAYA & CYBERJAYA | Existing | 11 kV |  | RYB | VPTJ/PCE/J09091 | PE 9.09 APT A1 (EFI) (F1)
378359248 | TNB | DISTRIBUTION | WP PUTRAJAYA & CYBERJAYA | Existing | 11 kV |  | RYB | VPTJ/PCE/J09092 | PE 9.09 APT A1 (EFI) (F2)
378359249 | TNB | DISTRIBUTION | WP PUTRAJAYA & CYBERJAYA | Existing | 11 kV |  | RYB | VPTJ/PCE/J09092 | PE 9.09 APT A1 (EFI) (F2)
378359254 | TNB | DISTRIBUTION | WP PUTRAJAYA & CYBERJAYA | Existing | 11 kV |  | RYB | VPTJ/PCE/J09092 | PE 9.09 APT A1 (EFI) (F2)
378359260 | TNB | DISTRIBUTION | WP PUTRAJAYA & CYBERJAYA | Existing | 11 kV |  | RYB | VPTJ/PCE/J09092 | PE 9.09 APT A1 (EFI) (F2)
378359261 | TNB | DISTRIBUTION | WP PUTRAJAYA & CYBERJAYA | Existing | 11 kV |  | RYB | VPTJ/PCE/J09092 | PE 9.09 APT A1 (EFI) (F2)
378359265 | TNB | DISTRIBUTION | WP PUTRAJAYA & CYBERJAYA | Existing | 11 kV |  | RYB | VPTJ/PCE/J09092 | PE 9.09 APT A1 (EFI) (F2)
378359268 | TNB | DISTRIBUTION | WP PUTRAJAYA & CYBERJAYA | Existing | 11 kV |  | RYB | VPTJ/PCE/J09092 | PE 9.09 APT A1 (EFI) (F2)
378359269 | TNB | DISTRIBUTION | WP PUTRAJAYA & CYBERJAYA | Existing | 11 kV |  | RYB | VPTJ/PCE/J09092 | PE 9.09 APT A1 (EFI) (F2)
378359350 | TNB | DISTRIBUTION | WP PUTRAJAYA & CYBERJAYA | Existing | 11 kV |  | RYB | VPTJ/PCE/J09101 | PE 9.10 PS 1
378359351 | TNB | DISTRIBUTION | WP PUTRAJAYA & CYBERJAYA | Existing | 11 kV |  | RYB | VPTJ/PCE/J09101 | PE 9.10 PS 1
378359356 | TNB | DISTRIBUTION | WP PUTRAJAYA & CYBERJAYA | Existing | 11 kV |  | RYB | VPTJ/PCE/J09101 | PE 9.10 PS 1
378359362 | TNB | DISTRIBUTION | WP PUTRAJAYA & CYBERJAYA | Existing | 11 kV |  | RYB | VPTJ/PCE/J09101 | PE 9.10 PS 1
378359363 | TNB | DISTRIBUTION | WP PUTRAJAYA & CYBERJAYA | Existing | 11 kV |  | RYB | VPTJ/PCE/J09101 | PE 9.10 PS 1
378359367 | TNB | DISTRIBUTION | WP PUTRAJAYA & CYBERJAYA | Existing | 11 kV |  | RYB | VPTJ/PCE/J09101 | PE 9.10 PS 1
378359370 | TNB | DISTRIBUTION | WP PUTRAJAYA & CYBERJAYA | Existing | 11 kV |  | RYB | VPTJ/PCE/J09101 | PE 9.10 PS 1
378359371 | TNB | DISTRIBUTION | WP PUTRAJAYA & CYBERJAYA | Existing | 11 kV |  | RYB | VPTJ/PCE/J09101 | PE 9.10 PS 1
378359454 | TNB | DISTRIBUTION | WP PUTRAJAYA & CYBERJAYA | Existing | 11 kV |  | RYB | VPTJ/PCE/J09151 | PE 9.15 APT 6D (EFI) (F1)
378359455 | TNB | DISTRIBUTION | WP PUTRAJAYA & CYBERJAYA | Existing | 11 kV |  | RYB | VPTJ/PCE/J09151 | PE 9.15 APT 6D (EFI) (F1)
378359460 | TNB | DISTRIBUTION | WP PUTRAJAYA & CYBERJAYA | Existing | 11 kV |  | RYB | VPTJ/PCE/J09151 | PE 9.15 APT 6D (EFI) (F1)
378359466 | TNB | DISTRIBUTION | WP PUTRAJAYA & CYBERJAYA | Existing | 11 kV |  | RYB | VPTJ/PCE/J09151 | PE 9.15 APT 6D (EFI) (F1)
378359467 | TNB | DISTRIBUTION | WP PUTRAJAYA & CYBERJAYA | Existing | 11 kV |  | RYB | VPTJ/PCE/J09151 | PE 9.15 APT 6D (EFI) (F1)
378359471 | TNB | DISTRIBUTION | WP PUTRAJAYA & CYBERJAYA | Existing | 11 kV |  | RYB | VPTJ/PCE/J09151 | PE 9.15 APT 6D (EFI) (F1)
378359474 | TNB | DISTRIBUTION | WP PUTRAJAYA & CYBERJAYA | Existing | 11 kV |  | RYB | VPTJ/PCE/J09151 | PE 9.15 APT 6D (EFI) (F1)
378359475 | TNB | DISTRIBUTION | WP PUTRAJAYA & CYBERJAYA | Existing | 11 kV |  | RYB | VPTJ/PCE/J09151 | PE 9.15 APT 6D (EFI) (F1)
378359537 | TNB | DISTRIBUTION | WP PUTRAJAYA & CYBERJAYA | Existing | 11 kV |  | RYB | VPTJ/PCE/J09152 | PE 9.15 APT 6D (EFI) (F2)
378359538 | TNB | DISTRIBUTION | WP PUTRAJAYA & CYBERJAYA | Existing | 11 kV |  | RYB | VPTJ/PCE/J09152 | PE 9.15 APT 6D (EFI) (F2)
378359543 | TNB | DISTRIBUTION | WP PUTRAJAYA & CYBERJAYA | Existing | 11 kV |  | RYB | VPTJ/PCE/J09152 | PE 9.15 APT 6D (EFI) (F2)
378359549 | TNB | DISTRIBUTION | WP PUTRAJAYA & CYBERJAYA | Existing | 11 kV |  | RYB | VPTJ/PCE/J09152 | PE 9.15 APT 6D (EFI) (F2)
378359550 | TNB | DISTRIBUTION | WP PUTRAJAYA & CYBERJAYA | Existing | 11 kV |  | RYB | VPTJ/PCE/J09152 | PE 9.15 APT 6D (EFI) (F2)
378359554 | TNB | DISTRIBUTION | WP PUTRAJAYA & CYBERJAYA | Existing | 11 kV |  | RYB | VPTJ/PCE/J09152 | PE 9.15 APT 6D (EFI) (F2)
378359557 | TNB | DISTRIBUTION | WP PUTRAJAYA & CYBERJAYA | Existing | 11 kV |  | RYB | VPTJ/PCE/J09152 | PE 9.15 APT 6D (EFI) (F2)
378359558 | TNB | DISTRIBUTION | WP PUTRAJAYA & CYBERJAYA | Existing | 11 kV |  | RYB | VPTJ/PCE/J09152 | PE 9.15 APT 6D (EFI) (F2)
378359629 | TNB | DISTRIBUTION | WP PUTRAJAYA & CYBERJAYA | Existing | 11 kV |  | RYB | VPTJ/PCE/J09161 | PE 9.16 APT 6F (F1)
378359630 | TNB | DISTRIBUTION | WP PUTRAJAYA & CYBERJAYA | Existing | 11 kV |  | RYB | VPTJ/PCE/J09161 | PE 9.16 APT 6F (F1)
378359635 | TNB | DISTRIBUTION | WP PUTRAJAYA & CYBERJAYA | Existing | 11 kV |  | RYB | VPTJ/PCE/J09161 | PE 9.16 APT 6F (F1)
378359641 | TNB | DISTRIBUTION | WP PUTRAJAYA & CYBERJAYA | Existing | 11 kV |  | RYB | VPTJ/PCE/J09161 | PE 9.16 APT 6F (F1)
378359642 | TNB | DISTRIBUTION | WP PUTRAJAYA & CYBERJAYA | Existing | 11 kV |  | RYB | VPTJ/PCE/J09161 | PE 9.16 APT 6F (F1)
378359646 | TNB | DISTRIBUTION | WP PUTRAJAYA & CYBERJAYA | Existing | 11 kV |  | RYB | VPTJ/PCE/J09161 | PE 9.16 APT 6F (F1)
378359649 | TNB | DISTRIBUTION | WP PUTRAJAYA & CYBERJAYA | Existing | 11 kV |  | RYB | VPTJ/PCE/J09161 | PE 9.16 APT 6F (F1)
378359650 | TNB | DISTRIBUTION | WP PUTRAJAYA & CYBERJAYA | Existing | 11 kV |  | RYB | VPTJ/PCE/J09161 | PE 9.16 APT 6F (F1)
378359725 | TNB | DISTRIBUTION | WP PUTRAJAYA & CYBERJAYA | Existing | 11 kV |  | RYB | VPTJ/PCE/J09162 | PE 9.16 APT 6F (F2)
378359726 | TNB | DISTRIBUTION | WP PUTRAJAYA & CYBERJAYA | Existing | 11 kV |  | RYB | VPTJ/PCE/J09162 | PE 9.16 APT 6F (F2)
378359731 | TNB | DISTRIBUTION | WP PUTRAJAYA & CYBERJAYA | Existing | 11 kV |  | RYB | VPTJ/PCE/J09162 | PE 9.16 APT 6F (F2)
378359737 | TNB | DISTRIBUTION | WP PUTRAJAYA & CYBERJAYA | Existing | 11 kV |  | RYB | VPTJ/PCE/J09162 | PE 9.16 APT 6F (F2)
378359738 | TNB | DISTRIBUTION | WP PUTRAJAYA & CYBERJAYA | Existing | 11 kV |  | RYB | VPTJ/PCE/J09162 | PE 9.16 APT 6F (F2)
378359742 | TNB | DISTRIBUTION | WP PUTRAJAYA & CYBERJAYA | Existing | 11 kV |  | RYB | VPTJ/PCE/J09162 | PE 9.16 APT 6F (F2)
378359745 | TNB | DISTRIBUTION | WP PUTRAJAYA & CYBERJAYA | Existing | 11 kV |  | RYB | VPTJ/PCE/J09162 | PE 9.16 APT 6F (F2)
378359746 | TNB | DISTRIBUTION | WP PUTRAJAYA & CYBERJAYA | Existing | 11 kV |  | RYB | VPTJ/PCE/J09162 | PE 9.16 APT 6F (F2)
378359827 | TNB | DISTRIBUTION | WP PUTRAJAYA & CYBERJAYA | Existing | 11 kV |  | RYB | VPTJ/PCE/J09171 | PE 9.17 APT 5A (EFI) (F1)
378359828 | TNB | DISTRIBUTION | WP PUTRAJAYA & CYBERJAYA | Existing | 11 kV |  | RYB | VPTJ/PCE/J09171 | PE 9.17 APT 5A (EFI) (F1)
378359833 | TNB | DISTRIBUTION | WP PUTRAJAYA & CYBERJAYA | Existing | 11 kV |  | RYB | VPTJ/PCE/J09171 | PE 9.17 APT 5A (EFI) (F1)
378359839 | TNB | DISTRIBUTION | WP PUTRAJAYA & CYBERJAYA | Existing | 11 kV |  | RYB | VPTJ/PCE/J09171 | PE 9.17 APT 5A (EFI) (F1)
378359840 | TNB | DISTRIBUTION | WP PUTRAJAYA & CYBERJAYA | Existing | 11 kV |  | RYB | VPTJ/PCE/J09171 | PE 9.17 APT 5A (EFI) (F1)
378359844 | TNB | DISTRIBUTION | WP PUTRAJAYA & CYBERJAYA | Existing | 11 kV |  | RYB | VPTJ/PCE/J09171 | PE 9.17 APT 5A (EFI) (F1)
378359847 | TNB | DISTRIBUTION | WP PUTRAJAYA & CYBERJAYA | Existing | 11 kV |  | RYB | VPTJ/PCE/J09171 | PE 9.17 APT 5A (EFI) (F1)
378359848 | TNB | DISTRIBUTION | WP PUTRAJAYA & CYBERJAYA | Existing | 11 kV |  | RYB | VPTJ/PCE/J09171 | PE 9.17 APT 5A (EFI) (F1)
378359852 | TNB | DISTRIBUTION | WP PUTRAJAYA & CYBERJAYA | Existing | 11 kV |  | RYB | VPTJ/PCE/J09172 | PE 9.17 APT 5A (EFI) (F2)
378359853 | TNB | DISTRIBUTION | WP PUTRAJAYA & CYBERJAYA | Existing | 11 kV |  | RYB | VPTJ/PCE/J09172 | PE 9.17 APT 5A (EFI) (F2)
378359858 | TNB | DISTRIBUTION | WP PUTRAJAYA & CYBERJAYA | Existing | 11 kV |  | RYB | VPTJ/PCE/J09172 | PE 9.17 APT 5A (EFI) (F2)
378359864 | TNB | DISTRIBUTION | WP PUTRAJAYA & CYBERJAYA | Existing | 11 kV |  | RYB | VPTJ/PCE/J09172 | PE 9.17 APT 5A (EFI) (F2)
378359865 | TNB | DISTRIBUTION | WP PUTRAJAYA & CYBERJAYA | Existing | 11 kV |  | RYB | VPTJ/PCE/J09172 | PE 9.17 APT 5A (EFI) (F2)
378359869 | TNB | DISTRIBUTION | WP PUTRAJAYA & CYBERJAYA | Existing | 11 kV |  | RYB | VPTJ/PCE/J09172 | PE 9.17 APT 5A (EFI) (F2)
378359872 | TNB | DISTRIBUTION | WP PUTRAJAYA & CYBERJAYA | Existing | 11 kV |  | RYB | VPTJ/PCE/J09172 | PE 9.17 APT 5A (EFI) (F2)
378359873 | TNB | DISTRIBUTION | WP PUTRAJAYA & CYBERJAYA | Existing | 11 kV |  | RYB | VPTJ/PCE/J09172 | PE 9.17 APT 5A (EFI) (F2)
378360013 | TNB | DISTRIBUTION | WP PUTRAJAYA & CYBERJAYA | Existing | 11 kV |  | RYB | VPTJ/PCE/J09181 | PE 9.18 APT 5C (F1)
378360014 | TNB | DISTRIBUTION | WP PUTRAJAYA & CYBERJAYA | Existing | 11 kV |  | RYB | VPTJ/PCE/J09181 | PE 9.18 APT 5C (F1)
378360019 | TNB | DISTRIBUTION | WP PUTRAJAYA & CYBERJAYA | Existing | 11 kV |  | RYB | VPTJ/PCE/J09181 | PE 9.18 APT 5C (F1)
378360025 | TNB | DISTRIBUTION | WP PUTRAJAYA & CYBERJAYA | Existing | 11 kV |  | RYB | VPTJ/PCE/J09181 | PE 9.18 APT 5C (F1)
378360026 | TNB | DISTRIBUTION | WP PUTRAJAYA & CYBERJAYA | Existing | 11 kV |  | RYB | VPTJ/PCE/J09181 | PE 9.18 APT 5C (F1)
378360030 | TNB | DISTRIBUTION | WP PUTRAJAYA & CYBERJAYA | Existing | 11 kV |  | RYB | VPTJ/PCE/J09181 | PE 9.18 APT 5C (F1)
378360033 | TNB | DISTRIBUTION | WP PUTRAJAYA & CYBERJAYA | Existing | 11 kV |  | RYB | VPTJ/PCE/J09181 | PE 9.18 APT 5C (F1)
378360034 | TNB | DISTRIBUTION | WP PUTRAJAYA & CYBERJAYA | Existing | 11 kV |  | RYB | VPTJ/PCE/J09181 | PE 9.18 APT 5C (F1)
378360036 | TNB | DISTRIBUTION | WP PUTRAJAYA & CYBERJAYA | Existing | 11 kV |  | RYB | VPTJ/PCE/J09182 | PE 9.18 APT 5C (F2)
378360037 | TNB | DISTRIBUTION | WP PUTRAJAYA & CYBERJAYA | Existing | 11 kV |  | RYB | VPTJ/PCE/J09182 | PE 9.18 APT 5C (F2)
378360042 | TNB | DISTRIBUTION | WP PUTRAJAYA & CYBERJAYA | Existing | 11 kV |  | RYB | VPTJ/PCE/J09182 | PE 9.18 APT 5C (F2)
378360048 | TNB | DISTRIBUTION | WP PUTRAJAYA & CYBERJAYA | Existing | 11 kV |  | RYB | VPTJ/PCE/J09182 | PE 9.18 APT 5C (F2)
378360049 | TNB | DISTRIBUTION | WP PUTRAJAYA & CYBERJAYA | Existing | 11 kV |  | RYB | VPTJ/PCE/J09182 | PE 9.18 APT 5C (F2)
378360053 | TNB | DISTRIBUTION | WP PUTRAJAYA & CYBERJAYA | Existing | 11 kV |  | RYB | VPTJ/PCE/J09182 | PE 9.18 APT 5C (F2)
378360056 | TNB | DISTRIBUTION | WP PUTRAJAYA & CYBERJAYA | Existing | 11 kV |  | RYB | VPTJ/PCE/J09182 | PE 9.18 APT 5C (F2)
378360057 | TNB | DISTRIBUTION | WP PUTRAJAYA & CYBERJAYA | Existing | 11 kV |  | RYB | VPTJ/PCE/J09182 | PE 9.18 APT 5C (F2)
378360195 | TNB | DISTRIBUTION | WP PUTRAJAYA & CYBERJAYA | Existing | 11 kV |  | RYB | VPTJ/PCE/J09111 | PE 9.11 KLINIK (F1)
378360196 | TNB | DISTRIBUTION | WP PUTRAJAYA & CYBERJAYA | Existing | 11 kV |  | RYB | VPTJ/PCE/J09111 | PE 9.11 KLINIK (F1)
378360201 | TNB | DISTRIBUTION | WP PUTRAJAYA & CYBERJAYA | Existing | 11 kV |  | RYB | VPTJ/PCE/J09111 | PE 9.11 KLINIK (F1)
378360207 | TNB | DISTRIBUTION | WP PUTRAJAYA & CYBERJAYA | Existing | 11 kV |  | RYB | VPTJ/PCE/J09111 | PE 9.11 KLINIK (F1)
378360208 | TNB | DISTRIBUTION | WP PUTRAJAYA & CYBERJAYA | Existing | 11 kV |  | RYB | VPTJ/PCE/J09111 | PE 9.11 KLINIK (F1)
378360212 | TNB | DISTRIBUTION | WP PUTRAJAYA & CYBERJAYA | Existing | 11 kV |  | RYB | VPTJ/PCE/J09111 | PE 9.11 KLINIK (F1)
378360215 | TNB | DISTRIBUTION | WP PUTRAJAYA & CYBERJAYA | Existing | 11 kV |  | RYB | VPTJ/PCE/J09111 | PE 9.11 KLINIK (F1)
378360216 | TNB | DISTRIBUTION | WP PUTRAJAYA & CYBERJAYA | Existing | 11 kV |  | RYB | VPTJ/PCE/J09111 | PE 9.11 KLINIK (F1)
378360218 | TNB | DISTRIBUTION | WP PUTRAJAYA & CYBERJAYA | Existing | 11 kV |  | RYB | VPTJ/PCE/J09112 | PE 9.11 KLINIK (F2)
378360219 | TNB | DISTRIBUTION | WP PUTRAJAYA & CYBERJAYA | Existing | 11 kV |  | RYB | VPTJ/PCE/J09112 | PE 9.11 KLINIK (F2)
378360224 | TNB | DISTRIBUTION | WP PUTRAJAYA & CYBERJAYA | Existing | 11 kV |  | RYB | VPTJ/PCE/J09112 | PE 9.11 KLINIK (F2)
378360230 | TNB | DISTRIBUTION | WP PUTRAJAYA & CYBERJAYA | Existing | 11 kV |  | RYB | VPTJ/PCE/J09112 | PE 9.11 KLINIK (F2)
378360231 | TNB | DISTRIBUTION | WP PUTRAJAYA & CYBERJAYA | Existing | 11 kV |  | RYB | VPTJ/PCE/J09112 | PE 9.11 KLINIK (F2)
378360235 | TNB | DISTRIBUTION | WP PUTRAJAYA & CYBERJAYA | Existing | 11 kV |  | RYB | VPTJ/PCE/J09112 | PE 9.11 KLINIK (F2)
378360238 | TNB | DISTRIBUTION | WP PUTRAJAYA & CYBERJAYA | Existing | 11 kV |  | RYB | VPTJ/PCE/J09112 | PE 9.11 KLINIK (F2)
378360239 | TNB | DISTRIBUTION | WP PUTRAJAYA & CYBERJAYA | Existing | 11 kV |  | RYB | VPTJ/PCE/J09112 | PE 9.11 KLINIK (F2)
378360379 | TNB | DISTRIBUTION | WP PUTRAJAYA & CYBERJAYA | Existing | 11 kV |  | RYB | VPTJ/PCE/J09122 | PE 9.12 SEK REN (F2)
378360380 | TNB | DISTRIBUTION | WP PUTRAJAYA & CYBERJAYA | Existing | 11 kV |  | RYB | VPTJ/PCE/J09122 | PE 9.12 SEK REN (F2)
378360385 | TNB | DISTRIBUTION | WP PUTRAJAYA & CYBERJAYA | Existing | 11 kV |  | RYB | VPTJ/PCE/J09122 | PE 9.12 SEK REN (F2)
378360391 | TNB | DISTRIBUTION | WP PUTRAJAYA & CYBERJAYA | Existing | 11 kV |  | RYB | VPTJ/PCE/J09122 | PE 9.12 SEK REN (F2)
378360392 | TNB | DISTRIBUTION | WP PUTRAJAYA & CYBERJAYA | Existing | 11 kV |  | RYB | VPTJ/PCE/J09122 | PE 9.12 SEK REN (F2)
378360396 | TNB | DISTRIBUTION | WP PUTRAJAYA & CYBERJAYA | Existing | 11 kV |  | RYB | VPTJ/PCE/J09122 | PE 9.12 SEK REN (F2)
378360399 | TNB | DISTRIBUTION | WP PUTRAJAYA & CYBERJAYA | Existing | 11 kV |  | RYB | VPTJ/PCE/J09122 | PE 9.12 SEK REN (F2)
378360400 | TNB | DISTRIBUTION | WP PUTRAJAYA & CYBERJAYA | Existing | 11 kV |  | RYB | VPTJ/PCE/J09122 | PE 9.12 SEK REN (F2)
378360470 | TNB | DISTRIBUTION | WP PUTRAJAYA & CYBERJAYA | Existing | 11 kV |  | RYB | VPTJ/PCE/J09121 | PE 9.12 SEK REN (F1)
378360471 | TNB | DISTRIBUTION | WP PUTRAJAYA & CYBERJAYA | Existing | 11 kV |  | RYB | VPTJ/PCE/J09121 | PE 9.12 SEK REN (F1)
378360476 | TNB | DISTRIBUTION | WP PUTRAJAYA & CYBERJAYA | Existing | 11 kV |  | RYB | VPTJ/PCE/J09121 | PE 9.12 SEK REN (F1)
378360482 | TNB | DISTRIBUTION | WP PUTRAJAYA & CYBERJAYA | Existing | 11 kV |  | RYB | VPTJ/PCE/J09121 | PE 9.12 SEK REN (F1)
378360483 | TNB | DISTRIBUTION | WP PUTRAJAYA & CYBERJAYA | Existing | 11 kV |  | RYB | VPTJ/PCE/J09121 | PE 9.12 SEK REN (F1)
378360487 | TNB | DISTRIBUTION | WP PUTRAJAYA & CYBERJAYA | Existing | 11 kV |  | RYB | VPTJ/PCE/J09121 | PE 9.12 SEK REN (F1)
378360490 | TNB | DISTRIBUTION | WP PUTRAJAYA & CYBERJAYA | Existing | 11 kV |  | RYB | VPTJ/PCE/J09121 | PE 9.12 SEK REN (F1)
378360491 | TNB | DISTRIBUTION | WP PUTRAJAYA & CYBERJAYA | Existing | 11 kV |  | RYB | VPTJ/PCE/J09121 | PE 9.12 SEK REN (F1)
378360563 | TNB | DISTRIBUTION | WP PUTRAJAYA & CYBERJAYA | Existing | 11 kV |  | RYB | VPTJ/PCE/J09131 | PE 9.13 SEK MEN (EFI) (F1)
378360564 | TNB | DISTRIBUTION | WP PUTRAJAYA & CYBERJAYA | Existing | 11 kV |  | RYB | VPTJ/PCE/J09131 | PE 9.13 SEK MEN (EFI) (F1)
378360569 | TNB | DISTRIBUTION | WP PUTRAJAYA & CYBERJAYA | Existing | 11 kV |  | RYB | VPTJ/PCE/J09131 | PE 9.13 SEK MEN (EFI) (F1)
378360575 | TNB | DISTRIBUTION | WP PUTRAJAYA & CYBERJAYA | Existing | 11 kV |  | RYB | VPTJ/PCE/J09131 | PE 9.13 SEK MEN (EFI) (F1)
378360576 | TNB | DISTRIBUTION | WP PUTRAJAYA & CYBERJAYA | Existing | 11 kV |  | RYB | VPTJ/PCE/J09131 | PE 9.13 SEK MEN (EFI) (F1)
378360580 | TNB | DISTRIBUTION | WP PUTRAJAYA & CYBERJAYA | Existing | 11 kV |  | RYB | VPTJ/PCE/J09131 | PE 9.13 SEK MEN (EFI) (F1)
378360583 | TNB | DISTRIBUTION | WP PUTRAJAYA & CYBERJAYA | Existing | 11 kV |  | RYB | VPTJ/PCE/J09131 | PE 9.13 SEK MEN (EFI) (F1)
378360584 | TNB | DISTRIBUTION | WP PUTRAJAYA & CYBERJAYA | Existing | 11 kV |  | RYB | VPTJ/PCE/J09131 | PE 9.13 SEK MEN (EFI) (F1)
378360657 | TNB | DISTRIBUTION | WP PUTRAJAYA & CYBERJAYA | Existing | 11 kV |  | RYB | VPTJ/PCE/J09132 | PE 9.13 SEK MEN (EFI) (F2)
378360658 | TNB | DISTRIBUTION | WP PUTRAJAYA & CYBERJAYA | Existing | 11 kV |  | RYB | VPTJ/PCE/J09132 | PE 9.13 SEK MEN (EFI) (F2)
378360663 | TNB | DISTRIBUTION | WP PUTRAJAYA & CYBERJAYA | Existing | 11 kV |  | RYB | VPTJ/PCE/J09132 | PE 9.13 SEK MEN (EFI) (F2)
378360669 | TNB | DISTRIBUTION | WP PUTRAJAYA & CYBERJAYA | Existing | 11 kV |  | RYB | VPTJ/PCE/J09132 | PE 9.13 SEK MEN (EFI) (F2)
378360670 | TNB | DISTRIBUTION | WP PUTRAJAYA & CYBERJAYA | Existing | 11 kV |  | RYB | VPTJ/PCE/J09132 | PE 9.13 SEK MEN (EFI) (F2)
378360674 | TNB | DISTRIBUTION | WP PUTRAJAYA & CYBERJAYA | Existing | 11 kV |  | RYB | VPTJ/PCE/J09132 | PE 9.13 SEK MEN (EFI) (F2)
378360677 | TNB | DISTRIBUTION | WP PUTRAJAYA & CYBERJAYA | Existing | 11 kV |  | RYB | VPTJ/PCE/J09132 | PE 9.13 SEK MEN (EFI) (F2)
378360678 | TNB | DISTRIBUTION | WP PUTRAJAYA & CYBERJAYA | Existing | 11 kV |  | RYB | VPTJ/PCE/J09132 | PE 9.13 SEK MEN (EFI) (F2)
378360759 | TNB | DISTRIBUTION | WP PUTRAJAYA & CYBERJAYA | Existing | 11 kV |  | RYB | VPTJ/PCE/J09271 | PE 9.27 APT 11A (F1)
378360760 | TNB | DISTRIBUTION | WP PUTRAJAYA & CYBERJAYA | Existing | 11 kV |  | RYB | VPTJ/PCE/J09271 | PE 9.27 APT 11A (F1)
378360765 | TNB | DISTRIBUTION | WP PUTRAJAYA & CYBERJAYA | Existing | 11 kV |  | RYB | VPTJ/PCE/J09271 | PE 9.27 APT 11A (F1)
378360771 | TNB | DISTRIBUTION | WP PUTRAJAYA & CYBERJAYA | Existing | 11 kV |  | RYB | VPTJ/PCE/J09271 | PE 9.27 APT 11A (F1)
378360772 | TNB | DISTRIBUTION | WP PUTRAJAYA & CYBERJAYA | Existing | 11 kV |  | RYB | VPTJ/PCE/J09271 | PE 9.27 APT 11A (F1)
378360776 | TNB | DISTRIBUTION | WP PUTRAJAYA & CYBERJAYA | Existing | 11 kV |  | RYB | VPTJ/PCE/J09271 | PE 9.27 APT 11A (F1)
378360779 | TNB | DISTRIBUTION | WP PUTRAJAYA & CYBERJAYA | Existing | 11 kV |  | RYB | VPTJ/PCE/J09271 | PE 9.27 APT 11A (F1)
378360780 | TNB | DISTRIBUTION | WP PUTRAJAYA & CYBERJAYA | Existing | 11 kV |  | RYB | VPTJ/PCE/J09271 | PE 9.27 APT 11A (F1)
378360853 | TNB | DISTRIBUTION | WP PUTRAJAYA & CYBERJAYA | Existing | 11 kV |  | RYB | VPTJ/PCE/J09272 | PE 9.27 APT 11A (F2)
378360854 | TNB | DISTRIBUTION | WP PUTRAJAYA & CYBERJAYA | Existing | 11 kV |  | RYB | VPTJ/PCE/J09272 | PE 9.27 APT 11A (F2)
378360859 | TNB | DISTRIBUTION | WP PUTRAJAYA & CYBERJAYA | Existing | 11 kV |  | RYB | VPTJ/PCE/J09272 | PE 9.27 APT 11A (F2)
378360865 | TNB | DISTRIBUTION | WP PUTRAJAYA & CYBERJAYA | Existing | 11 kV |  | RYB | VPTJ/PCE/J09272 | PE 9.27 APT 11A (F2)
378360866 | TNB | DISTRIBUTION | WP PUTRAJAYA & CYBERJAYA | Existing | 11 kV |  | RYB | VPTJ/PCE/J09272 | PE 9.27 APT 11A (F2)
378360870 | TNB | DISTRIBUTION | WP PUTRAJAYA & CYBERJAYA | Existing | 11 kV |  | RYB | VPTJ/PCE/J09272 | PE 9.27 APT 11A (F2)
378360873 | TNB | DISTRIBUTION | WP PUTRAJAYA & CYBERJAYA | Existing | 11 kV |  | RYB | VPTJ/PCE/J09272 | PE 9.27 APT 11A (F2)
378360874 | TNB | DISTRIBUTION | WP PUTRAJAYA & CYBERJAYA | Existing | 11 kV |  | RYB | VPTJ/PCE/J09272 | PE 9.27 APT 11A (F2)
378360953 | TNB | DISTRIBUTION | WP PUTRAJAYA & CYBERJAYA | Existing | 11 kV |  | RYB | VPTJ/PCE/J09281 | PE 9.28 APT 11C (EFI) (F1)
378360954 | TNB | DISTRIBUTION | WP PUTRAJAYA & CYBERJAYA | Existing | 11 kV |  | RYB | VPTJ/PCE/J09281 | PE 9.28 APT 11C (EFI) (F1)
378360959 | TNB | DISTRIBUTION | WP PUTRAJAYA & CYBERJAYA | Existing | 11 kV |  | RYB | VPTJ/PCE/J09281 | PE 9.28 APT 11C (EFI) (F1)
378360965 | TNB | DISTRIBUTION | WP PUTRAJAYA & CYBERJAYA | Existing | 11 kV |  | RYB | VPTJ/PCE/J09281 | PE 9.28 APT 11C (EFI) (F1)
378360966 | TNB | DISTRIBUTION | WP PUTRAJAYA & CYBERJAYA | Existing | 11 kV |  | RYB | VPTJ/PCE/J09281 | PE 9.28 APT 11C (EFI) (F1)
378360970 | TNB | DISTRIBUTION | WP PUTRAJAYA & CYBERJAYA | Existing | 11 kV |  | RYB | VPTJ/PCE/J09281 | PE 9.28 APT 11C (EFI) (F1)
378360973 | TNB | DISTRIBUTION | WP PUTRAJAYA & CYBERJAYA | Existing | 11 kV |  | RYB | VPTJ/PCE/J09281 | PE 9.28 APT 11C (EFI) (F1)
378360974 | TNB | DISTRIBUTION | WP PUTRAJAYA & CYBERJAYA | Existing | 11 kV |  | RYB | VPTJ/PCE/J09281 | PE 9.28 APT 11C (EFI) (F1)
378361049 | TNB | DISTRIBUTION | WP PUTRAJAYA & CYBERJAYA | Existing | 11 kV |  | RYB | VPTJ/PCE/J09282 | PE 9.28 APT 11C (EFI) (F2)
378361050 | TNB | DISTRIBUTION | WP PUTRAJAYA & CYBERJAYA | Existing | 11 kV |  | RYB | VPTJ/PCE/J09282 | PE 9.28 APT 11C (EFI) (F2)
378361055 | TNB | DISTRIBUTION | WP PUTRAJAYA & CYBERJAYA | Existing | 11 kV |  | RYB | VPTJ/PCE/J09282 | PE 9.28 APT 11C (EFI) (F2)
378361061 | TNB | DISTRIBUTION | WP PUTRAJAYA & CYBERJAYA | Existing | 11 kV |  | RYB | VPTJ/PCE/J09282 | PE 9.28 APT 11C (EFI) (F2)
378361062 | TNB | DISTRIBUTION | WP PUTRAJAYA & CYBERJAYA | Existing | 11 kV |  | RYB | VPTJ/PCE/J09282 | PE 9.28 APT 11C (EFI) (F2)
378361066 | TNB | DISTRIBUTION | WP PUTRAJAYA & CYBERJAYA | Existing | 11 kV |  | RYB | VPTJ/PCE/J09282 | PE 9.28 APT 11C (EFI) (F2)
378361069 | TNB | DISTRIBUTION | WP PUTRAJAYA & CYBERJAYA | Existing | 11 kV |  | RYB | VPTJ/PCE/J09282 | PE 9.28 APT 11C (EFI) (F2)
378361070 | TNB | DISTRIBUTION | WP PUTRAJAYA & CYBERJAYA | Existing | 11 kV |  | RYB | VPTJ/PCE/J09282 | PE 9.28 APT 11C (EFI) (F2)
378361149 | TNB | DISTRIBUTION | WP PUTRAJAYA & CYBERJAYA | Existing | 11 kV |  | RYB | VPTJ/PCE/J07031 | PE 7.03 STESEN PAM PS3
378361150 | TNB | DISTRIBUTION | WP PUTRAJAYA & CYBERJAYA | Existing | 11 kV |  | RYB | VPTJ/PCE/J07031 | PE 7.03 STESEN PAM PS3
378361155 | TNB | DISTRIBUTION | WP PUTRAJAYA & CYBERJAYA | Existing | 11 kV |  | RYB | VPTJ/PCE/J07031 | PE 7.03 STESEN PAM PS3
378361161 | TNB | DISTRIBUTION | WP PUTRAJAYA & CYBERJAYA | Existing | 11 kV |  | RYB | VPTJ/PCE/J07031 | PE 7.03 STESEN PAM PS3
378361162 | TNB | DISTRIBUTION | WP PUTRAJAYA & CYBERJAYA | Existing | 11 kV |  | RYB | VPTJ/PCE/J07031 | PE 7.03 STESEN PAM PS3
378361166 | TNB | DISTRIBUTION | WP PUTRAJAYA & CYBERJAYA | Existing | 11 kV |  | RYB | VPTJ/PCE/J07031 | PE 7.03 STESEN PAM PS3
378361169 | TNB | DISTRIBUTION | WP PUTRAJAYA & CYBERJAYA | Existing | 11 kV |  | RYB | VPTJ/PCE/J07031 | PE 7.03 STESEN PAM PS3
378361170 | TNB | DISTRIBUTION | WP PUTRAJAYA & CYBERJAYA | Existing | 11 kV |  | RYB | VPTJ/PCE/J07031 | PE 7.03 STESEN PAM PS3
378361313 | TNB | DISTRIBUTION | WP PUTRAJAYA & CYBERJAYA | Existing | 11 kV |  | RYB | VPTJ/PCE/J08241 | PE 8.24 SERI SAUJANA (BR 8)
378361314 | TNB | DISTRIBUTION | WP PUTRAJAYA & CYBERJAYA | Existing | 11 kV |  | RYB | VPTJ/PCE/J08241 | PE 8.24 SERI SAUJANA (BR 8)
378361319 | TNB | DISTRIBUTION | WP PUTRAJAYA & CYBERJAYA | Existing | 11 kV |  | RYB | VPTJ/PCE/J08241 | PE 8.24 SERI SAUJANA (BR 8)
378361325 | TNB | DISTRIBUTION | WP PUTRAJAYA & CYBERJAYA | Existing | 11 kV |  | RYB | VPTJ/PCE/J08241 | PE 8.24 SERI SAUJANA (BR 8)
378361326 | TNB | DISTRIBUTION | WP PUTRAJAYA & CYBERJAYA | Existing | 11 kV |  | RYB | VPTJ/PCE/J08241 | PE 8.24 SERI SAUJANA (BR 8)
378361330 | TNB | DISTRIBUTION | WP PUTRAJAYA & CYBERJAYA | Existing | 11 kV |  | RYB | VPTJ/PCE/J08241 | PE 8.24 SERI SAUJANA (BR 8)
378361333 | TNB | DISTRIBUTION | WP PUTRAJAYA & CYBERJAYA | Existing | 11 kV |  | RYB | VPTJ/PCE/J08241 | PE 8.24 SERI SAUJANA (BR 8)
378361334 | TNB | DISTRIBUTION | WP PUTRAJAYA & CYBERJAYA | Existing | 11 kV |  | RYB | VPTJ/PCE/J08241 | PE 8.24 SERI SAUJANA (BR 8)
378361355 | TNB | DISTRIBUTION | WP PUTRAJAYA & CYBERJAYA | Existing | 11 kV |  | RYB | VPTJ/PCE/J08151 | PE 8.15 RD2A L. SENTOSA
378361356 | TNB | DISTRIBUTION | WP PUTRAJAYA & CYBERJAYA | Existing | 11 kV |  | RYB | VPTJ/PCE/J08151 | PE 8.15 RD2A L. SENTOSA
378361361 | TNB | DISTRIBUTION | WP PUTRAJAYA & CYBERJAYA | Existing | 11 kV |  | RYB | VPTJ/PCE/J08151 | PE 8.15 RD2A L. SENTOSA
378361367 | TNB | DISTRIBUTION | WP PUTRAJAYA & CYBERJAYA | Existing | 11 kV |  | RYB | VPTJ/PCE/J08151 | PE 8.15 RD2A L. SENTOSA
378361368 | TNB | DISTRIBUTION | WP PUTRAJAYA & CYBERJAYA | Existing | 11 kV |  | RYB | VPTJ/PCE/J08151 | PE 8.15 RD2A L. SENTOSA
378361372 | TNB | DISTRIBUTION | WP PUTRAJAYA & CYBERJAYA | Existing | 11 kV |  | RYB | VPTJ/PCE/J08151 | PE 8.15 RD2A L. SENTOSA
378361375 | TNB | DISTRIBUTION | WP PUTRAJAYA & CYBERJAYA | Existing | 11 kV |  | RYB | VPTJ/PCE/J08151 | PE 8.15 RD2A L. SENTOSA
378361376 | TNB | DISTRIBUTION | WP PUTRAJAYA & CYBERJAYA | Existing | 11 kV |  | RYB | VPTJ/PCE/J08151 | PE 8.15 RD2A L. SENTOSA
378361446 | TNB | DISTRIBUTION | WP PUTRAJAYA & CYBERJAYA | Existing | 11 kV |  | RYB | VPTJ/PCE/J08011 | PE 8.01 PS 10 (EFI) (F1)
378361447 | TNB | DISTRIBUTION | WP PUTRAJAYA & CYBERJAYA | Existing | 11 kV |  | RYB | VPTJ/PCE/J08011 | PE 8.01 PS 10 (EFI) (F1)
378361452 | TNB | DISTRIBUTION | WP PUTRAJAYA & CYBERJAYA | Existing | 11 kV |  | RYB | VPTJ/PCE/J08011 | PE 8.01 PS 10 (EFI) (F1)
378361458 | TNB | DISTRIBUTION | WP PUTRAJAYA & CYBERJAYA | Existing | 11 kV |  | RYB | VPTJ/PCE/J08011 | PE 8.01 PS 10 (EFI) (F1)
378361459 | TNB | DISTRIBUTION | WP PUTRAJAYA & CYBERJAYA | Existing | 11 kV |  | RYB | VPTJ/PCE/J08011 | PE 8.01 PS 10 (EFI) (F1)
378361463 | TNB | DISTRIBUTION | WP PUTRAJAYA & CYBERJAYA | Existing | 11 kV |  | RYB | VPTJ/PCE/J08011 | PE 8.01 PS 10 (EFI) (F1)
378361466 | TNB | DISTRIBUTION | WP PUTRAJAYA & CYBERJAYA | Existing | 11 kV |  | RYB | VPTJ/PCE/J08011 | PE 8.01 PS 10 (EFI) (F1)
378361467 | TNB | DISTRIBUTION | WP PUTRAJAYA & CYBERJAYA | Existing | 11 kV |  | RYB | VPTJ/PCE/J08011 | PE 8.01 PS 10 (EFI) (F1)
378365842 | TNB | DISTRIBUTION | WP PUTRAJAYA & CYBERJAYA | Existing | 11 kV |  | RYB | VPTJ/PCE/J16111 | PE 16.11 DPMR P16/C (F1)
378365846 | TNB | DISTRIBUTION | WP PUTRAJAYA & CYBERJAYA | Existing | 11 kV |  | RYB | VPTJ/PCE/J16111 | PE 16.11 DPMR P16/C (F1)
378365848 | TNB | DISTRIBUTION | WP PUTRAJAYA & CYBERJAYA | Existing | 11 kV |  | RYB | VPTJ/PCE/J16111 | PE 16.11 DPMR P16/C (F1)
378365858 | TNB | DISTRIBUTION | WP PUTRAJAYA & CYBERJAYA | Existing | 11 kV |  | RYB | VPTJ/PCE/J16111 | PE 16.11 DPMR P16/C (F1)
378365874 | TNB | DISTRIBUTION | WP PUTRAJAYA & CYBERJAYA | Existing | 11 kV |  | RYB | VPTJ/PCE/J16111 | PE 16.11 DPMR P16/C (F1)
378365875 | TNB | DISTRIBUTION | WP PUTRAJAYA & CYBERJAYA | Existing | 11 kV |  | RYB | VPTJ/PCE/J16111 | PE 16.11 DPMR P16/C (F1)
378365877 | TNB | DISTRIBUTION | WP PUTRAJAYA & CYBERJAYA | Existing | 11 kV |  | RYB | VPTJ/PCE/J16111 | PE 16.11 DPMR P16/C (F1)
378365883 | TNB | DISTRIBUTION | WP PUTRAJAYA & CYBERJAYA | Existing | 11 kV |  | RYB | VPTJ/PCE/J16111 | PE 16.11 DPMR P16/C (F1)
378365884 | TNB | DISTRIBUTION | WP PUTRAJAYA & CYBERJAYA | Existing | 11 kV |  | RYB | VPTJ/PCE/J16111 | PE 16.11 DPMR P16/C (F1)
378365963 | TNB | DISTRIBUTION | WP PUTRAJAYA & CYBERJAYA | Existing | 11 kV |  | RYB | VPTJ/PCE/J16112 | PE 16.11 DPMR P16/C (F2)
378365967 | TNB | DISTRIBUTION | WP PUTRAJAYA & CYBERJAYA | Existing | 11 kV |  | RYB | VPTJ/PCE/J16112 | PE 16.11 DPMR P16/C (F2)
378365969 | TNB | DISTRIBUTION | WP PUTRAJAYA & CYBERJAYA | Existing | 11 kV |  | RYB | VPTJ/PCE/J16112 | PE 16.11 DPMR P16/C (F2)
378365979 | TNB | DISTRIBUTION | WP PUTRAJAYA & CYBERJAYA | Existing | 11 kV |  | RYB | VPTJ/PCE/J16112 | PE 16.11 DPMR P16/C (F2)
378365995 | TNB | DISTRIBUTION | WP PUTRAJAYA & CYBERJAYA | Existing | 11 kV |  | RYB | VPTJ/PCE/J16112 | PE 16.11 DPMR P16/C (F2)
378365996 | TNB | DISTRIBUTION | WP PUTRAJAYA & CYBERJAYA | Existing | 11 kV |  | RYB | VPTJ/PCE/J16112 | PE 16.11 DPMR P16/C (F2)
378365998 | TNB | DISTRIBUTION | WP PUTRAJAYA & CYBERJAYA | Existing | 11 kV |  | RYB | VPTJ/PCE/J16112 | PE 16.11 DPMR P16/C (F2)
378366004 | TNB | DISTRIBUTION | WP PUTRAJAYA & CYBERJAYA | Existing | 11 kV |  | RYB | VPTJ/PCE/J16112 | PE 16.11 DPMR P16/C (F2)
378366005 | TNB | DISTRIBUTION | WP PUTRAJAYA & CYBERJAYA | Existing | 11 kV |  | RYB | VPTJ/PCE/J16112 | PE 16.11 DPMR P16/C (F2)
378366347 | TNB | DISTRIBUTION | WP PUTRAJAYA & CYBERJAYA | Existing | 11 kV |  | RYB | VPTJ/PCE/J16301 | PE 16.30 PERUMAHAN P16A (F1)
378366348 | TNB | DISTRIBUTION | WP PUTRAJAYA & CYBERJAYA | Existing | 11 kV |  | RYB | VPTJ/PCE/J16301 | PE 16.30 PERUMAHAN P16A (F1)
378366353 | TNB | DISTRIBUTION | WP PUTRAJAYA & CYBERJAYA | Existing | 11 kV |  | RYB | VPTJ/PCE/J16301 | PE 16.30 PERUMAHAN P16A (F1)
378366359 | TNB | DISTRIBUTION | WP PUTRAJAYA & CYBERJAYA | Existing | 11 kV |  | RYB | VPTJ/PCE/J16301 | PE 16.30 PERUMAHAN P16A (F1)
378366360 | TNB | DISTRIBUTION | WP PUTRAJAYA & CYBERJAYA | Existing | 11 kV |  | RYB | VPTJ/PCE/J16301 | PE 16.30 PERUMAHAN P16A (F1)
378366364 | TNB | DISTRIBUTION | WP PUTRAJAYA & CYBERJAYA | Existing | 11 kV |  | RYB | VPTJ/PCE/J16301 | PE 16.30 PERUMAHAN P16A (F1)
378366367 | TNB | DISTRIBUTION | WP PUTRAJAYA & CYBERJAYA | Existing | 11 kV |  | RYB | VPTJ/PCE/J16301 | PE 16.30 PERUMAHAN P16A (F1)
378366368 | TNB | DISTRIBUTION | WP PUTRAJAYA & CYBERJAYA | Existing | 11 kV |  | RYB | VPTJ/PCE/J16301 | PE 16.30 PERUMAHAN P16A (F1)
378366453 | TNB | DISTRIBUTION | WP PUTRAJAYA & CYBERJAYA | Existing | 11 kV |  | RYB | VPTJ/PCE/J16302 | PE 16.30 PERUMAHAN P16A (F2)
378366454 | TNB | DISTRIBUTION | WP PUTRAJAYA & CYBERJAYA | Existing | 11 kV |  | RYB | VPTJ/PCE/J16302 | PE 16.30 PERUMAHAN P16A (F2)
378366459 | TNB | DISTRIBUTION | WP PUTRAJAYA & CYBERJAYA | Existing | 11 kV |  | RYB | VPTJ/PCE/J16302 | PE 16.30 PERUMAHAN P16A (F2)
378366465 | TNB | DISTRIBUTION | WP PUTRAJAYA & CYBERJAYA | Existing | 11 kV |  | RYB | VPTJ/PCE/J16302 | PE 16.30 PERUMAHAN P16A (F2)
378366466 | TNB | DISTRIBUTION | WP PUTRAJAYA & CYBERJAYA | Existing | 11 kV |  | RYB | VPTJ/PCE/J16302 | PE 16.30 PERUMAHAN P16A (F2)
378366470 | TNB | DISTRIBUTION | WP PUTRAJAYA & CYBERJAYA | Existing | 11 kV |  | RYB | VPTJ/PCE/J16302 | PE 16.30 PERUMAHAN P16A (F2)
378366473 | TNB | DISTRIBUTION | WP PUTRAJAYA & CYBERJAYA | Existing | 11 kV |  | RYB | VPTJ/PCE/J16302 | PE 16.30 PERUMAHAN P16A (F2)
378366474 | TNB | DISTRIBUTION | WP PUTRAJAYA & CYBERJAYA | Existing | 11 kV |  | RYB | VPTJ/PCE/J16302 | PE 16.30 PERUMAHAN P16A (F2)
378366609 | TNB | DISTRIBUTION | WP PUTRAJAYA & CYBERJAYA | Existing | 11 kV |  | RYB | VPTJ/PCE/J16281 | PE 16.28 TAMAN WARISAN (F1)
378366610 | TNB | DISTRIBUTION | WP PUTRAJAYA & CYBERJAYA | Existing | 11 kV |  | RYB | VPTJ/PCE/J16281 | PE 16.28 TAMAN WARISAN (F1)
378366615 | TNB | DISTRIBUTION | WP PUTRAJAYA & CYBERJAYA | Existing | 11 kV |  | RYB | VPTJ/PCE/J16281 | PE 16.28 TAMAN WARISAN (F1)
378366621 | TNB | DISTRIBUTION | WP PUTRAJAYA & CYBERJAYA | Existing | 11 kV |  | RYB | VPTJ/PCE/J16281 | PE 16.28 TAMAN WARISAN (F1)
378366622 | TNB | DISTRIBUTION | WP PUTRAJAYA & CYBERJAYA | Existing | 11 kV |  | RYB | VPTJ/PCE/J16281 | PE 16.28 TAMAN WARISAN (F1)
378366626 | TNB | DISTRIBUTION | WP PUTRAJAYA & CYBERJAYA | Existing | 11 kV |  | RYB | VPTJ/PCE/J16281 | PE 16.28 TAMAN WARISAN (F1)
378366629 | TNB | DISTRIBUTION | WP PUTRAJAYA & CYBERJAYA | Existing | 11 kV |  | RYB | VPTJ/PCE/J16281 | PE 16.28 TAMAN WARISAN (F1)
378366630 | TNB | DISTRIBUTION | WP PUTRAJAYA & CYBERJAYA | Existing | 11 kV |  | RYB | VPTJ/PCE/J16281 | PE 16.28 TAMAN WARISAN (F1)
378366703 | TNB | DISTRIBUTION | WP PUTRAJAYA & CYBERJAYA | Existing | 11 kV |  | RYB | VPTJ/PCE/J16282 | PE 16.28 TAMAN WARISAN (F2)
378366704 | TNB | DISTRIBUTION | WP PUTRAJAYA & CYBERJAYA | Existing | 11 kV |  | RYB | VPTJ/PCE/J16282 | PE 16.28 TAMAN WARISAN (F2)
378366709 | TNB | DISTRIBUTION | WP PUTRAJAYA & CYBERJAYA | Existing | 11 kV |  | RYB | VPTJ/PCE/J16282 | PE 16.28 TAMAN WARISAN (F2)
378366715 | TNB | DISTRIBUTION | WP PUTRAJAYA & CYBERJAYA | Existing | 11 kV |  | RYB | VPTJ/PCE/J16282 | PE 16.28 TAMAN WARISAN (F2)
378366716 | TNB | DISTRIBUTION | WP PUTRAJAYA & CYBERJAYA | Existing | 11 kV |  | RYB | VPTJ/PCE/J16282 | PE 16.28 TAMAN WARISAN (F2)
378366720 | TNB | DISTRIBUTION | WP PUTRAJAYA & CYBERJAYA | Existing | 11 kV |  | RYB | VPTJ/PCE/J16282 | PE 16.28 TAMAN WARISAN (F2)
378366723 | TNB | DISTRIBUTION | WP PUTRAJAYA & CYBERJAYA | Existing | 11 kV |  | RYB | VPTJ/PCE/J16282 | PE 16.28 TAMAN WARISAN (F2)
378366724 | TNB | DISTRIBUTION | WP PUTRAJAYA & CYBERJAYA | Existing | 11 kV |  | RYB | VPTJ/PCE/J16282 | PE 16.28 TAMAN WARISAN (F2)
378366807 | TNB | DISTRIBUTION | WP PUTRAJAYA & CYBERJAYA | Existing | 11 kV |  | RYB | VPTJ/PCE/J16061 | PE 16.06 SEK REN F2 (F1)
378366808 | TNB | DISTRIBUTION | WP PUTRAJAYA & CYBERJAYA | Existing | 11 kV |  | RYB | VPTJ/PCE/J16061 | PE 16.06 SEK REN F2 (F1)
378366813 | TNB | DISTRIBUTION | WP PUTRAJAYA & CYBERJAYA | Existing | 11 kV |  | RYB | VPTJ/PCE/J16061 | PE 16.06 SEK REN F2 (F1)
378366819 | TNB | DISTRIBUTION | WP PUTRAJAYA & CYBERJAYA | Existing | 11 kV |  | RYB | VPTJ/PCE/J16061 | PE 16.06 SEK REN F2 (F1)
378366820 | TNB | DISTRIBUTION | WP PUTRAJAYA & CYBERJAYA | Existing | 11 kV |  | RYB | VPTJ/PCE/J16061 | PE 16.06 SEK REN F2 (F1)
378366824 | TNB | DISTRIBUTION | WP PUTRAJAYA & CYBERJAYA | Existing | 11 kV |  | RYB | VPTJ/PCE/J16061 | PE 16.06 SEK REN F2 (F1)
378366827 | TNB | DISTRIBUTION | WP PUTRAJAYA & CYBERJAYA | Existing | 11 kV |  | RYB | VPTJ/PCE/J16061 | PE 16.06 SEK REN F2 (F1)
378366828 | TNB | DISTRIBUTION | WP PUTRAJAYA & CYBERJAYA | Existing | 11 kV |  | RYB | VPTJ/PCE/J16061 | PE 16.06 SEK REN F2 (F1)
378366903 | TNB | DISTRIBUTION | WP PUTRAJAYA & CYBERJAYA | Existing | 11 kV |  | RYB | VPTJ/PCE/J16062 | PE 16.06 SEK REN F2 (F2)
378366904 | TNB | DISTRIBUTION | WP PUTRAJAYA & CYBERJAYA | Existing | 11 kV |  | RYB | VPTJ/PCE/J16062 | PE 16.06 SEK REN F2 (F2)
378366909 | TNB | DISTRIBUTION | WP PUTRAJAYA & CYBERJAYA | Existing | 11 kV |  | RYB | VPTJ/PCE/J16062 | PE 16.06 SEK REN F2 (F2)
378366915 | TNB | DISTRIBUTION | WP PUTRAJAYA & CYBERJAYA | Existing | 11 kV |  | RYB | VPTJ/PCE/J16062 | PE 16.06 SEK REN F2 (F2)
378366916 | TNB | DISTRIBUTION | WP PUTRAJAYA & CYBERJAYA | Existing | 11 kV |  | RYB | VPTJ/PCE/J16062 | PE 16.06 SEK REN F2 (F2)
378366920 | TNB | DISTRIBUTION | WP PUTRAJAYA & CYBERJAYA | Existing | 11 kV |  | RYB | VPTJ/PCE/J16062 | PE 16.06 SEK REN F2 (F2)
378366923 | TNB | DISTRIBUTION | WP PUTRAJAYA & CYBERJAYA | Existing | 11 kV |  | RYB | VPTJ/PCE/J16062 | PE 16.06 SEK REN F2 (F2)
378366924 | TNB | DISTRIBUTION | WP PUTRAJAYA & CYBERJAYA | Existing | 11 kV |  | RYB | VPTJ/PCE/J16062 | PE 16.06 SEK REN F2 (F2)
378367004 | TNB | DISTRIBUTION | WP PUTRAJAYA & CYBERJAYA | Existing | 11 kV |  | RYB | VPTJ/PCE/J16071 | PE 16.07 22 UNIT TERES (EFI) (F1)
378367005 | TNB | DISTRIBUTION | WP PUTRAJAYA & CYBERJAYA | Existing | 11 kV |  | RYB | VPTJ/PCE/J16071 | PE 16.07 22 UNIT TERES (EFI) (F1)
378367010 | TNB | DISTRIBUTION | WP PUTRAJAYA & CYBERJAYA | Existing | 11 kV |  | RYB | VPTJ/PCE/J16071 | PE 16.07 22 UNIT TERES (EFI) (F1)
378367016 | TNB | DISTRIBUTION | WP PUTRAJAYA & CYBERJAYA | Existing | 11 kV |  | RYB | VPTJ/PCE/J16071 | PE 16.07 22 UNIT TERES (EFI) (F1)
378367017 | TNB | DISTRIBUTION | WP PUTRAJAYA & CYBERJAYA | Existing | 11 kV |  | RYB | VPTJ/PCE/J16071 | PE 16.07 22 UNIT TERES (EFI) (F1)
378367021 | TNB | DISTRIBUTION | WP PUTRAJAYA & CYBERJAYA | Existing | 11 kV |  | RYB | VPTJ/PCE/J16071 | PE 16.07 22 UNIT TERES (EFI) (F1)
378367024 | TNB | DISTRIBUTION | WP PUTRAJAYA & CYBERJAYA | Existing | 11 kV |  | RYB | VPTJ/PCE/J16071 | PE 16.07 22 UNIT TERES (EFI) (F1)
378367025 | TNB | DISTRIBUTION | WP PUTRAJAYA & CYBERJAYA | Existing | 11 kV |  | RYB | VPTJ/PCE/J16071 | PE 16.07 22 UNIT TERES (EFI) (F1)
378367100 | TNB | DISTRIBUTION | WP PUTRAJAYA & CYBERJAYA | Existing | 11 kV |  | RYB | VPTJ/PCE/J16072 | PE 16.07 22 UNIT TERES (EFI) (F2)
378367101 | TNB | DISTRIBUTION | WP PUTRAJAYA & CYBERJAYA | Existing | 11 kV |  | RYB | VPTJ/PCE/J16072 | PE 16.07 22 UNIT TERES (EFI) (F2)
378367106 | TNB | DISTRIBUTION | WP PUTRAJAYA & CYBERJAYA | Existing | 11 kV |  | RYB | VPTJ/PCE/J16072 | PE 16.07 22 UNIT TERES (EFI) (F2)
378367112 | TNB | DISTRIBUTION | WP PUTRAJAYA & CYBERJAYA | Existing | 11 kV |  | RYB | VPTJ/PCE/J16072 | PE 16.07 22 UNIT TERES (EFI) (F2)
378367113 | TNB | DISTRIBUTION | WP PUTRAJAYA & CYBERJAYA | Existing | 11 kV |  | RYB | VPTJ/PCE/J16072 | PE 16.07 22 UNIT TERES (EFI) (F2)
378367117 | TNB | DISTRIBUTION | WP PUTRAJAYA & CYBERJAYA | Existing | 11 kV |  | RYB | VPTJ/PCE/J16072 | PE 16.07 22 UNIT TERES (EFI) (F2)
378367120 | TNB | DISTRIBUTION | WP PUTRAJAYA & CYBERJAYA | Existing | 11 kV |  | RYB | VPTJ/PCE/J16072 | PE 16.07 22 UNIT TERES (EFI) (F2)
378367121 | TNB | DISTRIBUTION | WP PUTRAJAYA & CYBERJAYA | Existing | 11 kV |  | RYB | VPTJ/PCE/J16072 | PE 16.07 22 UNIT TERES (EFI) (F2)
378367206 | TNB | DISTRIBUTION | WP PUTRAJAYA & CYBERJAYA | Existing | 11 kV |  | RYB | VPTJ/PCE/J16292 | PE 16.29 25 UNIT (EFI) (F2)
378367207 | TNB | DISTRIBUTION | WP PUTRAJAYA & CYBERJAYA | Existing | 11 kV |  | RYB | VPTJ/PCE/J16292 | PE 16.29 25 UNIT (EFI) (F2)
378367212 | TNB | DISTRIBUTION | WP PUTRAJAYA & CYBERJAYA | Existing | 11 kV |  | RYB | VPTJ/PCE/J16292 | PE 16.29 25 UNIT (EFI) (F2)
378367218 | TNB | DISTRIBUTION | WP PUTRAJAYA & CYBERJAYA | Existing | 11 kV |  | RYB | VPTJ/PCE/J16292 | PE 16.29 25 UNIT (EFI) (F2)
378367219 | TNB | DISTRIBUTION | WP PUTRAJAYA & CYBERJAYA | Existing | 11 kV |  | RYB | VPTJ/PCE/J16292 | PE 16.29 25 UNIT (EFI) (F2)
378367223 | TNB | DISTRIBUTION | WP PUTRAJAYA & CYBERJAYA | Existing | 11 kV |  | RYB | VPTJ/PCE/J16292 | PE 16.29 25 UNIT (EFI) (F2)
378367226 | TNB | DISTRIBUTION | WP PUTRAJAYA & CYBERJAYA | Existing | 11 kV |  | RYB | VPTJ/PCE/J16292 | PE 16.29 25 UNIT (EFI) (F2)
378367227 | TNB | DISTRIBUTION | WP PUTRAJAYA & CYBERJAYA | Existing | 11 kV |  | RYB | VPTJ/PCE/J16292 | PE 16.29 25 UNIT (EFI) (F2)
378367300 | TNB | DISTRIBUTION | WP PUTRAJAYA & CYBERJAYA | Existing | 11 kV |  | RYB | VPTJ/PCE/J16291 | PE 16.29 25 UNIT (EFI) (F1)
378367301 | TNB | DISTRIBUTION | WP PUTRAJAYA & CYBERJAYA | Existing | 11 kV |  | RYB | VPTJ/PCE/J16291 | PE 16.29 25 UNIT (EFI) (F1)
378367306 | TNB | DISTRIBUTION | WP PUTRAJAYA & CYBERJAYA | Existing | 11 kV |  | RYB | VPTJ/PCE/J16291 | PE 16.29 25 UNIT (EFI) (F1)
378367312 | TNB | DISTRIBUTION | WP PUTRAJAYA & CYBERJAYA | Existing | 11 kV |  | RYB | VPTJ/PCE/J16291 | PE 16.29 25 UNIT (EFI) (F1)
378367313 | TNB | DISTRIBUTION | WP PUTRAJAYA & CYBERJAYA | Existing | 11 kV |  | RYB | VPTJ/PCE/J16291 | PE 16.29 25 UNIT (EFI) (F1)
378367317 | TNB | DISTRIBUTION | WP PUTRAJAYA & CYBERJAYA | Existing | 11 kV |  | RYB | VPTJ/PCE/J16291 | PE 16.29 25 UNIT (EFI) (F1)
378367320 | TNB | DISTRIBUTION | WP PUTRAJAYA & CYBERJAYA | Existing | 11 kV |  | RYB | VPTJ/PCE/J16291 | PE 16.29 25 UNIT (EFI) (F1)
378367321 | TNB | DISTRIBUTION | WP PUTRAJAYA & CYBERJAYA | Existing | 11 kV |  | RYB | VPTJ/PCE/J16291 | PE 16.29 25 UNIT (EFI) (F1)
378367404 | TNB | DISTRIBUTION | WP PUTRAJAYA & CYBERJAYA | Existing | 11 kV |  | RYB | VPTJ/PCE/J16021 | SS 16.02 PS5 (EFI)
378367406 | TNB | DISTRIBUTION | WP PUTRAJAYA & CYBERJAYA | Existing | 11 kV |  | RYB | VPTJ/PCE/J16021 | SS 16.02 PS5 (EFI)
378367408 | TNB | DISTRIBUTION | WP PUTRAJAYA & CYBERJAYA | Existing | 11 kV |  | RYB | VPTJ/PCE/J16021 | SS 16.02 PS5 (EFI)
378367411 | TNB | DISTRIBUTION | WP PUTRAJAYA & CYBERJAYA | Existing | 11 kV |  | RYB | VPTJ/PCE/J16021 | SS 16.02 PS5 (EFI)
378367412 | TNB | DISTRIBUTION | WP PUTRAJAYA & CYBERJAYA | Existing | 11 kV |  | RYB | VPTJ/PCE/J16021 | SS 16.02 PS5 (EFI)
378367413 | TNB | DISTRIBUTION | WP PUTRAJAYA & CYBERJAYA | Existing | 11 kV |  | RYB | VPTJ/PCE/J16021 | SS 16.02 PS5 (EFI)
378367419 | TNB | DISTRIBUTION | WP PUTRAJAYA & CYBERJAYA | Existing | 11 kV |  | RYB | VPTJ/PCE/J16021 | SS 16.02 PS5 (EFI)
378367424 | TNB | DISTRIBUTION | WP PUTRAJAYA & CYBERJAYA | Existing | 11 kV |  | RYB | VPTJ/PCE/J16021 | SS 16.02 PS5 (EFI)
378367525 | TNB | DISTRIBUTION | WP PUTRAJAYA & CYBERJAYA | Existing | 11 kV |  | RYB | VPTJ/PCE/J16271 | PE 16.27 UPPER BISA
378367526 | TNB | DISTRIBUTION | WP PUTRAJAYA & CYBERJAYA | Existing | 11 kV |  | RYB | VPTJ/PCE/J16271 | PE 16.27 UPPER BISA
378367531 | TNB | DISTRIBUTION | WP PUTRAJAYA & CYBERJAYA | Existing | 11 kV |  | RYB | VPTJ/PCE/J16271 | PE 16.27 UPPER BISA
378367537 | TNB | DISTRIBUTION | WP PUTRAJAYA & CYBERJAYA | Existing | 11 kV |  | RYB | VPTJ/PCE/J16271 | PE 16.27 UPPER BISA
378367538 | TNB | DISTRIBUTION | WP PUTRAJAYA & CYBERJAYA | Existing | 11 kV |  | RYB | VPTJ/PCE/J16271 | PE 16.27 UPPER BISA
378367542 | TNB | DISTRIBUTION | WP PUTRAJAYA & CYBERJAYA | Existing | 11 kV |  | RYB | VPTJ/PCE/J16271 | PE 16.27 UPPER BISA
378367545 | TNB | DISTRIBUTION | WP PUTRAJAYA & CYBERJAYA | Existing | 11 kV |  | RYB | VPTJ/PCE/J16271 | PE 16.27 UPPER BISA
378367546 | TNB | DISTRIBUTION | WP PUTRAJAYA & CYBERJAYA | Existing | 11 kV |  | RYB | VPTJ/PCE/J16271 | PE 16.27 UPPER BISA
378367621 | TNB | DISTRIBUTION | WP PUTRAJAYA & CYBERJAYA | Existing | 11 kV |  | RYB | VPTJ/PCE/J16141 | PE 16.14 SEMI D (EFI) (F1)
378367622 | TNB | DISTRIBUTION | WP PUTRAJAYA & CYBERJAYA | Existing | 11 kV |  | RYB | VPTJ/PCE/J16141 | PE 16.14 SEMI D (EFI) (F1)
378367627 | TNB | DISTRIBUTION | WP PUTRAJAYA & CYBERJAYA | Existing | 11 kV |  | RYB | VPTJ/PCE/J16141 | PE 16.14 SEMI D (EFI) (F1)
378367633 | TNB | DISTRIBUTION | WP PUTRAJAYA & CYBERJAYA | Existing | 11 kV |  | RYB | VPTJ/PCE/J16141 | PE 16.14 SEMI D (EFI) (F1)
378367634 | TNB | DISTRIBUTION | WP PUTRAJAYA & CYBERJAYA | Existing | 11 kV |  | RYB | VPTJ/PCE/J16141 | PE 16.14 SEMI D (EFI) (F1)
378367638 | TNB | DISTRIBUTION | WP PUTRAJAYA & CYBERJAYA | Existing | 11 kV |  | RYB | VPTJ/PCE/J16141 | PE 16.14 SEMI D (EFI) (F1)
378367641 | TNB | DISTRIBUTION | WP PUTRAJAYA & CYBERJAYA | Existing | 11 kV |  | RYB | VPTJ/PCE/J16141 | PE 16.14 SEMI D (EFI) (F1)
378367642 | TNB | DISTRIBUTION | WP PUTRAJAYA & CYBERJAYA | Existing | 11 kV |  | RYB | VPTJ/PCE/J16141 | PE 16.14 SEMI D (EFI) (F1)
378367715 | TNB | DISTRIBUTION | WP PUTRAJAYA & CYBERJAYA | Existing | 11 kV |  | RYB | VPTJ/PCE/J16142 | PE 16.14 SEMI D (EFI) (F2)
378367716 | TNB | DISTRIBUTION | WP PUTRAJAYA & CYBERJAYA | Existing | 11 kV |  | RYB | VPTJ/PCE/J16142 | PE 16.14 SEMI D (EFI) (F2)
378367721 | TNB | DISTRIBUTION | WP PUTRAJAYA & CYBERJAYA | Existing | 11 kV |  | RYB | VPTJ/PCE/J16142 | PE 16.14 SEMI D (EFI) (F2)
378367727 | TNB | DISTRIBUTION | WP PUTRAJAYA & CYBERJAYA | Existing | 11 kV |  | RYB | VPTJ/PCE/J16142 | PE 16.14 SEMI D (EFI) (F2)
378367728 | TNB | DISTRIBUTION | WP PUTRAJAYA & CYBERJAYA | Existing | 11 kV |  | RYB | VPTJ/PCE/J16142 | PE 16.14 SEMI D (EFI) (F2)
378367732 | TNB | DISTRIBUTION | WP PUTRAJAYA & CYBERJAYA | Existing | 11 kV |  | RYB | VPTJ/PCE/J16142 | PE 16.14 SEMI D (EFI) (F2)
378367735 | TNB | DISTRIBUTION | WP PUTRAJAYA & CYBERJAYA | Existing | 11 kV |  | RYB | VPTJ/PCE/J16142 | PE 16.14 SEMI D (EFI) (F2)
378367736 | TNB | DISTRIBUTION | WP PUTRAJAYA & CYBERJAYA | Existing | 11 kV |  | RYB | VPTJ/PCE/J16142 | PE 16.14 SEMI D (EFI) (F2)
378367819 | TNB | DISTRIBUTION | WP PUTRAJAYA & CYBERJAYA | Existing | 11 kV |  | RYB | VPTJ/PCE/J16161 | PE 16.16 PUSAT KEJIRANAN (F1)
378367820 | TNB | DISTRIBUTION | WP PUTRAJAYA & CYBERJAYA | Existing | 11 kV |  | RYB | VPTJ/PCE/J16161 | PE 16.16 PUSAT KEJIRANAN (F1)
378367825 | TNB | DISTRIBUTION | WP PUTRAJAYA & CYBERJAYA | Existing | 11 kV |  | RYB | VPTJ/PCE/J16161 | PE 16.16 PUSAT KEJIRANAN (F1)
378367831 | TNB | DISTRIBUTION | WP PUTRAJAYA & CYBERJAYA | Existing | 11 kV |  | RYB | VPTJ/PCE/J16161 | PE 16.16 PUSAT KEJIRANAN (F1)
378367832 | TNB | DISTRIBUTION | WP PUTRAJAYA & CYBERJAYA | Existing | 11 kV |  | RYB | VPTJ/PCE/J16161 | PE 16.16 PUSAT KEJIRANAN (F1)
378367836 | TNB | DISTRIBUTION | WP PUTRAJAYA & CYBERJAYA | Existing | 11 kV |  | RYB | VPTJ/PCE/J16161 | PE 16.16 PUSAT KEJIRANAN (F1)
378367839 | TNB | DISTRIBUTION | WP PUTRAJAYA & CYBERJAYA | Existing | 11 kV |  | RYB | VPTJ/PCE/J16161 | PE 16.16 PUSAT KEJIRANAN (F1)
378367840 | TNB | DISTRIBUTION | WP PUTRAJAYA & CYBERJAYA | Existing | 11 kV |  | RYB | VPTJ/PCE/J16161 | PE 16.16 PUSAT KEJIRANAN (F1)
378367913 | TNB | DISTRIBUTION | WP PUTRAJAYA & CYBERJAYA | Existing | 11 kV |  | RYB | VPTJ/PCE/J16162 | PE 16.16 PUSAT KEJIRANAN (F2)
378367914 | TNB | DISTRIBUTION | WP PUTRAJAYA & CYBERJAYA | Existing | 11 kV |  | RYB | VPTJ/PCE/J16162 | PE 16.16 PUSAT KEJIRANAN (F2)
378367919 | TNB | DISTRIBUTION | WP PUTRAJAYA & CYBERJAYA | Existing | 11 kV |  | RYB | VPTJ/PCE/J16162 | PE 16.16 PUSAT KEJIRANAN (F2)
378367925 | TNB | DISTRIBUTION | WP PUTRAJAYA & CYBERJAYA | Existing | 11 kV |  | RYB | VPTJ/PCE/J16162 | PE 16.16 PUSAT KEJIRANAN (F2)
378367926 | TNB | DISTRIBUTION | WP PUTRAJAYA & CYBERJAYA | Existing | 11 kV |  | RYB | VPTJ/PCE/J16162 | PE 16.16 PUSAT KEJIRANAN (F2)
378367930 | TNB | DISTRIBUTION | WP PUTRAJAYA & CYBERJAYA | Existing | 11 kV |  | RYB | VPTJ/PCE/J16162 | PE 16.16 PUSAT KEJIRANAN (F2)
378367933 | TNB | DISTRIBUTION | WP PUTRAJAYA & CYBERJAYA | Existing | 11 kV |  | RYB | VPTJ/PCE/J16162 | PE 16.16 PUSAT KEJIRANAN (F2)
378367934 | TNB | DISTRIBUTION | WP PUTRAJAYA & CYBERJAYA | Existing | 11 kV |  | RYB | VPTJ/PCE/J16162 | PE 16.16 PUSAT KEJIRANAN (F2)
378368017 | TNB | DISTRIBUTION | WP PUTRAJAYA & CYBERJAYA | Existing | 11 kV |  | RYB | VPTJ/PCE/J01021 | SS 1.02 JPM B2 (F1)
378368019 | TNB | DISTRIBUTION | WP PUTRAJAYA & CYBERJAYA | Existing | 11 kV |  | RYB | VPTJ/PCE/J01021 | SS 1.02 JPM B2 (F1)
378368021 | TNB | DISTRIBUTION | WP PUTRAJAYA & CYBERJAYA | Existing | 11 kV |  | RYB | VPTJ/PCE/J01021 | SS 1.02 JPM B2 (F1)
378368024 | TNB | DISTRIBUTION | WP PUTRAJAYA & CYBERJAYA | Existing | 11 kV |  | RYB | VPTJ/PCE/J01021 | SS 1.02 JPM B2 (F1)
378368025 | TNB | DISTRIBUTION | WP PUTRAJAYA & CYBERJAYA | Existing | 11 kV |  | RYB | VPTJ/PCE/J01021 | SS 1.02 JPM B2 (F1)
378368026 | TNB | DISTRIBUTION | WP PUTRAJAYA & CYBERJAYA | Existing | 11 kV |  | RYB | VPTJ/PCE/J01021 | SS 1.02 JPM B2 (F1)
378368032 | TNB | DISTRIBUTION | WP PUTRAJAYA & CYBERJAYA | Existing | 11 kV |  | RYB | VPTJ/PCE/J01021 | SS 1.02 JPM B2 (F1)
378368037 | TNB | DISTRIBUTION | WP PUTRAJAYA & CYBERJAYA | Existing | 11 kV |  | RYB | VPTJ/PCE/J01021 | SS 1.02 JPM B2 (F1)
378368043 | TNB | DISTRIBUTION | WP PUTRAJAYA & CYBERJAYA | Existing | 11 kV |  | RYB | VPTJ/PCE/J01022 | SS 1.02 JPM B2 (F2)
378368045 | TNB | DISTRIBUTION | WP PUTRAJAYA & CYBERJAYA | Existing | 11 kV |  | RYB | VPTJ/PCE/J01022 | SS 1.02 JPM B2 (F2)
378368047 | TNB | DISTRIBUTION | WP PUTRAJAYA & CYBERJAYA | Existing | 11 kV |  | RYB | VPTJ/PCE/J01022 | SS 1.02 JPM B2 (F2)
378368050 | TNB | DISTRIBUTION | WP PUTRAJAYA & CYBERJAYA | Existing | 11 kV |  | RYB | VPTJ/PCE/J01022 | SS 1.02 JPM B2 (F2)
378368051 | TNB | DISTRIBUTION | WP PUTRAJAYA & CYBERJAYA | Existing | 11 kV |  | RYB | VPTJ/PCE/J01022 | SS 1.02 JPM B2 (F2)
378368052 | TNB | DISTRIBUTION | WP PUTRAJAYA & CYBERJAYA | Existing | 11 kV |  | RYB | VPTJ/PCE/J01022 | SS 1.02 JPM B2 (F2)
378368058 | TNB | DISTRIBUTION | WP PUTRAJAYA & CYBERJAYA | Existing | 11 kV |  | RYB | VPTJ/PCE/J01022 | SS 1.02 JPM B2 (F2)
378368063 | TNB | DISTRIBUTION | WP PUTRAJAYA & CYBERJAYA | Existing | 11 kV |  | RYB | VPTJ/PCE/J01022 | SS 1.02 JPM B2 (F2)
378368069 | TNB | DISTRIBUTION | WP PUTRAJAYA & CYBERJAYA | Existing | 11 kV |  | RYB | VPTJ/PCE/J01031 | SS 1.03 JPM B3 (F1)
378368071 | TNB | DISTRIBUTION | WP PUTRAJAYA & CYBERJAYA | Existing | 11 kV |  | RYB | VPTJ/PCE/J01031 | SS 1.03 JPM B3 (F1)
378368073 | TNB | DISTRIBUTION | WP PUTRAJAYA & CYBERJAYA | Existing | 11 kV |  | RYB | VPTJ/PCE/J01031 | SS 1.03 JPM B3 (F1)
378368076 | TNB | DISTRIBUTION | WP PUTRAJAYA & CYBERJAYA | Existing | 11 kV |  | RYB | VPTJ/PCE/J01031 | SS 1.03 JPM B3 (F1)
378368077 | TNB | DISTRIBUTION | WP PUTRAJAYA & CYBERJAYA | Existing | 11 kV |  | RYB | VPTJ/PCE/J01031 | SS 1.03 JPM B3 (F1)
378368078 | TNB | DISTRIBUTION | WP PUTRAJAYA & CYBERJAYA | Existing | 11 kV |  | RYB | VPTJ/PCE/J01031 | SS 1.03 JPM B3 (F1)
378368084 | TNB | DISTRIBUTION | WP PUTRAJAYA & CYBERJAYA | Existing | 11 kV |  | RYB | VPTJ/PCE/J01031 | SS 1.03 JPM B3 (F1)
378368089 | TNB | DISTRIBUTION | WP PUTRAJAYA & CYBERJAYA | Existing | 11 kV |  | RYB | VPTJ/PCE/J01031 | SS 1.03 JPM B3 (F1)
378368095 | TNB | DISTRIBUTION | WP PUTRAJAYA & CYBERJAYA | Existing | 11 kV |  | RYB | VPTJ/PCE/J01032 | SS 1.03 JPM B3 (F2)
378368097 | TNB | DISTRIBUTION | WP PUTRAJAYA & CYBERJAYA | Existing | 11 kV |  | RYB | VPTJ/PCE/J01032 | SS 1.03 JPM B3 (F2)
378368099 | TNB | DISTRIBUTION | WP PUTRAJAYA & CYBERJAYA | Existing | 11 kV |  | RYB | VPTJ/PCE/J01032 | SS 1.03 JPM B3 (F2)
378368102 | TNB | DISTRIBUTION | WP PUTRAJAYA & CYBERJAYA | Existing | 11 kV |  | RYB | VPTJ/PCE/J01032 | SS 1.03 JPM B3 (F2)
378368103 | TNB | DISTRIBUTION | WP PUTRAJAYA & CYBERJAYA | Existing | 11 kV |  | RYB | VPTJ/PCE/J01032 | SS 1.03 JPM B3 (F2)
378368104 | TNB | DISTRIBUTION | WP PUTRAJAYA & CYBERJAYA | Existing | 11 kV |  | RYB | VPTJ/PCE/J01032 | SS 1.03 JPM B3 (F2)
378368110 | TNB | DISTRIBUTION | WP PUTRAJAYA & CYBERJAYA | Existing | 11 kV |  | RYB | VPTJ/PCE/J01032 | SS 1.03 JPM B3 (F2)
378368115 | TNB | DISTRIBUTION | WP PUTRAJAYA & CYBERJAYA | Existing | 11 kV |  | RYB | VPTJ/PCE/J01032 | SS 1.03 JPM B3 (F2)
378368174 | TNB | DISTRIBUTION | WP PUTRAJAYA & CYBERJAYA | Existing | 11 kV |  | RYB | VPTJ/PCE/J01242 | PE 1.24 BOT PUMP (F2)
378368175 | TNB | DISTRIBUTION | WP PUTRAJAYA & CYBERJAYA | Existing | 11 kV |  | RYB | VPTJ/PCE/J01242 | PE 1.24 BOT PUMP (F2)
378368180 | TNB | DISTRIBUTION | WP PUTRAJAYA & CYBERJAYA | Existing | 11 kV |  | RYB | VPTJ/PCE/J01242 | PE 1.24 BOT PUMP (F2)
378368186 | TNB | DISTRIBUTION | WP PUTRAJAYA & CYBERJAYA | Existing | 11 kV |  | RYB | VPTJ/PCE/J01242 | PE 1.24 BOT PUMP (F2)
378368187 | TNB | DISTRIBUTION | WP PUTRAJAYA & CYBERJAYA | Existing | 11 kV |  | RYB | VPTJ/PCE/J01242 | PE 1.24 BOT PUMP (F2)
378368191 | TNB | DISTRIBUTION | WP PUTRAJAYA & CYBERJAYA | Existing | 11 kV |  | RYB | VPTJ/PCE/J01242 | PE 1.24 BOT PUMP (F2)
378368194 | TNB | DISTRIBUTION | WP PUTRAJAYA & CYBERJAYA | Existing | 11 kV |  | RYB | VPTJ/PCE/J01242 | PE 1.24 BOT PUMP (F2)
378368195 | TNB | DISTRIBUTION | WP PUTRAJAYA & CYBERJAYA | Existing | 11 kV |  | RYB | VPTJ/PCE/J01242 | PE 1.24 BOT PUMP (F2)
378368272 | TNB | DISTRIBUTION | WP PUTRAJAYA & CYBERJAYA | Existing | 11 kV |  | RYB | VPTJ/PCE/J01241 | PE 1.24 BOT PUMP (F1)
378368273 | TNB | DISTRIBUTION | WP PUTRAJAYA & CYBERJAYA | Existing | 11 kV |  | RYB | VPTJ/PCE/J01241 | PE 1.24 BOT PUMP (F1)
378368278 | TNB | DISTRIBUTION | WP PUTRAJAYA & CYBERJAYA | Existing | 11 kV |  | RYB | VPTJ/PCE/J01241 | PE 1.24 BOT PUMP (F1)
378368284 | TNB | DISTRIBUTION | WP PUTRAJAYA & CYBERJAYA | Existing | 11 kV |  | RYB | VPTJ/PCE/J01241 | PE 1.24 BOT PUMP (F1)
378368285 | TNB | DISTRIBUTION | WP PUTRAJAYA & CYBERJAYA | Existing | 11 kV |  | RYB | VPTJ/PCE/J01241 | PE 1.24 BOT PUMP (F1)
378368289 | TNB | DISTRIBUTION | WP PUTRAJAYA & CYBERJAYA | Existing | 11 kV |  | RYB | VPTJ/PCE/J01241 | PE 1.24 BOT PUMP (F1)
378368292 | TNB | DISTRIBUTION | WP PUTRAJAYA & CYBERJAYA | Existing | 11 kV |  | RYB | VPTJ/PCE/J01241 | PE 1.24 BOT PUMP (F1)
378368293 | TNB | DISTRIBUTION | WP PUTRAJAYA & CYBERJAYA | Existing | 11 kV |  | RYB | VPTJ/PCE/J01241 | PE 1.24 BOT PUMP (F1)
378368375 | TNB | DISTRIBUTION | WP PUTRAJAYA & CYBERJAYA | Existing | 11 kV |  | RYB | VPTJ/PCE/J01251 | PE 1.25 BOT ADMIN (F1)
378368376 | TNB | DISTRIBUTION | WP PUTRAJAYA & CYBERJAYA | Existing | 11 kV |  | RYB | VPTJ/PCE/J01251 | PE 1.25 BOT ADMIN (F1)
378368381 | TNB | DISTRIBUTION | WP PUTRAJAYA & CYBERJAYA | Existing | 11 kV |  | RYB | VPTJ/PCE/J01251 | PE 1.25 BOT ADMIN (F1)
378368387 | TNB | DISTRIBUTION | WP PUTRAJAYA & CYBERJAYA | Existing | 11 kV |  | RYB | VPTJ/PCE/J01251 | PE 1.25 BOT ADMIN (F1)
378368388 | TNB | DISTRIBUTION | WP PUTRAJAYA & CYBERJAYA | Existing | 11 kV |  | RYB | VPTJ/PCE/J01251 | PE 1.25 BOT ADMIN (F1)
378368392 | TNB | DISTRIBUTION | WP PUTRAJAYA & CYBERJAYA | Existing | 11 kV |  | RYB | VPTJ/PCE/J01251 | PE 1.25 BOT ADMIN (F1)
378368395 | TNB | DISTRIBUTION | WP PUTRAJAYA & CYBERJAYA | Existing | 11 kV |  | RYB | VPTJ/PCE/J01251 | PE 1.25 BOT ADMIN (F1)
378368396 | TNB | DISTRIBUTION | WP PUTRAJAYA & CYBERJAYA | Existing | 11 kV |  | RYB | VPTJ/PCE/J01251 | PE 1.25 BOT ADMIN (F1)
378368471 | TNB | DISTRIBUTION | WP PUTRAJAYA & CYBERJAYA | Existing | 11 kV |  | RYB | VPTJ/PCE/J01252 | PE 1.25 BOT ADMIN (F2)
378368472 | TNB | DISTRIBUTION | WP PUTRAJAYA & CYBERJAYA | Existing | 11 kV |  | RYB | VPTJ/PCE/J01252 | PE 1.25 BOT ADMIN (F2)
378368477 | TNB | DISTRIBUTION | WP PUTRAJAYA & CYBERJAYA | Existing | 11 kV |  | RYB | VPTJ/PCE/J01252 | PE 1.25 BOT ADMIN (F2)
378368483 | TNB | DISTRIBUTION | WP PUTRAJAYA & CYBERJAYA | Existing | 11 kV |  | RYB | VPTJ/PCE/J01252 | PE 1.25 BOT ADMIN (F2)
378368484 | TNB | DISTRIBUTION | WP PUTRAJAYA & CYBERJAYA | Existing | 11 kV |  | RYB | VPTJ/PCE/J01252 | PE 1.25 BOT ADMIN (F2)
378368488 | TNB | DISTRIBUTION | WP PUTRAJAYA & CYBERJAYA | Existing | 11 kV |  | RYB | VPTJ/PCE/J01252 | PE 1.25 BOT ADMIN (F2)
378368491 | TNB | DISTRIBUTION | WP PUTRAJAYA & CYBERJAYA | Existing | 11 kV |  | RYB | VPTJ/PCE/J01252 | PE 1.25 BOT ADMIN (F2)
378368492 | TNB | DISTRIBUTION | WP PUTRAJAYA & CYBERJAYA | Existing | 11 kV |  | RYB | VPTJ/PCE/J01252 | PE 1.25 BOT ADMIN (F2)
378368600 | TNB | DISTRIBUTION | WP PUTRAJAYA & CYBERJAYA | Existing | 11 kV |  | RYB | VPTJ/PCE/J01601 | PE 1.60 L/S TPP
378368601 | TNB | DISTRIBUTION | WP PUTRAJAYA & CYBERJAYA | Existing | 11 kV |  | RYB | VPTJ/PCE/J01601 | PE 1.60 L/S TPP
378368606 | TNB | DISTRIBUTION | WP PUTRAJAYA & CYBERJAYA | Existing | 11 kV |  | RYB | VPTJ/PCE/J01601 | PE 1.60 L/S TPP
378368612 | TNB | DISTRIBUTION | WP PUTRAJAYA & CYBERJAYA | Existing | 11 kV |  | RYB | VPTJ/PCE/J01601 | PE 1.60 L/S TPP
378368613 | TNB | DISTRIBUTION | WP PUTRAJAYA & CYBERJAYA | Existing | 11 kV |  | RYB | VPTJ/PCE/J01601 | PE 1.60 L/S TPP
378368617 | TNB | DISTRIBUTION | WP PUTRAJAYA & CYBERJAYA | Existing | 11 kV |  | RYB | VPTJ/PCE/J01601 | PE 1.60 L/S TPP
378368620 | TNB | DISTRIBUTION | WP PUTRAJAYA & CYBERJAYA | Existing | 11 kV |  | RYB | VPTJ/PCE/J01601 | PE 1.60 L/S TPP
378368621 | TNB | DISTRIBUTION | WP PUTRAJAYA & CYBERJAYA | Existing | 11 kV |  | RYB | VPTJ/PCE/J01601 | PE 1.60 L/S TPP
378368705 | TNB | DISTRIBUTION | WP PUTRAJAYA & CYBERJAYA | Existing | 11 kV |  | RYB | VPTJ/PCE/J01581 | SS 1.58 ISTANA MELAWATI (F1)
378368707 | TNB | DISTRIBUTION | WP PUTRAJAYA & CYBERJAYA | Existing | 11 kV |  | RYB | VPTJ/PCE/J01581 | SS 1.58 ISTANA MELAWATI (F1)
378368709 | TNB | DISTRIBUTION | WP PUTRAJAYA & CYBERJAYA | Existing | 11 kV |  | RYB | VPTJ/PCE/J01581 | SS 1.58 ISTANA MELAWATI (F1)
378368712 | TNB | DISTRIBUTION | WP PUTRAJAYA & CYBERJAYA | Existing | 11 kV |  | RYB | VPTJ/PCE/J01581 | SS 1.58 ISTANA MELAWATI (F1)
378368713 | TNB | DISTRIBUTION | WP PUTRAJAYA & CYBERJAYA | Existing | 11 kV |  | RYB | VPTJ/PCE/J01581 | SS 1.58 ISTANA MELAWATI (F1)
378368714 | TNB | DISTRIBUTION | WP PUTRAJAYA & CYBERJAYA | Existing | 11 kV |  | RYB | VPTJ/PCE/J01581 | SS 1.58 ISTANA MELAWATI (F1)
378368720 | TNB | DISTRIBUTION | WP PUTRAJAYA & CYBERJAYA | Existing | 11 kV |  | RYB | VPTJ/PCE/J01581 | SS 1.58 ISTANA MELAWATI (F1)
378368725 | TNB | DISTRIBUTION | WP PUTRAJAYA & CYBERJAYA | Existing | 11 kV |  | RYB | VPTJ/PCE/J01581 | SS 1.58 ISTANA MELAWATI (F1)
378368731 | TNB | DISTRIBUTION | WP PUTRAJAYA & CYBERJAYA | Existing | 11 kV |  | RYB | VPTJ/PCE/J01582 | SS 1.58 ISTANA MELAWATI (F2)
378368733 | TNB | DISTRIBUTION | WP PUTRAJAYA & CYBERJAYA | Existing | 11 kV |  | RYB | VPTJ/PCE/J01582 | SS 1.58 ISTANA MELAWATI (F2)
378368735 | TNB | DISTRIBUTION | WP PUTRAJAYA & CYBERJAYA | Existing | 11 kV |  | RYB | VPTJ/PCE/J01582 | SS 1.58 ISTANA MELAWATI (F2)
378368738 | TNB | DISTRIBUTION | WP PUTRAJAYA & CYBERJAYA | Existing | 11 kV |  | RYB | VPTJ/PCE/J01582 | SS 1.58 ISTANA MELAWATI (F2)
378368739 | TNB | DISTRIBUTION | WP PUTRAJAYA & CYBERJAYA | Existing | 11 kV |  | RYB | VPTJ/PCE/J01582 | SS 1.58 ISTANA MELAWATI (F2)
378368740 | TNB | DISTRIBUTION | WP PUTRAJAYA & CYBERJAYA | Existing | 11 kV |  | RYB | VPTJ/PCE/J01582 | SS 1.58 ISTANA MELAWATI (F2)
378368746 | TNB | DISTRIBUTION | WP PUTRAJAYA & CYBERJAYA | Existing | 11 kV |  | RYB | VPTJ/PCE/J01582 | SS 1.58 ISTANA MELAWATI (F2)
378368751 | TNB | DISTRIBUTION | WP PUTRAJAYA & CYBERJAYA | Existing | 11 kV |  | RYB | VPTJ/PCE/J01582 | SS 1.58 ISTANA MELAWATI (F2)
378368758 | TNB | DISTRIBUTION | WP PUTRAJAYA & CYBERJAYA | Existing | 11 kV |  | RYB | VPTJ/PCE/J01341 | PE 1.34 PROMENADE
378368759 | TNB | DISTRIBUTION | WP PUTRAJAYA & CYBERJAYA | Existing | 11 kV |  | RYB | VPTJ/PCE/J01341 | PE 1.34 PROMENADE
378368764 | TNB | DISTRIBUTION | WP PUTRAJAYA & CYBERJAYA | Existing | 11 kV |  | RYB | VPTJ/PCE/J01341 | PE 1.34 PROMENADE
378368770 | TNB | DISTRIBUTION | WP PUTRAJAYA & CYBERJAYA | Existing | 11 kV |  | RYB | VPTJ/PCE/J01341 | PE 1.34 PROMENADE
378368771 | TNB | DISTRIBUTION | WP PUTRAJAYA & CYBERJAYA | Existing | 11 kV |  | RYB | VPTJ/PCE/J01341 | PE 1.34 PROMENADE
378368775 | TNB | DISTRIBUTION | WP PUTRAJAYA & CYBERJAYA | Existing | 11 kV |  | RYB | VPTJ/PCE/J01341 | PE 1.34 PROMENADE
378368778 | TNB | DISTRIBUTION | WP PUTRAJAYA & CYBERJAYA | Existing | 11 kV |  | RYB | VPTJ/PCE/J01341 | PE 1.34 PROMENADE
378368779 | TNB | DISTRIBUTION | WP PUTRAJAYA & CYBERJAYA | Existing | 11 kV |  | RYB | VPTJ/PCE/J01341 | PE 1.34 PROMENADE
378368866 | TNB | DISTRIBUTION | WP PUTRAJAYA & CYBERJAYA | Existing | 11 kV |  | RYB | VPTJ/PCE/J15031 | PE 15.03 WR 3
378368867 | TNB | DISTRIBUTION | WP PUTRAJAYA & CYBERJAYA | Existing | 11 kV |  | RYB | VPTJ/PCE/J15031 | PE 15.03 WR 3
378368872 | TNB | DISTRIBUTION | WP PUTRAJAYA & CYBERJAYA | Existing | 11 kV |  | RYB | VPTJ/PCE/J15031 | PE 15.03 WR 3
378368878 | TNB | DISTRIBUTION | WP PUTRAJAYA & CYBERJAYA | Existing | 11 kV |  | RYB | VPTJ/PCE/J15031 | PE 15.03 WR 3
378368879 | TNB | DISTRIBUTION | WP PUTRAJAYA & CYBERJAYA | Existing | 11 kV |  | RYB | VPTJ/PCE/J15031 | PE 15.03 WR 3
378368883 | TNB | DISTRIBUTION | WP PUTRAJAYA & CYBERJAYA | Existing | 11 kV |  | RYB | VPTJ/PCE/J15031 | PE 15.03 WR 3
378368886 | TNB | DISTRIBUTION | WP PUTRAJAYA & CYBERJAYA | Existing | 11 kV |  | RYB | VPTJ/PCE/J15031 | PE 15.03 WR 3
378368887 | TNB | DISTRIBUTION | WP PUTRAJAYA & CYBERJAYA | Existing | 11 kV |  | RYB | VPTJ/PCE/J15031 | PE 15.03 WR 3
378368972 | TNB | DISTRIBUTION | WP PUTRAJAYA & CYBERJAYA | Existing | 11 kV |  | RYB | VPTJ/PCE/J15041 | PE 15.04 STABLE KOMPLEKS
378368973 | TNB | DISTRIBUTION | WP PUTRAJAYA & CYBERJAYA | Existing | 11 kV |  | RYB | VPTJ/PCE/J15041 | PE 15.04 STABLE KOMPLEKS
378368978 | TNB | DISTRIBUTION | WP PUTRAJAYA & CYBERJAYA | Existing | 11 kV |  | RYB | VPTJ/PCE/J15041 | PE 15.04 STABLE KOMPLEKS
378368984 | TNB | DISTRIBUTION | WP PUTRAJAYA & CYBERJAYA | Existing | 11 kV |  | RYB | VPTJ/PCE/J15041 | PE 15.04 STABLE KOMPLEKS
378368985 | TNB | DISTRIBUTION | WP PUTRAJAYA & CYBERJAYA | Existing | 11 kV |  | RYB | VPTJ/PCE/J15041 | PE 15.04 STABLE KOMPLEKS
378368989 | TNB | DISTRIBUTION | WP PUTRAJAYA & CYBERJAYA | Existing | 11 kV |  | RYB | VPTJ/PCE/J15041 | PE 15.04 STABLE KOMPLEKS
378368992 | TNB | DISTRIBUTION | WP PUTRAJAYA & CYBERJAYA | Existing | 11 kV |  | RYB | VPTJ/PCE/J15041 | PE 15.04 STABLE KOMPLEKS
378368993 | TNB | DISTRIBUTION | WP PUTRAJAYA & CYBERJAYA | Existing | 11 kV |  | RYB | VPTJ/PCE/J15041 | PE 15.04 STABLE KOMPLEKS
378369078 | TNB | DISTRIBUTION | WP PUTRAJAYA & CYBERJAYA | Existing | 11 kV |  | RYB | VPTJ/PCE/J01671 | SS 1.67 TEMP PARCEL F
378369079 | TNB | DISTRIBUTION | WP PUTRAJAYA & CYBERJAYA | Existing | 11 kV |  | RYB | VPTJ/PCE/J01671 | SS 1.67 TEMP PARCEL F
378369084 | TNB | DISTRIBUTION | WP PUTRAJAYA & CYBERJAYA | Existing | 11 kV |  | RYB | VPTJ/PCE/J01671 | SS 1.67 TEMP PARCEL F
378369090 | TNB | DISTRIBUTION | WP PUTRAJAYA & CYBERJAYA | Existing | 11 kV |  | RYB | VPTJ/PCE/J01671 | SS 1.67 TEMP PARCEL F
378369091 | TNB | DISTRIBUTION | WP PUTRAJAYA & CYBERJAYA | Existing | 11 kV |  | RYB | VPTJ/PCE/J01671 | SS 1.67 TEMP PARCEL F
378369095 | TNB | DISTRIBUTION | WP PUTRAJAYA & CYBERJAYA | Existing | 11 kV |  | RYB | VPTJ/PCE/J01671 | SS 1.67 TEMP PARCEL F
378369098 | TNB | DISTRIBUTION | WP PUTRAJAYA & CYBERJAYA | Existing | 11 kV |  | RYB | VPTJ/PCE/J01671 | SS 1.67 TEMP PARCEL F
378369099 | TNB | DISTRIBUTION | WP PUTRAJAYA & CYBERJAYA | Existing | 11 kV |  | RYB | VPTJ/PCE/J01671 | SS 1.67 TEMP PARCEL F
378369304 | TNB | DISTRIBUTION | WP PUTRAJAYA & CYBERJAYA | Existing | 11 kV |  | RYB | VPTJ/PCE/J12031 | PE 12.03 SPINE ROAD NO 1
378369305 | TNB | DISTRIBUTION | WP PUTRAJAYA & CYBERJAYA | Existing | 11 kV |  | RYB | VPTJ/PCE/J12031 | PE 12.03 SPINE ROAD NO 1
378369310 | TNB | DISTRIBUTION | WP PUTRAJAYA & CYBERJAYA | Existing | 11 kV |  | RYB | VPTJ/PCE/J12031 | PE 12.03 SPINE ROAD NO 1
378369316 | TNB | DISTRIBUTION | WP PUTRAJAYA & CYBERJAYA | Existing | 11 kV |  | RYB | VPTJ/PCE/J12031 | PE 12.03 SPINE ROAD NO 1
378369317 | TNB | DISTRIBUTION | WP PUTRAJAYA & CYBERJAYA | Existing | 11 kV |  | RYB | VPTJ/PCE/J12031 | PE 12.03 SPINE ROAD NO 1
378369321 | TNB | DISTRIBUTION | WP PUTRAJAYA & CYBERJAYA | Existing | 11 kV |  | RYB | VPTJ/PCE/J12031 | PE 12.03 SPINE ROAD NO 1
378369324 | TNB | DISTRIBUTION | WP PUTRAJAYA & CYBERJAYA | Existing | 11 kV |  | RYB | VPTJ/PCE/J12031 | PE 12.03 SPINE ROAD NO 1
378369325 | TNB | DISTRIBUTION | WP PUTRAJAYA & CYBERJAYA | Existing | 11 kV |  | RYB | VPTJ/PCE/J12031 | PE 12.03 SPINE ROAD NO 1
378369407 | TNB | DISTRIBUTION | WP PUTRAJAYA & CYBERJAYA | Existing | 11 kV |  | RYB | VPTJ/PCE/J01231 | SS 1.23 D9 (F1)
378369409 | TNB | DISTRIBUTION | WP PUTRAJAYA & CYBERJAYA | Existing | 11 kV |  | RYB | VPTJ/PCE/J01231 | SS 1.23 D9 (F1)
378369411 | TNB | DISTRIBUTION | WP PUTRAJAYA & CYBERJAYA | Existing | 11 kV |  | RYB | VPTJ/PCE/J01231 | SS 1.23 D9 (F1)
378369414 | TNB | DISTRIBUTION | WP PUTRAJAYA & CYBERJAYA | Existing | 11 kV |  | RYB | VPTJ/PCE/J01231 | SS 1.23 D9 (F1)
378369415 | TNB | DISTRIBUTION | WP PUTRAJAYA & CYBERJAYA | Existing | 11 kV |  | RYB | VPTJ/PCE/J01231 | SS 1.23 D9 (F1)
378369416 | TNB | DISTRIBUTION | WP PUTRAJAYA & CYBERJAYA | Existing | 11 kV |  | RYB | VPTJ/PCE/J01231 | SS 1.23 D9 (F1)
378369422 | TNB | DISTRIBUTION | WP PUTRAJAYA & CYBERJAYA | Existing | 11 kV |  | RYB | VPTJ/PCE/J01231 | SS 1.23 D9 (F1)
378369427 | TNB | DISTRIBUTION | WP PUTRAJAYA & CYBERJAYA | Existing | 11 kV |  | RYB | VPTJ/PCE/J01231 | SS 1.23 D9 (F1)
378369433 | TNB | DISTRIBUTION | WP PUTRAJAYA & CYBERJAYA | Existing | 11 kV |  | RYB | VPTJ/PCE/J01232 | SS 1.23 D9 (F2)
378369435 | TNB | DISTRIBUTION | WP PUTRAJAYA & CYBERJAYA | Existing | 11 kV |  | RYB | VPTJ/PCE/J01232 | SS 1.23 D9 (F2)
378369437 | TNB | DISTRIBUTION | WP PUTRAJAYA & CYBERJAYA | Existing | 11 kV |  | RYB | VPTJ/PCE/J01232 | SS 1.23 D9 (F2)
378369440 | TNB | DISTRIBUTION | WP PUTRAJAYA & CYBERJAYA | Existing | 11 kV |  | RYB | VPTJ/PCE/J01232 | SS 1.23 D9 (F2)
378369441 | TNB | DISTRIBUTION | WP PUTRAJAYA & CYBERJAYA | Existing | 11 kV |  | RYB | VPTJ/PCE/J01232 | SS 1.23 D9 (F2)
378369442 | TNB | DISTRIBUTION | WP PUTRAJAYA & CYBERJAYA | Existing | 11 kV |  | RYB | VPTJ/PCE/J01232 | SS 1.23 D9 (F2)
378369448 | TNB | DISTRIBUTION | WP PUTRAJAYA & CYBERJAYA | Existing | 11 kV |  | RYB | VPTJ/PCE/J01232 | SS 1.23 D9 (F2)
378369453 | TNB | DISTRIBUTION | WP PUTRAJAYA & CYBERJAYA | Existing | 11 kV |  | RYB | VPTJ/PCE/J01232 | SS 1.23 D9 (F2)
378369459 | TNB | DISTRIBUTION | WP PUTRAJAYA & CYBERJAYA | Existing | 11 kV |  | RYB | VPTJ/PCE/J01221 | SS 1.22 D8 (F1)
378369461 | TNB | DISTRIBUTION | WP PUTRAJAYA & CYBERJAYA | Existing | 11 kV |  | RYB | VPTJ/PCE/J01221 | SS 1.22 D8 (F1)
378369463 | TNB | DISTRIBUTION | WP PUTRAJAYA & CYBERJAYA | Existing | 11 kV |  | RYB | VPTJ/PCE/J01221 | SS 1.22 D8 (F1)
378369466 | TNB | DISTRIBUTION | WP PUTRAJAYA & CYBERJAYA | Existing | 11 kV |  | RYB | VPTJ/PCE/J01221 | SS 1.22 D8 (F1)
378369467 | TNB | DISTRIBUTION | WP PUTRAJAYA & CYBERJAYA | Existing | 11 kV |  | RYB | VPTJ/PCE/J01221 | SS 1.22 D8 (F1)
378369468 | TNB | DISTRIBUTION | WP PUTRAJAYA & CYBERJAYA | Existing | 11 kV |  | RYB | VPTJ/PCE/J01221 | SS 1.22 D8 (F1)
378369474 | TNB | DISTRIBUTION | WP PUTRAJAYA & CYBERJAYA | Existing | 11 kV |  | RYB | VPTJ/PCE/J01221 | SS 1.22 D8 (F1)
378369479 | TNB | DISTRIBUTION | WP PUTRAJAYA & CYBERJAYA | Existing | 11 kV |  | RYB | VPTJ/PCE/J01221 | SS 1.22 D8 (F1)
378369485 | TNB | DISTRIBUTION | WP PUTRAJAYA & CYBERJAYA | Existing | 11 kV |  | RYB | VPTJ/PCE/J01222 | SS 1.22 D8 (F2)
378369487 | TNB | DISTRIBUTION | WP PUTRAJAYA & CYBERJAYA | Existing | 11 kV |  | RYB | VPTJ/PCE/J01222 | SS 1.22 D8 (F2)
378369489 | TNB | DISTRIBUTION | WP PUTRAJAYA & CYBERJAYA | Existing | 11 kV |  | RYB | VPTJ/PCE/J01222 | SS 1.22 D8 (F2)
378369492 | TNB | DISTRIBUTION | WP PUTRAJAYA & CYBERJAYA | Existing | 11 kV |  | RYB | VPTJ/PCE/J01222 | SS 1.22 D8 (F2)
378369493 | TNB | DISTRIBUTION | WP PUTRAJAYA & CYBERJAYA | Existing | 11 kV |  | RYB | VPTJ/PCE/J01222 | SS 1.22 D8 (F2)
378369494 | TNB | DISTRIBUTION | WP PUTRAJAYA & CYBERJAYA | Existing | 11 kV |  | RYB | VPTJ/PCE/J01222 | SS 1.22 D8 (F2)
378369500 | TNB | DISTRIBUTION | WP PUTRAJAYA & CYBERJAYA | Existing | 11 kV |  | RYB | VPTJ/PCE/J01222 | SS 1.22 D8 (F2)
378369505 | TNB | DISTRIBUTION | WP PUTRAJAYA & CYBERJAYA | Existing | 11 kV |  | RYB | VPTJ/PCE/J01222 | SS 1.22 D8 (F2)
378369511 | TNB | DISTRIBUTION | WP PUTRAJAYA & CYBERJAYA | Existing | 11 kV |  | RYB | VPTJ/PCE/J01212 | SS 1.21 D7 (F2)
378369513 | TNB | DISTRIBUTION | WP PUTRAJAYA & CYBERJAYA | Existing | 11 kV |  | RYB | VPTJ/PCE/J01212 | SS 1.21 D7 (F2)
378369515 | TNB | DISTRIBUTION | WP PUTRAJAYA & CYBERJAYA | Existing | 11 kV |  | RYB | VPTJ/PCE/J01212 | SS 1.21 D7 (F2)
378369518 | TNB | DISTRIBUTION | WP PUTRAJAYA & CYBERJAYA | Existing | 11 kV |  | RYB | VPTJ/PCE/J01212 | SS 1.21 D7 (F2)
378369519 | TNB | DISTRIBUTION | WP PUTRAJAYA & CYBERJAYA | Existing | 11 kV |  | RYB | VPTJ/PCE/J01212 | SS 1.21 D7 (F2)
378369520 | TNB | DISTRIBUTION | WP PUTRAJAYA & CYBERJAYA | Existing | 11 kV |  | RYB | VPTJ/PCE/J01212 | SS 1.21 D7 (F2)
378369526 | TNB | DISTRIBUTION | WP PUTRAJAYA & CYBERJAYA | Existing | 11 kV |  | RYB | VPTJ/PCE/J01212 | SS 1.21 D7 (F2)
378369531 | TNB | DISTRIBUTION | WP PUTRAJAYA & CYBERJAYA | Existing | 11 kV |  | RYB | VPTJ/PCE/J01212 | SS 1.21 D7 (F2)
378369537 | TNB | DISTRIBUTION | WP PUTRAJAYA & CYBERJAYA | Existing | 11 kV |  | RYB | VPTJ/PCE/J01211 | SS 1.21 D7 (F1)
378369539 | TNB | DISTRIBUTION | WP PUTRAJAYA & CYBERJAYA | Existing | 11 kV |  | RYB | VPTJ/PCE/J01211 | SS 1.21 D7 (F1)
378369541 | TNB | DISTRIBUTION | WP PUTRAJAYA & CYBERJAYA | Existing | 11 kV |  | RYB | VPTJ/PCE/J01211 | SS 1.21 D7 (F1)
378369544 | TNB | DISTRIBUTION | WP PUTRAJAYA & CYBERJAYA | Existing | 11 kV |  | RYB | VPTJ/PCE/J01211 | SS 1.21 D7 (F1)
378369545 | TNB | DISTRIBUTION | WP PUTRAJAYA & CYBERJAYA | Existing | 11 kV |  | RYB | VPTJ/PCE/J01211 | SS 1.21 D7 (F1)
378369546 | TNB | DISTRIBUTION | WP PUTRAJAYA & CYBERJAYA | Existing | 11 kV |  | RYB | VPTJ/PCE/J01211 | SS 1.21 D7 (F1)
378369552 | TNB | DISTRIBUTION | WP PUTRAJAYA & CYBERJAYA | Existing | 11 kV |  | RYB | VPTJ/PCE/J01211 | SS 1.21 D7 (F1)
378369557 | TNB | DISTRIBUTION | WP PUTRAJAYA & CYBERJAYA | Existing | 11 kV |  | RYB | VPTJ/PCE/J01211 | SS 1.21 D7 (F1)
378369563 | TNB | DISTRIBUTION | WP PUTRAJAYA & CYBERJAYA | Existing | 11 kV |  | RYB | VPTJ/PCE/J01202 | SS 1.20 D6 (F2)
378369565 | TNB | DISTRIBUTION | WP PUTRAJAYA & CYBERJAYA | Existing | 11 kV |  | RYB | VPTJ/PCE/J01202 | SS 1.20 D6 (F2)
378369567 | TNB | DISTRIBUTION | WP PUTRAJAYA & CYBERJAYA | Existing | 11 kV |  | RYB | VPTJ/PCE/J01202 | SS 1.20 D6 (F2)
378369570 | TNB | DISTRIBUTION | WP PUTRAJAYA & CYBERJAYA | Existing | 11 kV |  | RYB | VPTJ/PCE/J01202 | SS 1.20 D6 (F2)
378369571 | TNB | DISTRIBUTION | WP PUTRAJAYA & CYBERJAYA | Existing | 11 kV |  | RYB | VPTJ/PCE/J01202 | SS 1.20 D6 (F2)
378369572 | TNB | DISTRIBUTION | WP PUTRAJAYA & CYBERJAYA | Existing | 11 kV |  | RYB | VPTJ/PCE/J01202 | SS 1.20 D6 (F2)
378369578 | TNB | DISTRIBUTION | WP PUTRAJAYA & CYBERJAYA | Existing | 11 kV |  | RYB | VPTJ/PCE/J01202 | SS 1.20 D6 (F2)
378369583 | TNB | DISTRIBUTION | WP PUTRAJAYA & CYBERJAYA | Existing | 11 kV |  | RYB | VPTJ/PCE/J01202 | SS 1.20 D6 (F2)
378369589 | TNB | DISTRIBUTION | WP PUTRAJAYA & CYBERJAYA | Existing | 11 kV |  | RYB | VPTJ/PCE/J01201 | SS 1.20 D6 (F1)
378369591 | TNB | DISTRIBUTION | WP PUTRAJAYA & CYBERJAYA | Existing | 11 kV |  | RYB | VPTJ/PCE/J01201 | SS 1.20 D6 (F1)
378369593 | TNB | DISTRIBUTION | WP PUTRAJAYA & CYBERJAYA | Existing | 11 kV |  | RYB | VPTJ/PCE/J01201 | SS 1.20 D6 (F1)
378369596 | TNB | DISTRIBUTION | WP PUTRAJAYA & CYBERJAYA | Existing | 11 kV |  | RYB | VPTJ/PCE/J01201 | SS 1.20 D6 (F1)
378369597 | TNB | DISTRIBUTION | WP PUTRAJAYA & CYBERJAYA | Existing | 11 kV |  | RYB | VPTJ/PCE/J01201 | SS 1.20 D6 (F1)
378369598 | TNB | DISTRIBUTION | WP PUTRAJAYA & CYBERJAYA | Existing | 11 kV |  | RYB | VPTJ/PCE/J01201 | SS 1.20 D6 (F1)
378369604 | TNB | DISTRIBUTION | WP PUTRAJAYA & CYBERJAYA | Existing | 11 kV |  | RYB | VPTJ/PCE/J01201 | SS 1.20 D6 (F1)
378369609 | TNB | DISTRIBUTION | WP PUTRAJAYA & CYBERJAYA | Existing | 11 kV |  | RYB | VPTJ/PCE/J01201 | SS 1.20 D6 (F1)
378369615 | TNB | DISTRIBUTION | WP PUTRAJAYA & CYBERJAYA | Existing | 11 kV |  | RYB | VPTJ/PCE/J01191 | SS 1.19 D5 (F1)
378369617 | TNB | DISTRIBUTION | WP PUTRAJAYA & CYBERJAYA | Existing | 11 kV |  | RYB | VPTJ/PCE/J01191 | SS 1.19 D5 (F1)
378369619 | TNB | DISTRIBUTION | WP PUTRAJAYA & CYBERJAYA | Existing | 11 kV |  | RYB | VPTJ/PCE/J01191 | SS 1.19 D5 (F1)
378369622 | TNB | DISTRIBUTION | WP PUTRAJAYA & CYBERJAYA | Existing | 11 kV |  | RYB | VPTJ/PCE/J01191 | SS 1.19 D5 (F1)
378369623 | TNB | DISTRIBUTION | WP PUTRAJAYA & CYBERJAYA | Existing | 11 kV |  | RYB | VPTJ/PCE/J01191 | SS 1.19 D5 (F1)
378369624 | TNB | DISTRIBUTION | WP PUTRAJAYA & CYBERJAYA | Existing | 11 kV |  | RYB | VPTJ/PCE/J01191 | SS 1.19 D5 (F1)
378369630 | TNB | DISTRIBUTION | WP PUTRAJAYA & CYBERJAYA | Existing | 11 kV |  | RYB | VPTJ/PCE/J01191 | SS 1.19 D5 (F1)
378369635 | TNB | DISTRIBUTION | WP PUTRAJAYA & CYBERJAYA | Existing | 11 kV |  | RYB | VPTJ/PCE/J01191 | SS 1.19 D5 (F1)
378369641 | TNB | DISTRIBUTION | WP PUTRAJAYA & CYBERJAYA | Existing | 11 kV |  | RYB | VPTJ/PCE/J01192 | SS 1.19 D5 (F2)
378369643 | TNB | DISTRIBUTION | WP PUTRAJAYA & CYBERJAYA | Existing | 11 kV |  | RYB | VPTJ/PCE/J01192 | SS 1.19 D5 (F2)
378369645 | TNB | DISTRIBUTION | WP PUTRAJAYA & CYBERJAYA | Existing | 11 kV |  | RYB | VPTJ/PCE/J01192 | SS 1.19 D5 (F2)
378369648 | TNB | DISTRIBUTION | WP PUTRAJAYA & CYBERJAYA | Existing | 11 kV |  | RYB | VPTJ/PCE/J01192 | SS 1.19 D5 (F2)
378369649 | TNB | DISTRIBUTION | WP PUTRAJAYA & CYBERJAYA | Existing | 11 kV |  | RYB | VPTJ/PCE/J01192 | SS 1.19 D5 (F2)
378369650 | TNB | DISTRIBUTION | WP PUTRAJAYA & CYBERJAYA | Existing | 11 kV |  | RYB | VPTJ/PCE/J01192 | SS 1.19 D5 (F2)
378369656 | TNB | DISTRIBUTION | WP PUTRAJAYA & CYBERJAYA | Existing | 11 kV |  | RYB | VPTJ/PCE/J01192 | SS 1.19 D5 (F2)
378369661 | TNB | DISTRIBUTION | WP PUTRAJAYA & CYBERJAYA | Existing | 11 kV |  | RYB | VPTJ/PCE/J01192 | SS 1.19 D5 (F2)
378369667 | TNB | DISTRIBUTION | WP PUTRAJAYA & CYBERJAYA | Existing | 11 kV |  | RYB | VPTJ/PCE/J17041 | PE 17.04 RK 1-1 (F1)
378369668 | TNB | DISTRIBUTION | WP PUTRAJAYA & CYBERJAYA | Existing | 11 kV |  | RYB | VPTJ/PCE/J17041 | PE 17.04 RK 1-1 (F1)
378369669 | TNB | DISTRIBUTION | WP PUTRAJAYA & CYBERJAYA | Existing | 11 kV |  | RYB | VPTJ/PCE/J17041 | PE 17.04 RK 1-1 (F1)
378369676 | TNB | DISTRIBUTION | WP PUTRAJAYA & CYBERJAYA | Existing | 11 kV |  | RYB | VPTJ/PCE/J17041 | PE 17.04 RK 1-1 (F1)
378369679 | TNB | DISTRIBUTION | WP PUTRAJAYA & CYBERJAYA | Existing | 11 kV |  | RYB | VPTJ/PCE/J17041 | PE 17.04 RK 1-1 (F1)
378369680 | TNB | DISTRIBUTION | WP PUTRAJAYA & CYBERJAYA | Existing | 11 kV |  | RYB | VPTJ/PCE/J17041 | PE 17.04 RK 1-1 (F1)
378369681 | TNB | DISTRIBUTION | WP PUTRAJAYA & CYBERJAYA | Existing | 11 kV |  | RYB | VPTJ/PCE/J17041 | PE 17.04 RK 1-1 (F1)
378369683 | TNB | DISTRIBUTION | WP PUTRAJAYA & CYBERJAYA | Existing | 11 kV |  | RYB | VPTJ/PCE/J17041 | PE 17.04 RK 1-1 (F1)
378369684 | TNB | DISTRIBUTION | WP PUTRAJAYA & CYBERJAYA | Existing | 11 kV |  | RYB | VPTJ/PCE/J17041 | PE 17.04 RK 1-1 (F1)
378369686 | TNB | DISTRIBUTION | WP PUTRAJAYA & CYBERJAYA | Existing | 11 kV |  | RYB | VPTJ/PCE/J17041 | PE 17.04 RK 1-1 (F1)
378369694 | TNB | DISTRIBUTION | WP PUTRAJAYA & CYBERJAYA | Existing | 11 kV |  | RYB | VPTJ/PCE/J17041 | PE 17.04 RK 1-1 (F1)
378369883 | TNB | DISTRIBUTION | WP PUTRAJAYA & CYBERJAYA | Existing | 11 kV |  | RYB | VPTJ/PCE/J17042 | PE 17.04 RK 1-1 (F2)
378369884 | TNB | DISTRIBUTION | WP PUTRAJAYA & CYBERJAYA | Existing | 11 kV |  | RYB | VPTJ/PCE/J17042 | PE 17.04 RK 1-1 (F2)
378369885 | TNB | DISTRIBUTION | WP PUTRAJAYA & CYBERJAYA | Existing | 11 kV |  | RYB | VPTJ/PCE/J17042 | PE 17.04 RK 1-1 (F2)
378369892 | TNB | DISTRIBUTION | WP PUTRAJAYA & CYBERJAYA | Existing | 11 kV |  | RYB | VPTJ/PCE/J17042 | PE 17.04 RK 1-1 (F2)
378369895 | TNB | DISTRIBUTION | WP PUTRAJAYA & CYBERJAYA | Existing | 11 kV |  | RYB | VPTJ/PCE/J17042 | PE 17.04 RK 1-1 (F2)
378369896 | TNB | DISTRIBUTION | WP PUTRAJAYA & CYBERJAYA | Existing | 11 kV |  | RYB | VPTJ/PCE/J17042 | PE 17.04 RK 1-1 (F2)
378369897 | TNB | DISTRIBUTION | WP PUTRAJAYA & CYBERJAYA | Existing | 11 kV |  | RYB | VPTJ/PCE/J17042 | PE 17.04 RK 1-1 (F2)
378369899 | TNB | DISTRIBUTION | WP PUTRAJAYA & CYBERJAYA | Existing | 11 kV |  | RYB | VPTJ/PCE/J17042 | PE 17.04 RK 1-1 (F2)
378369900 | TNB | DISTRIBUTION | WP PUTRAJAYA & CYBERJAYA | Existing | 11 kV |  | RYB | VPTJ/PCE/J17042 | PE 17.04 RK 1-1 (F2)
378369902 | TNB | DISTRIBUTION | WP PUTRAJAYA & CYBERJAYA | Existing | 11 kV |  | RYB | VPTJ/PCE/J17042 | PE 17.04 RK 1-1 (F2)
378369910 | TNB | DISTRIBUTION | WP PUTRAJAYA & CYBERJAYA | Existing | 11 kV |  | RYB | VPTJ/PCE/J17042 | PE 17.04 RK 1-1 (F2)
378370058 | TNB | DISTRIBUTION | WP PUTRAJAYA & CYBERJAYA | Existing | 11 kV |  | RYB | VPTJ/PCE/J17051 | PE 17.05 RK 1-2 (F1)
378370059 | TNB | DISTRIBUTION | WP PUTRAJAYA & CYBERJAYA | Existing | 11 kV |  | RYB | VPTJ/PCE/J17051 | PE 17.05 RK 1-2 (F1)
378370060 | TNB | DISTRIBUTION | WP PUTRAJAYA & CYBERJAYA | Existing | 11 kV |  | RYB | VPTJ/PCE/J17051 | PE 17.05 RK 1-2 (F1)
378370067 | TNB | DISTRIBUTION | WP PUTRAJAYA & CYBERJAYA | Existing | 11 kV |  | RYB | VPTJ/PCE/J17051 | PE 17.05 RK 1-2 (F1)
378370070 | TNB | DISTRIBUTION | WP PUTRAJAYA & CYBERJAYA | Existing | 11 kV |  | RYB | VPTJ/PCE/J17051 | PE 17.05 RK 1-2 (F1)
378370071 | TNB | DISTRIBUTION | WP PUTRAJAYA & CYBERJAYA | Existing | 11 kV |  | RYB | VPTJ/PCE/J17051 | PE 17.05 RK 1-2 (F1)
378370072 | TNB | DISTRIBUTION | WP PUTRAJAYA & CYBERJAYA | Existing | 11 kV |  | RYB | VPTJ/PCE/J17051 | PE 17.05 RK 1-2 (F1)
378370074 | TNB | DISTRIBUTION | WP PUTRAJAYA & CYBERJAYA | Existing | 11 kV |  | RYB | VPTJ/PCE/J17051 | PE 17.05 RK 1-2 (F1)
378370075 | TNB | DISTRIBUTION | WP PUTRAJAYA & CYBERJAYA | Existing | 11 kV |  | RYB | VPTJ/PCE/J17051 | PE 17.05 RK 1-2 (F1)
378370077 | TNB | DISTRIBUTION | WP PUTRAJAYA & CYBERJAYA | Existing | 11 kV |  | RYB | VPTJ/PCE/J17051 | PE 17.05 RK 1-2 (F1)
378370085 | TNB | DISTRIBUTION | WP PUTRAJAYA & CYBERJAYA | Existing | 11 kV |  | RYB | VPTJ/PCE/J17051 | PE 17.05 RK 1-2 (F1)
378383024 | TNB | DISTRIBUTION | WP PUTRAJAYA & CYBERJAYA | Existing | 11 kV |  | RYB | VCBJ/PCE/J24272 | SS 24.27 CYBERSQUARE 2 F2
378383028 | TNB | DISTRIBUTION | WP PUTRAJAYA & CYBERJAYA | Existing | 11 kV |  | RYB | VCBJ/PCE/J24272 | SS 24.27 CYBERSQUARE 2 F2
378383032 | TNB | DISTRIBUTION | WP PUTRAJAYA & CYBERJAYA | Existing | 11 kV |  | RYB | VCBJ/PCE/J24272 | SS 24.27 CYBERSQUARE 2 F2
378383034 | TNB | DISTRIBUTION | WP PUTRAJAYA & CYBERJAYA | Existing | 11 kV |  | RYB | VCBJ/PCE/J24272 | SS 24.27 CYBERSQUARE 2 F2
378383036 | TNB | DISTRIBUTION | WP PUTRAJAYA & CYBERJAYA | Existing | 11 kV |  | RYB | VCBJ/PCE/J24272 | SS 24.27 CYBERSQUARE 2 F2
378383042 | TNB | DISTRIBUTION | WP PUTRAJAYA & CYBERJAYA | Existing | 11 kV |  | RYB | VCBJ/PCE/J24272 | SS 24.27 CYBERSQUARE 2 F2
378383044 | TNB | DISTRIBUTION | WP PUTRAJAYA & CYBERJAYA | Existing | 11 kV |  | RYB | VCBJ/PCE/J24272 | SS 24.27 CYBERSQUARE 2 F2
378383047 | TNB | DISTRIBUTION | WP PUTRAJAYA & CYBERJAYA | Existing | 11 kV |  | RYB | VCBJ/PCE/J24272 | SS 24.27 CYBERSQUARE 2 F2
378383058 | TNB | DISTRIBUTION | WP PUTRAJAYA & CYBERJAYA | Existing | 11 kV |  | RYB | VCBJ/PCE/J24272 | SS 24.27 CYBERSQUARE 2 F2
378383081 | TNB | DISTRIBUTION | WP PUTRAJAYA & CYBERJAYA | Existing | 11 kV |  | RYB | VCBJ/PCE/J22601 | SS 22.60 SATYAM F1
378383085 | TNB | DISTRIBUTION | WP PUTRAJAYA & CYBERJAYA | Existing | 11 kV |  | RYB | VCBJ/PCE/J22601 | SS 22.60 SATYAM F1
378383089 | TNB | DISTRIBUTION | WP PUTRAJAYA & CYBERJAYA | Existing | 11 kV |  | RYB | VCBJ/PCE/J22601 | SS 22.60 SATYAM F1
378383091 | TNB | DISTRIBUTION | WP PUTRAJAYA & CYBERJAYA | Existing | 11 kV |  | RYB | VCBJ/PCE/J22601 | SS 22.60 SATYAM F1
378383093 | TNB | DISTRIBUTION | WP PUTRAJAYA & CYBERJAYA | Existing | 11 kV |  | RYB | VCBJ/PCE/J22601 | SS 22.60 SATYAM F1
378383099 | TNB | DISTRIBUTION | WP PUTRAJAYA & CYBERJAYA | Existing | 11 kV |  | RYB | VCBJ/PCE/J22601 | SS 22.60 SATYAM F1
378383101 | TNB | DISTRIBUTION | WP PUTRAJAYA & CYBERJAYA | Existing | 11 kV |  | RYB | VCBJ/PCE/J22601 | SS 22.60 SATYAM F1
378383104 | TNB | DISTRIBUTION | WP PUTRAJAYA & CYBERJAYA | Existing | 11 kV |  | RYB | VCBJ/PCE/J22601 | SS 22.60 SATYAM F1
378383115 | TNB | DISTRIBUTION | WP PUTRAJAYA & CYBERJAYA | Existing | 11 kV |  | RYB | VCBJ/PCE/J22601 | SS 22.60 SATYAM F1
378383122 | TNB | DISTRIBUTION | WP PUTRAJAYA & CYBERJAYA | Existing | 11 kV |  | RYB | VCBJ/PCE/J22602 | SS 22.60 SATYAM F2
378383126 | TNB | DISTRIBUTION | WP PUTRAJAYA & CYBERJAYA | Existing | 11 kV |  | RYB | VCBJ/PCE/J22602 | SS 22.60 SATYAM F2
378383130 | TNB | DISTRIBUTION | WP PUTRAJAYA & CYBERJAYA | Existing | 11 kV |  | RYB | VCBJ/PCE/J22602 | SS 22.60 SATYAM F2
378383132 | TNB | DISTRIBUTION | WP PUTRAJAYA & CYBERJAYA | Existing | 11 kV |  | RYB | VCBJ/PCE/J22602 | SS 22.60 SATYAM F2
378383134 | TNB | DISTRIBUTION | WP PUTRAJAYA & CYBERJAYA | Existing | 11 kV |  | RYB | VCBJ/PCE/J22602 | SS 22.60 SATYAM F2
378383140 | TNB | DISTRIBUTION | WP PUTRAJAYA & CYBERJAYA | Existing | 11 kV |  | RYB | VCBJ/PCE/J22602 | SS 22.60 SATYAM F2
378383142 | TNB | DISTRIBUTION | WP PUTRAJAYA & CYBERJAYA | Existing | 11 kV |  | RYB | VCBJ/PCE/J22602 | SS 22.60 SATYAM F2
378383145 | TNB | DISTRIBUTION | WP PUTRAJAYA & CYBERJAYA | Existing | 11 kV |  | RYB | VCBJ/PCE/J22602 | SS 22.60 SATYAM F2
378383156 | TNB | DISTRIBUTION | WP PUTRAJAYA & CYBERJAYA | Existing | 11 kV |  | RYB | VCBJ/PCE/J22602 | SS 22.60 SATYAM F2
378383162 | TNB | DISTRIBUTION | WP PUTRAJAYA & CYBERJAYA | Existing | 11 kV |  | RYB | VCBJ/PCE/J21281 | SS 21.28 LOT 12065 F1
378383164 | TNB | DISTRIBUTION | WP PUTRAJAYA & CYBERJAYA | Existing | 11 kV |  | RYB | VCBJ/PCE/J21281 | SS 21.28 LOT 12065 F1
378383166 | TNB | DISTRIBUTION | WP PUTRAJAYA & CYBERJAYA | Existing | 11 kV |  | RYB | VCBJ/PCE/J21281 | SS 21.28 LOT 12065 F1
378383169 | TNB | DISTRIBUTION | WP PUTRAJAYA & CYBERJAYA | Existing | 11 kV |  | RYB | VCBJ/PCE/J21281 | SS 21.28 LOT 12065 F1
378383170 | TNB | DISTRIBUTION | WP PUTRAJAYA & CYBERJAYA | Existing | 11 kV |  | RYB | VCBJ/PCE/J21281 | SS 21.28 LOT 12065 F1
378383171 | TNB | DISTRIBUTION | WP PUTRAJAYA & CYBERJAYA | Existing | 11 kV |  | RYB | VCBJ/PCE/J21281 | SS 21.28 LOT 12065 F1
378383177 | TNB | DISTRIBUTION | WP PUTRAJAYA & CYBERJAYA | Existing | 11 kV |  | RYB | VCBJ/PCE/J21281 | SS 21.28 LOT 12065 F1
378383182 | TNB | DISTRIBUTION | WP PUTRAJAYA & CYBERJAYA | Existing | 11 kV |  | RYB | VCBJ/PCE/J21281 | SS 21.28 LOT 12065 F1
378383188 | TNB | DISTRIBUTION | WP PUTRAJAYA & CYBERJAYA | Existing | 11 kV |  | RYB | VCBJ/PCE/J21282 | SS 21.28 LOT 12065 F2
378383190 | TNB | DISTRIBUTION | WP PUTRAJAYA & CYBERJAYA | Existing | 11 kV |  | RYB | VCBJ/PCE/J21282 | SS 21.28 LOT 12065 F2
378383192 | TNB | DISTRIBUTION | WP PUTRAJAYA & CYBERJAYA | Existing | 11 kV |  | RYB | VCBJ/PCE/J21282 | SS 21.28 LOT 12065 F2
378383195 | TNB | DISTRIBUTION | WP PUTRAJAYA & CYBERJAYA | Existing | 11 kV |  | RYB | VCBJ/PCE/J21282 | SS 21.28 LOT 12065 F2
378383196 | TNB | DISTRIBUTION | WP PUTRAJAYA & CYBERJAYA | Existing | 11 kV |  | RYB | VCBJ/PCE/J21282 | SS 21.28 LOT 12065 F2
378383197 | TNB | DISTRIBUTION | WP PUTRAJAYA & CYBERJAYA | Existing | 11 kV |  | RYB | VCBJ/PCE/J21282 | SS 21.28 LOT 12065 F2
378383203 | TNB | DISTRIBUTION | WP PUTRAJAYA & CYBERJAYA | Existing | 11 kV |  | RYB | VCBJ/PCE/J21282 | SS 21.28 LOT 12065 F2
378383208 | TNB | DISTRIBUTION | WP PUTRAJAYA & CYBERJAYA | Existing | 11 kV |  | RYB | VCBJ/PCE/J21282 | SS 21.28 LOT 12065 F2
378383215 | TNB | DISTRIBUTION | WP PUTRAJAYA & CYBERJAYA | Existing | 11 kV |  | RYB | VCBJ/PCE/J21841 | PE 21.84 GLOMAC
378383216 | TNB | DISTRIBUTION | WP PUTRAJAYA & CYBERJAYA | Existing | 11 kV |  | RYB | VCBJ/PCE/J21841 | PE 21.84 GLOMAC
378383217 | TNB | DISTRIBUTION | WP PUTRAJAYA & CYBERJAYA | Existing | 11 kV |  | RYB | VCBJ/PCE/J21841 | PE 21.84 GLOMAC
378383224 | TNB | DISTRIBUTION | WP PUTRAJAYA & CYBERJAYA | Existing | 11 kV |  | RYB | VCBJ/PCE/J21841 | PE 21.84 GLOMAC
378383227 | TNB | DISTRIBUTION | WP PUTRAJAYA & CYBERJAYA | Existing | 11 kV |  | RYB | VCBJ/PCE/J21841 | PE 21.84 GLOMAC
378383228 | TNB | DISTRIBUTION | WP PUTRAJAYA & CYBERJAYA | Existing | 11 kV |  | RYB | VCBJ/PCE/J21841 | PE 21.84 GLOMAC
378383229 | TNB | DISTRIBUTION | WP PUTRAJAYA & CYBERJAYA | Existing | 11 kV |  | RYB | VCBJ/PCE/J21841 | PE 21.84 GLOMAC
378383231 | TNB | DISTRIBUTION | WP PUTRAJAYA & CYBERJAYA | Existing | 11 kV |  | RYB | VCBJ/PCE/J21841 | PE 21.84 GLOMAC
378383232 | TNB | DISTRIBUTION | WP PUTRAJAYA & CYBERJAYA | Existing | 11 kV |  | RYB | VCBJ/PCE/J21841 | PE 21.84 GLOMAC
378383234 | TNB | DISTRIBUTION | WP PUTRAJAYA & CYBERJAYA | Existing | 11 kV |  | RYB | VCBJ/PCE/J21841 | PE 21.84 GLOMAC
378383242 | TNB | DISTRIBUTION | WP PUTRAJAYA & CYBERJAYA | Existing | 11 kV |  | RYB | VCBJ/PCE/J21841 | PE 21.84 GLOMAC
378383394 | TNB | DISTRIBUTION | WP PUTRAJAYA & CYBERJAYA | Existing | 11 kV |  | RYB | VCBJ/PCE/J23141 | PE 23.14 GLOMAC 2B
378383395 | TNB | DISTRIBUTION | WP PUTRAJAYA & CYBERJAYA | Existing | 11 kV |  | RYB | VCBJ/PCE/J23141 | PE 23.14 GLOMAC 2B
378383400 | TNB | DISTRIBUTION | WP PUTRAJAYA & CYBERJAYA | Existing | 11 kV |  | RYB | VCBJ/PCE/J23141 | PE 23.14 GLOMAC 2B
378383406 | TNB | DISTRIBUTION | WP PUTRAJAYA & CYBERJAYA | Existing | 11 kV |  | RYB | VCBJ/PCE/J23141 | PE 23.14 GLOMAC 2B
378383407 | TNB | DISTRIBUTION | WP PUTRAJAYA & CYBERJAYA | Existing | 11 kV |  | RYB | VCBJ/PCE/J23141 | PE 23.14 GLOMAC 2B
378383411 | TNB | DISTRIBUTION | WP PUTRAJAYA & CYBERJAYA | Existing | 11 kV |  | RYB | VCBJ/PCE/J23141 | PE 23.14 GLOMAC 2B
378383414 | TNB | DISTRIBUTION | WP PUTRAJAYA & CYBERJAYA | Existing | 11 kV |  | RYB | VCBJ/PCE/J23141 | PE 23.14 GLOMAC 2B
378383415 | TNB | DISTRIBUTION | WP PUTRAJAYA & CYBERJAYA | Existing | 11 kV |  | RYB | VCBJ/PCE/J23141 | PE 23.14 GLOMAC 2B
378383503 | TNB | DISTRIBUTION | WP PUTRAJAYA & CYBERJAYA | Existing | 11 kV |  | RYB | VCBJ/PCE/J23131 | PE 23.13 GLOMAC 2A
378383504 | TNB | DISTRIBUTION | WP PUTRAJAYA & CYBERJAYA | Existing | 11 kV |  | RYB | VCBJ/PCE/J23131 | PE 23.13 GLOMAC 2A
378383509 | TNB | DISTRIBUTION | WP PUTRAJAYA & CYBERJAYA | Existing | 11 kV |  | RYB | VCBJ/PCE/J23131 | PE 23.13 GLOMAC 2A
378383515 | TNB | DISTRIBUTION | WP PUTRAJAYA & CYBERJAYA | Existing | 11 kV |  | RYB | VCBJ/PCE/J23131 | PE 23.13 GLOMAC 2A
378383516 | TNB | DISTRIBUTION | WP PUTRAJAYA & CYBERJAYA | Existing | 11 kV |  | RYB | VCBJ/PCE/J23131 | PE 23.13 GLOMAC 2A
378383520 | TNB | DISTRIBUTION | WP PUTRAJAYA & CYBERJAYA | Existing | 11 kV |  | RYB | VCBJ/PCE/J23131 | PE 23.13 GLOMAC 2A
378383523 | TNB | DISTRIBUTION | WP PUTRAJAYA & CYBERJAYA | Existing | 11 kV |  | RYB | VCBJ/PCE/J23131 | PE 23.13 GLOMAC 2A
378383524 | TNB | DISTRIBUTION | WP PUTRAJAYA & CYBERJAYA | Existing | 11 kV |  | RYB | VCBJ/PCE/J23131 | PE 23.13 GLOMAC 2A
378383611 | TNB | DISTRIBUTION | WP PUTRAJAYA & CYBERJAYA | Existing | 11 kV |  | RYB | VCBJ/PCE/J21301 | SS 21.30 ERICSSON F1
378383613 | TNB | DISTRIBUTION | WP PUTRAJAYA & CYBERJAYA | Existing | 11 kV |  | RYB | VCBJ/PCE/J21301 | SS 21.30 ERICSSON F1
378383615 | TNB | DISTRIBUTION | WP PUTRAJAYA & CYBERJAYA | Existing | 11 kV |  | RYB | VCBJ/PCE/J21301 | SS 21.30 ERICSSON F1
378383618 | TNB | DISTRIBUTION | WP PUTRAJAYA & CYBERJAYA | Existing | 11 kV |  | RYB | VCBJ/PCE/J21301 | SS 21.30 ERICSSON F1
378383619 | TNB | DISTRIBUTION | WP PUTRAJAYA & CYBERJAYA | Existing | 11 kV |  | RYB | VCBJ/PCE/J21301 | SS 21.30 ERICSSON F1
378383620 | TNB | DISTRIBUTION | WP PUTRAJAYA & CYBERJAYA | Existing | 11 kV |  | RYB | VCBJ/PCE/J21301 | SS 21.30 ERICSSON F1
378383626 | TNB | DISTRIBUTION | WP PUTRAJAYA & CYBERJAYA | Existing | 11 kV |  | RYB | VCBJ/PCE/J21301 | SS 21.30 ERICSSON F1
378383631 | TNB | DISTRIBUTION | WP PUTRAJAYA & CYBERJAYA | Existing | 11 kV |  | RYB | VCBJ/PCE/J21301 | SS 21.30 ERICSSON F1
378383637 | TNB | DISTRIBUTION | WP PUTRAJAYA & CYBERJAYA | Existing | 11 kV |  | RYB | VCBJ/PCE/J21302 | SS 21.30 ERICSSON F2
378383639 | TNB | DISTRIBUTION | WP PUTRAJAYA & CYBERJAYA | Existing | 11 kV |  | RYB | VCBJ/PCE/J21302 | SS 21.30 ERICSSON F2
378383641 | TNB | DISTRIBUTION | WP PUTRAJAYA & CYBERJAYA | Existing | 11 kV |  | RYB | VCBJ/PCE/J21302 | SS 21.30 ERICSSON F2
378383644 | TNB | DISTRIBUTION | WP PUTRAJAYA & CYBERJAYA | Existing | 11 kV |  | RYB | VCBJ/PCE/J21302 | SS 21.30 ERICSSON F2
378383645 | TNB | DISTRIBUTION | WP PUTRAJAYA & CYBERJAYA | Existing | 11 kV |  | RYB | VCBJ/PCE/J21302 | SS 21.30 ERICSSON F2
378383646 | TNB | DISTRIBUTION | WP PUTRAJAYA & CYBERJAYA | Existing | 11 kV |  | RYB | VCBJ/PCE/J21302 | SS 21.30 ERICSSON F2
378383652 | TNB | DISTRIBUTION | WP PUTRAJAYA & CYBERJAYA | Existing | 11 kV |  | RYB | VCBJ/PCE/J21302 | SS 21.30 ERICSSON F2
378383657 | TNB | DISTRIBUTION | WP PUTRAJAYA & CYBERJAYA | Existing | 11 kV |  | RYB | VCBJ/PCE/J21302 | SS 21.30 ERICSSON F2
378383717 | TNB | DISTRIBUTION | WP PUTRAJAYA & CYBERJAYA | Existing | 11 kV |  | RYB | VCBJ/PCE/J21482 | SS 21.48 INVENT Q JAYA F2
378383721 | TNB | DISTRIBUTION | WP PUTRAJAYA & CYBERJAYA | Existing | 11 kV |  | RYB | VCBJ/PCE/J21482 | SS 21.48 INVENT Q JAYA F2
378383725 | TNB | DISTRIBUTION | WP PUTRAJAYA & CYBERJAYA | Existing | 11 kV |  | RYB | VCBJ/PCE/J21482 | SS 21.48 INVENT Q JAYA F2
378383727 | TNB | DISTRIBUTION | WP PUTRAJAYA & CYBERJAYA | Existing | 11 kV |  | RYB | VCBJ/PCE/J21482 | SS 21.48 INVENT Q JAYA F2
378383729 | TNB | DISTRIBUTION | WP PUTRAJAYA & CYBERJAYA | Existing | 11 kV |  | RYB | VCBJ/PCE/J21482 | SS 21.48 INVENT Q JAYA F2
378383735 | TNB | DISTRIBUTION | WP PUTRAJAYA & CYBERJAYA | Existing | 11 kV |  | RYB | VCBJ/PCE/J21482 | SS 21.48 INVENT Q JAYA F2
378383737 | TNB | DISTRIBUTION | WP PUTRAJAYA & CYBERJAYA | Existing | 11 kV |  | RYB | VCBJ/PCE/J21482 | SS 21.48 INVENT Q JAYA F2
378383740 | TNB | DISTRIBUTION | WP PUTRAJAYA & CYBERJAYA | Existing | 11 kV |  | RYB | VCBJ/PCE/J21482 | SS 21.48 INVENT Q JAYA F2
378383751 | TNB | DISTRIBUTION | WP PUTRAJAYA & CYBERJAYA | Existing | 11 kV |  | RYB | VCBJ/PCE/J21482 | SS 21.48 INVENT Q JAYA F2
378383766 | TNB | DISTRIBUTION | WP PUTRAJAYA & CYBERJAYA | Existing | 11 kV |  | RYB | VCBJ/PCE/J21481 | SS 21.48 INVENT Q JAYA F1
378383770 | TNB | DISTRIBUTION | WP PUTRAJAYA & CYBERJAYA | Existing | 11 kV |  | RYB | VCBJ/PCE/J21481 | SS 21.48 INVENT Q JAYA F1
378383774 | TNB | DISTRIBUTION | WP PUTRAJAYA & CYBERJAYA | Existing | 11 kV |  | RYB | VCBJ/PCE/J21481 | SS 21.48 INVENT Q JAYA F1
378383776 | TNB | DISTRIBUTION | WP PUTRAJAYA & CYBERJAYA | Existing | 11 kV |  | RYB | VCBJ/PCE/J21481 | SS 21.48 INVENT Q JAYA F1
378383778 | TNB | DISTRIBUTION | WP PUTRAJAYA & CYBERJAYA | Existing | 11 kV |  | RYB | VCBJ/PCE/J21481 | SS 21.48 INVENT Q JAYA F1
378383784 | TNB | DISTRIBUTION | WP PUTRAJAYA & CYBERJAYA | Existing | 11 kV |  | RYB | VCBJ/PCE/J21481 | SS 21.48 INVENT Q JAYA F1
378383786 | TNB | DISTRIBUTION | WP PUTRAJAYA & CYBERJAYA | Existing | 11 kV |  | RYB | VCBJ/PCE/J21481 | SS 21.48 INVENT Q JAYA F1
378383789 | TNB | DISTRIBUTION | WP PUTRAJAYA & CYBERJAYA | Existing | 11 kV |  | RYB | VCBJ/PCE/J21481 | SS 21.48 INVENT Q JAYA F1
378383800 | TNB | DISTRIBUTION | WP PUTRAJAYA & CYBERJAYA | Existing | 11 kV |  | RYB | VCBJ/PCE/J21481 | SS 21.48 INVENT Q JAYA F1
378383807 | TNB | DISTRIBUTION | WP PUTRAJAYA & CYBERJAYA | Existing | 11 kV |  | RYB | VCBJ/PCE/J23281 | PE 23.28 SITE OFFICE PERSONA METRO
378383808 | TNB | DISTRIBUTION | WP PUTRAJAYA & CYBERJAYA | Existing | 11 kV |  | RYB | VCBJ/PCE/J23281 | PE 23.28 SITE OFFICE PERSONA METRO
378383813 | TNB | DISTRIBUTION | WP PUTRAJAYA & CYBERJAYA | Existing | 11 kV |  | RYB | VCBJ/PCE/J23281 | PE 23.28 SITE OFFICE PERSONA METRO
378383819 | TNB | DISTRIBUTION | WP PUTRAJAYA & CYBERJAYA | Existing | 11 kV |  | RYB | VCBJ/PCE/J23281 | PE 23.28 SITE OFFICE PERSONA METRO
378383820 | TNB | DISTRIBUTION | WP PUTRAJAYA & CYBERJAYA | Existing | 11 kV |  | RYB | VCBJ/PCE/J23281 | PE 23.28 SITE OFFICE PERSONA METRO
378383824 | TNB | DISTRIBUTION | WP PUTRAJAYA & CYBERJAYA | Existing | 11 kV |  | RYB | VCBJ/PCE/J23281 | PE 23.28 SITE OFFICE PERSONA METRO
378383827 | TNB | DISTRIBUTION | WP PUTRAJAYA & CYBERJAYA | Existing | 11 kV |  | RYB | VCBJ/PCE/J23281 | PE 23.28 SITE OFFICE PERSONA METRO
378383828 | TNB | DISTRIBUTION | WP PUTRAJAYA & CYBERJAYA | Existing | 11 kV |  | RYB | VCBJ/PCE/J23281 | PE 23.28 SITE OFFICE PERSONA METRO
378383911 | TNB | DISTRIBUTION | WP PUTRAJAYA & CYBERJAYA | Existing | 11 kV |  | RYB | VCBJ/PCE/J21722 | SS 21.72 JOYFUL F2
378383915 | TNB | DISTRIBUTION | WP PUTRAJAYA & CYBERJAYA | Existing | 11 kV |  | RYB | VCBJ/PCE/J21722 | SS 21.72 JOYFUL F2
378383919 | TNB | DISTRIBUTION | WP PUTRAJAYA & CYBERJAYA | Existing | 11 kV |  | RYB | VCBJ/PCE/J21722 | SS 21.72 JOYFUL F2
378383921 | TNB | DISTRIBUTION | WP PUTRAJAYA & CYBERJAYA | Existing | 11 kV |  | RYB | VCBJ/PCE/J21722 | SS 21.72 JOYFUL F2
378383923 | TNB | DISTRIBUTION | WP PUTRAJAYA & CYBERJAYA | Existing | 11 kV |  | RYB | VCBJ/PCE/J21722 | SS 21.72 JOYFUL F2
378383929 | TNB | DISTRIBUTION | WP PUTRAJAYA & CYBERJAYA | Existing | 11 kV |  | RYB | VCBJ/PCE/J21722 | SS 21.72 JOYFUL F2
378383931 | TNB | DISTRIBUTION | WP PUTRAJAYA & CYBERJAYA | Existing | 11 kV |  | RYB | VCBJ/PCE/J21722 | SS 21.72 JOYFUL F2
378383934 | TNB | DISTRIBUTION | WP PUTRAJAYA & CYBERJAYA | Existing | 11 kV |  | RYB | VCBJ/PCE/J21722 | SS 21.72 JOYFUL F2
378383945 | TNB | DISTRIBUTION | WP PUTRAJAYA & CYBERJAYA | Existing | 11 kV |  | RYB | VCBJ/PCE/J21722 | SS 21.72 JOYFUL F2
378383952 | TNB | DISTRIBUTION | WP PUTRAJAYA & CYBERJAYA | Existing | 11 kV |  | RYB | VCBJ/PCE/J21721 | SS 21.72 JOYFUL F1
378383956 | TNB | DISTRIBUTION | WP PUTRAJAYA & CYBERJAYA | Existing | 11 kV |  | RYB | VCBJ/PCE/J21721 | SS 21.72 JOYFUL F1
378383960 | TNB | DISTRIBUTION | WP PUTRAJAYA & CYBERJAYA | Existing | 11 kV |  | RYB | VCBJ/PCE/J21721 | SS 21.72 JOYFUL F1
378383962 | TNB | DISTRIBUTION | WP PUTRAJAYA & CYBERJAYA | Existing | 11 kV |  | RYB | VCBJ/PCE/J21721 | SS 21.72 JOYFUL F1
378383964 | TNB | DISTRIBUTION | WP PUTRAJAYA & CYBERJAYA | Existing | 11 kV |  | RYB | VCBJ/PCE/J21721 | SS 21.72 JOYFUL F1
378383970 | TNB | DISTRIBUTION | WP PUTRAJAYA & CYBERJAYA | Existing | 11 kV |  | RYB | VCBJ/PCE/J21721 | SS 21.72 JOYFUL F1
378383972 | TNB | DISTRIBUTION | WP PUTRAJAYA & CYBERJAYA | Existing | 11 kV |  | RYB | VCBJ/PCE/J21721 | SS 21.72 JOYFUL F1
378383975 | TNB | DISTRIBUTION | WP PUTRAJAYA & CYBERJAYA | Existing | 11 kV |  | RYB | VCBJ/PCE/J21721 | SS 21.72 JOYFUL F1
378383986 | TNB | DISTRIBUTION | WP PUTRAJAYA & CYBERJAYA | Existing | 11 kV |  | RYB | VCBJ/PCE/J21721 | SS 21.72 JOYFUL F1
378384008 | TNB | DISTRIBUTION | WP PUTRAJAYA & CYBERJAYA | Existing | 11 kV |  | RYB | VCBJ/PCE/J21601 | PE 21.60 PADAT PPN CJ7
378384009 | TNB | DISTRIBUTION | WP PUTRAJAYA & CYBERJAYA | Existing | 11 kV |  | RYB | VCBJ/PCE/J21601 | PE 21.60 PADAT PPN CJ7
378384014 | TNB | DISTRIBUTION | WP PUTRAJAYA & CYBERJAYA | Existing | 11 kV |  | RYB | VCBJ/PCE/J21601 | PE 21.60 PADAT PPN CJ7
378384020 | TNB | DISTRIBUTION | WP PUTRAJAYA & CYBERJAYA | Existing | 11 kV |  | RYB | VCBJ/PCE/J21601 | PE 21.60 PADAT PPN CJ7
378384021 | TNB | DISTRIBUTION | WP PUTRAJAYA & CYBERJAYA | Existing | 11 kV |  | RYB | VCBJ/PCE/J21601 | PE 21.60 PADAT PPN CJ7
378384025 | TNB | DISTRIBUTION | WP PUTRAJAYA & CYBERJAYA | Existing | 11 kV |  | RYB | VCBJ/PCE/J21601 | PE 21.60 PADAT PPN CJ7
378384028 | TNB | DISTRIBUTION | WP PUTRAJAYA & CYBERJAYA | Existing | 11 kV |  | RYB | VCBJ/PCE/J21601 | PE 21.60 PADAT PPN CJ7
378384029 | TNB | DISTRIBUTION | WP PUTRAJAYA & CYBERJAYA | Existing | 11 kV |  | RYB | VCBJ/PCE/J21601 | PE 21.60 PADAT PPN CJ7
378384116 | TNB | DISTRIBUTION | WP PUTRAJAYA & CYBERJAYA | Existing | 11 kV |  | RYB | VCBJ/PCE/J22101 | PE 22.10 D' MELOR F1
378384117 | TNB | DISTRIBUTION | WP PUTRAJAYA & CYBERJAYA | Existing | 11 kV |  | RYB | VCBJ/PCE/J22101 | PE 22.10 D' MELOR F1
378384122 | TNB | DISTRIBUTION | WP PUTRAJAYA & CYBERJAYA | Existing | 11 kV |  | RYB | VCBJ/PCE/J22101 | PE 22.10 D' MELOR F1
378384128 | TNB | DISTRIBUTION | WP PUTRAJAYA & CYBERJAYA | Existing | 11 kV |  | RYB | VCBJ/PCE/J22101 | PE 22.10 D' MELOR F1
378384129 | TNB | DISTRIBUTION | WP PUTRAJAYA & CYBERJAYA | Existing | 11 kV |  | RYB | VCBJ/PCE/J22101 | PE 22.10 D' MELOR F1
378384133 | TNB | DISTRIBUTION | WP PUTRAJAYA & CYBERJAYA | Existing | 11 kV |  | RYB | VCBJ/PCE/J22101 | PE 22.10 D' MELOR F1
378384136 | TNB | DISTRIBUTION | WP PUTRAJAYA & CYBERJAYA | Existing | 11 kV |  | RYB | VCBJ/PCE/J22101 | PE 22.10 D' MELOR F1
378384137 | TNB | DISTRIBUTION | WP PUTRAJAYA & CYBERJAYA | Existing | 11 kV |  | RYB | VCBJ/PCE/J22101 | PE 22.10 D' MELOR F1
378384139 | TNB | DISTRIBUTION | WP PUTRAJAYA & CYBERJAYA | Existing | 11 kV |  | RYB | VCBJ/PCE/J22102 | PE 22.10 D' MELOR F2
378384140 | TNB | DISTRIBUTION | WP PUTRAJAYA & CYBERJAYA | Existing | 11 kV |  | RYB | VCBJ/PCE/J22102 | PE 22.10 D' MELOR F2
378384145 | TNB | DISTRIBUTION | WP PUTRAJAYA & CYBERJAYA | Existing | 11 kV |  | RYB | VCBJ/PCE/J22102 | PE 22.10 D' MELOR F2
378384151 | TNB | DISTRIBUTION | WP PUTRAJAYA & CYBERJAYA | Existing | 11 kV |  | RYB | VCBJ/PCE/J22102 | PE 22.10 D' MELOR F2
378384152 | TNB | DISTRIBUTION | WP PUTRAJAYA & CYBERJAYA | Existing | 11 kV |  | RYB | VCBJ/PCE/J22102 | PE 22.10 D' MELOR F2
378384156 | TNB | DISTRIBUTION | WP PUTRAJAYA & CYBERJAYA | Existing | 11 kV |  | RYB | VCBJ/PCE/J22102 | PE 22.10 D' MELOR F2
378384159 | TNB | DISTRIBUTION | WP PUTRAJAYA & CYBERJAYA | Existing | 11 kV |  | RYB | VCBJ/PCE/J22102 | PE 22.10 D' MELOR F2
378384160 | TNB | DISTRIBUTION | WP PUTRAJAYA & CYBERJAYA | Existing | 11 kV |  | RYB | VCBJ/PCE/J22102 | PE 22.10 D' MELOR F2
378384332 | TNB | DISTRIBUTION | WP PUTRAJAYA & CYBERJAYA | Existing | 11 kV |  | RYB | VCBJ/PCE/J21141 | PE 21.14 PUSAT REKREASI SMART HOME F1
378384333 | TNB | DISTRIBUTION | WP PUTRAJAYA & CYBERJAYA | Existing | 11 kV |  | RYB | VCBJ/PCE/J21141 | PE 21.14 PUSAT REKREASI SMART HOME F1
378384338 | TNB | DISTRIBUTION | WP PUTRAJAYA & CYBERJAYA | Existing | 11 kV |  | RYB | VCBJ/PCE/J21141 | PE 21.14 PUSAT REKREASI SMART HOME F1
378384344 | TNB | DISTRIBUTION | WP PUTRAJAYA & CYBERJAYA | Existing | 11 kV |  | RYB | VCBJ/PCE/J21141 | PE 21.14 PUSAT REKREASI SMART HOME F1
378384345 | TNB | DISTRIBUTION | WP PUTRAJAYA & CYBERJAYA | Existing | 11 kV |  | RYB | VCBJ/PCE/J21141 | PE 21.14 PUSAT REKREASI SMART HOME F1
378384349 | TNB | DISTRIBUTION | WP PUTRAJAYA & CYBERJAYA | Existing | 11 kV |  | RYB | VCBJ/PCE/J21141 | PE 21.14 PUSAT REKREASI SMART HOME F1
378384352 | TNB | DISTRIBUTION | WP PUTRAJAYA & CYBERJAYA | Existing | 11 kV |  | RYB | VCBJ/PCE/J21141 | PE 21.14 PUSAT REKREASI SMART HOME F1
378384353 | TNB | DISTRIBUTION | WP PUTRAJAYA & CYBERJAYA | Existing | 11 kV |  | RYB | VCBJ/PCE/J21141 | PE 21.14 PUSAT REKREASI SMART HOME F1
378384355 | TNB | DISTRIBUTION | WP PUTRAJAYA & CYBERJAYA | Existing | 11 kV |  | RYB | VCBJ/PCE/J21142 | PE 21.14 PUSAT REKREASI SMART HOME F2
378384356 | TNB | DISTRIBUTION | WP PUTRAJAYA & CYBERJAYA | Existing | 11 kV |  | RYB | VCBJ/PCE/J21142 | PE 21.14 PUSAT REKREASI SMART HOME F2
378384361 | TNB | DISTRIBUTION | WP PUTRAJAYA & CYBERJAYA | Existing | 11 kV |  | RYB | VCBJ/PCE/J21142 | PE 21.14 PUSAT REKREASI SMART HOME F2
378384367 | TNB | DISTRIBUTION | WP PUTRAJAYA & CYBERJAYA | Existing | 11 kV |  | RYB | VCBJ/PCE/J21142 | PE 21.14 PUSAT REKREASI SMART HOME F2
378384368 | TNB | DISTRIBUTION | WP PUTRAJAYA & CYBERJAYA | Existing | 11 kV |  | RYB | VCBJ/PCE/J21142 | PE 21.14 PUSAT REKREASI SMART HOME F2
378384372 | TNB | DISTRIBUTION | WP PUTRAJAYA & CYBERJAYA | Existing | 11 kV |  | RYB | VCBJ/PCE/J21142 | PE 21.14 PUSAT REKREASI SMART HOME F2
378384375 | TNB | DISTRIBUTION | WP PUTRAJAYA & CYBERJAYA | Existing | 11 kV |  | RYB | VCBJ/PCE/J21142 | PE 21.14 PUSAT REKREASI SMART HOME F2
378384376 | TNB | DISTRIBUTION | WP PUTRAJAYA & CYBERJAYA | Existing | 11 kV |  | RYB | VCBJ/PCE/J21142 | PE 21.14 PUSAT REKREASI SMART HOME F2
378384707 | TNB | DISTRIBUTION | WP PUTRAJAYA & CYBERJAYA | Existing | 11 kV |  | RYB | VCBJ/PCE/J21161 | PE 21.16 SMART HOMES F1
378384708 | TNB | DISTRIBUTION | WP PUTRAJAYA & CYBERJAYA | Existing | 11 kV |  | RYB | VCBJ/PCE/J21161 | PE 21.16 SMART HOMES F1
378384713 | TNB | DISTRIBUTION | WP PUTRAJAYA & CYBERJAYA | Existing | 11 kV |  | RYB | VCBJ/PCE/J21161 | PE 21.16 SMART HOMES F1
378384719 | TNB | DISTRIBUTION | WP PUTRAJAYA & CYBERJAYA | Existing | 11 kV |  | RYB | VCBJ/PCE/J21161 | PE 21.16 SMART HOMES F1
378384720 | TNB | DISTRIBUTION | WP PUTRAJAYA & CYBERJAYA | Existing | 11 kV |  | RYB | VCBJ/PCE/J21161 | PE 21.16 SMART HOMES F1
378384724 | TNB | DISTRIBUTION | WP PUTRAJAYA & CYBERJAYA | Existing | 11 kV |  | RYB | VCBJ/PCE/J21161 | PE 21.16 SMART HOMES F1
378384727 | TNB | DISTRIBUTION | WP PUTRAJAYA & CYBERJAYA | Existing | 11 kV |  | RYB | VCBJ/PCE/J21161 | PE 21.16 SMART HOMES F1
378384728 | TNB | DISTRIBUTION | WP PUTRAJAYA & CYBERJAYA | Existing | 11 kV |  | RYB | VCBJ/PCE/J21161 | PE 21.16 SMART HOMES F1
378384730 | TNB | DISTRIBUTION | WP PUTRAJAYA & CYBERJAYA | Existing | 11 kV |  | RYB | VCBJ/PCE/J21162 | PE 21.16 SMART HOMES F2
378384731 | TNB | DISTRIBUTION | WP PUTRAJAYA & CYBERJAYA | Existing | 11 kV |  | RYB | VCBJ/PCE/J21162 | PE 21.16 SMART HOMES F2
378384736 | TNB | DISTRIBUTION | WP PUTRAJAYA & CYBERJAYA | Existing | 11 kV |  | RYB | VCBJ/PCE/J21162 | PE 21.16 SMART HOMES F2
378384742 | TNB | DISTRIBUTION | WP PUTRAJAYA & CYBERJAYA | Existing | 11 kV |  | RYB | VCBJ/PCE/J21162 | PE 21.16 SMART HOMES F2
378384743 | TNB | DISTRIBUTION | WP PUTRAJAYA & CYBERJAYA | Existing | 11 kV |  | RYB | VCBJ/PCE/J21162 | PE 21.16 SMART HOMES F2
378384747 | TNB | DISTRIBUTION | WP PUTRAJAYA & CYBERJAYA | Existing | 11 kV |  | RYB | VCBJ/PCE/J21162 | PE 21.16 SMART HOMES F2
378384750 | TNB | DISTRIBUTION | WP PUTRAJAYA & CYBERJAYA | Existing | 11 kV |  | RYB | VCBJ/PCE/J21162 | PE 21.16 SMART HOMES F2
378384751 | TNB | DISTRIBUTION | WP PUTRAJAYA & CYBERJAYA | Existing | 11 kV |  | RYB | VCBJ/PCE/J21162 | PE 21.16 SMART HOMES F2
378384901 | TNB | DISTRIBUTION | WP PUTRAJAYA & CYBERJAYA | Existing | 11 kV |  | RYB | VCBJ/PCE/J21122 | PE 21.12 CYBERIA SMARTHOMES F2
378384912 | TNB | DISTRIBUTION | WP PUTRAJAYA & CYBERJAYA | Existing | 11 kV |  | RYB | VCBJ/PCE/J21122 | PE 21.12 CYBERIA SMARTHOMES F2
378384913 | TNB | DISTRIBUTION | WP PUTRAJAYA & CYBERJAYA | Existing | 11 kV |  | RYB | VCBJ/PCE/J21122 | PE 21.12 CYBERIA SMARTHOMES F2
378384922 | TNB | DISTRIBUTION | WP PUTRAJAYA & CYBERJAYA | Existing | 11 kV |  | RYB | VCBJ/PCE/J21122 | PE 21.12 CYBERIA SMARTHOMES F2
378384928 | TNB | DISTRIBUTION | WP PUTRAJAYA & CYBERJAYA | Existing | 11 kV |  | RYB | VCBJ/PCE/J21122 | PE 21.12 CYBERIA SMARTHOMES F2
378384930 | TNB | DISTRIBUTION | WP PUTRAJAYA & CYBERJAYA | Existing | 11 kV |  | RYB | VCBJ/PCE/J21122 | PE 21.12 CYBERIA SMARTHOMES F2
378384932 | TNB | DISTRIBUTION | WP PUTRAJAYA & CYBERJAYA | Existing | 11 kV |  | RYB | VCBJ/PCE/J21122 | PE 21.12 CYBERIA SMARTHOMES F2
378384938 | TNB | DISTRIBUTION | WP PUTRAJAYA & CYBERJAYA | Existing | 11 kV |  | RYB | VCBJ/PCE/J21122 | PE 21.12 CYBERIA SMARTHOMES F2
378384949 | TNB | DISTRIBUTION | WP PUTRAJAYA & CYBERJAYA | Existing | 11 kV |  | RYB | VCBJ/PCE/J21121 | PE 21.12 CYBERIA SMARTHOMES F1
378384960 | TNB | DISTRIBUTION | WP PUTRAJAYA & CYBERJAYA | Existing | 11 kV |  | RYB | VCBJ/PCE/J21121 | PE 21.12 CYBERIA SMARTHOMES F1
378384961 | TNB | DISTRIBUTION | WP PUTRAJAYA & CYBERJAYA | Existing | 11 kV |  | RYB | VCBJ/PCE/J21121 | PE 21.12 CYBERIA SMARTHOMES F1
378384970 | TNB | DISTRIBUTION | WP PUTRAJAYA & CYBERJAYA | Existing | 11 kV |  | RYB | VCBJ/PCE/J21121 | PE 21.12 CYBERIA SMARTHOMES F1
378384976 | TNB | DISTRIBUTION | WP PUTRAJAYA & CYBERJAYA | Existing | 11 kV |  | RYB | VCBJ/PCE/J21121 | PE 21.12 CYBERIA SMARTHOMES F1
378384978 | TNB | DISTRIBUTION | WP PUTRAJAYA & CYBERJAYA | Existing | 11 kV |  | RYB | VCBJ/PCE/J21121 | PE 21.12 CYBERIA SMARTHOMES F1
378384980 | TNB | DISTRIBUTION | WP PUTRAJAYA & CYBERJAYA | Existing | 11 kV |  | RYB | VCBJ/PCE/J21121 | PE 21.12 CYBERIA SMARTHOMES F1
378384983 | TNB | DISTRIBUTION | WP PUTRAJAYA & CYBERJAYA | Existing | 11 kV |  | RYB | VCBJ/PCE/J21121 | PE 21.12 CYBERIA SMARTHOMES F1
378384986 | TNB | DISTRIBUTION | WP PUTRAJAYA & CYBERJAYA | Existing | 11 kV |  | RYB | VCBJ/PCE/J21121 | PE 21.12 CYBERIA SMARTHOMES F1
378385399 | TNB | DISTRIBUTION | WP PUTRAJAYA & CYBERJAYA | Existing | 11 kV |  | RYB | VCBJ/PCE/J21181 | PE 21.18 CONDO A1 CYBERIA F1
378385400 | TNB | DISTRIBUTION | WP PUTRAJAYA & CYBERJAYA | Existing | 11 kV |  | RYB | VCBJ/PCE/J21181 | PE 21.18 CONDO A1 CYBERIA F1
378385405 | TNB | DISTRIBUTION | WP PUTRAJAYA & CYBERJAYA | Existing | 11 kV |  | RYB | VCBJ/PCE/J21181 | PE 21.18 CONDO A1 CYBERIA F1
378385411 | TNB | DISTRIBUTION | WP PUTRAJAYA & CYBERJAYA | Existing | 11 kV |  | RYB | VCBJ/PCE/J21181 | PE 21.18 CONDO A1 CYBERIA F1
378385412 | TNB | DISTRIBUTION | WP PUTRAJAYA & CYBERJAYA | Existing | 11 kV |  | RYB | VCBJ/PCE/J21181 | PE 21.18 CONDO A1 CYBERIA F1
378385416 | TNB | DISTRIBUTION | WP PUTRAJAYA & CYBERJAYA | Existing | 11 kV |  | RYB | VCBJ/PCE/J21181 | PE 21.18 CONDO A1 CYBERIA F1
378385419 | TNB | DISTRIBUTION | WP PUTRAJAYA & CYBERJAYA | Existing | 11 kV |  | RYB | VCBJ/PCE/J21181 | PE 21.18 CONDO A1 CYBERIA F1
378385420 | TNB | DISTRIBUTION | WP PUTRAJAYA & CYBERJAYA | Existing | 11 kV |  | RYB | VCBJ/PCE/J21181 | PE 21.18 CONDO A1 CYBERIA F1
378385422 | TNB | DISTRIBUTION | WP PUTRAJAYA & CYBERJAYA | Existing | 11 kV |  | RYB | VCBJ/PCE/J21182 | PE 21.18 CONDO A1 CYBERIA F2
378385423 | TNB | DISTRIBUTION | WP PUTRAJAYA & CYBERJAYA | Existing | 11 kV |  | RYB | VCBJ/PCE/J21182 | PE 21.18 CONDO A1 CYBERIA F2
378385428 | TNB | DISTRIBUTION | WP PUTRAJAYA & CYBERJAYA | Existing | 11 kV |  | RYB | VCBJ/PCE/J21182 | PE 21.18 CONDO A1 CYBERIA F2
378385434 | TNB | DISTRIBUTION | WP PUTRAJAYA & CYBERJAYA | Existing | 11 kV |  | RYB | VCBJ/PCE/J21182 | PE 21.18 CONDO A1 CYBERIA F2
378385435 | TNB | DISTRIBUTION | WP PUTRAJAYA & CYBERJAYA | Existing | 11 kV |  | RYB | VCBJ/PCE/J21182 | PE 21.18 CONDO A1 CYBERIA F2
378385439 | TNB | DISTRIBUTION | WP PUTRAJAYA & CYBERJAYA | Existing | 11 kV |  | RYB | VCBJ/PCE/J21182 | PE 21.18 CONDO A1 CYBERIA F2
378385442 | TNB | DISTRIBUTION | WP PUTRAJAYA & CYBERJAYA | Existing | 11 kV |  | RYB | VCBJ/PCE/J21182 | PE 21.18 CONDO A1 CYBERIA F2
378385443 | TNB | DISTRIBUTION | WP PUTRAJAYA & CYBERJAYA | Existing | 11 kV |  | RYB | VCBJ/PCE/J21182 | PE 21.18 CONDO A1 CYBERIA F2
378385589 | TNB | DISTRIBUTION | WP PUTRAJAYA & CYBERJAYA | Existing | 11 kV |  | RYB | VCBJ/PCE/J21172 | PE 21.17 CONDO A3 CYBERIA F2
378385590 | TNB | DISTRIBUTION | WP PUTRAJAYA & CYBERJAYA | Existing | 11 kV |  | RYB | VCBJ/PCE/J21172 | PE 21.17 CONDO A3 CYBERIA F2
378385595 | TNB | DISTRIBUTION | WP PUTRAJAYA & CYBERJAYA | Existing | 11 kV |  | RYB | VCBJ/PCE/J21172 | PE 21.17 CONDO A3 CYBERIA F2
378385601 | TNB | DISTRIBUTION | WP PUTRAJAYA & CYBERJAYA | Existing | 11 kV |  | RYB | VCBJ/PCE/J21172 | PE 21.17 CONDO A3 CYBERIA F2
378385602 | TNB | DISTRIBUTION | WP PUTRAJAYA & CYBERJAYA | Existing | 11 kV |  | RYB | VCBJ/PCE/J21172 | PE 21.17 CONDO A3 CYBERIA F2
378385606 | TNB | DISTRIBUTION | WP PUTRAJAYA & CYBERJAYA | Existing | 11 kV |  | RYB | VCBJ/PCE/J21172 | PE 21.17 CONDO A3 CYBERIA F2
378385609 | TNB | DISTRIBUTION | WP PUTRAJAYA & CYBERJAYA | Existing | 11 kV |  | RYB | VCBJ/PCE/J21172 | PE 21.17 CONDO A3 CYBERIA F2
378385610 | TNB | DISTRIBUTION | WP PUTRAJAYA & CYBERJAYA | Existing | 11 kV |  | RYB | VCBJ/PCE/J21172 | PE 21.17 CONDO A3 CYBERIA F2
378385675 | TNB | DISTRIBUTION | WP PUTRAJAYA & CYBERJAYA | Existing | 11 kV |  | RYB | VCBJ/PCE/J21171 | PE 21.17 CONDO A3 CYBERIA F1
378385676 | TNB | DISTRIBUTION | WP PUTRAJAYA & CYBERJAYA | Existing | 11 kV |  | RYB | VCBJ/PCE/J21171 | PE 21.17 CONDO A3 CYBERIA F1
378385681 | TNB | DISTRIBUTION | WP PUTRAJAYA & CYBERJAYA | Existing | 11 kV |  | RYB | VCBJ/PCE/J21171 | PE 21.17 CONDO A3 CYBERIA F1
378385687 | TNB | DISTRIBUTION | WP PUTRAJAYA & CYBERJAYA | Existing | 11 kV |  | RYB | VCBJ/PCE/J21171 | PE 21.17 CONDO A3 CYBERIA F1
378385688 | TNB | DISTRIBUTION | WP PUTRAJAYA & CYBERJAYA | Existing | 11 kV |  | RYB | VCBJ/PCE/J21171 | PE 21.17 CONDO A3 CYBERIA F1
378385692 | TNB | DISTRIBUTION | WP PUTRAJAYA & CYBERJAYA | Existing | 11 kV |  | RYB | VCBJ/PCE/J21171 | PE 21.17 CONDO A3 CYBERIA F1
378385695 | TNB | DISTRIBUTION | WP PUTRAJAYA & CYBERJAYA | Existing | 11 kV |  | RYB | VCBJ/PCE/J21171 | PE 21.17 CONDO A3 CYBERIA F1
378385696 | TNB | DISTRIBUTION | WP PUTRAJAYA & CYBERJAYA | Existing | 11 kV |  | RYB | VCBJ/PCE/J21171 | PE 21.17 CONDO A3 CYBERIA F1
378385770 | TNB | DISTRIBUTION | WP PUTRAJAYA & CYBERJAYA | Existing | 11 kV |  | RYB | VCBJ/PCE/J21492 | PE 21.49 CONDO B2 F2
378385771 | TNB | DISTRIBUTION | WP PUTRAJAYA & CYBERJAYA | Existing | 11 kV |  | RYB | VCBJ/PCE/J21492 | PE 21.49 CONDO B2 F2
378385776 | TNB | DISTRIBUTION | WP PUTRAJAYA & CYBERJAYA | Existing | 11 kV |  | RYB | VCBJ/PCE/J21492 | PE 21.49 CONDO B2 F2
378385782 | TNB | DISTRIBUTION | WP PUTRAJAYA & CYBERJAYA | Existing | 11 kV |  | RYB | VCBJ/PCE/J21492 | PE 21.49 CONDO B2 F2
378385783 | TNB | DISTRIBUTION | WP PUTRAJAYA & CYBERJAYA | Existing | 11 kV |  | RYB | VCBJ/PCE/J21492 | PE 21.49 CONDO B2 F2
378385787 | TNB | DISTRIBUTION | WP PUTRAJAYA & CYBERJAYA | Existing | 11 kV |  | RYB | VCBJ/PCE/J21492 | PE 21.49 CONDO B2 F2
378385790 | TNB | DISTRIBUTION | WP PUTRAJAYA & CYBERJAYA | Existing | 11 kV |  | RYB | VCBJ/PCE/J21492 | PE 21.49 CONDO B2 F2
378385791 | TNB | DISTRIBUTION | WP PUTRAJAYA & CYBERJAYA | Existing | 11 kV |  | RYB | VCBJ/PCE/J21492 | PE 21.49 CONDO B2 F2
378385862 | TNB | DISTRIBUTION | WP PUTRAJAYA & CYBERJAYA | Existing | 11 kV | MAIN | RYB | VCBJ/PCE/J21491 | PE 21.49 CONDO B2 F1
378385863 | TNB | DISTRIBUTION | WP PUTRAJAYA & CYBERJAYA | Existing | 11 kV |  | RYB | VCBJ/PCE/J21491 | PE 21.49 CONDO B2 F1
378385868 | TNB | DISTRIBUTION | WP PUTRAJAYA & CYBERJAYA | Existing | 11 kV |  | RYB | VCBJ/PCE/J21491 | PE 21.49 CONDO B2 F1
378385874 | TNB | DISTRIBUTION | WP PUTRAJAYA & CYBERJAYA | Existing | 11 kV |  | RYB | VCBJ/PCE/J21491 | PE 21.49 CONDO B2 F1
378385875 | TNB | DISTRIBUTION | WP PUTRAJAYA & CYBERJAYA | Existing | 11 kV |  | RYB | VCBJ/PCE/J21491 | PE 21.49 CONDO B2 F1
378385879 | TNB | DISTRIBUTION | WP PUTRAJAYA & CYBERJAYA | Existing | 11 kV |  | RYB | VCBJ/PCE/J21491 | PE 21.49 CONDO B2 F1
378385882 | TNB | DISTRIBUTION | WP PUTRAJAYA & CYBERJAYA | Existing | 11 kV |  | RYB | VCBJ/PCE/J21491 | PE 21.49 CONDO B2 F1
378385883 | TNB | DISTRIBUTION | WP PUTRAJAYA & CYBERJAYA | Existing | 11 kV |  | RYB | VCBJ/PCE/J21491 | PE 21.49 CONDO B2 F1
378385958 | TNB | DISTRIBUTION | WP PUTRAJAYA & CYBERJAYA | Existing | 11 kV |  | RYB | VCBJ/PCE/J21512 | PE 21.51 CONDO C1 F2
378385959 | TNB | DISTRIBUTION | WP PUTRAJAYA & CYBERJAYA | Existing | 11 kV |  | RYB | VCBJ/PCE/J21512 | PE 21.51 CONDO C1 F2
378385964 | TNB | DISTRIBUTION | WP PUTRAJAYA & CYBERJAYA | Existing | 11 kV |  | RYB | VCBJ/PCE/J21512 | PE 21.51 CONDO C1 F2
378385970 | TNB | DISTRIBUTION | WP PUTRAJAYA & CYBERJAYA | Existing | 11 kV |  | RYB | VCBJ/PCE/J21512 | PE 21.51 CONDO C1 F2
378385971 | TNB | DISTRIBUTION | WP PUTRAJAYA & CYBERJAYA | Existing | 11 kV |  | RYB | VCBJ/PCE/J21512 | PE 21.51 CONDO C1 F2
378385975 | TNB | DISTRIBUTION | WP PUTRAJAYA & CYBERJAYA | Existing | 11 kV |  | RYB | VCBJ/PCE/J21512 | PE 21.51 CONDO C1 F2
378385978 | TNB | DISTRIBUTION | WP PUTRAJAYA & CYBERJAYA | Existing | 11 kV |  | RYB | VCBJ/PCE/J21512 | PE 21.51 CONDO C1 F2
378385979 | TNB | DISTRIBUTION | WP PUTRAJAYA & CYBERJAYA | Existing | 11 kV |  | RYB | VCBJ/PCE/J21512 | PE 21.51 CONDO C1 F2
378386049 | TNB | DISTRIBUTION | WP PUTRAJAYA & CYBERJAYA | Existing | 11 kV |  | RYB | VCBJ/PCE/J21511 | PE 21.51 CONDO C1 F1
378386050 | TNB | DISTRIBUTION | WP PUTRAJAYA & CYBERJAYA | Existing | 11 kV |  | RYB | VCBJ/PCE/J21511 | PE 21.51 CONDO C1 F1
378386055 | TNB | DISTRIBUTION | WP PUTRAJAYA & CYBERJAYA | Existing | 11 kV |  | RYB | VCBJ/PCE/J21511 | PE 21.51 CONDO C1 F1
378386061 | TNB | DISTRIBUTION | WP PUTRAJAYA & CYBERJAYA | Existing | 11 kV |  | RYB | VCBJ/PCE/J21511 | PE 21.51 CONDO C1 F1
378386062 | TNB | DISTRIBUTION | WP PUTRAJAYA & CYBERJAYA | Existing | 11 kV |  | RYB | VCBJ/PCE/J21511 | PE 21.51 CONDO C1 F1
378386066 | TNB | DISTRIBUTION | WP PUTRAJAYA & CYBERJAYA | Existing | 11 kV |  | RYB | VCBJ/PCE/J21511 | PE 21.51 CONDO C1 F1
378386069 | TNB | DISTRIBUTION | WP PUTRAJAYA & CYBERJAYA | Existing | 11 kV |  | RYB | VCBJ/PCE/J21511 | PE 21.51 CONDO C1 F1
378386070 | TNB | DISTRIBUTION | WP PUTRAJAYA & CYBERJAYA | Existing | 11 kV |  | RYB | VCBJ/PCE/J21511 | PE 21.51 CONDO C1 F1
378386153 | TNB | DISTRIBUTION | WP PUTRAJAYA & CYBERJAYA | Existing | 11 kV |  | RYB | VCBJ/PCE/J21522 | PE 21.52 CONDO C3 F2
378386154 | TNB | DISTRIBUTION | WP PUTRAJAYA & CYBERJAYA | Existing | 11 kV |  | RYB | VCBJ/PCE/J21522 | PE 21.52 CONDO C3 F2
378386159 | TNB | DISTRIBUTION | WP PUTRAJAYA & CYBERJAYA | Existing | 11 kV |  | RYB | VCBJ/PCE/J21522 | PE 21.52 CONDO C3 F2
378386165 | TNB | DISTRIBUTION | WP PUTRAJAYA & CYBERJAYA | Existing | 11 kV |  | RYB | VCBJ/PCE/J21522 | PE 21.52 CONDO C3 F2
378386166 | TNB | DISTRIBUTION | WP PUTRAJAYA & CYBERJAYA | Existing | 11 kV |  | RYB | VCBJ/PCE/J21522 | PE 21.52 CONDO C3 F2
378386170 | TNB | DISTRIBUTION | WP PUTRAJAYA & CYBERJAYA | Existing | 11 kV |  | RYB | VCBJ/PCE/J21522 | PE 21.52 CONDO C3 F2
378386173 | TNB | DISTRIBUTION | WP PUTRAJAYA & CYBERJAYA | Existing | 11 kV |  | RYB | VCBJ/PCE/J21522 | PE 21.52 CONDO C3 F2
378386174 | TNB | DISTRIBUTION | WP PUTRAJAYA & CYBERJAYA | Existing | 11 kV |  | RYB | VCBJ/PCE/J21522 | PE 21.52 CONDO C3 F2
378386249 | TNB | DISTRIBUTION | WP PUTRAJAYA & CYBERJAYA | Existing | 11 kV |  | RYB | VCBJ/PCE/J21521 | PE 21.52 CONDO C3 F1
378386250 | TNB | DISTRIBUTION | WP PUTRAJAYA & CYBERJAYA | Existing | 11 kV |  | RYB | VCBJ/PCE/J21521 | PE 21.52 CONDO C3 F1
378386255 | TNB | DISTRIBUTION | WP PUTRAJAYA & CYBERJAYA | Existing | 11 kV |  | RYB | VCBJ/PCE/J21521 | PE 21.52 CONDO C3 F1
378386261 | TNB | DISTRIBUTION | WP PUTRAJAYA & CYBERJAYA | Existing | 11 kV |  | RYB | VCBJ/PCE/J21521 | PE 21.52 CONDO C3 F1
378386262 | TNB | DISTRIBUTION | WP PUTRAJAYA & CYBERJAYA | Existing | 11 kV |  | RYB | VCBJ/PCE/J21521 | PE 21.52 CONDO C3 F1
378386266 | TNB | DISTRIBUTION | WP PUTRAJAYA & CYBERJAYA | Existing | 11 kV |  | RYB | VCBJ/PCE/J21521 | PE 21.52 CONDO C3 F1
378386269 | TNB | DISTRIBUTION | WP PUTRAJAYA & CYBERJAYA | Existing | 11 kV |  | RYB | VCBJ/PCE/J21521 | PE 21.52 CONDO C3 F1
378386270 | TNB | DISTRIBUTION | WP PUTRAJAYA & CYBERJAYA | Existing | 11 kV |  | RYB | VCBJ/PCE/J21521 | PE 21.52 CONDO C3 F1
378386360 | TNB | DISTRIBUTION | WP PUTRAJAYA & CYBERJAYA | Existing | 11 kV |  | RYB | VCBJ/PCE/J25051 | PE 25.05 HOSTEL BLOK 1D
378386361 | TNB | DISTRIBUTION | WP PUTRAJAYA & CYBERJAYA | Existing | 11 kV |  | RYB | VCBJ/PCE/J25051 | PE 25.05 HOSTEL BLOK 1D
378386362 | TNB | DISTRIBUTION | WP PUTRAJAYA & CYBERJAYA | Existing | 11 kV |  | RYB | VCBJ/PCE/J25051 | PE 25.05 HOSTEL BLOK 1D
378386369 | TNB | DISTRIBUTION | WP PUTRAJAYA & CYBERJAYA | Existing | 11 kV |  | RYB | VCBJ/PCE/J25051 | PE 25.05 HOSTEL BLOK 1D
378386372 | TNB | DISTRIBUTION | WP PUTRAJAYA & CYBERJAYA | Existing | 11 kV |  | RYB | VCBJ/PCE/J25051 | PE 25.05 HOSTEL BLOK 1D
378386373 | TNB | DISTRIBUTION | WP PUTRAJAYA & CYBERJAYA | Existing | 11 kV |  | RYB | VCBJ/PCE/J25051 | PE 25.05 HOSTEL BLOK 1D
378386374 | TNB | DISTRIBUTION | WP PUTRAJAYA & CYBERJAYA | Existing | 11 kV |  | RYB | VCBJ/PCE/J25051 | PE 25.05 HOSTEL BLOK 1D
378386376 | TNB | DISTRIBUTION | WP PUTRAJAYA & CYBERJAYA | Existing | 11 kV |  | RYB | VCBJ/PCE/J25051 | PE 25.05 HOSTEL BLOK 1D
378386377 | TNB | DISTRIBUTION | WP PUTRAJAYA & CYBERJAYA | Existing | 11 kV |  | RYB | VCBJ/PCE/J25051 | PE 25.05 HOSTEL BLOK 1D
378386379 | TNB | DISTRIBUTION | WP PUTRAJAYA & CYBERJAYA | Existing | 11 kV |  | RYB | VCBJ/PCE/J25051 | PE 25.05 HOSTEL BLOK 1D
378386387 | TNB | DISTRIBUTION | WP PUTRAJAYA & CYBERJAYA | Existing | 11 kV |  | RYB | VCBJ/PCE/J25051 | PE 25.05 HOSTEL BLOK 1D
378386531 | TNB | DISTRIBUTION | WP PUTRAJAYA & CYBERJAYA | Existing | 11 kV |  | RYB | VCBJ/PCE/J25041 | PE 25.04 HOSTEL BLOK 1C
378386532 | TNB | DISTRIBUTION | WP PUTRAJAYA & CYBERJAYA | Existing | 11 kV |  | RYB | VCBJ/PCE/J25041 | PE 25.04 HOSTEL BLOK 1C
378386533 | TNB | DISTRIBUTION | WP PUTRAJAYA & CYBERJAYA | Existing | 11 kV |  | RYB | VCBJ/PCE/J25041 | PE 25.04 HOSTEL BLOK 1C
378386540 | TNB | DISTRIBUTION | WP PUTRAJAYA & CYBERJAYA | Existing | 11 kV |  | RYB | VCBJ/PCE/J25041 | PE 25.04 HOSTEL BLOK 1C
378386543 | TNB | DISTRIBUTION | WP PUTRAJAYA & CYBERJAYA | Existing | 11 kV |  | RYB | VCBJ/PCE/J25041 | PE 25.04 HOSTEL BLOK 1C
378386544 | TNB | DISTRIBUTION | WP PUTRAJAYA & CYBERJAYA | Existing | 11 kV |  | RYB | VCBJ/PCE/J25041 | PE 25.04 HOSTEL BLOK 1C
378386545 | TNB | DISTRIBUTION | WP PUTRAJAYA & CYBERJAYA | Existing | 11 kV |  | RYB | VCBJ/PCE/J25041 | PE 25.04 HOSTEL BLOK 1C
378386547 | TNB | DISTRIBUTION | WP PUTRAJAYA & CYBERJAYA | Existing | 11 kV |  | RYB | VCBJ/PCE/J25041 | PE 25.04 HOSTEL BLOK 1C
378386548 | TNB | DISTRIBUTION | WP PUTRAJAYA & CYBERJAYA | Existing | 11 kV |  | RYB | VCBJ/PCE/J25041 | PE 25.04 HOSTEL BLOK 1C
378386550 | TNB | DISTRIBUTION | WP PUTRAJAYA & CYBERJAYA | Existing | 11 kV |  | RYB | VCBJ/PCE/J25041 | PE 25.04 HOSTEL BLOK 1C
378386558 | TNB | DISTRIBUTION | WP PUTRAJAYA & CYBERJAYA | Existing | 11 kV |  | RYB | VCBJ/PCE/J25041 | PE 25.04 HOSTEL BLOK 1C
378386756 | TNB | DISTRIBUTION | WP PUTRAJAYA & CYBERJAYA | Existing | 11 kV |  | RYB | VCBJ/PCE/J25031 | PE 25.03 HOSTEL BLOK 1B
378386757 | TNB | DISTRIBUTION | WP PUTRAJAYA & CYBERJAYA | Existing | 11 kV |  | RYB | VCBJ/PCE/J25031 | PE 25.03 HOSTEL BLOK 1B
378386762 | TNB | DISTRIBUTION | WP PUTRAJAYA & CYBERJAYA | Existing | 11 kV |  | RYB | VCBJ/PCE/J25031 | PE 25.03 HOSTEL BLOK 1B
378386768 | TNB | DISTRIBUTION | WP PUTRAJAYA & CYBERJAYA | Existing | 11 kV |  | RYB | VCBJ/PCE/J25031 | PE 25.03 HOSTEL BLOK 1B
378386769 | TNB | DISTRIBUTION | WP PUTRAJAYA & CYBERJAYA | Existing | 11 kV |  | RYB | VCBJ/PCE/J25031 | PE 25.03 HOSTEL BLOK 1B
378386773 | TNB | DISTRIBUTION | WP PUTRAJAYA & CYBERJAYA | Existing | 11 kV |  | RYB | VCBJ/PCE/J25031 | PE 25.03 HOSTEL BLOK 1B
378386776 | TNB | DISTRIBUTION | WP PUTRAJAYA & CYBERJAYA | Existing | 11 kV |  | RYB | VCBJ/PCE/J25031 | PE 25.03 HOSTEL BLOK 1B
378386777 | TNB | DISTRIBUTION | WP PUTRAJAYA & CYBERJAYA | Existing | 11 kV |  | RYB | VCBJ/PCE/J25031 | PE 25.03 HOSTEL BLOK 1B
378386850 | TNB | DISTRIBUTION | WP PUTRAJAYA & CYBERJAYA | Existing | 11 kV |  | RYB | VCBJ/PCE/J25021 | PE 25.02 HOSTEL BLOK 1A
378386851 | TNB | DISTRIBUTION | WP PUTRAJAYA & CYBERJAYA | Existing | 11 kV |  | RYB | VCBJ/PCE/J25021 | PE 25.02 HOSTEL BLOK 1A
378386856 | TNB | DISTRIBUTION | WP PUTRAJAYA & CYBERJAYA | Existing | 11 kV |  | RYB | VCBJ/PCE/J25021 | PE 25.02 HOSTEL BLOK 1A
378386862 | TNB | DISTRIBUTION | WP PUTRAJAYA & CYBERJAYA | Existing | 11 kV |  | RYB | VCBJ/PCE/J25021 | PE 25.02 HOSTEL BLOK 1A
378386863 | TNB | DISTRIBUTION | WP PUTRAJAYA & CYBERJAYA | Existing | 11 kV |  | RYB | VCBJ/PCE/J25021 | PE 25.02 HOSTEL BLOK 1A
378386867 | TNB | DISTRIBUTION | WP PUTRAJAYA & CYBERJAYA | Existing | 11 kV |  | RYB | VCBJ/PCE/J25021 | PE 25.02 HOSTEL BLOK 1A
378386870 | TNB | DISTRIBUTION | WP PUTRAJAYA & CYBERJAYA | Existing | 11 kV |  | RYB | VCBJ/PCE/J25021 | PE 25.02 HOSTEL BLOK 1A
378386871 | TNB | DISTRIBUTION | WP PUTRAJAYA & CYBERJAYA | Existing | 11 kV |  | RYB | VCBJ/PCE/J25021 | PE 25.02 HOSTEL BLOK 1A
378386948 | TNB | DISTRIBUTION | WP PUTRAJAYA & CYBERJAYA | Existing | 11 kV |  | RYB | VCBJ/PCE/J23031 | PE 23.03 MUTIARA VILLE 1
378386949 | TNB | DISTRIBUTION | WP PUTRAJAYA & CYBERJAYA | Existing | 11 kV |  | RYB | VCBJ/PCE/J23031 | PE 23.03 MUTIARA VILLE 1
378386954 | TNB | DISTRIBUTION | WP PUTRAJAYA & CYBERJAYA | Existing | 11 kV |  | RYB | VCBJ/PCE/J23031 | PE 23.03 MUTIARA VILLE 1
378386960 | TNB | DISTRIBUTION | WP PUTRAJAYA & CYBERJAYA | Existing | 11 kV |  | RYB | VCBJ/PCE/J23031 | PE 23.03 MUTIARA VILLE 1
378386961 | TNB | DISTRIBUTION | WP PUTRAJAYA & CYBERJAYA | Existing | 11 kV |  | RYB | VCBJ/PCE/J23031 | PE 23.03 MUTIARA VILLE 1
378386965 | TNB | DISTRIBUTION | WP PUTRAJAYA & CYBERJAYA | Existing | 11 kV |  | RYB | VCBJ/PCE/J23031 | PE 23.03 MUTIARA VILLE 1
378386968 | TNB | DISTRIBUTION | WP PUTRAJAYA & CYBERJAYA | Existing | 11 kV |  | RYB | VCBJ/PCE/J23031 | PE 23.03 MUTIARA VILLE 1
378386969 | TNB | DISTRIBUTION | WP PUTRAJAYA & CYBERJAYA | Existing | 11 kV |  | RYB | VCBJ/PCE/J23031 | PE 23.03 MUTIARA VILLE 1
378387042 | TNB | DISTRIBUTION | WP PUTRAJAYA & CYBERJAYA | Existing | 11 kV |  | RYB | VCBJ/PCE/J23041 | PE 23.04 MUTIARA VILLE 2
378387043 | TNB | DISTRIBUTION | WP PUTRAJAYA & CYBERJAYA | Existing | 11 kV |  | RYB | VCBJ/PCE/J23041 | PE 23.04 MUTIARA VILLE 2
378387048 | TNB | DISTRIBUTION | WP PUTRAJAYA & CYBERJAYA | Existing | 11 kV |  | RYB | VCBJ/PCE/J23041 | PE 23.04 MUTIARA VILLE 2
378387054 | TNB | DISTRIBUTION | WP PUTRAJAYA & CYBERJAYA | Existing | 11 kV |  | RYB | VCBJ/PCE/J23041 | PE 23.04 MUTIARA VILLE 2
378387055 | TNB | DISTRIBUTION | WP PUTRAJAYA & CYBERJAYA | Existing | 11 kV |  | RYB | VCBJ/PCE/J23041 | PE 23.04 MUTIARA VILLE 2
378387059 | TNB | DISTRIBUTION | WP PUTRAJAYA & CYBERJAYA | Existing | 11 kV |  | RYB | VCBJ/PCE/J23041 | PE 23.04 MUTIARA VILLE 2
378387062 | TNB | DISTRIBUTION | WP PUTRAJAYA & CYBERJAYA | Existing | 11 kV |  | RYB | VCBJ/PCE/J23041 | PE 23.04 MUTIARA VILLE 2
378387063 | TNB | DISTRIBUTION | WP PUTRAJAYA & CYBERJAYA | Existing | 11 kV |  | RYB | VCBJ/PCE/J23041 | PE 23.04 MUTIARA VILLE 2
378387148 | TNB | DISTRIBUTION | WP PUTRAJAYA & CYBERJAYA | Existing | 11 kV |  | RYB | VCBJ/PCE/J23021 | SS 23.02 STP A F1
378387150 | TNB | DISTRIBUTION | WP PUTRAJAYA & CYBERJAYA | Existing | 11 kV |  | RYB | VCBJ/PCE/J23021 | SS 23.02 STP A F1
378387152 | TNB | DISTRIBUTION | WP PUTRAJAYA & CYBERJAYA | Existing | 11 kV |  | RYB | VCBJ/PCE/J23021 | SS 23.02 STP A F1
378387155 | TNB | DISTRIBUTION | WP PUTRAJAYA & CYBERJAYA | Existing | 11 kV |  | RYB | VCBJ/PCE/J23021 | SS 23.02 STP A F1
378387156 | TNB | DISTRIBUTION | WP PUTRAJAYA & CYBERJAYA | Existing | 11 kV |  | RYB | VCBJ/PCE/J23021 | SS 23.02 STP A F1
378387157 | TNB | DISTRIBUTION | WP PUTRAJAYA & CYBERJAYA | Existing | 11 kV |  | RYB | VCBJ/PCE/J23021 | SS 23.02 STP A F1
378387163 | TNB | DISTRIBUTION | WP PUTRAJAYA & CYBERJAYA | Existing | 11 kV |  | RYB | VCBJ/PCE/J23021 | SS 23.02 STP A F1
378387168 | TNB | DISTRIBUTION | WP PUTRAJAYA & CYBERJAYA | Existing | 11 kV |  | RYB | VCBJ/PCE/J23021 | SS 23.02 STP A F1
378387174 | TNB | DISTRIBUTION | WP PUTRAJAYA & CYBERJAYA | Existing | 11 kV |  | RYB | VCBJ/PCE/J23022 | SS 23.02 STP A F2
378387176 | TNB | DISTRIBUTION | WP PUTRAJAYA & CYBERJAYA | Existing | 11 kV |  | RYB | VCBJ/PCE/J23022 | SS 23.02 STP A F2
378387178 | TNB | DISTRIBUTION | WP PUTRAJAYA & CYBERJAYA | Existing | 11 kV |  | RYB | VCBJ/PCE/J23022 | SS 23.02 STP A F2
378387181 | TNB | DISTRIBUTION | WP PUTRAJAYA & CYBERJAYA | Existing | 11 kV |  | RYB | VCBJ/PCE/J23022 | SS 23.02 STP A F2
378387182 | TNB | DISTRIBUTION | WP PUTRAJAYA & CYBERJAYA | Existing | 11 kV |  | RYB | VCBJ/PCE/J23022 | SS 23.02 STP A F2
378387183 | TNB | DISTRIBUTION | WP PUTRAJAYA & CYBERJAYA | Existing | 11 kV |  | RYB | VCBJ/PCE/J23022 | SS 23.02 STP A F2
378387189 | TNB | DISTRIBUTION | WP PUTRAJAYA & CYBERJAYA | Existing | 11 kV |  | RYB | VCBJ/PCE/J23022 | SS 23.02 STP A F2
378387194 | TNB | DISTRIBUTION | WP PUTRAJAYA & CYBERJAYA | Existing | 11 kV |  | RYB | VCBJ/PCE/J23022 | SS 23.02 STP A F2
378387213 | TNB | DISTRIBUTION | WP PUTRAJAYA & CYBERJAYA | Existing | 11 kV |  | RYB | VCBJ/PCE/J23011 | PE 23.01 PS 2-9 F1
378387214 | TNB | DISTRIBUTION | WP PUTRAJAYA & CYBERJAYA | Existing | 11 kV |  | RYB | VCBJ/PCE/J23011 | PE 23.01 PS 2-9 F1
378387219 | TNB | DISTRIBUTION | WP PUTRAJAYA & CYBERJAYA | Existing | 11 kV |  | RYB | VCBJ/PCE/J23011 | PE 23.01 PS 2-9 F1
378387225 | TNB | DISTRIBUTION | WP PUTRAJAYA & CYBERJAYA | Existing | 11 kV |  | RYB | VCBJ/PCE/J23011 | PE 23.01 PS 2-9 F1
378387226 | TNB | DISTRIBUTION | WP PUTRAJAYA & CYBERJAYA | Existing | 11 kV |  | RYB | VCBJ/PCE/J23011 | PE 23.01 PS 2-9 F1
378387230 | TNB | DISTRIBUTION | WP PUTRAJAYA & CYBERJAYA | Existing | 11 kV |  | RYB | VCBJ/PCE/J23011 | PE 23.01 PS 2-9 F1
378387233 | TNB | DISTRIBUTION | WP PUTRAJAYA & CYBERJAYA | Existing | 11 kV |  | RYB | VCBJ/PCE/J23011 | PE 23.01 PS 2-9 F1
378387234 | TNB | DISTRIBUTION | WP PUTRAJAYA & CYBERJAYA | Existing | 11 kV |  | RYB | VCBJ/PCE/J23011 | PE 23.01 PS 2-9 F1
378387236 | TNB | DISTRIBUTION | WP PUTRAJAYA & CYBERJAYA | Existing | 11 kV |  | RYB | VCBJ/PCE/J23012 | PE 23.01 PS 2-9 F2
378387237 | TNB | DISTRIBUTION | WP PUTRAJAYA & CYBERJAYA | Existing | 11 kV |  | RYB | VCBJ/PCE/J23012 | PE 23.01 PS 2-9 F2
378387242 | TNB | DISTRIBUTION | WP PUTRAJAYA & CYBERJAYA | Existing | 11 kV |  | RYB | VCBJ/PCE/J23012 | PE 23.01 PS 2-9 F2
378387248 | TNB | DISTRIBUTION | WP PUTRAJAYA & CYBERJAYA | Existing | 11 kV |  | RYB | VCBJ/PCE/J23012 | PE 23.01 PS 2-9 F2
378387249 | TNB | DISTRIBUTION | WP PUTRAJAYA & CYBERJAYA | Existing | 11 kV |  | RYB | VCBJ/PCE/J23012 | PE 23.01 PS 2-9 F2
378387253 | TNB | DISTRIBUTION | WP PUTRAJAYA & CYBERJAYA | Existing | 11 kV |  | RYB | VCBJ/PCE/J23012 | PE 23.01 PS 2-9 F2
378387256 | TNB | DISTRIBUTION | WP PUTRAJAYA & CYBERJAYA | Existing | 11 kV |  | RYB | VCBJ/PCE/J23012 | PE 23.01 PS 2-9 F2
378387257 | TNB | DISTRIBUTION | WP PUTRAJAYA & CYBERJAYA | Existing | 11 kV |  | RYB | VCBJ/PCE/J23012 | PE 23.01 PS 2-9 F2
378400210 | TNB | DISTRIBUTION | WP PUTRAJAYA & CYBERJAYA | Existing | 11 kV |  | RYB | VPTJ/PCE/J11211 | PE 11.21 PUSAT KEJIRANAN (F1)
378400211 | TNB | DISTRIBUTION | WP PUTRAJAYA & CYBERJAYA | Existing | 11 kV |  | RYB | VPTJ/PCE/J11211 | PE 11.21 PUSAT KEJIRANAN (F1)
378400216 | TNB | DISTRIBUTION | WP PUTRAJAYA & CYBERJAYA | Existing | 11 kV |  | RYB | VPTJ/PCE/J11211 | PE 11.21 PUSAT KEJIRANAN (F1)
378400222 | TNB | DISTRIBUTION | WP PUTRAJAYA & CYBERJAYA | Existing | 11 kV |  | RYB | VPTJ/PCE/J11211 | PE 11.21 PUSAT KEJIRANAN (F1)
378400223 | TNB | DISTRIBUTION | WP PUTRAJAYA & CYBERJAYA | Existing | 11 kV |  | RYB | VPTJ/PCE/J11211 | PE 11.21 PUSAT KEJIRANAN (F1)
378400227 | TNB | DISTRIBUTION | WP PUTRAJAYA & CYBERJAYA | Existing | 11 kV |  | RYB | VPTJ/PCE/J11211 | PE 11.21 PUSAT KEJIRANAN (F1)
378400230 | TNB | DISTRIBUTION | WP PUTRAJAYA & CYBERJAYA | Existing | 11 kV |  | RYB | VPTJ/PCE/J11211 | PE 11.21 PUSAT KEJIRANAN (F1)
378400231 | TNB | DISTRIBUTION | WP PUTRAJAYA & CYBERJAYA | Existing | 11 kV |  | RYB | VPTJ/PCE/J11211 | PE 11.21 PUSAT KEJIRANAN (F1)
378400291 | TNB | DISTRIBUTION | WP PUTRAJAYA & CYBERJAYA | Existing | 11 kV |  | RYB | VPTJ/PCE/J11212 | PE 11.21 PUSAT KEJIRANAN (F2)
378400292 | TNB | DISTRIBUTION | WP PUTRAJAYA & CYBERJAYA | Existing | 11 kV |  | RYB | VPTJ/PCE/J11212 | PE 11.21 PUSAT KEJIRANAN (F2)
378400297 | TNB | DISTRIBUTION | WP PUTRAJAYA & CYBERJAYA | Existing | 11 kV |  | RYB | VPTJ/PCE/J11212 | PE 11.21 PUSAT KEJIRANAN (F2)
378400303 | TNB | DISTRIBUTION | WP PUTRAJAYA & CYBERJAYA | Existing | 11 kV |  | RYB | VPTJ/PCE/J11212 | PE 11.21 PUSAT KEJIRANAN (F2)
378400304 | TNB | DISTRIBUTION | WP PUTRAJAYA & CYBERJAYA | Existing | 11 kV |  | RYB | VPTJ/PCE/J11212 | PE 11.21 PUSAT KEJIRANAN (F2)
378400308 | TNB | DISTRIBUTION | WP PUTRAJAYA & CYBERJAYA | Existing | 11 kV |  | RYB | VPTJ/PCE/J11212 | PE 11.21 PUSAT KEJIRANAN (F2)
378400311 | TNB | DISTRIBUTION | WP PUTRAJAYA & CYBERJAYA | Existing | 11 kV |  | RYB | VPTJ/PCE/J11212 | PE 11.21 PUSAT KEJIRANAN (F2)
378400312 | TNB | DISTRIBUTION | WP PUTRAJAYA & CYBERJAYA | Existing | 11 kV |  | RYB | VPTJ/PCE/J11212 | PE 11.21 PUSAT KEJIRANAN (F2)
378400375 | TNB | DISTRIBUTION | WP PUTRAJAYA & CYBERJAYA | Existing | 11 kV |  | RYB | VPTJ/PCE/J11381 | PE 11.38 PS 13
378400376 | TNB | DISTRIBUTION | WP PUTRAJAYA & CYBERJAYA | Existing | 11 kV |  | RYB | VPTJ/PCE/J11381 | PE 11.38 PS 13
378400381 | TNB | DISTRIBUTION | WP PUTRAJAYA & CYBERJAYA | Existing | 11 kV |  | RYB | VPTJ/PCE/J11381 | PE 11.38 PS 13
378400387 | TNB | DISTRIBUTION | WP PUTRAJAYA & CYBERJAYA | Existing | 11 kV |  | RYB | VPTJ/PCE/J11381 | PE 11.38 PS 13
378400388 | TNB | DISTRIBUTION | WP PUTRAJAYA & CYBERJAYA | Existing | 11 kV |  | RYB | VPTJ/PCE/J11381 | PE 11.38 PS 13
378400392 | TNB | DISTRIBUTION | WP PUTRAJAYA & CYBERJAYA | Existing | 11 kV |  | RYB | VPTJ/PCE/J11381 | PE 11.38 PS 13
378400395 | TNB | DISTRIBUTION | WP PUTRAJAYA & CYBERJAYA | Existing | 11 kV |  | RYB | VPTJ/PCE/J11381 | PE 11.38 PS 13
378400396 | TNB | DISTRIBUTION | WP PUTRAJAYA & CYBERJAYA | Existing | 11 kV |  | RYB | VPTJ/PCE/J11381 | PE 11.38 PS 13
378400468 | TNB | DISTRIBUTION | WP PUTRAJAYA & CYBERJAYA | Existing | 11 kV |  | RYB | VPTJ/PCE/J11391 | PE 11.39 BLOK A
378400469 | TNB | DISTRIBUTION | WP PUTRAJAYA & CYBERJAYA | Existing | 11 kV |  | RYB | VPTJ/PCE/J11391 | PE 11.39 BLOK A
378400474 | TNB | DISTRIBUTION | WP PUTRAJAYA & CYBERJAYA | Existing | 11 kV |  | RYB | VPTJ/PCE/J11391 | PE 11.39 BLOK A
378400480 | TNB | DISTRIBUTION | WP PUTRAJAYA & CYBERJAYA | Existing | 11 kV |  | RYB | VPTJ/PCE/J11391 | PE 11.39 BLOK A
378400481 | TNB | DISTRIBUTION | WP PUTRAJAYA & CYBERJAYA | Existing | 11 kV |  | RYB | VPTJ/PCE/J11391 | PE 11.39 BLOK A
378400485 | TNB | DISTRIBUTION | WP PUTRAJAYA & CYBERJAYA | Existing | 11 kV |  | RYB | VPTJ/PCE/J11391 | PE 11.39 BLOK A
378400488 | TNB | DISTRIBUTION | WP PUTRAJAYA & CYBERJAYA | Existing | 11 kV |  | RYB | VPTJ/PCE/J11391 | PE 11.39 BLOK A
378400489 | TNB | DISTRIBUTION | WP PUTRAJAYA & CYBERJAYA | Existing | 11 kV |  | RYB | VPTJ/PCE/J11391 | PE 11.39 BLOK A
378400558 | TNB | DISTRIBUTION | WP PUTRAJAYA & CYBERJAYA | Existing | 11 kV |  | RYB | VPTJ/PCE/J11402 | PE 11.40 BLOK C (F2)
378400569 | TNB | DISTRIBUTION | WP PUTRAJAYA & CYBERJAYA | Existing | 11 kV |  | RYB | VPTJ/PCE/J11402 | PE 11.40 BLOK C (F2)
378400570 | TNB | DISTRIBUTION | WP PUTRAJAYA & CYBERJAYA | Existing | 11 kV |  | RYB | VPTJ/PCE/J11402 | PE 11.40 BLOK C (F2)
378400579 | TNB | DISTRIBUTION | WP PUTRAJAYA & CYBERJAYA | Existing | 11 kV |  | RYB | VPTJ/PCE/J11402 | PE 11.40 BLOK C (F2)
378400585 | TNB | DISTRIBUTION | WP PUTRAJAYA & CYBERJAYA | Existing | 11 kV |  | RYB | VPTJ/PCE/J11402 | PE 11.40 BLOK C (F2)
378400587 | TNB | DISTRIBUTION | WP PUTRAJAYA & CYBERJAYA | Existing | 11 kV |  | RYB | VPTJ/PCE/J11402 | PE 11.40 BLOK C (F2)
378400589 | TNB | DISTRIBUTION | WP PUTRAJAYA & CYBERJAYA | Existing | 11 kV |  | RYB | VPTJ/PCE/J11402 | PE 11.40 BLOK C (F2)
378400595 | TNB | DISTRIBUTION | WP PUTRAJAYA & CYBERJAYA | Existing | 11 kV |  | RYB | VPTJ/PCE/J11402 | PE 11.40 BLOK C (F2)
378400664 | TNB | DISTRIBUTION | WP PUTRAJAYA & CYBERJAYA | Existing | 11 kV |  | RYB | VPTJ/PCE/J11401 | PE 11.40 BLOK C (F1)
378400675 | TNB | DISTRIBUTION | WP PUTRAJAYA & CYBERJAYA | Existing | 11 kV |  | RYB | VPTJ/PCE/J11401 | PE 11.40 BLOK C (F1)
378400676 | TNB | DISTRIBUTION | WP PUTRAJAYA & CYBERJAYA | Existing | 11 kV |  | RYB | VPTJ/PCE/J11401 | PE 11.40 BLOK C (F1)
378400685 | TNB | DISTRIBUTION | WP PUTRAJAYA & CYBERJAYA | Existing | 11 kV |  | RYB | VPTJ/PCE/J11401 | PE 11.40 BLOK C (F1)
378400691 | TNB | DISTRIBUTION | WP PUTRAJAYA & CYBERJAYA | Existing | 11 kV |  | RYB | VPTJ/PCE/J11401 | PE 11.40 BLOK C (F1)
378400693 | TNB | DISTRIBUTION | WP PUTRAJAYA & CYBERJAYA | Existing | 11 kV |  | RYB | VPTJ/PCE/J11401 | PE 11.40 BLOK C (F1)
378400695 | TNB | DISTRIBUTION | WP PUTRAJAYA & CYBERJAYA | Existing | 11 kV |  | RYB | VPTJ/PCE/J11401 | PE 11.40 BLOK C (F1)
378400701 | TNB | DISTRIBUTION | WP PUTRAJAYA & CYBERJAYA | Existing | 11 kV |  | RYB | VPTJ/PCE/J11401 | PE 11.40 BLOK C (F1)
378400773 | TNB | DISTRIBUTION | WP PUTRAJAYA & CYBERJAYA | Existing | 11 kV |  | RYB | VPTJ/PCE/J01461 | SS 1.46 E9 (F1)
378400775 | TNB | DISTRIBUTION | WP PUTRAJAYA & CYBERJAYA | Existing | 11 kV |  | RYB | VPTJ/PCE/J01461 | SS 1.46 E9 (F1)
378400777 | TNB | DISTRIBUTION | WP PUTRAJAYA & CYBERJAYA | Existing | 11 kV |  | RYB | VPTJ/PCE/J01461 | SS 1.46 E9 (F1)
378400780 | TNB | DISTRIBUTION | WP PUTRAJAYA & CYBERJAYA | Existing | 11 kV |  | RYB | VPTJ/PCE/J01461 | SS 1.46 E9 (F1)
378400781 | TNB | DISTRIBUTION | WP PUTRAJAYA & CYBERJAYA | Existing | 11 kV |  | RYB | VPTJ/PCE/J01461 | SS 1.46 E9 (F1)
378400782 | TNB | DISTRIBUTION | WP PUTRAJAYA & CYBERJAYA | Existing | 11 kV |  | RYB | VPTJ/PCE/J01461 | SS 1.46 E9 (F1)
378400788 | TNB | DISTRIBUTION | WP PUTRAJAYA & CYBERJAYA | Existing | 11 kV |  | RYB | VPTJ/PCE/J01461 | SS 1.46 E9 (F1)
378400793 | TNB | DISTRIBUTION | WP PUTRAJAYA & CYBERJAYA | Existing | 11 kV |  | RYB | VPTJ/PCE/J01461 | SS 1.46 E9 (F1)
378400799 | TNB | DISTRIBUTION | WP PUTRAJAYA & CYBERJAYA | Existing | 11 kV |  | RYB | VPTJ/PCE/J01462 | SS 1.46 E9 (F2)
378400801 | TNB | DISTRIBUTION | WP PUTRAJAYA & CYBERJAYA | Existing | 11 kV |  | RYB | VPTJ/PCE/J01462 | SS 1.46 E9 (F2)
378400803 | TNB | DISTRIBUTION | WP PUTRAJAYA & CYBERJAYA | Existing | 11 kV |  | RYB | VPTJ/PCE/J01462 | SS 1.46 E9 (F2)
378400806 | TNB | DISTRIBUTION | WP PUTRAJAYA & CYBERJAYA | Existing | 11 kV |  | RYB | VPTJ/PCE/J01462 | SS 1.46 E9 (F2)
378400807 | TNB | DISTRIBUTION | WP PUTRAJAYA & CYBERJAYA | Existing | 11 kV |  | RYB | VPTJ/PCE/J01462 | SS 1.46 E9 (F2)
378400808 | TNB | DISTRIBUTION | WP PUTRAJAYA & CYBERJAYA | Existing | 11 kV |  | RYB | VPTJ/PCE/J01462 | SS 1.46 E9 (F2)
378400814 | TNB | DISTRIBUTION | WP PUTRAJAYA & CYBERJAYA | Existing | 11 kV |  | RYB | VPTJ/PCE/J01462 | SS 1.46 E9 (F2)
378400819 | TNB | DISTRIBUTION | WP PUTRAJAYA & CYBERJAYA | Existing | 11 kV |  | RYB | VPTJ/PCE/J01462 | SS 1.46 E9 (F2)
378400832 | TNB | DISTRIBUTION | WP PUTRAJAYA & CYBERJAYA | Existing | 11 kV |  | RYB | VPTJ/PCE/J01451 | SS 1.45 E8 (F1)
378400843 | TNB | DISTRIBUTION | WP PUTRAJAYA & CYBERJAYA | Existing | 11 kV |  | RYB | VPTJ/PCE/J01451 | SS 1.45 E8 (F1)
378400844 | TNB | DISTRIBUTION | WP PUTRAJAYA & CYBERJAYA | Existing | 11 kV |  | RYB | VPTJ/PCE/J01451 | SS 1.45 E8 (F1)
378400853 | TNB | DISTRIBUTION | WP PUTRAJAYA & CYBERJAYA | Existing | 11 kV |  | RYB | VPTJ/PCE/J01451 | SS 1.45 E8 (F1)
378400859 | TNB | DISTRIBUTION | WP PUTRAJAYA & CYBERJAYA | Existing | 11 kV |  | RYB | VPTJ/PCE/J01451 | SS 1.45 E8 (F1)
378400861 | TNB | DISTRIBUTION | WP PUTRAJAYA & CYBERJAYA | Existing | 11 kV |  | RYB | VPTJ/PCE/J01451 | SS 1.45 E8 (F1)
378400863 | TNB | DISTRIBUTION | WP PUTRAJAYA & CYBERJAYA | Existing | 11 kV |  | RYB | VPTJ/PCE/J01451 | SS 1.45 E8 (F1)
378400869 | TNB | DISTRIBUTION | WP PUTRAJAYA & CYBERJAYA | Existing | 11 kV |  | RYB | VPTJ/PCE/J01451 | SS 1.45 E8 (F1)
378400880 | TNB | DISTRIBUTION | WP PUTRAJAYA & CYBERJAYA | Existing | 11 kV |  | RYB | VPTJ/PCE/J01452 | SS 1.45 E8 (F2)
378400891 | TNB | DISTRIBUTION | WP PUTRAJAYA & CYBERJAYA | Existing | 11 kV |  | RYB | VPTJ/PCE/J01452 | SS 1.45 E8 (F2)
378400892 | TNB | DISTRIBUTION | WP PUTRAJAYA & CYBERJAYA | Existing | 11 kV |  | RYB | VPTJ/PCE/J01452 | SS 1.45 E8 (F2)
378400901 | TNB | DISTRIBUTION | WP PUTRAJAYA & CYBERJAYA | Existing | 11 kV |  | RYB | VPTJ/PCE/J01452 | SS 1.45 E8 (F2)
378400907 | TNB | DISTRIBUTION | WP PUTRAJAYA & CYBERJAYA | Existing | 11 kV |  | RYB | VPTJ/PCE/J01452 | SS 1.45 E8 (F2)
378400909 | TNB | DISTRIBUTION | WP PUTRAJAYA & CYBERJAYA | Existing | 11 kV |  | RYB | VPTJ/PCE/J01452 | SS 1.45 E8 (F2)
378400911 | TNB | DISTRIBUTION | WP PUTRAJAYA & CYBERJAYA | Existing | 11 kV |  | RYB | VPTJ/PCE/J01452 | SS 1.45 E8 (F2)
378400917 | TNB | DISTRIBUTION | WP PUTRAJAYA & CYBERJAYA | Existing | 11 kV |  | RYB | VPTJ/PCE/J01452 | SS 1.45 E8 (F2)
378400921 | TNB | DISTRIBUTION | WP PUTRAJAYA & CYBERJAYA | Existing | 11 kV |  | RYB | VPTJ/PCE/J01501 | SS 1.50 E13 (F1)
378400923 | TNB | DISTRIBUTION | WP PUTRAJAYA & CYBERJAYA | Existing | 11 kV |  | RYB | VPTJ/PCE/J01501 | SS 1.50 E13 (F1)
378400925 | TNB | DISTRIBUTION | WP PUTRAJAYA & CYBERJAYA | Existing | 11 kV |  | RYB | VPTJ/PCE/J01501 | SS 1.50 E13 (F1)
378400928 | TNB | DISTRIBUTION | WP PUTRAJAYA & CYBERJAYA | Existing | 11 kV |  | RYB | VPTJ/PCE/J01501 | SS 1.50 E13 (F1)
378400929 | TNB | DISTRIBUTION | WP PUTRAJAYA & CYBERJAYA | Existing | 11 kV |  | RYB | VPTJ/PCE/J01501 | SS 1.50 E13 (F1)
378400930 | TNB | DISTRIBUTION | WP PUTRAJAYA & CYBERJAYA | Existing | 11 kV |  | RYB | VPTJ/PCE/J01501 | SS 1.50 E13 (F1)
378400936 | TNB | DISTRIBUTION | WP PUTRAJAYA & CYBERJAYA | Existing | 11 kV |  | RYB | VPTJ/PCE/J01501 | SS 1.50 E13 (F1)
378400941 | TNB | DISTRIBUTION | WP PUTRAJAYA & CYBERJAYA | Existing | 11 kV |  | RYB | VPTJ/PCE/J01501 | SS 1.50 E13 (F1)
378400947 | TNB | DISTRIBUTION | WP PUTRAJAYA & CYBERJAYA | Existing | 11 kV |  | RYB | VPTJ/PCE/J01502 | SS 1.50 E13 (F2)
378400949 | TNB | DISTRIBUTION | WP PUTRAJAYA & CYBERJAYA | Existing | 11 kV |  | RYB | VPTJ/PCE/J01502 | SS 1.50 E13 (F2)
378400951 | TNB | DISTRIBUTION | WP PUTRAJAYA & CYBERJAYA | Existing | 11 kV |  | RYB | VPTJ/PCE/J01502 | SS 1.50 E13 (F2)
378400954 | TNB | DISTRIBUTION | WP PUTRAJAYA & CYBERJAYA | Existing | 11 kV |  | RYB | VPTJ/PCE/J01502 | SS 1.50 E13 (F2)
378400955 | TNB | DISTRIBUTION | WP PUTRAJAYA & CYBERJAYA | Existing | 11 kV |  | RYB | VPTJ/PCE/J01502 | SS 1.50 E13 (F2)
378400956 | TNB | DISTRIBUTION | WP PUTRAJAYA & CYBERJAYA | Existing | 11 kV |  | RYB | VPTJ/PCE/J01502 | SS 1.50 E13 (F2)
378400962 | TNB | DISTRIBUTION | WP PUTRAJAYA & CYBERJAYA | Existing | 11 kV |  | RYB | VPTJ/PCE/J01502 | SS 1.50 E13 (F2)
378400967 | TNB | DISTRIBUTION | WP PUTRAJAYA & CYBERJAYA | Existing | 11 kV |  | RYB | VPTJ/PCE/J01502 | SS 1.50 E13 (F2)
378400980 | TNB | DISTRIBUTION | WP PUTRAJAYA & CYBERJAYA | Existing | 11 kV |  | RYB | VPTJ/PCE/J01491 | SS 1.49 E12 (F1)
378400991 | TNB | DISTRIBUTION | WP PUTRAJAYA & CYBERJAYA | Existing | 11 kV |  | RYB | VPTJ/PCE/J01491 | SS 1.49 E12 (F1)
378400992 | TNB | DISTRIBUTION | WP PUTRAJAYA & CYBERJAYA | Existing | 11 kV |  | RYB | VPTJ/PCE/J01491 | SS 1.49 E12 (F1)
378401001 | TNB | DISTRIBUTION | WP PUTRAJAYA & CYBERJAYA | Existing | 11 kV |  | RYB | VPTJ/PCE/J01491 | SS 1.49 E12 (F1)
378401007 | TNB | DISTRIBUTION | WP PUTRAJAYA & CYBERJAYA | Existing | 11 kV |  | RYB | VPTJ/PCE/J01491 | SS 1.49 E12 (F1)
378401009 | TNB | DISTRIBUTION | WP PUTRAJAYA & CYBERJAYA | Existing | 11 kV |  | RYB | VPTJ/PCE/J01491 | SS 1.49 E12 (F1)
378401011 | TNB | DISTRIBUTION | WP PUTRAJAYA & CYBERJAYA | Existing | 11 kV |  | RYB | VPTJ/PCE/J01491 | SS 1.49 E12 (F1)
378401017 | TNB | DISTRIBUTION | WP PUTRAJAYA & CYBERJAYA | Existing | 11 kV |  | RYB | VPTJ/PCE/J01491 | SS 1.49 E12 (F1)
378401028 | TNB | DISTRIBUTION | WP PUTRAJAYA & CYBERJAYA | Existing | 11 kV |  | RYB | VPTJ/PCE/J01492 | SS 1.49 E12 F2)
378401039 | TNB | DISTRIBUTION | WP PUTRAJAYA & CYBERJAYA | Existing | 11 kV |  | RYB | VPTJ/PCE/J01492 | SS 1.49 E12 F2)
378401040 | TNB | DISTRIBUTION | WP PUTRAJAYA & CYBERJAYA | Existing | 11 kV |  | RYB | VPTJ/PCE/J01492 | SS 1.49 E12 F2)
378401049 | TNB | DISTRIBUTION | WP PUTRAJAYA & CYBERJAYA | Existing | 11 kV |  | RYB | VPTJ/PCE/J01492 | SS 1.49 E12 F2)
378401055 | TNB | DISTRIBUTION | WP PUTRAJAYA & CYBERJAYA | Existing | 11 kV |  | RYB | VPTJ/PCE/J01492 | SS 1.49 E12 F2)
378401057 | TNB | DISTRIBUTION | WP PUTRAJAYA & CYBERJAYA | Existing | 11 kV |  | RYB | VPTJ/PCE/J01492 | SS 1.49 E12 F2)
378401059 | TNB | DISTRIBUTION | WP PUTRAJAYA & CYBERJAYA | Existing | 11 kV |  | RYB | VPTJ/PCE/J01492 | SS 1.49 E12 F2)
378401065 | TNB | DISTRIBUTION | WP PUTRAJAYA & CYBERJAYA | Existing | 11 kV |  | RYB | VPTJ/PCE/J01492 | SS 1.49 E12 F2)
378401069 | TNB | DISTRIBUTION | WP PUTRAJAYA & CYBERJAYA | Existing | 11 kV |  | RYB | VPTJ/PCE/J01481 | SS 1.48 E11 (F1)
378401071 | TNB | DISTRIBUTION | WP PUTRAJAYA & CYBERJAYA | Existing | 11 kV |  | RYB | VPTJ/PCE/J01481 | SS 1.48 E11 (F1)
378401073 | TNB | DISTRIBUTION | WP PUTRAJAYA & CYBERJAYA | Existing | 11 kV |  | RYB | VPTJ/PCE/J01481 | SS 1.48 E11 (F1)
378401076 | TNB | DISTRIBUTION | WP PUTRAJAYA & CYBERJAYA | Existing | 11 kV |  | RYB | VPTJ/PCE/J01481 | SS 1.48 E11 (F1)
378401077 | TNB | DISTRIBUTION | WP PUTRAJAYA & CYBERJAYA | Existing | 11 kV |  | RYB | VPTJ/PCE/J01481 | SS 1.48 E11 (F1)
378401078 | TNB | DISTRIBUTION | WP PUTRAJAYA & CYBERJAYA | Existing | 11 kV |  | RYB | VPTJ/PCE/J01481 | SS 1.48 E11 (F1)
378401084 | TNB | DISTRIBUTION | WP PUTRAJAYA & CYBERJAYA | Existing | 11 kV |  | RYB | VPTJ/PCE/J01481 | SS 1.48 E11 (F1)
378401089 | TNB | DISTRIBUTION | WP PUTRAJAYA & CYBERJAYA | Existing | 11 kV |  | RYB | VPTJ/PCE/J01481 | SS 1.48 E11 (F1)
378401095 | TNB | DISTRIBUTION | WP PUTRAJAYA & CYBERJAYA | Existing | 11 kV |  | RYB | VPTJ/PCE/J01482 | SS 1.48 E11 (F2)
378401097 | TNB | DISTRIBUTION | WP PUTRAJAYA & CYBERJAYA | Existing | 11 kV |  | RYB | VPTJ/PCE/J01482 | SS 1.48 E11 (F2)
378401099 | TNB | DISTRIBUTION | WP PUTRAJAYA & CYBERJAYA | Existing | 11 kV |  | RYB | VPTJ/PCE/J01482 | SS 1.48 E11 (F2)
378401102 | TNB | DISTRIBUTION | WP PUTRAJAYA & CYBERJAYA | Existing | 11 kV |  | RYB | VPTJ/PCE/J01482 | SS 1.48 E11 (F2)
378401103 | TNB | DISTRIBUTION | WP PUTRAJAYA & CYBERJAYA | Existing | 11 kV |  | RYB | VPTJ/PCE/J01482 | SS 1.48 E11 (F2)
378401104 | TNB | DISTRIBUTION | WP PUTRAJAYA & CYBERJAYA | Existing | 11 kV |  | RYB | VPTJ/PCE/J01482 | SS 1.48 E11 (F2)
378401110 | TNB | DISTRIBUTION | WP PUTRAJAYA & CYBERJAYA | Existing | 11 kV |  | RYB | VPTJ/PCE/J01482 | SS 1.48 E11 (F2)
378401115 | TNB | DISTRIBUTION | WP PUTRAJAYA & CYBERJAYA | Existing | 11 kV |  | RYB | VPTJ/PCE/J01482 | SS 1.48 E11 (F2)
378401123 | TNB | DISTRIBUTION | WP PUTRAJAYA & CYBERJAYA | Existing | 11 kV |  | RYB | VPTJ/PCE/J01471 | SS 1.47 E10 (F1)
378401125 | TNB | DISTRIBUTION | WP PUTRAJAYA & CYBERJAYA | Existing | 11 kV |  | RYB | VPTJ/PCE/J01471 | SS 1.47 E10 (F1)
378401127 | TNB | DISTRIBUTION | WP PUTRAJAYA & CYBERJAYA | Existing | 11 kV |  | RYB | VPTJ/PCE/J01471 | SS 1.47 E10 (F1)
378401130 | TNB | DISTRIBUTION | WP PUTRAJAYA & CYBERJAYA | Existing | 11 kV |  | RYB | VPTJ/PCE/J01471 | SS 1.47 E10 (F1)
378401131 | TNB | DISTRIBUTION | WP PUTRAJAYA & CYBERJAYA | Existing | 11 kV |  | RYB | VPTJ/PCE/J01471 | SS 1.47 E10 (F1)
378401132 | TNB | DISTRIBUTION | WP PUTRAJAYA & CYBERJAYA | Existing | 11 kV |  | RYB | VPTJ/PCE/J01471 | SS 1.47 E10 (F1)
378401138 | TNB | DISTRIBUTION | WP PUTRAJAYA & CYBERJAYA | Existing | 11 kV |  | RYB | VPTJ/PCE/J01471 | SS 1.47 E10 (F1)
378401143 | TNB | DISTRIBUTION | WP PUTRAJAYA & CYBERJAYA | Existing | 11 kV |  | RYB | VPTJ/PCE/J01471 | SS 1.47 E10 (F1)
378401149 | TNB | DISTRIBUTION | WP PUTRAJAYA & CYBERJAYA | Existing | 11 kV |  | RYB | VPTJ/PCE/J01472 | SS 1.47 E10 (F2)
378401151 | TNB | DISTRIBUTION | WP PUTRAJAYA & CYBERJAYA | Existing | 11 kV |  | RYB | VPTJ/PCE/J01472 | SS 1.47 E10 (F2)
378401153 | TNB | DISTRIBUTION | WP PUTRAJAYA & CYBERJAYA | Existing | 11 kV |  | RYB | VPTJ/PCE/J01472 | SS 1.47 E10 (F2)
378401156 | TNB | DISTRIBUTION | WP PUTRAJAYA & CYBERJAYA | Existing | 11 kV |  | RYB | VPTJ/PCE/J01472 | SS 1.47 E10 (F2)
378401157 | TNB | DISTRIBUTION | WP PUTRAJAYA & CYBERJAYA | Existing | 11 kV |  | RYB | VPTJ/PCE/J01472 | SS 1.47 E10 (F2)
378401158 | TNB | DISTRIBUTION | WP PUTRAJAYA & CYBERJAYA | Existing | 11 kV |  | RYB | VPTJ/PCE/J01472 | SS 1.47 E10 (F2)
378401164 | TNB | DISTRIBUTION | WP PUTRAJAYA & CYBERJAYA | Existing | 11 kV |  | RYB | VPTJ/PCE/J01472 | SS 1.47 E10 (F2)
378401169 | TNB | DISTRIBUTION | WP PUTRAJAYA & CYBERJAYA | Existing | 11 kV |  | RYB | VPTJ/PCE/J01472 | SS 1.47 E10 (F2)
378401175 | TNB | DISTRIBUTION | WP PUTRAJAYA & CYBERJAYA | Existing | 11 kV |  | RYB | VPTJ/PCE/J01442 | SS 1.44 E7 (F2)
378401177 | TNB | DISTRIBUTION | WP PUTRAJAYA & CYBERJAYA | Existing | 11 kV |  | RYB | VPTJ/PCE/J01442 | SS 1.44 E7 (F2)
378401179 | TNB | DISTRIBUTION | WP PUTRAJAYA & CYBERJAYA | Existing | 11 kV |  | RYB | VPTJ/PCE/J01442 | SS 1.44 E7 (F2)
378401182 | TNB | DISTRIBUTION | WP PUTRAJAYA & CYBERJAYA | Existing | 11 kV |  | RYB | VPTJ/PCE/J01442 | SS 1.44 E7 (F2)
378401183 | TNB | DISTRIBUTION | WP PUTRAJAYA & CYBERJAYA | Existing | 11 kV |  | RYB | VPTJ/PCE/J01442 | SS 1.44 E7 (F2)
378401184 | TNB | DISTRIBUTION | WP PUTRAJAYA & CYBERJAYA | Existing | 11 kV |  | RYB | VPTJ/PCE/J01442 | SS 1.44 E7 (F2)
378401190 | TNB | DISTRIBUTION | WP PUTRAJAYA & CYBERJAYA | Existing | 11 kV |  | RYB | VPTJ/PCE/J01442 | SS 1.44 E7 (F2)
378401195 | TNB | DISTRIBUTION | WP PUTRAJAYA & CYBERJAYA | Existing | 11 kV |  | RYB | VPTJ/PCE/J01442 | SS 1.44 E7 (F2)
378401201 | TNB | DISTRIBUTION | WP PUTRAJAYA & CYBERJAYA | Existing | 11 kV |  | RYB | VPTJ/PCE/J01441 | SS 1.44 E7 (F1)
378401203 | TNB | DISTRIBUTION | WP PUTRAJAYA & CYBERJAYA | Existing | 11 kV |  | RYB | VPTJ/PCE/J01441 | SS 1.44 E7 (F1)
378401205 | TNB | DISTRIBUTION | WP PUTRAJAYA & CYBERJAYA | Existing | 11 kV |  | RYB | VPTJ/PCE/J01441 | SS 1.44 E7 (F1)
378401208 | TNB | DISTRIBUTION | WP PUTRAJAYA & CYBERJAYA | Existing | 11 kV |  | RYB | VPTJ/PCE/J01441 | SS 1.44 E7 (F1)
378401209 | TNB | DISTRIBUTION | WP PUTRAJAYA & CYBERJAYA | Existing | 11 kV |  | RYB | VPTJ/PCE/J01441 | SS 1.44 E7 (F1)
378401210 | TNB | DISTRIBUTION | WP PUTRAJAYA & CYBERJAYA | Existing | 11 kV |  | RYB | VPTJ/PCE/J01441 | SS 1.44 E7 (F1)
378401216 | TNB | DISTRIBUTION | WP PUTRAJAYA & CYBERJAYA | Existing | 11 kV |  | RYB | VPTJ/PCE/J01441 | SS 1.44 E7 (F1)
378401221 | TNB | DISTRIBUTION | WP PUTRAJAYA & CYBERJAYA | Existing | 11 kV |  | RYB | VPTJ/PCE/J01441 | SS 1.44 E7 (F1)
378401227 | TNB | DISTRIBUTION | WP PUTRAJAYA & CYBERJAYA | Existing | 11 kV |  | RYB | VPTJ/PCE/J01431 | SS 1.43 E6 (F1)
378401229 | TNB | DISTRIBUTION | WP PUTRAJAYA & CYBERJAYA | Existing | 11 kV |  | RYB | VPTJ/PCE/J01431 | SS 1.43 E6 (F1)
378401231 | TNB | DISTRIBUTION | WP PUTRAJAYA & CYBERJAYA | Existing | 11 kV |  | RYB | VPTJ/PCE/J01431 | SS 1.43 E6 (F1)
378401234 | TNB | DISTRIBUTION | WP PUTRAJAYA & CYBERJAYA | Existing | 11 kV |  | RYB | VPTJ/PCE/J01431 | SS 1.43 E6 (F1)
378401235 | TNB | DISTRIBUTION | WP PUTRAJAYA & CYBERJAYA | Existing | 11 kV |  | RYB | VPTJ/PCE/J01431 | SS 1.43 E6 (F1)
378401236 | TNB | DISTRIBUTION | WP PUTRAJAYA & CYBERJAYA | Existing | 11 kV |  | RYB | VPTJ/PCE/J01431 | SS 1.43 E6 (F1)
378401242 | TNB | DISTRIBUTION | WP PUTRAJAYA & CYBERJAYA | Existing | 11 kV |  | RYB | VPTJ/PCE/J01431 | SS 1.43 E6 (F1)
378401247 | TNB | DISTRIBUTION | WP PUTRAJAYA & CYBERJAYA | Existing | 11 kV |  | RYB | VPTJ/PCE/J01431 | SS 1.43 E6 (F1)
378401253 | TNB | DISTRIBUTION | WP PUTRAJAYA & CYBERJAYA | Existing | 11 kV |  | RYB | VPTJ/PCE/J01432 | SS 1.43 E6 (F2)
378401255 | TNB | DISTRIBUTION | WP PUTRAJAYA & CYBERJAYA | Existing | 11 kV |  | RYB | VPTJ/PCE/J01432 | SS 1.43 E6 (F2)
378401257 | TNB | DISTRIBUTION | WP PUTRAJAYA & CYBERJAYA | Existing | 11 kV |  | RYB | VPTJ/PCE/J01432 | SS 1.43 E6 (F2)
378401260 | TNB | DISTRIBUTION | WP PUTRAJAYA & CYBERJAYA | Existing | 11 kV |  | RYB | VPTJ/PCE/J01432 | SS 1.43 E6 (F2)
378401261 | TNB | DISTRIBUTION | WP PUTRAJAYA & CYBERJAYA | Existing | 11 kV |  | RYB | VPTJ/PCE/J01432 | SS 1.43 E6 (F2)
378401262 | TNB | DISTRIBUTION | WP PUTRAJAYA & CYBERJAYA | Existing | 11 kV |  | RYB | VPTJ/PCE/J01432 | SS 1.43 E6 (F2)
378401268 | TNB | DISTRIBUTION | WP PUTRAJAYA & CYBERJAYA | Existing | 11 kV |  | RYB | VPTJ/PCE/J01432 | SS 1.43 E6 (F2)
378401273 | TNB | DISTRIBUTION | WP PUTRAJAYA & CYBERJAYA | Existing | 11 kV |  | RYB | VPTJ/PCE/J01432 | SS 1.43 E6 (F2)
378401294 | TNB | DISTRIBUTION | WP PUTRAJAYA & CYBERJAYA | Existing | 11 kV |  | RYB | VPTJ/PCE/J01011 | SS 1.01 PMO (F1)
378401305 | TNB | DISTRIBUTION | WP PUTRAJAYA & CYBERJAYA | Existing | 11 kV |  | RYB | VPTJ/PCE/J01011 | SS 1.01 PMO (F1)
378401306 | TNB | DISTRIBUTION | WP PUTRAJAYA & CYBERJAYA | Existing | 11 kV |  | RYB | VPTJ/PCE/J01011 | SS 1.01 PMO (F1)
378401315 | TNB | DISTRIBUTION | WP PUTRAJAYA & CYBERJAYA | Existing | 11 kV |  | RYB | VPTJ/PCE/J01011 | SS 1.01 PMO (F1)
378401321 | TNB | DISTRIBUTION | WP PUTRAJAYA & CYBERJAYA | Existing | 11 kV |  | RYB | VPTJ/PCE/J01011 | SS 1.01 PMO (F1)
378401323 | TNB | DISTRIBUTION | WP PUTRAJAYA & CYBERJAYA | Existing | 11 kV |  | RYB | VPTJ/PCE/J01011 | SS 1.01 PMO (F1)
378401325 | TNB | DISTRIBUTION | WP PUTRAJAYA & CYBERJAYA | Existing | 11 kV |  | RYB | VPTJ/PCE/J01011 | SS 1.01 PMO (F1)
378401331 | TNB | DISTRIBUTION | WP PUTRAJAYA & CYBERJAYA | Existing | 11 kV |  | RYB | VPTJ/PCE/J01011 | SS 1.01 PMO (F1)
378404457 | TNB | DISTRIBUTION | WP PUTRAJAYA & CYBERJAYA | Existing | 11 kV |  | RYB | VPTJ/PCE/J01371 | PE 1.37 E16 ANJUNG (F1)
378404458 | TNB | DISTRIBUTION | WP PUTRAJAYA & CYBERJAYA | Existing | 11 kV |  | RYB | VPTJ/PCE/J01371 | PE 1.37 E16 ANJUNG (F1)
378404463 | TNB | DISTRIBUTION | WP PUTRAJAYA & CYBERJAYA | Existing | 11 kV |  | RYB | VPTJ/PCE/J01371 | PE 1.37 E16 ANJUNG (F1)
378404469 | TNB | DISTRIBUTION | WP PUTRAJAYA & CYBERJAYA | Existing | 11 kV |  | RYB | VPTJ/PCE/J01371 | PE 1.37 E16 ANJUNG (F1)
378404470 | TNB | DISTRIBUTION | WP PUTRAJAYA & CYBERJAYA | Existing | 11 kV |  | RYB | VPTJ/PCE/J01371 | PE 1.37 E16 ANJUNG (F1)
378404474 | TNB | DISTRIBUTION | WP PUTRAJAYA & CYBERJAYA | Existing | 11 kV |  | RYB | VPTJ/PCE/J01371 | PE 1.37 E16 ANJUNG (F1)
378404477 | TNB | DISTRIBUTION | WP PUTRAJAYA & CYBERJAYA | Existing | 11 kV |  | RYB | VPTJ/PCE/J01371 | PE 1.37 E16 ANJUNG (F1)
378404478 | TNB | DISTRIBUTION | WP PUTRAJAYA & CYBERJAYA | Existing | 11 kV |  | RYB | VPTJ/PCE/J01371 | PE 1.37 E16 ANJUNG (F1)
378404551 | TNB | DISTRIBUTION | WP PUTRAJAYA & CYBERJAYA | Existing | 11 kV |  | RYB | VPTJ/PCE/J01372 | PE 1.37 E16 ANJUNG (F2)
378404552 | TNB | DISTRIBUTION | WP PUTRAJAYA & CYBERJAYA | Existing | 11 kV |  | RYB | VPTJ/PCE/J01372 | PE 1.37 E16 ANJUNG (F2)
378404557 | TNB | DISTRIBUTION | WP PUTRAJAYA & CYBERJAYA | Existing | 11 kV |  | RYB | VPTJ/PCE/J01372 | PE 1.37 E16 ANJUNG (F2)
378404563 | TNB | DISTRIBUTION | WP PUTRAJAYA & CYBERJAYA | Existing | 11 kV |  | RYB | VPTJ/PCE/J01372 | PE 1.37 E16 ANJUNG (F2)
378404564 | TNB | DISTRIBUTION | WP PUTRAJAYA & CYBERJAYA | Existing | 11 kV |  | RYB | VPTJ/PCE/J01372 | PE 1.37 E16 ANJUNG (F2)
378404568 | TNB | DISTRIBUTION | WP PUTRAJAYA & CYBERJAYA | Existing | 11 kV |  | RYB | VPTJ/PCE/J01372 | PE 1.37 E16 ANJUNG (F2)
378404571 | TNB | DISTRIBUTION | WP PUTRAJAYA & CYBERJAYA | Existing | 11 kV |  | RYB | VPTJ/PCE/J01372 | PE 1.37 E16 ANJUNG (F2)
378404572 | TNB | DISTRIBUTION | WP PUTRAJAYA & CYBERJAYA | Existing | 11 kV |  | RYB | VPTJ/PCE/J01372 | PE 1.37 E16 ANJUNG (F2)
378404646 | TNB | DISTRIBUTION | WP PUTRAJAYA & CYBERJAYA | Existing | 11 kV |  | RYB | VPTJ/PCE/J01391 | SS 1.39 E1 (F1)
378404648 | TNB | DISTRIBUTION | WP PUTRAJAYA & CYBERJAYA | Existing | 11 kV |  | RYB | VPTJ/PCE/J01391 | SS 1.39 E1 (F1)
378404650 | TNB | DISTRIBUTION | WP PUTRAJAYA & CYBERJAYA | Existing | 11 kV |  | RYB | VPTJ/PCE/J01391 | SS 1.39 E1 (F1)
378404653 | TNB | DISTRIBUTION | WP PUTRAJAYA & CYBERJAYA | Existing | 11 kV |  | RYB | VPTJ/PCE/J01391 | SS 1.39 E1 (F1)
378404654 | TNB | DISTRIBUTION | WP PUTRAJAYA & CYBERJAYA | Existing | 11 kV |  | RYB | VPTJ/PCE/J01391 | SS 1.39 E1 (F1)
378404655 | TNB | DISTRIBUTION | WP PUTRAJAYA & CYBERJAYA | Existing | 11 kV |  | RYB | VPTJ/PCE/J01391 | SS 1.39 E1 (F1)
378404661 | TNB | DISTRIBUTION | WP PUTRAJAYA & CYBERJAYA | Existing | 11 kV |  | RYB | VPTJ/PCE/J01391 | SS 1.39 E1 (F1)
378404666 | TNB | DISTRIBUTION | WP PUTRAJAYA & CYBERJAYA | Existing | 11 kV |  | RYB | VPTJ/PCE/J01391 | SS 1.39 E1 (F1)
378404672 | TNB | DISTRIBUTION | WP PUTRAJAYA & CYBERJAYA | Existing | 11 kV |  | RYB | VPTJ/PCE/J01392 | SS 1.39 E1 (F2)
378404674 | TNB | DISTRIBUTION | WP PUTRAJAYA & CYBERJAYA | Existing | 11 kV |  | RYB | VPTJ/PCE/J01392 | SS 1.39 E1 (F2)
378404676 | TNB | DISTRIBUTION | WP PUTRAJAYA & CYBERJAYA | Existing | 11 kV |  | RYB | VPTJ/PCE/J01392 | SS 1.39 E1 (F2)
378404679 | TNB | DISTRIBUTION | WP PUTRAJAYA & CYBERJAYA | Existing | 11 kV |  | RYB | VPTJ/PCE/J01392 | SS 1.39 E1 (F2)
378404680 | TNB | DISTRIBUTION | WP PUTRAJAYA & CYBERJAYA | Existing | 11 kV |  | RYB | VPTJ/PCE/J01392 | SS 1.39 E1 (F2)
378404681 | TNB | DISTRIBUTION | WP PUTRAJAYA & CYBERJAYA | Existing | 11 kV |  | RYB | VPTJ/PCE/J01392 | SS 1.39 E1 (F2)
378404687 | TNB | DISTRIBUTION | WP PUTRAJAYA & CYBERJAYA | Existing | 11 kV |  | RYB | VPTJ/PCE/J01392 | SS 1.39 E1 (F2)
378404692 | TNB | DISTRIBUTION | WP PUTRAJAYA & CYBERJAYA | Existing | 11 kV |  | RYB | VPTJ/PCE/J01392 | SS 1.39 E1 (F2)
378404703 | TNB | DISTRIBUTION | WP PUTRAJAYA & CYBERJAYA | Existing | 11 kV |  | RYB | VPTJ/PCE/J01401 | SS 1.40 E2 (F1)
378404707 | TNB | DISTRIBUTION | WP PUTRAJAYA & CYBERJAYA | Existing | 11 kV |  | RYB | VPTJ/PCE/J01401 | SS 1.40 E2 (F1)
378404711 | TNB | DISTRIBUTION | WP PUTRAJAYA & CYBERJAYA | Existing | 11 kV |  | RYB | VPTJ/PCE/J01401 | SS 1.40 E2 (F1)
378404713 | TNB | DISTRIBUTION | WP PUTRAJAYA & CYBERJAYA | Existing | 11 kV |  | RYB | VPTJ/PCE/J01401 | SS 1.40 E2 (F1)
378404715 | TNB | DISTRIBUTION | WP PUTRAJAYA & CYBERJAYA | Existing | 11 kV |  | RYB | VPTJ/PCE/J01401 | SS 1.40 E2 (F1)
378404721 | TNB | DISTRIBUTION | WP PUTRAJAYA & CYBERJAYA | Existing | 11 kV |  | RYB | VPTJ/PCE/J01401 | SS 1.40 E2 (F1)
378404723 | TNB | DISTRIBUTION | WP PUTRAJAYA & CYBERJAYA | Existing | 11 kV |  | RYB | VPTJ/PCE/J01401 | SS 1.40 E2 (F1)
378404726 | TNB | DISTRIBUTION | WP PUTRAJAYA & CYBERJAYA | Existing | 11 kV |  | RYB | VPTJ/PCE/J01401 | SS 1.40 E2 (F1)
378404744 | TNB | DISTRIBUTION | WP PUTRAJAYA & CYBERJAYA | Existing | 11 kV |  | RYB | VPTJ/PCE/J01402 | SS 1.40 E2 (F2)
378404748 | TNB | DISTRIBUTION | WP PUTRAJAYA & CYBERJAYA | Existing | 11 kV |  | RYB | VPTJ/PCE/J01402 | SS 1.40 E2 (F2)
378404752 | TNB | DISTRIBUTION | WP PUTRAJAYA & CYBERJAYA | Existing | 11 kV |  | RYB | VPTJ/PCE/J01402 | SS 1.40 E2 (F2)
378404754 | TNB | DISTRIBUTION | WP PUTRAJAYA & CYBERJAYA | Existing | 11 kV |  | RYB | VPTJ/PCE/J01402 | SS 1.40 E2 (F2)
378404756 | TNB | DISTRIBUTION | WP PUTRAJAYA & CYBERJAYA | Existing | 11 kV |  | RYB | VPTJ/PCE/J01402 | SS 1.40 E2 (F2)
378404762 | TNB | DISTRIBUTION | WP PUTRAJAYA & CYBERJAYA | Existing | 11 kV |  | RYB | VPTJ/PCE/J01402 | SS 1.40 E2 (F2)
378404764 | TNB | DISTRIBUTION | WP PUTRAJAYA & CYBERJAYA | Existing | 11 kV |  | RYB | VPTJ/PCE/J01402 | SS 1.40 E2 (F2)
378404767 | TNB | DISTRIBUTION | WP PUTRAJAYA & CYBERJAYA | Existing | 11 kV |  | RYB | VPTJ/PCE/J01402 | SS 1.40 E2 (F2)
378404780 | TNB | DISTRIBUTION | WP PUTRAJAYA & CYBERJAYA | Existing | 11 kV |  | RYB | VPTJ/PCE/J01411 | SS 1.41 E3 (F1)
378404782 | TNB | DISTRIBUTION | WP PUTRAJAYA & CYBERJAYA | Existing | 11 kV |  | RYB | VPTJ/PCE/J01411 | SS 1.41 E3 (F1)
378404784 | TNB | DISTRIBUTION | WP PUTRAJAYA & CYBERJAYA | Existing | 11 kV |  | RYB | VPTJ/PCE/J01411 | SS 1.41 E3 (F1)
378404787 | TNB | DISTRIBUTION | WP PUTRAJAYA & CYBERJAYA | Existing | 11 kV |  | RYB | VPTJ/PCE/J01411 | SS 1.41 E3 (F1)
378404788 | TNB | DISTRIBUTION | WP PUTRAJAYA & CYBERJAYA | Existing | 11 kV |  | RYB | VPTJ/PCE/J01411 | SS 1.41 E3 (F1)
378404789 | TNB | DISTRIBUTION | WP PUTRAJAYA & CYBERJAYA | Existing | 11 kV |  | RYB | VPTJ/PCE/J01411 | SS 1.41 E3 (F1)
378404795 | TNB | DISTRIBUTION | WP PUTRAJAYA & CYBERJAYA | Existing | 11 kV |  | RYB | VPTJ/PCE/J01411 | SS 1.41 E3 (F1)
378404800 | TNB | DISTRIBUTION | WP PUTRAJAYA & CYBERJAYA | Existing | 11 kV |  | RYB | VPTJ/PCE/J01411 | SS 1.41 E3 (F1)
378404806 | TNB | DISTRIBUTION | WP PUTRAJAYA & CYBERJAYA | Existing | 11 kV |  | RYB | VPTJ/PCE/J01412 | SS 1.41 E3 (F2)
378404808 | TNB | DISTRIBUTION | WP PUTRAJAYA & CYBERJAYA | Existing | 11 kV |  | RYB | VPTJ/PCE/J01412 | SS 1.41 E3 (F2)
378404810 | TNB | DISTRIBUTION | WP PUTRAJAYA & CYBERJAYA | Existing | 11 kV |  | RYB | VPTJ/PCE/J01412 | SS 1.41 E3 (F2)
378404813 | TNB | DISTRIBUTION | WP PUTRAJAYA & CYBERJAYA | Existing | 11 kV |  | RYB | VPTJ/PCE/J01412 | SS 1.41 E3 (F2)
378404814 | TNB | DISTRIBUTION | WP PUTRAJAYA & CYBERJAYA | Existing | 11 kV |  | RYB | VPTJ/PCE/J01412 | SS 1.41 E3 (F2)
378404815 | TNB | DISTRIBUTION | WP PUTRAJAYA & CYBERJAYA | Existing | 11 kV |  | RYB | VPTJ/PCE/J01412 | SS 1.41 E3 (F2)
378404821 | TNB | DISTRIBUTION | WP PUTRAJAYA & CYBERJAYA | Existing | 11 kV |  | RYB | VPTJ/PCE/J01412 | SS 1.41 E3 (F2)
378404826 | TNB | DISTRIBUTION | WP PUTRAJAYA & CYBERJAYA | Existing | 11 kV |  | RYB | VPTJ/PCE/J01412 | SS 1.41 E3 (F2)
378404832 | TNB | DISTRIBUTION | WP PUTRAJAYA & CYBERJAYA | Existing | 11 kV |  | RYB | VPTJ/PCE/J01421 | SS 1.42 E4 & E5 (F1)
378404834 | TNB | DISTRIBUTION | WP PUTRAJAYA & CYBERJAYA | Existing | 11 kV |  | RYB | VPTJ/PCE/J01421 | SS 1.42 E4 & E5 (F1)
378404836 | TNB | DISTRIBUTION | WP PUTRAJAYA & CYBERJAYA | Existing | 11 kV |  | RYB | VPTJ/PCE/J01421 | SS 1.42 E4 & E5 (F1)
378404839 | TNB | DISTRIBUTION | WP PUTRAJAYA & CYBERJAYA | Existing | 11 kV |  | RYB | VPTJ/PCE/J01421 | SS 1.42 E4 & E5 (F1)
378404840 | TNB | DISTRIBUTION | WP PUTRAJAYA & CYBERJAYA | Existing | 11 kV |  | RYB | VPTJ/PCE/J01421 | SS 1.42 E4 & E5 (F1)
378404841 | TNB | DISTRIBUTION | WP PUTRAJAYA & CYBERJAYA | Existing | 11 kV |  | RYB | VPTJ/PCE/J01421 | SS 1.42 E4 & E5 (F1)
378404847 | TNB | DISTRIBUTION | WP PUTRAJAYA & CYBERJAYA | Existing | 11 kV |  | RYB | VPTJ/PCE/J01421 | SS 1.42 E4 & E5 (F1)
378404852 | TNB | DISTRIBUTION | WP PUTRAJAYA & CYBERJAYA | Existing | 11 kV |  | RYB | VPTJ/PCE/J01421 | SS 1.42 E4 & E5 (F1)
378404858 | TNB | DISTRIBUTION | WP PUTRAJAYA & CYBERJAYA | Existing | 11 kV |  | RYB | VPTJ/PCE/J01422 | SS 1.42 E4 & E5 (F2)
378404860 | TNB | DISTRIBUTION | WP PUTRAJAYA & CYBERJAYA | Existing | 11 kV |  | RYB | VPTJ/PCE/J01422 | SS 1.42 E4 & E5 (F2)
378404862 | TNB | DISTRIBUTION | WP PUTRAJAYA & CYBERJAYA | Existing | 11 kV |  | RYB | VPTJ/PCE/J01422 | SS 1.42 E4 & E5 (F2)
378404865 | TNB | DISTRIBUTION | WP PUTRAJAYA & CYBERJAYA | Existing | 11 kV |  | RYB | VPTJ/PCE/J01422 | SS 1.42 E4 & E5 (F2)
378404866 | TNB | DISTRIBUTION | WP PUTRAJAYA & CYBERJAYA | Existing | 11 kV |  | RYB | VPTJ/PCE/J01422 | SS 1.42 E4 & E5 (F2)
378404867 | TNB | DISTRIBUTION | WP PUTRAJAYA & CYBERJAYA | Existing | 11 kV |  | RYB | VPTJ/PCE/J01422 | SS 1.42 E4 & E5 (F2)
378404873 | TNB | DISTRIBUTION | WP PUTRAJAYA & CYBERJAYA | Existing | 11 kV |  | RYB | VPTJ/PCE/J01422 | SS 1.42 E4 & E5 (F2)
378404878 | TNB | DISTRIBUTION | WP PUTRAJAYA & CYBERJAYA | Existing | 11 kV |  | RYB | VPTJ/PCE/J01422 | SS 1.42 E4 & E5 (F2)
378404884 | TNB | DISTRIBUTION | WP PUTRAJAYA & CYBERJAYA | Existing | 11 kV |  | RYB | VPTJ/PCE/J01521 | SS 1.52 E15 (F1)
378404886 | TNB | DISTRIBUTION | WP PUTRAJAYA & CYBERJAYA | Existing | 11 kV |  | RYB | VPTJ/PCE/J01521 | SS 1.52 E15 (F1)
378404888 | TNB | DISTRIBUTION | WP PUTRAJAYA & CYBERJAYA | Existing | 11 kV |  | RYB | VPTJ/PCE/J01521 | SS 1.52 E15 (F1)
378404891 | TNB | DISTRIBUTION | WP PUTRAJAYA & CYBERJAYA | Existing | 11 kV |  | RYB | VPTJ/PCE/J01521 | SS 1.52 E15 (F1)
378404892 | TNB | DISTRIBUTION | WP PUTRAJAYA & CYBERJAYA | Existing | 11 kV |  | RYB | VPTJ/PCE/J01521 | SS 1.52 E15 (F1)
378404893 | TNB | DISTRIBUTION | WP PUTRAJAYA & CYBERJAYA | Existing | 11 kV |  | RYB | VPTJ/PCE/J01521 | SS 1.52 E15 (F1)
378404899 | TNB | DISTRIBUTION | WP PUTRAJAYA & CYBERJAYA | Existing | 11 kV |  | RYB | VPTJ/PCE/J01521 | SS 1.52 E15 (F1)
378404904 | TNB | DISTRIBUTION | WP PUTRAJAYA & CYBERJAYA | Existing | 11 kV |  | RYB | VPTJ/PCE/J01521 | SS 1.52 E15 (F1)
378404910 | TNB | DISTRIBUTION | WP PUTRAJAYA & CYBERJAYA | Existing | 11 kV |  | RYB | VPTJ/PCE/J01522 | SS 1.52 E15 (F2)
378404912 | TNB | DISTRIBUTION | WP PUTRAJAYA & CYBERJAYA | Existing | 11 kV |  | RYB | VPTJ/PCE/J01522 | SS 1.52 E15 (F2)
378404914 | TNB | DISTRIBUTION | WP PUTRAJAYA & CYBERJAYA | Existing | 11 kV |  | RYB | VPTJ/PCE/J01522 | SS 1.52 E15 (F2)
378404917 | TNB | DISTRIBUTION | WP PUTRAJAYA & CYBERJAYA | Existing | 11 kV |  | RYB | VPTJ/PCE/J01522 | SS 1.52 E15 (F2)
378404918 | TNB | DISTRIBUTION | WP PUTRAJAYA & CYBERJAYA | Existing | 11 kV |  | RYB | VPTJ/PCE/J01522 | SS 1.52 E15 (F2)
378404919 | TNB | DISTRIBUTION | WP PUTRAJAYA & CYBERJAYA | Existing | 11 kV |  | RYB | VPTJ/PCE/J01522 | SS 1.52 E15 (F2)
378404925 | TNB | DISTRIBUTION | WP PUTRAJAYA & CYBERJAYA | Existing | 11 kV |  | RYB | VPTJ/PCE/J01522 | SS 1.52 E15 (F2)
378404930 | TNB | DISTRIBUTION | WP PUTRAJAYA & CYBERJAYA | Existing | 11 kV |  | RYB | VPTJ/PCE/J01522 | SS 1.52 E15 (F2)
378404941 | TNB | DISTRIBUTION | WP PUTRAJAYA & CYBERJAYA | Existing | 11 kV |  | RYB | VPTJ/PCE/J01511 | SS 1.51 E14 (F1)
378404945 | TNB | DISTRIBUTION | WP PUTRAJAYA & CYBERJAYA | Existing | 11 kV |  | RYB | VPTJ/PCE/J01511 | SS 1.51 E14 (F1)
378404949 | TNB | DISTRIBUTION | WP PUTRAJAYA & CYBERJAYA | Existing | 11 kV |  | RYB | VPTJ/PCE/J01511 | SS 1.51 E14 (F1)
378404951 | TNB | DISTRIBUTION | WP PUTRAJAYA & CYBERJAYA | Existing | 11 kV |  | RYB | VPTJ/PCE/J01511 | SS 1.51 E14 (F1)
378404953 | TNB | DISTRIBUTION | WP PUTRAJAYA & CYBERJAYA | Existing | 11 kV |  | RYB | VPTJ/PCE/J01511 | SS 1.51 E14 (F1)
378404959 | TNB | DISTRIBUTION | WP PUTRAJAYA & CYBERJAYA | Existing | 11 kV |  | RYB | VPTJ/PCE/J01511 | SS 1.51 E14 (F1)
378404961 | TNB | DISTRIBUTION | WP PUTRAJAYA & CYBERJAYA | Existing | 11 kV |  | RYB | VPTJ/PCE/J01511 | SS 1.51 E14 (F1)
378404964 | TNB | DISTRIBUTION | WP PUTRAJAYA & CYBERJAYA | Existing | 11 kV |  | RYB | VPTJ/PCE/J01511 | SS 1.51 E14 (F1)
378404982 | TNB | DISTRIBUTION | WP PUTRAJAYA & CYBERJAYA | Existing | 11 kV |  | RYB | VPTJ/PCE/J01512 | SS 1.51 E14 (F2)
378404986 | TNB | DISTRIBUTION | WP PUTRAJAYA & CYBERJAYA | Existing | 11 kV |  | RYB | VPTJ/PCE/J01512 | SS 1.51 E14 (F2)
378404990 | TNB | DISTRIBUTION | WP PUTRAJAYA & CYBERJAYA | Existing | 11 kV |  | RYB | VPTJ/PCE/J01512 | SS 1.51 E14 (F2)
378404992 | TNB | DISTRIBUTION | WP PUTRAJAYA & CYBERJAYA | Existing | 11 kV |  | RYB | VPTJ/PCE/J01512 | SS 1.51 E14 (F2)
378404994 | TNB | DISTRIBUTION | WP PUTRAJAYA & CYBERJAYA | Existing | 11 kV |  | RYB | VPTJ/PCE/J01512 | SS 1.51 E14 (F2)
378405000 | TNB | DISTRIBUTION | WP PUTRAJAYA & CYBERJAYA | Existing | 11 kV |  | RYB | VPTJ/PCE/J01512 | SS 1.51 E14 (F2)
378405002 | TNB | DISTRIBUTION | WP PUTRAJAYA & CYBERJAYA | Existing | 11 kV |  | RYB | VPTJ/PCE/J01512 | SS 1.51 E14 (F2)
378405005 | TNB | DISTRIBUTION | WP PUTRAJAYA & CYBERJAYA | Existing | 11 kV |  | RYB | VPTJ/PCE/J01512 | SS 1.51 E14 (F2)
378405019 | TNB | DISTRIBUTION | WP PUTRAJAYA & CYBERJAYA | Existing | 11 kV |  | RYB | VPTJ/PCE/J01561 | PE 1.56 SEK.MEN. A/SHAH (F1)
378405020 | TNB | DISTRIBUTION | WP PUTRAJAYA & CYBERJAYA | Existing | 11 kV |  | RYB | VPTJ/PCE/J01561 | PE 1.56 SEK.MEN. A/SHAH (F1)
378405025 | TNB | DISTRIBUTION | WP PUTRAJAYA & CYBERJAYA | Existing | 11 kV |  | RYB | VPTJ/PCE/J01561 | PE 1.56 SEK.MEN. A/SHAH (F1)
378405031 | TNB | DISTRIBUTION | WP PUTRAJAYA & CYBERJAYA | Existing | 11 kV |  | RYB | VPTJ/PCE/J01561 | PE 1.56 SEK.MEN. A/SHAH (F1)
378405032 | TNB | DISTRIBUTION | WP PUTRAJAYA & CYBERJAYA | Existing | 11 kV |  | RYB | VPTJ/PCE/J01561 | PE 1.56 SEK.MEN. A/SHAH (F1)
378405036 | TNB | DISTRIBUTION | WP PUTRAJAYA & CYBERJAYA | Existing | 11 kV |  | RYB | VPTJ/PCE/J01561 | PE 1.56 SEK.MEN. A/SHAH (F1)
378405039 | TNB | DISTRIBUTION | WP PUTRAJAYA & CYBERJAYA | Existing | 11 kV |  | RYB | VPTJ/PCE/J01561 | PE 1.56 SEK.MEN. A/SHAH (F1)
378405040 | TNB | DISTRIBUTION | WP PUTRAJAYA & CYBERJAYA | Existing | 11 kV |  | RYB | VPTJ/PCE/J01561 | PE 1.56 SEK.MEN. A/SHAH (F1)
378405113 | TNB | DISTRIBUTION | WP PUTRAJAYA & CYBERJAYA | Existing | 11 kV |  | RYB | VPTJ/PCE/J01562 | PE 1.56 SEK.MEN. A/SHAH (F2)
378405114 | TNB | DISTRIBUTION | WP PUTRAJAYA & CYBERJAYA | Existing | 11 kV |  | RYB | VPTJ/PCE/J01562 | PE 1.56 SEK.MEN. A/SHAH (F2)
378405119 | TNB | DISTRIBUTION | WP PUTRAJAYA & CYBERJAYA | Existing | 11 kV |  | RYB | VPTJ/PCE/J01562 | PE 1.56 SEK.MEN. A/SHAH (F2)
378405125 | TNB | DISTRIBUTION | WP PUTRAJAYA & CYBERJAYA | Existing | 11 kV |  | RYB | VPTJ/PCE/J01562 | PE 1.56 SEK.MEN. A/SHAH (F2)
378405126 | TNB | DISTRIBUTION | WP PUTRAJAYA & CYBERJAYA | Existing | 11 kV |  | RYB | VPTJ/PCE/J01562 | PE 1.56 SEK.MEN. A/SHAH (F2)
378405130 | TNB | DISTRIBUTION | WP PUTRAJAYA & CYBERJAYA | Existing | 11 kV |  | RYB | VPTJ/PCE/J01562 | PE 1.56 SEK.MEN. A/SHAH (F2)
378405133 | TNB | DISTRIBUTION | WP PUTRAJAYA & CYBERJAYA | Existing | 11 kV |  | RYB | VPTJ/PCE/J01562 | PE 1.56 SEK.MEN. A/SHAH (F2)
378405134 | TNB | DISTRIBUTION | WP PUTRAJAYA & CYBERJAYA | Existing | 11 kV |  | RYB | VPTJ/PCE/J01562 | PE 1.56 SEK.MEN. A/SHAH (F2)
378405209 | TNB | DISTRIBUTION | WP PUTRAJAYA & CYBERJAYA | Existing | 11 kV |  | RYB | VPTJ/PCE/J01571 | PE 1.57 SEK.MEN. A/SHAH (F1)
378405210 | TNB | DISTRIBUTION | WP PUTRAJAYA & CYBERJAYA | Existing | 11 kV |  | RYB | VPTJ/PCE/J01571 | PE 1.57 SEK.MEN. A/SHAH (F1)
378405215 | TNB | DISTRIBUTION | WP PUTRAJAYA & CYBERJAYA | Existing | 11 kV |  | RYB | VPTJ/PCE/J01571 | PE 1.57 SEK.MEN. A/SHAH (F1)
378405221 | TNB | DISTRIBUTION | WP PUTRAJAYA & CYBERJAYA | Existing | 11 kV |  | RYB | VPTJ/PCE/J01571 | PE 1.57 SEK.MEN. A/SHAH (F1)
378405222 | TNB | DISTRIBUTION | WP PUTRAJAYA & CYBERJAYA | Existing | 11 kV |  | RYB | VPTJ/PCE/J01571 | PE 1.57 SEK.MEN. A/SHAH (F1)
378405226 | TNB | DISTRIBUTION | WP PUTRAJAYA & CYBERJAYA | Existing | 11 kV |  | RYB | VPTJ/PCE/J01571 | PE 1.57 SEK.MEN. A/SHAH (F1)
378405229 | TNB | DISTRIBUTION | WP PUTRAJAYA & CYBERJAYA | Existing | 11 kV |  | RYB | VPTJ/PCE/J01571 | PE 1.57 SEK.MEN. A/SHAH (F1)
378405230 | TNB | DISTRIBUTION | WP PUTRAJAYA & CYBERJAYA | Existing | 11 kV |  | RYB | VPTJ/PCE/J01571 | PE 1.57 SEK.MEN. A/SHAH (F1)
378405305 | TNB | DISTRIBUTION | WP PUTRAJAYA & CYBERJAYA | Existing | 11 kV |  | RYB | VPTJ/PCE/J01572 | PE 1.57 SEK.MEN. A/SHAH (F2)
378405306 | TNB | DISTRIBUTION | WP PUTRAJAYA & CYBERJAYA | Existing | 11 kV |  | RYB | VPTJ/PCE/J01572 | PE 1.57 SEK.MEN. A/SHAH (F2)
378405311 | TNB | DISTRIBUTION | WP PUTRAJAYA & CYBERJAYA | Existing | 11 kV |  | RYB | VPTJ/PCE/J01572 | PE 1.57 SEK.MEN. A/SHAH (F2)
378405317 | TNB | DISTRIBUTION | WP PUTRAJAYA & CYBERJAYA | Existing | 11 kV |  | RYB | VPTJ/PCE/J01572 | PE 1.57 SEK.MEN. A/SHAH (F2)
378405318 | TNB | DISTRIBUTION | WP PUTRAJAYA & CYBERJAYA | Existing | 11 kV |  | RYB | VPTJ/PCE/J01572 | PE 1.57 SEK.MEN. A/SHAH (F2)
378405322 | TNB | DISTRIBUTION | WP PUTRAJAYA & CYBERJAYA | Existing | 11 kV |  | RYB | VPTJ/PCE/J01572 | PE 1.57 SEK.MEN. A/SHAH (F2)
378405325 | TNB | DISTRIBUTION | WP PUTRAJAYA & CYBERJAYA | Existing | 11 kV |  | RYB | VPTJ/PCE/J01572 | PE 1.57 SEK.MEN. A/SHAH (F2)
378405326 | TNB | DISTRIBUTION | WP PUTRAJAYA & CYBERJAYA | Existing | 11 kV |  | RYB | VPTJ/PCE/J01572 | PE 1.57 SEK.MEN. A/SHAH (F2)
378405496 | TNB | DISTRIBUTION | WP PUTRAJAYA & CYBERJAYA | Existing | 11 kV |  | RYB | VPTJ/PCE/J01532 | PE 1.53 NORTH DEPT (F2)
378405498 | TNB | DISTRIBUTION | WP PUTRAJAYA & CYBERJAYA | Existing | 11 kV |  | RYB | VPTJ/PCE/J01532 | PE 1.53 NORTH DEPT (F2)
378405500 | TNB | DISTRIBUTION | WP PUTRAJAYA & CYBERJAYA | Existing | 11 kV |  | RYB | VPTJ/PCE/J01532 | PE 1.53 NORTH DEPT (F2)
378405503 | TNB | DISTRIBUTION | WP PUTRAJAYA & CYBERJAYA | Existing | 11 kV |  | RYB | VPTJ/PCE/J01532 | PE 1.53 NORTH DEPT (F2)
378405504 | TNB | DISTRIBUTION | WP PUTRAJAYA & CYBERJAYA | Existing | 11 kV |  | RYB | VPTJ/PCE/J01532 | PE 1.53 NORTH DEPT (F2)
378405505 | TNB | DISTRIBUTION | WP PUTRAJAYA & CYBERJAYA | Existing | 11 kV |  | RYB | VPTJ/PCE/J01532 | PE 1.53 NORTH DEPT (F2)
378405511 | TNB | DISTRIBUTION | WP PUTRAJAYA & CYBERJAYA | Existing | 11 kV |  | RYB | VPTJ/PCE/J01532 | PE 1.53 NORTH DEPT (F2)
378405516 | TNB | DISTRIBUTION | WP PUTRAJAYA & CYBERJAYA | Existing | 11 kV |  | RYB | VPTJ/PCE/J01532 | PE 1.53 NORTH DEPT (F2)
378405555 | TNB | DISTRIBUTION | WP PUTRAJAYA & CYBERJAYA | Existing | 11 kV |  | RYB | VPTJ/PCE/J01531 | PE 1.53 NORTH DEPT (F1)
378405556 | TNB | DISTRIBUTION | WP PUTRAJAYA & CYBERJAYA | Existing | 11 kV |  | RYB | VPTJ/PCE/J01531 | PE 1.53 NORTH DEPT (F1)
378405568 | TNB | DISTRIBUTION | WP PUTRAJAYA & CYBERJAYA | Existing | 11 kV |  | RYB | VPTJ/PCE/J01531 | PE 1.53 NORTH DEPT (F1)
378405569 | TNB | DISTRIBUTION | WP PUTRAJAYA & CYBERJAYA | Existing | 11 kV |  | RYB | VPTJ/PCE/J01531 | PE 1.53 NORTH DEPT (F1)
378405571 | TNB | DISTRIBUTION | WP PUTRAJAYA & CYBERJAYA | Existing | 11 kV |  | RYB | VPTJ/PCE/J01531 | PE 1.53 NORTH DEPT (F1)
378405572 | TNB | DISTRIBUTION | WP PUTRAJAYA & CYBERJAYA | Existing | 11 kV |  | RYB | VPTJ/PCE/J01531 | PE 1.53 NORTH DEPT (F1)
378405573 | TNB | DISTRIBUTION | WP PUTRAJAYA & CYBERJAYA | Existing | 11 kV |  | RYB | VPTJ/PCE/J01531 | PE 1.53 NORTH DEPT (F1)
378405575 | TNB | DISTRIBUTION | WP PUTRAJAYA & CYBERJAYA | Existing | 11 kV |  | RYB | VPTJ/PCE/J01531 | PE 1.53 NORTH DEPT (F1)
378405576 | TNB | DISTRIBUTION | WP PUTRAJAYA & CYBERJAYA | Existing | 11 kV |  | RYB | VPTJ/PCE/J01531 | PE 1.53 NORTH DEPT (F1)
378405578 | TNB | DISTRIBUTION | WP PUTRAJAYA & CYBERJAYA | Existing | 11 kV |  | RYB | VPTJ/PCE/J01531 | PE 1.53 NORTH DEPT (F1)
378405585 | TNB | DISTRIBUTION | WP PUTRAJAYA & CYBERJAYA | Existing | 11 kV |  | RYB | VPTJ/PCE/J01531 | PE 1.53 NORTH DEPT (F1)
378405660 | TNB | DISTRIBUTION | WP PUTRAJAYA & CYBERJAYA | Existing | 11 kV |  | RYB | VPTJ/PCE/J01541 | PE 1.54 SOUTH DEPT (F1)
378405661 | TNB | DISTRIBUTION | WP PUTRAJAYA & CYBERJAYA | Existing | 11 kV |  | RYB | VPTJ/PCE/J01541 | PE 1.54 SOUTH DEPT (F1)
378405673 | TNB | DISTRIBUTION | WP PUTRAJAYA & CYBERJAYA | Existing | 11 kV |  | RYB | VPTJ/PCE/J01541 | PE 1.54 SOUTH DEPT (F1)
378405674 | TNB | DISTRIBUTION | WP PUTRAJAYA & CYBERJAYA | Existing | 11 kV |  | RYB | VPTJ/PCE/J01541 | PE 1.54 SOUTH DEPT (F1)
378405676 | TNB | DISTRIBUTION | WP PUTRAJAYA & CYBERJAYA | Existing | 11 kV |  | RYB | VPTJ/PCE/J01541 | PE 1.54 SOUTH DEPT (F1)
378405677 | TNB | DISTRIBUTION | WP PUTRAJAYA & CYBERJAYA | Existing | 11 kV |  | RYB | VPTJ/PCE/J01541 | PE 1.54 SOUTH DEPT (F1)
378405678 | TNB | DISTRIBUTION | WP PUTRAJAYA & CYBERJAYA | Existing | 11 kV |  | RYB | VPTJ/PCE/J01541 | PE 1.54 SOUTH DEPT (F1)
378405680 | TNB | DISTRIBUTION | WP PUTRAJAYA & CYBERJAYA | Existing | 11 kV |  | RYB | VPTJ/PCE/J01541 | PE 1.54 SOUTH DEPT (F1)
378405681 | TNB | DISTRIBUTION | WP PUTRAJAYA & CYBERJAYA | Existing | 11 kV |  | RYB | VPTJ/PCE/J01541 | PE 1.54 SOUTH DEPT (F1)
378405683 | TNB | DISTRIBUTION | WP PUTRAJAYA & CYBERJAYA | Existing | 11 kV |  | RYB | VPTJ/PCE/J01541 | PE 1.54 SOUTH DEPT (F1)
378405690 | TNB | DISTRIBUTION | WP PUTRAJAYA & CYBERJAYA | Existing | 11 kV |  | RYB | VPTJ/PCE/J01541 | PE 1.54 SOUTH DEPT (F1)
378405762 | TNB | DISTRIBUTION | WP PUTRAJAYA & CYBERJAYA | Existing | 11 kV |  | RYB | VPTJ/PCE/J01542 | PE 1.54 SOUTH DEPT (F2)
378405764 | TNB | DISTRIBUTION | WP PUTRAJAYA & CYBERJAYA | Existing | 11 kV |  | RYB | VPTJ/PCE/J01542 | PE 1.54 SOUTH DEPT (F2)
378405766 | TNB | DISTRIBUTION | WP PUTRAJAYA & CYBERJAYA | Existing | 11 kV |  | RYB | VPTJ/PCE/J01542 | PE 1.54 SOUTH DEPT (F2)
378405769 | TNB | DISTRIBUTION | WP PUTRAJAYA & CYBERJAYA | Existing | 11 kV |  | RYB | VPTJ/PCE/J01542 | PE 1.54 SOUTH DEPT (F2)
378405770 | TNB | DISTRIBUTION | WP PUTRAJAYA & CYBERJAYA | Existing | 11 kV |  | RYB | VPTJ/PCE/J01542 | PE 1.54 SOUTH DEPT (F2)
378405771 | TNB | DISTRIBUTION | WP PUTRAJAYA & CYBERJAYA | Existing | 11 kV |  | RYB | VPTJ/PCE/J01542 | PE 1.54 SOUTH DEPT (F2)
378405777 | TNB | DISTRIBUTION | WP PUTRAJAYA & CYBERJAYA | Existing | 11 kV |  | RYB | VPTJ/PCE/J01542 | PE 1.54 SOUTH DEPT (F2)
378405782 | TNB | DISTRIBUTION | WP PUTRAJAYA & CYBERJAYA | Existing | 11 kV |  | RYB | VPTJ/PCE/J01542 | PE 1.54 SOUTH DEPT (F2)
378405788 | TNB | DISTRIBUTION | WP PUTRAJAYA & CYBERJAYA | Existing | 11 kV |  | RYB | VPTJ/PCE/J01551 | SS 1.55 PLAZA MALL (F1)
378405790 | TNB | DISTRIBUTION | WP PUTRAJAYA & CYBERJAYA | Existing | 11 kV |  | RYB | VPTJ/PCE/J01551 | SS 1.55 PLAZA MALL (F1)
378405792 | TNB | DISTRIBUTION | WP PUTRAJAYA & CYBERJAYA | Existing | 11 kV |  | RYB | VPTJ/PCE/J01551 | SS 1.55 PLAZA MALL (F1)
378405795 | TNB | DISTRIBUTION | WP PUTRAJAYA & CYBERJAYA | Existing | 11 kV |  | RYB | VPTJ/PCE/J01551 | SS 1.55 PLAZA MALL (F1)
378405796 | TNB | DISTRIBUTION | WP PUTRAJAYA & CYBERJAYA | Existing | 11 kV |  | RYB | VPTJ/PCE/J01551 | SS 1.55 PLAZA MALL (F1)
378405797 | TNB | DISTRIBUTION | WP PUTRAJAYA & CYBERJAYA | Existing | 11 kV |  | RYB | VPTJ/PCE/J01551 | SS 1.55 PLAZA MALL (F1)
378405803 | TNB | DISTRIBUTION | WP PUTRAJAYA & CYBERJAYA | Existing | 11 kV |  | RYB | VPTJ/PCE/J01551 | SS 1.55 PLAZA MALL (F1)
378405808 | TNB | DISTRIBUTION | WP PUTRAJAYA & CYBERJAYA | Existing | 11 kV |  | RYB | VPTJ/PCE/J01551 | SS 1.55 PLAZA MALL (F1)
378405814 | TNB | DISTRIBUTION | WP PUTRAJAYA & CYBERJAYA | Existing | 11 kV |  | RYB | VPTJ/PCE/J01552 | SS 1.55 PLAZA MALL (F2)
378405816 | TNB | DISTRIBUTION | WP PUTRAJAYA & CYBERJAYA | Existing | 11 kV |  | RYB | VPTJ/PCE/J01552 | SS 1.55 PLAZA MALL (F2)
378405818 | TNB | DISTRIBUTION | WP PUTRAJAYA & CYBERJAYA | Existing | 11 kV |  | RYB | VPTJ/PCE/J01552 | SS 1.55 PLAZA MALL (F2)
378405821 | TNB | DISTRIBUTION | WP PUTRAJAYA & CYBERJAYA | Existing | 11 kV |  | RYB | VPTJ/PCE/J01552 | SS 1.55 PLAZA MALL (F2)
378405822 | TNB | DISTRIBUTION | WP PUTRAJAYA & CYBERJAYA | Existing | 11 kV |  | RYB | VPTJ/PCE/J01552 | SS 1.55 PLAZA MALL (F2)
378405823 | TNB | DISTRIBUTION | WP PUTRAJAYA & CYBERJAYA | Existing | 11 kV |  | RYB | VPTJ/PCE/J01552 | SS 1.55 PLAZA MALL (F2)
378405829 | TNB | DISTRIBUTION | WP PUTRAJAYA & CYBERJAYA | Existing | 11 kV |  | RYB | VPTJ/PCE/J01552 | SS 1.55 PLAZA MALL (F2)
378405834 | TNB | DISTRIBUTION | WP PUTRAJAYA & CYBERJAYA | Existing | 11 kV |  | RYB | VPTJ/PCE/J01552 | SS 1.55 PLAZA MALL (F2)
378405845 | TNB | DISTRIBUTION | WP PUTRAJAYA & CYBERJAYA | Existing | 11 kV |  | RYB | VPTJ/PCE/J01261 | SS 1.26 HOTEL SANGRI-LA (F1)
378405849 | TNB | DISTRIBUTION | WP PUTRAJAYA & CYBERJAYA | Existing | 11 kV |  | RYB | VPTJ/PCE/J01261 | SS 1.26 HOTEL SANGRI-LA (F1)
378405853 | TNB | DISTRIBUTION | WP PUTRAJAYA & CYBERJAYA | Existing | 11 kV |  | RYB | VPTJ/PCE/J01261 | SS 1.26 HOTEL SANGRI-LA (F1)
378405855 | TNB | DISTRIBUTION | WP PUTRAJAYA & CYBERJAYA | Existing | 11 kV |  | RYB | VPTJ/PCE/J01261 | SS 1.26 HOTEL SANGRI-LA (F1)
378405857 | TNB | DISTRIBUTION | WP PUTRAJAYA & CYBERJAYA | Existing | 11 kV |  | RYB | VPTJ/PCE/J01261 | SS 1.26 HOTEL SANGRI-LA (F1)
378405863 | TNB | DISTRIBUTION | WP PUTRAJAYA & CYBERJAYA | Existing | 11 kV |  | RYB | VPTJ/PCE/J01261 | SS 1.26 HOTEL SANGRI-LA (F1)
378405865 | TNB | DISTRIBUTION | WP PUTRAJAYA & CYBERJAYA | Existing | 11 kV |  | RYB | VPTJ/PCE/J01261 | SS 1.26 HOTEL SANGRI-LA (F1)
378405868 | TNB | DISTRIBUTION | WP PUTRAJAYA & CYBERJAYA | Existing | 11 kV |  | RYB | VPTJ/PCE/J01261 | SS 1.26 HOTEL SANGRI-LA (F1)
378405886 | TNB | DISTRIBUTION | WP PUTRAJAYA & CYBERJAYA | Existing | 11 kV |  | RYB | VPTJ/PCE/J01262 | SS 1.26 HOTEL SANGRI-LA (F2)
378405890 | TNB | DISTRIBUTION | WP PUTRAJAYA & CYBERJAYA | Existing | 11 kV |  | RYB | VPTJ/PCE/J01262 | SS 1.26 HOTEL SANGRI-LA (F2)
378405894 | TNB | DISTRIBUTION | WP PUTRAJAYA & CYBERJAYA | Existing | 11 kV |  | RYB | VPTJ/PCE/J01262 | SS 1.26 HOTEL SANGRI-LA (F2)
378405896 | TNB | DISTRIBUTION | WP PUTRAJAYA & CYBERJAYA | Existing | 11 kV |  | RYB | VPTJ/PCE/J01262 | SS 1.26 HOTEL SANGRI-LA (F2)
378405898 | TNB | DISTRIBUTION | WP PUTRAJAYA & CYBERJAYA | Existing | 11 kV |  | RYB | VPTJ/PCE/J01262 | SS 1.26 HOTEL SANGRI-LA (F2)
378405904 | TNB | DISTRIBUTION | WP PUTRAJAYA & CYBERJAYA | Existing | 11 kV |  | RYB | VPTJ/PCE/J01262 | SS 1.26 HOTEL SANGRI-LA (F2)
378405906 | TNB | DISTRIBUTION | WP PUTRAJAYA & CYBERJAYA | Existing | 11 kV |  | RYB | VPTJ/PCE/J01262 | SS 1.26 HOTEL SANGRI-LA (F2)
378405909 | TNB | DISTRIBUTION | WP PUTRAJAYA & CYBERJAYA | Existing | 11 kV |  | RYB | VPTJ/PCE/J01262 | SS 1.26 HOTEL SANGRI-LA (F2)
378405923 | TNB | DISTRIBUTION | WP PUTRAJAYA & CYBERJAYA | Existing | 11 kV |  | RYB | VPTJ/PCE/J01381 | PE 1.38 TAMAN PUTRA PERDANA (F1)
378405924 | TNB | DISTRIBUTION | WP PUTRAJAYA & CYBERJAYA | Existing | 11 kV |  | RYB | VPTJ/PCE/J01381 | PE 1.38 TAMAN PUTRA PERDANA (F1)
378405936 | TNB | DISTRIBUTION | WP PUTRAJAYA & CYBERJAYA | Existing | 11 kV |  | RYB | VPTJ/PCE/J01381 | PE 1.38 TAMAN PUTRA PERDANA (F1)
378405937 | TNB | DISTRIBUTION | WP PUTRAJAYA & CYBERJAYA | Existing | 11 kV |  | RYB | VPTJ/PCE/J01381 | PE 1.38 TAMAN PUTRA PERDANA (F1)
378405939 | TNB | DISTRIBUTION | WP PUTRAJAYA & CYBERJAYA | Existing | 11 kV |  | RYB | VPTJ/PCE/J01381 | PE 1.38 TAMAN PUTRA PERDANA (F1)
378405940 | TNB | DISTRIBUTION | WP PUTRAJAYA & CYBERJAYA | Existing | 11 kV |  | RYB | VPTJ/PCE/J01381 | PE 1.38 TAMAN PUTRA PERDANA (F1)
378405941 | TNB | DISTRIBUTION | WP PUTRAJAYA & CYBERJAYA | Existing | 11 kV |  | RYB | VPTJ/PCE/J01381 | PE 1.38 TAMAN PUTRA PERDANA (F1)
378405943 | TNB | DISTRIBUTION | WP PUTRAJAYA & CYBERJAYA | Existing | 11 kV |  | RYB | VPTJ/PCE/J01381 | PE 1.38 TAMAN PUTRA PERDANA (F1)
378405944 | TNB | DISTRIBUTION | WP PUTRAJAYA & CYBERJAYA | Existing | 11 kV |  | RYB | VPTJ/PCE/J01381 | PE 1.38 TAMAN PUTRA PERDANA (F1)
378405946 | TNB | DISTRIBUTION | WP PUTRAJAYA & CYBERJAYA | Existing | 11 kV |  | RYB | VPTJ/PCE/J01381 | PE 1.38 TAMAN PUTRA PERDANA (F1)
378405953 | TNB | DISTRIBUTION | WP PUTRAJAYA & CYBERJAYA | Existing | 11 kV |  | RYB | VPTJ/PCE/J01381 | PE 1.38 TAMAN PUTRA PERDANA (F1)
378406026 | TNB | DISTRIBUTION | WP PUTRAJAYA & CYBERJAYA | Existing | 11 kV |  | RYB | VPTJ/PCE/J01382 | PE 1.38 TAMAN PUTRA PERDANA (F2)
378406027 | TNB | DISTRIBUTION | WP PUTRAJAYA & CYBERJAYA | Existing | 11 kV |  | RYB | VPTJ/PCE/J01382 | PE 1.38 TAMAN PUTRA PERDANA (F2)
378406039 | TNB | DISTRIBUTION | WP PUTRAJAYA & CYBERJAYA | Existing | 11 kV |  | RYB | VPTJ/PCE/J01382 | PE 1.38 TAMAN PUTRA PERDANA (F2)
378406040 | TNB | DISTRIBUTION | WP PUTRAJAYA & CYBERJAYA | Existing | 11 kV |  | RYB | VPTJ/PCE/J01382 | PE 1.38 TAMAN PUTRA PERDANA (F2)
378406042 | TNB | DISTRIBUTION | WP PUTRAJAYA & CYBERJAYA | Existing | 11 kV |  | RYB | VPTJ/PCE/J01382 | PE 1.38 TAMAN PUTRA PERDANA (F2)
378406043 | TNB | DISTRIBUTION | WP PUTRAJAYA & CYBERJAYA | Existing | 11 kV |  | RYB | VPTJ/PCE/J01382 | PE 1.38 TAMAN PUTRA PERDANA (F2)
378406044 | TNB | DISTRIBUTION | WP PUTRAJAYA & CYBERJAYA | Existing | 11 kV |  | RYB | VPTJ/PCE/J01382 | PE 1.38 TAMAN PUTRA PERDANA (F2)
378406046 | TNB | DISTRIBUTION | WP PUTRAJAYA & CYBERJAYA | Existing | 11 kV |  | RYB | VPTJ/PCE/J01382 | PE 1.38 TAMAN PUTRA PERDANA (F2)
378406047 | TNB | DISTRIBUTION | WP PUTRAJAYA & CYBERJAYA | Existing | 11 kV |  | RYB | VPTJ/PCE/J01382 | PE 1.38 TAMAN PUTRA PERDANA (F2)
378406049 | TNB | DISTRIBUTION | WP PUTRAJAYA & CYBERJAYA | Existing | 11 kV |  | RYB | VPTJ/PCE/J01382 | PE 1.38 TAMAN PUTRA PERDANA (F2)
378406056 | TNB | DISTRIBUTION | WP PUTRAJAYA & CYBERJAYA | Existing | 11 kV |  | RYB | VPTJ/PCE/J01382 | PE 1.38 TAMAN PUTRA PERDANA (F2)
378406128 | TNB | DISTRIBUTION | WP PUTRAJAYA & CYBERJAYA | Existing | 11 kV |  | RYB | VPTJ/PCE/J01151 | SS 1.15 D1 (F1)
378406130 | TNB | DISTRIBUTION | WP PUTRAJAYA & CYBERJAYA | Existing | 11 kV |  | RYB | VPTJ/PCE/J01151 | SS 1.15 D1 (F1)
378406132 | TNB | DISTRIBUTION | WP PUTRAJAYA & CYBERJAYA | Existing | 11 kV |  | RYB | VPTJ/PCE/J01151 | SS 1.15 D1 (F1)
378406135 | TNB | DISTRIBUTION | WP PUTRAJAYA & CYBERJAYA | Existing | 11 kV |  | RYB | VPTJ/PCE/J01151 | SS 1.15 D1 (F1)
378406136 | TNB | DISTRIBUTION | WP PUTRAJAYA & CYBERJAYA | Existing | 11 kV |  | RYB | VPTJ/PCE/J01151 | SS 1.15 D1 (F1)
378406137 | TNB | DISTRIBUTION | WP PUTRAJAYA & CYBERJAYA | Existing | 11 kV |  | RYB | VPTJ/PCE/J01151 | SS 1.15 D1 (F1)
378406143 | TNB | DISTRIBUTION | WP PUTRAJAYA & CYBERJAYA | Existing | 11 kV |  | RYB | VPTJ/PCE/J01151 | SS 1.15 D1 (F1)
378406148 | TNB | DISTRIBUTION | WP PUTRAJAYA & CYBERJAYA | Existing | 11 kV |  | RYB | VPTJ/PCE/J01151 | SS 1.15 D1 (F1)
378406154 | TNB | DISTRIBUTION | WP PUTRAJAYA & CYBERJAYA | Existing | 11 kV |  | RYB | VPTJ/PCE/J01152 | SS 1.15 D1 (F2)
378406156 | TNB | DISTRIBUTION | WP PUTRAJAYA & CYBERJAYA | Existing | 11 kV |  | RYB | VPTJ/PCE/J01152 | SS 1.15 D1 (F2)
378406158 | TNB | DISTRIBUTION | WP PUTRAJAYA & CYBERJAYA | Existing | 11 kV |  | RYB | VPTJ/PCE/J01152 | SS 1.15 D1 (F2)
378406161 | TNB | DISTRIBUTION | WP PUTRAJAYA & CYBERJAYA | Existing | 11 kV |  | RYB | VPTJ/PCE/J01152 | SS 1.15 D1 (F2)
378406162 | TNB | DISTRIBUTION | WP PUTRAJAYA & CYBERJAYA | Existing | 11 kV |  | RYB | VPTJ/PCE/J01152 | SS 1.15 D1 (F2)
378406163 | TNB | DISTRIBUTION | WP PUTRAJAYA & CYBERJAYA | Existing | 11 kV |  | RYB | VPTJ/PCE/J01152 | SS 1.15 D1 (F2)
378406169 | TNB | DISTRIBUTION | WP PUTRAJAYA & CYBERJAYA | Existing | 11 kV |  | RYB | VPTJ/PCE/J01152 | SS 1.15 D1 (F2)
378406174 | TNB | DISTRIBUTION | WP PUTRAJAYA & CYBERJAYA | Existing | 11 kV |  | RYB | VPTJ/PCE/J01152 | SS 1.15 D1 (F2)
378406180 | TNB | DISTRIBUTION | WP PUTRAJAYA & CYBERJAYA | Existing | 11 kV |  | RYB | VPTJ/PCE/J01161 | SS 1.16 D2 (F1)
378406182 | TNB | DISTRIBUTION | WP PUTRAJAYA & CYBERJAYA | Existing | 11 kV |  | RYB | VPTJ/PCE/J01161 | SS 1.16 D2 (F1)
378406184 | TNB | DISTRIBUTION | WP PUTRAJAYA & CYBERJAYA | Existing | 11 kV |  | RYB | VPTJ/PCE/J01161 | SS 1.16 D2 (F1)
378406187 | TNB | DISTRIBUTION | WP PUTRAJAYA & CYBERJAYA | Existing | 11 kV |  | RYB | VPTJ/PCE/J01161 | SS 1.16 D2 (F1)
378406188 | TNB | DISTRIBUTION | WP PUTRAJAYA & CYBERJAYA | Existing | 11 kV |  | RYB | VPTJ/PCE/J01161 | SS 1.16 D2 (F1)
378406189 | TNB | DISTRIBUTION | WP PUTRAJAYA & CYBERJAYA | Existing | 11 kV |  | RYB | VPTJ/PCE/J01161 | SS 1.16 D2 (F1)
378406195 | TNB | DISTRIBUTION | WP PUTRAJAYA & CYBERJAYA | Existing | 11 kV |  | RYB | VPTJ/PCE/J01161 | SS 1.16 D2 (F1)
378406200 | TNB | DISTRIBUTION | WP PUTRAJAYA & CYBERJAYA | Existing | 11 kV |  | RYB | VPTJ/PCE/J01161 | SS 1.16 D2 (F1)
378406206 | TNB | DISTRIBUTION | WP PUTRAJAYA & CYBERJAYA | Existing | 11 kV |  | RYB | VPTJ/PCE/J01162 | SS 1.16 D2 (F2)
378406208 | TNB | DISTRIBUTION | WP PUTRAJAYA & CYBERJAYA | Existing | 11 kV |  | RYB | VPTJ/PCE/J01162 | SS 1.16 D2 (F2)
378406210 | TNB | DISTRIBUTION | WP PUTRAJAYA & CYBERJAYA | Existing | 11 kV |  | RYB | VPTJ/PCE/J01162 | SS 1.16 D2 (F2)
378406213 | TNB | DISTRIBUTION | WP PUTRAJAYA & CYBERJAYA | Existing | 11 kV |  | RYB | VPTJ/PCE/J01162 | SS 1.16 D2 (F2)
378406214 | TNB | DISTRIBUTION | WP PUTRAJAYA & CYBERJAYA | Existing | 11 kV |  | RYB | VPTJ/PCE/J01162 | SS 1.16 D2 (F2)
378406215 | TNB | DISTRIBUTION | WP PUTRAJAYA & CYBERJAYA | Existing | 11 kV |  | RYB | VPTJ/PCE/J01162 | SS 1.16 D2 (F2)
378406221 | TNB | DISTRIBUTION | WP PUTRAJAYA & CYBERJAYA | Existing | 11 kV |  | RYB | VPTJ/PCE/J01162 | SS 1.16 D2 (F2)
378406226 | TNB | DISTRIBUTION | WP PUTRAJAYA & CYBERJAYA | Existing | 11 kV |  | RYB | VPTJ/PCE/J01162 | SS 1.16 D2 (F2)
378406232 | TNB | DISTRIBUTION | WP PUTRAJAYA & CYBERJAYA | Existing | 11 kV |  | RYB | VPTJ/PCE/J01171 | SS 1.17 D3 (F1)
378406234 | TNB | DISTRIBUTION | WP PUTRAJAYA & CYBERJAYA | Existing | 11 kV |  | RYB | VPTJ/PCE/J01171 | SS 1.17 D3 (F1)
378406236 | TNB | DISTRIBUTION | WP PUTRAJAYA & CYBERJAYA | Existing | 11 kV |  | RYB | VPTJ/PCE/J01171 | SS 1.17 D3 (F1)
378406239 | TNB | DISTRIBUTION | WP PUTRAJAYA & CYBERJAYA | Existing | 11 kV |  | RYB | VPTJ/PCE/J01171 | SS 1.17 D3 (F1)
378406240 | TNB | DISTRIBUTION | WP PUTRAJAYA & CYBERJAYA | Existing | 11 kV |  | RYB | VPTJ/PCE/J01171 | SS 1.17 D3 (F1)
378406241 | TNB | DISTRIBUTION | WP PUTRAJAYA & CYBERJAYA | Existing | 11 kV |  | RYB | VPTJ/PCE/J01171 | SS 1.17 D3 (F1)
378406247 | TNB | DISTRIBUTION | WP PUTRAJAYA & CYBERJAYA | Existing | 11 kV |  | RYB | VPTJ/PCE/J01171 | SS 1.17 D3 (F1)
378406252 | TNB | DISTRIBUTION | WP PUTRAJAYA & CYBERJAYA | Existing | 11 kV |  | RYB | VPTJ/PCE/J01171 | SS 1.17 D3 (F1)
378406258 | TNB | DISTRIBUTION | WP PUTRAJAYA & CYBERJAYA | Existing | 11 kV |  | RYB | VPTJ/PCE/J01172 | SS 1.17 D3 (F2)
378406260 | TNB | DISTRIBUTION | WP PUTRAJAYA & CYBERJAYA | Existing | 11 kV |  | RYB | VPTJ/PCE/J01172 | SS 1.17 D3 (F2)
378406262 | TNB | DISTRIBUTION | WP PUTRAJAYA & CYBERJAYA | Existing | 11 kV |  | RYB | VPTJ/PCE/J01172 | SS 1.17 D3 (F2)
378406265 | TNB | DISTRIBUTION | WP PUTRAJAYA & CYBERJAYA | Existing | 11 kV |  | RYB | VPTJ/PCE/J01172 | SS 1.17 D3 (F2)
378406266 | TNB | DISTRIBUTION | WP PUTRAJAYA & CYBERJAYA | Existing | 11 kV |  | RYB | VPTJ/PCE/J01172 | SS 1.17 D3 (F2)
378406267 | TNB | DISTRIBUTION | WP PUTRAJAYA & CYBERJAYA | Existing | 11 kV |  | RYB | VPTJ/PCE/J01172 | SS 1.17 D3 (F2)
378406273 | TNB | DISTRIBUTION | WP PUTRAJAYA & CYBERJAYA | Existing | 11 kV |  | RYB | VPTJ/PCE/J01172 | SS 1.17 D3 (F2)
378406278 | TNB | DISTRIBUTION | WP PUTRAJAYA & CYBERJAYA | Existing | 11 kV |  | RYB | VPTJ/PCE/J01172 | SS 1.17 D3 (F2)
378406284 | TNB | DISTRIBUTION | WP PUTRAJAYA & CYBERJAYA | Existing | 11 kV |  | RYB | VPTJ/PCE/J01181 | SS 1.18 D4 (F1)
378406286 | TNB | DISTRIBUTION | WP PUTRAJAYA & CYBERJAYA | Existing | 11 kV |  | RYB | VPTJ/PCE/J01181 | SS 1.18 D4 (F1)
378406288 | TNB | DISTRIBUTION | WP PUTRAJAYA & CYBERJAYA | Existing | 11 kV |  | RYB | VPTJ/PCE/J01181 | SS 1.18 D4 (F1)
378406291 | TNB | DISTRIBUTION | WP PUTRAJAYA & CYBERJAYA | Existing | 11 kV |  | RYB | VPTJ/PCE/J01181 | SS 1.18 D4 (F1)
378406292 | TNB | DISTRIBUTION | WP PUTRAJAYA & CYBERJAYA | Existing | 11 kV |  | RYB | VPTJ/PCE/J01181 | SS 1.18 D4 (F1)
378406293 | TNB | DISTRIBUTION | WP PUTRAJAYA & CYBERJAYA | Existing | 11 kV |  | RYB | VPTJ/PCE/J01181 | SS 1.18 D4 (F1)
378406299 | TNB | DISTRIBUTION | WP PUTRAJAYA & CYBERJAYA | Existing | 11 kV |  | RYB | VPTJ/PCE/J01181 | SS 1.18 D4 (F1)
378406304 | TNB | DISTRIBUTION | WP PUTRAJAYA & CYBERJAYA | Existing | 11 kV |  | RYB | VPTJ/PCE/J01181 | SS 1.18 D4 (F1)
378406310 | TNB | DISTRIBUTION | WP PUTRAJAYA & CYBERJAYA | Existing | 11 kV |  | RYB | VPTJ/PCE/J01182 | SS 1.18 D4 (F2)
378406312 | TNB | DISTRIBUTION | WP PUTRAJAYA & CYBERJAYA | Existing | 11 kV |  | RYB | VPTJ/PCE/J01182 | SS 1.18 D4 (F2)
378406314 | TNB | DISTRIBUTION | WP PUTRAJAYA & CYBERJAYA | Existing | 11 kV |  | RYB | VPTJ/PCE/J01182 | SS 1.18 D4 (F2)
378406317 | TNB | DISTRIBUTION | WP PUTRAJAYA & CYBERJAYA | Existing | 11 kV |  | RYB | VPTJ/PCE/J01182 | SS 1.18 D4 (F2)
378406318 | TNB | DISTRIBUTION | WP PUTRAJAYA & CYBERJAYA | Existing | 11 kV |  | RYB | VPTJ/PCE/J01182 | SS 1.18 D4 (F2)
378406319 | TNB | DISTRIBUTION | WP PUTRAJAYA & CYBERJAYA | Existing | 11 kV |  | RYB | VPTJ/PCE/J01182 | SS 1.18 D4 (F2)
378406325 | TNB | DISTRIBUTION | WP PUTRAJAYA & CYBERJAYA | Existing | 11 kV |  | RYB | VPTJ/PCE/J01182 | SS 1.18 D4 (F2)
378406330 | TNB | DISTRIBUTION | WP PUTRAJAYA & CYBERJAYA | Existing | 11 kV |  | RYB | VPTJ/PCE/J01182 | SS 1.18 D4 (F2)
378406337 | TNB | DISTRIBUTION | WP PUTRAJAYA & CYBERJAYA | Existing | 11 kV |  | RYB | VPTJ/PCE/J15221 | PE 15.22 PADAT WR 6
378406338 | TNB | DISTRIBUTION | WP PUTRAJAYA & CYBERJAYA | Existing | 11 kV |  | RYB | VPTJ/PCE/J15221 | PE 15.22 PADAT WR 6
378406343 | TNB | DISTRIBUTION | WP PUTRAJAYA & CYBERJAYA | Existing | 11 kV |  | RYB | VPTJ/PCE/J15221 | PE 15.22 PADAT WR 6
378406349 | TNB | DISTRIBUTION | WP PUTRAJAYA & CYBERJAYA | Existing | 11 kV |  | RYB | VPTJ/PCE/J15221 | PE 15.22 PADAT WR 6
378406350 | TNB | DISTRIBUTION | WP PUTRAJAYA & CYBERJAYA | Existing | 11 kV |  | RYB | VPTJ/PCE/J15221 | PE 15.22 PADAT WR 6
378406354 | TNB | DISTRIBUTION | WP PUTRAJAYA & CYBERJAYA | Existing | 11 kV |  | RYB | VPTJ/PCE/J15221 | PE 15.22 PADAT WR 6
378406357 | TNB | DISTRIBUTION | WP PUTRAJAYA & CYBERJAYA | Existing | 11 kV |  | RYB | VPTJ/PCE/J15221 | PE 15.22 PADAT WR 6
378406358 | TNB | DISTRIBUTION | WP PUTRAJAYA & CYBERJAYA | Existing | 11 kV |  | RYB | VPTJ/PCE/J15221 | PE 15.22 PADAT WR 6
378406535 | TNB | DISTRIBUTION | WP PUTRAJAYA & CYBERJAYA | Existing | 11 kV |  | RYB | VPTJ/PCE/J15452 | PE 15.45 Blok C1 15-12B (F2)
378406536 | TNB | DISTRIBUTION | WP PUTRAJAYA & CYBERJAYA | Existing | 11 kV |  | RYB | VPTJ/PCE/J15452 | PE 15.45 Blok C1 15-12B (F2)
378406541 | TNB | DISTRIBUTION | WP PUTRAJAYA & CYBERJAYA | Existing | 11 kV |  | RYB | VPTJ/PCE/J15452 | PE 15.45 Blok C1 15-12B (F2)
378406547 | TNB | DISTRIBUTION | WP PUTRAJAYA & CYBERJAYA | Existing | 11 kV |  | RYB | VPTJ/PCE/J15452 | PE 15.45 Blok C1 15-12B (F2)
378406548 | TNB | DISTRIBUTION | WP PUTRAJAYA & CYBERJAYA | Existing | 11 kV |  | RYB | VPTJ/PCE/J15452 | PE 15.45 Blok C1 15-12B (F2)
378406552 | TNB | DISTRIBUTION | WP PUTRAJAYA & CYBERJAYA | Existing | 11 kV |  | RYB | VPTJ/PCE/J15452 | PE 15.45 Blok C1 15-12B (F2)
378406555 | TNB | DISTRIBUTION | WP PUTRAJAYA & CYBERJAYA | Existing | 11 kV |  | RYB | VPTJ/PCE/J15452 | PE 15.45 Blok C1 15-12B (F2)
378406556 | TNB | DISTRIBUTION | WP PUTRAJAYA & CYBERJAYA | Existing | 11 kV |  | RYB | VPTJ/PCE/J15452 | PE 15.45 Blok C1 15-12B (F2)
378406629 | TNB | DISTRIBUTION | WP PUTRAJAYA & CYBERJAYA | Existing | 11 kV |  | RYB | VPTJ/PCE/J15451 | PE 15.45 Blok C1 15-12B (F1)
378406630 | TNB | DISTRIBUTION | WP PUTRAJAYA & CYBERJAYA | Existing | 11 kV |  | RYB | VPTJ/PCE/J15451 | PE 15.45 Blok C1 15-12B (F1)
378406635 | TNB | DISTRIBUTION | WP PUTRAJAYA & CYBERJAYA | Existing | 11 kV |  | RYB | VPTJ/PCE/J15451 | PE 15.45 Blok C1 15-12B (F1)
378406641 | TNB | DISTRIBUTION | WP PUTRAJAYA & CYBERJAYA | Existing | 11 kV |  | RYB | VPTJ/PCE/J15451 | PE 15.45 Blok C1 15-12B (F1)
378406642 | TNB | DISTRIBUTION | WP PUTRAJAYA & CYBERJAYA | Existing | 11 kV |  | RYB | VPTJ/PCE/J15451 | PE 15.45 Blok C1 15-12B (F1)
378406646 | TNB | DISTRIBUTION | WP PUTRAJAYA & CYBERJAYA | Existing | 11 kV |  | RYB | VPTJ/PCE/J15451 | PE 15.45 Blok C1 15-12B (F1)
378406649 | TNB | DISTRIBUTION | WP PUTRAJAYA & CYBERJAYA | Existing | 11 kV |  | RYB | VPTJ/PCE/J15451 | PE 15.45 Blok C1 15-12B (F1)
378406650 | TNB | DISTRIBUTION | WP PUTRAJAYA & CYBERJAYA | Existing | 11 kV |  | RYB | VPTJ/PCE/J15451 | PE 15.45 Blok C1 15-12B (F1)
378406723 | TNB | DISTRIBUTION | WP PUTRAJAYA & CYBERJAYA | Existing | 11 kV |  | RYB | VPTJ/PCE/J15461 | PE 15.46 Blok C2 15-12B (F1)
378406724 | TNB | DISTRIBUTION | WP PUTRAJAYA & CYBERJAYA | Existing | 11 kV |  | RYB | VPTJ/PCE/J15461 | PE 15.46 Blok C2 15-12B (F1)
378406729 | TNB | DISTRIBUTION | WP PUTRAJAYA & CYBERJAYA | Existing | 11 kV |  | RYB | VPTJ/PCE/J15461 | PE 15.46 Blok C2 15-12B (F1)
378406735 | TNB | DISTRIBUTION | WP PUTRAJAYA & CYBERJAYA | Existing | 11 kV |  | RYB | VPTJ/PCE/J15461 | PE 15.46 Blok C2 15-12B (F1)
378406736 | TNB | DISTRIBUTION | WP PUTRAJAYA & CYBERJAYA | Existing | 11 kV |  | RYB | VPTJ/PCE/J15461 | PE 15.46 Blok C2 15-12B (F1)
378406740 | TNB | DISTRIBUTION | WP PUTRAJAYA & CYBERJAYA | Existing | 11 kV |  | RYB | VPTJ/PCE/J15461 | PE 15.46 Blok C2 15-12B (F1)
378406743 | TNB | DISTRIBUTION | WP PUTRAJAYA & CYBERJAYA | Existing | 11 kV |  | RYB | VPTJ/PCE/J15461 | PE 15.46 Blok C2 15-12B (F1)
378406744 | TNB | DISTRIBUTION | WP PUTRAJAYA & CYBERJAYA | Existing | 11 kV |  | RYB | VPTJ/PCE/J15461 | PE 15.46 Blok C2 15-12B (F1)
378406817 | TNB | DISTRIBUTION | WP PUTRAJAYA & CYBERJAYA | Existing | 11 kV |  | RYB | VPTJ/PCE/J15462 | PE 15.46 Blok C2 15-12B (F2)
378406818 | TNB | DISTRIBUTION | WP PUTRAJAYA & CYBERJAYA | Existing | 11 kV |  | RYB | VPTJ/PCE/J15462 | PE 15.46 Blok C2 15-12B (F2)
378406823 | TNB | DISTRIBUTION | WP PUTRAJAYA & CYBERJAYA | Existing | 11 kV |  | RYB | VPTJ/PCE/J15462 | PE 15.46 Blok C2 15-12B (F2)
378406829 | TNB | DISTRIBUTION | WP PUTRAJAYA & CYBERJAYA | Existing | 11 kV |  | RYB | VPTJ/PCE/J15462 | PE 15.46 Blok C2 15-12B (F2)
378406830 | TNB | DISTRIBUTION | WP PUTRAJAYA & CYBERJAYA | Existing | 11 kV |  | RYB | VPTJ/PCE/J15462 | PE 15.46 Blok C2 15-12B (F2)
378406834 | TNB | DISTRIBUTION | WP PUTRAJAYA & CYBERJAYA | Existing | 11 kV |  | RYB | VPTJ/PCE/J15462 | PE 15.46 Blok C2 15-12B (F2)
378406837 | TNB | DISTRIBUTION | WP PUTRAJAYA & CYBERJAYA | Existing | 11 kV |  | RYB | VPTJ/PCE/J15462 | PE 15.46 Blok C2 15-12B (F2)
378406838 | TNB | DISTRIBUTION | WP PUTRAJAYA & CYBERJAYA | Existing | 11 kV |  | RYB | VPTJ/PCE/J15462 | PE 15.46 Blok C2 15-12B (F2)
378406913 | TNB | DISTRIBUTION | WP PUTRAJAYA & CYBERJAYA | Existing | 11 kV |  | RYB | VPTJ/PCE/J15441 | PE 15.44 Blok A3 15-12B (F1)
378406914 | TNB | DISTRIBUTION | WP PUTRAJAYA & CYBERJAYA | Existing | 11 kV |  | RYB | VPTJ/PCE/J15441 | PE 15.44 Blok A3 15-12B (F1)
378406919 | TNB | DISTRIBUTION | WP PUTRAJAYA & CYBERJAYA | Existing | 11 kV |  | RYB | VPTJ/PCE/J15441 | PE 15.44 Blok A3 15-12B (F1)
378406925 | TNB | DISTRIBUTION | WP PUTRAJAYA & CYBERJAYA | Existing | 11 kV |  | RYB | VPTJ/PCE/J15441 | PE 15.44 Blok A3 15-12B (F1)
378406926 | TNB | DISTRIBUTION | WP PUTRAJAYA & CYBERJAYA | Existing | 11 kV |  | RYB | VPTJ/PCE/J15441 | PE 15.44 Blok A3 15-12B (F1)
378406930 | TNB | DISTRIBUTION | WP PUTRAJAYA & CYBERJAYA | Existing | 11 kV |  | RYB | VPTJ/PCE/J15441 | PE 15.44 Blok A3 15-12B (F1)
378406933 | TNB | DISTRIBUTION | WP PUTRAJAYA & CYBERJAYA | Existing | 11 kV |  | RYB | VPTJ/PCE/J15441 | PE 15.44 Blok A3 15-12B (F1)
378406934 | TNB | DISTRIBUTION | WP PUTRAJAYA & CYBERJAYA | Existing | 11 kV |  | RYB | VPTJ/PCE/J15441 | PE 15.44 Blok A3 15-12B (F1)
378407007 | TNB | DISTRIBUTION | WP PUTRAJAYA & CYBERJAYA | Existing | 11 kV |  | RYB | VPTJ/PCE/J15442 | PE 15.44 Blok A3 15-12B (F2)
378407008 | TNB | DISTRIBUTION | WP PUTRAJAYA & CYBERJAYA | Existing | 11 kV |  | RYB | VPTJ/PCE/J15442 | PE 15.44 Blok A3 15-12B (F2)
378407013 | TNB | DISTRIBUTION | WP PUTRAJAYA & CYBERJAYA | Existing | 11 kV |  | RYB | VPTJ/PCE/J15442 | PE 15.44 Blok A3 15-12B (F2)
378407019 | TNB | DISTRIBUTION | WP PUTRAJAYA & CYBERJAYA | Existing | 11 kV |  | RYB | VPTJ/PCE/J15442 | PE 15.44 Blok A3 15-12B (F2)
378407020 | TNB | DISTRIBUTION | WP PUTRAJAYA & CYBERJAYA | Existing | 11 kV |  | RYB | VPTJ/PCE/J15442 | PE 15.44 Blok A3 15-12B (F2)
378407024 | TNB | DISTRIBUTION | WP PUTRAJAYA & CYBERJAYA | Existing | 11 kV |  | RYB | VPTJ/PCE/J15442 | PE 15.44 Blok A3 15-12B (F2)
378407027 | TNB | DISTRIBUTION | WP PUTRAJAYA & CYBERJAYA | Existing | 11 kV |  | RYB | VPTJ/PCE/J15442 | PE 15.44 Blok A3 15-12B (F2)
378407028 | TNB | DISTRIBUTION | WP PUTRAJAYA & CYBERJAYA | Existing | 11 kV |  | RYB | VPTJ/PCE/J15442 | PE 15.44 Blok A3 15-12B (F2)
378407103 | TNB | DISTRIBUTION | WP PUTRAJAYA & CYBERJAYA | Existing | 11 kV |  | RYB | VPTJ/PCE/J15431 | PE 15.43 BLOK A2 15-12B (F1)
378407104 | TNB | DISTRIBUTION | WP PUTRAJAYA & CYBERJAYA | Existing | 11 kV |  | RYB | VPTJ/PCE/J15431 | PE 15.43 BLOK A2 15-12B (F1)
378407109 | TNB | DISTRIBUTION | WP PUTRAJAYA & CYBERJAYA | Existing | 11 kV |  | RYB | VPTJ/PCE/J15431 | PE 15.43 BLOK A2 15-12B (F1)
378407115 | TNB | DISTRIBUTION | WP PUTRAJAYA & CYBERJAYA | Existing | 11 kV |  | RYB | VPTJ/PCE/J15431 | PE 15.43 BLOK A2 15-12B (F1)
378407116 | TNB | DISTRIBUTION | WP PUTRAJAYA & CYBERJAYA | Existing | 11 kV |  | RYB | VPTJ/PCE/J15431 | PE 15.43 BLOK A2 15-12B (F1)
378407120 | TNB | DISTRIBUTION | WP PUTRAJAYA & CYBERJAYA | Existing | 11 kV |  | RYB | VPTJ/PCE/J15431 | PE 15.43 BLOK A2 15-12B (F1)
378407123 | TNB | DISTRIBUTION | WP PUTRAJAYA & CYBERJAYA | Existing | 11 kV |  | RYB | VPTJ/PCE/J15431 | PE 15.43 BLOK A2 15-12B (F1)
378407124 | TNB | DISTRIBUTION | WP PUTRAJAYA & CYBERJAYA | Existing | 11 kV |  | RYB | VPTJ/PCE/J15431 | PE 15.43 BLOK A2 15-12B (F1)
378407197 | TNB | DISTRIBUTION | WP PUTRAJAYA & CYBERJAYA | Existing | 11 kV |  | RYB | VPTJ/PCE/J15432 | PE 15.43 BLOK A2 15-12B (F2)
378407198 | TNB | DISTRIBUTION | WP PUTRAJAYA & CYBERJAYA | Existing | 11 kV |  | RYB | VPTJ/PCE/J15432 | PE 15.43 BLOK A2 15-12B (F2)
378407203 | TNB | DISTRIBUTION | WP PUTRAJAYA & CYBERJAYA | Existing | 11 kV |  | RYB | VPTJ/PCE/J15432 | PE 15.43 BLOK A2 15-12B (F2)
378407209 | TNB | DISTRIBUTION | WP PUTRAJAYA & CYBERJAYA | Existing | 11 kV |  | RYB | VPTJ/PCE/J15432 | PE 15.43 BLOK A2 15-12B (F2)
378407210 | TNB | DISTRIBUTION | WP PUTRAJAYA & CYBERJAYA | Existing | 11 kV |  | RYB | VPTJ/PCE/J15432 | PE 15.43 BLOK A2 15-12B (F2)
378407214 | TNB | DISTRIBUTION | WP PUTRAJAYA & CYBERJAYA | Existing | 11 kV |  | RYB | VPTJ/PCE/J15432 | PE 15.43 BLOK A2 15-12B (F2)
378407217 | TNB | DISTRIBUTION | WP PUTRAJAYA & CYBERJAYA | Existing | 11 kV |  | RYB | VPTJ/PCE/J15432 | PE 15.43 BLOK A2 15-12B (F2)
378407218 | TNB | DISTRIBUTION | WP PUTRAJAYA & CYBERJAYA | Existing | 11 kV |  | RYB | VPTJ/PCE/J15432 | PE 15.43 BLOK A2 15-12B (F2)
378407292 | TNB | DISTRIBUTION | WP PUTRAJAYA & CYBERJAYA | Existing | 11 kV |  | RYB | VPTJ/PCE/J15241 | SS 15.24 SEK. ANTARABANGSA (F1)
378407294 | TNB | DISTRIBUTION | WP PUTRAJAYA & CYBERJAYA | Existing | 11 kV |  | RYB | VPTJ/PCE/J15241 | SS 15.24 SEK. ANTARABANGSA (F1)
378407296 | TNB | DISTRIBUTION | WP PUTRAJAYA & CYBERJAYA | Existing | 11 kV |  | RYB | VPTJ/PCE/J15241 | SS 15.24 SEK. ANTARABANGSA (F1)
378407299 | TNB | DISTRIBUTION | WP PUTRAJAYA & CYBERJAYA | Existing | 11 kV |  | RYB | VPTJ/PCE/J15241 | SS 15.24 SEK. ANTARABANGSA (F1)
378407300 | TNB | DISTRIBUTION | WP PUTRAJAYA & CYBERJAYA | Existing | 11 kV |  | RYB | VPTJ/PCE/J15241 | SS 15.24 SEK. ANTARABANGSA (F1)
378407301 | TNB | DISTRIBUTION | WP PUTRAJAYA & CYBERJAYA | Existing | 11 kV |  | RYB | VPTJ/PCE/J15241 | SS 15.24 SEK. ANTARABANGSA (F1)
378407307 | TNB | DISTRIBUTION | WP PUTRAJAYA & CYBERJAYA | Existing | 11 kV |  | RYB | VPTJ/PCE/J15241 | SS 15.24 SEK. ANTARABANGSA (F1)
378407312 | TNB | DISTRIBUTION | WP PUTRAJAYA & CYBERJAYA | Existing | 11 kV |  | RYB | VPTJ/PCE/J15241 | SS 15.24 SEK. ANTARABANGSA (F1)
378407318 | TNB | DISTRIBUTION | WP PUTRAJAYA & CYBERJAYA | Existing | 11 kV |  | RYB | VPTJ/PCE/J15242 | SS 15.24 SEK. ANTARABANGSA (F2)
378407320 | TNB | DISTRIBUTION | WP PUTRAJAYA & CYBERJAYA | Existing | 11 kV |  | RYB | VPTJ/PCE/J15242 | SS 15.24 SEK. ANTARABANGSA (F2)
378407322 | TNB | DISTRIBUTION | WP PUTRAJAYA & CYBERJAYA | Existing | 11 kV |  | RYB | VPTJ/PCE/J15242 | SS 15.24 SEK. ANTARABANGSA (F2)
378407325 | TNB | DISTRIBUTION | WP PUTRAJAYA & CYBERJAYA | Existing | 11 kV |  | RYB | VPTJ/PCE/J15242 | SS 15.24 SEK. ANTARABANGSA (F2)
378407326 | TNB | DISTRIBUTION | WP PUTRAJAYA & CYBERJAYA | Existing | 11 kV |  | RYB | VPTJ/PCE/J15242 | SS 15.24 SEK. ANTARABANGSA (F2)
378407327 | TNB | DISTRIBUTION | WP PUTRAJAYA & CYBERJAYA | Existing | 11 kV |  | RYB | VPTJ/PCE/J15242 | SS 15.24 SEK. ANTARABANGSA (F2)
378407333 | TNB | DISTRIBUTION | WP PUTRAJAYA & CYBERJAYA | Existing | 11 kV |  | RYB | VPTJ/PCE/J15242 | SS 15.24 SEK. ANTARABANGSA (F2)
378407338 | TNB | DISTRIBUTION | WP PUTRAJAYA & CYBERJAYA | Existing | 11 kV |  | RYB | VPTJ/PCE/J15242 | SS 15.24 SEK. ANTARABANGSA (F2)
378407345 | TNB | DISTRIBUTION | WP PUTRAJAYA & CYBERJAYA | Existing | 11 kV |  | RYB | VPTJ/PCE/J15421 | PE 15.42 P/PURI 15-12 BLOK C (F1)
378407346 | TNB | DISTRIBUTION | WP PUTRAJAYA & CYBERJAYA | Existing | 11 kV |  | RYB | VPTJ/PCE/J15421 | PE 15.42 P/PURI 15-12 BLOK C (F1)
378407351 | TNB | DISTRIBUTION | WP PUTRAJAYA & CYBERJAYA | Existing | 11 kV |  | RYB | VPTJ/PCE/J15421 | PE 15.42 P/PURI 15-12 BLOK C (F1)
378407357 | TNB | DISTRIBUTION | WP PUTRAJAYA & CYBERJAYA | Existing | 11 kV |  | RYB | VPTJ/PCE/J15421 | PE 15.42 P/PURI 15-12 BLOK C (F1)
378407358 | TNB | DISTRIBUTION | WP PUTRAJAYA & CYBERJAYA | Existing | 11 kV |  | RYB | VPTJ/PCE/J15421 | PE 15.42 P/PURI 15-12 BLOK C (F1)
378407362 | TNB | DISTRIBUTION | WP PUTRAJAYA & CYBERJAYA | Existing | 11 kV |  | RYB | VPTJ/PCE/J15421 | PE 15.42 P/PURI 15-12 BLOK C (F1)
378407365 | TNB | DISTRIBUTION | WP PUTRAJAYA & CYBERJAYA | Existing | 11 kV |  | RYB | VPTJ/PCE/J15421 | PE 15.42 P/PURI 15-12 BLOK C (F1)
378407366 | TNB | DISTRIBUTION | WP PUTRAJAYA & CYBERJAYA | Existing | 11 kV |  | RYB | VPTJ/PCE/J15421 | PE 15.42 P/PURI 15-12 BLOK C (F1)
378407441 | TNB | DISTRIBUTION | WP PUTRAJAYA & CYBERJAYA | Existing | 11 kV |  | RYB | VPTJ/PCE/J15422 | PE 15.42 P/PURI 15-12 BLOK C (F2)
378407442 | TNB | DISTRIBUTION | WP PUTRAJAYA & CYBERJAYA | Existing | 11 kV |  | RYB | VPTJ/PCE/J15422 | PE 15.42 P/PURI 15-12 BLOK C (F2)
378407447 | TNB | DISTRIBUTION | WP PUTRAJAYA & CYBERJAYA | Existing | 11 kV |  | RYB | VPTJ/PCE/J15422 | PE 15.42 P/PURI 15-12 BLOK C (F2)
378407453 | TNB | DISTRIBUTION | WP PUTRAJAYA & CYBERJAYA | Existing | 11 kV |  | RYB | VPTJ/PCE/J15422 | PE 15.42 P/PURI 15-12 BLOK C (F2)
378407454 | TNB | DISTRIBUTION | WP PUTRAJAYA & CYBERJAYA | Existing | 11 kV |  | RYB | VPTJ/PCE/J15422 | PE 15.42 P/PURI 15-12 BLOK C (F2)
378407458 | TNB | DISTRIBUTION | WP PUTRAJAYA & CYBERJAYA | Existing | 11 kV |  | RYB | VPTJ/PCE/J15422 | PE 15.42 P/PURI 15-12 BLOK C (F2)
378407461 | TNB | DISTRIBUTION | WP PUTRAJAYA & CYBERJAYA | Existing | 11 kV |  | RYB | VPTJ/PCE/J15422 | PE 15.42 P/PURI 15-12 BLOK C (F2)
378407462 | TNB | DISTRIBUTION | WP PUTRAJAYA & CYBERJAYA | Existing | 11 kV |  | RYB | VPTJ/PCE/J15422 | PE 15.42 P/PURI 15-12 BLOK C (F2)
378407537 | TNB | DISTRIBUTION | WP PUTRAJAYA & CYBERJAYA | Existing | 11 kV |  | RYB | VPTJ/PCE/J15411 | PE 15.41 P/PURI 15-12 BLOK B (F1)
378407538 | TNB | DISTRIBUTION | WP PUTRAJAYA & CYBERJAYA | Existing | 11 kV |  | RYB | VPTJ/PCE/J15411 | PE 15.41 P/PURI 15-12 BLOK B (F1)
378407543 | TNB | DISTRIBUTION | WP PUTRAJAYA & CYBERJAYA | Existing | 11 kV |  | RYB | VPTJ/PCE/J15411 | PE 15.41 P/PURI 15-12 BLOK B (F1)
378407549 | TNB | DISTRIBUTION | WP PUTRAJAYA & CYBERJAYA | Existing | 11 kV |  | RYB | VPTJ/PCE/J15411 | PE 15.41 P/PURI 15-12 BLOK B (F1)
378407550 | TNB | DISTRIBUTION | WP PUTRAJAYA & CYBERJAYA | Existing | 11 kV |  | RYB | VPTJ/PCE/J15411 | PE 15.41 P/PURI 15-12 BLOK B (F1)
378407554 | TNB | DISTRIBUTION | WP PUTRAJAYA & CYBERJAYA | Existing | 11 kV |  | RYB | VPTJ/PCE/J15411 | PE 15.41 P/PURI 15-12 BLOK B (F1)
378407557 | TNB | DISTRIBUTION | WP PUTRAJAYA & CYBERJAYA | Existing | 11 kV |  | RYB | VPTJ/PCE/J15411 | PE 15.41 P/PURI 15-12 BLOK B (F1)
378407558 | TNB | DISTRIBUTION | WP PUTRAJAYA & CYBERJAYA | Existing | 11 kV |  | RYB | VPTJ/PCE/J15411 | PE 15.41 P/PURI 15-12 BLOK B (F1)
378407633 | TNB | DISTRIBUTION | WP PUTRAJAYA & CYBERJAYA | Existing | 11 kV |  | RYB | VPTJ/PCE/J15412 | PE 15.41 P/PURI 15-12 BLOK B (F2)
378407634 | TNB | DISTRIBUTION | WP PUTRAJAYA & CYBERJAYA | Existing | 11 kV |  | RYB | VPTJ/PCE/J15412 | PE 15.41 P/PURI 15-12 BLOK B (F2)
378407639 | TNB | DISTRIBUTION | WP PUTRAJAYA & CYBERJAYA | Existing | 11 kV |  | RYB | VPTJ/PCE/J15412 | PE 15.41 P/PURI 15-12 BLOK B (F2)
378407645 | TNB | DISTRIBUTION | WP PUTRAJAYA & CYBERJAYA | Existing | 11 kV |  | RYB | VPTJ/PCE/J15412 | PE 15.41 P/PURI 15-12 BLOK B (F2)
378407646 | TNB | DISTRIBUTION | WP PUTRAJAYA & CYBERJAYA | Existing | 11 kV |  | RYB | VPTJ/PCE/J15412 | PE 15.41 P/PURI 15-12 BLOK B (F2)
378407650 | TNB | DISTRIBUTION | WP PUTRAJAYA & CYBERJAYA | Existing | 11 kV |  | RYB | VPTJ/PCE/J15412 | PE 15.41 P/PURI 15-12 BLOK B (F2)
378407653 | TNB | DISTRIBUTION | WP PUTRAJAYA & CYBERJAYA | Existing | 11 kV |  | RYB | VPTJ/PCE/J15412 | PE 15.41 P/PURI 15-12 BLOK B (F2)
378407654 | TNB | DISTRIBUTION | WP PUTRAJAYA & CYBERJAYA | Existing | 11 kV |  | RYB | VPTJ/PCE/J15412 | PE 15.41 P/PURI 15-12 BLOK B (F2)
378407729 | TNB | DISTRIBUTION | WP PUTRAJAYA & CYBERJAYA | Existing | 11 kV |  | RYB | VPTJ/PCE/J15401 | PE 15.40 P/PURI 15-12 BLOK A (F1)
378407730 | TNB | DISTRIBUTION | WP PUTRAJAYA & CYBERJAYA | Existing | 11 kV |  | RYB | VPTJ/PCE/J15401 | PE 15.40 P/PURI 15-12 BLOK A (F1)
378407735 | TNB | DISTRIBUTION | WP PUTRAJAYA & CYBERJAYA | Existing | 11 kV |  | RYB | VPTJ/PCE/J15401 | PE 15.40 P/PURI 15-12 BLOK A (F1)
378407741 | TNB | DISTRIBUTION | WP PUTRAJAYA & CYBERJAYA | Existing | 11 kV |  | RYB | VPTJ/PCE/J15401 | PE 15.40 P/PURI 15-12 BLOK A (F1)
378407742 | TNB | DISTRIBUTION | WP PUTRAJAYA & CYBERJAYA | Existing | 11 kV |  | RYB | VPTJ/PCE/J15401 | PE 15.40 P/PURI 15-12 BLOK A (F1)
378407746 | TNB | DISTRIBUTION | WP PUTRAJAYA & CYBERJAYA | Existing | 11 kV |  | RYB | VPTJ/PCE/J15401 | PE 15.40 P/PURI 15-12 BLOK A (F1)
378407749 | TNB | DISTRIBUTION | WP PUTRAJAYA & CYBERJAYA | Existing | 11 kV |  | RYB | VPTJ/PCE/J15401 | PE 15.40 P/PURI 15-12 BLOK A (F1)
378407750 | TNB | DISTRIBUTION | WP PUTRAJAYA & CYBERJAYA | Existing | 11 kV |  | RYB | VPTJ/PCE/J15401 | PE 15.40 P/PURI 15-12 BLOK A (F1)
378407823 | TNB | DISTRIBUTION | WP PUTRAJAYA & CYBERJAYA | Existing | 11 kV |  | RYB | VPTJ/PCE/J15402 | PE 15.40 P/PURI 15-12 BLOK A (F2)
378407824 | TNB | DISTRIBUTION | WP PUTRAJAYA & CYBERJAYA | Existing | 11 kV |  | RYB | VPTJ/PCE/J15402 | PE 15.40 P/PURI 15-12 BLOK A (F2)
378407829 | TNB | DISTRIBUTION | WP PUTRAJAYA & CYBERJAYA | Existing | 11 kV |  | RYB | VPTJ/PCE/J15402 | PE 15.40 P/PURI 15-12 BLOK A (F2)
378407835 | TNB | DISTRIBUTION | WP PUTRAJAYA & CYBERJAYA | Existing | 11 kV |  | RYB | VPTJ/PCE/J15402 | PE 15.40 P/PURI 15-12 BLOK A (F2)
378407836 | TNB | DISTRIBUTION | WP PUTRAJAYA & CYBERJAYA | Existing | 11 kV |  | RYB | VPTJ/PCE/J15402 | PE 15.40 P/PURI 15-12 BLOK A (F2)
378407840 | TNB | DISTRIBUTION | WP PUTRAJAYA & CYBERJAYA | Existing | 11 kV |  | RYB | VPTJ/PCE/J15402 | PE 15.40 P/PURI 15-12 BLOK A (F2)
378407843 | TNB | DISTRIBUTION | WP PUTRAJAYA & CYBERJAYA | Existing | 11 kV |  | RYB | VPTJ/PCE/J15402 | PE 15.40 P/PURI 15-12 BLOK A (F2)
378407844 | TNB | DISTRIBUTION | WP PUTRAJAYA & CYBERJAYA | Existing | 11 kV |  | RYB | VPTJ/PCE/J15402 | PE 15.40 P/PURI 15-12 BLOK A (F2)
378407919 | TNB | DISTRIBUTION | WP PUTRAJAYA & CYBERJAYA | Existing | 11 kV |  | RYB | VPTJ/PCE/J15471 | PE 15.47 APARTMENT ALAM DESA (F1)
378407920 | TNB | DISTRIBUTION | WP PUTRAJAYA & CYBERJAYA | Existing | 11 kV |  | RYB | VPTJ/PCE/J15471 | PE 15.47 APARTMENT ALAM DESA (F1)
378407925 | TNB | DISTRIBUTION | WP PUTRAJAYA & CYBERJAYA | Existing | 11 kV |  | RYB | VPTJ/PCE/J15471 | PE 15.47 APARTMENT ALAM DESA (F1)
378407931 | TNB | DISTRIBUTION | WP PUTRAJAYA & CYBERJAYA | Existing | 11 kV |  | RYB | VPTJ/PCE/J15471 | PE 15.47 APARTMENT ALAM DESA (F1)
378407932 | TNB | DISTRIBUTION | WP PUTRAJAYA & CYBERJAYA | Existing | 11 kV |  | RYB | VPTJ/PCE/J15471 | PE 15.47 APARTMENT ALAM DESA (F1)
378407936 | TNB | DISTRIBUTION | WP PUTRAJAYA & CYBERJAYA | Existing | 11 kV |  | RYB | VPTJ/PCE/J15471 | PE 15.47 APARTMENT ALAM DESA (F1)
378407939 | TNB | DISTRIBUTION | WP PUTRAJAYA & CYBERJAYA | Existing | 11 kV |  | RYB | VPTJ/PCE/J15471 | PE 15.47 APARTMENT ALAM DESA (F1)
378407940 | TNB | DISTRIBUTION | WP PUTRAJAYA & CYBERJAYA | Existing | 11 kV |  | RYB | VPTJ/PCE/J15471 | PE 15.47 APARTMENT ALAM DESA (F1)
378408015 | TNB | DISTRIBUTION | WP PUTRAJAYA & CYBERJAYA | Existing | 11 kV |  | RYB | VPTJ/PCE/J15472 | PE 15.47 APARTMENT ALAM DESA (F2)
378408016 | TNB | DISTRIBUTION | WP PUTRAJAYA & CYBERJAYA | Existing | 11 kV |  | RYB | VPTJ/PCE/J15472 | PE 15.47 APARTMENT ALAM DESA (F2)
378408021 | TNB | DISTRIBUTION | WP PUTRAJAYA & CYBERJAYA | Existing | 11 kV |  | RYB | VPTJ/PCE/J15472 | PE 15.47 APARTMENT ALAM DESA (F2)
378408027 | TNB | DISTRIBUTION | WP PUTRAJAYA & CYBERJAYA | Existing | 11 kV |  | RYB | VPTJ/PCE/J15472 | PE 15.47 APARTMENT ALAM DESA (F2)
378408028 | TNB | DISTRIBUTION | WP PUTRAJAYA & CYBERJAYA | Existing | 11 kV |  | RYB | VPTJ/PCE/J15472 | PE 15.47 APARTMENT ALAM DESA (F2)
378408032 | TNB | DISTRIBUTION | WP PUTRAJAYA & CYBERJAYA | Existing | 11 kV |  | RYB | VPTJ/PCE/J15472 | PE 15.47 APARTMENT ALAM DESA (F2)
378408035 | TNB | DISTRIBUTION | WP PUTRAJAYA & CYBERJAYA | Existing | 11 kV |  | RYB | VPTJ/PCE/J15472 | PE 15.47 APARTMENT ALAM DESA (F2)
378408036 | TNB | DISTRIBUTION | WP PUTRAJAYA & CYBERJAYA | Existing | 11 kV |  | RYB | VPTJ/PCE/J15472 | PE 15.47 APARTMENT ALAM DESA (F2)
378408111 | TNB | DISTRIBUTION | WP PUTRAJAYA & CYBERJAYA | Existing | 11 kV |  | RYB | VPTJ/PCE/J15351 | PE 15.35 FASA 15-1A (F1)
378408112 | TNB | DISTRIBUTION | WP PUTRAJAYA & CYBERJAYA | Existing | 11 kV |  | RYB | VPTJ/PCE/J15351 | PE 15.35 FASA 15-1A (F1)
378408117 | TNB | DISTRIBUTION | WP PUTRAJAYA & CYBERJAYA | Existing | 11 kV |  | RYB | VPTJ/PCE/J15351 | PE 15.35 FASA 15-1A (F1)
378408123 | TNB | DISTRIBUTION | WP PUTRAJAYA & CYBERJAYA | Existing | 11 kV |  | RYB | VPTJ/PCE/J15351 | PE 15.35 FASA 15-1A (F1)
378408124 | TNB | DISTRIBUTION | WP PUTRAJAYA & CYBERJAYA | Existing | 11 kV |  | RYB | VPTJ/PCE/J15351 | PE 15.35 FASA 15-1A (F1)
378408128 | TNB | DISTRIBUTION | WP PUTRAJAYA & CYBERJAYA | Existing | 11 kV |  | RYB | VPTJ/PCE/J15351 | PE 15.35 FASA 15-1A (F1)
378408131 | TNB | DISTRIBUTION | WP PUTRAJAYA & CYBERJAYA | Existing | 11 kV |  | RYB | VPTJ/PCE/J15351 | PE 15.35 FASA 15-1A (F1)
378408132 | TNB | DISTRIBUTION | WP PUTRAJAYA & CYBERJAYA | Existing | 11 kV |  | RYB | VPTJ/PCE/J15351 | PE 15.35 FASA 15-1A (F1)
378408205 | TNB | DISTRIBUTION | WP PUTRAJAYA & CYBERJAYA | Existing | 11 kV |  | RYB | VPTJ/PCE/J15352 | PE 15.35 FASA 15-1A (F2)
378408206 | TNB | DISTRIBUTION | WP PUTRAJAYA & CYBERJAYA | Existing | 11 kV |  | RYB | VPTJ/PCE/J15352 | PE 15.35 FASA 15-1A (F2)
378408211 | TNB | DISTRIBUTION | WP PUTRAJAYA & CYBERJAYA | Existing | 11 kV |  | RYB | VPTJ/PCE/J15352 | PE 15.35 FASA 15-1A (F2)
378408217 | TNB | DISTRIBUTION | WP PUTRAJAYA & CYBERJAYA | Existing | 11 kV |  | RYB | VPTJ/PCE/J15352 | PE 15.35 FASA 15-1A (F2)
378408218 | TNB | DISTRIBUTION | WP PUTRAJAYA & CYBERJAYA | Existing | 11 kV |  | RYB | VPTJ/PCE/J15352 | PE 15.35 FASA 15-1A (F2)
378408222 | TNB | DISTRIBUTION | WP PUTRAJAYA & CYBERJAYA | Existing | 11 kV |  | RYB | VPTJ/PCE/J15352 | PE 15.35 FASA 15-1A (F2)
378408225 | TNB | DISTRIBUTION | WP PUTRAJAYA & CYBERJAYA | Existing | 11 kV |  | RYB | VPTJ/PCE/J15352 | PE 15.35 FASA 15-1A (F2)
378408226 | TNB | DISTRIBUTION | WP PUTRAJAYA & CYBERJAYA | Existing | 11 kV |  | RYB | VPTJ/PCE/J15352 | PE 15.35 FASA 15-1A (F2)
378408301 | TNB | DISTRIBUTION | WP PUTRAJAYA & CYBERJAYA | Existing | 11 kV |  | RYB | VPTJ/PCE/J15361 | PE 15.36 FASA 15-1B (F1)
378408302 | TNB | DISTRIBUTION | WP PUTRAJAYA & CYBERJAYA | Existing | 11 kV |  | RYB | VPTJ/PCE/J15361 | PE 15.36 FASA 15-1B (F1)
378408307 | TNB | DISTRIBUTION | WP PUTRAJAYA & CYBERJAYA | Existing | 11 kV |  | RYB | VPTJ/PCE/J15361 | PE 15.36 FASA 15-1B (F1)
378408313 | TNB | DISTRIBUTION | WP PUTRAJAYA & CYBERJAYA | Existing | 11 kV |  | RYB | VPTJ/PCE/J15361 | PE 15.36 FASA 15-1B (F1)
378408314 | TNB | DISTRIBUTION | WP PUTRAJAYA & CYBERJAYA | Existing | 11 kV |  | RYB | VPTJ/PCE/J15361 | PE 15.36 FASA 15-1B (F1)
378408318 | TNB | DISTRIBUTION | WP PUTRAJAYA & CYBERJAYA | Existing | 11 kV |  | RYB | VPTJ/PCE/J15361 | PE 15.36 FASA 15-1B (F1)
378408321 | TNB | DISTRIBUTION | WP PUTRAJAYA & CYBERJAYA | Existing | 11 kV |  | RYB | VPTJ/PCE/J15361 | PE 15.36 FASA 15-1B (F1)
378408322 | TNB | DISTRIBUTION | WP PUTRAJAYA & CYBERJAYA | Existing | 11 kV |  | RYB | VPTJ/PCE/J15361 | PE 15.36 FASA 15-1B (F1)
378408395 | TNB | DISTRIBUTION | WP PUTRAJAYA & CYBERJAYA | Existing | 11 kV |  | RYB | VPTJ/PCE/J15362 | PE 15.36 FASA 15-1B(F2)
378408396 | TNB | DISTRIBUTION | WP PUTRAJAYA & CYBERJAYA | Existing | 11 kV |  | RYB | VPTJ/PCE/J15362 | PE 15.36 FASA 15-1B(F2)
378408401 | TNB | DISTRIBUTION | WP PUTRAJAYA & CYBERJAYA | Existing | 11 kV |  | RYB | VPTJ/PCE/J15362 | PE 15.36 FASA 15-1B(F2)
378408407 | TNB | DISTRIBUTION | WP PUTRAJAYA & CYBERJAYA | Existing | 11 kV |  | RYB | VPTJ/PCE/J15362 | PE 15.36 FASA 15-1B(F2)
378408408 | TNB | DISTRIBUTION | WP PUTRAJAYA & CYBERJAYA | Existing | 11 kV |  | RYB | VPTJ/PCE/J15362 | PE 15.36 FASA 15-1B(F2)
378408412 | TNB | DISTRIBUTION | WP PUTRAJAYA & CYBERJAYA | Existing | 11 kV |  | RYB | VPTJ/PCE/J15362 | PE 15.36 FASA 15-1B(F2)
378408415 | TNB | DISTRIBUTION | WP PUTRAJAYA & CYBERJAYA | Existing | 11 kV |  | RYB | VPTJ/PCE/J15362 | PE 15.36 FASA 15-1B(F2)
378408416 | TNB | DISTRIBUTION | WP PUTRAJAYA & CYBERJAYA | Existing | 11 kV |  | RYB | VPTJ/PCE/J15362 | PE 15.36 FASA 15-1B(F2)
378408491 | TNB | DISTRIBUTION | WP PUTRAJAYA & CYBERJAYA | Existing | 11 kV |  | RYB | VPTJ/PCE/J15381 | PE 15.38 FASA 15-3B (F1)
378408492 | TNB | DISTRIBUTION | WP PUTRAJAYA & CYBERJAYA | Existing | 11 kV |  | RYB | VPTJ/PCE/J15381 | PE 15.38 FASA 15-3B (F1)
378408497 | TNB | DISTRIBUTION | WP PUTRAJAYA & CYBERJAYA | Existing | 11 kV |  | RYB | VPTJ/PCE/J15381 | PE 15.38 FASA 15-3B (F1)
378408503 | TNB | DISTRIBUTION | WP PUTRAJAYA & CYBERJAYA | Existing | 11 kV |  | RYB | VPTJ/PCE/J15381 | PE 15.38 FASA 15-3B (F1)
378408504 | TNB | DISTRIBUTION | WP PUTRAJAYA & CYBERJAYA | Existing | 11 kV |  | RYB | VPTJ/PCE/J15381 | PE 15.38 FASA 15-3B (F1)
378408508 | TNB | DISTRIBUTION | WP PUTRAJAYA & CYBERJAYA | Existing | 11 kV |  | RYB | VPTJ/PCE/J15381 | PE 15.38 FASA 15-3B (F1)
378408511 | TNB | DISTRIBUTION | WP PUTRAJAYA & CYBERJAYA | Existing | 11 kV |  | RYB | VPTJ/PCE/J15381 | PE 15.38 FASA 15-3B (F1)
378408512 | TNB | DISTRIBUTION | WP PUTRAJAYA & CYBERJAYA | Existing | 11 kV |  | RYB | VPTJ/PCE/J15381 | PE 15.38 FASA 15-3B (F1)
378408585 | TNB | DISTRIBUTION | WP PUTRAJAYA & CYBERJAYA | Existing | 11 kV |  | RYB | VPTJ/PCE/J15382 | PE 15.38 FASA 15-3B (F2)
378408586 | TNB | DISTRIBUTION | WP PUTRAJAYA & CYBERJAYA | Existing | 11 kV |  | RYB | VPTJ/PCE/J15382 | PE 15.38 FASA 15-3B (F2)
378408591 | TNB | DISTRIBUTION | WP PUTRAJAYA & CYBERJAYA | Existing | 11 kV |  | RYB | VPTJ/PCE/J15382 | PE 15.38 FASA 15-3B (F2)
378408597 | TNB | DISTRIBUTION | WP PUTRAJAYA & CYBERJAYA | Existing | 11 kV |  | RYB | VPTJ/PCE/J15382 | PE 15.38 FASA 15-3B (F2)
378408598 | TNB | DISTRIBUTION | WP PUTRAJAYA & CYBERJAYA | Existing | 11 kV |  | RYB | VPTJ/PCE/J15382 | PE 15.38 FASA 15-3B (F2)
378408602 | TNB | DISTRIBUTION | WP PUTRAJAYA & CYBERJAYA | Existing | 11 kV |  | RYB | VPTJ/PCE/J15382 | PE 15.38 FASA 15-3B (F2)
378408605 | TNB | DISTRIBUTION | WP PUTRAJAYA & CYBERJAYA | Existing | 11 kV |  | RYB | VPTJ/PCE/J15382 | PE 15.38 FASA 15-3B (F2)
378408606 | TNB | DISTRIBUTION | WP PUTRAJAYA & CYBERJAYA | Existing | 11 kV |  | RYB | VPTJ/PCE/J15382 | PE 15.38 FASA 15-3B (F2)
378408681 | TNB | DISTRIBUTION | WP PUTRAJAYA & CYBERJAYA | Existing | 11 kV |  | RYB | VPTJ/PCE/J15391 | PE 15.39 FASA 15-3A (F1)
378408682 | TNB | DISTRIBUTION | WP PUTRAJAYA & CYBERJAYA | Existing | 11 kV |  | RYB | VPTJ/PCE/J15391 | PE 15.39 FASA 15-3A (F1)
378408687 | TNB | DISTRIBUTION | WP PUTRAJAYA & CYBERJAYA | Existing | 11 kV |  | RYB | VPTJ/PCE/J15391 | PE 15.39 FASA 15-3A (F1)
378408693 | TNB | DISTRIBUTION | WP PUTRAJAYA & CYBERJAYA | Existing | 11 kV |  | RYB | VPTJ/PCE/J15391 | PE 15.39 FASA 15-3A (F1)
378408694 | TNB | DISTRIBUTION | WP PUTRAJAYA & CYBERJAYA | Existing | 11 kV |  | RYB | VPTJ/PCE/J15391 | PE 15.39 FASA 15-3A (F1)
378408698 | TNB | DISTRIBUTION | WP PUTRAJAYA & CYBERJAYA | Existing | 11 kV |  | RYB | VPTJ/PCE/J15391 | PE 15.39 FASA 15-3A (F1)
378408701 | TNB | DISTRIBUTION | WP PUTRAJAYA & CYBERJAYA | Existing | 11 kV |  | RYB | VPTJ/PCE/J15391 | PE 15.39 FASA 15-3A (F1)
378408702 | TNB | DISTRIBUTION | WP PUTRAJAYA & CYBERJAYA | Existing | 11 kV |  | RYB | VPTJ/PCE/J15391 | PE 15.39 FASA 15-3A (F1)
378421932 | TNB | DISTRIBUTION | WP PUTRAJAYA & CYBERJAYA | Existing | 11 kV |  | RYB | VPTJ/PCE/J17052 | PE 17.05 RK 1-2 (F2)
378421933 | TNB | DISTRIBUTION | WP PUTRAJAYA & CYBERJAYA | Existing | 11 kV |  | RYB | VPTJ/PCE/J17052 | PE 17.05 RK 1-2 (F2)
378421934 | TNB | DISTRIBUTION | WP PUTRAJAYA & CYBERJAYA | Existing | 11 kV |  | RYB | VPTJ/PCE/J17052 | PE 17.05 RK 1-2 (F2)
378421941 | TNB | DISTRIBUTION | WP PUTRAJAYA & CYBERJAYA | Existing | 11 kV |  | RYB | VPTJ/PCE/J17052 | PE 17.05 RK 1-2 (F2)
378421944 | TNB | DISTRIBUTION | WP PUTRAJAYA & CYBERJAYA | Existing | 11 kV |  | RYB | VPTJ/PCE/J17052 | PE 17.05 RK 1-2 (F2)
378421945 | TNB | DISTRIBUTION | WP PUTRAJAYA & CYBERJAYA | Existing | 11 kV |  | RYB | VPTJ/PCE/J17052 | PE 17.05 RK 1-2 (F2)
378421946 | TNB | DISTRIBUTION | WP PUTRAJAYA & CYBERJAYA | Existing | 11 kV |  | RYB | VPTJ/PCE/J17052 | PE 17.05 RK 1-2 (F2)
378421948 | TNB | DISTRIBUTION | WP PUTRAJAYA & CYBERJAYA | Existing | 11 kV |  | RYB | VPTJ/PCE/J17052 | PE 17.05 RK 1-2 (F2)
378421949 | TNB | DISTRIBUTION | WP PUTRAJAYA & CYBERJAYA | Existing | 11 kV |  | RYB | VPTJ/PCE/J17052 | PE 17.05 RK 1-2 (F2)
378421951 | TNB | DISTRIBUTION | WP PUTRAJAYA & CYBERJAYA | Existing | 11 kV |  | RYB | VPTJ/PCE/J17052 | PE 17.05 RK 1-2 (F2)
378421959 | TNB | DISTRIBUTION | WP PUTRAJAYA & CYBERJAYA | Existing | 11 kV |  | RYB | VPTJ/PCE/J17052 | PE 17.05 RK 1-2 (F2)
378422108 | TNB | DISTRIBUTION | WP PUTRAJAYA & CYBERJAYA | Existing | 11 kV |  | RYB | VPTJ/PCE/J17081 | PE 17.08 BLOK E 17RK2 (F1)
378422109 | TNB | DISTRIBUTION | WP PUTRAJAYA & CYBERJAYA | Existing | 11 kV |  | RYB | VPTJ/PCE/J17081 | PE 17.08 BLOK E 17RK2 (F1)
378422114 | TNB | DISTRIBUTION | WP PUTRAJAYA & CYBERJAYA | Existing | 11 kV |  | RYB | VPTJ/PCE/J17081 | PE 17.08 BLOK E 17RK2 (F1)
378422120 | TNB | DISTRIBUTION | WP PUTRAJAYA & CYBERJAYA | Existing | 11 kV |  | RYB | VPTJ/PCE/J17081 | PE 17.08 BLOK E 17RK2 (F1)
378422121 | TNB | DISTRIBUTION | WP PUTRAJAYA & CYBERJAYA | Existing | 11 kV |  | RYB | VPTJ/PCE/J17081 | PE 17.08 BLOK E 17RK2 (F1)
378422125 | TNB | DISTRIBUTION | WP PUTRAJAYA & CYBERJAYA | Existing | 11 kV |  | RYB | VPTJ/PCE/J17081 | PE 17.08 BLOK E 17RK2 (F1)
378422128 | TNB | DISTRIBUTION | WP PUTRAJAYA & CYBERJAYA | Existing | 11 kV |  | RYB | VPTJ/PCE/J17081 | PE 17.08 BLOK E 17RK2 (F1)
378422129 | TNB | DISTRIBUTION | WP PUTRAJAYA & CYBERJAYA | Existing | 11 kV |  | RYB | VPTJ/PCE/J17081 | PE 17.08 BLOK E 17RK2 (F1)
378422202 | TNB | DISTRIBUTION | WP PUTRAJAYA & CYBERJAYA | Existing | 11 kV |  | RYB | VPTJ/PCE/J17082 | PE 17.08 BLOK E 17RK2 (F2)
378422203 | TNB | DISTRIBUTION | WP PUTRAJAYA & CYBERJAYA | Existing | 11 kV |  | RYB | VPTJ/PCE/J17082 | PE 17.08 BLOK E 17RK2 (F2)
378422208 | TNB | DISTRIBUTION | WP PUTRAJAYA & CYBERJAYA | Existing | 11 kV |  | RYB | VPTJ/PCE/J17082 | PE 17.08 BLOK E 17RK2 (F2)
378422214 | TNB | DISTRIBUTION | WP PUTRAJAYA & CYBERJAYA | Existing | 11 kV |  | RYB | VPTJ/PCE/J17082 | PE 17.08 BLOK E 17RK2 (F2)
378422215 | TNB | DISTRIBUTION | WP PUTRAJAYA & CYBERJAYA | Existing | 11 kV |  | RYB | VPTJ/PCE/J17082 | PE 17.08 BLOK E 17RK2 (F2)
378422219 | TNB | DISTRIBUTION | WP PUTRAJAYA & CYBERJAYA | Existing | 11 kV |  | RYB | VPTJ/PCE/J17082 | PE 17.08 BLOK E 17RK2 (F2)
378422222 | TNB | DISTRIBUTION | WP PUTRAJAYA & CYBERJAYA | Existing | 11 kV |  | RYB | VPTJ/PCE/J17082 | PE 17.08 BLOK E 17RK2 (F2)
378422223 | TNB | DISTRIBUTION | WP PUTRAJAYA & CYBERJAYA | Existing | 11 kV |  | RYB | VPTJ/PCE/J17082 | PE 17.08 BLOK E 17RK2 (F2)
378422392 | TNB | DISTRIBUTION | WP PUTRAJAYA & CYBERJAYA | Existing | 11 kV |  | RYB | VPTJ/PCE/J17072 | PE 17.07 BLOK C 17RK2 (F2)
378422393 | TNB | DISTRIBUTION | WP PUTRAJAYA & CYBERJAYA | Existing | 11 kV |  | RYB | VPTJ/PCE/J17072 | PE 17.07 BLOK C 17RK2 (F2)
378422398 | TNB | DISTRIBUTION | WP PUTRAJAYA & CYBERJAYA | Existing | 11 kV |  | RYB | VPTJ/PCE/J17072 | PE 17.07 BLOK C 17RK2 (F2)
378422404 | TNB | DISTRIBUTION | WP PUTRAJAYA & CYBERJAYA | Existing | 11 kV |  | RYB | VPTJ/PCE/J17072 | PE 17.07 BLOK C 17RK2 (F2)
378422405 | TNB | DISTRIBUTION | WP PUTRAJAYA & CYBERJAYA | Existing | 11 kV |  | RYB | VPTJ/PCE/J17072 | PE 17.07 BLOK C 17RK2 (F2)
378422409 | TNB | DISTRIBUTION | WP PUTRAJAYA & CYBERJAYA | Existing | 11 kV |  | RYB | VPTJ/PCE/J17072 | PE 17.07 BLOK C 17RK2 (F2)
378422412 | TNB | DISTRIBUTION | WP PUTRAJAYA & CYBERJAYA | Existing | 11 kV |  | RYB | VPTJ/PCE/J17072 | PE 17.07 BLOK C 17RK2 (F2)
378422413 | TNB | DISTRIBUTION | WP PUTRAJAYA & CYBERJAYA | Existing | 11 kV |  | RYB | VPTJ/PCE/J17072 | PE 17.07 BLOK C 17RK2 (F2)
378422486 | TNB | DISTRIBUTION | WP PUTRAJAYA & CYBERJAYA | Existing | 11 kV |  | RYB | VPTJ/PCE/J17071 | PE 17.07 BLOK C 17RK2 (F1)
378422487 | TNB | DISTRIBUTION | WP PUTRAJAYA & CYBERJAYA | Existing | 11 kV |  | RYB | VPTJ/PCE/J17071 | PE 17.07 BLOK C 17RK2 (F1)
378422492 | TNB | DISTRIBUTION | WP PUTRAJAYA & CYBERJAYA | Existing | 11 kV |  | RYB | VPTJ/PCE/J17071 | PE 17.07 BLOK C 17RK2 (F1)
378422498 | TNB | DISTRIBUTION | WP PUTRAJAYA & CYBERJAYA | Existing | 11 kV |  | RYB | VPTJ/PCE/J17071 | PE 17.07 BLOK C 17RK2 (F1)
378422499 | TNB | DISTRIBUTION | WP PUTRAJAYA & CYBERJAYA | Existing | 11 kV |  | RYB | VPTJ/PCE/J17071 | PE 17.07 BLOK C 17RK2 (F1)
378422503 | TNB | DISTRIBUTION | WP PUTRAJAYA & CYBERJAYA | Existing | 11 kV |  | RYB | VPTJ/PCE/J17071 | PE 17.07 BLOK C 17RK2 (F1)
378422506 | TNB | DISTRIBUTION | WP PUTRAJAYA & CYBERJAYA | Existing | 11 kV |  | RYB | VPTJ/PCE/J17071 | PE 17.07 BLOK C 17RK2 (F1)
378422507 | TNB | DISTRIBUTION | WP PUTRAJAYA & CYBERJAYA | Existing | 11 kV |  | RYB | VPTJ/PCE/J17071 | PE 17.07 BLOK C 17RK2 (F1)
378422582 | TNB | DISTRIBUTION | WP PUTRAJAYA & CYBERJAYA | Existing | 11 kV |  | RYB | VPTJ/PCE/J17091 | PE 17.09 SEK REN PRESINT 17 F1
378422583 | TNB | DISTRIBUTION | WP PUTRAJAYA & CYBERJAYA | Existing | 11 kV |  | RYB | VPTJ/PCE/J17091 | PE 17.09 SEK REN PRESINT 17 F1
378422588 | TNB | DISTRIBUTION | WP PUTRAJAYA & CYBERJAYA | Existing | 11 kV |  | RYB | VPTJ/PCE/J17091 | PE 17.09 SEK REN PRESINT 17 F1
378422594 | TNB | DISTRIBUTION | WP PUTRAJAYA & CYBERJAYA | Existing | 11 kV |  | RYB | VPTJ/PCE/J17091 | PE 17.09 SEK REN PRESINT 17 F1
378422595 | TNB | DISTRIBUTION | WP PUTRAJAYA & CYBERJAYA | Existing | 11 kV |  | RYB | VPTJ/PCE/J17091 | PE 17.09 SEK REN PRESINT 17 F1
378422599 | TNB | DISTRIBUTION | WP PUTRAJAYA & CYBERJAYA | Existing | 11 kV |  | RYB | VPTJ/PCE/J17091 | PE 17.09 SEK REN PRESINT 17 F1
378422602 | TNB | DISTRIBUTION | WP PUTRAJAYA & CYBERJAYA | Existing | 11 kV |  | RYB | VPTJ/PCE/J17091 | PE 17.09 SEK REN PRESINT 17 F1
378422603 | TNB | DISTRIBUTION | WP PUTRAJAYA & CYBERJAYA | Existing | 11 kV |  | RYB | VPTJ/PCE/J17091 | PE 17.09 SEK REN PRESINT 17 F1
378422676 | TNB | DISTRIBUTION | WP PUTRAJAYA & CYBERJAYA | Existing | 11 kV |  | RYB | VPTJ/PCE/J17092 | PE 17.09 SEK REN PRESINT 17 (F2)
378422677 | TNB | DISTRIBUTION | WP PUTRAJAYA & CYBERJAYA | Existing | 11 kV |  | RYB | VPTJ/PCE/J17092 | PE 17.09 SEK REN PRESINT 17 (F2)
378422682 | TNB | DISTRIBUTION | WP PUTRAJAYA & CYBERJAYA | Existing | 11 kV |  | RYB | VPTJ/PCE/J17092 | PE 17.09 SEK REN PRESINT 17 (F2)
378422688 | TNB | DISTRIBUTION | WP PUTRAJAYA & CYBERJAYA | Existing | 11 kV |  | RYB | VPTJ/PCE/J17092 | PE 17.09 SEK REN PRESINT 17 (F2)
378422689 | TNB | DISTRIBUTION | WP PUTRAJAYA & CYBERJAYA | Existing | 11 kV |  | RYB | VPTJ/PCE/J17092 | PE 17.09 SEK REN PRESINT 17 (F2)
378422693 | TNB | DISTRIBUTION | WP PUTRAJAYA & CYBERJAYA | Existing | 11 kV |  | RYB | VPTJ/PCE/J17092 | PE 17.09 SEK REN PRESINT 17 (F2)
378422696 | TNB | DISTRIBUTION | WP PUTRAJAYA & CYBERJAYA | Existing | 11 kV |  | RYB | VPTJ/PCE/J17092 | PE 17.09 SEK REN PRESINT 17 (F2)
378422697 | TNB | DISTRIBUTION | WP PUTRAJAYA & CYBERJAYA | Existing | 11 kV |  | RYB | VPTJ/PCE/J17092 | PE 17.09 SEK REN PRESINT 17 (F2)
378422772 | TNB | DISTRIBUTION | WP PUTRAJAYA & CYBERJAYA | Existing | 11 kV |  | RYB | VPTJ/PCE/J01311 | PE 1.31 PADAT PERSIARAN PERDANA
378422773 | TNB | DISTRIBUTION | WP PUTRAJAYA & CYBERJAYA | Existing | 11 kV |  | RYB | VPTJ/PCE/J01311 | PE 1.31 PADAT PERSIARAN PERDANA
378422778 | TNB | DISTRIBUTION | WP PUTRAJAYA & CYBERJAYA | Existing | 11 kV |  | RYB | VPTJ/PCE/J01311 | PE 1.31 PADAT PERSIARAN PERDANA
378422784 | TNB | DISTRIBUTION | WP PUTRAJAYA & CYBERJAYA | Existing | 11 kV |  | RYB | VPTJ/PCE/J01311 | PE 1.31 PADAT PERSIARAN PERDANA
378422785 | TNB | DISTRIBUTION | WP PUTRAJAYA & CYBERJAYA | Existing | 11 kV |  | RYB | VPTJ/PCE/J01311 | PE 1.31 PADAT PERSIARAN PERDANA
378422789 | TNB | DISTRIBUTION | WP PUTRAJAYA & CYBERJAYA | Existing | 11 kV |  | RYB | VPTJ/PCE/J01311 | PE 1.31 PADAT PERSIARAN PERDANA
378422792 | TNB | DISTRIBUTION | WP PUTRAJAYA & CYBERJAYA | Existing | 11 kV |  | RYB | VPTJ/PCE/J01311 | PE 1.31 PADAT PERSIARAN PERDANA
378422793 | TNB | DISTRIBUTION | WP PUTRAJAYA & CYBERJAYA | Existing | 11 kV |  | RYB | VPTJ/PCE/J01311 | PE 1.31 PADAT PERSIARAN PERDANA
378422943 | TNB | DISTRIBUTION | WP PUTRAJAYA & CYBERJAYA | Existing | 11 kV |  | RYB | VPTJ/PCE/J01271 | PE 1.27 PADAT PERSIARAN PERSEKUTUAN
378422944 | TNB | DISTRIBUTION | WP PUTRAJAYA & CYBERJAYA | Existing | 11 kV |  | RYB | VPTJ/PCE/J01271 | PE 1.27 PADAT PERSIARAN PERSEKUTUAN
378422949 | TNB | DISTRIBUTION | WP PUTRAJAYA & CYBERJAYA | Existing | 11 kV |  | RYB | VPTJ/PCE/J01271 | PE 1.27 PADAT PERSIARAN PERSEKUTUAN
378422955 | TNB | DISTRIBUTION | WP PUTRAJAYA & CYBERJAYA | Existing | 11 kV |  | RYB | VPTJ/PCE/J01271 | PE 1.27 PADAT PERSIARAN PERSEKUTUAN
378422956 | TNB | DISTRIBUTION | WP PUTRAJAYA & CYBERJAYA | Existing | 11 kV |  | RYB | VPTJ/PCE/J01271 | PE 1.27 PADAT PERSIARAN PERSEKUTUAN
378422960 | TNB | DISTRIBUTION | WP PUTRAJAYA & CYBERJAYA | Existing | 11 kV |  | RYB | VPTJ/PCE/J01271 | PE 1.27 PADAT PERSIARAN PERSEKUTUAN
378422963 | TNB | DISTRIBUTION | WP PUTRAJAYA & CYBERJAYA | Existing | 11 kV |  | RYB | VPTJ/PCE/J01271 | PE 1.27 PADAT PERSIARAN PERSEKUTUAN
378422964 | TNB | DISTRIBUTION | WP PUTRAJAYA & CYBERJAYA | Existing | 11 kV |  | RYB | VPTJ/PCE/J01271 | PE 1.27 PADAT PERSIARAN PERSEKUTUAN
378423054 | TNB | DISTRIBUTION | WP PUTRAJAYA & CYBERJAYA | Existing | 11 kV |  | RYB | VPTJ/PCE/J01301 | PE 1.30 TAPAK SEMAIAN BOTANI
378423058 | TNB | DISTRIBUTION | WP PUTRAJAYA & CYBERJAYA | Existing | 11 kV |  | RYB | VPTJ/PCE/J01301 | PE 1.30 TAPAK SEMAIAN BOTANI
378423060 | TNB | DISTRIBUTION | WP PUTRAJAYA & CYBERJAYA | Existing | 11 kV |  | RYB | VPTJ/PCE/J01301 | PE 1.30 TAPAK SEMAIAN BOTANI
378423070 | TNB | DISTRIBUTION | WP PUTRAJAYA & CYBERJAYA | Existing | 11 kV |  | RYB | VPTJ/PCE/J01301 | PE 1.30 TAPAK SEMAIAN BOTANI
378423086 | TNB | DISTRIBUTION | WP PUTRAJAYA & CYBERJAYA | Existing | 11 kV |  | RYB | VPTJ/PCE/J01301 | PE 1.30 TAPAK SEMAIAN BOTANI
378423087 | TNB | DISTRIBUTION | WP PUTRAJAYA & CYBERJAYA | Existing | 11 kV |  | RYB | VPTJ/PCE/J01301 | PE 1.30 TAPAK SEMAIAN BOTANI
378423089 | TNB | DISTRIBUTION | WP PUTRAJAYA & CYBERJAYA | Existing | 11 kV |  | RYB | VPTJ/PCE/J01301 | PE 1.30 TAPAK SEMAIAN BOTANI
378423095 | TNB | DISTRIBUTION | WP PUTRAJAYA & CYBERJAYA | Existing | 11 kV |  | RYB | VPTJ/PCE/J01301 | PE 1.30 TAPAK SEMAIAN BOTANI
378423096 | TNB | DISTRIBUTION | WP PUTRAJAYA & CYBERJAYA | Existing | 11 kV |  | RYB | VPTJ/PCE/J01301 | PE 1.30 TAPAK SEMAIAN BOTANI
378423173 | TNB | DISTRIBUTION | WP PUTRAJAYA & CYBERJAYA | Existing | 11 kV |  | RYB | VPTJ/PCE/J01591 | PE 1.59 WETLAND MANAGEMENT
378423174 | TNB | DISTRIBUTION | WP PUTRAJAYA & CYBERJAYA | Existing | 11 kV |  | RYB | VPTJ/PCE/J01591 | PE 1.59 WETLAND MANAGEMENT
378423179 | TNB | DISTRIBUTION | WP PUTRAJAYA & CYBERJAYA | Existing | 11 kV |  | RYB | VPTJ/PCE/J01591 | PE 1.59 WETLAND MANAGEMENT
378423185 | TNB | DISTRIBUTION | WP PUTRAJAYA & CYBERJAYA | Existing | 11 kV |  | RYB | VPTJ/PCE/J01591 | PE 1.59 WETLAND MANAGEMENT
378423186 | TNB | DISTRIBUTION | WP PUTRAJAYA & CYBERJAYA | Existing | 11 kV |  | RYB | VPTJ/PCE/J01591 | PE 1.59 WETLAND MANAGEMENT
378423190 | TNB | DISTRIBUTION | WP PUTRAJAYA & CYBERJAYA | Existing | 11 kV |  | RYB | VPTJ/PCE/J01591 | PE 1.59 WETLAND MANAGEMENT
378423193 | TNB | DISTRIBUTION | WP PUTRAJAYA & CYBERJAYA | Existing | 11 kV |  | RYB | VPTJ/PCE/J01591 | PE 1.59 WETLAND MANAGEMENT
378423194 | TNB | DISTRIBUTION | WP PUTRAJAYA & CYBERJAYA | Existing | 11 kV |  | RYB | VPTJ/PCE/J01591 | PE 1.59 WETLAND MANAGEMENT
378423339 | TNB | DISTRIBUTION | WP PUTRAJAYA & CYBERJAYA | Existing | 11 kV |  | RYB | VPTJ/PCE/J13041 | PE 13.04 UGS PERSEKUTUAN
378423340 | TNB | DISTRIBUTION | WP PUTRAJAYA & CYBERJAYA | Existing | 11 kV |  | RYB | VPTJ/PCE/J13041 | PE 13.04 UGS PERSEKUTUAN
378423345 | TNB | DISTRIBUTION | WP PUTRAJAYA & CYBERJAYA | Existing | 11 kV |  | RYB | VPTJ/PCE/J13041 | PE 13.04 UGS PERSEKUTUAN
378423351 | TNB | DISTRIBUTION | WP PUTRAJAYA & CYBERJAYA | Existing | 11 kV |  | RYB | VPTJ/PCE/J13041 | PE 13.04 UGS PERSEKUTUAN
378423352 | TNB | DISTRIBUTION | WP PUTRAJAYA & CYBERJAYA | Existing | 11 kV |  | RYB | VPTJ/PCE/J13041 | PE 13.04 UGS PERSEKUTUAN
378423356 | TNB | DISTRIBUTION | WP PUTRAJAYA & CYBERJAYA | Existing | 11 kV |  | RYB | VPTJ/PCE/J13041 | PE 13.04 UGS PERSEKUTUAN
378423359 | TNB | DISTRIBUTION | WP PUTRAJAYA & CYBERJAYA | Existing | 11 kV |  | RYB | VPTJ/PCE/J13041 | PE 13.04 UGS PERSEKUTUAN
378423360 | TNB | DISTRIBUTION | WP PUTRAJAYA & CYBERJAYA | Existing | 11 kV |  | RYB | VPTJ/PCE/J13041 | PE 13.04 UGS PERSEKUTUAN
378423551 | TNB | DISTRIBUTION | WP PUTRAJAYA & CYBERJAYA | Existing | 11 kV |  | RYB | VPTJ/PCE/J01331 | PE 1.33 INSIDE PPU 1 S/L OVAL
378423552 | TNB | DISTRIBUTION | WP PUTRAJAYA & CYBERJAYA | Existing | 11 kV |  | RYB | VPTJ/PCE/J01331 | PE 1.33 INSIDE PPU 1 S/L OVAL
378423557 | TNB | DISTRIBUTION | WP PUTRAJAYA & CYBERJAYA | Existing | 11 kV |  | RYB | VPTJ/PCE/J01331 | PE 1.33 INSIDE PPU 1 S/L OVAL
378423563 | TNB | DISTRIBUTION | WP PUTRAJAYA & CYBERJAYA | Existing | 11 kV |  | RYB | VPTJ/PCE/J01331 | PE 1.33 INSIDE PPU 1 S/L OVAL
378423564 | TNB | DISTRIBUTION | WP PUTRAJAYA & CYBERJAYA | Existing | 11 kV |  | RYB | VPTJ/PCE/J01331 | PE 1.33 INSIDE PPU 1 S/L OVAL
378423568 | TNB | DISTRIBUTION | WP PUTRAJAYA & CYBERJAYA | Existing | 11 kV |  | RYB | VPTJ/PCE/J01331 | PE 1.33 INSIDE PPU 1 S/L OVAL
378423571 | TNB | DISTRIBUTION | WP PUTRAJAYA & CYBERJAYA | Existing | 11 kV |  | RYB | VPTJ/PCE/J01331 | PE 1.33 INSIDE PPU 1 S/L OVAL
378423572 | TNB | DISTRIBUTION | WP PUTRAJAYA & CYBERJAYA | Existing | 11 kV |  | RYB | VPTJ/PCE/J01331 | PE 1.33 INSIDE PPU 1 S/L OVAL
378423657 | TNB | DISTRIBUTION | WP PUTRAJAYA & CYBERJAYA | Existing | 11 kV |  | RYB | VPTJ/PCE/J01291 | PE 1.29 PERDANA WALK
378423658 | TNB | DISTRIBUTION | WP PUTRAJAYA & CYBERJAYA | Existing | 11 kV |  | RYB | VPTJ/PCE/J01291 | PE 1.29 PERDANA WALK
378423663 | TNB | DISTRIBUTION | WP PUTRAJAYA & CYBERJAYA | Existing | 11 kV |  | RYB | VPTJ/PCE/J01291 | PE 1.29 PERDANA WALK
378423669 | TNB | DISTRIBUTION | WP PUTRAJAYA & CYBERJAYA | Existing | 11 kV |  | RYB | VPTJ/PCE/J01291 | PE 1.29 PERDANA WALK
378423670 | TNB | DISTRIBUTION | WP PUTRAJAYA & CYBERJAYA | Existing | 11 kV |  | RYB | VPTJ/PCE/J01291 | PE 1.29 PERDANA WALK
378423674 | TNB | DISTRIBUTION | WP PUTRAJAYA & CYBERJAYA | Existing | 11 kV |  | RYB | VPTJ/PCE/J01291 | PE 1.29 PERDANA WALK
378423677 | TNB | DISTRIBUTION | WP PUTRAJAYA & CYBERJAYA | Existing | 11 kV |  | RYB | VPTJ/PCE/J01291 | PE 1.29 PERDANA WALK
378423678 | TNB | DISTRIBUTION | WP PUTRAJAYA & CYBERJAYA | Existing | 11 kV |  | RYB | VPTJ/PCE/J01291 | PE 1.29 PERDANA WALK
378423767 | TNB | DISTRIBUTION | WP PUTRAJAYA & CYBERJAYA | Existing | 11 kV |  | RYB | VPTJ/PCE/J01351 | PE 1.35 MOSQUE (F1)
378423768 | TNB | DISTRIBUTION | WP PUTRAJAYA & CYBERJAYA | Existing | 11 kV |  | RYB | VPTJ/PCE/J01351 | PE 1.35 MOSQUE (F1)
378423773 | TNB | DISTRIBUTION | WP PUTRAJAYA & CYBERJAYA | Existing | 11 kV |  | RYB | VPTJ/PCE/J01351 | PE 1.35 MOSQUE (F1)
378423779 | TNB | DISTRIBUTION | WP PUTRAJAYA & CYBERJAYA | Existing | 11 kV |  | RYB | VPTJ/PCE/J01351 | PE 1.35 MOSQUE (F1)
378423780 | TNB | DISTRIBUTION | WP PUTRAJAYA & CYBERJAYA | Existing | 11 kV |  | RYB | VPTJ/PCE/J01351 | PE 1.35 MOSQUE (F1)
378423784 | TNB | DISTRIBUTION | WP PUTRAJAYA & CYBERJAYA | Existing | 11 kV |  | RYB | VPTJ/PCE/J01351 | PE 1.35 MOSQUE (F1)
378423787 | TNB | DISTRIBUTION | WP PUTRAJAYA & CYBERJAYA | Existing | 11 kV |  | RYB | VPTJ/PCE/J01351 | PE 1.35 MOSQUE (F1)
378423788 | TNB | DISTRIBUTION | WP PUTRAJAYA & CYBERJAYA | Existing | 11 kV |  | RYB | VPTJ/PCE/J01351 | PE 1.35 MOSQUE (F1)
378423861 | TNB | DISTRIBUTION | WP PUTRAJAYA & CYBERJAYA | Existing | 11 kV |  | RYB | VPTJ/PCE/J01352 | PE 1.35 MOSQUE (F2)
378423862 | TNB | DISTRIBUTION | WP PUTRAJAYA & CYBERJAYA | Existing | 11 kV |  | RYB | VPTJ/PCE/J01352 | PE 1.35 MOSQUE (F2)
378423867 | TNB | DISTRIBUTION | WP PUTRAJAYA & CYBERJAYA | Existing | 11 kV |  | RYB | VPTJ/PCE/J01352 | PE 1.35 MOSQUE (F2)
378423873 | TNB | DISTRIBUTION | WP PUTRAJAYA & CYBERJAYA | Existing | 11 kV |  | RYB | VPTJ/PCE/J01352 | PE 1.35 MOSQUE (F2)
378423874 | TNB | DISTRIBUTION | WP PUTRAJAYA & CYBERJAYA | Existing | 11 kV |  | RYB | VPTJ/PCE/J01352 | PE 1.35 MOSQUE (F2)
378423878 | TNB | DISTRIBUTION | WP PUTRAJAYA & CYBERJAYA | Existing | 11 kV |  | RYB | VPTJ/PCE/J01352 | PE 1.35 MOSQUE (F2)
378423881 | TNB | DISTRIBUTION | WP PUTRAJAYA & CYBERJAYA | Existing | 11 kV |  | RYB | VPTJ/PCE/J01352 | PE 1.35 MOSQUE (F2)
378423882 | TNB | DISTRIBUTION | WP PUTRAJAYA & CYBERJAYA | Existing | 11 kV |  | RYB | VPTJ/PCE/J01352 | PE 1.35 MOSQUE (F2)
378424031 | TNB | DISTRIBUTION | WP PUTRAJAYA & CYBERJAYA | Existing | 11 kV |  | RYB | VPTJ/PCE/J17101 | SS 17.10 TEMP PPA1M PRESINT 17
378424033 | TNB | DISTRIBUTION | WP PUTRAJAYA & CYBERJAYA | Existing | 11 kV |  | RYB | VPTJ/PCE/J17101 | SS 17.10 TEMP PPA1M PRESINT 17
378424035 | TNB | DISTRIBUTION | WP PUTRAJAYA & CYBERJAYA | Existing | 11 kV |  | RYB | VPTJ/PCE/J17101 | SS 17.10 TEMP PPA1M PRESINT 17
378424038 | TNB | DISTRIBUTION | WP PUTRAJAYA & CYBERJAYA | Existing | 11 kV |  | RYB | VPTJ/PCE/J17101 | SS 17.10 TEMP PPA1M PRESINT 17
378424039 | TNB | DISTRIBUTION | WP PUTRAJAYA & CYBERJAYA | Existing | 11 kV |  | RYB | VPTJ/PCE/J17101 | SS 17.10 TEMP PPA1M PRESINT 17
378424040 | TNB | DISTRIBUTION | WP PUTRAJAYA & CYBERJAYA | Existing | 11 kV |  | RYB | VPTJ/PCE/J17101 | SS 17.10 TEMP PPA1M PRESINT 17
378424046 | TNB | DISTRIBUTION | WP PUTRAJAYA & CYBERJAYA | Existing | 11 kV |  | RYB | VPTJ/PCE/J17101 | SS 17.10 TEMP PPA1M PRESINT 17
378424051 | TNB | DISTRIBUTION | WP PUTRAJAYA & CYBERJAYA | Existing | 11 kV |  | RYB | VPTJ/PCE/J17101 | SS 17.10 TEMP PPA1M PRESINT 17
378424058 | TNB | DISTRIBUTION | WP PUTRAJAYA & CYBERJAYA | Existing | 11 kV |  | RYB | VPTJ/PCE/J17061 | PE 17.06 BLOK A 17RK2 (F1)
378424059 | TNB | DISTRIBUTION | WP PUTRAJAYA & CYBERJAYA | Existing | 11 kV |  | RYB | VPTJ/PCE/J17061 | PE 17.06 BLOK A 17RK2 (F1)
378424064 | TNB | DISTRIBUTION | WP PUTRAJAYA & CYBERJAYA | Existing | 11 kV |  | RYB | VPTJ/PCE/J17061 | PE 17.06 BLOK A 17RK2 (F1)
378424070 | TNB | DISTRIBUTION | WP PUTRAJAYA & CYBERJAYA | Existing | 11 kV |  | RYB | VPTJ/PCE/J17061 | PE 17.06 BLOK A 17RK2 (F1)
378424071 | TNB | DISTRIBUTION | WP PUTRAJAYA & CYBERJAYA | Existing | 11 kV |  | RYB | VPTJ/PCE/J17061 | PE 17.06 BLOK A 17RK2 (F1)
378424075 | TNB | DISTRIBUTION | WP PUTRAJAYA & CYBERJAYA | Existing | 11 kV |  | RYB | VPTJ/PCE/J17061 | PE 17.06 BLOK A 17RK2 (F1)
378424078 | TNB | DISTRIBUTION | WP PUTRAJAYA & CYBERJAYA | Existing | 11 kV |  | RYB | VPTJ/PCE/J17061 | PE 17.06 BLOK A 17RK2 (F1)
378424079 | TNB | DISTRIBUTION | WP PUTRAJAYA & CYBERJAYA | Existing | 11 kV |  | RYB | VPTJ/PCE/J17061 | PE 17.06 BLOK A 17RK2 (F1)
378424152 | TNB | DISTRIBUTION | WP PUTRAJAYA & CYBERJAYA | Existing | 11 kV |  | RYB | VPTJ/PCE/J17062 | PE 17.06 BLOK A 17RK2 (F2)
378424153 | TNB | DISTRIBUTION | WP PUTRAJAYA & CYBERJAYA | Existing | 11 kV |  | RYB | VPTJ/PCE/J17062 | PE 17.06 BLOK A 17RK2 (F2)
378424158 | TNB | DISTRIBUTION | WP PUTRAJAYA & CYBERJAYA | Existing | 11 kV |  | RYB | VPTJ/PCE/J17062 | PE 17.06 BLOK A 17RK2 (F2)
378424164 | TNB | DISTRIBUTION | WP PUTRAJAYA & CYBERJAYA | Existing | 11 kV |  | RYB | VPTJ/PCE/J17062 | PE 17.06 BLOK A 17RK2 (F2)
378424165 | TNB | DISTRIBUTION | WP PUTRAJAYA & CYBERJAYA | Existing | 11 kV |  | RYB | VPTJ/PCE/J17062 | PE 17.06 BLOK A 17RK2 (F2)
378424169 | TNB | DISTRIBUTION | WP PUTRAJAYA & CYBERJAYA | Existing | 11 kV |  | RYB | VPTJ/PCE/J17062 | PE 17.06 BLOK A 17RK2 (F2)
378424172 | TNB | DISTRIBUTION | WP PUTRAJAYA & CYBERJAYA | Existing | 11 kV |  | RYB | VPTJ/PCE/J17062 | PE 17.06 BLOK A 17RK2 (F2)
378424173 | TNB | DISTRIBUTION | WP PUTRAJAYA & CYBERJAYA | Existing | 11 kV |  | RYB | VPTJ/PCE/J17062 | PE 17.06 BLOK A 17RK2 (F2)
378424261 | TNB | DISTRIBUTION | WP PUTRAJAYA & CYBERJAYA | Existing | 11 kV |  | RYB | VPTJ/PCE/J02032 | PE 2.03 RUMAH PAM (F2)
378424262 | TNB | DISTRIBUTION | WP PUTRAJAYA & CYBERJAYA | Existing | 11 kV |  | RYB | VPTJ/PCE/J02032 | PE 2.03 RUMAH PAM (F2)
378424267 | TNB | DISTRIBUTION | WP PUTRAJAYA & CYBERJAYA | Existing | 11 kV |  | RYB | VPTJ/PCE/J02032 | PE 2.03 RUMAH PAM (F2)
378424273 | TNB | DISTRIBUTION | WP PUTRAJAYA & CYBERJAYA | Existing | 11 kV |  | RYB | VPTJ/PCE/J02032 | PE 2.03 RUMAH PAM (F2)
378424274 | TNB | DISTRIBUTION | WP PUTRAJAYA & CYBERJAYA | Existing | 11 kV |  | RYB | VPTJ/PCE/J02032 | PE 2.03 RUMAH PAM (F2)
378424278 | TNB | DISTRIBUTION | WP PUTRAJAYA & CYBERJAYA | Existing | 11 kV |  | RYB | VPTJ/PCE/J02032 | PE 2.03 RUMAH PAM (F2)
378424281 | TNB | DISTRIBUTION | WP PUTRAJAYA & CYBERJAYA | Existing | 11 kV |  | RYB | VPTJ/PCE/J02032 | PE 2.03 RUMAH PAM (F2)
378424282 | TNB | DISTRIBUTION | WP PUTRAJAYA & CYBERJAYA | Existing | 11 kV |  | RYB | VPTJ/PCE/J02032 | PE 2.03 RUMAH PAM (F2)
378424357 | TNB | DISTRIBUTION | WP PUTRAJAYA & CYBERJAYA | Existing | 11 kV |  | RYB | VPTJ/PCE/J02031 | PE 2.03 RUMAH PAM (F1)
378424358 | TNB | DISTRIBUTION | WP PUTRAJAYA & CYBERJAYA | Existing | 11 kV |  | RYB | VPTJ/PCE/J02031 | PE 2.03 RUMAH PAM (F1)
378424363 | TNB | DISTRIBUTION | WP PUTRAJAYA & CYBERJAYA | Existing | 11 kV |  | RYB | VPTJ/PCE/J02031 | PE 2.03 RUMAH PAM (F1)
378424369 | TNB | DISTRIBUTION | WP PUTRAJAYA & CYBERJAYA | Existing | 11 kV |  | RYB | VPTJ/PCE/J02031 | PE 2.03 RUMAH PAM (F1)
378424370 | TNB | DISTRIBUTION | WP PUTRAJAYA & CYBERJAYA | Existing | 11 kV |  | RYB | VPTJ/PCE/J02031 | PE 2.03 RUMAH PAM (F1)
378424374 | TNB | DISTRIBUTION | WP PUTRAJAYA & CYBERJAYA | Existing | 11 kV |  | RYB | VPTJ/PCE/J02031 | PE 2.03 RUMAH PAM (F1)
378424377 | TNB | DISTRIBUTION | WP PUTRAJAYA & CYBERJAYA | Existing | 11 kV |  | RYB | VPTJ/PCE/J02031 | PE 2.03 RUMAH PAM (F1)
378424378 | TNB | DISTRIBUTION | WP PUTRAJAYA & CYBERJAYA | Existing | 11 kV |  | RYB | VPTJ/PCE/J02031 | PE 2.03 RUMAH PAM (F1)
378424464 | TNB | DISTRIBUTION | WP PUTRAJAYA & CYBERJAYA | Existing | 11 kV |  | RYB | VPTJ/PCE/J01041 | SS 1.04 JPM B4 (F1)
378424466 | TNB | DISTRIBUTION | WP PUTRAJAYA & CYBERJAYA | Existing | 11 kV |  | RYB | VPTJ/PCE/J01041 | SS 1.04 JPM B4 (F1)
378424468 | TNB | DISTRIBUTION | WP PUTRAJAYA & CYBERJAYA | Existing | 11 kV |  | RYB | VPTJ/PCE/J01041 | SS 1.04 JPM B4 (F1)
378424471 | TNB | DISTRIBUTION | WP PUTRAJAYA & CYBERJAYA | Existing | 11 kV |  | RYB | VPTJ/PCE/J01041 | SS 1.04 JPM B4 (F1)
378424472 | TNB | DISTRIBUTION | WP PUTRAJAYA & CYBERJAYA | Existing | 11 kV |  | RYB | VPTJ/PCE/J01041 | SS 1.04 JPM B4 (F1)
378424473 | TNB | DISTRIBUTION | WP PUTRAJAYA & CYBERJAYA | Existing | 11 kV |  | RYB | VPTJ/PCE/J01041 | SS 1.04 JPM B4 (F1)
378424479 | TNB | DISTRIBUTION | WP PUTRAJAYA & CYBERJAYA | Existing | 11 kV |  | RYB | VPTJ/PCE/J01041 | SS 1.04 JPM B4 (F1)
378424484 | TNB | DISTRIBUTION | WP PUTRAJAYA & CYBERJAYA | Existing | 11 kV |  | RYB | VPTJ/PCE/J01041 | SS 1.04 JPM B4 (F1)
378424490 | TNB | DISTRIBUTION | WP PUTRAJAYA & CYBERJAYA | Existing | 11 kV |  | RYB | VPTJ/PCE/J01042 | SS 1.04 JPM B4 (F2)
378424492 | TNB | DISTRIBUTION | WP PUTRAJAYA & CYBERJAYA | Existing | 11 kV |  | RYB | VPTJ/PCE/J01042 | SS 1.04 JPM B4 (F2)
378424494 | TNB | DISTRIBUTION | WP PUTRAJAYA & CYBERJAYA | Existing | 11 kV |  | RYB | VPTJ/PCE/J01042 | SS 1.04 JPM B4 (F2)
378424497 | TNB | DISTRIBUTION | WP PUTRAJAYA & CYBERJAYA | Existing | 11 kV |  | RYB | VPTJ/PCE/J01042 | SS 1.04 JPM B4 (F2)
378424498 | TNB | DISTRIBUTION | WP PUTRAJAYA & CYBERJAYA | Existing | 11 kV |  | RYB | VPTJ/PCE/J01042 | SS 1.04 JPM B4 (F2)
378424499 | TNB | DISTRIBUTION | WP PUTRAJAYA & CYBERJAYA | Existing | 11 kV |  | RYB | VPTJ/PCE/J01042 | SS 1.04 JPM B4 (F2)
378424505 | TNB | DISTRIBUTION | WP PUTRAJAYA & CYBERJAYA | Existing | 11 kV |  | RYB | VPTJ/PCE/J01042 | SS 1.04 JPM B4 (F2)
378424510 | TNB | DISTRIBUTION | WP PUTRAJAYA & CYBERJAYA | Existing | 11 kV |  | RYB | VPTJ/PCE/J01042 | SS 1.04 JPM B4 (F2)
378424517 | TNB | DISTRIBUTION | WP PUTRAJAYA & CYBERJAYA | Existing | 11 kV |  | RYB | VPTJ/PCE/J02172 | PE 2.17 TMN WAWASAN (P.H) (F2)
378424518 | TNB | DISTRIBUTION | WP PUTRAJAYA & CYBERJAYA | Existing | 11 kV |  | RYB | VPTJ/PCE/J02172 | PE 2.17 TMN WAWASAN (P.H) (F2)
378424523 | TNB | DISTRIBUTION | WP PUTRAJAYA & CYBERJAYA | Existing | 11 kV |  | RYB | VPTJ/PCE/J02172 | PE 2.17 TMN WAWASAN (P.H) (F2)
378424529 | TNB | DISTRIBUTION | WP PUTRAJAYA & CYBERJAYA | Existing | 11 kV |  | RYB | VPTJ/PCE/J02172 | PE 2.17 TMN WAWASAN (P.H) (F2)
378424530 | TNB | DISTRIBUTION | WP PUTRAJAYA & CYBERJAYA | Existing | 11 kV |  | RYB | VPTJ/PCE/J02172 | PE 2.17 TMN WAWASAN (P.H) (F2)
378424534 | TNB | DISTRIBUTION | WP PUTRAJAYA & CYBERJAYA | Existing | 11 kV |  | RYB | VPTJ/PCE/J02172 | PE 2.17 TMN WAWASAN (P.H) (F2)
378424537 | TNB | DISTRIBUTION | WP PUTRAJAYA & CYBERJAYA | Existing | 11 kV |  | RYB | VPTJ/PCE/J02172 | PE 2.17 TMN WAWASAN (P.H) (F2)
378424538 | TNB | DISTRIBUTION | WP PUTRAJAYA & CYBERJAYA | Existing | 11 kV |  | RYB | VPTJ/PCE/J02172 | PE 2.17 TMN WAWASAN (P.H) (F2)
378424613 | TNB | DISTRIBUTION | WP PUTRAJAYA & CYBERJAYA | Existing | 11 kV |  | RYB | VPTJ/PCE/J02171 | PE 2.17 TMN WAWASAN (P.H) (F1)
378424614 | TNB | DISTRIBUTION | WP PUTRAJAYA & CYBERJAYA | Existing | 11 kV |  | RYB | VPTJ/PCE/J02171 | PE 2.17 TMN WAWASAN (P.H) (F1)
378424619 | TNB | DISTRIBUTION | WP PUTRAJAYA & CYBERJAYA | Existing | 11 kV |  | RYB | VPTJ/PCE/J02171 | PE 2.17 TMN WAWASAN (P.H) (F1)
378424625 | TNB | DISTRIBUTION | WP PUTRAJAYA & CYBERJAYA | Existing | 11 kV |  | RYB | VPTJ/PCE/J02171 | PE 2.17 TMN WAWASAN (P.H) (F1)
378424626 | TNB | DISTRIBUTION | WP PUTRAJAYA & CYBERJAYA | Existing | 11 kV |  | RYB | VPTJ/PCE/J02171 | PE 2.17 TMN WAWASAN (P.H) (F1)
378424630 | TNB | DISTRIBUTION | WP PUTRAJAYA & CYBERJAYA | Existing | 11 kV |  | RYB | VPTJ/PCE/J02171 | PE 2.17 TMN WAWASAN (P.H) (F1)
378424633 | TNB | DISTRIBUTION | WP PUTRAJAYA & CYBERJAYA | Existing | 11 kV |  | RYB | VPTJ/PCE/J02171 | PE 2.17 TMN WAWASAN (P.H) (F1)
378424634 | TNB | DISTRIBUTION | WP PUTRAJAYA & CYBERJAYA | Existing | 11 kV |  | RYB | VPTJ/PCE/J02171 | PE 2.17 TMN WAWASAN (P.H) (F1)
378424725 | TNB | DISTRIBUTION | WP PUTRAJAYA & CYBERJAYA | Existing | 11 kV |  | RYB | VPTJ/PCE/J02182 | PE 2.18 TMN WAWASAN (WR) (F2)
378424729 | TNB | DISTRIBUTION | WP PUTRAJAYA & CYBERJAYA | Existing | 11 kV |  | RYB | VPTJ/PCE/J02182 | PE 2.18 TMN WAWASAN (WR) (F2)
378424731 | TNB | DISTRIBUTION | WP PUTRAJAYA & CYBERJAYA | Existing | 11 kV |  | RYB | VPTJ/PCE/J02182 | PE 2.18 TMN WAWASAN (WR) (F2)
378424741 | TNB | DISTRIBUTION | WP PUTRAJAYA & CYBERJAYA | Existing | 11 kV |  | RYB | VPTJ/PCE/J02182 | PE 2.18 TMN WAWASAN (WR) (F2)
378424757 | TNB | DISTRIBUTION | WP PUTRAJAYA & CYBERJAYA | Existing | 11 kV |  | RYB | VPTJ/PCE/J02182 | PE 2.18 TMN WAWASAN (WR) (F2)
378424758 | TNB | DISTRIBUTION | WP PUTRAJAYA & CYBERJAYA | Existing | 11 kV |  | RYB | VPTJ/PCE/J02182 | PE 2.18 TMN WAWASAN (WR) (F2)
378424760 | TNB | DISTRIBUTION | WP PUTRAJAYA & CYBERJAYA | Existing | 11 kV |  | RYB | VPTJ/PCE/J02182 | PE 2.18 TMN WAWASAN (WR) (F2)
378424766 | TNB | DISTRIBUTION | WP PUTRAJAYA & CYBERJAYA | Existing | 11 kV |  | RYB | VPTJ/PCE/J02182 | PE 2.18 TMN WAWASAN (WR) (F2)
378424767 | TNB | DISTRIBUTION | WP PUTRAJAYA & CYBERJAYA | Existing | 11 kV |  | RYB | VPTJ/PCE/J02182 | PE 2.18 TMN WAWASAN (WR) (F2)
378424846 | TNB | DISTRIBUTION | WP PUTRAJAYA & CYBERJAYA | Existing | 11 kV |  | RYB | VPTJ/PCE/J02181 | PE 2.18 TMN WAWASAN (WR) (F1)
378424850 | TNB | DISTRIBUTION | WP PUTRAJAYA & CYBERJAYA | Existing | 11 kV |  | RYB | VPTJ/PCE/J02181 | PE 2.18 TMN WAWASAN (WR) (F1)
378424852 | TNB | DISTRIBUTION | WP PUTRAJAYA & CYBERJAYA | Existing | 11 kV |  | RYB | VPTJ/PCE/J02181 | PE 2.18 TMN WAWASAN (WR) (F1)
378424862 | TNB | DISTRIBUTION | WP PUTRAJAYA & CYBERJAYA | Existing | 11 kV |  | RYB | VPTJ/PCE/J02181 | PE 2.18 TMN WAWASAN (WR) (F1)
378424878 | TNB | DISTRIBUTION | WP PUTRAJAYA & CYBERJAYA | Existing | 11 kV |  | RYB | VPTJ/PCE/J02181 | PE 2.18 TMN WAWASAN (WR) (F1)
378424879 | TNB | DISTRIBUTION | WP PUTRAJAYA & CYBERJAYA | Existing | 11 kV |  | RYB | VPTJ/PCE/J02181 | PE 2.18 TMN WAWASAN (WR) (F1)
378424881 | TNB | DISTRIBUTION | WP PUTRAJAYA & CYBERJAYA | Existing | 11 kV |  | RYB | VPTJ/PCE/J02181 | PE 2.18 TMN WAWASAN (WR) (F1)
378424887 | TNB | DISTRIBUTION | WP PUTRAJAYA & CYBERJAYA | Existing | 11 kV |  | RYB | VPTJ/PCE/J02181 | PE 2.18 TMN WAWASAN (WR) (F1)
378424888 | TNB | DISTRIBUTION | WP PUTRAJAYA & CYBERJAYA | Existing | 11 kV |  | RYB | VPTJ/PCE/J02181 | PE 2.18 TMN WAWASAN (WR) (F1)
378425016 | TNB | DISTRIBUTION | WP PUTRAJAYA & CYBERJAYA | Existing | 11 kV |  | RYB | VPTJ/PCE/J01621 | PE 1.62 INSIDE PPU PJ1
378425017 | TNB | DISTRIBUTION | WP PUTRAJAYA & CYBERJAYA | Existing | 11 kV |  | RYB | VPTJ/PCE/J01621 | PE 1.62 INSIDE PPU PJ1
378425022 | TNB | DISTRIBUTION | WP PUTRAJAYA & CYBERJAYA | Existing | 11 kV |  | RYB | VPTJ/PCE/J01621 | PE 1.62 INSIDE PPU PJ1
378425028 | TNB | DISTRIBUTION | WP PUTRAJAYA & CYBERJAYA | Existing | 11 kV |  | RYB | VPTJ/PCE/J01621 | PE 1.62 INSIDE PPU PJ1
378425029 | TNB | DISTRIBUTION | WP PUTRAJAYA & CYBERJAYA | Existing | 11 kV |  | RYB | VPTJ/PCE/J01621 | PE 1.62 INSIDE PPU PJ1
378425033 | TNB | DISTRIBUTION | WP PUTRAJAYA & CYBERJAYA | Existing | 11 kV |  | RYB | VPTJ/PCE/J01621 | PE 1.62 INSIDE PPU PJ1
378425036 | TNB | DISTRIBUTION | WP PUTRAJAYA & CYBERJAYA | Existing | 11 kV |  | RYB | VPTJ/PCE/J01621 | PE 1.62 INSIDE PPU PJ1
378425037 | TNB | DISTRIBUTION | WP PUTRAJAYA & CYBERJAYA | Existing | 11 kV |  | RYB | VPTJ/PCE/J01621 | PE 1.62 INSIDE PPU PJ1
378425143 | TNB | DISTRIBUTION | WP PUTRAJAYA & CYBERJAYA | Existing | 11 kV |  | RYB | VPTJ/PCE/J01651 | PE 1.65 DATARAN PAHLAWAN F1
378425144 | TNB | DISTRIBUTION | WP PUTRAJAYA & CYBERJAYA | Existing | 11 kV |  | RYB | VPTJ/PCE/J01651 | PE 1.65 DATARAN PAHLAWAN F1
378425149 | TNB | DISTRIBUTION | WP PUTRAJAYA & CYBERJAYA | Existing | 11 kV |  | RYB | VPTJ/PCE/J01651 | PE 1.65 DATARAN PAHLAWAN F1
378425155 | TNB | DISTRIBUTION | WP PUTRAJAYA & CYBERJAYA | Existing | 11 kV |  | RYB | VPTJ/PCE/J01651 | PE 1.65 DATARAN PAHLAWAN F1
378425156 | TNB | DISTRIBUTION | WP PUTRAJAYA & CYBERJAYA | Existing | 11 kV |  | RYB | VPTJ/PCE/J01651 | PE 1.65 DATARAN PAHLAWAN F1
378425160 | TNB | DISTRIBUTION | WP PUTRAJAYA & CYBERJAYA | Existing | 11 kV |  | RYB | VPTJ/PCE/J01651 | PE 1.65 DATARAN PAHLAWAN F1
378425163 | TNB | DISTRIBUTION | WP PUTRAJAYA & CYBERJAYA | Existing | 11 kV |  | RYB | VPTJ/PCE/J01651 | PE 1.65 DATARAN PAHLAWAN F1
378425164 | TNB | DISTRIBUTION | WP PUTRAJAYA & CYBERJAYA | Existing | 11 kV |  | RYB | VPTJ/PCE/J01651 | PE 1.65 DATARAN PAHLAWAN F1
378425237 | TNB | DISTRIBUTION | WP PUTRAJAYA & CYBERJAYA | Existing | 11 kV |  | RYB | VPTJ/PCE/J01652 | PE 1.65 DATARAN PAHLAWAN F2
378425238 | TNB | DISTRIBUTION | WP PUTRAJAYA & CYBERJAYA | Existing | 11 kV |  | RYB | VPTJ/PCE/J01652 | PE 1.65 DATARAN PAHLAWAN F2
378425243 | TNB | DISTRIBUTION | WP PUTRAJAYA & CYBERJAYA | Existing | 11 kV |  | RYB | VPTJ/PCE/J01652 | PE 1.65 DATARAN PAHLAWAN F2
378425249 | TNB | DISTRIBUTION | WP PUTRAJAYA & CYBERJAYA | Existing | 11 kV |  | RYB | VPTJ/PCE/J01652 | PE 1.65 DATARAN PAHLAWAN F2
378425250 | TNB | DISTRIBUTION | WP PUTRAJAYA & CYBERJAYA | Existing | 11 kV |  | RYB | VPTJ/PCE/J01652 | PE 1.65 DATARAN PAHLAWAN F2
378425254 | TNB | DISTRIBUTION | WP PUTRAJAYA & CYBERJAYA | Existing | 11 kV |  | RYB | VPTJ/PCE/J01652 | PE 1.65 DATARAN PAHLAWAN F2
378425257 | TNB | DISTRIBUTION | WP PUTRAJAYA & CYBERJAYA | Existing | 11 kV |  | RYB | VPTJ/PCE/J01652 | PE 1.65 DATARAN PAHLAWAN F2
378425258 | TNB | DISTRIBUTION | WP PUTRAJAYA & CYBERJAYA | Existing | 11 kV |  | RYB | VPTJ/PCE/J01652 | PE 1.65 DATARAN PAHLAWAN F2
378443156 | TNB | DISTRIBUTION | WP PUTRAJAYA & CYBERJAYA | Existing | 11 kV |  | RYB | VPTJ/PCE/J15392 | PE 15.39 FASA 15-3A (F2)
378443157 | TNB | DISTRIBUTION | WP PUTRAJAYA & CYBERJAYA | Existing | 11 kV |  | RYB | VPTJ/PCE/J15392 | PE 15.39 FASA 15-3A (F2)
378443162 | TNB | DISTRIBUTION | WP PUTRAJAYA & CYBERJAYA | Existing | 11 kV |  | RYB | VPTJ/PCE/J15392 | PE 15.39 FASA 15-3A (F2)
378443168 | TNB | DISTRIBUTION | WP PUTRAJAYA & CYBERJAYA | Existing | 11 kV |  | RYB | VPTJ/PCE/J15392 | PE 15.39 FASA 15-3A (F2)
378443169 | TNB | DISTRIBUTION | WP PUTRAJAYA & CYBERJAYA | Existing | 11 kV |  | RYB | VPTJ/PCE/J15392 | PE 15.39 FASA 15-3A (F2)
378443173 | TNB | DISTRIBUTION | WP PUTRAJAYA & CYBERJAYA | Existing | 11 kV |  | RYB | VPTJ/PCE/J15392 | PE 15.39 FASA 15-3A (F2)
378443176 | TNB | DISTRIBUTION | WP PUTRAJAYA & CYBERJAYA | Existing | 11 kV |  | RYB | VPTJ/PCE/J15392 | PE 15.39 FASA 15-3A (F2)
378443177 | TNB | DISTRIBUTION | WP PUTRAJAYA & CYBERJAYA | Existing | 11 kV |  | RYB | VPTJ/PCE/J15392 | PE 15.39 FASA 15-3A (F2)
378443252 | TNB | DISTRIBUTION | WP PUTRAJAYA & CYBERJAYA | Existing | 11 kV |  | RYB | VPTJ/PCE/J15371 | PE 15.37 FASA 15-2 (F1)
378443253 | TNB | DISTRIBUTION | WP PUTRAJAYA & CYBERJAYA | Existing | 11 kV |  | RYB | VPTJ/PCE/J15371 | PE 15.37 FASA 15-2 (F1)
378443258 | TNB | DISTRIBUTION | WP PUTRAJAYA & CYBERJAYA | Existing | 11 kV |  | RYB | VPTJ/PCE/J15371 | PE 15.37 FASA 15-2 (F1)
378443264 | TNB | DISTRIBUTION | WP PUTRAJAYA & CYBERJAYA | Existing | 11 kV |  | RYB | VPTJ/PCE/J15371 | PE 15.37 FASA 15-2 (F1)
378443265 | TNB | DISTRIBUTION | WP PUTRAJAYA & CYBERJAYA | Existing | 11 kV |  | RYB | VPTJ/PCE/J15371 | PE 15.37 FASA 15-2 (F1)
378443269 | TNB | DISTRIBUTION | WP PUTRAJAYA & CYBERJAYA | Existing | 11 kV |  | RYB | VPTJ/PCE/J15371 | PE 15.37 FASA 15-2 (F1)
378443272 | TNB | DISTRIBUTION | WP PUTRAJAYA & CYBERJAYA | Existing | 11 kV |  | RYB | VPTJ/PCE/J15371 | PE 15.37 FASA 15-2 (F1)
378443273 | TNB | DISTRIBUTION | WP PUTRAJAYA & CYBERJAYA | Existing | 11 kV |  | RYB | VPTJ/PCE/J15371 | PE 15.37 FASA 15-2 (F1)
378443348 | TNB | DISTRIBUTION | WP PUTRAJAYA & CYBERJAYA | Existing | 11 kV |  | RYB | VPTJ/PCE/J15372 | PE 15.37 FASA 15-2 (F2)
378443349 | TNB | DISTRIBUTION | WP PUTRAJAYA & CYBERJAYA | Existing | 11 kV |  | RYB | VPTJ/PCE/J15372 | PE 15.37 FASA 15-2 (F2)
378443354 | TNB | DISTRIBUTION | WP PUTRAJAYA & CYBERJAYA | Existing | 11 kV |  | RYB | VPTJ/PCE/J15372 | PE 15.37 FASA 15-2 (F2)
378443360 | TNB | DISTRIBUTION | WP PUTRAJAYA & CYBERJAYA | Existing | 11 kV |  | RYB | VPTJ/PCE/J15372 | PE 15.37 FASA 15-2 (F2)
378443361 | TNB | DISTRIBUTION | WP PUTRAJAYA & CYBERJAYA | Existing | 11 kV |  | RYB | VPTJ/PCE/J15372 | PE 15.37 FASA 15-2 (F2)
378443365 | TNB | DISTRIBUTION | WP PUTRAJAYA & CYBERJAYA | Existing | 11 kV |  | RYB | VPTJ/PCE/J15372 | PE 15.37 FASA 15-2 (F2)
378443368 | TNB | DISTRIBUTION | WP PUTRAJAYA & CYBERJAYA | Existing | 11 kV |  | RYB | VPTJ/PCE/J15372 | PE 15.37 FASA 15-2 (F2)
378443369 | TNB | DISTRIBUTION | WP PUTRAJAYA & CYBERJAYA | Existing | 11 kV |  | RYB | VPTJ/PCE/J15372 | PE 15.37 FASA 15-2 (F2)
378464166 | TNB | DISTRIBUTION | WP PUTRAJAYA & CYBERJAYA | Existing | 11 kV |  | RYB | VPTJ/PCE/J15562 | PE 15.56 DWIPUTRA NO 3 (F2)
378464167 | TNB | DISTRIBUTION | WP PUTRAJAYA & CYBERJAYA | Existing | 11 kV |  | RYB | VPTJ/PCE/J15562 | PE 15.56 DWIPUTRA NO 3 (F2)
378464172 | TNB | DISTRIBUTION | WP PUTRAJAYA & CYBERJAYA | Existing | 11 kV |  | RYB | VPTJ/PCE/J15562 | PE 15.56 DWIPUTRA NO 3 (F2)
378464178 | TNB | DISTRIBUTION | WP PUTRAJAYA & CYBERJAYA | Existing | 11 kV |  | RYB | VPTJ/PCE/J15562 | PE 15.56 DWIPUTRA NO 3 (F2)
378464179 | TNB | DISTRIBUTION | WP PUTRAJAYA & CYBERJAYA | Existing | 11 kV |  | RYB | VPTJ/PCE/J15562 | PE 15.56 DWIPUTRA NO 3 (F2)
378464183 | TNB | DISTRIBUTION | WP PUTRAJAYA & CYBERJAYA | Existing | 11 kV |  | RYB | VPTJ/PCE/J15562 | PE 15.56 DWIPUTRA NO 3 (F2)
378464186 | TNB | DISTRIBUTION | WP PUTRAJAYA & CYBERJAYA | Existing | 11 kV |  | RYB | VPTJ/PCE/J15562 | PE 15.56 DWIPUTRA NO 3 (F2)
378464187 | TNB | DISTRIBUTION | WP PUTRAJAYA & CYBERJAYA | Existing | 11 kV |  | RYB | VPTJ/PCE/J15562 | PE 15.56 DWIPUTRA NO 3 (F2)
378464260 | TNB | DISTRIBUTION | WP PUTRAJAYA & CYBERJAYA | Existing | 11 kV |  | RYB | VPTJ/PCE/J00341 | PE 15.56 DWIPUTRA NO 3 (F1)
378464261 | TNB | DISTRIBUTION | WP PUTRAJAYA & CYBERJAYA | Existing | 11 kV |  | RYB | VPTJ/PCE/J00341 | PE 15.56 DWIPUTRA NO 3 (F1)
378464266 | TNB | DISTRIBUTION | WP PUTRAJAYA & CYBERJAYA | Existing | 11 kV |  | RYB | VPTJ/PCE/J00341 | PE 15.56 DWIPUTRA NO 3 (F1)
378464272 | TNB | DISTRIBUTION | WP PUTRAJAYA & CYBERJAYA | Existing | 11 kV |  | RYB | VPTJ/PCE/J00341 | PE 15.56 DWIPUTRA NO 3 (F1)
378464273 | TNB | DISTRIBUTION | WP PUTRAJAYA & CYBERJAYA | Existing | 11 kV |  | RYB | VPTJ/PCE/J00341 | PE 15.56 DWIPUTRA NO 3 (F1)
378464277 | TNB | DISTRIBUTION | WP PUTRAJAYA & CYBERJAYA | Existing | 11 kV |  | RYB | VPTJ/PCE/J00341 | PE 15.56 DWIPUTRA NO 3 (F1)
378464280 | TNB | DISTRIBUTION | WP PUTRAJAYA & CYBERJAYA | Existing | 11 kV |  | RYB | VPTJ/PCE/J00341 | PE 15.56 DWIPUTRA NO 3 (F1)
378464281 | TNB | DISTRIBUTION | WP PUTRAJAYA & CYBERJAYA | Existing | 11 kV |  | RYB | VPTJ/PCE/J00341 | PE 15.56 DWIPUTRA NO 3 (F1)
378464356 | TNB | DISTRIBUTION | WP PUTRAJAYA & CYBERJAYA | Existing | 11 kV |  | RYB | VPTJ/PCE/J00340 | PE 15.55 DWIPUTRA NO 2 (F1)
378464357 | TNB | DISTRIBUTION | WP PUTRAJAYA & CYBERJAYA | Existing | 11 kV |  | RYB | VPTJ/PCE/J00340 | PE 15.55 DWIPUTRA NO 2 (F1)
378464362 | TNB | DISTRIBUTION | WP PUTRAJAYA & CYBERJAYA | Existing | 11 kV |  | RYB | VPTJ/PCE/J00340 | PE 15.55 DWIPUTRA NO 2 (F1)
378464368 | TNB | DISTRIBUTION | WP PUTRAJAYA & CYBERJAYA | Existing | 11 kV |  | RYB | VPTJ/PCE/J00340 | PE 15.55 DWIPUTRA NO 2 (F1)
378464369 | TNB | DISTRIBUTION | WP PUTRAJAYA & CYBERJAYA | Existing | 11 kV |  | RYB | VPTJ/PCE/J00340 | PE 15.55 DWIPUTRA NO 2 (F1)
378464373 | TNB | DISTRIBUTION | WP PUTRAJAYA & CYBERJAYA | Existing | 11 kV |  | RYB | VPTJ/PCE/J00340 | PE 15.55 DWIPUTRA NO 2 (F1)
378464376 | TNB | DISTRIBUTION | WP PUTRAJAYA & CYBERJAYA | Existing | 11 kV |  | RYB | VPTJ/PCE/J00340 | PE 15.55 DWIPUTRA NO 2 (F1)
378464377 | TNB | DISTRIBUTION | WP PUTRAJAYA & CYBERJAYA | Existing | 11 kV |  | RYB | VPTJ/PCE/J00340 | PE 15.55 DWIPUTRA NO 2 (F1)
378464450 | TNB | DISTRIBUTION | WP PUTRAJAYA & CYBERJAYA | Existing | 11 kV |  | RYB | VPTJ/PCE/J15552 | PE 15.55 DWIPUTRA NO 2 (F2)
378464451 | TNB | DISTRIBUTION | WP PUTRAJAYA & CYBERJAYA | Existing | 11 kV |  | RYB | VPTJ/PCE/J15552 | PE 15.55 DWIPUTRA NO 2 (F2)
378464456 | TNB | DISTRIBUTION | WP PUTRAJAYA & CYBERJAYA | Existing | 11 kV |  | RYB | VPTJ/PCE/J15552 | PE 15.55 DWIPUTRA NO 2 (F2)
378464462 | TNB | DISTRIBUTION | WP PUTRAJAYA & CYBERJAYA | Existing | 11 kV |  | RYB | VPTJ/PCE/J15552 | PE 15.55 DWIPUTRA NO 2 (F2)
378464463 | TNB | DISTRIBUTION | WP PUTRAJAYA & CYBERJAYA | Existing | 11 kV |  | RYB | VPTJ/PCE/J15552 | PE 15.55 DWIPUTRA NO 2 (F2)
378464467 | TNB | DISTRIBUTION | WP PUTRAJAYA & CYBERJAYA | Existing | 11 kV |  | RYB | VPTJ/PCE/J15552 | PE 15.55 DWIPUTRA NO 2 (F2)
378464470 | TNB | DISTRIBUTION | WP PUTRAJAYA & CYBERJAYA | Existing | 11 kV |  | RYB | VPTJ/PCE/J15552 | PE 15.55 DWIPUTRA NO 2 (F2)
378464471 | TNB | DISTRIBUTION | WP PUTRAJAYA & CYBERJAYA | Existing | 11 kV |  | RYB | VPTJ/PCE/J15552 | PE 15.55 DWIPUTRA NO 2 (F2)
378464544 | TNB | DISTRIBUTION | WP PUTRAJAYA & CYBERJAYA | Existing | 11 kV |  | RYB | VPTJ/PCE/J00339 | PE 15.54 DWIPUTRA NO 1 (F1)
378464545 | TNB | DISTRIBUTION | WP PUTRAJAYA & CYBERJAYA | Existing | 11 kV |  | RYB | VPTJ/PCE/J00339 | PE 15.54 DWIPUTRA NO 1 (F1)
378464550 | TNB | DISTRIBUTION | WP PUTRAJAYA & CYBERJAYA | Existing | 11 kV |  | RYB | VPTJ/PCE/J00339 | PE 15.54 DWIPUTRA NO 1 (F1)
378464556 | TNB | DISTRIBUTION | WP PUTRAJAYA & CYBERJAYA | Existing | 11 kV |  | RYB | VPTJ/PCE/J00339 | PE 15.54 DWIPUTRA NO 1 (F1)
378464557 | TNB | DISTRIBUTION | WP PUTRAJAYA & CYBERJAYA | Existing | 11 kV |  | RYB | VPTJ/PCE/J00339 | PE 15.54 DWIPUTRA NO 1 (F1)
378464561 | TNB | DISTRIBUTION | WP PUTRAJAYA & CYBERJAYA | Existing | 11 kV |  | RYB | VPTJ/PCE/J00339 | PE 15.54 DWIPUTRA NO 1 (F1)
378464564 | TNB | DISTRIBUTION | WP PUTRAJAYA & CYBERJAYA | Existing | 11 kV |  | RYB | VPTJ/PCE/J00339 | PE 15.54 DWIPUTRA NO 1 (F1)
378464565 | TNB | DISTRIBUTION | WP PUTRAJAYA & CYBERJAYA | Existing | 11 kV |  | RYB | VPTJ/PCE/J00339 | PE 15.54 DWIPUTRA NO 1 (F1)
378494654 | TNB | DISTRIBUTION | WP PUTRAJAYA & CYBERJAYA | Existing | 11 kV |  | RYB | VPTJ/PCE/J08012 | PE 8.01 PS 10 (EFI) (F2)
378494655 | TNB | DISTRIBUTION | WP PUTRAJAYA & CYBERJAYA | Existing | 11 kV |  | RYB | VPTJ/PCE/J08012 | PE 8.01 PS 10 (EFI) (F2)
378494660 | TNB | DISTRIBUTION | WP PUTRAJAYA & CYBERJAYA | Existing | 11 kV |  | RYB | VPTJ/PCE/J08012 | PE 8.01 PS 10 (EFI) (F2)
378494666 | TNB | DISTRIBUTION | WP PUTRAJAYA & CYBERJAYA | Existing | 11 kV |  | RYB | VPTJ/PCE/J08012 | PE 8.01 PS 10 (EFI) (F2)
378494667 | TNB | DISTRIBUTION | WP PUTRAJAYA & CYBERJAYA | Existing | 11 kV |  | RYB | VPTJ/PCE/J08012 | PE 8.01 PS 10 (EFI) (F2)
378494671 | TNB | DISTRIBUTION | WP PUTRAJAYA & CYBERJAYA | Existing | 11 kV |  | RYB | VPTJ/PCE/J08012 | PE 8.01 PS 10 (EFI) (F2)
378494674 | TNB | DISTRIBUTION | WP PUTRAJAYA & CYBERJAYA | Existing | 11 kV |  | RYB | VPTJ/PCE/J08012 | PE 8.01 PS 10 (EFI) (F2)
378494675 | TNB | DISTRIBUTION | WP PUTRAJAYA & CYBERJAYA | Existing | 11 kV |  | RYB | VPTJ/PCE/J08012 | PE 8.01 PS 10 (EFI) (F2)
378494758 | TNB | DISTRIBUTION | WP PUTRAJAYA & CYBERJAYA | Existing | 11 kV |  | RYB | VPTJ/PCE/J08021 | PE 8.02 P8A SEMI D (F1)
378494759 | TNB | DISTRIBUTION | WP PUTRAJAYA & CYBERJAYA | Existing | 11 kV |  | RYB | VPTJ/PCE/J08021 | PE 8.02 P8A SEMI D (F1)
378494764 | TNB | DISTRIBUTION | WP PUTRAJAYA & CYBERJAYA | Existing | 11 kV |  | RYB | VPTJ/PCE/J08021 | PE 8.02 P8A SEMI D (F1)
378494770 | TNB | DISTRIBUTION | WP PUTRAJAYA & CYBERJAYA | Existing | 11 kV |  | RYB | VPTJ/PCE/J08021 | PE 8.02 P8A SEMI D (F1)
378494771 | TNB | DISTRIBUTION | WP PUTRAJAYA & CYBERJAYA | Existing | 11 kV |  | RYB | VPTJ/PCE/J08021 | PE 8.02 P8A SEMI D (F1)
378494775 | TNB | DISTRIBUTION | WP PUTRAJAYA & CYBERJAYA | Existing | 11 kV |  | RYB | VPTJ/PCE/J08021 | PE 8.02 P8A SEMI D (F1)
378494778 | TNB | DISTRIBUTION | WP PUTRAJAYA & CYBERJAYA | Existing | 11 kV |  | RYB | VPTJ/PCE/J08021 | PE 8.02 P8A SEMI D (F1)
378494779 | TNB | DISTRIBUTION | WP PUTRAJAYA & CYBERJAYA | Existing | 11 kV |  | RYB | VPTJ/PCE/J08021 | PE 8.02 P8A SEMI D (F1)
378494848 | TNB | DISTRIBUTION | WP PUTRAJAYA & CYBERJAYA | Existing | 11 kV |  | RYB | VPTJ/PCE/J08022 | PE 8.02 P8A SEMI D (F2)
378494849 | TNB | DISTRIBUTION | WP PUTRAJAYA & CYBERJAYA | Existing | 11 kV |  | RYB | VPTJ/PCE/J08022 | PE 8.02 P8A SEMI D (F2)
378494854 | TNB | DISTRIBUTION | WP PUTRAJAYA & CYBERJAYA | Existing | 11 kV |  | RYB | VPTJ/PCE/J08022 | PE 8.02 P8A SEMI D (F2)
378494860 | TNB | DISTRIBUTION | WP PUTRAJAYA & CYBERJAYA | Existing | 11 kV |  | RYB | VPTJ/PCE/J08022 | PE 8.02 P8A SEMI D (F2)
378494861 | TNB | DISTRIBUTION | WP PUTRAJAYA & CYBERJAYA | Existing | 11 kV |  | RYB | VPTJ/PCE/J08022 | PE 8.02 P8A SEMI D (F2)
378494865 | TNB | DISTRIBUTION | WP PUTRAJAYA & CYBERJAYA | Existing | 11 kV |  | RYB | VPTJ/PCE/J08022 | PE 8.02 P8A SEMI D (F2)
378494868 | TNB | DISTRIBUTION | WP PUTRAJAYA & CYBERJAYA | Existing | 11 kV |  | RYB | VPTJ/PCE/J08022 | PE 8.02 P8A SEMI D (F2)
378494869 | TNB | DISTRIBUTION | WP PUTRAJAYA & CYBERJAYA | Existing | 11 kV |  | RYB | VPTJ/PCE/J08022 | PE 8.02 P8A SEMI D (F2)
378494940 | TNB | DISTRIBUTION | WP PUTRAJAYA & CYBERJAYA | Existing | 11 kV |  | RYB | VPTJ/PCE/J08031 | PE 8.03 SEK REN (EFI) (F1)
378494941 | TNB | DISTRIBUTION | WP PUTRAJAYA & CYBERJAYA | Existing | 11 kV |  | RYB | VPTJ/PCE/J08031 | PE 8.03 SEK REN (EFI) (F1)
378494946 | TNB | DISTRIBUTION | WP PUTRAJAYA & CYBERJAYA | Existing | 11 kV |  | RYB | VPTJ/PCE/J08031 | PE 8.03 SEK REN (EFI) (F1)
378494952 | TNB | DISTRIBUTION | WP PUTRAJAYA & CYBERJAYA | Existing | 11 kV |  | RYB | VPTJ/PCE/J08031 | PE 8.03 SEK REN (EFI) (F1)
378494953 | TNB | DISTRIBUTION | WP PUTRAJAYA & CYBERJAYA | Existing | 11 kV |  | RYB | VPTJ/PCE/J08031 | PE 8.03 SEK REN (EFI) (F1)
378494957 | TNB | DISTRIBUTION | WP PUTRAJAYA & CYBERJAYA | Existing | 11 kV |  | RYB | VPTJ/PCE/J08031 | PE 8.03 SEK REN (EFI) (F1)
378494960 | TNB | DISTRIBUTION | WP PUTRAJAYA & CYBERJAYA | Existing | 11 kV |  | RYB | VPTJ/PCE/J08031 | PE 8.03 SEK REN (EFI) (F1)
378494961 | TNB | DISTRIBUTION | WP PUTRAJAYA & CYBERJAYA | Existing | 11 kV |  | RYB | VPTJ/PCE/J08031 | PE 8.03 SEK REN (EFI) (F1)
378495031 | TNB | DISTRIBUTION | WP PUTRAJAYA & CYBERJAYA | Existing | 11 kV |  | RYB | VPTJ/PCE/J08032 | PE 8.03 SEK REN (EFI) (F2)
378495032 | TNB | DISTRIBUTION | WP PUTRAJAYA & CYBERJAYA | Existing | 11 kV |  | RYB | VPTJ/PCE/J08032 | PE 8.03 SEK REN (EFI) (F2)
378495037 | TNB | DISTRIBUTION | WP PUTRAJAYA & CYBERJAYA | Existing | 11 kV |  | RYB | VPTJ/PCE/J08032 | PE 8.03 SEK REN (EFI) (F2)
378495043 | TNB | DISTRIBUTION | WP PUTRAJAYA & CYBERJAYA | Existing | 11 kV |  | RYB | VPTJ/PCE/J08032 | PE 8.03 SEK REN (EFI) (F2)
378495044 | TNB | DISTRIBUTION | WP PUTRAJAYA & CYBERJAYA | Existing | 11 kV |  | RYB | VPTJ/PCE/J08032 | PE 8.03 SEK REN (EFI) (F2)
378495048 | TNB | DISTRIBUTION | WP PUTRAJAYA & CYBERJAYA | Existing | 11 kV |  | RYB | VPTJ/PCE/J08032 | PE 8.03 SEK REN (EFI) (F2)
378495051 | TNB | DISTRIBUTION | WP PUTRAJAYA & CYBERJAYA | Existing | 11 kV |  | RYB | VPTJ/PCE/J08032 | PE 8.03 SEK REN (EFI) (F2)
378495052 | TNB | DISTRIBUTION | WP PUTRAJAYA & CYBERJAYA | Existing | 11 kV |  | RYB | VPTJ/PCE/J08032 | PE 8.03 SEK REN (EFI) (F2)
378495124 | TNB | DISTRIBUTION | WP PUTRAJAYA & CYBERJAYA | Existing | 11 kV |  | RYB | VPTJ/PCE/J08041 | PE 8.04 SEK MEN (F1)
378495125 | TNB | DISTRIBUTION | WP PUTRAJAYA & CYBERJAYA | Existing | 11 kV |  | RYB | VPTJ/PCE/J08041 | PE 8.04 SEK MEN (F1)
378495130 | TNB | DISTRIBUTION | WP PUTRAJAYA & CYBERJAYA | Existing | 11 kV |  | RYB | VPTJ/PCE/J08041 | PE 8.04 SEK MEN (F1)
378495136 | TNB | DISTRIBUTION | WP PUTRAJAYA & CYBERJAYA | Existing | 11 kV |  | RYB | VPTJ/PCE/J08041 | PE 8.04 SEK MEN (F1)
378495137 | TNB | DISTRIBUTION | WP PUTRAJAYA & CYBERJAYA | Existing | 11 kV |  | RYB | VPTJ/PCE/J08041 | PE 8.04 SEK MEN (F1)
378495141 | TNB | DISTRIBUTION | WP PUTRAJAYA & CYBERJAYA | Existing | 11 kV |  | RYB | VPTJ/PCE/J08041 | PE 8.04 SEK MEN (F1)
378495144 | TNB | DISTRIBUTION | WP PUTRAJAYA & CYBERJAYA | Existing | 11 kV |  | RYB | VPTJ/PCE/J08041 | PE 8.04 SEK MEN (F1)
378495145 | TNB | DISTRIBUTION | WP PUTRAJAYA & CYBERJAYA | Existing | 11 kV |  | RYB | VPTJ/PCE/J08041 | PE 8.04 SEK MEN (F1)
378495215 | TNB | DISTRIBUTION | WP PUTRAJAYA & CYBERJAYA | Existing | 11 kV |  | RYB | VPTJ/PCE/J08042 | PE 8.04 SEK MEN (F2)
378495216 | TNB | DISTRIBUTION | WP PUTRAJAYA & CYBERJAYA | Existing | 11 kV |  | RYB | VPTJ/PCE/J08042 | PE 8.04 SEK MEN (F2)
378495221 | TNB | DISTRIBUTION | WP PUTRAJAYA & CYBERJAYA | Existing | 11 kV |  | RYB | VPTJ/PCE/J08042 | PE 8.04 SEK MEN (F2)
378495227 | TNB | DISTRIBUTION | WP PUTRAJAYA & CYBERJAYA | Existing | 11 kV |  | RYB | VPTJ/PCE/J08042 | PE 8.04 SEK MEN (F2)
378495228 | TNB | DISTRIBUTION | WP PUTRAJAYA & CYBERJAYA | Existing | 11 kV |  | RYB | VPTJ/PCE/J08042 | PE 8.04 SEK MEN (F2)
378495232 | TNB | DISTRIBUTION | WP PUTRAJAYA & CYBERJAYA | Existing | 11 kV |  | RYB | VPTJ/PCE/J08042 | PE 8.04 SEK MEN (F2)
378495235 | TNB | DISTRIBUTION | WP PUTRAJAYA & CYBERJAYA | Existing | 11 kV |  | RYB | VPTJ/PCE/J08042 | PE 8.04 SEK MEN (F2)
378495236 | TNB | DISTRIBUTION | WP PUTRAJAYA & CYBERJAYA | Existing | 11 kV |  | RYB | VPTJ/PCE/J08042 | PE 8.04 SEK MEN (F2)
378495313 | TNB | DISTRIBUTION | WP PUTRAJAYA & CYBERJAYA | Existing | 11 kV |  | RYB | VPTJ/PCE/J08051 | PE 8.05 APT FASA 4A (B1) (F1)
378495324 | TNB | DISTRIBUTION | WP PUTRAJAYA & CYBERJAYA | Existing | 11 kV |  | RYB | VPTJ/PCE/J08051 | PE 8.05 APT FASA 4A (B1) (F1)
378495325 | TNB | DISTRIBUTION | WP PUTRAJAYA & CYBERJAYA | Existing | 11 kV |  | RYB | VPTJ/PCE/J08051 | PE 8.05 APT FASA 4A (B1) (F1)
378495334 | TNB | DISTRIBUTION | WP PUTRAJAYA & CYBERJAYA | Existing | 11 kV |  | RYB | VPTJ/PCE/J08051 | PE 8.05 APT FASA 4A (B1) (F1)
378495340 | TNB | DISTRIBUTION | WP PUTRAJAYA & CYBERJAYA | Existing | 11 kV |  | RYB | VPTJ/PCE/J08051 | PE 8.05 APT FASA 4A (B1) (F1)
378495342 | TNB | DISTRIBUTION | WP PUTRAJAYA & CYBERJAYA | Existing | 11 kV |  | RYB | VPTJ/PCE/J08051 | PE 8.05 APT FASA 4A (B1) (F1)
378495344 | TNB | DISTRIBUTION | WP PUTRAJAYA & CYBERJAYA | Existing | 11 kV |  | RYB | VPTJ/PCE/J08051 | PE 8.05 APT FASA 4A (B1) (F1)
378495350 | TNB | DISTRIBUTION | WP PUTRAJAYA & CYBERJAYA | Existing | 11 kV |  | RYB | VPTJ/PCE/J08051 | PE 8.05 APT FASA 4A (B1) (F1)
378495361 | TNB | DISTRIBUTION | WP PUTRAJAYA & CYBERJAYA | Existing | 11 kV |  | RYB | VPTJ/PCE/J08052 | PE 8.05 APT FASA 4A (B1) (F2)
378495372 | TNB | DISTRIBUTION | WP PUTRAJAYA & CYBERJAYA | Existing | 11 kV |  | RYB | VPTJ/PCE/J08052 | PE 8.05 APT FASA 4A (B1) (F2)
378495373 | TNB | DISTRIBUTION | WP PUTRAJAYA & CYBERJAYA | Existing | 11 kV |  | RYB | VPTJ/PCE/J08052 | PE 8.05 APT FASA 4A (B1) (F2)
378495382 | TNB | DISTRIBUTION | WP PUTRAJAYA & CYBERJAYA | Existing | 11 kV |  | RYB | VPTJ/PCE/J08052 | PE 8.05 APT FASA 4A (B1) (F2)
378495388 | TNB | DISTRIBUTION | WP PUTRAJAYA & CYBERJAYA | Existing | 11 kV |  | RYB | VPTJ/PCE/J08052 | PE 8.05 APT FASA 4A (B1) (F2)
378495390 | TNB | DISTRIBUTION | WP PUTRAJAYA & CYBERJAYA | Existing | 11 kV |  | RYB | VPTJ/PCE/J08052 | PE 8.05 APT FASA 4A (B1) (F2)
378495392 | TNB | DISTRIBUTION | WP PUTRAJAYA & CYBERJAYA | Existing | 11 kV |  | RYB | VPTJ/PCE/J08052 | PE 8.05 APT FASA 4A (B1) (F2)
378495398 | TNB | DISTRIBUTION | WP PUTRAJAYA & CYBERJAYA | Existing | 11 kV |  | RYB | VPTJ/PCE/J08052 | PE 8.05 APT FASA 4A (B1) (F2)
378495542 | TNB | DISTRIBUTION | WP PUTRAJAYA & CYBERJAYA | Existing | 11 kV |  | RYB | VPTJ/PCE/J08171 | PE 8.17 P.KEJIRANAN (EFI)
378495543 | TNB | DISTRIBUTION | WP PUTRAJAYA & CYBERJAYA | Existing | 11 kV |  | RYB | VPTJ/PCE/J08171 | PE 8.17 P.KEJIRANAN (EFI)
378495548 | TNB | DISTRIBUTION | WP PUTRAJAYA & CYBERJAYA | Existing | 11 kV |  | RYB | VPTJ/PCE/J08171 | PE 8.17 P.KEJIRANAN (EFI)
378495554 | TNB | DISTRIBUTION | WP PUTRAJAYA & CYBERJAYA | Existing | 11 kV |  | RYB | VPTJ/PCE/J08171 | PE 8.17 P.KEJIRANAN (EFI)
378495555 | TNB | DISTRIBUTION | WP PUTRAJAYA & CYBERJAYA | Existing | 11 kV |  | RYB | VPTJ/PCE/J08171 | PE 8.17 P.KEJIRANAN (EFI)
378495559 | TNB | DISTRIBUTION | WP PUTRAJAYA & CYBERJAYA | Existing | 11 kV |  | RYB | VPTJ/PCE/J08171 | PE 8.17 P.KEJIRANAN (EFI)
378495562 | TNB | DISTRIBUTION | WP PUTRAJAYA & CYBERJAYA | Existing | 11 kV |  | RYB | VPTJ/PCE/J08171 | PE 8.17 P.KEJIRANAN (EFI)
378495563 | TNB | DISTRIBUTION | WP PUTRAJAYA & CYBERJAYA | Existing | 11 kV |  | RYB | VPTJ/PCE/J08171 | PE 8.17 P.KEJIRANAN (EFI)
378495636 | TNB | DISTRIBUTION | WP PUTRAJAYA & CYBERJAYA | Existing | 11 kV |  | RYB | VPTJ/PCE/J08061 | PE 8.06 DEWAN SERBAGUNA (EFI) (F1)
378495637 | TNB | DISTRIBUTION | WP PUTRAJAYA & CYBERJAYA | Existing | 11 kV |  | RYB | VPTJ/PCE/J08061 | PE 8.06 DEWAN SERBAGUNA (EFI) (F1)
378495642 | TNB | DISTRIBUTION | WP PUTRAJAYA & CYBERJAYA | Existing | 11 kV |  | RYB | VPTJ/PCE/J08061 | PE 8.06 DEWAN SERBAGUNA (EFI) (F1)
378495648 | TNB | DISTRIBUTION | WP PUTRAJAYA & CYBERJAYA | Existing | 11 kV |  | RYB | VPTJ/PCE/J08061 | PE 8.06 DEWAN SERBAGUNA (EFI) (F1)
378495649 | TNB | DISTRIBUTION | WP PUTRAJAYA & CYBERJAYA | Existing | 11 kV |  | RYB | VPTJ/PCE/J08061 | PE 8.06 DEWAN SERBAGUNA (EFI) (F1)
378495653 | TNB | DISTRIBUTION | WP PUTRAJAYA & CYBERJAYA | Existing | 11 kV |  | RYB | VPTJ/PCE/J08061 | PE 8.06 DEWAN SERBAGUNA (EFI) (F1)
378495656 | TNB | DISTRIBUTION | WP PUTRAJAYA & CYBERJAYA | Existing | 11 kV |  | RYB | VPTJ/PCE/J08061 | PE 8.06 DEWAN SERBAGUNA (EFI) (F1)
378495657 | TNB | DISTRIBUTION | WP PUTRAJAYA & CYBERJAYA | Existing | 11 kV |  | RYB | VPTJ/PCE/J08061 | PE 8.06 DEWAN SERBAGUNA (EFI) (F1)
378495727 | TNB | DISTRIBUTION | WP PUTRAJAYA & CYBERJAYA | Existing | 11 kV |  | RYB | VPTJ/PCE/J08062 | PE 8.06 DEWAN SERBAGUNA (EFI) (F2)
378495728 | TNB | DISTRIBUTION | WP PUTRAJAYA & CYBERJAYA | Existing | 11 kV |  | RYB | VPTJ/PCE/J08062 | PE 8.06 DEWAN SERBAGUNA (EFI) (F2)
378495733 | TNB | DISTRIBUTION | WP PUTRAJAYA & CYBERJAYA | Existing | 11 kV |  | RYB | VPTJ/PCE/J08062 | PE 8.06 DEWAN SERBAGUNA (EFI) (F2)
378495739 | TNB | DISTRIBUTION | WP PUTRAJAYA & CYBERJAYA | Existing | 11 kV |  | RYB | VPTJ/PCE/J08062 | PE 8.06 DEWAN SERBAGUNA (EFI) (F2)
378495740 | TNB | DISTRIBUTION | WP PUTRAJAYA & CYBERJAYA | Existing | 11 kV |  | RYB | VPTJ/PCE/J08062 | PE 8.06 DEWAN SERBAGUNA (EFI) (F2)
378495744 | TNB | DISTRIBUTION | WP PUTRAJAYA & CYBERJAYA | Existing | 11 kV |  | RYB | VPTJ/PCE/J08062 | PE 8.06 DEWAN SERBAGUNA (EFI) (F2)
378495747 | TNB | DISTRIBUTION | WP PUTRAJAYA & CYBERJAYA | Existing | 11 kV |  | RYB | VPTJ/PCE/J08062 | PE 8.06 DEWAN SERBAGUNA (EFI) (F2)
378495748 | TNB | DISTRIBUTION | WP PUTRAJAYA & CYBERJAYA | Existing | 11 kV |  | RYB | VPTJ/PCE/J08062 | PE 8.06 DEWAN SERBAGUNA (EFI) (F2)
378495820 | TNB | DISTRIBUTION | WP PUTRAJAYA & CYBERJAYA | Existing | 11 kV |  | RYB | VPTJ/PCE/J08361 | PE 8.36 TEMP 8-4F
378495821 | TNB | DISTRIBUTION | WP PUTRAJAYA & CYBERJAYA | Existing | 11 kV |  | RYB | VPTJ/PCE/J08361 | PE 8.36 TEMP 8-4F
378495826 | TNB | DISTRIBUTION | WP PUTRAJAYA & CYBERJAYA | Existing | 11 kV |  | RYB | VPTJ/PCE/J08361 | PE 8.36 TEMP 8-4F
378495832 | TNB | DISTRIBUTION | WP PUTRAJAYA & CYBERJAYA | Existing | 11 kV |  | RYB | VPTJ/PCE/J08361 | PE 8.36 TEMP 8-4F
378495833 | TNB | DISTRIBUTION | WP PUTRAJAYA & CYBERJAYA | Existing | 11 kV |  | RYB | VPTJ/PCE/J08361 | PE 8.36 TEMP 8-4F
378495837 | TNB | DISTRIBUTION | WP PUTRAJAYA & CYBERJAYA | Existing | 11 kV |  | RYB | VPTJ/PCE/J08361 | PE 8.36 TEMP 8-4F
378495840 | TNB | DISTRIBUTION | WP PUTRAJAYA & CYBERJAYA | Existing | 11 kV |  | RYB | VPTJ/PCE/J08361 | PE 8.36 TEMP 8-4F
378495841 | TNB | DISTRIBUTION | WP PUTRAJAYA & CYBERJAYA | Existing | 11 kV |  | RYB | VPTJ/PCE/J08361 | PE 8.36 TEMP 8-4F
378495922 | TNB | DISTRIBUTION | WP PUTRAJAYA & CYBERJAYA | Existing | 11 kV |  | RYB | VPTJ/PCE/J08112 | PE 8.11 JLN P8E TERES (EFI) (F2)
378495923 | TNB | DISTRIBUTION | WP PUTRAJAYA & CYBERJAYA | Existing | 11 kV |  | RYB | VPTJ/PCE/J08112 | PE 8.11 JLN P8E TERES (EFI) (F2)
378495928 | TNB | DISTRIBUTION | WP PUTRAJAYA & CYBERJAYA | Existing | 11 kV |  | RYB | VPTJ/PCE/J08112 | PE 8.11 JLN P8E TERES (EFI) (F2)
378495934 | TNB | DISTRIBUTION | WP PUTRAJAYA & CYBERJAYA | Existing | 11 kV |  | RYB | VPTJ/PCE/J08112 | PE 8.11 JLN P8E TERES (EFI) (F2)
378495935 | TNB | DISTRIBUTION | WP PUTRAJAYA & CYBERJAYA | Existing | 11 kV |  | RYB | VPTJ/PCE/J08112 | PE 8.11 JLN P8E TERES (EFI) (F2)
378495939 | TNB | DISTRIBUTION | WP PUTRAJAYA & CYBERJAYA | Existing | 11 kV |  | RYB | VPTJ/PCE/J08112 | PE 8.11 JLN P8E TERES (EFI) (F2)
378495942 | TNB | DISTRIBUTION | WP PUTRAJAYA & CYBERJAYA | Existing | 11 kV |  | RYB | VPTJ/PCE/J08112 | PE 8.11 JLN P8E TERES (EFI) (F2)
378495943 | TNB | DISTRIBUTION | WP PUTRAJAYA & CYBERJAYA | Existing | 11 kV |  | RYB | VPTJ/PCE/J08112 | PE 8.11 JLN P8E TERES (EFI) (F2)
378495945 | TNB | DISTRIBUTION | WP PUTRAJAYA & CYBERJAYA | Existing | 11 kV |  | RYB | VPTJ/PCE/J08111 | PE 8.11 JLN P8E TERES (EFI) (F1)
378495946 | TNB | DISTRIBUTION | WP PUTRAJAYA & CYBERJAYA | Existing | 11 kV |  | RYB | VPTJ/PCE/J08111 | PE 8.11 JLN P8E TERES (EFI) (F1)
378495951 | TNB | DISTRIBUTION | WP PUTRAJAYA & CYBERJAYA | Existing | 11 kV |  | RYB | VPTJ/PCE/J08111 | PE 8.11 JLN P8E TERES (EFI) (F1)
378495957 | TNB | DISTRIBUTION | WP PUTRAJAYA & CYBERJAYA | Existing | 11 kV |  | RYB | VPTJ/PCE/J08111 | PE 8.11 JLN P8E TERES (EFI) (F1)
378495958 | TNB | DISTRIBUTION | WP PUTRAJAYA & CYBERJAYA | Existing | 11 kV |  | RYB | VPTJ/PCE/J08111 | PE 8.11 JLN P8E TERES (EFI) (F1)
378495962 | TNB | DISTRIBUTION | WP PUTRAJAYA & CYBERJAYA | Existing | 11 kV |  | RYB | VPTJ/PCE/J08111 | PE 8.11 JLN P8E TERES (EFI) (F1)
378495965 | TNB | DISTRIBUTION | WP PUTRAJAYA & CYBERJAYA | Existing | 11 kV |  | RYB | VPTJ/PCE/J08111 | PE 8.11 JLN P8E TERES (EFI) (F1)
378495966 | TNB | DISTRIBUTION | WP PUTRAJAYA & CYBERJAYA | Existing | 11 kV |  | RYB | VPTJ/PCE/J08111 | PE 8.11 JLN P8E TERES (EFI) (F1)
378496106 | TNB | DISTRIBUTION | WP PUTRAJAYA & CYBERJAYA | Existing | 11 kV |  | RYB | VPTJ/PCE/J08251 | PE 8.25 ISTANA DARUL EHSAN (F1)
378496107 | TNB | DISTRIBUTION | WP PUTRAJAYA & CYBERJAYA | Existing | 11 kV |  | RYB | VPTJ/PCE/J08251 | PE 8.25 ISTANA DARUL EHSAN (F1)
378496112 | TNB | DISTRIBUTION | WP PUTRAJAYA & CYBERJAYA | Existing | 11 kV |  | RYB | VPTJ/PCE/J08251 | PE 8.25 ISTANA DARUL EHSAN (F1)
378496118 | TNB | DISTRIBUTION | WP PUTRAJAYA & CYBERJAYA | Existing | 11 kV |  | RYB | VPTJ/PCE/J08251 | PE 8.25 ISTANA DARUL EHSAN (F1)
378496119 | TNB | DISTRIBUTION | WP PUTRAJAYA & CYBERJAYA | Existing | 11 kV |  | RYB | VPTJ/PCE/J08251 | PE 8.25 ISTANA DARUL EHSAN (F1)
378496123 | TNB | DISTRIBUTION | WP PUTRAJAYA & CYBERJAYA | Existing | 11 kV |  | RYB | VPTJ/PCE/J08251 | PE 8.25 ISTANA DARUL EHSAN (F1)
378496126 | TNB | DISTRIBUTION | WP PUTRAJAYA & CYBERJAYA | Existing | 11 kV |  | RYB | VPTJ/PCE/J08251 | PE 8.25 ISTANA DARUL EHSAN (F1)
378496127 | TNB | DISTRIBUTION | WP PUTRAJAYA & CYBERJAYA | Existing | 11 kV |  | RYB | VPTJ/PCE/J08251 | PE 8.25 ISTANA DARUL EHSAN (F1)
378496197 | TNB | DISTRIBUTION | WP PUTRAJAYA & CYBERJAYA | Existing | 11 kV |  | RYB | VPTJ/PCE/J08252 | PE 8.25 ISTANA DARUL EHSAN (F2)
378496198 | TNB | DISTRIBUTION | WP PUTRAJAYA & CYBERJAYA | Existing | 11 kV |  | RYB | VPTJ/PCE/J08252 | PE 8.25 ISTANA DARUL EHSAN (F2)
378496203 | TNB | DISTRIBUTION | WP PUTRAJAYA & CYBERJAYA | Existing | 11 kV |  | RYB | VPTJ/PCE/J08252 | PE 8.25 ISTANA DARUL EHSAN (F2)
378496209 | TNB | DISTRIBUTION | WP PUTRAJAYA & CYBERJAYA | Existing | 11 kV |  | RYB | VPTJ/PCE/J08252 | PE 8.25 ISTANA DARUL EHSAN (F2)
378496210 | TNB | DISTRIBUTION | WP PUTRAJAYA & CYBERJAYA | Existing | 11 kV |  | RYB | VPTJ/PCE/J08252 | PE 8.25 ISTANA DARUL EHSAN (F2)
378496214 | TNB | DISTRIBUTION | WP PUTRAJAYA & CYBERJAYA | Existing | 11 kV |  | RYB | VPTJ/PCE/J08252 | PE 8.25 ISTANA DARUL EHSAN (F2)
378496217 | TNB | DISTRIBUTION | WP PUTRAJAYA & CYBERJAYA | Existing | 11 kV |  | RYB | VPTJ/PCE/J08252 | PE 8.25 ISTANA DARUL EHSAN (F2)
378496218 | TNB | DISTRIBUTION | WP PUTRAJAYA & CYBERJAYA | Existing | 11 kV |  | RYB | VPTJ/PCE/J08252 | PE 8.25 ISTANA DARUL EHSAN (F2)
378496290 | TNB | DISTRIBUTION | WP PUTRAJAYA & CYBERJAYA | Existing | 11 kV |  | RYB | VPTJ/PCE/J08321 | PE 8.32 TERES 8-4H (F1)
378496291 | TNB | DISTRIBUTION | WP PUTRAJAYA & CYBERJAYA | Existing | 11 kV |  | RYB | VPTJ/PCE/J08321 | PE 8.32 TERES 8-4H (F1)
378496296 | TNB | DISTRIBUTION | WP PUTRAJAYA & CYBERJAYA | Existing | 11 kV |  | RYB | VPTJ/PCE/J08321 | PE 8.32 TERES 8-4H (F1)
378496302 | TNB | DISTRIBUTION | WP PUTRAJAYA & CYBERJAYA | Existing | 11 kV |  | RYB | VPTJ/PCE/J08321 | PE 8.32 TERES 8-4H (F1)
378496303 | TNB | DISTRIBUTION | WP PUTRAJAYA & CYBERJAYA | Existing | 11 kV |  | RYB | VPTJ/PCE/J08321 | PE 8.32 TERES 8-4H (F1)
378496307 | TNB | DISTRIBUTION | WP PUTRAJAYA & CYBERJAYA | Existing | 11 kV |  | RYB | VPTJ/PCE/J08321 | PE 8.32 TERES 8-4H (F1)
378496310 | TNB | DISTRIBUTION | WP PUTRAJAYA & CYBERJAYA | Existing | 11 kV |  | RYB | VPTJ/PCE/J08321 | PE 8.32 TERES 8-4H (F1)
378496311 | TNB | DISTRIBUTION | WP PUTRAJAYA & CYBERJAYA | Existing | 11 kV |  | RYB | VPTJ/PCE/J08321 | PE 8.32 TERES 8-4H (F1)
378496384 | TNB | DISTRIBUTION | WP PUTRAJAYA & CYBERJAYA | Existing | 11 kV |  | RYB | VPTJ/PCE/J08331 | PE 8.33 8NC2 PADAT NO.1
378496385 | TNB | DISTRIBUTION | WP PUTRAJAYA & CYBERJAYA | Existing | 11 kV |  | RYB | VPTJ/PCE/J08331 | PE 8.33 8NC2 PADAT NO.1
378496390 | TNB | DISTRIBUTION | WP PUTRAJAYA & CYBERJAYA | Existing | 11 kV |  | RYB | VPTJ/PCE/J08331 | PE 8.33 8NC2 PADAT NO.1
378496396 | TNB | DISTRIBUTION | WP PUTRAJAYA & CYBERJAYA | Existing | 11 kV |  | RYB | VPTJ/PCE/J08331 | PE 8.33 8NC2 PADAT NO.1
378496397 | TNB | DISTRIBUTION | WP PUTRAJAYA & CYBERJAYA | Existing | 11 kV |  | RYB | VPTJ/PCE/J08331 | PE 8.33 8NC2 PADAT NO.1
378496401 | TNB | DISTRIBUTION | WP PUTRAJAYA & CYBERJAYA | Existing | 11 kV |  | RYB | VPTJ/PCE/J08331 | PE 8.33 8NC2 PADAT NO.1
378496404 | TNB | DISTRIBUTION | WP PUTRAJAYA & CYBERJAYA | Existing | 11 kV |  | RYB | VPTJ/PCE/J08331 | PE 8.33 8NC2 PADAT NO.1
378496405 | TNB | DISTRIBUTION | WP PUTRAJAYA & CYBERJAYA | Existing | 11 kV |  | RYB | VPTJ/PCE/J08331 | PE 8.33 8NC2 PADAT NO.1
378496478 | TNB | DISTRIBUTION | WP PUTRAJAYA & CYBERJAYA | Existing | 11 kV |  | RYB | VPTJ/PCE/J08341 | PE 8.34 8NC2 PADAT NO.2
378496479 | TNB | DISTRIBUTION | WP PUTRAJAYA & CYBERJAYA | Existing | 11 kV |  | RYB | VPTJ/PCE/J08341 | PE 8.34 8NC2 PADAT NO.2
378496484 | TNB | DISTRIBUTION | WP PUTRAJAYA & CYBERJAYA | Existing | 11 kV |  | RYB | VPTJ/PCE/J08341 | PE 8.34 8NC2 PADAT NO.2
378496490 | TNB | DISTRIBUTION | WP PUTRAJAYA & CYBERJAYA | Existing | 11 kV |  | RYB | VPTJ/PCE/J08341 | PE 8.34 8NC2 PADAT NO.2
378496491 | TNB | DISTRIBUTION | WP PUTRAJAYA & CYBERJAYA | Existing | 11 kV |  | RYB | VPTJ/PCE/J08341 | PE 8.34 8NC2 PADAT NO.2
378496495 | TNB | DISTRIBUTION | WP PUTRAJAYA & CYBERJAYA | Existing | 11 kV |  | RYB | VPTJ/PCE/J08341 | PE 8.34 8NC2 PADAT NO.2
378496498 | TNB | DISTRIBUTION | WP PUTRAJAYA & CYBERJAYA | Existing | 11 kV |  | RYB | VPTJ/PCE/J08341 | PE 8.34 8NC2 PADAT NO.2
378496499 | TNB | DISTRIBUTION | WP PUTRAJAYA & CYBERJAYA | Existing | 11 kV |  | RYB | VPTJ/PCE/J08341 | PE 8.34 8NC2 PADAT NO.2
378496594 | TNB | DISTRIBUTION | WP PUTRAJAYA & CYBERJAYA | Existing | 11 kV |  | RYB | VPTJ/PCE/J08322 | PE 8.32 TERES 8-4H (F2)
378496595 | TNB | DISTRIBUTION | WP PUTRAJAYA & CYBERJAYA | Existing | 11 kV |  | RYB | VPTJ/PCE/J08322 | PE 8.32 TERES 8-4H (F2)
378496600 | TNB | DISTRIBUTION | WP PUTRAJAYA & CYBERJAYA | Existing | 11 kV |  | RYB | VPTJ/PCE/J08322 | PE 8.32 TERES 8-4H (F2)
378496606 | TNB | DISTRIBUTION | WP PUTRAJAYA & CYBERJAYA | Existing | 11 kV |  | RYB | VPTJ/PCE/J08322 | PE 8.32 TERES 8-4H (F2)
378496607 | TNB | DISTRIBUTION | WP PUTRAJAYA & CYBERJAYA | Existing | 11 kV |  | RYB | VPTJ/PCE/J08322 | PE 8.32 TERES 8-4H (F2)
378496611 | TNB | DISTRIBUTION | WP PUTRAJAYA & CYBERJAYA | Existing | 11 kV |  | RYB | VPTJ/PCE/J08322 | PE 8.32 TERES 8-4H (F2)
378496614 | TNB | DISTRIBUTION | WP PUTRAJAYA & CYBERJAYA | Existing | 11 kV |  | RYB | VPTJ/PCE/J08322 | PE 8.32 TERES 8-4H (F2)
378496615 | TNB | DISTRIBUTION | WP PUTRAJAYA & CYBERJAYA | Existing | 11 kV |  | RYB | VPTJ/PCE/J08322 | PE 8.32 TERES 8-4H (F2)
378496713 | TNB | DISTRIBUTION | WP PUTRAJAYA & CYBERJAYA | Existing | 11 kV |  | RYB | VPTJ/PCE/J08091 | PE 8.09 JLN P8E2TERES (F1)
378496714 | TNB | DISTRIBUTION | WP PUTRAJAYA & CYBERJAYA | Existing | 11 kV |  | RYB | VPTJ/PCE/J08091 | PE 8.09 JLN P8E2TERES (F1)
378496719 | TNB | DISTRIBUTION | WP PUTRAJAYA & CYBERJAYA | Existing | 11 kV |  | RYB | VPTJ/PCE/J08091 | PE 8.09 JLN P8E2TERES (F1)
378496725 | TNB | DISTRIBUTION | WP PUTRAJAYA & CYBERJAYA | Existing | 11 kV |  | RYB | VPTJ/PCE/J08091 | PE 8.09 JLN P8E2TERES (F1)
378496726 | TNB | DISTRIBUTION | WP PUTRAJAYA & CYBERJAYA | Existing | 11 kV |  | RYB | VPTJ/PCE/J08091 | PE 8.09 JLN P8E2TERES (F1)
378496730 | TNB | DISTRIBUTION | WP PUTRAJAYA & CYBERJAYA | Existing | 11 kV |  | RYB | VPTJ/PCE/J08091 | PE 8.09 JLN P8E2TERES (F1)
378496733 | TNB | DISTRIBUTION | WP PUTRAJAYA & CYBERJAYA | Existing | 11 kV |  | RYB | VPTJ/PCE/J08091 | PE 8.09 JLN P8E2TERES (F1)
378496734 | TNB | DISTRIBUTION | WP PUTRAJAYA & CYBERJAYA | Existing | 11 kV |  | RYB | VPTJ/PCE/J08091 | PE 8.09 JLN P8E2TERES (F1)
378496802 | TNB | DISTRIBUTION | WP PUTRAJAYA & CYBERJAYA | Existing | 11 kV |  | RYB | VPTJ/PCE/J08092 | PE 8.09 JLN P8E2TERES (F2)
378496803 | TNB | DISTRIBUTION | WP PUTRAJAYA & CYBERJAYA | Existing | 11 kV |  | RYB | VPTJ/PCE/J08092 | PE 8.09 JLN P8E2TERES (F2)
378496808 | TNB | DISTRIBUTION | WP PUTRAJAYA & CYBERJAYA | Existing | 11 kV |  | RYB | VPTJ/PCE/J08092 | PE 8.09 JLN P8E2TERES (F2)
378496814 | TNB | DISTRIBUTION | WP PUTRAJAYA & CYBERJAYA | Existing | 11 kV |  | RYB | VPTJ/PCE/J08092 | PE 8.09 JLN P8E2TERES (F2)
378496815 | TNB | DISTRIBUTION | WP PUTRAJAYA & CYBERJAYA | Existing | 11 kV |  | RYB | VPTJ/PCE/J08092 | PE 8.09 JLN P8E2TERES (F2)
378496819 | TNB | DISTRIBUTION | WP PUTRAJAYA & CYBERJAYA | Existing | 11 kV |  | RYB | VPTJ/PCE/J08092 | PE 8.09 JLN P8E2TERES (F2)
378496822 | TNB | DISTRIBUTION | WP PUTRAJAYA & CYBERJAYA | Existing | 11 kV |  | RYB | VPTJ/PCE/J08092 | PE 8.09 JLN P8E2TERES (F2)
378496823 | TNB | DISTRIBUTION | WP PUTRAJAYA & CYBERJAYA | Existing | 11 kV |  | RYB | VPTJ/PCE/J08092 | PE 8.09 JLN P8E2TERES (F2)
378496896 | TNB | DISTRIBUTION | WP PUTRAJAYA & CYBERJAYA | Existing | 11 kV |  | RYB | VPTJ/PCE/J08101 | PE 8.10 SEK REN FASA 2
378496897 | TNB | DISTRIBUTION | WP PUTRAJAYA & CYBERJAYA | Existing | 11 kV |  | RYB | VPTJ/PCE/J08101 | PE 8.10 SEK REN FASA 2
378496902 | TNB | DISTRIBUTION | WP PUTRAJAYA & CYBERJAYA | Existing | 11 kV |  | RYB | VPTJ/PCE/J08101 | PE 8.10 SEK REN FASA 2
378496908 | TNB | DISTRIBUTION | WP PUTRAJAYA & CYBERJAYA | Existing | 11 kV |  | RYB | VPTJ/PCE/J08101 | PE 8.10 SEK REN FASA 2
378496909 | TNB | DISTRIBUTION | WP PUTRAJAYA & CYBERJAYA | Existing | 11 kV |  | RYB | VPTJ/PCE/J08101 | PE 8.10 SEK REN FASA 2
378496913 | TNB | DISTRIBUTION | WP PUTRAJAYA & CYBERJAYA | Existing | 11 kV |  | RYB | VPTJ/PCE/J08101 | PE 8.10 SEK REN FASA 2
378496916 | TNB | DISTRIBUTION | WP PUTRAJAYA & CYBERJAYA | Existing | 11 kV |  | RYB | VPTJ/PCE/J08101 | PE 8.10 SEK REN FASA 2
378496917 | TNB | DISTRIBUTION | WP PUTRAJAYA & CYBERJAYA | Existing | 11 kV |  | RYB | VPTJ/PCE/J08101 | PE 8.10 SEK REN FASA 2
378496988 | TNB | DISTRIBUTION | WP PUTRAJAYA & CYBERJAYA | Existing | 11 kV |  | RYB | VPTJ/PCE/J08071 | PE 8.07 APT FASA 4B (B2) (F1)
378496989 | TNB | DISTRIBUTION | WP PUTRAJAYA & CYBERJAYA | Existing | 11 kV |  | RYB | VPTJ/PCE/J08071 | PE 8.07 APT FASA 4B (B2) (F1)
378496994 | TNB | DISTRIBUTION | WP PUTRAJAYA & CYBERJAYA | Existing | 11 kV |  | RYB | VPTJ/PCE/J08071 | PE 8.07 APT FASA 4B (B2) (F1)
378497000 | TNB | DISTRIBUTION | WP PUTRAJAYA & CYBERJAYA | Existing | 11 kV |  | RYB | VPTJ/PCE/J08071 | PE 8.07 APT FASA 4B (B2) (F1)
378497001 | TNB | DISTRIBUTION | WP PUTRAJAYA & CYBERJAYA | Existing | 11 kV |  | RYB | VPTJ/PCE/J08071 | PE 8.07 APT FASA 4B (B2) (F1)
378497005 | TNB | DISTRIBUTION | WP PUTRAJAYA & CYBERJAYA | Existing | 11 kV |  | RYB | VPTJ/PCE/J08071 | PE 8.07 APT FASA 4B (B2) (F1)
378497008 | TNB | DISTRIBUTION | WP PUTRAJAYA & CYBERJAYA | Existing | 11 kV |  | RYB | VPTJ/PCE/J08071 | PE 8.07 APT FASA 4B (B2) (F1)
378497009 | TNB | DISTRIBUTION | WP PUTRAJAYA & CYBERJAYA | Existing | 11 kV |  | RYB | VPTJ/PCE/J08071 | PE 8.07 APT FASA 4B (B2) (F1)
378497079 | TNB | DISTRIBUTION | WP PUTRAJAYA & CYBERJAYA | Existing | 11 kV |  | RYB | VPTJ/PCE/J08072 | PE 8.07 APT FASA 4B (B2) (F2)
378497080 | TNB | DISTRIBUTION | WP PUTRAJAYA & CYBERJAYA | Existing | 11 kV |  | RYB | VPTJ/PCE/J08072 | PE 8.07 APT FASA 4B (B2) (F2)
378497085 | TNB | DISTRIBUTION | WP PUTRAJAYA & CYBERJAYA | Existing | 11 kV |  | RYB | VPTJ/PCE/J08072 | PE 8.07 APT FASA 4B (B2) (F2)
378497091 | TNB | DISTRIBUTION | WP PUTRAJAYA & CYBERJAYA | Existing | 11 kV |  | RYB | VPTJ/PCE/J08072 | PE 8.07 APT FASA 4B (B2) (F2)
378497092 | TNB | DISTRIBUTION | WP PUTRAJAYA & CYBERJAYA | Existing | 11 kV |  | RYB | VPTJ/PCE/J08072 | PE 8.07 APT FASA 4B (B2) (F2)
378497096 | TNB | DISTRIBUTION | WP PUTRAJAYA & CYBERJAYA | Existing | 11 kV |  | RYB | VPTJ/PCE/J08072 | PE 8.07 APT FASA 4B (B2) (F2)
378497099 | TNB | DISTRIBUTION | WP PUTRAJAYA & CYBERJAYA | Existing | 11 kV |  | RYB | VPTJ/PCE/J08072 | PE 8.07 APT FASA 4B (B2) (F2)
378497100 | TNB | DISTRIBUTION | WP PUTRAJAYA & CYBERJAYA | Existing | 11 kV |  | RYB | VPTJ/PCE/J08072 | PE 8.07 APT FASA 4B (B2) (F2)
378497327 | TNB | DISTRIBUTION | WP PUTRAJAYA & CYBERJAYA | Existing | 11 kV |  | RYB | VPTJ/PCE/J10012 | SS 10.01 PMR (F2)
378497331 | TNB | DISTRIBUTION | WP PUTRAJAYA & CYBERJAYA | Existing | 11 kV |  | RYB | VPTJ/PCE/J10012 | SS 10.01 PMR (F2)
378497334 | TNB | DISTRIBUTION | WP PUTRAJAYA & CYBERJAYA | Existing | 11 kV |  | RYB | VPTJ/PCE/J10012 | SS 10.01 PMR (F2)
378497337 | TNB | DISTRIBUTION | WP PUTRAJAYA & CYBERJAYA | Existing | 11 kV |  | RYB | VPTJ/PCE/J10012 | SS 10.01 PMR (F2)
378497339 | TNB | DISTRIBUTION | WP PUTRAJAYA & CYBERJAYA | Existing | 11 kV |  | RYB | VPTJ/PCE/J10012 | SS 10.01 PMR (F2)
378497345 | TNB | DISTRIBUTION | WP PUTRAJAYA & CYBERJAYA | Existing | 11 kV |  | RYB | VPTJ/PCE/J10012 | SS 10.01 PMR (F2)
378497346 | TNB | DISTRIBUTION | WP PUTRAJAYA & CYBERJAYA | Existing | 11 kV |  | RYB | VPTJ/PCE/J10012 | SS 10.01 PMR (F2)
378497352 | TNB | DISTRIBUTION | WP PUTRAJAYA & CYBERJAYA | Existing | 11 kV |  | RYB | VPTJ/PCE/J10012 | SS 10.01 PMR (F2)
378524819 | TNB | DISTRIBUTION | WP PUTRAJAYA & CYBERJAYA | Existing | 11 kV |  | RYB | VCBJ/PCE/J24011 | PE 24.01 SYMPHONY HILLS 8
378524820 | TNB | DISTRIBUTION | WP PUTRAJAYA & CYBERJAYA | Existing | 11 kV |  | RYB | VCBJ/PCE/J24011 | PE 24.01 SYMPHONY HILLS 8
378524821 | TNB | DISTRIBUTION | WP PUTRAJAYA & CYBERJAYA | Existing | 11 kV |  | RYB | VCBJ/PCE/J24011 | PE 24.01 SYMPHONY HILLS 8
378524828 | TNB | DISTRIBUTION | WP PUTRAJAYA & CYBERJAYA | Existing | 11 kV |  | RYB | VCBJ/PCE/J24011 | PE 24.01 SYMPHONY HILLS 8
378524831 | TNB | DISTRIBUTION | WP PUTRAJAYA & CYBERJAYA | Existing | 11 kV |  | RYB | VCBJ/PCE/J24011 | PE 24.01 SYMPHONY HILLS 8
378524832 | TNB | DISTRIBUTION | WP PUTRAJAYA & CYBERJAYA | Existing | 11 kV |  | RYB | VCBJ/PCE/J24011 | PE 24.01 SYMPHONY HILLS 8
378524833 | TNB | DISTRIBUTION | WP PUTRAJAYA & CYBERJAYA | Existing | 11 kV |  | RYB | VCBJ/PCE/J24011 | PE 24.01 SYMPHONY HILLS 8
378524835 | TNB | DISTRIBUTION | WP PUTRAJAYA & CYBERJAYA | Existing | 11 kV |  | RYB | VCBJ/PCE/J24011 | PE 24.01 SYMPHONY HILLS 8
378524836 | TNB | DISTRIBUTION | WP PUTRAJAYA & CYBERJAYA | Existing | 11 kV |  | RYB | VCBJ/PCE/J24011 | PE 24.01 SYMPHONY HILLS 8
378524838 | TNB | DISTRIBUTION | WP PUTRAJAYA & CYBERJAYA | Existing | 11 kV |  | RYB | VCBJ/PCE/J24011 | PE 24.01 SYMPHONY HILLS 8
378524846 | TNB | DISTRIBUTION | WP PUTRAJAYA & CYBERJAYA | Existing | 11 kV |  | RYB | VCBJ/PCE/J24011 | PE 24.01 SYMPHONY HILLS 8
378524991 | TNB | DISTRIBUTION | WP PUTRAJAYA & CYBERJAYA | Existing | 11 kV |  | RYB | VCBJ/PCE/J24121 | PE 24.12 SEJATI HOMES 2
378524992 | TNB | DISTRIBUTION | WP PUTRAJAYA & CYBERJAYA | Existing | 11 kV |  | RYB | VCBJ/PCE/J24121 | PE 24.12 SEJATI HOMES 2
378524997 | TNB | DISTRIBUTION | WP PUTRAJAYA & CYBERJAYA | Existing | 11 kV |  | RYB | VCBJ/PCE/J24121 | PE 24.12 SEJATI HOMES 2
378525003 | TNB | DISTRIBUTION | WP PUTRAJAYA & CYBERJAYA | Existing | 11 kV |  | RYB | VCBJ/PCE/J24121 | PE 24.12 SEJATI HOMES 2
378525004 | TNB | DISTRIBUTION | WP PUTRAJAYA & CYBERJAYA | Existing | 11 kV |  | RYB | VCBJ/PCE/J24121 | PE 24.12 SEJATI HOMES 2
378525008 | TNB | DISTRIBUTION | WP PUTRAJAYA & CYBERJAYA | Existing | 11 kV |  | RYB | VCBJ/PCE/J24121 | PE 24.12 SEJATI HOMES 2
378525011 | TNB | DISTRIBUTION | WP PUTRAJAYA & CYBERJAYA | Existing | 11 kV |  | RYB | VCBJ/PCE/J24121 | PE 24.12 SEJATI HOMES 2
378525012 | TNB | DISTRIBUTION | WP PUTRAJAYA & CYBERJAYA | Existing | 11 kV |  | RYB | VCBJ/PCE/J24121 | PE 24.12 SEJATI HOMES 2
378525188 | TNB | DISTRIBUTION | WP PUTRAJAYA & CYBERJAYA | Existing | 11 kV |  | RYB | VCBJ/PCE/J24131 | PE 24.13 SYMPHONY HILLS 2
378525189 | TNB | DISTRIBUTION | WP PUTRAJAYA & CYBERJAYA | Existing | 11 kV |  | RYB | VCBJ/PCE/J24131 | PE 24.13 SYMPHONY HILLS 2
378525190 | TNB | DISTRIBUTION | WP PUTRAJAYA & CYBERJAYA | Existing | 11 kV |  | RYB | VCBJ/PCE/J24131 | PE 24.13 SYMPHONY HILLS 2
378525197 | TNB | DISTRIBUTION | WP PUTRAJAYA & CYBERJAYA | Existing | 11 kV |  | RYB | VCBJ/PCE/J24131 | PE 24.13 SYMPHONY HILLS 2
378525200 | TNB | DISTRIBUTION | WP PUTRAJAYA & CYBERJAYA | Existing | 11 kV |  | RYB | VCBJ/PCE/J24131 | PE 24.13 SYMPHONY HILLS 2
378525201 | TNB | DISTRIBUTION | WP PUTRAJAYA & CYBERJAYA | Existing | 11 kV |  | RYB | VCBJ/PCE/J24131 | PE 24.13 SYMPHONY HILLS 2
378525202 | TNB | DISTRIBUTION | WP PUTRAJAYA & CYBERJAYA | Existing | 11 kV |  | RYB | VCBJ/PCE/J24131 | PE 24.13 SYMPHONY HILLS 2
378525204 | TNB | DISTRIBUTION | WP PUTRAJAYA & CYBERJAYA | Existing | 11 kV |  | RYB | VCBJ/PCE/J24131 | PE 24.13 SYMPHONY HILLS 2
378525205 | TNB | DISTRIBUTION | WP PUTRAJAYA & CYBERJAYA | Existing | 11 kV |  | RYB | VCBJ/PCE/J24131 | PE 24.13 SYMPHONY HILLS 2
378525207 | TNB | DISTRIBUTION | WP PUTRAJAYA & CYBERJAYA | Existing | 11 kV |  | RYB | VCBJ/PCE/J24131 | PE 24.13 SYMPHONY HILLS 2
378525215 | TNB | DISTRIBUTION | WP PUTRAJAYA & CYBERJAYA | Existing | 11 kV |  | RYB | VCBJ/PCE/J24131 | PE 24.13 SYMPHONY HILLS 2
378525370 | TNB | DISTRIBUTION | WP PUTRAJAYA & CYBERJAYA | Existing | 11 kV |  | RYB | VCBJ/PCE/J24051 | PE 24.05 SYMPHONY HILLS 3
378525371 | TNB | DISTRIBUTION | WP PUTRAJAYA & CYBERJAYA | Existing | 11 kV |  | RYB | VCBJ/PCE/J24051 | PE 24.05 SYMPHONY HILLS 3
378525376 | TNB | DISTRIBUTION | WP PUTRAJAYA & CYBERJAYA | Existing | 11 kV |  | RYB | VCBJ/PCE/J24051 | PE 24.05 SYMPHONY HILLS 3
378525382 | TNB | DISTRIBUTION | WP PUTRAJAYA & CYBERJAYA | Existing | 11 kV |  | RYB | VCBJ/PCE/J24051 | PE 24.05 SYMPHONY HILLS 3
378525383 | TNB | DISTRIBUTION | WP PUTRAJAYA & CYBERJAYA | Existing | 11 kV |  | RYB | VCBJ/PCE/J24051 | PE 24.05 SYMPHONY HILLS 3
378525387 | TNB | DISTRIBUTION | WP PUTRAJAYA & CYBERJAYA | Existing | 11 kV |  | RYB | VCBJ/PCE/J24051 | PE 24.05 SYMPHONY HILLS 3
378525390 | TNB | DISTRIBUTION | WP PUTRAJAYA & CYBERJAYA | Existing | 11 kV |  | RYB | VCBJ/PCE/J24051 | PE 24.05 SYMPHONY HILLS 3
378525391 | TNB | DISTRIBUTION | WP PUTRAJAYA & CYBERJAYA | Existing | 11 kV |  | RYB | VCBJ/PCE/J24051 | PE 24.05 SYMPHONY HILLS 3
378525464 | TNB | DISTRIBUTION | WP PUTRAJAYA & CYBERJAYA | Existing | 11 kV |  | RYB | VCBJ/PCE/J24161 | PE 24.16 PADAT PERUMAHAN 1
378525465 | TNB | DISTRIBUTION | WP PUTRAJAYA & CYBERJAYA | Existing | 11 kV |  | RYB | VCBJ/PCE/J24161 | PE 24.16 PADAT PERUMAHAN 1
378525470 | TNB | DISTRIBUTION | WP PUTRAJAYA & CYBERJAYA | Existing | 11 kV |  | RYB | VCBJ/PCE/J24161 | PE 24.16 PADAT PERUMAHAN 1
378525476 | TNB | DISTRIBUTION | WP PUTRAJAYA & CYBERJAYA | Existing | 11 kV |  | RYB | VCBJ/PCE/J24161 | PE 24.16 PADAT PERUMAHAN 1
378525477 | TNB | DISTRIBUTION | WP PUTRAJAYA & CYBERJAYA | Existing | 11 kV |  | RYB | VCBJ/PCE/J24161 | PE 24.16 PADAT PERUMAHAN 1
378525481 | TNB | DISTRIBUTION | WP PUTRAJAYA & CYBERJAYA | Existing | 11 kV |  | RYB | VCBJ/PCE/J24161 | PE 24.16 PADAT PERUMAHAN 1
378525484 | TNB | DISTRIBUTION | WP PUTRAJAYA & CYBERJAYA | Existing | 11 kV |  | RYB | VCBJ/PCE/J24161 | PE 24.16 PADAT PERUMAHAN 1
378525485 | TNB | DISTRIBUTION | WP PUTRAJAYA & CYBERJAYA | Existing | 11 kV |  | RYB | VCBJ/PCE/J24161 | PE 24.16 PADAT PERUMAHAN 1
378525558 | TNB | DISTRIBUTION | WP PUTRAJAYA & CYBERJAYA | Existing | 11 kV |  | RYB | VCBJ/PCE/J00340 | SS 24.32 NADAYU 99
378525559 | TNB | DISTRIBUTION | WP PUTRAJAYA & CYBERJAYA | Existing | 11 kV |  | RYB | VCBJ/PCE/J00340 | SS 24.32 NADAYU 99
378525571 | TNB | DISTRIBUTION | WP PUTRAJAYA & CYBERJAYA | Existing | 11 kV |  | RYB | VCBJ/PCE/J00340 | SS 24.32 NADAYU 99
378525572 | TNB | DISTRIBUTION | WP PUTRAJAYA & CYBERJAYA | Existing | 11 kV |  | RYB | VCBJ/PCE/J00340 | SS 24.32 NADAYU 99
378525574 | TNB | DISTRIBUTION | WP PUTRAJAYA & CYBERJAYA | Existing | 11 kV |  | RYB | VCBJ/PCE/J00340 | SS 24.32 NADAYU 99
378525575 | TNB | DISTRIBUTION | WP PUTRAJAYA & CYBERJAYA | Existing | 11 kV |  | RYB | VCBJ/PCE/J00340 | SS 24.32 NADAYU 99
378525576 | TNB | DISTRIBUTION | WP PUTRAJAYA & CYBERJAYA | Existing | 11 kV |  | RYB | VCBJ/PCE/J00340 | SS 24.32 NADAYU 99
378525578 | TNB | DISTRIBUTION | WP PUTRAJAYA & CYBERJAYA | Existing | 11 kV |  | RYB | VCBJ/PCE/J00340 | SS 24.32 NADAYU 99
378525579 | TNB | DISTRIBUTION | WP PUTRAJAYA & CYBERJAYA | Existing | 11 kV |  | RYB | VCBJ/PCE/J00340 | SS 24.32 NADAYU 99
378525581 | TNB | DISTRIBUTION | WP PUTRAJAYA & CYBERJAYA | Existing | 11 kV |  | RYB | VCBJ/PCE/J00340 | SS 24.32 NADAYU 99
378525588 | TNB | DISTRIBUTION | WP PUTRAJAYA & CYBERJAYA | Existing | 11 kV |  | RYB | VCBJ/PCE/J00340 | SS 24.32 NADAYU 99
378525661 | TNB | DISTRIBUTION | WP PUTRAJAYA & CYBERJAYA | Existing | 11 kV |  | RYB | VCBJ/PCE/J22121 | PE 22.12 SEK MEN KEB CJ1 F1
378525662 | TNB | DISTRIBUTION | WP PUTRAJAYA & CYBERJAYA | Existing | 11 kV |  | RYB | VCBJ/PCE/J22121 | PE 22.12 SEK MEN KEB CJ1 F1
378525667 | TNB | DISTRIBUTION | WP PUTRAJAYA & CYBERJAYA | Existing | 11 kV |  | RYB | VCBJ/PCE/J22121 | PE 22.12 SEK MEN KEB CJ1 F1
378525673 | TNB | DISTRIBUTION | WP PUTRAJAYA & CYBERJAYA | Existing | 11 kV |  | RYB | VCBJ/PCE/J22121 | PE 22.12 SEK MEN KEB CJ1 F1
378525674 | TNB | DISTRIBUTION | WP PUTRAJAYA & CYBERJAYA | Existing | 11 kV |  | RYB | VCBJ/PCE/J22121 | PE 22.12 SEK MEN KEB CJ1 F1
378525678 | TNB | DISTRIBUTION | WP PUTRAJAYA & CYBERJAYA | Existing | 11 kV |  | RYB | VCBJ/PCE/J22121 | PE 22.12 SEK MEN KEB CJ1 F1
378525681 | TNB | DISTRIBUTION | WP PUTRAJAYA & CYBERJAYA | Existing | 11 kV |  | RYB | VCBJ/PCE/J22121 | PE 22.12 SEK MEN KEB CJ1 F1
378525682 | TNB | DISTRIBUTION | WP PUTRAJAYA & CYBERJAYA | Existing | 11 kV |  | RYB | VCBJ/PCE/J22121 | PE 22.12 SEK MEN KEB CJ1 F1
378525684 | TNB | DISTRIBUTION | WP PUTRAJAYA & CYBERJAYA | Existing | 11 kV |  | RYB | VCBJ/PCE/J22122 | PE 22.12 SEK MEN KEB CJ1 F2
378525685 | TNB | DISTRIBUTION | WP PUTRAJAYA & CYBERJAYA | Existing | 11 kV |  | RYB | VCBJ/PCE/J22122 | PE 22.12 SEK MEN KEB CJ1 F2
378525690 | TNB | DISTRIBUTION | WP PUTRAJAYA & CYBERJAYA | Existing | 11 kV |  | RYB | VCBJ/PCE/J22122 | PE 22.12 SEK MEN KEB CJ1 F2
378525696 | TNB | DISTRIBUTION | WP PUTRAJAYA & CYBERJAYA | Existing | 11 kV |  | RYB | VCBJ/PCE/J22122 | PE 22.12 SEK MEN KEB CJ1 F2
378525697 | TNB | DISTRIBUTION | WP PUTRAJAYA & CYBERJAYA | Existing | 11 kV |  | RYB | VCBJ/PCE/J22122 | PE 22.12 SEK MEN KEB CJ1 F2
378525701 | TNB | DISTRIBUTION | WP PUTRAJAYA & CYBERJAYA | Existing | 11 kV |  | RYB | VCBJ/PCE/J22122 | PE 22.12 SEK MEN KEB CJ1 F2
378525704 | TNB | DISTRIBUTION | WP PUTRAJAYA & CYBERJAYA | Existing | 11 kV |  | RYB | VCBJ/PCE/J22122 | PE 22.12 SEK MEN KEB CJ1 F2
378525705 | TNB | DISTRIBUTION | WP PUTRAJAYA & CYBERJAYA | Existing | 11 kV |  | RYB | VCBJ/PCE/J22122 | PE 22.12 SEK MEN KEB CJ1 F2
378525871 | TNB | DISTRIBUTION | WP PUTRAJAYA & CYBERJAYA | Existing | 11 kV |  | RYB | VCBJ/PCE/J24061 | PE 24.06 SYMPHONY HILLS 1
378525872 | TNB | DISTRIBUTION | WP PUTRAJAYA & CYBERJAYA | Existing | 11 kV |  | RYB | VCBJ/PCE/J24061 | PE 24.06 SYMPHONY HILLS 1
378525877 | TNB | DISTRIBUTION | WP PUTRAJAYA & CYBERJAYA | Existing | 11 kV |  | RYB | VCBJ/PCE/J24061 | PE 24.06 SYMPHONY HILLS 1
378525883 | TNB | DISTRIBUTION | WP PUTRAJAYA & CYBERJAYA | Existing | 11 kV |  | RYB | VCBJ/PCE/J24061 | PE 24.06 SYMPHONY HILLS 1
378525884 | TNB | DISTRIBUTION | WP PUTRAJAYA & CYBERJAYA | Existing | 11 kV |  | RYB | VCBJ/PCE/J24061 | PE 24.06 SYMPHONY HILLS 1
378525888 | TNB | DISTRIBUTION | WP PUTRAJAYA & CYBERJAYA | Existing | 11 kV |  | RYB | VCBJ/PCE/J24061 | PE 24.06 SYMPHONY HILLS 1
378525891 | TNB | DISTRIBUTION | WP PUTRAJAYA & CYBERJAYA | Existing | 11 kV |  | RYB | VCBJ/PCE/J24061 | PE 24.06 SYMPHONY HILLS 1
378525892 | TNB | DISTRIBUTION | WP PUTRAJAYA & CYBERJAYA | Existing | 11 kV |  | RYB | VCBJ/PCE/J24061 | PE 24.06 SYMPHONY HILLS 1
378526016 | TNB | DISTRIBUTION | WP PUTRAJAYA & CYBERJAYA | Existing | 11 kV |  | RYB | VCBJ/PCE/J22021 | SS 22.02 TELEKOM CBJ 2 F1
378526018 | TNB | DISTRIBUTION | WP PUTRAJAYA & CYBERJAYA | Existing | 11 kV |  | RYB | VCBJ/PCE/J22021 | SS 22.02 TELEKOM CBJ 2 F1
378526020 | TNB | DISTRIBUTION | WP PUTRAJAYA & CYBERJAYA | Existing | 11 kV |  | RYB | VCBJ/PCE/J22021 | SS 22.02 TELEKOM CBJ 2 F1
378526023 | TNB | DISTRIBUTION | WP PUTRAJAYA & CYBERJAYA | Existing | 11 kV |  | RYB | VCBJ/PCE/J22021 | SS 22.02 TELEKOM CBJ 2 F1
378526024 | TNB | DISTRIBUTION | WP PUTRAJAYA & CYBERJAYA | Existing | 11 kV |  | RYB | VCBJ/PCE/J22021 | SS 22.02 TELEKOM CBJ 2 F1
378526025 | TNB | DISTRIBUTION | WP PUTRAJAYA & CYBERJAYA | Existing | 11 kV |  | RYB | VCBJ/PCE/J22021 | SS 22.02 TELEKOM CBJ 2 F1
378526031 | TNB | DISTRIBUTION | WP PUTRAJAYA & CYBERJAYA | Existing | 11 kV |  | RYB | VCBJ/PCE/J22021 | SS 22.02 TELEKOM CBJ 2 F1
378526036 | TNB | DISTRIBUTION | WP PUTRAJAYA & CYBERJAYA | Existing | 11 kV |  | RYB | VCBJ/PCE/J22021 | SS 22.02 TELEKOM CBJ 2 F1
378526065 | TNB | DISTRIBUTION | WP PUTRAJAYA & CYBERJAYA | Existing | 11 kV |  | RYB | VCBJ/PCE/J22022 | SS 22.02 TELEKOM CBJ 2 F2
378526067 | TNB | DISTRIBUTION | WP PUTRAJAYA & CYBERJAYA | Existing | 11 kV |  | RYB | VCBJ/PCE/J22022 | SS 22.02 TELEKOM CBJ 2 F2
378526069 | TNB | DISTRIBUTION | WP PUTRAJAYA & CYBERJAYA | Existing | 11 kV |  | RYB | VCBJ/PCE/J22022 | SS 22.02 TELEKOM CBJ 2 F2
378526072 | TNB | DISTRIBUTION | WP PUTRAJAYA & CYBERJAYA | Existing | 11 kV |  | RYB | VCBJ/PCE/J22022 | SS 22.02 TELEKOM CBJ 2 F2
378526073 | TNB | DISTRIBUTION | WP PUTRAJAYA & CYBERJAYA | Existing | 11 kV |  | RYB | VCBJ/PCE/J22022 | SS 22.02 TELEKOM CBJ 2 F2
378526074 | TNB | DISTRIBUTION | WP PUTRAJAYA & CYBERJAYA | Existing | 11 kV |  | RYB | VCBJ/PCE/J22022 | SS 22.02 TELEKOM CBJ 2 F2
378526080 | TNB | DISTRIBUTION | WP PUTRAJAYA & CYBERJAYA | Existing | 11 kV |  | RYB | VCBJ/PCE/J22022 | SS 22.02 TELEKOM CBJ 2 F2
378526085 | TNB | DISTRIBUTION | WP PUTRAJAYA & CYBERJAYA | Existing | 11 kV |  | RYB | VCBJ/PCE/J22022 | SS 22.02 TELEKOM CBJ 2 F2
378526092 | TNB | DISTRIBUTION | WP PUTRAJAYA & CYBERJAYA | Existing | 11 kV |  | RYB | VCBJ/PCE/J24211 | PE 24.21 SITE OFFICE SYMPHONY HILLS
378526093 | TNB | DISTRIBUTION | WP PUTRAJAYA & CYBERJAYA | Existing | 11 kV |  | RYB | VCBJ/PCE/J24211 | PE 24.21 SITE OFFICE SYMPHONY HILLS
378526098 | TNB | DISTRIBUTION | WP PUTRAJAYA & CYBERJAYA | Existing | 11 kV |  | RYB | VCBJ/PCE/J24211 | PE 24.21 SITE OFFICE SYMPHONY HILLS
378526104 | TNB | DISTRIBUTION | WP PUTRAJAYA & CYBERJAYA | Existing | 11 kV |  | RYB | VCBJ/PCE/J24211 | PE 24.21 SITE OFFICE SYMPHONY HILLS
378526105 | TNB | DISTRIBUTION | WP PUTRAJAYA & CYBERJAYA | Existing | 11 kV |  | RYB | VCBJ/PCE/J24211 | PE 24.21 SITE OFFICE SYMPHONY HILLS
378526109 | TNB | DISTRIBUTION | WP PUTRAJAYA & CYBERJAYA | Existing | 11 kV |  | RYB | VCBJ/PCE/J24211 | PE 24.21 SITE OFFICE SYMPHONY HILLS
378526112 | TNB | DISTRIBUTION | WP PUTRAJAYA & CYBERJAYA | Existing | 11 kV |  | RYB | VCBJ/PCE/J24211 | PE 24.21 SITE OFFICE SYMPHONY HILLS
378526113 | TNB | DISTRIBUTION | WP PUTRAJAYA & CYBERJAYA | Existing | 11 kV |  | RYB | VCBJ/PCE/J24211 | PE 24.21 SITE OFFICE SYMPHONY HILLS
378526199 | TNB | DISTRIBUTION | WP PUTRAJAYA & CYBERJAYA | Existing | 11 kV |  | RYB | VCBJ/PCE/J22451 | PE 22.45 KONDOMINIUM F1
378526200 | TNB | DISTRIBUTION | WP PUTRAJAYA & CYBERJAYA | Existing | 11 kV |  | RYB | VCBJ/PCE/J22451 | PE 22.45 KONDOMINIUM F1
378526205 | TNB | DISTRIBUTION | WP PUTRAJAYA & CYBERJAYA | Existing | 11 kV |  | RYB | VCBJ/PCE/J22451 | PE 22.45 KONDOMINIUM F1
378526211 | TNB | DISTRIBUTION | WP PUTRAJAYA & CYBERJAYA | Existing | 11 kV |  | RYB | VCBJ/PCE/J22451 | PE 22.45 KONDOMINIUM F1
378526212 | TNB | DISTRIBUTION | WP PUTRAJAYA & CYBERJAYA | Existing | 11 kV |  | RYB | VCBJ/PCE/J22451 | PE 22.45 KONDOMINIUM F1
378526216 | TNB | DISTRIBUTION | WP PUTRAJAYA & CYBERJAYA | Existing | 11 kV |  | RYB | VCBJ/PCE/J22451 | PE 22.45 KONDOMINIUM F1
378526219 | TNB | DISTRIBUTION | WP PUTRAJAYA & CYBERJAYA | Existing | 11 kV |  | RYB | VCBJ/PCE/J22451 | PE 22.45 KONDOMINIUM F1
378526220 | TNB | DISTRIBUTION | WP PUTRAJAYA & CYBERJAYA | Existing | 11 kV |  | RYB | VCBJ/PCE/J22451 | PE 22.45 KONDOMINIUM F1
378526222 | TNB | DISTRIBUTION | WP PUTRAJAYA & CYBERJAYA | Existing | 11 kV |  | RYB | VCBJ/PCE/J22452 | PE 22.45 KONDOMINIUM F2
378526223 | TNB | DISTRIBUTION | WP PUTRAJAYA & CYBERJAYA | Existing | 11 kV |  | RYB | VCBJ/PCE/J22452 | PE 22.45 KONDOMINIUM F2
378526228 | TNB | DISTRIBUTION | WP PUTRAJAYA & CYBERJAYA | Existing | 11 kV |  | RYB | VCBJ/PCE/J22452 | PE 22.45 KONDOMINIUM F2
378526234 | TNB | DISTRIBUTION | WP PUTRAJAYA & CYBERJAYA | Existing | 11 kV |  | RYB | VCBJ/PCE/J22452 | PE 22.45 KONDOMINIUM F2
378526235 | TNB | DISTRIBUTION | WP PUTRAJAYA & CYBERJAYA | Existing | 11 kV |  | RYB | VCBJ/PCE/J22452 | PE 22.45 KONDOMINIUM F2
378526239 | TNB | DISTRIBUTION | WP PUTRAJAYA & CYBERJAYA | Existing | 11 kV |  | RYB | VCBJ/PCE/J22452 | PE 22.45 KONDOMINIUM F2
378526242 | TNB | DISTRIBUTION | WP PUTRAJAYA & CYBERJAYA | Existing | 11 kV |  | RYB | VCBJ/PCE/J22452 | PE 22.45 KONDOMINIUM F2
378526243 | TNB | DISTRIBUTION | WP PUTRAJAYA & CYBERJAYA | Existing | 11 kV |  | RYB | VCBJ/PCE/J22452 | PE 22.45 KONDOMINIUM F2
378526433 | TNB | DISTRIBUTION | WP PUTRAJAYA & CYBERJAYA | Existing | 11 kV |  | RYB | VCBJ/PCE/J22461 | PE 22.46 TOWN HOUSE F1
378526434 | TNB | DISTRIBUTION | WP PUTRAJAYA & CYBERJAYA | Existing | 11 kV |  | RYB | VCBJ/PCE/J22461 | PE 22.46 TOWN HOUSE F1
378526439 | TNB | DISTRIBUTION | WP PUTRAJAYA & CYBERJAYA | Existing | 11 kV |  | RYB | VCBJ/PCE/J22461 | PE 22.46 TOWN HOUSE F1
378526445 | TNB | DISTRIBUTION | WP PUTRAJAYA & CYBERJAYA | Existing | 11 kV |  | RYB | VCBJ/PCE/J22461 | PE 22.46 TOWN HOUSE F1
378526446 | TNB | DISTRIBUTION | WP PUTRAJAYA & CYBERJAYA | Existing | 11 kV |  | RYB | VCBJ/PCE/J22461 | PE 22.46 TOWN HOUSE F1
378526450 | TNB | DISTRIBUTION | WP PUTRAJAYA & CYBERJAYA | Existing | 11 kV |  | RYB | VCBJ/PCE/J22461 | PE 22.46 TOWN HOUSE F1
378526453 | TNB | DISTRIBUTION | WP PUTRAJAYA & CYBERJAYA | Existing | 11 kV |  | RYB | VCBJ/PCE/J22461 | PE 22.46 TOWN HOUSE F1
378526454 | TNB | DISTRIBUTION | WP PUTRAJAYA & CYBERJAYA | Existing | 11 kV |  | RYB | VCBJ/PCE/J22461 | PE 22.46 TOWN HOUSE F1
378526456 | TNB | DISTRIBUTION | WP PUTRAJAYA & CYBERJAYA | Existing | 11 kV |  | RYB | VCBJ/PCE/J22462 | PE 22.46 TOWN HOUSE F2
378526457 | TNB | DISTRIBUTION | WP PUTRAJAYA & CYBERJAYA | Existing | 11 kV |  | RYB | VCBJ/PCE/J22462 | PE 22.46 TOWN HOUSE F2
378526462 | TNB | DISTRIBUTION | WP PUTRAJAYA & CYBERJAYA | Existing | 11 kV |  | RYB | VCBJ/PCE/J22462 | PE 22.46 TOWN HOUSE F2
378526468 | TNB | DISTRIBUTION | WP PUTRAJAYA & CYBERJAYA | Existing | 11 kV |  | RYB | VCBJ/PCE/J22462 | PE 22.46 TOWN HOUSE F2
378526469 | TNB | DISTRIBUTION | WP PUTRAJAYA & CYBERJAYA | Existing | 11 kV |  | RYB | VCBJ/PCE/J22462 | PE 22.46 TOWN HOUSE F2
378526473 | TNB | DISTRIBUTION | WP PUTRAJAYA & CYBERJAYA | Existing | 11 kV |  | RYB | VCBJ/PCE/J22462 | PE 22.46 TOWN HOUSE F2
378526476 | TNB | DISTRIBUTION | WP PUTRAJAYA & CYBERJAYA | Existing | 11 kV |  | RYB | VCBJ/PCE/J22462 | PE 22.46 TOWN HOUSE F2
378526477 | TNB | DISTRIBUTION | WP PUTRAJAYA & CYBERJAYA | Existing | 11 kV |  | RYB | VCBJ/PCE/J22462 | PE 22.46 TOWN HOUSE F2
378526865 | TNB | DISTRIBUTION | WP PUTRAJAYA & CYBERJAYA | Existing | 11 kV |  | RYB | VCBJ/PCE/J22441 | PE 22.44 PANGSAPURI PT 12067 F1
378526866 | TNB | DISTRIBUTION | WP PUTRAJAYA & CYBERJAYA | Existing | 11 kV |  | RYB | VCBJ/PCE/J22441 | PE 22.44 PANGSAPURI PT 12067 F1
378526871 | TNB | DISTRIBUTION | WP PUTRAJAYA & CYBERJAYA | Existing | 11 kV |  | RYB | VCBJ/PCE/J22441 | PE 22.44 PANGSAPURI PT 12067 F1
378526877 | TNB | DISTRIBUTION | WP PUTRAJAYA & CYBERJAYA | Existing | 11 kV |  | RYB | VCBJ/PCE/J22441 | PE 22.44 PANGSAPURI PT 12067 F1
378526878 | TNB | DISTRIBUTION | WP PUTRAJAYA & CYBERJAYA | Existing | 11 kV |  | RYB | VCBJ/PCE/J22441 | PE 22.44 PANGSAPURI PT 12067 F1
378526882 | TNB | DISTRIBUTION | WP PUTRAJAYA & CYBERJAYA | Existing | 11 kV |  | RYB | VCBJ/PCE/J22441 | PE 22.44 PANGSAPURI PT 12067 F1
378526885 | TNB | DISTRIBUTION | WP PUTRAJAYA & CYBERJAYA | Existing | 11 kV |  | RYB | VCBJ/PCE/J22441 | PE 22.44 PANGSAPURI PT 12067 F1
378526886 | TNB | DISTRIBUTION | WP PUTRAJAYA & CYBERJAYA | Existing | 11 kV |  | RYB | VCBJ/PCE/J22441 | PE 22.44 PANGSAPURI PT 12067 F1
378526907 | TNB | DISTRIBUTION | WP PUTRAJAYA & CYBERJAYA | Existing | 11 kV |  | RYB | VCBJ/PCE/J21021 | PE 21.02 INCUBATOR F1
378526908 | TNB | DISTRIBUTION | WP PUTRAJAYA & CYBERJAYA | Existing | 11 kV |  | RYB | VCBJ/PCE/J21021 | PE 21.02 INCUBATOR F1
378526913 | TNB | DISTRIBUTION | WP PUTRAJAYA & CYBERJAYA | Existing | 11 kV |  | RYB | VCBJ/PCE/J21021 | PE 21.02 INCUBATOR F1
378526919 | TNB | DISTRIBUTION | WP PUTRAJAYA & CYBERJAYA | Existing | 11 kV |  | RYB | VCBJ/PCE/J21021 | PE 21.02 INCUBATOR F1
378526920 | TNB | DISTRIBUTION | WP PUTRAJAYA & CYBERJAYA | Existing | 11 kV |  | RYB | VCBJ/PCE/J21021 | PE 21.02 INCUBATOR F1
378526924 | TNB | DISTRIBUTION | WP PUTRAJAYA & CYBERJAYA | Existing | 11 kV |  | RYB | VCBJ/PCE/J21021 | PE 21.02 INCUBATOR F1
378526927 | TNB | DISTRIBUTION | WP PUTRAJAYA & CYBERJAYA | Existing | 11 kV |  | RYB | VCBJ/PCE/J21021 | PE 21.02 INCUBATOR F1
378526928 | TNB | DISTRIBUTION | WP PUTRAJAYA & CYBERJAYA | Existing | 11 kV |  | RYB | VCBJ/PCE/J21021 | PE 21.02 INCUBATOR F1
378526931 | TNB | DISTRIBUTION | WP PUTRAJAYA & CYBERJAYA | Existing | 11 kV |  | RYB | VCBJ/PCE/J21022 | PE 21.02 INCUBATOR F2
378526932 | TNB | DISTRIBUTION | WP PUTRAJAYA & CYBERJAYA | Existing | 11 kV |  | RYB | VCBJ/PCE/J21022 | PE 21.02 INCUBATOR F2
378526937 | TNB | DISTRIBUTION | WP PUTRAJAYA & CYBERJAYA | Existing | 11 kV |  | RYB | VCBJ/PCE/J21022 | PE 21.02 INCUBATOR F2
378526943 | TNB | DISTRIBUTION | WP PUTRAJAYA & CYBERJAYA | Existing | 11 kV |  | RYB | VCBJ/PCE/J21022 | PE 21.02 INCUBATOR F2
378526944 | TNB | DISTRIBUTION | WP PUTRAJAYA & CYBERJAYA | Existing | 11 kV |  | RYB | VCBJ/PCE/J21022 | PE 21.02 INCUBATOR F2
378526948 | TNB | DISTRIBUTION | WP PUTRAJAYA & CYBERJAYA | Existing | 11 kV |  | RYB | VCBJ/PCE/J21022 | PE 21.02 INCUBATOR F2
378526951 | TNB | DISTRIBUTION | WP PUTRAJAYA & CYBERJAYA | Existing | 11 kV |  | RYB | VCBJ/PCE/J21022 | PE 21.02 INCUBATOR F2
378526952 | TNB | DISTRIBUTION | WP PUTRAJAYA & CYBERJAYA | Existing | 11 kV |  | RYB | VCBJ/PCE/J21022 | PE 21.02 INCUBATOR F2
378527098 | TNB | DISTRIBUTION | WP PUTRAJAYA & CYBERJAYA | Existing | 11 kV |  | RYB | VCBJ/PCE/J22442 | PE 22.44 PANGSAPURI PT 12057 F2
378527099 | TNB | DISTRIBUTION | WP PUTRAJAYA & CYBERJAYA | Existing | 11 kV |  | RYB | VCBJ/PCE/J22442 | PE 22.44 PANGSAPURI PT 12057 F2
378527104 | TNB | DISTRIBUTION | WP PUTRAJAYA & CYBERJAYA | Existing | 11 kV |  | RYB | VCBJ/PCE/J22442 | PE 22.44 PANGSAPURI PT 12057 F2
378527110 | TNB | DISTRIBUTION | WP PUTRAJAYA & CYBERJAYA | Existing | 11 kV |  | RYB | VCBJ/PCE/J22442 | PE 22.44 PANGSAPURI PT 12057 F2
378527111 | TNB | DISTRIBUTION | WP PUTRAJAYA & CYBERJAYA | Existing | 11 kV |  | RYB | VCBJ/PCE/J22442 | PE 22.44 PANGSAPURI PT 12057 F2
378527115 | TNB | DISTRIBUTION | WP PUTRAJAYA & CYBERJAYA | Existing | 11 kV |  | RYB | VCBJ/PCE/J22442 | PE 22.44 PANGSAPURI PT 12057 F2
378527118 | TNB | DISTRIBUTION | WP PUTRAJAYA & CYBERJAYA | Existing | 11 kV |  | RYB | VCBJ/PCE/J22442 | PE 22.44 PANGSAPURI PT 12057 F2
378527119 | TNB | DISTRIBUTION | WP PUTRAJAYA & CYBERJAYA | Existing | 11 kV |  | RYB | VCBJ/PCE/J22442 | PE 22.44 PANGSAPURI PT 12057 F2
378527201 | TNB | DISTRIBUTION | WP PUTRAJAYA & CYBERJAYA | Existing | 11 kV |  | RYB | VCBJ/PCE/J24141 | SS 24.14 SHAFTBURY BLOK D F1
378527205 | TNB | DISTRIBUTION | WP PUTRAJAYA & CYBERJAYA | Existing | 11 kV |  | RYB | VCBJ/PCE/J24141 | SS 24.14 SHAFTBURY BLOK D F1
378527207 | TNB | DISTRIBUTION | WP PUTRAJAYA & CYBERJAYA | Existing | 11 kV |  | RYB | VCBJ/PCE/J24141 | SS 24.14 SHAFTBURY BLOK D F1
378527217 | TNB | DISTRIBUTION | WP PUTRAJAYA & CYBERJAYA | Existing | 11 kV |  | RYB | VCBJ/PCE/J24141 | SS 24.14 SHAFTBURY BLOK D F1
378527233 | TNB | DISTRIBUTION | WP PUTRAJAYA & CYBERJAYA | Existing | 11 kV |  | RYB | VCBJ/PCE/J24141 | SS 24.14 SHAFTBURY BLOK D F1
378527234 | TNB | DISTRIBUTION | WP PUTRAJAYA & CYBERJAYA | Existing | 11 kV |  | RYB | VCBJ/PCE/J24141 | SS 24.14 SHAFTBURY BLOK D F1
378527236 | TNB | DISTRIBUTION | WP PUTRAJAYA & CYBERJAYA | Existing | 11 kV |  | RYB | VCBJ/PCE/J24141 | SS 24.14 SHAFTBURY BLOK D F1
378527242 | TNB | DISTRIBUTION | WP PUTRAJAYA & CYBERJAYA | Existing | 11 kV |  | RYB | VCBJ/PCE/J24141 | SS 24.14 SHAFTBURY BLOK D F1
378527243 | TNB | DISTRIBUTION | WP PUTRAJAYA & CYBERJAYA | Existing | 11 kV |  | RYB | VCBJ/PCE/J24141 | SS 24.14 SHAFTBURY BLOK D F1
378527323 | TNB | DISTRIBUTION | WP PUTRAJAYA & CYBERJAYA | Existing | 11 kV |  | RYB | VCBJ/PCE/J24142 | SS 24.14 SHAFBURY BLOK D F2
378527327 | TNB | DISTRIBUTION | WP PUTRAJAYA & CYBERJAYA | Existing | 11 kV |  | RYB | VCBJ/PCE/J24142 | SS 24.14 SHAFBURY BLOK D F2
378527330 | TNB | DISTRIBUTION | WP PUTRAJAYA & CYBERJAYA | Existing | 11 kV |  | RYB | VCBJ/PCE/J24142 | SS 24.14 SHAFBURY BLOK D F2
378527333 | TNB | DISTRIBUTION | WP PUTRAJAYA & CYBERJAYA | Existing | 11 kV |  | RYB | VCBJ/PCE/J24142 | SS 24.14 SHAFBURY BLOK D F2
378527335 | TNB | DISTRIBUTION | WP PUTRAJAYA & CYBERJAYA | Existing | 11 kV |  | RYB | VCBJ/PCE/J24142 | SS 24.14 SHAFBURY BLOK D F2
378527338 | TNB | DISTRIBUTION | WP PUTRAJAYA & CYBERJAYA | Existing | 11 kV |  | RYB | VCBJ/PCE/J24142 | SS 24.14 SHAFBURY BLOK D F2
378527341 | TNB | DISTRIBUTION | WP PUTRAJAYA & CYBERJAYA | Existing | 11 kV |  | RYB | VCBJ/PCE/J24142 | SS 24.14 SHAFBURY BLOK D F2
378527342 | TNB | DISTRIBUTION | WP PUTRAJAYA & CYBERJAYA | Existing | 11 kV |  | RYB | VCBJ/PCE/J24142 | SS 24.14 SHAFBURY BLOK D F2
378527348 | TNB | DISTRIBUTION | WP PUTRAJAYA & CYBERJAYA | Existing | 11 kV |  | RYB | VCBJ/PCE/J24142 | SS 24.14 SHAFBURY BLOK D F2
378527401 | TNB | DISTRIBUTION | WP PUTRAJAYA & CYBERJAYA | Existing | 11 kV |  | RYB | VCBJ/PCE/J21821 | SS 21.82 SHAFBURY BLOK C F1
378527402 | TNB | DISTRIBUTION | WP PUTRAJAYA & CYBERJAYA | Existing | 11 kV |  | RYB | VCBJ/PCE/J21821 | SS 21.82 SHAFBURY BLOK C F1
378527407 | TNB | DISTRIBUTION | WP PUTRAJAYA & CYBERJAYA | Existing | 11 kV |  | RYB | VCBJ/PCE/J21821 | SS 21.82 SHAFBURY BLOK C F1
378527413 | TNB | DISTRIBUTION | WP PUTRAJAYA & CYBERJAYA | Existing | 11 kV |  | RYB | VCBJ/PCE/J21821 | SS 21.82 SHAFBURY BLOK C F1
378527414 | TNB | DISTRIBUTION | WP PUTRAJAYA & CYBERJAYA | Existing | 11 kV |  | RYB | VCBJ/PCE/J21821 | SS 21.82 SHAFBURY BLOK C F1
378527418 | TNB | DISTRIBUTION | WP PUTRAJAYA & CYBERJAYA | Existing | 11 kV |  | RYB | VCBJ/PCE/J21821 | SS 21.82 SHAFBURY BLOK C F1
378527421 | TNB | DISTRIBUTION | WP PUTRAJAYA & CYBERJAYA | Existing | 11 kV |  | RYB | VCBJ/PCE/J21821 | SS 21.82 SHAFBURY BLOK C F1
378527422 | TNB | DISTRIBUTION | WP PUTRAJAYA & CYBERJAYA | Existing | 11 kV |  | RYB | VCBJ/PCE/J21821 | SS 21.82 SHAFBURY BLOK C F1
378527495 | TNB | DISTRIBUTION | WP PUTRAJAYA & CYBERJAYA | Existing | 11 kV |  | RYB | VCBJ/PCE/J21822 | SS 21.82 SHAFBURY BLOK C F2
378527496 | TNB | DISTRIBUTION | WP PUTRAJAYA & CYBERJAYA | Existing | 11 kV |  | RYB | VCBJ/PCE/J21822 | SS 21.82 SHAFBURY BLOK C F2
378527501 | TNB | DISTRIBUTION | WP PUTRAJAYA & CYBERJAYA | Existing | 11 kV |  | RYB | VCBJ/PCE/J21822 | SS 21.82 SHAFBURY BLOK C F2
378527507 | TNB | DISTRIBUTION | WP PUTRAJAYA & CYBERJAYA | Existing | 11 kV |  | RYB | VCBJ/PCE/J21822 | SS 21.82 SHAFBURY BLOK C F2
378527508 | TNB | DISTRIBUTION | WP PUTRAJAYA & CYBERJAYA | Existing | 11 kV |  | RYB | VCBJ/PCE/J21822 | SS 21.82 SHAFBURY BLOK C F2
378527512 | TNB | DISTRIBUTION | WP PUTRAJAYA & CYBERJAYA | Existing | 11 kV |  | RYB | VCBJ/PCE/J21822 | SS 21.82 SHAFBURY BLOK C F2
378527515 | TNB | DISTRIBUTION | WP PUTRAJAYA & CYBERJAYA | Existing | 11 kV |  | RYB | VCBJ/PCE/J21822 | SS 21.82 SHAFBURY BLOK C F2
378527516 | TNB | DISTRIBUTION | WP PUTRAJAYA & CYBERJAYA | Existing | 11 kV |  | RYB | VCBJ/PCE/J21822 | SS 21.82 SHAFBURY BLOK C F2
378527614 | TNB | DISTRIBUTION | WP PUTRAJAYA & CYBERJAYA | Existing | 11 kV |  | RYB | VCBJ/PCE/J21131 | PE 21.13 CYBERVIEW NO. 2 ( MDC ) F1
378527615 | TNB | DISTRIBUTION | WP PUTRAJAYA & CYBERJAYA | Existing | 11 kV |  | RYB | VCBJ/PCE/J21131 | PE 21.13 CYBERVIEW NO. 2 ( MDC ) F1
378527620 | TNB | DISTRIBUTION | WP PUTRAJAYA & CYBERJAYA | Existing | 11 kV |  | RYB | VCBJ/PCE/J21131 | PE 21.13 CYBERVIEW NO. 2 ( MDC ) F1
378527626 | TNB | DISTRIBUTION | WP PUTRAJAYA & CYBERJAYA | Existing | 11 kV |  | RYB | VCBJ/PCE/J21131 | PE 21.13 CYBERVIEW NO. 2 ( MDC ) F1
378527627 | TNB | DISTRIBUTION | WP PUTRAJAYA & CYBERJAYA | Existing | 11 kV |  | RYB | VCBJ/PCE/J21131 | PE 21.13 CYBERVIEW NO. 2 ( MDC ) F1
378527631 | TNB | DISTRIBUTION | WP PUTRAJAYA & CYBERJAYA | Existing | 11 kV |  | RYB | VCBJ/PCE/J21131 | PE 21.13 CYBERVIEW NO. 2 ( MDC ) F1
378527634 | TNB | DISTRIBUTION | WP PUTRAJAYA & CYBERJAYA | Existing | 11 kV |  | RYB | VCBJ/PCE/J21131 | PE 21.13 CYBERVIEW NO. 2 ( MDC ) F1
378527635 | TNB | DISTRIBUTION | WP PUTRAJAYA & CYBERJAYA | Existing | 11 kV |  | RYB | VCBJ/PCE/J21131 | PE 21.13 CYBERVIEW NO. 2 ( MDC ) F1
378527730 | TNB | DISTRIBUTION | WP PUTRAJAYA & CYBERJAYA | Existing | 11 kV |  | RYB | VCBJ/PCE/J21132 | PE 21.13 CYBERVIEW NO. 2 ( MDC ) F2
378527731 | TNB | DISTRIBUTION | WP PUTRAJAYA & CYBERJAYA | Existing | 11 kV |  | RYB | VCBJ/PCE/J21132 | PE 21.13 CYBERVIEW NO. 2 ( MDC ) F2
378527736 | TNB | DISTRIBUTION | WP PUTRAJAYA & CYBERJAYA | Existing | 11 kV |  | RYB | VCBJ/PCE/J21132 | PE 21.13 CYBERVIEW NO. 2 ( MDC ) F2
378527742 | TNB | DISTRIBUTION | WP PUTRAJAYA & CYBERJAYA | Existing | 11 kV |  | RYB | VCBJ/PCE/J21132 | PE 21.13 CYBERVIEW NO. 2 ( MDC ) F2
378527743 | TNB | DISTRIBUTION | WP PUTRAJAYA & CYBERJAYA | Existing | 11 kV |  | RYB | VCBJ/PCE/J21132 | PE 21.13 CYBERVIEW NO. 2 ( MDC ) F2
378527747 | TNB | DISTRIBUTION | WP PUTRAJAYA & CYBERJAYA | Existing | 11 kV |  | RYB | VCBJ/PCE/J21132 | PE 21.13 CYBERVIEW NO. 2 ( MDC ) F2
378527750 | TNB | DISTRIBUTION | WP PUTRAJAYA & CYBERJAYA | Existing | 11 kV |  | RYB | VCBJ/PCE/J21132 | PE 21.13 CYBERVIEW NO. 2 ( MDC ) F2
378527751 | TNB | DISTRIBUTION | WP PUTRAJAYA & CYBERJAYA | Existing | 11 kV |  | RYB | VCBJ/PCE/J21132 | PE 21.13 CYBERVIEW NO. 2 ( MDC ) F2
378527827 | TNB | DISTRIBUTION | WP PUTRAJAYA & CYBERJAYA | Existing | 11 kV |  | RYB | VCBJ/PCE/J22031 | PE 22.03 CYBERVIEW GARDENS F1
378527828 | TNB | DISTRIBUTION | WP PUTRAJAYA & CYBERJAYA | Existing | 11 kV |  | RYB | VCBJ/PCE/J22031 | PE 22.03 CYBERVIEW GARDENS F1
378527840 | TNB | DISTRIBUTION | WP PUTRAJAYA & CYBERJAYA | Existing | 11 kV |  | RYB | VCBJ/PCE/J22031 | PE 22.03 CYBERVIEW GARDENS F1
378527841 | TNB | DISTRIBUTION | WP PUTRAJAYA & CYBERJAYA | Existing | 11 kV |  | RYB | VCBJ/PCE/J22031 | PE 22.03 CYBERVIEW GARDENS F1
378527843 | TNB | DISTRIBUTION | WP PUTRAJAYA & CYBERJAYA | Existing | 11 kV |  | RYB | VCBJ/PCE/J22031 | PE 22.03 CYBERVIEW GARDENS F1
378527844 | TNB | DISTRIBUTION | WP PUTRAJAYA & CYBERJAYA | Existing | 11 kV |  | RYB | VCBJ/PCE/J22031 | PE 22.03 CYBERVIEW GARDENS F1
378527845 | TNB | DISTRIBUTION | WP PUTRAJAYA & CYBERJAYA | Existing | 11 kV |  | RYB | VCBJ/PCE/J22031 | PE 22.03 CYBERVIEW GARDENS F1
378527847 | TNB | DISTRIBUTION | WP PUTRAJAYA & CYBERJAYA | Existing | 11 kV |  | RYB | VCBJ/PCE/J22031 | PE 22.03 CYBERVIEW GARDENS F1
378527848 | TNB | DISTRIBUTION | WP PUTRAJAYA & CYBERJAYA | Existing | 11 kV |  | RYB | VCBJ/PCE/J22031 | PE 22.03 CYBERVIEW GARDENS F1
378527850 | TNB | DISTRIBUTION | WP PUTRAJAYA & CYBERJAYA | Existing | 11 kV |  | RYB | VCBJ/PCE/J22031 | PE 22.03 CYBERVIEW GARDENS F1
378527857 | TNB | DISTRIBUTION | WP PUTRAJAYA & CYBERJAYA | Existing | 11 kV |  | RYB | VCBJ/PCE/J22031 | PE 22.03 CYBERVIEW GARDENS F1
378527859 | TNB | DISTRIBUTION | WP PUTRAJAYA & CYBERJAYA | Existing | 11 kV |  | RYB | VCBJ/PCE/J22032 | PE 22.03 CYBERVIEW GARDENS F2
378527860 | TNB | DISTRIBUTION | WP PUTRAJAYA & CYBERJAYA | Existing | 11 kV |  | RYB | VCBJ/PCE/J22032 | PE 22.03 CYBERVIEW GARDENS F2
378527872 | TNB | DISTRIBUTION | WP PUTRAJAYA & CYBERJAYA | Existing | 11 kV |  | RYB | VCBJ/PCE/J22032 | PE 22.03 CYBERVIEW GARDENS F2
378527873 | TNB | DISTRIBUTION | WP PUTRAJAYA & CYBERJAYA | Existing | 11 kV |  | RYB | VCBJ/PCE/J22032 | PE 22.03 CYBERVIEW GARDENS F2
378527875 | TNB | DISTRIBUTION | WP PUTRAJAYA & CYBERJAYA | Existing | 11 kV |  | RYB | VCBJ/PCE/J22032 | PE 22.03 CYBERVIEW GARDENS F2
378527876 | TNB | DISTRIBUTION | WP PUTRAJAYA & CYBERJAYA | Existing | 11 kV |  | RYB | VCBJ/PCE/J22032 | PE 22.03 CYBERVIEW GARDENS F2
378527877 | TNB | DISTRIBUTION | WP PUTRAJAYA & CYBERJAYA | Existing | 11 kV |  | RYB | VCBJ/PCE/J22032 | PE 22.03 CYBERVIEW GARDENS F2
378527879 | TNB | DISTRIBUTION | WP PUTRAJAYA & CYBERJAYA | Existing | 11 kV |  | RYB | VCBJ/PCE/J22032 | PE 22.03 CYBERVIEW GARDENS F2
378527880 | TNB | DISTRIBUTION | WP PUTRAJAYA & CYBERJAYA | Existing | 11 kV |  | RYB | VCBJ/PCE/J22032 | PE 22.03 CYBERVIEW GARDENS F2
378527882 | TNB | DISTRIBUTION | WP PUTRAJAYA & CYBERJAYA | Existing | 11 kV |  | RYB | VCBJ/PCE/J22032 | PE 22.03 CYBERVIEW GARDENS F2
378527889 | TNB | DISTRIBUTION | WP PUTRAJAYA & CYBERJAYA | Existing | 11 kV |  | RYB | VCBJ/PCE/J22032 | PE 22.03 CYBERVIEW GARDENS F2
378528153 | TNB | DISTRIBUTION | WP PUTRAJAYA & CYBERJAYA | Existing | 11 kV |  | RYB | VCBJ/PCE/J21451 | PE 21.45 CYBERVILLAGE SERENITY 1 F1
378528154 | TNB | DISTRIBUTION | WP PUTRAJAYA & CYBERJAYA | Existing | 11 kV |  | RYB | VCBJ/PCE/J21451 | PE 21.45 CYBERVILLAGE SERENITY 1 F1
378528159 | TNB | DISTRIBUTION | WP PUTRAJAYA & CYBERJAYA | Existing | 11 kV |  | RYB | VCBJ/PCE/J21451 | PE 21.45 CYBERVILLAGE SERENITY 1 F1
378528165 | TNB | DISTRIBUTION | WP PUTRAJAYA & CYBERJAYA | Existing | 11 kV |  | RYB | VCBJ/PCE/J21451 | PE 21.45 CYBERVILLAGE SERENITY 1 F1
378528166 | TNB | DISTRIBUTION | WP PUTRAJAYA & CYBERJAYA | Existing | 11 kV |  | RYB | VCBJ/PCE/J21451 | PE 21.45 CYBERVILLAGE SERENITY 1 F1
378528170 | TNB | DISTRIBUTION | WP PUTRAJAYA & CYBERJAYA | Existing | 11 kV |  | RYB | VCBJ/PCE/J21451 | PE 21.45 CYBERVILLAGE SERENITY 1 F1
378528173 | TNB | DISTRIBUTION | WP PUTRAJAYA & CYBERJAYA | Existing | 11 kV |  | RYB | VCBJ/PCE/J21451 | PE 21.45 CYBERVILLAGE SERENITY 1 F1
378528174 | TNB | DISTRIBUTION | WP PUTRAJAYA & CYBERJAYA | Existing | 11 kV |  | RYB | VCBJ/PCE/J21451 | PE 21.45 CYBERVILLAGE SERENITY 1 F1
378528176 | TNB | DISTRIBUTION | WP PUTRAJAYA & CYBERJAYA | Existing | 11 kV |  | RYB | VCBJ/PCE/J21452 | PE 21.45 CYBERVILLAGE SERENITY 1 F2
378528177 | TNB | DISTRIBUTION | WP PUTRAJAYA & CYBERJAYA | Existing | 11 kV |  | RYB | VCBJ/PCE/J21452 | PE 21.45 CYBERVILLAGE SERENITY 1 F2
378528182 | TNB | DISTRIBUTION | WP PUTRAJAYA & CYBERJAYA | Existing | 11 kV |  | RYB | VCBJ/PCE/J21452 | PE 21.45 CYBERVILLAGE SERENITY 1 F2
378528188 | TNB | DISTRIBUTION | WP PUTRAJAYA & CYBERJAYA | Existing | 11 kV |  | RYB | VCBJ/PCE/J21452 | PE 21.45 CYBERVILLAGE SERENITY 1 F2
378528189 | TNB | DISTRIBUTION | WP PUTRAJAYA & CYBERJAYA | Existing | 11 kV |  | RYB | VCBJ/PCE/J21452 | PE 21.45 CYBERVILLAGE SERENITY 1 F2
378528193 | TNB | DISTRIBUTION | WP PUTRAJAYA & CYBERJAYA | Existing | 11 kV |  | RYB | VCBJ/PCE/J21452 | PE 21.45 CYBERVILLAGE SERENITY 1 F2
378528196 | TNB | DISTRIBUTION | WP PUTRAJAYA & CYBERJAYA | Existing | 11 kV |  | RYB | VCBJ/PCE/J21452 | PE 21.45 CYBERVILLAGE SERENITY 1 F2
378528197 | TNB | DISTRIBUTION | WP PUTRAJAYA & CYBERJAYA | Existing | 11 kV |  | RYB | VCBJ/PCE/J21452 | PE 21.45 CYBERVILLAGE SERENITY 1 F2
378528364 | TNB | DISTRIBUTION | WP PUTRAJAYA & CYBERJAYA | Existing | 11 kV |  | RYB | VCBJ/PCE/J21961 | PE 21.96 SUBANG ALAM
378528365 | TNB | DISTRIBUTION | WP PUTRAJAYA & CYBERJAYA | Existing | 11 kV |  | RYB | VCBJ/PCE/J21961 | PE 21.96 SUBANG ALAM
378528366 | TNB | DISTRIBUTION | WP PUTRAJAYA & CYBERJAYA | Existing | 11 kV |  | RYB | VCBJ/PCE/J21961 | PE 21.96 SUBANG ALAM
378528373 | TNB | DISTRIBUTION | WP PUTRAJAYA & CYBERJAYA | Existing | 11 kV |  | RYB | VCBJ/PCE/J21961 | PE 21.96 SUBANG ALAM
378528376 | TNB | DISTRIBUTION | WP PUTRAJAYA & CYBERJAYA | Existing | 11 kV |  | RYB | VCBJ/PCE/J21961 | PE 21.96 SUBANG ALAM
378528377 | TNB | DISTRIBUTION | WP PUTRAJAYA & CYBERJAYA | Existing | 11 kV |  | RYB | VCBJ/PCE/J21961 | PE 21.96 SUBANG ALAM
378528378 | TNB | DISTRIBUTION | WP PUTRAJAYA & CYBERJAYA | Existing | 11 kV |  | RYB | VCBJ/PCE/J21961 | PE 21.96 SUBANG ALAM
378528380 | TNB | DISTRIBUTION | WP PUTRAJAYA & CYBERJAYA | Existing | 11 kV |  | RYB | VCBJ/PCE/J21961 | PE 21.96 SUBANG ALAM
378528381 | TNB | DISTRIBUTION | WP PUTRAJAYA & CYBERJAYA | Existing | 11 kV |  | RYB | VCBJ/PCE/J21961 | PE 21.96 SUBANG ALAM
378528383 | TNB | DISTRIBUTION | WP PUTRAJAYA & CYBERJAYA | Existing | 11 kV |  | RYB | VCBJ/PCE/J21961 | PE 21.96 SUBANG ALAM
378528391 | TNB | DISTRIBUTION | WP PUTRAJAYA & CYBERJAYA | Existing | 11 kV |  | RYB | VCBJ/PCE/J21961 | PE 21.96 SUBANG ALAM
378528778 | TNB | DISTRIBUTION | WP PUTRAJAYA & CYBERJAYA | Existing | 11 kV |  | RYB | VCBJ/PCE/J21431 | PE 21.43 CYBERVILLAGE SERENITY 3 F1
378528779 | TNB | DISTRIBUTION | WP PUTRAJAYA & CYBERJAYA | Existing | 11 kV |  | RYB | VCBJ/PCE/J21431 | PE 21.43 CYBERVILLAGE SERENITY 3 F1
378528784 | TNB | DISTRIBUTION | WP PUTRAJAYA & CYBERJAYA | Existing | 11 kV |  | RYB | VCBJ/PCE/J21431 | PE 21.43 CYBERVILLAGE SERENITY 3 F1
378528790 | TNB | DISTRIBUTION | WP PUTRAJAYA & CYBERJAYA | Existing | 11 kV |  | RYB | VCBJ/PCE/J21431 | PE 21.43 CYBERVILLAGE SERENITY 3 F1
378528791 | TNB | DISTRIBUTION | WP PUTRAJAYA & CYBERJAYA | Existing | 11 kV |  | RYB | VCBJ/PCE/J21431 | PE 21.43 CYBERVILLAGE SERENITY 3 F1
378528795 | TNB | DISTRIBUTION | WP PUTRAJAYA & CYBERJAYA | Existing | 11 kV |  | RYB | VCBJ/PCE/J21431 | PE 21.43 CYBERVILLAGE SERENITY 3 F1
378528798 | TNB | DISTRIBUTION | WP PUTRAJAYA & CYBERJAYA | Existing | 11 kV |  | RYB | VCBJ/PCE/J21431 | PE 21.43 CYBERVILLAGE SERENITY 3 F1
378528799 | TNB | DISTRIBUTION | WP PUTRAJAYA & CYBERJAYA | Existing | 11 kV |  | RYB | VCBJ/PCE/J21431 | PE 21.43 CYBERVILLAGE SERENITY 3 F1
378528872 | TNB | DISTRIBUTION | WP PUTRAJAYA & CYBERJAYA | Existing | 11 kV |  | RYB | VCBJ/PCE/J21432 | PE 21.43 CYBERVILLAGE SERENITY 3 F2
378528873 | TNB | DISTRIBUTION | WP PUTRAJAYA & CYBERJAYA | Existing | 11 kV |  | RYB | VCBJ/PCE/J21432 | PE 21.43 CYBERVILLAGE SERENITY 3 F2
378528878 | TNB | DISTRIBUTION | WP PUTRAJAYA & CYBERJAYA | Existing | 11 kV |  | RYB | VCBJ/PCE/J21432 | PE 21.43 CYBERVILLAGE SERENITY 3 F2
378528884 | TNB | DISTRIBUTION | WP PUTRAJAYA & CYBERJAYA | Existing | 11 kV |  | RYB | VCBJ/PCE/J21432 | PE 21.43 CYBERVILLAGE SERENITY 3 F2
378528885 | TNB | DISTRIBUTION | WP PUTRAJAYA & CYBERJAYA | Existing | 11 kV |  | RYB | VCBJ/PCE/J21432 | PE 21.43 CYBERVILLAGE SERENITY 3 F2
378528889 | TNB | DISTRIBUTION | WP PUTRAJAYA & CYBERJAYA | Existing | 11 kV |  | RYB | VCBJ/PCE/J21432 | PE 21.43 CYBERVILLAGE SERENITY 3 F2
378528892 | TNB | DISTRIBUTION | WP PUTRAJAYA & CYBERJAYA | Existing | 11 kV |  | RYB | VCBJ/PCE/J21432 | PE 21.43 CYBERVILLAGE SERENITY 3 F2
378528893 | TNB | DISTRIBUTION | WP PUTRAJAYA & CYBERJAYA | Existing | 11 kV |  | RYB | VCBJ/PCE/J21432 | PE 21.43 CYBERVILLAGE SERENITY 3 F2
378559106 | TNB | DISTRIBUTION | WP PUTRAJAYA & CYBERJAYA | Existing | 11 kV |  | RYB | VPTJ/PCE/J15542 | PE 15.54 DWIPUTRA NO 1 (F2)
378559107 | TNB | DISTRIBUTION | WP PUTRAJAYA & CYBERJAYA | Existing | 11 kV |  | RYB | VPTJ/PCE/J15542 | PE 15.54 DWIPUTRA NO 1 (F2)
378559112 | TNB | DISTRIBUTION | WP PUTRAJAYA & CYBERJAYA | Existing | 11 kV |  | RYB | VPTJ/PCE/J15542 | PE 15.54 DWIPUTRA NO 1 (F2)
378559118 | TNB | DISTRIBUTION | WP PUTRAJAYA & CYBERJAYA | Existing | 11 kV |  | RYB | VPTJ/PCE/J15542 | PE 15.54 DWIPUTRA NO 1 (F2)
378559119 | TNB | DISTRIBUTION | WP PUTRAJAYA & CYBERJAYA | Existing | 11 kV |  | RYB | VPTJ/PCE/J15542 | PE 15.54 DWIPUTRA NO 1 (F2)
378559123 | TNB | DISTRIBUTION | WP PUTRAJAYA & CYBERJAYA | Existing | 11 kV |  | RYB | VPTJ/PCE/J15542 | PE 15.54 DWIPUTRA NO 1 (F2)
378559126 | TNB | DISTRIBUTION | WP PUTRAJAYA & CYBERJAYA | Existing | 11 kV |  | RYB | VPTJ/PCE/J15542 | PE 15.54 DWIPUTRA NO 1 (F2)
378559127 | TNB | DISTRIBUTION | WP PUTRAJAYA & CYBERJAYA | Existing | 11 kV |  | RYB | VPTJ/PCE/J15542 | PE 15.54 DWIPUTRA NO 1 (F2)
378567633 | TNB | DISTRIBUTION | WP PUTRAJAYA & CYBERJAYA | Existing | 11 kV |  | RYB | VPTJ/PCE/J05021 | SS 5.02 STP2 (F1)
378567634 | TNB | DISTRIBUTION | WP PUTRAJAYA & CYBERJAYA | Existing | 11 kV |  | RYB | VPTJ/PCE/J05021 | SS 5.02 STP2 (F1)
378567640 | TNB | DISTRIBUTION | WP PUTRAJAYA & CYBERJAYA | Existing | 11 kV |  | RYB | VPTJ/PCE/J05021 | SS 5.02 STP2 (F1)
378567651 | TNB | DISTRIBUTION | WP PUTRAJAYA & CYBERJAYA | Existing | 11 kV |  | RYB | VPTJ/PCE/J05022 | SS 5.02 STP2 (F2)
378567656 | TNB | DISTRIBUTION | WP PUTRAJAYA & CYBERJAYA | Existing | 11 kV |  | RYB | VPTJ/PCE/J05022 | SS 5.02 STP2 (F2)
378567660 | TNB | DISTRIBUTION | WP PUTRAJAYA & CYBERJAYA | Existing | 11 kV |  | RYB | VPTJ/PCE/J05022 | SS 5.02 STP2 (F2)
378567663 | TNB | DISTRIBUTION | WP PUTRAJAYA & CYBERJAYA | Existing | 11 kV |  | RYB | VPTJ/PCE/J05022 | SS 5.02 STP2 (F2)
378567664 | TNB | DISTRIBUTION | WP PUTRAJAYA & CYBERJAYA | Existing | 11 kV |  | RYB | VPTJ/PCE/J05022 | SS 5.02 STP2 (F2)
378567666 | TNB | DISTRIBUTION | WP PUTRAJAYA & CYBERJAYA | Existing | 11 kV |  | RYB | VPTJ/PCE/J05022 | SS 5.02 STP2 (F2)
378567668 | TNB | DISTRIBUTION | WP PUTRAJAYA & CYBERJAYA | Existing | 11 kV |  | RYB | VPTJ/PCE/J05022 | SS 5.02 STP2 (F2)
378567674 | TNB | DISTRIBUTION | WP PUTRAJAYA & CYBERJAYA | Existing | 11 kV |  | RYB | VPTJ/PCE/J05022 | SS 5.02 STP2 (F2)
378567675 | TNB | DISTRIBUTION | WP PUTRAJAYA & CYBERJAYA | Existing | 11 kV |  | RYB | VPTJ/PCE/J05022 | SS 5.02 STP2 (F2)
378567676 | TNB | DISTRIBUTION | WP PUTRAJAYA & CYBERJAYA | Existing | 11 kV |  | RYB | VPTJ/PCE/J05022 | SS 5.02 STP2 (F2)
378567681 | TNB | DISTRIBUTION | WP PUTRAJAYA & CYBERJAYA | Existing | 11 kV |  | RYB | VPTJ/PCE/J05022 | SS 5.02 STP2 (F2)
378567698 | TNB | DISTRIBUTION | WP PUTRAJAYA & CYBERJAYA | Existing | 11 kV |  | RYB | VPTJ/PCE/J05071 | PE 5.07 JLB1
378567699 | TNB | DISTRIBUTION | WP PUTRAJAYA & CYBERJAYA | Existing | 11 kV |  | RYB | VPTJ/PCE/J05071 | PE 5.07 JLB1
378567704 | TNB | DISTRIBUTION | WP PUTRAJAYA & CYBERJAYA | Existing | 11 kV |  | RYB | VPTJ/PCE/J05071 | PE 5.07 JLB1
378567710 | TNB | DISTRIBUTION | WP PUTRAJAYA & CYBERJAYA | Existing | 11 kV |  | RYB | VPTJ/PCE/J05071 | PE 5.07 JLB1
378567711 | TNB | DISTRIBUTION | WP PUTRAJAYA & CYBERJAYA | Existing | 11 kV |  | RYB | VPTJ/PCE/J05071 | PE 5.07 JLB1
378567715 | TNB | DISTRIBUTION | WP PUTRAJAYA & CYBERJAYA | Existing | 11 kV |  | RYB | VPTJ/PCE/J05071 | PE 5.07 JLB1
378567718 | TNB | DISTRIBUTION | WP PUTRAJAYA & CYBERJAYA | Existing | 11 kV |  | RYB | VPTJ/PCE/J05071 | PE 5.07 JLB1
378567719 | TNB | DISTRIBUTION | WP PUTRAJAYA & CYBERJAYA | Existing | 11 kV |  | RYB | VPTJ/PCE/J05071 | PE 5.07 JLB1
378567806 | TNB | DISTRIBUTION | WP PUTRAJAYA & CYBERJAYA | Existing | 11 kV |  | RYB | VPTJ/PCE/J05081 | PE 5.08 JLB2
378567807 | TNB | DISTRIBUTION | WP PUTRAJAYA & CYBERJAYA | Existing | 11 kV |  | RYB | VPTJ/PCE/J05081 | PE 5.08 JLB2
378567812 | TNB | DISTRIBUTION | WP PUTRAJAYA & CYBERJAYA | Existing | 11 kV |  | RYB | VPTJ/PCE/J05081 | PE 5.08 JLB2
378567818 | TNB | DISTRIBUTION | WP PUTRAJAYA & CYBERJAYA | Existing | 11 kV |  | RYB | VPTJ/PCE/J05081 | PE 5.08 JLB2
378567819 | TNB | DISTRIBUTION | WP PUTRAJAYA & CYBERJAYA | Existing | 11 kV |  | RYB | VPTJ/PCE/J05081 | PE 5.08 JLB2
378567823 | TNB | DISTRIBUTION | WP PUTRAJAYA & CYBERJAYA | Existing | 11 kV |  | RYB | VPTJ/PCE/J05081 | PE 5.08 JLB2
378567826 | TNB | DISTRIBUTION | WP PUTRAJAYA & CYBERJAYA | Existing | 11 kV |  | RYB | VPTJ/PCE/J05081 | PE 5.08 JLB2
378567827 | TNB | DISTRIBUTION | WP PUTRAJAYA & CYBERJAYA | Existing | 11 kV |  | RYB | VPTJ/PCE/J05081 | PE 5.08 JLB2
378567918 | TNB | DISTRIBUTION | WP PUTRAJAYA & CYBERJAYA | Existing | 11 kV |  | RYB | VPTJ/PCE/J05051 | PE 5.05 C/S S/L
378567919 | TNB | DISTRIBUTION | WP PUTRAJAYA & CYBERJAYA | Existing | 11 kV |  | RYB | VPTJ/PCE/J05051 | PE 5.05 C/S S/L
378567924 | TNB | DISTRIBUTION | WP PUTRAJAYA & CYBERJAYA | Existing | 11 kV |  | RYB | VPTJ/PCE/J05051 | PE 5.05 C/S S/L
378567930 | TNB | DISTRIBUTION | WP PUTRAJAYA & CYBERJAYA | Existing | 11 kV |  | RYB | VPTJ/PCE/J05051 | PE 5.05 C/S S/L
378567931 | TNB | DISTRIBUTION | WP PUTRAJAYA & CYBERJAYA | Existing | 11 kV |  | RYB | VPTJ/PCE/J05051 | PE 5.05 C/S S/L
378567935 | TNB | DISTRIBUTION | WP PUTRAJAYA & CYBERJAYA | Existing | 11 kV |  | RYB | VPTJ/PCE/J05051 | PE 5.05 C/S S/L
378567938 | TNB | DISTRIBUTION | WP PUTRAJAYA & CYBERJAYA | Existing | 11 kV |  | RYB | VPTJ/PCE/J05051 | PE 5.05 C/S S/L
378567939 | TNB | DISTRIBUTION | WP PUTRAJAYA & CYBERJAYA | Existing | 11 kV |  | RYB | VPTJ/PCE/J05051 | PE 5.05 C/S S/L
378568035 | TNB | DISTRIBUTION | WP PUTRAJAYA & CYBERJAYA | Existing | 11 kV |  | RYB | VPTJ/PCE/J05061 | PE 5.06 C/S S/L
378568036 | TNB | DISTRIBUTION | WP PUTRAJAYA & CYBERJAYA | Existing | 11 kV |  | RYB | VPTJ/PCE/J05061 | PE 5.06 C/S S/L
378568041 | TNB | DISTRIBUTION | WP PUTRAJAYA & CYBERJAYA | Existing | 11 kV |  | RYB | VPTJ/PCE/J05061 | PE 5.06 C/S S/L
378568047 | TNB | DISTRIBUTION | WP PUTRAJAYA & CYBERJAYA | Existing | 11 kV |  | RYB | VPTJ/PCE/J05061 | PE 5.06 C/S S/L
378568048 | TNB | DISTRIBUTION | WP PUTRAJAYA & CYBERJAYA | Existing | 11 kV |  | RYB | VPTJ/PCE/J05061 | PE 5.06 C/S S/L
378568052 | TNB | DISTRIBUTION | WP PUTRAJAYA & CYBERJAYA | Existing | 11 kV |  | RYB | VPTJ/PCE/J05061 | PE 5.06 C/S S/L
378568055 | TNB | DISTRIBUTION | WP PUTRAJAYA & CYBERJAYA | Existing | 11 kV |  | RYB | VPTJ/PCE/J05061 | PE 5.06 C/S S/L
378568056 | TNB | DISTRIBUTION | WP PUTRAJAYA & CYBERJAYA | Existing | 11 kV |  | RYB | VPTJ/PCE/J05061 | PE 5.06 C/S S/L
378568076 | TNB | DISTRIBUTION | WP PUTRAJAYA & CYBERJAYA | Existing | 11 kV |  | RYB | VPTJ/PCE/J05041 | PE 5.04 C/S S/L
378568077 | TNB | DISTRIBUTION | WP PUTRAJAYA & CYBERJAYA | Existing | 11 kV |  | RYB | VPTJ/PCE/J05041 | PE 5.04 C/S S/L
378568082 | TNB | DISTRIBUTION | WP PUTRAJAYA & CYBERJAYA | Existing | 11 kV |  | RYB | VPTJ/PCE/J05041 | PE 5.04 C/S S/L
378568088 | TNB | DISTRIBUTION | WP PUTRAJAYA & CYBERJAYA | Existing | 11 kV |  | RYB | VPTJ/PCE/J05041 | PE 5.04 C/S S/L
378568089 | TNB | DISTRIBUTION | WP PUTRAJAYA & CYBERJAYA | Existing | 11 kV |  | RYB | VPTJ/PCE/J05041 | PE 5.04 C/S S/L
378568093 | TNB | DISTRIBUTION | WP PUTRAJAYA & CYBERJAYA | Existing | 11 kV |  | RYB | VPTJ/PCE/J05041 | PE 5.04 C/S S/L
378568096 | TNB | DISTRIBUTION | WP PUTRAJAYA & CYBERJAYA | Existing | 11 kV |  | RYB | VPTJ/PCE/J05041 | PE 5.04 C/S S/L
378568097 | TNB | DISTRIBUTION | WP PUTRAJAYA & CYBERJAYA | Existing | 11 kV |  | RYB | VPTJ/PCE/J05041 | PE 5.04 C/S S/L
378571999 | TNB | DISTRIBUTION | WP PUTRAJAYA & CYBERJAYA | Existing | 11 kV |  | RYB | VCBJ/PCE/J21421 | PE 21.42 CYBERVILLAGE SERENITY 4 F1
378572000 | TNB | DISTRIBUTION | WP PUTRAJAYA & CYBERJAYA | Existing | 11 kV |  | RYB | VCBJ/PCE/J21421 | PE 21.42 CYBERVILLAGE SERENITY 4 F1
378572005 | TNB | DISTRIBUTION | WP PUTRAJAYA & CYBERJAYA | Existing | 11 kV |  | RYB | VCBJ/PCE/J21421 | PE 21.42 CYBERVILLAGE SERENITY 4 F1
378572011 | TNB | DISTRIBUTION | WP PUTRAJAYA & CYBERJAYA | Existing | 11 kV |  | RYB | VCBJ/PCE/J21421 | PE 21.42 CYBERVILLAGE SERENITY 4 F1
378572012 | TNB | DISTRIBUTION | WP PUTRAJAYA & CYBERJAYA | Existing | 11 kV |  | RYB | VCBJ/PCE/J21421 | PE 21.42 CYBERVILLAGE SERENITY 4 F1
378572016 | TNB | DISTRIBUTION | WP PUTRAJAYA & CYBERJAYA | Existing | 11 kV |  | RYB | VCBJ/PCE/J21421 | PE 21.42 CYBERVILLAGE SERENITY 4 F1
378572019 | TNB | DISTRIBUTION | WP PUTRAJAYA & CYBERJAYA | Existing | 11 kV |  | RYB | VCBJ/PCE/J21421 | PE 21.42 CYBERVILLAGE SERENITY 4 F1
378572020 | TNB | DISTRIBUTION | WP PUTRAJAYA & CYBERJAYA | Existing | 11 kV |  | RYB | VCBJ/PCE/J21421 | PE 21.42 CYBERVILLAGE SERENITY 4 F1
378572022 | TNB | DISTRIBUTION | WP PUTRAJAYA & CYBERJAYA | Existing | 11 kV |  | RYB | VCBJ/PCE/J21422 | PE 21.42 CYBERVILLAGE SERENITY 4 F2
378572023 | TNB | DISTRIBUTION | WP PUTRAJAYA & CYBERJAYA | Existing | 11 kV |  | RYB | VCBJ/PCE/J21422 | PE 21.42 CYBERVILLAGE SERENITY 4 F2
378572028 | TNB | DISTRIBUTION | WP PUTRAJAYA & CYBERJAYA | Existing | 11 kV |  | RYB | VCBJ/PCE/J21422 | PE 21.42 CYBERVILLAGE SERENITY 4 F2
378572034 | TNB | DISTRIBUTION | WP PUTRAJAYA & CYBERJAYA | Existing | 11 kV |  | RYB | VCBJ/PCE/J21422 | PE 21.42 CYBERVILLAGE SERENITY 4 F2
378572035 | TNB | DISTRIBUTION | WP PUTRAJAYA & CYBERJAYA | Existing | 11 kV |  | RYB | VCBJ/PCE/J21422 | PE 21.42 CYBERVILLAGE SERENITY 4 F2
378572039 | TNB | DISTRIBUTION | WP PUTRAJAYA & CYBERJAYA | Existing | 11 kV |  | RYB | VCBJ/PCE/J21422 | PE 21.42 CYBERVILLAGE SERENITY 4 F2
378572042 | TNB | DISTRIBUTION | WP PUTRAJAYA & CYBERJAYA | Existing | 11 kV |  | RYB | VCBJ/PCE/J21422 | PE 21.42 CYBERVILLAGE SERENITY 4 F2
378572043 | TNB | DISTRIBUTION | WP PUTRAJAYA & CYBERJAYA | Existing | 11 kV |  | RYB | VCBJ/PCE/J21422 | PE 21.42 CYBERVILLAGE SERENITY 4 F2
378572191 | TNB | DISTRIBUTION | WP PUTRAJAYA & CYBERJAYA | Existing | 11 kV |  | RYB | VCBJ/PCE/J21461 | PE 21.46 PS 12
378572192 | TNB | DISTRIBUTION | WP PUTRAJAYA & CYBERJAYA | Existing | 11 kV |  | RYB | VCBJ/PCE/J21461 | PE 21.46 PS 12
378572197 | TNB | DISTRIBUTION | WP PUTRAJAYA & CYBERJAYA | Existing | 11 kV |  | RYB | VCBJ/PCE/J21461 | PE 21.46 PS 12
378572203 | TNB | DISTRIBUTION | WP PUTRAJAYA & CYBERJAYA | Existing | 11 kV |  | RYB | VCBJ/PCE/J21461 | PE 21.46 PS 12
378572204 | TNB | DISTRIBUTION | WP PUTRAJAYA & CYBERJAYA | Existing | 11 kV |  | RYB | VCBJ/PCE/J21461 | PE 21.46 PS 12
378572208 | TNB | DISTRIBUTION | WP PUTRAJAYA & CYBERJAYA | Existing | 11 kV |  | RYB | VCBJ/PCE/J21461 | PE 21.46 PS 12
378572211 | TNB | DISTRIBUTION | WP PUTRAJAYA & CYBERJAYA | Existing | 11 kV |  | RYB | VCBJ/PCE/J21461 | PE 21.46 PS 12
378572212 | TNB | DISTRIBUTION | WP PUTRAJAYA & CYBERJAYA | Existing | 11 kV |  | RYB | VCBJ/PCE/J21461 | PE 21.46 PS 12
378572279 | TNB | DISTRIBUTION | WP PUTRAJAYA & CYBERJAYA | Existing | 11 kV |  | RYB | VCBJ/PCE/J24031 | PE 24.03 JELANG VISTA 2
378572280 | TNB | DISTRIBUTION | WP PUTRAJAYA & CYBERJAYA | Existing | 11 kV |  | RYB | VCBJ/PCE/J24031 | PE 24.03 JELANG VISTA 2
378572285 | TNB | DISTRIBUTION | WP PUTRAJAYA & CYBERJAYA | Existing | 11 kV |  | RYB | VCBJ/PCE/J24031 | PE 24.03 JELANG VISTA 2
378572291 | TNB | DISTRIBUTION | WP PUTRAJAYA & CYBERJAYA | Existing | 11 kV |  | RYB | VCBJ/PCE/J24031 | PE 24.03 JELANG VISTA 2
378572292 | TNB | DISTRIBUTION | WP PUTRAJAYA & CYBERJAYA | Existing | 11 kV |  | RYB | VCBJ/PCE/J24031 | PE 24.03 JELANG VISTA 2
378572296 | TNB | DISTRIBUTION | WP PUTRAJAYA & CYBERJAYA | Existing | 11 kV |  | RYB | VCBJ/PCE/J24031 | PE 24.03 JELANG VISTA 2
378572299 | TNB | DISTRIBUTION | WP PUTRAJAYA & CYBERJAYA | Existing | 11 kV |  | RYB | VCBJ/PCE/J24031 | PE 24.03 JELANG VISTA 2
378572300 | TNB | DISTRIBUTION | WP PUTRAJAYA & CYBERJAYA | Existing | 11 kV |  | RYB | VCBJ/PCE/J24031 | PE 24.03 JELANG VISTA 2
378572373 | TNB | DISTRIBUTION | WP PUTRAJAYA & CYBERJAYA | Existing | 11 kV |  | RYB | VCBJ/PCE/J24021 | PE 24.02 JELANG VISTA 1
378572374 | TNB | DISTRIBUTION | WP PUTRAJAYA & CYBERJAYA | Existing | 11 kV |  | RYB | VCBJ/PCE/J24021 | PE 24.02 JELANG VISTA 1
378572379 | TNB | DISTRIBUTION | WP PUTRAJAYA & CYBERJAYA | Existing | 11 kV |  | RYB | VCBJ/PCE/J24021 | PE 24.02 JELANG VISTA 1
378572385 | TNB | DISTRIBUTION | WP PUTRAJAYA & CYBERJAYA | Existing | 11 kV |  | RYB | VCBJ/PCE/J24021 | PE 24.02 JELANG VISTA 1
378572386 | TNB | DISTRIBUTION | WP PUTRAJAYA & CYBERJAYA | Existing | 11 kV |  | RYB | VCBJ/PCE/J24021 | PE 24.02 JELANG VISTA 1
378572390 | TNB | DISTRIBUTION | WP PUTRAJAYA & CYBERJAYA | Existing | 11 kV |  | RYB | VCBJ/PCE/J24021 | PE 24.02 JELANG VISTA 1
378572393 | TNB | DISTRIBUTION | WP PUTRAJAYA & CYBERJAYA | Existing | 11 kV |  | RYB | VCBJ/PCE/J24021 | PE 24.02 JELANG VISTA 1
378572394 | TNB | DISTRIBUTION | WP PUTRAJAYA & CYBERJAYA | Existing | 11 kV |  | RYB | VCBJ/PCE/J24021 | PE 24.02 JELANG VISTA 1
378572496 | TNB | DISTRIBUTION | WP PUTRAJAYA & CYBERJAYA | Existing | 11 kV |  | RYB | VCBJ/PCE/J21751 | PE 21.75 LAKEVIEW WEST 1
378572497 | TNB | DISTRIBUTION | WP PUTRAJAYA & CYBERJAYA | Existing | 11 kV |  | RYB | VCBJ/PCE/J21751 | PE 21.75 LAKEVIEW WEST 1
378572502 | TNB | DISTRIBUTION | WP PUTRAJAYA & CYBERJAYA | Existing | 11 kV |  | RYB | VCBJ/PCE/J21751 | PE 21.75 LAKEVIEW WEST 1
378572508 | TNB | DISTRIBUTION | WP PUTRAJAYA & CYBERJAYA | Existing | 11 kV |  | RYB | VCBJ/PCE/J21751 | PE 21.75 LAKEVIEW WEST 1
378572509 | TNB | DISTRIBUTION | WP PUTRAJAYA & CYBERJAYA | Existing | 11 kV |  | RYB | VCBJ/PCE/J21751 | PE 21.75 LAKEVIEW WEST 1
378572513 | TNB | DISTRIBUTION | WP PUTRAJAYA & CYBERJAYA | Existing | 11 kV |  | RYB | VCBJ/PCE/J21751 | PE 21.75 LAKEVIEW WEST 1
378572516 | TNB | DISTRIBUTION | WP PUTRAJAYA & CYBERJAYA | Existing | 11 kV |  | RYB | VCBJ/PCE/J21751 | PE 21.75 LAKEVIEW WEST 1
378572517 | TNB | DISTRIBUTION | WP PUTRAJAYA & CYBERJAYA | Existing | 11 kV |  | RYB | VCBJ/PCE/J21751 | PE 21.75 LAKEVIEW WEST 1
378572590 | TNB | DISTRIBUTION | WP PUTRAJAYA & CYBERJAYA | Existing | 11 kV |  | RYB | VCBJ/PCE/J21741 | PE 21.74 LAKE VIEW WEST 2
378572591 | TNB | DISTRIBUTION | WP PUTRAJAYA & CYBERJAYA | Existing | 11 kV |  | RYB | VCBJ/PCE/J21741 | PE 21.74 LAKE VIEW WEST 2
378572596 | TNB | DISTRIBUTION | WP PUTRAJAYA & CYBERJAYA | Existing | 11 kV |  | RYB | VCBJ/PCE/J21741 | PE 21.74 LAKE VIEW WEST 2
378572602 | TNB | DISTRIBUTION | WP PUTRAJAYA & CYBERJAYA | Existing | 11 kV |  | RYB | VCBJ/PCE/J21741 | PE 21.74 LAKE VIEW WEST 2
378572603 | TNB | DISTRIBUTION | WP PUTRAJAYA & CYBERJAYA | Existing | 11 kV |  | RYB | VCBJ/PCE/J21741 | PE 21.74 LAKE VIEW WEST 2
378572607 | TNB | DISTRIBUTION | WP PUTRAJAYA & CYBERJAYA | Existing | 11 kV |  | RYB | VCBJ/PCE/J21741 | PE 21.74 LAKE VIEW WEST 2
378572610 | TNB | DISTRIBUTION | WP PUTRAJAYA & CYBERJAYA | Existing | 11 kV |  | RYB | VCBJ/PCE/J21741 | PE 21.74 LAKE VIEW WEST 2
378572611 | TNB | DISTRIBUTION | WP PUTRAJAYA & CYBERJAYA | Existing | 11 kV |  | RYB | VCBJ/PCE/J21741 | PE 21.74 LAKE VIEW WEST 2
378572772 | TNB | DISTRIBUTION | WP PUTRAJAYA & CYBERJAYA | Existing | 11 kV |  | RYB | VCBJ/PCE/J22481 | PE 22.48 LOT 12082 FASA 1B F1
378572773 | TNB | DISTRIBUTION | WP PUTRAJAYA & CYBERJAYA | Existing | 11 kV |  | RYB | VCBJ/PCE/J22481 | PE 22.48 LOT 12082 FASA 1B F1
378572778 | TNB | DISTRIBUTION | WP PUTRAJAYA & CYBERJAYA | Existing | 11 kV |  | RYB | VCBJ/PCE/J22481 | PE 22.48 LOT 12082 FASA 1B F1
378572784 | TNB | DISTRIBUTION | WP PUTRAJAYA & CYBERJAYA | Existing | 11 kV |  | RYB | VCBJ/PCE/J22481 | PE 22.48 LOT 12082 FASA 1B F1
378572785 | TNB | DISTRIBUTION | WP PUTRAJAYA & CYBERJAYA | Existing | 11 kV |  | RYB | VCBJ/PCE/J22481 | PE 22.48 LOT 12082 FASA 1B F1
378572789 | TNB | DISTRIBUTION | WP PUTRAJAYA & CYBERJAYA | Existing | 11 kV |  | RYB | VCBJ/PCE/J22481 | PE 22.48 LOT 12082 FASA 1B F1
378572792 | TNB | DISTRIBUTION | WP PUTRAJAYA & CYBERJAYA | Existing | 11 kV |  | RYB | VCBJ/PCE/J22481 | PE 22.48 LOT 12082 FASA 1B F1
378572793 | TNB | DISTRIBUTION | WP PUTRAJAYA & CYBERJAYA | Existing | 11 kV |  | RYB | VCBJ/PCE/J22481 | PE 22.48 LOT 12082 FASA 1B F1
378572858 | TNB | DISTRIBUTION | WP PUTRAJAYA & CYBERJAYA | Existing | 11 kV |  | RYB | VCBJ/PCE/J22482 | PE 22.48 LOT 12082 FASA 1B F2
378572859 | TNB | DISTRIBUTION | WP PUTRAJAYA & CYBERJAYA | Existing | 11 kV |  | RYB | VCBJ/PCE/J22482 | PE 22.48 LOT 12082 FASA 1B F2
378572864 | TNB | DISTRIBUTION | WP PUTRAJAYA & CYBERJAYA | Existing | 11 kV |  | RYB | VCBJ/PCE/J22482 | PE 22.48 LOT 12082 FASA 1B F2
378572870 | TNB | DISTRIBUTION | WP PUTRAJAYA & CYBERJAYA | Existing | 11 kV |  | RYB | VCBJ/PCE/J22482 | PE 22.48 LOT 12082 FASA 1B F2
378572871 | TNB | DISTRIBUTION | WP PUTRAJAYA & CYBERJAYA | Existing | 11 kV |  | RYB | VCBJ/PCE/J22482 | PE 22.48 LOT 12082 FASA 1B F2
378572875 | TNB | DISTRIBUTION | WP PUTRAJAYA & CYBERJAYA | Existing | 11 kV |  | RYB | VCBJ/PCE/J22482 | PE 22.48 LOT 12082 FASA 1B F2
378572878 | TNB | DISTRIBUTION | WP PUTRAJAYA & CYBERJAYA | Existing | 11 kV |  | RYB | VCBJ/PCE/J22482 | PE 22.48 LOT 12082 FASA 1B F2
378572879 | TNB | DISTRIBUTION | WP PUTRAJAYA & CYBERJAYA | Existing | 11 kV |  | RYB | VCBJ/PCE/J22482 | PE 22.48 LOT 12082 FASA 1B F2
378573005 | TNB | DISTRIBUTION | WP PUTRAJAYA & CYBERJAYA | Existing | 11 kV |  | RYB | VCBJ/PCE/J22171 | PE 22.17 PADAT STP 4
378573006 | TNB | DISTRIBUTION | WP PUTRAJAYA & CYBERJAYA | Existing | 11 kV |  | RYB | VCBJ/PCE/J22171 | PE 22.17 PADAT STP 4
378573011 | TNB | DISTRIBUTION | WP PUTRAJAYA & CYBERJAYA | Existing | 11 kV |  | RYB | VCBJ/PCE/J22171 | PE 22.17 PADAT STP 4
378573017 | TNB | DISTRIBUTION | WP PUTRAJAYA & CYBERJAYA | Existing | 11 kV |  | RYB | VCBJ/PCE/J22171 | PE 22.17 PADAT STP 4
378573018 | TNB | DISTRIBUTION | WP PUTRAJAYA & CYBERJAYA | Existing | 11 kV |  | RYB | VCBJ/PCE/J22171 | PE 22.17 PADAT STP 4
378573022 | TNB | DISTRIBUTION | WP PUTRAJAYA & CYBERJAYA | Existing | 11 kV |  | RYB | VCBJ/PCE/J22171 | PE 22.17 PADAT STP 4
378573025 | TNB | DISTRIBUTION | WP PUTRAJAYA & CYBERJAYA | Existing | 11 kV |  | RYB | VCBJ/PCE/J22171 | PE 22.17 PADAT STP 4
378573026 | TNB | DISTRIBUTION | WP PUTRAJAYA & CYBERJAYA | Existing | 11 kV |  | RYB | VCBJ/PCE/J22171 | PE 22.17 PADAT STP 4
378573102 | TNB | DISTRIBUTION | WP PUTRAJAYA & CYBERJAYA | Existing | 11 kV |  | RYB | VCBJ/PCE/J22142 | PE 22.14 CYBER HEIGHT VILLA F2
378573106 | TNB | DISTRIBUTION | WP PUTRAJAYA & CYBERJAYA | Existing | 11 kV |  | RYB | VCBJ/PCE/J22142 | PE 22.14 CYBER HEIGHT VILLA F2
378573108 | TNB | DISTRIBUTION | WP PUTRAJAYA & CYBERJAYA | Existing | 11 kV |  | RYB | VCBJ/PCE/J22142 | PE 22.14 CYBER HEIGHT VILLA F2
378573118 | TNB | DISTRIBUTION | WP PUTRAJAYA & CYBERJAYA | Existing | 11 kV |  | RYB | VCBJ/PCE/J22142 | PE 22.14 CYBER HEIGHT VILLA F2
378573134 | TNB | DISTRIBUTION | WP PUTRAJAYA & CYBERJAYA | Existing | 11 kV |  | RYB | VCBJ/PCE/J22142 | PE 22.14 CYBER HEIGHT VILLA F2
378573135 | TNB | DISTRIBUTION | WP PUTRAJAYA & CYBERJAYA | Existing | 11 kV |  | RYB | VCBJ/PCE/J22142 | PE 22.14 CYBER HEIGHT VILLA F2
378573137 | TNB | DISTRIBUTION | WP PUTRAJAYA & CYBERJAYA | Existing | 11 kV |  | RYB | VCBJ/PCE/J22142 | PE 22.14 CYBER HEIGHT VILLA F2
378573143 | TNB | DISTRIBUTION | WP PUTRAJAYA & CYBERJAYA | Existing | 11 kV |  | RYB | VCBJ/PCE/J22142 | PE 22.14 CYBER HEIGHT VILLA F2
378573144 | TNB | DISTRIBUTION | WP PUTRAJAYA & CYBERJAYA | Existing | 11 kV |  | RYB | VCBJ/PCE/J22142 | PE 22.14 CYBER HEIGHT VILLA F2
378573213 | TNB | DISTRIBUTION | WP PUTRAJAYA & CYBERJAYA | Existing | 11 kV |  | RYB | VCBJ/PCE/J22141 | PE 22.14 CYBER HEIGHT VILLA F1
378573217 | TNB | DISTRIBUTION | WP PUTRAJAYA & CYBERJAYA | Existing | 11 kV |  | RYB | VCBJ/PCE/J22141 | PE 22.14 CYBER HEIGHT VILLA F1
378573219 | TNB | DISTRIBUTION | WP PUTRAJAYA & CYBERJAYA | Existing | 11 kV |  | RYB | VCBJ/PCE/J22141 | PE 22.14 CYBER HEIGHT VILLA F1
378573229 | TNB | DISTRIBUTION | WP PUTRAJAYA & CYBERJAYA | Existing | 11 kV |  | RYB | VCBJ/PCE/J22141 | PE 22.14 CYBER HEIGHT VILLA F1
378573245 | TNB | DISTRIBUTION | WP PUTRAJAYA & CYBERJAYA | Existing | 11 kV |  | RYB | VCBJ/PCE/J22141 | PE 22.14 CYBER HEIGHT VILLA F1
378573246 | TNB | DISTRIBUTION | WP PUTRAJAYA & CYBERJAYA | Existing | 11 kV |  | RYB | VCBJ/PCE/J22141 | PE 22.14 CYBER HEIGHT VILLA F1
378573248 | TNB | DISTRIBUTION | WP PUTRAJAYA & CYBERJAYA | Existing | 11 kV |  | RYB | VCBJ/PCE/J22141 | PE 22.14 CYBER HEIGHT VILLA F1
378573254 | TNB | DISTRIBUTION | WP PUTRAJAYA & CYBERJAYA | Existing | 11 kV |  | RYB | VCBJ/PCE/J22141 | PE 22.14 CYBER HEIGHT VILLA F1
378573255 | TNB | DISTRIBUTION | WP PUTRAJAYA & CYBERJAYA | Existing | 11 kV |  | RYB | VCBJ/PCE/J22141 | PE 22.14 CYBER HEIGHT VILLA F1
378573399 | TNB | DISTRIBUTION | WP PUTRAJAYA & CYBERJAYA | Existing | 11 kV |  | RYB | VCBJ/PCE/J22211 | PE 22.21 CYBER HEIGHT VILLA F1
378573400 | TNB | DISTRIBUTION | WP PUTRAJAYA & CYBERJAYA | Existing | 11 kV |  | RYB | VCBJ/PCE/J22211 | PE 22.21 CYBER HEIGHT VILLA F1
378573405 | TNB | DISTRIBUTION | WP PUTRAJAYA & CYBERJAYA | Existing | 11 kV |  | RYB | VCBJ/PCE/J22211 | PE 22.21 CYBER HEIGHT VILLA F1
378573411 | TNB | DISTRIBUTION | WP PUTRAJAYA & CYBERJAYA | Existing | 11 kV |  | RYB | VCBJ/PCE/J22211 | PE 22.21 CYBER HEIGHT VILLA F1
378573412 | TNB | DISTRIBUTION | WP PUTRAJAYA & CYBERJAYA | Existing | 11 kV |  | RYB | VCBJ/PCE/J22211 | PE 22.21 CYBER HEIGHT VILLA F1
378573416 | TNB | DISTRIBUTION | WP PUTRAJAYA & CYBERJAYA | Existing | 11 kV |  | RYB | VCBJ/PCE/J22211 | PE 22.21 CYBER HEIGHT VILLA F1
378573419 | TNB | DISTRIBUTION | WP PUTRAJAYA & CYBERJAYA | Existing | 11 kV |  | RYB | VCBJ/PCE/J22211 | PE 22.21 CYBER HEIGHT VILLA F1
378573420 | TNB | DISTRIBUTION | WP PUTRAJAYA & CYBERJAYA | Existing | 11 kV |  | RYB | VCBJ/PCE/J22211 | PE 22.21 CYBER HEIGHT VILLA F1
378573507 | TNB | DISTRIBUTION | WP PUTRAJAYA & CYBERJAYA | Existing | 11 kV |  | RYB | VCBJ/PCE/J22212 | PE 22.21 CYBER HEIGHT VILLA F2
378573508 | TNB | DISTRIBUTION | WP PUTRAJAYA & CYBERJAYA | Existing | 11 kV |  | RYB | VCBJ/PCE/J22212 | PE 22.21 CYBER HEIGHT VILLA F2
378573513 | TNB | DISTRIBUTION | WP PUTRAJAYA & CYBERJAYA | Existing | 11 kV |  | RYB | VCBJ/PCE/J22212 | PE 22.21 CYBER HEIGHT VILLA F2
378573519 | TNB | DISTRIBUTION | WP PUTRAJAYA & CYBERJAYA | Existing | 11 kV |  | RYB | VCBJ/PCE/J22212 | PE 22.21 CYBER HEIGHT VILLA F2
378573520 | TNB | DISTRIBUTION | WP PUTRAJAYA & CYBERJAYA | Existing | 11 kV |  | RYB | VCBJ/PCE/J22212 | PE 22.21 CYBER HEIGHT VILLA F2
378573524 | TNB | DISTRIBUTION | WP PUTRAJAYA & CYBERJAYA | Existing | 11 kV |  | RYB | VCBJ/PCE/J22212 | PE 22.21 CYBER HEIGHT VILLA F2
378573527 | TNB | DISTRIBUTION | WP PUTRAJAYA & CYBERJAYA | Existing | 11 kV |  | RYB | VCBJ/PCE/J22212 | PE 22.21 CYBER HEIGHT VILLA F2
378573528 | TNB | DISTRIBUTION | WP PUTRAJAYA & CYBERJAYA | Existing | 11 kV |  | RYB | VCBJ/PCE/J22212 | PE 22.21 CYBER HEIGHT VILLA F2
378573730 | TNB | DISTRIBUTION | WP PUTRAJAYA & CYBERJAYA | Existing | 11 kV |  | RYB | VCBJ/PCE/J22222 | PE 22.22 CYBER HEIGHT VILLA F2
378573731 | TNB | DISTRIBUTION | WP PUTRAJAYA & CYBERJAYA | Existing | 11 kV |  | RYB | VCBJ/PCE/J22222 | PE 22.22 CYBER HEIGHT VILLA F2
378573736 | TNB | DISTRIBUTION | WP PUTRAJAYA & CYBERJAYA | Existing | 11 kV |  | RYB | VCBJ/PCE/J22222 | PE 22.22 CYBER HEIGHT VILLA F2
378573742 | TNB | DISTRIBUTION | WP PUTRAJAYA & CYBERJAYA | Existing | 11 kV |  | RYB | VCBJ/PCE/J22222 | PE 22.22 CYBER HEIGHT VILLA F2
378573743 | TNB | DISTRIBUTION | WP PUTRAJAYA & CYBERJAYA | Existing | 11 kV |  | RYB | VCBJ/PCE/J22222 | PE 22.22 CYBER HEIGHT VILLA F2
378573747 | TNB | DISTRIBUTION | WP PUTRAJAYA & CYBERJAYA | Existing | 11 kV |  | RYB | VCBJ/PCE/J22222 | PE 22.22 CYBER HEIGHT VILLA F2
378573750 | TNB | DISTRIBUTION | WP PUTRAJAYA & CYBERJAYA | Existing | 11 kV |  | RYB | VCBJ/PCE/J22222 | PE 22.22 CYBER HEIGHT VILLA F2
378573751 | TNB | DISTRIBUTION | WP PUTRAJAYA & CYBERJAYA | Existing | 11 kV |  | RYB | VCBJ/PCE/J22222 | PE 22.22 CYBER HEIGHT VILLA F2
378573753 | TNB | DISTRIBUTION | WP PUTRAJAYA & CYBERJAYA | Existing | 11 kV |  | RYB | VCBJ/PCE/J22221 | PE 22.22 CYBER HEIGHT VILLA F1
378573754 | TNB | DISTRIBUTION | WP PUTRAJAYA & CYBERJAYA | Existing | 11 kV |  | RYB | VCBJ/PCE/J22221 | PE 22.22 CYBER HEIGHT VILLA F1
378573759 | TNB | DISTRIBUTION | WP PUTRAJAYA & CYBERJAYA | Existing | 11 kV |  | RYB | VCBJ/PCE/J22221 | PE 22.22 CYBER HEIGHT VILLA F1
378573765 | TNB | DISTRIBUTION | WP PUTRAJAYA & CYBERJAYA | Existing | 11 kV |  | RYB | VCBJ/PCE/J22221 | PE 22.22 CYBER HEIGHT VILLA F1
378573766 | TNB | DISTRIBUTION | WP PUTRAJAYA & CYBERJAYA | Existing | 11 kV |  | RYB | VCBJ/PCE/J22221 | PE 22.22 CYBER HEIGHT VILLA F1
378573770 | TNB | DISTRIBUTION | WP PUTRAJAYA & CYBERJAYA | Existing | 11 kV |  | RYB | VCBJ/PCE/J22221 | PE 22.22 CYBER HEIGHT VILLA F1
378573773 | TNB | DISTRIBUTION | WP PUTRAJAYA & CYBERJAYA | Existing | 11 kV |  | RYB | VCBJ/PCE/J22221 | PE 22.22 CYBER HEIGHT VILLA F1
378573774 | TNB | DISTRIBUTION | WP PUTRAJAYA & CYBERJAYA | Existing | 11 kV |  | RYB | VCBJ/PCE/J22221 | PE 22.22 CYBER HEIGHT VILLA F1
378573918 | TNB | DISTRIBUTION | WP PUTRAJAYA & CYBERJAYA | Existing | 11 kV |  | RYB | VCBJ/PCE/J24151 | PE 24.15 APARTMENT TINDAK MURNI
378573919 | TNB | DISTRIBUTION | WP PUTRAJAYA & CYBERJAYA | Existing | 11 kV |  | RYB | VCBJ/PCE/J24151 | PE 24.15 APARTMENT TINDAK MURNI
378573920 | TNB | DISTRIBUTION | WP PUTRAJAYA & CYBERJAYA | Existing | 11 kV |  | RYB | VCBJ/PCE/J24151 | PE 24.15 APARTMENT TINDAK MURNI
378573927 | TNB | DISTRIBUTION | WP PUTRAJAYA & CYBERJAYA | Existing | 11 kV |  | RYB | VCBJ/PCE/J24151 | PE 24.15 APARTMENT TINDAK MURNI
378573930 | TNB | DISTRIBUTION | WP PUTRAJAYA & CYBERJAYA | Existing | 11 kV |  | RYB | VCBJ/PCE/J24151 | PE 24.15 APARTMENT TINDAK MURNI
378573931 | TNB | DISTRIBUTION | WP PUTRAJAYA & CYBERJAYA | Existing | 11 kV |  | RYB | VCBJ/PCE/J24151 | PE 24.15 APARTMENT TINDAK MURNI
378573932 | TNB | DISTRIBUTION | WP PUTRAJAYA & CYBERJAYA | Existing | 11 kV |  | RYB | VCBJ/PCE/J24151 | PE 24.15 APARTMENT TINDAK MURNI
378573934 | TNB | DISTRIBUTION | WP PUTRAJAYA & CYBERJAYA | Existing | 11 kV |  | RYB | VCBJ/PCE/J24151 | PE 24.15 APARTMENT TINDAK MURNI
378573935 | TNB | DISTRIBUTION | WP PUTRAJAYA & CYBERJAYA | Existing | 11 kV |  | RYB | VCBJ/PCE/J24151 | PE 24.15 APARTMENT TINDAK MURNI
378573937 | TNB | DISTRIBUTION | WP PUTRAJAYA & CYBERJAYA | Existing | 11 kV |  | RYB | VCBJ/PCE/J24151 | PE 24.15 APARTMENT TINDAK MURNI
378573945 | TNB | DISTRIBUTION | WP PUTRAJAYA & CYBERJAYA | Existing | 11 kV |  | RYB | VCBJ/PCE/J24151 | PE 24.15 APARTMENT TINDAK MURNI
378574128 | TNB | DISTRIBUTION | WP PUTRAJAYA & CYBERJAYA | Existing | 11 kV |  | RYB | VCBJ/PCE/J22252 | PE 22.25 CYBER HEIGHT VILLA F2
378574129 | TNB | DISTRIBUTION | WP PUTRAJAYA & CYBERJAYA | Existing | 11 kV |  | RYB | VCBJ/PCE/J22252 | PE 22.25 CYBER HEIGHT VILLA F2
378574134 | TNB | DISTRIBUTION | WP PUTRAJAYA & CYBERJAYA | Existing | 11 kV |  | RYB | VCBJ/PCE/J22252 | PE 22.25 CYBER HEIGHT VILLA F2
378574140 | TNB | DISTRIBUTION | WP PUTRAJAYA & CYBERJAYA | Existing | 11 kV |  | RYB | VCBJ/PCE/J22252 | PE 22.25 CYBER HEIGHT VILLA F2
378574141 | TNB | DISTRIBUTION | WP PUTRAJAYA & CYBERJAYA | Existing | 11 kV |  | RYB | VCBJ/PCE/J22252 | PE 22.25 CYBER HEIGHT VILLA F2
378574145 | TNB | DISTRIBUTION | WP PUTRAJAYA & CYBERJAYA | Existing | 11 kV |  | RYB | VCBJ/PCE/J22252 | PE 22.25 CYBER HEIGHT VILLA F2
378574148 | TNB | DISTRIBUTION | WP PUTRAJAYA & CYBERJAYA | Existing | 11 kV |  | RYB | VCBJ/PCE/J22252 | PE 22.25 CYBER HEIGHT VILLA F2
378574149 | TNB | DISTRIBUTION | WP PUTRAJAYA & CYBERJAYA | Existing | 11 kV |  | RYB | VCBJ/PCE/J22252 | PE 22.25 CYBER HEIGHT VILLA F2
378574207 | TNB | DISTRIBUTION | WP PUTRAJAYA & CYBERJAYA | Existing | 11 kV |  | RYB | VCBJ/PCE/J22251 | PE 22.25 CYBER HEIGHT VILLA F1
378574208 | TNB | DISTRIBUTION | WP PUTRAJAYA & CYBERJAYA | Existing | 11 kV |  | RYB | VCBJ/PCE/J22251 | PE 22.25 CYBER HEIGHT VILLA F1
378574213 | TNB | DISTRIBUTION | WP PUTRAJAYA & CYBERJAYA | Existing | 11 kV |  | RYB | VCBJ/PCE/J22251 | PE 22.25 CYBER HEIGHT VILLA F1
378574219 | TNB | DISTRIBUTION | WP PUTRAJAYA & CYBERJAYA | Existing | 11 kV |  | RYB | VCBJ/PCE/J22251 | PE 22.25 CYBER HEIGHT VILLA F1
378574220 | TNB | DISTRIBUTION | WP PUTRAJAYA & CYBERJAYA | Existing | 11 kV |  | RYB | VCBJ/PCE/J22251 | PE 22.25 CYBER HEIGHT VILLA F1
378574224 | TNB | DISTRIBUTION | WP PUTRAJAYA & CYBERJAYA | Existing | 11 kV |  | RYB | VCBJ/PCE/J22251 | PE 22.25 CYBER HEIGHT VILLA F1
378574227 | TNB | DISTRIBUTION | WP PUTRAJAYA & CYBERJAYA | Existing | 11 kV |  | RYB | VCBJ/PCE/J22251 | PE 22.25 CYBER HEIGHT VILLA F1
378574228 | TNB | DISTRIBUTION | WP PUTRAJAYA & CYBERJAYA | Existing | 11 kV |  | RYB | VCBJ/PCE/J22251 | PE 22.25 CYBER HEIGHT VILLA F1
378574355 | TNB | DISTRIBUTION | WP PUTRAJAYA & CYBERJAYA | Existing | 11 kV |  | RYB | VCBJ/PCE/J22232 | PE 22.23 SEK. SRI PUTERI F2
378574356 | TNB | DISTRIBUTION | WP PUTRAJAYA & CYBERJAYA | Existing | 11 kV |  | RYB | VCBJ/PCE/J22232 | PE 22.23 SEK. SRI PUTERI F2
378574361 | TNB | DISTRIBUTION | WP PUTRAJAYA & CYBERJAYA | Existing | 11 kV |  | RYB | VCBJ/PCE/J22232 | PE 22.23 SEK. SRI PUTERI F2
378574367 | TNB | DISTRIBUTION | WP PUTRAJAYA & CYBERJAYA | Existing | 11 kV |  | RYB | VCBJ/PCE/J22232 | PE 22.23 SEK. SRI PUTERI F2
378574368 | TNB | DISTRIBUTION | WP PUTRAJAYA & CYBERJAYA | Existing | 11 kV |  | RYB | VCBJ/PCE/J22232 | PE 22.23 SEK. SRI PUTERI F2
378574372 | TNB | DISTRIBUTION | WP PUTRAJAYA & CYBERJAYA | Existing | 11 kV |  | RYB | VCBJ/PCE/J22232 | PE 22.23 SEK. SRI PUTERI F2
378574375 | TNB | DISTRIBUTION | WP PUTRAJAYA & CYBERJAYA | Existing | 11 kV |  | RYB | VCBJ/PCE/J22232 | PE 22.23 SEK. SRI PUTERI F2
378574376 | TNB | DISTRIBUTION | WP PUTRAJAYA & CYBERJAYA | Existing | 11 kV |  | RYB | VCBJ/PCE/J22232 | PE 22.23 SEK. SRI PUTERI F2
378574436 | TNB | DISTRIBUTION | WP PUTRAJAYA & CYBERJAYA | Existing | 11 kV |  | RYB | VCBJ/PCE/J22231 | PE 22.23 SEK. SRI PUTERI F1
378574437 | TNB | DISTRIBUTION | WP PUTRAJAYA & CYBERJAYA | Existing | 11 kV |  | RYB | VCBJ/PCE/J22231 | PE 22.23 SEK. SRI PUTERI F1
378574442 | TNB | DISTRIBUTION | WP PUTRAJAYA & CYBERJAYA | Existing | 11 kV |  | RYB | VCBJ/PCE/J22231 | PE 22.23 SEK. SRI PUTERI F1
378574448 | TNB | DISTRIBUTION | WP PUTRAJAYA & CYBERJAYA | Existing | 11 kV |  | RYB | VCBJ/PCE/J22231 | PE 22.23 SEK. SRI PUTERI F1
378574449 | TNB | DISTRIBUTION | WP PUTRAJAYA & CYBERJAYA | Existing | 11 kV |  | RYB | VCBJ/PCE/J22231 | PE 22.23 SEK. SRI PUTERI F1
378574453 | TNB | DISTRIBUTION | WP PUTRAJAYA & CYBERJAYA | Existing | 11 kV |  | RYB | VCBJ/PCE/J22231 | PE 22.23 SEK. SRI PUTERI F1
378574456 | TNB | DISTRIBUTION | WP PUTRAJAYA & CYBERJAYA | Existing | 11 kV |  | RYB | VCBJ/PCE/J22231 | PE 22.23 SEK. SRI PUTERI F1
378574457 | TNB | DISTRIBUTION | WP PUTRAJAYA & CYBERJAYA | Existing | 11 kV |  | RYB | VCBJ/PCE/J22231 | PE 22.23 SEK. SRI PUTERI F1
378574576 | TNB | DISTRIBUTION | WP PUTRAJAYA & CYBERJAYA | Existing | 11 kV |  | RYB | VCBJ/PCE/J22242 | PE 22.24 SEK. SRI PUTERI F2
378574577 | TNB | DISTRIBUTION | WP PUTRAJAYA & CYBERJAYA | Existing | 11 kV |  | RYB | VCBJ/PCE/J22242 | PE 22.24 SEK. SRI PUTERI F2
378574582 | TNB | DISTRIBUTION | WP PUTRAJAYA & CYBERJAYA | Existing | 11 kV |  | RYB | VCBJ/PCE/J22242 | PE 22.24 SEK. SRI PUTERI F2
378574588 | TNB | DISTRIBUTION | WP PUTRAJAYA & CYBERJAYA | Existing | 11 kV |  | RYB | VCBJ/PCE/J22242 | PE 22.24 SEK. SRI PUTERI F2
378574589 | TNB | DISTRIBUTION | WP PUTRAJAYA & CYBERJAYA | Existing | 11 kV |  | RYB | VCBJ/PCE/J22242 | PE 22.24 SEK. SRI PUTERI F2
378574593 | TNB | DISTRIBUTION | WP PUTRAJAYA & CYBERJAYA | Existing | 11 kV |  | RYB | VCBJ/PCE/J22242 | PE 22.24 SEK. SRI PUTERI F2
378574596 | TNB | DISTRIBUTION | WP PUTRAJAYA & CYBERJAYA | Existing | 11 kV |  | RYB | VCBJ/PCE/J22242 | PE 22.24 SEK. SRI PUTERI F2
378574597 | TNB | DISTRIBUTION | WP PUTRAJAYA & CYBERJAYA | Existing | 11 kV |  | RYB | VCBJ/PCE/J22242 | PE 22.24 SEK. SRI PUTERI F2
378574662 | TNB | DISTRIBUTION | WP PUTRAJAYA & CYBERJAYA | Existing | 11 kV |  | RYB | VCBJ/PCE/J22241 | PE 22.24 SEK. SRI PUTERI F1
378574663 | TNB | DISTRIBUTION | WP PUTRAJAYA & CYBERJAYA | Existing | 11 kV |  | RYB | VCBJ/PCE/J22241 | PE 22.24 SEK. SRI PUTERI F1
378574675 | TNB | DISTRIBUTION | WP PUTRAJAYA & CYBERJAYA | Existing | 11 kV |  | RYB | VCBJ/PCE/J22241 | PE 22.24 SEK. SRI PUTERI F1
378574676 | TNB | DISTRIBUTION | WP PUTRAJAYA & CYBERJAYA | Existing | 11 kV |  | RYB | VCBJ/PCE/J22241 | PE 22.24 SEK. SRI PUTERI F1
378574678 | TNB | DISTRIBUTION | WP PUTRAJAYA & CYBERJAYA | Existing | 11 kV |  | RYB | VCBJ/PCE/J22241 | PE 22.24 SEK. SRI PUTERI F1
378574679 | TNB | DISTRIBUTION | WP PUTRAJAYA & CYBERJAYA | Existing | 11 kV |  | RYB | VCBJ/PCE/J22241 | PE 22.24 SEK. SRI PUTERI F1
378574680 | TNB | DISTRIBUTION | WP PUTRAJAYA & CYBERJAYA | Existing | 11 kV |  | RYB | VCBJ/PCE/J22241 | PE 22.24 SEK. SRI PUTERI F1
378574682 | TNB | DISTRIBUTION | WP PUTRAJAYA & CYBERJAYA | Existing | 11 kV |  | RYB | VCBJ/PCE/J22241 | PE 22.24 SEK. SRI PUTERI F1
378574683 | TNB | DISTRIBUTION | WP PUTRAJAYA & CYBERJAYA | Existing | 11 kV |  | RYB | VCBJ/PCE/J22241 | PE 22.24 SEK. SRI PUTERI F1
378574685 | TNB | DISTRIBUTION | WP PUTRAJAYA & CYBERJAYA | Existing | 11 kV |  | RYB | VCBJ/PCE/J22241 | PE 22.24 SEK. SRI PUTERI F1
378574692 | TNB | DISTRIBUTION | WP PUTRAJAYA & CYBERJAYA | Existing | 11 kV |  | RYB | VCBJ/PCE/J22241 | PE 22.24 SEK. SRI PUTERI F1
378574773 | TNB | DISTRIBUTION | WP PUTRAJAYA & CYBERJAYA | Existing | 11 kV |  | RYB | VCBJ/PCE/J21811 | SS 21.81 SHAFBURY-MLCP CAR PARK F1
378574774 | TNB | DISTRIBUTION | WP PUTRAJAYA & CYBERJAYA | Existing | 11 kV |  | RYB | VCBJ/PCE/J21811 | SS 21.81 SHAFBURY-MLCP CAR PARK F1
378574779 | TNB | DISTRIBUTION | WP PUTRAJAYA & CYBERJAYA | Existing | 11 kV |  | RYB | VCBJ/PCE/J21811 | SS 21.81 SHAFBURY-MLCP CAR PARK F1
378574785 | TNB | DISTRIBUTION | WP PUTRAJAYA & CYBERJAYA | Existing | 11 kV |  | RYB | VCBJ/PCE/J21811 | SS 21.81 SHAFBURY-MLCP CAR PARK F1
378574786 | TNB | DISTRIBUTION | WP PUTRAJAYA & CYBERJAYA | Existing | 11 kV |  | RYB | VCBJ/PCE/J21811 | SS 21.81 SHAFBURY-MLCP CAR PARK F1
378574790 | TNB | DISTRIBUTION | WP PUTRAJAYA & CYBERJAYA | Existing | 11 kV |  | RYB | VCBJ/PCE/J21811 | SS 21.81 SHAFBURY-MLCP CAR PARK F1
378574793 | TNB | DISTRIBUTION | WP PUTRAJAYA & CYBERJAYA | Existing | 11 kV |  | RYB | VCBJ/PCE/J21811 | SS 21.81 SHAFBURY-MLCP CAR PARK F1
378574794 | TNB | DISTRIBUTION | WP PUTRAJAYA & CYBERJAYA | Existing | 11 kV |  | RYB | VCBJ/PCE/J21811 | SS 21.81 SHAFBURY-MLCP CAR PARK F1
378574867 | TNB | DISTRIBUTION | WP PUTRAJAYA & CYBERJAYA | Existing | 11 kV |  | RYB | VCBJ/PCE/J21812 | SS 21.81 SHAFBURY-MLCP CAR PARK F2
378574868 | TNB | DISTRIBUTION | WP PUTRAJAYA & CYBERJAYA | Existing | 11 kV |  | RYB | VCBJ/PCE/J21812 | SS 21.81 SHAFBURY-MLCP CAR PARK F2
378574873 | TNB | DISTRIBUTION | WP PUTRAJAYA & CYBERJAYA | Existing | 11 kV |  | RYB | VCBJ/PCE/J21812 | SS 21.81 SHAFBURY-MLCP CAR PARK F2
378574879 | TNB | DISTRIBUTION | WP PUTRAJAYA & CYBERJAYA | Existing | 11 kV |  | RYB | VCBJ/PCE/J21812 | SS 21.81 SHAFBURY-MLCP CAR PARK F2
378574880 | TNB | DISTRIBUTION | WP PUTRAJAYA & CYBERJAYA | Existing | 11 kV |  | RYB | VCBJ/PCE/J21812 | SS 21.81 SHAFBURY-MLCP CAR PARK F2
378574884 | TNB | DISTRIBUTION | WP PUTRAJAYA & CYBERJAYA | Existing | 11 kV |  | RYB | VCBJ/PCE/J21812 | SS 21.81 SHAFBURY-MLCP CAR PARK F2
378574887 | TNB | DISTRIBUTION | WP PUTRAJAYA & CYBERJAYA | Existing | 11 kV |  | RYB | VCBJ/PCE/J21812 | SS 21.81 SHAFBURY-MLCP CAR PARK F2
378574888 | TNB | DISTRIBUTION | WP PUTRAJAYA & CYBERJAYA | Existing | 11 kV |  | RYB | VCBJ/PCE/J21812 | SS 21.81 SHAFBURY-MLCP CAR PARK F2
378574983 | TNB | DISTRIBUTION | WP PUTRAJAYA & CYBERJAYA | Existing | 11 kV |  | RYB | VCBJ/PCE/J21061 | PE 21.06 PADAT B 15-4
378574984 | TNB | DISTRIBUTION | WP PUTRAJAYA & CYBERJAYA | Existing | 11 kV |  | RYB | VCBJ/PCE/J21061 | PE 21.06 PADAT B 15-4
378574989 | TNB | DISTRIBUTION | WP PUTRAJAYA & CYBERJAYA | Existing | 11 kV |  | RYB | VCBJ/PCE/J21061 | PE 21.06 PADAT B 15-4
378574995 | TNB | DISTRIBUTION | WP PUTRAJAYA & CYBERJAYA | Existing | 11 kV |  | RYB | VCBJ/PCE/J21061 | PE 21.06 PADAT B 15-4
378574996 | TNB | DISTRIBUTION | WP PUTRAJAYA & CYBERJAYA | Existing | 11 kV |  | RYB | VCBJ/PCE/J21061 | PE 21.06 PADAT B 15-4
378575000 | TNB | DISTRIBUTION | WP PUTRAJAYA & CYBERJAYA | Existing | 11 kV |  | RYB | VCBJ/PCE/J21061 | PE 21.06 PADAT B 15-4
378575003 | TNB | DISTRIBUTION | WP PUTRAJAYA & CYBERJAYA | Existing | 11 kV |  | RYB | VCBJ/PCE/J21061 | PE 21.06 PADAT B 15-4
378575004 | TNB | DISTRIBUTION | WP PUTRAJAYA & CYBERJAYA | Existing | 11 kV |  | RYB | VCBJ/PCE/J21061 | PE 21.06 PADAT B 15-4
378575123 | TNB | DISTRIBUTION | WP PUTRAJAYA & CYBERJAYA | Existing | 11 kV |  | RYB | VCBJ/PCE/J21051 | PE 21.05 B15-3
378575124 | TNB | DISTRIBUTION | WP PUTRAJAYA & CYBERJAYA | Existing | 11 kV |  | RYB | VCBJ/PCE/J21051 | PE 21.05 B15-3
378575129 | TNB | DISTRIBUTION | WP PUTRAJAYA & CYBERJAYA | Existing | 11 kV |  | RYB | VCBJ/PCE/J21051 | PE 21.05 B15-3
378575135 | TNB | DISTRIBUTION | WP PUTRAJAYA & CYBERJAYA | Existing | 11 kV |  | RYB | VCBJ/PCE/J21051 | PE 21.05 B15-3
378575136 | TNB | DISTRIBUTION | WP PUTRAJAYA & CYBERJAYA | Existing | 11 kV |  | RYB | VCBJ/PCE/J21051 | PE 21.05 B15-3
378575140 | TNB | DISTRIBUTION | WP PUTRAJAYA & CYBERJAYA | Existing | 11 kV |  | RYB | VCBJ/PCE/J21051 | PE 21.05 B15-3
378575143 | TNB | DISTRIBUTION | WP PUTRAJAYA & CYBERJAYA | Existing | 11 kV |  | RYB | VCBJ/PCE/J21051 | PE 21.05 B15-3
378575144 | TNB | DISTRIBUTION | WP PUTRAJAYA & CYBERJAYA | Existing | 11 kV |  | RYB | VCBJ/PCE/J21051 | PE 21.05 B15-3
378575210 | TNB | DISTRIBUTION | WP PUTRAJAYA & CYBERJAYA | Existing | 11 kV |  | RYB | VCBJ/PCE/J21071 | PE 21.07 P.APEC
378575211 | TNB | DISTRIBUTION | WP PUTRAJAYA & CYBERJAYA | Existing | 11 kV |  | RYB | VCBJ/PCE/J21071 | PE 21.07 P.APEC
378575216 | TNB | DISTRIBUTION | WP PUTRAJAYA & CYBERJAYA | Existing | 11 kV |  | RYB | VCBJ/PCE/J21071 | PE 21.07 P.APEC
378575222 | TNB | DISTRIBUTION | WP PUTRAJAYA & CYBERJAYA | Existing | 11 kV |  | RYB | VCBJ/PCE/J21071 | PE 21.07 P.APEC
378575223 | TNB | DISTRIBUTION | WP PUTRAJAYA & CYBERJAYA | Existing | 11 kV |  | RYB | VCBJ/PCE/J21071 | PE 21.07 P.APEC
378575227 | TNB | DISTRIBUTION | WP PUTRAJAYA & CYBERJAYA | Existing | 11 kV |  | RYB | VCBJ/PCE/J21071 | PE 21.07 P.APEC
378575230 | TNB | DISTRIBUTION | WP PUTRAJAYA & CYBERJAYA | Existing | 11 kV |  | RYB | VCBJ/PCE/J21071 | PE 21.07 P.APEC
378575231 | TNB | DISTRIBUTION | WP PUTRAJAYA & CYBERJAYA | Existing | 11 kV |  | RYB | VCBJ/PCE/J21071 | PE 21.07 P.APEC
378575367 | TNB | DISTRIBUTION | WP PUTRAJAYA & CYBERJAYA | Existing | 11 kV |  | RYB | VCBJ/PCE/J21041 | PE 21.04 B15-2
378575368 | TNB | DISTRIBUTION | WP PUTRAJAYA & CYBERJAYA | Existing | 11 kV |  | RYB | VCBJ/PCE/J21041 | PE 21.04 B15-2
378575373 | TNB | DISTRIBUTION | WP PUTRAJAYA & CYBERJAYA | Existing | 11 kV |  | RYB | VCBJ/PCE/J21041 | PE 21.04 B15-2
378575379 | TNB | DISTRIBUTION | WP PUTRAJAYA & CYBERJAYA | Existing | 11 kV |  | RYB | VCBJ/PCE/J21041 | PE 21.04 B15-2
378575380 | TNB | DISTRIBUTION | WP PUTRAJAYA & CYBERJAYA | Existing | 11 kV |  | RYB | VCBJ/PCE/J21041 | PE 21.04 B15-2
378575384 | TNB | DISTRIBUTION | WP PUTRAJAYA & CYBERJAYA | Existing | 11 kV |  | RYB | VCBJ/PCE/J21041 | PE 21.04 B15-2
378575387 | TNB | DISTRIBUTION | WP PUTRAJAYA & CYBERJAYA | Existing | 11 kV |  | RYB | VCBJ/PCE/J21041 | PE 21.04 B15-2
378575388 | TNB | DISTRIBUTION | WP PUTRAJAYA & CYBERJAYA | Existing | 11 kV |  | RYB | VCBJ/PCE/J21041 | PE 21.04 B15-2
378575523 | TNB | DISTRIBUTION | WP PUTRAJAYA & CYBERJAYA | Existing | 11 kV |  | RYB | VPTJ/PCE/J11491 | PE 11.49 KANTIN KVDT
378575524 | TNB | DISTRIBUTION | WP PUTRAJAYA & CYBERJAYA | Existing | 11 kV |  | RYB | VPTJ/PCE/J11491 | PE 11.49 KANTIN KVDT
378575529 | TNB | DISTRIBUTION | WP PUTRAJAYA & CYBERJAYA | Existing | 11 kV |  | RYB | VPTJ/PCE/J11491 | PE 11.49 KANTIN KVDT
378575535 | TNB | DISTRIBUTION | WP PUTRAJAYA & CYBERJAYA | Existing | 11 kV |  | RYB | VPTJ/PCE/J11491 | PE 11.49 KANTIN KVDT
378575536 | TNB | DISTRIBUTION | WP PUTRAJAYA & CYBERJAYA | Existing | 11 kV |  | RYB | VPTJ/PCE/J11491 | PE 11.49 KANTIN KVDT
378575540 | TNB | DISTRIBUTION | WP PUTRAJAYA & CYBERJAYA | Existing | 11 kV |  | RYB | VPTJ/PCE/J11491 | PE 11.49 KANTIN KVDT
378575543 | TNB | DISTRIBUTION | WP PUTRAJAYA & CYBERJAYA | Existing | 11 kV |  | RYB | VPTJ/PCE/J11491 | PE 11.49 KANTIN KVDT
378575544 | TNB | DISTRIBUTION | WP PUTRAJAYA & CYBERJAYA | Existing | 11 kV |  | RYB | VPTJ/PCE/J11491 | PE 11.49 KANTIN KVDT
378575610 | TNB | DISTRIBUTION | WP PUTRAJAYA & CYBERJAYA | Existing | 11 kV |  | RYB | VCBJ/PCE/J21241 | SS 21.24 KVDT PETRONAS
378575612 | TNB | DISTRIBUTION | WP PUTRAJAYA & CYBERJAYA | Existing | 11 kV |  | RYB | VCBJ/PCE/J21241 | SS 21.24 KVDT PETRONAS
378575614 | TNB | DISTRIBUTION | WP PUTRAJAYA & CYBERJAYA | Existing | 11 kV |  | RYB | VCBJ/PCE/J21241 | SS 21.24 KVDT PETRONAS
378575617 | TNB | DISTRIBUTION | WP PUTRAJAYA & CYBERJAYA | Existing | 11 kV |  | RYB | VCBJ/PCE/J21241 | SS 21.24 KVDT PETRONAS
378575618 | TNB | DISTRIBUTION | WP PUTRAJAYA & CYBERJAYA | Existing | 11 kV |  | RYB | VCBJ/PCE/J21241 | SS 21.24 KVDT PETRONAS
378575619 | TNB | DISTRIBUTION | WP PUTRAJAYA & CYBERJAYA | Existing | 11 kV |  | RYB | VCBJ/PCE/J21241 | SS 21.24 KVDT PETRONAS
378575625 | TNB | DISTRIBUTION | WP PUTRAJAYA & CYBERJAYA | Existing | 11 kV |  | RYB | VCBJ/PCE/J21241 | SS 21.24 KVDT PETRONAS
378575630 | TNB | DISTRIBUTION | WP PUTRAJAYA & CYBERJAYA | Existing | 11 kV |  | RYB | VCBJ/PCE/J21241 | SS 21.24 KVDT PETRONAS
378575637 | TNB | DISTRIBUTION | WP PUTRAJAYA & CYBERJAYA | Existing | 11 kV |  | RYB | VCBJ/PCE/J21031 | PE 21.03 B15-1
378575638 | TNB | DISTRIBUTION | WP PUTRAJAYA & CYBERJAYA | Existing | 11 kV |  | RYB | VCBJ/PCE/J21031 | PE 21.03 B15-1
378575643 | TNB | DISTRIBUTION | WP PUTRAJAYA & CYBERJAYA | Existing | 11 kV |  | RYB | VCBJ/PCE/J21031 | PE 21.03 B15-1
378575649 | TNB | DISTRIBUTION | WP PUTRAJAYA & CYBERJAYA | Existing | 11 kV |  | RYB | VCBJ/PCE/J21031 | PE 21.03 B15-1
378575650 | TNB | DISTRIBUTION | WP PUTRAJAYA & CYBERJAYA | Existing | 11 kV |  | RYB | VCBJ/PCE/J21031 | PE 21.03 B15-1
378575654 | TNB | DISTRIBUTION | WP PUTRAJAYA & CYBERJAYA | Existing | 11 kV |  | RYB | VCBJ/PCE/J21031 | PE 21.03 B15-1
378575657 | TNB | DISTRIBUTION | WP PUTRAJAYA & CYBERJAYA | Existing | 11 kV |  | RYB | VCBJ/PCE/J21031 | PE 21.03 B15-1
378575658 | TNB | DISTRIBUTION | WP PUTRAJAYA & CYBERJAYA | Existing | 11 kV |  | RYB | VCBJ/PCE/J21031 | PE 21.03 B15-1
378575785 | TNB | DISTRIBUTION | WP PUTRAJAYA & CYBERJAYA | Existing | 11 kV |  | RYB | VPTJ/PCE/J11421 | PE 11.42 BLOK G (F1)
378575786 | TNB | DISTRIBUTION | WP PUTRAJAYA & CYBERJAYA | Existing | 11 kV |  | RYB | VPTJ/PCE/J11421 | PE 11.42 BLOK G (F1)
378575791 | TNB | DISTRIBUTION | WP PUTRAJAYA & CYBERJAYA | Existing | 11 kV |  | RYB | VPTJ/PCE/J11421 | PE 11.42 BLOK G (F1)
378575797 | TNB | DISTRIBUTION | WP PUTRAJAYA & CYBERJAYA | Existing | 11 kV |  | RYB | VPTJ/PCE/J11421 | PE 11.42 BLOK G (F1)
378575798 | TNB | DISTRIBUTION | WP PUTRAJAYA & CYBERJAYA | Existing | 11 kV |  | RYB | VPTJ/PCE/J11421 | PE 11.42 BLOK G (F1)
378575802 | TNB | DISTRIBUTION | WP PUTRAJAYA & CYBERJAYA | Existing | 11 kV |  | RYB | VPTJ/PCE/J11421 | PE 11.42 BLOK G (F1)
378575805 | TNB | DISTRIBUTION | WP PUTRAJAYA & CYBERJAYA | Existing | 11 kV |  | RYB | VPTJ/PCE/J11421 | PE 11.42 BLOK G (F1)
378575806 | TNB | DISTRIBUTION | WP PUTRAJAYA & CYBERJAYA | Existing | 11 kV |  | RYB | VPTJ/PCE/J11421 | PE 11.42 BLOK G (F1)
378575905 | TNB | DISTRIBUTION | WP PUTRAJAYA & CYBERJAYA | Existing | 11 kV |  | RYB | VPTJ/PCE/J11422 | PE 11.42 BLOK G (F2)
378575906 | TNB | DISTRIBUTION | WP PUTRAJAYA & CYBERJAYA | Existing | 11 kV |  | RYB | VPTJ/PCE/J11422 | PE 11.42 BLOK G (F2)
378575911 | TNB | DISTRIBUTION | WP PUTRAJAYA & CYBERJAYA | Existing | 11 kV |  | RYB | VPTJ/PCE/J11422 | PE 11.42 BLOK G (F2)
378575917 | TNB | DISTRIBUTION | WP PUTRAJAYA & CYBERJAYA | Existing | 11 kV |  | RYB | VPTJ/PCE/J11422 | PE 11.42 BLOK G (F2)
378575918 | TNB | DISTRIBUTION | WP PUTRAJAYA & CYBERJAYA | Existing | 11 kV |  | RYB | VPTJ/PCE/J11422 | PE 11.42 BLOK G (F2)
378575922 | TNB | DISTRIBUTION | WP PUTRAJAYA & CYBERJAYA | Existing | 11 kV |  | RYB | VPTJ/PCE/J11422 | PE 11.42 BLOK G (F2)
378575925 | TNB | DISTRIBUTION | WP PUTRAJAYA & CYBERJAYA | Existing | 11 kV |  | RYB | VPTJ/PCE/J11422 | PE 11.42 BLOK G (F2)
378575926 | TNB | DISTRIBUTION | WP PUTRAJAYA & CYBERJAYA | Existing | 11 kV |  | RYB | VPTJ/PCE/J11422 | PE 11.42 BLOK G (F2)
378575998 | TNB | DISTRIBUTION | WP PUTRAJAYA & CYBERJAYA | Existing | 11 kV |  | RYB | VPTJ/PCE/J11411 | PE 11.41 BLOK F
378575999 | TNB | DISTRIBUTION | WP PUTRAJAYA & CYBERJAYA | Existing | 11 kV |  | RYB | VPTJ/PCE/J11411 | PE 11.41 BLOK F
378576004 | TNB | DISTRIBUTION | WP PUTRAJAYA & CYBERJAYA | Existing | 11 kV |  | RYB | VPTJ/PCE/J11411 | PE 11.41 BLOK F
378576010 | TNB | DISTRIBUTION | WP PUTRAJAYA & CYBERJAYA | Existing | 11 kV |  | RYB | VPTJ/PCE/J11411 | PE 11.41 BLOK F
378576011 | TNB | DISTRIBUTION | WP PUTRAJAYA & CYBERJAYA | Existing | 11 kV |  | RYB | VPTJ/PCE/J11411 | PE 11.41 BLOK F
378576015 | TNB | DISTRIBUTION | WP PUTRAJAYA & CYBERJAYA | Existing | 11 kV |  | RYB | VPTJ/PCE/J11411 | PE 11.41 BLOK F
378576018 | TNB | DISTRIBUTION | WP PUTRAJAYA & CYBERJAYA | Existing | 11 kV |  | RYB | VPTJ/PCE/J11411 | PE 11.41 BLOK F
378576019 | TNB | DISTRIBUTION | WP PUTRAJAYA & CYBERJAYA | Existing | 11 kV |  | RYB | VPTJ/PCE/J11411 | PE 11.41 BLOK F
378576153 | TNB | DISTRIBUTION | WP PUTRAJAYA & CYBERJAYA | Existing | 33 kV |  | RYB | VCBJ/PPU/G00008 | PPU CYBERJAYA NO 9
378607010 | TNB | DISTRIBUTION | WP PUTRAJAYA & CYBERJAYA | Existing | 11 kV |  | RYB | VCBJ/PCE/J21681 | PE 21.68 Padat Elite 4
378607011 | TNB | DISTRIBUTION | WP PUTRAJAYA & CYBERJAYA | Existing | 11 kV |  | RYB | VCBJ/PCE/J21681 | PE 21.68 Padat Elite 4
378607016 | TNB | DISTRIBUTION | WP PUTRAJAYA & CYBERJAYA | Existing | 11 kV |  | RYB | VCBJ/PCE/J21681 | PE 21.68 Padat Elite 4
378607022 | TNB | DISTRIBUTION | WP PUTRAJAYA & CYBERJAYA | Existing | 11 kV |  | RYB | VCBJ/PCE/J21681 | PE 21.68 Padat Elite 4
378607023 | TNB | DISTRIBUTION | WP PUTRAJAYA & CYBERJAYA | Existing | 11 kV |  | RYB | VCBJ/PCE/J21681 | PE 21.68 Padat Elite 4
378607027 | TNB | DISTRIBUTION | WP PUTRAJAYA & CYBERJAYA | Existing | 11 kV |  | RYB | VCBJ/PCE/J21681 | PE 21.68 Padat Elite 4
378607030 | TNB | DISTRIBUTION | WP PUTRAJAYA & CYBERJAYA | Existing | 11 kV |  | RYB | VCBJ/PCE/J21681 | PE 21.68 Padat Elite 4
378607031 | TNB | DISTRIBUTION | WP PUTRAJAYA & CYBERJAYA | Existing | 11 kV |  | RYB | VCBJ/PCE/J21681 | PE 21.68 Padat Elite 4
378607130 | TNB | DISTRIBUTION | WP PUTRAJAYA & CYBERJAYA | Existing | 11 kV |  | RYB | VCBJ/PCE/J21201 | PE 21.20 ELITE HIGHWAY NO. 2
378607131 | TNB | DISTRIBUTION | WP PUTRAJAYA & CYBERJAYA | Existing | 11 kV |  | RYB | VCBJ/PCE/J21201 | PE 21.20 ELITE HIGHWAY NO. 2
378607136 | TNB | DISTRIBUTION | WP PUTRAJAYA & CYBERJAYA | Existing | 11 kV |  | RYB | VCBJ/PCE/J21201 | PE 21.20 ELITE HIGHWAY NO. 2
378607142 | TNB | DISTRIBUTION | WP PUTRAJAYA & CYBERJAYA | Existing | 11 kV |  | RYB | VCBJ/PCE/J21201 | PE 21.20 ELITE HIGHWAY NO. 2
378607143 | TNB | DISTRIBUTION | WP PUTRAJAYA & CYBERJAYA | Existing | 11 kV |  | RYB | VCBJ/PCE/J21201 | PE 21.20 ELITE HIGHWAY NO. 2
378607147 | TNB | DISTRIBUTION | WP PUTRAJAYA & CYBERJAYA | Existing | 11 kV |  | RYB | VCBJ/PCE/J21201 | PE 21.20 ELITE HIGHWAY NO. 2
378607150 | TNB | DISTRIBUTION | WP PUTRAJAYA & CYBERJAYA | Existing | 11 kV |  | RYB | VCBJ/PCE/J21201 | PE 21.20 ELITE HIGHWAY NO. 2
378607151 | TNB | DISTRIBUTION | WP PUTRAJAYA & CYBERJAYA | Existing | 11 kV |  | RYB | VCBJ/PCE/J21201 | PE 21.20 ELITE HIGHWAY NO. 2
378607340 | TNB | DISTRIBUTION | WP PUTRAJAYA & CYBERJAYA | Existing | 11 kV |  | RYB | VCBJ/PCE/J21191 | PE 21.19 ELITE HIGHWAY NO. 1
378607341 | TNB | DISTRIBUTION | WP PUTRAJAYA & CYBERJAYA | Existing | 11 kV |  | RYB | VCBJ/PCE/J21191 | PE 21.19 ELITE HIGHWAY NO. 1
378607346 | TNB | DISTRIBUTION | WP PUTRAJAYA & CYBERJAYA | Existing | 11 kV |  | RYB | VCBJ/PCE/J21191 | PE 21.19 ELITE HIGHWAY NO. 1
378607352 | TNB | DISTRIBUTION | WP PUTRAJAYA & CYBERJAYA | Existing | 11 kV |  | RYB | VCBJ/PCE/J21191 | PE 21.19 ELITE HIGHWAY NO. 1
378607353 | TNB | DISTRIBUTION | WP PUTRAJAYA & CYBERJAYA | Existing | 11 kV |  | RYB | VCBJ/PCE/J21191 | PE 21.19 ELITE HIGHWAY NO. 1
378607357 | TNB | DISTRIBUTION | WP PUTRAJAYA & CYBERJAYA | Existing | 11 kV |  | RYB | VCBJ/PCE/J21191 | PE 21.19 ELITE HIGHWAY NO. 1
378607360 | TNB | DISTRIBUTION | WP PUTRAJAYA & CYBERJAYA | Existing | 11 kV |  | RYB | VCBJ/PCE/J21191 | PE 21.19 ELITE HIGHWAY NO. 1
378607361 | TNB | DISTRIBUTION | WP PUTRAJAYA & CYBERJAYA | Existing | 11 kV |  | RYB | VCBJ/PCE/J21191 | PE 21.19 ELITE HIGHWAY NO. 1
379379592 | TNB | DISTRIBUTION | WP PUTRAJAYA & CYBERJAYA | Existing | 11 kV |  | RYB | VPTJ/PPU/G00016 | PPU PUTRAJAYA NO 7 | M1
379380785 | TNB | DISTRIBUTION | WP PUTRAJAYA & CYBERJAYA | Existing | 11 kV |  | RYB | VPTJ/PPU/G00016 | PPU PUTRAJAYA NO 7 | M2
379380786 | TNB | DISTRIBUTION | WP PUTRAJAYA & CYBERJAYA | Existing | 11 kV |  | RYB | VPTJ/PPU/G00016 | PPU PUTRAJAYA NO 7
379380787 | TNB | DISTRIBUTION | WP PUTRAJAYA & CYBERJAYA | Existing | 11 kV |  | RYB | VPTJ/PPU/G00016 | PPU PUTRAJAYA NO 7
379380788 | TNB | DISTRIBUTION | WP PUTRAJAYA & CYBERJAYA | Existing | 11 kV |  | RYB | VPTJ/PPU/G00016 | PPU PUTRAJAYA NO 7
379380789 | TNB | DISTRIBUTION | WP PUTRAJAYA & CYBERJAYA | Existing | 11 kV |  | RYB | VPTJ/PPU/G00016 | PPU PUTRAJAYA NO 7
379380790 | TNB | DISTRIBUTION | WP PUTRAJAYA & CYBERJAYA | Existing | 11 kV |  | RYB | VPTJ/PPU/G00016 | PPU PUTRAJAYA NO 7
379380791 | TNB | DISTRIBUTION | WP PUTRAJAYA & CYBERJAYA | Existing | 11 kV |  | RYB | VPTJ/PPU/G00016 | PPU PUTRAJAYA NO 7
379380792 | TNB | DISTRIBUTION | WP PUTRAJAYA & CYBERJAYA | Existing | 11 kV |  | RYB | VPTJ/PPU/G00016 | PPU PUTRAJAYA NO 7
379380793 | TNB | DISTRIBUTION | WP PUTRAJAYA & CYBERJAYA | Existing | 11 kV |  | RYB | VPTJ/PPU/G00016 | PPU PUTRAJAYA NO 7
379380802 | TNB | DISTRIBUTION | WP PUTRAJAYA & CYBERJAYA | Existing | 11 kV |  | RYB | VPTJ/PPU/G00016 | PPU PUTRAJAYA NO 7
379381072 | TNB | DISTRIBUTION | WP PUTRAJAYA & CYBERJAYA | Existing | 33 kV |  | RYB | VPTJ/SSU/G00004 | SSU GDC NO2 PUTRAJAYA
379381073 | TNB | DISTRIBUTION | WP PUTRAJAYA & CYBERJAYA | Existing | 33 kV |  | RYB | VPTJ/SSU/G00004 | SSU GDC NO2 PUTRAJAYA
379381075 | TNB | DISTRIBUTION | WP PUTRAJAYA & CYBERJAYA | Existing | 33 kV |  | RYB | VPTJ/SSU/G00004 | SSU GDC NO2 PUTRAJAYA
379381079 | TNB | DISTRIBUTION | WP PUTRAJAYA & CYBERJAYA | Existing | 33 kV |  | RYB | VPTJ/SSU/G00004 | SSU GDC NO2 PUTRAJAYA
379381085 | TNB | DISTRIBUTION | WP PUTRAJAYA & CYBERJAYA | Existing | 33 kV |  | RYB | VPTJ/SSU/G00004 | SSU GDC NO2 PUTRAJAYA
379381091 | TNB | DISTRIBUTION | WP PUTRAJAYA & CYBERJAYA | Existing | 33 kV |  | RYB | VPTJ/SSU/G00004 | SSU GDC NO2 PUTRAJAYA
379381095 | TNB | DISTRIBUTION | WP PUTRAJAYA & CYBERJAYA | Existing | 33 kV |  | RYB | VPTJ/SSU/G00004 | SSU GDC NO2 PUTRAJAYA
379381096 | TNB | DISTRIBUTION | WP PUTRAJAYA & CYBERJAYA | Existing | 33 kV |  | RYB | VPTJ/SSU/G00004 | SSU GDC NO2 PUTRAJAYA
379381104 | TNB | DISTRIBUTION | WP PUTRAJAYA & CYBERJAYA | Existing | 33 kV |  | RYB | VPTJ/SSU/G00004 | SSU GDC NO2 PUTRAJAYA
379381111 | TNB | DISTRIBUTION | WP PUTRAJAYA & CYBERJAYA | Existing | 33 kV |  | RYB | VPTJ/SSU/G00004 | SSU GDC NO2 PUTRAJAYA
379381114 | TNB | DISTRIBUTION | WP PUTRAJAYA & CYBERJAYA | Existing | 33 kV |  | RYB | VPTJ/SSU/G00004 | SSU GDC NO2 PUTRAJAYA
379381116 | TNB | DISTRIBUTION | WP PUTRAJAYA & CYBERJAYA | Existing | 33 kV |  | RYB | VPTJ/SSU/G00004 | SSU GDC NO2 PUTRAJAYA
379381120 | TNB | DISTRIBUTION | WP PUTRAJAYA & CYBERJAYA | Existing | 33 kV |  | RYB | VPTJ/SSU/G00004 | SSU GDC NO2 PUTRAJAYA | M
379381125 | TNB | DISTRIBUTION | WP PUTRAJAYA & CYBERJAYA | Existing | 33 kV |  | RYB | VPTJ/SSU/G00004 | SSU GDC NO2 PUTRAJAYA
379381127 | TNB | DISTRIBUTION | WP PUTRAJAYA & CYBERJAYA | Existing | 33 kV |  | RYB | VPTJ/SSU/G00004 | SSU GDC NO2 PUTRAJAYA
379381131 | TNB | DISTRIBUTION | WP PUTRAJAYA & CYBERJAYA | Existing | 33 kV |  | RYB | VPTJ/SSU/G00004 | SSU GDC NO2 PUTRAJAYA
379381132 | TNB | DISTRIBUTION | WP PUTRAJAYA & CYBERJAYA | Existing | 33 kV |  | RYB | VPTJ/SSU/G00004 | SSU GDC NO2 PUTRAJAYA
379381137 | TNB | DISTRIBUTION | WP PUTRAJAYA & CYBERJAYA | Existing | 33 kV |  | RYB | VPTJ/SSU/G00004 | SSU GDC NO2 PUTRAJAYA
379381141 | TNB | DISTRIBUTION | WP PUTRAJAYA & CYBERJAYA | Existing | 33 kV |  | RYB | VPTJ/SSU/G00004 | SSU GDC NO2 PUTRAJAYA
379381142 | TNB | DISTRIBUTION | WP PUTRAJAYA & CYBERJAYA | Existing | 33 kV |  | RYB | VPTJ/SSU/G00004 | SSU GDC NO2 PUTRAJAYA | M2
379381143 | TNB | DISTRIBUTION | WP PUTRAJAYA & CYBERJAYA | Existing | 33 kV |  | RYB | VPTJ/SSU/G00004 | SSU GDC NO2 PUTRAJAYA
379381144 | TNB | DISTRIBUTION | WP PUTRAJAYA & CYBERJAYA | Existing | 33 kV |  | RYB | VPTJ/SSU/G00004 | SSU GDC NO2 PUTRAJAYA | R2
379381149 | TNB | DISTRIBUTION | WP PUTRAJAYA & CYBERJAYA | Existing | 33 kV |  | RYB | VPTJ/SSU/G00004 | SSU GDC NO2 PUTRAJAYA
379381151 | TNB | DISTRIBUTION | WP PUTRAJAYA & CYBERJAYA | Existing | 33 kV |  | RYB | VPTJ/SSU/G00004 | SSU GDC NO2 PUTRAJAYA
379381152 | TNB | DISTRIBUTION | WP PUTRAJAYA & CYBERJAYA | Existing | 33 kV |  | RYB | VPTJ/SSU/G00004 | SSU GDC NO2 PUTRAJAYA
379381154 | TNB | DISTRIBUTION | WP PUTRAJAYA & CYBERJAYA | Existing | 33 kV |  | RYB | VPTJ/SSU/G00004 | SSU GDC NO2 PUTRAJAYA
379381155 | TNB | DISTRIBUTION | WP PUTRAJAYA & CYBERJAYA | Existing | 33 kV |  | RYB | VPTJ/SSU/G00004 | SSU GDC NO2 PUTRAJAYA
379381157 | TNB | DISTRIBUTION | WP PUTRAJAYA & CYBERJAYA | Existing | 33 kV |  | RYB | VPTJ/SSU/G00004 | SSU GDC NO2 PUTRAJAYA
379381158 | TNB | DISTRIBUTION | WP PUTRAJAYA & CYBERJAYA | Existing | 33 kV |  | RYB | VPTJ/SSU/G00004 | SSU GDC NO2 PUTRAJAYA
379381161 | TNB | DISTRIBUTION | WP PUTRAJAYA & CYBERJAYA | Existing | 33 kV |  | RYB | VPTJ/SSU/G00004 | SSU GDC NO2 PUTRAJAYA
379381163 | TNB | DISTRIBUTION | WP PUTRAJAYA & CYBERJAYA | Existing | 33 kV |  | RYB | VPTJ/SSU/G00004 | SSU GDC NO2 PUTRAJAYA
379381172 | TNB | DISTRIBUTION | WP PUTRAJAYA & CYBERJAYA | Existing | 33 kV |  | RYB | VPTJ/SSU/G00004 | SSU GDC NO2 PUTRAJAYA
379381173 | TNB | DISTRIBUTION | WP PUTRAJAYA & CYBERJAYA | Existing | 33 kV |  | RYB | VPTJ/SSU/G00004 | SSU GDC NO2 PUTRAJAYA
379381176 | TNB | DISTRIBUTION | WP PUTRAJAYA & CYBERJAYA | Existing | 33 kV |  | RYB | VPTJ/SSU/G00004 | SSU GDC NO2 PUTRAJAYA
379381178 | TNB | DISTRIBUTION | WP PUTRAJAYA & CYBERJAYA | Existing | 33 kV |  | RYB | VPTJ/SSU/G00004 | SSU GDC NO2 PUTRAJAYA
379381182 | TNB | DISTRIBUTION | WP PUTRAJAYA & CYBERJAYA | Existing | 33 kV |  | RYB | VPTJ/SSU/G00004 | SSU GDC NO2 PUTRAJAYA | R
379381183 | TNB | DISTRIBUTION | WP PUTRAJAYA & CYBERJAYA | Existing | 33 kV |  | RYB | VPTJ/SSU/G00004 | SSU GDC NO2 PUTRAJAYA
379381186 | TNB | DISTRIBUTION | WP PUTRAJAYA & CYBERJAYA | Existing | 33 kV |  | RYB | VPTJ/SSU/G00004 | SSU GDC NO2 PUTRAJAYA
379381190 | TNB | DISTRIBUTION | WP PUTRAJAYA & CYBERJAYA | Existing | 33 kV |  | RYB | VPTJ/SSU/G00004 | SSU GDC NO2 PUTRAJAYA
379381197 | TNB | DISTRIBUTION | WP PUTRAJAYA & CYBERJAYA | Existing | 33 kV |  | RYB | VPTJ/SSU/G00004 | SSU GDC NO2 PUTRAJAYA
379381199 | TNB | DISTRIBUTION | WP PUTRAJAYA & CYBERJAYA | Existing | 33 kV |  | RYB | VPTJ/SSU/G00004 | SSU GDC NO2 PUTRAJAYA
379381202 | TNB | DISTRIBUTION | WP PUTRAJAYA & CYBERJAYA | Existing | 33 kV |  | RYB | VPTJ/SSU/G00004 | SSU GDC NO2 PUTRAJAYA
379381205 | TNB | DISTRIBUTION | WP PUTRAJAYA & CYBERJAYA | Existing | 33 kV |  | RYB | VPTJ/SSU/G00004 | SSU GDC NO2 PUTRAJAYA
379381211 | TNB | DISTRIBUTION | WP PUTRAJAYA & CYBERJAYA | Existing | 33 kV |  | RYB | VPTJ/SSU/G00004 | SSU GDC NO2 PUTRAJAYA
379381212 | TNB | DISTRIBUTION | WP PUTRAJAYA & CYBERJAYA | Existing | 33 kV |  | RYB | VPTJ/SSU/G00004 | SSU GDC NO2 PUTRAJAYA
379381215 | TNB | DISTRIBUTION | WP PUTRAJAYA & CYBERJAYA | Existing | 33 kV |  | RYB | VPTJ/SSU/G00004 | SSU GDC NO2 PUTRAJAYA
379381220 | TNB | DISTRIBUTION | WP PUTRAJAYA & CYBERJAYA | Existing | 33 kV |  | RYB | VPTJ/SSU/G00004 | SSU GDC NO2 PUTRAJAYA
379381221 | TNB | DISTRIBUTION | WP PUTRAJAYA & CYBERJAYA | Existing | 33 kV |  | RYB | VPTJ/SSU/G00004 | SSU GDC NO2 PUTRAJAYA
379381222 | TNB | DISTRIBUTION | WP PUTRAJAYA & CYBERJAYA | Existing | 33 kV |  | RYB | VPTJ/SSU/G00004 | SSU GDC NO2 PUTRAJAYA
379381223 | TNB | DISTRIBUTION | WP PUTRAJAYA & CYBERJAYA | Existing | 33 kV |  | RYB | VPTJ/SSU/G00004 | SSU GDC NO2 PUTRAJAYA
379381224 | TNB | DISTRIBUTION | WP PUTRAJAYA & CYBERJAYA | Existing | 33 kV |  | RYB | VPTJ/SSU/G00004 | SSU GDC NO2 PUTRAJAYA
379381225 | TNB | DISTRIBUTION | WP PUTRAJAYA & CYBERJAYA | Existing | 33 kV |  | RYB | VPTJ/SSU/G00004 | SSU GDC NO2 PUTRAJAYA
379381308 | TNB | DISTRIBUTION | WP PUTRAJAYA & CYBERJAYA | Existing | 33 kV |  | RYB | VPTJ/PPU/G00023 | PPU PUTRAJAYA NO 23
379381321 | TNB | DISTRIBUTION | WP PUTRAJAYA & CYBERJAYA | Existing | 11 kV |  | RYB | VPTJ/PPU/G00023 | PPU PUTRAJAYA NO 23
379381323 | TNB | DISTRIBUTION | WP PUTRAJAYA & CYBERJAYA | Existing | 11 kV |  | RYB | VPTJ/PPU/G00023 | PPU PUTRAJAYA NO 23
379381360 | TNB | DISTRIBUTION | WP PUTRAJAYA & CYBERJAYA | Existing | 33 kV |  | RYB | VPTJ/PPU/G00023 | PPU PUTRAJAYA NO 23
379381382 | TNB | DISTRIBUTION | WP PUTRAJAYA & CYBERJAYA | Existing | 11 kV |  | RYB | VPTJ/PPU/G00023 | PPU PUTRAJAYA NO 23
379381387 | TNB | DISTRIBUTION | WP PUTRAJAYA & CYBERJAYA | Existing | 11 kV |  | RYB | VPTJ/PPU/G00023 | PPU PUTRAJAYA NO 23
379381390 | TNB | DISTRIBUTION | WP PUTRAJAYA & CYBERJAYA | Existing | 11 kV |  | RYB | VPTJ/PPU/G00023 | PPU PUTRAJAYA NO 23
379381412 | TNB | DISTRIBUTION | WP PUTRAJAYA & CYBERJAYA | Existing | 11 kV |  | RYB | VPTJ/PPU/G00023 | PPU PUTRAJAYA NO 23
379381436 | TNB | DISTRIBUTION | WP PUTRAJAYA & CYBERJAYA | Existing | 11 kV |  | RYB | VPTJ/PPU/G00023 | PPU PUTRAJAYA NO 23
379381439 | TNB | DISTRIBUTION | WP PUTRAJAYA & CYBERJAYA | Existing | 11 kV |  | RYB | VPTJ/PPU/G00023 | PPU PUTRAJAYA NO 23
379381469 | TNB | DISTRIBUTION | WP PUTRAJAYA & CYBERJAYA | Existing | 11 kV |  | RYB | VPTJ/PPU/G00023 | PPU PUTRAJAYA NO 23
379381502 | TNB | DISTRIBUTION | WP PUTRAJAYA & CYBERJAYA | Existing | 11 kV |  | RYB | VPTJ/PPU/G00023 | PPU PUTRAJAYA NO 23
379381505 | TNB | DISTRIBUTION | WP PUTRAJAYA & CYBERJAYA | Existing | 11 kV |  | RYB | VPTJ/PPU/G00023 | PPU PUTRAJAYA NO 23
379381530 | TNB | DISTRIBUTION | WP PUTRAJAYA & CYBERJAYA | Existing | 33 kV |  | RYB | VPTJ/PPU/G00023 | PPU PUTRAJAYA NO 23
379381536 | TNB | DISTRIBUTION | WP PUTRAJAYA & CYBERJAYA | Existing | 33 kV |  | RYB | VPTJ/PPU/G00023 | PPU PUTRAJAYA NO 23
379381549 | TNB | DISTRIBUTION | WP PUTRAJAYA & CYBERJAYA | Existing | 33 kV |  | RYB | VPTJ/PPU/G00023 | PPU PUTRAJAYA NO 23
379381550 | TNB | DISTRIBUTION | WP PUTRAJAYA & CYBERJAYA | Existing | 11 kV |  | RYB | VPTJ/PPU/G00023 | PPU PUTRAJAYA NO 23
379381597 | TNB | DISTRIBUTION | WP PUTRAJAYA & CYBERJAYA | Existing | 33 kV | MAIN | RYB | VPTJ/PPU/G00023 | PPU PUTRAJAYA NO 23 | M
379381598 | TNB | DISTRIBUTION | WP PUTRAJAYA & CYBERJAYA | Existing | 33 kV |  | RYB | VPTJ/PPU/G00023 | PPU PUTRAJAYA NO 23
379381600 | TNB | DISTRIBUTION | WP PUTRAJAYA & CYBERJAYA | Existing | 33 kV |  | RYB | VPTJ/PPU/G00023 | PPU PUTRAJAYA NO 23
379381612 | TNB | DISTRIBUTION | WP PUTRAJAYA & CYBERJAYA | Existing | 33 kV |  | RYB | VPTJ/PPU/G00023 | PPU PUTRAJAYA NO 23
379381623 | TNB | DISTRIBUTION | WP PUTRAJAYA & CYBERJAYA | Existing | 11 kV |  | RYB | VPTJ/PPU/G00023 | PPU PUTRAJAYA NO 23
379381665 | TNB | DISTRIBUTION | WP PUTRAJAYA & CYBERJAYA | Existing | 33 kV | RESERVE | RYB | VPTJ/PPU/G00023 | PPU PUTRAJAYA NO 23 | R
379381677 | TNB | DISTRIBUTION | WP PUTRAJAYA & CYBERJAYA | Existing | 33 kV |  | RYB | VPTJ/PPU/G00023 | PPU PUTRAJAYA NO 23
379381690 | TNB | DISTRIBUTION | WP PUTRAJAYA & CYBERJAYA | Existing | 11 kV |  | RYB | VPTJ/PPU/G00023 | PPU PUTRAJAYA NO 23
379381691 | TNB | DISTRIBUTION | WP PUTRAJAYA & CYBERJAYA | Existing | 33 kV |  | RYB | VPTJ/PPU/G00023 | PPU PUTRAJAYA NO 23
379381694 | TNB | DISTRIBUTION | WP PUTRAJAYA & CYBERJAYA | Existing | 33 kV | MAIN | RYB | VPTJ/PPU/G00023 | PPU PUTRAJAYA NO 23 | M
379381705 | TNB | DISTRIBUTION | WP PUTRAJAYA & CYBERJAYA | Existing | 11 kV |  | RYB | VPTJ/PPU/G00023 | PPU PUTRAJAYA NO 23
379381709 | TNB | DISTRIBUTION | WP PUTRAJAYA & CYBERJAYA | Existing | 11 kV |  | RYB | VPTJ/PPU/G00023 | PPU PUTRAJAYA NO 23
379381732 | TNB | DISTRIBUTION | WP PUTRAJAYA & CYBERJAYA | Existing | 11 kV |  | RYB | VPTJ/PPU/G00023 | PPU PUTRAJAYA NO 23
379381776 | TNB | DISTRIBUTION | WP PUTRAJAYA & CYBERJAYA | Existing | 33 kV |  | RYB | VPTJ/PPU/G00023 | PPU PUTRAJAYA NO 23
379381807 | TNB | DISTRIBUTION | WP PUTRAJAYA & CYBERJAYA | Existing | 11 kV |  | RYB | VPTJ/PPU/G00023 | PPU PUTRAJAYA NO 23
379381861 | TNB | DISTRIBUTION | WP PUTRAJAYA & CYBERJAYA | Existing | 33 kV | RESERVE | RYB | VPTJ/PPU/G00023 | PPU PUTRAJAYA NO 23 | R
379381891 | TNB | DISTRIBUTION | WP PUTRAJAYA & CYBERJAYA | Existing | 33 kV |  | RYB | VPTJ/PPU/G00023 | PPU PUTRAJAYA NO 23
379381913 | TNB | DISTRIBUTION | WP PUTRAJAYA & CYBERJAYA | Existing | 11 kV |  | RYB | VPTJ/PPU/G00023 | PPU PUTRAJAYA NO 23
379381914 | TNB | DISTRIBUTION | WP PUTRAJAYA & CYBERJAYA | Existing | 33 kV | RESERVE | RYB | VPTJ/PPU/G00023 | PPU PUTRAJAYA NO 23 | R
379381915 | TNB | DISTRIBUTION | WP PUTRAJAYA & CYBERJAYA | Existing | 33 kV | RESERVE | RYB | VPTJ/PPU/G00023 | PPU PUTRAJAYA NO 23 | R
379381916 | TNB | DISTRIBUTION | WP PUTRAJAYA & CYBERJAYA | Existing | 33 kV |  | RYB | VPTJ/PPU/G00023 | PPU PUTRAJAYA NO 23
379381939 | TNB | DISTRIBUTION | WP PUTRAJAYA & CYBERJAYA | Existing | 11 kV |  | RYB | VPTJ/PPU/G00023 | PPU PUTRAJAYA NO 23
379381940 | TNB | DISTRIBUTION | WP PUTRAJAYA & CYBERJAYA | Existing | 33 kV | RESERVE | RYB | VPTJ/PPU/G00023 | PPU PUTRAJAYA NO 23 | R
379381941 | TNB | DISTRIBUTION | WP PUTRAJAYA & CYBERJAYA | Existing | 33 kV |  | RYB | VPTJ/PPU/G00023 | PPU PUTRAJAYA NO 23
379381942 | TNB | DISTRIBUTION | WP PUTRAJAYA & CYBERJAYA | Existing | 33 kV |  | RYB | VPTJ/PPU/G00023 | PPU PUTRAJAYA NO 23
379381943 | TNB | DISTRIBUTION | WP PUTRAJAYA & CYBERJAYA | Existing | 11 kV |  | RYB | VPTJ/PPU/G00023 | PPU PUTRAJAYA NO 23
379381972 | TNB | DISTRIBUTION | WP PUTRAJAYA & CYBERJAYA | Existing | 33 kV | MAIN | RYB | VPTJ/PPU/G00023 | PPU PUTRAJAYA NO 23 | M
379381974 | TNB | DISTRIBUTION | WP PUTRAJAYA & CYBERJAYA | Existing | 33 kV | MAIN | RYB | VPTJ/PPU/G00023 | PPU PUTRAJAYA NO 23 | M
379381976 | TNB | DISTRIBUTION | WP PUTRAJAYA & CYBERJAYA | Existing | 33 kV |  | RYB | VPTJ/PPU/G00023 | PPU PUTRAJAYA NO 23
379381981 | TNB | DISTRIBUTION | WP PUTRAJAYA & CYBERJAYA | Existing | 33 kV |  | RYB | VPTJ/PPU/G00023 | PPU PUTRAJAYA NO 23
379381982 | TNB | DISTRIBUTION | WP PUTRAJAYA & CYBERJAYA | Existing | 11 kV |  | RYB | VPTJ/PPU/G00023 | PPU PUTRAJAYA NO 23
379381984 | TNB | DISTRIBUTION | WP PUTRAJAYA & CYBERJAYA | Existing | 11 kV |  | RYB | VPTJ/PPU/G00023 | PPU PUTRAJAYA NO 23
379381985 | TNB | DISTRIBUTION | WP PUTRAJAYA & CYBERJAYA | Existing | 33 kV | RESERVE | RYB | VPTJ/PPU/G00023 | PPU PUTRAJAYA NO 23 | R
379381997 | TNB | DISTRIBUTION | WP PUTRAJAYA & CYBERJAYA | Existing | 33 kV |  | RYB | VPTJ/PPU/G00023 | PPU PUTRAJAYA NO 23
379381999 | TNB | DISTRIBUTION | WP PUTRAJAYA & CYBERJAYA | Existing | 33 kV | RESERVE | RYB | VPTJ/PPU/G00023 | PPU PUTRAJAYA NO 23 | R
379382016 | TNB | DISTRIBUTION | WP PUTRAJAYA & CYBERJAYA | Existing | 33 kV |  | RYB | VPTJ/PPU/G00023 | PPU PUTRAJAYA NO 23
379382017 | TNB | DISTRIBUTION | WP PUTRAJAYA & CYBERJAYA | Existing | 11 kV |  | RYB | VPTJ/PPU/G00023 | PPU PUTRAJAYA NO 23
379382035 | TNB | DISTRIBUTION | WP PUTRAJAYA & CYBERJAYA | Existing | 33 kV |  | RYB | VPTJ/PPU/G00023 | PPU PUTRAJAYA NO 23
379382056 | TNB | DISTRIBUTION | WP PUTRAJAYA & CYBERJAYA | Existing | 33 kV |  | RYB | VPTJ/PPU/G00023 | PPU PUTRAJAYA NO 23
379382070 | TNB | DISTRIBUTION | WP PUTRAJAYA & CYBERJAYA | Existing | 11 kV |  | RYB | VPTJ/PPU/G00023 | PPU PUTRAJAYA NO 23
379382071 | TNB | DISTRIBUTION | WP PUTRAJAYA & CYBERJAYA | Existing | 11 kV |  | RYB | VPTJ/PPU/G00023 | PPU PUTRAJAYA NO 23
379382082 | TNB | DISTRIBUTION | WP PUTRAJAYA & CYBERJAYA | Existing | 33 kV | MAIN | RYB | VPTJ/PPU/G00023 | PPU PUTRAJAYA NO 23 | M
379382085 | TNB | DISTRIBUTION | WP PUTRAJAYA & CYBERJAYA | Existing | 33 kV |  | RYB | VPTJ/PPU/G00023 | PPU PUTRAJAYA NO 23
379382086 | TNB | DISTRIBUTION | WP PUTRAJAYA & CYBERJAYA | Existing | 11 kV |  | RYB | VPTJ/PPU/G00023 | PPU PUTRAJAYA NO 23
379382175 | TNB | DISTRIBUTION | WP PUTRAJAYA & CYBERJAYA | Existing | 11 kV |  | RYB | VPTJ/PPU/G00023 | PPU PUTRAJAYA NO 23
379382176 | TNB | DISTRIBUTION | WP PUTRAJAYA & CYBERJAYA | Existing | 11 kV |  | RYB | VPTJ/PPU/G00023 | PPU PUTRAJAYA NO 23
379382243 | TNB | DISTRIBUTION | WP PUTRAJAYA & CYBERJAYA | Existing | 33 kV | MAIN | RYB | VPTJ/PPU/G00023 | PPU PUTRAJAYA NO 23 | M
379382245 | TNB | DISTRIBUTION | WP PUTRAJAYA & CYBERJAYA | Existing | 11 kV |  | RYB | VPTJ/PPU/G00023 | PPU PUTRAJAYA NO 23
379382272 | TNB | DISTRIBUTION | WP PUTRAJAYA & CYBERJAYA | Existing | 33 kV |  | RYB | VPTJ/PPU/G00023 | PPU PUTRAJAYA NO 23
379382274 | TNB | DISTRIBUTION | WP PUTRAJAYA & CYBERJAYA | Existing | 33 kV | RESERVE | RYB | VPTJ/PPU/G00023 | PPU PUTRAJAYA NO 23 | R
379382295 | TNB | DISTRIBUTION | WP PUTRAJAYA & CYBERJAYA | Existing | 33 kV |  | RYB | VPTJ/PPU/G00023 | PPU PUTRAJAYA NO 23
379382297 | TNB | DISTRIBUTION | WP PUTRAJAYA & CYBERJAYA | Existing | 11 kV |  | RYB | VPTJ/PPU/G00023 | PPU PUTRAJAYA NO 23
379382329 | TNB | DISTRIBUTION | WP PUTRAJAYA & CYBERJAYA | Existing | 11 kV |  | RYB | VPTJ/PPU/G00023 | PPU PUTRAJAYA NO 23
379382330 | TNB | DISTRIBUTION | WP PUTRAJAYA & CYBERJAYA | Existing | 11 kV |  | RYB | VPTJ/PPU/G00023 | PPU PUTRAJAYA NO 23
379382420 | TNB | DISTRIBUTION | WP PUTRAJAYA & CYBERJAYA | Existing | 33 kV |  | RYB | VPTJ/PPU/G00023 | PPU PUTRAJAYA NO 23
379382422 | TNB | DISTRIBUTION | WP PUTRAJAYA & CYBERJAYA | Existing | 11 kV |  | RYB | VPTJ/PPU/G00023 | PPU PUTRAJAYA NO 23
379382454 | TNB | DISTRIBUTION | WP PUTRAJAYA & CYBERJAYA | Existing | 33 kV | MAIN | RYB | VPTJ/PPU/G00023 | PPU PUTRAJAYA NO 23 | M
379382456 | TNB | DISTRIBUTION | WP PUTRAJAYA & CYBERJAYA | Existing | 33 kV |  | RYB | VPTJ/PPU/G00023 | PPU PUTRAJAYA NO 23
379382488 | TNB | DISTRIBUTION | WP PUTRAJAYA & CYBERJAYA | Existing | 11 kV |  | RYB | VPTJ/PPU/G00023 | PPU PUTRAJAYA NO 23
379382490 | TNB | DISTRIBUTION | WP PUTRAJAYA & CYBERJAYA | Existing | 33 kV |  | RYB | VPTJ/PPU/G00023 | PPU PUTRAJAYA NO 23
379382491 | TNB | DISTRIBUTION | WP PUTRAJAYA & CYBERJAYA | Existing | 33 kV |  | RYB | VPTJ/PPU/G00023 | PPU PUTRAJAYA NO 23
379382504 | TNB | DISTRIBUTION | WP PUTRAJAYA & CYBERJAYA | Existing | 33 kV |  | RYB | VPTJ/PPU/G00023 | PPU PUTRAJAYA NO 23
379382525 | TNB | DISTRIBUTION | WP PUTRAJAYA & CYBERJAYA | Existing | 11 kV |  | RYB | VPTJ/PPU/G00023 | PPU PUTRAJAYA NO 23
379382537 | TNB | DISTRIBUTION | WP PUTRAJAYA & CYBERJAYA | Existing | 33 kV | MAIN | RYB | VPTJ/PPU/G00023 | PPU PUTRAJAYA NO 23 | M
379382538 | TNB | DISTRIBUTION | WP PUTRAJAYA & CYBERJAYA | Existing | 33 kV |  | RYB | VPTJ/PPU/G00023 | PPU PUTRAJAYA NO 23
379382540 | TNB | DISTRIBUTION | WP PUTRAJAYA & CYBERJAYA | Existing | 33 kV |  | RYB | VPTJ/PPU/G00023 | PPU PUTRAJAYA NO 23
379382561 | TNB | DISTRIBUTION | WP PUTRAJAYA & CYBERJAYA | Existing | 33 kV |  | RYB | VPTJ/PPU/G00023 | PPU PUTRAJAYA NO 23
379382565 | TNB | DISTRIBUTION | WP PUTRAJAYA & CYBERJAYA | Existing | 33 kV |  | RYB | VPTJ/PPU/G00023 | PPU PUTRAJAYA NO 23
379382600 | TNB | DISTRIBUTION | WP PUTRAJAYA & CYBERJAYA | Existing | 11 kV |  | RYB | VPTJ/PPU/G00023 | PPU PUTRAJAYA NO 23
379382617 | TNB | DISTRIBUTION | WP PUTRAJAYA & CYBERJAYA | Existing | 11 kV |  | RYB | VPTJ/PPU/G00023 | PPU PUTRAJAYA NO 23
379382629 | TNB | DISTRIBUTION | WP PUTRAJAYA & CYBERJAYA | Existing | 33 kV |  | RYB | VPTJ/PPU/G00023 | PPU PUTRAJAYA NO 23
379382679 | TNB | DISTRIBUTION | WP PUTRAJAYA & CYBERJAYA | Existing | 33 kV |  | RYB | VPTJ/PPU/G00023 | PPU PUTRAJAYA NO 23
379382706 | TNB | DISTRIBUTION | WP PUTRAJAYA & CYBERJAYA | Existing | 11 kV |  | RYB | VPTJ/PPU/G00023 | PPU PUTRAJAYA NO 23
379382740 | TNB | DISTRIBUTION | WP PUTRAJAYA & CYBERJAYA | Existing | 11 kV |  | RYB | VPTJ/PPU/G00023 | PPU PUTRAJAYA NO 23
379382785 | TNB | DISTRIBUTION | WP PUTRAJAYA & CYBERJAYA | Existing | 11 kV |  | RYB | VPTJ/PPU/G00023 | PPU PUTRAJAYA NO 23
379382789 | TNB | DISTRIBUTION | WP PUTRAJAYA & CYBERJAYA | Existing | 11 kV |  | RYB | VPTJ/PPU/G00023 | PPU PUTRAJAYA NO 23
379382790 | TNB | DISTRIBUTION | WP PUTRAJAYA & CYBERJAYA | Existing | 33 kV | MAIN | RYB | VPTJ/PPU/G00023 | PPU PUTRAJAYA NO 23 | M
379382791 | TNB | DISTRIBUTION | WP PUTRAJAYA & CYBERJAYA | Existing | 33 kV |  | RYB | VPTJ/PPU/G00023 | PPU PUTRAJAYA NO 23
379382806 | TNB | DISTRIBUTION | WP PUTRAJAYA & CYBERJAYA | Existing | 33 kV |  | RYB | VPTJ/PPU/G00023 | PPU PUTRAJAYA NO 23
379382808 | TNB | DISTRIBUTION | WP PUTRAJAYA & CYBERJAYA | Existing | 11 kV |  | RYB | VPTJ/PPU/G00023 | PPU PUTRAJAYA NO 23
379382821 | TNB | DISTRIBUTION | WP PUTRAJAYA & CYBERJAYA | Existing | 11 kV |  | RYB | VPTJ/PPU/G00023 | PPU PUTRAJAYA NO 23
379382822 | TNB | DISTRIBUTION | WP PUTRAJAYA & CYBERJAYA | Existing | 11 kV |  | RYB | VPTJ/PPU/G00023 | PPU PUTRAJAYA NO 23
379382890 | TNB | DISTRIBUTION | WP PUTRAJAYA & CYBERJAYA | Existing | 11 kV |  | RYB | VPTJ/PPU/G00023 | PPU PUTRAJAYA NO 23
379382892 | TNB | DISTRIBUTION | WP PUTRAJAYA & CYBERJAYA | Existing | 11 kV |  | RYB | VPTJ/PPU/G00023 | PPU PUTRAJAYA NO 23
379382964 | TNB | DISTRIBUTION | WP PUTRAJAYA & CYBERJAYA | Existing | 11 kV | MAIN | RYB | VPTJ/PPU/G00023 | PPU PUTRAJAYA NO 23 | M
379382965 | TNB | DISTRIBUTION | WP PUTRAJAYA & CYBERJAYA | Existing | 11 kV | MAIN | RYB | VPTJ/PPU/G00023 | PPU PUTRAJAYA NO 23 | M
379382966 | TNB | DISTRIBUTION | WP PUTRAJAYA & CYBERJAYA | Existing | 11 kV | MAIN | RYB | VPTJ/PPU/G00023 | PPU PUTRAJAYA NO 23 | M
379382967 | TNB | DISTRIBUTION | WP PUTRAJAYA & CYBERJAYA | Existing | 11 kV | MAIN | RYB | VPTJ/PPU/G00023 | PPU PUTRAJAYA NO 23 | M
379382968 | TNB | DISTRIBUTION | WP PUTRAJAYA & CYBERJAYA | Existing | 11 kV | MAIN | RYB | VPTJ/PPU/G00023 | PPU PUTRAJAYA NO 23 | M
379382969 | TNB | DISTRIBUTION | WP PUTRAJAYA & CYBERJAYA | Existing | 11 kV | MAIN | RYB | VPTJ/PPU/G00023 | PPU PUTRAJAYA NO 23 | M
379382970 | TNB | DISTRIBUTION | WP PUTRAJAYA & CYBERJAYA | Existing | 11 kV | MAIN | RYB | VPTJ/PPU/G00023 | PPU PUTRAJAYA NO 23 | M
379382971 | TNB | DISTRIBUTION | WP PUTRAJAYA & CYBERJAYA | Existing | 11 kV | MAIN | RYB | VPTJ/PPU/G00023 | PPU PUTRAJAYA NO 23 | M
379382972 | TNB | DISTRIBUTION | WP PUTRAJAYA & CYBERJAYA | Existing | 11 kV | MAIN | RYB | VPTJ/PPU/G00023 | PPU PUTRAJAYA NO 23 | M
379382973 | TNB | DISTRIBUTION | WP PUTRAJAYA & CYBERJAYA | Existing | 11 kV | MAIN | RYB | VPTJ/PPU/G00023 | PPU PUTRAJAYA NO 23 | M
379382974 | TNB | DISTRIBUTION | WP PUTRAJAYA & CYBERJAYA | Existing | 11 kV | MAIN | RYB | VPTJ/PPU/G00023 | PPU PUTRAJAYA NO 23 | M
379382975 | TNB | DISTRIBUTION | WP PUTRAJAYA & CYBERJAYA | Existing | 11 kV | MAIN | RYB | VPTJ/PPU/G00023 | PPU PUTRAJAYA NO 23 | M
379382976 | TNB | DISTRIBUTION | WP PUTRAJAYA & CYBERJAYA | Existing | 11 kV | MAIN | RYB | VPTJ/PPU/G00023 | PPU PUTRAJAYA NO 23 | M
379382977 | TNB | DISTRIBUTION | WP PUTRAJAYA & CYBERJAYA | Existing | 11 kV | MAIN | RYB | VPTJ/PPU/G00023 | PPU PUTRAJAYA NO 23 | M
379382978 | TNB | DISTRIBUTION | WP PUTRAJAYA & CYBERJAYA | Existing | 11 kV | MAIN | RYB | VPTJ/PPU/G00023 | PPU PUTRAJAYA NO 23 | M
379382979 | TNB | DISTRIBUTION | WP PUTRAJAYA & CYBERJAYA | Existing | 11 kV | MAIN | RYB | VPTJ/PPU/G00023 | PPU PUTRAJAYA NO 23 | M
379382981 | TNB | DISTRIBUTION | WP PUTRAJAYA & CYBERJAYA | Existing | 11 kV | MAIN | RYB | VPTJ/PPU/G00023 | PPU PUTRAJAYA NO 23 | M
379382982 | TNB | DISTRIBUTION | WP PUTRAJAYA & CYBERJAYA | Existing | 11 kV | MAIN | RYB | VPTJ/PPU/G00023 | PPU PUTRAJAYA NO 23 | M
379387786 | TNB | DISTRIBUTION | WP PUTRAJAYA & CYBERJAYA | Existing | 33 kV | RESERVE | RYB | VCBJ/PMU/G00003 | PMU SERDANG 132/33KV | R
379387791 | TNB | DISTRIBUTION | WP PUTRAJAYA & CYBERJAYA | Existing | 33 kV |  | RYB | VCBJ/PMU/G00003 | PMU SERDANG 132/33KV
379387794 | TNB | DISTRIBUTION | WP PUTRAJAYA & CYBERJAYA | Existing | 33 kV |  | RYB | VCBJ/PMU/G00003 | PMU SERDANG 132/33KV
379387795 | TNB | DISTRIBUTION | WP PUTRAJAYA & CYBERJAYA | Existing | 33 kV |  | RYB | VCBJ/PMU/G00003 | PMU SERDANG 132/33KV
379387796 | TNB | DISTRIBUTION | WP PUTRAJAYA & CYBERJAYA | Existing | 33 kV | MAIN | RYB | VCBJ/PMU/G00003 | PMU SERDANG 132/33KV | M
379387800 | TNB | DISTRIBUTION | WP PUTRAJAYA & CYBERJAYA | Existing | 33 kV | MAIN | RYB | VCBJ/PMU/G00003 | PMU SERDANG 132/33KV | M
379387802 | TNB | DISTRIBUTION | WP PUTRAJAYA & CYBERJAYA | Existing | 33 kV |  | RYB | VCBJ/PMU/G00003 | PMU SERDANG 132/33KV
379387806 | TNB | DISTRIBUTION | WP PUTRAJAYA & CYBERJAYA | Existing | 33 kV |  | RYB | VCBJ/PMU/G00003 | PMU SERDANG 132/33KV
379387808 | TNB | DISTRIBUTION | WP PUTRAJAYA & CYBERJAYA | Existing | 33 kV | RESERVE | RYB | VCBJ/PMU/G00003 | PMU SERDANG 132/33KV | R
379387814 | TNB | DISTRIBUTION | WP PUTRAJAYA & CYBERJAYA | Existing | 33 kV |  | RYB | VCBJ/PMU/G00003 | PMU SERDANG 132/33KV
379387819 | TNB | DISTRIBUTION | WP PUTRAJAYA & CYBERJAYA | Existing | 33 kV |  | RYB | VCBJ/PMU/G00003 | PMU SERDANG 132/33KV
379387820 | TNB | DISTRIBUTION | WP PUTRAJAYA & CYBERJAYA | Existing | 33 kV | RESERVE | RYB | VCBJ/PMU/G00003 | PMU SERDANG 132/33KV | R
379387821 | TNB | DISTRIBUTION | WP PUTRAJAYA & CYBERJAYA | Existing | 33 kV |  | RYB | VCBJ/PMU/G00003 | PMU SERDANG 132/33KV
379387828 | TNB | DISTRIBUTION | WP PUTRAJAYA & CYBERJAYA | Existing | 33 kV |  | RYB | VCBJ/PMU/G00003 | PMU SERDANG 132/33KV
379387831 | TNB | DISTRIBUTION | WP PUTRAJAYA & CYBERJAYA | Existing | 33 kV | RESERVE | RYB | VCBJ/PMU/G00003 | PMU SERDANG 132/33KV | R
379387834 | TNB | DISTRIBUTION | WP PUTRAJAYA & CYBERJAYA | Existing | 33 kV |  | RYB | VCBJ/PMU/G00003 | PMU SERDANG 132/33KV
379387835 | TNB | DISTRIBUTION | WP PUTRAJAYA & CYBERJAYA | Existing | 33 kV |  | RYB | VCBJ/PMU/G00003 | PMU SERDANG 132/33KV
379387837 | TNB | DISTRIBUTION | WP PUTRAJAYA & CYBERJAYA | Existing | 33 kV |  | RYB | VCBJ/PMU/G00003 | PMU SERDANG 132/33KV
379387840 | TNB | DISTRIBUTION | WP PUTRAJAYA & CYBERJAYA | Existing | 33 kV |  | RYB | VCBJ/PMU/G00003 | PMU SERDANG 132/33KV
379387845 | TNB | DISTRIBUTION | WP PUTRAJAYA & CYBERJAYA | Existing | 33 kV | MAIN | RYB | VCBJ/PMU/G00003 | PMU SERDANG 132/33KV | M
379387846 | TNB | DISTRIBUTION | WP PUTRAJAYA & CYBERJAYA | Existing | 33 kV |  | RYB | VCBJ/PMU/G00003 | PMU SERDANG 132/33KV
379387849 | TNB | DISTRIBUTION | WP PUTRAJAYA & CYBERJAYA | Existing | 33 kV |  | RYB | VCBJ/PMU/G00003 | PMU SERDANG 132/33KV
379387851 | TNB | DISTRIBUTION | WP PUTRAJAYA & CYBERJAYA | Existing | 33 kV |  | RYB | VCBJ/PMU/G00003 | PMU SERDANG 132/33KV
379387853 | TNB | DISTRIBUTION | WP PUTRAJAYA & CYBERJAYA | Existing | 33 kV |  | RYB | VCBJ/PMU/G00003 | PMU SERDANG 132/33KV
379387857 | TNB | DISTRIBUTION | WP PUTRAJAYA & CYBERJAYA | Existing | 33 kV |  | RYB | VCBJ/PMU/G00003 | PMU SERDANG 132/33KV
379387859 | TNB | DISTRIBUTION | WP PUTRAJAYA & CYBERJAYA | Existing | 33 kV |  | RYB | VCBJ/PMU/G00003 | PMU SERDANG 132/33KV
379387864 | TNB | DISTRIBUTION | WP PUTRAJAYA & CYBERJAYA | Existing | 33 kV |  | RYB | VCBJ/PMU/G00003 | PMU SERDANG 132/33KV
379387868 | TNB | DISTRIBUTION | WP PUTRAJAYA & CYBERJAYA | Existing | 33 kV | RESERVE | RYB | VCBJ/PMU/G00003 | PMU SERDANG 132/33KV | R
379387869 | TNB | DISTRIBUTION | WP PUTRAJAYA & CYBERJAYA | Existing | 33 kV |  | RYB | VCBJ/PMU/G00003 | PMU SERDANG 132/33KV
379387872 | TNB | DISTRIBUTION | WP PUTRAJAYA & CYBERJAYA | Existing | 33 kV | RESERVE | RYB | VCBJ/PMU/G00003 | PMU SERDANG 132/33KV | R
379387874 | TNB | DISTRIBUTION | WP PUTRAJAYA & CYBERJAYA | Existing | 33 kV |  | RYB | VCBJ/PMU/G00003 | PMU SERDANG 132/33KV
379387875 | TNB | DISTRIBUTION | WP PUTRAJAYA & CYBERJAYA | Existing | 33 kV |  | RYB | VCBJ/PMU/G00003 | PMU SERDANG 132/33KV
379387884 | TNB | DISTRIBUTION | WP PUTRAJAYA & CYBERJAYA | Existing | 33 kV |  | RYB | VCBJ/PMU/G00003 | PMU SERDANG 132/33KV
379387887 | TNB | DISTRIBUTION | WP PUTRAJAYA & CYBERJAYA | Existing | 33 kV |  | RYB | VCBJ/PMU/G00003 | PMU SERDANG 132/33KV
379387889 | TNB | DISTRIBUTION | WP PUTRAJAYA & CYBERJAYA | Existing | 33 kV |  | RYB | VCBJ/PMU/G00003 | PMU SERDANG 132/33KV
379387890 | TNB | DISTRIBUTION | WP PUTRAJAYA & CYBERJAYA | Existing | 33 kV | MAIN | RYB | VCBJ/PMU/G00003 | PMU SERDANG 132/33KV | M
379387891 | TNB | DISTRIBUTION | WP PUTRAJAYA & CYBERJAYA | Existing | 33 kV | RESERVE | RYB | VCBJ/PMU/G00003 | PMU SERDANG 132/33KV | R
379387892 | TNB | DISTRIBUTION | WP PUTRAJAYA & CYBERJAYA | Existing | 33 kV | MAIN | RYB | VCBJ/PMU/G00003 | PMU SERDANG 132/33KV | M
379387893 | TNB | DISTRIBUTION | WP PUTRAJAYA & CYBERJAYA | Existing | 33 kV |  | RYB | VCBJ/PMU/G00003 | PMU SERDANG 132/33KV
379387896 | TNB | DISTRIBUTION | WP PUTRAJAYA & CYBERJAYA | Existing | 33 kV | MAIN | RYB | VCBJ/PMU/G00003 | PMU SERDANG 132/33KV | M
379387897 | TNB | DISTRIBUTION | WP PUTRAJAYA & CYBERJAYA | Existing | 33 kV |  | RYB | VCBJ/PMU/G00003 | PMU SERDANG 132/33KV
379387900 | TNB | DISTRIBUTION | WP PUTRAJAYA & CYBERJAYA | Existing | 33 kV | MAIN | RYB | VCBJ/PMU/G00003 | PMU SERDANG 132/33KV | M
379387903 | TNB | DISTRIBUTION | WP PUTRAJAYA & CYBERJAYA | Existing | 33 kV |  | RYB | VCBJ/PMU/G00003 | PMU SERDANG 132/33KV
379387907 | TNB | DISTRIBUTION | WP PUTRAJAYA & CYBERJAYA | Existing | 33 kV |  | RYB | VCBJ/PMU/G00003 | PMU SERDANG 132/33KV
379387910 | TNB | DISTRIBUTION | WP PUTRAJAYA & CYBERJAYA | Existing | 33 kV | RESERVE | RYB | VCBJ/PMU/G00003 | PMU SERDANG 132/33KV | R
379387911 | TNB | DISTRIBUTION | WP PUTRAJAYA & CYBERJAYA | Existing | 33 kV |  | RYB | VCBJ/PMU/G00003 | PMU SERDANG 132/33KV
379387912 | TNB | DISTRIBUTION | WP PUTRAJAYA & CYBERJAYA | Existing | 33 kV | RESERVE | RYB | VCBJ/PMU/G00003 | PMU SERDANG 132/33KV | R
379387913 | TNB | DISTRIBUTION | WP PUTRAJAYA & CYBERJAYA | Existing | 33 kV |  | RYB | VCBJ/PMU/G00003 | PMU SERDANG 132/33KV
379387914 | TNB | DISTRIBUTION | WP PUTRAJAYA & CYBERJAYA | Existing | 33 kV | RESERVE | RYB | VCBJ/PMU/G00003 | PMU SERDANG 132/33KV | R
379387915 | TNB | DISTRIBUTION | WP PUTRAJAYA & CYBERJAYA | Existing | 33 kV |  | RYB | VCBJ/PMU/G00003 | PMU SERDANG 132/33KV
379387918 | TNB | DISTRIBUTION | WP PUTRAJAYA & CYBERJAYA | Existing | 33 kV |  | RYB | VCBJ/PMU/G00003 | PMU SERDANG 132/33KV
379387919 | TNB | DISTRIBUTION | WP PUTRAJAYA & CYBERJAYA | Existing | 33 kV | RESERVE | RYB | VCBJ/PMU/G00003 | PMU SERDANG 132/33KV | R
379387920 | TNB | DISTRIBUTION | WP PUTRAJAYA & CYBERJAYA | Existing | 33 kV |  | RYB | VCBJ/PMU/G00003 | PMU SERDANG 132/33KV
379387922 | TNB | DISTRIBUTION | WP PUTRAJAYA & CYBERJAYA | Existing | 33 kV |  | RYB | VCBJ/PMU/G00003 | PMU SERDANG 132/33KV
379387925 | TNB | DISTRIBUTION | WP PUTRAJAYA & CYBERJAYA | Existing | 33 kV | RESERVE | RYB | VCBJ/PMU/G00003 | PMU SERDANG 132/33KV | R
379387926 | TNB | DISTRIBUTION | WP PUTRAJAYA & CYBERJAYA | Existing | 33 kV |  | RYB | VCBJ/PMU/G00003 | PMU SERDANG 132/33KV
379387933 | TNB | DISTRIBUTION | WP PUTRAJAYA & CYBERJAYA | Existing | 33 kV |  | RYB | VCBJ/PMU/G00003 | PMU SERDANG 132/33KV
379387934 | TNB | DISTRIBUTION | WP PUTRAJAYA & CYBERJAYA | Existing | 33 kV | RESERVE | RYB | VCBJ/PMU/G00003 | PMU SERDANG 132/33KV | R
379387940 | TNB | DISTRIBUTION | WP PUTRAJAYA & CYBERJAYA | Existing | 33 kV | RESERVE | RYB | VCBJ/PMU/G00003 | PMU SERDANG 132/33KV | R
379387950 | TNB | DISTRIBUTION | WP PUTRAJAYA & CYBERJAYA | Existing | 33 kV | RESERVE | RYB | VCBJ/PMU/G00003 | PMU SERDANG 132/33KV | R
379387952 | TNB | DISTRIBUTION | WP PUTRAJAYA & CYBERJAYA | Existing | 33 kV |  | RYB | VCBJ/PMU/G00003 | PMU SERDANG 132/33KV
379387954 | TNB | DISTRIBUTION | WP PUTRAJAYA & CYBERJAYA | Existing | 33 kV |  | RYB | VCBJ/PMU/G00003 | PMU SERDANG 132/33KV
379387955 | TNB | DISTRIBUTION | WP PUTRAJAYA & CYBERJAYA | Existing | 33 kV |  | RYB | VCBJ/PMU/G00003 | PMU SERDANG 132/33KV
379387957 | TNB | DISTRIBUTION | WP PUTRAJAYA & CYBERJAYA | Existing | 33 kV |  | RYB | VCBJ/PMU/G00003 | PMU SERDANG 132/33KV
379387958 | TNB | DISTRIBUTION | WP PUTRAJAYA & CYBERJAYA | Existing | 33 kV |  | RYB | VCBJ/PMU/G00003 | PMU SERDANG 132/33KV
379387959 | TNB | DISTRIBUTION | WP PUTRAJAYA & CYBERJAYA | Existing | 33 kV |  | RYB | VCBJ/PMU/G00003 | PMU SERDANG 132/33KV
379387960 | TNB | DISTRIBUTION | WP PUTRAJAYA & CYBERJAYA | Existing | 33 kV |  | RYB | VCBJ/PMU/G00003 | PMU SERDANG 132/33KV
379387962 | TNB | DISTRIBUTION | WP PUTRAJAYA & CYBERJAYA | Existing | 33 kV |  | RYB | VCBJ/PMU/G00003 | PMU SERDANG 132/33KV
379387963 | TNB | DISTRIBUTION | WP PUTRAJAYA & CYBERJAYA | Existing | 33 kV |  | RYB | VCBJ/PMU/G00003 | PMU SERDANG 132/33KV
379387964 | TNB | DISTRIBUTION | WP PUTRAJAYA & CYBERJAYA | Existing | 33 kV |  | RYB | VCBJ/PMU/G00003 | PMU SERDANG 132/33KV
379387966 | TNB | DISTRIBUTION | WP PUTRAJAYA & CYBERJAYA | Existing | 33 kV | RESERVE | RYB | VCBJ/PMU/G00003 | PMU SERDANG 132/33KV | R
379387967 | TNB | DISTRIBUTION | WP PUTRAJAYA & CYBERJAYA | Existing | 33 kV |  | RYB | VCBJ/PMU/G00003 | PMU SERDANG 132/33KV
379387969 | TNB | DISTRIBUTION | WP PUTRAJAYA & CYBERJAYA | Existing | 33 kV |  | RYB | VCBJ/PMU/G00003 | PMU SERDANG 132/33KV
379387971 | TNB | DISTRIBUTION | WP PUTRAJAYA & CYBERJAYA | Existing | 33 kV |  | RYB | VCBJ/PMU/G00003 | PMU SERDANG 132/33KV
379387976 | TNB | DISTRIBUTION | WP PUTRAJAYA & CYBERJAYA | Existing | 33 kV |  | RYB | VCBJ/PMU/G00003 | PMU SERDANG 132/33KV
379387980 | TNB | DISTRIBUTION | WP PUTRAJAYA & CYBERJAYA | Existing | 33 kV |  | RYB | VCBJ/PMU/G00003 | PMU SERDANG 132/33KV
379387982 | TNB | DISTRIBUTION | WP PUTRAJAYA & CYBERJAYA | Existing | 33 kV |  | RYB | VCBJ/PMU/G00003 | PMU SERDANG 132/33KV
379387987 | TNB | DISTRIBUTION | WP PUTRAJAYA & CYBERJAYA | Existing | 33 kV |  | RYB | VCBJ/PMU/G00003 | PMU SERDANG 132/33KV
379387995 | TNB | DISTRIBUTION | WP PUTRAJAYA & CYBERJAYA | Existing | 33 kV |  | RYB | VCBJ/PMU/G00003 | PMU SERDANG 132/33KV
379388028 | TNB | DISTRIBUTION | WP PUTRAJAYA & CYBERJAYA | Existing |  | MAIN | RYB | VPTJ/PPU/G00009 | PPU PUTRAJAYA NO 2 | Q1
379388030 | TNB | DISTRIBUTION | WP PUTRAJAYA & CYBERJAYA | Existing |  | MAIN | RYB | VPTJ/PPU/G00009 | PPU PUTRAJAYA NO 2 | Q1
379388192 | TNB | DISTRIBUTION | WP PUTRAJAYA & CYBERJAYA | Existing | 33 kV |  | R | VCBJ/SSU/G00002 | SSU MMU CYBERJAYA
379388194 | TNB | DISTRIBUTION | WP PUTRAJAYA & CYBERJAYA | Existing | 33 kV |  | R | VCBJ/SSU/G00002 | SSU MMU CYBERJAYA
379388195 | TNB | DISTRIBUTION | WP PUTRAJAYA & CYBERJAYA | Existing | 33 kV |  | R | VCBJ/SSU/G00002 | SSU MMU CYBERJAYA
379388200 | TNB | DISTRIBUTION | WP PUTRAJAYA & CYBERJAYA | Existing | 33 kV |  | R | VCBJ/SSU/G00002 | SSU MMU CYBERJAYA | M2
379388204 | TNB | DISTRIBUTION | WP PUTRAJAYA & CYBERJAYA | Existing | 33 kV |  | R | VCBJ/SSU/G00002 | SSU MMU CYBERJAYA | M1
379388207 | TNB | DISTRIBUTION | WP PUTRAJAYA & CYBERJAYA | Existing | 33 kV |  | R | VCBJ/SSU/G00002 | SSU MMU CYBERJAYA | M1
379388210 | TNB | DISTRIBUTION | WP PUTRAJAYA & CYBERJAYA | Existing | 33 kV |  | R | VCBJ/SSU/G00002 | SSU MMU CYBERJAYA
379388211 | TNB | DISTRIBUTION | WP PUTRAJAYA & CYBERJAYA | Existing | 33 kV |  | R | VCBJ/SSU/G00002 | SSU MMU CYBERJAYA
379388213 | TNB | DISTRIBUTION | WP PUTRAJAYA & CYBERJAYA | Existing | 33 kV |  | R | VCBJ/SSU/G00002 | SSU MMU CYBERJAYA
379388217 | TNB | DISTRIBUTION | WP PUTRAJAYA & CYBERJAYA | Existing | 33 kV |  | R | VCBJ/SSU/G00002 | SSU MMU CYBERJAYA | M1
379388222 | TNB | DISTRIBUTION | WP PUTRAJAYA & CYBERJAYA | Existing | 33 kV |  | R | VCBJ/SSU/G00002 | SSU MMU CYBERJAYA
379388223 | TNB | DISTRIBUTION | WP PUTRAJAYA & CYBERJAYA | Existing | 33 kV |  | R | VCBJ/SSU/G00002 | SSU MMU CYBERJAYA | M2
379388224 | TNB | DISTRIBUTION | WP PUTRAJAYA & CYBERJAYA | Existing | 33 kV |  | R | VCBJ/SSU/G00002 | SSU MMU CYBERJAYA
379388226 | TNB | DISTRIBUTION | WP PUTRAJAYA & CYBERJAYA | Existing | 33 kV |  | R | VCBJ/SSU/G00002 | SSU MMU CYBERJAYA
379388229 | TNB | DISTRIBUTION | WP PUTRAJAYA & CYBERJAYA | Existing | 33 kV |  | R | VCBJ/SSU/G00002 | SSU MMU CYBERJAYA
379388232 | TNB | DISTRIBUTION | WP PUTRAJAYA & CYBERJAYA | Existing | 33 kV |  | R | VCBJ/SSU/G00002 | SSU MMU CYBERJAYA | M2
379388236 | TNB | DISTRIBUTION | WP PUTRAJAYA & CYBERJAYA | Existing | 33 kV |  | R | VCBJ/SSU/G00002 | SSU MMU CYBERJAYA
379388238 | TNB | DISTRIBUTION | WP PUTRAJAYA & CYBERJAYA | Existing | 33 kV |  | R | VCBJ/SSU/G00002 | SSU MMU CYBERJAYA | M1
379388239 | TNB | DISTRIBUTION | WP PUTRAJAYA & CYBERJAYA | Existing | 33 kV |  | R | VCBJ/SSU/G00002 | SSU MMU CYBERJAYA
379388243 | TNB | DISTRIBUTION | WP PUTRAJAYA & CYBERJAYA | Existing | 33 kV |  | R | VCBJ/SSU/G00002 | SSU MMU CYBERJAYA | M2
379388249 | TNB | DISTRIBUTION | WP PUTRAJAYA & CYBERJAYA | Existing | 33 kV |  | R | VCBJ/SSU/G00005 | SSU DCP1 MEGAJANA
379388250 | TNB | DISTRIBUTION | WP PUTRAJAYA & CYBERJAYA | Existing | 33 kV |  | R | VCBJ/SSU/G00005 | SSU DCP1 MEGAJANA
379388255 | TNB | DISTRIBUTION | WP PUTRAJAYA & CYBERJAYA | Existing | 33 kV |  | R | VCBJ/SSU/G00005 | SSU DCP1 MEGAJANA | M2
379388259 | TNB | DISTRIBUTION | WP PUTRAJAYA & CYBERJAYA | Existing | 33 kV |  | R | VCBJ/SSU/G00005 | SSU DCP1 MEGAJANA | M1
379388262 | TNB | DISTRIBUTION | WP PUTRAJAYA & CYBERJAYA | Existing | 33 kV |  | R | VCBJ/SSU/G00005 | SSU DCP1 MEGAJANA | M1
379388265 | TNB | DISTRIBUTION | WP PUTRAJAYA & CYBERJAYA | Existing | 33 kV |  | R | VCBJ/SSU/G00005 | SSU DCP1 MEGAJANA
379388266 | TNB | DISTRIBUTION | WP PUTRAJAYA & CYBERJAYA | Existing | 33 kV |  | R | VCBJ/SSU/G00005 | SSU DCP1 MEGAJANA
379388268 | TNB | DISTRIBUTION | WP PUTRAJAYA & CYBERJAYA | Existing | 33 kV |  | R | VCBJ/SSU/G00005 | SSU DCP1 MEGAJANA
379388272 | TNB | DISTRIBUTION | WP PUTRAJAYA & CYBERJAYA | Existing | 33 kV |  | R | VCBJ/SSU/G00005 | SSU DCP1 MEGAJANA | M1
379388277 | TNB | DISTRIBUTION | WP PUTRAJAYA & CYBERJAYA | Existing | 33 kV |  | R | VCBJ/SSU/G00005 | SSU DCP1 MEGAJANA
379388278 | TNB | DISTRIBUTION | WP PUTRAJAYA & CYBERJAYA | Existing | 33 kV |  | R | VCBJ/SSU/G00005 | SSU DCP1 MEGAJANA | M2
379388279 | TNB | DISTRIBUTION | WP PUTRAJAYA & CYBERJAYA | Existing | 33 kV |  | R | VCBJ/SSU/G00005 | SSU DCP1 MEGAJANA
379388287 | TNB | DISTRIBUTION | WP PUTRAJAYA & CYBERJAYA | Existing | 33 kV |  | R | VCBJ/SSU/G00005 | SSU DCP1 MEGAJANA | M2
379388293 | TNB | DISTRIBUTION | WP PUTRAJAYA & CYBERJAYA | Existing | 33 kV |  | R | VCBJ/SSU/G00005 | SSU DCP1 MEGAJANA | M1
379388294 | TNB | DISTRIBUTION | WP PUTRAJAYA & CYBERJAYA | Existing | 33 kV |  | R | VCBJ/SSU/G00005 | SSU DCP1 MEGAJANA
379388298 | TNB | DISTRIBUTION | WP PUTRAJAYA & CYBERJAYA | Existing | 33 kV |  | R | VCBJ/SSU/G00005 | SSU DCP1 MEGAJANA | M2
379388304 | TNB | DISTRIBUTION | WP PUTRAJAYA & CYBERJAYA | Existing | 33 kV |  | R | VCBJ/SSU/G00005 | SSU DCP1 MEGAJANA | M1
379388305 | TNB | DISTRIBUTION | WP PUTRAJAYA & CYBERJAYA | Existing | 33 kV |  | R | VCBJ/SSU/G00005 | SSU DCP1 MEGAJANA
379388306 | TNB | DISTRIBUTION | WP PUTRAJAYA & CYBERJAYA | Existing | 33 kV |  | R | VCBJ/SSU/G00005 | SSU DCP1 MEGAJANA
379388309 | TNB | DISTRIBUTION | WP PUTRAJAYA & CYBERJAYA | Existing | 33 kV |  | R | VCBJ/SSU/G00005 | SSU DCP1 MEGAJANA
379388310 | TNB | DISTRIBUTION | WP PUTRAJAYA & CYBERJAYA | Existing | 33 kV |  | R | VCBJ/SSU/G00005 | SSU DCP1 MEGAJANA
379388316 | TNB | DISTRIBUTION | WP PUTRAJAYA & CYBERJAYA | Existing | 33 kV |  | R | VPTJ/SSU/G00003 | SSU GDC NO1 PUTRAJAYA
379388318 | TNB | DISTRIBUTION | WP PUTRAJAYA & CYBERJAYA | Existing | 33 kV |  | R | VPTJ/SSU/G00003 | SSU GDC NO1 PUTRAJAYA
379388319 | TNB | DISTRIBUTION | WP PUTRAJAYA & CYBERJAYA | Existing | 33 kV |  | R | VPTJ/SSU/G00003 | SSU GDC NO1 PUTRAJAYA
379388324 | TNB | DISTRIBUTION | WP PUTRAJAYA & CYBERJAYA | Existing | 33 kV |  | R | VPTJ/SSU/G00003 | SSU GDC NO1 PUTRAJAYA | M2
379388328 | TNB | DISTRIBUTION | WP PUTRAJAYA & CYBERJAYA | Existing | 33 kV |  | R | VPTJ/SSU/G00003 | SSU GDC NO1 PUTRAJAYA | M1
379388331 | TNB | DISTRIBUTION | WP PUTRAJAYA & CYBERJAYA | Existing | 33 kV | MAIN | R | VPTJ/SSU/G00003 | SSU GDC NO1 PUTRAJAYA | M1
379388334 | TNB | DISTRIBUTION | WP PUTRAJAYA & CYBERJAYA | Existing | 33 kV |  | R | VPTJ/SSU/G00003 | SSU GDC NO1 PUTRAJAYA
379388335 | TNB | DISTRIBUTION | WP PUTRAJAYA & CYBERJAYA | Existing | 33 kV |  | R | VPTJ/SSU/G00003 | SSU GDC NO1 PUTRAJAYA
379388337 | TNB | DISTRIBUTION | WP PUTRAJAYA & CYBERJAYA | Existing | 33 kV |  | R | VPTJ/SSU/G00003 | SSU GDC NO1 PUTRAJAYA
379388341 | TNB | DISTRIBUTION | WP PUTRAJAYA & CYBERJAYA | Existing | 33 kV | MAIN | RYB | VPTJ/SSU/G00003 | SSU GDC NO1 PUTRAJAYA | M1
379388346 | TNB | DISTRIBUTION | WP PUTRAJAYA & CYBERJAYA | Existing | 33 kV |  | R | VPTJ/SSU/G00003 | SSU GDC NO1 PUTRAJAYA
379388347 | TNB | DISTRIBUTION | WP PUTRAJAYA & CYBERJAYA | Existing | 33 kV | MAIN | RYB | VPTJ/SSU/G00003 | SSU GDC NO1 PUTRAJAYA | M2
379388348 | TNB | DISTRIBUTION | WP PUTRAJAYA & CYBERJAYA | Existing | 33 kV | MAIN | RYB | VPTJ/SSU/G00003 | SSU GDC NO1 PUTRAJAYA | M
379388350 | TNB | DISTRIBUTION | WP PUTRAJAYA & CYBERJAYA | Existing | 33 kV |  | R | VPTJ/SSU/G00003 | SSU GDC NO1 PUTRAJAYA
379388353 | TNB | DISTRIBUTION | WP PUTRAJAYA & CYBERJAYA | Existing | 33 kV |  | R | VPTJ/SSU/G00003 | SSU GDC NO1 PUTRAJAYA
379388356 | TNB | DISTRIBUTION | WP PUTRAJAYA & CYBERJAYA | Existing | 33 kV | MAIN | RYB | VPTJ/SSU/G00003 | SSU GDC NO1 PUTRAJAYA | M2
379388360 | TNB | DISTRIBUTION | WP PUTRAJAYA & CYBERJAYA | Existing | 33 kV |  | R | VPTJ/SSU/G00003 | SSU GDC NO1 PUTRAJAYA
379388362 | TNB | DISTRIBUTION | WP PUTRAJAYA & CYBERJAYA | Existing | 33 kV |  | R | VPTJ/SSU/G00003 | SSU GDC NO1 PUTRAJAYA | M1
379388363 | TNB | DISTRIBUTION | WP PUTRAJAYA & CYBERJAYA | Existing | 33 kV | MAIN | RYB | VPTJ/SSU/G00003 | SSU GDC NO1 PUTRAJAYA | M
379388367 | TNB | DISTRIBUTION | WP PUTRAJAYA & CYBERJAYA | Existing | 33 kV | MAIN | RYB | VPTJ/SSU/G00003 | SSU GDC NO1 PUTRAJAYA | M2
379452193 | TNB | DISTRIBUTION | WP PUTRAJAYA & CYBERJAYA | Existing | 33 kV |  | RYB | VCBJ/PPU/G00008 | PPU CYBERJAYA NO 9
379452194 | TNB | DISTRIBUTION | WP PUTRAJAYA & CYBERJAYA | Existing | 33 kV |  | RYB | VCBJ/PPU/G00008 | PPU CYBERJAYA NO 9
379452195 | TNB | DISTRIBUTION | WP PUTRAJAYA & CYBERJAYA | Existing | 33 kV |  | RYB | VCBJ/PPU/G00008 | PPU CYBERJAYA NO 9
379452196 | TNB | DISTRIBUTION | WP PUTRAJAYA & CYBERJAYA | Existing | 33 kV |  | RYB | VCBJ/PPU/G00008 | PPU CYBERJAYA NO 9
379452206 | TNB | DISTRIBUTION | WP PUTRAJAYA & CYBERJAYA | Existing | 11 kV |  | RYB | VCBJ/PCE/J22061 | PE 22.06 PADAT B 15-5
379452207 | TNB | DISTRIBUTION | WP PUTRAJAYA & CYBERJAYA | Existing | 11 kV |  | RYB | VCBJ/PCE/J22061 | PE 22.06 PADAT B 15-5
379452212 | TNB | DISTRIBUTION | WP PUTRAJAYA & CYBERJAYA | Existing | 11 kV |  | RYB | VCBJ/PCE/J22061 | PE 22.06 PADAT B 15-5
379452218 | TNB | DISTRIBUTION | WP PUTRAJAYA & CYBERJAYA | Existing | 11 kV |  | RYB | VCBJ/PCE/J22061 | PE 22.06 PADAT B 15-5
379452219 | TNB | DISTRIBUTION | WP PUTRAJAYA & CYBERJAYA | Existing | 11 kV |  | RYB | VCBJ/PCE/J22061 | PE 22.06 PADAT B 15-5
379452223 | TNB | DISTRIBUTION | WP PUTRAJAYA & CYBERJAYA | Existing | 11 kV |  | RYB | VCBJ/PCE/J22061 | PE 22.06 PADAT B 15-5
379452226 | TNB | DISTRIBUTION | WP PUTRAJAYA & CYBERJAYA | Existing | 11 kV |  | RYB | VCBJ/PCE/J22061 | PE 22.06 PADAT B 15-5
379452227 | TNB | DISTRIBUTION | WP PUTRAJAYA & CYBERJAYA | Existing | 11 kV |  | RYB | VCBJ/PCE/J22061 | PE 22.06 PADAT B 15-5
379452358 | TNB | DISTRIBUTION | WP PUTRAJAYA & CYBERJAYA | Existing | 11 kV |  | RYB | VCBJ/PCE/J22071 | PE 22.07 PADAT B 15-6
379452359 | TNB | DISTRIBUTION | WP PUTRAJAYA & CYBERJAYA | Existing | 11 kV |  | RYB | VCBJ/PCE/J22071 | PE 22.07 PADAT B 15-6
379452364 | TNB | DISTRIBUTION | WP PUTRAJAYA & CYBERJAYA | Existing | 11 kV |  | RYB | VCBJ/PCE/J22071 | PE 22.07 PADAT B 15-6
379452370 | TNB | DISTRIBUTION | WP PUTRAJAYA & CYBERJAYA | Existing | 11 kV |  | RYB | VCBJ/PCE/J22071 | PE 22.07 PADAT B 15-6
379452371 | TNB | DISTRIBUTION | WP PUTRAJAYA & CYBERJAYA | Existing | 11 kV |  | RYB | VCBJ/PCE/J22071 | PE 22.07 PADAT B 15-6
379452375 | TNB | DISTRIBUTION | WP PUTRAJAYA & CYBERJAYA | Existing | 11 kV |  | RYB | VCBJ/PCE/J22071 | PE 22.07 PADAT B 15-6
379452378 | TNB | DISTRIBUTION | WP PUTRAJAYA & CYBERJAYA | Existing | 11 kV |  | RYB | VCBJ/PCE/J22071 | PE 22.07 PADAT B 15-6
379452379 | TNB | DISTRIBUTION | WP PUTRAJAYA & CYBERJAYA | Existing | 11 kV |  | RYB | VCBJ/PCE/J22071 | PE 22.07 PADAT B 15-6
379907357 | TNB | DISTRIBUTION | WP PUTRAJAYA & CYBERJAYA | Existing | 11 kV |  | RYB | VPTJ/PCE/J00355 | PE 15.57 DWIPUTRA NO 4 (F2)
379907363 | TNB | DISTRIBUTION | WP PUTRAJAYA & CYBERJAYA | Existing | 11 kV |  | RYB | VPTJ/PCE/J00355 | PE 15.57 DWIPUTRA NO 4 (F2)
379907369 | TNB | DISTRIBUTION | WP PUTRAJAYA & CYBERJAYA | Existing | 11 kV |  | RYB | VPTJ/PCE/J00355 | PE 15.57 DWIPUTRA NO 4 (F2)
379907374 | TNB | DISTRIBUTION | WP PUTRAJAYA & CYBERJAYA | Existing | 11 kV |  | RYB | VPTJ/PCE/J00355 | PE 15.57 DWIPUTRA NO 4 (F2)
379907377 | TNB | DISTRIBUTION | WP PUTRAJAYA & CYBERJAYA | Existing | 11 kV |  | RYB | VPTJ/PCE/J00355 | PE 15.57 DWIPUTRA NO 4 (F2)
379907378 | TNB | DISTRIBUTION | WP PUTRAJAYA & CYBERJAYA | Existing | 11 kV |  | RYB | VPTJ/PCE/J00355 | PE 15.57 DWIPUTRA NO 4 (F2)
379907453 | TNB | DISTRIBUTION | WP PUTRAJAYA & CYBERJAYA | Existing | 11 kV |  | RYB | VPTJ/PCE/J00350 | PE 15.57 DWIPUTRA NO 4 (F1)
379907454 | TNB | DISTRIBUTION | WP PUTRAJAYA & CYBERJAYA | Existing | 11 kV |  | RYB | VPTJ/PCE/J00350 | PE 15.57 DWIPUTRA NO 4 (F1)
379907459 | TNB | DISTRIBUTION | WP PUTRAJAYA & CYBERJAYA | Existing | 11 kV |  | RYB | VPTJ/PCE/J00350 | PE 15.57 DWIPUTRA NO 4 (F1)
379907465 | TNB | DISTRIBUTION | WP PUTRAJAYA & CYBERJAYA | Existing | 11 kV |  | RYB | VPTJ/PCE/J00350 | PE 15.57 DWIPUTRA NO 4 (F1)
379907466 | TNB | DISTRIBUTION | WP PUTRAJAYA & CYBERJAYA | Existing | 11 kV |  | RYB | VPTJ/PCE/J00350 | PE 15.57 DWIPUTRA NO 4 (F1)
379907470 | TNB | DISTRIBUTION | WP PUTRAJAYA & CYBERJAYA | Existing | 11 kV |  | RYB | VPTJ/PCE/J00350 | PE 15.57 DWIPUTRA NO 4 (F1)
379907473 | TNB | DISTRIBUTION | WP PUTRAJAYA & CYBERJAYA | Existing | 11 kV |  | RYB | VPTJ/PCE/J00350 | PE 15.57 DWIPUTRA NO 4 (F1)
379907474 | TNB | DISTRIBUTION | WP PUTRAJAYA & CYBERJAYA | Existing | 11 kV |  | RYB | VPTJ/PCE/J00350 | PE 15.57 DWIPUTRA NO 4 (F1)
379907552 | TNB | DISTRIBUTION | WP PUTRAJAYA & CYBERJAYA | Existing | 11 kV |  | RYB | VPTJ/PCE/J00354 | PE 15.59 DWIPUTRA NO 6 (F2)
379907553 | TNB | DISTRIBUTION | WP PUTRAJAYA & CYBERJAYA | Existing | 11 kV |  | RYB | VPTJ/PCE/J00354 | PE 15.59 DWIPUTRA NO 6 (F2)
379907558 | TNB | DISTRIBUTION | WP PUTRAJAYA & CYBERJAYA | Existing | 11 kV |  | RYB | VPTJ/PCE/J00354 | PE 15.59 DWIPUTRA NO 6 (F2)
379907564 | TNB | DISTRIBUTION | WP PUTRAJAYA & CYBERJAYA | Existing | 11 kV |  | RYB | VPTJ/PCE/J00354 | PE 15.59 DWIPUTRA NO 6 (F2)
379907565 | TNB | DISTRIBUTION | WP PUTRAJAYA & CYBERJAYA | Existing | 11 kV |  | RYB | VPTJ/PCE/J00354 | PE 15.59 DWIPUTRA NO 6 (F2)
379907569 | TNB | DISTRIBUTION | WP PUTRAJAYA & CYBERJAYA | Existing | 11 kV |  | RYB | VPTJ/PCE/J00354 | PE 15.59 DWIPUTRA NO 6 (F2)
379907572 | TNB | DISTRIBUTION | WP PUTRAJAYA & CYBERJAYA | Existing | 11 kV |  | RYB | VPTJ/PCE/J00354 | PE 15.59 DWIPUTRA NO 6 (F2)
379907573 | TNB | DISTRIBUTION | WP PUTRAJAYA & CYBERJAYA | Existing | 11 kV |  | RYB | VPTJ/PCE/J00354 | PE 15.59 DWIPUTRA NO 6 (F2)
379907646 | TNB | DISTRIBUTION | WP PUTRAJAYA & CYBERJAYA | Existing | 11 kV |  | RYB | VPTJ/PCE/J00352 | PE 15.59 DWIPUTRA NO 6 (F1)
379907647 | TNB | DISTRIBUTION | WP PUTRAJAYA & CYBERJAYA | Existing | 11 kV |  | RYB | VPTJ/PCE/J00352 | PE 15.59 DWIPUTRA NO 6 (F1)
379907652 | TNB | DISTRIBUTION | WP PUTRAJAYA & CYBERJAYA | Existing | 11 kV |  | RYB | VPTJ/PCE/J00352 | PE 15.59 DWIPUTRA NO 6 (F1)
379907658 | TNB | DISTRIBUTION | WP PUTRAJAYA & CYBERJAYA | Existing | 11 kV |  | RYB | VPTJ/PCE/J00352 | PE 15.59 DWIPUTRA NO 6 (F1)
379907659 | TNB | DISTRIBUTION | WP PUTRAJAYA & CYBERJAYA | Existing | 11 kV |  | RYB | VPTJ/PCE/J00352 | PE 15.59 DWIPUTRA NO 6 (F1)
379907663 | TNB | DISTRIBUTION | WP PUTRAJAYA & CYBERJAYA | Existing | 11 kV |  | RYB | VPTJ/PCE/J00352 | PE 15.59 DWIPUTRA NO 6 (F1)
379907666 | TNB | DISTRIBUTION | WP PUTRAJAYA & CYBERJAYA | Existing | 11 kV |  | RYB | VPTJ/PCE/J00352 | PE 15.59 DWIPUTRA NO 6 (F1)
379907667 | TNB | DISTRIBUTION | WP PUTRAJAYA & CYBERJAYA | Existing | 11 kV |  | RYB | VPTJ/PCE/J00352 | PE 15.59 DWIPUTRA NO 6 (F1)
379907758 | TNB | DISTRIBUTION | WP PUTRAJAYA & CYBERJAYA | Existing | 11 kV |  | RYB | VPTJ/PCE/J00353 | PE 15.58 DWIPUTRA NO 5 (F2)
379907759 | TNB | DISTRIBUTION | WP PUTRAJAYA & CYBERJAYA | Existing | 11 kV |  | RYB | VPTJ/PCE/J00353 | PE 15.58 DWIPUTRA NO 5 (F2)
379907764 | TNB | DISTRIBUTION | WP PUTRAJAYA & CYBERJAYA | Existing | 11 kV |  | RYB | VPTJ/PCE/J00353 | PE 15.58 DWIPUTRA NO 5 (F2)
379907770 | TNB | DISTRIBUTION | WP PUTRAJAYA & CYBERJAYA | Existing | 11 kV |  | RYB | VPTJ/PCE/J00353 | PE 15.58 DWIPUTRA NO 5 (F2)
379907771 | TNB | DISTRIBUTION | WP PUTRAJAYA & CYBERJAYA | Existing | 11 kV |  | RYB | VPTJ/PCE/J00353 | PE 15.58 DWIPUTRA NO 5 (F2)
379907775 | TNB | DISTRIBUTION | WP PUTRAJAYA & CYBERJAYA | Existing | 11 kV |  | RYB | VPTJ/PCE/J00353 | PE 15.58 DWIPUTRA NO 5 (F2)
379907778 | TNB | DISTRIBUTION | WP PUTRAJAYA & CYBERJAYA | Existing | 11 kV |  | RYB | VPTJ/PCE/J00353 | PE 15.58 DWIPUTRA NO 5 (F2)
379907779 | TNB | DISTRIBUTION | WP PUTRAJAYA & CYBERJAYA | Existing | 11 kV |  | RYB | VPTJ/PCE/J00353 | PE 15.58 DWIPUTRA NO 5 (F2)
379907852 | TNB | DISTRIBUTION | WP PUTRAJAYA & CYBERJAYA | Existing | 11 kV |  | RYB | VPTJ/PCE/J00351 | PE 15.58 DWIPUTRA NO 5 (F1)
379907853 | TNB | DISTRIBUTION | WP PUTRAJAYA & CYBERJAYA | Existing | 11 kV |  | RYB | VPTJ/PCE/J00351 | PE 15.58 DWIPUTRA NO 5 (F1)
379907858 | TNB | DISTRIBUTION | WP PUTRAJAYA & CYBERJAYA | Existing | 11 kV |  | RYB | VPTJ/PCE/J00351 | PE 15.58 DWIPUTRA NO 5 (F1)
379907864 | TNB | DISTRIBUTION | WP PUTRAJAYA & CYBERJAYA | Existing | 11 kV |  | RYB | VPTJ/PCE/J00351 | PE 15.58 DWIPUTRA NO 5 (F1)
379907865 | TNB | DISTRIBUTION | WP PUTRAJAYA & CYBERJAYA | Existing | 11 kV |  | RYB | VPTJ/PCE/J00351 | PE 15.58 DWIPUTRA NO 5 (F1)
379907869 | TNB | DISTRIBUTION | WP PUTRAJAYA & CYBERJAYA | Existing | 11 kV |  | RYB | VPTJ/PCE/J00351 | PE 15.58 DWIPUTRA NO 5 (F1)
379907872 | TNB | DISTRIBUTION | WP PUTRAJAYA & CYBERJAYA | Existing | 11 kV |  | RYB | VPTJ/PCE/J00351 | PE 15.58 DWIPUTRA NO 5 (F1)
379907873 | TNB | DISTRIBUTION | WP PUTRAJAYA & CYBERJAYA | Existing | 11 kV |  | RYB | VPTJ/PCE/J00351 | PE 15.58 DWIPUTRA NO 5 (F1)
379907987 | TNB | DISTRIBUTION | WP PUTRAJAYA & CYBERJAYA | Existing | 11 kV |  | RYB | VPTJ/PCE/J08402 | PE 8.40 8R4 BLOK C F2
379907988 | TNB | DISTRIBUTION | WP PUTRAJAYA & CYBERJAYA | Existing | 11 kV |  | RYB | VPTJ/PCE/J08402 | PE 8.40 8R4 BLOK C F2
379907993 | TNB | DISTRIBUTION | WP PUTRAJAYA & CYBERJAYA | Existing | 11 kV |  | RYB | VPTJ/PCE/J08402 | PE 8.40 8R4 BLOK C F2
379907999 | TNB | DISTRIBUTION | WP PUTRAJAYA & CYBERJAYA | Existing | 11 kV |  | RYB | VPTJ/PCE/J08402 | PE 8.40 8R4 BLOK C F2
379908000 | TNB | DISTRIBUTION | WP PUTRAJAYA & CYBERJAYA | Existing | 11 kV |  | RYB | VPTJ/PCE/J08402 | PE 8.40 8R4 BLOK C F2
379908004 | TNB | DISTRIBUTION | WP PUTRAJAYA & CYBERJAYA | Existing | 11 kV |  | RYB | VPTJ/PCE/J08402 | PE 8.40 8R4 BLOK C F2
379908007 | TNB | DISTRIBUTION | WP PUTRAJAYA & CYBERJAYA | Existing | 11 kV |  | RYB | VPTJ/PCE/J08402 | PE 8.40 8R4 BLOK C F2
379908008 | TNB | DISTRIBUTION | WP PUTRAJAYA & CYBERJAYA | Existing | 11 kV |  | RYB | VPTJ/PCE/J08402 | PE 8.40 8R4 BLOK C F2
379908110 | TNB | DISTRIBUTION | WP PUTRAJAYA & CYBERJAYA | Existing | 11 kV |  | RYB | VPTJ/PCE/J08401 | PE 8.40 8R4 BLOK C F1
379908111 | TNB | DISTRIBUTION | WP PUTRAJAYA & CYBERJAYA | Existing | 11 kV |  | RYB | VPTJ/PCE/J08401 | PE 8.40 8R4 BLOK C F1
379908116 | TNB | DISTRIBUTION | WP PUTRAJAYA & CYBERJAYA | Existing | 11 kV |  | RYB | VPTJ/PCE/J08401 | PE 8.40 8R4 BLOK C F1
379908122 | TNB | DISTRIBUTION | WP PUTRAJAYA & CYBERJAYA | Existing | 11 kV |  | RYB | VPTJ/PCE/J08401 | PE 8.40 8R4 BLOK C F1
379908123 | TNB | DISTRIBUTION | WP PUTRAJAYA & CYBERJAYA | Existing | 11 kV |  | RYB | VPTJ/PCE/J08401 | PE 8.40 8R4 BLOK C F1
379908127 | TNB | DISTRIBUTION | WP PUTRAJAYA & CYBERJAYA | Existing | 11 kV |  | RYB | VPTJ/PCE/J08401 | PE 8.40 8R4 BLOK C F1
379908130 | TNB | DISTRIBUTION | WP PUTRAJAYA & CYBERJAYA | Existing | 11 kV |  | RYB | VPTJ/PCE/J08401 | PE 8.40 8R4 BLOK C F1
379908131 | TNB | DISTRIBUTION | WP PUTRAJAYA & CYBERJAYA | Existing | 11 kV |  | RYB | VPTJ/PCE/J08401 | PE 8.40 8R4 BLOK C F1
379908206 | TNB | DISTRIBUTION | WP PUTRAJAYA & CYBERJAYA | Existing | 11 kV |  | RYB | VPTJ/PCE/J08411 | PE 8.41 8R4 BLOK D F1
379908207 | TNB | DISTRIBUTION | WP PUTRAJAYA & CYBERJAYA | Existing | 11 kV |  | RYB | VPTJ/PCE/J08411 | PE 8.41 8R4 BLOK D F1
379908212 | TNB | DISTRIBUTION | WP PUTRAJAYA & CYBERJAYA | Existing | 11 kV |  | RYB | VPTJ/PCE/J08411 | PE 8.41 8R4 BLOK D F1
379908218 | TNB | DISTRIBUTION | WP PUTRAJAYA & CYBERJAYA | Existing | 11 kV |  | RYB | VPTJ/PCE/J08411 | PE 8.41 8R4 BLOK D F1
379908219 | TNB | DISTRIBUTION | WP PUTRAJAYA & CYBERJAYA | Existing | 11 kV |  | RYB | VPTJ/PCE/J08411 | PE 8.41 8R4 BLOK D F1
379908223 | TNB | DISTRIBUTION | WP PUTRAJAYA & CYBERJAYA | Existing | 11 kV |  | RYB | VPTJ/PCE/J08411 | PE 8.41 8R4 BLOK D F1
379908226 | TNB | DISTRIBUTION | WP PUTRAJAYA & CYBERJAYA | Existing | 11 kV |  | RYB | VPTJ/PCE/J08411 | PE 8.41 8R4 BLOK D F1
379908227 | TNB | DISTRIBUTION | WP PUTRAJAYA & CYBERJAYA | Existing | 11 kV |  | RYB | VPTJ/PCE/J08411 | PE 8.41 8R4 BLOK D F1
379908300 | TNB | DISTRIBUTION | WP PUTRAJAYA & CYBERJAYA | Existing | 11 kV |  | RYB | VPTJ/PCE/J08412 | PE 8.41 BLOK D 8R4 F2
379908301 | TNB | DISTRIBUTION | WP PUTRAJAYA & CYBERJAYA | Existing | 11 kV |  | RYB | VPTJ/PCE/J08412 | PE 8.41 BLOK D 8R4 F2
379908306 | TNB | DISTRIBUTION | WP PUTRAJAYA & CYBERJAYA | Existing | 11 kV |  | RYB | VPTJ/PCE/J08412 | PE 8.41 BLOK D 8R4 F2
379908312 | TNB | DISTRIBUTION | WP PUTRAJAYA & CYBERJAYA | Existing | 11 kV |  | RYB | VPTJ/PCE/J08412 | PE 8.41 BLOK D 8R4 F2
379908313 | TNB | DISTRIBUTION | WP PUTRAJAYA & CYBERJAYA | Existing | 11 kV |  | RYB | VPTJ/PCE/J08412 | PE 8.41 BLOK D 8R4 F2
379908317 | TNB | DISTRIBUTION | WP PUTRAJAYA & CYBERJAYA | Existing | 11 kV |  | RYB | VPTJ/PCE/J08412 | PE 8.41 BLOK D 8R4 F2
379908320 | TNB | DISTRIBUTION | WP PUTRAJAYA & CYBERJAYA | Existing | 11 kV |  | RYB | VPTJ/PCE/J08412 | PE 8.41 BLOK D 8R4 F2
379908321 | TNB | DISTRIBUTION | WP PUTRAJAYA & CYBERJAYA | Existing | 11 kV |  | RYB | VPTJ/PCE/J08412 | PE 8.41 BLOK D 8R4 F2
379908418 | TNB | DISTRIBUTION | WP PUTRAJAYA & CYBERJAYA | Existing | 11 kV |  | RYB | VPTJ/PCE/J08382 | PE 8.38 8R4 BLOK A F2
379908419 | TNB | DISTRIBUTION | WP PUTRAJAYA & CYBERJAYA | Existing | 11 kV |  | RYB | VPTJ/PCE/J08382 | PE 8.38 8R4 BLOK A F2
379908424 | TNB | DISTRIBUTION | WP PUTRAJAYA & CYBERJAYA | Existing | 11 kV |  | RYB | VPTJ/PCE/J08382 | PE 8.38 8R4 BLOK A F2
379908430 | TNB | DISTRIBUTION | WP PUTRAJAYA & CYBERJAYA | Existing | 11 kV |  | RYB | VPTJ/PCE/J08382 | PE 8.38 8R4 BLOK A F2
379908431 | TNB | DISTRIBUTION | WP PUTRAJAYA & CYBERJAYA | Existing | 11 kV |  | RYB | VPTJ/PCE/J08382 | PE 8.38 8R4 BLOK A F2
379908435 | TNB | DISTRIBUTION | WP PUTRAJAYA & CYBERJAYA | Existing | 11 kV |  | RYB | VPTJ/PCE/J08382 | PE 8.38 8R4 BLOK A F2
379908438 | TNB | DISTRIBUTION | WP PUTRAJAYA & CYBERJAYA | Existing | 11 kV |  | RYB | VPTJ/PCE/J08382 | PE 8.38 8R4 BLOK A F2
379908439 | TNB | DISTRIBUTION | WP PUTRAJAYA & CYBERJAYA | Existing | 11 kV |  | RYB | VPTJ/PCE/J08382 | PE 8.38 8R4 BLOK A F2
379908512 | TNB | DISTRIBUTION | WP PUTRAJAYA & CYBERJAYA | Existing | 11 kV |  | RYB | VPTJ/PCE/J08381 | PE 8.38 8R4 BLOK A F1
379908513 | TNB | DISTRIBUTION | WP PUTRAJAYA & CYBERJAYA | Existing | 11 kV |  | RYB | VPTJ/PCE/J08381 | PE 8.38 8R4 BLOK A F1
379908518 | TNB | DISTRIBUTION | WP PUTRAJAYA & CYBERJAYA | Existing | 11 kV |  | RYB | VPTJ/PCE/J08381 | PE 8.38 8R4 BLOK A F1
379908524 | TNB | DISTRIBUTION | WP PUTRAJAYA & CYBERJAYA | Existing | 11 kV |  | RYB | VPTJ/PCE/J08381 | PE 8.38 8R4 BLOK A F1
379908525 | TNB | DISTRIBUTION | WP PUTRAJAYA & CYBERJAYA | Existing | 11 kV |  | RYB | VPTJ/PCE/J08381 | PE 8.38 8R4 BLOK A F1
379908529 | TNB | DISTRIBUTION | WP PUTRAJAYA & CYBERJAYA | Existing | 11 kV |  | RYB | VPTJ/PCE/J08381 | PE 8.38 8R4 BLOK A F1
379908532 | TNB | DISTRIBUTION | WP PUTRAJAYA & CYBERJAYA | Existing | 11 kV |  | RYB | VPTJ/PCE/J08381 | PE 8.38 8R4 BLOK A F1
379908533 | TNB | DISTRIBUTION | WP PUTRAJAYA & CYBERJAYA | Existing | 11 kV |  | RYB | VPTJ/PCE/J08381 | PE 8.38 8R4 BLOK A F1
379908608 | TNB | DISTRIBUTION | WP PUTRAJAYA & CYBERJAYA | Existing | 11 kV |  | RYB | VPTJ/PCE/J08391 | PE 8.39 8R4 BLOK B F1
379908609 | TNB | DISTRIBUTION | WP PUTRAJAYA & CYBERJAYA | Existing | 11 kV |  | RYB | VPTJ/PCE/J08391 | PE 8.39 8R4 BLOK B F1
379908614 | TNB | DISTRIBUTION | WP PUTRAJAYA & CYBERJAYA | Existing | 11 kV |  | RYB | VPTJ/PCE/J08391 | PE 8.39 8R4 BLOK B F1
379908620 | TNB | DISTRIBUTION | WP PUTRAJAYA & CYBERJAYA | Existing | 11 kV |  | RYB | VPTJ/PCE/J08391 | PE 8.39 8R4 BLOK B F1
379908621 | TNB | DISTRIBUTION | WP PUTRAJAYA & CYBERJAYA | Existing | 11 kV |  | RYB | VPTJ/PCE/J08391 | PE 8.39 8R4 BLOK B F1
379908625 | TNB | DISTRIBUTION | WP PUTRAJAYA & CYBERJAYA | Existing | 11 kV |  | RYB | VPTJ/PCE/J08391 | PE 8.39 8R4 BLOK B F1
379908628 | TNB | DISTRIBUTION | WP PUTRAJAYA & CYBERJAYA | Existing | 11 kV |  | RYB | VPTJ/PCE/J08391 | PE 8.39 8R4 BLOK B F1
379908629 | TNB | DISTRIBUTION | WP PUTRAJAYA & CYBERJAYA | Existing | 11 kV |  | RYB | VPTJ/PCE/J08391 | PE 8.39 8R4 BLOK B F1
379908702 | TNB | DISTRIBUTION | WP PUTRAJAYA & CYBERJAYA | Existing | 11 kV |  | RYB | VPTJ/PCE/J08392 | PE 8.39 BLOK B 8R4 F2
379908703 | TNB | DISTRIBUTION | WP PUTRAJAYA & CYBERJAYA | Existing | 11 kV |  | RYB | VPTJ/PCE/J08392 | PE 8.39 BLOK B 8R4 F2
379908708 | TNB | DISTRIBUTION | WP PUTRAJAYA & CYBERJAYA | Existing | 11 kV |  | RYB | VPTJ/PCE/J08392 | PE 8.39 BLOK B 8R4 F2
379908714 | TNB | DISTRIBUTION | WP PUTRAJAYA & CYBERJAYA | Existing | 11 kV |  | RYB | VPTJ/PCE/J08392 | PE 8.39 BLOK B 8R4 F2
379908715 | TNB | DISTRIBUTION | WP PUTRAJAYA & CYBERJAYA | Existing | 11 kV |  | RYB | VPTJ/PCE/J08392 | PE 8.39 BLOK B 8R4 F2
379908719 | TNB | DISTRIBUTION | WP PUTRAJAYA & CYBERJAYA | Existing | 11 kV |  | RYB | VPTJ/PCE/J08392 | PE 8.39 BLOK B 8R4 F2
379908722 | TNB | DISTRIBUTION | WP PUTRAJAYA & CYBERJAYA | Existing | 11 kV |  | RYB | VPTJ/PCE/J08392 | PE 8.39 BLOK B 8R4 F2
379908723 | TNB | DISTRIBUTION | WP PUTRAJAYA & CYBERJAYA | Existing | 11 kV |  | RYB | VPTJ/PCE/J08392 | PE 8.39 BLOK B 8R4 F2
379908857 | TNB | DISTRIBUTION | WP PUTRAJAYA & CYBERJAYA | Existing | 11 kV |  | RYB | VPTJ/PCE/J00356 | PE 11.76 TERES ZON 9D (1) (F1)
379908858 | TNB | DISTRIBUTION | WP PUTRAJAYA & CYBERJAYA | Existing | 11 kV |  | RYB | VPTJ/PCE/J00356 | PE 11.76 TERES ZON 9D (1) (F1)
379908863 | TNB | DISTRIBUTION | WP PUTRAJAYA & CYBERJAYA | Existing | 11 kV |  | RYB | VPTJ/PCE/J00356 | PE 11.76 TERES ZON 9D (1) (F1)
379908869 | TNB | DISTRIBUTION | WP PUTRAJAYA & CYBERJAYA | Existing | 11 kV |  | RYB | VPTJ/PCE/J00356 | PE 11.76 TERES ZON 9D (1) (F1)
379908870 | TNB | DISTRIBUTION | WP PUTRAJAYA & CYBERJAYA | Existing | 11 kV |  | RYB | VPTJ/PCE/J00356 | PE 11.76 TERES ZON 9D (1) (F1)
379908874 | TNB | DISTRIBUTION | WP PUTRAJAYA & CYBERJAYA | Existing | 11 kV |  | RYB | VPTJ/PCE/J00356 | PE 11.76 TERES ZON 9D (1) (F1)
379908877 | TNB | DISTRIBUTION | WP PUTRAJAYA & CYBERJAYA | Existing | 11 kV |  | RYB | VPTJ/PCE/J00356 | PE 11.76 TERES ZON 9D (1) (F1)
379908878 | TNB | DISTRIBUTION | WP PUTRAJAYA & CYBERJAYA | Existing | 11 kV |  | RYB | VPTJ/PCE/J00356 | PE 11.76 TERES ZON 9D (1) (F1)
379908961 | TNB | DISTRIBUTION | WP PUTRAJAYA & CYBERJAYA | Existing | 11 kV |  | RYB | VPTJ/PCE/J00359 | PE 11.76 TERES ZON 9D (1) (F2)
379908962 | TNB | DISTRIBUTION | WP PUTRAJAYA & CYBERJAYA | Existing | 11 kV |  | RYB | VPTJ/PCE/J00359 | PE 11.76 TERES ZON 9D (1) (F2)
379908967 | TNB | DISTRIBUTION | WP PUTRAJAYA & CYBERJAYA | Existing | 11 kV |  | RYB | VPTJ/PCE/J00359 | PE 11.76 TERES ZON 9D (1) (F2)
379908973 | TNB | DISTRIBUTION | WP PUTRAJAYA & CYBERJAYA | Existing | 11 kV |  | RYB | VPTJ/PCE/J00359 | PE 11.76 TERES ZON 9D (1) (F2)
379908974 | TNB | DISTRIBUTION | WP PUTRAJAYA & CYBERJAYA | Existing | 11 kV |  | RYB | VPTJ/PCE/J00359 | PE 11.76 TERES ZON 9D (1) (F2)
379908978 | TNB | DISTRIBUTION | WP PUTRAJAYA & CYBERJAYA | Existing | 11 kV |  | RYB | VPTJ/PCE/J00359 | PE 11.76 TERES ZON 9D (1) (F2)
379908981 | TNB | DISTRIBUTION | WP PUTRAJAYA & CYBERJAYA | Existing | 11 kV |  | RYB | VPTJ/PCE/J00359 | PE 11.76 TERES ZON 9D (1) (F2)
379908982 | TNB | DISTRIBUTION | WP PUTRAJAYA & CYBERJAYA | Existing | 11 kV |  | RYB | VPTJ/PCE/J00359 | PE 11.76 TERES ZON 9D (1) (F2)
379909067 | TNB | DISTRIBUTION | WP PUTRAJAYA & CYBERJAYA | Existing | 11 kV |  | RYB | VPTJ/PCE/J00357 | PE 11.77 TERES ZON 9D (2) (F1)
379909068 | TNB | DISTRIBUTION | WP PUTRAJAYA & CYBERJAYA | Existing | 11 kV |  | RYB | VPTJ/PCE/J00357 | PE 11.77 TERES ZON 9D (2) (F1)
379909073 | TNB | DISTRIBUTION | WP PUTRAJAYA & CYBERJAYA | Existing | 11 kV |  | RYB | VPTJ/PCE/J00357 | PE 11.77 TERES ZON 9D (2) (F1)
379909079 | TNB | DISTRIBUTION | WP PUTRAJAYA & CYBERJAYA | Existing | 11 kV |  | RYB | VPTJ/PCE/J00357 | PE 11.77 TERES ZON 9D (2) (F1)
379909080 | TNB | DISTRIBUTION | WP PUTRAJAYA & CYBERJAYA | Existing | 11 kV |  | RYB | VPTJ/PCE/J00357 | PE 11.77 TERES ZON 9D (2) (F1)
379909084 | TNB | DISTRIBUTION | WP PUTRAJAYA & CYBERJAYA | Existing | 11 kV |  | RYB | VPTJ/PCE/J00357 | PE 11.77 TERES ZON 9D (2) (F1)
379909087 | TNB | DISTRIBUTION | WP PUTRAJAYA & CYBERJAYA | Existing | 11 kV |  | RYB | VPTJ/PCE/J00357 | PE 11.77 TERES ZON 9D (2) (F1)
379909088 | TNB | DISTRIBUTION | WP PUTRAJAYA & CYBERJAYA | Existing | 11 kV |  | RYB | VPTJ/PCE/J00357 | PE 11.77 TERES ZON 9D (2) (F1)
379909173 | TNB | DISTRIBUTION | WP PUTRAJAYA & CYBERJAYA | Existing | 11 kV |  | RYB | VPTJ/PCE/J00358 | PE 11.77 TERES ZON 9D (2) (F2)
379909174 | TNB | DISTRIBUTION | WP PUTRAJAYA & CYBERJAYA | Existing | 11 kV |  | RYB | VPTJ/PCE/J00358 | PE 11.77 TERES ZON 9D (2) (F2)
379909179 | TNB | DISTRIBUTION | WP PUTRAJAYA & CYBERJAYA | Existing | 11 kV |  | RYB | VPTJ/PCE/J00358 | PE 11.77 TERES ZON 9D (2) (F2)
379909185 | TNB | DISTRIBUTION | WP PUTRAJAYA & CYBERJAYA | Existing | 11 kV |  | RYB | VPTJ/PCE/J00358 | PE 11.77 TERES ZON 9D (2) (F2)
379909186 | TNB | DISTRIBUTION | WP PUTRAJAYA & CYBERJAYA | Existing | 11 kV |  | RYB | VPTJ/PCE/J00358 | PE 11.77 TERES ZON 9D (2) (F2)
379909190 | TNB | DISTRIBUTION | WP PUTRAJAYA & CYBERJAYA | Existing | 11 kV |  | RYB | VPTJ/PCE/J00358 | PE 11.77 TERES ZON 9D (2) (F2)
379909193 | TNB | DISTRIBUTION | WP PUTRAJAYA & CYBERJAYA | Existing | 11 kV |  | RYB | VPTJ/PCE/J00358 | PE 11.77 TERES ZON 9D (2) (F2)
379909194 | TNB | DISTRIBUTION | WP PUTRAJAYA & CYBERJAYA | Existing | 11 kV |  | RYB | VPTJ/PCE/J00358 | PE 11.77 TERES ZON 9D (2) (F2)
379909304 | TNB | DISTRIBUTION | WP PUTRAJAYA & CYBERJAYA | Existing | 11 kV |  | RYB | VPTJ/PCE/J00398 | Grp: Substation Comp. 1 PE11.78 F1
379909305 | TNB | DISTRIBUTION | WP PUTRAJAYA & CYBERJAYA | Existing | 11 kV |  | RYB | VPTJ/PCE/J00398 | Grp: Substation Comp. 1 PE11.78 F1
379909310 | TNB | DISTRIBUTION | WP PUTRAJAYA & CYBERJAYA | Existing | 11 kV |  | RYB | VPTJ/PCE/J00398 | Grp: Substation Comp. 1 PE11.78 F1
379909316 | TNB | DISTRIBUTION | WP PUTRAJAYA & CYBERJAYA | Existing | 11 kV |  | RYB | VPTJ/PCE/J00398 | Grp: Substation Comp. 1 PE11.78 F1
379909317 | TNB | DISTRIBUTION | WP PUTRAJAYA & CYBERJAYA | Existing | 11 kV |  | RYB | VPTJ/PCE/J00398 | Grp: Substation Comp. 1 PE11.78 F1
379909321 | TNB | DISTRIBUTION | WP PUTRAJAYA & CYBERJAYA | Existing | 11 kV |  | RYB | VPTJ/PCE/J00398 | Grp: Substation Comp. 1 PE11.78 F1
379909324 | TNB | DISTRIBUTION | WP PUTRAJAYA & CYBERJAYA | Existing | 11 kV |  | RYB | VPTJ/PCE/J00398 | Grp: Substation Comp. 1 PE11.78 F1
379909325 | TNB | DISTRIBUTION | WP PUTRAJAYA & CYBERJAYA | Existing | 11 kV |  | RYB | VPTJ/PCE/J00398 | Grp: Substation Comp. 1 PE11.78 F1
379909398 | TNB | DISTRIBUTION | WP PUTRAJAYA & CYBERJAYA | Existing | 11 kV |  | RYB | VPTJ/PCE/J00399 | E 11.78 PPA1M PALMA (F2)
379909399 | TNB | DISTRIBUTION | WP PUTRAJAYA & CYBERJAYA | Existing | 11 kV |  | RYB | VPTJ/PCE/J00399 | E 11.78 PPA1M PALMA (F2)
379909404 | TNB | DISTRIBUTION | WP PUTRAJAYA & CYBERJAYA | Existing | 11 kV |  | RYB | VPTJ/PCE/J00399 | E 11.78 PPA1M PALMA (F2)
379909410 | TNB | DISTRIBUTION | WP PUTRAJAYA & CYBERJAYA | Existing | 11 kV |  | RYB | VPTJ/PCE/J00399 | E 11.78 PPA1M PALMA (F2)
379909411 | TNB | DISTRIBUTION | WP PUTRAJAYA & CYBERJAYA | Existing | 11 kV |  | RYB | VPTJ/PCE/J00399 | E 11.78 PPA1M PALMA (F2)
379909415 | TNB | DISTRIBUTION | WP PUTRAJAYA & CYBERJAYA | Existing | 11 kV |  | RYB | VPTJ/PCE/J00399 | E 11.78 PPA1M PALMA (F2)
379909418 | TNB | DISTRIBUTION | WP PUTRAJAYA & CYBERJAYA | Existing | 11 kV |  | RYB | VPTJ/PCE/J00399 | E 11.78 PPA1M PALMA (F2)
379909419 | TNB | DISTRIBUTION | WP PUTRAJAYA & CYBERJAYA | Existing | 11 kV |  | RYB | VPTJ/PCE/J00399 | E 11.78 PPA1M PALMA (F2)
379909507 | TNB | DISTRIBUTION | WP PUTRAJAYA & CYBERJAYA | Existing | 11 kV |  | RYB | VPTJ/PCE/J05351 | PE 5.35 TEMP 5R5
379909508 | TNB | DISTRIBUTION | WP PUTRAJAYA & CYBERJAYA | Existing | 11 kV |  | RYB | VPTJ/PCE/J05351 | PE 5.35 TEMP 5R5
379909513 | TNB | DISTRIBUTION | WP PUTRAJAYA & CYBERJAYA | Existing | 11 kV |  | RYB | VPTJ/PCE/J05351 | PE 5.35 TEMP 5R5
379909519 | TNB | DISTRIBUTION | WP PUTRAJAYA & CYBERJAYA | Existing | 11 kV |  | RYB | VPTJ/PCE/J05351 | PE 5.35 TEMP 5R5
379909520 | TNB | DISTRIBUTION | WP PUTRAJAYA & CYBERJAYA | Existing | 11 kV |  | RYB | VPTJ/PCE/J05351 | PE 5.35 TEMP 5R5
379909524 | TNB | DISTRIBUTION | WP PUTRAJAYA & CYBERJAYA | Existing | 11 kV |  | RYB | VPTJ/PCE/J05351 | PE 5.35 TEMP 5R5
379909527 | TNB | DISTRIBUTION | WP PUTRAJAYA & CYBERJAYA | Existing | 11 kV |  | RYB | VPTJ/PCE/J05351 | PE 5.35 TEMP 5R5
379909528 | TNB | DISTRIBUTION | WP PUTRAJAYA & CYBERJAYA | Existing | 11 kV |  | RYB | VPTJ/PCE/J05351 | PE 5.35 TEMP 5R5
379909794 | TNB | DISTRIBUTION | WP PUTRAJAYA & CYBERJAYA | Existing | 11 kV |  | RYB | VCBJ/PCE/J24361 | PE 24.36 VERDI CONDO BLOK 2
379909795 | TNB | DISTRIBUTION | WP PUTRAJAYA & CYBERJAYA | Existing | 11 kV |  | RYB | VCBJ/PCE/J24361 | PE 24.36 VERDI CONDO BLOK 2
379909796 | TNB | DISTRIBUTION | WP PUTRAJAYA & CYBERJAYA | Existing | 11 kV |  | RYB | VCBJ/PCE/J24361 | PE 24.36 VERDI CONDO BLOK 2
379909803 | TNB | DISTRIBUTION | WP PUTRAJAYA & CYBERJAYA | Existing | 11 kV |  | RYB | VCBJ/PCE/J24361 | PE 24.36 VERDI CONDO BLOK 2
379909806 | TNB | DISTRIBUTION | WP PUTRAJAYA & CYBERJAYA | Existing | 11 kV |  | RYB | VCBJ/PCE/J24361 | PE 24.36 VERDI CONDO BLOK 2
379909807 | TNB | DISTRIBUTION | WP PUTRAJAYA & CYBERJAYA | Existing | 11 kV |  | RYB | VCBJ/PCE/J24361 | PE 24.36 VERDI CONDO BLOK 2
379909808 | TNB | DISTRIBUTION | WP PUTRAJAYA & CYBERJAYA | Existing | 11 kV |  | RYB | VCBJ/PCE/J24361 | PE 24.36 VERDI CONDO BLOK 2
379909810 | TNB | DISTRIBUTION | WP PUTRAJAYA & CYBERJAYA | Existing | 11 kV |  | RYB | VCBJ/PCE/J24361 | PE 24.36 VERDI CONDO BLOK 2
379909811 | TNB | DISTRIBUTION | WP PUTRAJAYA & CYBERJAYA | Existing | 11 kV |  | RYB | VCBJ/PCE/J24361 | PE 24.36 VERDI CONDO BLOK 2
379909813 | TNB | DISTRIBUTION | WP PUTRAJAYA & CYBERJAYA | Existing | 11 kV |  | RYB | VCBJ/PCE/J24361 | PE 24.36 VERDI CONDO BLOK 2
379909821 | TNB | DISTRIBUTION | WP PUTRAJAYA & CYBERJAYA | Existing | 11 kV |  | RYB | VCBJ/PCE/J24361 | PE 24.36 VERDI CONDO BLOK 2
379909977 | TNB | DISTRIBUTION | WP PUTRAJAYA & CYBERJAYA | Existing | 11 kV |  | RYB | VCBJ/PCE/J24351 | PE 24.35 VERDI CONDO BLOK 1
379909978 | TNB | DISTRIBUTION | WP PUTRAJAYA & CYBERJAYA | Existing | 11 kV |  | RYB | VCBJ/PCE/J24351 | PE 24.35 VERDI CONDO BLOK 1
379909979 | TNB | DISTRIBUTION | WP PUTRAJAYA & CYBERJAYA | Existing | 11 kV |  | RYB | VCBJ/PCE/J24351 | PE 24.35 VERDI CONDO BLOK 1
379909986 | TNB | DISTRIBUTION | WP PUTRAJAYA & CYBERJAYA | Existing | 11 kV |  | RYB | VCBJ/PCE/J24351 | PE 24.35 VERDI CONDO BLOK 1
379909989 | TNB | DISTRIBUTION | WP PUTRAJAYA & CYBERJAYA | Existing | 11 kV |  | RYB | VCBJ/PCE/J24351 | PE 24.35 VERDI CONDO BLOK 1
379909990 | TNB | DISTRIBUTION | WP PUTRAJAYA & CYBERJAYA | Existing | 11 kV |  | RYB | VCBJ/PCE/J24351 | PE 24.35 VERDI CONDO BLOK 1
379909991 | TNB | DISTRIBUTION | WP PUTRAJAYA & CYBERJAYA | Existing | 11 kV |  | RYB | VCBJ/PCE/J24351 | PE 24.35 VERDI CONDO BLOK 1
379909993 | TNB | DISTRIBUTION | WP PUTRAJAYA & CYBERJAYA | Existing | 11 kV |  | RYB | VCBJ/PCE/J24351 | PE 24.35 VERDI CONDO BLOK 1
379909994 | TNB | DISTRIBUTION | WP PUTRAJAYA & CYBERJAYA | Existing | 11 kV |  | RYB | VCBJ/PCE/J24351 | PE 24.35 VERDI CONDO BLOK 1
379909996 | TNB | DISTRIBUTION | WP PUTRAJAYA & CYBERJAYA | Existing | 11 kV |  | RYB | VCBJ/PCE/J24351 | PE 24.35 VERDI CONDO BLOK 1
379910004 | TNB | DISTRIBUTION | WP PUTRAJAYA & CYBERJAYA | Existing | 11 kV |  | RYB | VCBJ/PCE/J24351 | PE 24.35 VERDI CONDO BLOK 1
379924533 | TNB | DISTRIBUTION | WP PUTRAJAYA & CYBERJAYA | Existing | 11 kV |  | RYB | VPTJ/PCE/J00349 | PE 12.04 SPINE ROAD NO 2 (F2)
379924534 | TNB | DISTRIBUTION | WP PUTRAJAYA & CYBERJAYA | Existing | 11 kV |  | RYB | VPTJ/PCE/J00349 | PE 12.04 SPINE ROAD NO 2 (F2)
379924539 | TNB | DISTRIBUTION | WP PUTRAJAYA & CYBERJAYA | Existing | 11 kV |  | RYB | VPTJ/PCE/J00349 | PE 12.04 SPINE ROAD NO 2 (F2)
379924545 | TNB | DISTRIBUTION | WP PUTRAJAYA & CYBERJAYA | Existing | 11 kV |  | RYB | VPTJ/PCE/J00349 | PE 12.04 SPINE ROAD NO 2 (F2)
379924546 | TNB | DISTRIBUTION | WP PUTRAJAYA & CYBERJAYA | Existing | 11 kV |  | RYB | VPTJ/PCE/J00349 | PE 12.04 SPINE ROAD NO 2 (F2)
379924550 | TNB | DISTRIBUTION | WP PUTRAJAYA & CYBERJAYA | Existing | 11 kV |  | RYB | VPTJ/PCE/J00349 | PE 12.04 SPINE ROAD NO 2 (F2)
379924553 | TNB | DISTRIBUTION | WP PUTRAJAYA & CYBERJAYA | Existing | 11 kV |  | RYB | VPTJ/PCE/J00349 | PE 12.04 SPINE ROAD NO 2 (F2)
379924554 | TNB | DISTRIBUTION | WP PUTRAJAYA & CYBERJAYA | Existing | 11 kV |  | RYB | VPTJ/PCE/J00349 | PE 12.04 SPINE ROAD NO 2 (F2)
379924634 | TNB | DISTRIBUTION | WP PUTRAJAYA & CYBERJAYA | Existing | 11 kV |  | RYB | VPTJ/PCE/J00347 | PE 12.04 SPINE ROAD NO 2 (F1)
379924635 | TNB | DISTRIBUTION | WP PUTRAJAYA & CYBERJAYA | Existing | 11 kV |  | RYB | VPTJ/PCE/J00347 | PE 12.04 SPINE ROAD NO 2 (F1)
379924640 | TNB | DISTRIBUTION | WP PUTRAJAYA & CYBERJAYA | Existing | 11 kV |  | RYB | VPTJ/PCE/J00347 | PE 12.04 SPINE ROAD NO 2 (F1)
379924646 | TNB | DISTRIBUTION | WP PUTRAJAYA & CYBERJAYA | Existing | 11 kV |  | RYB | VPTJ/PCE/J00347 | PE 12.04 SPINE ROAD NO 2 (F1)
379924647 | TNB | DISTRIBUTION | WP PUTRAJAYA & CYBERJAYA | Existing | 11 kV |  | RYB | VPTJ/PCE/J00347 | PE 12.04 SPINE ROAD NO 2 (F1)
379924651 | TNB | DISTRIBUTION | WP PUTRAJAYA & CYBERJAYA | Existing | 11 kV |  | RYB | VPTJ/PCE/J00347 | PE 12.04 SPINE ROAD NO 2 (F1)
379924654 | TNB | DISTRIBUTION | WP PUTRAJAYA & CYBERJAYA | Existing | 11 kV |  | RYB | VPTJ/PCE/J00347 | PE 12.04 SPINE ROAD NO 2 (F1)
379924655 | TNB | DISTRIBUTION | WP PUTRAJAYA & CYBERJAYA | Existing | 11 kV |  | RYB | VPTJ/PCE/J00347 | PE 12.04 SPINE ROAD NO 2 (F1)
379924728 | TNB | DISTRIBUTION | WP PUTRAJAYA & CYBERJAYA | Existing | 11 kV |  | RYB | VPTJ/PCE/J00348 | PE 12.05 PS 19 (F2)
379924729 | TNB | DISTRIBUTION | WP PUTRAJAYA & CYBERJAYA | Existing | 11 kV |  | RYB | VPTJ/PCE/J00348 | PE 12.05 PS 19 (F2)
379924734 | TNB | DISTRIBUTION | WP PUTRAJAYA & CYBERJAYA | Existing | 11 kV |  | RYB | VPTJ/PCE/J00348 | PE 12.05 PS 19 (F2)
379924740 | TNB | DISTRIBUTION | WP PUTRAJAYA & CYBERJAYA | Existing | 11 kV |  | RYB | VPTJ/PCE/J00348 | PE 12.05 PS 19 (F2)
379924741 | TNB | DISTRIBUTION | WP PUTRAJAYA & CYBERJAYA | Existing | 11 kV |  | RYB | VPTJ/PCE/J00348 | PE 12.05 PS 19 (F2)
379924745 | TNB | DISTRIBUTION | WP PUTRAJAYA & CYBERJAYA | Existing | 11 kV |  | RYB | VPTJ/PCE/J00348 | PE 12.05 PS 19 (F2)
379924748 | TNB | DISTRIBUTION | WP PUTRAJAYA & CYBERJAYA | Existing | 11 kV |  | RYB | VPTJ/PCE/J00348 | PE 12.05 PS 19 (F2)
379924749 | TNB | DISTRIBUTION | WP PUTRAJAYA & CYBERJAYA | Existing | 11 kV |  | RYB | VPTJ/PCE/J00348 | PE 12.05 PS 19 (F2)
379924822 | TNB | DISTRIBUTION | WP PUTRAJAYA & CYBERJAYA | Existing | 11 kV |  | RYB | VPTJ/PCE/J00346 | PE 12.05 PS 19 (F1)
379924823 | TNB | DISTRIBUTION | WP PUTRAJAYA & CYBERJAYA | Existing | 11 kV |  | RYB | VPTJ/PCE/J00346 | PE 12.05 PS 19 (F1)
379924828 | TNB | DISTRIBUTION | WP PUTRAJAYA & CYBERJAYA | Existing | 11 kV |  | RYB | VPTJ/PCE/J00346 | PE 12.05 PS 19 (F1)
379924834 | TNB | DISTRIBUTION | WP PUTRAJAYA & CYBERJAYA | Existing | 11 kV |  | RYB | VPTJ/PCE/J00346 | PE 12.05 PS 19 (F1)
379924835 | TNB | DISTRIBUTION | WP PUTRAJAYA & CYBERJAYA | Existing | 11 kV |  | RYB | VPTJ/PCE/J00346 | PE 12.05 PS 19 (F1)
379924839 | TNB | DISTRIBUTION | WP PUTRAJAYA & CYBERJAYA | Existing | 11 kV |  | RYB | VPTJ/PCE/J00346 | PE 12.05 PS 19 (F1)
379924842 | TNB | DISTRIBUTION | WP PUTRAJAYA & CYBERJAYA | Existing | 11 kV |  | RYB | VPTJ/PCE/J00346 | PE 12.05 PS 19 (F1)
379924843 | TNB | DISTRIBUTION | WP PUTRAJAYA & CYBERJAYA | Existing | 11 kV |  | RYB | VPTJ/PCE/J00346 | PE 12.05 PS 19 (F1)
379924993 | TNB | DISTRIBUTION | WP PUTRAJAYA & CYBERJAYA | Existing | 11 kV |  | RYB | VPTJ/PCE/J00335 | PE 15.49 NADI 15 (1) (F1)
379924994 | TNB | DISTRIBUTION | WP PUTRAJAYA & CYBERJAYA | Existing | 11 kV |  | RYB | VPTJ/PCE/J00335 | PE 15.49 NADI 15 (1) (F1)
379924999 | TNB | DISTRIBUTION | WP PUTRAJAYA & CYBERJAYA | Existing | 11 kV |  | RYB | VPTJ/PCE/J00335 | PE 15.49 NADI 15 (1) (F1)
379925005 | TNB | DISTRIBUTION | WP PUTRAJAYA & CYBERJAYA | Existing | 11 kV |  | RYB | VPTJ/PCE/J00335 | PE 15.49 NADI 15 (1) (F1)
379925006 | TNB | DISTRIBUTION | WP PUTRAJAYA & CYBERJAYA | Existing | 11 kV |  | RYB | VPTJ/PCE/J00335 | PE 15.49 NADI 15 (1) (F1)
379925010 | TNB | DISTRIBUTION | WP PUTRAJAYA & CYBERJAYA | Existing | 11 kV |  | RYB | VPTJ/PCE/J00335 | PE 15.49 NADI 15 (1) (F1)
379925013 | TNB | DISTRIBUTION | WP PUTRAJAYA & CYBERJAYA | Existing | 11 kV |  | RYB | VPTJ/PCE/J00335 | PE 15.49 NADI 15 (1) (F1)
379925014 | TNB | DISTRIBUTION | WP PUTRAJAYA & CYBERJAYA | Existing | 11 kV |  | RYB | VPTJ/PCE/J00335 | PE 15.49 NADI 15 (1) (F1)
379925087 | TNB | DISTRIBUTION | WP PUTRAJAYA & CYBERJAYA | Existing | 11 kV |  | RYB | VPTJ/PCE/J15492 | PE 15.49 NADI 15 (1) (F2)
379925088 | TNB | DISTRIBUTION | WP PUTRAJAYA & CYBERJAYA | Existing | 11 kV |  | RYB | VPTJ/PCE/J15492 | PE 15.49 NADI 15 (1) (F2)
379925093 | TNB | DISTRIBUTION | WP PUTRAJAYA & CYBERJAYA | Existing | 11 kV |  | RYB | VPTJ/PCE/J15492 | PE 15.49 NADI 15 (1) (F2)
379925099 | TNB | DISTRIBUTION | WP PUTRAJAYA & CYBERJAYA | Existing | 11 kV |  | RYB | VPTJ/PCE/J15492 | PE 15.49 NADI 15 (1) (F2)
379925100 | TNB | DISTRIBUTION | WP PUTRAJAYA & CYBERJAYA | Existing | 11 kV |  | RYB | VPTJ/PCE/J15492 | PE 15.49 NADI 15 (1) (F2)
379925104 | TNB | DISTRIBUTION | WP PUTRAJAYA & CYBERJAYA | Existing | 11 kV |  | RYB | VPTJ/PCE/J15492 | PE 15.49 NADI 15 (1) (F2)
379925107 | TNB | DISTRIBUTION | WP PUTRAJAYA & CYBERJAYA | Existing | 11 kV |  | RYB | VPTJ/PCE/J15492 | PE 15.49 NADI 15 (1) (F2)
379925108 | TNB | DISTRIBUTION | WP PUTRAJAYA & CYBERJAYA | Existing | 11 kV |  | RYB | VPTJ/PCE/J15492 | PE 15.49 NADI 15 (1) (F2)
379925183 | TNB | DISTRIBUTION | WP PUTRAJAYA & CYBERJAYA | Existing | 11 kV |  | RYB | VPTJ/PCE/J00336 | PE 15.50 NADI 15 (2) (F1)
379925184 | TNB | DISTRIBUTION | WP PUTRAJAYA & CYBERJAYA | Existing | 11 kV |  | RYB | VPTJ/PCE/J00336 | PE 15.50 NADI 15 (2) (F1)
379925189 | TNB | DISTRIBUTION | WP PUTRAJAYA & CYBERJAYA | Existing | 11 kV |  | RYB | VPTJ/PCE/J00336 | PE 15.50 NADI 15 (2) (F1)
379925195 | TNB | DISTRIBUTION | WP PUTRAJAYA & CYBERJAYA | Existing | 11 kV |  | RYB | VPTJ/PCE/J00336 | PE 15.50 NADI 15 (2) (F1)
379925196 | TNB | DISTRIBUTION | WP PUTRAJAYA & CYBERJAYA | Existing | 11 kV |  | RYB | VPTJ/PCE/J00336 | PE 15.50 NADI 15 (2) (F1)
379925200 | TNB | DISTRIBUTION | WP PUTRAJAYA & CYBERJAYA | Existing | 11 kV |  | RYB | VPTJ/PCE/J00336 | PE 15.50 NADI 15 (2) (F1)
379925203 | TNB | DISTRIBUTION | WP PUTRAJAYA & CYBERJAYA | Existing | 11 kV |  | RYB | VPTJ/PCE/J00336 | PE 15.50 NADI 15 (2) (F1)
379925204 | TNB | DISTRIBUTION | WP PUTRAJAYA & CYBERJAYA | Existing | 11 kV |  | RYB | VPTJ/PCE/J00336 | PE 15.50 NADI 15 (2) (F1)
379925277 | TNB | DISTRIBUTION | WP PUTRAJAYA & CYBERJAYA | Existing | 11 kV |  | RYB | VPTJ/PCE/J15502 | PE 15.50 NADI 15 (2) (F2)
379925278 | TNB | DISTRIBUTION | WP PUTRAJAYA & CYBERJAYA | Existing | 11 kV |  | RYB | VPTJ/PCE/J15502 | PE 15.50 NADI 15 (2) (F2)
379925283 | TNB | DISTRIBUTION | WP PUTRAJAYA & CYBERJAYA | Existing | 11 kV |  | RYB | VPTJ/PCE/J15502 | PE 15.50 NADI 15 (2) (F2)
379925289 | TNB | DISTRIBUTION | WP PUTRAJAYA & CYBERJAYA | Existing | 11 kV |  | RYB | VPTJ/PCE/J15502 | PE 15.50 NADI 15 (2) (F2)
379925290 | TNB | DISTRIBUTION | WP PUTRAJAYA & CYBERJAYA | Existing | 11 kV |  | RYB | VPTJ/PCE/J15502 | PE 15.50 NADI 15 (2) (F2)
379925294 | TNB | DISTRIBUTION | WP PUTRAJAYA & CYBERJAYA | Existing | 11 kV |  | RYB | VPTJ/PCE/J15502 | PE 15.50 NADI 15 (2) (F2)
379925297 | TNB | DISTRIBUTION | WP PUTRAJAYA & CYBERJAYA | Existing | 11 kV |  | RYB | VPTJ/PCE/J15502 | PE 15.50 NADI 15 (2) (F2)
379925298 | TNB | DISTRIBUTION | WP PUTRAJAYA & CYBERJAYA | Existing | 11 kV |  | RYB | VPTJ/PCE/J15502 | PE 15.50 NADI 15 (2) (F2)
379925373 | TNB | DISTRIBUTION | WP PUTRAJAYA & CYBERJAYA | Existing | 11 kV |  | RYB | VPTJ/PCE/J00334 | PE 15.51 NADI 15 (3) (F1)
379925374 | TNB | DISTRIBUTION | WP PUTRAJAYA & CYBERJAYA | Existing | 11 kV |  | RYB | VPTJ/PCE/J00334 | PE 15.51 NADI 15 (3) (F1)
379925379 | TNB | DISTRIBUTION | WP PUTRAJAYA & CYBERJAYA | Existing | 11 kV |  | RYB | VPTJ/PCE/J00334 | PE 15.51 NADI 15 (3) (F1)
379925385 | TNB | DISTRIBUTION | WP PUTRAJAYA & CYBERJAYA | Existing | 11 kV |  | RYB | VPTJ/PCE/J00334 | PE 15.51 NADI 15 (3) (F1)
379925386 | TNB | DISTRIBUTION | WP PUTRAJAYA & CYBERJAYA | Existing | 11 kV |  | RYB | VPTJ/PCE/J00334 | PE 15.51 NADI 15 (3) (F1)
379925390 | TNB | DISTRIBUTION | WP PUTRAJAYA & CYBERJAYA | Existing | 11 kV |  | RYB | VPTJ/PCE/J00334 | PE 15.51 NADI 15 (3) (F1)
379925393 | TNB | DISTRIBUTION | WP PUTRAJAYA & CYBERJAYA | Existing | 11 kV |  | RYB | VPTJ/PCE/J00334 | PE 15.51 NADI 15 (3) (F1)
379925394 | TNB | DISTRIBUTION | WP PUTRAJAYA & CYBERJAYA | Existing | 11 kV |  | RYB | VPTJ/PCE/J00334 | PE 15.51 NADI 15 (3) (F1)
379925467 | TNB | DISTRIBUTION | WP PUTRAJAYA & CYBERJAYA | Existing | 11 kV |  | RYB | VPTJ/PCE/J15512 | PE 15.51 NADI 15 (3) (F2)
379925468 | TNB | DISTRIBUTION | WP PUTRAJAYA & CYBERJAYA | Existing | 11 kV |  | RYB | VPTJ/PCE/J15512 | PE 15.51 NADI 15 (3) (F2)
379925473 | TNB | DISTRIBUTION | WP PUTRAJAYA & CYBERJAYA | Existing | 11 kV |  | RYB | VPTJ/PCE/J15512 | PE 15.51 NADI 15 (3) (F2)
379925479 | TNB | DISTRIBUTION | WP PUTRAJAYA & CYBERJAYA | Existing | 11 kV |  | RYB | VPTJ/PCE/J15512 | PE 15.51 NADI 15 (3) (F2)
379925480 | TNB | DISTRIBUTION | WP PUTRAJAYA & CYBERJAYA | Existing | 11 kV |  | RYB | VPTJ/PCE/J15512 | PE 15.51 NADI 15 (3) (F2)
379925484 | TNB | DISTRIBUTION | WP PUTRAJAYA & CYBERJAYA | Existing | 11 kV |  | RYB | VPTJ/PCE/J15512 | PE 15.51 NADI 15 (3) (F2)
379925487 | TNB | DISTRIBUTION | WP PUTRAJAYA & CYBERJAYA | Existing | 11 kV |  | RYB | VPTJ/PCE/J15512 | PE 15.51 NADI 15 (3) (F2)
379925488 | TNB | DISTRIBUTION | WP PUTRAJAYA & CYBERJAYA | Existing | 11 kV |  | RYB | VPTJ/PCE/J15512 | PE 15.51 NADI 15 (3) (F2)
379925852 | TNB | DISTRIBUTION | WP PUTRAJAYA & CYBERJAYA | Existing | 11 kV |  | RYB | VPTJ/PCE/J00372 | PE 14.34 DUTA VILLA (EFI) (F1)
379925853 | TNB | DISTRIBUTION | WP PUTRAJAYA & CYBERJAYA | Existing | 11 kV |  | RYB | VPTJ/PCE/J00372 | PE 14.34 DUTA VILLA (EFI) (F1)
379925858 | TNB | DISTRIBUTION | WP PUTRAJAYA & CYBERJAYA | Existing | 11 kV |  | RYB | VPTJ/PCE/J00372 | PE 14.34 DUTA VILLA (EFI) (F1)
379925864 | TNB | DISTRIBUTION | WP PUTRAJAYA & CYBERJAYA | Existing | 11 kV |  | RYB | VPTJ/PCE/J00372 | PE 14.34 DUTA VILLA (EFI) (F1)
379925865 | TNB | DISTRIBUTION | WP PUTRAJAYA & CYBERJAYA | Existing | 11 kV |  | RYB | VPTJ/PCE/J00372 | PE 14.34 DUTA VILLA (EFI) (F1)
379925869 | TNB | DISTRIBUTION | WP PUTRAJAYA & CYBERJAYA | Existing | 11 kV |  | RYB | VPTJ/PCE/J00372 | PE 14.34 DUTA VILLA (EFI) (F1)
379925872 | TNB | DISTRIBUTION | WP PUTRAJAYA & CYBERJAYA | Existing | 11 kV |  | RYB | VPTJ/PCE/J00372 | PE 14.34 DUTA VILLA (EFI) (F1)
379925873 | TNB | DISTRIBUTION | WP PUTRAJAYA & CYBERJAYA | Existing | 11 kV |  | RYB | VPTJ/PCE/J00372 | PE 14.34 DUTA VILLA (EFI) (F1)
379925956 | TNB | DISTRIBUTION | WP PUTRAJAYA & CYBERJAYA | Existing | 11 kV |  | RYB | VPTJ/PCE/J00374 | PE 14.34 DUTA VILLA (EFI) (F2)
379925957 | TNB | DISTRIBUTION | WP PUTRAJAYA & CYBERJAYA | Existing | 11 kV |  | RYB | VPTJ/PCE/J00374 | PE 14.34 DUTA VILLA (EFI) (F2)
379925962 | TNB | DISTRIBUTION | WP PUTRAJAYA & CYBERJAYA | Existing | 11 kV |  | RYB | VPTJ/PCE/J00374 | PE 14.34 DUTA VILLA (EFI) (F2)
379925968 | TNB | DISTRIBUTION | WP PUTRAJAYA & CYBERJAYA | Existing | 11 kV |  | RYB | VPTJ/PCE/J00374 | PE 14.34 DUTA VILLA (EFI) (F2)
379925969 | TNB | DISTRIBUTION | WP PUTRAJAYA & CYBERJAYA | Existing | 11 kV |  | RYB | VPTJ/PCE/J00374 | PE 14.34 DUTA VILLA (EFI) (F2)
379925973 | TNB | DISTRIBUTION | WP PUTRAJAYA & CYBERJAYA | Existing | 11 kV |  | RYB | VPTJ/PCE/J00374 | PE 14.34 DUTA VILLA (EFI) (F2)
379925976 | TNB | DISTRIBUTION | WP PUTRAJAYA & CYBERJAYA | Existing | 11 kV |  | RYB | VPTJ/PCE/J00374 | PE 14.34 DUTA VILLA (EFI) (F2)
379925977 | TNB | DISTRIBUTION | WP PUTRAJAYA & CYBERJAYA | Existing | 11 kV |  | RYB | VPTJ/PCE/J00374 | PE 14.34 DUTA VILLA (EFI) (F2)
379926110 | TNB | DISTRIBUTION | WP PUTRAJAYA & CYBERJAYA | Existing | 11 kV |  | RYB | VCBJ/PCE/J25071 | SS 25.07 STESEN SATELIT BUMI F1
379926114 | TNB | DISTRIBUTION | WP PUTRAJAYA & CYBERJAYA | Existing | 11 kV |  | RYB | VCBJ/PCE/J25071 | SS 25.07 STESEN SATELIT BUMI F1
379926117 | TNB | DISTRIBUTION | WP PUTRAJAYA & CYBERJAYA | Existing | 11 kV |  | RYB | VCBJ/PCE/J25071 | SS 25.07 STESEN SATELIT BUMI F1
379926120 | TNB | DISTRIBUTION | WP PUTRAJAYA & CYBERJAYA | Existing | 11 kV |  | RYB | VCBJ/PCE/J25071 | SS 25.07 STESEN SATELIT BUMI F1
379926122 | TNB | DISTRIBUTION | WP PUTRAJAYA & CYBERJAYA | Existing | 11 kV |  | RYB | VCBJ/PCE/J25071 | SS 25.07 STESEN SATELIT BUMI F1
379926128 | TNB | DISTRIBUTION | WP PUTRAJAYA & CYBERJAYA | Existing | 11 kV |  | RYB | VCBJ/PCE/J25071 | SS 25.07 STESEN SATELIT BUMI F1
379926129 | TNB | DISTRIBUTION | WP PUTRAJAYA & CYBERJAYA | Existing | 11 kV |  | RYB | VCBJ/PCE/J25071 | SS 25.07 STESEN SATELIT BUMI F1
379926135 | TNB | DISTRIBUTION | WP PUTRAJAYA & CYBERJAYA | Existing | 11 kV |  | RYB | VCBJ/PCE/J25071 | SS 25.07 STESEN SATELIT BUMI F1
379926151 | TNB | DISTRIBUTION | WP PUTRAJAYA & CYBERJAYA | Existing | 11 kV |  | RYB | VCBJ/PCE/J25072 | SS 25.07 STESEN SATELIT BUMI F2
379926155 | TNB | DISTRIBUTION | WP PUTRAJAYA & CYBERJAYA | Existing | 11 kV |  | RYB | VCBJ/PCE/J25072 | SS 25.07 STESEN SATELIT BUMI F2
379926158 | TNB | DISTRIBUTION | WP PUTRAJAYA & CYBERJAYA | Existing | 11 kV |  | RYB | VCBJ/PCE/J25072 | SS 25.07 STESEN SATELIT BUMI F2
379926161 | TNB | DISTRIBUTION | WP PUTRAJAYA & CYBERJAYA | Existing | 11 kV |  | RYB | VCBJ/PCE/J25072 | SS 25.07 STESEN SATELIT BUMI F2
379926163 | TNB | DISTRIBUTION | WP PUTRAJAYA & CYBERJAYA | Existing | 11 kV |  | RYB | VCBJ/PCE/J25072 | SS 25.07 STESEN SATELIT BUMI F2
379926169 | TNB | DISTRIBUTION | WP PUTRAJAYA & CYBERJAYA | Existing | 11 kV |  | RYB | VCBJ/PCE/J25072 | SS 25.07 STESEN SATELIT BUMI F2
379926170 | TNB | DISTRIBUTION | WP PUTRAJAYA & CYBERJAYA | Existing | 11 kV |  | RYB | VCBJ/PCE/J25072 | SS 25.07 STESEN SATELIT BUMI F2
379926176 | TNB | DISTRIBUTION | WP PUTRAJAYA & CYBERJAYA | Existing | 11 kV |  | RYB | VCBJ/PCE/J25072 | SS 25.07 STESEN SATELIT BUMI F2
379926202 | TNB | DISTRIBUTION | WP PUTRAJAYA & CYBERJAYA | Existing | 11 kV |  | RYB | VCBJ/PCE/J23071 | SS 23.07 MEASAT F1
379926206 | TNB | DISTRIBUTION | WP PUTRAJAYA & CYBERJAYA | Existing | 11 kV |  | RYB | VCBJ/PCE/J23071 | SS 23.07 MEASAT F1
379926209 | TNB | DISTRIBUTION | WP PUTRAJAYA & CYBERJAYA | Existing | 11 kV |  | RYB | VCBJ/PCE/J23071 | SS 23.07 MEASAT F1
379926212 | TNB | DISTRIBUTION | WP PUTRAJAYA & CYBERJAYA | Existing | 11 kV |  | RYB | VCBJ/PCE/J23071 | SS 23.07 MEASAT F1
379926214 | TNB | DISTRIBUTION | WP PUTRAJAYA & CYBERJAYA | Existing | 11 kV |  | RYB | VCBJ/PCE/J23071 | SS 23.07 MEASAT F1
379926220 | TNB | DISTRIBUTION | WP PUTRAJAYA & CYBERJAYA | Existing | 11 kV |  | RYB | VCBJ/PCE/J23071 | SS 23.07 MEASAT F1
379926221 | TNB | DISTRIBUTION | WP PUTRAJAYA & CYBERJAYA | Existing | 11 kV |  | RYB | VCBJ/PCE/J23071 | SS 23.07 MEASAT F1
379926227 | TNB | DISTRIBUTION | WP PUTRAJAYA & CYBERJAYA | Existing | 11 kV |  | RYB | VCBJ/PCE/J23071 | SS 23.07 MEASAT F1
379926243 | TNB | DISTRIBUTION | WP PUTRAJAYA & CYBERJAYA | Existing | 11 kV |  | RYB | VCBJ/PCE/J23072 | SS 23.07 MEASAT F2
379926247 | TNB | DISTRIBUTION | WP PUTRAJAYA & CYBERJAYA | Existing | 11 kV |  | RYB | VCBJ/PCE/J23072 | SS 23.07 MEASAT F2
379926250 | TNB | DISTRIBUTION | WP PUTRAJAYA & CYBERJAYA | Existing | 11 kV |  | RYB | VCBJ/PCE/J23072 | SS 23.07 MEASAT F2
379926253 | TNB | DISTRIBUTION | WP PUTRAJAYA & CYBERJAYA | Existing | 11 kV |  | RYB | VCBJ/PCE/J23072 | SS 23.07 MEASAT F2
379926255 | TNB | DISTRIBUTION | WP PUTRAJAYA & CYBERJAYA | Existing | 11 kV |  | RYB | VCBJ/PCE/J23072 | SS 23.07 MEASAT F2
379926261 | TNB | DISTRIBUTION | WP PUTRAJAYA & CYBERJAYA | Existing | 11 kV |  | RYB | VCBJ/PCE/J23072 | SS 23.07 MEASAT F2
379926262 | TNB | DISTRIBUTION | WP PUTRAJAYA & CYBERJAYA | Existing | 11 kV |  | RYB | VCBJ/PCE/J23072 | SS 23.07 MEASAT F2
379926268 | TNB | DISTRIBUTION | WP PUTRAJAYA & CYBERJAYA | Existing | 11 kV |  | RYB | VCBJ/PCE/J23072 | SS 23.07 MEASAT F2
379926308 | TNB | DISTRIBUTION | WP PUTRAJAYA & CYBERJAYA | Existing | 11 kV |  | RYB | VCBJ/PCE/J00130 | PE 25.30 GLADE 3-3
379926309 | TNB | DISTRIBUTION | WP PUTRAJAYA & CYBERJAYA | Existing | 11 kV |  | RYB | VCBJ/PCE/J00130 | PE 25.30 GLADE 3-3
379926314 | TNB | DISTRIBUTION | WP PUTRAJAYA & CYBERJAYA | Existing | 11 kV |  | RYB | VCBJ/PCE/J00130 | PE 25.30 GLADE 3-3
379926320 | TNB | DISTRIBUTION | WP PUTRAJAYA & CYBERJAYA | Existing | 11 kV |  | RYB | VCBJ/PCE/J00130 | PE 25.30 GLADE 3-3
379926321 | TNB | DISTRIBUTION | WP PUTRAJAYA & CYBERJAYA | Existing | 11 kV |  | RYB | VCBJ/PCE/J00130 | PE 25.30 GLADE 3-3
379926325 | TNB | DISTRIBUTION | WP PUTRAJAYA & CYBERJAYA | Existing | 11 kV |  | RYB | VCBJ/PCE/J00130 | PE 25.30 GLADE 3-3
379926328 | TNB | DISTRIBUTION | WP PUTRAJAYA & CYBERJAYA | Existing | 11 kV |  | RYB | VCBJ/PCE/J00130 | PE 25.30 GLADE 3-3
379926329 | TNB | DISTRIBUTION | WP PUTRAJAYA & CYBERJAYA | Existing | 11 kV |  | RYB | VCBJ/PCE/J00130 | PE 25.30 GLADE 3-3
379926402 | TNB | DISTRIBUTION | WP PUTRAJAYA & CYBERJAYA | Existing | 11 kV |  | RYB | VCBJ/PCE/J00129 | PE 25.29 GLADE 3-2
379926403 | TNB | DISTRIBUTION | WP PUTRAJAYA & CYBERJAYA | Existing | 11 kV |  | RYB | VCBJ/PCE/J00129 | PE 25.29 GLADE 3-2
379926408 | TNB | DISTRIBUTION | WP PUTRAJAYA & CYBERJAYA | Existing | 11 kV |  | RYB | VCBJ/PCE/J00129 | PE 25.29 GLADE 3-2
379926414 | TNB | DISTRIBUTION | WP PUTRAJAYA & CYBERJAYA | Existing | 11 kV |  | RYB | VCBJ/PCE/J00129 | PE 25.29 GLADE 3-2
379926415 | TNB | DISTRIBUTION | WP PUTRAJAYA & CYBERJAYA | Existing | 11 kV |  | RYB | VCBJ/PCE/J00129 | PE 25.29 GLADE 3-2
379926419 | TNB | DISTRIBUTION | WP PUTRAJAYA & CYBERJAYA | Existing | 11 kV |  | RYB | VCBJ/PCE/J00129 | PE 25.29 GLADE 3-2
379926422 | TNB | DISTRIBUTION | WP PUTRAJAYA & CYBERJAYA | Existing | 11 kV |  | RYB | VCBJ/PCE/J00129 | PE 25.29 GLADE 3-2
379926423 | TNB | DISTRIBUTION | WP PUTRAJAYA & CYBERJAYA | Existing | 11 kV |  | RYB | VCBJ/PCE/J00129 | PE 25.29 GLADE 3-2
379926496 | TNB | DISTRIBUTION | WP PUTRAJAYA & CYBERJAYA | Existing | 11 kV |  | RYB | VCBJ/PCE/J00124 | PE 25.28 GLADE 3-1
379926497 | TNB | DISTRIBUTION | WP PUTRAJAYA & CYBERJAYA | Existing | 11 kV |  | RYB | VCBJ/PCE/J00124 | PE 25.28 GLADE 3-1
379926502 | TNB | DISTRIBUTION | WP PUTRAJAYA & CYBERJAYA | Existing | 11 kV |  | RYB | VCBJ/PCE/J00124 | PE 25.28 GLADE 3-1
379926508 | TNB | DISTRIBUTION | WP PUTRAJAYA & CYBERJAYA | Existing | 11 kV |  | RYB | VCBJ/PCE/J00124 | PE 25.28 GLADE 3-1
379926509 | TNB | DISTRIBUTION | WP PUTRAJAYA & CYBERJAYA | Existing | 11 kV |  | RYB | VCBJ/PCE/J00124 | PE 25.28 GLADE 3-1
379926513 | TNB | DISTRIBUTION | WP PUTRAJAYA & CYBERJAYA | Existing | 11 kV |  | RYB | VCBJ/PCE/J00124 | PE 25.28 GLADE 3-1
379926516 | TNB | DISTRIBUTION | WP PUTRAJAYA & CYBERJAYA | Existing | 11 kV |  | RYB | VCBJ/PCE/J00124 | PE 25.28 GLADE 3-1
379926517 | TNB | DISTRIBUTION | WP PUTRAJAYA & CYBERJAYA | Existing | 11 kV |  | RYB | VCBJ/PCE/J00124 | PE 25.28 GLADE 3-1
379926727 | TNB | DISTRIBUTION | WP PUTRAJAYA & CYBERJAYA | Existing | 11 kV |  | RYB | VCBJ/PCE/J00120 | SS 24.34 TAMARIND SQUARE F1
379926732 | TNB | DISTRIBUTION | WP PUTRAJAYA & CYBERJAYA | Existing | 11 kV |  | RYB | VCBJ/PCE/J00120 | SS 24.34 TAMARIND SQUARE F1
379926736 | TNB | DISTRIBUTION | WP PUTRAJAYA & CYBERJAYA | Existing | 11 kV |  | RYB | VCBJ/PCE/J00120 | SS 24.34 TAMARIND SQUARE F1
379926739 | TNB | DISTRIBUTION | WP PUTRAJAYA & CYBERJAYA | Existing | 11 kV |  | RYB | VCBJ/PCE/J00120 | SS 24.34 TAMARIND SQUARE F1
379926740 | TNB | DISTRIBUTION | WP PUTRAJAYA & CYBERJAYA | Existing | 11 kV |  | RYB | VCBJ/PCE/J00120 | SS 24.34 TAMARIND SQUARE F1
379926742 | TNB | DISTRIBUTION | WP PUTRAJAYA & CYBERJAYA | Existing | 11 kV |  | RYB | VCBJ/PCE/J00120 | SS 24.34 TAMARIND SQUARE F1
379926744 | TNB | DISTRIBUTION | WP PUTRAJAYA & CYBERJAYA | Existing | 11 kV |  | RYB | VCBJ/PCE/J00120 | SS 24.34 TAMARIND SQUARE F1
379926750 | TNB | DISTRIBUTION | WP PUTRAJAYA & CYBERJAYA | Existing | 11 kV |  | RYB | VCBJ/PCE/J00120 | SS 24.34 TAMARIND SQUARE F1
379926751 | TNB | DISTRIBUTION | WP PUTRAJAYA & CYBERJAYA | Existing | 11 kV |  | RYB | VCBJ/PCE/J00120 | SS 24.34 TAMARIND SQUARE F1
379926752 | TNB | DISTRIBUTION | WP PUTRAJAYA & CYBERJAYA | Existing | 11 kV |  | RYB | VCBJ/PCE/J00120 | SS 24.34 TAMARIND SQUARE F1
379926757 | TNB | DISTRIBUTION | WP PUTRAJAYA & CYBERJAYA | Existing | 11 kV |  | RYB | VCBJ/PCE/J00120 | SS 24.34 TAMARIND SQUARE F1
379926833 | TNB | DISTRIBUTION | WP PUTRAJAYA & CYBERJAYA | Existing | 11 kV |  | RYB | VCBJ/PCE/J23211 | PE 23.21 EASTERN CORIDOR
379926834 | TNB | DISTRIBUTION | WP PUTRAJAYA & CYBERJAYA | Existing | 11 kV |  | RYB | VCBJ/PCE/J23211 | PE 23.21 EASTERN CORIDOR
379926839 | TNB | DISTRIBUTION | WP PUTRAJAYA & CYBERJAYA | Existing | 11 kV |  | RYB | VCBJ/PCE/J23211 | PE 23.21 EASTERN CORIDOR
379926845 | TNB | DISTRIBUTION | WP PUTRAJAYA & CYBERJAYA | Existing | 11 kV |  | RYB | VCBJ/PCE/J23211 | PE 23.21 EASTERN CORIDOR
379926846 | TNB | DISTRIBUTION | WP PUTRAJAYA & CYBERJAYA | Existing | 11 kV |  | RYB | VCBJ/PCE/J23211 | PE 23.21 EASTERN CORIDOR
379926850 | TNB | DISTRIBUTION | WP PUTRAJAYA & CYBERJAYA | Existing | 11 kV |  | RYB | VCBJ/PCE/J23211 | PE 23.21 EASTERN CORIDOR
379926853 | TNB | DISTRIBUTION | WP PUTRAJAYA & CYBERJAYA | Existing | 11 kV |  | RYB | VCBJ/PCE/J23211 | PE 23.21 EASTERN CORIDOR
379926854 | TNB | DISTRIBUTION | WP PUTRAJAYA & CYBERJAYA | Existing | 11 kV |  | RYB | VCBJ/PCE/J23211 | PE 23.21 EASTERN CORIDOR
379926944 | TNB | DISTRIBUTION | WP PUTRAJAYA & CYBERJAYA | Existing | 11 kV |  | RYB | VCBJ/PCE/J00132 | PE 23.31 TEMP AXVENTURE
379926945 | TNB | DISTRIBUTION | WP PUTRAJAYA & CYBERJAYA | Existing | 11 kV |  | RYB | VCBJ/PCE/J00132 | PE 23.31 TEMP AXVENTURE
379926950 | TNB | DISTRIBUTION | WP PUTRAJAYA & CYBERJAYA | Existing | 11 kV |  | RYB | VCBJ/PCE/J00132 | PE 23.31 TEMP AXVENTURE
379926956 | TNB | DISTRIBUTION | WP PUTRAJAYA & CYBERJAYA | Existing | 11 kV |  | RYB | VCBJ/PCE/J00132 | PE 23.31 TEMP AXVENTURE
379926957 | TNB | DISTRIBUTION | WP PUTRAJAYA & CYBERJAYA | Existing | 11 kV |  | RYB | VCBJ/PCE/J00132 | PE 23.31 TEMP AXVENTURE
379926961 | TNB | DISTRIBUTION | WP PUTRAJAYA & CYBERJAYA | Existing | 11 kV |  | RYB | VCBJ/PCE/J00132 | PE 23.31 TEMP AXVENTURE
379926964 | TNB | DISTRIBUTION | WP PUTRAJAYA & CYBERJAYA | Existing | 11 kV |  | RYB | VCBJ/PCE/J00132 | PE 23.31 TEMP AXVENTURE
379926965 | TNB | DISTRIBUTION | WP PUTRAJAYA & CYBERJAYA | Existing | 11 kV |  | RYB | VCBJ/PCE/J00132 | PE 23.31 TEMP AXVENTURE
379967156 | TNB | DISTRIBUTION | WP PUTRAJAYA & CYBERJAYA | Existing | 33 kV | MAIN | RYB | BBBB/PMU/G00007 | PMU SUNGAI SEMENYIH 132/33/11kV | M2
380663135 | TNB | DISTRIBUTION | WP PUTRAJAYA & CYBERJAYA | Existing | 11 kV |  | RYB | VPTJ/PCE/J00442 | D-PTJ-C15-0989
380663136 | TNB | DISTRIBUTION | WP PUTRAJAYA & CYBERJAYA | Existing | 11 kV |  | RYB | VPTJ/PCE/J00442 | D-PTJ-C15-0989
380663141 | TNB | DISTRIBUTION | WP PUTRAJAYA & CYBERJAYA | Existing | 11 kV |  | RYB | VPTJ/PCE/J00442 | D-PTJ-C15-0989
380663147 | TNB | DISTRIBUTION | WP PUTRAJAYA & CYBERJAYA | Existing | 11 kV |  | RYB | VPTJ/PCE/J00442 | D-PTJ-C15-0989
380663148 | TNB | DISTRIBUTION | WP PUTRAJAYA & CYBERJAYA | Existing | 11 kV |  | RYB | VPTJ/PCE/J00442 | D-PTJ-C15-0989
380663152 | TNB | DISTRIBUTION | WP PUTRAJAYA & CYBERJAYA | Existing | 11 kV |  | RYB | VPTJ/PCE/J00442 | D-PTJ-C15-0989
380663155 | TNB | DISTRIBUTION | WP PUTRAJAYA & CYBERJAYA | Existing | 11 kV |  | RYB | VPTJ/PCE/J00442 | D-PTJ-C15-0989
380663156 | TNB | DISTRIBUTION | WP PUTRAJAYA & CYBERJAYA | Existing | 11 kV |  | RYB | VPTJ/PCE/J00442 | D-PTJ-C15-0989
380663256 | TNB | DISTRIBUTION | WP PUTRAJAYA & CYBERJAYA | Existing | 11 kV |  | RYB | VPTJ/PCE/J00443 | D-PTJ-C15-0989
380663257 | TNB | DISTRIBUTION | WP PUTRAJAYA & CYBERJAYA | Existing | 11 kV |  | RYB | VPTJ/PCE/J00443 | D-PTJ-C15-0989
380663262 | TNB | DISTRIBUTION | WP PUTRAJAYA & CYBERJAYA | Existing | 11 kV |  | RYB | VPTJ/PCE/J00443 | D-PTJ-C15-0989
380663268 | TNB | DISTRIBUTION | WP PUTRAJAYA & CYBERJAYA | Existing | 11 kV |  | RYB | VPTJ/PCE/J00443 | D-PTJ-C15-0989
380663269 | TNB | DISTRIBUTION | WP PUTRAJAYA & CYBERJAYA | Existing | 11 kV |  | RYB | VPTJ/PCE/J00443 | D-PTJ-C15-0989
380663273 | TNB | DISTRIBUTION | WP PUTRAJAYA & CYBERJAYA | Existing | 11 kV |  | RYB | VPTJ/PCE/J00443 | D-PTJ-C15-0989
380663276 | TNB | DISTRIBUTION | WP PUTRAJAYA & CYBERJAYA | Existing | 11 kV |  | RYB | VPTJ/PCE/J00443 | D-PTJ-C15-0989
380663277 | TNB | DISTRIBUTION | WP PUTRAJAYA & CYBERJAYA | Existing | 11 kV |  | RYB | VPTJ/PCE/J00443 | D-PTJ-C15-0989
380663379 | TNB | DISTRIBUTION | WP PUTRAJAYA & CYBERJAYA | Existing | 11 kV |  | RYB | VPTJ/PCE/J00444 | D-PTJ-C15-0989
380663380 | TNB | DISTRIBUTION | WP PUTRAJAYA & CYBERJAYA | Existing | 11 kV |  | RYB | VPTJ/PCE/J00444 | D-PTJ-C15-0989
380663385 | TNB | DISTRIBUTION | WP PUTRAJAYA & CYBERJAYA | Existing | 11 kV |  | RYB | VPTJ/PCE/J00444 | D-PTJ-C15-0989
380663391 | TNB | DISTRIBUTION | WP PUTRAJAYA & CYBERJAYA | Existing | 11 kV |  | RYB | VPTJ/PCE/J00444 | D-PTJ-C15-0989
380663392 | TNB | DISTRIBUTION | WP PUTRAJAYA & CYBERJAYA | Existing | 11 kV |  | RYB | VPTJ/PCE/J00444 | D-PTJ-C15-0989
380663396 | TNB | DISTRIBUTION | WP PUTRAJAYA & CYBERJAYA | Existing | 11 kV |  | RYB | VPTJ/PCE/J00444 | D-PTJ-C15-0989
380663399 | TNB | DISTRIBUTION | WP PUTRAJAYA & CYBERJAYA | Existing | 11 kV |  | RYB | VPTJ/PCE/J00444 | D-PTJ-C15-0989
380663400 | TNB | DISTRIBUTION | WP PUTRAJAYA & CYBERJAYA | Existing | 11 kV |  | RYB | VPTJ/PCE/J00444 | D-PTJ-C15-0989
380663500 | TNB | DISTRIBUTION | WP PUTRAJAYA & CYBERJAYA | Existing | 11 kV |  | RYB | VPTJ/PCE/J00445 | D-PTJ-C15-0989
380663501 | TNB | DISTRIBUTION | WP PUTRAJAYA & CYBERJAYA | Existing | 11 kV |  | RYB | VPTJ/PCE/J00445 | D-PTJ-C15-0989
380663506 | TNB | DISTRIBUTION | WP PUTRAJAYA & CYBERJAYA | Existing | 11 kV |  | RYB | VPTJ/PCE/J00445 | D-PTJ-C15-0989
380663512 | TNB | DISTRIBUTION | WP PUTRAJAYA & CYBERJAYA | Existing | 11 kV |  | RYB | VPTJ/PCE/J00445 | D-PTJ-C15-0989
380663513 | TNB | DISTRIBUTION | WP PUTRAJAYA & CYBERJAYA | Existing | 11 kV |  | RYB | VPTJ/PCE/J00445 | D-PTJ-C15-0989
380663517 | TNB | DISTRIBUTION | WP PUTRAJAYA & CYBERJAYA | Existing | 11 kV |  | RYB | VPTJ/PCE/J00445 | D-PTJ-C15-0989
380663520 | TNB | DISTRIBUTION | WP PUTRAJAYA & CYBERJAYA | Existing | 11 kV |  | RYB | VPTJ/PCE/J00445 | D-PTJ-C15-0989
380663521 | TNB | DISTRIBUTION | WP PUTRAJAYA & CYBERJAYA | Existing | 11 kV |  | RYB | VPTJ/PCE/J00445 | D-PTJ-C15-0989
381079632 | TNB | DISTRIBUTION | WP PUTRAJAYA & CYBERJAYA | Existing | 11 kV |  | RYB | VCBJ/PCE/J25111 | SS 25.11 D'PULZE F1
381079643 | TNB | DISTRIBUTION | WP PUTRAJAYA & CYBERJAYA | Existing | 11 kV |  | RYB | VCBJ/PCE/J25111 | SS 25.11 D'PULZE F1
381079644 | TNB | DISTRIBUTION | WP PUTRAJAYA & CYBERJAYA | Existing | 11 kV |  | RYB | VCBJ/PCE/J25111 | SS 25.11 D'PULZE F1
381079653 | TNB | DISTRIBUTION | WP PUTRAJAYA & CYBERJAYA | Existing | 11 kV |  | RYB | VCBJ/PCE/J25111 | SS 25.11 D'PULZE F1
381079659 | TNB | DISTRIBUTION | WP PUTRAJAYA & CYBERJAYA | Existing | 11 kV |  | RYB | VCBJ/PCE/J25111 | SS 25.11 D'PULZE F1
381079661 | TNB | DISTRIBUTION | WP PUTRAJAYA & CYBERJAYA | Existing | 11 kV |  | RYB | VCBJ/PCE/J25111 | SS 25.11 D'PULZE F1
381079663 | TNB | DISTRIBUTION | WP PUTRAJAYA & CYBERJAYA | Existing | 11 kV |  | RYB | VCBJ/PCE/J25111 | SS 25.11 D'PULZE F1
381079669 | TNB | DISTRIBUTION | WP PUTRAJAYA & CYBERJAYA | Existing | 11 kV |  | RYB | VCBJ/PCE/J25111 | SS 25.11 D'PULZE F1
381079774 | TNB | DISTRIBUTION | WP PUTRAJAYA & CYBERJAYA | Existing | 11 kV |  | RYB | VCBJ/PCE/J25112 | SS 25.11 D'PULZE F2
381079785 | TNB | DISTRIBUTION | WP PUTRAJAYA & CYBERJAYA | Existing | 11 kV |  | RYB | VCBJ/PCE/J25112 | SS 25.11 D'PULZE F2
381079786 | TNB | DISTRIBUTION | WP PUTRAJAYA & CYBERJAYA | Existing | 11 kV |  | RYB | VCBJ/PCE/J25112 | SS 25.11 D'PULZE F2
381079795 | TNB | DISTRIBUTION | WP PUTRAJAYA & CYBERJAYA | Existing | 11 kV |  | RYB | VCBJ/PCE/J25112 | SS 25.11 D'PULZE F2
381079801 | TNB | DISTRIBUTION | WP PUTRAJAYA & CYBERJAYA | Existing | 11 kV |  | RYB | VCBJ/PCE/J25112 | SS 25.11 D'PULZE F2
381079803 | TNB | DISTRIBUTION | WP PUTRAJAYA & CYBERJAYA | Existing | 11 kV |  | RYB | VCBJ/PCE/J25112 | SS 25.11 D'PULZE F2
381079805 | TNB | DISTRIBUTION | WP PUTRAJAYA & CYBERJAYA | Existing | 11 kV |  | RYB | VCBJ/PCE/J25112 | SS 25.11 D'PULZE F2
381079811 | TNB | DISTRIBUTION | WP PUTRAJAYA & CYBERJAYA | Existing | 11 kV |  | RYB | VCBJ/PCE/J25112 | SS 25.11 D'PULZE F2
381080373 | TNB | DISTRIBUTION | WP PUTRAJAYA & CYBERJAYA | Existing | 11 kV |  | RYB | VCBJ/PCE/J24181 | SS 24.18 SHAFTBURY BLOK E F1
381080377 | TNB | DISTRIBUTION | WP PUTRAJAYA & CYBERJAYA | Existing | 11 kV |  | RYB | VCBJ/PCE/J24181 | SS 24.18 SHAFTBURY BLOK E F1
381080380 | TNB | DISTRIBUTION | WP PUTRAJAYA & CYBERJAYA | Existing | 11 kV |  | RYB | VCBJ/PCE/J24181 | SS 24.18 SHAFTBURY BLOK E F1
381080383 | TNB | DISTRIBUTION | WP PUTRAJAYA & CYBERJAYA | Existing | 11 kV |  | RYB | VCBJ/PCE/J24181 | SS 24.18 SHAFTBURY BLOK E F1
381080385 | TNB | DISTRIBUTION | WP PUTRAJAYA & CYBERJAYA | Existing | 11 kV |  | RYB | VCBJ/PCE/J24181 | SS 24.18 SHAFTBURY BLOK E F1
381080391 | TNB | DISTRIBUTION | WP PUTRAJAYA & CYBERJAYA | Existing | 11 kV |  | RYB | VCBJ/PCE/J24181 | SS 24.18 SHAFTBURY BLOK E F1
381080392 | TNB | DISTRIBUTION | WP PUTRAJAYA & CYBERJAYA | Existing | 11 kV |  | RYB | VCBJ/PCE/J24181 | SS 24.18 SHAFTBURY BLOK E F1
381080398 | TNB | DISTRIBUTION | WP PUTRAJAYA & CYBERJAYA | Existing | 11 kV |  | RYB | VCBJ/PCE/J24181 | SS 24.18 SHAFTBURY BLOK E F1
381080414 | TNB | DISTRIBUTION | WP PUTRAJAYA & CYBERJAYA | Existing | 11 kV |  | RYB | VCBJ/PCE/J24182 | SS 24.18 SHAFTBURY BLOK E F2
381080418 | TNB | DISTRIBUTION | WP PUTRAJAYA & CYBERJAYA | Existing | 11 kV |  | RYB | VCBJ/PCE/J24182 | SS 24.18 SHAFTBURY BLOK E F2
381080421 | TNB | DISTRIBUTION | WP PUTRAJAYA & CYBERJAYA | Existing | 11 kV |  | RYB | VCBJ/PCE/J24182 | SS 24.18 SHAFTBURY BLOK E F2
381080424 | TNB | DISTRIBUTION | WP PUTRAJAYA & CYBERJAYA | Existing | 11 kV |  | RYB | VCBJ/PCE/J24182 | SS 24.18 SHAFTBURY BLOK E F2
381080426 | TNB | DISTRIBUTION | WP PUTRAJAYA & CYBERJAYA | Existing | 11 kV |  | RYB | VCBJ/PCE/J24182 | SS 24.18 SHAFTBURY BLOK E F2
381080432 | TNB | DISTRIBUTION | WP PUTRAJAYA & CYBERJAYA | Existing | 11 kV |  | RYB | VCBJ/PCE/J24182 | SS 24.18 SHAFTBURY BLOK E F2
381080433 | TNB | DISTRIBUTION | WP PUTRAJAYA & CYBERJAYA | Existing | 11 kV |  | RYB | VCBJ/PCE/J24182 | SS 24.18 SHAFTBURY BLOK E F2
381080439 | TNB | DISTRIBUTION | WP PUTRAJAYA & CYBERJAYA | Existing | 11 kV |  | RYB | VCBJ/PCE/J24182 | SS 24.18 SHAFTBURY BLOK E F2
381110832 | TNB | DISTRIBUTION | WP PUTRAJAYA & CYBERJAYA | Existing | 11 kV |  | RYB | VCBJ/PMU/J00002 | PMU CBJ NORTH 132/11KV
381110836 | TNB | DISTRIBUTION | WP PUTRAJAYA & CYBERJAYA | Existing | 11 kV |  | RYB | VCBJ/PMU/J00002 | PMU CBJ NORTH 132/11KV
381110838 | TNB | DISTRIBUTION | WP PUTRAJAYA & CYBERJAYA | Existing | 11 kV |  | RYB | VCBJ/PMU/J00002 | PMU CBJ NORTH 132/11KV
381110841 | TNB | DISTRIBUTION | WP PUTRAJAYA & CYBERJAYA | Existing | 11 kV |  | RYB | VCBJ/PMU/J00002 | PMU CBJ NORTH 132/11KV
381110842 | TNB | DISTRIBUTION | WP PUTRAJAYA & CYBERJAYA | Existing | 11 kV | MAIN | RYB | VCBJ/PMU/J00002 | PMU CBJ NORTH 132/11KV | M
381110844 | TNB | DISTRIBUTION | WP PUTRAJAYA & CYBERJAYA | Existing | 11 kV |  | RYB | VCBJ/PMU/J00002 | PMU CBJ NORTH 132/11KV
381110845 | TNB | DISTRIBUTION | WP PUTRAJAYA & CYBERJAYA | Existing | 11 kV |  | RYB | VCBJ/PMU/J00002 | PMU CBJ NORTH 132/11KV
381110849 | TNB | DISTRIBUTION | WP PUTRAJAYA & CYBERJAYA | Existing | 11 kV |  | RYB | VCBJ/PMU/J00002 | PMU CBJ NORTH 132/11KV
381110850 | TNB | DISTRIBUTION | WP PUTRAJAYA & CYBERJAYA | Existing | 11 kV |  | RYB | VCBJ/PMU/J00002 | PMU CBJ NORTH 132/11KV
381110851 | TNB | DISTRIBUTION | WP PUTRAJAYA & CYBERJAYA | Existing | 11 kV |  | RYB | VCBJ/PMU/J00002 | PMU CBJ NORTH 132/11KV
381110855 | TNB | DISTRIBUTION | WP PUTRAJAYA & CYBERJAYA | Existing | 11 kV |  | RYB | VCBJ/PMU/J00002 | PMU CBJ NORTH 132/11KV
381110857 | TNB | DISTRIBUTION | WP PUTRAJAYA & CYBERJAYA | Existing | 11 kV |  | RYB | VCBJ/PMU/J00002 | PMU CBJ NORTH 132/11KV
381110862 | TNB | DISTRIBUTION | WP PUTRAJAYA & CYBERJAYA | Existing | 11 kV | MAIN | RYB | VCBJ/PMU/J00002 | PMU CBJ NORTH 132/11KV | M
381110863 | TNB | DISTRIBUTION | WP PUTRAJAYA & CYBERJAYA | Existing | 11 kV |  | RYB | VCBJ/PMU/J00002 | PMU CBJ NORTH 132/11KV
381110865 | TNB | DISTRIBUTION | WP PUTRAJAYA & CYBERJAYA | Existing | 11 kV |  | RYB | VCBJ/PMU/J00002 | PMU CBJ NORTH 132/11KV
381110870 | TNB | DISTRIBUTION | WP PUTRAJAYA & CYBERJAYA | Existing | 11 kV |  | RYB | VCBJ/PMU/J00002 | PMU CBJ NORTH 132/11KV
381110871 | TNB | DISTRIBUTION | WP PUTRAJAYA & CYBERJAYA | Existing | 11 kV |  | RYB | VCBJ/PMU/J00002 | PMU CBJ NORTH 132/11KV
381110873 | TNB | DISTRIBUTION | WP PUTRAJAYA & CYBERJAYA | Existing | 11 kV |  | RYB | VCBJ/PMU/J00002 | PMU CBJ NORTH 132/11KV
381110874 | TNB | DISTRIBUTION | WP PUTRAJAYA & CYBERJAYA | Existing | 11 kV |  | RYB | VCBJ/PMU/J00002 | PMU CBJ NORTH 132/11KV
381110875 | TNB | DISTRIBUTION | WP PUTRAJAYA & CYBERJAYA | Existing | 11 kV |  | RYB | VCBJ/PMU/J00002 | PMU CBJ NORTH 132/11KV
381110876 | TNB | DISTRIBUTION | WP PUTRAJAYA & CYBERJAYA | Existing | 11 kV |  | RYB | VCBJ/PMU/J00002 | PMU CBJ NORTH 132/11KV
381110878 | TNB | DISTRIBUTION | WP PUTRAJAYA & CYBERJAYA | Existing | 11 kV | RESERVE | RYB | VCBJ/PMU/J00002 | PMU CBJ NORTH 132/11KV | R
381110880 | TNB | DISTRIBUTION | WP PUTRAJAYA & CYBERJAYA | Existing | 11 kV |  | RYB | VCBJ/PMU/J00002 | PMU CBJ NORTH 132/11KV
381110885 | TNB | DISTRIBUTION | WP PUTRAJAYA & CYBERJAYA | Existing | 11 kV |  | RYB | VCBJ/PMU/J00002 | PMU CBJ NORTH 132/11KV
381110886 | TNB | DISTRIBUTION | WP PUTRAJAYA & CYBERJAYA | Existing | 11 kV |  | RYB | VCBJ/PMU/J00002 | PMU CBJ NORTH 132/11KV
381110887 | TNB | DISTRIBUTION | WP PUTRAJAYA & CYBERJAYA | Existing | 11 kV | MAIN | RYB | VCBJ/PMU/J00002 | PMU CBJ NORTH 132/11KV | M
381110888 | TNB | DISTRIBUTION | WP PUTRAJAYA & CYBERJAYA | Existing | 11 kV |  | RYB | VCBJ/PMU/J00002 | PMU CBJ NORTH 132/11KV
381110891 | TNB | DISTRIBUTION | WP PUTRAJAYA & CYBERJAYA | Existing | 11 kV |  | RYB | VCBJ/PMU/J00002 | PMU CBJ NORTH 132/11KV
381110893 | TNB | DISTRIBUTION | WP PUTRAJAYA & CYBERJAYA | Existing | 11 kV |  | RYB | VCBJ/PMU/J00002 | PMU CBJ NORTH 132/11KV
381110894 | TNB | DISTRIBUTION | WP PUTRAJAYA & CYBERJAYA | Existing | 11 kV |  | RYB | VCBJ/PMU/J00002 | PMU CBJ NORTH 132/11KV
381110898 | TNB | DISTRIBUTION | WP PUTRAJAYA & CYBERJAYA | Existing | 11 kV | RESERVE | RYB | VCBJ/PMU/J00002 | PMU CBJ NORTH 132/11KV | R
381110899 | TNB | DISTRIBUTION | WP PUTRAJAYA & CYBERJAYA | Existing | 11 kV | MAIN | RYB | VCBJ/PMU/J00002 | PMU CBJ NORTH 132/11KV | M
381110900 | TNB | DISTRIBUTION | WP PUTRAJAYA & CYBERJAYA | Existing | 11 kV |  | RYB | VCBJ/PMU/J00002 | PMU CBJ NORTH 132/11KV
381110901 | TNB | DISTRIBUTION | WP PUTRAJAYA & CYBERJAYA | Existing | 11 kV | MAIN | RYB | VCBJ/PMU/J00002 | PMU CBJ NORTH 132/11KV | M
381110902 | TNB | DISTRIBUTION | WP PUTRAJAYA & CYBERJAYA | Existing | 11 kV |  | RYB | VCBJ/PMU/J00002 | PMU CBJ NORTH 132/11KV
381110909 | TNB | DISTRIBUTION | WP PUTRAJAYA & CYBERJAYA | Existing | 11 kV |  | RYB | VCBJ/PMU/J00002 | PMU CBJ NORTH 132/11KV
381110910 | TNB | DISTRIBUTION | WP PUTRAJAYA & CYBERJAYA | Existing | 11 kV |  | RYB | VCBJ/PMU/J00002 | PMU CBJ NORTH 132/11KV
381110913 | TNB | DISTRIBUTION | WP PUTRAJAYA & CYBERJAYA | Existing | 11 kV |  | RYB | VCBJ/PMU/J00002 | PMU CBJ NORTH 132/11KV
381110915 | TNB | DISTRIBUTION | WP PUTRAJAYA & CYBERJAYA | Existing | 11 kV | RESERVE | RYB | VCBJ/PMU/J00002 | PMU CBJ NORTH 132/11KV | R
381110917 | TNB | DISTRIBUTION | WP PUTRAJAYA & CYBERJAYA | Existing | 11 kV |  | RYB | VCBJ/PMU/J00002 | PMU CBJ NORTH 132/11KV
381110920 | TNB | DISTRIBUTION | WP PUTRAJAYA & CYBERJAYA | Existing | 11 kV |  | RYB | VCBJ/PMU/J00002 | PMU CBJ NORTH 132/11KV
381110922 | TNB | DISTRIBUTION | WP PUTRAJAYA & CYBERJAYA | Existing | 11 kV | RESERVE | RYB | VCBJ/PMU/J00002 | PMU CBJ NORTH 132/11KV | R
381110924 | TNB | DISTRIBUTION | WP PUTRAJAYA & CYBERJAYA | Existing | 11 kV | MAIN | RYB | VCBJ/PMU/J00002 | PMU CBJ NORTH 132/11KV | M
381110930 | TNB | DISTRIBUTION | WP PUTRAJAYA & CYBERJAYA | Existing | 11 kV |  | RYB | VCBJ/PMU/J00002 | PMU CBJ NORTH 132/11KV
381110931 | TNB | DISTRIBUTION | WP PUTRAJAYA & CYBERJAYA | Existing | 11 kV | MAIN | RYB | VCBJ/PMU/J00002 | PMU CBJ NORTH 132/11KV | M
381110932 | TNB | DISTRIBUTION | WP PUTRAJAYA & CYBERJAYA | Existing | 11 kV |  | RYB | VCBJ/PMU/J00002 | PMU CBJ NORTH 132/11KV
381110933 | TNB | DISTRIBUTION | WP PUTRAJAYA & CYBERJAYA | Existing | 11 kV |  | RYB | VCBJ/PMU/J00002 | PMU CBJ NORTH 132/11KV
381110939 | TNB | DISTRIBUTION | WP PUTRAJAYA & CYBERJAYA | Existing | 11 kV |  | RYB | VCBJ/PMU/J00002 | PMU CBJ NORTH 132/11KV
381110941 | TNB | DISTRIBUTION | WP PUTRAJAYA & CYBERJAYA | Existing | 11 kV |  | RYB | VCBJ/PMU/J00002 | PMU CBJ NORTH 132/11KV
381110942 | TNB | DISTRIBUTION | WP PUTRAJAYA & CYBERJAYA | Existing | 11 kV |  | RYB | VCBJ/PMU/J00002 | PMU CBJ NORTH 132/11KV
381110944 | TNB | DISTRIBUTION | WP PUTRAJAYA & CYBERJAYA | Existing | 11 kV |  | RYB | VCBJ/PMU/J00002 | PMU CBJ NORTH 132/11KV
381110945 | TNB | DISTRIBUTION | WP PUTRAJAYA & CYBERJAYA | Existing | 11 kV | RESERVE | RYB | VCBJ/PMU/J00002 | PMU CBJ NORTH 132/11KV | R
381110950 | TNB | DISTRIBUTION | WP PUTRAJAYA & CYBERJAYA | Existing | 11 kV |  | RYB | VCBJ/PMU/J00002 | PMU CBJ NORTH 132/11KV
381110951 | TNB | DISTRIBUTION | WP PUTRAJAYA & CYBERJAYA | Existing | 11 kV | RESERVE | RYB | VCBJ/PMU/J00002 | PMU CBJ NORTH 132/11KV | R
381110954 | TNB | DISTRIBUTION | WP PUTRAJAYA & CYBERJAYA | Existing | 11 kV | MAIN | RYB | VCBJ/PMU/J00002 | PMU CBJ NORTH 132/11KV | M
381110956 | TNB | DISTRIBUTION | WP PUTRAJAYA & CYBERJAYA | Existing | 11 kV | RESERVE | RYB | VCBJ/PMU/J00002 | PMU CBJ NORTH 132/11KV | R
381110957 | TNB | DISTRIBUTION | WP PUTRAJAYA & CYBERJAYA | Existing | 11 kV |  | RYB | VCBJ/PMU/J00002 | PMU CBJ NORTH 132/11KV
381110958 | TNB | DISTRIBUTION | WP PUTRAJAYA & CYBERJAYA | Existing | 11 kV |  | RYB | VCBJ/PMU/J00002 | PMU CBJ NORTH 132/11KV
381110961 | TNB | DISTRIBUTION | WP PUTRAJAYA & CYBERJAYA | Existing | 11 kV |  | RYB | VCBJ/PMU/J00002 | PMU CBJ NORTH 132/11KV
381110965 | TNB | DISTRIBUTION | WP PUTRAJAYA & CYBERJAYA | Existing | 11 kV | RESERVE | RYB | VCBJ/PMU/J00002 | PMU CBJ NORTH 132/11KV | R
381110966 | TNB | DISTRIBUTION | WP PUTRAJAYA & CYBERJAYA | Existing | 11 kV |  | RYB | VCBJ/PMU/J00002 | PMU CBJ NORTH 132/11KV
381110968 | TNB | DISTRIBUTION | WP PUTRAJAYA & CYBERJAYA | Existing | 11 kV |  | RYB | VCBJ/PMU/J00002 | PMU CBJ NORTH 132/11KV
381110970 | TNB | DISTRIBUTION | WP PUTRAJAYA & CYBERJAYA | Existing | 11 kV |  | RYB | VCBJ/PMU/J00002 | PMU CBJ NORTH 132/11KV
381110972 | TNB | DISTRIBUTION | WP PUTRAJAYA & CYBERJAYA | Existing | 11 kV |  | RYB | VCBJ/PMU/J00002 | PMU CBJ NORTH 132/11KV
381110973 | TNB | DISTRIBUTION | WP PUTRAJAYA & CYBERJAYA | Existing | 11 kV |  | RYB | VCBJ/PMU/J00002 | PMU CBJ NORTH 132/11KV
381110974 | TNB | DISTRIBUTION | WP PUTRAJAYA & CYBERJAYA | Existing | 11 kV |  | RYB | VCBJ/PMU/J00002 | PMU CBJ NORTH 132/11KV
381110975 | TNB | DISTRIBUTION | WP PUTRAJAYA & CYBERJAYA | Existing | 11 kV |  | RYB | VCBJ/PMU/J00002 | PMU CBJ NORTH 132/11KV
381110977 | TNB | DISTRIBUTION | WP PUTRAJAYA & CYBERJAYA | Existing | 11 kV |  | RYB | VCBJ/PMU/J00002 | PMU CBJ NORTH 132/11KV
381110978 | TNB | DISTRIBUTION | WP PUTRAJAYA & CYBERJAYA | Existing | 11 kV | RESERVE | RYB | VCBJ/PMU/J00002 | PMU CBJ NORTH 132/11KV | R
381110980 | TNB | DISTRIBUTION | WP PUTRAJAYA & CYBERJAYA | Existing | 11 kV |  | RYB | VCBJ/PMU/J00002 | PMU CBJ NORTH 132/11KV
381110982 | TNB | DISTRIBUTION | WP PUTRAJAYA & CYBERJAYA | Existing | 11 kV | RESERVE | RYB | VCBJ/PMU/J00002 | PMU CBJ NORTH 132/11KV | R
381110983 | TNB | DISTRIBUTION | WP PUTRAJAYA & CYBERJAYA | Existing | 11 kV |  | RYB | VCBJ/PMU/J00002 | PMU CBJ NORTH 132/11KV
381110984 | TNB | DISTRIBUTION | WP PUTRAJAYA & CYBERJAYA | Existing | 11 kV | RESERVE | RYB | VCBJ/PMU/J00002 | PMU CBJ NORTH 132/11KV | R
381110987 | TNB | DISTRIBUTION | WP PUTRAJAYA & CYBERJAYA | Existing | 11 kV |  | RYB | VCBJ/PMU/J00002 | PMU CBJ NORTH 132/11KV
381110989 | TNB | DISTRIBUTION | WP PUTRAJAYA & CYBERJAYA | Existing | 11 kV |  | RYB | VCBJ/PMU/J00002 | PMU CBJ NORTH 132/11KV
381110990 | TNB | DISTRIBUTION | WP PUTRAJAYA & CYBERJAYA | Existing | 11 kV |  | RYB | VCBJ/PMU/J00002 | PMU CBJ NORTH 132/11KV
381110991 | TNB | DISTRIBUTION | WP PUTRAJAYA & CYBERJAYA | Existing | 11 kV |  | RYB | VCBJ/PMU/J00002 | PMU CBJ NORTH 132/11KV
381110992 | TNB | DISTRIBUTION | WP PUTRAJAYA & CYBERJAYA | Existing | 11 kV |  | RYB | VCBJ/PMU/J00002 | PMU CBJ NORTH 132/11KV
381110994 | TNB | DISTRIBUTION | WP PUTRAJAYA & CYBERJAYA | Existing | 11 kV | RESERVE | RYB | VCBJ/PMU/J00002 | PMU CBJ NORTH 132/11KV | R
381110997 | TNB | DISTRIBUTION | WP PUTRAJAYA & CYBERJAYA | Existing | 11 kV |  | RYB | VCBJ/PMU/J00002 | PMU CBJ NORTH 132/11KV
381111001 | TNB | DISTRIBUTION | WP PUTRAJAYA & CYBERJAYA | Existing | 11 kV |  | RYB | VCBJ/PMU/J00002 | PMU CBJ NORTH 132/11KV
381111002 | TNB | DISTRIBUTION | WP PUTRAJAYA & CYBERJAYA | Existing | 11 kV |  | RYB | VCBJ/PMU/J00002 | PMU CBJ NORTH 132/11KV
381111003 | TNB | DISTRIBUTION | WP PUTRAJAYA & CYBERJAYA | Existing | 11 kV | MAIN | RYB | VCBJ/PMU/J00002 | PMU CBJ NORTH 132/11KV | M
381111005 | TNB | DISTRIBUTION | WP PUTRAJAYA & CYBERJAYA | Existing | 11 kV | RESERVE | RYB | VCBJ/PMU/J00002 | PMU CBJ NORTH 132/11KV | R
381111006 | TNB | DISTRIBUTION | WP PUTRAJAYA & CYBERJAYA | Existing | 11 kV | RESERVE | RYB | VCBJ/PMU/J00002 | PMU CBJ NORTH 132/11KV | R
381111007 | TNB | DISTRIBUTION | WP PUTRAJAYA & CYBERJAYA | Existing | 11 kV |  | RYB | VCBJ/PMU/J00002 | PMU CBJ NORTH 132/11KV
381111008 | TNB | DISTRIBUTION | WP PUTRAJAYA & CYBERJAYA | Existing | 11 kV |  | RYB | VCBJ/PMU/J00002 | PMU CBJ NORTH 132/11KV
381111010 | TNB | DISTRIBUTION | WP PUTRAJAYA & CYBERJAYA | Existing | 11 kV | MAIN | RYB | VCBJ/PMU/J00002 | PMU CBJ NORTH 132/11KV | M
381111011 | TNB | DISTRIBUTION | WP PUTRAJAYA & CYBERJAYA | Existing | 11 kV |  | RYB | VCBJ/PMU/J00002 | PMU CBJ NORTH 132/11KV
381111016 | TNB | DISTRIBUTION | WP PUTRAJAYA & CYBERJAYA | Existing | 11 kV |  | RYB | VCBJ/PMU/J00002 | PMU CBJ NORTH 132/11KV
381111019 | TNB | DISTRIBUTION | WP PUTRAJAYA & CYBERJAYA | Existing | 11 kV |  | RYB | VCBJ/PMU/J00002 | PMU CBJ NORTH 132/11KV
381111021 | TNB | DISTRIBUTION | WP PUTRAJAYA & CYBERJAYA | Existing | 11 kV | RESERVE | RYB | VCBJ/PMU/J00002 | PMU CBJ NORTH 132/11KV | R
381111024 | TNB | DISTRIBUTION | WP PUTRAJAYA & CYBERJAYA | Existing | 11 kV | MAIN | RYB | VCBJ/PMU/J00002 | PMU CBJ NORTH 132/11KV | M
381111025 | TNB | DISTRIBUTION | WP PUTRAJAYA & CYBERJAYA | Existing | 11 kV | RESERVE | RYB | VCBJ/PMU/J00002 | PMU CBJ NORTH 132/11KV | R
381111029 | TNB | DISTRIBUTION | WP PUTRAJAYA & CYBERJAYA | Existing | 11 kV |  | RYB | VCBJ/PMU/J00002 | PMU CBJ NORTH 132/11KV
381111032 | TNB | DISTRIBUTION | WP PUTRAJAYA & CYBERJAYA | Existing | 11 kV |  | RYB | VCBJ/PMU/J00002 | PMU CBJ NORTH 132/11KV
381111036 | TNB | DISTRIBUTION | WP PUTRAJAYA & CYBERJAYA | Existing | 11 kV |  | RYB | VCBJ/PMU/J00002 | PMU CBJ NORTH 132/11KV
381111037 | TNB | DISTRIBUTION | WP PUTRAJAYA & CYBERJAYA | Existing | 11 kV | MAIN | RYB | VCBJ/PMU/J00002 | PMU CBJ NORTH 132/11KV | M
381111038 | TNB | DISTRIBUTION | WP PUTRAJAYA & CYBERJAYA | Existing | 11 kV |  | RYB | VCBJ/PMU/J00002 | PMU CBJ NORTH 132/11KV
381111039 | TNB | DISTRIBUTION | WP PUTRAJAYA & CYBERJAYA | Existing | 11 kV | RESERVE | RYB | VCBJ/PMU/J00002 | PMU CBJ NORTH 132/11KV | R
381111042 | TNB | DISTRIBUTION | WP PUTRAJAYA & CYBERJAYA | Existing | 11 kV |  | RYB | VCBJ/PMU/J00002 | PMU CBJ NORTH 132/11KV
381111043 | TNB | DISTRIBUTION | WP PUTRAJAYA & CYBERJAYA | Existing | 11 kV | MAIN | RYB | VCBJ/PMU/J00002 | PMU CBJ NORTH 132/11KV | M
381111045 | TNB | DISTRIBUTION | WP PUTRAJAYA & CYBERJAYA | Existing | 11 kV | RESERVE | RYB | VCBJ/PMU/J00002 | PMU CBJ NORTH 132/11KV | R
381111047 | TNB | DISTRIBUTION | WP PUTRAJAYA & CYBERJAYA | Existing | 11 kV |  | RYB | VCBJ/PMU/J00002 | PMU CBJ NORTH 132/11KV
381111051 | TNB | DISTRIBUTION | WP PUTRAJAYA & CYBERJAYA | Existing | 11 kV | MAIN | RYB | VCBJ/PMU/J00002 | PMU CBJ NORTH 132/11KV | M
381111054 | TNB | DISTRIBUTION | WP PUTRAJAYA & CYBERJAYA | Existing | 11 kV | MAIN | RYB | VCBJ/PMU/J00002 | PMU CBJ NORTH 132/11KV | M
381111055 | TNB | DISTRIBUTION | WP PUTRAJAYA & CYBERJAYA | Existing | 11 kV |  | RYB | VCBJ/PMU/J00002 | PMU CBJ NORTH 132/11KV
381111056 | TNB | DISTRIBUTION | WP PUTRAJAYA & CYBERJAYA | Existing | 11 kV | MAIN | RYB | VCBJ/PMU/J00002 | PMU CBJ NORTH 132/11KV | M
381111057 | TNB | DISTRIBUTION | WP PUTRAJAYA & CYBERJAYA | Existing | 11 kV |  | RYB | VCBJ/PMU/J00002 | PMU CBJ NORTH 132/11KV
381111060 | TNB | DISTRIBUTION | WP PUTRAJAYA & CYBERJAYA | Existing | 11 kV |  | RYB | VCBJ/PMU/J00002 | PMU CBJ NORTH 132/11KV
381111061 | TNB | DISTRIBUTION | WP PUTRAJAYA & CYBERJAYA | Existing | 11 kV |  | RYB | VCBJ/PMU/J00002 | PMU CBJ NORTH 132/11KV
381111062 | TNB | DISTRIBUTION | WP PUTRAJAYA & CYBERJAYA | Existing | 11 kV |  | RYB | VCBJ/PMU/J00002 | PMU CBJ NORTH 132/11KV
381111064 | TNB | DISTRIBUTION | WP PUTRAJAYA & CYBERJAYA | Existing | 11 kV |  | RYB | VCBJ/PMU/J00002 | PMU CBJ NORTH 132/11KV
381111066 | TNB | DISTRIBUTION | WP PUTRAJAYA & CYBERJAYA | Existing | 11 kV |  | RYB | VCBJ/PMU/J00002 | PMU CBJ NORTH 132/11KV
381111067 | TNB | DISTRIBUTION | WP PUTRAJAYA & CYBERJAYA | Existing | 11 kV |  | RYB | VCBJ/PMU/J00002 | PMU CBJ NORTH 132/11KV
381111068 | TNB | DISTRIBUTION | WP PUTRAJAYA & CYBERJAYA | Existing | 11 kV |  | RYB | VCBJ/PMU/J00002 | PMU CBJ NORTH 132/11KV
381111071 | TNB | DISTRIBUTION | WP PUTRAJAYA & CYBERJAYA | Existing | 11 kV |  | RYB | VCBJ/PMU/J00002 | PMU CBJ NORTH 132/11KV
381111072 | TNB | DISTRIBUTION | WP PUTRAJAYA & CYBERJAYA | Existing | 11 kV | MAIN | RYB | VCBJ/PMU/J00002 | PMU CBJ NORTH 132/11KV | M
381111073 | TNB | DISTRIBUTION | WP PUTRAJAYA & CYBERJAYA | Existing | 11 kV |  | RYB | VCBJ/PMU/J00002 | PMU CBJ NORTH 132/11KV
381111076 | TNB | DISTRIBUTION | WP PUTRAJAYA & CYBERJAYA | Existing | 11 kV | MAIN | RYB | VCBJ/PMU/J00002 | PMU CBJ NORTH 132/11KV | M
381111077 | TNB | DISTRIBUTION | WP PUTRAJAYA & CYBERJAYA | Existing | 11 kV | MAIN | RYB | VCBJ/PMU/J00002 | PMU CBJ NORTH 132/11KV | M
381111079 | TNB | DISTRIBUTION | WP PUTRAJAYA & CYBERJAYA | Existing | 11 kV |  | RYB | VCBJ/PMU/J00002 | PMU CBJ NORTH 132/11KV
381111082 | TNB | DISTRIBUTION | WP PUTRAJAYA & CYBERJAYA | Existing | 33 kV | MAIN | RYB | VCBJ/PMU/G00002 | PMU CBJ NORTH 132/33KV | R
381111083 | TNB | DISTRIBUTION | WP PUTRAJAYA & CYBERJAYA | Existing | 33 kV |  | RYB | VCBJ/PMU/G00002 | PMU CBJ NORTH 132/33KV
381111084 | TNB | DISTRIBUTION | WP PUTRAJAYA & CYBERJAYA | Existing | 33 kV |  | RYB | VCBJ/PMU/G00002 | PMU CBJ NORTH 132/33KV
381111085 | TNB | DISTRIBUTION | WP PUTRAJAYA & CYBERJAYA | Existing | 33 kV |  | RYB | VCBJ/PMU/G00002 | PMU CBJ NORTH 132/33KV
381111086 | TNB | DISTRIBUTION | WP PUTRAJAYA & CYBERJAYA | Existing | 33 kV | RESERVE | RYB | VCBJ/PMU/G00002 | PMU CBJ NORTH 132/33KV
381111087 | TNB | DISTRIBUTION | WP PUTRAJAYA & CYBERJAYA | Existing | 33 kV |  | RYB | VCBJ/PMU/G00002 | PMU CBJ NORTH 132/33KV
381111088 | TNB | DISTRIBUTION | WP PUTRAJAYA & CYBERJAYA | Existing | 33 kV |  | RYB | VCBJ/PMU/G00002 | PMU CBJ NORTH 132/33KV
381111090 | TNB | DISTRIBUTION | WP PUTRAJAYA & CYBERJAYA | Existing | 33 kV |  | RYB | VCBJ/PMU/G00002 | PMU CBJ NORTH 132/33KV
381111097 | TNB | DISTRIBUTION | WP PUTRAJAYA & CYBERJAYA | Existing | 33 kV |  | RYB | VCBJ/PMU/G00002 | PMU CBJ NORTH 132/33KV
381111099 | TNB | DISTRIBUTION | WP PUTRAJAYA & CYBERJAYA | Existing | 33 kV |  | RYB | VCBJ/PMU/G00002 | PMU CBJ NORTH 132/33KV
381111100 | TNB | DISTRIBUTION | WP PUTRAJAYA & CYBERJAYA | Existing | 33 kV | MAIN | RYB | VCBJ/PMU/G00002 | PMU CBJ NORTH 132/33KV | R
381111101 | TNB | DISTRIBUTION | WP PUTRAJAYA & CYBERJAYA | Existing | 33 kV |  | RYB | VCBJ/PMU/G00002 | PMU CBJ NORTH 132/33KV
381111102 | TNB | DISTRIBUTION | WP PUTRAJAYA & CYBERJAYA | Existing | 33 kV |  | RYB | VCBJ/PMU/G00002 | PMU CBJ NORTH 132/33KV
381111106 | TNB | DISTRIBUTION | WP PUTRAJAYA & CYBERJAYA | Existing | 33 kV |  | RYB | VCBJ/PMU/G00002 | PMU CBJ NORTH 132/33KV
381111108 | TNB | DISTRIBUTION | WP PUTRAJAYA & CYBERJAYA | Existing | 33 kV | MAIN | RYB | VCBJ/PMU/G00002 | PMU CBJ NORTH 132/33KV | R
381111109 | TNB | DISTRIBUTION | WP PUTRAJAYA & CYBERJAYA | Existing | 33 kV |  | RYB | VCBJ/PMU/G00002 | PMU CBJ NORTH 132/33KV
381111110 | TNB | DISTRIBUTION | WP PUTRAJAYA & CYBERJAYA | Existing | 33 kV |  | RYB | VCBJ/PMU/G00002 | PMU CBJ NORTH 132/33KV
381111115 | TNB | DISTRIBUTION | WP PUTRAJAYA & CYBERJAYA | Existing | 33 kV |  | RYB | VCBJ/PMU/G00002 | PMU CBJ NORTH 132/33KV
381111119 | TNB | DISTRIBUTION | WP PUTRAJAYA & CYBERJAYA | Existing | 33 kV |  | RYB | VCBJ/PMU/G00002 | PMU CBJ NORTH 132/33KV
381111120 | TNB | DISTRIBUTION | WP PUTRAJAYA & CYBERJAYA | Existing | 33 kV |  | RYB | VCBJ/PMU/G00002 | PMU CBJ NORTH 132/33KV
381111121 | TNB | DISTRIBUTION | WP PUTRAJAYA & CYBERJAYA | Existing | 33 kV |  | RYB | VCBJ/PMU/G00002 | PMU CBJ NORTH 132/33KV
381111122 | TNB | DISTRIBUTION | WP PUTRAJAYA & CYBERJAYA | Existing | 33 kV | MAIN | RYB | VCBJ/PMU/G00002 | PMU CBJ NORTH 132/33KV | R
381111123 | TNB | DISTRIBUTION | WP PUTRAJAYA & CYBERJAYA | Existing | 33 kV | RESERVE | RYB | VCBJ/PMU/G00002 | PMU CBJ NORTH 132/33KV
381111124 | TNB | DISTRIBUTION | WP PUTRAJAYA & CYBERJAYA | Existing | 33 kV | RESERVE | RYB | VCBJ/PMU/G00002 | PMU CBJ NORTH 132/33KV | M
381111126 | TNB | DISTRIBUTION | WP PUTRAJAYA & CYBERJAYA | Existing | 33 kV |  | RYB | VCBJ/PMU/G00002 | PMU CBJ NORTH 132/33KV
381111127 | TNB | DISTRIBUTION | WP PUTRAJAYA & CYBERJAYA | Existing | 33 kV |  | RYB | VCBJ/PMU/G00002 | PMU CBJ NORTH 132/33KV
381111128 | TNB | DISTRIBUTION | WP PUTRAJAYA & CYBERJAYA | Existing | 33 kV | MAIN | RYB | VCBJ/PMU/G00002 | PMU CBJ NORTH 132/33KV | R
381111129 | TNB | DISTRIBUTION | WP PUTRAJAYA & CYBERJAYA | Existing | 33 kV |  | RYB | VCBJ/PMU/G00002 | PMU CBJ NORTH 132/33KV
381111136 | TNB | DISTRIBUTION | WP PUTRAJAYA & CYBERJAYA | Existing | 33 kV |  | RYB | VCBJ/PMU/G00002 | PMU CBJ NORTH 132/33KV
381111137 | TNB | DISTRIBUTION | WP PUTRAJAYA & CYBERJAYA | Existing | 33 kV | RESERVE | RYB | VCBJ/PMU/G00002 | PMU CBJ NORTH 132/33KV
381111138 | TNB | DISTRIBUTION | WP PUTRAJAYA & CYBERJAYA | Existing | 33 kV |  | RYB | VCBJ/PMU/G00002 | PMU CBJ NORTH 132/33KV
381111139 | TNB | DISTRIBUTION | WP PUTRAJAYA & CYBERJAYA | Existing | 33 kV | MAIN | RYB | VCBJ/PMU/G00002 | PMU CBJ NORTH 132/33KV | R
381111140 | TNB | DISTRIBUTION | WP PUTRAJAYA & CYBERJAYA | Existing | 33 kV |  | RYB | VCBJ/PMU/G00002 | PMU CBJ NORTH 132/33KV
381111143 | TNB | DISTRIBUTION | WP PUTRAJAYA & CYBERJAYA | Existing | 33 kV |  | RYB | VCBJ/PMU/G00002 | PMU CBJ NORTH 132/33KV
381111145 | TNB | DISTRIBUTION | WP PUTRAJAYA & CYBERJAYA | Existing | 33 kV |  | RYB | VCBJ/PMU/G00002 | PMU CBJ NORTH 132/33KV
381111146 | TNB | DISTRIBUTION | WP PUTRAJAYA & CYBERJAYA | Existing | 33 kV |  | RYB | VCBJ/PMU/G00002 | PMU CBJ NORTH 132/33KV
381111147 | TNB | DISTRIBUTION | WP PUTRAJAYA & CYBERJAYA | Existing | 33 kV | MAIN | RYB | VCBJ/PMU/G00002 | PMU CBJ NORTH 132/33KV | R
381111148 | TNB | DISTRIBUTION | WP PUTRAJAYA & CYBERJAYA | Existing | 33 kV | RESERVE | RYB | VCBJ/PMU/G00002 | PMU CBJ NORTH 132/33KV | M
381111149 | TNB | DISTRIBUTION | WP PUTRAJAYA & CYBERJAYA | Existing | 33 kV | MAIN | RYB | VCBJ/PMU/G00002 | PMU CBJ NORTH 132/33KV | R
381111150 | TNB | DISTRIBUTION | WP PUTRAJAYA & CYBERJAYA | Existing | 33 kV |  | RYB | VCBJ/PMU/G00002 | PMU CBJ NORTH 132/33KV
381111151 | TNB | DISTRIBUTION | WP PUTRAJAYA & CYBERJAYA | Existing | 33 kV |  | RYB | VCBJ/PMU/G00002 | PMU CBJ NORTH 132/33KV
381111153 | TNB | DISTRIBUTION | WP PUTRAJAYA & CYBERJAYA | Existing | 33 kV |  | RYB | VCBJ/PMU/G00002 | PMU CBJ NORTH 132/33KV
381111154 | TNB | DISTRIBUTION | WP PUTRAJAYA & CYBERJAYA | Existing | 33 kV |  | RYB | VCBJ/PMU/G00002 | PMU CBJ NORTH 132/33KV
381111157 | TNB | DISTRIBUTION | WP PUTRAJAYA & CYBERJAYA | Existing | 33 kV |  | RYB | VCBJ/PMU/G00002 | PMU CBJ NORTH 132/33KV
381111158 | TNB | DISTRIBUTION | WP PUTRAJAYA & CYBERJAYA | Existing | 33 kV | MAIN | RYB | VCBJ/PMU/G00002 | PMU CBJ NORTH 132/33KV | R
381111159 | TNB | DISTRIBUTION | WP PUTRAJAYA & CYBERJAYA | Existing | 33 kV |  | RYB | VCBJ/PMU/G00002 | PMU CBJ NORTH 132/33KV
381111161 | TNB | DISTRIBUTION | WP PUTRAJAYA & CYBERJAYA | Existing | 33 kV |  | RYB | VCBJ/PMU/G00002 | PMU CBJ NORTH 132/33KV
381111164 | TNB | DISTRIBUTION | WP PUTRAJAYA & CYBERJAYA | Existing | 33 kV |  | RYB | VCBJ/PMU/G00002 | PMU CBJ NORTH 132/33KV
381111165 | TNB | DISTRIBUTION | WP PUTRAJAYA & CYBERJAYA | Existing | 33 kV |  | RYB | VCBJ/PMU/G00002 | PMU CBJ NORTH 132/33KV
381111169 | TNB | DISTRIBUTION | WP PUTRAJAYA & CYBERJAYA | Existing | 33 kV |  | RYB | VCBJ/PMU/G00002 | PMU CBJ NORTH 132/33KV
381111170 | TNB | DISTRIBUTION | WP PUTRAJAYA & CYBERJAYA | Existing | 33 kV |  | RYB | VCBJ/PMU/G00002 | PMU CBJ NORTH 132/33KV
381111171 | TNB | DISTRIBUTION | WP PUTRAJAYA & CYBERJAYA | Existing | 33 kV |  | RYB | VCBJ/PMU/G00002 | PMU CBJ NORTH 132/33KV
381111173 | TNB | DISTRIBUTION | WP PUTRAJAYA & CYBERJAYA | Existing | 33 kV | MAIN | RYB | VCBJ/PMU/G00002 | PMU CBJ NORTH 132/33KV | R
381111174 | TNB | DISTRIBUTION | WP PUTRAJAYA & CYBERJAYA | Existing | 33 kV |  | RYB | VCBJ/PMU/G00002 | PMU CBJ NORTH 132/33KV
381111175 | TNB | DISTRIBUTION | WP PUTRAJAYA & CYBERJAYA | Existing | 33 kV |  | RYB | VCBJ/PMU/G00002 | PMU CBJ NORTH 132/33KV
381111176 | TNB | DISTRIBUTION | WP PUTRAJAYA & CYBERJAYA | Existing | 33 kV |  | RYB | VCBJ/PMU/G00002 | PMU CBJ NORTH 132/33KV
381111177 | TNB | DISTRIBUTION | WP PUTRAJAYA & CYBERJAYA | Existing | 33 kV | MAIN | RYB | VCBJ/PMU/G00002 | PMU CBJ NORTH 132/33KV | R
381111178 | TNB | DISTRIBUTION | WP PUTRAJAYA & CYBERJAYA | Existing | 33 kV |  | RYB | VCBJ/PMU/G00002 | PMU CBJ NORTH 132/33KV
381111187 | TNB | DISTRIBUTION | WP PUTRAJAYA & CYBERJAYA | Existing | 33 kV |  | RYB | VCBJ/PMU/G00002 | PMU CBJ NORTH 132/33KV
381111188 | TNB | DISTRIBUTION | WP PUTRAJAYA & CYBERJAYA | Existing | 33 kV |  | RYB | VCBJ/PMU/G00002 | PMU CBJ NORTH 132/33KV
381111189 | TNB | DISTRIBUTION | WP PUTRAJAYA & CYBERJAYA | Existing | 33 kV |  | RYB | VCBJ/PMU/G00002 | PMU CBJ NORTH 132/33KV
381111190 | TNB | DISTRIBUTION | WP PUTRAJAYA & CYBERJAYA | Existing | 33 kV |  | RYB | VCBJ/PMU/G00002 | PMU CBJ NORTH 132/33KV
381111191 | TNB | DISTRIBUTION | WP PUTRAJAYA & CYBERJAYA | Existing | 33 kV | RESERVE | RYB | VCBJ/PMU/G00002 | PMU CBJ NORTH 132/33KV
381111192 | TNB | DISTRIBUTION | WP PUTRAJAYA & CYBERJAYA | Existing | 33 kV | RESERVE | RYB | VCBJ/PMU/G00002 | PMU CBJ NORTH 132/33KV | M
381111195 | TNB | DISTRIBUTION | WP PUTRAJAYA & CYBERJAYA | Existing | 33 kV |  | RYB | VCBJ/PMU/G00002 | PMU CBJ NORTH 132/33KV
381111196 | TNB | DISTRIBUTION | WP PUTRAJAYA & CYBERJAYA | Existing | 33 kV |  | RYB | VCBJ/PMU/G00002 | PMU CBJ NORTH 132/33KV
381111197 | TNB | DISTRIBUTION | WP PUTRAJAYA & CYBERJAYA | Existing | 33 kV |  | RYB | VCBJ/PMU/G00002 | PMU CBJ NORTH 132/33KV
381111201 | TNB | DISTRIBUTION | WP PUTRAJAYA & CYBERJAYA | Existing | 33 kV |  | RYB | VCBJ/PMU/G00002 | PMU CBJ NORTH 132/33KV
381111202 | TNB | DISTRIBUTION | WP PUTRAJAYA & CYBERJAYA | Existing | 33 kV |  | RYB | VCBJ/PMU/G00002 | PMU CBJ NORTH 132/33KV
381111203 | TNB | DISTRIBUTION | WP PUTRAJAYA & CYBERJAYA | Existing | 33 kV |  | RYB | VCBJ/PMU/G00002 | PMU CBJ NORTH 132/33KV
381111204 | TNB | DISTRIBUTION | WP PUTRAJAYA & CYBERJAYA | Existing | 33 kV | RESERVE | RYB | VCBJ/PMU/G00002 | PMU CBJ NORTH 132/33KV | M
381111205 | TNB | DISTRIBUTION | WP PUTRAJAYA & CYBERJAYA | Existing | 33 kV |  | RYB | VCBJ/PMU/G00002 | PMU CBJ NORTH 132/33KV
381111206 | TNB | DISTRIBUTION | WP PUTRAJAYA & CYBERJAYA | Existing | 33 kV |  | RYB | VCBJ/PMU/G00002 | PMU CBJ NORTH 132/33KV
381111207 | TNB | DISTRIBUTION | WP PUTRAJAYA & CYBERJAYA | Existing | 33 kV |  | RYB | VCBJ/PMU/G00002 | PMU CBJ NORTH 132/33KV
381111208 | TNB | DISTRIBUTION | WP PUTRAJAYA & CYBERJAYA | Existing | 33 kV | RESERVE | RYB | VCBJ/PMU/G00002 | PMU CBJ NORTH 132/33KV
381111210 | TNB | DISTRIBUTION | WP PUTRAJAYA & CYBERJAYA | Existing | 33 kV |  | RYB | VCBJ/PMU/G00002 | PMU CBJ NORTH 132/33KV
381111211 | TNB | DISTRIBUTION | WP PUTRAJAYA & CYBERJAYA | Existing | 33 kV |  | RYB | VCBJ/PMU/G00002 | PMU CBJ NORTH 132/33KV
381111213 | TNB | DISTRIBUTION | WP PUTRAJAYA & CYBERJAYA | Existing | 33 kV | RESERVE | RYB | VCBJ/PMU/G00002 | PMU CBJ NORTH 132/33KV | M
381111214 | TNB | DISTRIBUTION | WP PUTRAJAYA & CYBERJAYA | Existing | 33 kV |  | RYB | VCBJ/PMU/G00002 | PMU CBJ NORTH 132/33KV
381111220 | TNB | DISTRIBUTION | WP PUTRAJAYA & CYBERJAYA | Existing | 33 kV |  | RYB | VCBJ/PMU/G00002 | PMU CBJ NORTH 132/33KV
381111224 | TNB | DISTRIBUTION | WP PUTRAJAYA & CYBERJAYA | Existing | 33 kV | MAIN | RYB | VCBJ/PMU/G00002 | PMU CBJ NORTH 132/33KV | R
381111228 | TNB | DISTRIBUTION | WP PUTRAJAYA & CYBERJAYA | Existing | 33 kV |  | RYB | VCBJ/PMU/G00002 | PMU CBJ NORTH 132/33KV
381111229 | TNB | DISTRIBUTION | WP PUTRAJAYA & CYBERJAYA | Existing | 33 kV |  | RYB | VCBJ/PMU/G00002 | PMU CBJ NORTH 132/33KV
381111230 | TNB | DISTRIBUTION | WP PUTRAJAYA & CYBERJAYA | Existing | 33 kV |  | RYB | VCBJ/PMU/G00002 | PMU CBJ NORTH 132/33KV
381111232 | TNB | DISTRIBUTION | WP PUTRAJAYA & CYBERJAYA | Existing | 33 kV | RESERVE | RYB | VCBJ/PMU/G00002 | PMU CBJ NORTH 132/33KV
381111233 | TNB | DISTRIBUTION | WP PUTRAJAYA & CYBERJAYA | Existing | 33 kV |  | RYB | VCBJ/PMU/G00002 | PMU CBJ NORTH 132/33KV
381111236 | TNB | DISTRIBUTION | WP PUTRAJAYA & CYBERJAYA | Existing | 33 kV |  | RYB | VCBJ/PMU/G00002 | PMU CBJ NORTH 132/33KV
381111237 | TNB | DISTRIBUTION | WP PUTRAJAYA & CYBERJAYA | Existing | 33 kV |  | RYB | VCBJ/PMU/G00002 | PMU CBJ NORTH 132/33KV
381111238 | TNB | DISTRIBUTION | WP PUTRAJAYA & CYBERJAYA | Existing | 33 kV |  | RYB | VCBJ/PMU/G00002 | PMU CBJ NORTH 132/33KV
381111239 | TNB | DISTRIBUTION | WP PUTRAJAYA & CYBERJAYA | Existing | 33 kV |  | RYB | VCBJ/PMU/G00002 | PMU CBJ NORTH 132/33KV
381111240 | TNB | DISTRIBUTION | WP PUTRAJAYA & CYBERJAYA | Existing | 33 kV | RESERVE | RYB | VCBJ/PMU/G00002 | PMU CBJ NORTH 132/33KV
381111241 | TNB | DISTRIBUTION | WP PUTRAJAYA & CYBERJAYA | Existing | 33 kV |  | RYB | VCBJ/PMU/G00002 | PMU CBJ NORTH 132/33KV
381111242 | TNB | DISTRIBUTION | WP PUTRAJAYA & CYBERJAYA | Existing | 33 kV | MAIN | RYB | VCBJ/PMU/G00002 | PMU CBJ NORTH 132/33KV | R
381111243 | TNB | DISTRIBUTION | WP PUTRAJAYA & CYBERJAYA | Existing | 33 kV |  | RYB | VCBJ/PMU/G00002 | PMU CBJ NORTH 132/33KV
381111244 | TNB | DISTRIBUTION | WP PUTRAJAYA & CYBERJAYA | Existing | 33 kV |  | RYB | VCBJ/PMU/G00002 | PMU CBJ NORTH 132/33KV
381111246 | TNB | DISTRIBUTION | WP PUTRAJAYA & CYBERJAYA | Existing | 33 kV |  | RYB | VCBJ/PMU/G00002 | PMU CBJ NORTH 132/33KV
381111247 | TNB | DISTRIBUTION | WP PUTRAJAYA & CYBERJAYA | Existing | 33 kV | MAIN | RYB | VCBJ/PMU/G00002 | PMU CBJ NORTH 132/33KV | R
381111248 | TNB | DISTRIBUTION | WP PUTRAJAYA & CYBERJAYA | Existing | 33 kV |  | RYB | VCBJ/PMU/G00002 | PMU CBJ NORTH 132/33KV
381111249 | TNB | DISTRIBUTION | WP PUTRAJAYA & CYBERJAYA | Existing | 33 kV |  | RYB | VCBJ/PMU/G00002 | PMU CBJ NORTH 132/33KV
381111250 | TNB | DISTRIBUTION | WP PUTRAJAYA & CYBERJAYA | Existing | 33 kV |  | RYB | VCBJ/PMU/G00002 | PMU CBJ NORTH 132/33KV
381111251 | TNB | DISTRIBUTION | WP PUTRAJAYA & CYBERJAYA | Existing | 33 kV |  | RYB | VCBJ/PMU/G00002 | PMU CBJ NORTH 132/33KV
381111256 | TNB | DISTRIBUTION | WP PUTRAJAYA & CYBERJAYA | Existing | 33 kV |  | RYB | VCBJ/PMU/G00002 | PMU CBJ NORTH 132/33KV
381111257 | TNB | DISTRIBUTION | WP PUTRAJAYA & CYBERJAYA | Existing | 33 kV |  | RYB | VCBJ/PMU/G00002 | PMU CBJ NORTH 132/33KV
381111258 | TNB | DISTRIBUTION | WP PUTRAJAYA & CYBERJAYA | Existing | 33 kV | RESERVE | RYB | VCBJ/PMU/G00002 | PMU CBJ NORTH 132/33KV
381111259 | TNB | DISTRIBUTION | WP PUTRAJAYA & CYBERJAYA | Existing | 33 kV | MAIN | RYB | VCBJ/PMU/G00002 | PMU CBJ NORTH 132/33KV | R
381111260 | TNB | DISTRIBUTION | WP PUTRAJAYA & CYBERJAYA | Existing | 33 kV | RESERVE | RYB | VCBJ/PMU/G00002 | PMU CBJ NORTH 132/33KV | M
381111261 | TNB | DISTRIBUTION | WP PUTRAJAYA & CYBERJAYA | Existing | 33 kV |  | RYB | VCBJ/PMU/G00002 | PMU CBJ NORTH 132/33KV
381111262 | TNB | DISTRIBUTION | WP PUTRAJAYA & CYBERJAYA | Existing | 33 kV |  | RYB | VCBJ/PMU/G00002 | PMU CBJ NORTH 132/33KV
381111263 | TNB | DISTRIBUTION | WP PUTRAJAYA & CYBERJAYA | Existing | 33 kV |  | RYB | VCBJ/PMU/G00002 | PMU CBJ NORTH 132/33KV
381111264 | TNB | DISTRIBUTION | WP PUTRAJAYA & CYBERJAYA | Existing | 33 kV |  | RYB | VCBJ/PMU/G00002 | PMU CBJ NORTH 132/33KV
381111265 | TNB | DISTRIBUTION | WP PUTRAJAYA & CYBERJAYA | Existing | 33 kV |  | RYB | VCBJ/PMU/G00002 | PMU CBJ NORTH 132/33KV
381111269 | TNB | DISTRIBUTION | WP PUTRAJAYA & CYBERJAYA | Existing | 33 kV |  | RYB | VCBJ/PMU/G00002 | PMU CBJ NORTH 132/33KV
381111270 | TNB | DISTRIBUTION | WP PUTRAJAYA & CYBERJAYA | Existing | 33 kV |  | RYB | VCBJ/PMU/G00002 | PMU CBJ NORTH 132/33KV
381111271 | TNB | DISTRIBUTION | WP PUTRAJAYA & CYBERJAYA | Existing | 33 kV | RESERVE | RYB | VCBJ/PMU/G00002 | PMU CBJ NORTH 132/33KV | M
381111272 | TNB | DISTRIBUTION | WP PUTRAJAYA & CYBERJAYA | Existing | 33 kV | RESERVE | RYB | VCBJ/PMU/G00002 | PMU CBJ NORTH 132/33KV | M
381111273 | TNB | DISTRIBUTION | WP PUTRAJAYA & CYBERJAYA | Existing | 33 kV | MAIN | RYB | VCBJ/PMU/G00002 | PMU CBJ NORTH 132/33KV | R
381111274 | TNB | DISTRIBUTION | WP PUTRAJAYA & CYBERJAYA | Existing | 33 kV |  | RYB | VCBJ/PMU/G00002 | PMU CBJ NORTH 132/33KV
381111276 | TNB | DISTRIBUTION | WP PUTRAJAYA & CYBERJAYA | Existing | 33 kV |  | RYB | VCBJ/PMU/G00002 | PMU CBJ NORTH 132/33KV
381401669 | TNB | DISTRIBUTION | WP PUTRAJAYA & CYBERJAYA | Existing | 11 kV |  | RYB | VPTJ/PCE/J00409 | D-PTJ-C16-0948
381401670 | TNB | DISTRIBUTION | WP PUTRAJAYA & CYBERJAYA | Existing | 11 kV |  | RYB | VPTJ/PCE/J00409 | D-PTJ-C16-0948
381401675 | TNB | DISTRIBUTION | WP PUTRAJAYA & CYBERJAYA | Existing | 11 kV |  | RYB | VPTJ/PCE/J00409 | D-PTJ-C16-0948
381401681 | TNB | DISTRIBUTION | WP PUTRAJAYA & CYBERJAYA | Existing | 11 kV |  | RYB | VPTJ/PCE/J00409 | D-PTJ-C16-0948
381401682 | TNB | DISTRIBUTION | WP PUTRAJAYA & CYBERJAYA | Existing | 11 kV |  | RYB | VPTJ/PCE/J00409 | D-PTJ-C16-0948
381401686 | TNB | DISTRIBUTION | WP PUTRAJAYA & CYBERJAYA | Existing | 11 kV |  | RYB | VPTJ/PCE/J00409 | D-PTJ-C16-0948
381401689 | TNB | DISTRIBUTION | WP PUTRAJAYA & CYBERJAYA | Existing | 11 kV |  | RYB | VPTJ/PCE/J00409 | D-PTJ-C16-0948
381401690 | TNB | DISTRIBUTION | WP PUTRAJAYA & CYBERJAYA | Existing | 11 kV |  | RYB | VPTJ/PCE/J00409 | D-PTJ-C16-0948
381401783 | TNB | DISTRIBUTION | WP PUTRAJAYA & CYBERJAYA | Existing | 11 kV |  | RYB | VPTJ/PCE/J00408 | D-PTJ-C16-0948
381401784 | TNB | DISTRIBUTION | WP PUTRAJAYA & CYBERJAYA | Existing | 11 kV |  | RYB | VPTJ/PCE/J00408 | D-PTJ-C16-0948
381401789 | TNB | DISTRIBUTION | WP PUTRAJAYA & CYBERJAYA | Existing | 11 kV |  | RYB | VPTJ/PCE/J00408 | D-PTJ-C16-0948
381401795 | TNB | DISTRIBUTION | WP PUTRAJAYA & CYBERJAYA | Existing | 11 kV |  | RYB | VPTJ/PCE/J00408 | D-PTJ-C16-0948
381401796 | TNB | DISTRIBUTION | WP PUTRAJAYA & CYBERJAYA | Existing | 11 kV |  | RYB | VPTJ/PCE/J00408 | D-PTJ-C16-0948
381401800 | TNB | DISTRIBUTION | WP PUTRAJAYA & CYBERJAYA | Existing | 11 kV |  | RYB | VPTJ/PCE/J00408 | D-PTJ-C16-0948
381401803 | TNB | DISTRIBUTION | WP PUTRAJAYA & CYBERJAYA | Existing | 11 kV |  | RYB | VPTJ/PCE/J00408 | D-PTJ-C16-0948
381401804 | TNB | DISTRIBUTION | WP PUTRAJAYA & CYBERJAYA | Existing | 11 kV |  | RYB | VPTJ/PCE/J00408 | D-PTJ-C16-0948
381401905 | TNB | DISTRIBUTION | WP PUTRAJAYA & CYBERJAYA | Existing | 11 kV |  | RYB | VPTJ/PCE/J00411 | D-PTJ-C16-0948
381401906 | TNB | DISTRIBUTION | WP PUTRAJAYA & CYBERJAYA | Existing | 11 kV |  | RYB | VPTJ/PCE/J00411 | D-PTJ-C16-0948
381401911 | TNB | DISTRIBUTION | WP PUTRAJAYA & CYBERJAYA | Existing | 11 kV |  | RYB | VPTJ/PCE/J00411 | D-PTJ-C16-0948
381401917 | TNB | DISTRIBUTION | WP PUTRAJAYA & CYBERJAYA | Existing | 11 kV |  | RYB | VPTJ/PCE/J00411 | D-PTJ-C16-0948
381401918 | TNB | DISTRIBUTION | WP PUTRAJAYA & CYBERJAYA | Existing | 11 kV |  | RYB | VPTJ/PCE/J00411 | D-PTJ-C16-0948
381401922 | TNB | DISTRIBUTION | WP PUTRAJAYA & CYBERJAYA | Existing | 11 kV |  | RYB | VPTJ/PCE/J00411 | D-PTJ-C16-0948
381401925 | TNB | DISTRIBUTION | WP PUTRAJAYA & CYBERJAYA | Existing | 11 kV |  | RYB | VPTJ/PCE/J00411 | D-PTJ-C16-0948
381401926 | TNB | DISTRIBUTION | WP PUTRAJAYA & CYBERJAYA | Existing | 11 kV |  | RYB | VPTJ/PCE/J00411 | D-PTJ-C16-0948
381402019 | TNB | DISTRIBUTION | WP PUTRAJAYA & CYBERJAYA | Existing | 11 kV |  | RYB | VPTJ/PCE/J00410 | D-PTJ-C16-0948
381402020 | TNB | DISTRIBUTION | WP PUTRAJAYA & CYBERJAYA | Existing | 11 kV |  | RYB | VPTJ/PCE/J00410 | D-PTJ-C16-0948
381402025 | TNB | DISTRIBUTION | WP PUTRAJAYA & CYBERJAYA | Existing | 11 kV |  | RYB | VPTJ/PCE/J00410 | D-PTJ-C16-0948
381402031 | TNB | DISTRIBUTION | WP PUTRAJAYA & CYBERJAYA | Existing | 11 kV |  | RYB | VPTJ/PCE/J00410 | D-PTJ-C16-0948
381402032 | TNB | DISTRIBUTION | WP PUTRAJAYA & CYBERJAYA | Existing | 11 kV |  | RYB | VPTJ/PCE/J00410 | D-PTJ-C16-0948
381402036 | TNB | DISTRIBUTION | WP PUTRAJAYA & CYBERJAYA | Existing | 11 kV |  | RYB | VPTJ/PCE/J00410 | D-PTJ-C16-0948
381402039 | TNB | DISTRIBUTION | WP PUTRAJAYA & CYBERJAYA | Existing | 11 kV |  | RYB | VPTJ/PCE/J00410 | D-PTJ-C16-0948
381402040 | TNB | DISTRIBUTION | WP PUTRAJAYA & CYBERJAYA | Existing | 11 kV |  | RYB | VPTJ/PCE/J00410 | D-PTJ-C16-0948
381402189 | TNB | DISTRIBUTION | WP PUTRAJAYA & CYBERJAYA | Existing | 11 kV |  | RYB | VPTJ/PCE/J00400 | D-PTJ-C15-0944
381402190 | TNB | DISTRIBUTION | WP PUTRAJAYA & CYBERJAYA | Existing | 11 kV |  | RYB | VPTJ/PCE/J00400 | D-PTJ-C15-0944
381402195 | TNB | DISTRIBUTION | WP PUTRAJAYA & CYBERJAYA | Existing | 11 kV |  | RYB | VPTJ/PCE/J00400 | D-PTJ-C15-0944
381402201 | TNB | DISTRIBUTION | WP PUTRAJAYA & CYBERJAYA | Existing | 11 kV |  | RYB | VPTJ/PCE/J00400 | D-PTJ-C15-0944
381402202 | TNB | DISTRIBUTION | WP PUTRAJAYA & CYBERJAYA | Existing | 11 kV |  | RYB | VPTJ/PCE/J00400 | D-PTJ-C15-0944
381402206 | TNB | DISTRIBUTION | WP PUTRAJAYA & CYBERJAYA | Existing | 11 kV |  | RYB | VPTJ/PCE/J00400 | D-PTJ-C15-0944
381402209 | TNB | DISTRIBUTION | WP PUTRAJAYA & CYBERJAYA | Existing | 11 kV |  | RYB | VPTJ/PCE/J00400 | D-PTJ-C15-0944
381402210 | TNB | DISTRIBUTION | WP PUTRAJAYA & CYBERJAYA | Existing | 11 kV |  | RYB | VPTJ/PCE/J00400 | D-PTJ-C15-0944
381402303 | TNB | DISTRIBUTION | WP PUTRAJAYA & CYBERJAYA | Existing | 11 kV |  | RYB | VPTJ/PCE/J00401 | D-PTJ-C15-0944
381402304 | TNB | DISTRIBUTION | WP PUTRAJAYA & CYBERJAYA | Existing | 11 kV |  | RYB | VPTJ/PCE/J00401 | D-PTJ-C15-0944
381402309 | TNB | DISTRIBUTION | WP PUTRAJAYA & CYBERJAYA | Existing | 11 kV |  | RYB | VPTJ/PCE/J00401 | D-PTJ-C15-0944
381402315 | TNB | DISTRIBUTION | WP PUTRAJAYA & CYBERJAYA | Existing | 11 kV |  | RYB | VPTJ/PCE/J00401 | D-PTJ-C15-0944
381402316 | TNB | DISTRIBUTION | WP PUTRAJAYA & CYBERJAYA | Existing | 11 kV |  | RYB | VPTJ/PCE/J00401 | D-PTJ-C15-0944
381402320 | TNB | DISTRIBUTION | WP PUTRAJAYA & CYBERJAYA | Existing | 11 kV |  | RYB | VPTJ/PCE/J00401 | D-PTJ-C15-0944
381402323 | TNB | DISTRIBUTION | WP PUTRAJAYA & CYBERJAYA | Existing | 11 kV |  | RYB | VPTJ/PCE/J00401 | D-PTJ-C15-0944
381402324 | TNB | DISTRIBUTION | WP PUTRAJAYA & CYBERJAYA | Existing | 11 kV |  | RYB | VPTJ/PCE/J00401 | D-PTJ-C15-0944
381402419 | TNB | DISTRIBUTION | WP PUTRAJAYA & CYBERJAYA | Existing | 11 kV |  | RYB | VPTJ/PCE/J00406 | D-PTJ-C16-1074
381402420 | TNB | DISTRIBUTION | WP PUTRAJAYA & CYBERJAYA | Existing | 11 kV |  | RYB | VPTJ/PCE/J00406 | D-PTJ-C16-1074
381402425 | TNB | DISTRIBUTION | WP PUTRAJAYA & CYBERJAYA | Existing | 11 kV |  | RYB | VPTJ/PCE/J00406 | D-PTJ-C16-1074
381402431 | TNB | DISTRIBUTION | WP PUTRAJAYA & CYBERJAYA | Existing | 11 kV |  | RYB | VPTJ/PCE/J00406 | D-PTJ-C16-1074
381402432 | TNB | DISTRIBUTION | WP PUTRAJAYA & CYBERJAYA | Existing | 11 kV |  | RYB | VPTJ/PCE/J00406 | D-PTJ-C16-1074
381402436 | TNB | DISTRIBUTION | WP PUTRAJAYA & CYBERJAYA | Existing | 11 kV |  | RYB | VPTJ/PCE/J00406 | D-PTJ-C16-1074
381402439 | TNB | DISTRIBUTION | WP PUTRAJAYA & CYBERJAYA | Existing | 11 kV |  | RYB | VPTJ/PCE/J00406 | D-PTJ-C16-1074
381402440 | TNB | DISTRIBUTION | WP PUTRAJAYA & CYBERJAYA | Existing | 11 kV |  | RYB | VPTJ/PCE/J00406 | D-PTJ-C16-1074
381402533 | TNB | DISTRIBUTION | WP PUTRAJAYA & CYBERJAYA | Existing | 11 kV |  | RYB | VPTJ/PCE/J00407 | D-PTJ-C16-1074
381402534 | TNB | DISTRIBUTION | WP PUTRAJAYA & CYBERJAYA | Existing | 11 kV |  | RYB | VPTJ/PCE/J00407 | D-PTJ-C16-1074
381402539 | TNB | DISTRIBUTION | WP PUTRAJAYA & CYBERJAYA | Existing | 11 kV |  | RYB | VPTJ/PCE/J00407 | D-PTJ-C16-1074
381402545 | TNB | DISTRIBUTION | WP PUTRAJAYA & CYBERJAYA | Existing | 11 kV |  | RYB | VPTJ/PCE/J00407 | D-PTJ-C16-1074
381402546 | TNB | DISTRIBUTION | WP PUTRAJAYA & CYBERJAYA | Existing | 11 kV |  | RYB | VPTJ/PCE/J00407 | D-PTJ-C16-1074
381402550 | TNB | DISTRIBUTION | WP PUTRAJAYA & CYBERJAYA | Existing | 11 kV |  | RYB | VPTJ/PCE/J00407 | D-PTJ-C16-1074
381402553 | TNB | DISTRIBUTION | WP PUTRAJAYA & CYBERJAYA | Existing | 11 kV |  | RYB | VPTJ/PCE/J00407 | D-PTJ-C16-1074
381402554 | TNB | DISTRIBUTION | WP PUTRAJAYA & CYBERJAYA | Existing | 11 kV |  | RYB | VPTJ/PCE/J00407 | D-PTJ-C16-1074
381402683 | TNB | DISTRIBUTION | WP PUTRAJAYA & CYBERJAYA | Existing | 11 kV |  | RYB | VPTJ/PCE/J00404 | D-PTJ-C16-1074
381402684 | TNB | DISTRIBUTION | WP PUTRAJAYA & CYBERJAYA | Existing | 11 kV |  | RYB | VPTJ/PCE/J00404 | D-PTJ-C16-1074
381402689 | TNB | DISTRIBUTION | WP PUTRAJAYA & CYBERJAYA | Existing | 11 kV |  | RYB | VPTJ/PCE/J00404 | D-PTJ-C16-1074
381402695 | TNB | DISTRIBUTION | WP PUTRAJAYA & CYBERJAYA | Existing | 11 kV |  | RYB | VPTJ/PCE/J00404 | D-PTJ-C16-1074
381402696 | TNB | DISTRIBUTION | WP PUTRAJAYA & CYBERJAYA | Existing | 11 kV |  | RYB | VPTJ/PCE/J00404 | D-PTJ-C16-1074
381402700 | TNB | DISTRIBUTION | WP PUTRAJAYA & CYBERJAYA | Existing | 11 kV |  | RYB | VPTJ/PCE/J00404 | D-PTJ-C16-1074
381402703 | TNB | DISTRIBUTION | WP PUTRAJAYA & CYBERJAYA | Existing | 11 kV |  | RYB | VPTJ/PCE/J00404 | D-PTJ-C16-1074
381402704 | TNB | DISTRIBUTION | WP PUTRAJAYA & CYBERJAYA | Existing | 11 kV |  | RYB | VPTJ/PCE/J00404 | D-PTJ-C16-1074
381402799 | TNB | DISTRIBUTION | WP PUTRAJAYA & CYBERJAYA | Existing | 11 kV |  | RYB | VPTJ/PCE/J00405 | D-PTJ-C16-1074
381402800 | TNB | DISTRIBUTION | WP PUTRAJAYA & CYBERJAYA | Existing | 11 kV |  | RYB | VPTJ/PCE/J00405 | D-PTJ-C16-1074
381402805 | TNB | DISTRIBUTION | WP PUTRAJAYA & CYBERJAYA | Existing | 11 kV |  | RYB | VPTJ/PCE/J00405 | D-PTJ-C16-1074
381402811 | TNB | DISTRIBUTION | WP PUTRAJAYA & CYBERJAYA | Existing | 11 kV |  | RYB | VPTJ/PCE/J00405 | D-PTJ-C16-1074
381402812 | TNB | DISTRIBUTION | WP PUTRAJAYA & CYBERJAYA | Existing | 11 kV |  | RYB | VPTJ/PCE/J00405 | D-PTJ-C16-1074
381402816 | TNB | DISTRIBUTION | WP PUTRAJAYA & CYBERJAYA | Existing | 11 kV |  | RYB | VPTJ/PCE/J00405 | D-PTJ-C16-1074
381402819 | TNB | DISTRIBUTION | WP PUTRAJAYA & CYBERJAYA | Existing | 11 kV |  | RYB | VPTJ/PCE/J00405 | D-PTJ-C16-1074
381402820 | TNB | DISTRIBUTION | WP PUTRAJAYA & CYBERJAYA | Existing | 11 kV |  | RYB | VPTJ/PCE/J00405 | D-PTJ-C16-1074
381402944 | TNB | DISTRIBUTION | WP PUTRAJAYA & CYBERJAYA | Existing | 11 kV |  | RYB | VPTJ/PCE/J00402 | D-PTJ-C15-0944
381402945 | TNB | DISTRIBUTION | WP PUTRAJAYA & CYBERJAYA | Existing | 11 kV |  | RYB | VPTJ/PCE/J00402 | D-PTJ-C15-0944
381402950 | TNB | DISTRIBUTION | WP PUTRAJAYA & CYBERJAYA | Existing | 11 kV |  | RYB | VPTJ/PCE/J00402 | D-PTJ-C15-0944
381402956 | TNB | DISTRIBUTION | WP PUTRAJAYA & CYBERJAYA | Existing | 11 kV |  | RYB | VPTJ/PCE/J00402 | D-PTJ-C15-0944
381402957 | TNB | DISTRIBUTION | WP PUTRAJAYA & CYBERJAYA | Existing | 11 kV |  | RYB | VPTJ/PCE/J00402 | D-PTJ-C15-0944
381402961 | TNB | DISTRIBUTION | WP PUTRAJAYA & CYBERJAYA | Existing | 11 kV |  | RYB | VPTJ/PCE/J00402 | D-PTJ-C15-0944
381402964 | TNB | DISTRIBUTION | WP PUTRAJAYA & CYBERJAYA | Existing | 11 kV |  | RYB | VPTJ/PCE/J00402 | D-PTJ-C15-0944
381402965 | TNB | DISTRIBUTION | WP PUTRAJAYA & CYBERJAYA | Existing | 11 kV |  | RYB | VPTJ/PCE/J00402 | D-PTJ-C15-0944
381403058 | TNB | DISTRIBUTION | WP PUTRAJAYA & CYBERJAYA | Existing | 11 kV |  | RYB | VPTJ/PCE/J00403 | D-PTJ-C15-0944
381403059 | TNB | DISTRIBUTION | WP PUTRAJAYA & CYBERJAYA | Existing | 11 kV |  | RYB | VPTJ/PCE/J00403 | D-PTJ-C15-0944
381403064 | TNB | DISTRIBUTION | WP PUTRAJAYA & CYBERJAYA | Existing | 11 kV |  | RYB | VPTJ/PCE/J00403 | D-PTJ-C15-0944
381403070 | TNB | DISTRIBUTION | WP PUTRAJAYA & CYBERJAYA | Existing | 11 kV |  | RYB | VPTJ/PCE/J00403 | D-PTJ-C15-0944
381403071 | TNB | DISTRIBUTION | WP PUTRAJAYA & CYBERJAYA | Existing | 11 kV |  | RYB | VPTJ/PCE/J00403 | D-PTJ-C15-0944
381403075 | TNB | DISTRIBUTION | WP PUTRAJAYA & CYBERJAYA | Existing | 11 kV |  | RYB | VPTJ/PCE/J00403 | D-PTJ-C15-0944
381403078 | TNB | DISTRIBUTION | WP PUTRAJAYA & CYBERJAYA | Existing | 11 kV |  | RYB | VPTJ/PCE/J00403 | D-PTJ-C15-0944
381403079 | TNB | DISTRIBUTION | WP PUTRAJAYA & CYBERJAYA | Existing | 11 kV |  | RYB | VPTJ/PCE/J00403 | D-PTJ-C15-0944
381405963 | TNB | DISTRIBUTION | WP PUTRAJAYA & CYBERJAYA | Existing | 11 kV |  | RYB | VPTJ/PCE/J00375 | PE 7.14 ELECTRIC SQC 1
381405964 | TNB | DISTRIBUTION | WP PUTRAJAYA & CYBERJAYA | Existing | 11 kV |  | RYB | VPTJ/PCE/J00375 | PE 7.14 ELECTRIC SQC 1
381405969 | TNB | DISTRIBUTION | WP PUTRAJAYA & CYBERJAYA | Existing | 11 kV |  | RYB | VPTJ/PCE/J00375 | PE 7.14 ELECTRIC SQC 1
381405975 | TNB | DISTRIBUTION | WP PUTRAJAYA & CYBERJAYA | Existing | 11 kV |  | RYB | VPTJ/PCE/J00375 | PE 7.14 ELECTRIC SQC 1
381405976 | TNB | DISTRIBUTION | WP PUTRAJAYA & CYBERJAYA | Existing | 11 kV |  | RYB | VPTJ/PCE/J00375 | PE 7.14 ELECTRIC SQC 1
381405980 | TNB | DISTRIBUTION | WP PUTRAJAYA & CYBERJAYA | Existing | 11 kV |  | RYB | VPTJ/PCE/J00375 | PE 7.14 ELECTRIC SQC 1
381405983 | TNB | DISTRIBUTION | WP PUTRAJAYA & CYBERJAYA | Existing | 11 kV |  | RYB | VPTJ/PCE/J00375 | PE 7.14 ELECTRIC SQC 1
381405984 | TNB | DISTRIBUTION | WP PUTRAJAYA & CYBERJAYA | Existing | 11 kV |  | RYB | VPTJ/PCE/J00375 | PE 7.14 ELECTRIC SQC 1
381406077 | TNB | DISTRIBUTION | WP PUTRAJAYA & CYBERJAYA | Existing | 11 kV |  | RYB | VPTJ/PCE/J00377 | PE 7.15 ELECTRIC SQC 2
381406078 | TNB | DISTRIBUTION | WP PUTRAJAYA & CYBERJAYA | Existing | 11 kV |  | RYB | VPTJ/PCE/J00377 | PE 7.15 ELECTRIC SQC 2
381406083 | TNB | DISTRIBUTION | WP PUTRAJAYA & CYBERJAYA | Existing | 11 kV |  | RYB | VPTJ/PCE/J00377 | PE 7.15 ELECTRIC SQC 2
381406089 | TNB | DISTRIBUTION | WP PUTRAJAYA & CYBERJAYA | Existing | 11 kV |  | RYB | VPTJ/PCE/J00377 | PE 7.15 ELECTRIC SQC 2
381406090 | TNB | DISTRIBUTION | WP PUTRAJAYA & CYBERJAYA | Existing | 11 kV |  | RYB | VPTJ/PCE/J00377 | PE 7.15 ELECTRIC SQC 2
381406094 | TNB | DISTRIBUTION | WP PUTRAJAYA & CYBERJAYA | Existing | 11 kV |  | RYB | VPTJ/PCE/J00377 | PE 7.15 ELECTRIC SQC 2
381406097 | TNB | DISTRIBUTION | WP PUTRAJAYA & CYBERJAYA | Existing | 11 kV |  | RYB | VPTJ/PCE/J00377 | PE 7.15 ELECTRIC SQC 2
381406098 | TNB | DISTRIBUTION | WP PUTRAJAYA & CYBERJAYA | Existing | 11 kV |  | RYB | VPTJ/PCE/J00377 | PE 7.15 ELECTRIC SQC 2
381406200 | TNB | DISTRIBUTION | WP PUTRAJAYA & CYBERJAYA | Existing | 11 kV |  | RYB | VPTJ/PCE/J00378 | PE 9.50 DEPOH VSQC
381406201 | TNB | DISTRIBUTION | WP PUTRAJAYA & CYBERJAYA | Existing | 11 kV |  | RYB | VPTJ/PCE/J00378 | PE 9.50 DEPOH VSQC
381406206 | TNB | DISTRIBUTION | WP PUTRAJAYA & CYBERJAYA | Existing | 11 kV |  | RYB | VPTJ/PCE/J00378 | PE 9.50 DEPOH VSQC
381406212 | TNB | DISTRIBUTION | WP PUTRAJAYA & CYBERJAYA | Existing | 11 kV |  | RYB | VPTJ/PCE/J00378 | PE 9.50 DEPOH VSQC
381406213 | TNB | DISTRIBUTION | WP PUTRAJAYA & CYBERJAYA | Existing | 11 kV |  | RYB | VPTJ/PCE/J00378 | PE 9.50 DEPOH VSQC
381406217 | TNB | DISTRIBUTION | WP PUTRAJAYA & CYBERJAYA | Existing | 11 kV |  | RYB | VPTJ/PCE/J00378 | PE 9.50 DEPOH VSQC
381406220 | TNB | DISTRIBUTION | WP PUTRAJAYA & CYBERJAYA | Existing | 11 kV |  | RYB | VPTJ/PCE/J00378 | PE 9.50 DEPOH VSQC
381406221 | TNB | DISTRIBUTION | WP PUTRAJAYA & CYBERJAYA | Existing | 11 kV |  | RYB | VPTJ/PCE/J00378 | PE 9.50 DEPOH VSQC
381406320 | TNB | DISTRIBUTION | WP PUTRAJAYA & CYBERJAYA | Existing | 11 kV |  | RYB | VCBJ/PCE/J00379 | PE 23.30 EAST GARDEN
381406321 | TNB | DISTRIBUTION | WP PUTRAJAYA & CYBERJAYA | Existing | 11 kV |  | RYB | VCBJ/PCE/J00379 | PE 23.30 EAST GARDEN
381406322 | TNB | DISTRIBUTION | WP PUTRAJAYA & CYBERJAYA | Existing | 11 kV |  | RYB | VCBJ/PCE/J00379 | PE 23.30 EAST GARDEN
381406326 | TNB | DISTRIBUTION | WP PUTRAJAYA & CYBERJAYA | Existing | 11 kV |  | RYB | VCBJ/PCE/J00379 | PE 23.30 EAST GARDEN
381406329 | TNB | DISTRIBUTION | WP PUTRAJAYA & CYBERJAYA | Existing | 11 kV |  | RYB | VCBJ/PCE/J00379 | PE 23.30 EAST GARDEN
381406330 | TNB | DISTRIBUTION | WP PUTRAJAYA & CYBERJAYA | Existing | 11 kV |  | RYB | VCBJ/PCE/J00379 | PE 23.30 EAST GARDEN
381406331 | TNB | DISTRIBUTION | WP PUTRAJAYA & CYBERJAYA | Existing | 11 kV |  | RYB | VCBJ/PCE/J00379 | PE 23.30 EAST GARDEN
381406333 | TNB | DISTRIBUTION | WP PUTRAJAYA & CYBERJAYA | Existing | 11 kV |  | RYB | VCBJ/PCE/J00379 | PE 23.30 EAST GARDEN
381406334 | TNB | DISTRIBUTION | WP PUTRAJAYA & CYBERJAYA | Existing | 11 kV |  | RYB | VCBJ/PCE/J00379 | PE 23.30 EAST GARDEN
381406336 | TNB | DISTRIBUTION | WP PUTRAJAYA & CYBERJAYA | Existing | 11 kV |  | RYB | VCBJ/PCE/J00379 | PE 23.30 EAST GARDEN
381406344 | TNB | DISTRIBUTION | WP PUTRAJAYA & CYBERJAYA | Existing | 11 kV |  | RYB | VCBJ/PCE/J00379 | PE 23.30 EAST GARDEN
381406573 | TNB | DISTRIBUTION | WP PUTRAJAYA & CYBERJAYA | Existing | 11 kV |  | RYB | VCBJ/PCE/J00131 | PE 24.40 LAMAN VIEW
381406574 | TNB | DISTRIBUTION | WP PUTRAJAYA & CYBERJAYA | Existing | 11 kV |  | RYB | VCBJ/PCE/J00131 | PE 24.40 LAMAN VIEW
381406575 | TNB | DISTRIBUTION | WP PUTRAJAYA & CYBERJAYA | Existing | 11 kV |  | RYB | VCBJ/PCE/J00131 | PE 24.40 LAMAN VIEW
381406579 | TNB | DISTRIBUTION | WP PUTRAJAYA & CYBERJAYA | Existing | 11 kV |  | RYB | VCBJ/PCE/J00131 | PE 24.40 LAMAN VIEW
381406582 | TNB | DISTRIBUTION | WP PUTRAJAYA & CYBERJAYA | Existing | 11 kV |  | RYB | VCBJ/PCE/J00131 | PE 24.40 LAMAN VIEW
381406583 | TNB | DISTRIBUTION | WP PUTRAJAYA & CYBERJAYA | Existing | 11 kV |  | RYB | VCBJ/PCE/J00131 | PE 24.40 LAMAN VIEW
381406584 | TNB | DISTRIBUTION | WP PUTRAJAYA & CYBERJAYA | Existing | 11 kV |  | RYB | VCBJ/PCE/J00131 | PE 24.40 LAMAN VIEW
381406586 | TNB | DISTRIBUTION | WP PUTRAJAYA & CYBERJAYA | Existing | 11 kV |  | RYB | VCBJ/PCE/J00131 | PE 24.40 LAMAN VIEW
381406587 | TNB | DISTRIBUTION | WP PUTRAJAYA & CYBERJAYA | Existing | 11 kV |  | RYB | VCBJ/PCE/J00131 | PE 24.40 LAMAN VIEW
381406589 | TNB | DISTRIBUTION | WP PUTRAJAYA & CYBERJAYA | Existing | 11 kV |  | RYB | VCBJ/PCE/J00131 | PE 24.40 LAMAN VIEW
381406597 | TNB | DISTRIBUTION | WP PUTRAJAYA & CYBERJAYA | Existing | 11 kV |  | RYB | VCBJ/PCE/J00131 | PE 24.40 LAMAN VIEW
381406800 | TNB | DISTRIBUTION | WP PUTRAJAYA & CYBERJAYA | Existing | 11 kV |  | RYB | VPTJ/PCE/J00388 | PE 6.07 BLOK 7 PPA1M (F1)
381406801 | TNB | DISTRIBUTION | WP PUTRAJAYA & CYBERJAYA | Existing | 11 kV |  | RYB | VPTJ/PCE/J00388 | PE 6.07 BLOK 7 PPA1M (F1)
381406806 | TNB | DISTRIBUTION | WP PUTRAJAYA & CYBERJAYA | Existing | 11 kV |  | RYB | VPTJ/PCE/J00388 | PE 6.07 BLOK 7 PPA1M (F1)
381406812 | TNB | DISTRIBUTION | WP PUTRAJAYA & CYBERJAYA | Existing | 11 kV |  | RYB | VPTJ/PCE/J00388 | PE 6.07 BLOK 7 PPA1M (F1)
381406813 | TNB | DISTRIBUTION | WP PUTRAJAYA & CYBERJAYA | Existing | 11 kV |  | RYB | VPTJ/PCE/J00388 | PE 6.07 BLOK 7 PPA1M (F1)
381406817 | TNB | DISTRIBUTION | WP PUTRAJAYA & CYBERJAYA | Existing | 11 kV |  | RYB | VPTJ/PCE/J00388 | PE 6.07 BLOK 7 PPA1M (F1)
381406820 | TNB | DISTRIBUTION | WP PUTRAJAYA & CYBERJAYA | Existing | 11 kV |  | RYB | VPTJ/PCE/J00388 | PE 6.07 BLOK 7 PPA1M (F1)
381406821 | TNB | DISTRIBUTION | WP PUTRAJAYA & CYBERJAYA | Existing | 11 kV |  | RYB | VPTJ/PCE/J00388 | PE 6.07 BLOK 7 PPA1M (F1)
381406921 | TNB | DISTRIBUTION | WP PUTRAJAYA & CYBERJAYA | Existing | 11 kV |  | RYB | VPTJ/PCE/J00389 | PE 6.07 BLOK 7 PPA1M (F2)
381406922 | TNB | DISTRIBUTION | WP PUTRAJAYA & CYBERJAYA | Existing | 11 kV |  | RYB | VPTJ/PCE/J00389 | PE 6.07 BLOK 7 PPA1M (F2)
381406927 | TNB | DISTRIBUTION | WP PUTRAJAYA & CYBERJAYA | Existing | 11 kV |  | RYB | VPTJ/PCE/J00389 | PE 6.07 BLOK 7 PPA1M (F2)
381406933 | TNB | DISTRIBUTION | WP PUTRAJAYA & CYBERJAYA | Existing | 11 kV |  | RYB | VPTJ/PCE/J00389 | PE 6.07 BLOK 7 PPA1M (F2)
381406934 | TNB | DISTRIBUTION | WP PUTRAJAYA & CYBERJAYA | Existing | 11 kV |  | RYB | VPTJ/PCE/J00389 | PE 6.07 BLOK 7 PPA1M (F2)
381406938 | TNB | DISTRIBUTION | WP PUTRAJAYA & CYBERJAYA | Existing | 11 kV |  | RYB | VPTJ/PCE/J00389 | PE 6.07 BLOK 7 PPA1M (F2)
381406941 | TNB | DISTRIBUTION | WP PUTRAJAYA & CYBERJAYA | Existing | 11 kV |  | RYB | VPTJ/PCE/J00389 | PE 6.07 BLOK 7 PPA1M (F2)
381406942 | TNB | DISTRIBUTION | WP PUTRAJAYA & CYBERJAYA | Existing | 11 kV |  | RYB | VPTJ/PCE/J00389 | PE 6.07 BLOK 7 PPA1M (F2)
381407048 | TNB | DISTRIBUTION | WP PUTRAJAYA & CYBERJAYA | Existing | 11 kV |  | RYB | VPTJ/PCE/J00393 | PE 6.11 BLOK 4 PPA1M (F2)
381407049 | TNB | DISTRIBUTION | WP PUTRAJAYA & CYBERJAYA | Existing | 11 kV |  | RYB | VPTJ/PCE/J00393 | PE 6.11 BLOK 4 PPA1M (F2)
381407054 | TNB | DISTRIBUTION | WP PUTRAJAYA & CYBERJAYA | Existing | 11 kV |  | RYB | VPTJ/PCE/J00393 | PE 6.11 BLOK 4 PPA1M (F2)
381407060 | TNB | DISTRIBUTION | WP PUTRAJAYA & CYBERJAYA | Existing | 11 kV |  | RYB | VPTJ/PCE/J00393 | PE 6.11 BLOK 4 PPA1M (F2)
381407061 | TNB | DISTRIBUTION | WP PUTRAJAYA & CYBERJAYA | Existing | 11 kV |  | RYB | VPTJ/PCE/J00393 | PE 6.11 BLOK 4 PPA1M (F2)
381407065 | TNB | DISTRIBUTION | WP PUTRAJAYA & CYBERJAYA | Existing | 11 kV |  | RYB | VPTJ/PCE/J00393 | PE 6.11 BLOK 4 PPA1M (F2)
381407068 | TNB | DISTRIBUTION | WP PUTRAJAYA & CYBERJAYA | Existing | 11 kV |  | RYB | VPTJ/PCE/J00393 | PE 6.11 BLOK 4 PPA1M (F2)
381407069 | TNB | DISTRIBUTION | WP PUTRAJAYA & CYBERJAYA | Existing | 11 kV |  | RYB | VPTJ/PCE/J00393 | PE 6.11 BLOK 4 PPA1M (F2)
381407169 | TNB | DISTRIBUTION | WP PUTRAJAYA & CYBERJAYA | Existing | 11 kV |  | RYB | VPTJ/PCE/J00392 | PE 6.11 BLOK 4 PPA1M (F1)
381407170 | TNB | DISTRIBUTION | WP PUTRAJAYA & CYBERJAYA | Existing | 11 kV |  | RYB | VPTJ/PCE/J00392 | PE 6.11 BLOK 4 PPA1M (F1)
381407175 | TNB | DISTRIBUTION | WP PUTRAJAYA & CYBERJAYA | Existing | 11 kV |  | RYB | VPTJ/PCE/J00392 | PE 6.11 BLOK 4 PPA1M (F1)
381407181 | TNB | DISTRIBUTION | WP PUTRAJAYA & CYBERJAYA | Existing | 11 kV |  | RYB | VPTJ/PCE/J00392 | PE 6.11 BLOK 4 PPA1M (F1)
381407182 | TNB | DISTRIBUTION | WP PUTRAJAYA & CYBERJAYA | Existing | 11 kV |  | RYB | VPTJ/PCE/J00392 | PE 6.11 BLOK 4 PPA1M (F1)
381407186 | TNB | DISTRIBUTION | WP PUTRAJAYA & CYBERJAYA | Existing | 11 kV |  | RYB | VPTJ/PCE/J00392 | PE 6.11 BLOK 4 PPA1M (F1)
381407189 | TNB | DISTRIBUTION | WP PUTRAJAYA & CYBERJAYA | Existing | 11 kV |  | RYB | VPTJ/PCE/J00392 | PE 6.11 BLOK 4 PPA1M (F1)
381407190 | TNB | DISTRIBUTION | WP PUTRAJAYA & CYBERJAYA | Existing | 11 kV |  | RYB | VPTJ/PCE/J00392 | PE 6.11 BLOK 4 PPA1M (F1)
381407306 | TNB | DISTRIBUTION | WP PUTRAJAYA & CYBERJAYA | Existing | 11 kV |  | RYB | VPTJ/PCE/J00390 | PE 6.10 BLOK 6B PPA1M (F1)
381407307 | TNB | DISTRIBUTION | WP PUTRAJAYA & CYBERJAYA | Existing | 11 kV |  | RYB | VPTJ/PCE/J00390 | PE 6.10 BLOK 6B PPA1M (F1)
381407312 | TNB | DISTRIBUTION | WP PUTRAJAYA & CYBERJAYA | Existing | 11 kV |  | RYB | VPTJ/PCE/J00390 | PE 6.10 BLOK 6B PPA1M (F1)
381407318 | TNB | DISTRIBUTION | WP PUTRAJAYA & CYBERJAYA | Existing | 11 kV |  | RYB | VPTJ/PCE/J00390 | PE 6.10 BLOK 6B PPA1M (F1)
381407319 | TNB | DISTRIBUTION | WP PUTRAJAYA & CYBERJAYA | Existing | 11 kV |  | RYB | VPTJ/PCE/J00390 | PE 6.10 BLOK 6B PPA1M (F1)
381407323 | TNB | DISTRIBUTION | WP PUTRAJAYA & CYBERJAYA | Existing | 11 kV |  | RYB | VPTJ/PCE/J00390 | PE 6.10 BLOK 6B PPA1M (F1)
381407326 | TNB | DISTRIBUTION | WP PUTRAJAYA & CYBERJAYA | Existing | 11 kV |  | RYB | VPTJ/PCE/J00390 | PE 6.10 BLOK 6B PPA1M (F1)
381407327 | TNB | DISTRIBUTION | WP PUTRAJAYA & CYBERJAYA | Existing | 11 kV |  | RYB | VPTJ/PCE/J00390 | PE 6.10 BLOK 6B PPA1M (F1)
381407427 | TNB | DISTRIBUTION | WP PUTRAJAYA & CYBERJAYA | Existing | 11 kV |  | RYB | VPTJ/PCE/J00391 | PE 6.10 BLOK 6B PPA1M (F2)
381407428 | TNB | DISTRIBUTION | WP PUTRAJAYA & CYBERJAYA | Existing | 11 kV |  | RYB | VPTJ/PCE/J00391 | PE 6.10 BLOK 6B PPA1M (F2)
381407433 | TNB | DISTRIBUTION | WP PUTRAJAYA & CYBERJAYA | Existing | 11 kV |  | RYB | VPTJ/PCE/J00391 | PE 6.10 BLOK 6B PPA1M (F2)
381407439 | TNB | DISTRIBUTION | WP PUTRAJAYA & CYBERJAYA | Existing | 11 kV |  | RYB | VPTJ/PCE/J00391 | PE 6.10 BLOK 6B PPA1M (F2)
381407440 | TNB | DISTRIBUTION | WP PUTRAJAYA & CYBERJAYA | Existing | 11 kV |  | RYB | VPTJ/PCE/J00391 | PE 6.10 BLOK 6B PPA1M (F2)
381407444 | TNB | DISTRIBUTION | WP PUTRAJAYA & CYBERJAYA | Existing | 11 kV |  | RYB | VPTJ/PCE/J00391 | PE 6.10 BLOK 6B PPA1M (F2)
381407447 | TNB | DISTRIBUTION | WP PUTRAJAYA & CYBERJAYA | Existing | 11 kV |  | RYB | VPTJ/PCE/J00391 | PE 6.10 BLOK 6B PPA1M (F2)
381407448 | TNB | DISTRIBUTION | WP PUTRAJAYA & CYBERJAYA | Existing | 11 kV |  | RYB | VPTJ/PCE/J00391 | PE 6.10 BLOK 6B PPA1M (F2)
381407550 | TNB | DISTRIBUTION | WP PUTRAJAYA & CYBERJAYA | Existing | 11 kV |  | RYB | VPTJ/PCE/J00397 | PE 6.09 BLOK 6A PPA1M (F2)
381407551 | TNB | DISTRIBUTION | WP PUTRAJAYA & CYBERJAYA | Existing | 11 kV |  | RYB | VPTJ/PCE/J00397 | PE 6.09 BLOK 6A PPA1M (F2)
381407556 | TNB | DISTRIBUTION | WP PUTRAJAYA & CYBERJAYA | Existing | 11 kV |  | RYB | VPTJ/PCE/J00397 | PE 6.09 BLOK 6A PPA1M (F2)
381407562 | TNB | DISTRIBUTION | WP PUTRAJAYA & CYBERJAYA | Existing | 11 kV |  | RYB | VPTJ/PCE/J00397 | PE 6.09 BLOK 6A PPA1M (F2)
381407563 | TNB | DISTRIBUTION | WP PUTRAJAYA & CYBERJAYA | Existing | 11 kV |  | RYB | VPTJ/PCE/J00397 | PE 6.09 BLOK 6A PPA1M (F2)
381407567 | TNB | DISTRIBUTION | WP PUTRAJAYA & CYBERJAYA | Existing | 11 kV |  | RYB | VPTJ/PCE/J00397 | PE 6.09 BLOK 6A PPA1M (F2)
381407570 | TNB | DISTRIBUTION | WP PUTRAJAYA & CYBERJAYA | Existing | 11 kV |  | RYB | VPTJ/PCE/J00397 | PE 6.09 BLOK 6A PPA1M (F2)
381407571 | TNB | DISTRIBUTION | WP PUTRAJAYA & CYBERJAYA | Existing | 11 kV |  | RYB | VPTJ/PCE/J00397 | PE 6.09 BLOK 6A PPA1M (F2)
381407671 | TNB | DISTRIBUTION | WP PUTRAJAYA & CYBERJAYA | Existing | 11 kV |  | RYB | VPTJ/PCE/J00396 | PE 6.09 BLOK 6A PPA1M (F1)
381407672 | TNB | DISTRIBUTION | WP PUTRAJAYA & CYBERJAYA | Existing | 11 kV |  | RYB | VPTJ/PCE/J00396 | PE 6.09 BLOK 6A PPA1M (F1)
381407677 | TNB | DISTRIBUTION | WP PUTRAJAYA & CYBERJAYA | Existing | 11 kV |  | RYB | VPTJ/PCE/J00396 | PE 6.09 BLOK 6A PPA1M (F1)
381407683 | TNB | DISTRIBUTION | WP PUTRAJAYA & CYBERJAYA | Existing | 11 kV |  | RYB | VPTJ/PCE/J00396 | PE 6.09 BLOK 6A PPA1M (F1)
381407684 | TNB | DISTRIBUTION | WP PUTRAJAYA & CYBERJAYA | Existing | 11 kV |  | RYB | VPTJ/PCE/J00396 | PE 6.09 BLOK 6A PPA1M (F1)
381407688 | TNB | DISTRIBUTION | WP PUTRAJAYA & CYBERJAYA | Existing | 11 kV |  | RYB | VPTJ/PCE/J00396 | PE 6.09 BLOK 6A PPA1M (F1)
381407691 | TNB | DISTRIBUTION | WP PUTRAJAYA & CYBERJAYA | Existing | 11 kV |  | RYB | VPTJ/PCE/J00396 | PE 6.09 BLOK 6A PPA1M (F1)
381407692 | TNB | DISTRIBUTION | WP PUTRAJAYA & CYBERJAYA | Existing | 11 kV |  | RYB | VPTJ/PCE/J00396 | PE 6.09 BLOK 6A PPA1M (F1)
381407794 | TNB | DISTRIBUTION | WP PUTRAJAYA & CYBERJAYA | Existing | 11 kV |  | RYB | VPTJ/PCE/J00394 | PE 6.08 BLOK 3 PPA1M (F1)
381407795 | TNB | DISTRIBUTION | WP PUTRAJAYA & CYBERJAYA | Existing | 11 kV |  | RYB | VPTJ/PCE/J00394 | PE 6.08 BLOK 3 PPA1M (F1)
381407800 | TNB | DISTRIBUTION | WP PUTRAJAYA & CYBERJAYA | Existing | 11 kV |  | RYB | VPTJ/PCE/J00394 | PE 6.08 BLOK 3 PPA1M (F1)
381407806 | TNB | DISTRIBUTION | WP PUTRAJAYA & CYBERJAYA | Existing | 11 kV |  | RYB | VPTJ/PCE/J00394 | PE 6.08 BLOK 3 PPA1M (F1)
381407807 | TNB | DISTRIBUTION | WP PUTRAJAYA & CYBERJAYA | Existing | 11 kV |  | RYB | VPTJ/PCE/J00394 | PE 6.08 BLOK 3 PPA1M (F1)
381407811 | TNB | DISTRIBUTION | WP PUTRAJAYA & CYBERJAYA | Existing | 11 kV |  | RYB | VPTJ/PCE/J00394 | PE 6.08 BLOK 3 PPA1M (F1)
381407814 | TNB | DISTRIBUTION | WP PUTRAJAYA & CYBERJAYA | Existing | 11 kV |  | RYB | VPTJ/PCE/J00394 | PE 6.08 BLOK 3 PPA1M (F1)
381407815 | TNB | DISTRIBUTION | WP PUTRAJAYA & CYBERJAYA | Existing | 11 kV |  | RYB | VPTJ/PCE/J00394 | PE 6.08 BLOK 3 PPA1M (F1)
381407915 | TNB | DISTRIBUTION | WP PUTRAJAYA & CYBERJAYA | Existing | 11 kV |  | RYB | VPTJ/PCE/J00395 | PE 6.08 BLOK 3 PPA1M (F2)
381407916 | TNB | DISTRIBUTION | WP PUTRAJAYA & CYBERJAYA | Existing | 11 kV |  | RYB | VPTJ/PCE/J00395 | PE 6.08 BLOK 3 PPA1M (F2)
381407921 | TNB | DISTRIBUTION | WP PUTRAJAYA & CYBERJAYA | Existing | 11 kV |  | RYB | VPTJ/PCE/J00395 | PE 6.08 BLOK 3 PPA1M (F2)
381407927 | TNB | DISTRIBUTION | WP PUTRAJAYA & CYBERJAYA | Existing | 11 kV |  | RYB | VPTJ/PCE/J00395 | PE 6.08 BLOK 3 PPA1M (F2)
381407928 | TNB | DISTRIBUTION | WP PUTRAJAYA & CYBERJAYA | Existing | 11 kV |  | RYB | VPTJ/PCE/J00395 | PE 6.08 BLOK 3 PPA1M (F2)
381407932 | TNB | DISTRIBUTION | WP PUTRAJAYA & CYBERJAYA | Existing | 11 kV |  | RYB | VPTJ/PCE/J00395 | PE 6.08 BLOK 3 PPA1M (F2)
381407935 | TNB | DISTRIBUTION | WP PUTRAJAYA & CYBERJAYA | Existing | 11 kV |  | RYB | VPTJ/PCE/J00395 | PE 6.08 BLOK 3 PPA1M (F2)
381407936 | TNB | DISTRIBUTION | WP PUTRAJAYA & CYBERJAYA | Existing | 11 kV |  | RYB | VPTJ/PCE/J00395 | PE 6.08 BLOK 3 PPA1M (F2)
381408038 | TNB | DISTRIBUTION | WP PUTRAJAYA & CYBERJAYA | Existing | 11 kV |  | RYB | VPTJ/PCE/J00386 | PE 6.06 BLOK 5B PPA1M (F1)
381408039 | TNB | DISTRIBUTION | WP PUTRAJAYA & CYBERJAYA | Existing | 11 kV |  | RYB | VPTJ/PCE/J00386 | PE 6.06 BLOK 5B PPA1M (F1)
381408044 | TNB | DISTRIBUTION | WP PUTRAJAYA & CYBERJAYA | Existing | 11 kV |  | RYB | VPTJ/PCE/J00386 | PE 6.06 BLOK 5B PPA1M (F1)
381408050 | TNB | DISTRIBUTION | WP PUTRAJAYA & CYBERJAYA | Existing | 11 kV |  | RYB | VPTJ/PCE/J00386 | PE 6.06 BLOK 5B PPA1M (F1)
381408051 | TNB | DISTRIBUTION | WP PUTRAJAYA & CYBERJAYA | Existing | 11 kV |  | RYB | VPTJ/PCE/J00386 | PE 6.06 BLOK 5B PPA1M (F1)
381408055 | TNB | DISTRIBUTION | WP PUTRAJAYA & CYBERJAYA | Existing | 11 kV |  | RYB | VPTJ/PCE/J00386 | PE 6.06 BLOK 5B PPA1M (F1)
381408058 | TNB | DISTRIBUTION | WP PUTRAJAYA & CYBERJAYA | Existing | 11 kV |  | RYB | VPTJ/PCE/J00386 | PE 6.06 BLOK 5B PPA1M (F1)
381408059 | TNB | DISTRIBUTION | WP PUTRAJAYA & CYBERJAYA | Existing | 11 kV |  | RYB | VPTJ/PCE/J00386 | PE 6.06 BLOK 5B PPA1M (F1)
381408159 | TNB | DISTRIBUTION | WP PUTRAJAYA & CYBERJAYA | Existing | 11 kV |  | RYB | VPTJ/PCE/J00387 | PE 6.06 BLOK 5B PPA1M (F2)
381408160 | TNB | DISTRIBUTION | WP PUTRAJAYA & CYBERJAYA | Existing | 11 kV |  | RYB | VPTJ/PCE/J00387 | PE 6.06 BLOK 5B PPA1M (F2)
381408165 | TNB | DISTRIBUTION | WP PUTRAJAYA & CYBERJAYA | Existing | 11 kV |  | RYB | VPTJ/PCE/J00387 | PE 6.06 BLOK 5B PPA1M (F2)
381408171 | TNB | DISTRIBUTION | WP PUTRAJAYA & CYBERJAYA | Existing | 11 kV |  | RYB | VPTJ/PCE/J00387 | PE 6.06 BLOK 5B PPA1M (F2)
381408172 | TNB | DISTRIBUTION | WP PUTRAJAYA & CYBERJAYA | Existing | 11 kV |  | RYB | VPTJ/PCE/J00387 | PE 6.06 BLOK 5B PPA1M (F2)
381408176 | TNB | DISTRIBUTION | WP PUTRAJAYA & CYBERJAYA | Existing | 11 kV |  | RYB | VPTJ/PCE/J00387 | PE 6.06 BLOK 5B PPA1M (F2)
381408179 | TNB | DISTRIBUTION | WP PUTRAJAYA & CYBERJAYA | Existing | 11 kV |  | RYB | VPTJ/PCE/J00387 | PE 6.06 BLOK 5B PPA1M (F2)
381408180 | TNB | DISTRIBUTION | WP PUTRAJAYA & CYBERJAYA | Existing | 11 kV |  | RYB | VPTJ/PCE/J00387 | PE 6.06 BLOK 5B PPA1M (F2)
381526206 | TNB | DISTRIBUTION | WP PUTRAJAYA & CYBERJAYA | Existing | 11 kV |  | RYB | VCBJ/PCE/J23291 | PE 23.29 PERUMAHAN CERIA RESIDENT
381526207 | TNB | DISTRIBUTION | WP PUTRAJAYA & CYBERJAYA | Existing | 11 kV |  | RYB | VCBJ/PCE/J23291 | PE 23.29 PERUMAHAN CERIA RESIDENT
381526208 | TNB | DISTRIBUTION | WP PUTRAJAYA & CYBERJAYA | Existing | 11 kV |  | RYB | VCBJ/PCE/J23291 | PE 23.29 PERUMAHAN CERIA RESIDENT
381526212 | TNB | DISTRIBUTION | WP PUTRAJAYA & CYBERJAYA | Existing | 11 kV |  | RYB | VCBJ/PCE/J23291 | PE 23.29 PERUMAHAN CERIA RESIDENT
381526215 | TNB | DISTRIBUTION | WP PUTRAJAYA & CYBERJAYA | Existing | 11 kV |  | RYB | VCBJ/PCE/J23291 | PE 23.29 PERUMAHAN CERIA RESIDENT
381526216 | TNB | DISTRIBUTION | WP PUTRAJAYA & CYBERJAYA | Existing | 11 kV |  | RYB | VCBJ/PCE/J23291 | PE 23.29 PERUMAHAN CERIA RESIDENT
381526217 | TNB | DISTRIBUTION | WP PUTRAJAYA & CYBERJAYA | Existing | 11 kV |  | RYB | VCBJ/PCE/J23291 | PE 23.29 PERUMAHAN CERIA RESIDENT
381526219 | TNB | DISTRIBUTION | WP PUTRAJAYA & CYBERJAYA | Existing | 11 kV |  | RYB | VCBJ/PCE/J23291 | PE 23.29 PERUMAHAN CERIA RESIDENT
381526220 | TNB | DISTRIBUTION | WP PUTRAJAYA & CYBERJAYA | Existing | 11 kV |  | RYB | VCBJ/PCE/J23291 | PE 23.29 PERUMAHAN CERIA RESIDENT
381526222 | TNB | DISTRIBUTION | WP PUTRAJAYA & CYBERJAYA | Existing | 11 kV |  | RYB | VCBJ/PCE/J23291 | PE 23.29 PERUMAHAN CERIA RESIDENT
381526230 | TNB | DISTRIBUTION | WP PUTRAJAYA & CYBERJAYA | Existing | 11 kV |  | RYB | VCBJ/PCE/J23291 | PE 23.29 PERUMAHAN CERIA RESIDENT
381526464 | TNB | DISTRIBUTION | WP PUTRAJAYA & CYBERJAYA | Existing | 11 kV |  | RYB | VCBJ/PCE/J00121 | SS 24.34 TAMARIND SQUARE F2
381526466 | TNB | DISTRIBUTION | WP PUTRAJAYA & CYBERJAYA | Existing | 11 kV |  | RYB | VCBJ/PCE/J00121 | SS 24.34 TAMARIND SQUARE F2
381526469 | TNB | DISTRIBUTION | WP PUTRAJAYA & CYBERJAYA | Existing | 11 kV |  | RYB | VCBJ/PCE/J00121 | SS 24.34 TAMARIND SQUARE F2
381526471 | TNB | DISTRIBUTION | WP PUTRAJAYA & CYBERJAYA | Existing | 11 kV |  | RYB | VCBJ/PCE/J00121 | SS 24.34 TAMARIND SQUARE F2
381526474 | TNB | DISTRIBUTION | WP PUTRAJAYA & CYBERJAYA | Existing | 11 kV |  | RYB | VCBJ/PCE/J00121 | SS 24.34 TAMARIND SQUARE F2
381526475 | TNB | DISTRIBUTION | WP PUTRAJAYA & CYBERJAYA | Existing | 11 kV |  | RYB | VCBJ/PCE/J00121 | SS 24.34 TAMARIND SQUARE F2
381526480 | TNB | DISTRIBUTION | WP PUTRAJAYA & CYBERJAYA | Existing | 11 kV |  | RYB | VCBJ/PCE/J00121 | SS 24.34 TAMARIND SQUARE F2
381526482 | TNB | DISTRIBUTION | WP PUTRAJAYA & CYBERJAYA | Existing | 11 kV |  | RYB | VCBJ/PCE/J00121 | SS 24.34 TAMARIND SQUARE F2
381526484 | TNB | DISTRIBUTION | WP PUTRAJAYA & CYBERJAYA | Existing | 11 kV |  | RYB | VCBJ/PCE/J00121 | SS 24.34 TAMARIND SQUARE F2
381526486 | TNB | DISTRIBUTION | WP PUTRAJAYA & CYBERJAYA | Existing | 11 kV |  | RYB | VCBJ/PCE/J00121 | SS 24.34 TAMARIND SQUARE F2
381526487 | TNB | DISTRIBUTION | WP PUTRAJAYA & CYBERJAYA | Existing | 11 kV |  | RYB | VCBJ/PCE/J00121 | SS 24.34 TAMARIND SQUARE F2
381526491 | TNB | DISTRIBUTION | WP PUTRAJAYA & CYBERJAYA | Existing | 11 kV |  | RYB | VCBJ/PCE/J00121 | SS 24.34 TAMARIND SQUARE F2
381526496 | TNB | DISTRIBUTION | WP PUTRAJAYA & CYBERJAYA | Existing | 11 kV |  | RYB | VCBJ/PCE/J23181 | SS 23.18 PARAGON
381526498 | TNB | DISTRIBUTION | WP PUTRAJAYA & CYBERJAYA | Existing | 11 kV |  | RYB | VCBJ/PCE/J23181 | SS 23.18 PARAGON
381526501 | TNB | DISTRIBUTION | WP PUTRAJAYA & CYBERJAYA | Existing | 11 kV |  | RYB | VCBJ/PCE/J23181 | SS 23.18 PARAGON
381526503 | TNB | DISTRIBUTION | WP PUTRAJAYA & CYBERJAYA | Existing | 11 kV |  | RYB | VCBJ/PCE/J23181 | SS 23.18 PARAGON
381526506 | TNB | DISTRIBUTION | WP PUTRAJAYA & CYBERJAYA | Existing | 11 kV |  | RYB | VCBJ/PCE/J23181 | SS 23.18 PARAGON
381526507 | TNB | DISTRIBUTION | WP PUTRAJAYA & CYBERJAYA | Existing | 11 kV |  | RYB | VCBJ/PCE/J23181 | SS 23.18 PARAGON
381526512 | TNB | DISTRIBUTION | WP PUTRAJAYA & CYBERJAYA | Existing | 11 kV |  | RYB | VCBJ/PCE/J23181 | SS 23.18 PARAGON
381526516 | TNB | DISTRIBUTION | WP PUTRAJAYA & CYBERJAYA | Existing | 11 kV |  | RYB | VCBJ/PCE/J23181 | SS 23.18 PARAGON
381526518 | TNB | DISTRIBUTION | WP PUTRAJAYA & CYBERJAYA | Existing | 11 kV |  | RYB | VCBJ/PCE/J23181 | SS 23.18 PARAGON
381526519 | TNB | DISTRIBUTION | WP PUTRAJAYA & CYBERJAYA | Existing | 11 kV |  | RYB | VCBJ/PCE/J23181 | SS 23.18 PARAGON
381526523 | TNB | DISTRIBUTION | WP PUTRAJAYA & CYBERJAYA | Existing | 11 kV |  | RYB | VCBJ/PCE/J23181 | SS 23.18 PARAGON
381526528 | TNB | DISTRIBUTION | WP PUTRAJAYA & CYBERJAYA | Existing | 11 kV |  | RYB | VCBJ/PCE/J21441 | PE 21.44 CYBERVILLAGE SERENITY 2
381526529 | TNB | DISTRIBUTION | WP PUTRAJAYA & CYBERJAYA | Existing | 11 kV |  | RYB | VCBJ/PCE/J21441 | PE 21.44 CYBERVILLAGE SERENITY 2
381526530 | TNB | DISTRIBUTION | WP PUTRAJAYA & CYBERJAYA | Existing | 11 kV |  | RYB | VCBJ/PCE/J21441 | PE 21.44 CYBERVILLAGE SERENITY 2
381526534 | TNB | DISTRIBUTION | WP PUTRAJAYA & CYBERJAYA | Existing | 11 kV |  | RYB | VCBJ/PCE/J21441 | PE 21.44 CYBERVILLAGE SERENITY 2
381526537 | TNB | DISTRIBUTION | WP PUTRAJAYA & CYBERJAYA | Existing | 11 kV |  | RYB | VCBJ/PCE/J21441 | PE 21.44 CYBERVILLAGE SERENITY 2
381526538 | TNB | DISTRIBUTION | WP PUTRAJAYA & CYBERJAYA | Existing | 11 kV |  | RYB | VCBJ/PCE/J21441 | PE 21.44 CYBERVILLAGE SERENITY 2
381526539 | TNB | DISTRIBUTION | WP PUTRAJAYA & CYBERJAYA | Existing | 11 kV |  | RYB | VCBJ/PCE/J21441 | PE 21.44 CYBERVILLAGE SERENITY 2
381526541 | TNB | DISTRIBUTION | WP PUTRAJAYA & CYBERJAYA | Existing | 11 kV |  | RYB | VCBJ/PCE/J21441 | PE 21.44 CYBERVILLAGE SERENITY 2
381526542 | TNB | DISTRIBUTION | WP PUTRAJAYA & CYBERJAYA | Existing | 11 kV |  | RYB | VCBJ/PCE/J21441 | PE 21.44 CYBERVILLAGE SERENITY 2
381526544 | TNB | DISTRIBUTION | WP PUTRAJAYA & CYBERJAYA | Existing | 11 kV |  | RYB | VCBJ/PCE/J21441 | PE 21.44 CYBERVILLAGE SERENITY 2
381526552 | TNB | DISTRIBUTION | WP PUTRAJAYA & CYBERJAYA | Existing | 11 kV |  | RYB | VCBJ/PCE/J21441 | PE 21.44 CYBERVILLAGE SERENITY 2
381526758 | TNB | DISTRIBUTION | WP PUTRAJAYA & CYBERJAYA | Existing | 11 kV |  | RYB | VCBJ/PCE/J24031 | PE 24.03 JELANG VISTA 2
381526759 | TNB | DISTRIBUTION | WP PUTRAJAYA & CYBERJAYA | Existing | 11 kV |  | RYB | VCBJ/PCE/J24031 | PE 24.03 JELANG VISTA 2
381526760 | TNB | DISTRIBUTION | WP PUTRAJAYA & CYBERJAYA | Existing | 11 kV |  | RYB | VCBJ/PCE/J24031 | PE 24.03 JELANG VISTA 2
381526896 | TNB | DISTRIBUTION | WP PUTRAJAYA & CYBERJAYA | Existing | 11 kV |  | RYB | VCBJ/PCE/J23232 | SS 23.23 GARDEN PLAZA F2
381526898 | TNB | DISTRIBUTION | WP PUTRAJAYA & CYBERJAYA | Existing | 11 kV |  | RYB | VCBJ/PCE/J23232 | SS 23.23 GARDEN PLAZA F2
381526901 | TNB | DISTRIBUTION | WP PUTRAJAYA & CYBERJAYA | Existing | 11 kV |  | RYB | VCBJ/PCE/J23232 | SS 23.23 GARDEN PLAZA F2
381526903 | TNB | DISTRIBUTION | WP PUTRAJAYA & CYBERJAYA | Existing | 11 kV |  | RYB | VCBJ/PCE/J23232 | SS 23.23 GARDEN PLAZA F2
381526906 | TNB | DISTRIBUTION | WP PUTRAJAYA & CYBERJAYA | Existing | 11 kV |  | RYB | VCBJ/PCE/J23232 | SS 23.23 GARDEN PLAZA F2
381526907 | TNB | DISTRIBUTION | WP PUTRAJAYA & CYBERJAYA | Existing | 11 kV |  | RYB | VCBJ/PCE/J23232 | SS 23.23 GARDEN PLAZA F2
381526912 | TNB | DISTRIBUTION | WP PUTRAJAYA & CYBERJAYA | Existing | 11 kV |  | RYB | VCBJ/PCE/J23232 | SS 23.23 GARDEN PLAZA F2
381526916 | TNB | DISTRIBUTION | WP PUTRAJAYA & CYBERJAYA | Existing | 11 kV |  | RYB | VCBJ/PCE/J23232 | SS 23.23 GARDEN PLAZA F2
381526918 | TNB | DISTRIBUTION | WP PUTRAJAYA & CYBERJAYA | Existing | 11 kV |  | RYB | VCBJ/PCE/J23232 | SS 23.23 GARDEN PLAZA F2
381526919 | TNB | DISTRIBUTION | WP PUTRAJAYA & CYBERJAYA | Existing | 11 kV |  | RYB | VCBJ/PCE/J23232 | SS 23.23 GARDEN PLAZA F2
381526923 | TNB | DISTRIBUTION | WP PUTRAJAYA & CYBERJAYA | Existing | 11 kV |  | RYB | VCBJ/PCE/J23232 | SS 23.23 GARDEN PLAZA F2
381526926 | TNB | DISTRIBUTION | WP PUTRAJAYA & CYBERJAYA | Existing | 11 kV |  | RYB | VCBJ/PCE/J23232 | SS 23.23 GARDEN PLAZA F2
381526929 | TNB | DISTRIBUTION | WP PUTRAJAYA & CYBERJAYA | Existing | 11 kV |  | RYB | VCBJ/PCE/J23232 | SS 23.23 GARDEN PLAZA F2
381526931 | TNB | DISTRIBUTION | WP PUTRAJAYA & CYBERJAYA | Existing | 11 kV |  | RYB | VCBJ/PCE/J23232 | SS 23.23 GARDEN PLAZA F2
381526932 | TNB | DISTRIBUTION | WP PUTRAJAYA & CYBERJAYA | Existing | 11 kV |  | RYB | VCBJ/PCE/J23232 | SS 23.23 GARDEN PLAZA F2
381526936 | TNB | DISTRIBUTION | WP PUTRAJAYA & CYBERJAYA | Existing | 11 kV |  | RYB | VCBJ/PCE/J23232 | SS 23.23 GARDEN PLAZA F2
381526937 | TNB | DISTRIBUTION | WP PUTRAJAYA & CYBERJAYA | Existing | 11 kV |  | RYB | VCBJ/PCE/J23232 | SS 23.23 GARDEN PLAZA F2
381526941 | TNB | DISTRIBUTION | WP PUTRAJAYA & CYBERJAYA | Existing | 11 kV |  | RYB | VCBJ/PCE/J23231 | SS 23.23 GARDEN PLAZA F1
381526943 | TNB | DISTRIBUTION | WP PUTRAJAYA & CYBERJAYA | Existing | 11 kV |  | RYB | VCBJ/PCE/J23231 | SS 23.23 GARDEN PLAZA F1
381526946 | TNB | DISTRIBUTION | WP PUTRAJAYA & CYBERJAYA | Existing | 11 kV |  | RYB | VCBJ/PCE/J23231 | SS 23.23 GARDEN PLAZA F1
381526948 | TNB | DISTRIBUTION | WP PUTRAJAYA & CYBERJAYA | Existing | 11 kV |  | RYB | VCBJ/PCE/J23231 | SS 23.23 GARDEN PLAZA F1
381526951 | TNB | DISTRIBUTION | WP PUTRAJAYA & CYBERJAYA | Existing | 11 kV |  | RYB | VCBJ/PCE/J23231 | SS 23.23 GARDEN PLAZA F1
381526952 | TNB | DISTRIBUTION | WP PUTRAJAYA & CYBERJAYA | Existing | 11 kV |  | RYB | VCBJ/PCE/J23231 | SS 23.23 GARDEN PLAZA F1
381526957 | TNB | DISTRIBUTION | WP PUTRAJAYA & CYBERJAYA | Existing | 11 kV |  | RYB | VCBJ/PCE/J23231 | SS 23.23 GARDEN PLAZA F1
381526961 | TNB | DISTRIBUTION | WP PUTRAJAYA & CYBERJAYA | Existing | 11 kV |  | RYB | VCBJ/PCE/J23231 | SS 23.23 GARDEN PLAZA F1
381526963 | TNB | DISTRIBUTION | WP PUTRAJAYA & CYBERJAYA | Existing | 11 kV |  | RYB | VCBJ/PCE/J23231 | SS 23.23 GARDEN PLAZA F1
381526964 | TNB | DISTRIBUTION | WP PUTRAJAYA & CYBERJAYA | Existing | 11 kV |  | RYB | VCBJ/PCE/J23231 | SS 23.23 GARDEN PLAZA F1
381526968 | TNB | DISTRIBUTION | WP PUTRAJAYA & CYBERJAYA | Existing | 11 kV |  | RYB | VCBJ/PCE/J23231 | SS 23.23 GARDEN PLAZA F1
381526972 | TNB | DISTRIBUTION | WP PUTRAJAYA & CYBERJAYA | Existing | 11 kV |  | RYB | VCBJ/PCE/J23231 | SS 23.23 GARDEN PLAZA F1
381526973 | TNB | DISTRIBUTION | WP PUTRAJAYA & CYBERJAYA | Existing | 11 kV |  | RYB | VCBJ/PCE/J23231 | SS 23.23 GARDEN PLAZA F1
381526976 | TNB | DISTRIBUTION | WP PUTRAJAYA & CYBERJAYA | Existing | 11 kV |  | RYB | VCBJ/PCE/J23231 | SS 23.23 GARDEN PLAZA F1
381526977 | TNB | DISTRIBUTION | WP PUTRAJAYA & CYBERJAYA | Existing | 11 kV |  | RYB | VCBJ/PCE/J23231 | SS 23.23 GARDEN PLAZA F1
381526979 | TNB | DISTRIBUTION | WP PUTRAJAYA & CYBERJAYA | Existing | 11 kV |  | RYB | VCBJ/PCE/J23231 | SS 23.23 GARDEN PLAZA F1
381526982 | TNB | DISTRIBUTION | WP PUTRAJAYA & CYBERJAYA | Existing | 11 kV |  | RYB | VCBJ/PCE/J23231 | SS 23.23 GARDEN PLAZA F1
381527200 | TNB | DISTRIBUTION | WP PUTRAJAYA & CYBERJAYA | Existing | 11 kV |  | RYB | VCBJ/PCE/J24111 | PE 24.11 SEJATI HOMES 1
381527201 | TNB | DISTRIBUTION | WP PUTRAJAYA & CYBERJAYA | Existing | 11 kV |  | RYB | VCBJ/PCE/J24111 | PE 24.11 SEJATI HOMES 1
381527202 | TNB | DISTRIBUTION | WP PUTRAJAYA & CYBERJAYA | Existing | 11 kV |  | RYB | VCBJ/PCE/J24111 | PE 24.11 SEJATI HOMES 1
381527206 | TNB | DISTRIBUTION | WP PUTRAJAYA & CYBERJAYA | Existing | 11 kV |  | RYB | VCBJ/PCE/J24111 | PE 24.11 SEJATI HOMES 1
381527209 | TNB | DISTRIBUTION | WP PUTRAJAYA & CYBERJAYA | Existing | 11 kV |  | RYB | VCBJ/PCE/J24111 | PE 24.11 SEJATI HOMES 1
381527210 | TNB | DISTRIBUTION | WP PUTRAJAYA & CYBERJAYA | Existing | 11 kV |  | RYB | VCBJ/PCE/J24111 | PE 24.11 SEJATI HOMES 1
381527211 | TNB | DISTRIBUTION | WP PUTRAJAYA & CYBERJAYA | Existing | 11 kV |  | RYB | VCBJ/PCE/J24111 | PE 24.11 SEJATI HOMES 1
381527213 | TNB | DISTRIBUTION | WP PUTRAJAYA & CYBERJAYA | Existing | 11 kV |  | RYB | VCBJ/PCE/J24111 | PE 24.11 SEJATI HOMES 1
381527214 | TNB | DISTRIBUTION | WP PUTRAJAYA & CYBERJAYA | Existing | 11 kV |  | RYB | VCBJ/PCE/J24111 | PE 24.11 SEJATI HOMES 1
381527216 | TNB | DISTRIBUTION | WP PUTRAJAYA & CYBERJAYA | Existing | 11 kV |  | RYB | VCBJ/PCE/J24111 | PE 24.11 SEJATI HOMES 1
381527224 | TNB | DISTRIBUTION | WP PUTRAJAYA & CYBERJAYA | Existing | 11 kV |  | RYB | VCBJ/PCE/J24111 | PE 24.11 SEJATI HOMES 1
382986155 | TNB | DISTRIBUTION | WP PUTRAJAYA & CYBERJAYA | Existing | 11 kV |  | RYB | VPTJ/PCE/J14331 | PE 14.33 PERUMAHAN 14-6 NO 2 (F1)
382986156 | TNB | DISTRIBUTION | WP PUTRAJAYA & CYBERJAYA | Existing | 11 kV |  | RYB | VPTJ/PCE/J14331 | PE 14.33 PERUMAHAN 14-6 NO 2 (F1)
382986161 | TNB | DISTRIBUTION | WP PUTRAJAYA & CYBERJAYA | Existing | 11 kV |  | RYB | VPTJ/PCE/J14331 | PE 14.33 PERUMAHAN 14-6 NO 2 (F1)
382986167 | TNB | DISTRIBUTION | WP PUTRAJAYA & CYBERJAYA | Existing | 11 kV |  | RYB | VPTJ/PCE/J14331 | PE 14.33 PERUMAHAN 14-6 NO 2 (F1)
382986168 | TNB | DISTRIBUTION | WP PUTRAJAYA & CYBERJAYA | Existing | 11 kV |  | RYB | VPTJ/PCE/J14331 | PE 14.33 PERUMAHAN 14-6 NO 2 (F1)
382986172 | TNB | DISTRIBUTION | WP PUTRAJAYA & CYBERJAYA | Existing | 11 kV |  | RYB | VPTJ/PCE/J14331 | PE 14.33 PERUMAHAN 14-6 NO 2 (F1)
382986175 | TNB | DISTRIBUTION | WP PUTRAJAYA & CYBERJAYA | Existing | 11 kV |  | RYB | VPTJ/PCE/J14331 | PE 14.33 PERUMAHAN 14-6 NO 2 (F1)
382986176 | TNB | DISTRIBUTION | WP PUTRAJAYA & CYBERJAYA | Existing | 11 kV |  | RYB | VPTJ/PCE/J14331 | PE 14.33 PERUMAHAN 14-6 NO 2 (F1)
382986276 | TNB | DISTRIBUTION | WP PUTRAJAYA & CYBERJAYA | Existing | 11 kV |  | RYB | VPTJ/PCE/J14332 | PE 14.33 PERUMAHAN 14-6 NO 2 (F2)
382986277 | TNB | DISTRIBUTION | WP PUTRAJAYA & CYBERJAYA | Existing | 11 kV |  | RYB | VPTJ/PCE/J14332 | PE 14.33 PERUMAHAN 14-6 NO 2 (F2)
382986282 | TNB | DISTRIBUTION | WP PUTRAJAYA & CYBERJAYA | Existing | 11 kV |  | RYB | VPTJ/PCE/J14332 | PE 14.33 PERUMAHAN 14-6 NO 2 (F2)
382986288 | TNB | DISTRIBUTION | WP PUTRAJAYA & CYBERJAYA | Existing | 11 kV |  | RYB | VPTJ/PCE/J14332 | PE 14.33 PERUMAHAN 14-6 NO 2 (F2)
382986289 | TNB | DISTRIBUTION | WP PUTRAJAYA & CYBERJAYA | Existing | 11 kV |  | RYB | VPTJ/PCE/J14332 | PE 14.33 PERUMAHAN 14-6 NO 2 (F2)
382986293 | TNB | DISTRIBUTION | WP PUTRAJAYA & CYBERJAYA | Existing | 11 kV |  | RYB | VPTJ/PCE/J14332 | PE 14.33 PERUMAHAN 14-6 NO 2 (F2)
382986296 | TNB | DISTRIBUTION | WP PUTRAJAYA & CYBERJAYA | Existing | 11 kV |  | RYB | VPTJ/PCE/J14332 | PE 14.33 PERUMAHAN 14-6 NO 2 (F2)
382986297 | TNB | DISTRIBUTION | WP PUTRAJAYA & CYBERJAYA | Existing | 11 kV |  | RYB | VPTJ/PCE/J14332 | PE 14.33 PERUMAHAN 14-6 NO 2 (F2)
382986409 | TNB | DISTRIBUTION | WP PUTRAJAYA & CYBERJAYA | Existing | 11 kV |  | RYB | VPTJ/PCE/J14321 | PE 14.32 PERUMAHAN 14-6 NO 1 (F1)
382986410 | TNB | DISTRIBUTION | WP PUTRAJAYA & CYBERJAYA | Existing | 11 kV |  | RYB | VPTJ/PCE/J14321 | PE 14.32 PERUMAHAN 14-6 NO 1 (F1)
382986415 | TNB | DISTRIBUTION | WP PUTRAJAYA & CYBERJAYA | Existing | 11 kV |  | RYB | VPTJ/PCE/J14321 | PE 14.32 PERUMAHAN 14-6 NO 1 (F1)
382986421 | TNB | DISTRIBUTION | WP PUTRAJAYA & CYBERJAYA | Existing | 11 kV |  | RYB | VPTJ/PCE/J14321 | PE 14.32 PERUMAHAN 14-6 NO 1 (F1)
382986422 | TNB | DISTRIBUTION | WP PUTRAJAYA & CYBERJAYA | Existing | 11 kV |  | RYB | VPTJ/PCE/J14321 | PE 14.32 PERUMAHAN 14-6 NO 1 (F1)
382986426 | TNB | DISTRIBUTION | WP PUTRAJAYA & CYBERJAYA | Existing | 11 kV |  | RYB | VPTJ/PCE/J14321 | PE 14.32 PERUMAHAN 14-6 NO 1 (F1)
382986429 | TNB | DISTRIBUTION | WP PUTRAJAYA & CYBERJAYA | Existing | 11 kV |  | RYB | VPTJ/PCE/J14321 | PE 14.32 PERUMAHAN 14-6 NO 1 (F1)
382986430 | TNB | DISTRIBUTION | WP PUTRAJAYA & CYBERJAYA | Existing | 11 kV |  | RYB | VPTJ/PCE/J14321 | PE 14.32 PERUMAHAN 14-6 NO 1 (F1)
382986530 | TNB | DISTRIBUTION | WP PUTRAJAYA & CYBERJAYA | Existing | 11 kV |  | RYB | VPTJ/PCE/J14322 | PE 14.32 PERUMAHAN 14-6 NO 1 (F2)
382986531 | TNB | DISTRIBUTION | WP PUTRAJAYA & CYBERJAYA | Existing | 11 kV |  | RYB | VPTJ/PCE/J14322 | PE 14.32 PERUMAHAN 14-6 NO 1 (F2)
382986536 | TNB | DISTRIBUTION | WP PUTRAJAYA & CYBERJAYA | Existing | 11 kV |  | RYB | VPTJ/PCE/J14322 | PE 14.32 PERUMAHAN 14-6 NO 1 (F2)
382986542 | TNB | DISTRIBUTION | WP PUTRAJAYA & CYBERJAYA | Existing | 11 kV |  | RYB | VPTJ/PCE/J14322 | PE 14.32 PERUMAHAN 14-6 NO 1 (F2)
382986543 | TNB | DISTRIBUTION | WP PUTRAJAYA & CYBERJAYA | Existing | 11 kV |  | RYB | VPTJ/PCE/J14322 | PE 14.32 PERUMAHAN 14-6 NO 1 (F2)
382986547 | TNB | DISTRIBUTION | WP PUTRAJAYA & CYBERJAYA | Existing | 11 kV |  | RYB | VPTJ/PCE/J14322 | PE 14.32 PERUMAHAN 14-6 NO 1 (F2)
382986550 | TNB | DISTRIBUTION | WP PUTRAJAYA & CYBERJAYA | Existing | 11 kV |  | RYB | VPTJ/PCE/J14322 | PE 14.32 PERUMAHAN 14-6 NO 1 (F2)
382986551 | TNB | DISTRIBUTION | WP PUTRAJAYA & CYBERJAYA | Existing | 11 kV |  | RYB | VPTJ/PCE/J14322 | PE 14.32 PERUMAHAN 14-6 NO 1 (F2)
382986673 | TNB | DISTRIBUTION | WP PUTRAJAYA & CYBERJAYA | Existing | 11 kV |  | RYB | VCBJ/PCE/J00127 | PE 24.37 KANVAS TOWER A
382986674 | TNB | DISTRIBUTION | WP PUTRAJAYA & CYBERJAYA | Existing | 11 kV |  | RYB | VCBJ/PCE/J00127 | PE 24.37 KANVAS TOWER A
382986675 | TNB | DISTRIBUTION | WP PUTRAJAYA & CYBERJAYA | Existing | 11 kV |  | RYB | VCBJ/PCE/J00127 | PE 24.37 KANVAS TOWER A
382986679 | TNB | DISTRIBUTION | WP PUTRAJAYA & CYBERJAYA | Existing | 11 kV |  | RYB | VCBJ/PCE/J00127 | PE 24.37 KANVAS TOWER A
382986682 | TNB | DISTRIBUTION | WP PUTRAJAYA & CYBERJAYA | Existing | 11 kV |  | RYB | VCBJ/PCE/J00127 | PE 24.37 KANVAS TOWER A
382986683 | TNB | DISTRIBUTION | WP PUTRAJAYA & CYBERJAYA | Existing | 11 kV |  | RYB | VCBJ/PCE/J00127 | PE 24.37 KANVAS TOWER A
382986684 | TNB | DISTRIBUTION | WP PUTRAJAYA & CYBERJAYA | Existing | 11 kV |  | RYB | VCBJ/PCE/J00127 | PE 24.37 KANVAS TOWER A
382986686 | TNB | DISTRIBUTION | WP PUTRAJAYA & CYBERJAYA | Existing | 11 kV |  | RYB | VCBJ/PCE/J00127 | PE 24.37 KANVAS TOWER A
382986687 | TNB | DISTRIBUTION | WP PUTRAJAYA & CYBERJAYA | Existing | 11 kV |  | RYB | VCBJ/PCE/J00127 | PE 24.37 KANVAS TOWER A
382986689 | TNB | DISTRIBUTION | WP PUTRAJAYA & CYBERJAYA | Existing | 11 kV |  | RYB | VCBJ/PCE/J00127 | PE 24.37 KANVAS TOWER A
382986697 | TNB | DISTRIBUTION | WP PUTRAJAYA & CYBERJAYA | Existing | 11 kV |  | RYB | VCBJ/PCE/J00127 | PE 24.37 KANVAS TOWER A
382986895 | TNB | DISTRIBUTION | WP PUTRAJAYA & CYBERJAYA | Existing | 11 kV |  | RYB | VCBJ/PCE/J00128 | PE 24.38 KANVAS TOWER B
382986896 | TNB | DISTRIBUTION | WP PUTRAJAYA & CYBERJAYA | Existing | 11 kV |  | RYB | VCBJ/PCE/J00128 | PE 24.38 KANVAS TOWER B
382986897 | TNB | DISTRIBUTION | WP PUTRAJAYA & CYBERJAYA | Existing | 11 kV |  | RYB | VCBJ/PCE/J00128 | PE 24.38 KANVAS TOWER B
382986901 | TNB | DISTRIBUTION | WP PUTRAJAYA & CYBERJAYA | Existing | 11 kV |  | RYB | VCBJ/PCE/J00128 | PE 24.38 KANVAS TOWER B
382986904 | TNB | DISTRIBUTION | WP PUTRAJAYA & CYBERJAYA | Existing | 11 kV |  | RYB | VCBJ/PCE/J00128 | PE 24.38 KANVAS TOWER B
382986905 | TNB | DISTRIBUTION | WP PUTRAJAYA & CYBERJAYA | Existing | 11 kV |  | RYB | VCBJ/PCE/J00128 | PE 24.38 KANVAS TOWER B
382986906 | TNB | DISTRIBUTION | WP PUTRAJAYA & CYBERJAYA | Existing | 11 kV |  | RYB | VCBJ/PCE/J00128 | PE 24.38 KANVAS TOWER B
382986908 | TNB | DISTRIBUTION | WP PUTRAJAYA & CYBERJAYA | Existing | 11 kV |  | RYB | VCBJ/PCE/J00128 | PE 24.38 KANVAS TOWER B
382986909 | TNB | DISTRIBUTION | WP PUTRAJAYA & CYBERJAYA | Existing | 11 kV |  | RYB | VCBJ/PCE/J00128 | PE 24.38 KANVAS TOWER B
382986911 | TNB | DISTRIBUTION | WP PUTRAJAYA & CYBERJAYA | Existing | 11 kV |  | RYB | VCBJ/PCE/J00128 | PE 24.38 KANVAS TOWER B
382986919 | TNB | DISTRIBUTION | WP PUTRAJAYA & CYBERJAYA | Existing | 11 kV |  | RYB | VCBJ/PCE/J00128 | PE 24.38 KANVAS TOWER B
382987129 | TNB | DISTRIBUTION | WP PUTRAJAYA & CYBERJAYA | Existing | 11 kV |  | RYB | VCBJ/PCE/J23261 | PE 23.26 V RESIDENCE
382987130 | TNB | DISTRIBUTION | WP PUTRAJAYA & CYBERJAYA | Existing | 11 kV |  | RYB | VCBJ/PCE/J23261 | PE 23.26 V RESIDENCE
382987131 | TNB | DISTRIBUTION | WP PUTRAJAYA & CYBERJAYA | Existing | 11 kV |  | RYB | VCBJ/PCE/J23261 | PE 23.26 V RESIDENCE
382987135 | TNB | DISTRIBUTION | WP PUTRAJAYA & CYBERJAYA | Existing | 11 kV |  | RYB | VCBJ/PCE/J23261 | PE 23.26 V RESIDENCE
382987138 | TNB | DISTRIBUTION | WP PUTRAJAYA & CYBERJAYA | Existing | 11 kV |  | RYB | VCBJ/PCE/J23261 | PE 23.26 V RESIDENCE
382987139 | TNB | DISTRIBUTION | WP PUTRAJAYA & CYBERJAYA | Existing | 11 kV |  | RYB | VCBJ/PCE/J23261 | PE 23.26 V RESIDENCE
382987140 | TNB | DISTRIBUTION | WP PUTRAJAYA & CYBERJAYA | Existing | 11 kV |  | RYB | VCBJ/PCE/J23261 | PE 23.26 V RESIDENCE
382987142 | TNB | DISTRIBUTION | WP PUTRAJAYA & CYBERJAYA | Existing | 11 kV |  | RYB | VCBJ/PCE/J23261 | PE 23.26 V RESIDENCE
382987143 | TNB | DISTRIBUTION | WP PUTRAJAYA & CYBERJAYA | Existing | 11 kV |  | RYB | VCBJ/PCE/J23261 | PE 23.26 V RESIDENCE
382987145 | TNB | DISTRIBUTION | WP PUTRAJAYA & CYBERJAYA | Existing | 11 kV |  | RYB | VCBJ/PCE/J23261 | PE 23.26 V RESIDENCE
382987153 | TNB | DISTRIBUTION | WP PUTRAJAYA & CYBERJAYA | Existing | 11 kV |  | RYB | VCBJ/PCE/J23261 | PE 23.26 V RESIDENCE
382987352 | TNB | DISTRIBUTION | WP PUTRAJAYA & CYBERJAYA | Existing | 11 kV |  | RYB | VCBJ/PCE/J23271 | PE 23.27 V RESIDENCE 1
382987353 | TNB | DISTRIBUTION | WP PUTRAJAYA & CYBERJAYA | Existing | 11 kV |  | RYB | VCBJ/PCE/J23271 | PE 23.27 V RESIDENCE 1
382987358 | TNB | DISTRIBUTION | WP PUTRAJAYA & CYBERJAYA | Existing | 11 kV |  | RYB | VCBJ/PCE/J23271 | PE 23.27 V RESIDENCE 1
382987364 | TNB | DISTRIBUTION | WP PUTRAJAYA & CYBERJAYA | Existing | 11 kV |  | RYB | VCBJ/PCE/J23271 | PE 23.27 V RESIDENCE 1
382987365 | TNB | DISTRIBUTION | WP PUTRAJAYA & CYBERJAYA | Existing | 11 kV |  | RYB | VCBJ/PCE/J23271 | PE 23.27 V RESIDENCE 1
382987369 | TNB | DISTRIBUTION | WP PUTRAJAYA & CYBERJAYA | Existing | 11 kV |  | RYB | VCBJ/PCE/J23271 | PE 23.27 V RESIDENCE 1
382987372 | TNB | DISTRIBUTION | WP PUTRAJAYA & CYBERJAYA | Existing | 11 kV |  | RYB | VCBJ/PCE/J23271 | PE 23.27 V RESIDENCE 1
382987373 | TNB | DISTRIBUTION | WP PUTRAJAYA & CYBERJAYA | Existing | 11 kV |  | RYB | VCBJ/PCE/J23271 | PE 23.27 V RESIDENCE 1
382987612 | TNB | DISTRIBUTION | WP PUTRAJAYA & CYBERJAYA | Existing | 11 kV |  | RYB | VCBJ/PCE/J00133 | PE 24.41 MAGIC VILLAGE
382987613 | TNB | DISTRIBUTION | WP PUTRAJAYA & CYBERJAYA | Existing | 11 kV |  | RYB | VCBJ/PCE/J00133 | PE 24.41 MAGIC VILLAGE
382987618 | TNB | DISTRIBUTION | WP PUTRAJAYA & CYBERJAYA | Existing | 11 kV |  | RYB | VCBJ/PCE/J00133 | PE 24.41 MAGIC VILLAGE
382987624 | TNB | DISTRIBUTION | WP PUTRAJAYA & CYBERJAYA | Existing | 11 kV |  | RYB | VCBJ/PCE/J00133 | PE 24.41 MAGIC VILLAGE
382987625 | TNB | DISTRIBUTION | WP PUTRAJAYA & CYBERJAYA | Existing | 11 kV |  | RYB | VCBJ/PCE/J00133 | PE 24.41 MAGIC VILLAGE
382987629 | TNB | DISTRIBUTION | WP PUTRAJAYA & CYBERJAYA | Existing | 11 kV |  | RYB | VCBJ/PCE/J00133 | PE 24.41 MAGIC VILLAGE
382987632 | TNB | DISTRIBUTION | WP PUTRAJAYA & CYBERJAYA | Existing | 11 kV |  | RYB | VCBJ/PCE/J00133 | PE 24.41 MAGIC VILLAGE
382987633 | TNB | DISTRIBUTION | WP PUTRAJAYA & CYBERJAYA | Existing | 11 kV |  | RYB | VCBJ/PCE/J00133 | PE 24.41 MAGIC VILLAGE
383003381 | TNB | DISTRIBUTION | WP PUTRAJAYA & CYBERJAYA | Existing | 11 kV |  | RYB | VPTJ/PCE/J00383 | PE 6.05 BLOK 5A PPA1M (F2)
383003382 | TNB | DISTRIBUTION | WP PUTRAJAYA & CYBERJAYA | Existing | 11 kV |  | RYB | VPTJ/PCE/J00383 | PE 6.05 BLOK 5A PPA1M (F2)
383003387 | TNB | DISTRIBUTION | WP PUTRAJAYA & CYBERJAYA | Existing | 11 kV |  | RYB | VPTJ/PCE/J00383 | PE 6.05 BLOK 5A PPA1M (F2)
383003393 | TNB | DISTRIBUTION | WP PUTRAJAYA & CYBERJAYA | Existing | 11 kV |  | RYB | VPTJ/PCE/J00383 | PE 6.05 BLOK 5A PPA1M (F2)
383003394 | TNB | DISTRIBUTION | WP PUTRAJAYA & CYBERJAYA | Existing | 11 kV |  | RYB | VPTJ/PCE/J00383 | PE 6.05 BLOK 5A PPA1M (F2)
383003398 | TNB | DISTRIBUTION | WP PUTRAJAYA & CYBERJAYA | Existing | 11 kV |  | RYB | VPTJ/PCE/J00383 | PE 6.05 BLOK 5A PPA1M (F2)
383003401 | TNB | DISTRIBUTION | WP PUTRAJAYA & CYBERJAYA | Existing | 11 kV |  | RYB | VPTJ/PCE/J00383 | PE 6.05 BLOK 5A PPA1M (F2)
383003402 | TNB | DISTRIBUTION | WP PUTRAJAYA & CYBERJAYA | Existing | 11 kV |  | RYB | VPTJ/PCE/J00383 | PE 6.05 BLOK 5A PPA1M (F2)
383003502 | TNB | DISTRIBUTION | WP PUTRAJAYA & CYBERJAYA | Existing | 11 kV |  | RYB | VPTJ/PCE/J00382 | PE 6.05 BLOK 5A PPA1M (F1)
383003503 | TNB | DISTRIBUTION | WP PUTRAJAYA & CYBERJAYA | Existing | 11 kV |  | RYB | VPTJ/PCE/J00382 | PE 6.05 BLOK 5A PPA1M (F1)
383003508 | TNB | DISTRIBUTION | WP PUTRAJAYA & CYBERJAYA | Existing | 11 kV |  | RYB | VPTJ/PCE/J00382 | PE 6.05 BLOK 5A PPA1M (F1)
383003514 | TNB | DISTRIBUTION | WP PUTRAJAYA & CYBERJAYA | Existing | 11 kV |  | RYB | VPTJ/PCE/J00382 | PE 6.05 BLOK 5A PPA1M (F1)
383003515 | TNB | DISTRIBUTION | WP PUTRAJAYA & CYBERJAYA | Existing | 11 kV |  | RYB | VPTJ/PCE/J00382 | PE 6.05 BLOK 5A PPA1M (F1)
383003519 | TNB | DISTRIBUTION | WP PUTRAJAYA & CYBERJAYA | Existing | 11 kV |  | RYB | VPTJ/PCE/J00382 | PE 6.05 BLOK 5A PPA1M (F1)
383003522 | TNB | DISTRIBUTION | WP PUTRAJAYA & CYBERJAYA | Existing | 11 kV |  | RYB | VPTJ/PCE/J00382 | PE 6.05 BLOK 5A PPA1M (F1)
383003523 | TNB | DISTRIBUTION | WP PUTRAJAYA & CYBERJAYA | Existing | 11 kV |  | RYB | VPTJ/PCE/J00382 | PE 6.05 BLOK 5A PPA1M (F1)
383003625 | TNB | DISTRIBUTION | WP PUTRAJAYA & CYBERJAYA | Existing | 11 kV |  | RYB | VPTJ/PCE/J00381 | PE 6.04 BLOK 1 PPA1M (F2)
383003626 | TNB | DISTRIBUTION | WP PUTRAJAYA & CYBERJAYA | Existing | 11 kV |  | RYB | VPTJ/PCE/J00381 | PE 6.04 BLOK 1 PPA1M (F2)
383003631 | TNB | DISTRIBUTION | WP PUTRAJAYA & CYBERJAYA | Existing | 11 kV |  | RYB | VPTJ/PCE/J00381 | PE 6.04 BLOK 1 PPA1M (F2)
383003637 | TNB | DISTRIBUTION | WP PUTRAJAYA & CYBERJAYA | Existing | 11 kV |  | RYB | VPTJ/PCE/J00381 | PE 6.04 BLOK 1 PPA1M (F2)
383003638 | TNB | DISTRIBUTION | WP PUTRAJAYA & CYBERJAYA | Existing | 11 kV |  | RYB | VPTJ/PCE/J00381 | PE 6.04 BLOK 1 PPA1M (F2)
383003642 | TNB | DISTRIBUTION | WP PUTRAJAYA & CYBERJAYA | Existing | 11 kV |  | RYB | VPTJ/PCE/J00381 | PE 6.04 BLOK 1 PPA1M (F2)
383003645 | TNB | DISTRIBUTION | WP PUTRAJAYA & CYBERJAYA | Existing | 11 kV |  | RYB | VPTJ/PCE/J00381 | PE 6.04 BLOK 1 PPA1M (F2)
383003646 | TNB | DISTRIBUTION | WP PUTRAJAYA & CYBERJAYA | Existing | 11 kV |  | RYB | VPTJ/PCE/J00381 | PE 6.04 BLOK 1 PPA1M (F2)
383003746 | TNB | DISTRIBUTION | WP PUTRAJAYA & CYBERJAYA | Existing | 11 kV |  | RYB | VPTJ/PCE/J00380 | PE 6.04 BLOK 1 PPA1M (F1)
383003747 | TNB | DISTRIBUTION | WP PUTRAJAYA & CYBERJAYA | Existing | 11 kV |  | RYB | VPTJ/PCE/J00380 | PE 6.04 BLOK 1 PPA1M (F1)
383003752 | TNB | DISTRIBUTION | WP PUTRAJAYA & CYBERJAYA | Existing | 11 kV |  | RYB | VPTJ/PCE/J00380 | PE 6.04 BLOK 1 PPA1M (F1)
383003758 | TNB | DISTRIBUTION | WP PUTRAJAYA & CYBERJAYA | Existing | 11 kV |  | RYB | VPTJ/PCE/J00380 | PE 6.04 BLOK 1 PPA1M (F1)
383003759 | TNB | DISTRIBUTION | WP PUTRAJAYA & CYBERJAYA | Existing | 11 kV |  | RYB | VPTJ/PCE/J00380 | PE 6.04 BLOK 1 PPA1M (F1)
383003763 | TNB | DISTRIBUTION | WP PUTRAJAYA & CYBERJAYA | Existing | 11 kV |  | RYB | VPTJ/PCE/J00380 | PE 6.04 BLOK 1 PPA1M (F1)
383003766 | TNB | DISTRIBUTION | WP PUTRAJAYA & CYBERJAYA | Existing | 11 kV |  | RYB | VPTJ/PCE/J00380 | PE 6.04 BLOK 1 PPA1M (F1)
383003767 | TNB | DISTRIBUTION | WP PUTRAJAYA & CYBERJAYA | Existing | 11 kV |  | RYB | VPTJ/PCE/J00380 | PE 6.04 BLOK 1 PPA1M (F1)
383003913 | TNB | DISTRIBUTION | WP PUTRAJAYA & CYBERJAYA | Existing | 11 kV |  | RYB | VPTJ/PCE/J16321 | PE 16.32 TEMP PPA1M P16D
383003914 | TNB | DISTRIBUTION | WP PUTRAJAYA & CYBERJAYA | Existing | 11 kV |  | RYB | VPTJ/PCE/J16321 | PE 16.32 TEMP PPA1M P16D
383003916 | TNB | DISTRIBUTION | WP PUTRAJAYA & CYBERJAYA | Existing | 11 kV |  | RYB | VPTJ/PCE/J16321 | PE 16.32 TEMP PPA1M P16D
383003919 | TNB | DISTRIBUTION | WP PUTRAJAYA & CYBERJAYA | Existing | 11 kV |  | RYB | VPTJ/PCE/J16321 | PE 16.32 TEMP PPA1M P16D
383003920 | TNB | DISTRIBUTION | WP PUTRAJAYA & CYBERJAYA | Existing | 11 kV |  | RYB | VPTJ/PCE/J16321 | PE 16.32 TEMP PPA1M P16D
383003924 | TNB | DISTRIBUTION | WP PUTRAJAYA & CYBERJAYA | Existing | 11 kV |  | RYB | VPTJ/PCE/J16321 | PE 16.32 TEMP PPA1M P16D
383003927 | TNB | DISTRIBUTION | WP PUTRAJAYA & CYBERJAYA | Existing | 11 kV |  | RYB | VPTJ/PCE/J16321 | PE 16.32 TEMP PPA1M P16D
383003928 | TNB | DISTRIBUTION | WP PUTRAJAYA & CYBERJAYA | Existing | 11 kV |  | RYB | VPTJ/PCE/J16321 | PE 16.32 TEMP PPA1M P16D
383004173 | TNB | DISTRIBUTION | WP PUTRAJAYA & CYBERJAYA | Existing | 11 kV |  | RYB | VPTJ/PCE/J01681 | PE 1.68 TEMP PLOT Z1 & Z2
383004174 | TNB | DISTRIBUTION | WP PUTRAJAYA & CYBERJAYA | Existing | 11 kV |  | RYB | VPTJ/PCE/J01681 | PE 1.68 TEMP PLOT Z1 & Z2
383004176 | TNB | DISTRIBUTION | WP PUTRAJAYA & CYBERJAYA | Existing | 11 kV |  | RYB | VPTJ/PCE/J01681 | PE 1.68 TEMP PLOT Z1 & Z2
383004179 | TNB | DISTRIBUTION | WP PUTRAJAYA & CYBERJAYA | Existing | 11 kV |  | RYB | VPTJ/PCE/J01681 | PE 1.68 TEMP PLOT Z1 & Z2
383004180 | TNB | DISTRIBUTION | WP PUTRAJAYA & CYBERJAYA | Existing | 11 kV |  | RYB | VPTJ/PCE/J01681 | PE 1.68 TEMP PLOT Z1 & Z2
383004184 | TNB | DISTRIBUTION | WP PUTRAJAYA & CYBERJAYA | Existing | 11 kV |  | RYB | VPTJ/PCE/J01681 | PE 1.68 TEMP PLOT Z1 & Z2
383004187 | TNB | DISTRIBUTION | WP PUTRAJAYA & CYBERJAYA | Existing | 11 kV |  | RYB | VPTJ/PCE/J01681 | PE 1.68 TEMP PLOT Z1 & Z2
383004188 | TNB | DISTRIBUTION | WP PUTRAJAYA & CYBERJAYA | Existing | 11 kV |  | RYB | VPTJ/PCE/J01681 | PE 1.68 TEMP PLOT Z1 & Z2
383004448 | TNB | DISTRIBUTION | WP PUTRAJAYA & CYBERJAYA | Existing | 11 kV |  | RYB | VPTJ/PCE/J11641 | PE 11.64 ZON 10A (F1)
383004449 | TNB | DISTRIBUTION | WP PUTRAJAYA & CYBERJAYA | Existing | 11 kV |  | RYB | VPTJ/PCE/J11641 | PE 11.64 ZON 10A (F1)
383004451 | TNB | DISTRIBUTION | WP PUTRAJAYA & CYBERJAYA | Existing | 11 kV |  | RYB | VPTJ/PCE/J11641 | PE 11.64 ZON 10A (F1)
383004454 | TNB | DISTRIBUTION | WP PUTRAJAYA & CYBERJAYA | Existing | 11 kV |  | RYB | VPTJ/PCE/J11641 | PE 11.64 ZON 10A (F1)
383004455 | TNB | DISTRIBUTION | WP PUTRAJAYA & CYBERJAYA | Existing | 11 kV |  | RYB | VPTJ/PCE/J11641 | PE 11.64 ZON 10A (F1)
383004459 | TNB | DISTRIBUTION | WP PUTRAJAYA & CYBERJAYA | Existing | 11 kV |  | RYB | VPTJ/PCE/J11641 | PE 11.64 ZON 10A (F1)
383004462 | TNB | DISTRIBUTION | WP PUTRAJAYA & CYBERJAYA | Existing | 11 kV |  | RYB | VPTJ/PCE/J11641 | PE 11.64 ZON 10A (F1)
383004463 | TNB | DISTRIBUTION | WP PUTRAJAYA & CYBERJAYA | Existing | 11 kV |  | RYB | VPTJ/PCE/J11641 | PE 11.64 ZON 10A (F1)
383004563 | TNB | DISTRIBUTION | WP PUTRAJAYA & CYBERJAYA | Existing | 11 kV |  | RYB | VPTJ/PCE/J11642 | PE 11.64 ZON 10A (F2)
383004564 | TNB | DISTRIBUTION | WP PUTRAJAYA & CYBERJAYA | Existing | 11 kV |  | RYB | VPTJ/PCE/J11642 | PE 11.64 ZON 10A (F2)
383004566 | TNB | DISTRIBUTION | WP PUTRAJAYA & CYBERJAYA | Existing | 11 kV |  | RYB | VPTJ/PCE/J11642 | PE 11.64 ZON 10A (F2)
383004569 | TNB | DISTRIBUTION | WP PUTRAJAYA & CYBERJAYA | Existing | 11 kV |  | RYB | VPTJ/PCE/J11642 | PE 11.64 ZON 10A (F2)
383004570 | TNB | DISTRIBUTION | WP PUTRAJAYA & CYBERJAYA | Existing | 11 kV |  | RYB | VPTJ/PCE/J11642 | PE 11.64 ZON 10A (F2)
383004574 | TNB | DISTRIBUTION | WP PUTRAJAYA & CYBERJAYA | Existing | 11 kV |  | RYB | VPTJ/PCE/J11642 | PE 11.64 ZON 10A (F2)
383004577 | TNB | DISTRIBUTION | WP PUTRAJAYA & CYBERJAYA | Existing | 11 kV |  | RYB | VPTJ/PCE/J11642 | PE 11.64 ZON 10A (F2)
383004578 | TNB | DISTRIBUTION | WP PUTRAJAYA & CYBERJAYA | Existing | 11 kV |  | RYB | VPTJ/PCE/J11642 | PE 11.64 ZON 10A (F2)
383004683 | TNB | DISTRIBUTION | WP PUTRAJAYA & CYBERJAYA | Existing | 11 kV |  | RYB | VPTJ/PCE/J11651 | PE 11.65 ZON 10A2 (F1)
383004684 | TNB | DISTRIBUTION | WP PUTRAJAYA & CYBERJAYA | Existing | 11 kV |  | RYB | VPTJ/PCE/J11651 | PE 11.65 ZON 10A2 (F1)
383004686 | TNB | DISTRIBUTION | WP PUTRAJAYA & CYBERJAYA | Existing | 11 kV |  | RYB | VPTJ/PCE/J11651 | PE 11.65 ZON 10A2 (F1)
383004689 | TNB | DISTRIBUTION | WP PUTRAJAYA & CYBERJAYA | Existing | 11 kV |  | RYB | VPTJ/PCE/J11651 | PE 11.65 ZON 10A2 (F1)
383004690 | TNB | DISTRIBUTION | WP PUTRAJAYA & CYBERJAYA | Existing | 11 kV |  | RYB | VPTJ/PCE/J11651 | PE 11.65 ZON 10A2 (F1)
383004694 | TNB | DISTRIBUTION | WP PUTRAJAYA & CYBERJAYA | Existing | 11 kV |  | RYB | VPTJ/PCE/J11651 | PE 11.65 ZON 10A2 (F1)
383004697 | TNB | DISTRIBUTION | WP PUTRAJAYA & CYBERJAYA | Existing | 11 kV |  | RYB | VPTJ/PCE/J11651 | PE 11.65 ZON 10A2 (F1)
383004698 | TNB | DISTRIBUTION | WP PUTRAJAYA & CYBERJAYA | Existing | 11 kV |  | RYB | VPTJ/PCE/J11651 | PE 11.65 ZON 10A2 (F1)
383004798 | TNB | DISTRIBUTION | WP PUTRAJAYA & CYBERJAYA | Existing | 11 kV |  | RYB | VPTJ/PCE/J11652 | PE 11.65 ZON 10A2 (F2)
383004799 | TNB | DISTRIBUTION | WP PUTRAJAYA & CYBERJAYA | Existing | 11 kV |  | RYB | VPTJ/PCE/J11652 | PE 11.65 ZON 10A2 (F2)
383004801 | TNB | DISTRIBUTION | WP PUTRAJAYA & CYBERJAYA | Existing | 11 kV |  | RYB | VPTJ/PCE/J11652 | PE 11.65 ZON 10A2 (F2)
383004804 | TNB | DISTRIBUTION | WP PUTRAJAYA & CYBERJAYA | Existing | 11 kV |  | RYB | VPTJ/PCE/J11652 | PE 11.65 ZON 10A2 (F2)
383004805 | TNB | DISTRIBUTION | WP PUTRAJAYA & CYBERJAYA | Existing | 11 kV |  | RYB | VPTJ/PCE/J11652 | PE 11.65 ZON 10A2 (F2)
383004809 | TNB | DISTRIBUTION | WP PUTRAJAYA & CYBERJAYA | Existing | 11 kV |  | RYB | VPTJ/PCE/J11652 | PE 11.65 ZON 10A2 (F2)
383004812 | TNB | DISTRIBUTION | WP PUTRAJAYA & CYBERJAYA | Existing | 11 kV |  | RYB | VPTJ/PCE/J11652 | PE 11.65 ZON 10A2 (F2)
383004813 | TNB | DISTRIBUTION | WP PUTRAJAYA & CYBERJAYA | Existing | 11 kV |  | RYB | VPTJ/PCE/J11652 | PE 11.65 ZON 10A2 (F2)
383046374 | TNB | DISTRIBUTION | WP PUTRAJAYA & CYBERJAYA | Existing | 11 kV | MAIN | RYB | VPTJ/PCE/J00327 | BE KE PEMBANGUNAN PUSAT PENGAJIAN PERTAH
383046375 | TNB | DISTRIBUTION | WP PUTRAJAYA & CYBERJAYA | Existing | 11 kV | MAIN | RYB | VPTJ/PCE/J00327 | BE KE PEMBANGUNAN PUSAT PENGAJIAN PERTAH
383046380 | TNB | DISTRIBUTION | WP PUTRAJAYA & CYBERJAYA | Existing | 11 kV | MAIN | RYB | VPTJ/PCE/J00327 | BE KE PEMBANGUNAN PUSAT PENGAJIAN PERTAH
383046386 | TNB | DISTRIBUTION | WP PUTRAJAYA & CYBERJAYA | Existing | 11 kV | MAIN | RYB | VPTJ/PCE/J00327 | BE KE PEMBANGUNAN PUSAT PENGAJIAN PERTAH
383046387 | TNB | DISTRIBUTION | WP PUTRAJAYA & CYBERJAYA | Existing | 11 kV | MAIN | RYB | VPTJ/PCE/J00327 | BE KE PEMBANGUNAN PUSAT PENGAJIAN PERTAH
383046391 | TNB | DISTRIBUTION | WP PUTRAJAYA & CYBERJAYA | Existing | 11 kV | MAIN | RYB | VPTJ/PCE/J00327 | BE KE PEMBANGUNAN PUSAT PENGAJIAN PERTAH
383046394 | TNB | DISTRIBUTION | WP PUTRAJAYA & CYBERJAYA | Existing | 11 kV | MAIN | RYB | VPTJ/PCE/J00327 | BE KE PEMBANGUNAN PUSAT PENGAJIAN PERTAH
383046395 | TNB | DISTRIBUTION | WP PUTRAJAYA & CYBERJAYA | Existing | 11 kV | MAIN | RYB | VPTJ/PCE/J00327 | BE KE PEMBANGUNAN PUSAT PENGAJIAN PERTAH
383046488 | TNB | DISTRIBUTION | WP PUTRAJAYA & CYBERJAYA | Existing | 11 kV | MAIN | RYB
383046489 | TNB | DISTRIBUTION | WP PUTRAJAYA & CYBERJAYA | Existing | 11 kV | MAIN | RYB
383046494 | TNB | DISTRIBUTION | WP PUTRAJAYA & CYBERJAYA | Existing | 11 kV | MAIN | RYB
383046500 | TNB | DISTRIBUTION | WP PUTRAJAYA & CYBERJAYA | Existing | 11 kV | MAIN | RYB
383046501 | TNB | DISTRIBUTION | WP PUTRAJAYA & CYBERJAYA | Existing | 11 kV | MAIN | RYB
383046505 | TNB | DISTRIBUTION | WP PUTRAJAYA & CYBERJAYA | Existing | 11 kV | MAIN | RYB
383046508 | TNB | DISTRIBUTION | WP PUTRAJAYA & CYBERJAYA | Existing | 11 kV | MAIN | RYB
383046509 | TNB | DISTRIBUTION | WP PUTRAJAYA & CYBERJAYA | Existing | 11 kV | MAIN | RYB
383046614 | TNB | DISTRIBUTION | WP PUTRAJAYA & CYBERJAYA | Existing | 11 kV | MAIN | RYB | VCBJ/PCE/J00164 | D-CBJ-C17-0519
383046615 | TNB | DISTRIBUTION | WP PUTRAJAYA & CYBERJAYA | Existing | 11 kV | MAIN | RYB | VCBJ/PCE/J00164 | D-CBJ-C17-0519
383046620 | TNB | DISTRIBUTION | WP PUTRAJAYA & CYBERJAYA | Existing | 11 kV | MAIN | RYB | VCBJ/PCE/J00164 | D-CBJ-C17-0519
383046626 | TNB | DISTRIBUTION | WP PUTRAJAYA & CYBERJAYA | Existing | 11 kV | MAIN | RYB | VCBJ/PCE/J00164 | D-CBJ-C17-0519
383046627 | TNB | DISTRIBUTION | WP PUTRAJAYA & CYBERJAYA | Existing | 11 kV | MAIN | RYB | VCBJ/PCE/J00164 | D-CBJ-C17-0519
383046631 | TNB | DISTRIBUTION | WP PUTRAJAYA & CYBERJAYA | Existing | 11 kV | MAIN | RYB | VCBJ/PCE/J00164 | D-CBJ-C17-0519
383046634 | TNB | DISTRIBUTION | WP PUTRAJAYA & CYBERJAYA | Existing | 11 kV | MAIN | RYB | VCBJ/PCE/J00164 | D-CBJ-C17-0519
383046635 | TNB | DISTRIBUTION | WP PUTRAJAYA & CYBERJAYA | Existing | 11 kV | MAIN | RYB | VCBJ/PCE/J00164 | D-CBJ-C17-0519
383046776 | TNB | DISTRIBUTION | WP PUTRAJAYA & CYBERJAYA | Existing | 11 kV | MAIN | RYB | VCBJ/PCE/J00163 | D-CBJ-C16-0583
383046778 | TNB | DISTRIBUTION | WP PUTRAJAYA & CYBERJAYA | Existing | 11 kV | MAIN | RYB | VCBJ/PCE/J00163 | D-CBJ-C16-0583
383046781 | TNB | DISTRIBUTION | WP PUTRAJAYA & CYBERJAYA | Existing | 11 kV | MAIN | RYB | VCBJ/PCE/J00163 | D-CBJ-C16-0583
383046783 | TNB | DISTRIBUTION | WP PUTRAJAYA & CYBERJAYA | Existing | 11 kV | MAIN | RYB | VCBJ/PCE/J00163 | D-CBJ-C16-0583
383046786 | TNB | DISTRIBUTION | WP PUTRAJAYA & CYBERJAYA | Existing | 11 kV | MAIN | RYB | VCBJ/PCE/J00163 | D-CBJ-C16-0583
383046787 | TNB | DISTRIBUTION | WP PUTRAJAYA & CYBERJAYA | Existing | 11 kV | MAIN | RYB | VCBJ/PCE/J00163 | D-CBJ-C16-0583
383046792 | TNB | DISTRIBUTION | WP PUTRAJAYA & CYBERJAYA | Existing | 11 kV | MAIN | RYB | VCBJ/PCE/J00163 | D-CBJ-C16-0583
383046796 | TNB | DISTRIBUTION | WP PUTRAJAYA & CYBERJAYA | Existing | 11 kV | MAIN | RYB | VCBJ/PCE/J00163 | D-CBJ-C16-0583
383046798 | TNB | DISTRIBUTION | WP PUTRAJAYA & CYBERJAYA | Existing | 11 kV | MAIN | RYB | VCBJ/PCE/J00163 | D-CBJ-C16-0583
383046799 | TNB | DISTRIBUTION | WP PUTRAJAYA & CYBERJAYA | Existing | 11 kV | MAIN | RYB | VCBJ/PCE/J00163 | D-CBJ-C16-0583
383046803 | TNB | DISTRIBUTION | WP PUTRAJAYA & CYBERJAYA | Existing | 11 kV | MAIN | RYB | VCBJ/PCE/J00163 | D-CBJ-C16-0583
383046812 | TNB | DISTRIBUTION | WP PUTRAJAYA & CYBERJAYA | Existing | 11 kV | MAIN | RYB | VCBJ/PCE/J00165 | D-CBJ-C17-0469
383046814 | TNB | DISTRIBUTION | WP PUTRAJAYA & CYBERJAYA | Existing | 11 kV | MAIN | RYB | VCBJ/PCE/J00165 | D-CBJ-C17-0469
383046817 | TNB | DISTRIBUTION | WP PUTRAJAYA & CYBERJAYA | Existing | 11 kV | MAIN | RYB | VCBJ/PCE/J00165 | D-CBJ-C17-0469
383046819 | TNB | DISTRIBUTION | WP PUTRAJAYA & CYBERJAYA | Existing | 11 kV | MAIN | RYB | VCBJ/PCE/J00165 | D-CBJ-C17-0469
383046822 | TNB | DISTRIBUTION | WP PUTRAJAYA & CYBERJAYA | Existing | 11 kV | MAIN | RYB | VCBJ/PCE/J00165 | D-CBJ-C17-0469
383046823 | TNB | DISTRIBUTION | WP PUTRAJAYA & CYBERJAYA | Existing | 11 kV | MAIN | RYB | VCBJ/PCE/J00165 | D-CBJ-C17-0469
383046828 | TNB | DISTRIBUTION | WP PUTRAJAYA & CYBERJAYA | Existing | 11 kV | MAIN | RYB | VCBJ/PCE/J00165 | D-CBJ-C17-0469
383046832 | TNB | DISTRIBUTION | WP PUTRAJAYA & CYBERJAYA | Existing | 11 kV | MAIN | RYB | VCBJ/PCE/J00165 | D-CBJ-C17-0469
383046834 | TNB | DISTRIBUTION | WP PUTRAJAYA & CYBERJAYA | Existing | 11 kV | MAIN | RYB | VCBJ/PCE/J00165 | D-CBJ-C17-0469
383046835 | TNB | DISTRIBUTION | WP PUTRAJAYA & CYBERJAYA | Existing | 11 kV | MAIN | RYB | VCBJ/PCE/J00165 | D-CBJ-C17-0469
383046839 | TNB | DISTRIBUTION | WP PUTRAJAYA & CYBERJAYA | Existing | 11 kV | MAIN | RYB | VCBJ/PCE/J00165 | D-CBJ-C17-0469
383046854 | TNB | DISTRIBUTION | WP PUTRAJAYA & CYBERJAYA | Existing | 11 kV | MAIN | RYB | VCBJ/PCE/J00158 | D-CBJ-C16-0576
383046855 | TNB | DISTRIBUTION | WP PUTRAJAYA & CYBERJAYA | Existing | 11 kV | MAIN | RYB | VCBJ/PCE/J00158 | D-CBJ-C16-0576
383046860 | TNB | DISTRIBUTION | WP PUTRAJAYA & CYBERJAYA | Existing | 11 kV | MAIN | RYB | VCBJ/PCE/J00158 | D-CBJ-C16-0576
383046866 | TNB | DISTRIBUTION | WP PUTRAJAYA & CYBERJAYA | Existing | 11 kV | MAIN | RYB | VCBJ/PCE/J00158 | D-CBJ-C16-0576
383046867 | TNB | DISTRIBUTION | WP PUTRAJAYA & CYBERJAYA | Existing | 11 kV | MAIN | RYB | VCBJ/PCE/J00158 | D-CBJ-C16-0576
383046871 | TNB | DISTRIBUTION | WP PUTRAJAYA & CYBERJAYA | Existing | 11 kV | MAIN | RYB | VCBJ/PCE/J00158 | D-CBJ-C16-0576
383046874 | TNB | DISTRIBUTION | WP PUTRAJAYA & CYBERJAYA | Existing | 11 kV | MAIN | RYB | VCBJ/PCE/J00158 | D-CBJ-C16-0576
383046875 | TNB | DISTRIBUTION | WP PUTRAJAYA & CYBERJAYA | Existing | 11 kV | MAIN | RYB | VCBJ/PCE/J00158 | D-CBJ-C16-0576
383046968 | TNB | DISTRIBUTION | WP PUTRAJAYA & CYBERJAYA | Existing | 11 kV | MAIN | RYB | VCBJ/PCE/J00159 | D-CBJ-C16-0576
383046969 | TNB | DISTRIBUTION | WP PUTRAJAYA & CYBERJAYA | Existing | 11 kV | MAIN | RYB | VCBJ/PCE/J00159 | D-CBJ-C16-0576
383046974 | TNB | DISTRIBUTION | WP PUTRAJAYA & CYBERJAYA | Existing | 11 kV | MAIN | RYB | VCBJ/PCE/J00159 | D-CBJ-C16-0576
383046980 | TNB | DISTRIBUTION | WP PUTRAJAYA & CYBERJAYA | Existing | 11 kV | MAIN | RYB | VCBJ/PCE/J00159 | D-CBJ-C16-0576
383046981 | TNB | DISTRIBUTION | WP PUTRAJAYA & CYBERJAYA | Existing | 11 kV | MAIN | RYB | VCBJ/PCE/J00159 | D-CBJ-C16-0576
383046985 | TNB | DISTRIBUTION | WP PUTRAJAYA & CYBERJAYA | Existing | 11 kV | MAIN | RYB | VCBJ/PCE/J00159 | D-CBJ-C16-0576
383046988 | TNB | DISTRIBUTION | WP PUTRAJAYA & CYBERJAYA | Existing | 11 kV | MAIN | RYB | VCBJ/PCE/J00159 | D-CBJ-C16-0576
383046989 | TNB | DISTRIBUTION | WP PUTRAJAYA & CYBERJAYA | Existing | 11 kV | MAIN | RYB | VCBJ/PCE/J00159 | D-CBJ-C16-0576
383047082 | TNB | DISTRIBUTION | WP PUTRAJAYA & CYBERJAYA | Existing | 11 kV | MAIN | RYB | VCBJ/PCE/J00160 | D-CBJ-C16-0576
383047083 | TNB | DISTRIBUTION | WP PUTRAJAYA & CYBERJAYA | Existing | 11 kV | MAIN | RYB | VCBJ/PCE/J00160 | D-CBJ-C16-0576
383047088 | TNB | DISTRIBUTION | WP PUTRAJAYA & CYBERJAYA | Existing | 11 kV | MAIN | RYB | VCBJ/PCE/J00160 | D-CBJ-C16-0576
383047094 | TNB | DISTRIBUTION | WP PUTRAJAYA & CYBERJAYA | Existing | 11 kV | MAIN | RYB | VCBJ/PCE/J00160 | D-CBJ-C16-0576
383047095 | TNB | DISTRIBUTION | WP PUTRAJAYA & CYBERJAYA | Existing | 11 kV | MAIN | RYB | VCBJ/PCE/J00160 | D-CBJ-C16-0576
383047099 | TNB | DISTRIBUTION | WP PUTRAJAYA & CYBERJAYA | Existing | 11 kV | MAIN | RYB | VCBJ/PCE/J00160 | D-CBJ-C16-0576
383047102 | TNB | DISTRIBUTION | WP PUTRAJAYA & CYBERJAYA | Existing | 11 kV | MAIN | RYB | VCBJ/PCE/J00160 | D-CBJ-C16-0576
383047103 | TNB | DISTRIBUTION | WP PUTRAJAYA & CYBERJAYA | Existing | 11 kV | MAIN | RYB | VCBJ/PCE/J00160 | D-CBJ-C16-0576
383338264 | TNB | DISTRIBUTION | WP PUTRAJAYA & CYBERJAYA | Existing | 11 kV |  | RYB | VPTJ/PCE/J10011 | SS 10.01 PMR (F1)
383338269 | TNB | DISTRIBUTION | WP PUTRAJAYA & CYBERJAYA | Existing | 11 kV |  | RYB | VPTJ/PCE/J10011 | SS 10.01 PMR (F1)
383338271 | TNB | DISTRIBUTION | WP PUTRAJAYA & CYBERJAYA | Existing | 11 kV |  | RYB | VPTJ/PCE/J10011 | SS 10.01 PMR (F1)
383338275 | TNB | DISTRIBUTION | WP PUTRAJAYA & CYBERJAYA | Existing | 11 kV |  | RYB | VPTJ/PCE/J10011 | SS 10.01 PMR (F1)
383338280 | TNB | DISTRIBUTION | WP PUTRAJAYA & CYBERJAYA | Existing | 11 kV |  | RYB | VPTJ/PCE/J10011 | SS 10.01 PMR (F1)
383338282 | TNB | DISTRIBUTION | WP PUTRAJAYA & CYBERJAYA | Existing | 11 kV |  | RYB | VPTJ/PCE/J10011 | SS 10.01 PMR (F1)
383338286 | TNB | DISTRIBUTION | WP PUTRAJAYA & CYBERJAYA | Existing | 11 kV |  | RYB | VPTJ/PCE/J10011 | SS 10.01 PMR (F1)
383338287 | TNB | DISTRIBUTION | WP PUTRAJAYA & CYBERJAYA | Existing | 11 kV |  | RYB | VPTJ/PCE/J10011 | SS 10.01 PMR (F1)
383338291 | TNB | DISTRIBUTION | WP PUTRAJAYA & CYBERJAYA | Existing | 11 kV |  | RYB | VPTJ/PCE/J10011 | SS 10.01 PMR (F1)
383338303 | TNB | DISTRIBUTION | WP PUTRAJAYA & CYBERJAYA | Existing | 11 kV | MAIN | RYB | VPTJ/PPU/G00023 | PPU PUTRAJAYA NO 23 | M
383338308 | TNB | DISTRIBUTION | WP PUTRAJAYA & CYBERJAYA | Existing | 11 kV |  | RYB | VPTJ/PPU/G00023 | PPU PUTRAJAYA NO 23
383338309 | TNB | DISTRIBUTION | WP PUTRAJAYA & CYBERJAYA | Existing | 11 kV |  | RYB | VPTJ/PPU/G00023 | PPU PUTRAJAYA NO 23
383338314 | TNB | DISTRIBUTION | WP PUTRAJAYA & CYBERJAYA | Existing | 11 kV |  | RYB | VCBJ/PCE/J00139 | D-CBJ-C15-0468
383338315 | TNB | DISTRIBUTION | WP PUTRAJAYA & CYBERJAYA | Existing | 11 kV |  | RYB | VCBJ/PCE/J00139 | D-CBJ-C15-0468
383338316 | TNB | DISTRIBUTION | WP PUTRAJAYA & CYBERJAYA | Existing | 11 kV |  | RYB | VCBJ/PCE/J00139 | D-CBJ-C15-0468
383338320 | TNB | DISTRIBUTION | WP PUTRAJAYA & CYBERJAYA | Existing | 11 kV |  | RYB | VCBJ/PCE/J00139 | D-CBJ-C15-0468
383338323 | TNB | DISTRIBUTION | WP PUTRAJAYA & CYBERJAYA | Existing | 11 kV |  | RYB | VCBJ/PCE/J00139 | D-CBJ-C15-0468
383338324 | TNB | DISTRIBUTION | WP PUTRAJAYA & CYBERJAYA | Existing | 11 kV |  | RYB | VCBJ/PCE/J00139 | D-CBJ-C15-0468
383338325 | TNB | DISTRIBUTION | WP PUTRAJAYA & CYBERJAYA | Existing | 11 kV |  | RYB | VCBJ/PCE/J00139 | D-CBJ-C15-0468
383338327 | TNB | DISTRIBUTION | WP PUTRAJAYA & CYBERJAYA | Existing | 11 kV |  | RYB | VCBJ/PCE/J00139 | D-CBJ-C15-0468
383338328 | TNB | DISTRIBUTION | WP PUTRAJAYA & CYBERJAYA | Existing | 11 kV |  | RYB | VCBJ/PCE/J00139 | D-CBJ-C15-0468
383338330 | TNB | DISTRIBUTION | WP PUTRAJAYA & CYBERJAYA | Existing | 11 kV |  | RYB | VCBJ/PCE/J00139 | D-CBJ-C15-0468
383338335 | TNB | DISTRIBUTION | WP PUTRAJAYA & CYBERJAYA | Existing | 11 kV |  | RYB | VCBJ/PCE/J00139 | D-CBJ-C15-0468
383338533 | TNB | DISTRIBUTION | WP PUTRAJAYA & CYBERJAYA | Existing | 11 kV |  | RYB | VCBJ/PCE/J00140 | D-CBJ-C15-0468
383338534 | TNB | DISTRIBUTION | WP PUTRAJAYA & CYBERJAYA | Existing | 11 kV |  | RYB | VCBJ/PCE/J00140 | D-CBJ-C15-0468
383338535 | TNB | DISTRIBUTION | WP PUTRAJAYA & CYBERJAYA | Existing | 11 kV |  | RYB | VCBJ/PCE/J00140 | D-CBJ-C15-0468
383338539 | TNB | DISTRIBUTION | WP PUTRAJAYA & CYBERJAYA | Existing | 11 kV |  | RYB | VCBJ/PCE/J00140 | D-CBJ-C15-0468
383338542 | TNB | DISTRIBUTION | WP PUTRAJAYA & CYBERJAYA | Existing | 11 kV |  | RYB | VCBJ/PCE/J00140 | D-CBJ-C15-0468
383338543 | TNB | DISTRIBUTION | WP PUTRAJAYA & CYBERJAYA | Existing | 11 kV |  | RYB | VCBJ/PCE/J00140 | D-CBJ-C15-0468
383338544 | TNB | DISTRIBUTION | WP PUTRAJAYA & CYBERJAYA | Existing | 11 kV |  | RYB | VCBJ/PCE/J00140 | D-CBJ-C15-0468
383338546 | TNB | DISTRIBUTION | WP PUTRAJAYA & CYBERJAYA | Existing | 11 kV |  | RYB | VCBJ/PCE/J00140 | D-CBJ-C15-0468
383338547 | TNB | DISTRIBUTION | WP PUTRAJAYA & CYBERJAYA | Existing | 11 kV |  | RYB | VCBJ/PCE/J00140 | D-CBJ-C15-0468
383338549 | TNB | DISTRIBUTION | WP PUTRAJAYA & CYBERJAYA | Existing | 11 kV |  | RYB | VCBJ/PCE/J00140 | D-CBJ-C15-0468
383338554 | TNB | DISTRIBUTION | WP PUTRAJAYA & CYBERJAYA | Existing | 11 kV |  | RYB | VCBJ/PCE/J00140 | D-CBJ-C15-0468
383346955 | TNB | DISTRIBUTION | WP PUTRAJAYA & CYBERJAYA | Existing | 11 kV |  | RYB | VCBJ/PCE/J24021 | PE 24.02 JELANG VISTA 1
383347046 | TNB | DISTRIBUTION | WP PUTRAJAYA & CYBERJAYA | Existing | 11 kV |  | RYB | VCBJ/PCE/J24021 | PE 24.02 JELANG VISTA 1
383347047 | TNB | DISTRIBUTION | WP PUTRAJAYA & CYBERJAYA | Existing | 11 kV |  | RYB | VCBJ/PCE/J24021 | PE 24.02 JELANG VISTA 1
383497171 | TNB | DISTRIBUTION | WP PUTRAJAYA & CYBERJAYA | Existing | 11 kV |  | RYB | VCBJ/PCE/J00147 | D-CBJ-C16-0575
383497173 | TNB | DISTRIBUTION | WP PUTRAJAYA & CYBERJAYA | Existing | 11 kV |  | RYB | VCBJ/PCE/J00147 | D-CBJ-C16-0575
383497175 | TNB | DISTRIBUTION | WP PUTRAJAYA & CYBERJAYA | Existing | 11 kV |  | RYB | VCBJ/PCE/J00147 | D-CBJ-C16-0575
383497178 | TNB | DISTRIBUTION | WP PUTRAJAYA & CYBERJAYA | Existing | 11 kV |  | RYB | VCBJ/PCE/J00147 | D-CBJ-C16-0575
383497179 | TNB | DISTRIBUTION | WP PUTRAJAYA & CYBERJAYA | Existing | 11 kV |  | RYB | VCBJ/PCE/J00147 | D-CBJ-C16-0575
383497180 | TNB | DISTRIBUTION | WP PUTRAJAYA & CYBERJAYA | Existing | 11 kV |  | RYB | VCBJ/PCE/J00147 | D-CBJ-C16-0575
383497183 | TNB | DISTRIBUTION | WP PUTRAJAYA & CYBERJAYA | Existing | 11 kV |  | RYB | VCBJ/PCE/J00147 | D-CBJ-C16-0575
383497185 | TNB | DISTRIBUTION | WP PUTRAJAYA & CYBERJAYA | Existing | 11 kV |  | RYB | VCBJ/PCE/J00147 | D-CBJ-C16-0575
383497188 | TNB | DISTRIBUTION | WP PUTRAJAYA & CYBERJAYA | Existing | 11 kV |  | RYB | VCBJ/PCE/J00147 | D-CBJ-C16-0575
383497189 | TNB | DISTRIBUTION | WP PUTRAJAYA & CYBERJAYA | Existing | 11 kV |  | RYB | VCBJ/PCE/J00147 | D-CBJ-C16-0575
383497190 | TNB | DISTRIBUTION | WP PUTRAJAYA & CYBERJAYA | Existing | 11 kV |  | RYB | VCBJ/PCE/J00147 | D-CBJ-C16-0575
383621668 | TNB | DISTRIBUTION | WP PUTRAJAYA & CYBERJAYA | Existing | 11 kV |  | RYB | VPTJ/PCE/J02301 | PE 2.30 2C5 PR2 PJ (F1)
383621670 | TNB | DISTRIBUTION | WP PUTRAJAYA & CYBERJAYA | Existing | 11 kV |  | RYB | VPTJ/PCE/J02301 | PE 2.30 2C5 PR2 PJ (F1)
383621673 | TNB | DISTRIBUTION | WP PUTRAJAYA & CYBERJAYA | Existing | 11 kV |  | RYB | VPTJ/PCE/J02301 | PE 2.30 2C5 PR2 PJ (F1)
383621675 | TNB | DISTRIBUTION | WP PUTRAJAYA & CYBERJAYA | Existing | 11 kV |  | RYB | VPTJ/PCE/J02301 | PE 2.30 2C5 PR2 PJ (F1)
383621678 | TNB | DISTRIBUTION | WP PUTRAJAYA & CYBERJAYA | Existing | 11 kV |  | RYB | VPTJ/PCE/J02301 | PE 2.30 2C5 PR2 PJ (F1)
383621679 | TNB | DISTRIBUTION | WP PUTRAJAYA & CYBERJAYA | Existing | 11 kV |  | RYB | VPTJ/PCE/J02301 | PE 2.30 2C5 PR2 PJ (F1)
383621684 | TNB | DISTRIBUTION | WP PUTRAJAYA & CYBERJAYA | Existing | 11 kV |  | RYB | VPTJ/PCE/J02301 | PE 2.30 2C5 PR2 PJ (F1)
383621686 | TNB | DISTRIBUTION | WP PUTRAJAYA & CYBERJAYA | Existing | 11 kV |  | RYB | VPTJ/PCE/J02301 | PE 2.30 2C5 PR2 PJ (F1)
383621688 | TNB | DISTRIBUTION | WP PUTRAJAYA & CYBERJAYA | Existing | 11 kV |  | RYB | VPTJ/PCE/J02301 | PE 2.30 2C5 PR2 PJ (F1)
383621690 | TNB | DISTRIBUTION | WP PUTRAJAYA & CYBERJAYA | Existing | 11 kV |  | RYB | VPTJ/PCE/J02301 | PE 2.30 2C5 PR2 PJ (F1)
383621691 | TNB | DISTRIBUTION | WP PUTRAJAYA & CYBERJAYA | Existing | 11 kV |  | RYB | VPTJ/PCE/J02301 | PE 2.30 2C5 PR2 PJ (F1)
383621695 | TNB | DISTRIBUTION | WP PUTRAJAYA & CYBERJAYA | Existing | 11 kV |  | RYB | VPTJ/PCE/J02301 | PE 2.30 2C5 PR2 PJ (F1)
383621700 | TNB | DISTRIBUTION | WP PUTRAJAYA & CYBERJAYA | Existing | 11 kV |  | RYB | VPTJ/PCE/J02302 | PE 2.30 2C5 PR2 PJ (F2)
383621702 | TNB | DISTRIBUTION | WP PUTRAJAYA & CYBERJAYA | Existing | 11 kV |  | RYB | VPTJ/PCE/J02302 | PE 2.30 2C5 PR2 PJ (F2)
383621705 | TNB | DISTRIBUTION | WP PUTRAJAYA & CYBERJAYA | Existing | 11 kV |  | RYB | VPTJ/PCE/J02302 | PE 2.30 2C5 PR2 PJ (F2)
383621707 | TNB | DISTRIBUTION | WP PUTRAJAYA & CYBERJAYA | Existing | 11 kV |  | RYB | VPTJ/PCE/J02302 | PE 2.30 2C5 PR2 PJ (F2)
383621710 | TNB | DISTRIBUTION | WP PUTRAJAYA & CYBERJAYA | Existing | 11 kV |  | RYB | VPTJ/PCE/J02302 | PE 2.30 2C5 PR2 PJ (F2)
383621711 | TNB | DISTRIBUTION | WP PUTRAJAYA & CYBERJAYA | Existing | 11 kV |  | RYB | VPTJ/PCE/J02302 | PE 2.30 2C5 PR2 PJ (F2)
383621716 | TNB | DISTRIBUTION | WP PUTRAJAYA & CYBERJAYA | Existing | 11 kV |  | RYB | VPTJ/PCE/J02302 | PE 2.30 2C5 PR2 PJ (F2)
383621718 | TNB | DISTRIBUTION | WP PUTRAJAYA & CYBERJAYA | Existing | 11 kV |  | RYB | VPTJ/PCE/J02302 | PE 2.30 2C5 PR2 PJ (F2)
383621720 | TNB | DISTRIBUTION | WP PUTRAJAYA & CYBERJAYA | Existing | 11 kV |  | RYB | VPTJ/PCE/J02302 | PE 2.30 2C5 PR2 PJ (F2)
383621722 | TNB | DISTRIBUTION | WP PUTRAJAYA & CYBERJAYA | Existing | 11 kV |  | RYB | VPTJ/PCE/J02302 | PE 2.30 2C5 PR2 PJ (F2)
383621723 | TNB | DISTRIBUTION | WP PUTRAJAYA & CYBERJAYA | Existing | 11 kV |  | RYB | VPTJ/PCE/J02302 | PE 2.30 2C5 PR2 PJ (F2)
383621727 | TNB | DISTRIBUTION | WP PUTRAJAYA & CYBERJAYA | Existing | 11 kV |  | RYB | VPTJ/PCE/J02302 | PE 2.30 2C5 PR2 PJ (F2)
384171299 | TNB | DISTRIBUTION | WP PUTRAJAYA & CYBERJAYA | Existing | 11 kV |  | RYB | VCBJ/PCE/J00152 | D-CBJ-C16-0439
384171300 | TNB | DISTRIBUTION | WP PUTRAJAYA & CYBERJAYA | Existing | 11 kV |  | RYB | VCBJ/PCE/J00152 | D-CBJ-C16-0439
384171305 | TNB | DISTRIBUTION | WP PUTRAJAYA & CYBERJAYA | Existing | 11 kV |  | RYB | VCBJ/PCE/J00152 | D-CBJ-C16-0439
384171311 | TNB | DISTRIBUTION | WP PUTRAJAYA & CYBERJAYA | Existing | 11 kV |  | RYB | VCBJ/PCE/J00152 | D-CBJ-C16-0439
384171312 | TNB | DISTRIBUTION | WP PUTRAJAYA & CYBERJAYA | Existing | 11 kV |  | RYB | VCBJ/PCE/J00152 | D-CBJ-C16-0439
384171316 | TNB | DISTRIBUTION | WP PUTRAJAYA & CYBERJAYA | Existing | 11 kV |  | RYB | VCBJ/PCE/J00152 | D-CBJ-C16-0439
384171319 | TNB | DISTRIBUTION | WP PUTRAJAYA & CYBERJAYA | Existing | 11 kV |  | RYB | VCBJ/PCE/J00152 | D-CBJ-C16-0439
384171320 | TNB | DISTRIBUTION | WP PUTRAJAYA & CYBERJAYA | Existing | 11 kV |  | RYB | VCBJ/PCE/J00152 | D-CBJ-C16-0439
384171417 | TNB | DISTRIBUTION | WP PUTRAJAYA & CYBERJAYA | Existing | 11 kV |  | RYB | VCBJ/PCE/J00154 | PE 24.45 CERIA CONDO B
384171418 | TNB | DISTRIBUTION | WP PUTRAJAYA & CYBERJAYA | Existing | 11 kV |  | RYB | VCBJ/PCE/J00154 | PE 24.45 CERIA CONDO B
384171419 | TNB | DISTRIBUTION | WP PUTRAJAYA & CYBERJAYA | Existing | 11 kV |  | RYB | VCBJ/PCE/J00154 | PE 24.45 CERIA CONDO B
384171426 | TNB | DISTRIBUTION | WP PUTRAJAYA & CYBERJAYA | Existing | 11 kV |  | RYB | VCBJ/PCE/J00154 | PE 24.45 CERIA CONDO B
384171429 | TNB | DISTRIBUTION | WP PUTRAJAYA & CYBERJAYA | Existing | 11 kV |  | RYB | VCBJ/PCE/J00154 | PE 24.45 CERIA CONDO B
384171430 | TNB | DISTRIBUTION | WP PUTRAJAYA & CYBERJAYA | Existing | 11 kV |  | RYB | VCBJ/PCE/J00154 | PE 24.45 CERIA CONDO B
384171431 | TNB | DISTRIBUTION | WP PUTRAJAYA & CYBERJAYA | Existing | 11 kV |  | RYB | VCBJ/PCE/J00154 | PE 24.45 CERIA CONDO B
384171433 | TNB | DISTRIBUTION | WP PUTRAJAYA & CYBERJAYA | Existing | 11 kV |  | RYB | VCBJ/PCE/J00154 | PE 24.45 CERIA CONDO B
384171434 | TNB | DISTRIBUTION | WP PUTRAJAYA & CYBERJAYA | Existing | 11 kV |  | RYB | VCBJ/PCE/J00154 | PE 24.45 CERIA CONDO B
384171436 | TNB | DISTRIBUTION | WP PUTRAJAYA & CYBERJAYA | Existing | 11 kV |  | RYB | VCBJ/PCE/J00154 | PE 24.45 CERIA CONDO B
384171444 | TNB | DISTRIBUTION | WP PUTRAJAYA & CYBERJAYA | Existing | 11 kV |  | RYB | VCBJ/PCE/J00154 | PE 24.45 CERIA CONDO B
384171628 | TNB | DISTRIBUTION | WP PUTRAJAYA & CYBERJAYA | Existing | 11 kV |  | RYB | VCBJ/PCE/J00153 | PE 24.44 CERIA CONDO A
384171629 | TNB | DISTRIBUTION | WP PUTRAJAYA & CYBERJAYA | Existing | 11 kV |  | RYB | VCBJ/PCE/J00153 | PE 24.44 CERIA CONDO A
384171630 | TNB | DISTRIBUTION | WP PUTRAJAYA & CYBERJAYA | Existing | 11 kV |  | RYB | VCBJ/PCE/J00153 | PE 24.44 CERIA CONDO A
384171637 | TNB | DISTRIBUTION | WP PUTRAJAYA & CYBERJAYA | Existing | 11 kV |  | RYB | VCBJ/PCE/J00153 | PE 24.44 CERIA CONDO A
384171640 | TNB | DISTRIBUTION | WP PUTRAJAYA & CYBERJAYA | Existing | 11 kV |  | RYB | VCBJ/PCE/J00153 | PE 24.44 CERIA CONDO A
384171641 | TNB | DISTRIBUTION | WP PUTRAJAYA & CYBERJAYA | Existing | 11 kV |  | RYB | VCBJ/PCE/J00153 | PE 24.44 CERIA CONDO A
384171642 | TNB | DISTRIBUTION | WP PUTRAJAYA & CYBERJAYA | Existing | 11 kV |  | RYB | VCBJ/PCE/J00153 | PE 24.44 CERIA CONDO A
384171644 | TNB | DISTRIBUTION | WP PUTRAJAYA & CYBERJAYA | Existing | 11 kV |  | RYB | VCBJ/PCE/J00153 | PE 24.44 CERIA CONDO A
384171645 | TNB | DISTRIBUTION | WP PUTRAJAYA & CYBERJAYA | Existing | 11 kV |  | RYB | VCBJ/PCE/J00153 | PE 24.44 CERIA CONDO A
384171647 | TNB | DISTRIBUTION | WP PUTRAJAYA & CYBERJAYA | Existing | 11 kV |  | RYB | VCBJ/PCE/J00153 | PE 24.44 CERIA CONDO A
384171655 | TNB | DISTRIBUTION | WP PUTRAJAYA & CYBERJAYA | Existing | 11 kV |  | RYB | VCBJ/PCE/J00153 | PE 24.44 CERIA CONDO A
384171990 | TNB | DISTRIBUTION | WP PUTRAJAYA & CYBERJAYA | Existing | 11 kV |  | RYB | VCBJ/PCE/J00167 | D-CBJ-C15-0497
384171991 | TNB | DISTRIBUTION | WP PUTRAJAYA & CYBERJAYA | Existing | 11 kV |  | RYB | VCBJ/PCE/J00167 | D-CBJ-C15-0497
384171996 | TNB | DISTRIBUTION | WP PUTRAJAYA & CYBERJAYA | Existing | 11 kV |  | RYB | VCBJ/PCE/J00167 | D-CBJ-C15-0497
384172002 | TNB | DISTRIBUTION | WP PUTRAJAYA & CYBERJAYA | Existing | 11 kV |  | RYB | VCBJ/PCE/J00167 | D-CBJ-C15-0497
384172003 | TNB | DISTRIBUTION | WP PUTRAJAYA & CYBERJAYA | Existing | 11 kV |  | RYB | VCBJ/PCE/J00167 | D-CBJ-C15-0497
384172007 | TNB | DISTRIBUTION | WP PUTRAJAYA & CYBERJAYA | Existing | 11 kV |  | RYB | VCBJ/PCE/J00167 | D-CBJ-C15-0497
384172010 | TNB | DISTRIBUTION | WP PUTRAJAYA & CYBERJAYA | Existing | 11 kV |  | RYB | VCBJ/PCE/J00167 | D-CBJ-C15-0497
384172011 | TNB | DISTRIBUTION | WP PUTRAJAYA & CYBERJAYA | Existing | 11 kV |  | RYB | VCBJ/PCE/J00167 | D-CBJ-C15-0497
384172103 | TNB | DISTRIBUTION | WP PUTRAJAYA & CYBERJAYA | Existing | 11 kV |  | RYB | VCBJ/PCE/J00168 | D-CBJ-C15-0497
384172108 | TNB | DISTRIBUTION | WP PUTRAJAYA & CYBERJAYA | Existing | 11 kV |  | RYB | VCBJ/PCE/J00168 | D-CBJ-C15-0497
384172111 | TNB | DISTRIBUTION | WP PUTRAJAYA & CYBERJAYA | Existing | 11 kV |  | RYB | VCBJ/PCE/J00168 | D-CBJ-C15-0497
384172112 | TNB | DISTRIBUTION | WP PUTRAJAYA & CYBERJAYA | Existing | 11 kV |  | RYB | VCBJ/PCE/J00168 | D-CBJ-C15-0497
384172113 | TNB | DISTRIBUTION | WP PUTRAJAYA & CYBERJAYA | Existing | 11 kV |  | RYB | VCBJ/PCE/J00168 | D-CBJ-C15-0497
384172117 | TNB | DISTRIBUTION | WP PUTRAJAYA & CYBERJAYA | Existing | 11 kV |  | RYB | VCBJ/PCE/J00168 | D-CBJ-C15-0497
384172121 | TNB | DISTRIBUTION | WP PUTRAJAYA & CYBERJAYA | Existing | 11 kV |  | RYB | VCBJ/PCE/J00168 | D-CBJ-C15-0497
384172136 | TNB | DISTRIBUTION | WP PUTRAJAYA & CYBERJAYA | Existing | 11 kV |  | RYB | VCBJ/PCE/J00168 | D-CBJ-C15-0497
384172232 | TNB | DISTRIBUTION | WP PUTRAJAYA & CYBERJAYA | Existing | 11 kV |  | RYB | VCBJ/PCE/J00169 | D-CBJ-C15-0497
384172237 | TNB | DISTRIBUTION | WP PUTRAJAYA & CYBERJAYA | Existing | 11 kV |  | RYB | VCBJ/PCE/J00169 | D-CBJ-C15-0497
384172240 | TNB | DISTRIBUTION | WP PUTRAJAYA & CYBERJAYA | Existing | 11 kV |  | RYB | VCBJ/PCE/J00169 | D-CBJ-C15-0497
384172241 | TNB | DISTRIBUTION | WP PUTRAJAYA & CYBERJAYA | Existing | 11 kV |  | RYB | VCBJ/PCE/J00169 | D-CBJ-C15-0497
384172242 | TNB | DISTRIBUTION | WP PUTRAJAYA & CYBERJAYA | Existing | 11 kV |  | RYB | VCBJ/PCE/J00169 | D-CBJ-C15-0497
384172246 | TNB | DISTRIBUTION | WP PUTRAJAYA & CYBERJAYA | Existing | 11 kV |  | RYB | VCBJ/PCE/J00169 | D-CBJ-C15-0497
384172250 | TNB | DISTRIBUTION | WP PUTRAJAYA & CYBERJAYA | Existing | 11 kV |  | RYB | VCBJ/PCE/J00169 | D-CBJ-C15-0497
384172265 | TNB | DISTRIBUTION | WP PUTRAJAYA & CYBERJAYA | Existing | 11 kV |  | RYB | VCBJ/PCE/J00169 | D-CBJ-C15-0497
384304413 | TNB | DISTRIBUTION | WP PUTRAJAYA & CYBERJAYA | Existing | 11 kV |  | RYB | VCBJ/PCE/J00155 | D-CBJ-C16-0532
384304414 | TNB | DISTRIBUTION | WP PUTRAJAYA & CYBERJAYA | Existing | 11 kV |  | RYB | VCBJ/PCE/J00155 | D-CBJ-C16-0532
384304419 | TNB | DISTRIBUTION | WP PUTRAJAYA & CYBERJAYA | Existing | 11 kV |  | RYB | VCBJ/PCE/J00155 | D-CBJ-C16-0532
384304425 | TNB | DISTRIBUTION | WP PUTRAJAYA & CYBERJAYA | Existing | 11 kV |  | RYB | VCBJ/PCE/J00155 | D-CBJ-C16-0532
384304426 | TNB | DISTRIBUTION | WP PUTRAJAYA & CYBERJAYA | Existing | 11 kV |  | RYB | VCBJ/PCE/J00155 | D-CBJ-C16-0532
384304430 | TNB | DISTRIBUTION | WP PUTRAJAYA & CYBERJAYA | Existing | 11 kV |  | RYB | VCBJ/PCE/J00155 | D-CBJ-C16-0532
384304433 | TNB | DISTRIBUTION | WP PUTRAJAYA & CYBERJAYA | Existing | 11 kV |  | RYB | VCBJ/PCE/J00155 | D-CBJ-C16-0532
384304434 | TNB | DISTRIBUTION | WP PUTRAJAYA & CYBERJAYA | Existing | 11 kV |  | RYB | VCBJ/PCE/J00155 | D-CBJ-C16-0532
384304541 | TNB | DISTRIBUTION | WP PUTRAJAYA & CYBERJAYA | Existing | 11 kV |  | RYB | VCBJ/PCE/J00161 | D-CBJ-C16-0533
384304546 | TNB | DISTRIBUTION | WP PUTRAJAYA & CYBERJAYA | Existing | 11 kV |  | RYB | VCBJ/PCE/J00161 | D-CBJ-C16-0533
384304548 | TNB | DISTRIBUTION | WP PUTRAJAYA & CYBERJAYA | Existing | 11 kV |  | RYB | VCBJ/PCE/J00161 | D-CBJ-C16-0533
384304552 | TNB | DISTRIBUTION | WP PUTRAJAYA & CYBERJAYA | Existing | 11 kV |  | RYB | VCBJ/PCE/J00161 | D-CBJ-C16-0533
384304557 | TNB | DISTRIBUTION | WP PUTRAJAYA & CYBERJAYA | Existing | 11 kV |  | RYB | VCBJ/PCE/J00161 | D-CBJ-C16-0533
384304563 | TNB | DISTRIBUTION | WP PUTRAJAYA & CYBERJAYA | Existing | 11 kV |  | RYB | VCBJ/PCE/J00161 | D-CBJ-C16-0533
384304564 | TNB | DISTRIBUTION | WP PUTRAJAYA & CYBERJAYA | Existing | 11 kV |  | RYB | VCBJ/PCE/J00161 | D-CBJ-C16-0533
384304568 | TNB | DISTRIBUTION | WP PUTRAJAYA & CYBERJAYA | Existing | 11 kV |  | RYB | VCBJ/PCE/J00161 | D-CBJ-C16-0533
384304573 | TNB | DISTRIBUTION | WP PUTRAJAYA & CYBERJAYA | Existing | 11 kV |  | RYB | VCBJ/PCE/J00162 | D-CBJ-C16-0533
384304578 | TNB | DISTRIBUTION | WP PUTRAJAYA & CYBERJAYA | Existing | 11 kV |  | RYB | VCBJ/PCE/J00162 | D-CBJ-C16-0533
384304580 | TNB | DISTRIBUTION | WP PUTRAJAYA & CYBERJAYA | Existing | 11 kV |  | RYB | VCBJ/PCE/J00162 | D-CBJ-C16-0533
384304584 | TNB | DISTRIBUTION | WP PUTRAJAYA & CYBERJAYA | Existing | 11 kV |  | RYB | VCBJ/PCE/J00162 | D-CBJ-C16-0533
384304589 | TNB | DISTRIBUTION | WP PUTRAJAYA & CYBERJAYA | Existing | 11 kV |  | RYB | VCBJ/PCE/J00162 | D-CBJ-C16-0533
384304595 | TNB | DISTRIBUTION | WP PUTRAJAYA & CYBERJAYA | Existing | 11 kV |  | RYB | VCBJ/PCE/J00162 | D-CBJ-C16-0533
384304596 | TNB | DISTRIBUTION | WP PUTRAJAYA & CYBERJAYA | Existing | 11 kV |  | RYB | VCBJ/PCE/J00162 | D-CBJ-C16-0533
384304600 | TNB | DISTRIBUTION | WP PUTRAJAYA & CYBERJAYA | Existing | 11 kV |  | RYB | VCBJ/PCE/J00162 | D-CBJ-C16-0533
384304618 | TNB | DISTRIBUTION | WP PUTRAJAYA & CYBERJAYA | Existing | 11 kV |  | RYB | VPTJ/PCE/J00421 | D-PTJ-C15-0992
384304623 | TNB | DISTRIBUTION | WP PUTRAJAYA & CYBERJAYA | Existing | 11 kV |  | RYB | VPTJ/PCE/J00421 | D-PTJ-C15-0992
384304625 | TNB | DISTRIBUTION | WP PUTRAJAYA & CYBERJAYA | Existing | 11 kV |  | RYB | VPTJ/PCE/J00421 | D-PTJ-C15-0992
384304629 | TNB | DISTRIBUTION | WP PUTRAJAYA & CYBERJAYA | Existing | 11 kV |  | RYB | VPTJ/PCE/J00421 | D-PTJ-C15-0992
384304634 | TNB | DISTRIBUTION | WP PUTRAJAYA & CYBERJAYA | Existing | 11 kV |  | RYB | VPTJ/PCE/J00421 | D-PTJ-C15-0992
384304640 | TNB | DISTRIBUTION | WP PUTRAJAYA & CYBERJAYA | Existing | 11 kV |  | RYB | VPTJ/PCE/J00421 | D-PTJ-C15-0992
384304641 | TNB | DISTRIBUTION | WP PUTRAJAYA & CYBERJAYA | Existing | 11 kV |  | RYB | VPTJ/PCE/J00421 | D-PTJ-C15-0992
384304645 | TNB | DISTRIBUTION | WP PUTRAJAYA & CYBERJAYA | Existing | 11 kV |  | RYB | VPTJ/PCE/J00421 | D-PTJ-C15-0992
384304650 | TNB | DISTRIBUTION | WP PUTRAJAYA & CYBERJAYA | Existing | 11 kV |  | RYB | VPTJ/PCE/J00422 | D-PTJ-C15-0992
384304655 | TNB | DISTRIBUTION | WP PUTRAJAYA & CYBERJAYA | Existing | 11 kV |  | RYB | VPTJ/PCE/J00422 | D-PTJ-C15-0992
384304657 | TNB | DISTRIBUTION | WP PUTRAJAYA & CYBERJAYA | Existing | 11 kV |  | RYB | VPTJ/PCE/J00422 | D-PTJ-C15-0992
384304661 | TNB | DISTRIBUTION | WP PUTRAJAYA & CYBERJAYA | Existing | 11 kV |  | RYB | VPTJ/PCE/J00422 | D-PTJ-C15-0992
384304666 | TNB | DISTRIBUTION | WP PUTRAJAYA & CYBERJAYA | Existing | 11 kV |  | RYB | VPTJ/PCE/J00422 | D-PTJ-C15-0992
384304672 | TNB | DISTRIBUTION | WP PUTRAJAYA & CYBERJAYA | Existing | 11 kV |  | RYB | VPTJ/PCE/J00422 | D-PTJ-C15-0992
384304673 | TNB | DISTRIBUTION | WP PUTRAJAYA & CYBERJAYA | Existing | 11 kV |  | RYB | VPTJ/PCE/J00422 | D-PTJ-C15-0992
384304677 | TNB | DISTRIBUTION | WP PUTRAJAYA & CYBERJAYA | Existing | 11 kV |  | RYB | VPTJ/PCE/J00422 | D-PTJ-C15-0992
384605869 | TNB | DISTRIBUTION | WP PUTRAJAYA & CYBERJAYA | Existing | 33 kV |  | RYB | VPTJ/PMU/G00002 | PMU DATO ABU BAKAR BAGINDA-ABBA 132/33KV
384605870 | TNB | DISTRIBUTION | WP PUTRAJAYA & CYBERJAYA | Existing | 33 kV | MAIN | RYB | VPTJ/PMU/G00002 | PMU DATO ABU BAKAR BAGINDA-ABBA 132/33KV | M
384605871 | TNB | DISTRIBUTION | WP PUTRAJAYA & CYBERJAYA | Existing | 33 kV | RESERVE | RYB | VPTJ/PMU/G00002 | PMU DATO ABU BAKAR BAGINDA-ABBA 132/33KV | R
384605872 | TNB | DISTRIBUTION | WP PUTRAJAYA & CYBERJAYA | Existing | 33 kV | RESERVE | RYB | VPTJ/PMU/G00002 | PMU DATO ABU BAKAR BAGINDA-ABBA 132/33KV | R
384605873 | TNB | DISTRIBUTION | WP PUTRAJAYA & CYBERJAYA | Existing | 33 kV |  | RYB | VPTJ/PMU/G00002 | PMU DATO ABU BAKAR BAGINDA-ABBA 132/33KV
384605878 | TNB | DISTRIBUTION | WP PUTRAJAYA & CYBERJAYA | Existing | 33 kV | MAIN | RYB | VPTJ/PMU/G00002 | PMU DATO ABU BAKAR BAGINDA-ABBA 132/33KV | M2
384605879 | TNB | DISTRIBUTION | WP PUTRAJAYA & CYBERJAYA | Existing | 33 kV |  | RYB | VPTJ/PMU/G00002 | PMU DATO ABU BAKAR BAGINDA-ABBA 132/33KV
384605880 | TNB | DISTRIBUTION | WP PUTRAJAYA & CYBERJAYA | Existing | 33 kV |  | RYB | VPTJ/PMU/G00002 | PMU DATO ABU BAKAR BAGINDA-ABBA 132/33KV
384605881 | TNB | DISTRIBUTION | WP PUTRAJAYA & CYBERJAYA | Existing | 33 kV | RESERVE | RYB | VPTJ/PMU/G00002 | PMU DATO ABU BAKAR BAGINDA-ABBA 132/33KV | R
384605882 | TNB | DISTRIBUTION | WP PUTRAJAYA & CYBERJAYA | Existing | 33 kV |  | RYB | VPTJ/PMU/G00002 | PMU DATO ABU BAKAR BAGINDA-ABBA 132/33KV
384605895 | TNB | DISTRIBUTION | WP PUTRAJAYA & CYBERJAYA | Existing | 33 kV |  | RYB | VPTJ/PMU/G00002 | PMU DATO ABU BAKAR BAGINDA-ABBA 132/33KV
384605901 | TNB | DISTRIBUTION | WP PUTRAJAYA & CYBERJAYA | Existing | 33 kV | MAIN | RYB | VPTJ/PMU/G00002 | PMU DATO ABU BAKAR BAGINDA-ABBA 132/33KV | M
384605903 | TNB | DISTRIBUTION | WP PUTRAJAYA & CYBERJAYA | Existing | 33 kV | MAIN | RYB | VPTJ/PMU/G00002 | PMU DATO ABU BAKAR BAGINDA-ABBA 132/33KV | M
384605904 | TNB | DISTRIBUTION | WP PUTRAJAYA & CYBERJAYA | Existing | 33 kV | RESERVE | RYB | VPTJ/PMU/G00002 | PMU DATO ABU BAKAR BAGINDA-ABBA 132/33KV | R
384605905 | TNB | DISTRIBUTION | WP PUTRAJAYA & CYBERJAYA | Existing | 33 kV | MAIN | RYB | VPTJ/PMU/G00002 | PMU DATO ABU BAKAR BAGINDA-ABBA 132/33KV | M
384605906 | TNB | DISTRIBUTION | WP PUTRAJAYA & CYBERJAYA | Existing | 33 kV |  | RYB | VPTJ/PMU/G00002 | PMU DATO ABU BAKAR BAGINDA-ABBA 132/33KV
384605916 | TNB | DISTRIBUTION | WP PUTRAJAYA & CYBERJAYA | Existing | 33 kV |  | RYB | VPTJ/PMU/G00002 | PMU DATO ABU BAKAR BAGINDA-ABBA 132/33KV
384605918 | TNB | DISTRIBUTION | WP PUTRAJAYA & CYBERJAYA | Existing | 33 kV | RESERVE | RYB | VPTJ/PMU/G00002 | PMU DATO ABU BAKAR BAGINDA-ABBA 132/33KV | R2
384605923 | TNB | DISTRIBUTION | WP PUTRAJAYA & CYBERJAYA | Existing | 33 kV |  | RYB | VPTJ/PMU/G00002 | PMU DATO ABU BAKAR BAGINDA-ABBA 132/33KV
384605934 | TNB | DISTRIBUTION | WP PUTRAJAYA & CYBERJAYA | Existing | 33 kV |  | RYB | VPTJ/PMU/G00002 | PMU DATO ABU BAKAR BAGINDA-ABBA 132/33KV
384605941 | TNB | DISTRIBUTION | WP PUTRAJAYA & CYBERJAYA | Existing | 33 kV | RESERVE | RYB | VPTJ/PMU/G00002 | PMU DATO ABU BAKAR BAGINDA-ABBA 132/33KV | R
384605942 | TNB | DISTRIBUTION | WP PUTRAJAYA & CYBERJAYA | Existing | 33 kV | MAIN | RYB | VPTJ/PMU/G00002 | PMU DATO ABU BAKAR BAGINDA-ABBA 132/33KV | M
384605943 | TNB | DISTRIBUTION | WP PUTRAJAYA & CYBERJAYA | Existing | 33 kV | MAIN | RYB | VPTJ/PMU/G00002 | PMU DATO ABU BAKAR BAGINDA-ABBA 132/33KV | M
384605944 | TNB | DISTRIBUTION | WP PUTRAJAYA & CYBERJAYA | Existing | 33 kV | RESERVE | RYB | VPTJ/PMU/G00002 | PMU DATO ABU BAKAR BAGINDA-ABBA 132/33KV | R
384605945 | TNB | DISTRIBUTION | WP PUTRAJAYA & CYBERJAYA | Existing | 33 kV | MAIN | RYB | VPTJ/PMU/G00002 | PMU DATO ABU BAKAR BAGINDA-ABBA 132/33KV | M
384605946 | TNB | DISTRIBUTION | WP PUTRAJAYA & CYBERJAYA | Existing | 33 kV | MAIN | RYB | VPTJ/PMU/G00002 | PMU DATO ABU BAKAR BAGINDA-ABBA 132/33KV | M
384605951 | TNB | DISTRIBUTION | WP PUTRAJAYA & CYBERJAYA | Existing | 33 kV |  | RYB | VPTJ/PMU/G00002 | PMU DATO ABU BAKAR BAGINDA-ABBA 132/33KV
384605952 | TNB | DISTRIBUTION | WP PUTRAJAYA & CYBERJAYA | Existing | 33 kV |  | RYB | VPTJ/PMU/G00002 | PMU DATO ABU BAKAR BAGINDA-ABBA 132/33KV
384605953 | TNB | DISTRIBUTION | WP PUTRAJAYA & CYBERJAYA | Existing | 33 kV | RESERVE | RYB | VPTJ/PMU/G00002 | PMU DATO ABU BAKAR BAGINDA-ABBA 132/33KV | R
384605954 | TNB | DISTRIBUTION | WP PUTRAJAYA & CYBERJAYA | Existing | 33 kV |  | RYB | VPTJ/PMU/G00002 | PMU DATO ABU BAKAR BAGINDA-ABBA 132/33KV
384605968 | TNB | DISTRIBUTION | WP PUTRAJAYA & CYBERJAYA | Existing | 33 kV | RESERVE | RYB | VPTJ/PMU/G00002 | PMU DATO ABU BAKAR BAGINDA-ABBA 132/33KV | R
384605969 | TNB | DISTRIBUTION | WP PUTRAJAYA & CYBERJAYA | Existing | 33 kV | MAIN | RYB | VPTJ/PMU/G00002 | PMU DATO ABU BAKAR BAGINDA-ABBA 132/33KV | M
384605970 | TNB | DISTRIBUTION | WP PUTRAJAYA & CYBERJAYA | Existing | 33 kV | RESERVE | RYB | VPTJ/PMU/G00002 | PMU DATO ABU BAKAR BAGINDA-ABBA 132/33KV | R
384605971 | TNB | DISTRIBUTION | WP PUTRAJAYA & CYBERJAYA | Existing | 33 kV | RESERVE | RYB | VPTJ/PMU/G00002 | PMU DATO ABU BAKAR BAGINDA-ABBA 132/33KV | R
384605972 | TNB | DISTRIBUTION | WP PUTRAJAYA & CYBERJAYA | Existing | 33 kV |  | RYB | VPTJ/PMU/G00002 | PMU DATO ABU BAKAR BAGINDA-ABBA 132/33KV
384605974 | TNB | DISTRIBUTION | WP PUTRAJAYA & CYBERJAYA | Existing | 33 kV | MAIN | RYB | VPTJ/PMU/G00002 | PMU DATO ABU BAKAR BAGINDA-ABBA 132/33KV | M
384605977 | TNB | DISTRIBUTION | WP PUTRAJAYA & CYBERJAYA | Existing | 33 kV |  | RYB | VPTJ/PMU/G00002 | PMU DATO ABU BAKAR BAGINDA-ABBA 132/33KV
384605978 | TNB | DISTRIBUTION | WP PUTRAJAYA & CYBERJAYA | Existing | 33 kV | RESERVE | RYB | VPTJ/PMU/G00002 | PMU DATO ABU BAKAR BAGINDA-ABBA 132/33KV | R
384605979 | TNB | DISTRIBUTION | WP PUTRAJAYA & CYBERJAYA | Existing | 33 kV | RESERVE | RYB | VPTJ/PMU/G00002 | PMU DATO ABU BAKAR BAGINDA-ABBA 132/33KV | R
384605980 | TNB | DISTRIBUTION | WP PUTRAJAYA & CYBERJAYA | Existing | 33 kV | RESERVE | RYB | VPTJ/PMU/G00002 | PMU DATO ABU BAKAR BAGINDA-ABBA 132/33KV | R
384605981 | TNB | DISTRIBUTION | WP PUTRAJAYA & CYBERJAYA | Existing | 33 kV |  | RYB | VPTJ/PMU/G00002 | PMU DATO ABU BAKAR BAGINDA-ABBA 132/33KV
384605982 | TNB | DISTRIBUTION | WP PUTRAJAYA & CYBERJAYA | Existing | 33 kV |  | RYB | VPTJ/PMU/G00002 | PMU DATO ABU BAKAR BAGINDA-ABBA 132/33KV
384605987 | TNB | DISTRIBUTION | WP PUTRAJAYA & CYBERJAYA | Existing | 33 kV | MAIN | RYB | VPTJ/PMU/G00002 | PMU DATO ABU BAKAR BAGINDA-ABBA 132/33KV | M
384605988 | TNB | DISTRIBUTION | WP PUTRAJAYA & CYBERJAYA | Existing | 33 kV | MAIN | RYB | VPTJ/PMU/G00002 | PMU DATO ABU BAKAR BAGINDA-ABBA 132/33KV | M
384605991 | TNB | DISTRIBUTION | WP PUTRAJAYA & CYBERJAYA | Existing | 33 kV |  | RYB | VPTJ/PMU/G00002 | PMU DATO ABU BAKAR BAGINDA-ABBA 132/33KV
384605992 | TNB | DISTRIBUTION | WP PUTRAJAYA & CYBERJAYA | Existing | 33 kV | RESERVE | RYB | VPTJ/PMU/G00002 | PMU DATO ABU BAKAR BAGINDA-ABBA 132/33KV | R
384605993 | TNB | DISTRIBUTION | WP PUTRAJAYA & CYBERJAYA | Existing | 33 kV |  | RYB | VPTJ/PMU/G00002 | PMU DATO ABU BAKAR BAGINDA-ABBA 132/33KV
384605995 | TNB | DISTRIBUTION | WP PUTRAJAYA & CYBERJAYA | Existing | 33 kV | MAIN | RYB | VPTJ/PMU/G00002 | PMU DATO ABU BAKAR BAGINDA-ABBA 132/33KV | M
384605997 | TNB | DISTRIBUTION | WP PUTRAJAYA & CYBERJAYA | Existing | 33 kV |  | RYB | VPTJ/PMU/G00002 | PMU DATO ABU BAKAR BAGINDA-ABBA 132/33KV
384605998 | TNB | DISTRIBUTION | WP PUTRAJAYA & CYBERJAYA | Existing | 33 kV |  | RYB | VPTJ/PMU/G00002 | PMU DATO ABU BAKAR BAGINDA-ABBA 132/33KV
384605999 | TNB | DISTRIBUTION | WP PUTRAJAYA & CYBERJAYA | Existing | 33 kV |  | RYB | VPTJ/PMU/G00002 | PMU DATO ABU BAKAR BAGINDA-ABBA 132/33KV
384606004 | TNB | DISTRIBUTION | WP PUTRAJAYA & CYBERJAYA | Existing | 33 kV |  | RYB | VPTJ/PMU/G00002 | PMU DATO ABU BAKAR BAGINDA-ABBA 132/33KV
384606007 | TNB | DISTRIBUTION | WP PUTRAJAYA & CYBERJAYA | Existing | 33 kV | RESERVE | RYB | VPTJ/PMU/G00002 | PMU DATO ABU BAKAR BAGINDA-ABBA 132/33KV | R
384606008 | TNB | DISTRIBUTION | WP PUTRAJAYA & CYBERJAYA | Existing | 33 kV |  | RYB | VPTJ/PMU/G00002 | PMU DATO ABU BAKAR BAGINDA-ABBA 132/33KV
384606009 | TNB | DISTRIBUTION | WP PUTRAJAYA & CYBERJAYA | Existing | 33 kV | MAIN | RYB | VPTJ/PMU/G00002 | PMU DATO ABU BAKAR BAGINDA-ABBA 132/33KV | M
384606010 | TNB | DISTRIBUTION | WP PUTRAJAYA & CYBERJAYA | Existing | 33 kV |  | RYB | VPTJ/PMU/G00002 | PMU DATO ABU BAKAR BAGINDA-ABBA 132/33KV
384606011 | TNB | DISTRIBUTION | WP PUTRAJAYA & CYBERJAYA | Existing | 33 kV | RESERVE | RYB | VPTJ/PMU/G00002 | PMU DATO ABU BAKAR BAGINDA-ABBA 132/33KV | R
384606012 | TNB | DISTRIBUTION | WP PUTRAJAYA & CYBERJAYA | Existing | 33 kV |  | RYB | VPTJ/PMU/G00002 | PMU DATO ABU BAKAR BAGINDA-ABBA 132/33KV
384606030 | TNB | DISTRIBUTION | WP PUTRAJAYA & CYBERJAYA | Existing | 33 kV |  | RYB | VPTJ/PMU/G00002 | PMU DATO ABU BAKAR BAGINDA-ABBA 132/33KV
384606031 | TNB | DISTRIBUTION | WP PUTRAJAYA & CYBERJAYA | Existing | 33 kV | RESERVE | RYB | VPTJ/PMU/G00002 | PMU DATO ABU BAKAR BAGINDA-ABBA 132/33KV | R
384606032 | TNB | DISTRIBUTION | WP PUTRAJAYA & CYBERJAYA | Existing | 33 kV | RESERVE | RYB | VPTJ/PMU/G00002 | PMU DATO ABU BAKAR BAGINDA-ABBA 132/33KV | R
384606033 | TNB | DISTRIBUTION | WP PUTRAJAYA & CYBERJAYA | Existing | 33 kV | RESERVE | RYB | VPTJ/PMU/G00002 | PMU DATO ABU BAKAR BAGINDA-ABBA 132/33KV | R
384606034 | TNB | DISTRIBUTION | WP PUTRAJAYA & CYBERJAYA | Existing | 33 kV | MAIN | RYB | VPTJ/PMU/G00002 | PMU DATO ABU BAKAR BAGINDA-ABBA 132/33KV | M
384606035 | TNB | DISTRIBUTION | WP PUTRAJAYA & CYBERJAYA | Existing | 33 kV | MAIN | RYB | VPTJ/PMU/G00002 | PMU DATO ABU BAKAR BAGINDA-ABBA 132/33KV | M
384606038 | TNB | DISTRIBUTION | WP PUTRAJAYA & CYBERJAYA | Existing | 33 kV |  | RYB | VPTJ/PMU/G00002 | PMU DATO ABU BAKAR BAGINDA-ABBA 132/33KV
384606039 | TNB | DISTRIBUTION | WP PUTRAJAYA & CYBERJAYA | Existing | 33 kV | RESERVE | RYB | VPTJ/PMU/G00002 | PMU DATO ABU BAKAR BAGINDA-ABBA 132/33KV | R
384606040 | TNB | DISTRIBUTION | WP PUTRAJAYA & CYBERJAYA | Existing | 33 kV |  | RYB | VPTJ/PMU/G00002 | PMU DATO ABU BAKAR BAGINDA-ABBA 132/33KV
384606051 | TNB | DISTRIBUTION | WP PUTRAJAYA & CYBERJAYA | Existing | 33 kV | MAIN | RYB | VPTJ/PMU/G00002 | PMU DATO ABU BAKAR BAGINDA-ABBA 132/33KV | M
384606052 | TNB | DISTRIBUTION | WP PUTRAJAYA & CYBERJAYA | Existing | 33 kV | RESERVE | RYB | VPTJ/PMU/G00002 | PMU DATO ABU BAKAR BAGINDA-ABBA 132/33KV | R
384606053 | TNB | DISTRIBUTION | WP PUTRAJAYA & CYBERJAYA | Existing | 33 kV |  | RYB | VPTJ/PMU/G00002 | PMU DATO ABU BAKAR BAGINDA-ABBA 132/33KV
384606054 | TNB | DISTRIBUTION | WP PUTRAJAYA & CYBERJAYA | Existing | 33 kV | MAIN | RYB | VPTJ/PMU/G00002 | PMU DATO ABU BAKAR BAGINDA-ABBA 132/33KV | M
384606055 | TNB | DISTRIBUTION | WP PUTRAJAYA & CYBERJAYA | Existing | 33 kV |  | RYB | VPTJ/PMU/G00002 | PMU DATO ABU BAKAR BAGINDA-ABBA 132/33KV
384606056 | TNB | DISTRIBUTION | WP PUTRAJAYA & CYBERJAYA | Existing | 33 kV | RESERVE | RYB | VPTJ/PMU/G00002 | PMU DATO ABU BAKAR BAGINDA-ABBA 132/33KV | R
384606057 | TNB | DISTRIBUTION | WP PUTRAJAYA & CYBERJAYA | Existing | 33 kV |  | RYB | VPTJ/PMU/G00002 | PMU DATO ABU BAKAR BAGINDA-ABBA 132/33KV
384606058 | TNB | DISTRIBUTION | WP PUTRAJAYA & CYBERJAYA | Existing | 33 kV | MAIN | RYB | VPTJ/PMU/G00002 | PMU DATO ABU BAKAR BAGINDA-ABBA 132/33KV | M
384606063 | TNB | DISTRIBUTION | WP PUTRAJAYA & CYBERJAYA | Existing | 33 kV |  | RYB | VPTJ/PMU/G00002 | PMU DATO ABU BAKAR BAGINDA-ABBA 132/33KV
384606064 | TNB | DISTRIBUTION | WP PUTRAJAYA & CYBERJAYA | Existing | 33 kV |  | RYB | VPTJ/PMU/G00002 | PMU DATO ABU BAKAR BAGINDA-ABBA 132/33KV
384606066 | TNB | DISTRIBUTION | WP PUTRAJAYA & CYBERJAYA | Existing | 33 kV | MAIN | RYB | VPTJ/PMU/G00002 | PMU DATO ABU BAKAR BAGINDA-ABBA 132/33KV | M
384606067 | TNB | DISTRIBUTION | WP PUTRAJAYA & CYBERJAYA | Existing | 33 kV |  | RYB | VPTJ/PMU/G00002 | PMU DATO ABU BAKAR BAGINDA-ABBA 132/33KV
384606076 | TNB | DISTRIBUTION | WP PUTRAJAYA & CYBERJAYA | Existing | 33 kV |  | RYB | VPTJ/PMU/G00002 | PMU DATO ABU BAKAR BAGINDA-ABBA 132/33KV
384606086 | TNB | DISTRIBUTION | WP PUTRAJAYA & CYBERJAYA | Existing | 33 kV | RESERVE | RYB | VPTJ/PMU/G00002 | PMU DATO ABU BAKAR BAGINDA-ABBA 132/33KV | R
384606093 | TNB | DISTRIBUTION | WP PUTRAJAYA & CYBERJAYA | Existing | 33 kV |  | RYB | VPTJ/PMU/G00002 | PMU DATO ABU BAKAR BAGINDA-ABBA 132/33KV
384606094 | TNB | DISTRIBUTION | WP PUTRAJAYA & CYBERJAYA | Existing | 33 kV |  | RYB | VPTJ/PMU/G00002 | PMU DATO ABU BAKAR BAGINDA-ABBA 132/33KV
384606095 | TNB | DISTRIBUTION | WP PUTRAJAYA & CYBERJAYA | Existing | 33 kV |  | RYB | VPTJ/PMU/G00002 | PMU DATO ABU BAKAR BAGINDA-ABBA 132/33KV
384606097 | TNB | DISTRIBUTION | WP PUTRAJAYA & CYBERJAYA | Existing | 33 kV | MAIN | RYB | VPTJ/PMU/G00002 | PMU DATO ABU BAKAR BAGINDA-ABBA 132/33KV | M
384606098 | TNB | DISTRIBUTION | WP PUTRAJAYA & CYBERJAYA | Existing | 33 kV | MAIN | RYB | VPTJ/PMU/G00002 | PMU DATO ABU BAKAR BAGINDA-ABBA 132/33KV | M
384606101 | TNB | DISTRIBUTION | WP PUTRAJAYA & CYBERJAYA | Existing | 33 kV |  | RYB | VPTJ/PMU/G00002 | PMU DATO ABU BAKAR BAGINDA-ABBA 132/33KV
384606102 | TNB | DISTRIBUTION | WP PUTRAJAYA & CYBERJAYA | Existing | 33 kV |  | RYB | VPTJ/PMU/G00002 | PMU DATO ABU BAKAR BAGINDA-ABBA 132/33KV
384606103 | TNB | DISTRIBUTION | WP PUTRAJAYA & CYBERJAYA | Existing | 33 kV |  | RYB | VPTJ/PMU/G00002 | PMU DATO ABU BAKAR BAGINDA-ABBA 132/33KV
384606104 | TNB | DISTRIBUTION | WP PUTRAJAYA & CYBERJAYA | Existing | 33 kV | MAIN | RYB | VPTJ/PMU/G00002 | PMU DATO ABU BAKAR BAGINDA-ABBA 132/33KV | M
384606105 | TNB | DISTRIBUTION | WP PUTRAJAYA & CYBERJAYA | Existing | 33 kV | MAIN | RYB | VPTJ/PMU/G00002 | PMU DATO ABU BAKAR BAGINDA-ABBA 132/33KV | M
384606106 | TNB | DISTRIBUTION | WP PUTRAJAYA & CYBERJAYA | Existing | 33 kV | MAIN | RYB | VPTJ/PMU/G00002 | PMU DATO ABU BAKAR BAGINDA-ABBA 132/33KV | M
384606107 | TNB | DISTRIBUTION | WP PUTRAJAYA & CYBERJAYA | Existing | 33 kV | MAIN | RYB | VPTJ/PMU/G00002 | PMU DATO ABU BAKAR BAGINDA-ABBA 132/33KV | M
384606108 | TNB | DISTRIBUTION | WP PUTRAJAYA & CYBERJAYA | Existing | 33 kV | RESERVE | RYB | VPTJ/PMU/G00002 | PMU DATO ABU BAKAR BAGINDA-ABBA 132/33KV | R
384606109 | TNB | DISTRIBUTION | WP PUTRAJAYA & CYBERJAYA | Existing | 33 kV |  | RYB | VPTJ/PMU/G00002 | PMU DATO ABU BAKAR BAGINDA-ABBA 132/33KV
384606110 | TNB | DISTRIBUTION | WP PUTRAJAYA & CYBERJAYA | Existing | 33 kV | RESERVE | RYB | VPTJ/PMU/G00002 | PMU DATO ABU BAKAR BAGINDA-ABBA 132/33KV | R
384606111 | TNB | DISTRIBUTION | WP PUTRAJAYA & CYBERJAYA | Existing | 33 kV | RESERVE | RYB | VPTJ/PMU/G00002 | PMU DATO ABU BAKAR BAGINDA-ABBA 132/33KV | R
384606112 | TNB | DISTRIBUTION | WP PUTRAJAYA & CYBERJAYA | Existing | 33 kV | RESERVE | RYB | VPTJ/PMU/G00002 | PMU DATO ABU BAKAR BAGINDA-ABBA 132/33KV | R
384606113 | TNB | DISTRIBUTION | WP PUTRAJAYA & CYBERJAYA | Existing | 33 kV |  | RYB | VPTJ/PMU/G00002 | PMU DATO ABU BAKAR BAGINDA-ABBA 132/33KV
384606114 | TNB | DISTRIBUTION | WP PUTRAJAYA & CYBERJAYA | Existing | 33 kV |  | RYB | VPTJ/PMU/G00002 | PMU DATO ABU BAKAR BAGINDA-ABBA 132/33KV
384606115 | TNB | DISTRIBUTION | WP PUTRAJAYA & CYBERJAYA | Existing | 33 kV |  | RYB | VPTJ/PMU/G00002 | PMU DATO ABU BAKAR BAGINDA-ABBA 132/33KV
384606120 | TNB | DISTRIBUTION | WP PUTRAJAYA & CYBERJAYA | Existing | 33 kV |  | RYB | VPTJ/PMU/G00002 | PMU DATO ABU BAKAR BAGINDA-ABBA 132/33KV
384606126 | TNB | DISTRIBUTION | WP PUTRAJAYA & CYBERJAYA | Existing | 33 kV | RESERVE | RYB | VPTJ/PMU/G00002 | PMU DATO ABU BAKAR BAGINDA-ABBA 132/33KV | R
384606127 | TNB | DISTRIBUTION | WP PUTRAJAYA & CYBERJAYA | Existing | 33 kV | MAIN | RYB | VPTJ/PMU/G00002 | PMU DATO ABU BAKAR BAGINDA-ABBA 132/33KV | M
384606128 | TNB | DISTRIBUTION | WP PUTRAJAYA & CYBERJAYA | Existing | 33 kV |  | RYB | VPTJ/PMU/G00002 | PMU DATO ABU BAKAR BAGINDA-ABBA 132/33KV
384606129 | TNB | DISTRIBUTION | WP PUTRAJAYA & CYBERJAYA | Existing | 33 kV | RESERVE | RYB | VPTJ/PMU/G00002 | PMU DATO ABU BAKAR BAGINDA-ABBA 132/33KV | R
384606130 | TNB | DISTRIBUTION | WP PUTRAJAYA & CYBERJAYA | Existing | 33 kV | MAIN | RYB | VPTJ/PMU/G00002 | PMU DATO ABU BAKAR BAGINDA-ABBA 132/33KV | M
384606131 | TNB | DISTRIBUTION | WP PUTRAJAYA & CYBERJAYA | Existing | 33 kV |  | RYB | VPTJ/PMU/G00002 | PMU DATO ABU BAKAR BAGINDA-ABBA 132/33KV
384606132 | TNB | DISTRIBUTION | WP PUTRAJAYA & CYBERJAYA | Existing | 33 kV |  | RYB | VPTJ/PMU/G00002 | PMU DATO ABU BAKAR BAGINDA-ABBA 132/33KV
384606133 | TNB | DISTRIBUTION | WP PUTRAJAYA & CYBERJAYA | Existing | 33 kV |  | RYB | VPTJ/PMU/G00002 | PMU DATO ABU BAKAR BAGINDA-ABBA 132/33KV
384606134 | TNB | DISTRIBUTION | WP PUTRAJAYA & CYBERJAYA | Existing | 33 kV |  | RYB | VPTJ/PMU/G00002 | PMU DATO ABU BAKAR BAGINDA-ABBA 132/33KV
384606135 | TNB | DISTRIBUTION | WP PUTRAJAYA & CYBERJAYA | Existing | 33 kV |  | RYB | VPTJ/PMU/G00002 | PMU DATO ABU BAKAR BAGINDA-ABBA 132/33KV
384606142 | TNB | DISTRIBUTION | WP PUTRAJAYA & CYBERJAYA | Existing | 33 kV |  | RYB | VPTJ/PMU/G00002 | PMU DATO ABU BAKAR BAGINDA-ABBA 132/33KV
384606143 | TNB | DISTRIBUTION | WP PUTRAJAYA & CYBERJAYA | Existing | 33 kV |  | RYB | VPTJ/PMU/G00002 | PMU DATO ABU BAKAR BAGINDA-ABBA 132/33KV
384606144 | TNB | DISTRIBUTION | WP PUTRAJAYA & CYBERJAYA | Existing | 33 kV | MAIN | RYB | VPTJ/PMU/G00002 | PMU DATO ABU BAKAR BAGINDA-ABBA 132/33KV | M
384606145 | TNB | DISTRIBUTION | WP PUTRAJAYA & CYBERJAYA | Existing | 33 kV | MAIN | RYB | VPTJ/PMU/G00002 | PMU DATO ABU BAKAR BAGINDA-ABBA 132/33KV | M
384606146 | TNB | DISTRIBUTION | WP PUTRAJAYA & CYBERJAYA | Existing | 33 kV | RESERVE | RYB | VPTJ/PMU/G00002 | PMU DATO ABU BAKAR BAGINDA-ABBA 132/33KV | R
384606147 | TNB | DISTRIBUTION | WP PUTRAJAYA & CYBERJAYA | Existing | 33 kV |  | RYB | VPTJ/PMU/G00002 | PMU DATO ABU BAKAR BAGINDA-ABBA 132/33KV
384606152 | TNB | DISTRIBUTION | WP PUTRAJAYA & CYBERJAYA | Existing | 33 kV |  | RYB | VPTJ/PMU/G00002 | PMU DATO ABU BAKAR BAGINDA-ABBA 132/33KV
384606160 | TNB | DISTRIBUTION | WP PUTRAJAYA & CYBERJAYA | Existing | 33 kV |  | RYB | VPTJ/PMU/G00002 | PMU DATO ABU BAKAR BAGINDA-ABBA 132/33KV
384606161 | TNB | DISTRIBUTION | WP PUTRAJAYA & CYBERJAYA | Existing | 33 kV | MAIN | RYB | VPTJ/PMU/G00002 | PMU DATO ABU BAKAR BAGINDA-ABBA 132/33KV | M
384606162 | TNB | DISTRIBUTION | WP PUTRAJAYA & CYBERJAYA | Existing | 33 kV | RESERVE | RYB | VPTJ/PMU/G00002 | PMU DATO ABU BAKAR BAGINDA-ABBA 132/33KV | R
384606163 | TNB | DISTRIBUTION | WP PUTRAJAYA & CYBERJAYA | Existing | 33 kV | RESERVE | RYB | VPTJ/PMU/G00002 | PMU DATO ABU BAKAR BAGINDA-ABBA 132/33KV | R
384606164 | TNB | DISTRIBUTION | WP PUTRAJAYA & CYBERJAYA | Existing | 33 kV |  | RYB | VPTJ/PMU/G00002 | PMU DATO ABU BAKAR BAGINDA-ABBA 132/33KV
384606169 | TNB | DISTRIBUTION | WP PUTRAJAYA & CYBERJAYA | Existing | 33 kV | MAIN | RYB | VPTJ/PMU/G00002 | PMU DATO ABU BAKAR BAGINDA-ABBA 132/33KV | M2
384606170 | TNB | DISTRIBUTION | WP PUTRAJAYA & CYBERJAYA | Existing | 33 kV |  | RYB | VPTJ/PMU/G00002 | PMU DATO ABU BAKAR BAGINDA-ABBA 132/33KV
384606171 | TNB | DISTRIBUTION | WP PUTRAJAYA & CYBERJAYA | Existing | 33 kV |  | RYB | VPTJ/PMU/G00002 | PMU DATO ABU BAKAR BAGINDA-ABBA 132/33KV
384606172 | TNB | DISTRIBUTION | WP PUTRAJAYA & CYBERJAYA | Existing | 33 kV | RESERVE | RYB | VPTJ/PMU/G00002 | PMU DATO ABU BAKAR BAGINDA-ABBA 132/33KV | R
384606173 | TNB | DISTRIBUTION | WP PUTRAJAYA & CYBERJAYA | Existing | 33 kV |  | RYB | VPTJ/PMU/G00002 | PMU DATO ABU BAKAR BAGINDA-ABBA 132/33KV
384606186 | TNB | DISTRIBUTION | WP PUTRAJAYA & CYBERJAYA | Existing | 33 kV |  | RYB | VPTJ/PMU/G00002 | PMU DATO ABU BAKAR BAGINDA-ABBA 132/33KV
384606192 | TNB | DISTRIBUTION | WP PUTRAJAYA & CYBERJAYA | Existing | 33 kV | MAIN | RYB | VPTJ/PMU/G00002 | PMU DATO ABU BAKAR BAGINDA-ABBA 132/33KV | M
384606194 | TNB | DISTRIBUTION | WP PUTRAJAYA & CYBERJAYA | Existing | 33 kV | MAIN | RYB | VPTJ/PMU/G00002 | PMU DATO ABU BAKAR BAGINDA-ABBA 132/33KV | M
384606195 | TNB | DISTRIBUTION | WP PUTRAJAYA & CYBERJAYA | Existing | 33 kV | RESERVE | RYB | VPTJ/PMU/G00002 | PMU DATO ABU BAKAR BAGINDA-ABBA 132/33KV | R
384606196 | TNB | DISTRIBUTION | WP PUTRAJAYA & CYBERJAYA | Existing | 33 kV | MAIN | RYB | VPTJ/PMU/G00002 | PMU DATO ABU BAKAR BAGINDA-ABBA 132/33KV | M
384606197 | TNB | DISTRIBUTION | WP PUTRAJAYA & CYBERJAYA | Existing | 33 kV |  | RYB | VPTJ/PMU/G00002 | PMU DATO ABU BAKAR BAGINDA-ABBA 132/33KV
384606207 | TNB | DISTRIBUTION | WP PUTRAJAYA & CYBERJAYA | Existing | 33 kV |  | RYB | VPTJ/PMU/G00002 | PMU DATO ABU BAKAR BAGINDA-ABBA 132/33KV
384606209 | TNB | DISTRIBUTION | WP PUTRAJAYA & CYBERJAYA | Existing | 33 kV | RESERVE | RYB | VPTJ/PMU/G00002 | PMU DATO ABU BAKAR BAGINDA-ABBA 132/33KV | R2
384606214 | TNB | DISTRIBUTION | WP PUTRAJAYA & CYBERJAYA | Existing | 33 kV |  | RYB | VPTJ/PMU/G00002 | PMU DATO ABU BAKAR BAGINDA-ABBA 132/33KV
384606225 | TNB | DISTRIBUTION | WP PUTRAJAYA & CYBERJAYA | Existing | 33 kV |  | RYB | VPTJ/PMU/G00002 | PMU DATO ABU BAKAR BAGINDA-ABBA 132/33KV
384606232 | TNB | DISTRIBUTION | WP PUTRAJAYA & CYBERJAYA | Existing | 33 kV | RESERVE | RYB | VPTJ/PMU/G00002 | PMU DATO ABU BAKAR BAGINDA-ABBA 132/33KV | R
384606233 | TNB | DISTRIBUTION | WP PUTRAJAYA & CYBERJAYA | Existing | 33 kV | MAIN | RYB | VPTJ/PMU/G00002 | PMU DATO ABU BAKAR BAGINDA-ABBA 132/33KV | M
384606234 | TNB | DISTRIBUTION | WP PUTRAJAYA & CYBERJAYA | Existing | 33 kV | MAIN | RYB | VPTJ/PMU/G00002 | PMU DATO ABU BAKAR BAGINDA-ABBA 132/33KV | M
384606235 | TNB | DISTRIBUTION | WP PUTRAJAYA & CYBERJAYA | Existing | 33 kV | RESERVE | RYB | VPTJ/PMU/G00002 | PMU DATO ABU BAKAR BAGINDA-ABBA 132/33KV | R
384606236 | TNB | DISTRIBUTION | WP PUTRAJAYA & CYBERJAYA | Existing | 33 kV | MAIN | RYB | VPTJ/PMU/G00002 | PMU DATO ABU BAKAR BAGINDA-ABBA 132/33KV | M
384606237 | TNB | DISTRIBUTION | WP PUTRAJAYA & CYBERJAYA | Existing | 33 kV | MAIN | RYB | VPTJ/PMU/G00002 | PMU DATO ABU BAKAR BAGINDA-ABBA 132/33KV | M
384606242 | TNB | DISTRIBUTION | WP PUTRAJAYA & CYBERJAYA | Existing | 33 kV |  | RYB | VPTJ/PMU/G00002 | PMU DATO ABU BAKAR BAGINDA-ABBA 132/33KV
384606243 | TNB | DISTRIBUTION | WP PUTRAJAYA & CYBERJAYA | Existing | 33 kV | MAIN | RYB | VPTJ/PMU/G00002 | PMU DATO ABU BAKAR BAGINDA-ABBA 132/33KV | M
384606244 | TNB | DISTRIBUTION | WP PUTRAJAYA & CYBERJAYA | Existing | 33 kV | RESERVE | RYB | VPTJ/PMU/G00002 | PMU DATO ABU BAKAR BAGINDA-ABBA 132/33KV | R
384606245 | TNB | DISTRIBUTION | WP PUTRAJAYA & CYBERJAYA | Existing | 33 kV |  | RYB | VPTJ/PMU/G00002 | PMU DATO ABU BAKAR BAGINDA-ABBA 132/33KV
384606259 | TNB | DISTRIBUTION | WP PUTRAJAYA & CYBERJAYA | Existing | 33 kV | RESERVE | RYB | VPTJ/PMU/G00002 | PMU DATO ABU BAKAR BAGINDA-ABBA 132/33KV | R
384606260 | TNB | DISTRIBUTION | WP PUTRAJAYA & CYBERJAYA | Existing | 33 kV | MAIN | RYB | VPTJ/PMU/G00002 | PMU DATO ABU BAKAR BAGINDA-ABBA 132/33KV | M
384606261 | TNB | DISTRIBUTION | WP PUTRAJAYA & CYBERJAYA | Existing | 33 kV | RESERVE | RYB | VPTJ/PMU/G00002 | PMU DATO ABU BAKAR BAGINDA-ABBA 132/33KV | R
384606262 | TNB | DISTRIBUTION | WP PUTRAJAYA & CYBERJAYA | Existing | 33 kV | RESERVE | RYB | VPTJ/PMU/G00002 | PMU DATO ABU BAKAR BAGINDA-ABBA 132/33KV | R
384606263 | TNB | DISTRIBUTION | WP PUTRAJAYA & CYBERJAYA | Existing | 33 kV |  | RYB | VPTJ/PMU/G00002 | PMU DATO ABU BAKAR BAGINDA-ABBA 132/33KV
384606265 | TNB | DISTRIBUTION | WP PUTRAJAYA & CYBERJAYA | Existing | 33 kV | MAIN | RYB | VPTJ/PMU/G00002 | PMU DATO ABU BAKAR BAGINDA-ABBA 132/33KV | M
384606268 | TNB | DISTRIBUTION | WP PUTRAJAYA & CYBERJAYA | Existing | 33 kV |  | RYB | VPTJ/PMU/G00002 | PMU DATO ABU BAKAR BAGINDA-ABBA 132/33KV
384606269 | TNB | DISTRIBUTION | WP PUTRAJAYA & CYBERJAYA | Existing | 33 kV | RESERVE | RYB | VPTJ/PMU/G00002 | PMU DATO ABU BAKAR BAGINDA-ABBA 132/33KV | R
384606270 | TNB | DISTRIBUTION | WP PUTRAJAYA & CYBERJAYA | Existing | 33 kV | RESERVE | RYB | VPTJ/PMU/G00002 | PMU DATO ABU BAKAR BAGINDA-ABBA 132/33KV | R
384606271 | TNB | DISTRIBUTION | WP PUTRAJAYA & CYBERJAYA | Existing | 33 kV | RESERVE | RYB | VPTJ/PMU/G00002 | PMU DATO ABU BAKAR BAGINDA-ABBA 132/33KV | R
384606272 | TNB | DISTRIBUTION | WP PUTRAJAYA & CYBERJAYA | Existing | 33 kV |  | RYB | VPTJ/PMU/G00002 | PMU DATO ABU BAKAR BAGINDA-ABBA 132/33KV
384606273 | TNB | DISTRIBUTION | WP PUTRAJAYA & CYBERJAYA | Existing | 33 kV |  | RYB | VPTJ/PMU/G00002 | PMU DATO ABU BAKAR BAGINDA-ABBA 132/33KV
384606278 | TNB | DISTRIBUTION | WP PUTRAJAYA & CYBERJAYA | Existing | 33 kV | MAIN | RYB | VPTJ/PMU/G00002 | PMU DATO ABU BAKAR BAGINDA-ABBA 132/33KV | M
384606279 | TNB | DISTRIBUTION | WP PUTRAJAYA & CYBERJAYA | Existing | 33 kV | MAIN | RYB | VPTJ/PMU/G00002 | PMU DATO ABU BAKAR BAGINDA-ABBA 132/33KV | M
384606282 | TNB | DISTRIBUTION | WP PUTRAJAYA & CYBERJAYA | Existing | 33 kV |  | RYB | VPTJ/PMU/G00002 | PMU DATO ABU BAKAR BAGINDA-ABBA 132/33KV
384606283 | TNB | DISTRIBUTION | WP PUTRAJAYA & CYBERJAYA | Existing | 33 kV | RESERVE | RYB | VPTJ/PMU/G00002 | PMU DATO ABU BAKAR BAGINDA-ABBA 132/33KV | R
384606284 | TNB | DISTRIBUTION | WP PUTRAJAYA & CYBERJAYA | Existing | 33 kV |  | RYB | VPTJ/PMU/G00002 | PMU DATO ABU BAKAR BAGINDA-ABBA 132/33KV
384606286 | TNB | DISTRIBUTION | WP PUTRAJAYA & CYBERJAYA | Existing | 33 kV | MAIN | RYB | VPTJ/PMU/G00002 | PMU DATO ABU BAKAR BAGINDA-ABBA 132/33KV | M
384606288 | TNB | DISTRIBUTION | WP PUTRAJAYA & CYBERJAYA | Existing | 33 kV |  | RYB | VPTJ/PMU/G00002 | PMU DATO ABU BAKAR BAGINDA-ABBA 132/33KV
384606289 | TNB | DISTRIBUTION | WP PUTRAJAYA & CYBERJAYA | Existing | 33 kV |  | RYB | VPTJ/PMU/G00002 | PMU DATO ABU BAKAR BAGINDA-ABBA 132/33KV
384606290 | TNB | DISTRIBUTION | WP PUTRAJAYA & CYBERJAYA | Existing | 33 kV |  | RYB | VPTJ/PMU/G00002 | PMU DATO ABU BAKAR BAGINDA-ABBA 132/33KV
384606295 | TNB | DISTRIBUTION | WP PUTRAJAYA & CYBERJAYA | Existing | 33 kV |  | RYB | VPTJ/PMU/G00002 | PMU DATO ABU BAKAR BAGINDA-ABBA 132/33KV
384606298 | TNB | DISTRIBUTION | WP PUTRAJAYA & CYBERJAYA | Existing | 33 kV | RESERVE | RYB | VPTJ/PMU/G00002 | PMU DATO ABU BAKAR BAGINDA-ABBA 132/33KV | R
384606299 | TNB | DISTRIBUTION | WP PUTRAJAYA & CYBERJAYA | Existing | 33 kV |  | RYB | VPTJ/PMU/G00002 | PMU DATO ABU BAKAR BAGINDA-ABBA 132/33KV
384606300 | TNB | DISTRIBUTION | WP PUTRAJAYA & CYBERJAYA | Existing | 33 kV | MAIN | RYB | VPTJ/PMU/G00002 | PMU DATO ABU BAKAR BAGINDA-ABBA 132/33KV | M
384606301 | TNB | DISTRIBUTION | WP PUTRAJAYA & CYBERJAYA | Existing | 33 kV |  | RYB | VPTJ/PMU/G00002 | PMU DATO ABU BAKAR BAGINDA-ABBA 132/33KV
384606302 | TNB | DISTRIBUTION | WP PUTRAJAYA & CYBERJAYA | Existing | 33 kV | RESERVE | RYB | VPTJ/PMU/G00002 | PMU DATO ABU BAKAR BAGINDA-ABBA 132/33KV | R
384606303 | TNB | DISTRIBUTION | WP PUTRAJAYA & CYBERJAYA | Existing | 33 kV |  | RYB | VPTJ/PMU/G00002 | PMU DATO ABU BAKAR BAGINDA-ABBA 132/33KV
384606321 | TNB | DISTRIBUTION | WP PUTRAJAYA & CYBERJAYA | Existing | 33 kV |  | RYB | VPTJ/PMU/G00002 | PMU DATO ABU BAKAR BAGINDA-ABBA 132/33KV
384606322 | TNB | DISTRIBUTION | WP PUTRAJAYA & CYBERJAYA | Existing | 33 kV | RESERVE | RYB | VPTJ/PMU/G00002 | PMU DATO ABU BAKAR BAGINDA-ABBA 132/33KV | R
384606323 | TNB | DISTRIBUTION | WP PUTRAJAYA & CYBERJAYA | Existing | 33 kV | RESERVE | RYB | VPTJ/PMU/G00002 | PMU DATO ABU BAKAR BAGINDA-ABBA 132/33KV | R
384606324 | TNB | DISTRIBUTION | WP PUTRAJAYA & CYBERJAYA | Existing | 33 kV | RESERVE | RYB | VPTJ/PMU/G00002 | PMU DATO ABU BAKAR BAGINDA-ABBA 132/33KV | R
384606325 | TNB | DISTRIBUTION | WP PUTRAJAYA & CYBERJAYA | Existing | 33 kV | MAIN | RYB | VPTJ/PMU/G00002 | PMU DATO ABU BAKAR BAGINDA-ABBA 132/33KV | M
384606326 | TNB | DISTRIBUTION | WP PUTRAJAYA & CYBERJAYA | Existing | 33 kV | MAIN | RYB | VPTJ/PMU/G00002 | PMU DATO ABU BAKAR BAGINDA-ABBA 132/33KV | M
384606329 | TNB | DISTRIBUTION | WP PUTRAJAYA & CYBERJAYA | Existing | 33 kV |  | RYB | VPTJ/PMU/G00002 | PMU DATO ABU BAKAR BAGINDA-ABBA 132/33KV
384606330 | TNB | DISTRIBUTION | WP PUTRAJAYA & CYBERJAYA | Existing | 33 kV | RESERVE | RYB | VPTJ/PMU/G00002 | PMU DATO ABU BAKAR BAGINDA-ABBA 132/33KV | R
384606331 | TNB | DISTRIBUTION | WP PUTRAJAYA & CYBERJAYA | Existing | 33 kV |  | RYB | VPTJ/PMU/G00002 | PMU DATO ABU BAKAR BAGINDA-ABBA 132/33KV
384606342 | TNB | DISTRIBUTION | WP PUTRAJAYA & CYBERJAYA | Existing | 33 kV | MAIN | RYB | VPTJ/PMU/G00002 | PMU DATO ABU BAKAR BAGINDA-ABBA 132/33KV | M
384606343 | TNB | DISTRIBUTION | WP PUTRAJAYA & CYBERJAYA | Existing | 33 kV | RESERVE | RYB | VPTJ/PMU/G00002 | PMU DATO ABU BAKAR BAGINDA-ABBA 132/33KV | R
384606344 | TNB | DISTRIBUTION | WP PUTRAJAYA & CYBERJAYA | Existing | 33 kV |  | RYB | VPTJ/PMU/G00002 | PMU DATO ABU BAKAR BAGINDA-ABBA 132/33KV
384606345 | TNB | DISTRIBUTION | WP PUTRAJAYA & CYBERJAYA | Existing | 33 kV | MAIN | RYB | VPTJ/PMU/G00002 | PMU DATO ABU BAKAR BAGINDA-ABBA 132/33KV | M
384606346 | TNB | DISTRIBUTION | WP PUTRAJAYA & CYBERJAYA | Existing | 33 kV |  | RYB | VPTJ/PMU/G00002 | PMU DATO ABU BAKAR BAGINDA-ABBA 132/33KV
384606347 | TNB | DISTRIBUTION | WP PUTRAJAYA & CYBERJAYA | Existing | 33 kV | RESERVE | RYB | VPTJ/PMU/G00002 | PMU DATO ABU BAKAR BAGINDA-ABBA 132/33KV | R
384606348 | TNB | DISTRIBUTION | WP PUTRAJAYA & CYBERJAYA | Existing | 33 kV |  | RYB | VPTJ/PMU/G00002 | PMU DATO ABU BAKAR BAGINDA-ABBA 132/33KV
384606349 | TNB | DISTRIBUTION | WP PUTRAJAYA & CYBERJAYA | Existing | 33 kV | MAIN | RYB | VPTJ/PMU/G00002 | PMU DATO ABU BAKAR BAGINDA-ABBA 132/33KV | M
384606354 | TNB | DISTRIBUTION | WP PUTRAJAYA & CYBERJAYA | Existing | 33 kV |  | RYB | VPTJ/PMU/G00002 | PMU DATO ABU BAKAR BAGINDA-ABBA 132/33KV
384606355 | TNB | DISTRIBUTION | WP PUTRAJAYA & CYBERJAYA | Existing | 33 kV |  | RYB | VPTJ/PMU/G00002 | PMU DATO ABU BAKAR BAGINDA-ABBA 132/33KV
384606357 | TNB | DISTRIBUTION | WP PUTRAJAYA & CYBERJAYA | Existing | 33 kV | MAIN | RYB | VPTJ/PMU/G00002 | PMU DATO ABU BAKAR BAGINDA-ABBA 132/33KV | M
384606358 | TNB | DISTRIBUTION | WP PUTRAJAYA & CYBERJAYA | Existing | 33 kV |  | RYB | VPTJ/PMU/G00002 | PMU DATO ABU BAKAR BAGINDA-ABBA 132/33KV
384606367 | TNB | DISTRIBUTION | WP PUTRAJAYA & CYBERJAYA | Existing | 33 kV |  | RYB | VPTJ/PMU/G00002 | PMU DATO ABU BAKAR BAGINDA-ABBA 132/33KV
384606377 | TNB | DISTRIBUTION | WP PUTRAJAYA & CYBERJAYA | Existing | 33 kV | RESERVE | RYB | VPTJ/PMU/G00002 | PMU DATO ABU BAKAR BAGINDA-ABBA 132/33KV | R
384606384 | TNB | DISTRIBUTION | WP PUTRAJAYA & CYBERJAYA | Existing | 33 kV |  | RYB | VPTJ/PMU/G00002 | PMU DATO ABU BAKAR BAGINDA-ABBA 132/33KV
384606385 | TNB | DISTRIBUTION | WP PUTRAJAYA & CYBERJAYA | Existing | 33 kV |  | RYB | VPTJ/PMU/G00002 | PMU DATO ABU BAKAR BAGINDA-ABBA 132/33KV
384606386 | TNB | DISTRIBUTION | WP PUTRAJAYA & CYBERJAYA | Existing | 33 kV |  | RYB | VPTJ/PMU/G00002 | PMU DATO ABU BAKAR BAGINDA-ABBA 132/33KV
384606388 | TNB | DISTRIBUTION | WP PUTRAJAYA & CYBERJAYA | Existing | 33 kV | MAIN | RYB | VPTJ/PMU/G00002 | PMU DATO ABU BAKAR BAGINDA-ABBA 132/33KV | M
384606389 | TNB | DISTRIBUTION | WP PUTRAJAYA & CYBERJAYA | Existing | 33 kV | MAIN | RYB | VPTJ/PMU/G00002 | PMU DATO ABU BAKAR BAGINDA-ABBA 132/33KV | M
384606392 | TNB | DISTRIBUTION | WP PUTRAJAYA & CYBERJAYA | Existing | 33 kV |  | RYB | VPTJ/PMU/G00002 | PMU DATO ABU BAKAR BAGINDA-ABBA 132/33KV
384606393 | TNB | DISTRIBUTION | WP PUTRAJAYA & CYBERJAYA | Existing | 33 kV |  | RYB | VPTJ/PMU/G00002 | PMU DATO ABU BAKAR BAGINDA-ABBA 132/33KV
384606394 | TNB | DISTRIBUTION | WP PUTRAJAYA & CYBERJAYA | Existing | 33 kV |  | RYB | VPTJ/PMU/G00002 | PMU DATO ABU BAKAR BAGINDA-ABBA 132/33KV
384606395 | TNB | DISTRIBUTION | WP PUTRAJAYA & CYBERJAYA | Existing | 33 kV | MAIN | RYB | VPTJ/PMU/G00002 | PMU DATO ABU BAKAR BAGINDA-ABBA 132/33KV | M
384606396 | TNB | DISTRIBUTION | WP PUTRAJAYA & CYBERJAYA | Existing | 33 kV | MAIN | RYB | VPTJ/PMU/G00002 | PMU DATO ABU BAKAR BAGINDA-ABBA 132/33KV | M
384606397 | TNB | DISTRIBUTION | WP PUTRAJAYA & CYBERJAYA | Existing | 33 kV | MAIN | RYB | VPTJ/PMU/G00002 | PMU DATO ABU BAKAR BAGINDA-ABBA 132/33KV | M
384606398 | TNB | DISTRIBUTION | WP PUTRAJAYA & CYBERJAYA | Existing | 33 kV | MAIN | RYB | VPTJ/PMU/G00002 | PMU DATO ABU BAKAR BAGINDA-ABBA 132/33KV | M
384606399 | TNB | DISTRIBUTION | WP PUTRAJAYA & CYBERJAYA | Existing | 33 kV | RESERVE | RYB | VPTJ/PMU/G00002 | PMU DATO ABU BAKAR BAGINDA-ABBA 132/33KV | R
384606400 | TNB | DISTRIBUTION | WP PUTRAJAYA & CYBERJAYA | Existing | 33 kV |  | RYB | VPTJ/PMU/G00002 | PMU DATO ABU BAKAR BAGINDA-ABBA 132/33KV
384606401 | TNB | DISTRIBUTION | WP PUTRAJAYA & CYBERJAYA | Existing | 33 kV | RESERVE | RYB | VPTJ/PMU/G00002 | PMU DATO ABU BAKAR BAGINDA-ABBA 132/33KV | R
384606402 | TNB | DISTRIBUTION | WP PUTRAJAYA & CYBERJAYA | Existing | 33 kV | RESERVE | RYB | VPTJ/PMU/G00002 | PMU DATO ABU BAKAR BAGINDA-ABBA 132/33KV | R
384606403 | TNB | DISTRIBUTION | WP PUTRAJAYA & CYBERJAYA | Existing | 33 kV | RESERVE | RYB | VPTJ/PMU/G00002 | PMU DATO ABU BAKAR BAGINDA-ABBA 132/33KV | R
384606404 | TNB | DISTRIBUTION | WP PUTRAJAYA & CYBERJAYA | Existing | 33 kV |  | RYB | VPTJ/PMU/G00002 | PMU DATO ABU BAKAR BAGINDA-ABBA 132/33KV
384606405 | TNB | DISTRIBUTION | WP PUTRAJAYA & CYBERJAYA | Existing | 33 kV |  | RYB | VPTJ/PMU/G00002 | PMU DATO ABU BAKAR BAGINDA-ABBA 132/33KV
384606406 | TNB | DISTRIBUTION | WP PUTRAJAYA & CYBERJAYA | Existing | 33 kV |  | RYB | VPTJ/PMU/G00002 | PMU DATO ABU BAKAR BAGINDA-ABBA 132/33KV
384606411 | TNB | DISTRIBUTION | WP PUTRAJAYA & CYBERJAYA | Existing | 33 kV |  | RYB | VPTJ/PMU/G00002 | PMU DATO ABU BAKAR BAGINDA-ABBA 132/33KV
384606417 | TNB | DISTRIBUTION | WP PUTRAJAYA & CYBERJAYA | Existing | 33 kV | RESERVE | RYB | VPTJ/PMU/G00002 | PMU DATO ABU BAKAR BAGINDA-ABBA 132/33KV | R
384606418 | TNB | DISTRIBUTION | WP PUTRAJAYA & CYBERJAYA | Existing | 33 kV | MAIN | RYB | VPTJ/PMU/G00002 | PMU DATO ABU BAKAR BAGINDA-ABBA 132/33KV | M
384606419 | TNB | DISTRIBUTION | WP PUTRAJAYA & CYBERJAYA | Existing | 33 kV |  | RYB | VPTJ/PMU/G00002 | PMU DATO ABU BAKAR BAGINDA-ABBA 132/33KV
384606420 | TNB | DISTRIBUTION | WP PUTRAJAYA & CYBERJAYA | Existing | 33 kV | RESERVE | RYB | VPTJ/PMU/G00002 | PMU DATO ABU BAKAR BAGINDA-ABBA 132/33KV | R
384606421 | TNB | DISTRIBUTION | WP PUTRAJAYA & CYBERJAYA | Existing | 33 kV | MAIN | RYB | VPTJ/PMU/G00002 | PMU DATO ABU BAKAR BAGINDA-ABBA 132/33KV | M
384606422 | TNB | DISTRIBUTION | WP PUTRAJAYA & CYBERJAYA | Existing | 33 kV |  | RYB | VPTJ/PMU/G00002 | PMU DATO ABU BAKAR BAGINDA-ABBA 132/33KV
384606423 | TNB | DISTRIBUTION | WP PUTRAJAYA & CYBERJAYA | Existing | 33 kV |  | RYB | VPTJ/PMU/G00002 | PMU DATO ABU BAKAR BAGINDA-ABBA 132/33KV
384606424 | TNB | DISTRIBUTION | WP PUTRAJAYA & CYBERJAYA | Existing | 33 kV |  | RYB | VPTJ/PMU/G00002 | PMU DATO ABU BAKAR BAGINDA-ABBA 132/33KV
384606425 | TNB | DISTRIBUTION | WP PUTRAJAYA & CYBERJAYA | Existing | 33 kV |  | RYB | VPTJ/PMU/G00002 | PMU DATO ABU BAKAR BAGINDA-ABBA 132/33KV
384606426 | TNB | DISTRIBUTION | WP PUTRAJAYA & CYBERJAYA | Existing | 33 kV |  | RYB | VPTJ/PMU/G00002 | PMU DATO ABU BAKAR BAGINDA-ABBA 132/33KV
384606433 | TNB | DISTRIBUTION | WP PUTRAJAYA & CYBERJAYA | Existing | 33 kV |  | RYB | VPTJ/PMU/G00002 | PMU DATO ABU BAKAR BAGINDA-ABBA 132/33KV
384606434 | TNB | DISTRIBUTION | WP PUTRAJAYA & CYBERJAYA | Existing | 33 kV |  | RYB | VPTJ/PMU/G00002 | PMU DATO ABU BAKAR BAGINDA-ABBA 132/33KV
384606435 | TNB | DISTRIBUTION | WP PUTRAJAYA & CYBERJAYA | Existing | 33 kV | MAIN | RYB | VPTJ/PMU/G00002 | PMU DATO ABU BAKAR BAGINDA-ABBA 132/33KV | M
384606436 | TNB | DISTRIBUTION | WP PUTRAJAYA & CYBERJAYA | Existing | 33 kV | MAIN | RYB | VPTJ/PMU/G00002 | PMU DATO ABU BAKAR BAGINDA-ABBA 132/33KV | M
384606437 | TNB | DISTRIBUTION | WP PUTRAJAYA & CYBERJAYA | Existing | 33 kV | RESERVE | RYB | VPTJ/PMU/G00002 | PMU DATO ABU BAKAR BAGINDA-ABBA 132/33KV | R
384606438 | TNB | DISTRIBUTION | WP PUTRAJAYA & CYBERJAYA | Existing | 33 kV |  | RYB | VPTJ/PMU/G00002 | PMU DATO ABU BAKAR BAGINDA-ABBA 132/33KV
384606443 | TNB | DISTRIBUTION | WP PUTRAJAYA & CYBERJAYA | Existing | 33 kV |  | RYB | VPTJ/PMU/G00002 | PMU DATO ABU BAKAR BAGINDA-ABBA 132/33KV
384607074 | TNB | DISTRIBUTION | WP PUTRAJAYA & CYBERJAYA | Existing | 11 kV |  | RYB | VPTJ/PMU/J00002 | PMU DATO ABU BAKAR BAGINDA-ABBA 33/11KV
384607081 | TNB | DISTRIBUTION | WP PUTRAJAYA & CYBERJAYA | Existing | 11 kV |  | RYB | VPTJ/PMU/J00002 | PMU DATO ABU BAKAR BAGINDA-ABBA 33/11KV
384607082 | TNB | DISTRIBUTION | WP PUTRAJAYA & CYBERJAYA | Existing | 11 kV |  | RYB | VPTJ/PMU/J00002 | PMU DATO ABU BAKAR BAGINDA-ABBA 33/11KV
384607095 | TNB | DISTRIBUTION | WP PUTRAJAYA & CYBERJAYA | Existing | 11 kV | RESERVE | RYB | VPTJ/PMU/J00002 | PMU DATO ABU BAKAR BAGINDA-ABBA 33/11KV | R
384607097 | TNB | DISTRIBUTION | WP PUTRAJAYA & CYBERJAYA | Existing | 11 kV |  | RYB | VPTJ/PMU/J00002 | PMU DATO ABU BAKAR BAGINDA-ABBA 33/11KV
384607100 | TNB | DISTRIBUTION | WP PUTRAJAYA & CYBERJAYA | Existing | 11 kV |  | RYB | VPTJ/PMU/J00002 | PMU DATO ABU BAKAR BAGINDA-ABBA 33/11KV
384607103 | TNB | DISTRIBUTION | WP PUTRAJAYA & CYBERJAYA | Existing | 11 kV |  | RYB | VPTJ/PMU/J00002 | PMU DATO ABU BAKAR BAGINDA-ABBA 33/11KV
384607108 | TNB | DISTRIBUTION | WP PUTRAJAYA & CYBERJAYA | Existing | 11 kV |  | RYB | VPTJ/PMU/J00002 | PMU DATO ABU BAKAR BAGINDA-ABBA 33/11KV
384607110 | TNB | DISTRIBUTION | WP PUTRAJAYA & CYBERJAYA | Existing | 11 kV |  | RYB | VPTJ/PMU/J00002 | PMU DATO ABU BAKAR BAGINDA-ABBA 33/11KV
384607112 | TNB | DISTRIBUTION | WP PUTRAJAYA & CYBERJAYA | Existing | 11 kV | RESERVE | RYB | VPTJ/PMU/J00002 | PMU DATO ABU BAKAR BAGINDA-ABBA 33/11KV | R
384607115 | TNB | DISTRIBUTION | WP PUTRAJAYA & CYBERJAYA | Existing | 11 kV |  | RYB | VPTJ/PMU/J00002 | PMU DATO ABU BAKAR BAGINDA-ABBA 33/11KV
384607116 | TNB | DISTRIBUTION | WP PUTRAJAYA & CYBERJAYA | Existing | 11 kV | MAIN | RYB | VPTJ/PMU/J00002 | PMU DATO ABU BAKAR BAGINDA-ABBA 33/11KV | M
384607117 | TNB | DISTRIBUTION | WP PUTRAJAYA & CYBERJAYA | Existing | 11 kV |  | RYB | VPTJ/PMU/J00002 | PMU DATO ABU BAKAR BAGINDA-ABBA 33/11KV
384607118 | TNB | DISTRIBUTION | WP PUTRAJAYA & CYBERJAYA | Existing | 11 kV | RESERVE | RYB | VPTJ/PMU/J00002 | PMU DATO ABU BAKAR BAGINDA-ABBA 33/11KV | R
384607122 | TNB | DISTRIBUTION | WP PUTRAJAYA & CYBERJAYA | Existing | 11 kV |  | RYB | VPTJ/PMU/J00002 | PMU DATO ABU BAKAR BAGINDA-ABBA 33/11KV
384607123 | TNB | DISTRIBUTION | WP PUTRAJAYA & CYBERJAYA | Existing | 11 kV |  | RYB | VPTJ/PMU/J00002 | PMU DATO ABU BAKAR BAGINDA-ABBA 33/11KV
384607128 | TNB | DISTRIBUTION | WP PUTRAJAYA & CYBERJAYA | Existing | 11 kV |  | RYB | VPTJ/PMU/J00002 | PMU DATO ABU BAKAR BAGINDA-ABBA 33/11KV
384607129 | TNB | DISTRIBUTION | WP PUTRAJAYA & CYBERJAYA | Existing | 11 kV |  | RYB | VPTJ/PMU/J00002 | PMU DATO ABU BAKAR BAGINDA-ABBA 33/11KV
384607130 | TNB | DISTRIBUTION | WP PUTRAJAYA & CYBERJAYA | Existing | 11 kV |  | RYB | VPTJ/PMU/J00002 | PMU DATO ABU BAKAR BAGINDA-ABBA 33/11KV
384607131 | TNB | DISTRIBUTION | WP PUTRAJAYA & CYBERJAYA | Existing | 11 kV | MAIN | RYB | VPTJ/PMU/J00002 | PMU DATO ABU BAKAR BAGINDA-ABBA 33/11KV | M
384607132 | TNB | DISTRIBUTION | WP PUTRAJAYA & CYBERJAYA | Existing | 11 kV | RESERVE | RYB | VPTJ/PMU/J00002 | PMU DATO ABU BAKAR BAGINDA-ABBA 33/11KV | R
384607133 | TNB | DISTRIBUTION | WP PUTRAJAYA & CYBERJAYA | Existing | 11 kV | MAIN | RYB | VPTJ/PMU/J00002 | PMU DATO ABU BAKAR BAGINDA-ABBA 33/11KV | M
384607136 | TNB | DISTRIBUTION | WP PUTRAJAYA & CYBERJAYA | Existing | 11 kV | RESERVE | RYB | VPTJ/PMU/J00002 | PMU DATO ABU BAKAR BAGINDA-ABBA 33/11KV | R
384607137 | TNB | DISTRIBUTION | WP PUTRAJAYA & CYBERJAYA | Existing | 11 kV | MAIN | RYB | VPTJ/PMU/J00002 | PMU DATO ABU BAKAR BAGINDA-ABBA 33/11KV | M
384607138 | TNB | DISTRIBUTION | WP PUTRAJAYA & CYBERJAYA | Existing | 11 kV |  | RYB | VPTJ/PMU/J00002 | PMU DATO ABU BAKAR BAGINDA-ABBA 33/11KV
384607139 | TNB | DISTRIBUTION | WP PUTRAJAYA & CYBERJAYA | Existing | 11 kV |  | RYB | VPTJ/PMU/J00002 | PMU DATO ABU BAKAR BAGINDA-ABBA 33/11KV
384607144 | TNB | DISTRIBUTION | WP PUTRAJAYA & CYBERJAYA | Existing | 11 kV | RESERVE | RYB | VPTJ/PMU/J00002 | PMU DATO ABU BAKAR BAGINDA-ABBA 33/11KV | R
384607145 | TNB | DISTRIBUTION | WP PUTRAJAYA & CYBERJAYA | Existing | 11 kV |  | RYB | VPTJ/PMU/J00002 | PMU DATO ABU BAKAR BAGINDA-ABBA 33/11KV
384607146 | TNB | DISTRIBUTION | WP PUTRAJAYA & CYBERJAYA | Existing | 11 kV |  | RYB | VPTJ/PMU/J00002 | PMU DATO ABU BAKAR BAGINDA-ABBA 33/11KV
384607149 | TNB | DISTRIBUTION | WP PUTRAJAYA & CYBERJAYA | Existing | 11 kV |  | RYB | VPTJ/PMU/J00002 | PMU DATO ABU BAKAR BAGINDA-ABBA 33/11KV
384607150 | TNB | DISTRIBUTION | WP PUTRAJAYA & CYBERJAYA | Existing | 11 kV | RESERVE | RYB | VPTJ/PMU/J00002 | PMU DATO ABU BAKAR BAGINDA-ABBA 33/11KV | R
384607158 | TNB | DISTRIBUTION | WP PUTRAJAYA & CYBERJAYA | Existing | 11 kV |  | RYB | VPTJ/PMU/J00002 | PMU DATO ABU BAKAR BAGINDA-ABBA 33/11KV
384607159 | TNB | DISTRIBUTION | WP PUTRAJAYA & CYBERJAYA | Existing | 11 kV |  | RYB | VPTJ/PMU/J00002 | PMU DATO ABU BAKAR BAGINDA-ABBA 33/11KV
384607167 | TNB | DISTRIBUTION | WP PUTRAJAYA & CYBERJAYA | Existing | 11 kV | MAIN | RYB | VPTJ/PMU/J00002 | PMU DATO ABU BAKAR BAGINDA-ABBA 33/11KV | M
384607168 | TNB | DISTRIBUTION | WP PUTRAJAYA & CYBERJAYA | Existing | 11 kV | RESERVE | RYB | VPTJ/PMU/J00002 | PMU DATO ABU BAKAR BAGINDA-ABBA 33/11KV | R
384607170 | TNB | DISTRIBUTION | WP PUTRAJAYA & CYBERJAYA | Existing | 11 kV |  | RYB | VPTJ/PMU/J00002 | PMU DATO ABU BAKAR BAGINDA-ABBA 33/11KV
384607171 | TNB | DISTRIBUTION | WP PUTRAJAYA & CYBERJAYA | Existing | 11 kV |  | RYB | VPTJ/PMU/J00002 | PMU DATO ABU BAKAR BAGINDA-ABBA 33/11KV
384607172 | TNB | DISTRIBUTION | WP PUTRAJAYA & CYBERJAYA | Existing | 11 kV | MAIN | RYB | VPTJ/PMU/J00002 | PMU DATO ABU BAKAR BAGINDA-ABBA 33/11KV | M
384607173 | TNB | DISTRIBUTION | WP PUTRAJAYA & CYBERJAYA | Existing | 11 kV |  | RYB | VPTJ/PMU/J00002 | PMU DATO ABU BAKAR BAGINDA-ABBA 33/11KV
384607174 | TNB | DISTRIBUTION | WP PUTRAJAYA & CYBERJAYA | Existing | 11 kV |  | RYB | VPTJ/PMU/J00002 | PMU DATO ABU BAKAR BAGINDA-ABBA 33/11KV
384607176 | TNB | DISTRIBUTION | WP PUTRAJAYA & CYBERJAYA | Existing | 11 kV | RESERVE | RYB | VPTJ/PMU/J00002 | PMU DATO ABU BAKAR BAGINDA-ABBA 33/11KV | R
384607178 | TNB | DISTRIBUTION | WP PUTRAJAYA & CYBERJAYA | Existing | 11 kV | MAIN | RYB | VPTJ/PMU/J00002 | PMU DATO ABU BAKAR BAGINDA-ABBA 33/11KV | M
384607189 | TNB | DISTRIBUTION | WP PUTRAJAYA & CYBERJAYA | Existing | 11 kV | RESERVE | RYB | VPTJ/PMU/J00002 | PMU DATO ABU BAKAR BAGINDA-ABBA 33/11KV | R
384607190 | TNB | DISTRIBUTION | WP PUTRAJAYA & CYBERJAYA | Existing | 11 kV |  | RYB | VPTJ/PMU/J00002 | PMU DATO ABU BAKAR BAGINDA-ABBA 33/11KV
384607191 | TNB | DISTRIBUTION | WP PUTRAJAYA & CYBERJAYA | Existing | 11 kV | RESERVE | RYB | VPTJ/PMU/J00002 | PMU DATO ABU BAKAR BAGINDA-ABBA 33/11KV | R
384607193 | TNB | DISTRIBUTION | WP PUTRAJAYA & CYBERJAYA | Existing | 11 kV |  | RYB | VPTJ/PMU/J00002 | PMU DATO ABU BAKAR BAGINDA-ABBA 33/11KV
384607194 | TNB | DISTRIBUTION | WP PUTRAJAYA & CYBERJAYA | Existing | 11 kV | RESERVE | RYB | VPTJ/PMU/J00002 | PMU DATO ABU BAKAR BAGINDA-ABBA 33/11KV | R
384607195 | TNB | DISTRIBUTION | WP PUTRAJAYA & CYBERJAYA | Existing | 11 kV | MAIN | RYB | VPTJ/PMU/J00002 | PMU DATO ABU BAKAR BAGINDA-ABBA 33/11KV | M
384607196 | TNB | DISTRIBUTION | WP PUTRAJAYA & CYBERJAYA | Existing | 11 kV | RESERVE | RYB | VPTJ/PMU/J00002 | PMU DATO ABU BAKAR BAGINDA-ABBA 33/11KV | R
384607198 | TNB | DISTRIBUTION | WP PUTRAJAYA & CYBERJAYA | Existing | 11 kV |  | RYB | VPTJ/PMU/J00002 | PMU DATO ABU BAKAR BAGINDA-ABBA 33/11KV
384607199 | TNB | DISTRIBUTION | WP PUTRAJAYA & CYBERJAYA | Existing | 11 kV |  | RYB | VPTJ/PMU/J00002 | PMU DATO ABU BAKAR BAGINDA-ABBA 33/11KV
384607200 | TNB | DISTRIBUTION | WP PUTRAJAYA & CYBERJAYA | Existing | 11 kV | MAIN | RYB | VPTJ/PMU/J00002 | PMU DATO ABU BAKAR BAGINDA-ABBA 33/11KV | M
384607202 | TNB | DISTRIBUTION | WP PUTRAJAYA & CYBERJAYA | Existing | 11 kV | RESERVE | RYB | VPTJ/PMU/J00002 | PMU DATO ABU BAKAR BAGINDA-ABBA 33/11KV | R2
384607210 | TNB | DISTRIBUTION | WP PUTRAJAYA & CYBERJAYA | Existing | 11 kV | MAIN | RYB | VPTJ/PMU/J00002 | PMU DATO ABU BAKAR BAGINDA-ABBA 33/11KV | M
384607211 | TNB | DISTRIBUTION | WP PUTRAJAYA & CYBERJAYA | Existing | 11 kV | MAIN | RYB | VPTJ/PMU/J00002 | PMU DATO ABU BAKAR BAGINDA-ABBA 33/11KV | M
384607212 | TNB | DISTRIBUTION | WP PUTRAJAYA & CYBERJAYA | Existing | 11 kV | MAIN | RYB | VPTJ/PMU/J00002 | PMU DATO ABU BAKAR BAGINDA-ABBA 33/11KV | M
384607215 | TNB | DISTRIBUTION | WP PUTRAJAYA & CYBERJAYA | Existing | 11 kV |  | RYB | VPTJ/PMU/J00002 | PMU DATO ABU BAKAR BAGINDA-ABBA 33/11KV
384607216 | TNB | DISTRIBUTION | WP PUTRAJAYA & CYBERJAYA | Existing | 11 kV | MAIN | RYB | VPTJ/PMU/J00002 | PMU DATO ABU BAKAR BAGINDA-ABBA 33/11KV | M2
384607217 | TNB | DISTRIBUTION | WP PUTRAJAYA & CYBERJAYA | Existing | 11 kV | MAIN | RYB | VPTJ/PMU/J00002 | PMU DATO ABU BAKAR BAGINDA-ABBA 33/11KV | M
384607218 | TNB | DISTRIBUTION | WP PUTRAJAYA & CYBERJAYA | Existing | 11 kV |  | RYB | VPTJ/PMU/J00002 | PMU DATO ABU BAKAR BAGINDA-ABBA 33/11KV
384607224 | TNB | DISTRIBUTION | WP PUTRAJAYA & CYBERJAYA | Existing | 11 kV | RESERVE | RYB | VPTJ/PMU/J00002 | PMU DATO ABU BAKAR BAGINDA-ABBA 33/11KV | R
384607225 | TNB | DISTRIBUTION | WP PUTRAJAYA & CYBERJAYA | Existing | 11 kV | MAIN | RYB | VPTJ/PMU/J00002 | PMU DATO ABU BAKAR BAGINDA-ABBA 33/11KV | M
384607226 | TNB | DISTRIBUTION | WP PUTRAJAYA & CYBERJAYA | Existing | 11 kV | MAIN | RYB | VPTJ/PMU/J00002 | PMU DATO ABU BAKAR BAGINDA-ABBA 33/11KV | M
384607231 | TNB | DISTRIBUTION | WP PUTRAJAYA & CYBERJAYA | Existing | 11 kV | RESERVE | RYB | VPTJ/PMU/J00002 | PMU DATO ABU BAKAR BAGINDA-ABBA 33/11KV | R
384607232 | TNB | DISTRIBUTION | WP PUTRAJAYA & CYBERJAYA | Existing | 11 kV |  | RYB | VPTJ/PMU/J00002 | PMU DATO ABU BAKAR BAGINDA-ABBA 33/11KV
384607233 | TNB | DISTRIBUTION | WP PUTRAJAYA & CYBERJAYA | Existing | 11 kV | MAIN | RYB | VPTJ/PMU/J00002 | PMU DATO ABU BAKAR BAGINDA-ABBA 33/11KV | M
384607234 | TNB | DISTRIBUTION | WP PUTRAJAYA & CYBERJAYA | Existing | 11 kV |  | RYB | VPTJ/PMU/J00002 | PMU DATO ABU BAKAR BAGINDA-ABBA 33/11KV
384607235 | TNB | DISTRIBUTION | WP PUTRAJAYA & CYBERJAYA | Existing | 11 kV | MAIN | RYB | VPTJ/PMU/J00002 | PMU DATO ABU BAKAR BAGINDA-ABBA 33/11KV | M
384607242 | TNB | DISTRIBUTION | WP PUTRAJAYA & CYBERJAYA | Existing | 11 kV | RESERVE | RYB | VPTJ/PMU/J00002 | PMU DATO ABU BAKAR BAGINDA-ABBA 33/11KV | R
384607243 | TNB | DISTRIBUTION | WP PUTRAJAYA & CYBERJAYA | Existing | 11 kV | MAIN | RYB | VPTJ/PMU/J00002 | PMU DATO ABU BAKAR BAGINDA-ABBA 33/11KV | M
384607244 | TNB | DISTRIBUTION | WP PUTRAJAYA & CYBERJAYA | Existing | 11 kV |  | RYB | VPTJ/PMU/J00002 | PMU DATO ABU BAKAR BAGINDA-ABBA 33/11KV
384607247 | TNB | DISTRIBUTION | WP PUTRAJAYA & CYBERJAYA | Existing | 11 kV |  | RYB | VPTJ/PMU/J00002 | PMU DATO ABU BAKAR BAGINDA-ABBA 33/11KV
384607248 | TNB | DISTRIBUTION | WP PUTRAJAYA & CYBERJAYA | Existing | 11 kV | RESERVE | RYB | VPTJ/PMU/J00002 | PMU DATO ABU BAKAR BAGINDA-ABBA 33/11KV | R
384607250 | TNB | DISTRIBUTION | WP PUTRAJAYA & CYBERJAYA | Existing | 11 kV | MAIN | RYB | VPTJ/PMU/J00002 | PMU DATO ABU BAKAR BAGINDA-ABBA 33/11KV | M
384607253 | TNB | DISTRIBUTION | WP PUTRAJAYA & CYBERJAYA | Existing | 11 kV | MAIN | RYB | VPTJ/PMU/J00002 | PMU DATO ABU BAKAR BAGINDA-ABBA 33/11KV | M
384607262 | TNB | DISTRIBUTION | WP PUTRAJAYA & CYBERJAYA | Existing | 11 kV |  | RYB | VPTJ/PMU/J00002 | PMU DATO ABU BAKAR BAGINDA-ABBA 33/11KV
384607263 | TNB | DISTRIBUTION | WP PUTRAJAYA & CYBERJAYA | Existing | 11 kV | MAIN | RYB | VPTJ/PMU/J00002 | PMU DATO ABU BAKAR BAGINDA-ABBA 33/11KV | M
384607269 | TNB | DISTRIBUTION | WP PUTRAJAYA & CYBERJAYA | Existing | 11 kV |  | RYB | VPTJ/PMU/J00002 | PMU DATO ABU BAKAR BAGINDA-ABBA 33/11KV
384607273 | TNB | DISTRIBUTION | WP PUTRAJAYA & CYBERJAYA | Existing | 11 kV | RESERVE | RYB | VPTJ/PMU/J00002 | PMU DATO ABU BAKAR BAGINDA-ABBA 33/11KV | R
384607274 | TNB | DISTRIBUTION | WP PUTRAJAYA & CYBERJAYA | Existing | 11 kV | RESERVE | RYB | VPTJ/PMU/J00002 | PMU DATO ABU BAKAR BAGINDA-ABBA 33/11KV | R
384607277 | TNB | DISTRIBUTION | WP PUTRAJAYA & CYBERJAYA | Existing | 11 kV | RESERVE | RYB | VPTJ/PMU/J00002 | PMU DATO ABU BAKAR BAGINDA-ABBA 33/11KV | R
384607279 | TNB | DISTRIBUTION | WP PUTRAJAYA & CYBERJAYA | Existing | 11 kV |  | RYB | VPTJ/PMU/J00002 | PMU DATO ABU BAKAR BAGINDA-ABBA 33/11KV
384607284 | TNB | DISTRIBUTION | WP PUTRAJAYA & CYBERJAYA | Existing | 11 kV |  | RYB | VPTJ/PMU/J00002 | PMU DATO ABU BAKAR BAGINDA-ABBA 33/11KV
384607285 | TNB | DISTRIBUTION | WP PUTRAJAYA & CYBERJAYA | Existing | 11 kV | RESERVE | RYB | VPTJ/PMU/J00002 | PMU DATO ABU BAKAR BAGINDA-ABBA 33/11KV | R
384607286 | TNB | DISTRIBUTION | WP PUTRAJAYA & CYBERJAYA | Existing | 11 kV |  | RYB | VPTJ/PMU/J00002 | PMU DATO ABU BAKAR BAGINDA-ABBA 33/11KV
384607289 | TNB | DISTRIBUTION | WP PUTRAJAYA & CYBERJAYA | Existing | 11 kV |  | RYB | VPTJ/PMU/J00002 | PMU DATO ABU BAKAR BAGINDA-ABBA 33/11KV
384607290 | TNB | DISTRIBUTION | WP PUTRAJAYA & CYBERJAYA | Existing | 11 kV | MAIN | RYB | VPTJ/PMU/J00002 | PMU DATO ABU BAKAR BAGINDA-ABBA 33/11KV | M
384607291 | TNB | DISTRIBUTION | WP PUTRAJAYA & CYBERJAYA | Existing | 11 kV |  | RYB | VPTJ/PMU/J00002 | PMU DATO ABU BAKAR BAGINDA-ABBA 33/11KV
384607296 | TNB | DISTRIBUTION | WP PUTRAJAYA & CYBERJAYA | Existing | 11 kV | MAIN | RYB | VPTJ/PMU/J00002 | PMU DATO ABU BAKAR BAGINDA-ABBA 33/11KV | M
384607297 | TNB | DISTRIBUTION | WP PUTRAJAYA & CYBERJAYA | Existing | 11 kV | RESERVE | RYB | VPTJ/PMU/J00002 | PMU DATO ABU BAKAR BAGINDA-ABBA 33/11KV | R
384607298 | TNB | DISTRIBUTION | WP PUTRAJAYA & CYBERJAYA | Existing | 11 kV |  | RYB | VPTJ/PMU/J00002 | PMU DATO ABU BAKAR BAGINDA-ABBA 33/11KV
384607304 | TNB | DISTRIBUTION | WP PUTRAJAYA & CYBERJAYA | Existing | 11 kV | MAIN | RYB | VPTJ/PMU/J00002 | PMU DATO ABU BAKAR BAGINDA-ABBA 33/11KV | M
384607305 | TNB | DISTRIBUTION | WP PUTRAJAYA & CYBERJAYA | Existing | 11 kV | MAIN | RYB | VPTJ/PMU/J00002 | PMU DATO ABU BAKAR BAGINDA-ABBA 33/11KV | M
384607306 | TNB | DISTRIBUTION | WP PUTRAJAYA & CYBERJAYA | Existing | 11 kV |  | RYB | VPTJ/PMU/J00002 | PMU DATO ABU BAKAR BAGINDA-ABBA 33/11KV
384607308 | TNB | DISTRIBUTION | WP PUTRAJAYA & CYBERJAYA | Existing | 11 kV |  | RYB | VPTJ/PMU/J00002 | PMU DATO ABU BAKAR BAGINDA-ABBA 33/11KV
384607309 | TNB | DISTRIBUTION | WP PUTRAJAYA & CYBERJAYA | Existing | 11 kV | RESERVE | RYB | VPTJ/PMU/J00002 | PMU DATO ABU BAKAR BAGINDA-ABBA 33/11KV | R
384607320 | TNB | DISTRIBUTION | WP PUTRAJAYA & CYBERJAYA | Existing | 11 kV | MAIN | RYB | VPTJ/PMU/J00002 | PMU DATO ABU BAKAR BAGINDA-ABBA 33/11KV | M
384607321 | TNB | DISTRIBUTION | WP PUTRAJAYA & CYBERJAYA | Existing | 11 kV | RESERVE | RYB | VPTJ/PMU/J00002 | PMU DATO ABU BAKAR BAGINDA-ABBA 33/11KV | R
384607322 | TNB | DISTRIBUTION | WP PUTRAJAYA & CYBERJAYA | Existing | 11 kV | RESERVE | RYB | VPTJ/PMU/J00002 | PMU DATO ABU BAKAR BAGINDA-ABBA 33/11KV | R
384607323 | TNB | DISTRIBUTION | WP PUTRAJAYA & CYBERJAYA | Existing | 11 kV |  | RYB | VPTJ/PMU/J00002 | PMU DATO ABU BAKAR BAGINDA-ABBA 33/11KV
384607329 | TNB | DISTRIBUTION | WP PUTRAJAYA & CYBERJAYA | Existing | 11 kV | MAIN | RYB | VPTJ/PMU/J00002 | PMU DATO ABU BAKAR BAGINDA-ABBA 33/11KV | M
384607330 | TNB | DISTRIBUTION | WP PUTRAJAYA & CYBERJAYA | Existing | 11 kV | RESERVE | RYB | VPTJ/PMU/J00002 | PMU DATO ABU BAKAR BAGINDA-ABBA 33/11KV | R
384607331 | TNB | DISTRIBUTION | WP PUTRAJAYA & CYBERJAYA | Existing | 11 kV | RESERVE | RYB | VPTJ/PMU/J00002 | PMU DATO ABU BAKAR BAGINDA-ABBA 33/11KV | R
384607336 | TNB | DISTRIBUTION | WP PUTRAJAYA & CYBERJAYA | Existing | 11 kV |  | RYB | VPTJ/PMU/J00002 | PMU DATO ABU BAKAR BAGINDA-ABBA 33/11KV
384607337 | TNB | DISTRIBUTION | WP PUTRAJAYA & CYBERJAYA | Existing | 11 kV | RESERVE | RYB | VPTJ/PMU/J00002 | PMU DATO ABU BAKAR BAGINDA-ABBA 33/11KV | R
384607338 | TNB | DISTRIBUTION | WP PUTRAJAYA & CYBERJAYA | Existing | 11 kV |  | RYB | VPTJ/PMU/J00002 | PMU DATO ABU BAKAR BAGINDA-ABBA 33/11KV
384607340 | TNB | DISTRIBUTION | WP PUTRAJAYA & CYBERJAYA | Existing | 11 kV |  | RYB | VPTJ/PMU/J00002 | PMU DATO ABU BAKAR BAGINDA-ABBA 33/11KV
384607355 | TNB | DISTRIBUTION | WP PUTRAJAYA & CYBERJAYA | Existing | 11 kV |  | RYB | VPTJ/PMU/J00002 | PMU DATO ABU BAKAR BAGINDA-ABBA 33/11KV
384607356 | TNB | DISTRIBUTION | WP PUTRAJAYA & CYBERJAYA | Existing | 11 kV |  | RYB | VPTJ/PMU/J00002 | PMU DATO ABU BAKAR BAGINDA-ABBA 33/11KV
384607357 | TNB | DISTRIBUTION | WP PUTRAJAYA & CYBERJAYA | Existing | 11 kV | MAIN | RYB | VPTJ/PMU/J00002 | PMU DATO ABU BAKAR BAGINDA-ABBA 33/11KV | M
384607364 | TNB | DISTRIBUTION | WP PUTRAJAYA & CYBERJAYA | Existing | 11 kV | RESERVE | RYB | VPTJ/PMU/J00002 | PMU DATO ABU BAKAR BAGINDA-ABBA 33/11KV | R
384607369 | TNB | DISTRIBUTION | WP PUTRAJAYA & CYBERJAYA | Existing | 11 kV |  | RYB | VPTJ/PMU/J00002 | PMU DATO ABU BAKAR BAGINDA-ABBA 33/11KV
384607370 | TNB | DISTRIBUTION | WP PUTRAJAYA & CYBERJAYA | Existing | 11 kV | MAIN | RYB | VPTJ/PMU/J00002 | PMU DATO ABU BAKAR BAGINDA-ABBA 33/11KV | M
384607371 | TNB | DISTRIBUTION | WP PUTRAJAYA & CYBERJAYA | Existing | 11 kV | RESERVE | RYB | VPTJ/PMU/J00002 | PMU DATO ABU BAKAR BAGINDA-ABBA 33/11KV | R
384607372 | TNB | DISTRIBUTION | WP PUTRAJAYA & CYBERJAYA | Existing | 11 kV |  | RYB | VPTJ/PMU/J00002 | PMU DATO ABU BAKAR BAGINDA-ABBA 33/11KV
384607373 | TNB | DISTRIBUTION | WP PUTRAJAYA & CYBERJAYA | Existing | 11 kV |  | RYB | VPTJ/PMU/J00002 | PMU DATO ABU BAKAR BAGINDA-ABBA 33/11KV | M
384607374 | TNB | DISTRIBUTION | WP PUTRAJAYA & CYBERJAYA | Existing | 11 kV | MAIN | RYB | VPTJ/PMU/J00002 | PMU DATO ABU BAKAR BAGINDA-ABBA 33/11KV | M
384607375 | TNB | DISTRIBUTION | WP PUTRAJAYA & CYBERJAYA | Existing | 11 kV | RESERVE | RYB | VPTJ/PMU/J00002 | PMU DATO ABU BAKAR BAGINDA-ABBA 33/11KV | R
384607385 | TNB | DISTRIBUTION | WP PUTRAJAYA & CYBERJAYA | Existing | 11 kV |  | RYB | VPTJ/PMU/J00002 | PMU DATO ABU BAKAR BAGINDA-ABBA 33/11KV
384607386 | TNB | DISTRIBUTION | WP PUTRAJAYA & CYBERJAYA | Existing | 11 kV | RESERVE | RYB | VPTJ/PMU/J00002 | PMU DATO ABU BAKAR BAGINDA-ABBA 33/11KV | R
384607387 | TNB | DISTRIBUTION | WP PUTRAJAYA & CYBERJAYA | Existing | 11 kV |  | RYB | VPTJ/PMU/J00002 | PMU DATO ABU BAKAR BAGINDA-ABBA 33/11KV
384607388 | TNB | DISTRIBUTION | WP PUTRAJAYA & CYBERJAYA | Existing | 11 kV | MAIN | RYB | VPTJ/PMU/J00002 | PMU DATO ABU BAKAR BAGINDA-ABBA 33/11KV | M
384607390 | TNB | DISTRIBUTION | WP PUTRAJAYA & CYBERJAYA | Existing | 11 kV |  | RYB | VPTJ/PMU/J00002 | PMU DATO ABU BAKAR BAGINDA-ABBA 33/11KV
384607391 | TNB | DISTRIBUTION | WP PUTRAJAYA & CYBERJAYA | Existing | 11 kV |  | RYB | VPTJ/PMU/J00002 | PMU DATO ABU BAKAR BAGINDA-ABBA 33/11KV
384607394 | TNB | DISTRIBUTION | WP PUTRAJAYA & CYBERJAYA | Existing | 11 kV |  | RYB | VPTJ/PMU/J00002 | PMU DATO ABU BAKAR BAGINDA-ABBA 33/11KV
384607395 | TNB | DISTRIBUTION | WP PUTRAJAYA & CYBERJAYA | Existing | 11 kV |  | RYB | VPTJ/PMU/J00002 | PMU DATO ABU BAKAR BAGINDA-ABBA 33/11KV
384607396 | TNB | DISTRIBUTION | WP PUTRAJAYA & CYBERJAYA | Existing | 11 kV | MAIN | RYB | VPTJ/PMU/J00002 | PMU DATO ABU BAKAR BAGINDA-ABBA 33/11KV | M
384607397 | TNB | DISTRIBUTION | WP PUTRAJAYA & CYBERJAYA | Existing | 11 kV | MAIN | RYB | VPTJ/PMU/J00002 | PMU DATO ABU BAKAR BAGINDA-ABBA 33/11KV | M
384607398 | TNB | DISTRIBUTION | WP PUTRAJAYA & CYBERJAYA | Existing | 11 kV |  | RYB | VPTJ/PMU/J00002 | PMU DATO ABU BAKAR BAGINDA-ABBA 33/11KV
384607408 | TNB | DISTRIBUTION | WP PUTRAJAYA & CYBERJAYA | Existing | 11 kV |  | RYB | VPTJ/PMU/J00002 | PMU DATO ABU BAKAR BAGINDA-ABBA 33/11KV
384607409 | TNB | DISTRIBUTION | WP PUTRAJAYA & CYBERJAYA | Existing | 11 kV | RESERVE | RYB | VPTJ/PMU/J00002 | PMU DATO ABU BAKAR BAGINDA-ABBA 33/11KV | R
384607419 | TNB | DISTRIBUTION | WP PUTRAJAYA & CYBERJAYA | Existing | 11 kV |  | RYB | VPTJ/PMU/J00002 | PMU DATO ABU BAKAR BAGINDA-ABBA 33/11KV
384607420 | TNB | DISTRIBUTION | WP PUTRAJAYA & CYBERJAYA | Existing | 11 kV |  | RYB | VPTJ/PMU/J00002 | PMU DATO ABU BAKAR BAGINDA-ABBA 33/11KV
384607421 | TNB | DISTRIBUTION | WP PUTRAJAYA & CYBERJAYA | Existing | 11 kV | RESERVE | RYB | VPTJ/PMU/J00002 | PMU DATO ABU BAKAR BAGINDA-ABBA 33/11KV | R
384607422 | TNB | DISTRIBUTION | WP PUTRAJAYA & CYBERJAYA | Existing | 11 kV |  | RYB | VPTJ/PMU/J00002 | PMU DATO ABU BAKAR BAGINDA-ABBA 33/11KV
384607428 | TNB | DISTRIBUTION | WP PUTRAJAYA & CYBERJAYA | Existing | 11 kV | MAIN | RYB | VPTJ/PMU/J00002 | PMU DATO ABU BAKAR BAGINDA-ABBA 33/11KV | M
384607434 | TNB | DISTRIBUTION | WP PUTRAJAYA & CYBERJAYA | Existing | 11 kV |  | RYB | VPTJ/PMU/J00002 | PMU DATO ABU BAKAR BAGINDA-ABBA 33/11KV
384607444 | TNB | DISTRIBUTION | WP PUTRAJAYA & CYBERJAYA | Existing |  | RESERVE | RYB | VPTJ/PPU/G00010 | PPU PUTRAJAYA NO 4 | R
384607445 | TNB | DISTRIBUTION | WP PUTRAJAYA & CYBERJAYA | Existing |  | MAIN | RYB | VPTJ/PPU/G00010 | PPU PUTRAJAYA NO 4 | Q1
384607446 | TNB | DISTRIBUTION | WP PUTRAJAYA & CYBERJAYA | Existing |  | MAIN | RYB | VPTJ/PPU/G00010 | PPU PUTRAJAYA NO 4 | Q1
384607447 | TNB | DISTRIBUTION | WP PUTRAJAYA & CYBERJAYA | Existing |  | MAIN | RYB | VPTJ/PPU/G00010 | PPU PUTRAJAYA NO 4 | Q1
384607448 | TNB | DISTRIBUTION | WP PUTRAJAYA & CYBERJAYA | Existing | 33 kV | RESERVE | RYB | VPTJ/PPU/G00010 | PPU PUTRAJAYA NO 4 | R
384607449 | TNB | DISTRIBUTION | WP PUTRAJAYA & CYBERJAYA | Existing | 33 kV | RESERVE | RYB | VPTJ/PPU/G00010 | PPU PUTRAJAYA NO 4 | R
384607450 | TNB | DISTRIBUTION | WP PUTRAJAYA & CYBERJAYA | Existing | 33 kV | RESERVE | RYB | VPTJ/PPU/G00010 | PPU PUTRAJAYA NO 4 | R
384607451 | TNB | DISTRIBUTION | WP PUTRAJAYA & CYBERJAYA | Existing | 33 kV | MAIN | RYB | VPTJ/PPU/G00010 | PPU PUTRAJAYA NO 4 | M2
384607452 | TNB | DISTRIBUTION | WP PUTRAJAYA & CYBERJAYA | Existing | 33 kV | MAIN | RYB | VPTJ/PPU/G00010 | PPU PUTRAJAYA NO 4 | M2
384607453 | TNB | DISTRIBUTION | WP PUTRAJAYA & CYBERJAYA | Existing | 33 kV | MAIN | RYB | VPTJ/PPU/G00010 | PPU PUTRAJAYA NO 4 | M2
384607454 | TNB | DISTRIBUTION | WP PUTRAJAYA & CYBERJAYA | Existing | 33 kV | MAIN | RYB | VPTJ/PPU/G00010 | PPU PUTRAJAYA NO 4 | M
384607455 | TNB | DISTRIBUTION | WP PUTRAJAYA & CYBERJAYA | Existing | 33 kV | MAIN | RYB | VPTJ/PPU/G00010 | PPU PUTRAJAYA NO 4 | M
384607456 | TNB | DISTRIBUTION | WP PUTRAJAYA & CYBERJAYA | Existing | 33 kV | MAIN | RYB | VPTJ/PPU/G00010 | PPU PUTRAJAYA NO 4 | M
384607457 | TNB | DISTRIBUTION | WP PUTRAJAYA & CYBERJAYA | Existing | 33 kV | MAIN | RYB | VPTJ/PPU/G00010 | PPU PUTRAJAYA NO 4 | M
384607460 | TNB | DISTRIBUTION | WP PUTRAJAYA & CYBERJAYA | Existing |  | MAIN | RYB | VPTJ/PPU/G00009 | PPU PUTRAJAYA NO 2 | Q1
384607461 | TNB | DISTRIBUTION | WP PUTRAJAYA & CYBERJAYA | Existing | 33 kV | MAIN | RYB | VPTJ/PPU/G00012 | PPU PUTRAJAYA NO 6 | M
384607462 | TNB | DISTRIBUTION | WP PUTRAJAYA & CYBERJAYA | Existing | 33 kV | MAIN | RYB | VPTJ/PPU/G00012 | PPU PUTRAJAYA NO 6 | M
384607463 | TNB | DISTRIBUTION | WP PUTRAJAYA & CYBERJAYA | Existing | 33 kV | MAIN | RYB | VPTJ/PPU/G00012 | PPU PUTRAJAYA NO 6 | M
384607464 | TNB | DISTRIBUTION | WP PUTRAJAYA & CYBERJAYA | Existing | 33 kV | MAIN | RYB | VPTJ/PPU/G00012 | PPU PUTRAJAYA NO 6 | M
384607465 | TNB | DISTRIBUTION | WP PUTRAJAYA & CYBERJAYA | Existing | 33 kV | MAIN | RYB | VPTJ/PPU/G00012 | PPU PUTRAJAYA NO 6 | Q1
384607466 | TNB | DISTRIBUTION | WP PUTRAJAYA & CYBERJAYA | Existing | 33 kV | MAIN | RYB | VPTJ/PPU/G00012 | PPU PUTRAJAYA NO 6 | Q1
384862670 | TNB | DISTRIBUTION | WP PUTRAJAYA & CYBERJAYA | Existing | 33 kV |  | RYB | VPTJ/PPU/G00013 | PPU PUTRAJAYA NO13 | 33
384862671 | TNB | DISTRIBUTION | WP PUTRAJAYA & CYBERJAYA | Existing | 33 kV |  | RYB | VPTJ/PPU/G00013 | PPU PUTRAJAYA NO13 | 33
384862673 | TNB | DISTRIBUTION | WP PUTRAJAYA & CYBERJAYA | Existing | 33 kV |  | RYB | VPTJ/PPU/G00013 | PPU PUTRAJAYA NO13 | 33
384862674 | TNB | DISTRIBUTION | WP PUTRAJAYA & CYBERJAYA | Existing | 33 kV |  | RYB | VPTJ/PPU/G00013 | PPU PUTRAJAYA NO13 | 33
385025805 | TNB | DISTRIBUTION | WP PUTRAJAYA & CYBERJAYA | Existing | 11 kV |  | RYB
385025806 | TNB | DISTRIBUTION | WP PUTRAJAYA & CYBERJAYA | Existing | 11 kV |  | RYB
385025811 | TNB | DISTRIBUTION | WP PUTRAJAYA & CYBERJAYA | Existing | 11 kV |  | RYB
385025817 | TNB | DISTRIBUTION | WP PUTRAJAYA & CYBERJAYA | Existing | 11 kV |  | RYB
385025818 | TNB | DISTRIBUTION | WP PUTRAJAYA & CYBERJAYA | Existing | 11 kV |  | RYB
385025822 | TNB | DISTRIBUTION | WP PUTRAJAYA & CYBERJAYA | Existing | 11 kV |  | RYB
385025825 | TNB | DISTRIBUTION | WP PUTRAJAYA & CYBERJAYA | Existing | 11 kV |  | RYB
385025826 | TNB | DISTRIBUTION | WP PUTRAJAYA & CYBERJAYA | Existing | 11 kV |  | RYB
385026625 | TNB | DISTRIBUTION | WP PUTRAJAYA & CYBERJAYA | Existing | 11 kV |  | RYB | VCBJ/PCE/J00166 | D-CBJ-C16-0566
385026626 | TNB | DISTRIBUTION | WP PUTRAJAYA & CYBERJAYA | Existing | 11 kV |  | RYB | VCBJ/PCE/J00166 | D-CBJ-C16-0566
385026627 | TNB | DISTRIBUTION | WP PUTRAJAYA & CYBERJAYA | Existing | 11 kV |  | RYB | VCBJ/PCE/J00166 | D-CBJ-C16-0566
385026634 | TNB | DISTRIBUTION | WP PUTRAJAYA & CYBERJAYA | Existing | 11 kV |  | RYB | VCBJ/PCE/J00166 | D-CBJ-C16-0566
385026637 | TNB | DISTRIBUTION | WP PUTRAJAYA & CYBERJAYA | Existing | 11 kV |  | RYB | VCBJ/PCE/J00166 | D-CBJ-C16-0566
385026638 | TNB | DISTRIBUTION | WP PUTRAJAYA & CYBERJAYA | Existing | 11 kV |  | RYB | VCBJ/PCE/J00166 | D-CBJ-C16-0566
385026639 | TNB | DISTRIBUTION | WP PUTRAJAYA & CYBERJAYA | Existing | 11 kV |  | RYB | VCBJ/PCE/J00166 | D-CBJ-C16-0566
385026641 | TNB | DISTRIBUTION | WP PUTRAJAYA & CYBERJAYA | Existing | 11 kV |  | RYB | VCBJ/PCE/J00166 | D-CBJ-C16-0566
385026642 | TNB | DISTRIBUTION | WP PUTRAJAYA & CYBERJAYA | Existing | 11 kV |  | RYB | VCBJ/PCE/J00166 | D-CBJ-C16-0566
385026644 | TNB | DISTRIBUTION | WP PUTRAJAYA & CYBERJAYA | Existing | 11 kV |  | RYB | VCBJ/PCE/J00166 | D-CBJ-C16-0566
385026652 | TNB | DISTRIBUTION | WP PUTRAJAYA & CYBERJAYA | Existing | 11 kV |  | RYB | VCBJ/PCE/J00166 | D-CBJ-C16-0566
386017720 | TNB | DISTRIBUTION | WP PUTRAJAYA & CYBERJAYA | Existing | 11 kV |  | RYB | VPTJ/PCE/J00448 | D-PTJ-C16-1076
386017725 | TNB | DISTRIBUTION | WP PUTRAJAYA & CYBERJAYA | Existing | 11 kV |  | RYB | VPTJ/PCE/J00448 | D-PTJ-C16-1076
386017727 | TNB | DISTRIBUTION | WP PUTRAJAYA & CYBERJAYA | Existing | 11 kV |  | RYB | VPTJ/PCE/J00448 | D-PTJ-C16-1076
386017731 | TNB | DISTRIBUTION | WP PUTRAJAYA & CYBERJAYA | Existing | 11 kV |  | RYB | VPTJ/PCE/J00448 | D-PTJ-C16-1076
386017736 | TNB | DISTRIBUTION | WP PUTRAJAYA & CYBERJAYA | Existing | 11 kV |  | RYB | VPTJ/PCE/J00448 | D-PTJ-C16-1076
386017738 | TNB | DISTRIBUTION | WP PUTRAJAYA & CYBERJAYA | Existing | 11 kV |  | RYB | VPTJ/PCE/J00448 | D-PTJ-C16-1076
386017742 | TNB | DISTRIBUTION | WP PUTRAJAYA & CYBERJAYA | Existing | 11 kV |  | RYB | VPTJ/PCE/J00448 | D-PTJ-C16-1076
386017743 | TNB | DISTRIBUTION | WP PUTRAJAYA & CYBERJAYA | Existing | 11 kV |  | RYB | VPTJ/PCE/J00448 | D-PTJ-C16-1076
386017747 | TNB | DISTRIBUTION | WP PUTRAJAYA & CYBERJAYA | Existing | 11 kV |  | RYB | VPTJ/PCE/J00448 | D-PTJ-C16-1076
386017752 | TNB | DISTRIBUTION | WP PUTRAJAYA & CYBERJAYA | Existing | 11 kV |  | RYB | VPTJ/PCE/J00449 | D-PTJ-C16-1076
386017757 | TNB | DISTRIBUTION | WP PUTRAJAYA & CYBERJAYA | Existing | 11 kV |  | RYB | VPTJ/PCE/J00449 | D-PTJ-C16-1076
386017759 | TNB | DISTRIBUTION | WP PUTRAJAYA & CYBERJAYA | Existing | 11 kV |  | RYB | VPTJ/PCE/J00449 | D-PTJ-C16-1076
386017763 | TNB | DISTRIBUTION | WP PUTRAJAYA & CYBERJAYA | Existing | 11 kV |  | RYB | VPTJ/PCE/J00449 | D-PTJ-C16-1076
386017768 | TNB | DISTRIBUTION | WP PUTRAJAYA & CYBERJAYA | Existing | 11 kV |  | RYB | VPTJ/PCE/J00449 | D-PTJ-C16-1076
386017770 | TNB | DISTRIBUTION | WP PUTRAJAYA & CYBERJAYA | Existing | 11 kV |  | RYB | VPTJ/PCE/J00449 | D-PTJ-C16-1076
386017774 | TNB | DISTRIBUTION | WP PUTRAJAYA & CYBERJAYA | Existing | 11 kV |  | RYB | VPTJ/PCE/J00449 | D-PTJ-C16-1076
386017775 | TNB | DISTRIBUTION | WP PUTRAJAYA & CYBERJAYA | Existing | 11 kV |  | RYB | VPTJ/PCE/J00449 | D-PTJ-C16-1076
386017779 | TNB | DISTRIBUTION | WP PUTRAJAYA & CYBERJAYA | Existing | 11 kV |  | RYB | VPTJ/PCE/J00449 | D-PTJ-C16-1076
388861012 | TNB | DISTRIBUTION | WP PUTRAJAYA & CYBERJAYA | Existing | 11 kV |  | RYB | VCBJ/PCE/J24051 | PE 24.05 SYMPHONY HILLS 3
388861015 | TNB | DISTRIBUTION | WP PUTRAJAYA & CYBERJAYA | Existing | 11 kV |  | RYB | VCBJ/PCE/J24051 | PE 24.05 SYMPHONY HILLS 3
388861016 | TNB | DISTRIBUTION | WP PUTRAJAYA & CYBERJAYA | Existing | 11 kV |  | RYB | VCBJ/PCE/J24051 | PE 24.05 SYMPHONY HILLS 3
389013161 | TNB | DISTRIBUTION | WP PUTRAJAYA & CYBERJAYA | Existing | 11 kV |  | RYB | VCBJ/PCE/J24061 | PE 24.06 SYMPHONY HILLS 1
389013162 | TNB | DISTRIBUTION | WP PUTRAJAYA & CYBERJAYA | Existing | 11 kV |  | RYB | VCBJ/PCE/J24061 | PE 24.06 SYMPHONY HILLS 1
389013168 | TNB | DISTRIBUTION | WP PUTRAJAYA & CYBERJAYA | Existing | 11 kV |  | RYB | VCBJ/PCE/J24061 | PE 24.06 SYMPHONY HILLS 1
389470095 | TNB | DISTRIBUTION | WP PUTRAJAYA & CYBERJAYA | Existing | 11 kV |  | RYB | VCBJ/PCE/J00170 | D-CBJ-C15-0506
389470096 | TNB | DISTRIBUTION | WP PUTRAJAYA & CYBERJAYA | Existing | 11 kV |  | RYB | VCBJ/PCE/J00170 | D-CBJ-C15-0506
389470101 | TNB | DISTRIBUTION | WP PUTRAJAYA & CYBERJAYA | Existing | 11 kV |  | RYB | VCBJ/PCE/J00170 | D-CBJ-C15-0506
389470107 | TNB | DISTRIBUTION | WP PUTRAJAYA & CYBERJAYA | Existing | 11 kV |  | RYB | VCBJ/PCE/J00170 | D-CBJ-C15-0506
389470108 | TNB | DISTRIBUTION | WP PUTRAJAYA & CYBERJAYA | Existing | 11 kV |  | RYB | VCBJ/PCE/J00170 | D-CBJ-C15-0506
389470112 | TNB | DISTRIBUTION | WP PUTRAJAYA & CYBERJAYA | Existing | 11 kV |  | RYB | VCBJ/PCE/J00170 | D-CBJ-C15-0506
389470115 | TNB | DISTRIBUTION | WP PUTRAJAYA & CYBERJAYA | Existing | 11 kV |  | RYB | VCBJ/PCE/J00170 | D-CBJ-C15-0506
389470116 | TNB | DISTRIBUTION | WP PUTRAJAYA & CYBERJAYA | Existing | 11 kV |  | RYB | VCBJ/PCE/J00170 | D-CBJ-C15-0506
389527734 | TNB | DISTRIBUTION | WP PUTRAJAYA & CYBERJAYA | Existing | 11 kV |  | RYB | VCBJ/PCE/J21751 | PE 21.75 LAKEVIEW WEST 1
389527736 | TNB | DISTRIBUTION | WP PUTRAJAYA & CYBERJAYA | Existing | 11 kV |  | RYB | VCBJ/PCE/J21751 | PE 21.75 LAKEVIEW WEST 1
389527737 | TNB | DISTRIBUTION | WP PUTRAJAYA & CYBERJAYA | Existing | 11 kV |  | RYB | VCBJ/PCE/J21751 | PE 21.75 LAKEVIEW WEST 1
389528349 | TNB | DISTRIBUTION | WP PUTRAJAYA & CYBERJAYA | Existing | 11 kV |  | RYB | VCBJ/PCE/J21741 | PE 21.74 LAKE VIEW WEST 2
389528361 | TNB | DISTRIBUTION | WP PUTRAJAYA & CYBERJAYA | Existing | 11 kV |  | RYB | VCBJ/PCE/J21741 | PE 21.74 LAKE VIEW WEST 2
389528366 | TNB | DISTRIBUTION | WP PUTRAJAYA & CYBERJAYA | Existing | 11 kV |  | RYB | VCBJ/PCE/J21741 | PE 21.74 LAKE VIEW WEST 2
390114617 | TNB | DISTRIBUTION | WP PUTRAJAYA & CYBERJAYA | Existing | 11 kV |  | RYB | VPTJ/PCE/J14092 | PE 14.09 PERUMAHAN 14-4 (F2)
390114618 | TNB | DISTRIBUTION | WP PUTRAJAYA & CYBERJAYA | Existing | 11 kV |  | RYB | VPTJ/PCE/J14092 | PE 14.09 PERUMAHAN 14-4 (F2)
390114623 | TNB | DISTRIBUTION | WP PUTRAJAYA & CYBERJAYA | Existing | 11 kV |  | RYB | VPTJ/PCE/J14092 | PE 14.09 PERUMAHAN 14-4 (F2)
390114629 | TNB | DISTRIBUTION | WP PUTRAJAYA & CYBERJAYA | Existing | 11 kV |  | RYB | VPTJ/PCE/J14092 | PE 14.09 PERUMAHAN 14-4 (F2)
390114630 | TNB | DISTRIBUTION | WP PUTRAJAYA & CYBERJAYA | Existing | 11 kV |  | RYB | VPTJ/PCE/J14092 | PE 14.09 PERUMAHAN 14-4 (F2)
390114634 | TNB | DISTRIBUTION | WP PUTRAJAYA & CYBERJAYA | Existing | 11 kV |  | RYB | VPTJ/PCE/J14092 | PE 14.09 PERUMAHAN 14-4 (F2)
390114637 | TNB | DISTRIBUTION | WP PUTRAJAYA & CYBERJAYA | Existing | 11 kV |  | RYB | VPTJ/PCE/J14092 | PE 14.09 PERUMAHAN 14-4 (F2)
390114638 | TNB | DISTRIBUTION | WP PUTRAJAYA & CYBERJAYA | Existing | 11 kV |  | RYB | VPTJ/PCE/J14092 | PE 14.09 PERUMAHAN 14-4 (F2)
390320306 | TNB | DISTRIBUTION | WP PUTRAJAYA & CYBERJAYA | Existing | 11 kV |  | RYB | VCBJ/PCE/J22861 | PE 22.86 NEO CYBER BLOK D
390320309 | TNB | DISTRIBUTION | WP PUTRAJAYA & CYBERJAYA | Existing | 11 kV |  | RYB | VCBJ/PCE/J22861 | PE 22.86 NEO CYBER BLOK D
390320311 | TNB | DISTRIBUTION | WP PUTRAJAYA & CYBERJAYA | Existing | 11 kV |  | RYB | VCBJ/PCE/J22861 | PE 22.86 NEO CYBER BLOK D
390865645 | TNB | DISTRIBUTION | WP PUTRAJAYA & CYBERJAYA | Existing | 11 kV |  | RYB
390865646 | TNB | DISTRIBUTION | WP PUTRAJAYA & CYBERJAYA | Existing | 11 kV |  | RYB
390865651 | TNB | DISTRIBUTION | WP PUTRAJAYA & CYBERJAYA | Existing | 11 kV |  | RYB
390865657 | TNB | DISTRIBUTION | WP PUTRAJAYA & CYBERJAYA | Existing | 11 kV |  | RYB
390865658 | TNB | DISTRIBUTION | WP PUTRAJAYA & CYBERJAYA | Existing | 11 kV |  | RYB
390865662 | TNB | DISTRIBUTION | WP PUTRAJAYA & CYBERJAYA | Existing | 11 kV |  | RYB
390865665 | TNB | DISTRIBUTION | WP PUTRAJAYA & CYBERJAYA | Existing | 11 kV |  | RYB
390865666 | TNB | DISTRIBUTION | WP PUTRAJAYA & CYBERJAYA | Existing | 11 kV |  | RYB

## Output
Id | Owner Type | Owner Name | Operational Area | Status | Operating Voltage | Use | Phasing | Substation Functional Location | Substation Name | Label | Remarks | Check | Detail
14165984 | TNB | DISTRIBUTION | WP PUTRAJAYA & CYBERJAYA | Existing | 11 kV |  | RYB | VPTJ/PPU/G00015 | PPU PUTRAJAYA NO 24 | 11 |  | Fail | Please check "Use"
14165986 | TNB | DISTRIBUTION | WP PUTRAJAYA & CYBERJAYA | Existing | 11 kV |  | RYB | VPTJ/PPU/G00015 | PPU PUTRAJAYA NO 24 | 11 |  | Fail | Please check "Use"
15475579 | TNB | DISTRIBUTION | WP PUTRAJAYA & CYBERJAYA | Existing | 11 kV |  | RYB | VPTJ/PCE/J11171 | PE 11.17 ZON 7B (F1) |  |  | Fail | Please check "Use"
15475580 | TNB | DISTRIBUTION | WP PUTRAJAYA & CYBERJAYA | Existing | 11 kV |  | RYB | VPTJ/PCE/J11171 | PE 11.17 ZON 7B (F1) |  |  | Fail | Please check "Use"
15475584 | TNB | DISTRIBUTION | WP PUTRAJAYA & CYBERJAYA | Existing | 11 kV |  | RYB | VPTJ/PCE/J11171 | PE 11.17 ZON 7B (F1) |  |  | Fail | Please check "Use"
15475588 | TNB | DISTRIBUTION | WP PUTRAJAYA & CYBERJAYA | Existing | 11 kV |  | RYB | VPTJ/PCE/J11171 | PE 11.17 ZON 7B (F1) |  |  | Fail | Please check "Use"
15475589 | TNB | DISTRIBUTION | WP PUTRAJAYA & CYBERJAYA | Existing | 11 kV |  | RYB | VPTJ/PCE/J11171 | PE 11.17 ZON 7B (F1) |  |  | Fail | Please check "Use"
15475590 | TNB | DISTRIBUTION | WP PUTRAJAYA & CYBERJAYA | Existing | 11 kV |  | RYB | VPTJ/PCE/J11171 | PE 11.17 ZON 7B (F1) |  |  | Fail | Please check "Use"
15475595 | TNB | DISTRIBUTION | WP PUTRAJAYA & CYBERJAYA | Existing | 11 kV |  | RYB | VPTJ/PCE/J11172 | PE 11.17 ZON 7B (F2) |  |  | Fail | Please check "Use"
15475596 | TNB | DISTRIBUTION | WP PUTRAJAYA & CYBERJAYA | Existing | 11 kV |  | RYB | VPTJ/PCE/J11172 | PE 11.17 ZON 7B (F2) |  |  | Fail | Please check "Use"
15475600 | TNB | DISTRIBUTION | WP PUTRAJAYA & CYBERJAYA | Existing | 11 kV |  | RYB | VPTJ/PCE/J11172 | PE 11.17 ZON 7B (F2) |  |  | Fail | Please check "Use"
15475604 | TNB | DISTRIBUTION | WP PUTRAJAYA & CYBERJAYA | Existing | 11 kV |  | RYB | VPTJ/PCE/J11172 | PE 11.17 ZON 7B (F2) |  |  | Fail | Please check "Use"
15475605 | TNB | DISTRIBUTION | WP PUTRAJAYA & CYBERJAYA | Existing | 11 kV |  | RYB | VPTJ/PCE/J11172 | PE 11.17 ZON 7B (F2) |  |  | Fail | Please check "Use"
15475606 | TNB | DISTRIBUTION | WP PUTRAJAYA & CYBERJAYA | Existing | 11 kV |  | RYB | VPTJ/PCE/J11172 | PE 11.17 ZON 7B (F2) |  |  | Fail | Please check "Use"
35361473 | TNB | DISTRIBUTION | WP PUTRAJAYA & CYBERJAYA | Existing | 11 kV |  | RYB |  |  | PE |  | Fail | Please check "Use"
35361474 | TNB | DISTRIBUTION | WP PUTRAJAYA & CYBERJAYA | Existing | 11 kV |  | RYB |  |  | HV BUSBAR PART |  | Fail | Please check "Use"
35361476 | TNB | DISTRIBUTION | WP PUTRAJAYA & CYBERJAYA | Existing | 11 kV |  | RYB |  |  | PE |  | Fail | Please check "Use"
35361477 | TNB | DISTRIBUTION | WP PUTRAJAYA & CYBERJAYA | Existing | 11 kV |  | RYB |  |  | HV BUSBAR PART |  | Fail | Please check "Use"
35361478 | TNB | DISTRIBUTION | WP PUTRAJAYA & CYBERJAYA | Existing | 11 kV |  | RYB |  |  | HV BUSBAR PART |  | Fail | Please check "Use"
35361480 | TNB | DISTRIBUTION | WP PUTRAJAYA & CYBERJAYA | Existing | 11 kV |  | RYB |  |  | HV BUSBAR PART |  | Fail | Please check "Use"
35361481 | TNB | DISTRIBUTION | WP PUTRAJAYA & CYBERJAYA | Existing | 11 kV |  | RYB |  |  | PE |  | Fail | Please check "Use"
35361483 | TNB | DISTRIBUTION | WP PUTRAJAYA & CYBERJAYA | Existing | 11 kV |  | RYB |  |  | HV BUSBAR PART |  | Fail | Please check "Use"
35361485 | TNB | DISTRIBUTION | WP PUTRAJAYA & CYBERJAYA | Existing | 11 kV |  | RYB |  |  | HV BUSBAR PART |  | Fail | Please check "Use"
35361491 | TNB | DISTRIBUTION | WP PUTRAJAYA & CYBERJAYA | Existing | 11 kV |  | RYB |  |  | HV BUSBAR PART |  | Fail | Please check "Use"
35361493 | TNB | DISTRIBUTION | WP PUTRAJAYA & CYBERJAYA | Existing | 11 kV |  | RYB |  |  | PE |  | Fail | Please check "Use"
35386869 | TNB | DISTRIBUTION | WP PUTRAJAYA & CYBERJAYA | Existing | 11 kV |  | RYB |  |  | HV BUSBAR PART |  | Fail | Please check "Use"
35386875 | TNB | DISTRIBUTION | WP PUTRAJAYA & CYBERJAYA | Existing | 11 kV |  | RYB |  |  | HV BUSBAR PART |  | Fail | Please check "Use"
35386876 | TNB | DISTRIBUTION | WP PUTRAJAYA & CYBERJAYA | Existing | 11 kV |  | RYB |  |  | HV BUSBAR PART |  | Fail | Please check "Use"
35386883 | TNB | DISTRIBUTION | WP PUTRAJAYA & CYBERJAYA | Existing | 11 kV |  | RYB |  |  | PE |  | Fail | Please check "Use"
35386885 | TNB | DISTRIBUTION | WP PUTRAJAYA & CYBERJAYA | Existing | 11 kV |  | RYB |  |  | PE |  | Fail | Please check "Use"
35386886 | TNB | DISTRIBUTION | WP PUTRAJAYA & CYBERJAYA | Existing | 11 kV |  | RYB |  |  | PE |  | Fail | Please check "Use"
35386888 | TNB | DISTRIBUTION | WP PUTRAJAYA & CYBERJAYA | Existing | 11 kV |  | RYB |  |  | HV BUSBAR PART |  | Fail | Please check "Use"
35386889 | TNB | DISTRIBUTION | WP PUTRAJAYA & CYBERJAYA | Existing | 11 kV |  | RYB |  |  | HV BUSBAR PART |  | Fail | Please check "Use"
35386891 | TNB | DISTRIBUTION | WP PUTRAJAYA & CYBERJAYA | Existing | 11 kV |  | RYB |  |  | HV BUSBAR PART |  | Fail | Please check "Use"
35386892 | TNB | DISTRIBUTION | WP PUTRAJAYA & CYBERJAYA | Existing | 11 kV |  | RYB |  |  | PE |  | Fail | Please check "Use"
35386893 | TNB | DISTRIBUTION | WP PUTRAJAYA & CYBERJAYA | Existing | 11 kV |  | RYB |  |  | HV BUSBAR PART |  | Fail | Please check "Use"
35399758 | TNB | DISTRIBUTION | WP PUTRAJAYA & CYBERJAYA | Existing | 11 kV |  | RYB |  |  | PE |  | Fail | Please check "Use"
35399761 | TNB | DISTRIBUTION | WP PUTRAJAYA & CYBERJAYA | Existing | 11 kV |  | RYB |  |  | HV BUSBAR PART |  | Fail | Please check "Use"
35399762 | TNB | DISTRIBUTION | WP PUTRAJAYA & CYBERJAYA | Existing | 11 kV |  | RYB |  |  | PE |  | Fail | Please check "Use"
35399763 | TNB | DISTRIBUTION | WP PUTRAJAYA & CYBERJAYA | Existing | 11 kV |  | RYB |  |  | HV BUSBAR PART |  | Fail | Please check "Use"
35399768 | TNB | DISTRIBUTION | WP PUTRAJAYA & CYBERJAYA | Existing | 11 kV |  | RYB |  |  | HV BUSBAR PART |  | Fail | Please check "Use"
35399770 | TNB | DISTRIBUTION | WP PUTRAJAYA & CYBERJAYA | Existing | 11 kV |  | RYB |  |  | PE |  | Fail | Please check "Use"
35399771 | TNB | DISTRIBUTION | WP PUTRAJAYA & CYBERJAYA | Existing | 11 kV |  | RYB |  |  | HV BUSBAR PART |  | Fail | Please check "Use"
35399772 | TNB | DISTRIBUTION | WP PUTRAJAYA & CYBERJAYA | Existing | 11 kV |  | RYB |  |  | HV BUSBAR PART |  | Fail | Please check "Use"
35399773 | TNB | DISTRIBUTION | WP PUTRAJAYA & CYBERJAYA | Existing | 11 kV |  | RYB |  |  | HV BUSBAR PART |  | Fail | Please check "Use"
35399774 | TNB | DISTRIBUTION | WP PUTRAJAYA & CYBERJAYA | Existing | 11 kV |  | RYB |  |  | HV BUSBAR PART |  | Fail | Please check "Use"
35399781 | TNB | DISTRIBUTION | WP PUTRAJAYA & CYBERJAYA | Existing | 11 kV |  | RYB |  |  | PE |  | Fail | Please check "Use"
35859210 | TNB | DISTRIBUTION | WP PUTRAJAYA & CYBERJAYA | Existing | 11 kV |  | RYB | VPTJ/PCE/J11282 | PE 11.28 APT ZON 6B (F2) |  |  | Fail | Please check "Use"
35859211 | TNB | DISTRIBUTION | WP PUTRAJAYA & CYBERJAYA | Existing | 11 kV |  | RYB | VPTJ/PCE/J11282 | PE 11.28 APT ZON 6B (F2) |  |  | Fail | Please check "Use"
35859212 | TNB | DISTRIBUTION | WP PUTRAJAYA & CYBERJAYA | Existing | 11 kV |  | RYB | VPTJ/PCE/J11282 | PE 11.28 APT ZON 6B (F2) |  |  | Fail | Please check "Use"
35859217 | TNB | DISTRIBUTION | WP PUTRAJAYA & CYBERJAYA | Existing | 11 kV |  | RYB | VPTJ/PCE/J11282 | PE 11.28 APT ZON 6B (F2) |  |  | Fail | Please check "Use"
35859219 | TNB | DISTRIBUTION | WP PUTRAJAYA & CYBERJAYA | Existing | 11 kV |  | RYB | VPTJ/PCE/J11282 | PE 11.28 APT ZON 6B (F2) |  |  | Fail | Please check "Use"
35859223 | TNB | DISTRIBUTION | WP PUTRAJAYA & CYBERJAYA | Existing | 11 kV |  | RYB | VPTJ/PCE/J11282 | PE 11.28 APT ZON 6B (F2) |  |  | Fail | Please check "Use"
35859225 | TNB | DISTRIBUTION | WP PUTRAJAYA & CYBERJAYA | Existing | 11 kV |  | RYB | VPTJ/PCE/J11282 | PE 11.28 APT ZON 6B (F2) |  |  | Fail | Please check "Use"
35859226 | TNB | DISTRIBUTION | WP PUTRAJAYA & CYBERJAYA | Existing | 11 kV |  | RYB | VPTJ/PCE/J11282 | PE 11.28 APT ZON 6B (F2) |  |  | Fail | Please check "Use"
35863490 | TNB | DISTRIBUTION | WP PUTRAJAYA & CYBERJAYA | Existing | 11 kV |  | RYB | VPTJ/PCE/J11362 | PE 11.36 P11 K/13 TERES (F2) |  |  | Fail | Please check "Use"
35863491 | TNB | DISTRIBUTION | WP PUTRAJAYA & CYBERJAYA | Existing | 11 kV |  | RYB | VPTJ/PCE/J11362 | PE 11.36 P11 K/13 TERES (F2) |  |  | Fail | Please check "Use"
35863495 | TNB | DISTRIBUTION | WP PUTRAJAYA & CYBERJAYA | Existing | 11 kV |  | RYB | VPTJ/PCE/J11362 | PE 11.36 P11 K/13 TERES (F2) |  |  | Fail | Please check "Use"
35863499 | TNB | DISTRIBUTION | WP PUTRAJAYA & CYBERJAYA | Existing | 11 kV |  | RYB | VPTJ/PCE/J11362 | PE 11.36 P11 K/13 TERES (F2) |  |  | Fail | Please check "Use"
35863500 | TNB | DISTRIBUTION | WP PUTRAJAYA & CYBERJAYA | Existing | 11 kV |  | RYB | VPTJ/PCE/J11362 | PE 11.36 P11 K/13 TERES (F2) |  |  | Fail | Please check "Use"
35863501 | TNB | DISTRIBUTION | WP PUTRAJAYA & CYBERJAYA | Existing | 11 kV |  | RYB | VPTJ/PCE/J11362 | PE 11.36 P11 K/13 TERES (F2) |  |  | Fail | Please check "Use"
35867792 | TNB | DISTRIBUTION | WP PUTRAJAYA & CYBERJAYA | Existing | 11 kV |  | RYB | VPTJ/PCE/J11302 | PE 11.30 SEK REN (EFI) (F2) |  |  | Fail | Please check "Use"
35867793 | TNB | DISTRIBUTION | WP PUTRAJAYA & CYBERJAYA | Existing | 11 kV |  | RYB | VPTJ/PCE/J11302 | PE 11.30 SEK REN (EFI) (F2) |  |  | Fail | Please check "Use"
35867797 | TNB | DISTRIBUTION | WP PUTRAJAYA & CYBERJAYA | Existing | 11 kV |  | RYB | VPTJ/PCE/J11302 | PE 11.30 SEK REN (EFI) (F2) |  |  | Fail | Please check "Use"
35867801 | TNB | DISTRIBUTION | WP PUTRAJAYA & CYBERJAYA | Existing | 11 kV |  | RYB | VPTJ/PCE/J11302 | PE 11.30 SEK REN (EFI) (F2) |  |  | Fail | Please check "Use"
35867802 | TNB | DISTRIBUTION | WP PUTRAJAYA & CYBERJAYA | Existing | 11 kV |  | RYB | VPTJ/PCE/J11302 | PE 11.30 SEK REN (EFI) (F2) |  |  | Fail | Please check "Use"
35867803 | TNB | DISTRIBUTION | WP PUTRAJAYA & CYBERJAYA | Existing | 11 kV |  | RYB | VPTJ/PCE/J11302 | PE 11.30 SEK REN (EFI) (F2) |  |  | Fail | Please check "Use"
35876401 | TNB | DISTRIBUTION | WP PUTRAJAYA & CYBERJAYA | Existing | 11 kV |  | RYB | VCBJ/PCE/J22782 | SS 22.78 LHDN F2 |  |  | Fail | Please check "Use"
35876407 | TNB | DISTRIBUTION | WP PUTRAJAYA & CYBERJAYA | Existing | 11 kV |  | RYB | VCBJ/PCE/J22782 | SS 22.78 LHDN F2 |  |  | Fail | Please check "Use"
35876414 | TNB | DISTRIBUTION | WP PUTRAJAYA & CYBERJAYA | Existing | 11 kV |  | RYB | VCBJ/PCE/J22782 | SS 22.78 LHDN F2 |  |  | Fail | Please check "Use"
35876419 | TNB | DISTRIBUTION | WP PUTRAJAYA & CYBERJAYA | Existing | 11 kV |  | RYB | VCBJ/PCE/J22782 | SS 22.78 LHDN F2 |  |  | Fail | Please check "Use"
35880666 | TNB | DISTRIBUTION | WP PUTRAJAYA & CYBERJAYA | Existing | 11 kV |  | RYB | VPTJ/PCE/J11452 | PE 11.45 SEK MEN (F2) |  |  | Fail | Please check "Use"
35880667 | TNB | DISTRIBUTION | WP PUTRAJAYA & CYBERJAYA | Existing | 11 kV |  | RYB | VPTJ/PCE/J11452 | PE 11.45 SEK MEN (F2) |  |  | Fail | Please check "Use"
35880671 | TNB | DISTRIBUTION | WP PUTRAJAYA & CYBERJAYA | Existing | 11 kV |  | RYB | VPTJ/PCE/J11452 | PE 11.45 SEK MEN (F2) |  |  | Fail | Please check "Use"
35880675 | TNB | DISTRIBUTION | WP PUTRAJAYA & CYBERJAYA | Existing | 11 kV |  | RYB | VPTJ/PCE/J11452 | PE 11.45 SEK MEN (F2) |  |  | Fail | Please check "Use"
35880676 | TNB | DISTRIBUTION | WP PUTRAJAYA & CYBERJAYA | Existing | 11 kV |  | RYB | VPTJ/PCE/J11452 | PE 11.45 SEK MEN (F2) |  |  | Fail | Please check "Use"
35880677 | TNB | DISTRIBUTION | WP PUTRAJAYA & CYBERJAYA | Existing | 11 kV |  | RYB | VPTJ/PCE/J11452 | PE 11.45 SEK MEN (F2) |  |  | Fail | Please check "Use"
35884960 | TNB | DISTRIBUTION | WP PUTRAJAYA & CYBERJAYA | Existing | 11 kV |  | RYB | VPTJ/PCE/J11352 | PE 11.35 P11 K/3 TERES (EFI) (F2) |  |  | Fail | Please check "Use"
35884961 | TNB | DISTRIBUTION | WP PUTRAJAYA & CYBERJAYA | Existing | 11 kV |  | RYB | VPTJ/PCE/J11352 | PE 11.35 P11 K/3 TERES (EFI) (F2) |  |  | Fail | Please check "Use"
35884965 | TNB | DISTRIBUTION | WP PUTRAJAYA & CYBERJAYA | Existing | 11 kV |  | RYB | VPTJ/PCE/J11352 | PE 11.35 P11 K/3 TERES (EFI) (F2) |  |  | Fail | Please check "Use"
35884969 | TNB | DISTRIBUTION | WP PUTRAJAYA & CYBERJAYA | Existing | 11 kV |  | RYB | VPTJ/PCE/J11352 | PE 11.35 P11 K/3 TERES (EFI) (F2) |  |  | Fail | Please check "Use"
35884970 | TNB | DISTRIBUTION | WP PUTRAJAYA & CYBERJAYA | Existing | 11 kV |  | RYB | VPTJ/PCE/J11352 | PE 11.35 P11 K/3 TERES (EFI) (F2) |  |  | Fail | Please check "Use"
35884971 | TNB | DISTRIBUTION | WP PUTRAJAYA & CYBERJAYA | Existing | 11 kV |  | RYB | VPTJ/PCE/J11352 | PE 11.35 P11 K/3 TERES (EFI) (F2) |  |  | Fail | Please check "Use"
35970840 | TNB | DISTRIBUTION | WP PUTRAJAYA & CYBERJAYA | Existing | 11 kV |  | RYB | VPTJ/PCE/J11181 | PE 11.18 P11 H/1 TERES (EFI) (F1) |  |  | Fail | Please check "Use"
35970841 | TNB | DISTRIBUTION | WP PUTRAJAYA & CYBERJAYA | Existing | 11 kV |  | RYB | VPTJ/PCE/J11181 | PE 11.18 P11 H/1 TERES (EFI) (F1) |  |  | Fail | Please check "Use"
35970845 | TNB | DISTRIBUTION | WP PUTRAJAYA & CYBERJAYA | Existing | 11 kV |  | RYB | VPTJ/PCE/J11181 | PE 11.18 P11 H/1 TERES (EFI) (F1) |  |  | Fail | Please check "Use"
35970849 | TNB | DISTRIBUTION | WP PUTRAJAYA & CYBERJAYA | Existing | 11 kV |  | RYB | VPTJ/PCE/J11181 | PE 11.18 P11 H/1 TERES (EFI) (F1) |  |  | Fail | Please check "Use"
35970850 | TNB | DISTRIBUTION | WP PUTRAJAYA & CYBERJAYA | Existing | 11 kV |  | RYB | VPTJ/PCE/J11181 | PE 11.18 P11 H/1 TERES (EFI) (F1) |  |  | Fail | Please check "Use"
35970851 | TNB | DISTRIBUTION | WP PUTRAJAYA & CYBERJAYA | Existing | 11 kV |  | RYB | VPTJ/PCE/J11181 | PE 11.18 P11 H/1 TERES (EFI) (F1) |  |  | Fail | Please check "Use"
36095365 | TNB | DISTRIBUTION | WP PUTRAJAYA & CYBERJAYA | Existing | 33 kV |  | RYB | VCBJ/PPU/G00008 | PPU CYBERJAYA NO 9 |  |  | Fail | Please check "Use"
36095367 | TNB | DISTRIBUTION | WP PUTRAJAYA & CYBERJAYA | Existing | 33 kV |  | RYB | VCBJ/PPU/G00008 | PPU CYBERJAYA NO 9 |  |  | Fail | Please check "Use"
36095405 | TNB | DISTRIBUTION | WP PUTRAJAYA & CYBERJAYA | Existing | 33 kV |  | RYB | VCBJ/PPU/G00008 | PPU CYBERJAYA NO 9 |  |  | Fail | Please check "Use"
36095409 | TNB | DISTRIBUTION | WP PUTRAJAYA & CYBERJAYA | Existing | 33 kV |  | RYB | VCBJ/PPU/G00008 | PPU CYBERJAYA NO 9 |  |  | Fail | Please check "Use"
36095477 | TNB | DISTRIBUTION | WP PUTRAJAYA & CYBERJAYA | Existing | 33 kV | MAIN | RYB | VCBJ/PPU/G00008 | PPU CYBERJAYA NO 9 | M |  | Pass | null
36095482 | TNB | DISTRIBUTION | WP PUTRAJAYA & CYBERJAYA | Existing | 33 kV |  | RYB | VCBJ/PPU/G00008 | PPU CYBERJAYA NO 9 |  |  | Fail | Please check "Use"
36095484 | TNB | DISTRIBUTION | WP PUTRAJAYA & CYBERJAYA | Existing | 33 kV |  | RYB | VCBJ/PPU/G00008 | PPU CYBERJAYA NO 9 |  |  | Fail | Please check "Use"
36095488 | TNB | DISTRIBUTION | WP PUTRAJAYA & CYBERJAYA | Existing | 33 kV |  | RYB | VCBJ/PPU/G00008 | PPU CYBERJAYA NO 9 |  |  | Fail | Please check "Use"
36095496 | TNB | DISTRIBUTION | WP PUTRAJAYA & CYBERJAYA | Existing | 33 kV |  | RYB | VCBJ/PPU/G00008 | PPU CYBERJAYA NO 9 |  |  | Fail | Please check "Use"
36095546 | TNB | DISTRIBUTION | WP PUTRAJAYA & CYBERJAYA | Existing | 33 kV |  | RYB | VCBJ/PPU/G00008 | PPU CYBERJAYA NO 9 |  |  | Fail | Please check "Use"
36095592 | TNB | DISTRIBUTION | WP PUTRAJAYA & CYBERJAYA | Existing | 33 kV |  | RYB | VCBJ/PPU/G00008 | PPU CYBERJAYA NO 9 |  |  | Fail | Please check "Use"
36095601 | TNB | DISTRIBUTION | WP PUTRAJAYA & CYBERJAYA | Existing | 33 kV | RESERVE | RYB | VCBJ/PPU/G00008 | PPU CYBERJAYA NO 9 | R |  | Pass | null
36095634 | TNB | DISTRIBUTION | WP PUTRAJAYA & CYBERJAYA | Existing | 33 kV |  | RYB | VCBJ/PPU/G00008 | PPU CYBERJAYA NO 9 |  |  | Fail | Please check "Use"
36095651 | TNB | DISTRIBUTION | WP PUTRAJAYA & CYBERJAYA | Existing | 33 kV |  | RYB | VCBJ/PPU/G00008 | PPU CYBERJAYA NO 9 |  |  | Fail | Please check "Use"
36095659 | TNB | DISTRIBUTION | WP PUTRAJAYA & CYBERJAYA | Existing | 33 kV |  | RYB | VCBJ/PPU/G00008 | PPU CYBERJAYA NO 9 |  |  | Fail | Please check "Use"
36095708 | TNB | DISTRIBUTION | WP PUTRAJAYA & CYBERJAYA | Existing | 33 kV |  | RYB | VCBJ/PPU/G00008 | PPU CYBERJAYA NO 9 |  |  | Fail | Please check "Use"
36095711 | TNB | DISTRIBUTION | WP PUTRAJAYA & CYBERJAYA | Existing | 33 kV |  | RYB | VCBJ/PPU/G00008 | PPU CYBERJAYA NO 9 |  |  | Fail | Please check "Use"
36095907 | TNB | DISTRIBUTION | WP PUTRAJAYA & CYBERJAYA | Existing | 33 kV |  | RYB | VCBJ/PPU/G00008 | PPU CYBERJAYA NO 9 |  |  | Fail | Please check "Use"
36095908 | TNB | DISTRIBUTION | WP PUTRAJAYA & CYBERJAYA | Existing | 33 kV |  | RYB | VCBJ/PPU/G00008 | PPU CYBERJAYA NO 9 |  |  | Fail | Please check "Use"
36095942 | TNB | DISTRIBUTION | WP PUTRAJAYA & CYBERJAYA | Existing | 33 kV |  | RYB | VCBJ/PPU/G00008 | PPU CYBERJAYA NO 9 |  |  | Fail | Please check "Use"
36095951 | TNB | DISTRIBUTION | WP PUTRAJAYA & CYBERJAYA | Existing | 33 kV |  | RYB | VCBJ/PPU/G00008 | PPU CYBERJAYA NO 9 |  |  | Fail | Please check "Use"
36095952 | TNB | DISTRIBUTION | WP PUTRAJAYA & CYBERJAYA | Existing | 33 kV | RESERVE | RYB | VCBJ/PPU/G00008 | PPU CYBERJAYA NO 9 | R |  | Pass | null
36095953 | TNB | DISTRIBUTION | WP PUTRAJAYA & CYBERJAYA | Existing | 33 kV |  | RYB | VCBJ/PPU/G00008 | PPU CYBERJAYA NO 9 |  |  | Fail | Please check "Use"
36095956 | TNB | DISTRIBUTION | WP PUTRAJAYA & CYBERJAYA | Existing | 33 kV |  | RYB | VCBJ/PPU/G00008 | PPU CYBERJAYA NO 9 |  |  | Fail | Please check "Use"
36095959 | TNB | DISTRIBUTION | WP PUTRAJAYA & CYBERJAYA | Existing | 33 kV |  | RYB | VCBJ/PPU/G00008 | PPU CYBERJAYA NO 9 |  |  | Fail | Please check "Use"
36095969 | TNB | DISTRIBUTION | WP PUTRAJAYA & CYBERJAYA | Existing | 33 kV |  | RYB | VCBJ/PPU/G00008 | PPU CYBERJAYA NO 9 |  |  | Fail | Please check "Use"
36095984 | TNB | DISTRIBUTION | WP PUTRAJAYA & CYBERJAYA | Existing | 33 kV |  | RYB | VCBJ/PPU/G00008 | PPU CYBERJAYA NO 9 |  |  | Fail | Please check "Use"
36095986 | TNB | DISTRIBUTION | WP PUTRAJAYA & CYBERJAYA | Existing | 33 kV |  | RYB | VCBJ/PPU/G00008 | PPU CYBERJAYA NO 9 |  |  | Fail | Please check "Use"
36096018 | TNB | DISTRIBUTION | WP PUTRAJAYA & CYBERJAYA | Existing | 33 kV |  | RYB | VCBJ/PPU/G00008 | PPU CYBERJAYA NO 9 |  |  | Fail | Please check "Use"
36096075 | TNB | DISTRIBUTION | WP PUTRAJAYA & CYBERJAYA | Existing | 33 kV |  | RYB | VCBJ/PPU/G00008 | PPU CYBERJAYA NO 9 |  |  | Fail | Please check "Use"
36096101 | TNB | DISTRIBUTION | WP PUTRAJAYA & CYBERJAYA | Existing | 33 kV |  | RYB | VCBJ/PPU/G00008 | PPU CYBERJAYA NO 9 |  |  | Fail | Please check "Use"
36096121 | TNB | DISTRIBUTION | WP PUTRAJAYA & CYBERJAYA | Existing | 33 kV |  | RYB | VCBJ/PPU/G00008 | PPU CYBERJAYA NO 9 |  |  | Fail | Please check "Use"
36096147 | TNB | DISTRIBUTION | WP PUTRAJAYA & CYBERJAYA | Existing | 33 kV |  | RYB | VCBJ/PPU/G00008 | PPU CYBERJAYA NO 9 |  |  | Fail | Please check "Use"
36096158 | TNB | DISTRIBUTION | WP PUTRAJAYA & CYBERJAYA | Existing | 33 kV |  | RYB | VCBJ/PPU/G00008 | PPU CYBERJAYA NO 9 |  |  | Fail | Please check "Use"
36096215 | TNB | DISTRIBUTION | WP PUTRAJAYA & CYBERJAYA | Existing | 33 kV |  | RYB | VCBJ/PPU/G00008 | PPU CYBERJAYA NO 9 |  |  | Fail | Please check "Use"
36096248 | TNB | DISTRIBUTION | WP PUTRAJAYA & CYBERJAYA | Existing | 33 kV | MAIN | RYB | VCBJ/PPU/G00008 | PPU CYBERJAYA NO 9 | M |  | Pass | null
36096249 | TNB | DISTRIBUTION | WP PUTRAJAYA & CYBERJAYA | Existing | 33 kV | MAIN | RYB | VCBJ/PPU/G00008 | PPU CYBERJAYA NO 9 | M |  | Pass | null
36096273 | TNB | DISTRIBUTION | WP PUTRAJAYA & CYBERJAYA | Existing | 33 kV |  | RYB | VCBJ/PPU/G00008 | PPU CYBERJAYA NO 9 |  |  | Fail | Please check "Use"
36096274 | TNB | DISTRIBUTION | WP PUTRAJAYA & CYBERJAYA | Existing | 33 kV |  | RYB | VCBJ/PPU/G00008 | PPU CYBERJAYA NO 9 |  |  | Fail | Please check "Use"
36096284 | TNB | DISTRIBUTION | WP PUTRAJAYA & CYBERJAYA | Existing | 33 kV | MAIN | RYB | VCBJ/PPU/G00008 | PPU CYBERJAYA NO 9 | M |  | Pass | null
36096285 | TNB | DISTRIBUTION | WP PUTRAJAYA & CYBERJAYA | Existing | 33 kV |  | RYB | VCBJ/PPU/G00008 | PPU CYBERJAYA NO 9 |  |  | Fail | Please check "Use"
36096289 | TNB | DISTRIBUTION | WP PUTRAJAYA & CYBERJAYA | Existing | 33 kV |  | RYB | VCBJ/PPU/G00008 | PPU CYBERJAYA NO 9 |  |  | Fail | Please check "Use"
36096332 | TNB | DISTRIBUTION | WP PUTRAJAYA & CYBERJAYA | Existing | 33 kV |  | RYB | VCBJ/PPU/G00008 | PPU CYBERJAYA NO 9 |  |  | Fail | Please check "Use"
36096372 | TNB | DISTRIBUTION | WP PUTRAJAYA & CYBERJAYA | Existing | 33 kV |  | RYB | VCBJ/PPU/G00008 | PPU CYBERJAYA NO 9 |  |  | Fail | Please check "Use"
36096382 | TNB | DISTRIBUTION | WP PUTRAJAYA & CYBERJAYA | Existing | 33 kV |  | RYB | VCBJ/PPU/G00008 | PPU CYBERJAYA NO 9 |  |  | Fail | Please check "Use"
36096395 | TNB | DISTRIBUTION | WP PUTRAJAYA & CYBERJAYA | Existing | 33 kV |  | RYB | VCBJ/PPU/G00008 | PPU CYBERJAYA NO 9 |  |  | Fail | Please check "Use"
36096425 | TNB | DISTRIBUTION | WP PUTRAJAYA & CYBERJAYA | Existing | 33 kV |  | RYB | VCBJ/PPU/G00008 | PPU CYBERJAYA NO 9 |  |  | Fail | Please check "Use"
36096426 | TNB | DISTRIBUTION | WP PUTRAJAYA & CYBERJAYA | Existing | 33 kV |  | RYB | VCBJ/PPU/G00008 | PPU CYBERJAYA NO 9 |  |  | Fail | Please check "Use"
36096459 | TNB | DISTRIBUTION | WP PUTRAJAYA & CYBERJAYA | Existing | 33 kV |  | RYB | VCBJ/PPU/G00008 | PPU CYBERJAYA NO 9 |  |  | Fail | Please check "Use"
36096500 | TNB | DISTRIBUTION | WP PUTRAJAYA & CYBERJAYA | Existing | 33 kV |  | RYB | VCBJ/PPU/G00008 | PPU CYBERJAYA NO 9 |  |  | Fail | Please check "Use"
36675055 | TNB | DISTRIBUTION | WP PUTRAJAYA & CYBERJAYA | Existing | 11 kV |  | RYB | VCBJ/PCE/J22402 | PE 22.40 POLIS CJ F2 |  |  | Fail | Please check "Use"
36675059 | TNB | DISTRIBUTION | WP PUTRAJAYA & CYBERJAYA | Existing | 11 kV |  | RYB | VCBJ/PCE/J22402 | PE 22.40 POLIS CJ F2 |  |  | Fail | Please check "Use"
36675063 | TNB | DISTRIBUTION | WP PUTRAJAYA & CYBERJAYA | Existing | 11 kV |  | RYB | VCBJ/PCE/J22402 | PE 22.40 POLIS CJ F2 |  |  | Fail | Please check "Use"
36675064 | TNB | DISTRIBUTION | WP PUTRAJAYA & CYBERJAYA | Existing | 11 kV |  | RYB | VCBJ/PCE/J22402 | PE 22.40 POLIS CJ F2 |  |  | Fail | Please check "Use"
36675067 | TNB | DISTRIBUTION | WP PUTRAJAYA & CYBERJAYA | Existing | 11 kV |  | RYB | VCBJ/PCE/J22402 | PE 22.40 POLIS CJ F2 |  |  | Fail | Please check "Use"
36675069 | TNB | DISTRIBUTION | WP PUTRAJAYA & CYBERJAYA | Existing | 11 kV |  | RYB | VCBJ/PCE/J22402 | PE 22.40 POLIS CJ F2 |  |  | Fail | Please check "Use"
36675070 | TNB | DISTRIBUTION | WP PUTRAJAYA & CYBERJAYA | Existing | 11 kV |  | RYB | VCBJ/PCE/J22402 | PE 22.40 POLIS CJ F2 |  |  | Fail | Please check "Use"
36722290 | TNB | DISTRIBUTION | WP PUTRAJAYA & CYBERJAYA | Existing | 11 kV |  | RYB | VCBJ/PCE/J21891 | PE 21.89 MYVILLA P2 PARCEL B |  |  | Fail | Please check "Use"
36722291 | TNB | DISTRIBUTION | WP PUTRAJAYA & CYBERJAYA | Existing | 11 kV |  | RYB | VCBJ/PCE/J21891 | PE 21.89 MYVILLA P2 PARCEL B |  |  | Fail | Please check "Use"
36722295 | TNB | DISTRIBUTION | WP PUTRAJAYA & CYBERJAYA | Existing | 11 kV |  | RYB | VCBJ/PCE/J21891 | PE 21.89 MYVILLA P2 PARCEL B |  |  | Fail | Please check "Use"
36722299 | TNB | DISTRIBUTION | WP PUTRAJAYA & CYBERJAYA | Existing | 11 kV |  | RYB | VCBJ/PCE/J21891 | PE 21.89 MYVILLA P2 PARCEL B |  |  | Fail | Please check "Use"
36722300 | TNB | DISTRIBUTION | WP PUTRAJAYA & CYBERJAYA | Existing | 11 kV |  | RYB | VCBJ/PCE/J21891 | PE 21.89 MYVILLA P2 PARCEL B |  |  | Fail | Please check "Use"
36722301 | TNB | DISTRIBUTION | WP PUTRAJAYA & CYBERJAYA | Existing | 11 kV |  | RYB | VCBJ/PCE/J21891 | PE 21.89 MYVILLA P2 PARCEL B |  |  | Fail | Please check "Use"
36722305 | TNB | DISTRIBUTION | WP PUTRAJAYA & CYBERJAYA | Existing | 11 kV |  | RYB | VCBJ/PCE/J21881 | PE 21.88 MYVILLA P2 PARCEL A |  |  | Fail | Please check "Use"
36722306 | TNB | DISTRIBUTION | WP PUTRAJAYA & CYBERJAYA | Existing | 11 kV |  | RYB | VCBJ/PCE/J21881 | PE 21.88 MYVILLA P2 PARCEL A |  |  | Fail | Please check "Use"
36722310 | TNB | DISTRIBUTION | WP PUTRAJAYA & CYBERJAYA | Existing | 11 kV |  | RYB | VCBJ/PCE/J21881 | PE 21.88 MYVILLA P2 PARCEL A |  |  | Fail | Please check "Use"
36722314 | TNB | DISTRIBUTION | WP PUTRAJAYA & CYBERJAYA | Existing | 11 kV |  | RYB | VCBJ/PCE/J21881 | PE 21.88 MYVILLA P2 PARCEL A |  |  | Fail | Please check "Use"
36722315 | TNB | DISTRIBUTION | WP PUTRAJAYA & CYBERJAYA | Existing | 11 kV |  | RYB | VCBJ/PCE/J21881 | PE 21.88 MYVILLA P2 PARCEL A |  |  | Fail | Please check "Use"
36722316 | TNB | DISTRIBUTION | WP PUTRAJAYA & CYBERJAYA | Existing | 11 kV |  | RYB | VCBJ/PCE/J21881 | PE 21.88 MYVILLA P2 PARCEL A |  |  | Fail | Please check "Use"
38147905 | TNB | DISTRIBUTION | WP PUTRAJAYA & CYBERJAYA | Existing | 11 kV |  | RYB | VPTJ/PCE/J04011 | PE 4.01 4G3 (F1) |  |  | Fail | Please check "Use"
38147910 | TNB | DISTRIBUTION | WP PUTRAJAYA & CYBERJAYA | Existing | 11 kV |  | RYB | VPTJ/PCE/J04011 | PE 4.01 4G3 (F1) |  |  | Fail | Please check "Use"
38147913 | TNB | DISTRIBUTION | WP PUTRAJAYA & CYBERJAYA | Existing | 11 kV |  | RYB | VPTJ/PCE/J04011 | PE 4.01 4G3 (F1) |  |  | Fail | Please check "Use"
38147917 | TNB | DISTRIBUTION | WP PUTRAJAYA & CYBERJAYA | Existing | 11 kV |  | RYB | VPTJ/PCE/J04011 | PE 4.01 4G3 (F1) |  |  | Fail | Please check "Use"
38147918 | TNB | DISTRIBUTION | WP PUTRAJAYA & CYBERJAYA | Existing | 11 kV |  | RYB | VPTJ/PCE/J04011 | PE 4.01 4G3 (F1) |  |  | Fail | Please check "Use"
256901155 | TNB | DISTRIBUTION | WP PUTRAJAYA & CYBERJAYA | Existing | 11 kV |  | RYB | BSJY/PCE/J01728 | PE TAMAN SAINS SELANGOR NO 2 | PE |  | Fail | Please check "Use"
256901156 | TNB | DISTRIBUTION | WP PUTRAJAYA & CYBERJAYA | Existing | 11 kV |  | RYB | BSJY/PCE/J01728 | PE TAMAN SAINS SELANGOR NO 2 | PE |  | Fail | Please check "Use"
256901157 | TNB | DISTRIBUTION | WP PUTRAJAYA & CYBERJAYA | Existing | 11 kV |  | RYB | BSJY/PCE/J01728 | PE TAMAN SAINS SELANGOR NO 2 | PE |  | Fail | Please check "Use"
256901161 | TNB | DISTRIBUTION | WP PUTRAJAYA & CYBERJAYA | Existing | 11 kV |  | RYB | BSJY/PCE/J01728 | PE TAMAN SAINS SELANGOR NO 2 | HV BUSBAR PART |  | Fail | Please check "Use"
256901165 | TNB | DISTRIBUTION | WP PUTRAJAYA & CYBERJAYA | Existing | 11 kV |  | RYB | BSJY/PCE/J01728 | PE TAMAN SAINS SELANGOR NO 2 | HV BUSBAR PART |  | Fail | Please check "Use"
256901166 | TNB | DISTRIBUTION | WP PUTRAJAYA & CYBERJAYA | Existing | 11 kV |  | RYB | BSJY/PCE/J01728 | PE TAMAN SAINS SELANGOR NO 2 | HV BUSBAR PART |  | Fail | Please check "Use"
256901170 | TNB | DISTRIBUTION | WP PUTRAJAYA & CYBERJAYA | Existing | 11 kV |  | RYB | BSJY/PCE/J01728 | PE TAMAN SAINS SELANGOR NO 2 | HV BUSBAR PART |  | Fail | Please check "Use"
256901174 | TNB | DISTRIBUTION | WP PUTRAJAYA & CYBERJAYA | Existing | 11 kV |  | RYB | BSJY/PCE/J01728 | PE TAMAN SAINS SELANGOR NO 2 | PE |  | Fail | Please check "Use"
256901175 | TNB | DISTRIBUTION | WP PUTRAJAYA & CYBERJAYA | Existing | 11 kV |  | RYB | BSJY/PCE/J01728 | PE TAMAN SAINS SELANGOR NO 2 | PE |  | Fail | Please check "Use"
256901176 | TNB | DISTRIBUTION | WP PUTRAJAYA & CYBERJAYA | Existing | 11 kV |  | RYB | BSJY/PCE/J01728 | PE TAMAN SAINS SELANGOR NO 2 | PE |  | Fail | Please check "Use"
256930551 | TNB | DISTRIBUTION | WP PUTRAJAYA & CYBERJAYA | Existing | 11 kV |  | RYB | VPTJ/PCE/J11281 | PE 11.28 APT ZON 6B (F1) | HV BUSBAR PART |  | Fail | Please check "Use"
256930552 | TNB | DISTRIBUTION | WP PUTRAJAYA & CYBERJAYA | Existing | 11 kV |  | RYB | VPTJ/PCE/J11281 | PE 11.28 APT ZON 6B (F1) | PE |  | Fail | Please check "Use"
256930553 | TNB | DISTRIBUTION | WP PUTRAJAYA & CYBERJAYA | Existing | 11 kV |  | RYB | VPTJ/PCE/J11281 | PE 11.28 APT ZON 6B (F1) | HV BUSBAR PART |  | Fail | Please check "Use"
256930554 | TNB | DISTRIBUTION | WP PUTRAJAYA & CYBERJAYA | Existing | 11 kV |  | RYB | VPTJ/PCE/J11281 | PE 11.28 APT ZON 6B (F1) | PE |  | Fail | Please check "Use"
256930555 | TNB | DISTRIBUTION | WP PUTRAJAYA & CYBERJAYA | Existing | 11 kV |  | RYB | VPTJ/PCE/J11281 | PE 11.28 APT ZON 6B (F1) | HV BUSBAR PART |  | Fail | Please check "Use"
256930556 | TNB | DISTRIBUTION | WP PUTRAJAYA & CYBERJAYA | Existing | 11 kV |  | RYB | VPTJ/PCE/J11281 | PE 11.28 APT ZON 6B (F1) | HV BUSBAR PART |  | Fail | Please check "Use"
256930557 | TNB | DISTRIBUTION | WP PUTRAJAYA & CYBERJAYA | Existing | 11 kV |  | RYB | VPTJ/PCE/J11281 | PE 11.28 APT ZON 6B (F1) | PE |  | Fail | Please check "Use"
256930558 | TNB | DISTRIBUTION | WP PUTRAJAYA & CYBERJAYA | Existing | 11 kV |  | RYB | VPTJ/PCE/J11281 | PE 11.28 APT ZON 6B (F1) | HV BUSBAR PART |  | Fail | Please check "Use"
256930559 | TNB | DISTRIBUTION | WP PUTRAJAYA & CYBERJAYA | Existing | 11 kV |  | RYB | VPTJ/PCE/J11281 | PE 11.28 APT ZON 6B (F1) | PE |  | Fail | Please check "Use"
256930560 | TNB | DISTRIBUTION | WP PUTRAJAYA & CYBERJAYA | Existing | 11 kV |  | RYB | VPTJ/PCE/J11281 | PE 11.28 APT ZON 6B (F1) | HV BUSBAR PART |  | Fail | Please check "Use"
256930561 | TNB | DISTRIBUTION | WP PUTRAJAYA & CYBERJAYA | Existing | 11 kV |  | RYB | VPTJ/PCE/J11281 | PE 11.28 APT ZON 6B (F1) | HV BUSBAR PART |  | Fail | Please check "Use"
256930562 | TNB | DISTRIBUTION | WP PUTRAJAYA & CYBERJAYA | Existing | 11 kV |  | RYB | VPTJ/PCE/J11281 | PE 11.28 APT ZON 6B (F1) | HV BUSBAR PART |  | Fail | Please check "Use"
256930563 | TNB | DISTRIBUTION | WP PUTRAJAYA & CYBERJAYA | Existing | 11 kV |  | RYB | VPTJ/PCE/J11281 | PE 11.28 APT ZON 6B (F1) | PE |  | Fail | Please check "Use"
256930564 | TNB | DISTRIBUTION | WP PUTRAJAYA & CYBERJAYA | Existing | 11 kV |  | RYB | VPTJ/PCE/J11281 | PE 11.28 APT ZON 6B (F1) | HV BUSBAR PART |  | Fail | Please check "Use"
256930565 | TNB | DISTRIBUTION | WP PUTRAJAYA & CYBERJAYA | Existing | 11 kV |  | RYB | VPTJ/PCE/J11281 | PE 11.28 APT ZON 6B (F1) | HV BUSBAR PART |  | Fail | Please check "Use"
257015476 | TNB | DISTRIBUTION | WP PUTRAJAYA & CYBERJAYA | Existing | 11 kV |  | RYB | VPTJ/PCE/J14031 | PE 14.03 C/S S/L | HV BUSBAR PART |  | Fail | Please check "Use"
257015477 | TNB | DISTRIBUTION | WP PUTRAJAYA & CYBERJAYA | Existing | 11 kV |  | RYB | VPTJ/PCE/J14031 | PE 14.03 C/S S/L | HV BUSBAR PART |  | Fail | Please check "Use"
257015478 | TNB | DISTRIBUTION | WP PUTRAJAYA & CYBERJAYA | Existing | 11 kV |  | RYB | VPTJ/PCE/J14031 | PE 14.03 C/S S/L | HV BUSBAR PART |  | Fail | Please check "Use"
257015479 | TNB | DISTRIBUTION | WP PUTRAJAYA & CYBERJAYA | Existing | 11 kV |  | RYB | VPTJ/PCE/J14031 | PE 14.03 C/S S/L | HV BUSBAR PART |  | Fail | Please check "Use"
257015480 | TNB | DISTRIBUTION | WP PUTRAJAYA & CYBERJAYA | Existing | 11 kV |  | RYB | VPTJ/PCE/J14031 | PE 14.03 C/S S/L | HV BUSBAR PART |  | Fail | Please check "Use"
257015481 | TNB | DISTRIBUTION | WP PUTRAJAYA & CYBERJAYA | Existing | 11 kV |  | RYB | VPTJ/PCE/J14031 | PE 14.03 C/S S/L | HV BUSBAR PART |  | Fail | Please check "Use"
257015482 | TNB | DISTRIBUTION | WP PUTRAJAYA & CYBERJAYA | Existing | 11 kV |  | RYB | VPTJ/PCE/J14031 | PE 14.03 C/S S/L | HV BUSBAR PART |  | Fail | Please check "Use"
257015483 | TNB | DISTRIBUTION | WP PUTRAJAYA & CYBERJAYA | Existing | 11 kV |  | RYB | VPTJ/PCE/J14031 | PE 14.03 C/S S/L | PE |  | Fail | Please check "Use"
257015484 | TNB | DISTRIBUTION | WP PUTRAJAYA & CYBERJAYA | Existing | 11 kV |  | RYB | VPTJ/PCE/J14031 | PE 14.03 C/S S/L | PE |  | Fail | Please check "Use"
257015485 | TNB | DISTRIBUTION | WP PUTRAJAYA & CYBERJAYA | Existing | 11 kV |  | RYB | VPTJ/PCE/J14031 | PE 14.03 C/S S/L | PE |  | Fail | Please check "Use"
257015486 | TNB | DISTRIBUTION | WP PUTRAJAYA & CYBERJAYA | Existing | 11 kV |  | RYB | VPTJ/PCE/J14031 | PE 14.03 C/S S/L | PE |  | Fail | Please check "Use"
257015503 | TNB | DISTRIBUTION | WP PUTRAJAYA & CYBERJAYA | Existing | 11 kV |  | RYB | VPTJ/PCE/J15021 | PE 15.02 RD F 1 | HV BUSBAR PART |  | Fail | Please check "Use"
257015504 | TNB | DISTRIBUTION | WP PUTRAJAYA & CYBERJAYA | Existing | 11 kV |  | RYB | VPTJ/PCE/J15021 | PE 15.02 RD F 1 | HV BUSBAR PART |  | Fail | Please check "Use"
257015506 | TNB | DISTRIBUTION | WP PUTRAJAYA & CYBERJAYA | Existing | 11 kV |  | RYB | VPTJ/PCE/J15021 | PE 15.02 RD F 1 | HV BUSBAR PART |  | Fail | Please check "Use"
257015507 | TNB | DISTRIBUTION | WP PUTRAJAYA & CYBERJAYA | Existing | 11 kV |  | RYB | VPTJ/PCE/J15021 | PE 15.02 RD F 1 | HV BUSBAR PART |  | Fail | Please check "Use"
257015508 | TNB | DISTRIBUTION | WP PUTRAJAYA & CYBERJAYA | Existing | 11 kV |  | RYB | VPTJ/PCE/J15021 | PE 15.02 RD F 1 | HV BUSBAR PART |  | Fail | Please check "Use"
257015509 | TNB | DISTRIBUTION | WP PUTRAJAYA & CYBERJAYA | Existing | 11 kV |  | RYB | VPTJ/PCE/J15021 | PE 15.02 RD F 1 | HV BUSBAR PART |  | Fail | Please check "Use"
257015510 | TNB | DISTRIBUTION | WP PUTRAJAYA & CYBERJAYA | Existing | 11 kV |  | RYB | VPTJ/PCE/J15021 | PE 15.02 RD F 1 | PE |  | Fail | Please check "Use"
257015511 | TNB | DISTRIBUTION | WP PUTRAJAYA & CYBERJAYA | Existing | 11 kV |  | RYB | VPTJ/PCE/J15021 | PE 15.02 RD F 1 | PE |  | Fail | Please check "Use"
257015512 | TNB | DISTRIBUTION | WP PUTRAJAYA & CYBERJAYA | Existing | 11 kV |  | RYB | VPTJ/PCE/J15021 | PE 15.02 RD F 1 | PE |  | Fail | Please check "Use"
257015513 | TNB | DISTRIBUTION | WP PUTRAJAYA & CYBERJAYA | Existing | 11 kV |  | RYB | VPTJ/PCE/J15021 | PE 15.02 RD F 1 | PE |  | Fail | Please check "Use"
257017792 | TNB | DISTRIBUTION | WP PUTRAJAYA & CYBERJAYA | Existing | 11 kV |  | RYB | VPTJ/PCE/J11451 | PE 11.45 SEK MEN (F1) | HV BUSBAR PART |  | Fail | Please check "Use"
257017793 | TNB | DISTRIBUTION | WP PUTRAJAYA & CYBERJAYA | Existing | 11 kV |  | RYB | VPTJ/PCE/J11451 | PE 11.45 SEK MEN (F1) | HV BUSBAR PART |  | Fail | Please check "Use"
257017794 | TNB | DISTRIBUTION | WP PUTRAJAYA & CYBERJAYA | Existing | 11 kV |  | RYB | VPTJ/PCE/J11451 | PE 11.45 SEK MEN (F1) | PE |  | Fail | Please check "Use"
257017799 | TNB | DISTRIBUTION | WP PUTRAJAYA & CYBERJAYA | Existing | 11 kV |  | RYB | VPTJ/PCE/J11451 | PE 11.45 SEK MEN (F1) | HV BUSBAR PART |  | Fail | Please check "Use"
257017800 | TNB | DISTRIBUTION | WP PUTRAJAYA & CYBERJAYA | Existing | 11 kV |  | RYB | VPTJ/PCE/J11451 | PE 11.45 SEK MEN (F1) | HV BUSBAR PART |  | Fail | Please check "Use"
257017801 | TNB | DISTRIBUTION | WP PUTRAJAYA & CYBERJAYA | Existing | 11 kV |  | RYB | VPTJ/PCE/J11451 | PE 11.45 SEK MEN (F1) | HV BUSBAR PART |  | Fail | Please check "Use"
257017802 | TNB | DISTRIBUTION | WP PUTRAJAYA & CYBERJAYA | Existing | 11 kV |  | RYB | VPTJ/PCE/J11451 | PE 11.45 SEK MEN (F1) | HV BUSBAR PART |  | Fail | Please check "Use"
257017803 | TNB | DISTRIBUTION | WP PUTRAJAYA & CYBERJAYA | Existing | 11 kV |  | RYB | VPTJ/PCE/J11451 | PE 11.45 SEK MEN (F1) | HV BUSBAR PART |  | Fail | Please check "Use"
257017804 | TNB | DISTRIBUTION | WP PUTRAJAYA & CYBERJAYA | Existing | 11 kV |  | RYB | VPTJ/PCE/J11451 | PE 11.45 SEK MEN (F1) | PE |  | Fail | Please check "Use"
257017805 | TNB | DISTRIBUTION | WP PUTRAJAYA & CYBERJAYA | Existing | 11 kV |  | RYB | VPTJ/PCE/J11451 | PE 11.45 SEK MEN (F1) | PE |  | Fail | Please check "Use"
257017806 | TNB | DISTRIBUTION | WP PUTRAJAYA & CYBERJAYA | Existing | 11 kV |  | RYB | VPTJ/PCE/J11451 | PE 11.45 SEK MEN (F1) | PE |  | Fail | Please check "Use"
257021892 | TNB | DISTRIBUTION | WP PUTRAJAYA & CYBERJAYA | Existing | 11 kV |  | RYB | VPTJ/PCE/J11301 | PE 11.30 SEK REN (EFI) (F1) | HV BUSBAR PART |  | Fail | Please check "Use"
257021893 | TNB | DISTRIBUTION | WP PUTRAJAYA & CYBERJAYA | Existing | 11 kV |  | RYB | VPTJ/PCE/J11301 | PE 11.30 SEK REN (EFI) (F1) | HV BUSBAR PART |  | Fail | Please check "Use"
257021894 | TNB | DISTRIBUTION | WP PUTRAJAYA & CYBERJAYA | Existing | 11 kV |  | RYB | VPTJ/PCE/J11301 | PE 11.30 SEK REN (EFI) (F1) | HV BUSBAR PART |  | Fail | Please check "Use"
257021895 | TNB | DISTRIBUTION | WP PUTRAJAYA & CYBERJAYA | Existing | 11 kV |  | RYB | VPTJ/PCE/J11301 | PE 11.30 SEK REN (EFI) (F1) | HV BUSBAR PART |  | Fail | Please check "Use"
257021896 | TNB | DISTRIBUTION | WP PUTRAJAYA & CYBERJAYA | Existing | 11 kV |  | RYB | VPTJ/PCE/J11301 | PE 11.30 SEK REN (EFI) (F1) | HV BUSBAR PART |  | Fail | Please check "Use"
257021897 | TNB | DISTRIBUTION | WP PUTRAJAYA & CYBERJAYA | Existing | 11 kV |  | RYB | VPTJ/PCE/J11301 | PE 11.30 SEK REN (EFI) (F1) | HV BUSBAR PART |  | Fail | Please check "Use"
257021898 | TNB | DISTRIBUTION | WP PUTRAJAYA & CYBERJAYA | Existing | 11 kV |  | RYB | VPTJ/PCE/J11301 | PE 11.30 SEK REN (EFI) (F1) | PE |  | Fail | Please check "Use"
257021899 | TNB | DISTRIBUTION | WP PUTRAJAYA & CYBERJAYA | Existing | 11 kV |  | RYB | VPTJ/PCE/J11301 | PE 11.30 SEK REN (EFI) (F1) | PE |  | Fail | Please check "Use"
257021900 | TNB | DISTRIBUTION | WP PUTRAJAYA & CYBERJAYA | Existing | 11 kV |  | RYB | VPTJ/PCE/J11301 | PE 11.30 SEK REN (EFI) (F1) | PE |  | Fail | Please check "Use"
257021901 | TNB | DISTRIBUTION | WP PUTRAJAYA & CYBERJAYA | Existing | 11 kV |  | RYB | VPTJ/PCE/J11301 | PE 11.30 SEK REN (EFI) (F1) | PE |  | Fail | Please check "Use"
257021902 | TNB | DISTRIBUTION | WP PUTRAJAYA & CYBERJAYA | Existing | 11 kV |  | RYB | VPTJ/PCE/J11301 | PE 11.30 SEK REN (EFI) (F1) | HV BUSBAR PART |  | Fail | Please check "Use"
257030847 | TNB | DISTRIBUTION | WP PUTRAJAYA & CYBERJAYA | Existing | 11 kV |  | RYB | VPTJ/PCE/J02061 | PE 2.06 PS 15 (F1) | HV BUSBAR PART |  | Fail | Please check "Use"
257030848 | TNB | DISTRIBUTION | WP PUTRAJAYA & CYBERJAYA | Existing | 11 kV |  | RYB | VPTJ/PCE/J02061 | PE 2.06 PS 15 (F1) | PE |  | Fail | Please check "Use"
257030849 | TNB | DISTRIBUTION | WP PUTRAJAYA & CYBERJAYA | Existing | 11 kV |  | RYB | VPTJ/PCE/J02061 | PE 2.06 PS 15 (F1) | HV BUSBAR PART |  | Fail | Please check "Use"
257030850 | TNB | DISTRIBUTION | WP PUTRAJAYA & CYBERJAYA | Existing | 11 kV |  | RYB | VPTJ/PCE/J02061 | PE 2.06 PS 15 (F1) | HV BUSBAR PART |  | Fail | Please check "Use"
257030851 | TNB | DISTRIBUTION | WP PUTRAJAYA & CYBERJAYA | Existing | 11 kV |  | RYB | VPTJ/PCE/J02061 | PE 2.06 PS 15 (F1) | PE |  | Fail | Please check "Use"
257030852 | TNB | DISTRIBUTION | WP PUTRAJAYA & CYBERJAYA | Existing | 11 kV |  | RYB | VPTJ/PCE/J02061 | PE 2.06 PS 15 (F1) | HV BUSBAR PART |  | Fail | Please check "Use"
257030853 | TNB | DISTRIBUTION | WP PUTRAJAYA & CYBERJAYA | Existing | 11 kV |  | RYB | VPTJ/PCE/J02061 | PE 2.06 PS 15 (F1) | HV BUSBAR PART |  | Fail | Please check "Use"
257030854 | TNB | DISTRIBUTION | WP PUTRAJAYA & CYBERJAYA | Existing | 11 kV |  | RYB | VPTJ/PCE/J02061 | PE 2.06 PS 15 (F1) | HV BUSBAR PART |  | Fail | Please check "Use"
257030855 | TNB | DISTRIBUTION | WP PUTRAJAYA & CYBERJAYA | Existing | 11 kV |  | RYB | VPTJ/PCE/J02061 | PE 2.06 PS 15 (F1) | HV BUSBAR PART |  | Fail | Please check "Use"
257030856 | TNB | DISTRIBUTION | WP PUTRAJAYA & CYBERJAYA | Existing | 11 kV |  | RYB | VPTJ/PCE/J02061 | PE 2.06 PS 15 (F1) | PE |  | Fail | Please check "Use"
257030857 | TNB | DISTRIBUTION | WP PUTRAJAYA & CYBERJAYA | Existing | 11 kV |  | RYB | VPTJ/PCE/J02061 | PE 2.06 PS 15 (F1) | PE |  | Fail | Please check "Use"
257039920 | TNB | DISTRIBUTION | WP PUTRAJAYA & CYBERJAYA | Existing | 11 kV |  | RYB | VPTJ/PCE/J14221 | PE 14.22 KOMPLEKS SEK MEN (F1) | PE |  | Fail | Please check "Use"
257039921 | TNB | DISTRIBUTION | WP PUTRAJAYA & CYBERJAYA | Existing | 11 kV |  | RYB | VPTJ/PCE/J14221 | PE 14.22 KOMPLEKS SEK MEN (F1) | HV BUSBAR PART |  | Fail | Please check "Use"
257039922 | TNB | DISTRIBUTION | WP PUTRAJAYA & CYBERJAYA | Existing | 11 kV |  | RYB | VPTJ/PCE/J14221 | PE 14.22 KOMPLEKS SEK MEN (F1) | HV BUSBAR PART |  | Fail | Please check "Use"
257039923 | TNB | DISTRIBUTION | WP PUTRAJAYA & CYBERJAYA | Existing | 11 kV |  | RYB | VPTJ/PCE/J14221 | PE 14.22 KOMPLEKS SEK MEN (F1) | HV BUSBAR PART |  | Fail | Please check "Use"
257039929 | TNB | DISTRIBUTION | WP PUTRAJAYA & CYBERJAYA | Existing | 11 kV |  | RYB | VPTJ/PCE/J14221 | PE 14.22 KOMPLEKS SEK MEN (F1) | PE |  | Fail | Please check "Use"
257039930 | TNB | DISTRIBUTION | WP PUTRAJAYA & CYBERJAYA | Existing | 11 kV |  | RYB | VPTJ/PCE/J14221 | PE 14.22 KOMPLEKS SEK MEN (F1) | PE |  | Fail | Please check "Use"
257204202 | TNB | DISTRIBUTION | WP PUTRAJAYA & CYBERJAYA | Existing | 11 kV |  | RYB | VCBJ/PCE/J22401 | PE 22.40 POLIS CJ F1 | HV BUSBAR PART |  | Fail | Please check "Use"
257204203 | TNB | DISTRIBUTION | WP PUTRAJAYA & CYBERJAYA | Existing | 11 kV |  | RYB | VCBJ/PCE/J22401 | PE 22.40 POLIS CJ F1 | HV BUSBAR PART |  | Fail | Please check "Use"
257204204 | TNB | DISTRIBUTION | WP PUTRAJAYA & CYBERJAYA | Existing | 11 kV |  | RYB | VCBJ/PCE/J22401 | PE 22.40 POLIS CJ F1 | HV BUSBAR PART |  | Fail | Please check "Use"
257204205 | TNB | DISTRIBUTION | WP PUTRAJAYA & CYBERJAYA | Existing | 11 kV |  | RYB | VCBJ/PCE/J22401 | PE 22.40 POLIS CJ F1 | PE |  | Fail | Please check "Use"
257204206 | TNB | DISTRIBUTION | WP PUTRAJAYA & CYBERJAYA | Existing | 11 kV |  | RYB | VCBJ/PCE/J22401 | PE 22.40 POLIS CJ F1 | HV BUSBAR PART |  | Fail | Please check "Use"
257204207 | TNB | DISTRIBUTION | WP PUTRAJAYA & CYBERJAYA | Existing | 11 kV |  | RYB | VCBJ/PCE/J22401 | PE 22.40 POLIS CJ F1 | PE |  | Fail | Please check "Use"
257204208 | TNB | DISTRIBUTION | WP PUTRAJAYA & CYBERJAYA | Existing | 11 kV |  | RYB | VCBJ/PCE/J22401 | PE 22.40 POLIS CJ F1 | HV BUSBAR PART |  | Fail | Please check "Use"
257204209 | TNB | DISTRIBUTION | WP PUTRAJAYA & CYBERJAYA | Existing | 11 kV |  | RYB | VCBJ/PCE/J22401 | PE 22.40 POLIS CJ F1 | PE |  | Fail | Please check "Use"
257204210 | TNB | DISTRIBUTION | WP PUTRAJAYA & CYBERJAYA | Existing | 11 kV |  | RYB | VCBJ/PCE/J22401 | PE 22.40 POLIS CJ F1 | PE |  | Fail | Please check "Use"
257204211 | TNB | DISTRIBUTION | WP PUTRAJAYA & CYBERJAYA | Existing | 11 kV |  | RYB | VCBJ/PCE/J22401 | PE 22.40 POLIS CJ F1 | HV BUSBAR PART |  | Fail | Please check "Use"
257204212 | TNB | DISTRIBUTION | WP PUTRAJAYA & CYBERJAYA | Existing | 11 kV |  | RYB | VCBJ/PCE/J22401 | PE 22.40 POLIS CJ F1 | HV BUSBAR PART |  | Fail | Please check "Use"
257213815 | TNB | DISTRIBUTION | WP PUTRAJAYA & CYBERJAYA | Existing | 11 kV |  | RYB | X | SS E-VILLAGE | 11 |  | Fail | Please check "Use"
257213816 | TNB | DISTRIBUTION | WP PUTRAJAYA & CYBERJAYA | Existing | 11 kV |  | RYB | X | SS E-VILLAGE | 11 |  | Fail | Please check "Use"
257213817 | TNB | DISTRIBUTION | WP PUTRAJAYA & CYBERJAYA | Existing | 11 kV |  | RYB | X | SS E-VILLAGE | PE |  | Fail | Please check "Use"
257213819 | TNB | DISTRIBUTION | WP PUTRAJAYA & CYBERJAYA | Existing | 11 kV |  | RYB | X | SS E-VILLAGE | PE |  | Fail | Please check "Use"
257213820 | TNB | DISTRIBUTION | WP PUTRAJAYA & CYBERJAYA | Existing | 11 kV |  | RYB | X | SS E-VILLAGE | PE |  | Fail | Please check "Use"
257213821 | TNB | DISTRIBUTION | WP PUTRAJAYA & CYBERJAYA | Existing | 11 kV |  | RYB | X | SS E-VILLAGE | PE |  | Fail | Please check "Use"
257213822 | TNB | DISTRIBUTION | WP PUTRAJAYA & CYBERJAYA | Existing | 11 kV |  | RYB | X | SS E-VILLAGE | 11 |  | Fail | Please check "Use"
257213823 | TNB | DISTRIBUTION | WP PUTRAJAYA & CYBERJAYA | Existing | 11 kV |  | RYB | X | SS E-VILLAGE | 11 |  | Fail | Please check "Use"
257213824 | TNB | DISTRIBUTION | WP PUTRAJAYA & CYBERJAYA | Existing | 11 kV |  | RYB | X | SS E-VILLAGE | 11 |  | Fail | Please check "Use"
257213825 | TNB | DISTRIBUTION | WP PUTRAJAYA & CYBERJAYA | Existing | 11 kV |  | RYB | X | SS E-VILLAGE | 11 |  | Fail | Please check "Use"
257213831 | TNB | DISTRIBUTION | WP PUTRAJAYA & CYBERJAYA | Existing | 11 kV |  | RYB | X | SS E-VILLAGE | 11 |  | Fail | Please check "Use"
257213832 | TNB | DISTRIBUTION | WP PUTRAJAYA & CYBERJAYA | Existing | 11 kV |  | RYB | X | SS E-VILLAGE | 11 |  | Fail | Please check "Use"
257213833 | TNB | DISTRIBUTION | WP PUTRAJAYA & CYBERJAYA | Existing | 11 kV |  | RYB | X | SS E-VILLAGE | PE |  | Fail | Please check "Use"
257353064 | TNB | DISTRIBUTION | WP PUTRAJAYA & CYBERJAYA | Existing | 11 kV |  | RYB | VPTJ/PCE/J11182 | PE 11.18 P11 H/1 TERES (EFI) (F2) | HV BUSBAR PART |  | Fail | Please check "Use"
257353065 | TNB | DISTRIBUTION | WP PUTRAJAYA & CYBERJAYA | Existing | 11 kV |  | RYB | VPTJ/PCE/J11182 | PE 11.18 P11 H/1 TERES (EFI) (F2) | HV BUSBAR PART |  | Fail | Please check "Use"
257353066 | TNB | DISTRIBUTION | WP PUTRAJAYA & CYBERJAYA | Existing | 11 kV |  | RYB | VPTJ/PCE/J11182 | PE 11.18 P11 H/1 TERES (EFI) (F2) | PE |  | Fail | Please check "Use"
257353067 | TNB | DISTRIBUTION | WP PUTRAJAYA & CYBERJAYA | Existing | 11 kV |  | RYB | VPTJ/PCE/J11182 | PE 11.18 P11 H/1 TERES (EFI) (F2) | HV BUSBAR PART |  | Fail | Please check "Use"
257353068 | TNB | DISTRIBUTION | WP PUTRAJAYA & CYBERJAYA | Existing | 11 kV |  | RYB | VPTJ/PCE/J11182 | PE 11.18 P11 H/1 TERES (EFI) (F2) | HV BUSBAR PART |  | Fail | Please check "Use"
257353069 | TNB | DISTRIBUTION | WP PUTRAJAYA & CYBERJAYA | Existing | 11 kV |  | RYB | VPTJ/PCE/J11182 | PE 11.18 P11 H/1 TERES (EFI) (F2) | PE |  | Fail | Please check "Use"
257353070 | TNB | DISTRIBUTION | WP PUTRAJAYA & CYBERJAYA | Existing | 11 kV |  | RYB | VPTJ/PCE/J11182 | PE 11.18 P11 H/1 TERES (EFI) (F2) | PE |  | Fail | Please check "Use"
257353071 | TNB | DISTRIBUTION | WP PUTRAJAYA & CYBERJAYA | Existing | 11 kV |  | RYB | VPTJ/PCE/J11182 | PE 11.18 P11 H/1 TERES (EFI) (F2) | PE |  | Fail | Please check "Use"
257353072 | TNB | DISTRIBUTION | WP PUTRAJAYA & CYBERJAYA | Existing | 11 kV |  | RYB | VPTJ/PCE/J11182 | PE 11.18 P11 H/1 TERES (EFI) (F2) | HV BUSBAR PART |  | Fail | Please check "Use"
257353073 | TNB | DISTRIBUTION | WP PUTRAJAYA & CYBERJAYA | Existing | 11 kV |  | RYB | VPTJ/PCE/J11182 | PE 11.18 P11 H/1 TERES (EFI) (F2) | HV BUSBAR PART |  | Fail | Please check "Use"
257353074 | TNB | DISTRIBUTION | WP PUTRAJAYA & CYBERJAYA | Existing | 11 kV |  | RYB | VPTJ/PCE/J11182 | PE 11.18 P11 H/1 TERES (EFI) (F2) | HV BUSBAR PART |  | Fail | Please check "Use"
257427439 | TNB | DISTRIBUTION | WP PUTRAJAYA & CYBERJAYA | Existing | 11 kV |  | RYB | VPTJ/PCE/J11361 | PE 11.36 P11 K/13 TERES (F1) | HV BUSBAR PART |  | Fail | Please check "Use"
257427440 | TNB | DISTRIBUTION | WP PUTRAJAYA & CYBERJAYA | Existing | 11 kV |  | RYB | VPTJ/PCE/J11361 | PE 11.36 P11 K/13 TERES (F1) | HV BUSBAR PART |  | Fail | Please check "Use"
257427441 | TNB | DISTRIBUTION | WP PUTRAJAYA & CYBERJAYA | Existing | 11 kV |  | RYB | VPTJ/PCE/J11361 | PE 11.36 P11 K/13 TERES (F1) | HV BUSBAR PART |  | Fail | Please check "Use"
257427442 | TNB | DISTRIBUTION | WP PUTRAJAYA & CYBERJAYA | Existing | 11 kV |  | RYB | VPTJ/PCE/J11361 | PE 11.36 P11 K/13 TERES (F1) | HV BUSBAR PART |  | Fail | Please check "Use"
257427443 | TNB | DISTRIBUTION | WP PUTRAJAYA & CYBERJAYA | Existing | 11 kV |  | RYB | VPTJ/PCE/J11361 | PE 11.36 P11 K/13 TERES (F1) | HV BUSBAR PART |  | Fail | Please check "Use"
257427444 | TNB | DISTRIBUTION | WP PUTRAJAYA & CYBERJAYA | Existing | 11 kV |  | RYB | VPTJ/PCE/J11361 | PE 11.36 P11 K/13 TERES (F1) | HV BUSBAR PART |  | Fail | Please check "Use"
257427445 | TNB | DISTRIBUTION | WP PUTRAJAYA & CYBERJAYA | Existing | 11 kV |  | RYB | VPTJ/PCE/J11361 | PE 11.36 P11 K/13 TERES (F1) | PE |  | Fail | Please check "Use"
257427446 | TNB | DISTRIBUTION | WP PUTRAJAYA & CYBERJAYA | Existing | 11 kV |  | RYB | VPTJ/PCE/J11361 | PE 11.36 P11 K/13 TERES (F1) | PE |  | Fail | Please check "Use"
257427447 | TNB | DISTRIBUTION | WP PUTRAJAYA & CYBERJAYA | Existing | 11 kV |  | RYB | VPTJ/PCE/J11361 | PE 11.36 P11 K/13 TERES (F1) | PE |  | Fail | Please check "Use"
257427448 | TNB | DISTRIBUTION | WP PUTRAJAYA & CYBERJAYA | Existing | 11 kV |  | RYB | VPTJ/PCE/J11361 | PE 11.36 P11 K/13 TERES (F1) | PE |  | Fail | Please check "Use"
257427449 | TNB | DISTRIBUTION | WP PUTRAJAYA & CYBERJAYA | Existing | 11 kV |  | RYB | VPTJ/PCE/J11361 | PE 11.36 P11 K/13 TERES (F1) | HV BUSBAR PART |  | Fail | Please check "Use"
257437205 | TNB | DISTRIBUTION | WP PUTRAJAYA & CYBERJAYA | Existing | 11 kV |  | RYB | VPTJ/PCE/J05031 | PE 5.03 BR.6 S. GEMILANG | HV BUSBAR PART |  | Fail | Please check "Use"
257437206 | TNB | DISTRIBUTION | WP PUTRAJAYA & CYBERJAYA | Existing | 11 kV |  | RYB | VPTJ/PCE/J05031 | PE 5.03 BR.6 S. GEMILANG |  |  | Fail | Please check "Use"
257437207 | TNB | DISTRIBUTION | WP PUTRAJAYA & CYBERJAYA | Existing | 11 kV |  | RYB | VPTJ/PCE/J05031 | PE 5.03 BR.6 S. GEMILANG | HV BUSBAR PART |  | Fail | Please check "Use"
257437208 | TNB | DISTRIBUTION | WP PUTRAJAYA & CYBERJAYA | Existing | 11 kV |  | RYB | VPTJ/PCE/J05031 | PE 5.03 BR.6 S. GEMILANG |  |  | Fail | Please check "Use"
257437209 | TNB | DISTRIBUTION | WP PUTRAJAYA & CYBERJAYA | Existing | 11 kV |  | RYB | VPTJ/PCE/J05031 | PE 5.03 BR.6 S. GEMILANG | HV BUSBAR PART |  | Fail | Please check "Use"
257437210 | TNB | DISTRIBUTION | WP PUTRAJAYA & CYBERJAYA | Existing | 11 kV |  | RYB | VPTJ/PCE/J05031 | PE 5.03 BR.6 S. GEMILANG | HV BUSBAR PART |  | Fail | Please check "Use"
257437211 | TNB | DISTRIBUTION | WP PUTRAJAYA & CYBERJAYA | Existing | 11 kV |  | RYB | VPTJ/PCE/J05031 | PE 5.03 BR.6 S. GEMILANG |  |  | Fail | Please check "Use"
257437213 | TNB | DISTRIBUTION | WP PUTRAJAYA & CYBERJAYA | Existing | 11 kV |  | RYB | VPTJ/PCE/J05031 | PE 5.03 BR.6 S. GEMILANG | HV BUSBAR PART |  | Fail | Please check "Use"
257437214 | TNB | DISTRIBUTION | WP PUTRAJAYA & CYBERJAYA | Existing | 11 kV |  | RYB | VPTJ/PCE/J05031 | PE 5.03 BR.6 S. GEMILANG | HV BUSBAR PART |  | Fail | Please check "Use"
257437215 | TNB | DISTRIBUTION | WP PUTRAJAYA & CYBERJAYA | Existing | 11 kV |  | RYB | VPTJ/PCE/J05031 | PE 5.03 BR.6 S. GEMILANG |  |  | Fail | Please check "Use"
257471765 | TNB | DISTRIBUTION | WP PUTRAJAYA & CYBERJAYA | Existing | 11 kV |  | RYB | VPTJ/PCE/J11351 | PE 11.35 P11 K/3 TERES (EFI) (F1) | HV BUSBAR PART |  | Fail | Please check "Use"
257471770 | TNB | DISTRIBUTION | WP PUTRAJAYA & CYBERJAYA | Existing | 11 kV |  | RYB | VPTJ/PCE/J11351 | PE 11.35 P11 K/3 TERES (EFI) (F1) | PE |  | Fail | Please check "Use"
257471771 | TNB | DISTRIBUTION | WP PUTRAJAYA & CYBERJAYA | Existing | 11 kV |  | RYB | VPTJ/PCE/J11351 | PE 11.35 P11 K/3 TERES (EFI) (F1) | HV BUSBAR PART |  | Fail | Please check "Use"
257471772 | TNB | DISTRIBUTION | WP PUTRAJAYA & CYBERJAYA | Existing | 11 kV |  | RYB | VPTJ/PCE/J11351 | PE 11.35 P11 K/3 TERES (EFI) (F1) | HV BUSBAR PART |  | Fail | Please check "Use"
257471773 | TNB | DISTRIBUTION | WP PUTRAJAYA & CYBERJAYA | Existing | 11 kV |  | RYB | VPTJ/PCE/J11351 | PE 11.35 P11 K/3 TERES (EFI) (F1) | HV BUSBAR PART |  | Fail | Please check "Use"
257471774 | TNB | DISTRIBUTION | WP PUTRAJAYA & CYBERJAYA | Existing | 11 kV |  | RYB | VPTJ/PCE/J11351 | PE 11.35 P11 K/3 TERES (EFI) (F1) | HV BUSBAR PART |  | Fail | Please check "Use"
257471775 | TNB | DISTRIBUTION | WP PUTRAJAYA & CYBERJAYA | Existing | 11 kV |  | RYB | VPTJ/PCE/J11351 | PE 11.35 P11 K/3 TERES (EFI) (F1) | HV BUSBAR PART |  | Fail | Please check "Use"
257471776 | TNB | DISTRIBUTION | WP PUTRAJAYA & CYBERJAYA | Existing | 11 kV |  | RYB | VPTJ/PCE/J11351 | PE 11.35 P11 K/3 TERES (EFI) (F1) | HV BUSBAR PART |  | Fail | Please check "Use"
257471777 | TNB | DISTRIBUTION | WP PUTRAJAYA & CYBERJAYA | Existing | 11 kV |  | RYB | VPTJ/PCE/J11351 | PE 11.35 P11 K/3 TERES (EFI) (F1) | PE |  | Fail | Please check "Use"
257471778 | TNB | DISTRIBUTION | WP PUTRAJAYA & CYBERJAYA | Existing | 11 kV |  | RYB | VPTJ/PCE/J11351 | PE 11.35 P11 K/3 TERES (EFI) (F1) | PE |  | Fail | Please check "Use"
257471779 | TNB | DISTRIBUTION | WP PUTRAJAYA & CYBERJAYA | Existing | 11 kV |  | RYB | VPTJ/PCE/J11351 | PE 11.35 P11 K/3 TERES (EFI) (F1) | PE |  | Fail | Please check "Use"
257471866 | TNB | DISTRIBUTION | WP PUTRAJAYA & CYBERJAYA | Existing | 11 kV |  | RYB | VPTJ/PCE/J11011 | PE 11.01 RD 3 PER UTARA | HV BUSBAR PART |  | Fail | Please check "Use"
257471867 | TNB | DISTRIBUTION | WP PUTRAJAYA & CYBERJAYA | Existing | 11 kV |  | RYB | VPTJ/PCE/J11011 | PE 11.01 RD 3 PER UTARA | HV BUSBAR PART |  | Fail | Please check "Use"
257471868 | TNB | DISTRIBUTION | WP PUTRAJAYA & CYBERJAYA | Existing | 11 kV |  | RYB | VPTJ/PCE/J11011 | PE 11.01 RD 3 PER UTARA | HV BUSBAR PART |  | Fail | Please check "Use"
257471869 | TNB | DISTRIBUTION | WP PUTRAJAYA & CYBERJAYA | Existing | 11 kV |  | RYB | VPTJ/PCE/J11011 | PE 11.01 RD 3 PER UTARA | HV BUSBAR PART |  | Fail | Please check "Use"
257471870 | TNB | DISTRIBUTION | WP PUTRAJAYA & CYBERJAYA | Existing | 11 kV |  | RYB | VPTJ/PCE/J11011 | PE 11.01 RD 3 PER UTARA | HV BUSBAR PART |  | Fail | Please check "Use"
257471871 | TNB | DISTRIBUTION | WP PUTRAJAYA & CYBERJAYA | Existing | 11 kV |  | RYB | VPTJ/PCE/J11011 | PE 11.01 RD 3 PER UTARA | HV BUSBAR PART |  | Fail | Please check "Use"
257471872 | TNB | DISTRIBUTION | WP PUTRAJAYA & CYBERJAYA | Existing | 11 kV |  | RYB | VPTJ/PCE/J11011 | PE 11.01 RD 3 PER UTARA | HV BUSBAR PART |  | Fail | Please check "Use"
257471873 | TNB | DISTRIBUTION | WP PUTRAJAYA & CYBERJAYA | Existing | 11 kV |  | RYB | VPTJ/PCE/J11011 | PE 11.01 RD 3 PER UTARA | PE |  | Fail | Please check "Use"
257471874 | TNB | DISTRIBUTION | WP PUTRAJAYA & CYBERJAYA | Existing | 11 kV |  | RYB | VPTJ/PCE/J11011 | PE 11.01 RD 3 PER UTARA | PE |  | Fail | Please check "Use"
257471875 | TNB | DISTRIBUTION | WP PUTRAJAYA & CYBERJAYA | Existing | 11 kV |  | RYB | VPTJ/PCE/J11011 | PE 11.01 RD 3 PER UTARA | PE |  | Fail | Please check "Use"
257471876 | TNB | DISTRIBUTION | WP PUTRAJAYA & CYBERJAYA | Existing | 11 kV |  | RYB | VPTJ/PCE/J11011 | PE 11.01 RD 3 PER UTARA | PE |  | Fail | Please check "Use"
257475659 | TNB | DISTRIBUTION | WP PUTRAJAYA & CYBERJAYA | Existing | 11 kV |  | RYB | VPTJ/PCE/J18011 | PE 18.01 WR2 | HV BUSBAR PART |  | Fail | Please check "Use"
257475660 | TNB | DISTRIBUTION | WP PUTRAJAYA & CYBERJAYA | Existing | 11 kV |  | RYB | VPTJ/PCE/J18011 | PE 18.01 WR2 | HV BUSBAR PART |  | Fail | Please check "Use"
257475661 | TNB | DISTRIBUTION | WP PUTRAJAYA & CYBERJAYA | Existing | 11 kV |  | RYB | VPTJ/PCE/J18011 | PE 18.01 WR2 | HV BUSBAR PART |  | Fail | Please check "Use"
257475662 | TNB | DISTRIBUTION | WP PUTRAJAYA & CYBERJAYA | Existing | 11 kV |  | RYB | VPTJ/PCE/J18011 | PE 18.01 WR2 | HV BUSBAR PART |  | Fail | Please check "Use"
257475663 | TNB | DISTRIBUTION | WP PUTRAJAYA & CYBERJAYA | Existing | 11 kV |  | RYB | VPTJ/PCE/J18011 | PE 18.01 WR2 | HV BUSBAR PART |  | Fail | Please check "Use"
257475664 | TNB | DISTRIBUTION | WP PUTRAJAYA & CYBERJAYA | Existing | 11 kV |  | RYB | VPTJ/PCE/J18011 | PE 18.01 WR2 | HV BUSBAR PART |  | Fail | Please check "Use"
257475665 | TNB | DISTRIBUTION | WP PUTRAJAYA & CYBERJAYA | Existing | 11 kV |  | RYB | VPTJ/PCE/J18011 | PE 18.01 WR2 | HV BUSBAR PART |  | Fail | Please check "Use"
257475666 | TNB | DISTRIBUTION | WP PUTRAJAYA & CYBERJAYA | Existing | 11 kV |  | RYB | VPTJ/PCE/J18011 | PE 18.01 WR2 | PE |  | Fail | Please check "Use"
257475667 | TNB | DISTRIBUTION | WP PUTRAJAYA & CYBERJAYA | Existing | 11 kV |  | RYB | VPTJ/PCE/J18011 | PE 18.01 WR2 | PE |  | Fail | Please check "Use"
257475668 | TNB | DISTRIBUTION | WP PUTRAJAYA & CYBERJAYA | Existing | 11 kV |  | RYB | VPTJ/PCE/J18011 | PE 18.01 WR2 | PE |  | Fail | Please check "Use"
257475669 | TNB | DISTRIBUTION | WP PUTRAJAYA & CYBERJAYA | Existing | 11 kV |  | RYB | VPTJ/PCE/J18011 | PE 18.01 WR2 | PE |  | Fail | Please check "Use"
257691072 | TNB | DISTRIBUTION | WP PUTRAJAYA & CYBERJAYA | Existing | 11 kV |  | RYB | VCBJ/PPU/G00006 | PPU CYBERJAYA NO 6 | 11 |  | Fail | Please check "Use"
257691073 | TNB | DISTRIBUTION | WP PUTRAJAYA & CYBERJAYA | Existing | 11 kV |  | RYB | VCBJ/PPU/G00006 | PPU CYBERJAYA NO 6 | 11 |  | Fail | Please check "Use"
257691074 | TNB | DISTRIBUTION | WP PUTRAJAYA & CYBERJAYA | Existing | 11 kV |  | RYB | VCBJ/PPU/G00006 | PPU CYBERJAYA NO 6 | 11 |  | Fail | Please check "Use"
257691075 | TNB | DISTRIBUTION | WP PUTRAJAYA & CYBERJAYA | Existing | 11 kV |  | RYB | VCBJ/PPU/G00006 | PPU CYBERJAYA NO 6 | 11 |  | Fail | Please check "Use"
257691076 | TNB | DISTRIBUTION | WP PUTRAJAYA & CYBERJAYA | Existing | 11 kV |  | RYB | VCBJ/PPU/G00006 | PPU CYBERJAYA NO 6 | 11 |  | Fail | Please check "Use"
257691077 | TNB | DISTRIBUTION | WP PUTRAJAYA & CYBERJAYA | Existing | 11 kV |  | RYB | VCBJ/PPU/G00006 | PPU CYBERJAYA NO 6 | 11 |  | Fail | Please check "Use"
257691078 | TNB | DISTRIBUTION | WP PUTRAJAYA & CYBERJAYA | Existing | 11 kV |  | RYB | VCBJ/PPU/G00006 | PPU CYBERJAYA NO 6 | 11 |  | Fail | Please check "Use"
257691079 | TNB | DISTRIBUTION | WP PUTRAJAYA & CYBERJAYA | Existing | 11 kV |  | RYB | VCBJ/PPU/G00006 | PPU CYBERJAYA NO 6 | 11 |  | Fail | Please check "Use"
257691080 | TNB | DISTRIBUTION | WP PUTRAJAYA & CYBERJAYA | Existing | 11 kV |  | RYB | VCBJ/PPU/G00006 | PPU CYBERJAYA NO 6 | 11 |  | Fail | Please check "Use"
257691081 | TNB | DISTRIBUTION | WP PUTRAJAYA & CYBERJAYA | Existing | 11 kV |  | RYB | VCBJ/PPU/G00006 | PPU CYBERJAYA NO 6 | 11 |  | Fail | Please check "Use"
257691082 | TNB | DISTRIBUTION | WP PUTRAJAYA & CYBERJAYA | Existing | 11 kV |  | RYB | VCBJ/PPU/G00006 | PPU CYBERJAYA NO 6 | 11 |  | Fail | Please check "Use"
257691083 | TNB | DISTRIBUTION | WP PUTRAJAYA & CYBERJAYA | Existing | 11 kV |  | RYB | VCBJ/PPU/G00006 | PPU CYBERJAYA NO 6 | 11 |  | Fail | Please check "Use"
257691084 | TNB | DISTRIBUTION | WP PUTRAJAYA & CYBERJAYA | Existing | 11 kV |  | RYB | VCBJ/PPU/G00006 | PPU CYBERJAYA NO 6 | 11 |  | Fail | Please check "Use"
257691085 | TNB | DISTRIBUTION | WP PUTRAJAYA & CYBERJAYA | Existing | 11 kV |  | RYB | VCBJ/PPU/G00006 | PPU CYBERJAYA NO 6 | 11 |  | Fail | Please check "Use"
257691086 | TNB | DISTRIBUTION | WP PUTRAJAYA & CYBERJAYA | Existing | 11 kV |  | RYB | VCBJ/PPU/G00006 | PPU CYBERJAYA NO 6 | 11 |  | Fail | Please check "Use"
257691087 | TNB | DISTRIBUTION | WP PUTRAJAYA & CYBERJAYA | Existing | 11 kV |  | RYB | VCBJ/PPU/G00006 | PPU CYBERJAYA NO 6 | 11 |  | Fail | Please check "Use"
257691088 | TNB | DISTRIBUTION | WP PUTRAJAYA & CYBERJAYA | Existing | 11 kV |  | RYB | VCBJ/PPU/G00006 | PPU CYBERJAYA NO 6 | 11 |  | Fail | Please check "Use"
257691089 | TNB | DISTRIBUTION | WP PUTRAJAYA & CYBERJAYA | Existing | 11 kV |  | RYB | VCBJ/PPU/G00006 | PPU CYBERJAYA NO 6 | 11 |  | Fail | Please check "Use"
257691090 | TNB | DISTRIBUTION | WP PUTRAJAYA & CYBERJAYA | Existing | 33 kV |  | RYB | VCBJ/PPU/G00006 | PPU CYBERJAYA NO 6 | 33 |  | Fail | Please check "Use"
257691091 | TNB | DISTRIBUTION | WP PUTRAJAYA & CYBERJAYA | Existing | 33 kV |  | RYB | VCBJ/PPU/G00006 | PPU CYBERJAYA NO 6 | 33 |  | Fail | Please check "Use"
257691092 | TNB | DISTRIBUTION | WP PUTRAJAYA & CYBERJAYA | Existing | 33 kV |  | RYB | VCBJ/PPU/G00006 | PPU CYBERJAYA NO 6 | 33 |  | Fail | Please check "Use"
257691093 | TNB | DISTRIBUTION | WP PUTRAJAYA & CYBERJAYA | Existing | 33 kV |  | RYB | VCBJ/PPU/G00006 | PPU CYBERJAYA NO 6 | 33 |  | Fail | Please check "Use"
257691094 | TNB | DISTRIBUTION | WP PUTRAJAYA & CYBERJAYA | Existing |  | MAIN | RYB | VCBJ/PPU/G00006 | PPU CYBERJAYA NO 6 | Q1 |  | Fail | Please check "Operating Voltage"
257691095 | TNB | DISTRIBUTION | WP PUTRAJAYA & CYBERJAYA | Existing |  | MAIN | RYB | VCBJ/PPU/G00006 | PPU CYBERJAYA NO 6 | Q1 |  | Fail | Please check "Operating Voltage"
257691096 | TNB | DISTRIBUTION | WP PUTRAJAYA & CYBERJAYA | Existing | 33 kV |  | RYB | VCBJ/PPU/G00006 | PPU CYBERJAYA NO 6 | 33 |  | Fail | Please check "Use"
257691097 | TNB | DISTRIBUTION | WP PUTRAJAYA & CYBERJAYA | Existing | 33 kV |  | RYB | VCBJ/PPU/G00006 | PPU CYBERJAYA NO 6 | 33 |  | Fail | Please check "Use"
257691098 | TNB | DISTRIBUTION | WP PUTRAJAYA & CYBERJAYA | Existing |  |  | RYB | VCBJ/PPU/G00006 | PPU CYBERJAYA NO 6 | NEUTRAL |  | Fail | Please check "Operating Voltage"
257691099 | TNB | DISTRIBUTION | WP PUTRAJAYA & CYBERJAYA | Existing | 33 kV |  | RYB | VCBJ/PPU/G00006 | PPU CYBERJAYA NO 6 | 33 |  | Fail | Please check "Use"
257691100 | TNB | DISTRIBUTION | WP PUTRAJAYA & CYBERJAYA | Existing | 11 kV |  | RYB | VCBJ/PPU/G00006 | PPU CYBERJAYA NO 6 | 11 |  | Fail | Please check "Use"
257691101 | TNB | DISTRIBUTION | WP PUTRAJAYA & CYBERJAYA | Existing | 33 kV |  | RYB | VCBJ/PPU/G00006 | PPU CYBERJAYA NO 6 | 33 |  | Fail | Please check "Use"
257691102 | TNB | DISTRIBUTION | WP PUTRAJAYA & CYBERJAYA | Existing | 11 kV |  | RYB | VCBJ/PPU/G00006 | PPU CYBERJAYA NO 6 | 11 |  | Fail | Please check "Use"
257691103 | TNB | DISTRIBUTION | WP PUTRAJAYA & CYBERJAYA | Existing | 11 kV |  | RYB | VCBJ/PPU/G00006 | PPU CYBERJAYA NO 6 | 11 |  | Fail | Please check "Use"
257691104 | TNB | DISTRIBUTION | WP PUTRAJAYA & CYBERJAYA | Existing | 11 kV |  | RYB | VCBJ/PPU/G00006 | PPU CYBERJAYA NO 6 | 11 |  | Fail | Please check "Use"
257691105 | TNB | DISTRIBUTION | WP PUTRAJAYA & CYBERJAYA | Existing | 11 kV |  | RYB | VCBJ/PPU/G00006 | PPU CYBERJAYA NO 6 | 11 |  | Fail | Please check "Use"
257691106 | TNB | DISTRIBUTION | WP PUTRAJAYA & CYBERJAYA | Existing |  |  | RYB | VCBJ/PPU/G00006 | PPU CYBERJAYA NO 6 | NEUTRAL |  | Fail | Please check "Operating Voltage"
257691107 | TNB | DISTRIBUTION | WP PUTRAJAYA & CYBERJAYA | Existing |  |  | RYB | VCBJ/PPU/G00006 | PPU CYBERJAYA NO 6 | NEUTRAL |  | Fail | Please check "Operating Voltage"
257691108 | TNB | DISTRIBUTION | WP PUTRAJAYA & CYBERJAYA | Existing |  |  | RYB | VCBJ/PPU/G00006 | PPU CYBERJAYA NO 6 | NEUTRAL |  | Fail | Please check "Operating Voltage"
257691109 | TNB | DISTRIBUTION | WP PUTRAJAYA & CYBERJAYA | Existing |  |  | RYB | VCBJ/PPU/G00006 | PPU CYBERJAYA NO 6 | NEUTRAL |  | Fail | Please check "Operating Voltage"
257691110 | TNB | DISTRIBUTION | WP PUTRAJAYA & CYBERJAYA | Existing |  |  | RYB | VCBJ/PPU/G00006 | PPU CYBERJAYA NO 6 | NEUTRAL |  | Fail | Please check "Operating Voltage"
257691111 | TNB | DISTRIBUTION | WP PUTRAJAYA & CYBERJAYA | Existing | 33 kV |  | RYB | VCBJ/PPU/G00006 | PPU CYBERJAYA NO 6 | 33 |  | Fail | Please check "Use"
257691112 | TNB | DISTRIBUTION | WP PUTRAJAYA & CYBERJAYA | Existing | 33 kV |  | RYB | VCBJ/PPU/G00006 | PPU CYBERJAYA NO 6 | 33 |  | Fail | Please check "Use"
257691113 | TNB | DISTRIBUTION | WP PUTRAJAYA & CYBERJAYA | Existing | 11 kV |  | RYB | VCBJ/PPU/G00006 | PPU CYBERJAYA NO 6 | 11 |  | Fail | Please check "Use"
257691114 | TNB | DISTRIBUTION | WP PUTRAJAYA & CYBERJAYA | Existing | 11 kV |  | RYB | VCBJ/PPU/G00006 | PPU CYBERJAYA NO 6 | 11 |  | Fail | Please check "Use"
257691115 | TNB | DISTRIBUTION | WP PUTRAJAYA & CYBERJAYA | Existing | 11 kV |  | RYB | VCBJ/PPU/G00006 | PPU CYBERJAYA NO 6 | 11 |  | Fail | Please check "Use"
257691116 | TNB | DISTRIBUTION | WP PUTRAJAYA & CYBERJAYA | Existing | 11 kV |  | RYB | VCBJ/PPU/G00006 | PPU CYBERJAYA NO 6 | 11 |  | Fail | Please check "Use"
257691117 | TNB | DISTRIBUTION | WP PUTRAJAYA & CYBERJAYA | Existing | 11 kV |  | RYB | VCBJ/PPU/G00006 | PPU CYBERJAYA NO 6 | 11 |  | Fail | Please check "Use"
257691118 | TNB | DISTRIBUTION | WP PUTRAJAYA & CYBERJAYA | Existing | 11 kV |  | RYB | VCBJ/PPU/G00006 | PPU CYBERJAYA NO 6 | 11 |  | Fail | Please check "Use"
257691119 | TNB | DISTRIBUTION | WP PUTRAJAYA & CYBERJAYA | Existing | 11 kV |  | RYB | VCBJ/PPU/G00006 | PPU CYBERJAYA NO 6 | 11 |  | Fail | Please check "Use"
257691120 | TNB | DISTRIBUTION | WP PUTRAJAYA & CYBERJAYA | Existing | 11 kV |  | RYB | VCBJ/PPU/G00006 | PPU CYBERJAYA NO 6 | 11 |  | Fail | Please check "Use"
257691121 | TNB | DISTRIBUTION | WP PUTRAJAYA & CYBERJAYA | Existing | 11 kV |  | RYB | VCBJ/PPU/G00006 | PPU CYBERJAYA NO 6 | 11 |  | Fail | Please check "Use"
257691122 | TNB | DISTRIBUTION | WP PUTRAJAYA & CYBERJAYA | Existing | 33 kV |  | RYB | VCBJ/PPU/G00006 | PPU CYBERJAYA NO 6 | 33 |  | Fail | Please check "Use"
257691123 | TNB | DISTRIBUTION | WP PUTRAJAYA & CYBERJAYA | Existing | 33 kV |  | RYB | VCBJ/PPU/G00006 | PPU CYBERJAYA NO 6 | 33 |  | Fail | Please check "Use"
257691124 | TNB | DISTRIBUTION | WP PUTRAJAYA & CYBERJAYA | Existing |  |  | RYB | VCBJ/PPU/G00006 | PPU CYBERJAYA NO 6 | NEUTRAL |  | Fail | Please check "Operating Voltage"
257691125 | TNB | DISTRIBUTION | WP PUTRAJAYA & CYBERJAYA | Existing |  |  | RYB | VCBJ/PPU/G00006 | PPU CYBERJAYA NO 6 | NEUTRAL |  | Fail | Please check "Operating Voltage"
257691126 | TNB | DISTRIBUTION | WP PUTRAJAYA & CYBERJAYA | Existing |  |  | RYB | VCBJ/PPU/G00006 | PPU CYBERJAYA NO 6 | NEUTRAL |  | Fail | Please check "Operating Voltage"
257691127 | TNB | DISTRIBUTION | WP PUTRAJAYA & CYBERJAYA | Existing |  |  | RYB | VCBJ/PPU/G00006 | PPU CYBERJAYA NO 6 | NEUTRAL |  | Fail | Please check "Operating Voltage"
257691128 | TNB | DISTRIBUTION | WP PUTRAJAYA & CYBERJAYA | Existing |  |  | RYB | VCBJ/PPU/G00006 | PPU CYBERJAYA NO 6 | NEUTRAL |  | Fail | Please check "Operating Voltage"
257691129 | TNB | DISTRIBUTION | WP PUTRAJAYA & CYBERJAYA | Existing |  |  | RYB | VCBJ/PPU/G00006 | PPU CYBERJAYA NO 6 | NEUTRAL |  | Fail | Please check "Operating Voltage"
257691130 | TNB | DISTRIBUTION | WP PUTRAJAYA & CYBERJAYA | Existing |  |  | RYB | VCBJ/PPU/G00006 | PPU CYBERJAYA NO 6 | NEUTRAL |  | Fail | Please check "Operating Voltage"
257691131 | TNB | DISTRIBUTION | WP PUTRAJAYA & CYBERJAYA | Existing |  |  | RYB | VCBJ/PPU/G00006 | PPU CYBERJAYA NO 6 | NEUTRAL |  | Fail | Please check "Operating Voltage"
257691132 | TNB | DISTRIBUTION | WP PUTRAJAYA & CYBERJAYA | Existing |  | MAIN | RYB | VCBJ/PPU/G00006 | PPU CYBERJAYA NO 6 | Q1 |  | Fail | Please check "Operating Voltage"
257691133 | TNB | DISTRIBUTION | WP PUTRAJAYA & CYBERJAYA | Existing |  | MAIN | RYB | VCBJ/PPU/G00006 | PPU CYBERJAYA NO 6 | Q1 |  | Fail | Please check "Operating Voltage"
257691134 | TNB | DISTRIBUTION | WP PUTRAJAYA & CYBERJAYA | Existing | 11 kV |  | RYB | VCBJ/PPU/G00006 | PPU CYBERJAYA NO 6 | 11 |  | Fail | Please check "Use"
257691135 | TNB | DISTRIBUTION | WP PUTRAJAYA & CYBERJAYA | Existing | 11 kV |  | RYB | VCBJ/PPU/G00006 | PPU CYBERJAYA NO 6 | 11 |  | Fail | Please check "Use"
257691136 | TNB | DISTRIBUTION | WP PUTRAJAYA & CYBERJAYA | Existing | 11 kV |  | RYB | VCBJ/PPU/G00006 | PPU CYBERJAYA NO 6 | 11 |  | Fail | Please check "Use"
257691137 | TNB | DISTRIBUTION | WP PUTRAJAYA & CYBERJAYA | Existing | 11 kV |  | RYB | VCBJ/PPU/G00006 | PPU CYBERJAYA NO 6 | 11 |  | Fail | Please check "Use"
257740784 | TNB | DISTRIBUTION | WP PUTRAJAYA & CYBERJAYA | Existing | 11 kV |  | RYB | VPTJ/PPU/G00010 | PPU PUTRAJAYA NO 4 | 11 |  | Fail | Please check "Use"
257740785 | TNB | DISTRIBUTION | WP PUTRAJAYA & CYBERJAYA | Existing | 11 kV |  | RYB | VPTJ/PPU/G00010 | PPU PUTRAJAYA NO 4 | 11 |  | Fail | Please check "Use"
257740786 | TNB | DISTRIBUTION | WP PUTRAJAYA & CYBERJAYA | Existing | 11 kV |  | RYB | VPTJ/PPU/G00010 | PPU PUTRAJAYA NO 4 | 11 |  | Fail | Please check "Use"
257740787 | TNB | DISTRIBUTION | WP PUTRAJAYA & CYBERJAYA | Existing | 11 kV |  | RYB | VPTJ/PPU/G00010 | PPU PUTRAJAYA NO 4 | 11 |  | Fail | Please check "Use"
257740788 | TNB | DISTRIBUTION | WP PUTRAJAYA & CYBERJAYA | Existing | 11 kV |  | RYB | VPTJ/PPU/G00010 | PPU PUTRAJAYA NO 4 | 11 |  | Fail | Please check "Use"
257740789 | TNB | DISTRIBUTION | WP PUTRAJAYA & CYBERJAYA | Existing | 11 kV |  | RYB | VPTJ/PPU/G00010 | PPU PUTRAJAYA NO 4 | 11 |  | Fail | Please check "Use"
257740790 | TNB | DISTRIBUTION | WP PUTRAJAYA & CYBERJAYA | Existing | 11 kV |  | RYB | VPTJ/PPU/G00010 | PPU PUTRAJAYA NO 4 | 11 |  | Fail | Please check "Use"
257740791 | TNB | DISTRIBUTION | WP PUTRAJAYA & CYBERJAYA | Existing | 11 kV |  | RYB | VPTJ/PPU/G00010 | PPU PUTRAJAYA NO 4 | 11 |  | Fail | Please check "Use"
257740792 | TNB | DISTRIBUTION | WP PUTRAJAYA & CYBERJAYA | Existing | 11 kV |  | RYB | VPTJ/PPU/G00010 | PPU PUTRAJAYA NO 4 | 11 |  | Fail | Please check "Use"
257740793 | TNB | DISTRIBUTION | WP PUTRAJAYA & CYBERJAYA | Existing | 11 kV |  | RYB | VPTJ/PPU/G00010 | PPU PUTRAJAYA NO 4 | 11 |  | Fail | Please check "Use"
257740794 | TNB | DISTRIBUTION | WP PUTRAJAYA & CYBERJAYA | Existing | 11 kV |  | RYB | VPTJ/PPU/G00010 | PPU PUTRAJAYA NO 4 | 11 |  | Fail | Please check "Use"
257740795 | TNB | DISTRIBUTION | WP PUTRAJAYA & CYBERJAYA | Existing | 11 kV |  | RYB | VPTJ/PPU/G00010 | PPU PUTRAJAYA NO 4 | 11 |  | Fail | Please check "Use"
257740796 | TNB | DISTRIBUTION | WP PUTRAJAYA & CYBERJAYA | Existing | 11 kV |  | RYB | VPTJ/PPU/G00010 | PPU PUTRAJAYA NO 4 | 11 |  | Fail | Please check "Use"
257740797 | TNB | DISTRIBUTION | WP PUTRAJAYA & CYBERJAYA | Existing | 11 kV |  | RYB | VPTJ/PPU/G00010 | PPU PUTRAJAYA NO 4 | 11 |  | Fail | Please check "Use"
257740798 | TNB | DISTRIBUTION | WP PUTRAJAYA & CYBERJAYA | Existing | 11 kV |  | RYB | VPTJ/PPU/G00010 | PPU PUTRAJAYA NO 4 | 11 |  | Fail | Please check "Use"
257740799 | TNB | DISTRIBUTION | WP PUTRAJAYA & CYBERJAYA | Existing | 11 kV |  | RYB | VPTJ/PPU/G00010 | PPU PUTRAJAYA NO 4 | 11 |  | Fail | Please check "Use"
257740800 | TNB | DISTRIBUTION | WP PUTRAJAYA & CYBERJAYA | Existing | 11 kV |  | RYB | VPTJ/PPU/G00010 | PPU PUTRAJAYA NO 4 | 11 |  | Fail | Please check "Use"
257740801 | TNB | DISTRIBUTION | WP PUTRAJAYA & CYBERJAYA | Existing | 11 kV |  | RYB | VPTJ/PPU/G00010 | PPU PUTRAJAYA NO 4 | 11 |  | Fail | Please check "Use"
257740802 | TNB | DISTRIBUTION | WP PUTRAJAYA & CYBERJAYA | Existing | 11 kV |  | RYB | VPTJ/PPU/G00010 | PPU PUTRAJAYA NO 4 | 11 |  | Fail | Please check "Use"
257740803 | TNB | DISTRIBUTION | WP PUTRAJAYA & CYBERJAYA | Existing | 11 kV |  | RYB | VPTJ/PPU/G00010 | PPU PUTRAJAYA NO 4 | 11 |  | Fail | Please check "Use"
257740804 | TNB | DISTRIBUTION | WP PUTRAJAYA & CYBERJAYA | Existing | 11 kV |  | RYB | VPTJ/PPU/G00010 | PPU PUTRAJAYA NO 4 | 11 |  | Fail | Please check "Use"
257740805 | TNB | DISTRIBUTION | WP PUTRAJAYA & CYBERJAYA | Existing | 11 kV |  | RYB | VPTJ/PPU/G00010 | PPU PUTRAJAYA NO 4 | 11 |  | Fail | Please check "Use"
257740806 | TNB | DISTRIBUTION | WP PUTRAJAYA & CYBERJAYA | Existing | 11 kV |  | RYB | VPTJ/PPU/G00010 | PPU PUTRAJAYA NO 4 | 11 |  | Fail | Please check "Use"
257740807 | TNB | DISTRIBUTION | WP PUTRAJAYA & CYBERJAYA | Existing | 11 kV |  | RYB | VPTJ/PPU/G00010 | PPU PUTRAJAYA NO 4 | 11 |  | Fail | Please check "Use"
257740808 | TNB | DISTRIBUTION | WP PUTRAJAYA & CYBERJAYA | Existing | 11 kV |  | RYB | VPTJ/PPU/G00010 | PPU PUTRAJAYA NO 4 | 11 |  | Fail | Please check "Use"
257740809 | TNB | DISTRIBUTION | WP PUTRAJAYA & CYBERJAYA | Existing | 11 kV |  | RYB | VPTJ/PPU/G00010 | PPU PUTRAJAYA NO 4 | 11 |  | Fail | Please check "Use"
257740810 | TNB | DISTRIBUTION | WP PUTRAJAYA & CYBERJAYA | Existing | 11 kV |  | RYB | VPTJ/PPU/G00010 | PPU PUTRAJAYA NO 4 | 11 |  | Fail | Please check "Use"
257740811 | TNB | DISTRIBUTION | WP PUTRAJAYA & CYBERJAYA | Existing | 11 kV |  | RYB | VPTJ/PPU/G00010 | PPU PUTRAJAYA NO 4 | 11 |  | Fail | Please check "Use"
257740812 | TNB | DISTRIBUTION | WP PUTRAJAYA & CYBERJAYA | Existing | 11 kV |  | RYB | VPTJ/PPU/G00010 | PPU PUTRAJAYA NO 4 | 11 |  | Fail | Please check "Use"
257740813 | TNB | DISTRIBUTION | WP PUTRAJAYA & CYBERJAYA | Existing | 11 kV |  | RYB | VPTJ/PPU/G00010 | PPU PUTRAJAYA NO 4 | 11 |  | Fail | Please check "Use"
257740814 | TNB | DISTRIBUTION | WP PUTRAJAYA & CYBERJAYA | Existing |  |  | RYB | VPTJ/PPU/G00010 | PPU PUTRAJAYA NO 4 | NEUTRAL |  | Fail | Please check "Operating Voltage"
257740815 | TNB | DISTRIBUTION | WP PUTRAJAYA & CYBERJAYA | Existing |  |  | RYB | VPTJ/PPU/G00010 | PPU PUTRAJAYA NO 4 | NEUTRAL |  | Fail | Please check "Operating Voltage"
257740816 | TNB | DISTRIBUTION | WP PUTRAJAYA & CYBERJAYA | Existing |  |  | RYB | VPTJ/PPU/G00010 | PPU PUTRAJAYA NO 4 | NEUTRAL |  | Fail | Please check "Operating Voltage"
257740817 | TNB | DISTRIBUTION | WP PUTRAJAYA & CYBERJAYA | Existing |  |  | RYB | VPTJ/PPU/G00010 | PPU PUTRAJAYA NO 4 | NEUTRAL |  | Fail | Please check "Operating Voltage"
257740818 | TNB | DISTRIBUTION | WP PUTRAJAYA & CYBERJAYA | Existing |  |  | RYB | VPTJ/PPU/G00010 | PPU PUTRAJAYA NO 4 | NEUTRAL |  | Fail | Please check "Operating Voltage"
257740819 | TNB | DISTRIBUTION | WP PUTRAJAYA & CYBERJAYA | Existing |  |  | RYB | VPTJ/PPU/G00010 | PPU PUTRAJAYA NO 4 | NEUTRAL |  | Fail | Please check "Operating Voltage"
257740820 | TNB | DISTRIBUTION | WP PUTRAJAYA & CYBERJAYA | Existing |  | MAIN | RYB | VPTJ/PPU/G00010 | PPU PUTRAJAYA NO 4 | Q1 |  | Fail | Please check "Operating Voltage"
257740821 | TNB | DISTRIBUTION | WP PUTRAJAYA & CYBERJAYA | Existing | 33 kV | MAIN | RYB | VPTJ/PPU/G00010 | PPU PUTRAJAYA NO 4 | 33 |  | Pass | null
257740822 | TNB | DISTRIBUTION | WP PUTRAJAYA & CYBERJAYA | Existing | 33 kV | MAIN | RYB | VPTJ/PPU/G00010 | PPU PUTRAJAYA NO 4 | M |  | Pass | null
257740823 | TNB | DISTRIBUTION | WP PUTRAJAYA & CYBERJAYA | Existing | 33 kV | MAIN | RYB | VPTJ/PPU/G00010 | PPU PUTRAJAYA NO 4 | M2 |  | Pass | null
257740824 | TNB | DISTRIBUTION | WP PUTRAJAYA & CYBERJAYA | Existing |  | RESERVE | RYB | VPTJ/PPU/G00010 | PPU PUTRAJAYA NO 4 | 33 |  | Fail | Please check "Operating Voltage"
257740825 | TNB | DISTRIBUTION | WP PUTRAJAYA & CYBERJAYA | Existing | 11 kV |  | RYB | VPTJ/PPU/G00010 | PPU PUTRAJAYA NO 4 | 11 |  | Fail | Please check "Use"
257740826 | TNB | DISTRIBUTION | WP PUTRAJAYA & CYBERJAYA | Existing | 11 kV |  | RYB | VPTJ/PPU/G00010 | PPU PUTRAJAYA NO 4 | 11 |  | Fail | Please check "Use"
257740827 | TNB | DISTRIBUTION | WP PUTRAJAYA & CYBERJAYA | Existing | 11 kV |  | RYB | VPTJ/PPU/G00010 | PPU PUTRAJAYA NO 4 | 11 |  | Fail | Please check "Use"
257740828 | TNB | DISTRIBUTION | WP PUTRAJAYA & CYBERJAYA | Existing | 11 kV |  | RYB | VPTJ/PPU/G00010 | PPU PUTRAJAYA NO 4 | 11 |  | Fail | Please check "Use"
257740829 | TNB | DISTRIBUTION | WP PUTRAJAYA & CYBERJAYA | Existing |  |  | RYB | VPTJ/PPU/G00010 | PPU PUTRAJAYA NO 4 | NEUTRAL |  | Fail | Please check "Operating Voltage"
257740830 | TNB | DISTRIBUTION | WP PUTRAJAYA & CYBERJAYA | Existing |  |  | RYB | VPTJ/PPU/G00010 | PPU PUTRAJAYA NO 4 | NEUTRAL |  | Fail | Please check "Operating Voltage"
257740831 | TNB | DISTRIBUTION | WP PUTRAJAYA & CYBERJAYA | Existing |  |  | RYB | VPTJ/PPU/G00010 | PPU PUTRAJAYA NO 4 | NEUTRAL |  | Fail | Please check "Operating Voltage"
257740832 | TNB | DISTRIBUTION | WP PUTRAJAYA & CYBERJAYA | Existing |  |  | RYB | VPTJ/PPU/G00010 | PPU PUTRAJAYA NO 4 | NEUTRAL |  | Fail | Please check "Operating Voltage"
257740833 | TNB | DISTRIBUTION | WP PUTRAJAYA & CYBERJAYA | Existing |  |  | RYB | VPTJ/PPU/G00010 | PPU PUTRAJAYA NO 4 | NEUTRAL |  | Fail | Please check "Operating Voltage"
257740834 | TNB | DISTRIBUTION | WP PUTRAJAYA & CYBERJAYA | Existing |  |  | RYB | VPTJ/PPU/G00010 | PPU PUTRAJAYA NO 4 | NEUTRAL |  | Fail | Please check "Operating Voltage"
257740835 | TNB | DISTRIBUTION | WP PUTRAJAYA & CYBERJAYA | Existing |  |  | RYB | VPTJ/PPU/G00010 | PPU PUTRAJAYA NO 4 | NEUTRAL |  | Fail | Please check "Operating Voltage"
257740836 | TNB | DISTRIBUTION | WP PUTRAJAYA & CYBERJAYA | Existing |  |  | RYB | VPTJ/PPU/G00010 | PPU PUTRAJAYA NO 4 | NEUTRAL |  | Fail | Please check "Operating Voltage"
257740837 | TNB | DISTRIBUTION | WP PUTRAJAYA & CYBERJAYA | Existing |  | MAIN | RYB | VPTJ/PPU/G00010 | PPU PUTRAJAYA NO 4 | Q1 |  | Fail | Please check "Operating Voltage"
257740838 | TNB | DISTRIBUTION | WP PUTRAJAYA & CYBERJAYA | Existing |  | MAIN | RYB | VPTJ/PPU/G00010 | PPU PUTRAJAYA NO 4 | Q1 |  | Fail | Please check "Operating Voltage"
257740839 | TNB | DISTRIBUTION | WP PUTRAJAYA & CYBERJAYA | Existing | 33 kV | MAIN | RYB | VPTJ/PPU/G00010 | PPU PUTRAJAYA NO 4 | M |  | Pass | null
257740840 | TNB | DISTRIBUTION | WP PUTRAJAYA & CYBERJAYA | Existing | 33 kV | RESERVE | RYB | VPTJ/PPU/G00010 | PPU PUTRAJAYA NO 4 | R |  | Pass | null
257740841 | TNB | DISTRIBUTION | WP PUTRAJAYA & CYBERJAYA | Existing | 33 kV |  | RYB | VPTJ/PPU/G00010 | PPU PUTRAJAYA NO 4 | 33 |  | Fail | Please check "Use"
257740842 | TNB | DISTRIBUTION | WP PUTRAJAYA & CYBERJAYA | Existing | 33 kV |  | RYB | VPTJ/PPU/G00010 | PPU PUTRAJAYA NO 4 | 33 |  | Fail | Please check "Use"
257740843 | TNB | DISTRIBUTION | WP PUTRAJAYA & CYBERJAYA | Existing | 33 kV | RESERVE | RYB | VPTJ/PPU/G00010 | PPU PUTRAJAYA NO 4 | R |  | Pass | null
257740844 | TNB | DISTRIBUTION | WP PUTRAJAYA & CYBERJAYA | Existing | 33 kV | MAIN | RYB | VPTJ/PPU/G00010 | PPU PUTRAJAYA NO 4 | M |  | Pass | null
257740845 | TNB | DISTRIBUTION | WP PUTRAJAYA & CYBERJAYA | Existing | 33 kV | RESERVE | RYB | VPTJ/PPU/G00010 | PPU PUTRAJAYA NO 4 | R |  | Pass | null
257740846 | TNB | DISTRIBUTION | WP PUTRAJAYA & CYBERJAYA | Existing | 33 kV | RESERVE | RYB | VPTJ/PPU/G00010 | PPU PUTRAJAYA NO 4 | R |  | Pass | null
257740847 | TNB | DISTRIBUTION | WP PUTRAJAYA & CYBERJAYA | Existing | 33 kV | MAIN | RYB | VPTJ/PPU/G00010 | PPU PUTRAJAYA NO 4 | M |  | Pass | null
257740848 | TNB | DISTRIBUTION | WP PUTRAJAYA & CYBERJAYA | Existing | 33 kV |  | RYB | VPTJ/PPU/G00010 | PPU PUTRAJAYA NO 4 | 33 |  | Fail | Please check "Use"
257740849 | TNB | DISTRIBUTION | WP PUTRAJAYA & CYBERJAYA | Existing | 33 kV |  | RYB | VPTJ/PPU/G00010 | PPU PUTRAJAYA NO 4 | 33 |  | Fail | Please check "Use"
257740850 | TNB | DISTRIBUTION | WP PUTRAJAYA & CYBERJAYA | Existing | 33 kV | RESERVE | RYB | VPTJ/PPU/G00010 | PPU PUTRAJAYA NO 4 | R |  | Pass | null
257740851 | TNB | DISTRIBUTION | WP PUTRAJAYA & CYBERJAYA | Existing | 33 kV |  | RYB | VPTJ/PPU/G00010 | PPU PUTRAJAYA NO 4 | 33 |  | Fail | Please check "Use"
257740852 | TNB | DISTRIBUTION | WP PUTRAJAYA & CYBERJAYA | Existing | 33 kV | MAIN | RYB | VPTJ/PPU/G00010 | PPU PUTRAJAYA NO 4 | M |  | Pass | null
257740853 | TNB | DISTRIBUTION | WP PUTRAJAYA & CYBERJAYA | Existing | 33 kV |  | RYB | VPTJ/PPU/G00010 | PPU PUTRAJAYA NO 4 | 33 |  | Fail | Please check "Use"
257740854 | TNB | DISTRIBUTION | WP PUTRAJAYA & CYBERJAYA | Existing | 33 kV | RESERVE | RYB | VPTJ/PPU/G00010 | PPU PUTRAJAYA NO 4 | R |  | Pass | null
257740855 | TNB | DISTRIBUTION | WP PUTRAJAYA & CYBERJAYA | Existing | 33 kV | MAIN | RYB | VPTJ/PPU/G00010 | PPU PUTRAJAYA NO 4 | M |  | Pass | null
257740856 | TNB | DISTRIBUTION | WP PUTRAJAYA & CYBERJAYA | Existing | 33 kV | MAIN | RYB | VPTJ/PPU/G00010 | PPU PUTRAJAYA NO 4 | M |  | Pass | null
257741278 | TNB | DISTRIBUTION | WP PUTRAJAYA & CYBERJAYA | Existing |  | MAIN | RYB | VPTJ/PPU/G00012 | PPU PUTRAJAYA NO 6 | Q1 |  | Fail | Please check "Operating Voltage"
257741279 | TNB | DISTRIBUTION | WP PUTRAJAYA & CYBERJAYA | Existing |  | MAIN | RYB | VPTJ/PPU/G00012 | PPU PUTRAJAYA NO 6 | Q1 |  | Fail | Please check "Operating Voltage"
257741280 | TNB | DISTRIBUTION | WP PUTRAJAYA & CYBERJAYA | Existing | 33 kV | MAIN | RYB | VPTJ/PPU/G00012 | PPU PUTRAJAYA NO 6 | M |  | Pass | null
257741281 | TNB | DISTRIBUTION | WP PUTRAJAYA & CYBERJAYA | Existing | 33 kV |  | RYB | VPTJ/PPU/G00012 | PPU PUTRAJAYA NO 6 | 33 |  | Fail | Please check "Use"
257741282 | TNB | DISTRIBUTION | WP PUTRAJAYA & CYBERJAYA | Existing | 33 kV |  | RYB | VPTJ/PPU/G00012 | PPU PUTRAJAYA NO 6 | 33 |  | Fail | Please check "Use"
257741283 | TNB | DISTRIBUTION | WP PUTRAJAYA & CYBERJAYA | Existing | 33 kV |  | RYB | VPTJ/PPU/G00012 | PPU PUTRAJAYA NO 6 | 33 |  | Fail | Please check "Use"
257741284 | TNB | DISTRIBUTION | WP PUTRAJAYA & CYBERJAYA | Existing | 33 kV |  | RYB | VPTJ/PPU/G00012 | PPU PUTRAJAYA NO 6 | 33 |  | Fail | Please check "Use"
257741285 | TNB | DISTRIBUTION | WP PUTRAJAYA & CYBERJAYA | Existing | 33 kV |  | RYB | VPTJ/PPU/G00012 | PPU PUTRAJAYA NO 6 | 33 |  | Fail | Please check "Use"
257741286 | TNB | DISTRIBUTION | WP PUTRAJAYA & CYBERJAYA | Existing | 33 kV |  | RYB | VPTJ/PPU/G00012 | PPU PUTRAJAYA NO 6 | 33 |  | Fail | Please check "Use"
257741287 | TNB | DISTRIBUTION | WP PUTRAJAYA & CYBERJAYA | Existing | 33 kV |  | RYB | VPTJ/PPU/G00012 | PPU PUTRAJAYA NO 6 | 33 |  | Fail | Please check "Use"
257741288 | TNB | DISTRIBUTION | WP PUTRAJAYA & CYBERJAYA | Existing | 33 kV | MAIN | RYB | VPTJ/PPU/G00012 | PPU PUTRAJAYA NO 6 | M |  | Pass | null
257741289 | TNB | DISTRIBUTION | WP PUTRAJAYA & CYBERJAYA | Existing | 33 kV |  | RYB | VPTJ/PPU/G00012 | PPU PUTRAJAYA NO 6 | 33 |  | Fail | Please check "Use"
257741290 | TNB | DISTRIBUTION | WP PUTRAJAYA & CYBERJAYA | Existing | 33 kV |  | RYB | VPTJ/PPU/G00012 | PPU PUTRAJAYA NO 6 | 33 |  | Fail | Please check "Use"
257741291 | TNB | DISTRIBUTION | WP PUTRAJAYA & CYBERJAYA | Existing | 33 kV |  | RYB | VPTJ/PPU/G00012 | PPU PUTRAJAYA NO 6 | 33 |  | Fail | Please check "Use"
257741292 | TNB | DISTRIBUTION | WP PUTRAJAYA & CYBERJAYA | Existing | 11 kV |  | RYB | VPTJ/PPU/G00012 | PPU PUTRAJAYA NO 6 | 11 |  | Fail | Please check "Use"
257741293 | TNB | DISTRIBUTION | WP PUTRAJAYA & CYBERJAYA | Existing | 11 kV |  | RYB | VPTJ/PPU/G00012 | PPU PUTRAJAYA NO 6 | 11 |  | Fail | Please check "Use"
257741294 | TNB | DISTRIBUTION | WP PUTRAJAYA & CYBERJAYA | Existing | 11 kV |  | RYB | VPTJ/PPU/G00012 | PPU PUTRAJAYA NO 6 | 11 |  | Fail | Please check "Use"
257741295 | TNB | DISTRIBUTION | WP PUTRAJAYA & CYBERJAYA | Existing | 11 kV |  | RYB | VPTJ/PPU/G00012 | PPU PUTRAJAYA NO 6 | 11 |  | Fail | Please check "Use"
257741296 | TNB | DISTRIBUTION | WP PUTRAJAYA & CYBERJAYA | Existing | 11 kV |  | RYB | VPTJ/PPU/G00012 | PPU PUTRAJAYA NO 6 | 11 |  | Fail | Please check "Use"
257741297 | TNB | DISTRIBUTION | WP PUTRAJAYA & CYBERJAYA | Existing | 11 kV |  | RYB | VPTJ/PPU/G00012 | PPU PUTRAJAYA NO 6 | 11 |  | Fail | Please check "Use"
257741298 | TNB | DISTRIBUTION | WP PUTRAJAYA & CYBERJAYA | Existing | 11 kV |  | RYB | VPTJ/PPU/G00012 | PPU PUTRAJAYA NO 6 | 11 |  | Fail | Please check "Use"
257741299 | TNB | DISTRIBUTION | WP PUTRAJAYA & CYBERJAYA | Existing | 11 kV |  | RYB | VPTJ/PPU/G00012 | PPU PUTRAJAYA NO 6 | 11 |  | Fail | Please check "Use"
257741300 | TNB | DISTRIBUTION | WP PUTRAJAYA & CYBERJAYA | Existing | 11 kV |  | RYB | VPTJ/PPU/G00012 | PPU PUTRAJAYA NO 6 | 11 |  | Fail | Please check "Use"
257741301 | TNB | DISTRIBUTION | WP PUTRAJAYA & CYBERJAYA | Existing | 11 kV |  | RYB | VPTJ/PPU/G00012 | PPU PUTRAJAYA NO 6 | 11 |  | Fail | Please check "Use"
257741302 | TNB | DISTRIBUTION | WP PUTRAJAYA & CYBERJAYA | Existing | 11 kV |  | RYB | VPTJ/PPU/G00012 | PPU PUTRAJAYA NO 6 | 11 |  | Fail | Please check "Use"
257741303 | TNB | DISTRIBUTION | WP PUTRAJAYA & CYBERJAYA | Existing | 11 kV |  | RYB | VPTJ/PPU/G00012 | PPU PUTRAJAYA NO 6 | 11 |  | Fail | Please check "Use"
257741304 | TNB | DISTRIBUTION | WP PUTRAJAYA & CYBERJAYA | Existing | 11 kV |  | RYB | VPTJ/PPU/G00012 | PPU PUTRAJAYA NO 6 | 11 |  | Fail | Please check "Use"
257741305 | TNB | DISTRIBUTION | WP PUTRAJAYA & CYBERJAYA | Existing | 11 kV |  | RYB | VPTJ/PPU/G00012 | PPU PUTRAJAYA NO 6 | 11 |  | Fail | Please check "Use"
257741306 | TNB | DISTRIBUTION | WP PUTRAJAYA & CYBERJAYA | Existing | 11 kV |  | RYB | VPTJ/PPU/G00012 | PPU PUTRAJAYA NO 6 | 11 |  | Fail | Please check "Use"
257741307 | TNB | DISTRIBUTION | WP PUTRAJAYA & CYBERJAYA | Existing | 11 kV |  | RYB | VPTJ/PPU/G00012 | PPU PUTRAJAYA NO 6 | 11 |  | Fail | Please check "Use"
257741308 | TNB | DISTRIBUTION | WP PUTRAJAYA & CYBERJAYA | Existing | 11 kV |  | RYB | VPTJ/PPU/G00012 | PPU PUTRAJAYA NO 6 | 11 |  | Fail | Please check "Use"
257741309 | TNB | DISTRIBUTION | WP PUTRAJAYA & CYBERJAYA | Existing | 11 kV |  | RYB | VPTJ/PPU/G00012 | PPU PUTRAJAYA NO 6 | 11 |  | Fail | Please check "Use"
257741310 | TNB | DISTRIBUTION | WP PUTRAJAYA & CYBERJAYA | Existing | 11 kV |  | RYB | VPTJ/PPU/G00012 | PPU PUTRAJAYA NO 6 | 11 |  | Fail | Please check "Use"
257741311 | TNB | DISTRIBUTION | WP PUTRAJAYA & CYBERJAYA | Existing | 11 kV |  | RYB | VPTJ/PPU/G00012 | PPU PUTRAJAYA NO 6 | 11 |  | Fail | Please check "Use"
257741312 | TNB | DISTRIBUTION | WP PUTRAJAYA & CYBERJAYA | Existing | 11 kV |  | RYB | VPTJ/PPU/G00012 | PPU PUTRAJAYA NO 6 | 11 |  | Fail | Please check "Use"
257741313 | TNB | DISTRIBUTION | WP PUTRAJAYA & CYBERJAYA | Existing | 11 kV |  | RYB | VPTJ/PPU/G00012 | PPU PUTRAJAYA NO 6 | 11 |  | Fail | Please check "Use"
257741314 | TNB | DISTRIBUTION | WP PUTRAJAYA & CYBERJAYA | Existing | 11 kV |  | RYB | VPTJ/PPU/G00012 | PPU PUTRAJAYA NO 6 | 11 |  | Fail | Please check "Use"
257741315 | TNB | DISTRIBUTION | WP PUTRAJAYA & CYBERJAYA | Existing | 11 kV |  | RYB | VPTJ/PPU/G00012 | PPU PUTRAJAYA NO 6 | 11 |  | Fail | Please check "Use"
257741316 | TNB | DISTRIBUTION | WP PUTRAJAYA & CYBERJAYA | Existing | 11 kV |  | RYB | VPTJ/PPU/G00012 | PPU PUTRAJAYA NO 6 | 11 |  | Fail | Please check "Use"
257741317 | TNB | DISTRIBUTION | WP PUTRAJAYA & CYBERJAYA | Existing | 11 kV |  | RYB | VPTJ/PPU/G00012 | PPU PUTRAJAYA NO 6 | 11 |  | Fail | Please check "Use"
257741318 | TNB | DISTRIBUTION | WP PUTRAJAYA & CYBERJAYA | Existing | 11 kV |  | RYB | VPTJ/PPU/G00012 | PPU PUTRAJAYA NO 6 | 11 |  | Fail | Please check "Use"
257741319 | TNB | DISTRIBUTION | WP PUTRAJAYA & CYBERJAYA | Existing | 11 kV |  | RYB | VPTJ/PPU/G00012 | PPU PUTRAJAYA NO 6 | 11 |  | Fail | Please check "Use"
257741320 | TNB | DISTRIBUTION | WP PUTRAJAYA & CYBERJAYA | Existing |  |  | RYB | VPTJ/PPU/G00012 | PPU PUTRAJAYA NO 6 | NEUTRAL |  | Fail | Please check "Operating Voltage"
257741321 | TNB | DISTRIBUTION | WP PUTRAJAYA & CYBERJAYA | Existing |  |  | RYB | VPTJ/PPU/G00012 | PPU PUTRAJAYA NO 6 | NEUTRAL |  | Fail | Please check "Operating Voltage"
257741322 | TNB | DISTRIBUTION | WP PUTRAJAYA & CYBERJAYA | Existing |  |  | RYB | VPTJ/PPU/G00012 | PPU PUTRAJAYA NO 6 | NEUTRAL |  | Fail | Please check "Operating Voltage"
257741323 | TNB | DISTRIBUTION | WP PUTRAJAYA & CYBERJAYA | Existing |  |  | RYB | VPTJ/PPU/G00012 | PPU PUTRAJAYA NO 6 | NEUTRAL |  | Fail | Please check "Operating Voltage"
257741324 | TNB | DISTRIBUTION | WP PUTRAJAYA & CYBERJAYA | Existing |  |  | RYB | VPTJ/PPU/G00012 | PPU PUTRAJAYA NO 6 | NEUTRAL |  | Fail | Please check "Operating Voltage"
257741325 | TNB | DISTRIBUTION | WP PUTRAJAYA & CYBERJAYA | Existing |  |  | RYB | VPTJ/PPU/G00012 | PPU PUTRAJAYA NO 6 | NEUTRAL |  | Fail | Please check "Operating Voltage"
257741326 | TNB | DISTRIBUTION | WP PUTRAJAYA & CYBERJAYA | Existing | 33 kV | MAIN | RYB | VPTJ/PPU/G00012 | PPU PUTRAJAYA NO 6 | M |  | Pass | null
257741327 | TNB | DISTRIBUTION | WP PUTRAJAYA & CYBERJAYA | Existing | 33 kV | MAIN | RYB | VPTJ/PPU/G00012 | PPU PUTRAJAYA NO 6 | M1 |  | Pass | null
257741328 | TNB | DISTRIBUTION | WP PUTRAJAYA & CYBERJAYA | Existing | 11 kV |  | RYB | VPTJ/PPU/G00012 | PPU PUTRAJAYA NO 6 | 11 |  | Fail | Please check "Use"
257741329 | TNB | DISTRIBUTION | WP PUTRAJAYA & CYBERJAYA | Existing | 11 kV |  | RYB | VPTJ/PPU/G00012 | PPU PUTRAJAYA NO 6 | 11 |  | Fail | Please check "Use"
257741330 | TNB | DISTRIBUTION | WP PUTRAJAYA & CYBERJAYA | Existing | 11 kV |  | RYB | VPTJ/PPU/G00012 | PPU PUTRAJAYA NO 6 | 11 |  | Fail | Please check "Use"
257741331 | TNB | DISTRIBUTION | WP PUTRAJAYA & CYBERJAYA | Existing | 11 kV |  | RYB | VPTJ/PPU/G00012 | PPU PUTRAJAYA NO 6 | 11 |  | Fail | Please check "Use"
257741332 | TNB | DISTRIBUTION | WP PUTRAJAYA & CYBERJAYA | Existing |  |  | RYB | VPTJ/PPU/G00012 | PPU PUTRAJAYA NO 6 | NEUTRAL |  | Fail | Please check "Operating Voltage"
257741333 | TNB | DISTRIBUTION | WP PUTRAJAYA & CYBERJAYA | Existing |  |  | RYB | VPTJ/PPU/G00012 | PPU PUTRAJAYA NO 6 | NEUTRAL |  | Fail | Please check "Operating Voltage"
257741334 | TNB | DISTRIBUTION | WP PUTRAJAYA & CYBERJAYA | Existing |  |  | RYB | VPTJ/PPU/G00012 | PPU PUTRAJAYA NO 6 | NEUTRAL |  | Fail | Please check "Operating Voltage"
257741335 | TNB | DISTRIBUTION | WP PUTRAJAYA & CYBERJAYA | Existing |  |  | RYB | VPTJ/PPU/G00012 | PPU PUTRAJAYA NO 6 | NEUTRAL |  | Fail | Please check "Operating Voltage"
257741336 | TNB | DISTRIBUTION | WP PUTRAJAYA & CYBERJAYA | Existing |  |  | RYB | VPTJ/PPU/G00012 | PPU PUTRAJAYA NO 6 | NEUTRAL |  | Fail | Please check "Operating Voltage"
257741337 | TNB | DISTRIBUTION | WP PUTRAJAYA & CYBERJAYA | Existing |  |  | RYB | VPTJ/PPU/G00012 | PPU PUTRAJAYA NO 6 | NEUTRAL |  | Fail | Please check "Operating Voltage"
257741338 | TNB | DISTRIBUTION | WP PUTRAJAYA & CYBERJAYA | Existing |  |  | RYB | VPTJ/PPU/G00012 | PPU PUTRAJAYA NO 6 | NEUTRAL |  | Fail | Please check "Operating Voltage"
257741339 | TNB | DISTRIBUTION | WP PUTRAJAYA & CYBERJAYA | Existing |  |  | RYB | VPTJ/PPU/G00012 | PPU PUTRAJAYA NO 6 | NEUTRAL |  | Fail | Please check "Operating Voltage"
257741716 | TNB | DISTRIBUTION | WP PUTRAJAYA & CYBERJAYA | Existing |  |  | RYB | VPTJ/PPU/G00009 | PPU PUTRAJAYA NO 2 | NEUTRAL |  | Fail | Please check "Operating Voltage"
257741717 | TNB | DISTRIBUTION | WP PUTRAJAYA & CYBERJAYA | Existing | 33 kV |  | RYB | VPTJ/PPU/G00009 | PPU PUTRAJAYA NO 2 | 33 |  | Fail | Please check "Use"
257741718 | TNB | DISTRIBUTION | WP PUTRAJAYA & CYBERJAYA | Existing | 11 kV |  | RYB | VPTJ/PPU/G00009 | PPU PUTRAJAYA NO 2 | 11 |  | Fail | Please check "Use"
257741719 | TNB | DISTRIBUTION | WP PUTRAJAYA & CYBERJAYA | Existing | 11 kV |  | RYB | VPTJ/PPU/G00009 | PPU PUTRAJAYA NO 2 | 11 |  | Fail | Please check "Use"
257741720 | TNB | DISTRIBUTION | WP PUTRAJAYA & CYBERJAYA | Existing | 11 kV |  | RYB | VPTJ/PPU/G00009 | PPU PUTRAJAYA NO 2 | 11 |  | Fail | Please check "Use"
257741721 | TNB | DISTRIBUTION | WP PUTRAJAYA & CYBERJAYA | Existing | 11 kV |  | RYB | VPTJ/PPU/G00009 | PPU PUTRAJAYA NO 2 | 11 |  | Fail | Please check "Use"
257741722 | TNB | DISTRIBUTION | WP PUTRAJAYA & CYBERJAYA | Existing | 11 kV |  | RYB | VPTJ/PPU/G00009 | PPU PUTRAJAYA NO 2 | 11 |  | Fail | Please check "Use"
257741723 | TNB | DISTRIBUTION | WP PUTRAJAYA & CYBERJAYA | Existing | 11 kV |  | RYB | VPTJ/PPU/G00009 | PPU PUTRAJAYA NO 2 | 11 |  | Fail | Please check "Use"
257741724 | TNB | DISTRIBUTION | WP PUTRAJAYA & CYBERJAYA | Existing | 11 kV |  | RYB | VPTJ/PPU/G00009 | PPU PUTRAJAYA NO 2 | 11 |  | Fail | Please check "Use"
257741725 | TNB | DISTRIBUTION | WP PUTRAJAYA & CYBERJAYA | Existing | 11 kV |  | RYB | VPTJ/PPU/G00009 | PPU PUTRAJAYA NO 2 | 11 |  | Fail | Please check "Use"
257741726 | TNB | DISTRIBUTION | WP PUTRAJAYA & CYBERJAYA | Existing | 11 kV |  | RYB | VPTJ/PPU/G00009 | PPU PUTRAJAYA NO 2 | 11 |  | Fail | Please check "Use"
257741727 | TNB | DISTRIBUTION | WP PUTRAJAYA & CYBERJAYA | Existing | 11 kV |  | RYB | VPTJ/PPU/G00009 | PPU PUTRAJAYA NO 2 | 11 |  | Fail | Please check "Use"
257741728 | TNB | DISTRIBUTION | WP PUTRAJAYA & CYBERJAYA | Existing | 11 kV |  | RYB | VPTJ/PPU/G00009 | PPU PUTRAJAYA NO 2 | 11 |  | Fail | Please check "Use"
257741729 | TNB | DISTRIBUTION | WP PUTRAJAYA & CYBERJAYA | Existing | 11 kV |  | RYB | VPTJ/PPU/G00009 | PPU PUTRAJAYA NO 2 | 11 |  | Fail | Please check "Use"
257741730 | TNB | DISTRIBUTION | WP PUTRAJAYA & CYBERJAYA | Existing | 11 kV |  | RYB | VPTJ/PPU/G00009 | PPU PUTRAJAYA NO 2 | 11 |  | Fail | Please check "Use"
257741731 | TNB | DISTRIBUTION | WP PUTRAJAYA & CYBERJAYA | Existing | 11 kV |  | RYB | VPTJ/PPU/G00009 | PPU PUTRAJAYA NO 2 | 11 |  | Fail | Please check "Use"
257741732 | TNB | DISTRIBUTION | WP PUTRAJAYA & CYBERJAYA | Existing | 11 kV |  | RYB | VPTJ/PPU/G00009 | PPU PUTRAJAYA NO 2 | 11 |  | Fail | Please check "Use"
257741733 | TNB | DISTRIBUTION | WP PUTRAJAYA & CYBERJAYA | Existing | 11 kV |  | RYB | VPTJ/PPU/G00009 | PPU PUTRAJAYA NO 2 | 11 |  | Fail | Please check "Use"
257741734 | TNB | DISTRIBUTION | WP PUTRAJAYA & CYBERJAYA | Existing | 11 kV |  | RYB | VPTJ/PPU/G00009 | PPU PUTRAJAYA NO 2 | 11 |  | Fail | Please check "Use"
257741735 | TNB | DISTRIBUTION | WP PUTRAJAYA & CYBERJAYA | Existing | 11 kV |  | RYB | VPTJ/PPU/G00009 | PPU PUTRAJAYA NO 2 | 11 |  | Fail | Please check "Use"
257741736 | TNB | DISTRIBUTION | WP PUTRAJAYA & CYBERJAYA | Existing | 11 kV |  | RYB | VPTJ/PPU/G00009 | PPU PUTRAJAYA NO 2 | 11 |  | Fail | Please check "Use"
257741737 | TNB | DISTRIBUTION | WP PUTRAJAYA & CYBERJAYA | Existing | 11 kV |  | RYB | VPTJ/PPU/G00009 | PPU PUTRAJAYA NO 2 | 11 |  | Fail | Please check "Use"
257741738 | TNB | DISTRIBUTION | WP PUTRAJAYA & CYBERJAYA | Existing | 11 kV |  | RYB | VPTJ/PPU/G00009 | PPU PUTRAJAYA NO 2 | 11 |  | Fail | Please check "Use"
257741739 | TNB | DISTRIBUTION | WP PUTRAJAYA & CYBERJAYA | Existing | 11 kV |  | RYB | VPTJ/PPU/G00009 | PPU PUTRAJAYA NO 2 | 11 |  | Fail | Please check "Use"
257741740 | TNB | DISTRIBUTION | WP PUTRAJAYA & CYBERJAYA | Existing | 11 kV |  | RYB | VPTJ/PPU/G00009 | PPU PUTRAJAYA NO 2 | 11 |  | Fail | Please check "Use"
257741741 | TNB | DISTRIBUTION | WP PUTRAJAYA & CYBERJAYA | Existing | 11 kV |  | RYB | VPTJ/PPU/G00009 | PPU PUTRAJAYA NO 2 | 11 |  | Fail | Please check "Use"
257741742 | TNB | DISTRIBUTION | WP PUTRAJAYA & CYBERJAYA | Existing | 11 kV |  | RYB | VPTJ/PPU/G00009 | PPU PUTRAJAYA NO 2 | 11 |  | Fail | Please check "Use"
257741743 | TNB | DISTRIBUTION | WP PUTRAJAYA & CYBERJAYA | Existing | 11 kV |  | RYB | VPTJ/PPU/G00009 | PPU PUTRAJAYA NO 2 | 11 |  | Fail | Please check "Use"
257741744 | TNB | DISTRIBUTION | WP PUTRAJAYA & CYBERJAYA | Existing | 11 kV |  | RYB | VPTJ/PPU/G00009 | PPU PUTRAJAYA NO 2 | 11 |  | Fail | Please check "Use"
257741745 | TNB | DISTRIBUTION | WP PUTRAJAYA & CYBERJAYA | Existing | 11 kV |  | RYB | VPTJ/PPU/G00009 | PPU PUTRAJAYA NO 2 | 11 |  | Fail | Please check "Use"
257741746 | TNB | DISTRIBUTION | WP PUTRAJAYA & CYBERJAYA | Existing | 11 kV |  | RYB | VPTJ/PPU/G00009 | PPU PUTRAJAYA NO 2 | 11 |  | Fail | Please check "Use"
257741747 | TNB | DISTRIBUTION | WP PUTRAJAYA & CYBERJAYA | Existing | 11 kV |  | RYB | VPTJ/PPU/G00009 | PPU PUTRAJAYA NO 2 | 11 |  | Fail | Please check "Use"
257741748 | TNB | DISTRIBUTION | WP PUTRAJAYA & CYBERJAYA | Existing | 11 kV |  | RYB | VPTJ/PPU/G00009 | PPU PUTRAJAYA NO 2 | 11 |  | Fail | Please check "Use"
257741749 | TNB | DISTRIBUTION | WP PUTRAJAYA & CYBERJAYA | Existing | 11 kV |  | RYB | VPTJ/PPU/G00009 | PPU PUTRAJAYA NO 2 | 11 |  | Fail | Please check "Use"
257741750 | TNB | DISTRIBUTION | WP PUTRAJAYA & CYBERJAYA | Existing |  |  | RYB | VPTJ/PPU/G00009 | PPU PUTRAJAYA NO 2 | NEUTRAL |  | Fail | Please check "Operating Voltage"
257741751 | TNB | DISTRIBUTION | WP PUTRAJAYA & CYBERJAYA | Existing |  |  | RYB | VPTJ/PPU/G00009 | PPU PUTRAJAYA NO 2 | NEUTRAL |  | Fail | Please check "Operating Voltage"
257741752 | TNB | DISTRIBUTION | WP PUTRAJAYA & CYBERJAYA | Existing |  |  | RYB | VPTJ/PPU/G00009 | PPU PUTRAJAYA NO 2 | NEUTRAL |  | Fail | Please check "Operating Voltage"
257741753 | TNB | DISTRIBUTION | WP PUTRAJAYA & CYBERJAYA | Existing |  | MAIN | RYB | VPTJ/PPU/G00009 | PPU PUTRAJAYA NO 2 | Q1 |  | Fail | Please check "Operating Voltage"
257741754 | TNB | DISTRIBUTION | WP PUTRAJAYA & CYBERJAYA | Existing |  | MAIN | RYB | VPTJ/PPU/G00009 | PPU PUTRAJAYA NO 2 | Q1 |  | Fail | Please check "Operating Voltage"
257741755 | TNB | DISTRIBUTION | WP PUTRAJAYA & CYBERJAYA | Existing | 11 kV |  | RYB | VPTJ/PPU/G00009 | PPU PUTRAJAYA NO 2 | 11 |  | Fail | Please check "Use"
257741756 | TNB | DISTRIBUTION | WP PUTRAJAYA & CYBERJAYA | Existing | 11 kV |  | RYB | VPTJ/PPU/G00009 | PPU PUTRAJAYA NO 2 | 11 |  | Fail | Please check "Use"
257741757 | TNB | DISTRIBUTION | WP PUTRAJAYA & CYBERJAYA | Existing | 11 kV |  | RYB | VPTJ/PPU/G00009 | PPU PUTRAJAYA NO 2 | 11 |  | Fail | Please check "Use"
257741758 | TNB | DISTRIBUTION | WP PUTRAJAYA & CYBERJAYA | Existing | 11 kV |  | RYB | VPTJ/PPU/G00009 | PPU PUTRAJAYA NO 2 | 11 |  | Fail | Please check "Use"
257741759 | TNB | DISTRIBUTION | WP PUTRAJAYA & CYBERJAYA | Existing |  |  | RYB | VPTJ/PPU/G00009 | PPU PUTRAJAYA NO 2 | NEUTRAL |  | Fail | Please check "Operating Voltage"
257741760 | TNB | DISTRIBUTION | WP PUTRAJAYA & CYBERJAYA | Existing |  |  | RYB | VPTJ/PPU/G00009 | PPU PUTRAJAYA NO 2 | NEUTRAL |  | Fail | Please check "Operating Voltage"
257741761 | TNB | DISTRIBUTION | WP PUTRAJAYA & CYBERJAYA | Existing |  |  | RYB | VPTJ/PPU/G00009 | PPU PUTRAJAYA NO 2 | NEUTRAL |  | Fail | Please check "Operating Voltage"
257741762 | TNB | DISTRIBUTION | WP PUTRAJAYA & CYBERJAYA | Existing |  |  | RYB | VPTJ/PPU/G00009 | PPU PUTRAJAYA NO 2 | NEUTRAL |  | Fail | Please check "Operating Voltage"
257741763 | TNB | DISTRIBUTION | WP PUTRAJAYA & CYBERJAYA | Existing |  |  | RYB | VPTJ/PPU/G00009 | PPU PUTRAJAYA NO 2 | NEUTRAL |  | Fail | Please check "Operating Voltage"
257741764 | TNB | DISTRIBUTION | WP PUTRAJAYA & CYBERJAYA | Existing |  |  | RYB | VPTJ/PPU/G00009 | PPU PUTRAJAYA NO 2 | NEUTRAL |  | Fail | Please check "Operating Voltage"
257741765 | TNB | DISTRIBUTION | WP PUTRAJAYA & CYBERJAYA | Existing |  |  | RYB | VPTJ/PPU/G00009 | PPU PUTRAJAYA NO 2 | NEUTRAL |  | Fail | Please check "Operating Voltage"
257741766 | TNB | DISTRIBUTION | WP PUTRAJAYA & CYBERJAYA | Existing |  |  | RYB | VPTJ/PPU/G00009 | PPU PUTRAJAYA NO 2 | NEUTRAL |  | Fail | Please check "Operating Voltage"
257741767 | TNB | DISTRIBUTION | WP PUTRAJAYA & CYBERJAYA | Existing |  | MAIN | RYB | VPTJ/PPU/G00009 | PPU PUTRAJAYA NO 2 | Q1 |  | Fail | Please check "Operating Voltage"
257741768 | TNB | DISTRIBUTION | WP PUTRAJAYA & CYBERJAYA | Existing |  | MAIN | RYB | VPTJ/PPU/G00009 | PPU PUTRAJAYA NO 2 | Q1 |  | Fail | Please check "Operating Voltage"
257741769 | TNB | DISTRIBUTION | WP PUTRAJAYA & CYBERJAYA | Existing | 33 kV |  | RYB | VPTJ/PPU/G00009 | PPU PUTRAJAYA NO 2 | 33 |  | Fail | Please check "Use"
257741770 | TNB | DISTRIBUTION | WP PUTRAJAYA & CYBERJAYA | Existing | 33 kV |  | RYB | VPTJ/PPU/G00009 | PPU PUTRAJAYA NO 2 | 33 |  | Fail | Please check "Use"
257741771 | TNB | DISTRIBUTION | WP PUTRAJAYA & CYBERJAYA | Existing | 33 kV |  | RYB | VPTJ/PPU/G00009 | PPU PUTRAJAYA NO 2 | 33 |  | Fail | Please check "Use"
257741772 | TNB | DISTRIBUTION | WP PUTRAJAYA & CYBERJAYA | Existing | 33 kV |  | RYB | VPTJ/PPU/G00009 | PPU PUTRAJAYA NO 2 | 33 |  | Fail | Please check "Use"
257741773 | TNB | DISTRIBUTION | WP PUTRAJAYA & CYBERJAYA | Existing | 33 kV |  | RYB | VPTJ/PPU/G00009 | PPU PUTRAJAYA NO 2 | 33 |  | Fail | Please check "Use"
257741774 | TNB | DISTRIBUTION | WP PUTRAJAYA & CYBERJAYA | Existing | 33 kV |  | RYB | VPTJ/PPU/G00009 | PPU PUTRAJAYA NO 2 | 33 |  | Fail | Please check "Use"
257741775 | TNB | DISTRIBUTION | WP PUTRAJAYA & CYBERJAYA | Existing | 33 kV |  | RYB | VPTJ/PPU/G00009 | PPU PUTRAJAYA NO 2 | 33 |  | Fail | Please check "Use"
257741776 | TNB | DISTRIBUTION | WP PUTRAJAYA & CYBERJAYA | Existing | 33 kV |  | RYB | VPTJ/PPU/G00009 | PPU PUTRAJAYA NO 2 | 33 |  | Fail | Please check "Use"
257741777 | TNB | DISTRIBUTION | WP PUTRAJAYA & CYBERJAYA | Existing | 33 kV |  | RYB | VPTJ/PPU/G00009 | PPU PUTRAJAYA NO 2 | 33 |  | Fail | Please check "Use"
257741778 | TNB | DISTRIBUTION | WP PUTRAJAYA & CYBERJAYA | Existing | 33 kV |  | RYB | VPTJ/PPU/G00009 | PPU PUTRAJAYA NO 2 | 33 |  | Fail | Please check "Use"
257741779 | TNB | DISTRIBUTION | WP PUTRAJAYA & CYBERJAYA | Existing | 33 kV |  | RYB | VPTJ/PPU/G00009 | PPU PUTRAJAYA NO 2 | 33 |  | Fail | Please check "Use"
257742411 | TNB | DISTRIBUTION | WP PUTRAJAYA & CYBERJAYA | Existing |  |  | RYB | VPTJ/PPU/G00015 | PPU PUTRAJAYA NO 24 | NEUTRAL |  | Fail | Please check "Operating Voltage"
257742412 | TNB | DISTRIBUTION | WP PUTRAJAYA & CYBERJAYA | Existing |  |  | RYB | VPTJ/PPU/G00015 | PPU PUTRAJAYA NO 24 | NEUTRAL |  | Fail | Please check "Operating Voltage"
257742413 | TNB | DISTRIBUTION | WP PUTRAJAYA & CYBERJAYA | Existing | 11 kV |  | RYB | VPTJ/PPU/G00015 | PPU PUTRAJAYA NO 24 | 11 |  | Fail | Please check "Use"
257742414 | TNB | DISTRIBUTION | WP PUTRAJAYA & CYBERJAYA | Existing | 11 kV |  | RYB | VPTJ/PPU/G00015 | PPU PUTRAJAYA NO 24 | 11 |  | Fail | Please check "Use"
257742415 | TNB | DISTRIBUTION | WP PUTRAJAYA & CYBERJAYA | Existing | 11 kV |  | RYB | VPTJ/PPU/G00015 | PPU PUTRAJAYA NO 24 | 11 |  | Fail | Please check "Use"
257742416 | TNB | DISTRIBUTION | WP PUTRAJAYA & CYBERJAYA | Existing | 11 kV |  | RYB | VPTJ/PPU/G00015 | PPU PUTRAJAYA NO 24 | 11 |  | Fail | Please check "Use"
257742417 | TNB | DISTRIBUTION | WP PUTRAJAYA & CYBERJAYA | Existing | 11 kV |  | RYB | VPTJ/PPU/G00015 | PPU PUTRAJAYA NO 24 | 11 |  | Fail | Please check "Use"
257742418 | TNB | DISTRIBUTION | WP PUTRAJAYA & CYBERJAYA | Existing | 11 kV |  | RYB | VPTJ/PPU/G00015 | PPU PUTRAJAYA NO 24 | 11 |  | Fail | Please check "Use"
257742419 | TNB | DISTRIBUTION | WP PUTRAJAYA & CYBERJAYA | Existing | 11 kV |  | RYB | VPTJ/PPU/G00015 | PPU PUTRAJAYA NO 24 | 11 |  | Fail | Please check "Use"
257742420 | TNB | DISTRIBUTION | WP PUTRAJAYA & CYBERJAYA | Existing | 11 kV |  | RYB | VPTJ/PPU/G00015 | PPU PUTRAJAYA NO 24 | 11 |  | Fail | Please check "Use"
257742421 | TNB | DISTRIBUTION | WP PUTRAJAYA & CYBERJAYA | Existing | 11 kV |  | RYB | VPTJ/PPU/G00015 | PPU PUTRAJAYA NO 24 | 11 |  | Fail | Please check "Use"
257742422 | TNB | DISTRIBUTION | WP PUTRAJAYA & CYBERJAYA | Existing | 11 kV |  | RYB | VPTJ/PPU/G00015 | PPU PUTRAJAYA NO 24 | 11 |  | Fail | Please check "Use"
257742423 | TNB | DISTRIBUTION | WP PUTRAJAYA & CYBERJAYA | Existing | 11 kV |  | RYB | VPTJ/PPU/G00015 | PPU PUTRAJAYA NO 24 | 11 |  | Fail | Please check "Use"
257742424 | TNB | DISTRIBUTION | WP PUTRAJAYA & CYBERJAYA | Existing | 11 kV |  | RYB | VPTJ/PPU/G00015 | PPU PUTRAJAYA NO 24 | 11 |  | Fail | Please check "Use"
257742425 | TNB | DISTRIBUTION | WP PUTRAJAYA & CYBERJAYA | Existing | 11 kV |  | RYB | VPTJ/PPU/G00015 | PPU PUTRAJAYA NO 24 | 11 |  | Fail | Please check "Use"
257742426 | TNB | DISTRIBUTION | WP PUTRAJAYA & CYBERJAYA | Existing | 11 kV |  | RYB | VPTJ/PPU/G00015 | PPU PUTRAJAYA NO 24 | 11 |  | Fail | Please check "Use"
257742427 | TNB | DISTRIBUTION | WP PUTRAJAYA & CYBERJAYA | Existing | 11 kV |  | RYB | VPTJ/PPU/G00015 | PPU PUTRAJAYA NO 24 | 11 |  | Fail | Please check "Use"
257742428 | TNB | DISTRIBUTION | WP PUTRAJAYA & CYBERJAYA | Existing | 11 kV |  | RYB | VPTJ/PPU/G00015 | PPU PUTRAJAYA NO 24 | 11 |  | Fail | Please check "Use"
257742429 | TNB | DISTRIBUTION | WP PUTRAJAYA & CYBERJAYA | Existing | 11 kV |  | RYB | VPTJ/PPU/G00015 | PPU PUTRAJAYA NO 24 | 11 |  | Fail | Please check "Use"
257742430 | TNB | DISTRIBUTION | WP PUTRAJAYA & CYBERJAYA | Existing | 11 kV |  | RYB | VPTJ/PPU/G00015 | PPU PUTRAJAYA NO 24 | 11 |  | Fail | Please check "Use"
257742431 | TNB | DISTRIBUTION | WP PUTRAJAYA & CYBERJAYA | Existing | 11 kV |  | RYB | VPTJ/PPU/G00015 | PPU PUTRAJAYA NO 24 | 11 |  | Fail | Please check "Use"
257742432 | TNB | DISTRIBUTION | WP PUTRAJAYA & CYBERJAYA | Existing | 11 kV |  | RYB | VPTJ/PPU/G00015 | PPU PUTRAJAYA NO 24 | 11 |  | Fail | Please check "Use"
257742433 | TNB | DISTRIBUTION | WP PUTRAJAYA & CYBERJAYA | Existing | 11 kV |  | RYB | VPTJ/PPU/G00015 | PPU PUTRAJAYA NO 24 | 11 |  | Fail | Please check "Use"
257742434 | TNB | DISTRIBUTION | WP PUTRAJAYA & CYBERJAYA | Existing | 11 kV |  | RYB | VPTJ/PPU/G00015 | PPU PUTRAJAYA NO 24 | 11 |  | Fail | Please check "Use"
257742435 | TNB | DISTRIBUTION | WP PUTRAJAYA & CYBERJAYA | Existing | 11 kV |  | RYB | VPTJ/PPU/G00015 | PPU PUTRAJAYA NO 24 | 11 |  | Fail | Please check "Use"
257742436 | TNB | DISTRIBUTION | WP PUTRAJAYA & CYBERJAYA | Existing | 11 kV |  | RYB | VPTJ/PPU/G00015 | PPU PUTRAJAYA NO 24 | 11 |  | Fail | Please check "Use"
257742437 | TNB | DISTRIBUTION | WP PUTRAJAYA & CYBERJAYA | Existing | 11 kV |  | RYB | VPTJ/PPU/G00015 | PPU PUTRAJAYA NO 24 | 11 |  | Fail | Please check "Use"
257742438 | TNB | DISTRIBUTION | WP PUTRAJAYA & CYBERJAYA | Existing | 11 kV |  | RYB | VPTJ/PPU/G00015 | PPU PUTRAJAYA NO 24 | 11 |  | Fail | Please check "Use"
257742439 | TNB | DISTRIBUTION | WP PUTRAJAYA & CYBERJAYA | Existing | 11 kV |  | RYB | VPTJ/PPU/G00015 | PPU PUTRAJAYA NO 24 | 11 |  | Fail | Please check "Use"
257742440 | TNB | DISTRIBUTION | WP PUTRAJAYA & CYBERJAYA | Existing | 11 kV |  | RYB | VPTJ/PPU/G00015 | PPU PUTRAJAYA NO 24 | 11 |  | Fail | Please check "Use"
257742441 | TNB | DISTRIBUTION | WP PUTRAJAYA & CYBERJAYA | Existing | 11 kV |  | RYB | VPTJ/PPU/G00015 | PPU PUTRAJAYA NO 24 | 11 |  | Fail | Please check "Use"
257742442 | TNB | DISTRIBUTION | WP PUTRAJAYA & CYBERJAYA | Existing | 11 kV |  | RYB | VPTJ/PPU/G00015 | PPU PUTRAJAYA NO 24 | 11 |  | Fail | Please check "Use"
257742443 | TNB | DISTRIBUTION | WP PUTRAJAYA & CYBERJAYA | Existing | 11 kV |  | RYB | VPTJ/PPU/G00015 | PPU PUTRAJAYA NO 24 | 11 |  | Fail | Please check "Use"
257742444 | TNB | DISTRIBUTION | WP PUTRAJAYA & CYBERJAYA | Existing | 11 kV |  | RYB | VPTJ/PPU/G00015 | PPU PUTRAJAYA NO 24 | 11 |  | Fail | Please check "Use"
257742445 | TNB | DISTRIBUTION | WP PUTRAJAYA & CYBERJAYA | Existing |  |  | RYB | VPTJ/PPU/G00015 | PPU PUTRAJAYA NO 24 | NEUTRAL |  | Fail | Please check "Operating Voltage"
257742446 | TNB | DISTRIBUTION | WP PUTRAJAYA & CYBERJAYA | Existing |  |  | RYB | VPTJ/PPU/G00015 | PPU PUTRAJAYA NO 24 | NEUTRAL |  | Fail | Please check "Operating Voltage"
257742447 | TNB | DISTRIBUTION | WP PUTRAJAYA & CYBERJAYA | Existing |  |  | RYB | VPTJ/PPU/G00015 | PPU PUTRAJAYA NO 24 | NEUTRAL |  | Fail | Please check "Operating Voltage"
257742448 | TNB | DISTRIBUTION | WP PUTRAJAYA & CYBERJAYA | Existing |  |  | RYB | VPTJ/PPU/G00015 | PPU PUTRAJAYA NO 24 | NEUTRAL |  | Fail | Please check "Operating Voltage"
257742449 | TNB | DISTRIBUTION | WP PUTRAJAYA & CYBERJAYA | Existing |  |  | RYB | VPTJ/PPU/G00015 | PPU PUTRAJAYA NO 24 | NEUTRAL |  | Fail | Please check "Operating Voltage"
257742450 | TNB | DISTRIBUTION | WP PUTRAJAYA & CYBERJAYA | Existing |  |  | RYB | VPTJ/PPU/G00015 | PPU PUTRAJAYA NO 24 | NEUTRAL |  | Fail | Please check "Operating Voltage"
257742451 | TNB | DISTRIBUTION | WP PUTRAJAYA & CYBERJAYA | Existing |  | MAIN | RYB | VPTJ/PPU/G00015 | PPU PUTRAJAYA NO 24 | Q1 |  | Fail | Please check "Operating Voltage"
257742452 | TNB | DISTRIBUTION | WP PUTRAJAYA & CYBERJAYA | Existing |  | MAIN | RYB | VPTJ/PPU/G00015 | PPU PUTRAJAYA NO 24 | 33 |  | Fail | Please check "Operating Voltage"
257742453 | TNB | DISTRIBUTION | WP PUTRAJAYA & CYBERJAYA | Existing |  | RESERVE | RYB | VPTJ/PPU/G00015 | PPU PUTRAJAYA NO 24 | Q2 |  | Fail | Please check "Operating Voltage"
257742454 | TNB | DISTRIBUTION | WP PUTRAJAYA & CYBERJAYA | Existing |  | RESERVE | RYB | VPTJ/PPU/G00015 | PPU PUTRAJAYA NO 24 | 33 |  | Fail | Please check "Operating Voltage"
257742455 | TNB | DISTRIBUTION | WP PUTRAJAYA & CYBERJAYA | Existing |  | RESERVE | RYB | VPTJ/PPU/G00015 | PPU PUTRAJAYA NO 24 | Q2 |  | Fail | Please check "Operating Voltage"
257742456 | TNB | DISTRIBUTION | WP PUTRAJAYA & CYBERJAYA | Existing | 11 kV |  | RYB | VPTJ/PPU/G00015 | PPU PUTRAJAYA NO 24 | 11 |  | Fail | Please check "Use"
257742457 | TNB | DISTRIBUTION | WP PUTRAJAYA & CYBERJAYA | Existing | 11 kV |  | RYB | VPTJ/PPU/G00015 | PPU PUTRAJAYA NO 24 | 11 |  | Fail | Please check "Use"
257742458 | TNB | DISTRIBUTION | WP PUTRAJAYA & CYBERJAYA | Existing | 11 kV |  | RYB | VPTJ/PPU/G00015 | PPU PUTRAJAYA NO 24 | 11 |  | Fail | Please check "Use"
257742459 | TNB | DISTRIBUTION | WP PUTRAJAYA & CYBERJAYA | Existing | 11 kV |  | RYB | VPTJ/PPU/G00015 | PPU PUTRAJAYA NO 24 | 11 |  | Fail | Please check "Use"
257742460 | TNB | DISTRIBUTION | WP PUTRAJAYA & CYBERJAYA | Existing |  |  | RYB | VPTJ/PPU/G00015 | PPU PUTRAJAYA NO 24 | NEUTRAL |  | Fail | Please check "Operating Voltage"
257742461 | TNB | DISTRIBUTION | WP PUTRAJAYA & CYBERJAYA | Existing |  |  | RYB | VPTJ/PPU/G00015 | PPU PUTRAJAYA NO 24 | NEUTRAL |  | Fail | Please check "Operating Voltage"
257742462 | TNB | DISTRIBUTION | WP PUTRAJAYA & CYBERJAYA | Existing |  |  | RYB | VPTJ/PPU/G00015 | PPU PUTRAJAYA NO 24 | NEUTRAL |  | Fail | Please check "Operating Voltage"
257742463 | TNB | DISTRIBUTION | WP PUTRAJAYA & CYBERJAYA | Existing |  |  | RYB | VPTJ/PPU/G00015 | PPU PUTRAJAYA NO 24 | NEUTRAL |  | Fail | Please check "Operating Voltage"
257742464 | TNB | DISTRIBUTION | WP PUTRAJAYA & CYBERJAYA | Existing |  |  | RYB | VPTJ/PPU/G00015 | PPU PUTRAJAYA NO 24 | NEUTRAL |  | Fail | Please check "Operating Voltage"
257742465 | TNB | DISTRIBUTION | WP PUTRAJAYA & CYBERJAYA | Existing |  |  | RYB | VPTJ/PPU/G00015 | PPU PUTRAJAYA NO 24 | NEUTRAL |  | Fail | Please check "Operating Voltage"
257742466 | TNB | DISTRIBUTION | WP PUTRAJAYA & CYBERJAYA | Existing |  | MAIN | RYB | VPTJ/PPU/G00015 | PPU PUTRAJAYA NO 24 | Q1 |  | Fail | Please check "Operating Voltage"
257742467 | TNB | DISTRIBUTION | WP PUTRAJAYA & CYBERJAYA | Existing |  | MAIN | RYB | VPTJ/PPU/G00015 | PPU PUTRAJAYA NO 24 | 11 |  | Fail | Please check "Operating Voltage"
257742468 | TNB | DISTRIBUTION | WP PUTRAJAYA & CYBERJAYA | Existing | 33 kV |  | RYB | VPTJ/PPU/G00015 | PPU PUTRAJAYA NO 24 | 33 |  | Fail | Please check "Use"
257742469 | TNB | DISTRIBUTION | WP PUTRAJAYA & CYBERJAYA | Existing | 33 kV |  | RYB | VPTJ/PPU/G00015 | PPU PUTRAJAYA NO 24 | 33 |  | Fail | Please check "Use"
257742470 | TNB | DISTRIBUTION | WP PUTRAJAYA & CYBERJAYA | Existing | 33 kV |  | RYB | VPTJ/PPU/G00015 | PPU PUTRAJAYA NO 24 | 33 |  | Fail | Please check "Use"
257742471 | TNB | DISTRIBUTION | WP PUTRAJAYA & CYBERJAYA | Existing | 33 kV |  | RYB | VPTJ/PPU/G00015 | PPU PUTRAJAYA NO 24 | 33 |  | Fail | Please check "Use"
257742472 | TNB | DISTRIBUTION | WP PUTRAJAYA & CYBERJAYA | Existing | 33 kV |  | RYB | VPTJ/PPU/G00015 | PPU PUTRAJAYA NO 24 | 33 |  | Fail | Please check "Use"
257742473 | TNB | DISTRIBUTION | WP PUTRAJAYA & CYBERJAYA | Existing | 33 kV |  | RYB | VPTJ/PPU/G00015 | PPU PUTRAJAYA NO 24 | 33 |  | Fail | Please check "Use"
257742474 | TNB | DISTRIBUTION | WP PUTRAJAYA & CYBERJAYA | Existing | 33 kV |  | RYB | VPTJ/PPU/G00015 | PPU PUTRAJAYA NO 24 | 33 |  | Fail | Please check "Use"
257742475 | TNB | DISTRIBUTION | WP PUTRAJAYA & CYBERJAYA | Existing | 33 kV |  | RYB | VPTJ/PPU/G00015 | PPU PUTRAJAYA NO 24 | 33 |  | Fail | Please check "Use"
257742476 | TNB | DISTRIBUTION | WP PUTRAJAYA & CYBERJAYA | Existing | 33 kV |  | RYB | VPTJ/PPU/G00015 | PPU PUTRAJAYA NO 24 | 33 |  | Fail | Please check "Use"
257742477 | TNB | DISTRIBUTION | WP PUTRAJAYA & CYBERJAYA | Existing | 33 kV |  | RYB | VPTJ/PPU/G00015 | PPU PUTRAJAYA NO 24 | 33 |  | Fail | Please check "Use"
257742478 | TNB | DISTRIBUTION | WP PUTRAJAYA & CYBERJAYA | Existing | 33 kV |  | RYB | VPTJ/PPU/G00015 | PPU PUTRAJAYA NO 24 | 33 |  | Fail | Please check "Use"
257742479 | TNB | DISTRIBUTION | WP PUTRAJAYA & CYBERJAYA | Existing | 33 kV |  | RYB | VPTJ/PPU/G00015 | PPU PUTRAJAYA NO 24 | 33 |  | Fail | Please check "Use"
257742480 | TNB | DISTRIBUTION | WP PUTRAJAYA & CYBERJAYA | Existing | 33 kV |  | RYB | VPTJ/PPU/G00015 | PPU PUTRAJAYA NO 24 | 33 |  | Fail | Please check "Use"
257742481 | TNB | DISTRIBUTION | WP PUTRAJAYA & CYBERJAYA | Existing | 33 kV |  | RYB | VPTJ/PPU/G00015 | PPU PUTRAJAYA NO 24 | 33 |  | Fail | Please check "Use"
257742482 | TNB | DISTRIBUTION | WP PUTRAJAYA & CYBERJAYA | Existing | 33 kV |  | RYB | VPTJ/PPU/G00015 | PPU PUTRAJAYA NO 24 | 33 |  | Fail | Please check "Use"
257742483 | TNB | DISTRIBUTION | WP PUTRAJAYA & CYBERJAYA | Existing | 33 kV |  | RYB | VPTJ/PPU/G00015 | PPU PUTRAJAYA NO 24 | 33 |  | Fail | Please check "Use"
257742484 | TNB | DISTRIBUTION | WP PUTRAJAYA & CYBERJAYA | Existing | 33 kV |  | RYB | VPTJ/PPU/G00015 | PPU PUTRAJAYA NO 24 | 33 |  | Fail | Please check "Use"
257742485 | TNB | DISTRIBUTION | WP PUTRAJAYA & CYBERJAYA | Existing | 33 kV |  | RYB | VPTJ/PPU/G00015 | PPU PUTRAJAYA NO 24 | 33 |  | Fail | Please check "Use"
257886737 | TNB | DISTRIBUTION | WP PUTRAJAYA & CYBERJAYA | Existing | 33 kV |  | RYB | VPTJ/PPU/G00014 | PPU PUTRAJAYA NO17 | 33 |  | Fail | Please check "Use"
257886738 | TNB | DISTRIBUTION | WP PUTRAJAYA & CYBERJAYA | Existing | 33 kV |  | RYB | VPTJ/PPU/G00014 | PPU PUTRAJAYA NO17 | 33 |  | Fail | Please check "Use"
257886739 | TNB | DISTRIBUTION | WP PUTRAJAYA & CYBERJAYA | Existing | 33 kV |  | RYB | VPTJ/PPU/G00014 | PPU PUTRAJAYA NO17 | 33 |  | Fail | Please check "Use"
257886740 | TNB | DISTRIBUTION | WP PUTRAJAYA & CYBERJAYA | Existing | 11 kV |  | RYB | VPTJ/PPU/G00014 | PPU PUTRAJAYA NO17 | 11 |  | Fail | Please check "Use"
257886741 | TNB | DISTRIBUTION | WP PUTRAJAYA & CYBERJAYA | Existing |  | MAIN | RYB | VPTJ/PPU/G00014 | PPU PUTRAJAYA NO17 | Q1 |  | Fail | Please check "Operating Voltage"
257886742 | TNB | DISTRIBUTION | WP PUTRAJAYA & CYBERJAYA | Existing |  | MAIN | RYB | VPTJ/PPU/G00014 | PPU PUTRAJAYA NO17 | Q1 |  | Fail | Please check "Operating Voltage"
257886743 | TNB | DISTRIBUTION | WP PUTRAJAYA & CYBERJAYA | Existing | 33 kV |  | RYB | VPTJ/PPU/G00014 | PPU PUTRAJAYA NO17 | 33 |  | Fail | Please check "Use"
257886744 | TNB | DISTRIBUTION | WP PUTRAJAYA & CYBERJAYA | Existing | 33 kV |  | RYB | VPTJ/PPU/G00014 | PPU PUTRAJAYA NO17 | 33 |  | Fail | Please check "Use"
257886745 | TNB | DISTRIBUTION | WP PUTRAJAYA & CYBERJAYA | Existing | 33 kV |  | RYB | VPTJ/PPU/G00014 | PPU PUTRAJAYA NO17 | 33 |  | Fail | Please check "Use"
257886746 | TNB | DISTRIBUTION | WP PUTRAJAYA & CYBERJAYA | Existing | 33 kV |  | RYB | VPTJ/PPU/G00014 | PPU PUTRAJAYA NO17 | 33 |  | Fail | Please check "Use"
257886747 | TNB | DISTRIBUTION | WP PUTRAJAYA & CYBERJAYA | Existing | 33 kV |  | RYB | VPTJ/PPU/G00014 | PPU PUTRAJAYA NO17 | 33 |  | Fail | Please check "Use"
257886748 | TNB | DISTRIBUTION | WP PUTRAJAYA & CYBERJAYA | Existing | 33 kV |  | RYB | VPTJ/PPU/G00014 | PPU PUTRAJAYA NO17 | 33 |  | Fail | Please check "Use"
257886749 | TNB | DISTRIBUTION | WP PUTRAJAYA & CYBERJAYA | Existing | 33 kV |  | RYB | VPTJ/PPU/G00014 | PPU PUTRAJAYA NO17 | 33 |  | Fail | Please check "Use"
257886750 | TNB | DISTRIBUTION | WP PUTRAJAYA & CYBERJAYA | Existing | 33 kV |  | RYB | VPTJ/PPU/G00014 | PPU PUTRAJAYA NO17 | 33 |  | Fail | Please check "Use"
257886751 | TNB | DISTRIBUTION | WP PUTRAJAYA & CYBERJAYA | Existing | 33 kV |  | RYB | VPTJ/PPU/G00014 | PPU PUTRAJAYA NO17 | 33 |  | Fail | Please check "Use"
257886752 | TNB | DISTRIBUTION | WP PUTRAJAYA & CYBERJAYA | Existing | 33 kV |  | RYB | VPTJ/PPU/G00014 | PPU PUTRAJAYA NO17 | 33 |  | Fail | Please check "Use"
257886753 | TNB | DISTRIBUTION | WP PUTRAJAYA & CYBERJAYA | Existing | 33 kV |  | RYB | VPTJ/PPU/G00014 | PPU PUTRAJAYA NO17 | 33 |  | Fail | Please check "Use"
257886754 | TNB | DISTRIBUTION | WP PUTRAJAYA & CYBERJAYA | Existing | 33 kV |  | RYB | VPTJ/PPU/G00014 | PPU PUTRAJAYA NO17 | 33 |  | Fail | Please check "Use"
257886755 | TNB | DISTRIBUTION | WP PUTRAJAYA & CYBERJAYA | Existing | 33 kV |  | RYB | VPTJ/PPU/G00014 | PPU PUTRAJAYA NO17 | 33 |  | Fail | Please check "Use"
257886756 | TNB | DISTRIBUTION | WP PUTRAJAYA & CYBERJAYA | Existing | 33 kV |  | RYB | VPTJ/PPU/G00014 | PPU PUTRAJAYA NO17 | 33 |  | Fail | Please check "Use"
257886757 | TNB | DISTRIBUTION | WP PUTRAJAYA & CYBERJAYA | Existing | 33 kV |  | RYB | VPTJ/PPU/G00014 | PPU PUTRAJAYA NO17 | 33 |  | Fail | Please check "Use"
257886758 | TNB | DISTRIBUTION | WP PUTRAJAYA & CYBERJAYA | Existing | 11 kV |  | RYB | VPTJ/PPU/G00014 | PPU PUTRAJAYA NO17 | 11 |  | Fail | Please check "Use"
257886759 | TNB | DISTRIBUTION | WP PUTRAJAYA & CYBERJAYA | Existing | 11 kV |  | RYB | VPTJ/PPU/G00014 | PPU PUTRAJAYA NO17 | 11 |  | Fail | Please check "Use"
257886760 | TNB | DISTRIBUTION | WP PUTRAJAYA & CYBERJAYA | Existing | 11 kV |  | RYB | VPTJ/PPU/G00014 | PPU PUTRAJAYA NO17 | 11 |  | Fail | Please check "Use"
257886763 | TNB | DISTRIBUTION | WP PUTRAJAYA & CYBERJAYA | Existing | 11 kV |  | RYB | VPTJ/PPU/G00014 | PPU PUTRAJAYA NO17 | 11 |  | Fail | Please check "Use"
257886764 | TNB | DISTRIBUTION | WP PUTRAJAYA & CYBERJAYA | Existing | 11 kV |  | RYB | VPTJ/PPU/G00014 | PPU PUTRAJAYA NO17 | 11 |  | Fail | Please check "Use"
257886765 | TNB | DISTRIBUTION | WP PUTRAJAYA & CYBERJAYA | Existing | 11 kV |  | RYB | VPTJ/PPU/G00014 | PPU PUTRAJAYA NO17 | 11 |  | Fail | Please check "Use"
257886766 | TNB | DISTRIBUTION | WP PUTRAJAYA & CYBERJAYA | Existing | 11 kV |  | RYB | VPTJ/PPU/G00014 | PPU PUTRAJAYA NO17 | 11 |  | Fail | Please check "Use"
257886767 | TNB | DISTRIBUTION | WP PUTRAJAYA & CYBERJAYA | Existing | 11 kV |  | RYB | VPTJ/PPU/G00014 | PPU PUTRAJAYA NO17 | 11 |  | Fail | Please check "Use"
257886768 | TNB | DISTRIBUTION | WP PUTRAJAYA & CYBERJAYA | Existing | 11 kV |  | RYB | VPTJ/PPU/G00014 | PPU PUTRAJAYA NO17 | 11 |  | Fail | Please check "Use"
257886769 | TNB | DISTRIBUTION | WP PUTRAJAYA & CYBERJAYA | Existing | 11 kV |  | RYB | VPTJ/PPU/G00014 | PPU PUTRAJAYA NO17 | 11 |  | Fail | Please check "Use"
257886770 | TNB | DISTRIBUTION | WP PUTRAJAYA & CYBERJAYA | Existing | 11 kV |  | RYB | VPTJ/PPU/G00014 | PPU PUTRAJAYA NO17 | 11 |  | Fail | Please check "Use"
257886771 | TNB | DISTRIBUTION | WP PUTRAJAYA & CYBERJAYA | Existing | 11 kV |  | RYB | VPTJ/PPU/G00014 | PPU PUTRAJAYA NO17 | 11 |  | Fail | Please check "Use"
257886772 | TNB | DISTRIBUTION | WP PUTRAJAYA & CYBERJAYA | Existing | 11 kV |  | RYB | VPTJ/PPU/G00014 | PPU PUTRAJAYA NO17 | 11 |  | Fail | Please check "Use"
257886773 | TNB | DISTRIBUTION | WP PUTRAJAYA & CYBERJAYA | Existing |  |  | RYB | VPTJ/PPU/G00014 | PPU PUTRAJAYA NO17 | NEUTRAL |  | Fail | Please check "Operating Voltage"
257886774 | TNB | DISTRIBUTION | WP PUTRAJAYA & CYBERJAYA | Existing |  |  | RYB | VPTJ/PPU/G00014 | PPU PUTRAJAYA NO17 | NEUTRAL |  | Fail | Please check "Operating Voltage"
257886775 | TNB | DISTRIBUTION | WP PUTRAJAYA & CYBERJAYA | Existing |  |  | RYB | VPTJ/PPU/G00014 | PPU PUTRAJAYA NO17 | NEUTRAL |  | Fail | Please check "Operating Voltage"
257886776 | TNB | DISTRIBUTION | WP PUTRAJAYA & CYBERJAYA | Existing |  |  | RYB | VPTJ/PPU/G00014 | PPU PUTRAJAYA NO17 | NEUTRAL |  | Fail | Please check "Operating Voltage"
257886777 | TNB | DISTRIBUTION | WP PUTRAJAYA & CYBERJAYA | Existing |  |  | RYB | VPTJ/PPU/G00014 | PPU PUTRAJAYA NO17 | NEUTRAL |  | Fail | Please check "Operating Voltage"
257886778 | TNB | DISTRIBUTION | WP PUTRAJAYA & CYBERJAYA | Existing |  |  | RYB | VPTJ/PPU/G00014 | PPU PUTRAJAYA NO17 | NEUTRAL |  | Fail | Please check "Operating Voltage"
257886779 | TNB | DISTRIBUTION | WP PUTRAJAYA & CYBERJAYA | Existing |  | MAIN | RYB | VPTJ/PPU/G00014 | PPU PUTRAJAYA NO17 | Q1 |  | Fail | Please check "Operating Voltage"
257886780 | TNB | DISTRIBUTION | WP PUTRAJAYA & CYBERJAYA | Existing |  | MAIN | RYB | VPTJ/PPU/G00014 | PPU PUTRAJAYA NO17 | 33 |  | Fail | Please check "Operating Voltage"
257886781 | TNB | DISTRIBUTION | WP PUTRAJAYA & CYBERJAYA | Existing |  | RESERVE | RYB | VPTJ/PPU/G00014 | PPU PUTRAJAYA NO17 | Q2 |  | Fail | Please check "Operating Voltage"
257886782 | TNB | DISTRIBUTION | WP PUTRAJAYA & CYBERJAYA | Existing |  | RESERVE | RYB | VPTJ/PPU/G00014 | PPU PUTRAJAYA NO17 | Q2 |  | Fail | Please check "Operating Voltage"
257886783 | TNB | DISTRIBUTION | WP PUTRAJAYA & CYBERJAYA | Existing |  | RESERVE | RYB | VPTJ/PPU/G00014 | PPU PUTRAJAYA NO17 | 33 |  | Fail | Please check "Operating Voltage"
257886784 | TNB | DISTRIBUTION | WP PUTRAJAYA & CYBERJAYA | Existing | 11 kV |  | RYB | VPTJ/PPU/G00014 | PPU PUTRAJAYA NO17 | 11 |  | Fail | Please check "Use"
257886785 | TNB | DISTRIBUTION | WP PUTRAJAYA & CYBERJAYA | Existing | 11 kV |  | RYB | VPTJ/PPU/G00014 | PPU PUTRAJAYA NO17 | 11 |  | Fail | Please check "Use"
257886786 | TNB | DISTRIBUTION | WP PUTRAJAYA & CYBERJAYA | Existing | 11 kV |  | RYB | VPTJ/PPU/G00014 | PPU PUTRAJAYA NO17 | 11 |  | Fail | Please check "Use"
257886787 | TNB | DISTRIBUTION | WP PUTRAJAYA & CYBERJAYA | Existing | 11 kV |  | RYB | VPTJ/PPU/G00014 | PPU PUTRAJAYA NO17 | 11 |  | Fail | Please check "Use"
257886788 | TNB | DISTRIBUTION | WP PUTRAJAYA & CYBERJAYA | Existing |  |  | RYB | VPTJ/PPU/G00014 | PPU PUTRAJAYA NO17 | NEUTRAL |  | Fail | Please check "Operating Voltage"
257886789 | TNB | DISTRIBUTION | WP PUTRAJAYA & CYBERJAYA | Existing |  |  | RYB | VPTJ/PPU/G00014 | PPU PUTRAJAYA NO17 | NEUTRAL |  | Fail | Please check "Operating Voltage"
257886790 | TNB | DISTRIBUTION | WP PUTRAJAYA & CYBERJAYA | Existing |  |  | RYB | VPTJ/PPU/G00014 | PPU PUTRAJAYA NO17 | NEUTRAL |  | Fail | Please check "Operating Voltage"
257886791 | TNB | DISTRIBUTION | WP PUTRAJAYA & CYBERJAYA | Existing |  |  | RYB | VPTJ/PPU/G00014 | PPU PUTRAJAYA NO17 | NEUTRAL |  | Fail | Please check "Operating Voltage"
257886792 | TNB | DISTRIBUTION | WP PUTRAJAYA & CYBERJAYA | Existing |  |  | RYB | VPTJ/PPU/G00014 | PPU PUTRAJAYA NO17 | NEUTRAL |  | Fail | Please check "Operating Voltage"
257886793 | TNB | DISTRIBUTION | WP PUTRAJAYA & CYBERJAYA | Existing |  |  | RYB | VPTJ/PPU/G00014 | PPU PUTRAJAYA NO17 | NEUTRAL |  | Fail | Please check "Operating Voltage"
257886794 | TNB | DISTRIBUTION | WP PUTRAJAYA & CYBERJAYA | Existing |  |  | RYB | VPTJ/PPU/G00014 | PPU PUTRAJAYA NO17 | NEUTRAL |  | Fail | Please check "Operating Voltage"
257886795 | TNB | DISTRIBUTION | WP PUTRAJAYA & CYBERJAYA | Existing |  |  | RYB | VPTJ/PPU/G00014 | PPU PUTRAJAYA NO17 | NEUTRAL |  | Fail | Please check "Operating Voltage"
257886796 | TNB | DISTRIBUTION | WP PUTRAJAYA & CYBERJAYA | Existing | 11 kV |  | RYB | VPTJ/PPU/G00014 | PPU PUTRAJAYA NO17 | 11 |  | Fail | Please check "Use"
257886797 | TNB | DISTRIBUTION | WP PUTRAJAYA & CYBERJAYA | Existing | 11 kV |  | RYB | VPTJ/PPU/G00014 | PPU PUTRAJAYA NO17 | 11 |  | Fail | Please check "Use"
257886798 | TNB | DISTRIBUTION | WP PUTRAJAYA & CYBERJAYA | Existing | 11 kV |  | RYB | VPTJ/PPU/G00014 | PPU PUTRAJAYA NO17 | 11 |  | Fail | Please check "Use"
257886799 | TNB | DISTRIBUTION | WP PUTRAJAYA & CYBERJAYA | Existing | 11 kV |  | RYB | VPTJ/PPU/G00014 | PPU PUTRAJAYA NO17 | 11 |  | Fail | Please check "Use"
257886804 | TNB | DISTRIBUTION | WP PUTRAJAYA & CYBERJAYA | Existing | 11 kV |  | RYB | VPTJ/PPU/G00014 | PPU PUTRAJAYA NO17 | 11 |  | Fail | Please check "Use"
257886805 | TNB | DISTRIBUTION | WP PUTRAJAYA & CYBERJAYA | Existing | 11 kV |  | RYB | VPTJ/PPU/G00014 | PPU PUTRAJAYA NO17 | 11 |  | Fail | Please check "Use"
257886806 | TNB | DISTRIBUTION | WP PUTRAJAYA & CYBERJAYA | Existing | 11 kV |  | RYB | VPTJ/PPU/G00014 | PPU PUTRAJAYA NO17 | 11 |  | Fail | Please check "Use"
257886807 | TNB | DISTRIBUTION | WP PUTRAJAYA & CYBERJAYA | Existing | 11 kV |  | RYB | VPTJ/PPU/G00014 | PPU PUTRAJAYA NO17 | 11 |  | Fail | Please check "Use"
257886808 | TNB | DISTRIBUTION | WP PUTRAJAYA & CYBERJAYA | Existing | 11 kV |  | RYB | VPTJ/PPU/G00014 | PPU PUTRAJAYA NO17 | 11 |  | Fail | Please check "Use"
257886809 | TNB | DISTRIBUTION | WP PUTRAJAYA & CYBERJAYA | Existing | 11 kV |  | RYB | VPTJ/PPU/G00014 | PPU PUTRAJAYA NO17 | 11 |  | Fail | Please check "Use"
257886810 | TNB | DISTRIBUTION | WP PUTRAJAYA & CYBERJAYA | Existing | 11 kV |  | RYB | VPTJ/PPU/G00014 | PPU PUTRAJAYA NO17 | 11 |  | Fail | Please check "Use"
257886811 | TNB | DISTRIBUTION | WP PUTRAJAYA & CYBERJAYA | Existing | 11 kV |  | RYB | VPTJ/PPU/G00014 | PPU PUTRAJAYA NO17 | 11 |  | Fail | Please check "Use"
257886812 | TNB | DISTRIBUTION | WP PUTRAJAYA & CYBERJAYA | Existing | 11 kV |  | RYB | VPTJ/PPU/G00014 | PPU PUTRAJAYA NO17 | 11 |  | Fail | Please check "Use"
257886813 | TNB | DISTRIBUTION | WP PUTRAJAYA & CYBERJAYA | Existing | 11 kV |  | RYB | VPTJ/PPU/G00014 | PPU PUTRAJAYA NO17 | 11 |  | Fail | Please check "Use"
257886814 | TNB | DISTRIBUTION | WP PUTRAJAYA & CYBERJAYA | Existing | 11 kV |  | RYB | VPTJ/PPU/G00014 | PPU PUTRAJAYA NO17 | 11 |  | Fail | Please check "Use"
257886815 | TNB | DISTRIBUTION | WP PUTRAJAYA & CYBERJAYA | Existing | 11 kV |  | RYB | VPTJ/PPU/G00014 | PPU PUTRAJAYA NO17 | 11 |  | Fail | Please check "Use"
257915842 | TNB | DISTRIBUTION | WP PUTRAJAYA & CYBERJAYA | Existing | 11 kV |  | RYB | VPTJ/PPU/G00011 | PPU PUTRAJAYA NO 5 | 11 |  | Fail | Please check "Use"
257915843 | TNB | DISTRIBUTION | WP PUTRAJAYA & CYBERJAYA | Existing | 11 kV |  | RYB | VPTJ/PPU/G00011 | PPU PUTRAJAYA NO 5 | 11 |  | Fail | Please check "Use"
257915844 | TNB | DISTRIBUTION | WP PUTRAJAYA & CYBERJAYA | Existing | 11 kV |  | RYB | VPTJ/PPU/G00011 | PPU PUTRAJAYA NO 5 | 11 |  | Fail | Please check "Use"
257915845 | TNB | DISTRIBUTION | WP PUTRAJAYA & CYBERJAYA | Existing | 11 kV |  | RYB | VPTJ/PPU/G00011 | PPU PUTRAJAYA NO 5 | 11 |  | Fail | Please check "Use"
257915846 | TNB | DISTRIBUTION | WP PUTRAJAYA & CYBERJAYA | Existing | 11 kV |  | RYB | VPTJ/PPU/G00011 | PPU PUTRAJAYA NO 5 | 11 |  | Fail | Please check "Use"
257915847 | TNB | DISTRIBUTION | WP PUTRAJAYA & CYBERJAYA | Existing | 11 kV |  | RYB | VPTJ/PPU/G00011 | PPU PUTRAJAYA NO 5 | 11 |  | Fail | Please check "Use"
257915848 | TNB | DISTRIBUTION | WP PUTRAJAYA & CYBERJAYA | Existing | 11 kV |  | RYB | VPTJ/PPU/G00011 | PPU PUTRAJAYA NO 5 | 11 |  | Fail | Please check "Use"
257915849 | TNB | DISTRIBUTION | WP PUTRAJAYA & CYBERJAYA | Existing | 11 kV |  | RYB | VPTJ/PPU/G00011 | PPU PUTRAJAYA NO 5 | 11 |  | Fail | Please check "Use"
257915850 | TNB | DISTRIBUTION | WP PUTRAJAYA & CYBERJAYA | Existing | 11 kV |  | RYB | VPTJ/PPU/G00011 | PPU PUTRAJAYA NO 5 | 11 |  | Fail | Please check "Use"
257915851 | TNB | DISTRIBUTION | WP PUTRAJAYA & CYBERJAYA | Existing | 11 kV |  | RYB | VPTJ/PPU/G00011 | PPU PUTRAJAYA NO 5 | 11 |  | Fail | Please check "Use"
257915852 | TNB | DISTRIBUTION | WP PUTRAJAYA & CYBERJAYA | Existing | 11 kV |  | RYB | VPTJ/PPU/G00011 | PPU PUTRAJAYA NO 5 | 11 |  | Fail | Please check "Use"
257915853 | TNB | DISTRIBUTION | WP PUTRAJAYA & CYBERJAYA | Existing | 11 kV |  | RYB | VPTJ/PPU/G00011 | PPU PUTRAJAYA NO 5 | 11 |  | Fail | Please check "Use"
257915854 | TNB | DISTRIBUTION | WP PUTRAJAYA & CYBERJAYA | Existing | 11 kV |  | RYB | VPTJ/PPU/G00011 | PPU PUTRAJAYA NO 5 | 11 |  | Fail | Please check "Use"
257915855 | TNB | DISTRIBUTION | WP PUTRAJAYA & CYBERJAYA | Existing | 11 kV |  | RYB | VPTJ/PPU/G00011 | PPU PUTRAJAYA NO 5 | 11 |  | Fail | Please check "Use"
257915856 | TNB | DISTRIBUTION | WP PUTRAJAYA & CYBERJAYA | Existing | 11 kV |  | RYB | VPTJ/PPU/G00011 | PPU PUTRAJAYA NO 5 | 11 |  | Fail | Please check "Use"
257915857 | TNB | DISTRIBUTION | WP PUTRAJAYA & CYBERJAYA | Existing | 11 kV |  | RYB | VPTJ/PPU/G00011 | PPU PUTRAJAYA NO 5 | 11 |  | Fail | Please check "Use"
257915858 | TNB | DISTRIBUTION | WP PUTRAJAYA & CYBERJAYA | Existing | 11 kV |  | RYB | VPTJ/PPU/G00011 | PPU PUTRAJAYA NO 5 | 11 |  | Fail | Please check "Use"
257915859 | TNB | DISTRIBUTION | WP PUTRAJAYA & CYBERJAYA | Existing | 11 kV |  | RYB | VPTJ/PPU/G00011 | PPU PUTRAJAYA NO 5 | 11 |  | Fail | Please check "Use"
257915860 | TNB | DISTRIBUTION | WP PUTRAJAYA & CYBERJAYA | Existing | 11 kV |  | RYB | VPTJ/PPU/G00011 | PPU PUTRAJAYA NO 5 | 11 |  | Fail | Please check "Use"
257915861 | TNB | DISTRIBUTION | WP PUTRAJAYA & CYBERJAYA | Existing | 11 kV |  | RYB | VPTJ/PPU/G00011 | PPU PUTRAJAYA NO 5 | 11 |  | Fail | Please check "Use"
257915862 | TNB | DISTRIBUTION | WP PUTRAJAYA & CYBERJAYA | Existing | 11 kV |  | RYB | VPTJ/PPU/G00011 | PPU PUTRAJAYA NO 5 | 11 |  | Fail | Please check "Use"
257915863 | TNB | DISTRIBUTION | WP PUTRAJAYA & CYBERJAYA | Existing | 11 kV |  | RYB | VPTJ/PPU/G00011 | PPU PUTRAJAYA NO 5 | 11 |  | Fail | Please check "Use"
257915864 | TNB | DISTRIBUTION | WP PUTRAJAYA & CYBERJAYA | Existing | 11 kV |  | RYB | VPTJ/PPU/G00011 | PPU PUTRAJAYA NO 5 | 11 |  | Fail | Please check "Use"
257915865 | TNB | DISTRIBUTION | WP PUTRAJAYA & CYBERJAYA | Existing | 11 kV |  | RYB | VPTJ/PPU/G00011 | PPU PUTRAJAYA NO 5 | 11 |  | Fail | Please check "Use"
257915866 | TNB | DISTRIBUTION | WP PUTRAJAYA & CYBERJAYA | Existing | 11 kV |  | RYB | VPTJ/PPU/G00011 | PPU PUTRAJAYA NO 5 | 11 |  | Fail | Please check "Use"
257915867 | TNB | DISTRIBUTION | WP PUTRAJAYA & CYBERJAYA | Existing | 11 kV |  | RYB | VPTJ/PPU/G00011 | PPU PUTRAJAYA NO 5 | 11 |  | Fail | Please check "Use"
257915868 | TNB | DISTRIBUTION | WP PUTRAJAYA & CYBERJAYA | Existing | 11 kV |  | RYB | VPTJ/PPU/G00011 | PPU PUTRAJAYA NO 5 | 11 |  | Fail | Please check "Use"
257915869 | TNB | DISTRIBUTION | WP PUTRAJAYA & CYBERJAYA | Existing | 11 kV |  | RYB | VPTJ/PPU/G00011 | PPU PUTRAJAYA NO 5 | 11 |  | Fail | Please check "Use"
257915870 | TNB | DISTRIBUTION | WP PUTRAJAYA & CYBERJAYA | Existing | 11 kV |  | RYB | VPTJ/PPU/G00011 | PPU PUTRAJAYA NO 5 | 11 |  | Fail | Please check "Use"
257915871 | TNB | DISTRIBUTION | WP PUTRAJAYA & CYBERJAYA | Existing | 11 kV |  | RYB | VPTJ/PPU/G00011 | PPU PUTRAJAYA NO 5 | 11 |  | Fail | Please check "Use"
257915872 | TNB | DISTRIBUTION | WP PUTRAJAYA & CYBERJAYA | Existing | 11 kV |  | RYB | VPTJ/PPU/G00011 | PPU PUTRAJAYA NO 5 | 11 |  | Fail | Please check "Use"
257915873 | TNB | DISTRIBUTION | WP PUTRAJAYA & CYBERJAYA | Existing | 11 kV |  | RYB | VPTJ/PPU/G00011 | PPU PUTRAJAYA NO 5 | 11 |  | Fail | Please check "Use"
257915874 | TNB | DISTRIBUTION | WP PUTRAJAYA & CYBERJAYA | Existing |  |  | RYB | VPTJ/PPU/G00011 | PPU PUTRAJAYA NO 5 | NEUTRAL |  | Fail | Please check "Operating Voltage"
257915875 | TNB | DISTRIBUTION | WP PUTRAJAYA & CYBERJAYA | Existing |  |  | RYB | VPTJ/PPU/G00011 | PPU PUTRAJAYA NO 5 | NEUTRAL |  | Fail | Please check "Operating Voltage"
257915876 | TNB | DISTRIBUTION | WP PUTRAJAYA & CYBERJAYA | Existing |  |  | RYB | VPTJ/PPU/G00011 | PPU PUTRAJAYA NO 5 | NEUTRAL |  | Fail | Please check "Operating Voltage"
257915877 | TNB | DISTRIBUTION | WP PUTRAJAYA & CYBERJAYA | Existing |  |  | RYB | VPTJ/PPU/G00011 | PPU PUTRAJAYA NO 5 | NEUTRAL |  | Fail | Please check "Operating Voltage"
257915878 | TNB | DISTRIBUTION | WP PUTRAJAYA & CYBERJAYA | Existing |  |  | RYB | VPTJ/PPU/G00011 | PPU PUTRAJAYA NO 5 | NEUTRAL |  | Fail | Please check "Operating Voltage"
257915879 | TNB | DISTRIBUTION | WP PUTRAJAYA & CYBERJAYA | Existing |  |  | RYB | VPTJ/PPU/G00011 | PPU PUTRAJAYA NO 5 | NEUTRAL |  | Fail | Please check "Operating Voltage"
257915880 | TNB | DISTRIBUTION | WP PUTRAJAYA & CYBERJAYA | Existing |  | MAIN | RYB | VPTJ/PPU/G00011 | PPU PUTRAJAYA NO 5 | Q1 |  | Fail | Please check "Operating Voltage"
257915881 | TNB | DISTRIBUTION | WP PUTRAJAYA & CYBERJAYA | Existing |  | MAIN | RYB | VPTJ/PPU/G00011 | PPU PUTRAJAYA NO 5 | 33 |  | Fail | Please check "Operating Voltage"
257915882 | TNB | DISTRIBUTION | WP PUTRAJAYA & CYBERJAYA | Existing |  | RESERVE | RYB | VPTJ/PPU/G00011 | PPU PUTRAJAYA NO 5 | Q2 |  | Fail | Please check "Operating Voltage"
257915883 | TNB | DISTRIBUTION | WP PUTRAJAYA & CYBERJAYA | Existing |  | RESERVE | RYB | VPTJ/PPU/G00011 | PPU PUTRAJAYA NO 5 | 33 |  | Fail | Please check "Operating Voltage"
257915884 | TNB | DISTRIBUTION | WP PUTRAJAYA & CYBERJAYA | Existing |  | RESERVE | RYB | VPTJ/PPU/G00011 | PPU PUTRAJAYA NO 5 | Q2 |  | Fail | Please check "Operating Voltage"
257915885 | TNB | DISTRIBUTION | WP PUTRAJAYA & CYBERJAYA | Existing | 11 kV |  | RYB | VPTJ/PPU/G00011 | PPU PUTRAJAYA NO 5 | 11 |  | Fail | Please check "Use"
257915886 | TNB | DISTRIBUTION | WP PUTRAJAYA & CYBERJAYA | Existing | 11 kV |  | RYB | VPTJ/PPU/G00011 | PPU PUTRAJAYA NO 5 | 11 |  | Fail | Please check "Use"
257915887 | TNB | DISTRIBUTION | WP PUTRAJAYA & CYBERJAYA | Existing | 11 kV |  | RYB | VPTJ/PPU/G00011 | PPU PUTRAJAYA NO 5 | 11 |  | Fail | Please check "Use"
257915888 | TNB | DISTRIBUTION | WP PUTRAJAYA & CYBERJAYA | Existing | 11 kV |  | RYB | VPTJ/PPU/G00011 | PPU PUTRAJAYA NO 5 | 11 |  | Fail | Please check "Use"
257915889 | TNB | DISTRIBUTION | WP PUTRAJAYA & CYBERJAYA | Existing |  |  | RYB | VPTJ/PPU/G00011 | PPU PUTRAJAYA NO 5 | NEUTRAL |  | Fail | Please check "Operating Voltage"
257915890 | TNB | DISTRIBUTION | WP PUTRAJAYA & CYBERJAYA | Existing |  |  | RYB | VPTJ/PPU/G00011 | PPU PUTRAJAYA NO 5 | NEUTRAL |  | Fail | Please check "Operating Voltage"
257915891 | TNB | DISTRIBUTION | WP PUTRAJAYA & CYBERJAYA | Existing |  |  | RYB | VPTJ/PPU/G00011 | PPU PUTRAJAYA NO 5 | NEUTRAL |  | Fail | Please check "Operating Voltage"
257915892 | TNB | DISTRIBUTION | WP PUTRAJAYA & CYBERJAYA | Existing |  |  | RYB | VPTJ/PPU/G00011 | PPU PUTRAJAYA NO 5 | NEUTRAL |  | Fail | Please check "Operating Voltage"
257915893 | TNB | DISTRIBUTION | WP PUTRAJAYA & CYBERJAYA | Existing |  |  | RYB | VPTJ/PPU/G00011 | PPU PUTRAJAYA NO 5 | NEUTRAL |  | Fail | Please check "Operating Voltage"
257915894 | TNB | DISTRIBUTION | WP PUTRAJAYA & CYBERJAYA | Existing |  |  | RYB | VPTJ/PPU/G00011 | PPU PUTRAJAYA NO 5 | NEUTRAL |  | Fail | Please check "Operating Voltage"
257915895 | TNB | DISTRIBUTION | WP PUTRAJAYA & CYBERJAYA | Existing |  |  | RYB | VPTJ/PPU/G00011 | PPU PUTRAJAYA NO 5 | NEUTRAL |  | Fail | Please check "Operating Voltage"
257915896 | TNB | DISTRIBUTION | WP PUTRAJAYA & CYBERJAYA | Existing |  |  | RYB | VPTJ/PPU/G00011 | PPU PUTRAJAYA NO 5 | NEUTRAL |  | Fail | Please check "Operating Voltage"
257915897 | TNB | DISTRIBUTION | WP PUTRAJAYA & CYBERJAYA | Existing |  | MAIN | RYB | VPTJ/PPU/G00011 | PPU PUTRAJAYA NO 5 | M1 |  | Fail | Please check "Operating Voltage"
257915898 | TNB | DISTRIBUTION | WP PUTRAJAYA & CYBERJAYA | Existing |  | MAIN | RYB | VPTJ/PPU/G00011 | PPU PUTRAJAYA NO 5 | M2 |  | Fail | Please check "Operating Voltage"
257915899 | TNB | DISTRIBUTION | WP PUTRAJAYA & CYBERJAYA | Existing | 33 kV |  | RYB | VPTJ/PPU/G00011 | PPU PUTRAJAYA NO 5 | 33 |  | Fail | Please check "Use"
257915900 | TNB | DISTRIBUTION | WP PUTRAJAYA & CYBERJAYA | Existing | 33 kV |  | RYB | VPTJ/PPU/G00011 | PPU PUTRAJAYA NO 5 | 33 |  | Fail | Please check "Use"
257915901 | TNB | DISTRIBUTION | WP PUTRAJAYA & CYBERJAYA | Existing | 33 kV |  | RYB | VPTJ/PPU/G00011 | PPU PUTRAJAYA NO 5 | 33 |  | Fail | Please check "Use"
257915902 | TNB | DISTRIBUTION | WP PUTRAJAYA & CYBERJAYA | Existing | 33 kV |  | RYB | VPTJ/PPU/G00011 | PPU PUTRAJAYA NO 5 | 33 |  | Fail | Please check "Use"
257915903 | TNB | DISTRIBUTION | WP PUTRAJAYA & CYBERJAYA | Existing | 33 kV |  | RYB | VPTJ/PPU/G00011 | PPU PUTRAJAYA NO 5 | 33 |  | Fail | Please check "Use"
257915904 | TNB | DISTRIBUTION | WP PUTRAJAYA & CYBERJAYA | Existing | 33 kV |  | RYB | VPTJ/PPU/G00011 | PPU PUTRAJAYA NO 5 | 33 |  | Fail | Please check "Use"
257915905 | TNB | DISTRIBUTION | WP PUTRAJAYA & CYBERJAYA | Existing | 33 kV |  | RYB | VPTJ/PPU/G00011 | PPU PUTRAJAYA NO 5 | 33 |  | Fail | Please check "Use"
257915906 | TNB | DISTRIBUTION | WP PUTRAJAYA & CYBERJAYA | Existing | 33 kV |  | RYB | VPTJ/PPU/G00011 | PPU PUTRAJAYA NO 5 | 33 |  | Fail | Please check "Use"
257915907 | TNB | DISTRIBUTION | WP PUTRAJAYA & CYBERJAYA | Existing | 33 kV |  | RYB | VPTJ/PPU/G00011 | PPU PUTRAJAYA NO 5 | 33 |  | Fail | Please check "Use"
257915908 | TNB | DISTRIBUTION | WP PUTRAJAYA & CYBERJAYA | Existing | 33 kV |  | RYB | VPTJ/PPU/G00011 | PPU PUTRAJAYA NO 5 | 33 |  | Fail | Please check "Use"
257915909 | TNB | DISTRIBUTION | WP PUTRAJAYA & CYBERJAYA | Existing | 33 kV |  | RYB | VPTJ/PPU/G00011 | PPU PUTRAJAYA NO 5 | 33 |  | Fail | Please check "Use"
257915910 | TNB | DISTRIBUTION | WP PUTRAJAYA & CYBERJAYA | Existing | 33 kV |  | RYB | VPTJ/PPU/G00011 | PPU PUTRAJAYA NO 5 | 33 |  | Fail | Please check "Use"
257915911 | TNB | DISTRIBUTION | WP PUTRAJAYA & CYBERJAYA | Existing | 33 kV |  | RYB | VPTJ/PPU/G00011 | PPU PUTRAJAYA NO 5 | 33 |  | Fail | Please check "Use"
257915912 | TNB | DISTRIBUTION | WP PUTRAJAYA & CYBERJAYA | Existing | 33 kV |  | RYB | VPTJ/PPU/G00011 | PPU PUTRAJAYA NO 5 | 33 |  | Fail | Please check "Use"
257915913 | TNB | DISTRIBUTION | WP PUTRAJAYA & CYBERJAYA | Existing | 33 kV |  | RYB | VPTJ/PPU/G00011 | PPU PUTRAJAYA NO 5 | 33 |  | Fail | Please check "Use"
257915914 | TNB | DISTRIBUTION | WP PUTRAJAYA & CYBERJAYA | Existing | 33 kV |  | RYB | VPTJ/PPU/G00011 | PPU PUTRAJAYA NO 5 | 33 |  | Fail | Please check "Use"
257915915 | TNB | DISTRIBUTION | WP PUTRAJAYA & CYBERJAYA | Existing | 33 kV |  | RYB | VPTJ/PPU/G00011 | PPU PUTRAJAYA NO 5 | 33 |  | Fail | Please check "Use"
257915916 | TNB | DISTRIBUTION | WP PUTRAJAYA & CYBERJAYA | Existing | 33 kV |  | RYB | VPTJ/PPU/G00011 | PPU PUTRAJAYA NO 5 | 33 |  | Fail | Please check "Use"
257915917 | TNB | DISTRIBUTION | WP PUTRAJAYA & CYBERJAYA | Existing | 33 kV |  | RYB | VPTJ/PPU/G00011 | PPU PUTRAJAYA NO 5 | 33 |  | Fail | Please check "Use"
257915918 | TNB | DISTRIBUTION | WP PUTRAJAYA & CYBERJAYA | Existing | 33 kV |  | RYB | VPTJ/PPU/G00011 | PPU PUTRAJAYA NO 5 | 33 |  | Fail | Please check "Use"
257915919 | TNB | DISTRIBUTION | WP PUTRAJAYA & CYBERJAYA | Existing | 33 kV |  | RYB | VPTJ/PPU/G00011 | PPU PUTRAJAYA NO 5 | 33 |  | Fail | Please check "Use"
257915920 | TNB | DISTRIBUTION | WP PUTRAJAYA & CYBERJAYA | Existing | 33 kV |  | RYB | VPTJ/PPU/G00011 | PPU PUTRAJAYA NO 5 | 33 |  | Fail | Please check "Use"
257915921 | TNB | DISTRIBUTION | WP PUTRAJAYA & CYBERJAYA | Existing | 33 kV |  | RYB | VPTJ/PPU/G00011 | PPU PUTRAJAYA NO 5 | 33 |  | Fail | Please check "Use"
257915922 | TNB | DISTRIBUTION | WP PUTRAJAYA & CYBERJAYA | Existing | 33 kV |  | RYB | VPTJ/PPU/G00011 | PPU PUTRAJAYA NO 5 | 33 |  | Fail | Please check "Use"
257972178 | TNB | DISTRIBUTION | WP PUTRAJAYA & CYBERJAYA | Existing |  |  | RYB | VPTJ/PPU/G00013 | PPU PUTRAJAYA NO13 | NEUTRAL |  | Fail | Please check "Operating Voltage"
257972179 | TNB | DISTRIBUTION | WP PUTRAJAYA & CYBERJAYA | Existing |  |  | RYB | VPTJ/PPU/G00013 | PPU PUTRAJAYA NO13 | NEUTRAL |  | Fail | Please check "Operating Voltage"
257972180 | TNB | DISTRIBUTION | WP PUTRAJAYA & CYBERJAYA | Existing |  |  | RYB | VPTJ/PPU/G00013 | PPU PUTRAJAYA NO13 | NEUTRAL |  | Fail | Please check "Operating Voltage"
257972181 | TNB | DISTRIBUTION | WP PUTRAJAYA & CYBERJAYA | Existing |  |  | RYB | VPTJ/PPU/G00013 | PPU PUTRAJAYA NO13 | NEUTRAL |  | Fail | Please check "Operating Voltage"
257972182 | TNB | DISTRIBUTION | WP PUTRAJAYA & CYBERJAYA | Existing |  |  | RYB | VPTJ/PPU/G00013 | PPU PUTRAJAYA NO13 | NEUTRAL |  | Fail | Please check "Operating Voltage"
257972183 | TNB | DISTRIBUTION | WP PUTRAJAYA & CYBERJAYA | Existing |  |  | RYB | VPTJ/PPU/G00013 | PPU PUTRAJAYA NO13 | NEUTRAL |  | Fail | Please check "Operating Voltage"
257972189 | TNB | DISTRIBUTION | WP PUTRAJAYA & CYBERJAYA | Existing | 11 kV |  | RYB | VPTJ/PPU/G00013 | PPU PUTRAJAYA NO13 | 11 |  | Fail | Please check "Use"
257972191 | TNB | DISTRIBUTION | WP PUTRAJAYA & CYBERJAYA | Existing | 11 kV |  | RYB | VPTJ/PPU/G00013 | PPU PUTRAJAYA NO13 | 11 |  | Fail | Please check "Use"
257972193 | TNB | DISTRIBUTION | WP PUTRAJAYA & CYBERJAYA | Existing |  |  | RYB | VPTJ/PPU/G00013 | PPU PUTRAJAYA NO13 | NEUTRAL |  | Fail | Please check "Operating Voltage"
257972194 | TNB | DISTRIBUTION | WP PUTRAJAYA & CYBERJAYA | Existing |  |  | RYB | VPTJ/PPU/G00013 | PPU PUTRAJAYA NO13 | NEUTRAL |  | Fail | Please check "Operating Voltage"
257972195 | TNB | DISTRIBUTION | WP PUTRAJAYA & CYBERJAYA | Existing |  |  | RYB | VPTJ/PPU/G00013 | PPU PUTRAJAYA NO13 | NEUTRAL |  | Fail | Please check "Operating Voltage"
257972196 | TNB | DISTRIBUTION | WP PUTRAJAYA & CYBERJAYA | Existing |  |  | RYB | VPTJ/PPU/G00013 | PPU PUTRAJAYA NO13 | NEUTRAL |  | Fail | Please check "Operating Voltage"
257972197 | TNB | DISTRIBUTION | WP PUTRAJAYA & CYBERJAYA | Existing |  |  | RYB | VPTJ/PPU/G00013 | PPU PUTRAJAYA NO13 | NEUTRAL |  | Fail | Please check "Operating Voltage"
257972198 | TNB | DISTRIBUTION | WP PUTRAJAYA & CYBERJAYA | Existing |  |  | RYB | VPTJ/PPU/G00013 | PPU PUTRAJAYA NO13 | NEUTRAL |  | Fail | Please check "Operating Voltage"
257972199 | TNB | DISTRIBUTION | WP PUTRAJAYA & CYBERJAYA | Existing |  |  | RYB | VPTJ/PPU/G00013 | PPU PUTRAJAYA NO13 | NEUTRAL |  | Fail | Please check "Operating Voltage"
257972200 | TNB | DISTRIBUTION | WP PUTRAJAYA & CYBERJAYA | Existing |  |  | RYB | VPTJ/PPU/G00013 | PPU PUTRAJAYA NO13 | NEUTRAL |  | Fail | Please check "Operating Voltage"
257972210 | TNB | DISTRIBUTION | WP PUTRAJAYA & CYBERJAYA | Existing | 33 kV |  | RYB | VPTJ/PPU/G00013 | PPU PUTRAJAYA NO13 | 33 |  | Fail | Please check "Use"
257972213 | TNB | DISTRIBUTION | WP PUTRAJAYA & CYBERJAYA | Existing | 33 kV |  | RYB | VPTJ/PPU/G00013 | PPU PUTRAJAYA NO13 | 33 |  | Fail | Please check "Use"
257972214 | TNB | DISTRIBUTION | WP PUTRAJAYA & CYBERJAYA | Existing | 33 kV |  | RYB | VPTJ/PPU/G00013 | PPU PUTRAJAYA NO13 | 33 |  | Fail | Please check "Use"
257972218 | TNB | DISTRIBUTION | WP PUTRAJAYA & CYBERJAYA | Existing | 33 kV |  | RYB | VPTJ/PPU/G00013 | PPU PUTRAJAYA NO13 | 33 |  | Fail | Please check "Use"
257972224 | TNB | DISTRIBUTION | WP PUTRAJAYA & CYBERJAYA | Existing | 11 kV |  | RYB | VPTJ/PPU/G00013 | PPU PUTRAJAYA NO13 | 16 |  | Fail | Please check "Use"
257972227 | TNB | DISTRIBUTION | WP PUTRAJAYA & CYBERJAYA | Existing | 11 kV |  | RYB | VPTJ/PPU/G00013 | PPU PUTRAJAYA NO13 | 11 |  | Fail | Please check "Use"
257972229 | TNB | DISTRIBUTION | WP PUTRAJAYA & CYBERJAYA | Existing | 11 kV |  | RYB | VPTJ/PPU/G00013 | PPU PUTRAJAYA NO13 | 11 |  | Fail | Please check "Use"
257972231 | TNB | DISTRIBUTION | WP PUTRAJAYA & CYBERJAYA | Existing | 11 kV |  | RYB | VPTJ/PPU/G00013 | PPU PUTRAJAYA NO13 | 11 |  | Fail | Please check "Use"
257972237 | TNB | DISTRIBUTION | WP PUTRAJAYA & CYBERJAYA | Existing | 11 kV |  | RYB | VPTJ/PPU/G00013 | PPU PUTRAJAYA NO13 | 11 |  | Fail | Please check "Use"
257972239 | TNB | DISTRIBUTION | WP PUTRAJAYA & CYBERJAYA | Existing | 11 kV |  | RYB | VPTJ/PPU/G00013 | PPU PUTRAJAYA NO13 | 11 |  | Fail | Please check "Use"
257972241 | TNB | DISTRIBUTION | WP PUTRAJAYA & CYBERJAYA | Existing | 11 kV |  | RYB | VPTJ/PPU/G00013 | PPU PUTRAJAYA NO13 | 11 |  | Fail | Please check "Use"
257972243 | TNB | DISTRIBUTION | WP PUTRAJAYA & CYBERJAYA | Existing | 11 kV |  | RYB | VPTJ/PPU/G00013 | PPU PUTRAJAYA NO13 | 11 |  | Fail | Please check "Use"
257972249 | TNB | DISTRIBUTION | WP PUTRAJAYA & CYBERJAYA | Existing | 11 kV |  | RYB | VPTJ/PPU/G00013 | PPU PUTRAJAYA NO13 | 11 |  | Fail | Please check "Use"
257972252 | TNB | DISTRIBUTION | WP PUTRAJAYA & CYBERJAYA | Existing | 11 kV |  | RYB | VPTJ/PPU/G00013 | PPU PUTRAJAYA NO13 | 11 |  | Fail | Please check "Use"
257972254 | TNB | DISTRIBUTION | WP PUTRAJAYA & CYBERJAYA | Existing | 11 kV |  | RYB | VPTJ/PPU/G00013 | PPU PUTRAJAYA NO13 | 11 |  | Fail | Please check "Use"
257972256 | TNB | DISTRIBUTION | WP PUTRAJAYA & CYBERJAYA | Existing | 11 kV |  | RYB | VPTJ/PPU/G00013 | PPU PUTRAJAYA NO13 | 11 |  | Fail | Please check "Use"
257972258 | TNB | DISTRIBUTION | WP PUTRAJAYA & CYBERJAYA | Existing | 11 kV |  | RYB | VPTJ/PPU/G00013 | PPU PUTRAJAYA NO13 | 11 |  | Fail | Please check "Use"
257972260 | TNB | DISTRIBUTION | WP PUTRAJAYA & CYBERJAYA | Existing | 11 kV |  | RYB | VPTJ/PPU/G00013 | PPU PUTRAJAYA NO13 | 11 |  | Fail | Please check "Use"
257972262 | TNB | DISTRIBUTION | WP PUTRAJAYA & CYBERJAYA | Existing | 11 kV |  | RYB | VPTJ/PPU/G00013 | PPU PUTRAJAYA NO13 | 11 |  | Fail | Please check "Use"
257987017 | TNB | DISTRIBUTION | WP PUTRAJAYA & CYBERJAYA | Existing | 33 kV |  | RYB | VPTJ/PPU/G00008 | PPU PUTRAJAYA NO 1 | 33 |  | Fail | Please check "Use"
257987019 | TNB | DISTRIBUTION | WP PUTRAJAYA & CYBERJAYA | Existing |  |  | RYB | VPTJ/PPU/G00008 | PPU PUTRAJAYA NO 1 | NEUTRAL |  | Fail | Please check "Operating Voltage"
257987020 | TNB | DISTRIBUTION | WP PUTRAJAYA & CYBERJAYA | Existing |  |  | RYB | VPTJ/PPU/G00008 | PPU PUTRAJAYA NO 1 | NEUTRAL |  | Fail | Please check "Operating Voltage"
257987021 | TNB | DISTRIBUTION | WP PUTRAJAYA & CYBERJAYA | Existing |  |  | RYB | VPTJ/PPU/G00008 | PPU PUTRAJAYA NO 1 | NEUTRAL |  | Fail | Please check "Operating Voltage"
257987022 | TNB | DISTRIBUTION | WP PUTRAJAYA & CYBERJAYA | Existing |  |  | RYB | VPTJ/PPU/G00008 | PPU PUTRAJAYA NO 1 | NEUTRAL |  | Fail | Please check "Operating Voltage"
257987023 | TNB | DISTRIBUTION | WP PUTRAJAYA & CYBERJAYA | Existing |  | MAIN | RYB | VPTJ/PPU/G00008 | PPU PUTRAJAYA NO 1 | Q1 |  | Fail | Please check "Operating Voltage"
257987024 | TNB | DISTRIBUTION | WP PUTRAJAYA & CYBERJAYA | Existing |  | MAIN | RYB | VPTJ/PPU/G00008 | PPU PUTRAJAYA NO 1 | Q1 |  | Fail | Please check "Operating Voltage"
257987025 | TNB | DISTRIBUTION | WP PUTRAJAYA & CYBERJAYA | Existing | 11 kV |  | RYB | VPTJ/PPU/G00008 | PPU PUTRAJAYA NO 1 | 11 |  | Fail | Please check "Use"
257987026 | TNB | DISTRIBUTION | WP PUTRAJAYA & CYBERJAYA | Existing | 11 kV |  | RYB | VPTJ/PPU/G00008 | PPU PUTRAJAYA NO 1 | 11 |  | Fail | Please check "Use"
257987027 | TNB | DISTRIBUTION | WP PUTRAJAYA & CYBERJAYA | Existing | 11 kV |  | RYB | VPTJ/PPU/G00008 | PPU PUTRAJAYA NO 1 | 11 |  | Fail | Please check "Use"
257987028 | TNB | DISTRIBUTION | WP PUTRAJAYA & CYBERJAYA | Existing | 11 kV |  | RYB | VPTJ/PPU/G00008 | PPU PUTRAJAYA NO 1 | 11 |  | Fail | Please check "Use"
257987029 | TNB | DISTRIBUTION | WP PUTRAJAYA & CYBERJAYA | Existing |  |  | RYB | VPTJ/PPU/G00008 | PPU PUTRAJAYA NO 1 | NEUTRAL |  | Fail | Please check "Operating Voltage"
257987030 | TNB | DISTRIBUTION | WP PUTRAJAYA & CYBERJAYA | Existing |  |  | RYB | VPTJ/PPU/G00008 | PPU PUTRAJAYA NO 1 | NEUTRAL |  | Fail | Please check "Operating Voltage"
257987031 | TNB | DISTRIBUTION | WP PUTRAJAYA & CYBERJAYA | Existing |  |  | RYB | VPTJ/PPU/G00008 | PPU PUTRAJAYA NO 1 | NEUTRAL |  | Fail | Please check "Operating Voltage"
257987032 | TNB | DISTRIBUTION | WP PUTRAJAYA & CYBERJAYA | Existing |  |  | RYB | VPTJ/PPU/G00008 | PPU PUTRAJAYA NO 1 | NEUTRAL |  | Fail | Please check "Operating Voltage"
257987033 | TNB | DISTRIBUTION | WP PUTRAJAYA & CYBERJAYA | Existing |  |  | RYB | VPTJ/PPU/G00008 | PPU PUTRAJAYA NO 1 | NEUTRAL |  | Fail | Please check "Operating Voltage"
257987034 | TNB | DISTRIBUTION | WP PUTRAJAYA & CYBERJAYA | Existing |  |  | RYB | VPTJ/PPU/G00008 | PPU PUTRAJAYA NO 1 | NEUTRAL |  | Fail | Please check "Operating Voltage"
257987035 | TNB | DISTRIBUTION | WP PUTRAJAYA & CYBERJAYA | Existing |  |  | RYB | VPTJ/PPU/G00008 | PPU PUTRAJAYA NO 1 | NEUTRAL |  | Fail | Please check "Operating Voltage"
257987036 | TNB | DISTRIBUTION | WP PUTRAJAYA & CYBERJAYA | Existing |  |  | RYB | VPTJ/PPU/G00008 | PPU PUTRAJAYA NO 1 | NEUTRAL |  | Fail | Please check "Operating Voltage"
257987037 | TNB | DISTRIBUTION | WP PUTRAJAYA & CYBERJAYA | Existing |  | MAIN | RYB | VPTJ/PPU/G00008 | PPU PUTRAJAYA NO 1 | Q1 |  | Fail | Please check "Operating Voltage"
257987038 | TNB | DISTRIBUTION | WP PUTRAJAYA & CYBERJAYA | Existing |  | MAIN | RYB | VPTJ/PPU/G00008 | PPU PUTRAJAYA NO 1 | Q1 |  | Fail | Please check "Operating Voltage"
257987039 | TNB | DISTRIBUTION | WP PUTRAJAYA & CYBERJAYA | Existing | 33 kV |  | RYB | VPTJ/PPU/G00008 | PPU PUTRAJAYA NO 1 | 33 |  | Fail | Please check "Use"
257987040 | TNB | DISTRIBUTION | WP PUTRAJAYA & CYBERJAYA | Existing | 33 kV |  | RYB | VPTJ/PPU/G00008 | PPU PUTRAJAYA NO 1 | 33 |  | Fail | Please check "Use"
257987041 | TNB | DISTRIBUTION | WP PUTRAJAYA & CYBERJAYA | Existing | 33 kV |  | RYB | VPTJ/PPU/G00008 | PPU PUTRAJAYA NO 1 | 33 |  | Fail | Please check "Use"
257987042 | TNB | DISTRIBUTION | WP PUTRAJAYA & CYBERJAYA | Existing | 33 kV |  | RYB | VPTJ/PPU/G00008 | PPU PUTRAJAYA NO 1 | 33 |  | Fail | Please check "Use"
257987044 | TNB | DISTRIBUTION | WP PUTRAJAYA & CYBERJAYA | Existing | 33 kV |  | RYB | VPTJ/PPU/G00008 | PPU PUTRAJAYA NO 1 | 33 |  | Fail | Please check "Use"
257987045 | TNB | DISTRIBUTION | WP PUTRAJAYA & CYBERJAYA | Existing | 33 kV |  | RYB | VPTJ/PPU/G00008 | PPU PUTRAJAYA NO 1 | 33 |  | Fail | Please check "Use"
257987046 | TNB | DISTRIBUTION | WP PUTRAJAYA & CYBERJAYA | Existing | 33 kV |  | RYB | VPTJ/PPU/G00008 | PPU PUTRAJAYA NO 1 | 33 |  | Fail | Please check "Use"
257987047 | TNB | DISTRIBUTION | WP PUTRAJAYA & CYBERJAYA | Existing | 33 kV |  | RYB | VPTJ/PPU/G00008 | PPU PUTRAJAYA NO 1 | 33 |  | Fail | Please check "Use"
257987048 | TNB | DISTRIBUTION | WP PUTRAJAYA & CYBERJAYA | Existing | 33 kV |  | RYB | VPTJ/PPU/G00008 | PPU PUTRAJAYA NO 1 | 33 |  | Fail | Please check "Use"
257987049 | TNB | DISTRIBUTION | WP PUTRAJAYA & CYBERJAYA | Existing | 33 kV |  | RYB | VPTJ/PPU/G00008 | PPU PUTRAJAYA NO 1 | 33 |  | Fail | Please check "Use"
257987050 | TNB | DISTRIBUTION | WP PUTRAJAYA & CYBERJAYA | Existing | 33 kV |  | RYB | VPTJ/PPU/G00008 | PPU PUTRAJAYA NO 1 | 33 |  | Fail | Please check "Use"
257987051 | TNB | DISTRIBUTION | WP PUTRAJAYA & CYBERJAYA | Existing | 33 kV |  | RYB | VPTJ/PPU/G00008 | PPU PUTRAJAYA NO 1 | 33 |  | Fail | Please check "Use"
257987052 | TNB | DISTRIBUTION | WP PUTRAJAYA & CYBERJAYA | Existing | 33 kV |  | RYB | VPTJ/PPU/G00008 | PPU PUTRAJAYA NO 1 | 33 |  | Fail | Please check "Use"
257987053 | TNB | DISTRIBUTION | WP PUTRAJAYA & CYBERJAYA | Existing | 11 kV |  | RYB | VPTJ/PPU/G00008 | PPU PUTRAJAYA NO 1 | 11 |  | Fail | Please check "Use"
257987054 | TNB | DISTRIBUTION | WP PUTRAJAYA & CYBERJAYA | Existing | 11 kV |  | RYB | VPTJ/PPU/G00008 | PPU PUTRAJAYA NO 1 | 11 |  | Fail | Please check "Use"
257987055 | TNB | DISTRIBUTION | WP PUTRAJAYA & CYBERJAYA | Existing | 11 kV |  | RYB | VPTJ/PPU/G00008 | PPU PUTRAJAYA NO 1 | 11 |  | Fail | Please check "Use"
257987056 | TNB | DISTRIBUTION | WP PUTRAJAYA & CYBERJAYA | Existing | 11 kV |  | RYB | VPTJ/PPU/G00008 | PPU PUTRAJAYA NO 1 | 11 |  | Fail | Please check "Use"
257987057 | TNB | DISTRIBUTION | WP PUTRAJAYA & CYBERJAYA | Existing | 11 kV |  | RYB | VPTJ/PPU/G00008 | PPU PUTRAJAYA NO 1 | 11 |  | Fail | Please check "Use"
257987058 | TNB | DISTRIBUTION | WP PUTRAJAYA & CYBERJAYA | Existing | 11 kV |  | RYB | VPTJ/PPU/G00008 | PPU PUTRAJAYA NO 1 | 11 |  | Fail | Please check "Use"
257987059 | TNB | DISTRIBUTION | WP PUTRAJAYA & CYBERJAYA | Existing | 11 kV |  | RYB | VPTJ/PPU/G00008 | PPU PUTRAJAYA NO 1 | 11 |  | Fail | Please check "Use"
257987060 | TNB | DISTRIBUTION | WP PUTRAJAYA & CYBERJAYA | Existing | 11 kV |  | RYB | VPTJ/PPU/G00008 | PPU PUTRAJAYA NO 1 | 11 |  | Fail | Please check "Use"
257987061 | TNB | DISTRIBUTION | WP PUTRAJAYA & CYBERJAYA | Existing | 11 kV |  | RYB | VPTJ/PPU/G00008 | PPU PUTRAJAYA NO 1 | 11 |  | Fail | Please check "Use"
257987062 | TNB | DISTRIBUTION | WP PUTRAJAYA & CYBERJAYA | Existing | 11 kV |  | RYB | VPTJ/PPU/G00008 | PPU PUTRAJAYA NO 1 | 11 |  | Fail | Please check "Use"
257987063 | TNB | DISTRIBUTION | WP PUTRAJAYA & CYBERJAYA | Existing | 11 kV |  | RYB | VPTJ/PPU/G00008 | PPU PUTRAJAYA NO 1 | 11 |  | Fail | Please check "Use"
257987064 | TNB | DISTRIBUTION | WP PUTRAJAYA & CYBERJAYA | Existing | 11 kV |  | RYB | VPTJ/PPU/G00008 | PPU PUTRAJAYA NO 1 | 11 |  | Fail | Please check "Use"
257987065 | TNB | DISTRIBUTION | WP PUTRAJAYA & CYBERJAYA | Existing | 11 kV |  | RYB | VPTJ/PPU/G00008 | PPU PUTRAJAYA NO 1 | 11 |  | Fail | Please check "Use"
257987066 | TNB | DISTRIBUTION | WP PUTRAJAYA & CYBERJAYA | Existing | 11 kV |  | RYB | VPTJ/PPU/G00008 | PPU PUTRAJAYA NO 1 | 11 |  | Fail | Please check "Use"
257987067 | TNB | DISTRIBUTION | WP PUTRAJAYA & CYBERJAYA | Existing | 11 kV |  | RYB | VPTJ/PPU/G00008 | PPU PUTRAJAYA NO 1 | 11 |  | Fail | Please check "Use"
257987068 | TNB | DISTRIBUTION | WP PUTRAJAYA & CYBERJAYA | Existing | 11 kV |  | RYB | VPTJ/PPU/G00008 | PPU PUTRAJAYA NO 1 | 11 |  | Fail | Please check "Use"
257987069 | TNB | DISTRIBUTION | WP PUTRAJAYA & CYBERJAYA | Existing | 11 kV |  | RYB | VPTJ/PPU/G00008 | PPU PUTRAJAYA NO 1 | 11 |  | Fail | Please check "Use"
257987070 | TNB | DISTRIBUTION | WP PUTRAJAYA & CYBERJAYA | Existing | 11 kV |  | RYB | VPTJ/PPU/G00008 | PPU PUTRAJAYA NO 1 | 11 |  | Fail | Please check "Use"
257987071 | TNB | DISTRIBUTION | WP PUTRAJAYA & CYBERJAYA | Existing | 11 kV |  | RYB | VPTJ/PPU/G00008 | PPU PUTRAJAYA NO 1 | 11 |  | Fail | Please check "Use"
257987072 | TNB | DISTRIBUTION | WP PUTRAJAYA & CYBERJAYA | Existing | 11 kV |  | RYB | VPTJ/PPU/G00008 | PPU PUTRAJAYA NO 1 | 11 |  | Fail | Please check "Use"
257987073 | TNB | DISTRIBUTION | WP PUTRAJAYA & CYBERJAYA | Existing | 11 kV |  | RYB | VPTJ/PPU/G00008 | PPU PUTRAJAYA NO 1 | 11 |  | Fail | Please check "Use"
257987074 | TNB | DISTRIBUTION | WP PUTRAJAYA & CYBERJAYA | Existing | 11 kV |  | RYB | VPTJ/PPU/G00008 | PPU PUTRAJAYA NO 1 | 11 |  | Fail | Please check "Use"
257987075 | TNB | DISTRIBUTION | WP PUTRAJAYA & CYBERJAYA | Existing | 11 kV |  | RYB | VPTJ/PPU/G00008 | PPU PUTRAJAYA NO 1 | 11 |  | Fail | Please check "Use"
257987076 | TNB | DISTRIBUTION | WP PUTRAJAYA & CYBERJAYA | Existing | 11 kV |  | RYB | VPTJ/PPU/G00008 | PPU PUTRAJAYA NO 1 | 11 |  | Fail | Please check "Use"
257987077 | TNB | DISTRIBUTION | WP PUTRAJAYA & CYBERJAYA | Existing | 11 kV |  | RYB | VPTJ/PPU/G00008 | PPU PUTRAJAYA NO 1 | 11 |  | Fail | Please check "Use"
257987078 | TNB | DISTRIBUTION | WP PUTRAJAYA & CYBERJAYA | Existing | 11 kV |  | RYB | VPTJ/PPU/G00008 | PPU PUTRAJAYA NO 1 | 11 |  | Fail | Please check "Use"
257987079 | TNB | DISTRIBUTION | WP PUTRAJAYA & CYBERJAYA | Existing | 11 kV |  | RYB | VPTJ/PPU/G00008 | PPU PUTRAJAYA NO 1 | 11 |  | Fail | Please check "Use"
257987080 | TNB | DISTRIBUTION | WP PUTRAJAYA & CYBERJAYA | Existing | 11 kV |  | RYB | VPTJ/PPU/G00008 | PPU PUTRAJAYA NO 1 | 11 |  | Fail | Please check "Use"
257987081 | TNB | DISTRIBUTION | WP PUTRAJAYA & CYBERJAYA | Existing | 11 kV |  | RYB | VPTJ/PPU/G00008 | PPU PUTRAJAYA NO 1 | 11 |  | Fail | Please check "Use"
257987082 | TNB | DISTRIBUTION | WP PUTRAJAYA & CYBERJAYA | Existing | 11 kV |  | RYB | VPTJ/PPU/G00008 | PPU PUTRAJAYA NO 1 | 11 |  | Fail | Please check "Use"
257987083 | TNB | DISTRIBUTION | WP PUTRAJAYA & CYBERJAYA | Existing | 11 kV |  | RYB | VPTJ/PPU/G00008 | PPU PUTRAJAYA NO 1 | 11 |  | Fail | Please check "Use"
257987084 | TNB | DISTRIBUTION | WP PUTRAJAYA & CYBERJAYA | Existing | 11 kV |  | RYB | VPTJ/PPU/G00008 | PPU PUTRAJAYA NO 1 | 11 |  | Fail | Please check "Use"
257987085 | TNB | DISTRIBUTION | WP PUTRAJAYA & CYBERJAYA | Existing | 11 kV |  | RYB | VPTJ/PPU/G00008 | PPU PUTRAJAYA NO 1 | 11 |  | Fail | Please check "Use"
257987086 | TNB | DISTRIBUTION | WP PUTRAJAYA & CYBERJAYA | Existing | 11 kV |  | RYB | VPTJ/PPU/G00008 | PPU PUTRAJAYA NO 1 | 11 |  | Fail | Please check "Use"
257987087 | TNB | DISTRIBUTION | WP PUTRAJAYA & CYBERJAYA | Existing | 11 kV |  | RYB | VPTJ/PPU/G00008 | PPU PUTRAJAYA NO 1 | 11 |  | Fail | Please check "Use"
257987088 | TNB | DISTRIBUTION | WP PUTRAJAYA & CYBERJAYA | Existing | 11 kV |  | RYB | VPTJ/PPU/G00008 | PPU PUTRAJAYA NO 1 | 11 |  | Fail | Please check "Use"
257987701 | TNB | DISTRIBUTION | WP PUTRAJAYA & CYBERJAYA | Existing | 33 kV |  | RYB | VPTJ/PPU/G00013 | PPU PUTRAJAYA NO13 | Dummy |  | Fail | Please check "Use"
257987703 | TNB | DISTRIBUTION | WP PUTRAJAYA & CYBERJAYA | Existing | 33 kV |  | RYB | VPTJ/PPU/G00013 | PPU PUTRAJAYA NO13 | Dummy |  | Fail | Please check "Use"
257987704 | TNB | DISTRIBUTION | WP PUTRAJAYA & CYBERJAYA | Existing | 33 kV |  | RYB | VPTJ/PPU/G00013 | PPU PUTRAJAYA NO13 | Dummy |  | Fail | Please check "Use"
257987705 | TNB | DISTRIBUTION | WP PUTRAJAYA & CYBERJAYA | Existing | 33 kV |  | RYB | VPTJ/PPU/G00013 | PPU PUTRAJAYA NO13 | Dummy |  | Fail | Please check "Use"
376085310 | TNB | DISTRIBUTION | WP PUTRAJAYA & CYBERJAYA | Existing | 33 kV |  | RYB | VPTJ/PPU/G00010 | PPU PUTRAJAYA NO 4 | Dummy |  | Fail | Please check "Use"
376085311 | TNB | DISTRIBUTION | WP PUTRAJAYA & CYBERJAYA | Existing | 33 kV |  | RYB | VPTJ/PPU/G00010 | PPU PUTRAJAYA NO 4 | Dummy |  | Fail | Please check "Use"
376085312 | TNB | DISTRIBUTION | WP PUTRAJAYA & CYBERJAYA | Existing | 33 kV |  | RYB | VPTJ/PPU/G00010 | PPU PUTRAJAYA NO 4 | Dummy |  | Fail | Please check "Use"
376085313 | TNB | DISTRIBUTION | WP PUTRAJAYA & CYBERJAYA | Existing | 33 kV |  | RYB | VPTJ/PPU/G00010 | PPU PUTRAJAYA NO 4 | Dummy |  | Fail | Please check "Use"
376085314 | TNB | DISTRIBUTION | WP PUTRAJAYA & CYBERJAYA | Existing | 33 kV |  | RYB | VPTJ/PPU/G00010 | PPU PUTRAJAYA NO 4 | Dummy |  | Fail | Please check "Use"
376085315 | TNB | DISTRIBUTION | WP PUTRAJAYA & CYBERJAYA | Existing | 33 kV |  | RYB | VPTJ/PPU/G00010 | PPU PUTRAJAYA NO 4 | Dummy |  | Fail | Please check "Use"
376085328 | TNB | DISTRIBUTION | WP PUTRAJAYA & CYBERJAYA | Existing | 33 kV |  | RYB | VPTJ/PPU/G00014 | PPU PUTRAJAYA NO17 | Dummy |  | Fail | Please check "Use"
376085329 | TNB | DISTRIBUTION | WP PUTRAJAYA & CYBERJAYA | Existing | 33 kV |  | RYB | VPTJ/PPU/G00014 | PPU PUTRAJAYA NO17 | Dummy |  | Fail | Please check "Use"
376085330 | TNB | DISTRIBUTION | WP PUTRAJAYA & CYBERJAYA | Existing | 33 kV |  | RYB | VPTJ/PPU/G00014 | PPU PUTRAJAYA NO17 | Dummy |  | Fail | Please check "Use"
376085331 | TNB | DISTRIBUTION | WP PUTRAJAYA & CYBERJAYA | Existing | 33 kV |  | RYB | VPTJ/PPU/G00014 | PPU PUTRAJAYA NO17 | Dummy |  | Fail | Please check "Use"
376085332 | TNB | DISTRIBUTION | WP PUTRAJAYA & CYBERJAYA | Existing | 33 kV |  | RYB | VPTJ/PPU/G00014 | PPU PUTRAJAYA NO17 | Dummy |  | Fail | Please check "Use"
376085333 | TNB | DISTRIBUTION | WP PUTRAJAYA & CYBERJAYA | Existing | 33 kV |  | RYB | VPTJ/PPU/G00014 | PPU PUTRAJAYA NO17 | Dummy |  | Fail | Please check "Use"
376085334 | TNB | DISTRIBUTION | WP PUTRAJAYA & CYBERJAYA | Existing | 33 kV |  | RYB | VPTJ/PPU/G00015 | PPU PUTRAJAYA NO 24 | Dummy |  | Fail | Please check "Use"
376085335 | TNB | DISTRIBUTION | WP PUTRAJAYA & CYBERJAYA | Existing | 33 kV |  | RYB | VPTJ/PPU/G00015 | PPU PUTRAJAYA NO 24 | Dummy |  | Fail | Please check "Use"
376085336 | TNB | DISTRIBUTION | WP PUTRAJAYA & CYBERJAYA | Existing | 33 kV |  | RYB | VPTJ/PPU/G00015 | PPU PUTRAJAYA NO 24 | Dummy |  | Fail | Please check "Use"
376085337 | TNB | DISTRIBUTION | WP PUTRAJAYA & CYBERJAYA | Existing | 33 kV |  | RYB | VPTJ/PPU/G00015 | PPU PUTRAJAYA NO 24 | Dummy |  | Fail | Please check "Use"
376085338 | TNB | DISTRIBUTION | WP PUTRAJAYA & CYBERJAYA | Existing | 33 kV |  | RYB | VPTJ/PPU/G00015 | PPU PUTRAJAYA NO 24 | Dummy |  | Fail | Please check "Use"
376085339 | TNB | DISTRIBUTION | WP PUTRAJAYA & CYBERJAYA | Existing | 33 kV |  | RYB | VPTJ/PPU/G00015 | PPU PUTRAJAYA NO 24 | Dummy |  | Fail | Please check "Use"
376085340 | TNB | DISTRIBUTION | WP PUTRAJAYA & CYBERJAYA | Existing | 33 kV |  | RYB | VPTJ/PPU/G00011 | PPU PUTRAJAYA NO 5 | Dummy |  | Fail | Please check "Use"
376085341 | TNB | DISTRIBUTION | WP PUTRAJAYA & CYBERJAYA | Existing | 33 kV |  | RYB | VPTJ/PPU/G00011 | PPU PUTRAJAYA NO 5 | Dummy |  | Fail | Please check "Use"
376085342 | TNB | DISTRIBUTION | WP PUTRAJAYA & CYBERJAYA | Existing | 33 kV |  | RYB | VPTJ/PPU/G00011 | PPU PUTRAJAYA NO 5 | Dummy |  | Fail | Please check "Use"
376085343 | TNB | DISTRIBUTION | WP PUTRAJAYA & CYBERJAYA | Existing | 33 kV |  | RYB | VPTJ/PPU/G00011 | PPU PUTRAJAYA NO 5 | Dummy |  | Fail | Please check "Use"
376085344 | TNB | DISTRIBUTION | WP PUTRAJAYA & CYBERJAYA | Existing | 33 kV |  | RYB | VPTJ/PPU/G00011 | PPU PUTRAJAYA NO 5 | Dummy |  | Fail | Please check "Use"
376085345 | TNB | DISTRIBUTION | WP PUTRAJAYA & CYBERJAYA | Existing | 33 kV |  | RYB | VPTJ/PPU/G00011 | PPU PUTRAJAYA NO 5 | Dummy |  | Fail | Please check "Use"
376085346 | TNB | DISTRIBUTION | WP PUTRAJAYA & CYBERJAYA | Existing | 33 kV |  | RYB | VPTJ/PPU/G00011 | PPU PUTRAJAYA NO 5 | Dummy |  | Fail | Please check "Use"
376085347 | TNB | DISTRIBUTION | WP PUTRAJAYA & CYBERJAYA | Existing | 33 kV |  | RYB | VPTJ/PPU/G00011 | PPU PUTRAJAYA NO 5 | Dummy |  | Fail | Please check "Use"
376966174 | TNB | DISTRIBUTION | WP PUTRAJAYA & CYBERJAYA | Existing | 11 kV |  | RYB | VPTJ/PCE/J00412 | D-PTJ-C14-0878 |  |  | Fail | Please check "Use"
376966179 | TNB | DISTRIBUTION | WP PUTRAJAYA & CYBERJAYA | Existing | 11 kV |  | RYB | VPTJ/PCE/J00412 | D-PTJ-C14-0878 |  |  | Fail | Please check "Use"
376966181 | TNB | DISTRIBUTION | WP PUTRAJAYA & CYBERJAYA | Existing | 11 kV |  | RYB | VPTJ/PCE/J00412 | D-PTJ-C14-0878 |  |  | Fail | Please check "Use"
376966185 | TNB | DISTRIBUTION | WP PUTRAJAYA & CYBERJAYA | Existing | 11 kV |  | RYB | VPTJ/PCE/J00412 | D-PTJ-C14-0878 |  |  | Fail | Please check "Use"
376966190 | TNB | DISTRIBUTION | WP PUTRAJAYA & CYBERJAYA | Existing | 11 kV |  | RYB | VPTJ/PCE/J00412 | D-PTJ-C14-0878 |  |  | Fail | Please check "Use"
376966192 | TNB | DISTRIBUTION | WP PUTRAJAYA & CYBERJAYA | Existing | 11 kV |  | RYB | VPTJ/PCE/J00412 | D-PTJ-C14-0878 |  |  | Fail | Please check "Use"
376966196 | TNB | DISTRIBUTION | WP PUTRAJAYA & CYBERJAYA | Existing | 11 kV |  | RYB | VPTJ/PCE/J00412 | D-PTJ-C14-0878 |  |  | Fail | Please check "Use"
376966197 | TNB | DISTRIBUTION | WP PUTRAJAYA & CYBERJAYA | Existing | 11 kV |  | RYB | VPTJ/PCE/J00412 | D-PTJ-C14-0878 |  |  | Fail | Please check "Use"
376966201 | TNB | DISTRIBUTION | WP PUTRAJAYA & CYBERJAYA | Existing | 11 kV |  | RYB | VPTJ/PCE/J00412 | D-PTJ-C14-0878 |  |  | Fail | Please check "Use"
376966238 | TNB | DISTRIBUTION | WP PUTRAJAYA & CYBERJAYA | Existing | 11 kV |  | RYB | VPTJ/PCE/J00413 | D-PTJ-C14-0878 |  |  | Fail | Please check "Use"
376966243 | TNB | DISTRIBUTION | WP PUTRAJAYA & CYBERJAYA | Existing | 11 kV |  | RYB | VPTJ/PCE/J00413 | D-PTJ-C14-0878 |  |  | Fail | Please check "Use"
376966245 | TNB | DISTRIBUTION | WP PUTRAJAYA & CYBERJAYA | Existing | 11 kV |  | RYB | VPTJ/PCE/J00413 | D-PTJ-C14-0878 |  |  | Fail | Please check "Use"
376966249 | TNB | DISTRIBUTION | WP PUTRAJAYA & CYBERJAYA | Existing | 11 kV |  | RYB | VPTJ/PCE/J00413 | D-PTJ-C14-0878 |  |  | Fail | Please check "Use"
376966254 | TNB | DISTRIBUTION | WP PUTRAJAYA & CYBERJAYA | Existing | 11 kV |  | RYB | VPTJ/PCE/J00413 | D-PTJ-C14-0878 |  |  | Fail | Please check "Use"
376966256 | TNB | DISTRIBUTION | WP PUTRAJAYA & CYBERJAYA | Existing | 11 kV |  | RYB | VPTJ/PCE/J00413 | D-PTJ-C14-0878 |  |  | Fail | Please check "Use"
376966260 | TNB | DISTRIBUTION | WP PUTRAJAYA & CYBERJAYA | Existing | 11 kV |  | RYB | VPTJ/PCE/J00413 | D-PTJ-C14-0878 |  |  | Fail | Please check "Use"
376966261 | TNB | DISTRIBUTION | WP PUTRAJAYA & CYBERJAYA | Existing | 11 kV |  | RYB | VPTJ/PCE/J00413 | D-PTJ-C14-0878 |  |  | Fail | Please check "Use"
376966265 | TNB | DISTRIBUTION | WP PUTRAJAYA & CYBERJAYA | Existing | 11 kV |  | RYB | VPTJ/PCE/J00413 | D-PTJ-C14-0878 |  |  | Fail | Please check "Use"
376966273 | TNB | DISTRIBUTION | WP PUTRAJAYA & CYBERJAYA | Existing | 11 kV |  | RYB | VPTJ/PCE/J00414 | D-PTJ-C17-0998 |  |  | Fail | Please check "Use"
376966274 | TNB | DISTRIBUTION | WP PUTRAJAYA & CYBERJAYA | Existing | 11 kV |  | RYB | VPTJ/PCE/J00414 | D-PTJ-C17-0998 |  |  | Fail | Please check "Use"
376966276 | TNB | DISTRIBUTION | WP PUTRAJAYA & CYBERJAYA | Existing | 11 kV |  | RYB | VPTJ/PCE/J00414 | D-PTJ-C17-0998 |  |  | Fail | Please check "Use"
376966279 | TNB | DISTRIBUTION | WP PUTRAJAYA & CYBERJAYA | Existing | 11 kV |  | RYB | VPTJ/PCE/J00414 | D-PTJ-C17-0998 |  |  | Fail | Please check "Use"
376966280 | TNB | DISTRIBUTION | WP PUTRAJAYA & CYBERJAYA | Existing | 11 kV |  | RYB | VPTJ/PCE/J00414 | D-PTJ-C17-0998 |  |  | Fail | Please check "Use"
376966284 | TNB | DISTRIBUTION | WP PUTRAJAYA & CYBERJAYA | Existing | 11 kV |  | RYB | VPTJ/PCE/J00414 | D-PTJ-C17-0998 |  |  | Fail | Please check "Use"
376966287 | TNB | DISTRIBUTION | WP PUTRAJAYA & CYBERJAYA | Existing | 11 kV |  | RYB | VPTJ/PCE/J00414 | D-PTJ-C17-0998 |  |  | Fail | Please check "Use"
376966288 | TNB | DISTRIBUTION | WP PUTRAJAYA & CYBERJAYA | Existing | 11 kV |  | RYB | VPTJ/PCE/J00414 | D-PTJ-C17-0998 |  |  | Fail | Please check "Use"
376966388 | TNB | DISTRIBUTION | WP PUTRAJAYA & CYBERJAYA | Existing | 11 kV |  | RYB | VPTJ/PCE/J00415 | D-PTJ-C17-0998 |  |  | Fail | Please check "Use"
376966389 | TNB | DISTRIBUTION | WP PUTRAJAYA & CYBERJAYA | Existing | 11 kV |  | RYB | VPTJ/PCE/J00415 | D-PTJ-C17-0998 |  |  | Fail | Please check "Use"
376966391 | TNB | DISTRIBUTION | WP PUTRAJAYA & CYBERJAYA | Existing | 11 kV |  | RYB | VPTJ/PCE/J00415 | D-PTJ-C17-0998 |  |  | Fail | Please check "Use"
376966394 | TNB | DISTRIBUTION | WP PUTRAJAYA & CYBERJAYA | Existing | 11 kV |  | RYB | VPTJ/PCE/J00415 | D-PTJ-C17-0998 |  |  | Fail | Please check "Use"
376966395 | TNB | DISTRIBUTION | WP PUTRAJAYA & CYBERJAYA | Existing | 11 kV |  | RYB | VPTJ/PCE/J00415 | D-PTJ-C17-0998 |  |  | Fail | Please check "Use"
376966399 | TNB | DISTRIBUTION | WP PUTRAJAYA & CYBERJAYA | Existing | 11 kV |  | RYB | VPTJ/PCE/J00415 | D-PTJ-C17-0998 |  |  | Fail | Please check "Use"
376966402 | TNB | DISTRIBUTION | WP PUTRAJAYA & CYBERJAYA | Existing | 11 kV |  | RYB | VPTJ/PCE/J00415 | D-PTJ-C17-0998 |  |  | Fail | Please check "Use"
376966403 | TNB | DISTRIBUTION | WP PUTRAJAYA & CYBERJAYA | Existing | 11 kV |  | RYB | VPTJ/PCE/J00415 | D-PTJ-C17-0998 |  |  | Fail | Please check "Use"
376966515 | TNB | DISTRIBUTION | WP PUTRAJAYA & CYBERJAYA | Existing | 11 kV |  | RYB | VPTJ/PCE/J00419 | D-PTJ-C17-1084 |  |  | Fail | Please check "Use"
376966520 | TNB | DISTRIBUTION | WP PUTRAJAYA & CYBERJAYA | Existing | 11 kV |  | RYB | VPTJ/PCE/J00419 | D-PTJ-C17-1084 |  |  | Fail | Please check "Use"
376966522 | TNB | DISTRIBUTION | WP PUTRAJAYA & CYBERJAYA | Existing | 11 kV |  | RYB | VPTJ/PCE/J00419 | D-PTJ-C17-1084 |  |  | Fail | Please check "Use"
376966526 | TNB | DISTRIBUTION | WP PUTRAJAYA & CYBERJAYA | Existing | 11 kV |  | RYB | VPTJ/PCE/J00419 | D-PTJ-C17-1084 |  |  | Fail | Please check "Use"
376966531 | TNB | DISTRIBUTION | WP PUTRAJAYA & CYBERJAYA | Existing | 11 kV |  | RYB | VPTJ/PCE/J00419 | D-PTJ-C17-1084 |  |  | Fail | Please check "Use"
376966533 | TNB | DISTRIBUTION | WP PUTRAJAYA & CYBERJAYA | Existing | 11 kV |  | RYB | VPTJ/PCE/J00419 | D-PTJ-C17-1084 |  |  | Fail | Please check "Use"
376966537 | TNB | DISTRIBUTION | WP PUTRAJAYA & CYBERJAYA | Existing | 11 kV |  | RYB | VPTJ/PCE/J00419 | D-PTJ-C17-1084 |  |  | Fail | Please check "Use"
376966538 | TNB | DISTRIBUTION | WP PUTRAJAYA & CYBERJAYA | Existing | 11 kV |  | RYB | VPTJ/PCE/J00419 | D-PTJ-C17-1084 |  |  | Fail | Please check "Use"
376966542 | TNB | DISTRIBUTION | WP PUTRAJAYA & CYBERJAYA | Existing | 11 kV |  | RYB | VPTJ/PCE/J00419 | D-PTJ-C17-1084 |  |  | Fail | Please check "Use"
376966547 | TNB | DISTRIBUTION | WP PUTRAJAYA & CYBERJAYA | Existing | 11 kV |  | RYB | VPTJ/PCE/J00420 | D-PTJ-C17-1084 |  |  | Fail | Please check "Use"
376966552 | TNB | DISTRIBUTION | WP PUTRAJAYA & CYBERJAYA | Existing | 11 kV |  | RYB | VPTJ/PCE/J00420 | D-PTJ-C17-1084 |  |  | Fail | Please check "Use"
376966554 | TNB | DISTRIBUTION | WP PUTRAJAYA & CYBERJAYA | Existing | 11 kV |  | RYB | VPTJ/PCE/J00420 | D-PTJ-C17-1084 |  |  | Fail | Please check "Use"
376966558 | TNB | DISTRIBUTION | WP PUTRAJAYA & CYBERJAYA | Existing | 11 kV |  | RYB | VPTJ/PCE/J00420 | D-PTJ-C17-1084 |  |  | Fail | Please check "Use"
376966563 | TNB | DISTRIBUTION | WP PUTRAJAYA & CYBERJAYA | Existing | 11 kV |  | RYB | VPTJ/PCE/J00420 | D-PTJ-C17-1084 |  |  | Fail | Please check "Use"
376966565 | TNB | DISTRIBUTION | WP PUTRAJAYA & CYBERJAYA | Existing | 11 kV |  | RYB | VPTJ/PCE/J00420 | D-PTJ-C17-1084 |  |  | Fail | Please check "Use"
376966569 | TNB | DISTRIBUTION | WP PUTRAJAYA & CYBERJAYA | Existing | 11 kV |  | RYB | VPTJ/PCE/J00420 | D-PTJ-C17-1084 |  |  | Fail | Please check "Use"
376966570 | TNB | DISTRIBUTION | WP PUTRAJAYA & CYBERJAYA | Existing | 11 kV |  | RYB | VPTJ/PCE/J00420 | D-PTJ-C17-1084 |  |  | Fail | Please check "Use"
376966574 | TNB | DISTRIBUTION | WP PUTRAJAYA & CYBERJAYA | Existing | 11 kV |  | RYB | VPTJ/PCE/J00420 | D-PTJ-C17-1084 |  |  | Fail | Please check "Use"
376970314 | TNB | DISTRIBUTION | WP PUTRAJAYA & CYBERJAYA | Existing | 11 kV |  | RYB | VCBJ/PCE/J00150 | D-CBJ-C16-0568 |  |  | Fail | Please check "Use"
376970315 | TNB | DISTRIBUTION | WP PUTRAJAYA & CYBERJAYA | Existing | 11 kV |  | RYB | VCBJ/PCE/J00150 | D-CBJ-C16-0568 |  |  | Fail | Please check "Use"
376970317 | TNB | DISTRIBUTION | WP PUTRAJAYA & CYBERJAYA | Existing | 11 kV |  | RYB | VCBJ/PCE/J00150 | D-CBJ-C16-0568 |  |  | Fail | Please check "Use"
376970320 | TNB | DISTRIBUTION | WP PUTRAJAYA & CYBERJAYA | Existing | 11 kV |  | RYB | VCBJ/PCE/J00150 | D-CBJ-C16-0568 |  |  | Fail | Please check "Use"
376970321 | TNB | DISTRIBUTION | WP PUTRAJAYA & CYBERJAYA | Existing | 11 kV |  | RYB | VCBJ/PCE/J00150 | D-CBJ-C16-0568 |  |  | Fail | Please check "Use"
376970325 | TNB | DISTRIBUTION | WP PUTRAJAYA & CYBERJAYA | Existing | 11 kV |  | RYB | VCBJ/PCE/J00150 | D-CBJ-C16-0568 |  |  | Fail | Please check "Use"
376970328 | TNB | DISTRIBUTION | WP PUTRAJAYA & CYBERJAYA | Existing | 11 kV |  | RYB | VCBJ/PCE/J00150 | D-CBJ-C16-0568 |  |  | Fail | Please check "Use"
376970329 | TNB | DISTRIBUTION | WP PUTRAJAYA & CYBERJAYA | Existing | 11 kV |  | RYB | VCBJ/PCE/J00150 | D-CBJ-C16-0568 |  |  | Fail | Please check "Use"
376970440 | TNB | DISTRIBUTION | WP PUTRAJAYA & CYBERJAYA | Existing | 11 kV |  | RYB | VPTJ/PCE/J00416 | D-PTJ-C17-1095 |  |  | Fail | Please check "Use"
376970441 | TNB | DISTRIBUTION | WP PUTRAJAYA & CYBERJAYA | Existing | 11 kV |  | RYB | VPTJ/PCE/J00416 | D-PTJ-C17-1095 |  |  | Fail | Please check "Use"
376970443 | TNB | DISTRIBUTION | WP PUTRAJAYA & CYBERJAYA | Existing | 11 kV |  | RYB | VPTJ/PCE/J00416 | D-PTJ-C17-1095 |  |  | Fail | Please check "Use"
376970446 | TNB | DISTRIBUTION | WP PUTRAJAYA & CYBERJAYA | Existing | 11 kV |  | RYB | VPTJ/PCE/J00416 | D-PTJ-C17-1095 |  |  | Fail | Please check "Use"
376970447 | TNB | DISTRIBUTION | WP PUTRAJAYA & CYBERJAYA | Existing | 11 kV |  | RYB | VPTJ/PCE/J00416 | D-PTJ-C17-1095 |  |  | Fail | Please check "Use"
376970451 | TNB | DISTRIBUTION | WP PUTRAJAYA & CYBERJAYA | Existing | 11 kV |  | RYB | VPTJ/PCE/J00416 | D-PTJ-C17-1095 |  |  | Fail | Please check "Use"
376970454 | TNB | DISTRIBUTION | WP PUTRAJAYA & CYBERJAYA | Existing | 11 kV |  | RYB | VPTJ/PCE/J00416 | D-PTJ-C17-1095 |  |  | Fail | Please check "Use"
376970455 | TNB | DISTRIBUTION | WP PUTRAJAYA & CYBERJAYA | Existing | 11 kV |  | RYB | VPTJ/PCE/J00416 | D-PTJ-C17-1095 |  |  | Fail | Please check "Use"
376970584 | TNB | DISTRIBUTION | WP PUTRAJAYA & CYBERJAYA | Existing | 11 kV |  | RYB | VCBJ/PCE/J00149 | D-CBJ-C16-0520 |  |  | Fail | Please check "Use"
376970585 | TNB | DISTRIBUTION | WP PUTRAJAYA & CYBERJAYA | Existing | 11 kV |  | RYB | VCBJ/PCE/J00149 | D-CBJ-C16-0520 |  |  | Fail | Please check "Use"
376970586 | TNB | DISTRIBUTION | WP PUTRAJAYA & CYBERJAYA | Existing | 11 kV |  | RYB | VCBJ/PCE/J00149 | D-CBJ-C16-0520 |  |  | Fail | Please check "Use"
376970590 | TNB | DISTRIBUTION | WP PUTRAJAYA & CYBERJAYA | Existing | 11 kV |  | RYB | VCBJ/PCE/J00149 | D-CBJ-C16-0520 |  |  | Fail | Please check "Use"
376970593 | TNB | DISTRIBUTION | WP PUTRAJAYA & CYBERJAYA | Existing | 11 kV |  | RYB | VCBJ/PCE/J00149 | D-CBJ-C16-0520 |  |  | Fail | Please check "Use"
376970594 | TNB | DISTRIBUTION | WP PUTRAJAYA & CYBERJAYA | Existing | 11 kV |  | RYB | VCBJ/PCE/J00149 | D-CBJ-C16-0520 |  |  | Fail | Please check "Use"
376970595 | TNB | DISTRIBUTION | WP PUTRAJAYA & CYBERJAYA | Existing | 11 kV |  | RYB | VCBJ/PCE/J00149 | D-CBJ-C16-0520 |  |  | Fail | Please check "Use"
376970597 | TNB | DISTRIBUTION | WP PUTRAJAYA & CYBERJAYA | Existing | 11 kV |  | RYB | VCBJ/PCE/J00149 | D-CBJ-C16-0520 |  |  | Fail | Please check "Use"
376970598 | TNB | DISTRIBUTION | WP PUTRAJAYA & CYBERJAYA | Existing | 11 kV |  | RYB | VCBJ/PCE/J00149 | D-CBJ-C16-0520 |  |  | Fail | Please check "Use"
376970600 | TNB | DISTRIBUTION | WP PUTRAJAYA & CYBERJAYA | Existing | 11 kV |  | RYB | VCBJ/PCE/J00149 | D-CBJ-C16-0520 |  |  | Fail | Please check "Use"
376970605 | TNB | DISTRIBUTION | WP PUTRAJAYA & CYBERJAYA | Existing | 11 kV |  | RYB | VCBJ/PCE/J00149 | D-CBJ-C16-0520 |  |  | Fail | Please check "Use"
376970790 | TNB | DISTRIBUTION | WP PUTRAJAYA & CYBERJAYA | Existing | 11 kV |  | RYB | VCBJ/PCE/J00148 | D-CBJ-C16-0520 |  |  | Fail | Please check "Use"
376970791 | TNB | DISTRIBUTION | WP PUTRAJAYA & CYBERJAYA | Existing | 11 kV |  | RYB | VCBJ/PCE/J00148 | D-CBJ-C16-0520 |  |  | Fail | Please check "Use"
376970793 | TNB | DISTRIBUTION | WP PUTRAJAYA & CYBERJAYA | Existing | 11 kV |  | RYB | VCBJ/PCE/J00148 | D-CBJ-C16-0520 |  |  | Fail | Please check "Use"
376970796 | TNB | DISTRIBUTION | WP PUTRAJAYA & CYBERJAYA | Existing | 11 kV |  | RYB | VCBJ/PCE/J00148 | D-CBJ-C16-0520 |  |  | Fail | Please check "Use"
376970797 | TNB | DISTRIBUTION | WP PUTRAJAYA & CYBERJAYA | Existing | 11 kV |  | RYB | VCBJ/PCE/J00148 | D-CBJ-C16-0520 |  |  | Fail | Please check "Use"
376970801 | TNB | DISTRIBUTION | WP PUTRAJAYA & CYBERJAYA | Existing | 11 kV |  | RYB | VCBJ/PCE/J00148 | D-CBJ-C16-0520 |  |  | Fail | Please check "Use"
376970804 | TNB | DISTRIBUTION | WP PUTRAJAYA & CYBERJAYA | Existing | 11 kV |  | RYB | VCBJ/PCE/J00148 | D-CBJ-C16-0520 |  |  | Fail | Please check "Use"
376970805 | TNB | DISTRIBUTION | WP PUTRAJAYA & CYBERJAYA | Existing | 11 kV |  | RYB | VCBJ/PCE/J00148 | D-CBJ-C16-0520 |  |  | Fail | Please check "Use"
377653006 | TNB | DISTRIBUTION | WP PUTRAJAYA & CYBERJAYA | Existing | 11 kV |  | RYB | VPTJ/PPU/G00011 | PPU PUTRAJAYA NO 5 | 11 |  | Fail | Please check "Use"
377653007 | TNB | DISTRIBUTION | WP PUTRAJAYA & CYBERJAYA | Existing | 11 kV |  | RYB | VPTJ/PPU/G00011 | PPU PUTRAJAYA NO 5 | 11 |  | Fail | Please check "Use"
377653033 | TNB | DISTRIBUTION | WP PUTRAJAYA & CYBERJAYA | Existing | 11 kV |  | RYB | VCBJ/PCE/J21891 | PE 21.89 MYVILLA P2 PARCEL B |  |  | Fail | Please check "Use"
377653034 | TNB | DISTRIBUTION | WP PUTRAJAYA & CYBERJAYA | Existing | 11 kV |  | RYB | VCBJ/PCE/J21881 | PE 21.88 MYVILLA P2 PARCEL A |  |  | Fail | Please check "Use"
377653041 | TNB | DISTRIBUTION | WP PUTRAJAYA & CYBERJAYA | Existing | 11 kV |  | RYB | VPTJ/PCE/J11352 | PE 11.35 P11 K/3 TERES (EFI) (F2) |  |  | Fail | Please check "Use"
377653051 | TNB | DISTRIBUTION | WP PUTRAJAYA & CYBERJAYA | Existing | 11 kV |  | RYB | VCBJ/PCE/J21891 | PE 21.89 MYVILLA P2 PARCEL B |  |  | Fail | Please check "Use"
377653052 | TNB | DISTRIBUTION | WP PUTRAJAYA & CYBERJAYA | Existing | 11 kV |  | RYB | VCBJ/PCE/J21891 | PE 21.89 MYVILLA P2 PARCEL B |  |  | Fail | Please check "Use"
377653053 | TNB | DISTRIBUTION | WP PUTRAJAYA & CYBERJAYA | Existing | 11 kV |  | RYB | VCBJ/PCE/J21891 | PE 21.89 MYVILLA P2 PARCEL B |  |  | Fail | Please check "Use"
377653140 | TNB | DISTRIBUTION | WP PUTRAJAYA & CYBERJAYA | Existing | 11 kV |  | RYB | VCBJ/PCE/J21881 | PE 21.88 MYVILLA P2 PARCEL A |  |  | Fail | Please check "Use"
377653141 | TNB | DISTRIBUTION | WP PUTRAJAYA & CYBERJAYA | Existing | 11 kV |  | RYB | VCBJ/PCE/J21881 | PE 21.88 MYVILLA P2 PARCEL A |  |  | Fail | Please check "Use"
377653780 | TNB | DISTRIBUTION | WP PUTRAJAYA & CYBERJAYA | Existing | 11 kV |  | RYB | VPTJ/PCE/J11362 | PE 11.36 P11 K/13 TERES (F2) |  |  | Fail | Please check "Use"
377654131 | TNB | DISTRIBUTION | WP PUTRAJAYA & CYBERJAYA | Existing | 11 kV |  | RYB | VPTJ/PCE/J11181 | PE 11.18 P11 H/1 TERES (EFI) (F1) |  |  | Fail | Please check "Use"
377654881 | TNB | DISTRIBUTION | WP PUTRAJAYA & CYBERJAYA | Existing | 11 kV |  | RYB | VCBJ/PCE/J21971 | PE 21.97 MY VILLA PRESINT 4 |  |  | Fail | Please check "Use"
377654882 | TNB | DISTRIBUTION | WP PUTRAJAYA & CYBERJAYA | Existing | 11 kV |  | RYB | VCBJ/PCE/J21971 | PE 21.97 MY VILLA PRESINT 4 |  |  | Fail | Please check "Use"
377654883 | TNB | DISTRIBUTION | WP PUTRAJAYA & CYBERJAYA | Existing | 11 kV |  | RYB | VCBJ/PCE/J21971 | PE 21.97 MY VILLA PRESINT 4 |  |  | Fail | Please check "Use"
377654890 | TNB | DISTRIBUTION | WP PUTRAJAYA & CYBERJAYA | Existing | 11 kV |  | RYB | VCBJ/PCE/J21971 | PE 21.97 MY VILLA PRESINT 4 |  |  | Fail | Please check "Use"
377654893 | TNB | DISTRIBUTION | WP PUTRAJAYA & CYBERJAYA | Existing | 11 kV |  | RYB | VCBJ/PCE/J21971 | PE 21.97 MY VILLA PRESINT 4 |  |  | Fail | Please check "Use"
377654894 | TNB | DISTRIBUTION | WP PUTRAJAYA & CYBERJAYA | Existing | 11 kV |  | RYB | VCBJ/PCE/J21971 | PE 21.97 MY VILLA PRESINT 4 |  |  | Fail | Please check "Use"
377654895 | TNB | DISTRIBUTION | WP PUTRAJAYA & CYBERJAYA | Existing | 11 kV |  | RYB | VCBJ/PCE/J21971 | PE 21.97 MY VILLA PRESINT 4 |  |  | Fail | Please check "Use"
377654897 | TNB | DISTRIBUTION | WP PUTRAJAYA & CYBERJAYA | Existing | 11 kV |  | RYB | VCBJ/PCE/J21971 | PE 21.97 MY VILLA PRESINT 4 |  |  | Fail | Please check "Use"
377654898 | TNB | DISTRIBUTION | WP PUTRAJAYA & CYBERJAYA | Existing | 11 kV |  | RYB | VCBJ/PCE/J21971 | PE 21.97 MY VILLA PRESINT 4 |  |  | Fail | Please check "Use"
377654900 | TNB | DISTRIBUTION | WP PUTRAJAYA & CYBERJAYA | Existing | 11 kV |  | RYB | VCBJ/PCE/J21971 | PE 21.97 MY VILLA PRESINT 4 |  |  | Fail | Please check "Use"
377654908 | TNB | DISTRIBUTION | WP PUTRAJAYA & CYBERJAYA | Existing | 11 kV |  | RYB | VCBJ/PCE/J21971 | PE 21.97 MY VILLA PRESINT 4 |  |  | Fail | Please check "Use"
377671651 | TNB | DISTRIBUTION | WP PUTRAJAYA & CYBERJAYA | Existing | 11 kV |  | RYB | VCBJ/PCE/J22181 | SS 22.18 MDeC F1 |  |  | Fail | Please check "Use"
377671653 | TNB | DISTRIBUTION | WP PUTRAJAYA & CYBERJAYA | Existing | 11 kV |  | RYB | VCBJ/PCE/J22181 | SS 22.18 MDeC F1 |  |  | Fail | Please check "Use"
377671655 | TNB | DISTRIBUTION | WP PUTRAJAYA & CYBERJAYA | Existing | 11 kV |  | RYB | VCBJ/PCE/J22181 | SS 22.18 MDeC F1 |  |  | Fail | Please check "Use"
377671658 | TNB | DISTRIBUTION | WP PUTRAJAYA & CYBERJAYA | Existing | 11 kV |  | RYB | VCBJ/PCE/J22181 | SS 22.18 MDeC F1 |  |  | Fail | Please check "Use"
377671659 | TNB | DISTRIBUTION | WP PUTRAJAYA & CYBERJAYA | Existing | 11 kV |  | RYB | VCBJ/PCE/J22181 | SS 22.18 MDeC F1 |  |  | Fail | Please check "Use"
377671660 | TNB | DISTRIBUTION | WP PUTRAJAYA & CYBERJAYA | Existing | 11 kV |  | RYB | VCBJ/PCE/J22181 | SS 22.18 MDeC F1 |  |  | Fail | Please check "Use"
377671666 | TNB | DISTRIBUTION | WP PUTRAJAYA & CYBERJAYA | Existing | 11 kV |  | RYB | VCBJ/PCE/J22181 | SS 22.18 MDeC F1 |  |  | Fail | Please check "Use"
377671671 | TNB | DISTRIBUTION | WP PUTRAJAYA & CYBERJAYA | Existing | 11 kV |  | RYB | VCBJ/PCE/J22181 | SS 22.18 MDeC F1 |  |  | Fail | Please check "Use"
377671680 | TNB | DISTRIBUTION | WP PUTRAJAYA & CYBERJAYA | Existing | 11 kV |  | RYB | VCBJ/PCE/J22182 | SS 22.18 MDeC F2 |  |  | Fail | Please check "Use"
377671682 | TNB | DISTRIBUTION | WP PUTRAJAYA & CYBERJAYA | Existing | 11 kV |  | RYB | VCBJ/PCE/J22182 | SS 22.18 MDeC F2 |  |  | Fail | Please check "Use"
377671684 | TNB | DISTRIBUTION | WP PUTRAJAYA & CYBERJAYA | Existing | 11 kV |  | RYB | VCBJ/PCE/J22182 | SS 22.18 MDeC F2 |  |  | Fail | Please check "Use"
377671687 | TNB | DISTRIBUTION | WP PUTRAJAYA & CYBERJAYA | Existing | 11 kV |  | RYB | VCBJ/PCE/J22182 | SS 22.18 MDeC F2 |  |  | Fail | Please check "Use"
377671688 | TNB | DISTRIBUTION | WP PUTRAJAYA & CYBERJAYA | Existing | 11 kV |  | RYB | VCBJ/PCE/J22182 | SS 22.18 MDeC F2 |  |  | Fail | Please check "Use"
377671689 | TNB | DISTRIBUTION | WP PUTRAJAYA & CYBERJAYA | Existing | 11 kV |  | RYB | VCBJ/PCE/J22182 | SS 22.18 MDeC F2 |  |  | Fail | Please check "Use"
377671695 | TNB | DISTRIBUTION | WP PUTRAJAYA & CYBERJAYA | Existing | 11 kV |  | RYB | VCBJ/PCE/J22182 | SS 22.18 MDeC F2 |  |  | Fail | Please check "Use"
377671700 | TNB | DISTRIBUTION | WP PUTRAJAYA & CYBERJAYA | Existing | 11 kV |  | RYB | VCBJ/PCE/J22182 | SS 22.18 MDeC F2 |  |  | Fail | Please check "Use"
377671707 | TNB | DISTRIBUTION | WP PUTRAJAYA & CYBERJAYA | Existing | 11 kV |  | RYB | VCBJ/PCE/J22321 | PE 22.32 MOTOROLA F1 |  |  | Fail | Please check "Use"
377671708 | TNB | DISTRIBUTION | WP PUTRAJAYA & CYBERJAYA | Existing | 11 kV |  | RYB | VCBJ/PCE/J22321 | PE 22.32 MOTOROLA F1 |  |  | Fail | Please check "Use"
377671713 | TNB | DISTRIBUTION | WP PUTRAJAYA & CYBERJAYA | Existing | 11 kV |  | RYB | VCBJ/PCE/J22321 | PE 22.32 MOTOROLA F1 |  |  | Fail | Please check "Use"
377671719 | TNB | DISTRIBUTION | WP PUTRAJAYA & CYBERJAYA | Existing | 11 kV |  | RYB | VCBJ/PCE/J22321 | PE 22.32 MOTOROLA F1 |  |  | Fail | Please check "Use"
377671720 | TNB | DISTRIBUTION | WP PUTRAJAYA & CYBERJAYA | Existing | 11 kV |  | RYB | VCBJ/PCE/J22321 | PE 22.32 MOTOROLA F1 |  |  | Fail | Please check "Use"
377671724 | TNB | DISTRIBUTION | WP PUTRAJAYA & CYBERJAYA | Existing | 11 kV |  | RYB | VCBJ/PCE/J22321 | PE 22.32 MOTOROLA F1 |  |  | Fail | Please check "Use"
377671727 | TNB | DISTRIBUTION | WP PUTRAJAYA & CYBERJAYA | Existing | 11 kV |  | RYB | VCBJ/PCE/J22321 | PE 22.32 MOTOROLA F1 |  |  | Fail | Please check "Use"
377671728 | TNB | DISTRIBUTION | WP PUTRAJAYA & CYBERJAYA | Existing | 11 kV |  | RYB | VCBJ/PCE/J22321 | PE 22.32 MOTOROLA F1 |  |  | Fail | Please check "Use"
377671730 | TNB | DISTRIBUTION | WP PUTRAJAYA & CYBERJAYA | Existing | 11 kV |  | RYB | VCBJ/PCE/J22322 | PE 22.32 MOTOROLA F2 |  |  | Fail | Please check "Use"
377671731 | TNB | DISTRIBUTION | WP PUTRAJAYA & CYBERJAYA | Existing | 11 kV |  | RYB | VCBJ/PCE/J22322 | PE 22.32 MOTOROLA F2 |  |  | Fail | Please check "Use"
377671736 | TNB | DISTRIBUTION | WP PUTRAJAYA & CYBERJAYA | Existing | 11 kV |  | RYB | VCBJ/PCE/J22322 | PE 22.32 MOTOROLA F2 |  |  | Fail | Please check "Use"
377671742 | TNB | DISTRIBUTION | WP PUTRAJAYA & CYBERJAYA | Existing | 11 kV |  | RYB | VCBJ/PCE/J22322 | PE 22.32 MOTOROLA F2 |  |  | Fail | Please check "Use"
377671743 | TNB | DISTRIBUTION | WP PUTRAJAYA & CYBERJAYA | Existing | 11 kV |  | RYB | VCBJ/PCE/J22322 | PE 22.32 MOTOROLA F2 |  |  | Fail | Please check "Use"
377671747 | TNB | DISTRIBUTION | WP PUTRAJAYA & CYBERJAYA | Existing | 11 kV |  | RYB | VCBJ/PCE/J22322 | PE 22.32 MOTOROLA F2 |  |  | Fail | Please check "Use"
377671750 | TNB | DISTRIBUTION | WP PUTRAJAYA & CYBERJAYA | Existing | 11 kV |  | RYB | VCBJ/PCE/J22322 | PE 22.32 MOTOROLA F2 |  |  | Fail | Please check "Use"
377671751 | TNB | DISTRIBUTION | WP PUTRAJAYA & CYBERJAYA | Existing | 11 kV |  | RYB | VCBJ/PCE/J22322 | PE 22.32 MOTOROLA F2 |  |  | Fail | Please check "Use"
377671834 | TNB | DISTRIBUTION | WP PUTRAJAYA & CYBERJAYA | Existing | 11 kV |  | RYB | VCBJ/PCE/J22351 | PE 22.35 PRIMA PROP 2 F1 |  |  | Fail | Please check "Use"
377671835 | TNB | DISTRIBUTION | WP PUTRAJAYA & CYBERJAYA | Existing | 11 kV |  | RYB | VCBJ/PCE/J22351 | PE 22.35 PRIMA PROP 2 F1 |  |  | Fail | Please check "Use"
377671836 | TNB | DISTRIBUTION | WP PUTRAJAYA & CYBERJAYA | Existing | 11 kV |  | RYB | VCBJ/PCE/J22351 | PE 22.35 PRIMA PROP 2 F1 |  |  | Fail | Please check "Use"
377671843 | TNB | DISTRIBUTION | WP PUTRAJAYA & CYBERJAYA | Existing | 11 kV |  | RYB | VCBJ/PCE/J22351 | PE 22.35 PRIMA PROP 2 F1 |  |  | Fail | Please check "Use"
377671846 | TNB | DISTRIBUTION | WP PUTRAJAYA & CYBERJAYA | Existing | 11 kV |  | RYB | VCBJ/PCE/J22351 | PE 22.35 PRIMA PROP 2 F1 |  |  | Fail | Please check "Use"
377671847 | TNB | DISTRIBUTION | WP PUTRAJAYA & CYBERJAYA | Existing | 11 kV |  | RYB | VCBJ/PCE/J22351 | PE 22.35 PRIMA PROP 2 F1 |  |  | Fail | Please check "Use"
377671848 | TNB | DISTRIBUTION | WP PUTRAJAYA & CYBERJAYA | Existing | 11 kV |  | RYB | VCBJ/PCE/J22351 | PE 22.35 PRIMA PROP 2 F1 |  |  | Fail | Please check "Use"
377671850 | TNB | DISTRIBUTION | WP PUTRAJAYA & CYBERJAYA | Existing | 11 kV |  | RYB | VCBJ/PCE/J22351 | PE 22.35 PRIMA PROP 2 F1 |  |  | Fail | Please check "Use"
377671851 | TNB | DISTRIBUTION | WP PUTRAJAYA & CYBERJAYA | Existing | 11 kV |  | RYB | VCBJ/PCE/J22351 | PE 22.35 PRIMA PROP 2 F1 |  |  | Fail | Please check "Use"
377671853 | TNB | DISTRIBUTION | WP PUTRAJAYA & CYBERJAYA | Existing | 11 kV |  | RYB | VCBJ/PCE/J22351 | PE 22.35 PRIMA PROP 2 F1 |  |  | Fail | Please check "Use"
377671861 | TNB | DISTRIBUTION | WP PUTRAJAYA & CYBERJAYA | Existing | 11 kV |  | RYB | VCBJ/PCE/J22351 | PE 22.35 PRIMA PROP 2 F1 |  |  | Fail | Please check "Use"
377671863 | TNB | DISTRIBUTION | WP PUTRAJAYA & CYBERJAYA | Existing | 11 kV |  | RYB | VCBJ/PCE/J22352 | PE 22.35 PRIMA PROP 2 F2 |  |  | Fail | Please check "Use"
377671864 | TNB | DISTRIBUTION | WP PUTRAJAYA & CYBERJAYA | Existing | 11 kV |  | RYB | VCBJ/PCE/J22352 | PE 22.35 PRIMA PROP 2 F2 |  |  | Fail | Please check "Use"
377671865 | TNB | DISTRIBUTION | WP PUTRAJAYA & CYBERJAYA | Existing | 11 kV |  | RYB | VCBJ/PCE/J22352 | PE 22.35 PRIMA PROP 2 F2 |  |  | Fail | Please check "Use"
377671872 | TNB | DISTRIBUTION | WP PUTRAJAYA & CYBERJAYA | Existing | 11 kV |  | RYB | VCBJ/PCE/J22352 | PE 22.35 PRIMA PROP 2 F2 |  |  | Fail | Please check "Use"
377671875 | TNB | DISTRIBUTION | WP PUTRAJAYA & CYBERJAYA | Existing | 11 kV |  | RYB | VCBJ/PCE/J22352 | PE 22.35 PRIMA PROP 2 F2 |  |  | Fail | Please check "Use"
377671876 | TNB | DISTRIBUTION | WP PUTRAJAYA & CYBERJAYA | Existing | 11 kV |  | RYB | VCBJ/PCE/J22352 | PE 22.35 PRIMA PROP 2 F2 |  |  | Fail | Please check "Use"
377671877 | TNB | DISTRIBUTION | WP PUTRAJAYA & CYBERJAYA | Existing | 11 kV |  | RYB | VCBJ/PCE/J22352 | PE 22.35 PRIMA PROP 2 F2 |  |  | Fail | Please check "Use"
377671879 | TNB | DISTRIBUTION | WP PUTRAJAYA & CYBERJAYA | Existing | 11 kV |  | RYB | VCBJ/PCE/J22352 | PE 22.35 PRIMA PROP 2 F2 |  |  | Fail | Please check "Use"
377671880 | TNB | DISTRIBUTION | WP PUTRAJAYA & CYBERJAYA | Existing | 11 kV |  | RYB | VCBJ/PCE/J22352 | PE 22.35 PRIMA PROP 2 F2 |  |  | Fail | Please check "Use"
377671882 | TNB | DISTRIBUTION | WP PUTRAJAYA & CYBERJAYA | Existing | 11 kV |  | RYB | VCBJ/PCE/J22352 | PE 22.35 PRIMA PROP 2 F2 |  |  | Fail | Please check "Use"
377671890 | TNB | DISTRIBUTION | WP PUTRAJAYA & CYBERJAYA | Existing | 11 kV |  | RYB | VCBJ/PCE/J22352 | PE 22.35 PRIMA PROP 2 F2 |  |  | Fail | Please check "Use"
377672074 | TNB | DISTRIBUTION | WP PUTRAJAYA & CYBERJAYA | Existing | 11 kV |  | RYB | VCBJ/PCE/J22191 | SS 22.19 (QUILL)P.MULTIMEDIA( DHL ) F1 |  |  | Fail | Please check "Use"
377672076 | TNB | DISTRIBUTION | WP PUTRAJAYA & CYBERJAYA | Existing | 11 kV |  | RYB | VCBJ/PCE/J22191 | SS 22.19 (QUILL)P.MULTIMEDIA( DHL ) F1 |  |  | Fail | Please check "Use"
377672078 | TNB | DISTRIBUTION | WP PUTRAJAYA & CYBERJAYA | Existing | 11 kV |  | RYB | VCBJ/PCE/J22191 | SS 22.19 (QUILL)P.MULTIMEDIA( DHL ) F1 |  |  | Fail | Please check "Use"
377672081 | TNB | DISTRIBUTION | WP PUTRAJAYA & CYBERJAYA | Existing | 11 kV |  | RYB | VCBJ/PCE/J22191 | SS 22.19 (QUILL)P.MULTIMEDIA( DHL ) F1 |  |  | Fail | Please check "Use"
377672082 | TNB | DISTRIBUTION | WP PUTRAJAYA & CYBERJAYA | Existing | 11 kV |  | RYB | VCBJ/PCE/J22191 | SS 22.19 (QUILL)P.MULTIMEDIA( DHL ) F1 |  |  | Fail | Please check "Use"
377672083 | TNB | DISTRIBUTION | WP PUTRAJAYA & CYBERJAYA | Existing | 11 kV |  | RYB | VCBJ/PCE/J22191 | SS 22.19 (QUILL)P.MULTIMEDIA( DHL ) F1 |  |  | Fail | Please check "Use"
377672089 | TNB | DISTRIBUTION | WP PUTRAJAYA & CYBERJAYA | Existing | 11 kV |  | RYB | VCBJ/PCE/J22191 | SS 22.19 (QUILL)P.MULTIMEDIA( DHL ) F1 |  |  | Fail | Please check "Use"
377672094 | TNB | DISTRIBUTION | WP PUTRAJAYA & CYBERJAYA | Existing | 11 kV |  | RYB | VCBJ/PCE/J22191 | SS 22.19 (QUILL)P.MULTIMEDIA( DHL ) F1 |  |  | Fail | Please check "Use"
377672100 | TNB | DISTRIBUTION | WP PUTRAJAYA & CYBERJAYA | Existing | 11 kV |  | RYB | VCBJ/PCE/J22192 | SS 22.19 (QUILL)P.MULTIMEDIA( DHL ) F2 |  |  | Fail | Please check "Use"
377672102 | TNB | DISTRIBUTION | WP PUTRAJAYA & CYBERJAYA | Existing | 11 kV |  | RYB | VCBJ/PCE/J22192 | SS 22.19 (QUILL)P.MULTIMEDIA( DHL ) F2 |  |  | Fail | Please check "Use"
377672104 | TNB | DISTRIBUTION | WP PUTRAJAYA & CYBERJAYA | Existing | 11 kV |  | RYB | VCBJ/PCE/J22192 | SS 22.19 (QUILL)P.MULTIMEDIA( DHL ) F2 |  |  | Fail | Please check "Use"
377672107 | TNB | DISTRIBUTION | WP PUTRAJAYA & CYBERJAYA | Existing | 11 kV |  | RYB | VCBJ/PCE/J22192 | SS 22.19 (QUILL)P.MULTIMEDIA( DHL ) F2 |  |  | Fail | Please check "Use"
377672108 | TNB | DISTRIBUTION | WP PUTRAJAYA & CYBERJAYA | Existing | 11 kV |  | RYB | VCBJ/PCE/J22192 | SS 22.19 (QUILL)P.MULTIMEDIA( DHL ) F2 |  |  | Fail | Please check "Use"
377672109 | TNB | DISTRIBUTION | WP PUTRAJAYA & CYBERJAYA | Existing | 11 kV |  | RYB | VCBJ/PCE/J22192 | SS 22.19 (QUILL)P.MULTIMEDIA( DHL ) F2 |  |  | Fail | Please check "Use"
377672115 | TNB | DISTRIBUTION | WP PUTRAJAYA & CYBERJAYA | Existing | 11 kV |  | RYB | VCBJ/PCE/J22192 | SS 22.19 (QUILL)P.MULTIMEDIA( DHL ) F2 |  |  | Fail | Please check "Use"
377672120 | TNB | DISTRIBUTION | WP PUTRAJAYA & CYBERJAYA | Existing | 11 kV |  | RYB | VCBJ/PCE/J22192 | SS 22.19 (QUILL)P.MULTIMEDIA( DHL ) F2 |  |  | Fail | Please check "Use"
377672126 | TNB | DISTRIBUTION | WP PUTRAJAYA & CYBERJAYA | Existing | 11 kV |  | RYB | VCBJ/PCE/J22471 | SS 22.47 DHL 2 F1 |  |  | Fail | Please check "Use"
377672128 | TNB | DISTRIBUTION | WP PUTRAJAYA & CYBERJAYA | Existing | 11 kV |  | RYB | VCBJ/PCE/J22471 | SS 22.47 DHL 2 F1 |  |  | Fail | Please check "Use"
377672130 | TNB | DISTRIBUTION | WP PUTRAJAYA & CYBERJAYA | Existing | 11 kV |  | RYB | VCBJ/PCE/J22471 | SS 22.47 DHL 2 F1 |  |  | Fail | Please check "Use"
377672133 | TNB | DISTRIBUTION | WP PUTRAJAYA & CYBERJAYA | Existing | 11 kV |  | RYB | VCBJ/PCE/J22471 | SS 22.47 DHL 2 F1 |  |  | Fail | Please check "Use"
377672134 | TNB | DISTRIBUTION | WP PUTRAJAYA & CYBERJAYA | Existing | 11 kV |  | RYB | VCBJ/PCE/J22471 | SS 22.47 DHL 2 F1 |  |  | Fail | Please check "Use"
377672135 | TNB | DISTRIBUTION | WP PUTRAJAYA & CYBERJAYA | Existing | 11 kV |  | RYB | VCBJ/PCE/J22471 | SS 22.47 DHL 2 F1 |  |  | Fail | Please check "Use"
377672141 | TNB | DISTRIBUTION | WP PUTRAJAYA & CYBERJAYA | Existing | 11 kV |  | RYB | VCBJ/PCE/J22471 | SS 22.47 DHL 2 F1 |  |  | Fail | Please check "Use"
377672146 | TNB | DISTRIBUTION | WP PUTRAJAYA & CYBERJAYA | Existing | 11 kV |  | RYB | VCBJ/PCE/J22471 | SS 22.47 DHL 2 F1 |  |  | Fail | Please check "Use"
377672152 | TNB | DISTRIBUTION | WP PUTRAJAYA & CYBERJAYA | Existing | 11 kV |  | RYB | VCBJ/PCE/J22472 | SS 22.47 DHL 2 F2 |  |  | Fail | Please check "Use"
377672154 | TNB | DISTRIBUTION | WP PUTRAJAYA & CYBERJAYA | Existing | 11 kV |  | RYB | VCBJ/PCE/J22472 | SS 22.47 DHL 2 F2 |  |  | Fail | Please check "Use"
377672156 | TNB | DISTRIBUTION | WP PUTRAJAYA & CYBERJAYA | Existing | 11 kV |  | RYB | VCBJ/PCE/J22472 | SS 22.47 DHL 2 F2 |  |  | Fail | Please check "Use"
377672159 | TNB | DISTRIBUTION | WP PUTRAJAYA & CYBERJAYA | Existing | 11 kV |  | RYB | VCBJ/PCE/J22472 | SS 22.47 DHL 2 F2 |  |  | Fail | Please check "Use"
377672160 | TNB | DISTRIBUTION | WP PUTRAJAYA & CYBERJAYA | Existing | 11 kV |  | RYB | VCBJ/PCE/J22472 | SS 22.47 DHL 2 F2 |  |  | Fail | Please check "Use"
377672161 | TNB | DISTRIBUTION | WP PUTRAJAYA & CYBERJAYA | Existing | 11 kV |  | RYB | VCBJ/PCE/J22472 | SS 22.47 DHL 2 F2 |  |  | Fail | Please check "Use"
377672167 | TNB | DISTRIBUTION | WP PUTRAJAYA & CYBERJAYA | Existing | 11 kV |  | RYB | VCBJ/PCE/J22472 | SS 22.47 DHL 2 F2 |  |  | Fail | Please check "Use"
377672172 | TNB | DISTRIBUTION | WP PUTRAJAYA & CYBERJAYA | Existing | 11 kV |  | RYB | VCBJ/PCE/J22472 | SS 22.47 DHL 2 F2 |  |  | Fail | Please check "Use"
377672179 | TNB | DISTRIBUTION | WP PUTRAJAYA & CYBERJAYA | Existing | 11 kV |  | RYB | VCBJ/PCE/J22091 | PE 22.09 FUJITSU F1 |  |  | Fail | Please check "Use"
377672180 | TNB | DISTRIBUTION | WP PUTRAJAYA & CYBERJAYA | Existing | 11 kV |  | RYB | VCBJ/PCE/J22091 | PE 22.09 FUJITSU F1 |  |  | Fail | Please check "Use"
377672185 | TNB | DISTRIBUTION | WP PUTRAJAYA & CYBERJAYA | Existing | 11 kV |  | RYB | VCBJ/PCE/J22091 | PE 22.09 FUJITSU F1 |  |  | Fail | Please check "Use"
377672191 | TNB | DISTRIBUTION | WP PUTRAJAYA & CYBERJAYA | Existing | 11 kV |  | RYB | VCBJ/PCE/J22091 | PE 22.09 FUJITSU F1 |  |  | Fail | Please check "Use"
377672192 | TNB | DISTRIBUTION | WP PUTRAJAYA & CYBERJAYA | Existing | 11 kV |  | RYB | VCBJ/PCE/J22091 | PE 22.09 FUJITSU F1 |  |  | Fail | Please check "Use"
377672196 | TNB | DISTRIBUTION | WP PUTRAJAYA & CYBERJAYA | Existing | 11 kV |  | RYB | VCBJ/PCE/J22091 | PE 22.09 FUJITSU F1 |  |  | Fail | Please check "Use"
377672199 | TNB | DISTRIBUTION | WP PUTRAJAYA & CYBERJAYA | Existing | 11 kV |  | RYB | VCBJ/PCE/J22091 | PE 22.09 FUJITSU F1 |  |  | Fail | Please check "Use"
377672200 | TNB | DISTRIBUTION | WP PUTRAJAYA & CYBERJAYA | Existing | 11 kV |  | RYB | VCBJ/PCE/J22091 | PE 22.09 FUJITSU F1 |  |  | Fail | Please check "Use"
377672202 | TNB | DISTRIBUTION | WP PUTRAJAYA & CYBERJAYA | Existing | 11 kV |  | RYB | VCBJ/PCE/J22092 | PE 22.09 FUJITSU F2 |  |  | Fail | Please check "Use"
377672203 | TNB | DISTRIBUTION | WP PUTRAJAYA & CYBERJAYA | Existing | 11 kV |  | RYB | VCBJ/PCE/J22092 | PE 22.09 FUJITSU F2 |  |  | Fail | Please check "Use"
377672208 | TNB | DISTRIBUTION | WP PUTRAJAYA & CYBERJAYA | Existing | 11 kV |  | RYB | VCBJ/PCE/J22092 | PE 22.09 FUJITSU F2 |  |  | Fail | Please check "Use"
377672214 | TNB | DISTRIBUTION | WP PUTRAJAYA & CYBERJAYA | Existing | 11 kV |  | RYB | VCBJ/PCE/J22092 | PE 22.09 FUJITSU F2 |  |  | Fail | Please check "Use"
377672215 | TNB | DISTRIBUTION | WP PUTRAJAYA & CYBERJAYA | Existing | 11 kV |  | RYB | VCBJ/PCE/J22092 | PE 22.09 FUJITSU F2 |  |  | Fail | Please check "Use"
377672219 | TNB | DISTRIBUTION | WP PUTRAJAYA & CYBERJAYA | Existing | 11 kV |  | RYB | VCBJ/PCE/J22092 | PE 22.09 FUJITSU F2 |  |  | Fail | Please check "Use"
377672222 | TNB | DISTRIBUTION | WP PUTRAJAYA & CYBERJAYA | Existing | 11 kV |  | RYB | VCBJ/PCE/J22092 | PE 22.09 FUJITSU F2 |  |  | Fail | Please check "Use"
377672223 | TNB | DISTRIBUTION | WP PUTRAJAYA & CYBERJAYA | Existing | 11 kV |  | RYB | VCBJ/PCE/J22092 | PE 22.09 FUJITSU F2 |  |  | Fail | Please check "Use"
377672351 | TNB | DISTRIBUTION | WP PUTRAJAYA & CYBERJAYA | Existing | 11 kV |  | RYB | VCBJ/PCE/J22491 | PE 22.49 LOT PT 12082 F1 |  |  | Fail | Please check "Use"
377672352 | TNB | DISTRIBUTION | WP PUTRAJAYA & CYBERJAYA | Existing | 11 kV |  | RYB | VCBJ/PCE/J22491 | PE 22.49 LOT PT 12082 F1 |  |  | Fail | Please check "Use"
377672357 | TNB | DISTRIBUTION | WP PUTRAJAYA & CYBERJAYA | Existing | 11 kV |  | RYB | VCBJ/PCE/J22491 | PE 22.49 LOT PT 12082 F1 |  |  | Fail | Please check "Use"
377672363 | TNB | DISTRIBUTION | WP PUTRAJAYA & CYBERJAYA | Existing | 11 kV |  | RYB | VCBJ/PCE/J22491 | PE 22.49 LOT PT 12082 F1 |  |  | Fail | Please check "Use"
377672364 | TNB | DISTRIBUTION | WP PUTRAJAYA & CYBERJAYA | Existing | 11 kV |  | RYB | VCBJ/PCE/J22491 | PE 22.49 LOT PT 12082 F1 |  |  | Fail | Please check "Use"
377672368 | TNB | DISTRIBUTION | WP PUTRAJAYA & CYBERJAYA | Existing | 11 kV |  | RYB | VCBJ/PCE/J22491 | PE 22.49 LOT PT 12082 F1 |  |  | Fail | Please check "Use"
377672371 | TNB | DISTRIBUTION | WP PUTRAJAYA & CYBERJAYA | Existing | 11 kV |  | RYB | VCBJ/PCE/J22491 | PE 22.49 LOT PT 12082 F1 |  |  | Fail | Please check "Use"
377672372 | TNB | DISTRIBUTION | WP PUTRAJAYA & CYBERJAYA | Existing | 11 kV |  | RYB | VCBJ/PCE/J22491 | PE 22.49 LOT PT 12082 F1 |  |  | Fail | Please check "Use"
377672374 | TNB | DISTRIBUTION | WP PUTRAJAYA & CYBERJAYA | Existing | 11 kV |  | RYB | VCBJ/PCE/J22492 | PE 22.49 LOT PT 12082 F2 |  |  | Fail | Please check "Use"
377672375 | TNB | DISTRIBUTION | WP PUTRAJAYA & CYBERJAYA | Existing | 11 kV |  | RYB | VCBJ/PCE/J22492 | PE 22.49 LOT PT 12082 F2 |  |  | Fail | Please check "Use"
377672380 | TNB | DISTRIBUTION | WP PUTRAJAYA & CYBERJAYA | Existing | 11 kV |  | RYB | VCBJ/PCE/J22492 | PE 22.49 LOT PT 12082 F2 |  |  | Fail | Please check "Use"
377672386 | TNB | DISTRIBUTION | WP PUTRAJAYA & CYBERJAYA | Existing | 11 kV |  | RYB | VCBJ/PCE/J22492 | PE 22.49 LOT PT 12082 F2 |  |  | Fail | Please check "Use"
377672387 | TNB | DISTRIBUTION | WP PUTRAJAYA & CYBERJAYA | Existing | 11 kV |  | RYB | VCBJ/PCE/J22492 | PE 22.49 LOT PT 12082 F2 |  |  | Fail | Please check "Use"
377672391 | TNB | DISTRIBUTION | WP PUTRAJAYA & CYBERJAYA | Existing | 11 kV |  | RYB | VCBJ/PCE/J22492 | PE 22.49 LOT PT 12082 F2 |  |  | Fail | Please check "Use"
377672394 | TNB | DISTRIBUTION | WP PUTRAJAYA & CYBERJAYA | Existing | 11 kV |  | RYB | VCBJ/PCE/J22492 | PE 22.49 LOT PT 12082 F2 |  |  | Fail | Please check "Use"
377672395 | TNB | DISTRIBUTION | WP PUTRAJAYA & CYBERJAYA | Existing | 11 kV |  | RYB | VCBJ/PCE/J22492 | PE 22.49 LOT PT 12082 F2 |  |  | Fail | Please check "Use"
377672482 | TNB | DISTRIBUTION | WP PUTRAJAYA & CYBERJAYA | Existing | 11 kV |  | RYB | VCBJ/PCE/J22561 | SS 22.56 JPJ F1 |  |  | Fail | Please check "Use"
377672486 | TNB | DISTRIBUTION | WP PUTRAJAYA & CYBERJAYA | Existing | 11 kV |  | RYB | VCBJ/PCE/J22561 | SS 22.56 JPJ F1 |  |  | Fail | Please check "Use"
377672489 | TNB | DISTRIBUTION | WP PUTRAJAYA & CYBERJAYA | Existing | 11 kV |  | RYB | VCBJ/PCE/J22561 | SS 22.56 JPJ F1 |  |  | Fail | Please check "Use"
377672492 | TNB | DISTRIBUTION | WP PUTRAJAYA & CYBERJAYA | Existing | 11 kV |  | RYB | VCBJ/PCE/J22561 | SS 22.56 JPJ F1 |  |  | Fail | Please check "Use"
377672494 | TNB | DISTRIBUTION | WP PUTRAJAYA & CYBERJAYA | Existing | 11 kV |  | RYB | VCBJ/PCE/J22561 | SS 22.56 JPJ F1 |  |  | Fail | Please check "Use"
377672497 | TNB | DISTRIBUTION | WP PUTRAJAYA & CYBERJAYA | Existing | 11 kV |  | RYB | VCBJ/PCE/J22561 | SS 22.56 JPJ F1 |  |  | Fail | Please check "Use"
377672500 | TNB | DISTRIBUTION | WP PUTRAJAYA & CYBERJAYA | Existing | 11 kV |  | RYB | VCBJ/PCE/J22561 | SS 22.56 JPJ F1 |  |  | Fail | Please check "Use"
377672501 | TNB | DISTRIBUTION | WP PUTRAJAYA & CYBERJAYA | Existing | 11 kV |  | RYB | VCBJ/PCE/J22561 | SS 22.56 JPJ F1 |  |  | Fail | Please check "Use"
377672508 | TNB | DISTRIBUTION | WP PUTRAJAYA & CYBERJAYA | Existing | 11 kV |  | RYB | VCBJ/PCE/J22561 | SS 22.56 JPJ F1 |  |  | Fail | Please check "Use"
377672523 | TNB | DISTRIBUTION | WP PUTRAJAYA & CYBERJAYA | Existing | 11 kV |  | RYB | VCBJ/PCE/J22562 | SS 22.56 JPJ F2 |  |  | Fail | Please check "Use"
377672527 | TNB | DISTRIBUTION | WP PUTRAJAYA & CYBERJAYA | Existing | 11 kV |  | RYB | VCBJ/PCE/J22562 | SS 22.56 JPJ F2 |  |  | Fail | Please check "Use"
377672530 | TNB | DISTRIBUTION | WP PUTRAJAYA & CYBERJAYA | Existing | 11 kV |  | RYB | VCBJ/PCE/J22562 | SS 22.56 JPJ F2 |  |  | Fail | Please check "Use"
377672533 | TNB | DISTRIBUTION | WP PUTRAJAYA & CYBERJAYA | Existing | 11 kV |  | RYB | VCBJ/PCE/J22562 | SS 22.56 JPJ F2 |  |  | Fail | Please check "Use"
377672535 | TNB | DISTRIBUTION | WP PUTRAJAYA & CYBERJAYA | Existing | 11 kV |  | RYB | VCBJ/PCE/J22562 | SS 22.56 JPJ F2 |  |  | Fail | Please check "Use"
377672538 | TNB | DISTRIBUTION | WP PUTRAJAYA & CYBERJAYA | Existing | 11 kV |  | RYB | VCBJ/PCE/J22562 | SS 22.56 JPJ F2 |  |  | Fail | Please check "Use"
377672541 | TNB | DISTRIBUTION | WP PUTRAJAYA & CYBERJAYA | Existing | 11 kV |  | RYB | VCBJ/PCE/J22562 | SS 22.56 JPJ F2 |  |  | Fail | Please check "Use"
377672542 | TNB | DISTRIBUTION | WP PUTRAJAYA & CYBERJAYA | Existing | 11 kV |  | RYB | VCBJ/PCE/J22562 | SS 22.56 JPJ F2 |  |  | Fail | Please check "Use"
377672549 | TNB | DISTRIBUTION | WP PUTRAJAYA & CYBERJAYA | Existing | 11 kV |  | RYB | VCBJ/PCE/J22562 | SS 22.56 JPJ F2 |  |  | Fail | Please check "Use"
377672559 | TNB | DISTRIBUTION | WP PUTRAJAYA & CYBERJAYA | Existing | 11 kV |  | RYB | VCBJ/PCE/J22432 | SS 22.43 BMW F2 |  |  | Fail | Please check "Use"
377672561 | TNB | DISTRIBUTION | WP PUTRAJAYA & CYBERJAYA | Existing | 11 kV |  | RYB | VCBJ/PCE/J22432 | SS 22.43 BMW F2 |  |  | Fail | Please check "Use"
377672563 | TNB | DISTRIBUTION | WP PUTRAJAYA & CYBERJAYA | Existing | 11 kV |  | RYB | VCBJ/PCE/J22432 | SS 22.43 BMW F2 |  |  | Fail | Please check "Use"
377672566 | TNB | DISTRIBUTION | WP PUTRAJAYA & CYBERJAYA | Existing | 11 kV |  | RYB | VCBJ/PCE/J22432 | SS 22.43 BMW F2 |  |  | Fail | Please check "Use"
377672567 | TNB | DISTRIBUTION | WP PUTRAJAYA & CYBERJAYA | Existing | 11 kV |  | RYB | VCBJ/PCE/J22432 | SS 22.43 BMW F2 |  |  | Fail | Please check "Use"
377672568 | TNB | DISTRIBUTION | WP PUTRAJAYA & CYBERJAYA | Existing | 11 kV |  | RYB | VCBJ/PCE/J22432 | SS 22.43 BMW F2 |  |  | Fail | Please check "Use"
377672574 | TNB | DISTRIBUTION | WP PUTRAJAYA & CYBERJAYA | Existing | 11 kV |  | RYB | VCBJ/PCE/J22432 | SS 22.43 BMW F2 |  |  | Fail | Please check "Use"
377672579 | TNB | DISTRIBUTION | WP PUTRAJAYA & CYBERJAYA | Existing | 11 kV |  | RYB | VCBJ/PCE/J22432 | SS 22.43 BMW F2 |  |  | Fail | Please check "Use"
377672586 | TNB | DISTRIBUTION | WP PUTRAJAYA & CYBERJAYA | Existing | 11 kV |  | RYB | VCBJ/PCE/J22151 | PE 22.15 LOT12072 P.MULTIMEDIA F1 |  |  | Fail | Please check "Use"
377672587 | TNB | DISTRIBUTION | WP PUTRAJAYA & CYBERJAYA | Existing | 11 kV |  | RYB | VCBJ/PCE/J22151 | PE 22.15 LOT12072 P.MULTIMEDIA F1 |  |  | Fail | Please check "Use"
377672592 | TNB | DISTRIBUTION | WP PUTRAJAYA & CYBERJAYA | Existing | 11 kV |  | RYB | VCBJ/PCE/J22151 | PE 22.15 LOT12072 P.MULTIMEDIA F1 |  |  | Fail | Please check "Use"
377672598 | TNB | DISTRIBUTION | WP PUTRAJAYA & CYBERJAYA | Existing | 11 kV |  | RYB | VCBJ/PCE/J22151 | PE 22.15 LOT12072 P.MULTIMEDIA F1 |  |  | Fail | Please check "Use"
377672599 | TNB | DISTRIBUTION | WP PUTRAJAYA & CYBERJAYA | Existing | 11 kV |  | RYB | VCBJ/PCE/J22151 | PE 22.15 LOT12072 P.MULTIMEDIA F1 |  |  | Fail | Please check "Use"
377672603 | TNB | DISTRIBUTION | WP PUTRAJAYA & CYBERJAYA | Existing | 11 kV |  | RYB | VCBJ/PCE/J22151 | PE 22.15 LOT12072 P.MULTIMEDIA F1 |  |  | Fail | Please check "Use"
377672606 | TNB | DISTRIBUTION | WP PUTRAJAYA & CYBERJAYA | Existing | 11 kV |  | RYB | VCBJ/PCE/J22151 | PE 22.15 LOT12072 P.MULTIMEDIA F1 |  |  | Fail | Please check "Use"
377672607 | TNB | DISTRIBUTION | WP PUTRAJAYA & CYBERJAYA | Existing | 11 kV |  | RYB | VCBJ/PCE/J22151 | PE 22.15 LOT12072 P.MULTIMEDIA F1 |  |  | Fail | Please check "Use"
377672680 | TNB | DISTRIBUTION | WP PUTRAJAYA & CYBERJAYA | Existing | 11 kV |  | RYB | VCBJ/PCE/J22152 | PE 22.15 LOT 12072 P.MULTIMEDIA F2 |  |  | Fail | Please check "Use"
377672681 | TNB | DISTRIBUTION | WP PUTRAJAYA & CYBERJAYA | Existing | 11 kV |  | RYB | VCBJ/PCE/J22152 | PE 22.15 LOT 12072 P.MULTIMEDIA F2 |  |  | Fail | Please check "Use"
377672686 | TNB | DISTRIBUTION | WP PUTRAJAYA & CYBERJAYA | Existing | 11 kV |  | RYB | VCBJ/PCE/J22152 | PE 22.15 LOT 12072 P.MULTIMEDIA F2 |  |  | Fail | Please check "Use"
377672692 | TNB | DISTRIBUTION | WP PUTRAJAYA & CYBERJAYA | Existing | 11 kV |  | RYB | VCBJ/PCE/J22152 | PE 22.15 LOT 12072 P.MULTIMEDIA F2 |  |  | Fail | Please check "Use"
377672693 | TNB | DISTRIBUTION | WP PUTRAJAYA & CYBERJAYA | Existing | 11 kV |  | RYB | VCBJ/PCE/J22152 | PE 22.15 LOT 12072 P.MULTIMEDIA F2 |  |  | Fail | Please check "Use"
377672697 | TNB | DISTRIBUTION | WP PUTRAJAYA & CYBERJAYA | Existing | 11 kV |  | RYB | VCBJ/PCE/J22152 | PE 22.15 LOT 12072 P.MULTIMEDIA F2 |  |  | Fail | Please check "Use"
377672700 | TNB | DISTRIBUTION | WP PUTRAJAYA & CYBERJAYA | Existing | 11 kV |  | RYB | VCBJ/PCE/J22152 | PE 22.15 LOT 12072 P.MULTIMEDIA F2 |  |  | Fail | Please check "Use"
377672701 | TNB | DISTRIBUTION | WP PUTRAJAYA & CYBERJAYA | Existing | 11 kV |  | RYB | VCBJ/PCE/J22152 | PE 22.15 LOT 12072 P.MULTIMEDIA F2 |  |  | Fail | Please check "Use"
377672795 | TNB | DISTRIBUTION | WP PUTRAJAYA & CYBERJAYA | Existing | 11 kV |  | RYB | VCBJ/PCE/J22431 | SS 22.43 BMW F1 |  |  | Fail | Please check "Use"
377672797 | TNB | DISTRIBUTION | WP PUTRAJAYA & CYBERJAYA | Existing | 11 kV |  | RYB | VCBJ/PCE/J22431 | SS 22.43 BMW F1 |  |  | Fail | Please check "Use"
377672799 | TNB | DISTRIBUTION | WP PUTRAJAYA & CYBERJAYA | Existing | 11 kV |  | RYB | VCBJ/PCE/J22431 | SS 22.43 BMW F1 |  |  | Fail | Please check "Use"
377672802 | TNB | DISTRIBUTION | WP PUTRAJAYA & CYBERJAYA | Existing | 11 kV |  | RYB | VCBJ/PCE/J22431 | SS 22.43 BMW F1 |  |  | Fail | Please check "Use"
377672803 | TNB | DISTRIBUTION | WP PUTRAJAYA & CYBERJAYA | Existing | 11 kV |  | RYB | VCBJ/PCE/J22431 | SS 22.43 BMW F1 |  |  | Fail | Please check "Use"
377672804 | TNB | DISTRIBUTION | WP PUTRAJAYA & CYBERJAYA | Existing | 11 kV |  | RYB | VCBJ/PCE/J22431 | SS 22.43 BMW F1 |  |  | Fail | Please check "Use"
377672810 | TNB | DISTRIBUTION | WP PUTRAJAYA & CYBERJAYA | Existing | 11 kV |  | RYB | VCBJ/PCE/J22431 | SS 22.43 BMW F1 |  |  | Fail | Please check "Use"
377672815 | TNB | DISTRIBUTION | WP PUTRAJAYA & CYBERJAYA | Existing | 11 kV |  | RYB | VCBJ/PCE/J22431 | SS 22.43 BMW F1 |  |  | Fail | Please check "Use"
377678793 | TNB | DISTRIBUTION | WP PUTRAJAYA & CYBERJAYA | Existing | 11 kV |  | RYB | VPTJ/PCE/J05202 | SS 5.20 5G2 TOWER 1 F2 |  |  | Fail | Please check "Use"
377678797 | TNB | DISTRIBUTION | WP PUTRAJAYA & CYBERJAYA | Existing | 11 kV |  | RYB | VPTJ/PCE/J05202 | SS 5.20 5G2 TOWER 1 F2 |  |  | Fail | Please check "Use"
377678801 | TNB | DISTRIBUTION | WP PUTRAJAYA & CYBERJAYA | Existing | 11 kV |  | RYB | VPTJ/PCE/J05202 | SS 5.20 5G2 TOWER 1 F2 |  |  | Fail | Please check "Use"
377678803 | TNB | DISTRIBUTION | WP PUTRAJAYA & CYBERJAYA | Existing | 11 kV |  | RYB | VPTJ/PCE/J05202 | SS 5.20 5G2 TOWER 1 F2 |  |  | Fail | Please check "Use"
377678805 | TNB | DISTRIBUTION | WP PUTRAJAYA & CYBERJAYA | Existing | 11 kV |  | RYB | VPTJ/PCE/J05202 | SS 5.20 5G2 TOWER 1 F2 |  |  | Fail | Please check "Use"
377678811 | TNB | DISTRIBUTION | WP PUTRAJAYA & CYBERJAYA | Existing | 11 kV |  | RYB | VPTJ/PCE/J05202 | SS 5.20 5G2 TOWER 1 F2 |  |  | Fail | Please check "Use"
377678813 | TNB | DISTRIBUTION | WP PUTRAJAYA & CYBERJAYA | Existing | 11 kV |  | RYB | VPTJ/PCE/J05202 | SS 5.20 5G2 TOWER 1 F2 |  |  | Fail | Please check "Use"
377678816 | TNB | DISTRIBUTION | WP PUTRAJAYA & CYBERJAYA | Existing | 11 kV |  | RYB | VPTJ/PCE/J05202 | SS 5.20 5G2 TOWER 1 F2 |  |  | Fail | Please check "Use"
377678834 | TNB | DISTRIBUTION | WP PUTRAJAYA & CYBERJAYA | Existing | 11 kV |  | RYB | VPTJ/PCE/J05212 | SS 5.21 5G2 TOWER 2 (F2) |  |  | Fail | Please check "Use"
377678838 | TNB | DISTRIBUTION | WP PUTRAJAYA & CYBERJAYA | Existing | 11 kV |  | RYB | VPTJ/PCE/J05212 | SS 5.21 5G2 TOWER 2 (F2) |  |  | Fail | Please check "Use"
377678842 | TNB | DISTRIBUTION | WP PUTRAJAYA & CYBERJAYA | Existing | 11 kV |  | RYB | VPTJ/PCE/J05212 | SS 5.21 5G2 TOWER 2 (F2) |  |  | Fail | Please check "Use"
377678844 | TNB | DISTRIBUTION | WP PUTRAJAYA & CYBERJAYA | Existing | 11 kV |  | RYB | VPTJ/PCE/J05212 | SS 5.21 5G2 TOWER 2 (F2) |  |  | Fail | Please check "Use"
377678846 | TNB | DISTRIBUTION | WP PUTRAJAYA & CYBERJAYA | Existing | 11 kV |  | RYB | VPTJ/PCE/J05212 | SS 5.21 5G2 TOWER 2 (F2) |  |  | Fail | Please check "Use"
377678852 | TNB | DISTRIBUTION | WP PUTRAJAYA & CYBERJAYA | Existing | 11 kV |  | RYB | VPTJ/PCE/J05212 | SS 5.21 5G2 TOWER 2 (F2) |  |  | Fail | Please check "Use"
377678854 | TNB | DISTRIBUTION | WP PUTRAJAYA & CYBERJAYA | Existing | 11 kV |  | RYB | VPTJ/PCE/J05212 | SS 5.21 5G2 TOWER 2 (F2) |  |  | Fail | Please check "Use"
377678857 | TNB | DISTRIBUTION | WP PUTRAJAYA & CYBERJAYA | Existing | 11 kV |  | RYB | VPTJ/PCE/J05212 | SS 5.21 5G2 TOWER 2 (F2) |  |  | Fail | Please check "Use"
377678885 | TNB | DISTRIBUTION | WP PUTRAJAYA & CYBERJAYA | Existing | 11 kV |  | RYB | VPTJ/PCE/J05102 | SS 5.10 HOTEL ALAM WARISAN (F2) |  |  | Fail | Please check "Use"
377678889 | TNB | DISTRIBUTION | WP PUTRAJAYA & CYBERJAYA | Existing | 11 kV |  | RYB | VPTJ/PCE/J05102 | SS 5.10 HOTEL ALAM WARISAN (F2) |  |  | Fail | Please check "Use"
377678892 | TNB | DISTRIBUTION | WP PUTRAJAYA & CYBERJAYA | Existing | 11 kV |  | RYB | VPTJ/PCE/J05102 | SS 5.10 HOTEL ALAM WARISAN (F2) |  |  | Fail | Please check "Use"
377678893 | TNB | DISTRIBUTION | WP PUTRAJAYA & CYBERJAYA | Existing | 11 kV |  | RYB | VPTJ/PCE/J05102 | SS 5.10 HOTEL ALAM WARISAN (F2) |  |  | Fail | Please check "Use"
377678895 | TNB | DISTRIBUTION | WP PUTRAJAYA & CYBERJAYA | Existing | 11 kV |  | RYB | VPTJ/PCE/J05102 | SS 5.10 HOTEL ALAM WARISAN (F2) |  |  | Fail | Please check "Use"
377678897 | TNB | DISTRIBUTION | WP PUTRAJAYA & CYBERJAYA | Existing | 11 kV |  | RYB | VPTJ/PCE/J05102 | SS 5.10 HOTEL ALAM WARISAN (F2) |  |  | Fail | Please check "Use"
377678900 | TNB | DISTRIBUTION | WP PUTRAJAYA & CYBERJAYA | Existing | 11 kV |  | RYB | VPTJ/PCE/J05102 | SS 5.10 HOTEL ALAM WARISAN (F2) |  |  | Fail | Please check "Use"
377678903 | TNB | DISTRIBUTION | WP PUTRAJAYA & CYBERJAYA | Existing | 11 kV |  | RYB | VPTJ/PCE/J05102 | SS 5.10 HOTEL ALAM WARISAN (F2) |  |  | Fail | Please check "Use"
377678904 | TNB | DISTRIBUTION | WP PUTRAJAYA & CYBERJAYA | Existing | 11 kV |  | RYB | VPTJ/PCE/J05102 | SS 5.10 HOTEL ALAM WARISAN (F2) |  |  | Fail | Please check "Use"
377678905 | TNB | DISTRIBUTION | WP PUTRAJAYA & CYBERJAYA | Existing | 11 kV |  | RYB | VPTJ/PCE/J05102 | SS 5.10 HOTEL ALAM WARISAN (F2) |  |  | Fail | Please check "Use"
377678908 | TNB | DISTRIBUTION | WP PUTRAJAYA & CYBERJAYA | Existing | 11 kV |  | RYB | VPTJ/PCE/J05102 | SS 5.10 HOTEL ALAM WARISAN (F2) |  |  | Fail | Please check "Use"
377678911 | TNB | DISTRIBUTION | WP PUTRAJAYA & CYBERJAYA | Existing | 11 kV |  | RYB | VPTJ/PCE/J05102 | SS 5.10 HOTEL ALAM WARISAN (F2) |  |  | Fail | Please check "Use"
377678919 | TNB | DISTRIBUTION | WP PUTRAJAYA & CYBERJAYA | Existing | 11 kV |  | RYB | VPTJ/PCE/J05102 | SS 5.10 HOTEL ALAM WARISAN (F2) |  |  | Fail | Please check "Use"
377678926 | TNB | DISTRIBUTION | WP PUTRAJAYA & CYBERJAYA | Existing | 11 kV |  | RYB | VPTJ/PCE/J05342 | SS 5.34 CITY CAMPUS F2 |  |  | Fail | Please check "Use"
377678930 | TNB | DISTRIBUTION | WP PUTRAJAYA & CYBERJAYA | Existing | 11 kV |  | RYB | VPTJ/PCE/J05342 | SS 5.34 CITY CAMPUS F2 |  |  | Fail | Please check "Use"
377678934 | TNB | DISTRIBUTION | WP PUTRAJAYA & CYBERJAYA | Existing | 11 kV |  | RYB | VPTJ/PCE/J05342 | SS 5.34 CITY CAMPUS F2 |  |  | Fail | Please check "Use"
377678936 | TNB | DISTRIBUTION | WP PUTRAJAYA & CYBERJAYA | Existing | 11 kV |  | RYB | VPTJ/PCE/J05342 | SS 5.34 CITY CAMPUS F2 |  |  | Fail | Please check "Use"
377678938 | TNB | DISTRIBUTION | WP PUTRAJAYA & CYBERJAYA | Existing | 11 kV |  | RYB | VPTJ/PCE/J05342 | SS 5.34 CITY CAMPUS F2 |  |  | Fail | Please check "Use"
377678944 | TNB | DISTRIBUTION | WP PUTRAJAYA & CYBERJAYA | Existing | 11 kV |  | RYB | VPTJ/PCE/J05342 | SS 5.34 CITY CAMPUS F2 |  |  | Fail | Please check "Use"
377678946 | TNB | DISTRIBUTION | WP PUTRAJAYA & CYBERJAYA | Existing | 11 kV |  | RYB | VPTJ/PCE/J05342 | SS 5.34 CITY CAMPUS F2 |  |  | Fail | Please check "Use"
377678949 | TNB | DISTRIBUTION | WP PUTRAJAYA & CYBERJAYA | Existing | 11 kV |  | RYB | VPTJ/PCE/J05342 | SS 5.34 CITY CAMPUS F2 |  |  | Fail | Please check "Use"
377678980 | TNB | DISTRIBUTION | WP PUTRAJAYA & CYBERJAYA | Existing | 11 kV |  | RYB | VPTJ/PCE/J05341 | SS 5.34 CITY CAMPUS F1 |  |  | Fail | Please check "Use"
377678984 | TNB | DISTRIBUTION | WP PUTRAJAYA & CYBERJAYA | Existing | 11 kV |  | RYB | VPTJ/PCE/J05341 | SS 5.34 CITY CAMPUS F1 |  |  | Fail | Please check "Use"
377678988 | TNB | DISTRIBUTION | WP PUTRAJAYA & CYBERJAYA | Existing | 11 kV |  | RYB | VPTJ/PCE/J05341 | SS 5.34 CITY CAMPUS F1 |  |  | Fail | Please check "Use"
377678990 | TNB | DISTRIBUTION | WP PUTRAJAYA & CYBERJAYA | Existing | 11 kV |  | RYB | VPTJ/PCE/J05341 | SS 5.34 CITY CAMPUS F1 |  |  | Fail | Please check "Use"
377678992 | TNB | DISTRIBUTION | WP PUTRAJAYA & CYBERJAYA | Existing | 11 kV |  | RYB | VPTJ/PCE/J05341 | SS 5.34 CITY CAMPUS F1 |  |  | Fail | Please check "Use"
377678998 | TNB | DISTRIBUTION | WP PUTRAJAYA & CYBERJAYA | Existing | 11 kV |  | RYB | VPTJ/PCE/J05341 | SS 5.34 CITY CAMPUS F1 |  |  | Fail | Please check "Use"
377679000 | TNB | DISTRIBUTION | WP PUTRAJAYA & CYBERJAYA | Existing | 11 kV |  | RYB | VPTJ/PCE/J05341 | SS 5.34 CITY CAMPUS F1 |  |  | Fail | Please check "Use"
377679003 | TNB | DISTRIBUTION | WP PUTRAJAYA & CYBERJAYA | Existing | 11 kV |  | RYB | VPTJ/PCE/J05341 | SS 5.34 CITY CAMPUS F1 |  |  | Fail | Please check "Use"
377679026 | TNB | DISTRIBUTION | WP PUTRAJAYA & CYBERJAYA | Existing | 11 kV |  | RYB | VPTJ/PCE/J05201 | SS 5.20 5G2 TOWER 1 F1 |  |  | Fail | Please check "Use"
377679030 | TNB | DISTRIBUTION | WP PUTRAJAYA & CYBERJAYA | Existing | 11 kV |  | RYB | VPTJ/PCE/J05201 | SS 5.20 5G2 TOWER 1 F1 |  |  | Fail | Please check "Use"
377679034 | TNB | DISTRIBUTION | WP PUTRAJAYA & CYBERJAYA | Existing | 11 kV |  | RYB | VPTJ/PCE/J05201 | SS 5.20 5G2 TOWER 1 F1 |  |  | Fail | Please check "Use"
377679036 | TNB | DISTRIBUTION | WP PUTRAJAYA & CYBERJAYA | Existing | 11 kV |  | RYB | VPTJ/PCE/J05201 | SS 5.20 5G2 TOWER 1 F1 |  |  | Fail | Please check "Use"
377679038 | TNB | DISTRIBUTION | WP PUTRAJAYA & CYBERJAYA | Existing | 11 kV |  | RYB | VPTJ/PCE/J05201 | SS 5.20 5G2 TOWER 1 F1 |  |  | Fail | Please check "Use"
377679044 | TNB | DISTRIBUTION | WP PUTRAJAYA & CYBERJAYA | Existing | 11 kV |  | RYB | VPTJ/PCE/J05201 | SS 5.20 5G2 TOWER 1 F1 |  |  | Fail | Please check "Use"
377679046 | TNB | DISTRIBUTION | WP PUTRAJAYA & CYBERJAYA | Existing | 11 kV |  | RYB | VPTJ/PCE/J05201 | SS 5.20 5G2 TOWER 1 F1 |  |  | Fail | Please check "Use"
377679049 | TNB | DISTRIBUTION | WP PUTRAJAYA & CYBERJAYA | Existing | 11 kV |  | RYB | VPTJ/PCE/J05201 | SS 5.20 5G2 TOWER 1 F1 |  |  | Fail | Please check "Use"
377679060 | TNB | DISTRIBUTION | WP PUTRAJAYA & CYBERJAYA | Existing | 11 kV |  | RYB | VPTJ/PCE/J05201 | SS 5.20 5G2 TOWER 1 F1 |  |  | Fail | Please check "Use"
377679067 | TNB | DISTRIBUTION | WP PUTRAJAYA & CYBERJAYA | Existing | 11 kV |  | RYB | VPTJ/PCE/J05211 | SS 5.21 5G2 TOWER 2 (F1) |  |  | Fail | Please check "Use"
377679071 | TNB | DISTRIBUTION | WP PUTRAJAYA & CYBERJAYA | Existing | 11 kV |  | RYB | VPTJ/PCE/J05211 | SS 5.21 5G2 TOWER 2 (F1) |  |  | Fail | Please check "Use"
377679075 | TNB | DISTRIBUTION | WP PUTRAJAYA & CYBERJAYA | Existing | 11 kV |  | RYB | VPTJ/PCE/J05211 | SS 5.21 5G2 TOWER 2 (F1) |  |  | Fail | Please check "Use"
377679077 | TNB | DISTRIBUTION | WP PUTRAJAYA & CYBERJAYA | Existing | 11 kV |  | RYB | VPTJ/PCE/J05211 | SS 5.21 5G2 TOWER 2 (F1) |  |  | Fail | Please check "Use"
377679079 | TNB | DISTRIBUTION | WP PUTRAJAYA & CYBERJAYA | Existing | 11 kV |  | RYB | VPTJ/PCE/J05211 | SS 5.21 5G2 TOWER 2 (F1) |  |  | Fail | Please check "Use"
377679085 | TNB | DISTRIBUTION | WP PUTRAJAYA & CYBERJAYA | Existing | 11 kV |  | RYB | VPTJ/PCE/J05211 | SS 5.21 5G2 TOWER 2 (F1) |  |  | Fail | Please check "Use"
377679087 | TNB | DISTRIBUTION | WP PUTRAJAYA & CYBERJAYA | Existing | 11 kV |  | RYB | VPTJ/PCE/J05211 | SS 5.21 5G2 TOWER 2 (F1) |  |  | Fail | Please check "Use"
377679090 | TNB | DISTRIBUTION | WP PUTRAJAYA & CYBERJAYA | Existing | 11 kV |  | RYB | VPTJ/PCE/J05211 | SS 5.21 5G2 TOWER 2 (F1) |  |  | Fail | Please check "Use"
377679128 | TNB | DISTRIBUTION | WP PUTRAJAYA & CYBERJAYA | Existing | 11 kV |  | RYB | VPTJ/PCE/J05101 | SS 5.10 HOTEL ALAM WARISAN (F1) |  |  | Fail | Please check "Use"
377679132 | TNB | DISTRIBUTION | WP PUTRAJAYA & CYBERJAYA | Existing | 11 kV |  | RYB | VPTJ/PCE/J05101 | SS 5.10 HOTEL ALAM WARISAN (F1) |  |  | Fail | Please check "Use"
377679135 | TNB | DISTRIBUTION | WP PUTRAJAYA & CYBERJAYA | Existing | 11 kV |  | RYB | VPTJ/PCE/J05101 | SS 5.10 HOTEL ALAM WARISAN (F1) |  |  | Fail | Please check "Use"
377679136 | TNB | DISTRIBUTION | WP PUTRAJAYA & CYBERJAYA | Existing | 11 kV |  | RYB | VPTJ/PCE/J05101 | SS 5.10 HOTEL ALAM WARISAN (F1) |  |  | Fail | Please check "Use"
377679138 | TNB | DISTRIBUTION | WP PUTRAJAYA & CYBERJAYA | Existing | 11 kV |  | RYB | VPTJ/PCE/J05101 | SS 5.10 HOTEL ALAM WARISAN (F1) |  |  | Fail | Please check "Use"
377679140 | TNB | DISTRIBUTION | WP PUTRAJAYA & CYBERJAYA | Existing | 11 kV |  | RYB | VPTJ/PCE/J05101 | SS 5.10 HOTEL ALAM WARISAN (F1) |  |  | Fail | Please check "Use"
377679143 | TNB | DISTRIBUTION | WP PUTRAJAYA & CYBERJAYA | Existing | 11 kV |  | RYB | VPTJ/PCE/J05101 | SS 5.10 HOTEL ALAM WARISAN (F1) |  |  | Fail | Please check "Use"
377679146 | TNB | DISTRIBUTION | WP PUTRAJAYA & CYBERJAYA | Existing | 11 kV |  | RYB | VPTJ/PCE/J05101 | SS 5.10 HOTEL ALAM WARISAN (F1) |  |  | Fail | Please check "Use"
377679147 | TNB | DISTRIBUTION | WP PUTRAJAYA & CYBERJAYA | Existing | 11 kV |  | RYB | VPTJ/PCE/J05101 | SS 5.10 HOTEL ALAM WARISAN (F1) |  |  | Fail | Please check "Use"
377679148 | TNB | DISTRIBUTION | WP PUTRAJAYA & CYBERJAYA | Existing | 11 kV |  | RYB | VPTJ/PCE/J05101 | SS 5.10 HOTEL ALAM WARISAN (F1) |  |  | Fail | Please check "Use"
377679151 | TNB | DISTRIBUTION | WP PUTRAJAYA & CYBERJAYA | Existing | 11 kV |  | RYB | VPTJ/PCE/J05101 | SS 5.10 HOTEL ALAM WARISAN (F1) |  |  | Fail | Please check "Use"
377679154 | TNB | DISTRIBUTION | WP PUTRAJAYA & CYBERJAYA | Existing | 11 kV |  | RYB | VPTJ/PCE/J05101 | SS 5.10 HOTEL ALAM WARISAN (F1) |  |  | Fail | Please check "Use"
377679162 | TNB | DISTRIBUTION | WP PUTRAJAYA & CYBERJAYA | Existing | 11 kV |  | RYB | VPTJ/PCE/J05101 | SS 5.10 HOTEL ALAM WARISAN (F1) |  |  | Fail | Please check "Use"
377679179 | TNB | DISTRIBUTION | WP PUTRAJAYA & CYBERJAYA | Existing | 11 kV |  | RYB | VPTJ/PCE/J05111 | SS 5.11 GDC (F1) |  |  | Fail | Please check "Use"
377679183 | TNB | DISTRIBUTION | WP PUTRAJAYA & CYBERJAYA | Existing | 11 kV |  | RYB | VPTJ/PCE/J05111 | SS 5.11 GDC (F1) |  |  | Fail | Please check "Use"
377679187 | TNB | DISTRIBUTION | WP PUTRAJAYA & CYBERJAYA | Existing | 11 kV |  | RYB | VPTJ/PCE/J05111 | SS 5.11 GDC (F1) |  |  | Fail | Please check "Use"
377679189 | TNB | DISTRIBUTION | WP PUTRAJAYA & CYBERJAYA | Existing | 11 kV |  | RYB | VPTJ/PCE/J05111 | SS 5.11 GDC (F1) |  |  | Fail | Please check "Use"
377679191 | TNB | DISTRIBUTION | WP PUTRAJAYA & CYBERJAYA | Existing | 11 kV |  | RYB | VPTJ/PCE/J05111 | SS 5.11 GDC (F1) |  |  | Fail | Please check "Use"
377679197 | TNB | DISTRIBUTION | WP PUTRAJAYA & CYBERJAYA | Existing | 11 kV |  | RYB | VPTJ/PCE/J05111 | SS 5.11 GDC (F1) |  |  | Fail | Please check "Use"
377679199 | TNB | DISTRIBUTION | WP PUTRAJAYA & CYBERJAYA | Existing | 11 kV |  | RYB | VPTJ/PCE/J05111 | SS 5.11 GDC (F1) |  |  | Fail | Please check "Use"
377679202 | TNB | DISTRIBUTION | WP PUTRAJAYA & CYBERJAYA | Existing | 11 kV |  | RYB | VPTJ/PCE/J05111 | SS 5.11 GDC (F1) |  |  | Fail | Please check "Use"
377679220 | TNB | DISTRIBUTION | WP PUTRAJAYA & CYBERJAYA | Existing | 11 kV |  | RYB | VPTJ/PCE/J05112 | SS 5.11 GDC (F2) |  |  | Fail | Please check "Use"
377679224 | TNB | DISTRIBUTION | WP PUTRAJAYA & CYBERJAYA | Existing | 11 kV |  | RYB | VPTJ/PCE/J05112 | SS 5.11 GDC (F2) |  |  | Fail | Please check "Use"
377679228 | TNB | DISTRIBUTION | WP PUTRAJAYA & CYBERJAYA | Existing | 11 kV |  | RYB | VPTJ/PCE/J05112 | SS 5.11 GDC (F2) |  |  | Fail | Please check "Use"
377679230 | TNB | DISTRIBUTION | WP PUTRAJAYA & CYBERJAYA | Existing | 11 kV |  | RYB | VPTJ/PCE/J05112 | SS 5.11 GDC (F2) |  |  | Fail | Please check "Use"
377679232 | TNB | DISTRIBUTION | WP PUTRAJAYA & CYBERJAYA | Existing | 11 kV |  | RYB | VPTJ/PCE/J05112 | SS 5.11 GDC (F2) |  |  | Fail | Please check "Use"
377679238 | TNB | DISTRIBUTION | WP PUTRAJAYA & CYBERJAYA | Existing | 11 kV |  | RYB | VPTJ/PCE/J05112 | SS 5.11 GDC (F2) |  |  | Fail | Please check "Use"
377679240 | TNB | DISTRIBUTION | WP PUTRAJAYA & CYBERJAYA | Existing | 11 kV |  | RYB | VPTJ/PCE/J05112 | SS 5.11 GDC (F2) |  |  | Fail | Please check "Use"
377679243 | TNB | DISTRIBUTION | WP PUTRAJAYA & CYBERJAYA | Existing | 11 kV |  | RYB | VPTJ/PCE/J05112 | SS 5.11 GDC (F2) |  |  | Fail | Please check "Use"
377679262 | TNB | DISTRIBUTION | WP PUTRAJAYA & CYBERJAYA | Existing | 11 kV |  | RYB | VPTJ/PCE/J05321 | PE 5.32 SEK REN PRESINT 5 (F1) |  |  | Fail | Please check "Use"
377679263 | TNB | DISTRIBUTION | WP PUTRAJAYA & CYBERJAYA | Existing | 11 kV |  | RYB | VPTJ/PCE/J05321 | PE 5.32 SEK REN PRESINT 5 (F1) |  |  | Fail | Please check "Use"
377679268 | TNB | DISTRIBUTION | WP PUTRAJAYA & CYBERJAYA | Existing | 11 kV |  | RYB | VPTJ/PCE/J05321 | PE 5.32 SEK REN PRESINT 5 (F1) |  |  | Fail | Please check "Use"
377679274 | TNB | DISTRIBUTION | WP PUTRAJAYA & CYBERJAYA | Existing | 11 kV |  | RYB | VPTJ/PCE/J05321 | PE 5.32 SEK REN PRESINT 5 (F1) |  |  | Fail | Please check "Use"
377679275 | TNB | DISTRIBUTION | WP PUTRAJAYA & CYBERJAYA | Existing | 11 kV |  | RYB | VPTJ/PCE/J05321 | PE 5.32 SEK REN PRESINT 5 (F1) |  |  | Fail | Please check "Use"
377679279 | TNB | DISTRIBUTION | WP PUTRAJAYA & CYBERJAYA | Existing | 11 kV |  | RYB | VPTJ/PCE/J05321 | PE 5.32 SEK REN PRESINT 5 (F1) |  |  | Fail | Please check "Use"
377679282 | TNB | DISTRIBUTION | WP PUTRAJAYA & CYBERJAYA | Existing | 11 kV |  | RYB | VPTJ/PCE/J05321 | PE 5.32 SEK REN PRESINT 5 (F1) |  |  | Fail | Please check "Use"
377679283 | TNB | DISTRIBUTION | WP PUTRAJAYA & CYBERJAYA | Existing | 11 kV |  | RYB | VPTJ/PCE/J05321 | PE 5.32 SEK REN PRESINT 5 (F1) |  |  | Fail | Please check "Use"
377679301 | TNB | DISTRIBUTION | WP PUTRAJAYA & CYBERJAYA | Existing | 11 kV |  | RYB | VPTJ/PCE/J05322 | PE 5.32 SEK REN PRESINT 5 (F2) |  |  | Fail | Please check "Use"
377679302 | TNB | DISTRIBUTION | WP PUTRAJAYA & CYBERJAYA | Existing | 11 kV |  | RYB | VPTJ/PCE/J05322 | PE 5.32 SEK REN PRESINT 5 (F2) |  |  | Fail | Please check "Use"
377679307 | TNB | DISTRIBUTION | WP PUTRAJAYA & CYBERJAYA | Existing | 11 kV |  | RYB | VPTJ/PCE/J05322 | PE 5.32 SEK REN PRESINT 5 (F2) |  |  | Fail | Please check "Use"
377679313 | TNB | DISTRIBUTION | WP PUTRAJAYA & CYBERJAYA | Existing | 11 kV |  | RYB | VPTJ/PCE/J05322 | PE 5.32 SEK REN PRESINT 5 (F2) |  |  | Fail | Please check "Use"
377679314 | TNB | DISTRIBUTION | WP PUTRAJAYA & CYBERJAYA | Existing | 11 kV |  | RYB | VPTJ/PCE/J05322 | PE 5.32 SEK REN PRESINT 5 (F2) |  |  | Fail | Please check "Use"
377679318 | TNB | DISTRIBUTION | WP PUTRAJAYA & CYBERJAYA | Existing | 11 kV |  | RYB | VPTJ/PCE/J05322 | PE 5.32 SEK REN PRESINT 5 (F2) |  |  | Fail | Please check "Use"
377679321 | TNB | DISTRIBUTION | WP PUTRAJAYA & CYBERJAYA | Existing | 11 kV |  | RYB | VPTJ/PCE/J05322 | PE 5.32 SEK REN PRESINT 5 (F2) |  |  | Fail | Please check "Use"
377679322 | TNB | DISTRIBUTION | WP PUTRAJAYA & CYBERJAYA | Existing | 11 kV |  | RYB | VPTJ/PCE/J05322 | PE 5.32 SEK REN PRESINT 5 (F2) |  |  | Fail | Please check "Use"
377679415 | TNB | DISTRIBUTION | WP PUTRAJAYA & CYBERJAYA | Existing | 11 kV |  | RYB | VPTJ/PCE/J05331 | PE 5.33 SEK MEN PRESINT 5 (F1) |  |  | Fail | Please check "Use"
377679416 | TNB | DISTRIBUTION | WP PUTRAJAYA & CYBERJAYA | Existing | 11 kV |  | RYB | VPTJ/PCE/J05331 | PE 5.33 SEK MEN PRESINT 5 (F1) |  |  | Fail | Please check "Use"
377679421 | TNB | DISTRIBUTION | WP PUTRAJAYA & CYBERJAYA | Existing | 11 kV |  | RYB | VPTJ/PCE/J05331 | PE 5.33 SEK MEN PRESINT 5 (F1) |  |  | Fail | Please check "Use"
377679427 | TNB | DISTRIBUTION | WP PUTRAJAYA & CYBERJAYA | Existing | 11 kV |  | RYB | VPTJ/PCE/J05331 | PE 5.33 SEK MEN PRESINT 5 (F1) |  |  | Fail | Please check "Use"
377679428 | TNB | DISTRIBUTION | WP PUTRAJAYA & CYBERJAYA | Existing | 11 kV |  | RYB | VPTJ/PCE/J05331 | PE 5.33 SEK MEN PRESINT 5 (F1) |  |  | Fail | Please check "Use"
377679432 | TNB | DISTRIBUTION | WP PUTRAJAYA & CYBERJAYA | Existing | 11 kV |  | RYB | VPTJ/PCE/J05331 | PE 5.33 SEK MEN PRESINT 5 (F1) |  |  | Fail | Please check "Use"
377679435 | TNB | DISTRIBUTION | WP PUTRAJAYA & CYBERJAYA | Existing | 11 kV |  | RYB | VPTJ/PCE/J05331 | PE 5.33 SEK MEN PRESINT 5 (F1) |  |  | Fail | Please check "Use"
377679436 | TNB | DISTRIBUTION | WP PUTRAJAYA & CYBERJAYA | Existing | 11 kV |  | RYB | VPTJ/PCE/J05331 | PE 5.33 SEK MEN PRESINT 5 (F1) |  |  | Fail | Please check "Use"
377679511 | TNB | DISTRIBUTION | WP PUTRAJAYA & CYBERJAYA | Existing | 11 kV |  | RYB | VPTJ/PCE/J05332 | PE 5.33 SEK MEN PRESINT 5 (F2) |  |  | Fail | Please check "Use"
377679512 | TNB | DISTRIBUTION | WP PUTRAJAYA & CYBERJAYA | Existing | 11 kV |  | RYB | VPTJ/PCE/J05332 | PE 5.33 SEK MEN PRESINT 5 (F2) |  |  | Fail | Please check "Use"
377679517 | TNB | DISTRIBUTION | WP PUTRAJAYA & CYBERJAYA | Existing | 11 kV |  | RYB | VPTJ/PCE/J05332 | PE 5.33 SEK MEN PRESINT 5 (F2) |  |  | Fail | Please check "Use"
377679523 | TNB | DISTRIBUTION | WP PUTRAJAYA & CYBERJAYA | Existing | 11 kV |  | RYB | VPTJ/PCE/J05332 | PE 5.33 SEK MEN PRESINT 5 (F2) |  |  | Fail | Please check "Use"
377679524 | TNB | DISTRIBUTION | WP PUTRAJAYA & CYBERJAYA | Existing | 11 kV |  | RYB | VPTJ/PCE/J05332 | PE 5.33 SEK MEN PRESINT 5 (F2) |  |  | Fail | Please check "Use"
377679528 | TNB | DISTRIBUTION | WP PUTRAJAYA & CYBERJAYA | Existing | 11 kV |  | RYB | VPTJ/PCE/J05332 | PE 5.33 SEK MEN PRESINT 5 (F2) |  |  | Fail | Please check "Use"
377679531 | TNB | DISTRIBUTION | WP PUTRAJAYA & CYBERJAYA | Existing | 11 kV |  | RYB | VPTJ/PCE/J05332 | PE 5.33 SEK MEN PRESINT 5 (F2) |  |  | Fail | Please check "Use"
377679532 | TNB | DISTRIBUTION | WP PUTRAJAYA & CYBERJAYA | Existing | 11 kV |  | RYB | VPTJ/PCE/J05332 | PE 5.33 SEK MEN PRESINT 5 (F2) |  |  | Fail | Please check "Use"
377679624 | TNB | DISTRIBUTION | WP PUTRAJAYA & CYBERJAYA | Existing | 11 kV |  | RYB | VPTJ/PCE/J05171 | PE 5.17 BLOK C 5R3 (F1) |  |  | Fail | Please check "Use"
377679625 | TNB | DISTRIBUTION | WP PUTRAJAYA & CYBERJAYA | Existing | 11 kV |  | RYB | VPTJ/PCE/J05171 | PE 5.17 BLOK C 5R3 (F1) |  |  | Fail | Please check "Use"
377679630 | TNB | DISTRIBUTION | WP PUTRAJAYA & CYBERJAYA | Existing | 11 kV |  | RYB | VPTJ/PCE/J05171 | PE 5.17 BLOK C 5R3 (F1) |  |  | Fail | Please check "Use"
377679636 | TNB | DISTRIBUTION | WP PUTRAJAYA & CYBERJAYA | Existing | 11 kV |  | RYB | VPTJ/PCE/J05171 | PE 5.17 BLOK C 5R3 (F1) |  |  | Fail | Please check "Use"
377679637 | TNB | DISTRIBUTION | WP PUTRAJAYA & CYBERJAYA | Existing | 11 kV |  | RYB | VPTJ/PCE/J05171 | PE 5.17 BLOK C 5R3 (F1) |  |  | Fail | Please check "Use"
377679641 | TNB | DISTRIBUTION | WP PUTRAJAYA & CYBERJAYA | Existing | 11 kV |  | RYB | VPTJ/PCE/J05171 | PE 5.17 BLOK C 5R3 (F1) |  |  | Fail | Please check "Use"
377679644 | TNB | DISTRIBUTION | WP PUTRAJAYA & CYBERJAYA | Existing | 11 kV |  | RYB | VPTJ/PCE/J05171 | PE 5.17 BLOK C 5R3 (F1) |  |  | Fail | Please check "Use"
377679645 | TNB | DISTRIBUTION | WP PUTRAJAYA & CYBERJAYA | Existing | 11 kV |  | RYB | VPTJ/PCE/J05171 | PE 5.17 BLOK C 5R3 (F1) |  |  | Fail | Please check "Use"
377679713 | TNB | DISTRIBUTION | WP PUTRAJAYA & CYBERJAYA | Existing | 11 kV |  | RYB | VPTJ/PCE/J05172 | PE 5.17 BLOK C 5R3 (F2) |  |  | Fail | Please check "Use"
377679714 | TNB | DISTRIBUTION | WP PUTRAJAYA & CYBERJAYA | Existing | 11 kV |  | RYB | VPTJ/PCE/J05172 | PE 5.17 BLOK C 5R3 (F2) |  |  | Fail | Please check "Use"
377679719 | TNB | DISTRIBUTION | WP PUTRAJAYA & CYBERJAYA | Existing | 11 kV |  | RYB | VPTJ/PCE/J05172 | PE 5.17 BLOK C 5R3 (F2) |  |  | Fail | Please check "Use"
377679725 | TNB | DISTRIBUTION | WP PUTRAJAYA & CYBERJAYA | Existing | 11 kV |  | RYB | VPTJ/PCE/J05172 | PE 5.17 BLOK C 5R3 (F2) |  |  | Fail | Please check "Use"
377679726 | TNB | DISTRIBUTION | WP PUTRAJAYA & CYBERJAYA | Existing | 11 kV |  | RYB | VPTJ/PCE/J05172 | PE 5.17 BLOK C 5R3 (F2) |  |  | Fail | Please check "Use"
377679730 | TNB | DISTRIBUTION | WP PUTRAJAYA & CYBERJAYA | Existing | 11 kV |  | RYB | VPTJ/PCE/J05172 | PE 5.17 BLOK C 5R3 (F2) |  |  | Fail | Please check "Use"
377679733 | TNB | DISTRIBUTION | WP PUTRAJAYA & CYBERJAYA | Existing | 11 kV |  | RYB | VPTJ/PCE/J05172 | PE 5.17 BLOK C 5R3 (F2) |  |  | Fail | Please check "Use"
377679734 | TNB | DISTRIBUTION | WP PUTRAJAYA & CYBERJAYA | Existing | 11 kV |  | RYB | VPTJ/PCE/J05172 | PE 5.17 BLOK C 5R3 (F2) |  |  | Fail | Please check "Use"
377679818 | TNB | DISTRIBUTION | WP PUTRAJAYA & CYBERJAYA | Existing | 11 kV |  | RYB | VPTJ/PCE/J05182 | PE 5.18 BLOK D 5R3 (F2) |  |  | Fail | Please check "Use"
377679819 | TNB | DISTRIBUTION | WP PUTRAJAYA & CYBERJAYA | Existing | 11 kV |  | RYB | VPTJ/PCE/J05182 | PE 5.18 BLOK D 5R3 (F2) |  |  | Fail | Please check "Use"
377679824 | TNB | DISTRIBUTION | WP PUTRAJAYA & CYBERJAYA | Existing | 11 kV |  | RYB | VPTJ/PCE/J05182 | PE 5.18 BLOK D 5R3 (F2) |  |  | Fail | Please check "Use"
377679830 | TNB | DISTRIBUTION | WP PUTRAJAYA & CYBERJAYA | Existing | 11 kV |  | RYB | VPTJ/PCE/J05182 | PE 5.18 BLOK D 5R3 (F2) |  |  | Fail | Please check "Use"
377679831 | TNB | DISTRIBUTION | WP PUTRAJAYA & CYBERJAYA | Existing | 11 kV |  | RYB | VPTJ/PCE/J05182 | PE 5.18 BLOK D 5R3 (F2) |  |  | Fail | Please check "Use"
377679835 | TNB | DISTRIBUTION | WP PUTRAJAYA & CYBERJAYA | Existing | 11 kV |  | RYB | VPTJ/PCE/J05182 | PE 5.18 BLOK D 5R3 (F2) |  |  | Fail | Please check "Use"
377679838 | TNB | DISTRIBUTION | WP PUTRAJAYA & CYBERJAYA | Existing | 11 kV |  | RYB | VPTJ/PCE/J05182 | PE 5.18 BLOK D 5R3 (F2) |  |  | Fail | Please check "Use"
377679839 | TNB | DISTRIBUTION | WP PUTRAJAYA & CYBERJAYA | Existing | 11 kV |  | RYB | VPTJ/PCE/J05182 | PE 5.18 BLOK D 5R3 (F2) |  |  | Fail | Please check "Use"
377679949 | TNB | DISTRIBUTION | WP PUTRAJAYA & CYBERJAYA | Existing | 11 kV |  | RYB | VPTJ/PCE/J05181 | PE 5.18 BLOK D 5R3 (F1) |  |  | Fail | Please check "Use"
377679950 | TNB | DISTRIBUTION | WP PUTRAJAYA & CYBERJAYA | Existing | 11 kV |  | RYB | VPTJ/PCE/J05181 | PE 5.18 BLOK D 5R3 (F1) |  |  | Fail | Please check "Use"
377679955 | TNB | DISTRIBUTION | WP PUTRAJAYA & CYBERJAYA | Existing | 11 kV |  | RYB | VPTJ/PCE/J05181 | PE 5.18 BLOK D 5R3 (F1) |  |  | Fail | Please check "Use"
377679961 | TNB | DISTRIBUTION | WP PUTRAJAYA & CYBERJAYA | Existing | 11 kV |  | RYB | VPTJ/PCE/J05181 | PE 5.18 BLOK D 5R3 (F1) |  |  | Fail | Please check "Use"
377679962 | TNB | DISTRIBUTION | WP PUTRAJAYA & CYBERJAYA | Existing | 11 kV |  | RYB | VPTJ/PCE/J05181 | PE 5.18 BLOK D 5R3 (F1) |  |  | Fail | Please check "Use"
377679966 | TNB | DISTRIBUTION | WP PUTRAJAYA & CYBERJAYA | Existing | 11 kV |  | RYB | VPTJ/PCE/J05181 | PE 5.18 BLOK D 5R3 (F1) |  |  | Fail | Please check "Use"
377679969 | TNB | DISTRIBUTION | WP PUTRAJAYA & CYBERJAYA | Existing | 11 kV |  | RYB | VPTJ/PCE/J05181 | PE 5.18 BLOK D 5R3 (F1) |  |  | Fail | Please check "Use"
377679970 | TNB | DISTRIBUTION | WP PUTRAJAYA & CYBERJAYA | Existing | 11 kV |  | RYB | VPTJ/PCE/J05181 | PE 5.18 BLOK D 5R3 (F1) |  |  | Fail | Please check "Use"
377680050 | TNB | DISTRIBUTION | WP PUTRAJAYA & CYBERJAYA | Existing | 11 kV |  | RYB | VPTJ/PCE/J05192 | PE 5.19 BLOK E 5R3 (F2) |  |  | Fail | Please check "Use"
377680054 | TNB | DISTRIBUTION | WP PUTRAJAYA & CYBERJAYA | Existing | 11 kV |  | RYB | VPTJ/PCE/J05192 | PE 5.19 BLOK E 5R3 (F2) |  |  | Fail | Please check "Use"
377680058 | TNB | DISTRIBUTION | WP PUTRAJAYA & CYBERJAYA | Existing | 11 kV |  | RYB | VPTJ/PCE/J05192 | PE 5.19 BLOK E 5R3 (F2) |  |  | Fail | Please check "Use"
377680060 | TNB | DISTRIBUTION | WP PUTRAJAYA & CYBERJAYA | Existing | 11 kV |  | RYB | VPTJ/PCE/J05192 | PE 5.19 BLOK E 5R3 (F2) |  |  | Fail | Please check "Use"
377680062 | TNB | DISTRIBUTION | WP PUTRAJAYA & CYBERJAYA | Existing | 11 kV |  | RYB | VPTJ/PCE/J05192 | PE 5.19 BLOK E 5R3 (F2) |  |  | Fail | Please check "Use"
377680068 | TNB | DISTRIBUTION | WP PUTRAJAYA & CYBERJAYA | Existing | 11 kV |  | RYB | VPTJ/PCE/J05192 | PE 5.19 BLOK E 5R3 (F2) |  |  | Fail | Please check "Use"
377680070 | TNB | DISTRIBUTION | WP PUTRAJAYA & CYBERJAYA | Existing | 11 kV |  | RYB | VPTJ/PCE/J05192 | PE 5.19 BLOK E 5R3 (F2) |  |  | Fail | Please check "Use"
377680073 | TNB | DISTRIBUTION | WP PUTRAJAYA & CYBERJAYA | Existing | 11 kV |  | RYB | VPTJ/PCE/J05192 | PE 5.19 BLOK E 5R3 (F2) |  |  | Fail | Please check "Use"
377680084 | TNB | DISTRIBUTION | WP PUTRAJAYA & CYBERJAYA | Existing | 11 kV |  | RYB | VPTJ/PCE/J05192 | PE 5.19 BLOK E 5R3 (F2) |  |  | Fail | Please check "Use"
377680165 | TNB | DISTRIBUTION | WP PUTRAJAYA & CYBERJAYA | Existing | 11 kV |  | RYB | VPTJ/PCE/J05191 | PE 5.19 BLOK E 5R3 (F1) |  |  | Fail | Please check "Use"
377680169 | TNB | DISTRIBUTION | WP PUTRAJAYA & CYBERJAYA | Existing | 11 kV |  | RYB | VPTJ/PCE/J05191 | PE 5.19 BLOK E 5R3 (F1) |  |  | Fail | Please check "Use"
377680171 | TNB | DISTRIBUTION | WP PUTRAJAYA & CYBERJAYA | Existing | 11 kV |  | RYB | VPTJ/PCE/J05191 | PE 5.19 BLOK E 5R3 (F1) |  |  | Fail | Please check "Use"
377680181 | TNB | DISTRIBUTION | WP PUTRAJAYA & CYBERJAYA | Existing | 11 kV |  | RYB | VPTJ/PCE/J05191 | PE 5.19 BLOK E 5R3 (F1) |  |  | Fail | Please check "Use"
377680197 | TNB | DISTRIBUTION | WP PUTRAJAYA & CYBERJAYA | Existing | 11 kV |  | RYB | VPTJ/PCE/J05191 | PE 5.19 BLOK E 5R3 (F1) |  |  | Fail | Please check "Use"
377680198 | TNB | DISTRIBUTION | WP PUTRAJAYA & CYBERJAYA | Existing | 11 kV |  | RYB | VPTJ/PCE/J05191 | PE 5.19 BLOK E 5R3 (F1) |  |  | Fail | Please check "Use"
377680200 | TNB | DISTRIBUTION | WP PUTRAJAYA & CYBERJAYA | Existing | 11 kV |  | RYB | VPTJ/PCE/J05191 | PE 5.19 BLOK E 5R3 (F1) |  |  | Fail | Please check "Use"
377680206 | TNB | DISTRIBUTION | WP PUTRAJAYA & CYBERJAYA | Existing | 11 kV |  | RYB | VPTJ/PCE/J05191 | PE 5.19 BLOK E 5R3 (F1) |  |  | Fail | Please check "Use"
377680207 | TNB | DISTRIBUTION | WP PUTRAJAYA & CYBERJAYA | Existing | 11 kV |  | RYB | VPTJ/PCE/J05191 | PE 5.19 BLOK E 5R3 (F1) |  |  | Fail | Please check "Use"
377680288 | TNB | DISTRIBUTION | WP PUTRAJAYA & CYBERJAYA | Existing | 11 kV |  | RYB | VPTJ/PCE/J05161 | PE 5.16 BLOK B 5R3 (F1) |  |  | Fail | Please check "Use"
377680289 | TNB | DISTRIBUTION | WP PUTRAJAYA & CYBERJAYA | Existing | 11 kV |  | RYB | VPTJ/PCE/J05161 | PE 5.16 BLOK B 5R3 (F1) |  |  | Fail | Please check "Use"
377680294 | TNB | DISTRIBUTION | WP PUTRAJAYA & CYBERJAYA | Existing | 11 kV |  | RYB | VPTJ/PCE/J05161 | PE 5.16 BLOK B 5R3 (F1) |  |  | Fail | Please check "Use"
377680300 | TNB | DISTRIBUTION | WP PUTRAJAYA & CYBERJAYA | Existing | 11 kV |  | RYB | VPTJ/PCE/J05161 | PE 5.16 BLOK B 5R3 (F1) |  |  | Fail | Please check "Use"
377680301 | TNB | DISTRIBUTION | WP PUTRAJAYA & CYBERJAYA | Existing | 11 kV |  | RYB | VPTJ/PCE/J05161 | PE 5.16 BLOK B 5R3 (F1) |  |  | Fail | Please check "Use"
377680305 | TNB | DISTRIBUTION | WP PUTRAJAYA & CYBERJAYA | Existing | 11 kV |  | RYB | VPTJ/PCE/J05161 | PE 5.16 BLOK B 5R3 (F1) |  |  | Fail | Please check "Use"
377680308 | TNB | DISTRIBUTION | WP PUTRAJAYA & CYBERJAYA | Existing | 11 kV |  | RYB | VPTJ/PCE/J05161 | PE 5.16 BLOK B 5R3 (F1) |  |  | Fail | Please check "Use"
377680309 | TNB | DISTRIBUTION | WP PUTRAJAYA & CYBERJAYA | Existing | 11 kV |  | RYB | VPTJ/PCE/J05161 | PE 5.16 BLOK B 5R3 (F1) |  |  | Fail | Please check "Use"
377680379 | TNB | DISTRIBUTION | WP PUTRAJAYA & CYBERJAYA | Existing | 11 kV |  | RYB | VPTJ/PCE/J05162 | PE 5.16 BLOK B 5R3 (F2) |  |  | Fail | Please check "Use"
377680380 | TNB | DISTRIBUTION | WP PUTRAJAYA & CYBERJAYA | Existing | 11 kV |  | RYB | VPTJ/PCE/J05162 | PE 5.16 BLOK B 5R3 (F2) |  |  | Fail | Please check "Use"
377680385 | TNB | DISTRIBUTION | WP PUTRAJAYA & CYBERJAYA | Existing | 11 kV |  | RYB | VPTJ/PCE/J05162 | PE 5.16 BLOK B 5R3 (F2) |  |  | Fail | Please check "Use"
377680391 | TNB | DISTRIBUTION | WP PUTRAJAYA & CYBERJAYA | Existing | 11 kV |  | RYB | VPTJ/PCE/J05162 | PE 5.16 BLOK B 5R3 (F2) |  |  | Fail | Please check "Use"
377680392 | TNB | DISTRIBUTION | WP PUTRAJAYA & CYBERJAYA | Existing | 11 kV |  | RYB | VPTJ/PCE/J05162 | PE 5.16 BLOK B 5R3 (F2) |  |  | Fail | Please check "Use"
377680396 | TNB | DISTRIBUTION | WP PUTRAJAYA & CYBERJAYA | Existing | 11 kV |  | RYB | VPTJ/PCE/J05162 | PE 5.16 BLOK B 5R3 (F2) |  |  | Fail | Please check "Use"
377680399 | TNB | DISTRIBUTION | WP PUTRAJAYA & CYBERJAYA | Existing | 11 kV |  | RYB | VPTJ/PCE/J05162 | PE 5.16 BLOK B 5R3 (F2) |  |  | Fail | Please check "Use"
377680400 | TNB | DISTRIBUTION | WP PUTRAJAYA & CYBERJAYA | Existing | 11 kV |  | RYB | VPTJ/PCE/J05162 | PE 5.16 BLOK B 5R3 (F2) |  |  | Fail | Please check "Use"
377680472 | TNB | DISTRIBUTION | WP PUTRAJAYA & CYBERJAYA | Existing | 11 kV |  | RYB | VPTJ/PCE/J05152 | PE 5.15 BLOK A 5R3 (F2) |  |  | Fail | Please check "Use"
377680473 | TNB | DISTRIBUTION | WP PUTRAJAYA & CYBERJAYA | Existing | 11 kV |  | RYB | VPTJ/PCE/J05152 | PE 5.15 BLOK A 5R3 (F2) |  |  | Fail | Please check "Use"
377680478 | TNB | DISTRIBUTION | WP PUTRAJAYA & CYBERJAYA | Existing | 11 kV |  | RYB | VPTJ/PCE/J05152 | PE 5.15 BLOK A 5R3 (F2) |  |  | Fail | Please check "Use"
377680484 | TNB | DISTRIBUTION | WP PUTRAJAYA & CYBERJAYA | Existing | 11 kV |  | RYB | VPTJ/PCE/J05152 | PE 5.15 BLOK A 5R3 (F2) |  |  | Fail | Please check "Use"
377680485 | TNB | DISTRIBUTION | WP PUTRAJAYA & CYBERJAYA | Existing | 11 kV |  | RYB | VPTJ/PCE/J05152 | PE 5.15 BLOK A 5R3 (F2) |  |  | Fail | Please check "Use"
377680489 | TNB | DISTRIBUTION | WP PUTRAJAYA & CYBERJAYA | Existing | 11 kV |  | RYB | VPTJ/PCE/J05152 | PE 5.15 BLOK A 5R3 (F2) |  |  | Fail | Please check "Use"
377680492 | TNB | DISTRIBUTION | WP PUTRAJAYA & CYBERJAYA | Existing | 11 kV |  | RYB | VPTJ/PCE/J05152 | PE 5.15 BLOK A 5R3 (F2) |  |  | Fail | Please check "Use"
377680493 | TNB | DISTRIBUTION | WP PUTRAJAYA & CYBERJAYA | Existing | 11 kV |  | RYB | VPTJ/PCE/J05152 | PE 5.15 BLOK A 5R3 (F2) |  |  | Fail | Please check "Use"
377680570 | TNB | DISTRIBUTION | WP PUTRAJAYA & CYBERJAYA | Existing | 11 kV |  | RYB | VPTJ/PCE/J05151 | PE 5.15 BLOK A 5R3 (F1) |  |  | Fail | Please check "Use"
377680571 | TNB | DISTRIBUTION | WP PUTRAJAYA & CYBERJAYA | Existing | 11 kV |  | RYB | VPTJ/PCE/J05151 | PE 5.15 BLOK A 5R3 (F1) |  |  | Fail | Please check "Use"
377680576 | TNB | DISTRIBUTION | WP PUTRAJAYA & CYBERJAYA | Existing | 11 kV |  | RYB | VPTJ/PCE/J05151 | PE 5.15 BLOK A 5R3 (F1) |  |  | Fail | Please check "Use"
377680582 | TNB | DISTRIBUTION | WP PUTRAJAYA & CYBERJAYA | Existing | 11 kV |  | RYB | VPTJ/PCE/J05151 | PE 5.15 BLOK A 5R3 (F1) |  |  | Fail | Please check "Use"
377680583 | TNB | DISTRIBUTION | WP PUTRAJAYA & CYBERJAYA | Existing | 11 kV |  | RYB | VPTJ/PCE/J05151 | PE 5.15 BLOK A 5R3 (F1) |  |  | Fail | Please check "Use"
377680587 | TNB | DISTRIBUTION | WP PUTRAJAYA & CYBERJAYA | Existing | 11 kV |  | RYB | VPTJ/PCE/J05151 | PE 5.15 BLOK A 5R3 (F1) |  |  | Fail | Please check "Use"
377680590 | TNB | DISTRIBUTION | WP PUTRAJAYA & CYBERJAYA | Existing | 11 kV |  | RYB | VPTJ/PCE/J05151 | PE 5.15 BLOK A 5R3 (F1) |  |  | Fail | Please check "Use"
377680591 | TNB | DISTRIBUTION | WP PUTRAJAYA & CYBERJAYA | Existing | 11 kV |  | RYB | VPTJ/PCE/J05151 | PE 5.15 BLOK A 5R3 (F1) |  |  | Fail | Please check "Use"
377680672 | TNB | DISTRIBUTION | WP PUTRAJAYA & CYBERJAYA | Existing | 11 kV |  | RYB | VPTJ/PCE/J06031 | SS 6.03 TEMP 6R6 |  |  | Fail | Please check "Use"
377680673 | TNB | DISTRIBUTION | WP PUTRAJAYA & CYBERJAYA | Existing | 11 kV |  | RYB | VPTJ/PCE/J06031 | SS 6.03 TEMP 6R6 |  |  | Fail | Please check "Use"
377680678 | TNB | DISTRIBUTION | WP PUTRAJAYA & CYBERJAYA | Existing | 11 kV |  | RYB | VPTJ/PCE/J06031 | SS 6.03 TEMP 6R6 |  |  | Fail | Please check "Use"
377680684 | TNB | DISTRIBUTION | WP PUTRAJAYA & CYBERJAYA | Existing | 11 kV |  | RYB | VPTJ/PCE/J06031 | SS 6.03 TEMP 6R6 |  |  | Fail | Please check "Use"
377680685 | TNB | DISTRIBUTION | WP PUTRAJAYA & CYBERJAYA | Existing | 11 kV |  | RYB | VPTJ/PCE/J06031 | SS 6.03 TEMP 6R6 |  |  | Fail | Please check "Use"
377680689 | TNB | DISTRIBUTION | WP PUTRAJAYA & CYBERJAYA | Existing | 11 kV |  | RYB | VPTJ/PCE/J06031 | SS 6.03 TEMP 6R6 |  |  | Fail | Please check "Use"
377680692 | TNB | DISTRIBUTION | WP PUTRAJAYA & CYBERJAYA | Existing | 11 kV |  | RYB | VPTJ/PCE/J06031 | SS 6.03 TEMP 6R6 |  |  | Fail | Please check "Use"
377680693 | TNB | DISTRIBUTION | WP PUTRAJAYA & CYBERJAYA | Existing | 11 kV |  | RYB | VPTJ/PCE/J06031 | SS 6.03 TEMP 6R6 |  |  | Fail | Please check "Use"
377680773 | TNB | DISTRIBUTION | WP PUTRAJAYA & CYBERJAYA | Existing | 11 kV |  | RYB | VPTJ/PCE/J05142 | PE 5.14 5R1 (F2) |  |  | Fail | Please check "Use"
377680774 | TNB | DISTRIBUTION | WP PUTRAJAYA & CYBERJAYA | Existing | 11 kV |  | RYB | VPTJ/PCE/J05142 | PE 5.14 5R1 (F2) |  |  | Fail | Please check "Use"
377680779 | TNB | DISTRIBUTION | WP PUTRAJAYA & CYBERJAYA | Existing | 11 kV |  | RYB | VPTJ/PCE/J05142 | PE 5.14 5R1 (F2) |  |  | Fail | Please check "Use"
377680785 | TNB | DISTRIBUTION | WP PUTRAJAYA & CYBERJAYA | Existing | 11 kV |  | RYB | VPTJ/PCE/J05142 | PE 5.14 5R1 (F2) |  |  | Fail | Please check "Use"
377680786 | TNB | DISTRIBUTION | WP PUTRAJAYA & CYBERJAYA | Existing | 11 kV |  | RYB | VPTJ/PCE/J05142 | PE 5.14 5R1 (F2) |  |  | Fail | Please check "Use"
377680790 | TNB | DISTRIBUTION | WP PUTRAJAYA & CYBERJAYA | Existing | 11 kV |  | RYB | VPTJ/PCE/J05142 | PE 5.14 5R1 (F2) |  |  | Fail | Please check "Use"
377680793 | TNB | DISTRIBUTION | WP PUTRAJAYA & CYBERJAYA | Existing | 11 kV |  | RYB | VPTJ/PCE/J05142 | PE 5.14 5R1 (F2) |  |  | Fail | Please check "Use"
377680794 | TNB | DISTRIBUTION | WP PUTRAJAYA & CYBERJAYA | Existing | 11 kV |  | RYB | VPTJ/PCE/J05142 | PE 5.14 5R1 (F2) |  |  | Fail | Please check "Use"
377680812 | TNB | DISTRIBUTION | WP PUTRAJAYA & CYBERJAYA | Existing | 11 kV |  | RYB | VPTJ/PCE/J05141 | PE 5.14 5R1 (F1) |  |  | Fail | Please check "Use"
377680813 | TNB | DISTRIBUTION | WP PUTRAJAYA & CYBERJAYA | Existing | 11 kV |  | RYB | VPTJ/PCE/J05141 | PE 5.14 5R1 (F1) |  |  | Fail | Please check "Use"
377680818 | TNB | DISTRIBUTION | WP PUTRAJAYA & CYBERJAYA | Existing | 11 kV |  | RYB | VPTJ/PCE/J05141 | PE 5.14 5R1 (F1) |  |  | Fail | Please check "Use"
377680824 | TNB | DISTRIBUTION | WP PUTRAJAYA & CYBERJAYA | Existing | 11 kV |  | RYB | VPTJ/PCE/J05141 | PE 5.14 5R1 (F1) |  |  | Fail | Please check "Use"
377680825 | TNB | DISTRIBUTION | WP PUTRAJAYA & CYBERJAYA | Existing | 11 kV |  | RYB | VPTJ/PCE/J05141 | PE 5.14 5R1 (F1) |  |  | Fail | Please check "Use"
377680829 | TNB | DISTRIBUTION | WP PUTRAJAYA & CYBERJAYA | Existing | 11 kV |  | RYB | VPTJ/PCE/J05141 | PE 5.14 5R1 (F1) |  |  | Fail | Please check "Use"
377680832 | TNB | DISTRIBUTION | WP PUTRAJAYA & CYBERJAYA | Existing | 11 kV |  | RYB | VPTJ/PCE/J05141 | PE 5.14 5R1 (F1) |  |  | Fail | Please check "Use"
377680833 | TNB | DISTRIBUTION | WP PUTRAJAYA & CYBERJAYA | Existing | 11 kV |  | RYB | VPTJ/PCE/J05141 | PE 5.14 5R1 (F1) |  |  | Fail | Please check "Use"
377680962 | TNB | DISTRIBUTION | WP PUTRAJAYA & CYBERJAYA | Existing | 11 kV |  | RYB | VPTJ/PCE/J06021 | PE 6.02 KOLAM RENANG (F1) |  |  | Fail | Please check "Use"
377680963 | TNB | DISTRIBUTION | WP PUTRAJAYA & CYBERJAYA | Existing | 11 kV |  | RYB | VPTJ/PCE/J06021 | PE 6.02 KOLAM RENANG (F1) |  |  | Fail | Please check "Use"
377680968 | TNB | DISTRIBUTION | WP PUTRAJAYA & CYBERJAYA | Existing | 11 kV |  | RYB | VPTJ/PCE/J06021 | PE 6.02 KOLAM RENANG (F1) |  |  | Fail | Please check "Use"
377680974 | TNB | DISTRIBUTION | WP PUTRAJAYA & CYBERJAYA | Existing | 11 kV |  | RYB | VPTJ/PCE/J06021 | PE 6.02 KOLAM RENANG (F1) |  |  | Fail | Please check "Use"
377680975 | TNB | DISTRIBUTION | WP PUTRAJAYA & CYBERJAYA | Existing | 11 kV |  | RYB | VPTJ/PCE/J06021 | PE 6.02 KOLAM RENANG (F1) |  |  | Fail | Please check "Use"
377680979 | TNB | DISTRIBUTION | WP PUTRAJAYA & CYBERJAYA | Existing | 11 kV |  | RYB | VPTJ/PCE/J06021 | PE 6.02 KOLAM RENANG (F1) |  |  | Fail | Please check "Use"
377680982 | TNB | DISTRIBUTION | WP PUTRAJAYA & CYBERJAYA | Existing | 11 kV |  | RYB | VPTJ/PCE/J06021 | PE 6.02 KOLAM RENANG (F1) |  |  | Fail | Please check "Use"
377680983 | TNB | DISTRIBUTION | WP PUTRAJAYA & CYBERJAYA | Existing | 11 kV |  | RYB | VPTJ/PCE/J06021 | PE 6.02 KOLAM RENANG (F1) |  |  | Fail | Please check "Use"
377681060 | TNB | DISTRIBUTION | WP PUTRAJAYA & CYBERJAYA | Existing | 11 kV |  | RYB | VPTJ/PCE/J06022 | PE 6.02 KOLAM RENANG (F2) |  |  | Fail | Please check "Use"
377681061 | TNB | DISTRIBUTION | WP PUTRAJAYA & CYBERJAYA | Existing | 11 kV |  | RYB | VPTJ/PCE/J06022 | PE 6.02 KOLAM RENANG (F2) |  |  | Fail | Please check "Use"
377681066 | TNB | DISTRIBUTION | WP PUTRAJAYA & CYBERJAYA | Existing | 11 kV |  | RYB | VPTJ/PCE/J06022 | PE 6.02 KOLAM RENANG (F2) |  |  | Fail | Please check "Use"
377681072 | TNB | DISTRIBUTION | WP PUTRAJAYA & CYBERJAYA | Existing | 11 kV |  | RYB | VPTJ/PCE/J06022 | PE 6.02 KOLAM RENANG (F2) |  |  | Fail | Please check "Use"
377681073 | TNB | DISTRIBUTION | WP PUTRAJAYA & CYBERJAYA | Existing | 11 kV |  | RYB | VPTJ/PCE/J06022 | PE 6.02 KOLAM RENANG (F2) |  |  | Fail | Please check "Use"
377681077 | TNB | DISTRIBUTION | WP PUTRAJAYA & CYBERJAYA | Existing | 11 kV |  | RYB | VPTJ/PCE/J06022 | PE 6.02 KOLAM RENANG (F2) |  |  | Fail | Please check "Use"
377681080 | TNB | DISTRIBUTION | WP PUTRAJAYA & CYBERJAYA | Existing | 11 kV |  | RYB | VPTJ/PCE/J06022 | PE 6.02 KOLAM RENANG (F2) |  |  | Fail | Please check "Use"
377681081 | TNB | DISTRIBUTION | WP PUTRAJAYA & CYBERJAYA | Existing | 11 kV |  | RYB | VPTJ/PCE/J06022 | PE 6.02 KOLAM RENANG (F2) |  |  | Fail | Please check "Use"
377681157 | TNB | DISTRIBUTION | WP PUTRAJAYA & CYBERJAYA | Existing | 11 kV |  | RYB | VPTJ/PCE/J06011 | PE 6.01 GRAND STAND (F1) |  |  | Fail | Please check "Use"
377681158 | TNB | DISTRIBUTION | WP PUTRAJAYA & CYBERJAYA | Existing | 11 kV |  | RYB | VPTJ/PCE/J06011 | PE 6.01 GRAND STAND (F1) |  |  | Fail | Please check "Use"
377681163 | TNB | DISTRIBUTION | WP PUTRAJAYA & CYBERJAYA | Existing | 11 kV |  | RYB | VPTJ/PCE/J06011 | PE 6.01 GRAND STAND (F1) |  |  | Fail | Please check "Use"
377681169 | TNB | DISTRIBUTION | WP PUTRAJAYA & CYBERJAYA | Existing | 11 kV |  | RYB | VPTJ/PCE/J06011 | PE 6.01 GRAND STAND (F1) |  |  | Fail | Please check "Use"
377681170 | TNB | DISTRIBUTION | WP PUTRAJAYA & CYBERJAYA | Existing | 11 kV |  | RYB | VPTJ/PCE/J06011 | PE 6.01 GRAND STAND (F1) |  |  | Fail | Please check "Use"
377681174 | TNB | DISTRIBUTION | WP PUTRAJAYA & CYBERJAYA | Existing | 11 kV |  | RYB | VPTJ/PCE/J06011 | PE 6.01 GRAND STAND (F1) |  |  | Fail | Please check "Use"
377681177 | TNB | DISTRIBUTION | WP PUTRAJAYA & CYBERJAYA | Existing | 11 kV |  | RYB | VPTJ/PCE/J06011 | PE 6.01 GRAND STAND (F1) |  |  | Fail | Please check "Use"
377681178 | TNB | DISTRIBUTION | WP PUTRAJAYA & CYBERJAYA | Existing | 11 kV |  | RYB | VPTJ/PCE/J06011 | PE 6.01 GRAND STAND (F1) |  |  | Fail | Please check "Use"
377681253 | TNB | DISTRIBUTION | WP PUTRAJAYA & CYBERJAYA | Existing | 11 kV |  | RYB | VPTJ/PCE/J06012 | PE 6.01 GRAND STAND (F2) |  |  | Fail | Please check "Use"
377681254 | TNB | DISTRIBUTION | WP PUTRAJAYA & CYBERJAYA | Existing | 11 kV |  | RYB | VPTJ/PCE/J06012 | PE 6.01 GRAND STAND (F2) |  |  | Fail | Please check "Use"
377681259 | TNB | DISTRIBUTION | WP PUTRAJAYA & CYBERJAYA | Existing | 11 kV |  | RYB | VPTJ/PCE/J06012 | PE 6.01 GRAND STAND (F2) |  |  | Fail | Please check "Use"
377681265 | TNB | DISTRIBUTION | WP PUTRAJAYA & CYBERJAYA | Existing | 11 kV |  | RYB | VPTJ/PCE/J06012 | PE 6.01 GRAND STAND (F2) |  |  | Fail | Please check "Use"
377681266 | TNB | DISTRIBUTION | WP PUTRAJAYA & CYBERJAYA | Existing | 11 kV |  | RYB | VPTJ/PCE/J06012 | PE 6.01 GRAND STAND (F2) |  |  | Fail | Please check "Use"
377681270 | TNB | DISTRIBUTION | WP PUTRAJAYA & CYBERJAYA | Existing | 11 kV |  | RYB | VPTJ/PCE/J06012 | PE 6.01 GRAND STAND (F2) |  |  | Fail | Please check "Use"
377681273 | TNB | DISTRIBUTION | WP PUTRAJAYA & CYBERJAYA | Existing | 11 kV |  | RYB | VPTJ/PCE/J06012 | PE 6.01 GRAND STAND (F2) |  |  | Fail | Please check "Use"
377681274 | TNB | DISTRIBUTION | WP PUTRAJAYA & CYBERJAYA | Existing | 11 kV |  | RYB | VPTJ/PCE/J06012 | PE 6.01 GRAND STAND (F2) |  |  | Fail | Please check "Use"
377681371 | TNB | DISTRIBUTION | WP PUTRAJAYA & CYBERJAYA | Existing | 11 kV |  | RYB | VPTJ/PCE/J05261 | PE 5.26 BLOK D2 APT 5R4 (F1) |  |  | Fail | Please check "Use"
377681372 | TNB | DISTRIBUTION | WP PUTRAJAYA & CYBERJAYA | Existing | 11 kV |  | RYB | VPTJ/PCE/J05261 | PE 5.26 BLOK D2 APT 5R4 (F1) |  |  | Fail | Please check "Use"
377681377 | TNB | DISTRIBUTION | WP PUTRAJAYA & CYBERJAYA | Existing | 11 kV |  | RYB | VPTJ/PCE/J05261 | PE 5.26 BLOK D2 APT 5R4 (F1) |  |  | Fail | Please check "Use"
377681383 | TNB | DISTRIBUTION | WP PUTRAJAYA & CYBERJAYA | Existing | 11 kV |  | RYB | VPTJ/PCE/J05261 | PE 5.26 BLOK D2 APT 5R4 (F1) |  |  | Fail | Please check "Use"
377681384 | TNB | DISTRIBUTION | WP PUTRAJAYA & CYBERJAYA | Existing | 11 kV |  | RYB | VPTJ/PCE/J05261 | PE 5.26 BLOK D2 APT 5R4 (F1) |  |  | Fail | Please check "Use"
377681388 | TNB | DISTRIBUTION | WP PUTRAJAYA & CYBERJAYA | Existing | 11 kV |  | RYB | VPTJ/PCE/J05261 | PE 5.26 BLOK D2 APT 5R4 (F1) |  |  | Fail | Please check "Use"
377681391 | TNB | DISTRIBUTION | WP PUTRAJAYA & CYBERJAYA | Existing | 11 kV |  | RYB | VPTJ/PCE/J05261 | PE 5.26 BLOK D2 APT 5R4 (F1) |  |  | Fail | Please check "Use"
377681392 | TNB | DISTRIBUTION | WP PUTRAJAYA & CYBERJAYA | Existing | 11 kV |  | RYB | VPTJ/PCE/J05261 | PE 5.26 BLOK D2 APT 5R4 (F1) |  |  | Fail | Please check "Use"
377681469 | TNB | DISTRIBUTION | WP PUTRAJAYA & CYBERJAYA | Existing | 11 kV |  | RYB | VPTJ/PCE/J05262 | PE 5.26 BLOK D2 APT 5R4 (F1) |  |  | Fail | Please check "Use"
377681470 | TNB | DISTRIBUTION | WP PUTRAJAYA & CYBERJAYA | Existing | 11 kV |  | RYB | VPTJ/PCE/J05262 | PE 5.26 BLOK D2 APT 5R4 (F1) |  |  | Fail | Please check "Use"
377681475 | TNB | DISTRIBUTION | WP PUTRAJAYA & CYBERJAYA | Existing | 11 kV |  | RYB | VPTJ/PCE/J05262 | PE 5.26 BLOK D2 APT 5R4 (F1) |  |  | Fail | Please check "Use"
377681481 | TNB | DISTRIBUTION | WP PUTRAJAYA & CYBERJAYA | Existing | 11 kV |  | RYB | VPTJ/PCE/J05262 | PE 5.26 BLOK D2 APT 5R4 (F1) |  |  | Fail | Please check "Use"
377681482 | TNB | DISTRIBUTION | WP PUTRAJAYA & CYBERJAYA | Existing | 11 kV |  | RYB | VPTJ/PCE/J05262 | PE 5.26 BLOK D2 APT 5R4 (F1) |  |  | Fail | Please check "Use"
377681486 | TNB | DISTRIBUTION | WP PUTRAJAYA & CYBERJAYA | Existing | 11 kV |  | RYB | VPTJ/PCE/J05262 | PE 5.26 BLOK D2 APT 5R4 (F1) |  |  | Fail | Please check "Use"
377681489 | TNB | DISTRIBUTION | WP PUTRAJAYA & CYBERJAYA | Existing | 11 kV |  | RYB | VPTJ/PCE/J05262 | PE 5.26 BLOK D2 APT 5R4 (F1) |  |  | Fail | Please check "Use"
377681490 | TNB | DISTRIBUTION | WP PUTRAJAYA & CYBERJAYA | Existing | 11 kV |  | RYB | VPTJ/PCE/J05262 | PE 5.26 BLOK D2 APT 5R4 (F1) |  |  | Fail | Please check "Use"
377681569 | TNB | DISTRIBUTION | WP PUTRAJAYA & CYBERJAYA | Existing | 11 kV |  | RYB | VPTJ/PCE/J05252 | PE 5.25 BLOK D1 APT 5R4 (F2) |  |  | Fail | Please check "Use"
377681570 | TNB | DISTRIBUTION | WP PUTRAJAYA & CYBERJAYA | Existing | 11 kV |  | RYB | VPTJ/PCE/J05252 | PE 5.25 BLOK D1 APT 5R4 (F2) |  |  | Fail | Please check "Use"
377681575 | TNB | DISTRIBUTION | WP PUTRAJAYA & CYBERJAYA | Existing | 11 kV |  | RYB | VPTJ/PCE/J05252 | PE 5.25 BLOK D1 APT 5R4 (F2) |  |  | Fail | Please check "Use"
377681581 | TNB | DISTRIBUTION | WP PUTRAJAYA & CYBERJAYA | Existing | 11 kV |  | RYB | VPTJ/PCE/J05252 | PE 5.25 BLOK D1 APT 5R4 (F2) |  |  | Fail | Please check "Use"
377681582 | TNB | DISTRIBUTION | WP PUTRAJAYA & CYBERJAYA | Existing | 11 kV |  | RYB | VPTJ/PCE/J05252 | PE 5.25 BLOK D1 APT 5R4 (F2) |  |  | Fail | Please check "Use"
377681586 | TNB | DISTRIBUTION | WP PUTRAJAYA & CYBERJAYA | Existing | 11 kV |  | RYB | VPTJ/PCE/J05252 | PE 5.25 BLOK D1 APT 5R4 (F2) |  |  | Fail | Please check "Use"
377681589 | TNB | DISTRIBUTION | WP PUTRAJAYA & CYBERJAYA | Existing | 11 kV |  | RYB | VPTJ/PCE/J05252 | PE 5.25 BLOK D1 APT 5R4 (F2) |  |  | Fail | Please check "Use"
377681590 | TNB | DISTRIBUTION | WP PUTRAJAYA & CYBERJAYA | Existing | 11 kV |  | RYB | VPTJ/PCE/J05252 | PE 5.25 BLOK D1 APT 5R4 (F2) |  |  | Fail | Please check "Use"
377681756 | TNB | DISTRIBUTION | WP PUTRAJAYA & CYBERJAYA | Existing | 11 kV |  | RYB | VPTJ/PCE/J05251 | PE 5.25 BLOK D1 APT 5R4 (F1) |  |  | Fail | Please check "Use"
377681757 | TNB | DISTRIBUTION | WP PUTRAJAYA & CYBERJAYA | Existing | 11 kV |  | RYB | VPTJ/PCE/J05251 | PE 5.25 BLOK D1 APT 5R4 (F1) |  |  | Fail | Please check "Use"
377681762 | TNB | DISTRIBUTION | WP PUTRAJAYA & CYBERJAYA | Existing | 11 kV |  | RYB | VPTJ/PCE/J05251 | PE 5.25 BLOK D1 APT 5R4 (F1) |  |  | Fail | Please check "Use"
377681768 | TNB | DISTRIBUTION | WP PUTRAJAYA & CYBERJAYA | Existing | 11 kV |  | RYB | VPTJ/PCE/J05251 | PE 5.25 BLOK D1 APT 5R4 (F1) |  |  | Fail | Please check "Use"
377681769 | TNB | DISTRIBUTION | WP PUTRAJAYA & CYBERJAYA | Existing | 11 kV |  | RYB | VPTJ/PCE/J05251 | PE 5.25 BLOK D1 APT 5R4 (F1) |  |  | Fail | Please check "Use"
377681773 | TNB | DISTRIBUTION | WP PUTRAJAYA & CYBERJAYA | Existing | 11 kV |  | RYB | VPTJ/PCE/J05251 | PE 5.25 BLOK D1 APT 5R4 (F1) |  |  | Fail | Please check "Use"
377681776 | TNB | DISTRIBUTION | WP PUTRAJAYA & CYBERJAYA | Existing | 11 kV |  | RYB | VPTJ/PCE/J05251 | PE 5.25 BLOK D1 APT 5R4 (F1) |  |  | Fail | Please check "Use"
377681777 | TNB | DISTRIBUTION | WP PUTRAJAYA & CYBERJAYA | Existing | 11 kV |  | RYB | VPTJ/PCE/J05251 | PE 5.25 BLOK D1 APT 5R4 (F1) |  |  | Fail | Please check "Use"
377681950 | TNB | DISTRIBUTION | WP PUTRAJAYA & CYBERJAYA | Existing | 11 kV |  | RYB | VPTJ/PCE/J05242 | PE 5.24 BLOK C APT 5R4 (F2) |  |  | Fail | Please check "Use"
377681951 | TNB | DISTRIBUTION | WP PUTRAJAYA & CYBERJAYA | Existing | 11 kV |  | RYB | VPTJ/PCE/J05242 | PE 5.24 BLOK C APT 5R4 (F2) |  |  | Fail | Please check "Use"
377681956 | TNB | DISTRIBUTION | WP PUTRAJAYA & CYBERJAYA | Existing | 11 kV |  | RYB | VPTJ/PCE/J05242 | PE 5.24 BLOK C APT 5R4 (F2) |  |  | Fail | Please check "Use"
377681962 | TNB | DISTRIBUTION | WP PUTRAJAYA & CYBERJAYA | Existing | 11 kV |  | RYB | VPTJ/PCE/J05242 | PE 5.24 BLOK C APT 5R4 (F2) |  |  | Fail | Please check "Use"
377681963 | TNB | DISTRIBUTION | WP PUTRAJAYA & CYBERJAYA | Existing | 11 kV |  | RYB | VPTJ/PCE/J05242 | PE 5.24 BLOK C APT 5R4 (F2) |  |  | Fail | Please check "Use"
377681967 | TNB | DISTRIBUTION | WP PUTRAJAYA & CYBERJAYA | Existing | 11 kV |  | RYB | VPTJ/PCE/J05242 | PE 5.24 BLOK C APT 5R4 (F2) |  |  | Fail | Please check "Use"
377681970 | TNB | DISTRIBUTION | WP PUTRAJAYA & CYBERJAYA | Existing | 11 kV |  | RYB | VPTJ/PCE/J05242 | PE 5.24 BLOK C APT 5R4 (F2) |  |  | Fail | Please check "Use"
377681971 | TNB | DISTRIBUTION | WP PUTRAJAYA & CYBERJAYA | Existing | 11 kV |  | RYB | VPTJ/PCE/J05242 | PE 5.24 BLOK C APT 5R4 (F2) |  |  | Fail | Please check "Use"
377682139 | TNB | DISTRIBUTION | WP PUTRAJAYA & CYBERJAYA | Existing | 11 kV |  | RYB | VPTJ/PCE/J05241 | PE 5.24 BLOK C APT 5R4 (F1) |  |  | Fail | Please check "Use"
377682140 | TNB | DISTRIBUTION | WP PUTRAJAYA & CYBERJAYA | Existing | 11 kV |  | RYB | VPTJ/PCE/J05241 | PE 5.24 BLOK C APT 5R4 (F1) |  |  | Fail | Please check "Use"
377682145 | TNB | DISTRIBUTION | WP PUTRAJAYA & CYBERJAYA | Existing | 11 kV |  | RYB | VPTJ/PCE/J05241 | PE 5.24 BLOK C APT 5R4 (F1) |  |  | Fail | Please check "Use"
377682151 | TNB | DISTRIBUTION | WP PUTRAJAYA & CYBERJAYA | Existing | 11 kV |  | RYB | VPTJ/PCE/J05241 | PE 5.24 BLOK C APT 5R4 (F1) |  |  | Fail | Please check "Use"
377682152 | TNB | DISTRIBUTION | WP PUTRAJAYA & CYBERJAYA | Existing | 11 kV |  | RYB | VPTJ/PCE/J05241 | PE 5.24 BLOK C APT 5R4 (F1) |  |  | Fail | Please check "Use"
377682156 | TNB | DISTRIBUTION | WP PUTRAJAYA & CYBERJAYA | Existing | 11 kV |  | RYB | VPTJ/PCE/J05241 | PE 5.24 BLOK C APT 5R4 (F1) |  |  | Fail | Please check "Use"
377682159 | TNB | DISTRIBUTION | WP PUTRAJAYA & CYBERJAYA | Existing | 11 kV |  | RYB | VPTJ/PCE/J05241 | PE 5.24 BLOK C APT 5R4 (F1) |  |  | Fail | Please check "Use"
377682160 | TNB | DISTRIBUTION | WP PUTRAJAYA & CYBERJAYA | Existing | 11 kV |  | RYB | VPTJ/PCE/J05241 | PE 5.24 BLOK C APT 5R4 (F1) |  |  | Fail | Please check "Use"
377682240 | TNB | DISTRIBUTION | WP PUTRAJAYA & CYBERJAYA | Existing | 11 kV |  | RYB | VPTJ/PCE/J05231 | PE 5.23 BLOK B APT 5R4 (F1) |  |  | Fail | Please check "Use"
377682241 | TNB | DISTRIBUTION | WP PUTRAJAYA & CYBERJAYA | Existing | 11 kV |  | RYB | VPTJ/PCE/J05231 | PE 5.23 BLOK B APT 5R4 (F1) |  |  | Fail | Please check "Use"
377682246 | TNB | DISTRIBUTION | WP PUTRAJAYA & CYBERJAYA | Existing | 11 kV |  | RYB | VPTJ/PCE/J05231 | PE 5.23 BLOK B APT 5R4 (F1) |  |  | Fail | Please check "Use"
377682252 | TNB | DISTRIBUTION | WP PUTRAJAYA & CYBERJAYA | Existing | 11 kV |  | RYB | VPTJ/PCE/J05231 | PE 5.23 BLOK B APT 5R4 (F1) |  |  | Fail | Please check "Use"
377682253 | TNB | DISTRIBUTION | WP PUTRAJAYA & CYBERJAYA | Existing | 11 kV |  | RYB | VPTJ/PCE/J05231 | PE 5.23 BLOK B APT 5R4 (F1) |  |  | Fail | Please check "Use"
377682257 | TNB | DISTRIBUTION | WP PUTRAJAYA & CYBERJAYA | Existing | 11 kV |  | RYB | VPTJ/PCE/J05231 | PE 5.23 BLOK B APT 5R4 (F1) |  |  | Fail | Please check "Use"
377682260 | TNB | DISTRIBUTION | WP PUTRAJAYA & CYBERJAYA | Existing | 11 kV |  | RYB | VPTJ/PCE/J05231 | PE 5.23 BLOK B APT 5R4 (F1) |  |  | Fail | Please check "Use"
377682261 | TNB | DISTRIBUTION | WP PUTRAJAYA & CYBERJAYA | Existing | 11 kV |  | RYB | VPTJ/PCE/J05231 | PE 5.23 BLOK B APT 5R4 (F1) |  |  | Fail | Please check "Use"
377682334 | TNB | DISTRIBUTION | WP PUTRAJAYA & CYBERJAYA | Existing | 11 kV |  | RYB | VPTJ/PCE/J05232 | PE 5.23 BLOK B APT 5R4 (F2) |  |  | Fail | Please check "Use"
377682335 | TNB | DISTRIBUTION | WP PUTRAJAYA & CYBERJAYA | Existing | 11 kV |  | RYB | VPTJ/PCE/J05232 | PE 5.23 BLOK B APT 5R4 (F2) |  |  | Fail | Please check "Use"
377682340 | TNB | DISTRIBUTION | WP PUTRAJAYA & CYBERJAYA | Existing | 11 kV |  | RYB | VPTJ/PCE/J05232 | PE 5.23 BLOK B APT 5R4 (F2) |  |  | Fail | Please check "Use"
377682346 | TNB | DISTRIBUTION | WP PUTRAJAYA & CYBERJAYA | Existing | 11 kV |  | RYB | VPTJ/PCE/J05232 | PE 5.23 BLOK B APT 5R4 (F2) |  |  | Fail | Please check "Use"
377682347 | TNB | DISTRIBUTION | WP PUTRAJAYA & CYBERJAYA | Existing | 11 kV |  | RYB | VPTJ/PCE/J05232 | PE 5.23 BLOK B APT 5R4 (F2) |  |  | Fail | Please check "Use"
377682351 | TNB | DISTRIBUTION | WP PUTRAJAYA & CYBERJAYA | Existing | 11 kV |  | RYB | VPTJ/PCE/J05232 | PE 5.23 BLOK B APT 5R4 (F2) |  |  | Fail | Please check "Use"
377682354 | TNB | DISTRIBUTION | WP PUTRAJAYA & CYBERJAYA | Existing | 11 kV |  | RYB | VPTJ/PCE/J05232 | PE 5.23 BLOK B APT 5R4 (F2) |  |  | Fail | Please check "Use"
377682355 | TNB | DISTRIBUTION | WP PUTRAJAYA & CYBERJAYA | Existing | 11 kV |  | RYB | VPTJ/PCE/J05232 | PE 5.23 BLOK B APT 5R4 (F2) |  |  | Fail | Please check "Use"
377682436 | TNB | DISTRIBUTION | WP PUTRAJAYA & CYBERJAYA | Existing | 11 kV |  | RYB | VPTJ/PCE/J05221 | PE 5.22 BLOK A APT 5R4 (F1) |  |  | Fail | Please check "Use"
377682437 | TNB | DISTRIBUTION | WP PUTRAJAYA & CYBERJAYA | Existing | 11 kV |  | RYB | VPTJ/PCE/J05221 | PE 5.22 BLOK A APT 5R4 (F1) |  |  | Fail | Please check "Use"
377682442 | TNB | DISTRIBUTION | WP PUTRAJAYA & CYBERJAYA | Existing | 11 kV |  | RYB | VPTJ/PCE/J05221 | PE 5.22 BLOK A APT 5R4 (F1) |  |  | Fail | Please check "Use"
377682448 | TNB | DISTRIBUTION | WP PUTRAJAYA & CYBERJAYA | Existing | 11 kV |  | RYB | VPTJ/PCE/J05221 | PE 5.22 BLOK A APT 5R4 (F1) |  |  | Fail | Please check "Use"
377682449 | TNB | DISTRIBUTION | WP PUTRAJAYA & CYBERJAYA | Existing | 11 kV |  | RYB | VPTJ/PCE/J05221 | PE 5.22 BLOK A APT 5R4 (F1) |  |  | Fail | Please check "Use"
377682453 | TNB | DISTRIBUTION | WP PUTRAJAYA & CYBERJAYA | Existing | 11 kV |  | RYB | VPTJ/PCE/J05221 | PE 5.22 BLOK A APT 5R4 (F1) |  |  | Fail | Please check "Use"
377682456 | TNB | DISTRIBUTION | WP PUTRAJAYA & CYBERJAYA | Existing | 11 kV |  | RYB | VPTJ/PCE/J05221 | PE 5.22 BLOK A APT 5R4 (F1) |  |  | Fail | Please check "Use"
377682457 | TNB | DISTRIBUTION | WP PUTRAJAYA & CYBERJAYA | Existing | 11 kV |  | RYB | VPTJ/PCE/J05221 | PE 5.22 BLOK A APT 5R4 (F1) |  |  | Fail | Please check "Use"
377682536 | TNB | DISTRIBUTION | WP PUTRAJAYA & CYBERJAYA | Existing | 11 kV |  | RYB | VPTJ/PCE/J05222 | PE 5.22 BLOK A APT 5R4 (F2) |  |  | Fail | Please check "Use"
377682537 | TNB | DISTRIBUTION | WP PUTRAJAYA & CYBERJAYA | Existing | 11 kV |  | RYB | VPTJ/PCE/J05222 | PE 5.22 BLOK A APT 5R4 (F2) |  |  | Fail | Please check "Use"
377682542 | TNB | DISTRIBUTION | WP PUTRAJAYA & CYBERJAYA | Existing | 11 kV |  | RYB | VPTJ/PCE/J05222 | PE 5.22 BLOK A APT 5R4 (F2) |  |  | Fail | Please check "Use"
377682548 | TNB | DISTRIBUTION | WP PUTRAJAYA & CYBERJAYA | Existing | 11 kV |  | RYB | VPTJ/PCE/J05222 | PE 5.22 BLOK A APT 5R4 (F2) |  |  | Fail | Please check "Use"
377682549 | TNB | DISTRIBUTION | WP PUTRAJAYA & CYBERJAYA | Existing | 11 kV |  | RYB | VPTJ/PCE/J05222 | PE 5.22 BLOK A APT 5R4 (F2) |  |  | Fail | Please check "Use"
377682553 | TNB | DISTRIBUTION | WP PUTRAJAYA & CYBERJAYA | Existing | 11 kV |  | RYB | VPTJ/PCE/J05222 | PE 5.22 BLOK A APT 5R4 (F2) |  |  | Fail | Please check "Use"
377682556 | TNB | DISTRIBUTION | WP PUTRAJAYA & CYBERJAYA | Existing | 11 kV |  | RYB | VPTJ/PCE/J05222 | PE 5.22 BLOK A APT 5R4 (F2) |  |  | Fail | Please check "Use"
377682557 | TNB | DISTRIBUTION | WP PUTRAJAYA & CYBERJAYA | Existing | 11 kV |  | RYB | VPTJ/PCE/J05222 | PE 5.22 BLOK A APT 5R4 (F2) |  |  | Fail | Please check "Use"
377766178 | TNB | DISTRIBUTION | WP PUTRAJAYA & CYBERJAYA | Existing | 11 kV |  | RYB | VPTJ/PCE/J14191 | PE 14.19 BLOK E2 (EFI) (F1) |  |  | Fail | Please check "Use"
377766179 | TNB | DISTRIBUTION | WP PUTRAJAYA & CYBERJAYA | Existing | 11 kV |  | RYB | VPTJ/PCE/J14191 | PE 14.19 BLOK E2 (EFI) (F1) |  |  | Fail | Please check "Use"
377766184 | TNB | DISTRIBUTION | WP PUTRAJAYA & CYBERJAYA | Existing | 11 kV |  | RYB | VPTJ/PCE/J14191 | PE 14.19 BLOK E2 (EFI) (F1) |  |  | Fail | Please check "Use"
377766190 | TNB | DISTRIBUTION | WP PUTRAJAYA & CYBERJAYA | Existing | 11 kV |  | RYB | VPTJ/PCE/J14191 | PE 14.19 BLOK E2 (EFI) (F1) |  |  | Fail | Please check "Use"
377766191 | TNB | DISTRIBUTION | WP PUTRAJAYA & CYBERJAYA | Existing | 11 kV |  | RYB | VPTJ/PCE/J14191 | PE 14.19 BLOK E2 (EFI) (F1) |  |  | Fail | Please check "Use"
377766195 | TNB | DISTRIBUTION | WP PUTRAJAYA & CYBERJAYA | Existing | 11 kV |  | RYB | VPTJ/PCE/J14191 | PE 14.19 BLOK E2 (EFI) (F1) |  |  | Fail | Please check "Use"
377766198 | TNB | DISTRIBUTION | WP PUTRAJAYA & CYBERJAYA | Existing | 11 kV |  | RYB | VPTJ/PCE/J14191 | PE 14.19 BLOK E2 (EFI) (F1) |  |  | Fail | Please check "Use"
377766199 | TNB | DISTRIBUTION | WP PUTRAJAYA & CYBERJAYA | Existing | 11 kV |  | RYB | VPTJ/PCE/J14191 | PE 14.19 BLOK E2 (EFI) (F1) |  |  | Fail | Please check "Use"
377766274 | TNB | DISTRIBUTION | WP PUTRAJAYA & CYBERJAYA | Existing | 11 kV |  | RYB | VPTJ/PCE/J14192 | PE 14.19 BLOK E2 (EFI) (F2) |  |  | Fail | Please check "Use"
377766275 | TNB | DISTRIBUTION | WP PUTRAJAYA & CYBERJAYA | Existing | 11 kV |  | RYB | VPTJ/PCE/J14192 | PE 14.19 BLOK E2 (EFI) (F2) |  |  | Fail | Please check "Use"
377766280 | TNB | DISTRIBUTION | WP PUTRAJAYA & CYBERJAYA | Existing | 11 kV |  | RYB | VPTJ/PCE/J14192 | PE 14.19 BLOK E2 (EFI) (F2) |  |  | Fail | Please check "Use"
377766286 | TNB | DISTRIBUTION | WP PUTRAJAYA & CYBERJAYA | Existing | 11 kV |  | RYB | VPTJ/PCE/J14192 | PE 14.19 BLOK E2 (EFI) (F2) |  |  | Fail | Please check "Use"
377766287 | TNB | DISTRIBUTION | WP PUTRAJAYA & CYBERJAYA | Existing | 11 kV |  | RYB | VPTJ/PCE/J14192 | PE 14.19 BLOK E2 (EFI) (F2) |  |  | Fail | Please check "Use"
377766291 | TNB | DISTRIBUTION | WP PUTRAJAYA & CYBERJAYA | Existing | 11 kV |  | RYB | VPTJ/PCE/J14192 | PE 14.19 BLOK E2 (EFI) (F2) |  |  | Fail | Please check "Use"
377766294 | TNB | DISTRIBUTION | WP PUTRAJAYA & CYBERJAYA | Existing | 11 kV |  | RYB | VPTJ/PCE/J14192 | PE 14.19 BLOK E2 (EFI) (F2) |  |  | Fail | Please check "Use"
377766295 | TNB | DISTRIBUTION | WP PUTRAJAYA & CYBERJAYA | Existing | 11 kV |  | RYB | VPTJ/PCE/J14192 | PE 14.19 BLOK E2 (EFI) (F2) |  |  | Fail | Please check "Use"
377766380 | TNB | DISTRIBUTION | WP PUTRAJAYA & CYBERJAYA | Existing | 11 kV |  | RYB | VPTJ/PCE/J14181 | PE 14.18 BLOK E1 (F1) |  |  | Fail | Please check "Use"
377766381 | TNB | DISTRIBUTION | WP PUTRAJAYA & CYBERJAYA | Existing | 11 kV |  | RYB | VPTJ/PCE/J14181 | PE 14.18 BLOK E1 (F1) |  |  | Fail | Please check "Use"
377766386 | TNB | DISTRIBUTION | WP PUTRAJAYA & CYBERJAYA | Existing | 11 kV |  | RYB | VPTJ/PCE/J14181 | PE 14.18 BLOK E1 (F1) |  |  | Fail | Please check "Use"
377766392 | TNB | DISTRIBUTION | WP PUTRAJAYA & CYBERJAYA | Existing | 11 kV |  | RYB | VPTJ/PCE/J14181 | PE 14.18 BLOK E1 (F1) |  |  | Fail | Please check "Use"
377766393 | TNB | DISTRIBUTION | WP PUTRAJAYA & CYBERJAYA | Existing | 11 kV |  | RYB | VPTJ/PCE/J14181 | PE 14.18 BLOK E1 (F1) |  |  | Fail | Please check "Use"
377766397 | TNB | DISTRIBUTION | WP PUTRAJAYA & CYBERJAYA | Existing | 11 kV |  | RYB | VPTJ/PCE/J14181 | PE 14.18 BLOK E1 (F1) |  |  | Fail | Please check "Use"
377766400 | TNB | DISTRIBUTION | WP PUTRAJAYA & CYBERJAYA | Existing | 11 kV |  | RYB | VPTJ/PCE/J14181 | PE 14.18 BLOK E1 (F1) |  |  | Fail | Please check "Use"
377766401 | TNB | DISTRIBUTION | WP PUTRAJAYA & CYBERJAYA | Existing | 11 kV |  | RYB | VPTJ/PCE/J14181 | PE 14.18 BLOK E1 (F1) |  |  | Fail | Please check "Use"
377766409 | TNB | DISTRIBUTION | WP PUTRAJAYA & CYBERJAYA | Existing | 11 kV |  | RYB | VPTJ/PCE/J14182 | PE 14.18 BLOK E1 (F2) |  |  | Fail | Please check "Use"
377766410 | TNB | DISTRIBUTION | WP PUTRAJAYA & CYBERJAYA | Existing | 11 kV |  | RYB | VPTJ/PCE/J14182 | PE 14.18 BLOK E1 (F2) |  |  | Fail | Please check "Use"
377766415 | TNB | DISTRIBUTION | WP PUTRAJAYA & CYBERJAYA | Existing | 11 kV |  | RYB | VPTJ/PCE/J14182 | PE 14.18 BLOK E1 (F2) |  |  | Fail | Please check "Use"
377766421 | TNB | DISTRIBUTION | WP PUTRAJAYA & CYBERJAYA | Existing | 11 kV |  | RYB | VPTJ/PCE/J14182 | PE 14.18 BLOK E1 (F2) |  |  | Fail | Please check "Use"
377766422 | TNB | DISTRIBUTION | WP PUTRAJAYA & CYBERJAYA | Existing | 11 kV |  | RYB | VPTJ/PCE/J14182 | PE 14.18 BLOK E1 (F2) |  |  | Fail | Please check "Use"
377766426 | TNB | DISTRIBUTION | WP PUTRAJAYA & CYBERJAYA | Existing | 11 kV |  | RYB | VPTJ/PCE/J14182 | PE 14.18 BLOK E1 (F2) |  |  | Fail | Please check "Use"
377766429 | TNB | DISTRIBUTION | WP PUTRAJAYA & CYBERJAYA | Existing | 11 kV |  | RYB | VPTJ/PCE/J14182 | PE 14.18 BLOK E1 (F2) |  |  | Fail | Please check "Use"
377766430 | TNB | DISTRIBUTION | WP PUTRAJAYA & CYBERJAYA | Existing | 11 kV |  | RYB | VPTJ/PCE/J14182 | PE 14.18 BLOK E1 (F2) |  |  | Fail | Please check "Use"
377766502 | TNB | DISTRIBUTION | WP PUTRAJAYA & CYBERJAYA | Existing | 11 kV |  | RYB | VPTJ/PCE/J14171 | PE 14.17 BLOK D (F1) |  |  | Fail | Please check "Use"
377766503 | TNB | DISTRIBUTION | WP PUTRAJAYA & CYBERJAYA | Existing | 11 kV |  | RYB | VPTJ/PCE/J14171 | PE 14.17 BLOK D (F1) |  |  | Fail | Please check "Use"
377766508 | TNB | DISTRIBUTION | WP PUTRAJAYA & CYBERJAYA | Existing | 11 kV |  | RYB | VPTJ/PCE/J14171 | PE 14.17 BLOK D (F1) |  |  | Fail | Please check "Use"
377766514 | TNB | DISTRIBUTION | WP PUTRAJAYA & CYBERJAYA | Existing | 11 kV |  | RYB | VPTJ/PCE/J14171 | PE 14.17 BLOK D (F1) |  |  | Fail | Please check "Use"
377766515 | TNB | DISTRIBUTION | WP PUTRAJAYA & CYBERJAYA | Existing | 11 kV |  | RYB | VPTJ/PCE/J14171 | PE 14.17 BLOK D (F1) |  |  | Fail | Please check "Use"
377766519 | TNB | DISTRIBUTION | WP PUTRAJAYA & CYBERJAYA | Existing | 11 kV |  | RYB | VPTJ/PCE/J14171 | PE 14.17 BLOK D (F1) |  |  | Fail | Please check "Use"
377766522 | TNB | DISTRIBUTION | WP PUTRAJAYA & CYBERJAYA | Existing | 11 kV |  | RYB | VPTJ/PCE/J14171 | PE 14.17 BLOK D (F1) |  |  | Fail | Please check "Use"
377766523 | TNB | DISTRIBUTION | WP PUTRAJAYA & CYBERJAYA | Existing | 11 kV |  | RYB | VPTJ/PCE/J14171 | PE 14.17 BLOK D (F1) |  |  | Fail | Please check "Use"
377766598 | TNB | DISTRIBUTION | WP PUTRAJAYA & CYBERJAYA | Existing | 11 kV |  | RYB | VPTJ/PCE/J14172 | PE 14.17 BLOK D (F2) |  |  | Fail | Please check "Use"
377766599 | TNB | DISTRIBUTION | WP PUTRAJAYA & CYBERJAYA | Existing | 11 kV |  | RYB | VPTJ/PCE/J14172 | PE 14.17 BLOK D (F2) |  |  | Fail | Please check "Use"
377766604 | TNB | DISTRIBUTION | WP PUTRAJAYA & CYBERJAYA | Existing | 11 kV |  | RYB | VPTJ/PCE/J14172 | PE 14.17 BLOK D (F2) |  |  | Fail | Please check "Use"
377766610 | TNB | DISTRIBUTION | WP PUTRAJAYA & CYBERJAYA | Existing | 11 kV |  | RYB | VPTJ/PCE/J14172 | PE 14.17 BLOK D (F2) |  |  | Fail | Please check "Use"
377766611 | TNB | DISTRIBUTION | WP PUTRAJAYA & CYBERJAYA | Existing | 11 kV |  | RYB | VPTJ/PCE/J14172 | PE 14.17 BLOK D (F2) |  |  | Fail | Please check "Use"
377766615 | TNB | DISTRIBUTION | WP PUTRAJAYA & CYBERJAYA | Existing | 11 kV |  | RYB | VPTJ/PCE/J14172 | PE 14.17 BLOK D (F2) |  |  | Fail | Please check "Use"
377766618 | TNB | DISTRIBUTION | WP PUTRAJAYA & CYBERJAYA | Existing | 11 kV |  | RYB | VPTJ/PCE/J14172 | PE 14.17 BLOK D (F2) |  |  | Fail | Please check "Use"
377766619 | TNB | DISTRIBUTION | WP PUTRAJAYA & CYBERJAYA | Existing | 11 kV |  | RYB | VPTJ/PCE/J14172 | PE 14.17 BLOK D (F2) |  |  | Fail | Please check "Use"
377766698 | TNB | DISTRIBUTION | WP PUTRAJAYA & CYBERJAYA | Existing | 11 kV |  | RYB | VPTJ/PCE/J14161 | PE 14.16 BLOK C (EFI) (F1) |  |  | Fail | Please check "Use"
377766699 | TNB | DISTRIBUTION | WP PUTRAJAYA & CYBERJAYA | Existing | 11 kV |  | RYB | VPTJ/PCE/J14161 | PE 14.16 BLOK C (EFI) (F1) |  |  | Fail | Please check "Use"
377766704 | TNB | DISTRIBUTION | WP PUTRAJAYA & CYBERJAYA | Existing | 11 kV |  | RYB | VPTJ/PCE/J14161 | PE 14.16 BLOK C (EFI) (F1) |  |  | Fail | Please check "Use"
377766710 | TNB | DISTRIBUTION | WP PUTRAJAYA & CYBERJAYA | Existing | 11 kV |  | RYB | VPTJ/PCE/J14161 | PE 14.16 BLOK C (EFI) (F1) |  |  | Fail | Please check "Use"
377766711 | TNB | DISTRIBUTION | WP PUTRAJAYA & CYBERJAYA | Existing | 11 kV |  | RYB | VPTJ/PCE/J14161 | PE 14.16 BLOK C (EFI) (F1) |  |  | Fail | Please check "Use"
377766715 | TNB | DISTRIBUTION | WP PUTRAJAYA & CYBERJAYA | Existing | 11 kV |  | RYB | VPTJ/PCE/J14161 | PE 14.16 BLOK C (EFI) (F1) |  |  | Fail | Please check "Use"
377766718 | TNB | DISTRIBUTION | WP PUTRAJAYA & CYBERJAYA | Existing | 11 kV |  | RYB | VPTJ/PCE/J14161 | PE 14.16 BLOK C (EFI) (F1) |  |  | Fail | Please check "Use"
377766719 | TNB | DISTRIBUTION | WP PUTRAJAYA & CYBERJAYA | Existing | 11 kV |  | RYB | VPTJ/PCE/J14161 | PE 14.16 BLOK C (EFI) (F1) |  |  | Fail | Please check "Use"
377766794 | TNB | DISTRIBUTION | WP PUTRAJAYA & CYBERJAYA | Existing | 11 kV |  | RYB | VPTJ/PCE/J14162 | PE 14.16 BLOK C (EFI) (F2) |  |  | Fail | Please check "Use"
377766795 | TNB | DISTRIBUTION | WP PUTRAJAYA & CYBERJAYA | Existing | 11 kV |  | RYB | VPTJ/PCE/J14162 | PE 14.16 BLOK C (EFI) (F2) |  |  | Fail | Please check "Use"
377766800 | TNB | DISTRIBUTION | WP PUTRAJAYA & CYBERJAYA | Existing | 11 kV |  | RYB | VPTJ/PCE/J14162 | PE 14.16 BLOK C (EFI) (F2) |  |  | Fail | Please check "Use"
377766806 | TNB | DISTRIBUTION | WP PUTRAJAYA & CYBERJAYA | Existing | 11 kV |  | RYB | VPTJ/PCE/J14162 | PE 14.16 BLOK C (EFI) (F2) |  |  | Fail | Please check "Use"
377766807 | TNB | DISTRIBUTION | WP PUTRAJAYA & CYBERJAYA | Existing | 11 kV |  | RYB | VPTJ/PCE/J14162 | PE 14.16 BLOK C (EFI) (F2) |  |  | Fail | Please check "Use"
377766811 | TNB | DISTRIBUTION | WP PUTRAJAYA & CYBERJAYA | Existing | 11 kV |  | RYB | VPTJ/PCE/J14162 | PE 14.16 BLOK C (EFI) (F2) |  |  | Fail | Please check "Use"
377766814 | TNB | DISTRIBUTION | WP PUTRAJAYA & CYBERJAYA | Existing | 11 kV |  | RYB | VPTJ/PCE/J14162 | PE 14.16 BLOK C (EFI) (F2) |  |  | Fail | Please check "Use"
377766815 | TNB | DISTRIBUTION | WP PUTRAJAYA & CYBERJAYA | Existing | 11 kV |  | RYB | VPTJ/PCE/J14162 | PE 14.16 BLOK C (EFI) (F2) |  |  | Fail | Please check "Use"
377766883 | TNB | DISTRIBUTION | WP PUTRAJAYA & CYBERJAYA | Existing | 11 kV |  | RYB | VPTJ/PCE/J14151 | PE 14.15 BLOK B (F1) |  |  | Fail | Please check "Use"
377766884 | TNB | DISTRIBUTION | WP PUTRAJAYA & CYBERJAYA | Existing | 11 kV |  | RYB | VPTJ/PCE/J14151 | PE 14.15 BLOK B (F1) |  |  | Fail | Please check "Use"
377766889 | TNB | DISTRIBUTION | WP PUTRAJAYA & CYBERJAYA | Existing | 11 kV |  | RYB | VPTJ/PCE/J14151 | PE 14.15 BLOK B (F1) |  |  | Fail | Please check "Use"
377766895 | TNB | DISTRIBUTION | WP PUTRAJAYA & CYBERJAYA | Existing | 11 kV |  | RYB | VPTJ/PCE/J14151 | PE 14.15 BLOK B (F1) |  |  | Fail | Please check "Use"
377766896 | TNB | DISTRIBUTION | WP PUTRAJAYA & CYBERJAYA | Existing | 11 kV |  | RYB | VPTJ/PCE/J14151 | PE 14.15 BLOK B (F1) |  |  | Fail | Please check "Use"
377766900 | TNB | DISTRIBUTION | WP PUTRAJAYA & CYBERJAYA | Existing | 11 kV |  | RYB | VPTJ/PCE/J14151 | PE 14.15 BLOK B (F1) |  |  | Fail | Please check "Use"
377766903 | TNB | DISTRIBUTION | WP PUTRAJAYA & CYBERJAYA | Existing | 11 kV |  | RYB | VPTJ/PCE/J14151 | PE 14.15 BLOK B (F1) |  |  | Fail | Please check "Use"
377766904 | TNB | DISTRIBUTION | WP PUTRAJAYA & CYBERJAYA | Existing | 11 kV |  | RYB | VPTJ/PCE/J14151 | PE 14.15 BLOK B (F1) |  |  | Fail | Please check "Use"
377766977 | TNB | DISTRIBUTION | WP PUTRAJAYA & CYBERJAYA | Existing | 11 kV |  | RYB | VPTJ/PCE/J14152 | PE 14.15 BLOK B (F2) |  |  | Fail | Please check "Use"
377766978 | TNB | DISTRIBUTION | WP PUTRAJAYA & CYBERJAYA | Existing | 11 kV |  | RYB | VPTJ/PCE/J14152 | PE 14.15 BLOK B (F2) |  |  | Fail | Please check "Use"
377766983 | TNB | DISTRIBUTION | WP PUTRAJAYA & CYBERJAYA | Existing | 11 kV |  | RYB | VPTJ/PCE/J14152 | PE 14.15 BLOK B (F2) |  |  | Fail | Please check "Use"
377766989 | TNB | DISTRIBUTION | WP PUTRAJAYA & CYBERJAYA | Existing | 11 kV |  | RYB | VPTJ/PCE/J14152 | PE 14.15 BLOK B (F2) |  |  | Fail | Please check "Use"
377766990 | TNB | DISTRIBUTION | WP PUTRAJAYA & CYBERJAYA | Existing | 11 kV |  | RYB | VPTJ/PCE/J14152 | PE 14.15 BLOK B (F2) |  |  | Fail | Please check "Use"
377766994 | TNB | DISTRIBUTION | WP PUTRAJAYA & CYBERJAYA | Existing | 11 kV |  | RYB | VPTJ/PCE/J14152 | PE 14.15 BLOK B (F2) |  |  | Fail | Please check "Use"
377766997 | TNB | DISTRIBUTION | WP PUTRAJAYA & CYBERJAYA | Existing | 11 kV |  | RYB | VPTJ/PCE/J14152 | PE 14.15 BLOK B (F2) |  |  | Fail | Please check "Use"
377766998 | TNB | DISTRIBUTION | WP PUTRAJAYA & CYBERJAYA | Existing | 11 kV |  | RYB | VPTJ/PCE/J14152 | PE 14.15 BLOK B (F2) |  |  | Fail | Please check "Use"
377767064 | TNB | DISTRIBUTION | WP PUTRAJAYA & CYBERJAYA | Existing | 11 kV |  | RYB | VPTJ/PCE/J14141 | PE 14.14 BLOK A (EFI) (F1) |  |  | Fail | Please check "Use"
377767065 | TNB | DISTRIBUTION | WP PUTRAJAYA & CYBERJAYA | Existing | 11 kV |  | RYB | VPTJ/PCE/J14141 | PE 14.14 BLOK A (EFI) (F1) |  |  | Fail | Please check "Use"
377767070 | TNB | DISTRIBUTION | WP PUTRAJAYA & CYBERJAYA | Existing | 11 kV |  | RYB | VPTJ/PCE/J14141 | PE 14.14 BLOK A (EFI) (F1) |  |  | Fail | Please check "Use"
377767076 | TNB | DISTRIBUTION | WP PUTRAJAYA & CYBERJAYA | Existing | 11 kV |  | RYB | VPTJ/PCE/J14141 | PE 14.14 BLOK A (EFI) (F1) |  |  | Fail | Please check "Use"
377767077 | TNB | DISTRIBUTION | WP PUTRAJAYA & CYBERJAYA | Existing | 11 kV |  | RYB | VPTJ/PCE/J14141 | PE 14.14 BLOK A (EFI) (F1) |  |  | Fail | Please check "Use"
377767081 | TNB | DISTRIBUTION | WP PUTRAJAYA & CYBERJAYA | Existing | 11 kV |  | RYB | VPTJ/PCE/J14141 | PE 14.14 BLOK A (EFI) (F1) |  |  | Fail | Please check "Use"
377767084 | TNB | DISTRIBUTION | WP PUTRAJAYA & CYBERJAYA | Existing | 11 kV |  | RYB | VPTJ/PCE/J14141 | PE 14.14 BLOK A (EFI) (F1) |  |  | Fail | Please check "Use"
377767085 | TNB | DISTRIBUTION | WP PUTRAJAYA & CYBERJAYA | Existing | 11 kV |  | RYB | VPTJ/PCE/J14141 | PE 14.14 BLOK A (EFI) (F1) |  |  | Fail | Please check "Use"
377767160 | TNB | DISTRIBUTION | WP PUTRAJAYA & CYBERJAYA | Existing | 11 kV |  | RYB | VPTJ/PCE/J14142 | PE 14.14 BLOK A (EFI) (F2) |  |  | Fail | Please check "Use"
377767161 | TNB | DISTRIBUTION | WP PUTRAJAYA & CYBERJAYA | Existing | 11 kV |  | RYB | VPTJ/PCE/J14142 | PE 14.14 BLOK A (EFI) (F2) |  |  | Fail | Please check "Use"
377767166 | TNB | DISTRIBUTION | WP PUTRAJAYA & CYBERJAYA | Existing | 11 kV |  | RYB | VPTJ/PCE/J14142 | PE 14.14 BLOK A (EFI) (F2) |  |  | Fail | Please check "Use"
377767172 | TNB | DISTRIBUTION | WP PUTRAJAYA & CYBERJAYA | Existing | 11 kV |  | RYB | VPTJ/PCE/J14142 | PE 14.14 BLOK A (EFI) (F2) |  |  | Fail | Please check "Use"
377767173 | TNB | DISTRIBUTION | WP PUTRAJAYA & CYBERJAYA | Existing | 11 kV |  | RYB | VPTJ/PCE/J14142 | PE 14.14 BLOK A (EFI) (F2) |  |  | Fail | Please check "Use"
377767177 | TNB | DISTRIBUTION | WP PUTRAJAYA & CYBERJAYA | Existing | 11 kV |  | RYB | VPTJ/PCE/J14142 | PE 14.14 BLOK A (EFI) (F2) |  |  | Fail | Please check "Use"
377767180 | TNB | DISTRIBUTION | WP PUTRAJAYA & CYBERJAYA | Existing | 11 kV |  | RYB | VPTJ/PCE/J14142 | PE 14.14 BLOK A (EFI) (F2) |  |  | Fail | Please check "Use"
377767181 | TNB | DISTRIBUTION | WP PUTRAJAYA & CYBERJAYA | Existing | 11 kV |  | RYB | VPTJ/PCE/J14142 | PE 14.14 BLOK A (EFI) (F2) |  |  | Fail | Please check "Use"
377767248 | TNB | DISTRIBUTION | WP PUTRAJAYA & CYBERJAYA | Existing | 11 kV |  | RYB | VPTJ/PCE/J14311 | PE 14.31 P'PURI 14-12 BLOK B (F1) |  |  | Fail | Please check "Use"
377767249 | TNB | DISTRIBUTION | WP PUTRAJAYA & CYBERJAYA | Existing | 11 kV |  | RYB | VPTJ/PCE/J14311 | PE 14.31 P'PURI 14-12 BLOK B (F1) |  |  | Fail | Please check "Use"
377767254 | TNB | DISTRIBUTION | WP PUTRAJAYA & CYBERJAYA | Existing | 11 kV |  | RYB | VPTJ/PCE/J14311 | PE 14.31 P'PURI 14-12 BLOK B (F1) |  |  | Fail | Please check "Use"
377767260 | TNB | DISTRIBUTION | WP PUTRAJAYA & CYBERJAYA | Existing | 11 kV |  | RYB | VPTJ/PCE/J14311 | PE 14.31 P'PURI 14-12 BLOK B (F1) |  |  | Fail | Please check "Use"
377767261 | TNB | DISTRIBUTION | WP PUTRAJAYA & CYBERJAYA | Existing | 11 kV |  | RYB | VPTJ/PCE/J14311 | PE 14.31 P'PURI 14-12 BLOK B (F1) |  |  | Fail | Please check "Use"
377767265 | TNB | DISTRIBUTION | WP PUTRAJAYA & CYBERJAYA | Existing | 11 kV |  | RYB | VPTJ/PCE/J14311 | PE 14.31 P'PURI 14-12 BLOK B (F1) |  |  | Fail | Please check "Use"
377767268 | TNB | DISTRIBUTION | WP PUTRAJAYA & CYBERJAYA | Existing | 11 kV |  | RYB | VPTJ/PCE/J14311 | PE 14.31 P'PURI 14-12 BLOK B (F1) |  |  | Fail | Please check "Use"
377767269 | TNB | DISTRIBUTION | WP PUTRAJAYA & CYBERJAYA | Existing | 11 kV |  | RYB | VPTJ/PCE/J14311 | PE 14.31 P'PURI 14-12 BLOK B (F1) |  |  | Fail | Please check "Use"
377767342 | TNB | DISTRIBUTION | WP PUTRAJAYA & CYBERJAYA | Existing | 11 kV |  | RYB | VPTJ/PCE/J14312 | PE 14.31 P'PURI 14-12 BLOK B (F2) |  |  | Fail | Please check "Use"
377767343 | TNB | DISTRIBUTION | WP PUTRAJAYA & CYBERJAYA | Existing | 11 kV |  | RYB | VPTJ/PCE/J14312 | PE 14.31 P'PURI 14-12 BLOK B (F2) |  |  | Fail | Please check "Use"
377767348 | TNB | DISTRIBUTION | WP PUTRAJAYA & CYBERJAYA | Existing | 11 kV |  | RYB | VPTJ/PCE/J14312 | PE 14.31 P'PURI 14-12 BLOK B (F2) |  |  | Fail | Please check "Use"
377767354 | TNB | DISTRIBUTION | WP PUTRAJAYA & CYBERJAYA | Existing | 11 kV |  | RYB | VPTJ/PCE/J14312 | PE 14.31 P'PURI 14-12 BLOK B (F2) |  |  | Fail | Please check "Use"
377767355 | TNB | DISTRIBUTION | WP PUTRAJAYA & CYBERJAYA | Existing | 11 kV |  | RYB | VPTJ/PCE/J14312 | PE 14.31 P'PURI 14-12 BLOK B (F2) |  |  | Fail | Please check "Use"
377767359 | TNB | DISTRIBUTION | WP PUTRAJAYA & CYBERJAYA | Existing | 11 kV |  | RYB | VPTJ/PCE/J14312 | PE 14.31 P'PURI 14-12 BLOK B (F2) |  |  | Fail | Please check "Use"
377767362 | TNB | DISTRIBUTION | WP PUTRAJAYA & CYBERJAYA | Existing | 11 kV |  | RYB | VPTJ/PCE/J14312 | PE 14.31 P'PURI 14-12 BLOK B (F2) |  |  | Fail | Please check "Use"
377767363 | TNB | DISTRIBUTION | WP PUTRAJAYA & CYBERJAYA | Existing | 11 kV |  | RYB | VPTJ/PCE/J14312 | PE 14.31 P'PURI 14-12 BLOK B (F2) |  |  | Fail | Please check "Use"
377767437 | TNB | DISTRIBUTION | WP PUTRAJAYA & CYBERJAYA | Existing | 11 kV |  | RYB | VPTJ/PCE/J14301 | PE 14.30 P'PURI 14-12 BLOK A (EFI) (F1) |  |  | Fail | Please check "Use"
377767438 | TNB | DISTRIBUTION | WP PUTRAJAYA & CYBERJAYA | Existing | 11 kV |  | RYB | VPTJ/PCE/J14301 | PE 14.30 P'PURI 14-12 BLOK A (EFI) (F1) |  |  | Fail | Please check "Use"
377767443 | TNB | DISTRIBUTION | WP PUTRAJAYA & CYBERJAYA | Existing | 11 kV |  | RYB | VPTJ/PCE/J14301 | PE 14.30 P'PURI 14-12 BLOK A (EFI) (F1) |  |  | Fail | Please check "Use"
377767449 | TNB | DISTRIBUTION | WP PUTRAJAYA & CYBERJAYA | Existing | 11 kV |  | RYB | VPTJ/PCE/J14301 | PE 14.30 P'PURI 14-12 BLOK A (EFI) (F1) |  |  | Fail | Please check "Use"
377767450 | TNB | DISTRIBUTION | WP PUTRAJAYA & CYBERJAYA | Existing | 11 kV |  | RYB | VPTJ/PCE/J14301 | PE 14.30 P'PURI 14-12 BLOK A (EFI) (F1) |  |  | Fail | Please check "Use"
377767454 | TNB | DISTRIBUTION | WP PUTRAJAYA & CYBERJAYA | Existing | 11 kV |  | RYB | VPTJ/PCE/J14301 | PE 14.30 P'PURI 14-12 BLOK A (EFI) (F1) |  |  | Fail | Please check "Use"
377767457 | TNB | DISTRIBUTION | WP PUTRAJAYA & CYBERJAYA | Existing | 11 kV |  | RYB | VPTJ/PCE/J14301 | PE 14.30 P'PURI 14-12 BLOK A (EFI) (F1) |  |  | Fail | Please check "Use"
377767458 | TNB | DISTRIBUTION | WP PUTRAJAYA & CYBERJAYA | Existing | 11 kV |  | RYB | VPTJ/PCE/J14301 | PE 14.30 P'PURI 14-12 BLOK A (EFI) (F1) |  |  | Fail | Please check "Use"
377767531 | TNB | DISTRIBUTION | WP PUTRAJAYA & CYBERJAYA | Existing | 11 kV |  | RYB | VPTJ/PCE/J14302 | PE 14.30 P'PURI 14-12 BLOK A (EFI) (F2) |  |  | Fail | Please check "Use"
377767532 | TNB | DISTRIBUTION | WP PUTRAJAYA & CYBERJAYA | Existing | 11 kV |  | RYB | VPTJ/PCE/J14302 | PE 14.30 P'PURI 14-12 BLOK A (EFI) (F2) |  |  | Fail | Please check "Use"
377767537 | TNB | DISTRIBUTION | WP PUTRAJAYA & CYBERJAYA | Existing | 11 kV |  | RYB | VPTJ/PCE/J14302 | PE 14.30 P'PURI 14-12 BLOK A (EFI) (F2) |  |  | Fail | Please check "Use"
377767543 | TNB | DISTRIBUTION | WP PUTRAJAYA & CYBERJAYA | Existing | 11 kV |  | RYB | VPTJ/PCE/J14302 | PE 14.30 P'PURI 14-12 BLOK A (EFI) (F2) |  |  | Fail | Please check "Use"
377767544 | TNB | DISTRIBUTION | WP PUTRAJAYA & CYBERJAYA | Existing | 11 kV |  | RYB | VPTJ/PCE/J14302 | PE 14.30 P'PURI 14-12 BLOK A (EFI) (F2) |  |  | Fail | Please check "Use"
377767548 | TNB | DISTRIBUTION | WP PUTRAJAYA & CYBERJAYA | Existing | 11 kV |  | RYB | VPTJ/PCE/J14302 | PE 14.30 P'PURI 14-12 BLOK A (EFI) (F2) |  |  | Fail | Please check "Use"
377767551 | TNB | DISTRIBUTION | WP PUTRAJAYA & CYBERJAYA | Existing | 11 kV |  | RYB | VPTJ/PCE/J14302 | PE 14.30 P'PURI 14-12 BLOK A (EFI) (F2) |  |  | Fail | Please check "Use"
377767552 | TNB | DISTRIBUTION | WP PUTRAJAYA & CYBERJAYA | Existing | 11 kV |  | RYB | VPTJ/PCE/J14302 | PE 14.30 P'PURI 14-12 BLOK A (EFI) (F2) |  |  | Fail | Please check "Use"
377767565 | TNB | DISTRIBUTION | WP PUTRAJAYA & CYBERJAYA | Existing | 11 kV |  | RYB | VPTJ/PCE/J14251 | PE 14.25 KOMPLEKS SEK REN (EFI) (F1) |  |  | Fail | Please check "Use"
377767566 | TNB | DISTRIBUTION | WP PUTRAJAYA & CYBERJAYA | Existing | 11 kV |  | RYB | VPTJ/PCE/J14251 | PE 14.25 KOMPLEKS SEK REN (EFI) (F1) |  |  | Fail | Please check "Use"
377767571 | TNB | DISTRIBUTION | WP PUTRAJAYA & CYBERJAYA | Existing | 11 kV |  | RYB | VPTJ/PCE/J14251 | PE 14.25 KOMPLEKS SEK REN (EFI) (F1) |  |  | Fail | Please check "Use"
377767577 | TNB | DISTRIBUTION | WP PUTRAJAYA & CYBERJAYA | Existing | 11 kV |  | RYB | VPTJ/PCE/J14251 | PE 14.25 KOMPLEKS SEK REN (EFI) (F1) |  |  | Fail | Please check "Use"
377767578 | TNB | DISTRIBUTION | WP PUTRAJAYA & CYBERJAYA | Existing | 11 kV |  | RYB | VPTJ/PCE/J14251 | PE 14.25 KOMPLEKS SEK REN (EFI) (F1) |  |  | Fail | Please check "Use"
377767582 | TNB | DISTRIBUTION | WP PUTRAJAYA & CYBERJAYA | Existing | 11 kV |  | RYB | VPTJ/PCE/J14251 | PE 14.25 KOMPLEKS SEK REN (EFI) (F1) |  |  | Fail | Please check "Use"
377767585 | TNB | DISTRIBUTION | WP PUTRAJAYA & CYBERJAYA | Existing | 11 kV |  | RYB | VPTJ/PCE/J14251 | PE 14.25 KOMPLEKS SEK REN (EFI) (F1) |  |  | Fail | Please check "Use"
377767586 | TNB | DISTRIBUTION | WP PUTRAJAYA & CYBERJAYA | Existing | 11 kV |  | RYB | VPTJ/PCE/J14251 | PE 14.25 KOMPLEKS SEK REN (EFI) (F1) |  |  | Fail | Please check "Use"
377767659 | TNB | DISTRIBUTION | WP PUTRAJAYA & CYBERJAYA | Existing | 11 kV |  | RYB | VPTJ/PCE/J14252 | PE 14.25 KOMPLEKS SEK REN (EFI) (F2) |  |  | Fail | Please check "Use"
377767660 | TNB | DISTRIBUTION | WP PUTRAJAYA & CYBERJAYA | Existing | 11 kV |  | RYB | VPTJ/PCE/J14252 | PE 14.25 KOMPLEKS SEK REN (EFI) (F2) |  |  | Fail | Please check "Use"
377767665 | TNB | DISTRIBUTION | WP PUTRAJAYA & CYBERJAYA | Existing | 11 kV |  | RYB | VPTJ/PCE/J14252 | PE 14.25 KOMPLEKS SEK REN (EFI) (F2) |  |  | Fail | Please check "Use"
377767671 | TNB | DISTRIBUTION | WP PUTRAJAYA & CYBERJAYA | Existing | 11 kV |  | RYB | VPTJ/PCE/J14252 | PE 14.25 KOMPLEKS SEK REN (EFI) (F2) |  |  | Fail | Please check "Use"
377767672 | TNB | DISTRIBUTION | WP PUTRAJAYA & CYBERJAYA | Existing | 11 kV |  | RYB | VPTJ/PCE/J14252 | PE 14.25 KOMPLEKS SEK REN (EFI) (F2) |  |  | Fail | Please check "Use"
377767676 | TNB | DISTRIBUTION | WP PUTRAJAYA & CYBERJAYA | Existing | 11 kV |  | RYB | VPTJ/PCE/J14252 | PE 14.25 KOMPLEKS SEK REN (EFI) (F2) |  |  | Fail | Please check "Use"
377767679 | TNB | DISTRIBUTION | WP PUTRAJAYA & CYBERJAYA | Existing | 11 kV |  | RYB | VPTJ/PCE/J14252 | PE 14.25 KOMPLEKS SEK REN (EFI) (F2) |  |  | Fail | Please check "Use"
377767680 | TNB | DISTRIBUTION | WP PUTRAJAYA & CYBERJAYA | Existing | 11 kV |  | RYB | VPTJ/PCE/J14252 | PE 14.25 KOMPLEKS SEK REN (EFI) (F2) |  |  | Fail | Please check "Use"
378018324 | TNB | DISTRIBUTION | WP PUTRAJAYA & CYBERJAYA | Existing | 11 kV |  | RYB | VCBJ/PCE/J00143 | D-CBJ-C14-0473 |  |  | Fail | Please check "Use"
378018325 | TNB | DISTRIBUTION | WP PUTRAJAYA & CYBERJAYA | Existing | 11 kV |  | RYB | VCBJ/PCE/J00143 | D-CBJ-C14-0473 |  |  | Fail | Please check "Use"
378018330 | TNB | DISTRIBUTION | WP PUTRAJAYA & CYBERJAYA | Existing | 11 kV |  | RYB | VCBJ/PCE/J00143 | D-CBJ-C14-0473 |  |  | Fail | Please check "Use"
378018336 | TNB | DISTRIBUTION | WP PUTRAJAYA & CYBERJAYA | Existing | 11 kV |  | RYB | VCBJ/PCE/J00143 | D-CBJ-C14-0473 |  |  | Fail | Please check "Use"
378018337 | TNB | DISTRIBUTION | WP PUTRAJAYA & CYBERJAYA | Existing | 11 kV |  | RYB | VCBJ/PCE/J00143 | D-CBJ-C14-0473 |  |  | Fail | Please check "Use"
378018341 | TNB | DISTRIBUTION | WP PUTRAJAYA & CYBERJAYA | Existing | 11 kV |  | RYB | VCBJ/PCE/J00143 | D-CBJ-C14-0473 |  |  | Fail | Please check "Use"
378018344 | TNB | DISTRIBUTION | WP PUTRAJAYA & CYBERJAYA | Existing | 11 kV |  | RYB | VCBJ/PCE/J00143 | D-CBJ-C14-0473 |  |  | Fail | Please check "Use"
378018345 | TNB | DISTRIBUTION | WP PUTRAJAYA & CYBERJAYA | Existing | 11 kV |  | RYB | VCBJ/PCE/J00143 | D-CBJ-C14-0473 |  |  | Fail | Please check "Use"
378018445 | TNB | DISTRIBUTION | WP PUTRAJAYA & CYBERJAYA | Existing | 11 kV |  | RYB | VCBJ/PCE/J00144 | D-CBJ-C14-0473 |  |  | Fail | Please check "Use"
378018446 | TNB | DISTRIBUTION | WP PUTRAJAYA & CYBERJAYA | Existing | 11 kV |  | RYB | VCBJ/PCE/J00144 | D-CBJ-C14-0473 |  |  | Fail | Please check "Use"
378018451 | TNB | DISTRIBUTION | WP PUTRAJAYA & CYBERJAYA | Existing | 11 kV |  | RYB | VCBJ/PCE/J00144 | D-CBJ-C14-0473 |  |  | Fail | Please check "Use"
378018457 | TNB | DISTRIBUTION | WP PUTRAJAYA & CYBERJAYA | Existing | 11 kV |  | RYB | VCBJ/PCE/J00144 | D-CBJ-C14-0473 |  |  | Fail | Please check "Use"
378018458 | TNB | DISTRIBUTION | WP PUTRAJAYA & CYBERJAYA | Existing | 11 kV |  | RYB | VCBJ/PCE/J00144 | D-CBJ-C14-0473 |  |  | Fail | Please check "Use"
378018462 | TNB | DISTRIBUTION | WP PUTRAJAYA & CYBERJAYA | Existing | 11 kV |  | RYB | VCBJ/PCE/J00144 | D-CBJ-C14-0473 |  |  | Fail | Please check "Use"
378018465 | TNB | DISTRIBUTION | WP PUTRAJAYA & CYBERJAYA | Existing | 11 kV |  | RYB | VCBJ/PCE/J00144 | D-CBJ-C14-0473 |  |  | Fail | Please check "Use"
378018466 | TNB | DISTRIBUTION | WP PUTRAJAYA & CYBERJAYA | Existing | 11 kV |  | RYB | VCBJ/PCE/J00144 | D-CBJ-C14-0473 |  |  | Fail | Please check "Use"
378018568 | TNB | DISTRIBUTION | WP PUTRAJAYA & CYBERJAYA | Existing | 11 kV |  | RYB | VCBJ/PCE/J00141 | D-CBJ-C17-0588 |  |  | Fail | Please check "Use"
378018569 | TNB | DISTRIBUTION | WP PUTRAJAYA & CYBERJAYA | Existing | 11 kV |  | RYB | VCBJ/PCE/J00141 | D-CBJ-C17-0588 |  |  | Fail | Please check "Use"
378018574 | TNB | DISTRIBUTION | WP PUTRAJAYA & CYBERJAYA | Existing | 11 kV |  | RYB | VCBJ/PCE/J00141 | D-CBJ-C17-0588 |  |  | Fail | Please check "Use"
378018580 | TNB | DISTRIBUTION | WP PUTRAJAYA & CYBERJAYA | Existing | 11 kV |  | RYB | VCBJ/PCE/J00141 | D-CBJ-C17-0588 |  |  | Fail | Please check "Use"
378018581 | TNB | DISTRIBUTION | WP PUTRAJAYA & CYBERJAYA | Existing | 11 kV |  | RYB | VCBJ/PCE/J00141 | D-CBJ-C17-0588 |  |  | Fail | Please check "Use"
378018585 | TNB | DISTRIBUTION | WP PUTRAJAYA & CYBERJAYA | Existing | 11 kV |  | RYB | VCBJ/PCE/J00141 | D-CBJ-C17-0588 |  |  | Fail | Please check "Use"
378018588 | TNB | DISTRIBUTION | WP PUTRAJAYA & CYBERJAYA | Existing | 11 kV |  | RYB | VCBJ/PCE/J00141 | D-CBJ-C17-0588 |  |  | Fail | Please check "Use"
378018589 | TNB | DISTRIBUTION | WP PUTRAJAYA & CYBERJAYA | Existing | 11 kV |  | RYB | VCBJ/PCE/J00141 | D-CBJ-C17-0588 |  |  | Fail | Please check "Use"
378018689 | TNB | DISTRIBUTION | WP PUTRAJAYA & CYBERJAYA | Existing | 11 kV |  | RYB | VCBJ/PCE/J00142 | D-CBJ-C17-0588 |  |  | Fail | Please check "Use"
378018690 | TNB | DISTRIBUTION | WP PUTRAJAYA & CYBERJAYA | Existing | 11 kV |  | RYB | VCBJ/PCE/J00142 | D-CBJ-C17-0588 |  |  | Fail | Please check "Use"
378018695 | TNB | DISTRIBUTION | WP PUTRAJAYA & CYBERJAYA | Existing | 11 kV |  | RYB | VCBJ/PCE/J00142 | D-CBJ-C17-0588 |  |  | Fail | Please check "Use"
378018701 | TNB | DISTRIBUTION | WP PUTRAJAYA & CYBERJAYA | Existing | 11 kV |  | RYB | VCBJ/PCE/J00142 | D-CBJ-C17-0588 |  |  | Fail | Please check "Use"
378018702 | TNB | DISTRIBUTION | WP PUTRAJAYA & CYBERJAYA | Existing | 11 kV |  | RYB | VCBJ/PCE/J00142 | D-CBJ-C17-0588 |  |  | Fail | Please check "Use"
378018706 | TNB | DISTRIBUTION | WP PUTRAJAYA & CYBERJAYA | Existing | 11 kV |  | RYB | VCBJ/PCE/J00142 | D-CBJ-C17-0588 |  |  | Fail | Please check "Use"
378018709 | TNB | DISTRIBUTION | WP PUTRAJAYA & CYBERJAYA | Existing | 11 kV |  | RYB | VCBJ/PCE/J00142 | D-CBJ-C17-0588 |  |  | Fail | Please check "Use"
378018710 | TNB | DISTRIBUTION | WP PUTRAJAYA & CYBERJAYA | Existing | 11 kV |  | RYB | VCBJ/PCE/J00142 | D-CBJ-C17-0588 |  |  | Fail | Please check "Use"
378018812 | TNB | DISTRIBUTION | WP PUTRAJAYA & CYBERJAYA | Existing | 11 kV |  | RYB | VCBJ/PCE/J00145 | D-CBJ-C14-0473 |  |  | Fail | Please check "Use"
378018813 | TNB | DISTRIBUTION | WP PUTRAJAYA & CYBERJAYA | Existing | 11 kV |  | RYB | VCBJ/PCE/J00145 | D-CBJ-C14-0473 |  |  | Fail | Please check "Use"
378018818 | TNB | DISTRIBUTION | WP PUTRAJAYA & CYBERJAYA | Existing | 11 kV |  | RYB | VCBJ/PCE/J00145 | D-CBJ-C14-0473 |  |  | Fail | Please check "Use"
378018824 | TNB | DISTRIBUTION | WP PUTRAJAYA & CYBERJAYA | Existing | 11 kV |  | RYB | VCBJ/PCE/J00145 | D-CBJ-C14-0473 |  |  | Fail | Please check "Use"
378018825 | TNB | DISTRIBUTION | WP PUTRAJAYA & CYBERJAYA | Existing | 11 kV |  | RYB | VCBJ/PCE/J00145 | D-CBJ-C14-0473 |  |  | Fail | Please check "Use"
378018829 | TNB | DISTRIBUTION | WP PUTRAJAYA & CYBERJAYA | Existing | 11 kV |  | RYB | VCBJ/PCE/J00145 | D-CBJ-C14-0473 |  |  | Fail | Please check "Use"
378018832 | TNB | DISTRIBUTION | WP PUTRAJAYA & CYBERJAYA | Existing | 11 kV |  | RYB | VCBJ/PCE/J00145 | D-CBJ-C14-0473 |  |  | Fail | Please check "Use"
378018833 | TNB | DISTRIBUTION | WP PUTRAJAYA & CYBERJAYA | Existing | 11 kV |  | RYB | VCBJ/PCE/J00145 | D-CBJ-C14-0473 |  |  | Fail | Please check "Use"
378018933 | TNB | DISTRIBUTION | WP PUTRAJAYA & CYBERJAYA | Existing | 11 kV |  | RYB | VCBJ/PCE/J00146 | D-CBJ-C14-0473 |  |  | Fail | Please check "Use"
378018934 | TNB | DISTRIBUTION | WP PUTRAJAYA & CYBERJAYA | Existing | 11 kV |  | RYB | VCBJ/PCE/J00146 | D-CBJ-C14-0473 |  |  | Fail | Please check "Use"
378018939 | TNB | DISTRIBUTION | WP PUTRAJAYA & CYBERJAYA | Existing | 11 kV |  | RYB | VCBJ/PCE/J00146 | D-CBJ-C14-0473 |  |  | Fail | Please check "Use"
378018945 | TNB | DISTRIBUTION | WP PUTRAJAYA & CYBERJAYA | Existing | 11 kV |  | RYB | VCBJ/PCE/J00146 | D-CBJ-C14-0473 |  |  | Fail | Please check "Use"
378018946 | TNB | DISTRIBUTION | WP PUTRAJAYA & CYBERJAYA | Existing | 11 kV |  | RYB | VCBJ/PCE/J00146 | D-CBJ-C14-0473 |  |  | Fail | Please check "Use"
378018950 | TNB | DISTRIBUTION | WP PUTRAJAYA & CYBERJAYA | Existing | 11 kV |  | RYB | VCBJ/PCE/J00146 | D-CBJ-C14-0473 |  |  | Fail | Please check "Use"
378018953 | TNB | DISTRIBUTION | WP PUTRAJAYA & CYBERJAYA | Existing | 11 kV |  | RYB | VCBJ/PCE/J00146 | D-CBJ-C14-0473 |  |  | Fail | Please check "Use"
378018954 | TNB | DISTRIBUTION | WP PUTRAJAYA & CYBERJAYA | Existing | 11 kV |  | RYB | VCBJ/PCE/J00146 | D-CBJ-C14-0473 |  |  | Fail | Please check "Use"
378019092 | TNB | DISTRIBUTION | WP PUTRAJAYA & CYBERJAYA | Existing | 11 kV |  | RYB | VCBJ/PCE/J00151 | D-CBJ-C15-0540 |  |  | Fail | Please check "Use"
378019093 | TNB | DISTRIBUTION | WP PUTRAJAYA & CYBERJAYA | Existing | 11 kV |  | RYB | VCBJ/PCE/J00151 | D-CBJ-C15-0540 |  |  | Fail | Please check "Use"
378019094 | TNB | DISTRIBUTION | WP PUTRAJAYA & CYBERJAYA | Existing | 11 kV |  | RYB | VCBJ/PCE/J00151 | D-CBJ-C15-0540 |  |  | Fail | Please check "Use"
378019101 | TNB | DISTRIBUTION | WP PUTRAJAYA & CYBERJAYA | Existing | 11 kV |  | RYB | VCBJ/PCE/J00151 | D-CBJ-C15-0540 |  |  | Fail | Please check "Use"
378019104 | TNB | DISTRIBUTION | WP PUTRAJAYA & CYBERJAYA | Existing | 11 kV |  | RYB | VCBJ/PCE/J00151 | D-CBJ-C15-0540 |  |  | Fail | Please check "Use"
378019105 | TNB | DISTRIBUTION | WP PUTRAJAYA & CYBERJAYA | Existing | 11 kV |  | RYB | VCBJ/PCE/J00151 | D-CBJ-C15-0540 |  |  | Fail | Please check "Use"
378019106 | TNB | DISTRIBUTION | WP PUTRAJAYA & CYBERJAYA | Existing | 11 kV |  | RYB | VCBJ/PCE/J00151 | D-CBJ-C15-0540 |  |  | Fail | Please check "Use"
378019108 | TNB | DISTRIBUTION | WP PUTRAJAYA & CYBERJAYA | Existing | 11 kV |  | RYB | VCBJ/PCE/J00151 | D-CBJ-C15-0540 |  |  | Fail | Please check "Use"
378019109 | TNB | DISTRIBUTION | WP PUTRAJAYA & CYBERJAYA | Existing | 11 kV |  | RYB | VCBJ/PCE/J00151 | D-CBJ-C15-0540 |  |  | Fail | Please check "Use"
378019111 | TNB | DISTRIBUTION | WP PUTRAJAYA & CYBERJAYA | Existing | 11 kV |  | RYB | VCBJ/PCE/J00151 | D-CBJ-C15-0540 |  |  | Fail | Please check "Use"
378019119 | TNB | DISTRIBUTION | WP PUTRAJAYA & CYBERJAYA | Existing | 11 kV |  | RYB | VCBJ/PCE/J00151 | D-CBJ-C15-0540 |  |  | Fail | Please check "Use"
378039477 | TNB | DISTRIBUTION | WP PUTRAJAYA & CYBERJAYA | Existing | 33 kV |  | RYB | BBBB/PMU/G00007 | PMU SUNGAI SEMENYIH 132/33/11kV |  |  | Fail | Please check "Use"
378039568 | TNB | DISTRIBUTION | WP PUTRAJAYA & CYBERJAYA | Existing | 33 kV |  | RYB | BBBB/PMU/G00007 | PMU SUNGAI SEMENYIH 132/33/11kV |  |  | Fail | Please check "Use"
378039690 | TNB | DISTRIBUTION | WP PUTRAJAYA & CYBERJAYA | Existing | 33 kV |  | RYB | BBBB/PMU/G00007 | PMU SUNGAI SEMENYIH 132/33/11kV |  |  | Fail | Please check "Use"
378039692 | TNB | DISTRIBUTION | WP PUTRAJAYA & CYBERJAYA | Existing | 33 kV |  | RYB | BBBB/PMU/G00007 | PMU SUNGAI SEMENYIH 132/33/11kV |  |  | Fail | Please check "Use"
378039701 | TNB | DISTRIBUTION | WP PUTRAJAYA & CYBERJAYA | Existing | 33 kV |  | RYB | BBBB/PMU/G00007 | PMU SUNGAI SEMENYIH 132/33/11kV |  |  | Fail | Please check "Use"
378039722 | TNB | DISTRIBUTION | WP PUTRAJAYA & CYBERJAYA | Existing | 33 kV |  | RYB | BBBB/PMU/G00007 | PMU SUNGAI SEMENYIH 132/33/11kV |  |  | Fail | Please check "Use"
378039767 | TNB | DISTRIBUTION | WP PUTRAJAYA & CYBERJAYA | Existing | 33 kV |  | RYB | BBBB/PMU/G00007 | PMU SUNGAI SEMENYIH 132/33/11kV |  |  | Fail | Please check "Use"
378039790 | TNB | DISTRIBUTION | WP PUTRAJAYA & CYBERJAYA | Existing | 33 kV |  | RYB | BBBB/PMU/G00007 | PMU SUNGAI SEMENYIH 132/33/11kV |  |  | Fail | Please check "Use"
378039864 | TNB | DISTRIBUTION | WP PUTRAJAYA & CYBERJAYA | Existing | 33 kV |  | RYB | BBBB/PMU/G00007 | PMU SUNGAI SEMENYIH 132/33/11kV |  |  | Fail | Please check "Use"
378039892 | TNB | DISTRIBUTION | WP PUTRAJAYA & CYBERJAYA | Existing | 33 kV |  | RYB | BBBB/PMU/G00007 | PMU SUNGAI SEMENYIH 132/33/11kV |  |  | Fail | Please check "Use"
378039923 | TNB | DISTRIBUTION | WP PUTRAJAYA & CYBERJAYA | Existing | 33 kV |  | RYB | BBBB/PMU/G00007 | PMU SUNGAI SEMENYIH 132/33/11kV |  |  | Fail | Please check "Use"
378039974 | TNB | DISTRIBUTION | WP PUTRAJAYA & CYBERJAYA | Existing | 33 kV |  | RYB | BBBB/PMU/G00007 | PMU SUNGAI SEMENYIH 132/33/11kV |  |  | Fail | Please check "Use"
378040156 | TNB | DISTRIBUTION | WP PUTRAJAYA & CYBERJAYA | Existing | 33 kV |  | RYB | BBBB/PMU/G00007 | PMU SUNGAI SEMENYIH 132/33/11kV |  |  | Fail | Please check "Use"
378040193 | TNB | DISTRIBUTION | WP PUTRAJAYA & CYBERJAYA | Existing | 33 kV | MAIN | RYB | BBBB/PMU/G00007 | PMU SUNGAI SEMENYIH 132/33/11kV | M2 |  | Pass | null
378040196 | TNB | DISTRIBUTION | WP PUTRAJAYA & CYBERJAYA | Existing | 33 kV | MAIN | RYB | BBBB/PMU/G00007 | PMU SUNGAI SEMENYIH 132/33/11kV | M |  | Pass | null
378043790 | TNB | DISTRIBUTION | WP PUTRAJAYA & CYBERJAYA | Existing | 11 kV |  | RYB | VPTJ/PCE/J14222 | PE 14.22 KOMPLEKS SEK MEN (F2) |  |  | Fail | Please check "Use"
378043796 | TNB | DISTRIBUTION | WP PUTRAJAYA & CYBERJAYA | Existing | 11 kV |  | RYB | VPTJ/PCE/J14222 | PE 14.22 KOMPLEKS SEK MEN (F2) |  |  | Fail | Please check "Use"
378043807 | TNB | DISTRIBUTION | WP PUTRAJAYA & CYBERJAYA | Existing | 11 kV |  | RYB | VPTJ/PCE/J14222 | PE 14.22 KOMPLEKS SEK MEN (F2) |  |  | Fail | Please check "Use"
378043900 | TNB | DISTRIBUTION | WP PUTRAJAYA & CYBERJAYA | Existing | 11 kV |  | RYB | VPTJ/PCE/J14051 | PE 14.05 PERUMAHAN 14-11 (F1) |  |  | Fail | Please check "Use"
378043901 | TNB | DISTRIBUTION | WP PUTRAJAYA & CYBERJAYA | Existing | 11 kV |  | RYB | VPTJ/PCE/J14051 | PE 14.05 PERUMAHAN 14-11 (F1) |  |  | Fail | Please check "Use"
378043906 | TNB | DISTRIBUTION | WP PUTRAJAYA & CYBERJAYA | Existing | 11 kV |  | RYB | VPTJ/PCE/J14051 | PE 14.05 PERUMAHAN 14-11 (F1) |  |  | Fail | Please check "Use"
378043912 | TNB | DISTRIBUTION | WP PUTRAJAYA & CYBERJAYA | Existing | 11 kV |  | RYB | VPTJ/PCE/J14051 | PE 14.05 PERUMAHAN 14-11 (F1) |  |  | Fail | Please check "Use"
378043913 | TNB | DISTRIBUTION | WP PUTRAJAYA & CYBERJAYA | Existing | 11 kV |  | RYB | VPTJ/PCE/J14051 | PE 14.05 PERUMAHAN 14-11 (F1) |  |  | Fail | Please check "Use"
378043917 | TNB | DISTRIBUTION | WP PUTRAJAYA & CYBERJAYA | Existing | 11 kV |  | RYB | VPTJ/PCE/J14051 | PE 14.05 PERUMAHAN 14-11 (F1) |  |  | Fail | Please check "Use"
378043920 | TNB | DISTRIBUTION | WP PUTRAJAYA & CYBERJAYA | Existing | 11 kV |  | RYB | VPTJ/PCE/J14051 | PE 14.05 PERUMAHAN 14-11 (F1) |  |  | Fail | Please check "Use"
378043921 | TNB | DISTRIBUTION | WP PUTRAJAYA & CYBERJAYA | Existing | 11 kV |  | RYB | VPTJ/PCE/J14051 | PE 14.05 PERUMAHAN 14-11 (F1) |  |  | Fail | Please check "Use"
378043923 | TNB | DISTRIBUTION | WP PUTRAJAYA & CYBERJAYA | Existing | 11 kV |  | RYB | VPTJ/PCE/J14052 | PE 14.05 PERUMAHAN 14-11 (F2) |  |  | Fail | Please check "Use"
378043924 | TNB | DISTRIBUTION | WP PUTRAJAYA & CYBERJAYA | Existing | 11 kV |  | RYB | VPTJ/PCE/J14052 | PE 14.05 PERUMAHAN 14-11 (F2) |  |  | Fail | Please check "Use"
378043929 | TNB | DISTRIBUTION | WP PUTRAJAYA & CYBERJAYA | Existing | 11 kV |  | RYB | VPTJ/PCE/J14052 | PE 14.05 PERUMAHAN 14-11 (F2) |  |  | Fail | Please check "Use"
378043935 | TNB | DISTRIBUTION | WP PUTRAJAYA & CYBERJAYA | Existing | 11 kV |  | RYB | VPTJ/PCE/J14052 | PE 14.05 PERUMAHAN 14-11 (F2) |  |  | Fail | Please check "Use"
378043936 | TNB | DISTRIBUTION | WP PUTRAJAYA & CYBERJAYA | Existing | 11 kV |  | RYB | VPTJ/PCE/J14052 | PE 14.05 PERUMAHAN 14-11 (F2) |  |  | Fail | Please check "Use"
378043940 | TNB | DISTRIBUTION | WP PUTRAJAYA & CYBERJAYA | Existing | 11 kV |  | RYB | VPTJ/PCE/J14052 | PE 14.05 PERUMAHAN 14-11 (F2) |  |  | Fail | Please check "Use"
378043943 | TNB | DISTRIBUTION | WP PUTRAJAYA & CYBERJAYA | Existing | 11 kV |  | RYB | VPTJ/PCE/J14052 | PE 14.05 PERUMAHAN 14-11 (F2) |  |  | Fail | Please check "Use"
378043944 | TNB | DISTRIBUTION | WP PUTRAJAYA & CYBERJAYA | Existing | 11 kV |  | RYB | VPTJ/PCE/J14052 | PE 14.05 PERUMAHAN 14-11 (F2) |  |  | Fail | Please check "Use"
378043954 | TNB | DISTRIBUTION | WP PUTRAJAYA & CYBERJAYA | Existing | 11 kV |  | RYB | VPTJ/PCE/J14061 | PE 14.06 PERUMAHAN 14-5A |  |  | Fail | Please check "Use"
378043955 | TNB | DISTRIBUTION | WP PUTRAJAYA & CYBERJAYA | Existing | 11 kV |  | RYB | VPTJ/PCE/J14061 | PE 14.06 PERUMAHAN 14-5A |  |  | Fail | Please check "Use"
378043960 | TNB | DISTRIBUTION | WP PUTRAJAYA & CYBERJAYA | Existing | 11 kV |  | RYB | VPTJ/PCE/J14061 | PE 14.06 PERUMAHAN 14-5A |  |  | Fail | Please check "Use"
378043966 | TNB | DISTRIBUTION | WP PUTRAJAYA & CYBERJAYA | Existing | 11 kV |  | RYB | VPTJ/PCE/J14061 | PE 14.06 PERUMAHAN 14-5A |  |  | Fail | Please check "Use"
378043967 | TNB | DISTRIBUTION | WP PUTRAJAYA & CYBERJAYA | Existing | 11 kV |  | RYB | VPTJ/PCE/J14061 | PE 14.06 PERUMAHAN 14-5A |  |  | Fail | Please check "Use"
378043971 | TNB | DISTRIBUTION | WP PUTRAJAYA & CYBERJAYA | Existing | 11 kV |  | RYB | VPTJ/PCE/J14061 | PE 14.06 PERUMAHAN 14-5A |  |  | Fail | Please check "Use"
378043974 | TNB | DISTRIBUTION | WP PUTRAJAYA & CYBERJAYA | Existing | 11 kV |  | RYB | VPTJ/PCE/J14061 | PE 14.06 PERUMAHAN 14-5A |  |  | Fail | Please check "Use"
378043975 | TNB | DISTRIBUTION | WP PUTRAJAYA & CYBERJAYA | Existing | 11 kV |  | RYB | VPTJ/PCE/J14061 | PE 14.06 PERUMAHAN 14-5A |  |  | Fail | Please check "Use"
378044104 | TNB | DISTRIBUTION | WP PUTRAJAYA & CYBERJAYA | Existing | 11 kV |  | RYB | VPTJ/PCE/J14071 | PE 14.07 Perumahan 14-5B (F1) |  |  | Fail | Please check "Use"
378044108 | TNB | DISTRIBUTION | WP PUTRAJAYA & CYBERJAYA | Existing | 11 kV |  | RYB | VPTJ/PCE/J14071 | PE 14.07 Perumahan 14-5B (F1) |  |  | Fail | Please check "Use"
378044110 | TNB | DISTRIBUTION | WP PUTRAJAYA & CYBERJAYA | Existing | 11 kV |  | RYB | VPTJ/PCE/J14071 | PE 14.07 Perumahan 14-5B (F1) |  |  | Fail | Please check "Use"
378044120 | TNB | DISTRIBUTION | WP PUTRAJAYA & CYBERJAYA | Existing | 11 kV |  | RYB | VPTJ/PCE/J14071 | PE 14.07 Perumahan 14-5B (F1) |  |  | Fail | Please check "Use"
378044137 | TNB | DISTRIBUTION | WP PUTRAJAYA & CYBERJAYA | Existing | 11 kV |  | RYB | VPTJ/PCE/J14071 | PE 14.07 Perumahan 14-5B (F1) |  |  | Fail | Please check "Use"
378044139 | TNB | DISTRIBUTION | WP PUTRAJAYA & CYBERJAYA | Existing | 11 kV |  | RYB | VPTJ/PCE/J14071 | PE 14.07 Perumahan 14-5B (F1) |  |  | Fail | Please check "Use"
378044145 | TNB | DISTRIBUTION | WP PUTRAJAYA & CYBERJAYA | Existing | 11 kV |  | RYB | VPTJ/PCE/J14071 | PE 14.07 Perumahan 14-5B (F1) |  |  | Fail | Please check "Use"
378044146 | TNB | DISTRIBUTION | WP PUTRAJAYA & CYBERJAYA | Existing | 11 kV |  | RYB | VPTJ/PCE/J14071 | PE 14.07 Perumahan 14-5B (F1) |  |  | Fail | Please check "Use"
378044223 | TNB | DISTRIBUTION | WP PUTRAJAYA & CYBERJAYA | Existing | 11 kV |  | RYB | VPTJ/PCE/J14072 | PE 14.07 Perumahan 14-5B (F2) |  |  | Fail | Please check "Use"
378044227 | TNB | DISTRIBUTION | WP PUTRAJAYA & CYBERJAYA | Existing | 11 kV |  | RYB | VPTJ/PCE/J14072 | PE 14.07 Perumahan 14-5B (F2) |  |  | Fail | Please check "Use"
378044229 | TNB | DISTRIBUTION | WP PUTRAJAYA & CYBERJAYA | Existing | 11 kV |  | RYB | VPTJ/PCE/J14072 | PE 14.07 Perumahan 14-5B (F2) |  |  | Fail | Please check "Use"
378044239 | TNB | DISTRIBUTION | WP PUTRAJAYA & CYBERJAYA | Existing | 11 kV |  | RYB | VPTJ/PCE/J14072 | PE 14.07 Perumahan 14-5B (F2) |  |  | Fail | Please check "Use"
378044256 | TNB | DISTRIBUTION | WP PUTRAJAYA & CYBERJAYA | Existing | 11 kV |  | RYB | VPTJ/PCE/J14072 | PE 14.07 Perumahan 14-5B (F2) |  |  | Fail | Please check "Use"
378044258 | TNB | DISTRIBUTION | WP PUTRAJAYA & CYBERJAYA | Existing | 11 kV |  | RYB | VPTJ/PCE/J14072 | PE 14.07 Perumahan 14-5B (F2) |  |  | Fail | Please check "Use"
378044264 | TNB | DISTRIBUTION | WP PUTRAJAYA & CYBERJAYA | Existing | 11 kV |  | RYB | VPTJ/PCE/J14072 | PE 14.07 Perumahan 14-5B (F2) |  |  | Fail | Please check "Use"
378044265 | TNB | DISTRIBUTION | WP PUTRAJAYA & CYBERJAYA | Existing | 11 kV |  | RYB | VPTJ/PCE/J14072 | PE 14.07 Perumahan 14-5B (F2) |  |  | Fail | Please check "Use"
378044363 | TNB | DISTRIBUTION | WP PUTRAJAYA & CYBERJAYA | Existing | 11 kV |  | RYB | VPTJ/PCE/J14091 | PE 14.09 PERUMAHAN 14-4 (F1) |  |  | Fail | Please check "Use"
378044364 | TNB | DISTRIBUTION | WP PUTRAJAYA & CYBERJAYA | Existing | 11 kV |  | RYB | VPTJ/PCE/J14091 | PE 14.09 PERUMAHAN 14-4 (F1) |  |  | Fail | Please check "Use"
378044369 | TNB | DISTRIBUTION | WP PUTRAJAYA & CYBERJAYA | Existing | 11 kV |  | RYB | VPTJ/PCE/J14091 | PE 14.09 PERUMAHAN 14-4 (F1) |  |  | Fail | Please check "Use"
378044375 | TNB | DISTRIBUTION | WP PUTRAJAYA & CYBERJAYA | Existing | 11 kV |  | RYB | VPTJ/PCE/J14091 | PE 14.09 PERUMAHAN 14-4 (F1) |  |  | Fail | Please check "Use"
378044376 | TNB | DISTRIBUTION | WP PUTRAJAYA & CYBERJAYA | Existing | 11 kV |  | RYB | VPTJ/PCE/J14091 | PE 14.09 PERUMAHAN 14-4 (F1) |  |  | Fail | Please check "Use"
378044380 | TNB | DISTRIBUTION | WP PUTRAJAYA & CYBERJAYA | Existing | 11 kV |  | RYB | VPTJ/PCE/J14091 | PE 14.09 PERUMAHAN 14-4 (F1) |  |  | Fail | Please check "Use"
378044383 | TNB | DISTRIBUTION | WP PUTRAJAYA & CYBERJAYA | Existing | 11 kV |  | RYB | VPTJ/PCE/J14091 | PE 14.09 PERUMAHAN 14-4 (F1) |  |  | Fail | Please check "Use"
378044384 | TNB | DISTRIBUTION | WP PUTRAJAYA & CYBERJAYA | Existing | 11 kV |  | RYB | VPTJ/PCE/J14091 | PE 14.09 PERUMAHAN 14-4 (F1) |  |  | Fail | Please check "Use"
378044494 | TNB | DISTRIBUTION | WP PUTRAJAYA & CYBERJAYA | Existing | 11 kV |  | RYB | VPTJ/PCE/J14081 | PE 14.08 Perumahan 14-10 (F1) |  |  | Fail | Please check "Use"
378044495 | TNB | DISTRIBUTION | WP PUTRAJAYA & CYBERJAYA | Existing | 11 kV |  | RYB | VPTJ/PCE/J14081 | PE 14.08 Perumahan 14-10 (F1) |  |  | Fail | Please check "Use"
378044500 | TNB | DISTRIBUTION | WP PUTRAJAYA & CYBERJAYA | Existing | 11 kV |  | RYB | VPTJ/PCE/J14081 | PE 14.08 Perumahan 14-10 (F1) |  |  | Fail | Please check "Use"
378044506 | TNB | DISTRIBUTION | WP PUTRAJAYA & CYBERJAYA | Existing | 11 kV |  | RYB | VPTJ/PCE/J14081 | PE 14.08 Perumahan 14-10 (F1) |  |  | Fail | Please check "Use"
378044507 | TNB | DISTRIBUTION | WP PUTRAJAYA & CYBERJAYA | Existing | 11 kV |  | RYB | VPTJ/PCE/J14081 | PE 14.08 Perumahan 14-10 (F1) |  |  | Fail | Please check "Use"
378044511 | TNB | DISTRIBUTION | WP PUTRAJAYA & CYBERJAYA | Existing | 11 kV |  | RYB | VPTJ/PCE/J14081 | PE 14.08 Perumahan 14-10 (F1) |  |  | Fail | Please check "Use"
378044514 | TNB | DISTRIBUTION | WP PUTRAJAYA & CYBERJAYA | Existing | 11 kV |  | RYB | VPTJ/PCE/J14081 | PE 14.08 Perumahan 14-10 (F1) |  |  | Fail | Please check "Use"
378044515 | TNB | DISTRIBUTION | WP PUTRAJAYA & CYBERJAYA | Existing | 11 kV |  | RYB | VPTJ/PCE/J14081 | PE 14.08 Perumahan 14-10 (F1) |  |  | Fail | Please check "Use"
378044517 | TNB | DISTRIBUTION | WP PUTRAJAYA & CYBERJAYA | Existing | 11 kV |  | RYB | VPTJ/PCE/J14082 | PE 14.08 Perumahan 14-10 (F2) |  |  | Fail | Please check "Use"
378044518 | TNB | DISTRIBUTION | WP PUTRAJAYA & CYBERJAYA | Existing | 11 kV |  | RYB | VPTJ/PCE/J14082 | PE 14.08 Perumahan 14-10 (F2) |  |  | Fail | Please check "Use"
378044523 | TNB | DISTRIBUTION | WP PUTRAJAYA & CYBERJAYA | Existing | 11 kV |  | RYB | VPTJ/PCE/J14082 | PE 14.08 Perumahan 14-10 (F2) |  |  | Fail | Please check "Use"
378044529 | TNB | DISTRIBUTION | WP PUTRAJAYA & CYBERJAYA | Existing | 11 kV |  | RYB | VPTJ/PCE/J14082 | PE 14.08 Perumahan 14-10 (F2) |  |  | Fail | Please check "Use"
378044530 | TNB | DISTRIBUTION | WP PUTRAJAYA & CYBERJAYA | Existing | 11 kV |  | RYB | VPTJ/PCE/J14082 | PE 14.08 Perumahan 14-10 (F2) |  |  | Fail | Please check "Use"
378044534 | TNB | DISTRIBUTION | WP PUTRAJAYA & CYBERJAYA | Existing | 11 kV |  | RYB | VPTJ/PCE/J14082 | PE 14.08 Perumahan 14-10 (F2) |  |  | Fail | Please check "Use"
378044537 | TNB | DISTRIBUTION | WP PUTRAJAYA & CYBERJAYA | Existing | 11 kV |  | RYB | VPTJ/PCE/J14082 | PE 14.08 Perumahan 14-10 (F2) |  |  | Fail | Please check "Use"
378044538 | TNB | DISTRIBUTION | WP PUTRAJAYA & CYBERJAYA | Existing | 11 kV |  | RYB | VPTJ/PCE/J14082 | PE 14.08 Perumahan 14-10 (F2) |  |  | Fail | Please check "Use"
378044620 | TNB | DISTRIBUTION | WP PUTRAJAYA & CYBERJAYA | Existing | 11 kV |  | RYB | VPTJ/PCE/J14131 | PE 14.13 ERUMAHAN 14-9 (EFI) (F1) |  |  | Fail | Please check "Use"
378044621 | TNB | DISTRIBUTION | WP PUTRAJAYA & CYBERJAYA | Existing | 11 kV |  | RYB | VPTJ/PCE/J14131 | PE 14.13 ERUMAHAN 14-9 (EFI) (F1) |  |  | Fail | Please check "Use"
378044626 | TNB | DISTRIBUTION | WP PUTRAJAYA & CYBERJAYA | Existing | 11 kV |  | RYB | VPTJ/PCE/J14131 | PE 14.13 ERUMAHAN 14-9 (EFI) (F1) |  |  | Fail | Please check "Use"
378044632 | TNB | DISTRIBUTION | WP PUTRAJAYA & CYBERJAYA | Existing | 11 kV |  | RYB | VPTJ/PCE/J14131 | PE 14.13 ERUMAHAN 14-9 (EFI) (F1) |  |  | Fail | Please check "Use"
378044633 | TNB | DISTRIBUTION | WP PUTRAJAYA & CYBERJAYA | Existing | 11 kV |  | RYB | VPTJ/PCE/J14131 | PE 14.13 ERUMAHAN 14-9 (EFI) (F1) |  |  | Fail | Please check "Use"
378044637 | TNB | DISTRIBUTION | WP PUTRAJAYA & CYBERJAYA | Existing | 11 kV |  | RYB | VPTJ/PCE/J14131 | PE 14.13 ERUMAHAN 14-9 (EFI) (F1) |  |  | Fail | Please check "Use"
378044640 | TNB | DISTRIBUTION | WP PUTRAJAYA & CYBERJAYA | Existing | 11 kV |  | RYB | VPTJ/PCE/J14131 | PE 14.13 ERUMAHAN 14-9 (EFI) (F1) |  |  | Fail | Please check "Use"
378044641 | TNB | DISTRIBUTION | WP PUTRAJAYA & CYBERJAYA | Existing | 11 kV |  | RYB | VPTJ/PCE/J14131 | PE 14.13 ERUMAHAN 14-9 (EFI) (F1) |  |  | Fail | Please check "Use"
378044643 | TNB | DISTRIBUTION | WP PUTRAJAYA & CYBERJAYA | Existing | 11 kV |  | RYB | VPTJ/PCE/J14132 | PE 14.13 ERUMAHAN 14-9 (EFI) (F2) |  |  | Fail | Please check "Use"
378044644 | TNB | DISTRIBUTION | WP PUTRAJAYA & CYBERJAYA | Existing | 11 kV |  | RYB | VPTJ/PCE/J14132 | PE 14.13 ERUMAHAN 14-9 (EFI) (F2) |  |  | Fail | Please check "Use"
378044649 | TNB | DISTRIBUTION | WP PUTRAJAYA & CYBERJAYA | Existing | 11 kV |  | RYB | VPTJ/PCE/J14132 | PE 14.13 ERUMAHAN 14-9 (EFI) (F2) |  |  | Fail | Please check "Use"
378044655 | TNB | DISTRIBUTION | WP PUTRAJAYA & CYBERJAYA | Existing | 11 kV |  | RYB | VPTJ/PCE/J14132 | PE 14.13 ERUMAHAN 14-9 (EFI) (F2) |  |  | Fail | Please check "Use"
378044656 | TNB | DISTRIBUTION | WP PUTRAJAYA & CYBERJAYA | Existing | 11 kV |  | RYB | VPTJ/PCE/J14132 | PE 14.13 ERUMAHAN 14-9 (EFI) (F2) |  |  | Fail | Please check "Use"
378044660 | TNB | DISTRIBUTION | WP PUTRAJAYA & CYBERJAYA | Existing | 11 kV |  | RYB | VPTJ/PCE/J14132 | PE 14.13 ERUMAHAN 14-9 (EFI) (F2) |  |  | Fail | Please check "Use"
378044663 | TNB | DISTRIBUTION | WP PUTRAJAYA & CYBERJAYA | Existing | 11 kV |  | RYB | VPTJ/PCE/J14132 | PE 14.13 ERUMAHAN 14-9 (EFI) (F2) |  |  | Fail | Please check "Use"
378044664 | TNB | DISTRIBUTION | WP PUTRAJAYA & CYBERJAYA | Existing | 11 kV |  | RYB | VPTJ/PCE/J14132 | PE 14.13 ERUMAHAN 14-9 (EFI) (F2) |  |  | Fail | Please check "Use"
378044745 | TNB | DISTRIBUTION | WP PUTRAJAYA & CYBERJAYA | Existing | 11 kV |  | RYB | VPTJ/PCE/J14021 | PE 14.02 PERUMAHAN 14-1 (EFI) (F1) |  |  | Fail | Please check "Use"
378044746 | TNB | DISTRIBUTION | WP PUTRAJAYA & CYBERJAYA | Existing | 11 kV |  | RYB | VPTJ/PCE/J14021 | PE 14.02 PERUMAHAN 14-1 (EFI) (F1) |  |  | Fail | Please check "Use"
378044751 | TNB | DISTRIBUTION | WP PUTRAJAYA & CYBERJAYA | Existing | 11 kV |  | RYB | VPTJ/PCE/J14021 | PE 14.02 PERUMAHAN 14-1 (EFI) (F1) |  |  | Fail | Please check "Use"
378044757 | TNB | DISTRIBUTION | WP PUTRAJAYA & CYBERJAYA | Existing | 11 kV |  | RYB | VPTJ/PCE/J14021 | PE 14.02 PERUMAHAN 14-1 (EFI) (F1) |  |  | Fail | Please check "Use"
378044758 | TNB | DISTRIBUTION | WP PUTRAJAYA & CYBERJAYA | Existing | 11 kV |  | RYB | VPTJ/PCE/J14021 | PE 14.02 PERUMAHAN 14-1 (EFI) (F1) |  |  | Fail | Please check "Use"
378044762 | TNB | DISTRIBUTION | WP PUTRAJAYA & CYBERJAYA | Existing | 11 kV |  | RYB | VPTJ/PCE/J14021 | PE 14.02 PERUMAHAN 14-1 (EFI) (F1) |  |  | Fail | Please check "Use"
378044765 | TNB | DISTRIBUTION | WP PUTRAJAYA & CYBERJAYA | Existing | 11 kV |  | RYB | VPTJ/PCE/J14021 | PE 14.02 PERUMAHAN 14-1 (EFI) (F1) |  |  | Fail | Please check "Use"
378044766 | TNB | DISTRIBUTION | WP PUTRAJAYA & CYBERJAYA | Existing | 11 kV |  | RYB | VPTJ/PCE/J14021 | PE 14.02 PERUMAHAN 14-1 (EFI) (F1) |  |  | Fail | Please check "Use"
378044768 | TNB | DISTRIBUTION | WP PUTRAJAYA & CYBERJAYA | Existing | 11 kV |  | RYB | VPTJ/PCE/J14022 | PE 14.02 PERUMAHAN 14-1 (EFI) (F2) |  |  | Fail | Please check "Use"
378044769 | TNB | DISTRIBUTION | WP PUTRAJAYA & CYBERJAYA | Existing | 11 kV |  | RYB | VPTJ/PCE/J14022 | PE 14.02 PERUMAHAN 14-1 (EFI) (F2) |  |  | Fail | Please check "Use"
378044774 | TNB | DISTRIBUTION | WP PUTRAJAYA & CYBERJAYA | Existing | 11 kV |  | RYB | VPTJ/PCE/J14022 | PE 14.02 PERUMAHAN 14-1 (EFI) (F2) |  |  | Fail | Please check "Use"
378044780 | TNB | DISTRIBUTION | WP PUTRAJAYA & CYBERJAYA | Existing | 11 kV |  | RYB | VPTJ/PCE/J14022 | PE 14.02 PERUMAHAN 14-1 (EFI) (F2) |  |  | Fail | Please check "Use"
378044781 | TNB | DISTRIBUTION | WP PUTRAJAYA & CYBERJAYA | Existing | 11 kV |  | RYB | VPTJ/PCE/J14022 | PE 14.02 PERUMAHAN 14-1 (EFI) (F2) |  |  | Fail | Please check "Use"
378044785 | TNB | DISTRIBUTION | WP PUTRAJAYA & CYBERJAYA | Existing | 11 kV |  | RYB | VPTJ/PCE/J14022 | PE 14.02 PERUMAHAN 14-1 (EFI) (F2) |  |  | Fail | Please check "Use"
378044788 | TNB | DISTRIBUTION | WP PUTRAJAYA & CYBERJAYA | Existing | 11 kV |  | RYB | VPTJ/PCE/J14022 | PE 14.02 PERUMAHAN 14-1 (EFI) (F2) |  |  | Fail | Please check "Use"
378044789 | TNB | DISTRIBUTION | WP PUTRAJAYA & CYBERJAYA | Existing | 11 kV |  | RYB | VPTJ/PCE/J14022 | PE 14.02 PERUMAHAN 14-1 (EFI) (F2) |  |  | Fail | Please check "Use"
378044871 | TNB | DISTRIBUTION | WP PUTRAJAYA & CYBERJAYA | Existing | 11 kV |  | RYB | VPTJ/PCE/J14111 | PE 14.11 PERUMAHAN 14-1 (F1) |  |  | Fail | Please check "Use"
378044872 | TNB | DISTRIBUTION | WP PUTRAJAYA & CYBERJAYA | Existing | 11 kV |  | RYB | VPTJ/PCE/J14111 | PE 14.11 PERUMAHAN 14-1 (F1) |  |  | Fail | Please check "Use"
378044877 | TNB | DISTRIBUTION | WP PUTRAJAYA & CYBERJAYA | Existing | 11 kV |  | RYB | VPTJ/PCE/J14111 | PE 14.11 PERUMAHAN 14-1 (F1) |  |  | Fail | Please check "Use"
378044883 | TNB | DISTRIBUTION | WP PUTRAJAYA & CYBERJAYA | Existing | 11 kV |  | RYB | VPTJ/PCE/J14111 | PE 14.11 PERUMAHAN 14-1 (F1) |  |  | Fail | Please check "Use"
378044884 | TNB | DISTRIBUTION | WP PUTRAJAYA & CYBERJAYA | Existing | 11 kV |  | RYB | VPTJ/PCE/J14111 | PE 14.11 PERUMAHAN 14-1 (F1) |  |  | Fail | Please check "Use"
378044888 | TNB | DISTRIBUTION | WP PUTRAJAYA & CYBERJAYA | Existing | 11 kV |  | RYB | VPTJ/PCE/J14111 | PE 14.11 PERUMAHAN 14-1 (F1) |  |  | Fail | Please check "Use"
378044891 | TNB | DISTRIBUTION | WP PUTRAJAYA & CYBERJAYA | Existing | 11 kV |  | RYB | VPTJ/PCE/J14111 | PE 14.11 PERUMAHAN 14-1 (F1) |  |  | Fail | Please check "Use"
378044892 | TNB | DISTRIBUTION | WP PUTRAJAYA & CYBERJAYA | Existing | 11 kV |  | RYB | VPTJ/PCE/J14111 | PE 14.11 PERUMAHAN 14-1 (F1) |  |  | Fail | Please check "Use"
378044894 | TNB | DISTRIBUTION | WP PUTRAJAYA & CYBERJAYA | Existing | 11 kV |  | RYB | VPTJ/PCE/J14112 | PE 14.11 PERUMAHAN 14-1 (F2) |  |  | Fail | Please check "Use"
378044895 | TNB | DISTRIBUTION | WP PUTRAJAYA & CYBERJAYA | Existing | 11 kV |  | RYB | VPTJ/PCE/J14112 | PE 14.11 PERUMAHAN 14-1 (F2) |  |  | Fail | Please check "Use"
378044900 | TNB | DISTRIBUTION | WP PUTRAJAYA & CYBERJAYA | Existing | 11 kV |  | RYB | VPTJ/PCE/J14112 | PE 14.11 PERUMAHAN 14-1 (F2) |  |  | Fail | Please check "Use"
378044906 | TNB | DISTRIBUTION | WP PUTRAJAYA & CYBERJAYA | Existing | 11 kV |  | RYB | VPTJ/PCE/J14112 | PE 14.11 PERUMAHAN 14-1 (F2) |  |  | Fail | Please check "Use"
378044907 | TNB | DISTRIBUTION | WP PUTRAJAYA & CYBERJAYA | Existing | 11 kV |  | RYB | VPTJ/PCE/J14112 | PE 14.11 PERUMAHAN 14-1 (F2) |  |  | Fail | Please check "Use"
378044911 | TNB | DISTRIBUTION | WP PUTRAJAYA & CYBERJAYA | Existing | 11 kV |  | RYB | VPTJ/PCE/J14112 | PE 14.11 PERUMAHAN 14-1 (F2) |  |  | Fail | Please check "Use"
378044914 | TNB | DISTRIBUTION | WP PUTRAJAYA & CYBERJAYA | Existing | 11 kV |  | RYB | VPTJ/PCE/J14112 | PE 14.11 PERUMAHAN 14-1 (F2) |  |  | Fail | Please check "Use"
378044915 | TNB | DISTRIBUTION | WP PUTRAJAYA & CYBERJAYA | Existing | 11 kV |  | RYB | VPTJ/PCE/J14112 | PE 14.11 PERUMAHAN 14-1 (F2) |  |  | Fail | Please check "Use"
378044991 | TNB | DISTRIBUTION | WP PUTRAJAYA & CYBERJAYA | Existing | 11 kV |  | RYB | VPTJ/PCE/J16031 | PE 16.03 146 UNIT RUMAH TERES |  |  | Fail | Please check "Use"
378044992 | TNB | DISTRIBUTION | WP PUTRAJAYA & CYBERJAYA | Existing | 11 kV |  | RYB | VPTJ/PCE/J16031 | PE 16.03 146 UNIT RUMAH TERES |  |  | Fail | Please check "Use"
378044997 | TNB | DISTRIBUTION | WP PUTRAJAYA & CYBERJAYA | Existing | 11 kV |  | RYB | VPTJ/PCE/J16031 | PE 16.03 146 UNIT RUMAH TERES |  |  | Fail | Please check "Use"
378045003 | TNB | DISTRIBUTION | WP PUTRAJAYA & CYBERJAYA | Existing | 11 kV |  | RYB | VPTJ/PCE/J16031 | PE 16.03 146 UNIT RUMAH TERES |  |  | Fail | Please check "Use"
378045004 | TNB | DISTRIBUTION | WP PUTRAJAYA & CYBERJAYA | Existing | 11 kV |  | RYB | VPTJ/PCE/J16031 | PE 16.03 146 UNIT RUMAH TERES |  |  | Fail | Please check "Use"
378045008 | TNB | DISTRIBUTION | WP PUTRAJAYA & CYBERJAYA | Existing | 11 kV |  | RYB | VPTJ/PCE/J16031 | PE 16.03 146 UNIT RUMAH TERES |  |  | Fail | Please check "Use"
378045011 | TNB | DISTRIBUTION | WP PUTRAJAYA & CYBERJAYA | Existing | 11 kV |  | RYB | VPTJ/PCE/J16031 | PE 16.03 146 UNIT RUMAH TERES |  |  | Fail | Please check "Use"
378045012 | TNB | DISTRIBUTION | WP PUTRAJAYA & CYBERJAYA | Existing | 11 kV |  | RYB | VPTJ/PCE/J16031 | PE 16.03 146 UNIT RUMAH TERES |  |  | Fail | Please check "Use"
378045022 | TNB | DISTRIBUTION | WP PUTRAJAYA & CYBERJAYA | Existing | 11 kV |  | RYB | VPTJ/PCE/J16011 | SS 16.01 TELEKOM |  |  | Fail | Please check "Use"
378045026 | TNB | DISTRIBUTION | WP PUTRAJAYA & CYBERJAYA | Existing | 11 kV |  | RYB | VPTJ/PCE/J16011 | SS 16.01 TELEKOM |  |  | Fail | Please check "Use"
378045029 | TNB | DISTRIBUTION | WP PUTRAJAYA & CYBERJAYA | Existing | 11 kV |  | RYB | VPTJ/PCE/J16011 | SS 16.01 TELEKOM |  |  | Fail | Please check "Use"
378045032 | TNB | DISTRIBUTION | WP PUTRAJAYA & CYBERJAYA | Existing | 11 kV |  | RYB | VPTJ/PCE/J16011 | SS 16.01 TELEKOM |  |  | Fail | Please check "Use"
378045034 | TNB | DISTRIBUTION | WP PUTRAJAYA & CYBERJAYA | Existing | 11 kV |  | RYB | VPTJ/PCE/J16011 | SS 16.01 TELEKOM |  |  | Fail | Please check "Use"
378045037 | TNB | DISTRIBUTION | WP PUTRAJAYA & CYBERJAYA | Existing | 11 kV |  | RYB | VPTJ/PCE/J16011 | SS 16.01 TELEKOM |  |  | Fail | Please check "Use"
378045040 | TNB | DISTRIBUTION | WP PUTRAJAYA & CYBERJAYA | Existing | 11 kV |  | RYB | VPTJ/PCE/J16011 | SS 16.01 TELEKOM |  |  | Fail | Please check "Use"
378045041 | TNB | DISTRIBUTION | WP PUTRAJAYA & CYBERJAYA | Existing | 11 kV |  | RYB | VPTJ/PCE/J16011 | SS 16.01 TELEKOM |  |  | Fail | Please check "Use"
378045048 | TNB | DISTRIBUTION | WP PUTRAJAYA & CYBERJAYA | Existing | 11 kV |  | RYB | VPTJ/PCE/J16011 | SS 16.01 TELEKOM |  |  | Fail | Please check "Use"
378045109 | TNB | DISTRIBUTION | WP PUTRAJAYA & CYBERJAYA | Existing | 11 kV |  | RYB | VPTJ/PCE/J01631 | PE 1.63 HOTEL PZ10 (F1) |  |  | Fail | Please check "Use"
378045113 | TNB | DISTRIBUTION | WP PUTRAJAYA & CYBERJAYA | Existing | 11 kV |  | RYB | VPTJ/PCE/J01631 | PE 1.63 HOTEL PZ10 (F1) |  |  | Fail | Please check "Use"
378045115 | TNB | DISTRIBUTION | WP PUTRAJAYA & CYBERJAYA | Existing | 11 kV |  | RYB | VPTJ/PCE/J01631 | PE 1.63 HOTEL PZ10 (F1) |  |  | Fail | Please check "Use"
378045125 | TNB | DISTRIBUTION | WP PUTRAJAYA & CYBERJAYA | Existing | 11 kV |  | RYB | VPTJ/PCE/J01631 | PE 1.63 HOTEL PZ10 (F1) |  |  | Fail | Please check "Use"
378045142 | TNB | DISTRIBUTION | WP PUTRAJAYA & CYBERJAYA | Existing | 11 kV |  | RYB | VPTJ/PCE/J01631 | PE 1.63 HOTEL PZ10 (F1) |  |  | Fail | Please check "Use"
378045144 | TNB | DISTRIBUTION | WP PUTRAJAYA & CYBERJAYA | Existing | 11 kV |  | RYB | VPTJ/PCE/J01631 | PE 1.63 HOTEL PZ10 (F1) |  |  | Fail | Please check "Use"
378045150 | TNB | DISTRIBUTION | WP PUTRAJAYA & CYBERJAYA | Existing | 11 kV |  | RYB | VPTJ/PCE/J01631 | PE 1.63 HOTEL PZ10 (F1) |  |  | Fail | Please check "Use"
378045151 | TNB | DISTRIBUTION | WP PUTRAJAYA & CYBERJAYA | Existing | 11 kV |  | RYB | VPTJ/PCE/J01631 | PE 1.63 HOTEL PZ10 (F1) |  |  | Fail | Please check "Use"
378045231 | TNB | DISTRIBUTION | WP PUTRAJAYA & CYBERJAYA | Existing | 11 kV |  | RYB | VPTJ/PCE/J01632 | PE 1.63 HOTEL PZ10 (F2) |  |  | Fail | Please check "Use"
378045235 | TNB | DISTRIBUTION | WP PUTRAJAYA & CYBERJAYA | Existing | 11 kV |  | RYB | VPTJ/PCE/J01632 | PE 1.63 HOTEL PZ10 (F2) |  |  | Fail | Please check "Use"
378045237 | TNB | DISTRIBUTION | WP PUTRAJAYA & CYBERJAYA | Existing | 11 kV |  | RYB | VPTJ/PCE/J01632 | PE 1.63 HOTEL PZ10 (F2) |  |  | Fail | Please check "Use"
378045247 | TNB | DISTRIBUTION | WP PUTRAJAYA & CYBERJAYA | Existing | 11 kV |  | RYB | VPTJ/PCE/J01632 | PE 1.63 HOTEL PZ10 (F2) |  |  | Fail | Please check "Use"
378045264 | TNB | DISTRIBUTION | WP PUTRAJAYA & CYBERJAYA | Existing | 11 kV |  | RYB | VPTJ/PCE/J01632 | PE 1.63 HOTEL PZ10 (F2) |  |  | Fail | Please check "Use"
378045266 | TNB | DISTRIBUTION | WP PUTRAJAYA & CYBERJAYA | Existing | 11 kV |  | RYB | VPTJ/PCE/J01632 | PE 1.63 HOTEL PZ10 (F2) |  |  | Fail | Please check "Use"
378045272 | TNB | DISTRIBUTION | WP PUTRAJAYA & CYBERJAYA | Existing | 11 kV |  | RYB | VPTJ/PCE/J01632 | PE 1.63 HOTEL PZ10 (F2) |  |  | Fail | Please check "Use"
378045273 | TNB | DISTRIBUTION | WP PUTRAJAYA & CYBERJAYA | Existing | 11 kV |  | RYB | VPTJ/PCE/J01632 | PE 1.63 HOTEL PZ10 (F2) |  |  | Fail | Please check "Use"
378045352 | TNB | DISTRIBUTION | WP PUTRAJAYA & CYBERJAYA | Existing | 11 kV |  | RYB | VPTJ/PCE/J01641 | PE 1.64 PEJ HOTEL PZ 10 (F1) |  |  | Fail | Please check "Use"
378045353 | TNB | DISTRIBUTION | WP PUTRAJAYA & CYBERJAYA | Existing | 11 kV |  | RYB | VPTJ/PCE/J01641 | PE 1.64 PEJ HOTEL PZ 10 (F1) |  |  | Fail | Please check "Use"
378045358 | TNB | DISTRIBUTION | WP PUTRAJAYA & CYBERJAYA | Existing | 11 kV |  | RYB | VPTJ/PCE/J01641 | PE 1.64 PEJ HOTEL PZ 10 (F1) |  |  | Fail | Please check "Use"
378045364 | TNB | DISTRIBUTION | WP PUTRAJAYA & CYBERJAYA | Existing | 11 kV |  | RYB | VPTJ/PCE/J01641 | PE 1.64 PEJ HOTEL PZ 10 (F1) |  |  | Fail | Please check "Use"
378045365 | TNB | DISTRIBUTION | WP PUTRAJAYA & CYBERJAYA | Existing | 11 kV |  | RYB | VPTJ/PCE/J01641 | PE 1.64 PEJ HOTEL PZ 10 (F1) |  |  | Fail | Please check "Use"
378045369 | TNB | DISTRIBUTION | WP PUTRAJAYA & CYBERJAYA | Existing | 11 kV |  | RYB | VPTJ/PCE/J01641 | PE 1.64 PEJ HOTEL PZ 10 (F1) |  |  | Fail | Please check "Use"
378045372 | TNB | DISTRIBUTION | WP PUTRAJAYA & CYBERJAYA | Existing | 11 kV |  | RYB | VPTJ/PCE/J01641 | PE 1.64 PEJ HOTEL PZ 10 (F1) |  |  | Fail | Please check "Use"
378045373 | TNB | DISTRIBUTION | WP PUTRAJAYA & CYBERJAYA | Existing | 11 kV |  | RYB | VPTJ/PCE/J01641 | PE 1.64 PEJ HOTEL PZ 10 (F1) |  |  | Fail | Please check "Use"
378045378 | TNB | DISTRIBUTION | WP PUTRAJAYA & CYBERJAYA | Existing | 11 kV |  | RYB | VPTJ/PCE/J01642 | PE 1.64 PEJ HOTEL PZ 10 (F2) |  |  | Fail | Please check "Use"
378045379 | TNB | DISTRIBUTION | WP PUTRAJAYA & CYBERJAYA | Existing | 11 kV |  | RYB | VPTJ/PCE/J01642 | PE 1.64 PEJ HOTEL PZ 10 (F2) |  |  | Fail | Please check "Use"
378045384 | TNB | DISTRIBUTION | WP PUTRAJAYA & CYBERJAYA | Existing | 11 kV |  | RYB | VPTJ/PCE/J01642 | PE 1.64 PEJ HOTEL PZ 10 (F2) |  |  | Fail | Please check "Use"
378045390 | TNB | DISTRIBUTION | WP PUTRAJAYA & CYBERJAYA | Existing | 11 kV |  | RYB | VPTJ/PCE/J01642 | PE 1.64 PEJ HOTEL PZ 10 (F2) |  |  | Fail | Please check "Use"
378045391 | TNB | DISTRIBUTION | WP PUTRAJAYA & CYBERJAYA | Existing | 11 kV |  | RYB | VPTJ/PCE/J01642 | PE 1.64 PEJ HOTEL PZ 10 (F2) |  |  | Fail | Please check "Use"
378045395 | TNB | DISTRIBUTION | WP PUTRAJAYA & CYBERJAYA | Existing | 11 kV |  | RYB | VPTJ/PCE/J01642 | PE 1.64 PEJ HOTEL PZ 10 (F2) |  |  | Fail | Please check "Use"
378045398 | TNB | DISTRIBUTION | WP PUTRAJAYA & CYBERJAYA | Existing | 11 kV |  | RYB | VPTJ/PCE/J01642 | PE 1.64 PEJ HOTEL PZ 10 (F2) |  |  | Fail | Please check "Use"
378045399 | TNB | DISTRIBUTION | WP PUTRAJAYA & CYBERJAYA | Existing | 11 kV |  | RYB | VPTJ/PCE/J01642 | PE 1.64 PEJ HOTEL PZ 10 (F2) |  |  | Fail | Please check "Use"
378045401 | TNB | DISTRIBUTION | WP PUTRAJAYA & CYBERJAYA | Existing | 11 kV |  | RYB | VPTJ/PCE/J16311 | PE 16.31 TEMP PPA1M PR 16 |  |  | Fail | Please check "Use"
378045402 | TNB | DISTRIBUTION | WP PUTRAJAYA & CYBERJAYA | Existing | 11 kV |  | RYB | VPTJ/PCE/J16311 | PE 16.31 TEMP PPA1M PR 16 |  |  | Fail | Please check "Use"
378045407 | TNB | DISTRIBUTION | WP PUTRAJAYA & CYBERJAYA | Existing | 11 kV |  | RYB | VPTJ/PCE/J16311 | PE 16.31 TEMP PPA1M PR 16 |  |  | Fail | Please check "Use"
378045413 | TNB | DISTRIBUTION | WP PUTRAJAYA & CYBERJAYA | Existing | 11 kV |  | RYB | VPTJ/PCE/J16311 | PE 16.31 TEMP PPA1M PR 16 |  |  | Fail | Please check "Use"
378045414 | TNB | DISTRIBUTION | WP PUTRAJAYA & CYBERJAYA | Existing | 11 kV |  | RYB | VPTJ/PCE/J16311 | PE 16.31 TEMP PPA1M PR 16 |  |  | Fail | Please check "Use"
378045418 | TNB | DISTRIBUTION | WP PUTRAJAYA & CYBERJAYA | Existing | 11 kV |  | RYB | VPTJ/PCE/J16311 | PE 16.31 TEMP PPA1M PR 16 |  |  | Fail | Please check "Use"
378045421 | TNB | DISTRIBUTION | WP PUTRAJAYA & CYBERJAYA | Existing | 11 kV |  | RYB | VPTJ/PCE/J16311 | PE 16.31 TEMP PPA1M PR 16 |  |  | Fail | Please check "Use"
378045422 | TNB | DISTRIBUTION | WP PUTRAJAYA & CYBERJAYA | Existing | 11 kV |  | RYB | VPTJ/PCE/J16311 | PE 16.31 TEMP PPA1M PR 16 |  |  | Fail | Please check "Use"
378045502 | TNB | DISTRIBUTION | WP PUTRAJAYA & CYBERJAYA | Existing | 11 kV |  | RYB | VPTJ/PCE/J16201 | PE 16.20 APT A1 (EFI) (F1) |  |  | Fail | Please check "Use"
378045503 | TNB | DISTRIBUTION | WP PUTRAJAYA & CYBERJAYA | Existing | 11 kV |  | RYB | VPTJ/PCE/J16201 | PE 16.20 APT A1 (EFI) (F1) |  |  | Fail | Please check "Use"
378045508 | TNB | DISTRIBUTION | WP PUTRAJAYA & CYBERJAYA | Existing | 11 kV |  | RYB | VPTJ/PCE/J16201 | PE 16.20 APT A1 (EFI) (F1) |  |  | Fail | Please check "Use"
378045514 | TNB | DISTRIBUTION | WP PUTRAJAYA & CYBERJAYA | Existing | 11 kV |  | RYB | VPTJ/PCE/J16201 | PE 16.20 APT A1 (EFI) (F1) |  |  | Fail | Please check "Use"
378045515 | TNB | DISTRIBUTION | WP PUTRAJAYA & CYBERJAYA | Existing | 11 kV |  | RYB | VPTJ/PCE/J16201 | PE 16.20 APT A1 (EFI) (F1) |  |  | Fail | Please check "Use"
378045519 | TNB | DISTRIBUTION | WP PUTRAJAYA & CYBERJAYA | Existing | 11 kV |  | RYB | VPTJ/PCE/J16201 | PE 16.20 APT A1 (EFI) (F1) |  |  | Fail | Please check "Use"
378045522 | TNB | DISTRIBUTION | WP PUTRAJAYA & CYBERJAYA | Existing | 11 kV |  | RYB | VPTJ/PCE/J16201 | PE 16.20 APT A1 (EFI) (F1) |  |  | Fail | Please check "Use"
378045523 | TNB | DISTRIBUTION | WP PUTRAJAYA & CYBERJAYA | Existing | 11 kV |  | RYB | VPTJ/PCE/J16201 | PE 16.20 APT A1 (EFI) (F1) |  |  | Fail | Please check "Use"
378045525 | TNB | DISTRIBUTION | WP PUTRAJAYA & CYBERJAYA | Existing | 11 kV |  | RYB | VPTJ/PCE/J16202 | PE 16.20 APT A1 (EFI) (F2) |  |  | Fail | Please check "Use"
378045526 | TNB | DISTRIBUTION | WP PUTRAJAYA & CYBERJAYA | Existing | 11 kV |  | RYB | VPTJ/PCE/J16202 | PE 16.20 APT A1 (EFI) (F2) |  |  | Fail | Please check "Use"
378045531 | TNB | DISTRIBUTION | WP PUTRAJAYA & CYBERJAYA | Existing | 11 kV |  | RYB | VPTJ/PCE/J16202 | PE 16.20 APT A1 (EFI) (F2) |  |  | Fail | Please check "Use"
378045537 | TNB | DISTRIBUTION | WP PUTRAJAYA & CYBERJAYA | Existing | 11 kV |  | RYB | VPTJ/PCE/J16202 | PE 16.20 APT A1 (EFI) (F2) |  |  | Fail | Please check "Use"
378045538 | TNB | DISTRIBUTION | WP PUTRAJAYA & CYBERJAYA | Existing | 11 kV |  | RYB | VPTJ/PCE/J16202 | PE 16.20 APT A1 (EFI) (F2) |  |  | Fail | Please check "Use"
378045542 | TNB | DISTRIBUTION | WP PUTRAJAYA & CYBERJAYA | Existing | 11 kV |  | RYB | VPTJ/PCE/J16202 | PE 16.20 APT A1 (EFI) (F2) |  |  | Fail | Please check "Use"
378045545 | TNB | DISTRIBUTION | WP PUTRAJAYA & CYBERJAYA | Existing | 11 kV |  | RYB | VPTJ/PCE/J16202 | PE 16.20 APT A1 (EFI) (F2) |  |  | Fail | Please check "Use"
378045546 | TNB | DISTRIBUTION | WP PUTRAJAYA & CYBERJAYA | Existing | 11 kV |  | RYB | VPTJ/PCE/J16202 | PE 16.20 APT A1 (EFI) (F2) |  |  | Fail | Please check "Use"
378045640 | TNB | DISTRIBUTION | WP PUTRAJAYA & CYBERJAYA | Existing | 11 kV |  | RYB | VPTJ/PCE/J16191 | PE 16.19 APT A2 (F1) |  |  | Fail | Please check "Use"
378045641 | TNB | DISTRIBUTION | WP PUTRAJAYA & CYBERJAYA | Existing | 11 kV |  | RYB | VPTJ/PCE/J16191 | PE 16.19 APT A2 (F1) |  |  | Fail | Please check "Use"
378045646 | TNB | DISTRIBUTION | WP PUTRAJAYA & CYBERJAYA | Existing | 11 kV |  | RYB | VPTJ/PCE/J16191 | PE 16.19 APT A2 (F1) |  |  | Fail | Please check "Use"
378045652 | TNB | DISTRIBUTION | WP PUTRAJAYA & CYBERJAYA | Existing | 11 kV |  | RYB | VPTJ/PCE/J16191 | PE 16.19 APT A2 (F1) |  |  | Fail | Please check "Use"
378045653 | TNB | DISTRIBUTION | WP PUTRAJAYA & CYBERJAYA | Existing | 11 kV |  | RYB | VPTJ/PCE/J16191 | PE 16.19 APT A2 (F1) |  |  | Fail | Please check "Use"
378045657 | TNB | DISTRIBUTION | WP PUTRAJAYA & CYBERJAYA | Existing | 11 kV |  | RYB | VPTJ/PCE/J16191 | PE 16.19 APT A2 (F1) |  |  | Fail | Please check "Use"
378045660 | TNB | DISTRIBUTION | WP PUTRAJAYA & CYBERJAYA | Existing | 11 kV |  | RYB | VPTJ/PCE/J16191 | PE 16.19 APT A2 (F1) |  |  | Fail | Please check "Use"
378045661 | TNB | DISTRIBUTION | WP PUTRAJAYA & CYBERJAYA | Existing | 11 kV |  | RYB | VPTJ/PCE/J16191 | PE 16.19 APT A2 (F1) |  |  | Fail | Please check "Use"
378045666 | TNB | DISTRIBUTION | WP PUTRAJAYA & CYBERJAYA | Existing | 11 kV |  | RYB | VPTJ/PCE/J16192 | PE 16.19 APT A2 (F2) |  |  | Fail | Please check "Use"
378045667 | TNB | DISTRIBUTION | WP PUTRAJAYA & CYBERJAYA | Existing | 11 kV |  | RYB | VPTJ/PCE/J16192 | PE 16.19 APT A2 (F2) |  |  | Fail | Please check "Use"
378045672 | TNB | DISTRIBUTION | WP PUTRAJAYA & CYBERJAYA | Existing | 11 kV |  | RYB | VPTJ/PCE/J16192 | PE 16.19 APT A2 (F2) |  |  | Fail | Please check "Use"
378045678 | TNB | DISTRIBUTION | WP PUTRAJAYA & CYBERJAYA | Existing | 11 kV |  | RYB | VPTJ/PCE/J16192 | PE 16.19 APT A2 (F2) |  |  | Fail | Please check "Use"
378045679 | TNB | DISTRIBUTION | WP PUTRAJAYA & CYBERJAYA | Existing | 11 kV |  | RYB | VPTJ/PCE/J16192 | PE 16.19 APT A2 (F2) |  |  | Fail | Please check "Use"
378045683 | TNB | DISTRIBUTION | WP PUTRAJAYA & CYBERJAYA | Existing | 11 kV |  | RYB | VPTJ/PCE/J16192 | PE 16.19 APT A2 (F2) |  |  | Fail | Please check "Use"
378045686 | TNB | DISTRIBUTION | WP PUTRAJAYA & CYBERJAYA | Existing | 11 kV |  | RYB | VPTJ/PCE/J16192 | PE 16.19 APT A2 (F2) |  |  | Fail | Please check "Use"
378045687 | TNB | DISTRIBUTION | WP PUTRAJAYA & CYBERJAYA | Existing | 11 kV |  | RYB | VPTJ/PCE/J16192 | PE 16.19 APT A2 (F2) |  |  | Fail | Please check "Use"
378045769 | TNB | DISTRIBUTION | WP PUTRAJAYA & CYBERJAYA | Existing | 11 kV |  | RYB | VPTJ/PCE/J16181 | PE 16.18 APT A3 (EFI) (F1) |  |  | Fail | Please check "Use"
378045770 | TNB | DISTRIBUTION | WP PUTRAJAYA & CYBERJAYA | Existing | 11 kV |  | RYB | VPTJ/PCE/J16181 | PE 16.18 APT A3 (EFI) (F1) |  |  | Fail | Please check "Use"
378045775 | TNB | DISTRIBUTION | WP PUTRAJAYA & CYBERJAYA | Existing | 11 kV |  | RYB | VPTJ/PCE/J16181 | PE 16.18 APT A3 (EFI) (F1) |  |  | Fail | Please check "Use"
378045781 | TNB | DISTRIBUTION | WP PUTRAJAYA & CYBERJAYA | Existing | 11 kV |  | RYB | VPTJ/PCE/J16181 | PE 16.18 APT A3 (EFI) (F1) |  |  | Fail | Please check "Use"
378045782 | TNB | DISTRIBUTION | WP PUTRAJAYA & CYBERJAYA | Existing | 11 kV |  | RYB | VPTJ/PCE/J16181 | PE 16.18 APT A3 (EFI) (F1) |  |  | Fail | Please check "Use"
378045786 | TNB | DISTRIBUTION | WP PUTRAJAYA & CYBERJAYA | Existing | 11 kV |  | RYB | VPTJ/PCE/J16181 | PE 16.18 APT A3 (EFI) (F1) |  |  | Fail | Please check "Use"
378045789 | TNB | DISTRIBUTION | WP PUTRAJAYA & CYBERJAYA | Existing | 11 kV |  | RYB | VPTJ/PCE/J16181 | PE 16.18 APT A3 (EFI) (F1) |  |  | Fail | Please check "Use"
378045790 | TNB | DISTRIBUTION | WP PUTRAJAYA & CYBERJAYA | Existing | 11 kV |  | RYB | VPTJ/PCE/J16181 | PE 16.18 APT A3 (EFI) (F1) |  |  | Fail | Please check "Use"
378045796 | TNB | DISTRIBUTION | WP PUTRAJAYA & CYBERJAYA | Existing | 11 kV |  | RYB | VPTJ/PCE/J16182 | PE 16.18 APT A3 (EFI) (F2) |  |  | Fail | Please check "Use"
378045797 | TNB | DISTRIBUTION | WP PUTRAJAYA & CYBERJAYA | Existing | 11 kV |  | RYB | VPTJ/PCE/J16182 | PE 16.18 APT A3 (EFI) (F2) |  |  | Fail | Please check "Use"
378045802 | TNB | DISTRIBUTION | WP PUTRAJAYA & CYBERJAYA | Existing | 11 kV |  | RYB | VPTJ/PCE/J16182 | PE 16.18 APT A3 (EFI) (F2) |  |  | Fail | Please check "Use"
378045808 | TNB | DISTRIBUTION | WP PUTRAJAYA & CYBERJAYA | Existing | 11 kV |  | RYB | VPTJ/PCE/J16182 | PE 16.18 APT A3 (EFI) (F2) |  |  | Fail | Please check "Use"
378045809 | TNB | DISTRIBUTION | WP PUTRAJAYA & CYBERJAYA | Existing | 11 kV |  | RYB | VPTJ/PCE/J16182 | PE 16.18 APT A3 (EFI) (F2) |  |  | Fail | Please check "Use"
378045813 | TNB | DISTRIBUTION | WP PUTRAJAYA & CYBERJAYA | Existing | 11 kV |  | RYB | VPTJ/PCE/J16182 | PE 16.18 APT A3 (EFI) (F2) |  |  | Fail | Please check "Use"
378045816 | TNB | DISTRIBUTION | WP PUTRAJAYA & CYBERJAYA | Existing | 11 kV |  | RYB | VPTJ/PCE/J16182 | PE 16.18 APT A3 (EFI) (F2) |  |  | Fail | Please check "Use"
378045817 | TNB | DISTRIBUTION | WP PUTRAJAYA & CYBERJAYA | Existing | 11 kV |  | RYB | VPTJ/PCE/J16182 | PE 16.18 APT A3 (EFI) (F2) |  |  | Fail | Please check "Use"
378045897 | TNB | DISTRIBUTION | WP PUTRAJAYA & CYBERJAYA | Existing | 11 kV |  | RYB | VPTJ/PCE/J16151 | PE 16.15 SEK. REN (F1) |  |  | Fail | Please check "Use"
378045898 | TNB | DISTRIBUTION | WP PUTRAJAYA & CYBERJAYA | Existing | 11 kV |  | RYB | VPTJ/PCE/J16151 | PE 16.15 SEK. REN (F1) |  |  | Fail | Please check "Use"
378045903 | TNB | DISTRIBUTION | WP PUTRAJAYA & CYBERJAYA | Existing | 11 kV |  | RYB | VPTJ/PCE/J16151 | PE 16.15 SEK. REN (F1) |  |  | Fail | Please check "Use"
378045909 | TNB | DISTRIBUTION | WP PUTRAJAYA & CYBERJAYA | Existing | 11 kV |  | RYB | VPTJ/PCE/J16151 | PE 16.15 SEK. REN (F1) |  |  | Fail | Please check "Use"
378045910 | TNB | DISTRIBUTION | WP PUTRAJAYA & CYBERJAYA | Existing | 11 kV |  | RYB | VPTJ/PCE/J16151 | PE 16.15 SEK. REN (F1) |  |  | Fail | Please check "Use"
378045914 | TNB | DISTRIBUTION | WP PUTRAJAYA & CYBERJAYA | Existing | 11 kV |  | RYB | VPTJ/PCE/J16151 | PE 16.15 SEK. REN (F1) |  |  | Fail | Please check "Use"
378045917 | TNB | DISTRIBUTION | WP PUTRAJAYA & CYBERJAYA | Existing | 11 kV |  | RYB | VPTJ/PCE/J16151 | PE 16.15 SEK. REN (F1) |  |  | Fail | Please check "Use"
378045918 | TNB | DISTRIBUTION | WP PUTRAJAYA & CYBERJAYA | Existing | 11 kV |  | RYB | VPTJ/PCE/J16151 | PE 16.15 SEK. REN (F1) |  |  | Fail | Please check "Use"
378045924 | TNB | DISTRIBUTION | WP PUTRAJAYA & CYBERJAYA | Existing | 11 kV |  | RYB | VPTJ/PCE/J16152 | PE 16.15 SEK. REN (F2) |  |  | Fail | Please check "Use"
378045925 | TNB | DISTRIBUTION | WP PUTRAJAYA & CYBERJAYA | Existing | 11 kV |  | RYB | VPTJ/PCE/J16152 | PE 16.15 SEK. REN (F2) |  |  | Fail | Please check "Use"
378045930 | TNB | DISTRIBUTION | WP PUTRAJAYA & CYBERJAYA | Existing | 11 kV |  | RYB | VPTJ/PCE/J16152 | PE 16.15 SEK. REN (F2) |  |  | Fail | Please check "Use"
378045936 | TNB | DISTRIBUTION | WP PUTRAJAYA & CYBERJAYA | Existing | 11 kV |  | RYB | VPTJ/PCE/J16152 | PE 16.15 SEK. REN (F2) |  |  | Fail | Please check "Use"
378045937 | TNB | DISTRIBUTION | WP PUTRAJAYA & CYBERJAYA | Existing | 11 kV |  | RYB | VPTJ/PCE/J16152 | PE 16.15 SEK. REN (F2) |  |  | Fail | Please check "Use"
378045941 | TNB | DISTRIBUTION | WP PUTRAJAYA & CYBERJAYA | Existing | 11 kV |  | RYB | VPTJ/PCE/J16152 | PE 16.15 SEK. REN (F2) |  |  | Fail | Please check "Use"
378045944 | TNB | DISTRIBUTION | WP PUTRAJAYA & CYBERJAYA | Existing | 11 kV |  | RYB | VPTJ/PCE/J16152 | PE 16.15 SEK. REN (F2) |  |  | Fail | Please check "Use"
378045945 | TNB | DISTRIBUTION | WP PUTRAJAYA & CYBERJAYA | Existing | 11 kV |  | RYB | VPTJ/PCE/J16152 | PE 16.15 SEK. REN (F2) |  |  | Fail | Please check "Use"
378046025 | TNB | DISTRIBUTION | WP PUTRAJAYA & CYBERJAYA | Existing | 11 kV |  | RYB | VPTJ/PCE/J16131 | PE 16.13 SEK. MEN (F1) |  |  | Fail | Please check "Use"
378046029 | TNB | DISTRIBUTION | WP PUTRAJAYA & CYBERJAYA | Existing | 11 kV |  | RYB | VPTJ/PCE/J16131 | PE 16.13 SEK. MEN (F1) |  |  | Fail | Please check "Use"
378046031 | TNB | DISTRIBUTION | WP PUTRAJAYA & CYBERJAYA | Existing | 11 kV |  | RYB | VPTJ/PCE/J16131 | PE 16.13 SEK. MEN (F1) |  |  | Fail | Please check "Use"
378046041 | TNB | DISTRIBUTION | WP PUTRAJAYA & CYBERJAYA | Existing | 11 kV |  | RYB | VPTJ/PCE/J16131 | PE 16.13 SEK. MEN (F1) |  |  | Fail | Please check "Use"
378046058 | TNB | DISTRIBUTION | WP PUTRAJAYA & CYBERJAYA | Existing | 11 kV |  | RYB | VPTJ/PCE/J16131 | PE 16.13 SEK. MEN (F1) |  |  | Fail | Please check "Use"
378046060 | TNB | DISTRIBUTION | WP PUTRAJAYA & CYBERJAYA | Existing | 11 kV |  | RYB | VPTJ/PCE/J16131 | PE 16.13 SEK. MEN (F1) |  |  | Fail | Please check "Use"
378046066 | TNB | DISTRIBUTION | WP PUTRAJAYA & CYBERJAYA | Existing | 11 kV |  | RYB | VPTJ/PCE/J16131 | PE 16.13 SEK. MEN (F1) |  |  | Fail | Please check "Use"
378046067 | TNB | DISTRIBUTION | WP PUTRAJAYA & CYBERJAYA | Existing | 11 kV |  | RYB | VPTJ/PCE/J16131 | PE 16.13 SEK. MEN (F1) |  |  | Fail | Please check "Use"
378046077 | TNB | DISTRIBUTION | WP PUTRAJAYA & CYBERJAYA | Existing | 11 kV |  | RYB | VPTJ/PCE/J16132 | PE 16.13 SEK. MEN (F2) |  |  | Fail | Please check "Use"
378046081 | TNB | DISTRIBUTION | WP PUTRAJAYA & CYBERJAYA | Existing | 11 kV |  | RYB | VPTJ/PCE/J16132 | PE 16.13 SEK. MEN (F2) |  |  | Fail | Please check "Use"
378046083 | TNB | DISTRIBUTION | WP PUTRAJAYA & CYBERJAYA | Existing | 11 kV |  | RYB | VPTJ/PCE/J16132 | PE 16.13 SEK. MEN (F2) |  |  | Fail | Please check "Use"
378046093 | TNB | DISTRIBUTION | WP PUTRAJAYA & CYBERJAYA | Existing | 11 kV |  | RYB | VPTJ/PCE/J16132 | PE 16.13 SEK. MEN (F2) |  |  | Fail | Please check "Use"
378046110 | TNB | DISTRIBUTION | WP PUTRAJAYA & CYBERJAYA | Existing | 11 kV |  | RYB | VPTJ/PCE/J16132 | PE 16.13 SEK. MEN (F2) |  |  | Fail | Please check "Use"
378046112 | TNB | DISTRIBUTION | WP PUTRAJAYA & CYBERJAYA | Existing | 11 kV |  | RYB | VPTJ/PCE/J16132 | PE 16.13 SEK. MEN (F2) |  |  | Fail | Please check "Use"
378046118 | TNB | DISTRIBUTION | WP PUTRAJAYA & CYBERJAYA | Existing | 11 kV |  | RYB | VPTJ/PCE/J16132 | PE 16.13 SEK. MEN (F2) |  |  | Fail | Please check "Use"
378046119 | TNB | DISTRIBUTION | WP PUTRAJAYA & CYBERJAYA | Existing | 11 kV |  | RYB | VPTJ/PCE/J16132 | PE 16.13 SEK. MEN (F2) |  |  | Fail | Please check "Use"
378046197 | TNB | DISTRIBUTION | WP PUTRAJAYA & CYBERJAYA | Existing | 11 kV |  | RYB | VPTJ/PCE/J16171 | SS 16.17 KOMPLEK KEJIRANAN (EFI) (F1) |  |  | Fail | Please check "Use"
378046199 | TNB | DISTRIBUTION | WP PUTRAJAYA & CYBERJAYA | Existing | 11 kV |  | RYB | VPTJ/PCE/J16171 | SS 16.17 KOMPLEK KEJIRANAN (EFI) (F1) |  |  | Fail | Please check "Use"
378046201 | TNB | DISTRIBUTION | WP PUTRAJAYA & CYBERJAYA | Existing | 11 kV |  | RYB | VPTJ/PCE/J16171 | SS 16.17 KOMPLEK KEJIRANAN (EFI) (F1) |  |  | Fail | Please check "Use"
378046204 | TNB | DISTRIBUTION | WP PUTRAJAYA & CYBERJAYA | Existing | 11 kV |  | RYB | VPTJ/PCE/J16171 | SS 16.17 KOMPLEK KEJIRANAN (EFI) (F1) |  |  | Fail | Please check "Use"
378046205 | TNB | DISTRIBUTION | WP PUTRAJAYA & CYBERJAYA | Existing | 11 kV |  | RYB | VPTJ/PCE/J16171 | SS 16.17 KOMPLEK KEJIRANAN (EFI) (F1) |  |  | Fail | Please check "Use"
378046206 | TNB | DISTRIBUTION | WP PUTRAJAYA & CYBERJAYA | Existing | 11 kV |  | RYB | VPTJ/PCE/J16171 | SS 16.17 KOMPLEK KEJIRANAN (EFI) (F1) |  |  | Fail | Please check "Use"
378046212 | TNB | DISTRIBUTION | WP PUTRAJAYA & CYBERJAYA | Existing | 11 kV |  | RYB | VPTJ/PCE/J16171 | SS 16.17 KOMPLEK KEJIRANAN (EFI) (F1) |  |  | Fail | Please check "Use"
378046217 | TNB | DISTRIBUTION | WP PUTRAJAYA & CYBERJAYA | Existing | 11 kV |  | RYB | VPTJ/PCE/J16171 | SS 16.17 KOMPLEK KEJIRANAN (EFI) (F1) |  |  | Fail | Please check "Use"
378046223 | TNB | DISTRIBUTION | WP PUTRAJAYA & CYBERJAYA | Existing | 11 kV |  | RYB | VPTJ/PCE/J16172 | SS 16.17 KOMPLEK KEJIRANAN (EFI) (F2) |  |  | Fail | Please check "Use"
378046225 | TNB | DISTRIBUTION | WP PUTRAJAYA & CYBERJAYA | Existing | 11 kV |  | RYB | VPTJ/PCE/J16172 | SS 16.17 KOMPLEK KEJIRANAN (EFI) (F2) |  |  | Fail | Please check "Use"
378046227 | TNB | DISTRIBUTION | WP PUTRAJAYA & CYBERJAYA | Existing | 11 kV |  | RYB | VPTJ/PCE/J16172 | SS 16.17 KOMPLEK KEJIRANAN (EFI) (F2) |  |  | Fail | Please check "Use"
378046230 | TNB | DISTRIBUTION | WP PUTRAJAYA & CYBERJAYA | Existing | 11 kV |  | RYB | VPTJ/PCE/J16172 | SS 16.17 KOMPLEK KEJIRANAN (EFI) (F2) |  |  | Fail | Please check "Use"
378046231 | TNB | DISTRIBUTION | WP PUTRAJAYA & CYBERJAYA | Existing | 11 kV |  | RYB | VPTJ/PCE/J16172 | SS 16.17 KOMPLEK KEJIRANAN (EFI) (F2) |  |  | Fail | Please check "Use"
378046232 | TNB | DISTRIBUTION | WP PUTRAJAYA & CYBERJAYA | Existing | 11 kV |  | RYB | VPTJ/PCE/J16172 | SS 16.17 KOMPLEK KEJIRANAN (EFI) (F2) |  |  | Fail | Please check "Use"
378046238 | TNB | DISTRIBUTION | WP PUTRAJAYA & CYBERJAYA | Existing | 11 kV |  | RYB | VPTJ/PCE/J16172 | SS 16.17 KOMPLEK KEJIRANAN (EFI) (F2) |  |  | Fail | Please check "Use"
378046243 | TNB | DISTRIBUTION | WP PUTRAJAYA & CYBERJAYA | Existing | 11 kV |  | RYB | VPTJ/PCE/J16172 | SS 16.17 KOMPLEK KEJIRANAN (EFI) (F2) |  |  | Fail | Please check "Use"
378046252 | TNB | DISTRIBUTION | WP PUTRAJAYA & CYBERJAYA | Existing | 11 kV |  | RYB | VPTJ/PCE/J16221 | PE 16.22 P16 BGW (F1) |  |  | Fail | Please check "Use"
378046256 | TNB | DISTRIBUTION | WP PUTRAJAYA & CYBERJAYA | Existing | 11 kV |  | RYB | VPTJ/PCE/J16221 | PE 16.22 P16 BGW (F1) |  |  | Fail | Please check "Use"
378046258 | TNB | DISTRIBUTION | WP PUTRAJAYA & CYBERJAYA | Existing | 11 kV |  | RYB | VPTJ/PCE/J16221 | PE 16.22 P16 BGW (F1) |  |  | Fail | Please check "Use"
378046268 | TNB | DISTRIBUTION | WP PUTRAJAYA & CYBERJAYA | Existing | 11 kV |  | RYB | VPTJ/PCE/J16221 | PE 16.22 P16 BGW (F1) |  |  | Fail | Please check "Use"
378046285 | TNB | DISTRIBUTION | WP PUTRAJAYA & CYBERJAYA | Existing | 11 kV |  | RYB | VPTJ/PCE/J16221 | PE 16.22 P16 BGW (F1) |  |  | Fail | Please check "Use"
378046287 | TNB | DISTRIBUTION | WP PUTRAJAYA & CYBERJAYA | Existing | 11 kV |  | RYB | VPTJ/PCE/J16221 | PE 16.22 P16 BGW (F1) |  |  | Fail | Please check "Use"
378046293 | TNB | DISTRIBUTION | WP PUTRAJAYA & CYBERJAYA | Existing | 11 kV |  | RYB | VPTJ/PCE/J16221 | PE 16.22 P16 BGW (F1) |  |  | Fail | Please check "Use"
378046294 | TNB | DISTRIBUTION | WP PUTRAJAYA & CYBERJAYA | Existing | 11 kV |  | RYB | VPTJ/PCE/J16221 | PE 16.22 P16 BGW (F1) |  |  | Fail | Please check "Use"
378046304 | TNB | DISTRIBUTION | WP PUTRAJAYA & CYBERJAYA | Existing | 11 kV |  | RYB | VPTJ/PCE/J16222 | PE 16.22 P16 BGW (F2) |  |  | Fail | Please check "Use"
378046308 | TNB | DISTRIBUTION | WP PUTRAJAYA & CYBERJAYA | Existing | 11 kV |  | RYB | VPTJ/PCE/J16222 | PE 16.22 P16 BGW (F2) |  |  | Fail | Please check "Use"
378046310 | TNB | DISTRIBUTION | WP PUTRAJAYA & CYBERJAYA | Existing | 11 kV |  | RYB | VPTJ/PCE/J16222 | PE 16.22 P16 BGW (F2) |  |  | Fail | Please check "Use"
378046320 | TNB | DISTRIBUTION | WP PUTRAJAYA & CYBERJAYA | Existing | 11 kV |  | RYB | VPTJ/PCE/J16222 | PE 16.22 P16 BGW (F2) |  |  | Fail | Please check "Use"
378046337 | TNB | DISTRIBUTION | WP PUTRAJAYA & CYBERJAYA | Existing | 11 kV |  | RYB | VPTJ/PCE/J16222 | PE 16.22 P16 BGW (F2) |  |  | Fail | Please check "Use"
378046339 | TNB | DISTRIBUTION | WP PUTRAJAYA & CYBERJAYA | Existing | 11 kV |  | RYB | VPTJ/PCE/J16222 | PE 16.22 P16 BGW (F2) |  |  | Fail | Please check "Use"
378046345 | TNB | DISTRIBUTION | WP PUTRAJAYA & CYBERJAYA | Existing | 11 kV |  | RYB | VPTJ/PCE/J16222 | PE 16.22 P16 BGW (F2) |  |  | Fail | Please check "Use"
378046346 | TNB | DISTRIBUTION | WP PUTRAJAYA & CYBERJAYA | Existing | 11 kV |  | RYB | VPTJ/PCE/J16222 | PE 16.22 P16 BGW (F2) |  |  | Fail | Please check "Use"
378046484 | TNB | DISTRIBUTION | WP PUTRAJAYA & CYBERJAYA | Existing | 11 kV |  | RYB | VPTJ/PCE/J12021 | PE 12.02 KUARTERS PEKERJA |  |  | Fail | Please check "Use"
378046485 | TNB | DISTRIBUTION | WP PUTRAJAYA & CYBERJAYA | Existing | 11 kV |  | RYB | VPTJ/PCE/J12021 | PE 12.02 KUARTERS PEKERJA |  |  | Fail | Please check "Use"
378046490 | TNB | DISTRIBUTION | WP PUTRAJAYA & CYBERJAYA | Existing | 11 kV |  | RYB | VPTJ/PCE/J12021 | PE 12.02 KUARTERS PEKERJA |  |  | Fail | Please check "Use"
378046496 | TNB | DISTRIBUTION | WP PUTRAJAYA & CYBERJAYA | Existing | 11 kV |  | RYB | VPTJ/PCE/J12021 | PE 12.02 KUARTERS PEKERJA |  |  | Fail | Please check "Use"
378046497 | TNB | DISTRIBUTION | WP PUTRAJAYA & CYBERJAYA | Existing | 11 kV |  | RYB | VPTJ/PCE/J12021 | PE 12.02 KUARTERS PEKERJA |  |  | Fail | Please check "Use"
378046501 | TNB | DISTRIBUTION | WP PUTRAJAYA & CYBERJAYA | Existing | 11 kV |  | RYB | VPTJ/PCE/J12021 | PE 12.02 KUARTERS PEKERJA |  |  | Fail | Please check "Use"
378046504 | TNB | DISTRIBUTION | WP PUTRAJAYA & CYBERJAYA | Existing | 11 kV |  | RYB | VPTJ/PCE/J12021 | PE 12.02 KUARTERS PEKERJA |  |  | Fail | Please check "Use"
378046505 | TNB | DISTRIBUTION | WP PUTRAJAYA & CYBERJAYA | Existing | 11 kV |  | RYB | VPTJ/PCE/J12021 | PE 12.02 KUARTERS PEKERJA |  |  | Fail | Please check "Use"
378046510 | TNB | DISTRIBUTION | WP PUTRAJAYA & CYBERJAYA | Existing | 11 kV |  | RYB | VPTJ/PCE/J12011 | PE 12.01 RF 2 P. UTARA |  |  | Fail | Please check "Use"
378046511 | TNB | DISTRIBUTION | WP PUTRAJAYA & CYBERJAYA | Existing | 11 kV |  | RYB | VPTJ/PCE/J12011 | PE 12.01 RF 2 P. UTARA |  |  | Fail | Please check "Use"
378046516 | TNB | DISTRIBUTION | WP PUTRAJAYA & CYBERJAYA | Existing | 11 kV |  | RYB | VPTJ/PCE/J12011 | PE 12.01 RF 2 P. UTARA |  |  | Fail | Please check "Use"
378046522 | TNB | DISTRIBUTION | WP PUTRAJAYA & CYBERJAYA | Existing | 11 kV |  | RYB | VPTJ/PCE/J12011 | PE 12.01 RF 2 P. UTARA |  |  | Fail | Please check "Use"
378046523 | TNB | DISTRIBUTION | WP PUTRAJAYA & CYBERJAYA | Existing | 11 kV |  | RYB | VPTJ/PCE/J12011 | PE 12.01 RF 2 P. UTARA |  |  | Fail | Please check "Use"
378046527 | TNB | DISTRIBUTION | WP PUTRAJAYA & CYBERJAYA | Existing | 11 kV |  | RYB | VPTJ/PCE/J12011 | PE 12.01 RF 2 P. UTARA |  |  | Fail | Please check "Use"
378046530 | TNB | DISTRIBUTION | WP PUTRAJAYA & CYBERJAYA | Existing | 11 kV |  | RYB | VPTJ/PCE/J12011 | PE 12.01 RF 2 P. UTARA |  |  | Fail | Please check "Use"
378046531 | TNB | DISTRIBUTION | WP PUTRAJAYA & CYBERJAYA | Existing | 11 kV |  | RYB | VPTJ/PCE/J12011 | PE 12.01 RF 2 P. UTARA |  |  | Fail | Please check "Use"
378046536 | TNB | DISTRIBUTION | WP PUTRAJAYA & CYBERJAYA | Existing | 11 kV |  | RYB | VPTJ/PCE/J15011 | SS 15.01 PS6 |  |  | Fail | Please check "Use"
378046538 | TNB | DISTRIBUTION | WP PUTRAJAYA & CYBERJAYA | Existing | 11 kV |  | RYB | VPTJ/PCE/J15011 | SS 15.01 PS6 |  |  | Fail | Please check "Use"
378046540 | TNB | DISTRIBUTION | WP PUTRAJAYA & CYBERJAYA | Existing | 11 kV |  | RYB | VPTJ/PCE/J15011 | SS 15.01 PS6 |  |  | Fail | Please check "Use"
378046543 | TNB | DISTRIBUTION | WP PUTRAJAYA & CYBERJAYA | Existing | 11 kV |  | RYB | VPTJ/PCE/J15011 | SS 15.01 PS6 |  |  | Fail | Please check "Use"
378046544 | TNB | DISTRIBUTION | WP PUTRAJAYA & CYBERJAYA | Existing | 11 kV |  | RYB | VPTJ/PCE/J15011 | SS 15.01 PS6 |  |  | Fail | Please check "Use"
378046545 | TNB | DISTRIBUTION | WP PUTRAJAYA & CYBERJAYA | Existing | 11 kV |  | RYB | VPTJ/PCE/J15011 | SS 15.01 PS6 |  |  | Fail | Please check "Use"
378046551 | TNB | DISTRIBUTION | WP PUTRAJAYA & CYBERJAYA | Existing | 11 kV |  | RYB | VPTJ/PCE/J15011 | SS 15.01 PS6 |  |  | Fail | Please check "Use"
378046556 | TNB | DISTRIBUTION | WP PUTRAJAYA & CYBERJAYA | Existing | 11 kV |  | RYB | VPTJ/PCE/J15011 | SS 15.01 PS6 |  |  | Fail | Please check "Use"
378046574 | TNB | DISTRIBUTION | WP PUTRAJAYA & CYBERJAYA | Existing | 11 kV |  | RYB | VPTJ/PCE/J14011 | SS 14.01 WWTP |  |  | Fail | Please check "Use"
378046578 | TNB | DISTRIBUTION | WP PUTRAJAYA & CYBERJAYA | Existing | 11 kV |  | RYB | VPTJ/PCE/J14011 | SS 14.01 WWTP |  |  | Fail | Please check "Use"
378046581 | TNB | DISTRIBUTION | WP PUTRAJAYA & CYBERJAYA | Existing | 11 kV |  | RYB | VPTJ/PCE/J14011 | SS 14.01 WWTP |  |  | Fail | Please check "Use"
378046584 | TNB | DISTRIBUTION | WP PUTRAJAYA & CYBERJAYA | Existing | 11 kV |  | RYB | VPTJ/PCE/J14011 | SS 14.01 WWTP |  |  | Fail | Please check "Use"
378046586 | TNB | DISTRIBUTION | WP PUTRAJAYA & CYBERJAYA | Existing | 11 kV |  | RYB | VPTJ/PCE/J14011 | SS 14.01 WWTP |  |  | Fail | Please check "Use"
378046592 | TNB | DISTRIBUTION | WP PUTRAJAYA & CYBERJAYA | Existing | 11 kV |  | RYB | VPTJ/PCE/J14011 | SS 14.01 WWTP |  |  | Fail | Please check "Use"
378046593 | TNB | DISTRIBUTION | WP PUTRAJAYA & CYBERJAYA | Existing | 11 kV |  | RYB | VPTJ/PCE/J14011 | SS 14.01 WWTP |  |  | Fail | Please check "Use"
378046600 | TNB | DISTRIBUTION | WP PUTRAJAYA & CYBERJAYA | Existing | 11 kV |  | RYB | VPTJ/PCE/J14011 | SS 14.01 WWTP |  |  | Fail | Please check "Use"
378046614 | TNB | DISTRIBUTION | WP PUTRAJAYA & CYBERJAYA | Existing | 11 kV |  | RYB | VPTJ/PCE/J14291 | PE 14.29 GUDANG (EFI) (F1) |  |  | Fail | Please check "Use"
378046615 | TNB | DISTRIBUTION | WP PUTRAJAYA & CYBERJAYA | Existing | 11 kV |  | RYB | VPTJ/PCE/J14291 | PE 14.29 GUDANG (EFI) (F1) |  |  | Fail | Please check "Use"
378046620 | TNB | DISTRIBUTION | WP PUTRAJAYA & CYBERJAYA | Existing | 11 kV |  | RYB | VPTJ/PCE/J14291 | PE 14.29 GUDANG (EFI) (F1) |  |  | Fail | Please check "Use"
378046626 | TNB | DISTRIBUTION | WP PUTRAJAYA & CYBERJAYA | Existing | 11 kV |  | RYB | VPTJ/PCE/J14291 | PE 14.29 GUDANG (EFI) (F1) |  |  | Fail | Please check "Use"
378046627 | TNB | DISTRIBUTION | WP PUTRAJAYA & CYBERJAYA | Existing | 11 kV |  | RYB | VPTJ/PCE/J14291 | PE 14.29 GUDANG (EFI) (F1) |  |  | Fail | Please check "Use"
378046631 | TNB | DISTRIBUTION | WP PUTRAJAYA & CYBERJAYA | Existing | 11 kV |  | RYB | VPTJ/PCE/J14291 | PE 14.29 GUDANG (EFI) (F1) |  |  | Fail | Please check "Use"
378046634 | TNB | DISTRIBUTION | WP PUTRAJAYA & CYBERJAYA | Existing | 11 kV |  | RYB | VPTJ/PCE/J14291 | PE 14.29 GUDANG (EFI) (F1) |  |  | Fail | Please check "Use"
378046635 | TNB | DISTRIBUTION | WP PUTRAJAYA & CYBERJAYA | Existing | 11 kV |  | RYB | VPTJ/PCE/J14291 | PE 14.29 GUDANG (EFI) (F1) |  |  | Fail | Please check "Use"
378046675 | TNB | DISTRIBUTION | WP PUTRAJAYA & CYBERJAYA | Existing | 11 kV |  | RYB | VPTJ/PCE/J14292 | PE 14.29 GUDANG (EFI) (F2) |  |  | Fail | Please check "Use"
378046676 | TNB | DISTRIBUTION | WP PUTRAJAYA & CYBERJAYA | Existing | 11 kV |  | RYB | VPTJ/PCE/J14292 | PE 14.29 GUDANG (EFI) (F2) |  |  | Fail | Please check "Use"
378046681 | TNB | DISTRIBUTION | WP PUTRAJAYA & CYBERJAYA | Existing | 11 kV |  | RYB | VPTJ/PCE/J14292 | PE 14.29 GUDANG (EFI) (F2) |  |  | Fail | Please check "Use"
378046687 | TNB | DISTRIBUTION | WP PUTRAJAYA & CYBERJAYA | Existing | 11 kV |  | RYB | VPTJ/PCE/J14292 | PE 14.29 GUDANG (EFI) (F2) |  |  | Fail | Please check "Use"
378046688 | TNB | DISTRIBUTION | WP PUTRAJAYA & CYBERJAYA | Existing | 11 kV |  | RYB | VPTJ/PCE/J14292 | PE 14.29 GUDANG (EFI) (F2) |  |  | Fail | Please check "Use"
378046692 | TNB | DISTRIBUTION | WP PUTRAJAYA & CYBERJAYA | Existing | 11 kV |  | RYB | VPTJ/PCE/J14292 | PE 14.29 GUDANG (EFI) (F2) |  |  | Fail | Please check "Use"
378046695 | TNB | DISTRIBUTION | WP PUTRAJAYA & CYBERJAYA | Existing | 11 kV |  | RYB | VPTJ/PCE/J14292 | PE 14.29 GUDANG (EFI) (F2) |  |  | Fail | Please check "Use"
378046696 | TNB | DISTRIBUTION | WP PUTRAJAYA & CYBERJAYA | Existing | 11 kV |  | RYB | VPTJ/PCE/J14292 | PE 14.29 GUDANG (EFI) (F2) |  |  | Fail | Please check "Use"
378046893 | TNB | DISTRIBUTION | WP PUTRAJAYA & CYBERJAYA | Existing | 11 kV |  | RYB | VPTJ/PCE/J14271 | PE 14.27 KOMP PJC SEMENTARA |  |  | Fail | Please check "Use"
378046894 | TNB | DISTRIBUTION | WP PUTRAJAYA & CYBERJAYA | Existing | 11 kV |  | RYB | VPTJ/PCE/J14271 | PE 14.27 KOMP PJC SEMENTARA |  |  | Fail | Please check "Use"
378046895 | TNB | DISTRIBUTION | WP PUTRAJAYA & CYBERJAYA | Existing | 11 kV |  | RYB | VPTJ/PCE/J14271 | PE 14.27 KOMP PJC SEMENTARA |  |  | Fail | Please check "Use"
378046902 | TNB | DISTRIBUTION | WP PUTRAJAYA & CYBERJAYA | Existing | 11 kV |  | RYB | VPTJ/PCE/J14271 | PE 14.27 KOMP PJC SEMENTARA |  |  | Fail | Please check "Use"
378046905 | TNB | DISTRIBUTION | WP PUTRAJAYA & CYBERJAYA | Existing | 11 kV |  | RYB | VPTJ/PCE/J14271 | PE 14.27 KOMP PJC SEMENTARA |  |  | Fail | Please check "Use"
378046906 | TNB | DISTRIBUTION | WP PUTRAJAYA & CYBERJAYA | Existing | 11 kV |  | RYB | VPTJ/PCE/J14271 | PE 14.27 KOMP PJC SEMENTARA |  |  | Fail | Please check "Use"
378046907 | TNB | DISTRIBUTION | WP PUTRAJAYA & CYBERJAYA | Existing | 11 kV |  | RYB | VPTJ/PCE/J14271 | PE 14.27 KOMP PJC SEMENTARA |  |  | Fail | Please check "Use"
378046909 | TNB | DISTRIBUTION | WP PUTRAJAYA & CYBERJAYA | Existing | 11 kV |  | RYB | VPTJ/PCE/J14271 | PE 14.27 KOMP PJC SEMENTARA |  |  | Fail | Please check "Use"
378046910 | TNB | DISTRIBUTION | WP PUTRAJAYA & CYBERJAYA | Existing | 11 kV |  | RYB | VPTJ/PCE/J14271 | PE 14.27 KOMP PJC SEMENTARA |  |  | Fail | Please check "Use"
378046912 | TNB | DISTRIBUTION | WP PUTRAJAYA & CYBERJAYA | Existing | 11 kV |  | RYB | VPTJ/PCE/J14271 | PE 14.27 KOMP PJC SEMENTARA |  |  | Fail | Please check "Use"
378046920 | TNB | DISTRIBUTION | WP PUTRAJAYA & CYBERJAYA | Existing | 11 kV |  | RYB | VPTJ/PCE/J14271 | PE 14.27 KOMP PJC SEMENTARA |  |  | Fail | Please check "Use"
378047069 | TNB | DISTRIBUTION | WP PUTRAJAYA & CYBERJAYA | Existing | 11 kV |  | RYB | VPTJ/PCE/J14281 | PE 14.28 KOMPLEKS SEDLEY |  |  | Fail | Please check "Use"
378047070 | TNB | DISTRIBUTION | WP PUTRAJAYA & CYBERJAYA | Existing | 11 kV |  | RYB | VPTJ/PCE/J14281 | PE 14.28 KOMPLEKS SEDLEY |  |  | Fail | Please check "Use"
378047075 | TNB | DISTRIBUTION | WP PUTRAJAYA & CYBERJAYA | Existing | 11 kV |  | RYB | VPTJ/PCE/J14281 | PE 14.28 KOMPLEKS SEDLEY |  |  | Fail | Please check "Use"
378047081 | TNB | DISTRIBUTION | WP PUTRAJAYA & CYBERJAYA | Existing | 11 kV |  | RYB | VPTJ/PCE/J14281 | PE 14.28 KOMPLEKS SEDLEY |  |  | Fail | Please check "Use"
378047082 | TNB | DISTRIBUTION | WP PUTRAJAYA & CYBERJAYA | Existing | 11 kV |  | RYB | VPTJ/PCE/J14281 | PE 14.28 KOMPLEKS SEDLEY |  |  | Fail | Please check "Use"
378047086 | TNB | DISTRIBUTION | WP PUTRAJAYA & CYBERJAYA | Existing | 11 kV |  | RYB | VPTJ/PCE/J14281 | PE 14.28 KOMPLEKS SEDLEY |  |  | Fail | Please check "Use"
378047089 | TNB | DISTRIBUTION | WP PUTRAJAYA & CYBERJAYA | Existing | 11 kV |  | RYB | VPTJ/PCE/J14281 | PE 14.28 KOMPLEKS SEDLEY |  |  | Fail | Please check "Use"
378047090 | TNB | DISTRIBUTION | WP PUTRAJAYA & CYBERJAYA | Existing | 11 kV |  | RYB | VPTJ/PCE/J14281 | PE 14.28 KOMPLEKS SEDLEY |  |  | Fail | Please check "Use"
378047187 | TNB | DISTRIBUTION | WP PUTRAJAYA & CYBERJAYA | Existing | 11 kV |  | RYB | VPTJ/PCE/J14041 | PE 14.04 PADAT L/JALAN |  |  | Fail | Please check "Use"
378047188 | TNB | DISTRIBUTION | WP PUTRAJAYA & CYBERJAYA | Existing | 11 kV |  | RYB | VPTJ/PCE/J14041 | PE 14.04 PADAT L/JALAN |  |  | Fail | Please check "Use"
378047193 | TNB | DISTRIBUTION | WP PUTRAJAYA & CYBERJAYA | Existing | 11 kV |  | RYB | VPTJ/PCE/J14041 | PE 14.04 PADAT L/JALAN |  |  | Fail | Please check "Use"
378047199 | TNB | DISTRIBUTION | WP PUTRAJAYA & CYBERJAYA | Existing | 11 kV |  | RYB | VPTJ/PCE/J14041 | PE 14.04 PADAT L/JALAN |  |  | Fail | Please check "Use"
378047200 | TNB | DISTRIBUTION | WP PUTRAJAYA & CYBERJAYA | Existing | 11 kV |  | RYB | VPTJ/PCE/J14041 | PE 14.04 PADAT L/JALAN |  |  | Fail | Please check "Use"
378047204 | TNB | DISTRIBUTION | WP PUTRAJAYA & CYBERJAYA | Existing | 11 kV |  | RYB | VPTJ/PCE/J14041 | PE 14.04 PADAT L/JALAN |  |  | Fail | Please check "Use"
378047207 | TNB | DISTRIBUTION | WP PUTRAJAYA & CYBERJAYA | Existing | 11 kV |  | RYB | VPTJ/PCE/J14041 | PE 14.04 PADAT L/JALAN |  |  | Fail | Please check "Use"
378047208 | TNB | DISTRIBUTION | WP PUTRAJAYA & CYBERJAYA | Existing | 11 kV |  | RYB | VPTJ/PCE/J14041 | PE 14.04 PADAT L/JALAN |  |  | Fail | Please check "Use"
378047292 | TNB | DISTRIBUTION | WP PUTRAJAYA & CYBERJAYA | Existing | 11 kV |  | RYB | VPTJ/PCE/J15201 | PE 15.20 VISITOR CENTER F1 |  |  | Fail | Please check "Use"
378047293 | TNB | DISTRIBUTION | WP PUTRAJAYA & CYBERJAYA | Existing | 11 kV |  | RYB | VPTJ/PCE/J15201 | PE 15.20 VISITOR CENTER F1 |  |  | Fail | Please check "Use"
378047298 | TNB | DISTRIBUTION | WP PUTRAJAYA & CYBERJAYA | Existing | 11 kV |  | RYB | VPTJ/PCE/J15201 | PE 15.20 VISITOR CENTER F1 |  |  | Fail | Please check "Use"
378047304 | TNB | DISTRIBUTION | WP PUTRAJAYA & CYBERJAYA | Existing | 11 kV |  | RYB | VPTJ/PCE/J15201 | PE 15.20 VISITOR CENTER F1 |  |  | Fail | Please check "Use"
378047305 | TNB | DISTRIBUTION | WP PUTRAJAYA & CYBERJAYA | Existing | 11 kV |  | RYB | VPTJ/PCE/J15201 | PE 15.20 VISITOR CENTER F1 |  |  | Fail | Please check "Use"
378047309 | TNB | DISTRIBUTION | WP PUTRAJAYA & CYBERJAYA | Existing | 11 kV |  | RYB | VPTJ/PCE/J15201 | PE 15.20 VISITOR CENTER F1 |  |  | Fail | Please check "Use"
378047312 | TNB | DISTRIBUTION | WP PUTRAJAYA & CYBERJAYA | Existing | 11 kV |  | RYB | VPTJ/PCE/J15201 | PE 15.20 VISITOR CENTER F1 |  |  | Fail | Please check "Use"
378047313 | TNB | DISTRIBUTION | WP PUTRAJAYA & CYBERJAYA | Existing | 11 kV |  | RYB | VPTJ/PCE/J15201 | PE 15.20 VISITOR CENTER F1 |  |  | Fail | Please check "Use"
378047503 | TNB | DISTRIBUTION | WP PUTRAJAYA & CYBERJAYA | Existing | 11 kV |  | RYB | VPTJ/PCE/J15251 | PE 15.25 PJBT KEDUTAAN IRAQ (F1) |  |  | Fail | Please check "Use"
378047504 | TNB | DISTRIBUTION | WP PUTRAJAYA & CYBERJAYA | Existing | 11 kV |  | RYB | VPTJ/PCE/J15251 | PE 15.25 PJBT KEDUTAAN IRAQ (F1) |  |  | Fail | Please check "Use"
378047509 | TNB | DISTRIBUTION | WP PUTRAJAYA & CYBERJAYA | Existing | 11 kV |  | RYB | VPTJ/PCE/J15251 | PE 15.25 PJBT KEDUTAAN IRAQ (F1) |  |  | Fail | Please check "Use"
378047515 | TNB | DISTRIBUTION | WP PUTRAJAYA & CYBERJAYA | Existing | 11 kV |  | RYB | VPTJ/PCE/J15251 | PE 15.25 PJBT KEDUTAAN IRAQ (F1) |  |  | Fail | Please check "Use"
378047516 | TNB | DISTRIBUTION | WP PUTRAJAYA & CYBERJAYA | Existing | 11 kV |  | RYB | VPTJ/PCE/J15251 | PE 15.25 PJBT KEDUTAAN IRAQ (F1) |  |  | Fail | Please check "Use"
378047520 | TNB | DISTRIBUTION | WP PUTRAJAYA & CYBERJAYA | Existing | 11 kV |  | RYB | VPTJ/PCE/J15251 | PE 15.25 PJBT KEDUTAAN IRAQ (F1) |  |  | Fail | Please check "Use"
378047523 | TNB | DISTRIBUTION | WP PUTRAJAYA & CYBERJAYA | Existing | 11 kV |  | RYB | VPTJ/PCE/J15251 | PE 15.25 PJBT KEDUTAAN IRAQ (F1) |  |  | Fail | Please check "Use"
378047524 | TNB | DISTRIBUTION | WP PUTRAJAYA & CYBERJAYA | Existing | 11 kV |  | RYB | VPTJ/PCE/J15251 | PE 15.25 PJBT KEDUTAAN IRAQ (F1) |  |  | Fail | Please check "Use"
378047597 | TNB | DISTRIBUTION | WP PUTRAJAYA & CYBERJAYA | Existing | 11 kV |  | RYB | VPTJ/PCE/J15252 | PE 15.25 PJBT KEDUTAAN IRAQ (F2) |  |  | Fail | Please check "Use"
378047598 | TNB | DISTRIBUTION | WP PUTRAJAYA & CYBERJAYA | Existing | 11 kV |  | RYB | VPTJ/PCE/J15252 | PE 15.25 PJBT KEDUTAAN IRAQ (F2) |  |  | Fail | Please check "Use"
378047603 | TNB | DISTRIBUTION | WP PUTRAJAYA & CYBERJAYA | Existing | 11 kV |  | RYB | VPTJ/PCE/J15252 | PE 15.25 PJBT KEDUTAAN IRAQ (F2) |  |  | Fail | Please check "Use"
378047609 | TNB | DISTRIBUTION | WP PUTRAJAYA & CYBERJAYA | Existing | 11 kV |  | RYB | VPTJ/PCE/J15252 | PE 15.25 PJBT KEDUTAAN IRAQ (F2) |  |  | Fail | Please check "Use"
378047610 | TNB | DISTRIBUTION | WP PUTRAJAYA & CYBERJAYA | Existing | 11 kV |  | RYB | VPTJ/PCE/J15252 | PE 15.25 PJBT KEDUTAAN IRAQ (F2) |  |  | Fail | Please check "Use"
378047614 | TNB | DISTRIBUTION | WP PUTRAJAYA & CYBERJAYA | Existing | 11 kV |  | RYB | VPTJ/PCE/J15252 | PE 15.25 PJBT KEDUTAAN IRAQ (F2) |  |  | Fail | Please check "Use"
378047617 | TNB | DISTRIBUTION | WP PUTRAJAYA & CYBERJAYA | Existing | 11 kV |  | RYB | VPTJ/PCE/J15252 | PE 15.25 PJBT KEDUTAAN IRAQ (F2) |  |  | Fail | Please check "Use"
378047618 | TNB | DISTRIBUTION | WP PUTRAJAYA & CYBERJAYA | Existing | 11 kV |  | RYB | VPTJ/PCE/J15252 | PE 15.25 PJBT KEDUTAAN IRAQ (F2) |  |  | Fail | Please check "Use"
378047693 | TNB | DISTRIBUTION | WP PUTRAJAYA & CYBERJAYA | Existing | 11 kV |  | RYB | VPTJ/PCE/J00330 | PE 15.53 KEDUTAAN BRUNEI F1 |  |  | Fail | Please check "Use"
378047694 | TNB | DISTRIBUTION | WP PUTRAJAYA & CYBERJAYA | Existing | 11 kV |  | RYB | VPTJ/PCE/J00330 | PE 15.53 KEDUTAAN BRUNEI F1 |  |  | Fail | Please check "Use"
378047699 | TNB | DISTRIBUTION | WP PUTRAJAYA & CYBERJAYA | Existing | 11 kV |  | RYB | VPTJ/PCE/J00330 | PE 15.53 KEDUTAAN BRUNEI F1 |  |  | Fail | Please check "Use"
378047705 | TNB | DISTRIBUTION | WP PUTRAJAYA & CYBERJAYA | Existing | 11 kV |  | RYB | VPTJ/PCE/J00330 | PE 15.53 KEDUTAAN BRUNEI F1 |  |  | Fail | Please check "Use"
378047706 | TNB | DISTRIBUTION | WP PUTRAJAYA & CYBERJAYA | Existing | 11 kV |  | RYB | VPTJ/PCE/J00330 | PE 15.53 KEDUTAAN BRUNEI F1 |  |  | Fail | Please check "Use"
378047710 | TNB | DISTRIBUTION | WP PUTRAJAYA & CYBERJAYA | Existing | 11 kV |  | RYB | VPTJ/PCE/J00330 | PE 15.53 KEDUTAAN BRUNEI F1 |  |  | Fail | Please check "Use"
378047713 | TNB | DISTRIBUTION | WP PUTRAJAYA & CYBERJAYA | Existing | 11 kV |  | RYB | VPTJ/PCE/J00330 | PE 15.53 KEDUTAAN BRUNEI F1 |  |  | Fail | Please check "Use"
378047714 | TNB | DISTRIBUTION | WP PUTRAJAYA & CYBERJAYA | Existing | 11 kV |  | RYB | VPTJ/PCE/J00330 | PE 15.53 KEDUTAAN BRUNEI F1 |  |  | Fail | Please check "Use"
378047787 | TNB | DISTRIBUTION | WP PUTRAJAYA & CYBERJAYA | Existing | 11 kV |  | RYB | VPTJ/PCE/J15532 | PE 15.53 KEDUTAAN BRUNEI F2 |  |  | Fail | Please check "Use"
378047788 | TNB | DISTRIBUTION | WP PUTRAJAYA & CYBERJAYA | Existing | 11 kV |  | RYB | VPTJ/PCE/J15532 | PE 15.53 KEDUTAAN BRUNEI F2 |  |  | Fail | Please check "Use"
378047793 | TNB | DISTRIBUTION | WP PUTRAJAYA & CYBERJAYA | Existing | 11 kV |  | RYB | VPTJ/PCE/J15532 | PE 15.53 KEDUTAAN BRUNEI F2 |  |  | Fail | Please check "Use"
378047799 | TNB | DISTRIBUTION | WP PUTRAJAYA & CYBERJAYA | Existing | 11 kV |  | RYB | VPTJ/PCE/J15532 | PE 15.53 KEDUTAAN BRUNEI F2 |  |  | Fail | Please check "Use"
378047800 | TNB | DISTRIBUTION | WP PUTRAJAYA & CYBERJAYA | Existing | 11 kV |  | RYB | VPTJ/PCE/J15532 | PE 15.53 KEDUTAAN BRUNEI F2 |  |  | Fail | Please check "Use"
378047804 | TNB | DISTRIBUTION | WP PUTRAJAYA & CYBERJAYA | Existing | 11 kV |  | RYB | VPTJ/PCE/J15532 | PE 15.53 KEDUTAAN BRUNEI F2 |  |  | Fail | Please check "Use"
378047807 | TNB | DISTRIBUTION | WP PUTRAJAYA & CYBERJAYA | Existing | 11 kV |  | RYB | VPTJ/PCE/J15532 | PE 15.53 KEDUTAAN BRUNEI F2 |  |  | Fail | Please check "Use"
378047808 | TNB | DISTRIBUTION | WP PUTRAJAYA & CYBERJAYA | Existing | 11 kV |  | RYB | VPTJ/PCE/J15532 | PE 15.53 KEDUTAAN BRUNEI F2 |  |  | Fail | Please check "Use"
378047883 | TNB | DISTRIBUTION | WP PUTRAJAYA & CYBERJAYA | Existing | 11 kV |  | RYB | VPTJ/PCE/J15202 | PE 15.20 VISITOR CENTER (F2) |  |  | Fail | Please check "Use"
378047884 | TNB | DISTRIBUTION | WP PUTRAJAYA & CYBERJAYA | Existing | 11 kV |  | RYB | VPTJ/PCE/J15202 | PE 15.20 VISITOR CENTER (F2) |  |  | Fail | Please check "Use"
378047889 | TNB | DISTRIBUTION | WP PUTRAJAYA & CYBERJAYA | Existing | 11 kV |  | RYB | VPTJ/PCE/J15202 | PE 15.20 VISITOR CENTER (F2) |  |  | Fail | Please check "Use"
378047895 | TNB | DISTRIBUTION | WP PUTRAJAYA & CYBERJAYA | Existing | 11 kV |  | RYB | VPTJ/PCE/J15202 | PE 15.20 VISITOR CENTER (F2) |  |  | Fail | Please check "Use"
378047896 | TNB | DISTRIBUTION | WP PUTRAJAYA & CYBERJAYA | Existing | 11 kV |  | RYB | VPTJ/PCE/J15202 | PE 15.20 VISITOR CENTER (F2) |  |  | Fail | Please check "Use"
378047900 | TNB | DISTRIBUTION | WP PUTRAJAYA & CYBERJAYA | Existing | 11 kV |  | RYB | VPTJ/PCE/J15202 | PE 15.20 VISITOR CENTER (F2) |  |  | Fail | Please check "Use"
378047903 | TNB | DISTRIBUTION | WP PUTRAJAYA & CYBERJAYA | Existing | 11 kV |  | RYB | VPTJ/PCE/J15202 | PE 15.20 VISITOR CENTER (F2) |  |  | Fail | Please check "Use"
378047904 | TNB | DISTRIBUTION | WP PUTRAJAYA & CYBERJAYA | Existing | 11 kV |  | RYB | VPTJ/PCE/J15202 | PE 15.20 VISITOR CENTER (F2) |  |  | Fail | Please check "Use"
378047954 | TNB | DISTRIBUTION | WP PUTRAJAYA & CYBERJAYA | Existing | 11 kV |  | RYB | VPTJ/PCE/J15231 | PE 15.23 PROMENADE |  |  | Fail | Please check "Use"
378047955 | TNB | DISTRIBUTION | WP PUTRAJAYA & CYBERJAYA | Existing | 11 kV |  | RYB | VPTJ/PCE/J15231 | PE 15.23 PROMENADE |  |  | Fail | Please check "Use"
378047960 | TNB | DISTRIBUTION | WP PUTRAJAYA & CYBERJAYA | Existing | 11 kV |  | RYB | VPTJ/PCE/J15231 | PE 15.23 PROMENADE |  |  | Fail | Please check "Use"
378047966 | TNB | DISTRIBUTION | WP PUTRAJAYA & CYBERJAYA | Existing | 11 kV |  | RYB | VPTJ/PCE/J15231 | PE 15.23 PROMENADE |  |  | Fail | Please check "Use"
378047967 | TNB | DISTRIBUTION | WP PUTRAJAYA & CYBERJAYA | Existing | 11 kV |  | RYB | VPTJ/PCE/J15231 | PE 15.23 PROMENADE |  |  | Fail | Please check "Use"
378047971 | TNB | DISTRIBUTION | WP PUTRAJAYA & CYBERJAYA | Existing | 11 kV |  | RYB | VPTJ/PCE/J15231 | PE 15.23 PROMENADE |  |  | Fail | Please check "Use"
378047974 | TNB | DISTRIBUTION | WP PUTRAJAYA & CYBERJAYA | Existing | 11 kV |  | RYB | VPTJ/PCE/J15231 | PE 15.23 PROMENADE |  |  | Fail | Please check "Use"
378047975 | TNB | DISTRIBUTION | WP PUTRAJAYA & CYBERJAYA | Existing | 11 kV |  | RYB | VPTJ/PCE/J15231 | PE 15.23 PROMENADE |  |  | Fail | Please check "Use"
378048052 | TNB | DISTRIBUTION | WP PUTRAJAYA & CYBERJAYA | Existing | 11 kV |  | RYB | VPTJ/PCE/J15211 | SS 15.21 OFFICE CHANCERIES (EFI) (F1) |  |  | Fail | Please check "Use"
378048056 | TNB | DISTRIBUTION | WP PUTRAJAYA & CYBERJAYA | Existing | 11 kV |  | RYB | VPTJ/PCE/J11142 | PE 11.14 APT C (F2) |  |  | Fail | Please check "Use"
378048057 | TNB | DISTRIBUTION | WP PUTRAJAYA & CYBERJAYA | Existing | 11 kV |  | RYB | VPTJ/PCE/J11142 | PE 11.14 APT C (F2) |  |  | Fail | Please check "Use"
378048062 | TNB | DISTRIBUTION | WP PUTRAJAYA & CYBERJAYA | Existing | 11 kV |  | RYB | VPTJ/PCE/J11142 | PE 11.14 APT C (F2) |  |  | Fail | Please check "Use"
378048068 | TNB | DISTRIBUTION | WP PUTRAJAYA & CYBERJAYA | Existing | 11 kV |  | RYB | VPTJ/PCE/J11142 | PE 11.14 APT C (F2) |  |  | Fail | Please check "Use"
378048069 | TNB | DISTRIBUTION | WP PUTRAJAYA & CYBERJAYA | Existing | 11 kV |  | RYB | VPTJ/PCE/J11142 | PE 11.14 APT C (F2) |  |  | Fail | Please check "Use"
378048073 | TNB | DISTRIBUTION | WP PUTRAJAYA & CYBERJAYA | Existing | 11 kV |  | RYB | VPTJ/PCE/J11142 | PE 11.14 APT C (F2) |  |  | Fail | Please check "Use"
378048076 | TNB | DISTRIBUTION | WP PUTRAJAYA & CYBERJAYA | Existing | 11 kV |  | RYB | VPTJ/PCE/J11142 | PE 11.14 APT C (F2) |  |  | Fail | Please check "Use"
378048077 | TNB | DISTRIBUTION | WP PUTRAJAYA & CYBERJAYA | Existing | 11 kV |  | RYB | VPTJ/PCE/J11142 | PE 11.14 APT C (F2) |  |  | Fail | Please check "Use"
378048154 | TNB | DISTRIBUTION | WP PUTRAJAYA & CYBERJAYA | Existing | 11 kV |  | RYB | VPTJ/PCE/J11141 | PE 11.14 APT C (F1) |  |  | Fail | Please check "Use"
378048155 | TNB | DISTRIBUTION | WP PUTRAJAYA & CYBERJAYA | Existing | 11 kV |  | RYB | VPTJ/PCE/J11141 | PE 11.14 APT C (F1) |  |  | Fail | Please check "Use"
378048160 | TNB | DISTRIBUTION | WP PUTRAJAYA & CYBERJAYA | Existing | 11 kV |  | RYB | VPTJ/PCE/J11141 | PE 11.14 APT C (F1) |  |  | Fail | Please check "Use"
378048166 | TNB | DISTRIBUTION | WP PUTRAJAYA & CYBERJAYA | Existing | 11 kV |  | RYB | VPTJ/PCE/J11141 | PE 11.14 APT C (F1) |  |  | Fail | Please check "Use"
378048167 | TNB | DISTRIBUTION | WP PUTRAJAYA & CYBERJAYA | Existing | 11 kV |  | RYB | VPTJ/PCE/J11141 | PE 11.14 APT C (F1) |  |  | Fail | Please check "Use"
378048171 | TNB | DISTRIBUTION | WP PUTRAJAYA & CYBERJAYA | Existing | 11 kV |  | RYB | VPTJ/PCE/J11141 | PE 11.14 APT C (F1) |  |  | Fail | Please check "Use"
378048174 | TNB | DISTRIBUTION | WP PUTRAJAYA & CYBERJAYA | Existing | 11 kV |  | RYB | VPTJ/PCE/J11141 | PE 11.14 APT C (F1) |  |  | Fail | Please check "Use"
378048175 | TNB | DISTRIBUTION | WP PUTRAJAYA & CYBERJAYA | Existing | 11 kV |  | RYB | VPTJ/PCE/J11141 | PE 11.14 APT C (F1) |  |  | Fail | Please check "Use"
378048243 | TNB | DISTRIBUTION | WP PUTRAJAYA & CYBERJAYA | Existing | 11 kV |  | RYB | VPTJ/PCE/J11171 | PE 11.17 ZON 7B (F1) |  |  | Fail | Please check "Use"
378048352 | TNB | DISTRIBUTION | WP PUTRAJAYA & CYBERJAYA | Existing | 11 kV |  | RYB | VCBJ/PCE/J21831 | PE 21.83 PS14 ROAD D |  |  | Fail | Please check "Use"
378048353 | TNB | DISTRIBUTION | WP PUTRAJAYA & CYBERJAYA | Existing | 11 kV |  | RYB | VCBJ/PCE/J21831 | PE 21.83 PS14 ROAD D |  |  | Fail | Please check "Use"
378048358 | TNB | DISTRIBUTION | WP PUTRAJAYA & CYBERJAYA | Existing | 11 kV |  | RYB | VCBJ/PCE/J21831 | PE 21.83 PS14 ROAD D |  |  | Fail | Please check "Use"
378048364 | TNB | DISTRIBUTION | WP PUTRAJAYA & CYBERJAYA | Existing | 11 kV |  | RYB | VCBJ/PCE/J21831 | PE 21.83 PS14 ROAD D |  |  | Fail | Please check "Use"
378048365 | TNB | DISTRIBUTION | WP PUTRAJAYA & CYBERJAYA | Existing | 11 kV |  | RYB | VCBJ/PCE/J21831 | PE 21.83 PS14 ROAD D |  |  | Fail | Please check "Use"
378048369 | TNB | DISTRIBUTION | WP PUTRAJAYA & CYBERJAYA | Existing | 11 kV |  | RYB | VCBJ/PCE/J21831 | PE 21.83 PS14 ROAD D |  |  | Fail | Please check "Use"
378048372 | TNB | DISTRIBUTION | WP PUTRAJAYA & CYBERJAYA | Existing | 11 kV |  | RYB | VCBJ/PCE/J21831 | PE 21.83 PS14 ROAD D |  |  | Fail | Please check "Use"
378048373 | TNB | DISTRIBUTION | WP PUTRAJAYA & CYBERJAYA | Existing | 11 kV |  | RYB | VCBJ/PCE/J21831 | PE 21.83 PS14 ROAD D |  |  | Fail | Please check "Use"
378048488 | TNB | DISTRIBUTION | WP PUTRAJAYA & CYBERJAYA | Existing | 11 kV |  | RYB | VCBJ/PCE/J23101 | PE 23.10 CLOVER NO.1 |  |  | Fail | Please check "Use"
378048489 | TNB | DISTRIBUTION | WP PUTRAJAYA & CYBERJAYA | Existing | 11 kV |  | RYB | VCBJ/PCE/J23101 | PE 23.10 CLOVER NO.1 |  |  | Fail | Please check "Use"
378048490 | TNB | DISTRIBUTION | WP PUTRAJAYA & CYBERJAYA | Existing | 11 kV |  | RYB | VCBJ/PCE/J23101 | PE 23.10 CLOVER NO.1 |  |  | Fail | Please check "Use"
378048497 | TNB | DISTRIBUTION | WP PUTRAJAYA & CYBERJAYA | Existing | 11 kV |  | RYB | VCBJ/PCE/J23101 | PE 23.10 CLOVER NO.1 |  |  | Fail | Please check "Use"
378048500 | TNB | DISTRIBUTION | WP PUTRAJAYA & CYBERJAYA | Existing | 11 kV |  | RYB | VCBJ/PCE/J23101 | PE 23.10 CLOVER NO.1 |  |  | Fail | Please check "Use"
378048501 | TNB | DISTRIBUTION | WP PUTRAJAYA & CYBERJAYA | Existing | 11 kV |  | RYB | VCBJ/PCE/J23101 | PE 23.10 CLOVER NO.1 |  |  | Fail | Please check "Use"
378048502 | TNB | DISTRIBUTION | WP PUTRAJAYA & CYBERJAYA | Existing | 11 kV |  | RYB | VCBJ/PCE/J23101 | PE 23.10 CLOVER NO.1 |  |  | Fail | Please check "Use"
378048504 | TNB | DISTRIBUTION | WP PUTRAJAYA & CYBERJAYA | Existing | 11 kV |  | RYB | VCBJ/PCE/J23101 | PE 23.10 CLOVER NO.1 |  |  | Fail | Please check "Use"
378048505 | TNB | DISTRIBUTION | WP PUTRAJAYA & CYBERJAYA | Existing | 11 kV |  | RYB | VCBJ/PCE/J23101 | PE 23.10 CLOVER NO.1 |  |  | Fail | Please check "Use"
378048507 | TNB | DISTRIBUTION | WP PUTRAJAYA & CYBERJAYA | Existing | 11 kV |  | RYB | VCBJ/PCE/J23101 | PE 23.10 CLOVER NO.1 |  |  | Fail | Please check "Use"
378048515 | TNB | DISTRIBUTION | WP PUTRAJAYA & CYBERJAYA | Existing | 11 kV |  | RYB | VCBJ/PCE/J23101 | PE 23.10 CLOVER NO.1 |  |  | Fail | Please check "Use"
378048671 | TNB | DISTRIBUTION | WP PUTRAJAYA & CYBERJAYA | Existing | 11 kV |  | RYB | VCBJ/PCE/J23121 | PE 23.12 CLOVER NO.3 |  |  | Fail | Please check "Use"
378048672 | TNB | DISTRIBUTION | WP PUTRAJAYA & CYBERJAYA | Existing | 11 kV |  | RYB | VCBJ/PCE/J23121 | PE 23.12 CLOVER NO.3 |  |  | Fail | Please check "Use"
378048673 | TNB | DISTRIBUTION | WP PUTRAJAYA & CYBERJAYA | Existing | 11 kV |  | RYB | VCBJ/PCE/J23121 | PE 23.12 CLOVER NO.3 |  |  | Fail | Please check "Use"
378048680 | TNB | DISTRIBUTION | WP PUTRAJAYA & CYBERJAYA | Existing | 11 kV |  | RYB | VCBJ/PCE/J23121 | PE 23.12 CLOVER NO.3 |  |  | Fail | Please check "Use"
378048683 | TNB | DISTRIBUTION | WP PUTRAJAYA & CYBERJAYA | Existing | 11 kV |  | RYB | VCBJ/PCE/J23121 | PE 23.12 CLOVER NO.3 |  |  | Fail | Please check "Use"
378048684 | TNB | DISTRIBUTION | WP PUTRAJAYA & CYBERJAYA | Existing | 11 kV |  | RYB | VCBJ/PCE/J23121 | PE 23.12 CLOVER NO.3 |  |  | Fail | Please check "Use"
378048685 | TNB | DISTRIBUTION | WP PUTRAJAYA & CYBERJAYA | Existing | 11 kV |  | RYB | VCBJ/PCE/J23121 | PE 23.12 CLOVER NO.3 |  |  | Fail | Please check "Use"
378048687 | TNB | DISTRIBUTION | WP PUTRAJAYA & CYBERJAYA | Existing | 11 kV |  | RYB | VCBJ/PCE/J23121 | PE 23.12 CLOVER NO.3 |  |  | Fail | Please check "Use"
378048688 | TNB | DISTRIBUTION | WP PUTRAJAYA & CYBERJAYA | Existing | 11 kV |  | RYB | VCBJ/PCE/J23121 | PE 23.12 CLOVER NO.3 |  |  | Fail | Please check "Use"
378048690 | TNB | DISTRIBUTION | WP PUTRAJAYA & CYBERJAYA | Existing | 11 kV |  | RYB | VCBJ/PCE/J23121 | PE 23.12 CLOVER NO.3 |  |  | Fail | Please check "Use"
378048698 | TNB | DISTRIBUTION | WP PUTRAJAYA & CYBERJAYA | Existing | 11 kV |  | RYB | VCBJ/PCE/J23121 | PE 23.12 CLOVER NO.3 |  |  | Fail | Please check "Use"
378048877 | TNB | DISTRIBUTION | WP PUTRAJAYA & CYBERJAYA | Existing | 11 kV |  | RYB | VCBJ/PCE/J23111 | PE 23.11 CLOVER NO.2 |  |  | Fail | Please check "Use"
378048878 | TNB | DISTRIBUTION | WP PUTRAJAYA & CYBERJAYA | Existing | 11 kV |  | RYB | VCBJ/PCE/J23111 | PE 23.11 CLOVER NO.2 |  |  | Fail | Please check "Use"
378048879 | TNB | DISTRIBUTION | WP PUTRAJAYA & CYBERJAYA | Existing | 11 kV |  | RYB | VCBJ/PCE/J23111 | PE 23.11 CLOVER NO.2 |  |  | Fail | Please check "Use"
378048886 | TNB | DISTRIBUTION | WP PUTRAJAYA & CYBERJAYA | Existing | 11 kV |  | RYB | VCBJ/PCE/J23111 | PE 23.11 CLOVER NO.2 |  |  | Fail | Please check "Use"
378048889 | TNB | DISTRIBUTION | WP PUTRAJAYA & CYBERJAYA | Existing | 11 kV |  | RYB | VCBJ/PCE/J23111 | PE 23.11 CLOVER NO.2 |  |  | Fail | Please check "Use"
378048890 | TNB | DISTRIBUTION | WP PUTRAJAYA & CYBERJAYA | Existing | 11 kV |  | RYB | VCBJ/PCE/J23111 | PE 23.11 CLOVER NO.2 |  |  | Fail | Please check "Use"
378048891 | TNB | DISTRIBUTION | WP PUTRAJAYA & CYBERJAYA | Existing | 11 kV |  | RYB | VCBJ/PCE/J23111 | PE 23.11 CLOVER NO.2 |  |  | Fail | Please check "Use"
378048893 | TNB | DISTRIBUTION | WP PUTRAJAYA & CYBERJAYA | Existing | 11 kV |  | RYB | VCBJ/PCE/J23111 | PE 23.11 CLOVER NO.2 |  |  | Fail | Please check "Use"
378048894 | TNB | DISTRIBUTION | WP PUTRAJAYA & CYBERJAYA | Existing | 11 kV |  | RYB | VCBJ/PCE/J23111 | PE 23.11 CLOVER NO.2 |  |  | Fail | Please check "Use"
378048896 | TNB | DISTRIBUTION | WP PUTRAJAYA & CYBERJAYA | Existing | 11 kV |  | RYB | VCBJ/PCE/J23111 | PE 23.11 CLOVER NO.2 |  |  | Fail | Please check "Use"
378048904 | TNB | DISTRIBUTION | WP PUTRAJAYA & CYBERJAYA | Existing | 11 kV |  | RYB | VCBJ/PCE/J23111 | PE 23.11 CLOVER NO.2 |  |  | Fail | Please check "Use"
378049278 | TNB | DISTRIBUTION | WP PUTRAJAYA & CYBERJAYA | Existing | 11 kV |  | RYB | VCBJ/PCE/J21851 | PE 21.85 MYVILLA P1 PARCEL A |  |  | Fail | Please check "Use"
378049279 | TNB | DISTRIBUTION | WP PUTRAJAYA & CYBERJAYA | Existing | 11 kV |  | RYB | VCBJ/PCE/J21851 | PE 21.85 MYVILLA P1 PARCEL A |  |  | Fail | Please check "Use"
378049280 | TNB | DISTRIBUTION | WP PUTRAJAYA & CYBERJAYA | Existing | 11 kV |  | RYB | VCBJ/PCE/J21851 | PE 21.85 MYVILLA P1 PARCEL A |  |  | Fail | Please check "Use"
378049287 | TNB | DISTRIBUTION | WP PUTRAJAYA & CYBERJAYA | Existing | 11 kV |  | RYB | VCBJ/PCE/J21851 | PE 21.85 MYVILLA P1 PARCEL A |  |  | Fail | Please check "Use"
378049290 | TNB | DISTRIBUTION | WP PUTRAJAYA & CYBERJAYA | Existing | 11 kV |  | RYB | VCBJ/PCE/J21851 | PE 21.85 MYVILLA P1 PARCEL A |  |  | Fail | Please check "Use"
378049291 | TNB | DISTRIBUTION | WP PUTRAJAYA & CYBERJAYA | Existing | 11 kV |  | RYB | VCBJ/PCE/J21851 | PE 21.85 MYVILLA P1 PARCEL A |  |  | Fail | Please check "Use"
378049292 | TNB | DISTRIBUTION | WP PUTRAJAYA & CYBERJAYA | Existing | 11 kV |  | RYB | VCBJ/PCE/J21851 | PE 21.85 MYVILLA P1 PARCEL A |  |  | Fail | Please check "Use"
378049294 | TNB | DISTRIBUTION | WP PUTRAJAYA & CYBERJAYA | Existing | 11 kV |  | RYB | VCBJ/PCE/J21851 | PE 21.85 MYVILLA P1 PARCEL A |  |  | Fail | Please check "Use"
378049295 | TNB | DISTRIBUTION | WP PUTRAJAYA & CYBERJAYA | Existing | 11 kV |  | RYB | VCBJ/PCE/J21851 | PE 21.85 MYVILLA P1 PARCEL A |  |  | Fail | Please check "Use"
378049297 | TNB | DISTRIBUTION | WP PUTRAJAYA & CYBERJAYA | Existing | 11 kV |  | RYB | VCBJ/PCE/J21851 | PE 21.85 MYVILLA P1 PARCEL A |  |  | Fail | Please check "Use"
378049305 | TNB | DISTRIBUTION | WP PUTRAJAYA & CYBERJAYA | Existing | 11 kV |  | RYB | VCBJ/PCE/J21851 | PE 21.85 MYVILLA P1 PARCEL A |  |  | Fail | Please check "Use"
378049456 | TNB | DISTRIBUTION | WP PUTRAJAYA & CYBERJAYA | Existing | 11 kV |  | RYB | VCBJ/PCE/J21861 | PE 21.86 MYVILLA P1 PARCEL B |  |  | Fail | Please check "Use"
378049457 | TNB | DISTRIBUTION | WP PUTRAJAYA & CYBERJAYA | Existing | 11 kV |  | RYB | VCBJ/PCE/J21861 | PE 21.86 MYVILLA P1 PARCEL B |  |  | Fail | Please check "Use"
378049462 | TNB | DISTRIBUTION | WP PUTRAJAYA & CYBERJAYA | Existing | 11 kV |  | RYB | VCBJ/PCE/J21861 | PE 21.86 MYVILLA P1 PARCEL B |  |  | Fail | Please check "Use"
378049468 | TNB | DISTRIBUTION | WP PUTRAJAYA & CYBERJAYA | Existing | 11 kV |  | RYB | VCBJ/PCE/J21861 | PE 21.86 MYVILLA P1 PARCEL B |  |  | Fail | Please check "Use"
378049469 | TNB | DISTRIBUTION | WP PUTRAJAYA & CYBERJAYA | Existing | 11 kV |  | RYB | VCBJ/PCE/J21861 | PE 21.86 MYVILLA P1 PARCEL B |  |  | Fail | Please check "Use"
378049473 | TNB | DISTRIBUTION | WP PUTRAJAYA & CYBERJAYA | Existing | 11 kV |  | RYB | VCBJ/PCE/J21861 | PE 21.86 MYVILLA P1 PARCEL B |  |  | Fail | Please check "Use"
378049476 | TNB | DISTRIBUTION | WP PUTRAJAYA & CYBERJAYA | Existing | 11 kV |  | RYB | VCBJ/PCE/J21861 | PE 21.86 MYVILLA P1 PARCEL B |  |  | Fail | Please check "Use"
378049477 | TNB | DISTRIBUTION | WP PUTRAJAYA & CYBERJAYA | Existing | 11 kV |  | RYB | VCBJ/PCE/J21861 | PE 21.86 MYVILLA P1 PARCEL B |  |  | Fail | Please check "Use"
378049644 | TNB | DISTRIBUTION | WP PUTRAJAYA & CYBERJAYA | Existing | 11 kV |  | RYB | VCBJ/PCE/J00103 | PE 23.22 SHOP LOT MYVILLA PRS 5 |  |  | Fail | Please check "Use"
378049645 | TNB | DISTRIBUTION | WP PUTRAJAYA & CYBERJAYA | Existing | 11 kV |  | RYB | VCBJ/PCE/J00103 | PE 23.22 SHOP LOT MYVILLA PRS 5 |  |  | Fail | Please check "Use"
378049646 | TNB | DISTRIBUTION | WP PUTRAJAYA & CYBERJAYA | Existing | 11 kV |  | RYB | VCBJ/PCE/J00103 | PE 23.22 SHOP LOT MYVILLA PRS 5 |  |  | Fail | Please check "Use"
378049653 | TNB | DISTRIBUTION | WP PUTRAJAYA & CYBERJAYA | Existing | 11 kV |  | RYB | VCBJ/PCE/J00103 | PE 23.22 SHOP LOT MYVILLA PRS 5 |  |  | Fail | Please check "Use"
378049656 | TNB | DISTRIBUTION | WP PUTRAJAYA & CYBERJAYA | Existing | 11 kV |  | RYB | VCBJ/PCE/J00103 | PE 23.22 SHOP LOT MYVILLA PRS 5 |  |  | Fail | Please check "Use"
378049657 | TNB | DISTRIBUTION | WP PUTRAJAYA & CYBERJAYA | Existing | 11 kV |  | RYB | VCBJ/PCE/J00103 | PE 23.22 SHOP LOT MYVILLA PRS 5 |  |  | Fail | Please check "Use"
378049658 | TNB | DISTRIBUTION | WP PUTRAJAYA & CYBERJAYA | Existing | 11 kV |  | RYB | VCBJ/PCE/J00103 | PE 23.22 SHOP LOT MYVILLA PRS 5 |  |  | Fail | Please check "Use"
378049660 | TNB | DISTRIBUTION | WP PUTRAJAYA & CYBERJAYA | Existing | 11 kV |  | RYB | VCBJ/PCE/J00103 | PE 23.22 SHOP LOT MYVILLA PRS 5 |  |  | Fail | Please check "Use"
378049661 | TNB | DISTRIBUTION | WP PUTRAJAYA & CYBERJAYA | Existing | 11 kV |  | RYB | VCBJ/PCE/J00103 | PE 23.22 SHOP LOT MYVILLA PRS 5 |  |  | Fail | Please check "Use"
378049663 | TNB | DISTRIBUTION | WP PUTRAJAYA & CYBERJAYA | Existing | 11 kV |  | RYB | VCBJ/PCE/J00103 | PE 23.22 SHOP LOT MYVILLA PRS 5 |  |  | Fail | Please check "Use"
378049671 | TNB | DISTRIBUTION | WP PUTRAJAYA & CYBERJAYA | Existing | 11 kV |  | RYB | VCBJ/PCE/J00103 | PE 23.22 SHOP LOT MYVILLA PRS 5 |  |  | Fail | Please check "Use"
378049821 | TNB | DISTRIBUTION | WP PUTRAJAYA & CYBERJAYA | Existing | 11 kV |  | RYB | VCBJ/PCE/J21931 | PE 21.93 MYVILLA P3 PARCEL A |  |  | Fail | Please check "Use"
378049822 | TNB | DISTRIBUTION | WP PUTRAJAYA & CYBERJAYA | Existing | 11 kV |  | RYB | VCBJ/PCE/J21931 | PE 21.93 MYVILLA P3 PARCEL A |  |  | Fail | Please check "Use"
378049823 | TNB | DISTRIBUTION | WP PUTRAJAYA & CYBERJAYA | Existing | 11 kV |  | RYB | VCBJ/PCE/J21931 | PE 21.93 MYVILLA P3 PARCEL A |  |  | Fail | Please check "Use"
378049830 | TNB | DISTRIBUTION | WP PUTRAJAYA & CYBERJAYA | Existing | 11 kV |  | RYB | VCBJ/PCE/J21931 | PE 21.93 MYVILLA P3 PARCEL A |  |  | Fail | Please check "Use"
378049833 | TNB | DISTRIBUTION | WP PUTRAJAYA & CYBERJAYA | Existing | 11 kV |  | RYB | VCBJ/PCE/J21931 | PE 21.93 MYVILLA P3 PARCEL A |  |  | Fail | Please check "Use"
378049834 | TNB | DISTRIBUTION | WP PUTRAJAYA & CYBERJAYA | Existing | 11 kV |  | RYB | VCBJ/PCE/J21931 | PE 21.93 MYVILLA P3 PARCEL A |  |  | Fail | Please check "Use"
378049835 | TNB | DISTRIBUTION | WP PUTRAJAYA & CYBERJAYA | Existing | 11 kV |  | RYB | VCBJ/PCE/J21931 | PE 21.93 MYVILLA P3 PARCEL A |  |  | Fail | Please check "Use"
378049837 | TNB | DISTRIBUTION | WP PUTRAJAYA & CYBERJAYA | Existing | 11 kV |  | RYB | VCBJ/PCE/J21931 | PE 21.93 MYVILLA P3 PARCEL A |  |  | Fail | Please check "Use"
378049838 | TNB | DISTRIBUTION | WP PUTRAJAYA & CYBERJAYA | Existing | 11 kV |  | RYB | VCBJ/PCE/J21931 | PE 21.93 MYVILLA P3 PARCEL A |  |  | Fail | Please check "Use"
378049840 | TNB | DISTRIBUTION | WP PUTRAJAYA & CYBERJAYA | Existing | 11 kV |  | RYB | VCBJ/PCE/J21931 | PE 21.93 MYVILLA P3 PARCEL A |  |  | Fail | Please check "Use"
378049848 | TNB | DISTRIBUTION | WP PUTRAJAYA & CYBERJAYA | Existing | 11 kV |  | RYB | VCBJ/PCE/J21931 | PE 21.93 MYVILLA P3 PARCEL A |  |  | Fail | Please check "Use"
378050018 | TNB | DISTRIBUTION | WP PUTRAJAYA & CYBERJAYA | Existing | 11 kV |  | RYB | VCBJ/PCE/J21941 | PE 21.94 MYVILLA P3 PARCEL B |  |  | Fail | Please check "Use"
378050019 | TNB | DISTRIBUTION | WP PUTRAJAYA & CYBERJAYA | Existing | 11 kV |  | RYB | VCBJ/PCE/J21941 | PE 21.94 MYVILLA P3 PARCEL B |  |  | Fail | Please check "Use"
378050020 | TNB | DISTRIBUTION | WP PUTRAJAYA & CYBERJAYA | Existing | 11 kV |  | RYB | VCBJ/PCE/J21941 | PE 21.94 MYVILLA P3 PARCEL B |  |  | Fail | Please check "Use"
378050027 | TNB | DISTRIBUTION | WP PUTRAJAYA & CYBERJAYA | Existing | 11 kV |  | RYB | VCBJ/PCE/J21941 | PE 21.94 MYVILLA P3 PARCEL B |  |  | Fail | Please check "Use"
378050030 | TNB | DISTRIBUTION | WP PUTRAJAYA & CYBERJAYA | Existing | 11 kV |  | RYB | VCBJ/PCE/J21941 | PE 21.94 MYVILLA P3 PARCEL B |  |  | Fail | Please check "Use"
378050031 | TNB | DISTRIBUTION | WP PUTRAJAYA & CYBERJAYA | Existing | 11 kV |  | RYB | VCBJ/PCE/J21941 | PE 21.94 MYVILLA P3 PARCEL B |  |  | Fail | Please check "Use"
378050032 | TNB | DISTRIBUTION | WP PUTRAJAYA & CYBERJAYA | Existing | 11 kV |  | RYB | VCBJ/PCE/J21941 | PE 21.94 MYVILLA P3 PARCEL B |  |  | Fail | Please check "Use"
378050034 | TNB | DISTRIBUTION | WP PUTRAJAYA & CYBERJAYA | Existing | 11 kV |  | RYB | VCBJ/PCE/J21941 | PE 21.94 MYVILLA P3 PARCEL B |  |  | Fail | Please check "Use"
378050035 | TNB | DISTRIBUTION | WP PUTRAJAYA & CYBERJAYA | Existing | 11 kV |  | RYB | VCBJ/PCE/J21941 | PE 21.94 MYVILLA P3 PARCEL B |  |  | Fail | Please check "Use"
378050037 | TNB | DISTRIBUTION | WP PUTRAJAYA & CYBERJAYA | Existing | 11 kV |  | RYB | VCBJ/PCE/J21941 | PE 21.94 MYVILLA P3 PARCEL B |  |  | Fail | Please check "Use"
378050045 | TNB | DISTRIBUTION | WP PUTRAJAYA & CYBERJAYA | Existing | 11 kV |  | RYB | VCBJ/PCE/J21941 | PE 21.94 MYVILLA P3 PARCEL B |  |  | Fail | Please check "Use"
378050198 | TNB | DISTRIBUTION | WP PUTRAJAYA & CYBERJAYA | Existing | 11 kV |  | RYB | VPTJ/PCE/J11452 | PE 11.45 SEK MEN (F2) |  |  | Fail | Please check "Use"
378050199 | TNB | DISTRIBUTION | WP PUTRAJAYA & CYBERJAYA | Existing | 11 kV |  | RYB | VPTJ/PCE/J11302 | PE 11.30 SEK REN (EFI) (F2) |  |  | Fail | Please check "Use"
378050200 | TNB | DISTRIBUTION | WP PUTRAJAYA & CYBERJAYA | Existing | 11 kV |  | RYB | VPTJ/PCE/J11172 | PE 11.17 ZON 7B (F2) |  |  | Fail | Please check "Use"
378050363 | TNB | DISTRIBUTION | WP PUTRAJAYA & CYBERJAYA | Existing | 11 kV |  | RYB | VPTJ/PCE/J07121 | SS 7.12 NATIONAL CANCER INSTITUT F1 |  |  | Fail | Please check "Use"
378050367 | TNB | DISTRIBUTION | WP PUTRAJAYA & CYBERJAYA | Existing | 11 kV |  | RYB | VPTJ/PCE/J07121 | SS 7.12 NATIONAL CANCER INSTITUT F1 |  |  | Fail | Please check "Use"
378050371 | TNB | DISTRIBUTION | WP PUTRAJAYA & CYBERJAYA | Existing | 11 kV |  | RYB | VPTJ/PCE/J07121 | SS 7.12 NATIONAL CANCER INSTITUT F1 |  |  | Fail | Please check "Use"
378050373 | TNB | DISTRIBUTION | WP PUTRAJAYA & CYBERJAYA | Existing | 11 kV |  | RYB | VPTJ/PCE/J07121 | SS 7.12 NATIONAL CANCER INSTITUT F1 |  |  | Fail | Please check "Use"
378050375 | TNB | DISTRIBUTION | WP PUTRAJAYA & CYBERJAYA | Existing | 11 kV |  | RYB | VPTJ/PCE/J07121 | SS 7.12 NATIONAL CANCER INSTITUT F1 |  |  | Fail | Please check "Use"
378050381 | TNB | DISTRIBUTION | WP PUTRAJAYA & CYBERJAYA | Existing | 11 kV |  | RYB | VPTJ/PCE/J07121 | SS 7.12 NATIONAL CANCER INSTITUT F1 |  |  | Fail | Please check "Use"
378050383 | TNB | DISTRIBUTION | WP PUTRAJAYA & CYBERJAYA | Existing | 11 kV |  | RYB | VPTJ/PCE/J07121 | SS 7.12 NATIONAL CANCER INSTITUT F1 |  |  | Fail | Please check "Use"
378050386 | TNB | DISTRIBUTION | WP PUTRAJAYA & CYBERJAYA | Existing | 11 kV |  | RYB | VPTJ/PCE/J07121 | SS 7.12 NATIONAL CANCER INSTITUT F1 |  |  | Fail | Please check "Use"
378050404 | TNB | DISTRIBUTION | WP PUTRAJAYA & CYBERJAYA | Existing | 11 kV |  | RYB | VPTJ/PCE/J07122 | SS 7.12 NATIONAL CANCER INSTITUT F2 |  |  | Fail | Please check "Use"
378050408 | TNB | DISTRIBUTION | WP PUTRAJAYA & CYBERJAYA | Existing | 11 kV |  | RYB | VPTJ/PCE/J07122 | SS 7.12 NATIONAL CANCER INSTITUT F2 |  |  | Fail | Please check "Use"
378050412 | TNB | DISTRIBUTION | WP PUTRAJAYA & CYBERJAYA | Existing | 11 kV |  | RYB | VPTJ/PCE/J07122 | SS 7.12 NATIONAL CANCER INSTITUT F2 |  |  | Fail | Please check "Use"
378050414 | TNB | DISTRIBUTION | WP PUTRAJAYA & CYBERJAYA | Existing | 11 kV |  | RYB | VPTJ/PCE/J07122 | SS 7.12 NATIONAL CANCER INSTITUT F2 |  |  | Fail | Please check "Use"
378050416 | TNB | DISTRIBUTION | WP PUTRAJAYA & CYBERJAYA | Existing | 11 kV |  | RYB | VPTJ/PCE/J07122 | SS 7.12 NATIONAL CANCER INSTITUT F2 |  |  | Fail | Please check "Use"
378050422 | TNB | DISTRIBUTION | WP PUTRAJAYA & CYBERJAYA | Existing | 11 kV |  | RYB | VPTJ/PCE/J07122 | SS 7.12 NATIONAL CANCER INSTITUT F2 |  |  | Fail | Please check "Use"
378050424 | TNB | DISTRIBUTION | WP PUTRAJAYA & CYBERJAYA | Existing | 11 kV |  | RYB | VPTJ/PCE/J07122 | SS 7.12 NATIONAL CANCER INSTITUT F2 |  |  | Fail | Please check "Use"
378050427 | TNB | DISTRIBUTION | WP PUTRAJAYA & CYBERJAYA | Existing | 11 kV |  | RYB | VPTJ/PCE/J07122 | SS 7.12 NATIONAL CANCER INSTITUT F2 |  |  | Fail | Please check "Use"
378050445 | TNB | DISTRIBUTION | WP PUTRAJAYA & CYBERJAYA | Existing | 11 kV |  | RYB | VPTJ/PCE/J07042 | SS 7.04 HOSPITAL (F2) |  |  | Fail | Please check "Use"
378050449 | TNB | DISTRIBUTION | WP PUTRAJAYA & CYBERJAYA | Existing | 11 kV |  | RYB | VPTJ/PCE/J07042 | SS 7.04 HOSPITAL (F2) |  |  | Fail | Please check "Use"
378050452 | TNB | DISTRIBUTION | WP PUTRAJAYA & CYBERJAYA | Existing | 11 kV |  | RYB | VPTJ/PCE/J07042 | SS 7.04 HOSPITAL (F2) |  |  | Fail | Please check "Use"
378050455 | TNB | DISTRIBUTION | WP PUTRAJAYA & CYBERJAYA | Existing | 11 kV |  | RYB | VPTJ/PCE/J07042 | SS 7.04 HOSPITAL (F2) |  |  | Fail | Please check "Use"
378050457 | TNB | DISTRIBUTION | WP PUTRAJAYA & CYBERJAYA | Existing | 11 kV |  | RYB | VPTJ/PCE/J07042 | SS 7.04 HOSPITAL (F2) |  |  | Fail | Please check "Use"
378050463 | TNB | DISTRIBUTION | WP PUTRAJAYA & CYBERJAYA | Existing | 11 kV |  | RYB | VPTJ/PCE/J07042 | SS 7.04 HOSPITAL (F2) |  |  | Fail | Please check "Use"
378050464 | TNB | DISTRIBUTION | WP PUTRAJAYA & CYBERJAYA | Existing | 11 kV |  | RYB | VPTJ/PCE/J07042 | SS 7.04 HOSPITAL (F2) |  |  | Fail | Please check "Use"
378050471 | TNB | DISTRIBUTION | WP PUTRAJAYA & CYBERJAYA | Existing | 11 kV |  | RYB | VPTJ/PCE/J07042 | SS 7.04 HOSPITAL (F2) |  |  | Fail | Please check "Use"
378050486 | TNB | DISTRIBUTION | WP PUTRAJAYA & CYBERJAYA | Existing | 11 kV |  | RYB | VPTJ/PCE/J07041 | SS 7.04 HOSPITAL (F1) |  |  | Fail | Please check "Use"
378050490 | TNB | DISTRIBUTION | WP PUTRAJAYA & CYBERJAYA | Existing | 11 kV |  | RYB | VPTJ/PCE/J07041 | SS 7.04 HOSPITAL (F1) |  |  | Fail | Please check "Use"
378050494 | TNB | DISTRIBUTION | WP PUTRAJAYA & CYBERJAYA | Existing | 11 kV |  | RYB | VPTJ/PCE/J07041 | SS 7.04 HOSPITAL (F1) |  |  | Fail | Please check "Use"
378050496 | TNB | DISTRIBUTION | WP PUTRAJAYA & CYBERJAYA | Existing | 11 kV |  | RYB | VPTJ/PCE/J07041 | SS 7.04 HOSPITAL (F1) |  |  | Fail | Please check "Use"
378050498 | TNB | DISTRIBUTION | WP PUTRAJAYA & CYBERJAYA | Existing | 11 kV |  | RYB | VPTJ/PCE/J07041 | SS 7.04 HOSPITAL (F1) |  |  | Fail | Please check "Use"
378050504 | TNB | DISTRIBUTION | WP PUTRAJAYA & CYBERJAYA | Existing | 11 kV |  | RYB | VPTJ/PCE/J07041 | SS 7.04 HOSPITAL (F1) |  |  | Fail | Please check "Use"
378050506 | TNB | DISTRIBUTION | WP PUTRAJAYA & CYBERJAYA | Existing | 11 kV |  | RYB | VPTJ/PCE/J07041 | SS 7.04 HOSPITAL (F1) |  |  | Fail | Please check "Use"
378050509 | TNB | DISTRIBUTION | WP PUTRAJAYA & CYBERJAYA | Existing | 11 kV |  | RYB | VPTJ/PCE/J07041 | SS 7.04 HOSPITAL (F1) |  |  | Fail | Please check "Use"
378050620 | TNB | DISTRIBUTION | WP PUTRAJAYA & CYBERJAYA | Existing | 11 kV |  | RYB | VPTJ/PCE/J07021 | PE 7.02 POLIS PUTRAJAYA (F1) |  |  | Fail | Please check "Use"
378050621 | TNB | DISTRIBUTION | WP PUTRAJAYA & CYBERJAYA | Existing | 11 kV |  | RYB | VPTJ/PCE/J07021 | PE 7.02 POLIS PUTRAJAYA (F1) |  |  | Fail | Please check "Use"
378050626 | TNB | DISTRIBUTION | WP PUTRAJAYA & CYBERJAYA | Existing | 11 kV |  | RYB | VPTJ/PCE/J07021 | PE 7.02 POLIS PUTRAJAYA (F1) |  |  | Fail | Please check "Use"
378050632 | TNB | DISTRIBUTION | WP PUTRAJAYA & CYBERJAYA | Existing | 11 kV |  | RYB | VPTJ/PCE/J07021 | PE 7.02 POLIS PUTRAJAYA (F1) |  |  | Fail | Please check "Use"
378050633 | TNB | DISTRIBUTION | WP PUTRAJAYA & CYBERJAYA | Existing | 11 kV |  | RYB | VPTJ/PCE/J07021 | PE 7.02 POLIS PUTRAJAYA (F1) |  |  | Fail | Please check "Use"
378050637 | TNB | DISTRIBUTION | WP PUTRAJAYA & CYBERJAYA | Existing | 11 kV |  | RYB | VPTJ/PCE/J07021 | PE 7.02 POLIS PUTRAJAYA (F1) |  |  | Fail | Please check "Use"
378050640 | TNB | DISTRIBUTION | WP PUTRAJAYA & CYBERJAYA | Existing | 11 kV |  | RYB | VPTJ/PCE/J07021 | PE 7.02 POLIS PUTRAJAYA (F1) |  |  | Fail | Please check "Use"
378050641 | TNB | DISTRIBUTION | WP PUTRAJAYA & CYBERJAYA | Existing | 11 kV |  | RYB | VPTJ/PCE/J07021 | PE 7.02 POLIS PUTRAJAYA (F1) |  |  | Fail | Please check "Use"
378050719 | TNB | DISTRIBUTION | WP PUTRAJAYA & CYBERJAYA | Existing | 11 kV |  | RYB | VPTJ/PCE/J07022 | PE 7.02 POLIS PUTRAJAYA (F2) |  |  | Fail | Please check "Use"
378050720 | TNB | DISTRIBUTION | WP PUTRAJAYA & CYBERJAYA | Existing | 11 kV |  | RYB | VPTJ/PCE/J07022 | PE 7.02 POLIS PUTRAJAYA (F2) |  |  | Fail | Please check "Use"
378050725 | TNB | DISTRIBUTION | WP PUTRAJAYA & CYBERJAYA | Existing | 11 kV |  | RYB | VPTJ/PCE/J07022 | PE 7.02 POLIS PUTRAJAYA (F2) |  |  | Fail | Please check "Use"
378050731 | TNB | DISTRIBUTION | WP PUTRAJAYA & CYBERJAYA | Existing | 11 kV |  | RYB | VPTJ/PCE/J07022 | PE 7.02 POLIS PUTRAJAYA (F2) |  |  | Fail | Please check "Use"
378050732 | TNB | DISTRIBUTION | WP PUTRAJAYA & CYBERJAYA | Existing | 11 kV |  | RYB | VPTJ/PCE/J07022 | PE 7.02 POLIS PUTRAJAYA (F2) |  |  | Fail | Please check "Use"
378050736 | TNB | DISTRIBUTION | WP PUTRAJAYA & CYBERJAYA | Existing | 11 kV |  | RYB | VPTJ/PCE/J07022 | PE 7.02 POLIS PUTRAJAYA (F2) |  |  | Fail | Please check "Use"
378050739 | TNB | DISTRIBUTION | WP PUTRAJAYA & CYBERJAYA | Existing | 11 kV |  | RYB | VPTJ/PCE/J07022 | PE 7.02 POLIS PUTRAJAYA (F2) |  |  | Fail | Please check "Use"
378050740 | TNB | DISTRIBUTION | WP PUTRAJAYA & CYBERJAYA | Existing | 11 kV |  | RYB | VPTJ/PCE/J07022 | PE 7.02 POLIS PUTRAJAYA (F2) |  |  | Fail | Please check "Use"
378050822 | TNB | DISTRIBUTION | WP PUTRAJAYA & CYBERJAYA | Existing | 11 kV |  | RYB | VPTJ/PCE/J07011 | PE 7.01 BOMBA PUTRAJAYA (F1) |  |  | Fail | Please check "Use"
378050823 | TNB | DISTRIBUTION | WP PUTRAJAYA & CYBERJAYA | Existing | 11 kV |  | RYB | VPTJ/PCE/J07011 | PE 7.01 BOMBA PUTRAJAYA (F1) |  |  | Fail | Please check "Use"
378050828 | TNB | DISTRIBUTION | WP PUTRAJAYA & CYBERJAYA | Existing | 11 kV |  | RYB | VPTJ/PCE/J07011 | PE 7.01 BOMBA PUTRAJAYA (F1) |  |  | Fail | Please check "Use"
378050834 | TNB | DISTRIBUTION | WP PUTRAJAYA & CYBERJAYA | Existing | 11 kV |  | RYB | VPTJ/PCE/J07011 | PE 7.01 BOMBA PUTRAJAYA (F1) |  |  | Fail | Please check "Use"
378050835 | TNB | DISTRIBUTION | WP PUTRAJAYA & CYBERJAYA | Existing | 11 kV |  | RYB | VPTJ/PCE/J07011 | PE 7.01 BOMBA PUTRAJAYA (F1) |  |  | Fail | Please check "Use"
378050839 | TNB | DISTRIBUTION | WP PUTRAJAYA & CYBERJAYA | Existing | 11 kV |  | RYB | VPTJ/PCE/J07011 | PE 7.01 BOMBA PUTRAJAYA (F1) |  |  | Fail | Please check "Use"
378050842 | TNB | DISTRIBUTION | WP PUTRAJAYA & CYBERJAYA | Existing | 11 kV |  | RYB | VPTJ/PCE/J07011 | PE 7.01 BOMBA PUTRAJAYA (F1) |  |  | Fail | Please check "Use"
378050843 | TNB | DISTRIBUTION | WP PUTRAJAYA & CYBERJAYA | Existing | 11 kV |  | RYB | VPTJ/PCE/J07011 | PE 7.01 BOMBA PUTRAJAYA (F1) |  |  | Fail | Please check "Use"
378050916 | TNB | DISTRIBUTION | WP PUTRAJAYA & CYBERJAYA | Existing | 11 kV |  | RYB | VPTJ/PCE/J07012 | PE 7.01 IBU PEJABAT BOMBA (F2) |  |  | Fail | Please check "Use"
378050917 | TNB | DISTRIBUTION | WP PUTRAJAYA & CYBERJAYA | Existing | 11 kV |  | RYB | VPTJ/PCE/J07012 | PE 7.01 IBU PEJABAT BOMBA (F2) |  |  | Fail | Please check "Use"
378050922 | TNB | DISTRIBUTION | WP PUTRAJAYA & CYBERJAYA | Existing | 11 kV |  | RYB | VPTJ/PCE/J07012 | PE 7.01 IBU PEJABAT BOMBA (F2) |  |  | Fail | Please check "Use"
378050928 | TNB | DISTRIBUTION | WP PUTRAJAYA & CYBERJAYA | Existing | 11 kV |  | RYB | VPTJ/PCE/J07012 | PE 7.01 IBU PEJABAT BOMBA (F2) |  |  | Fail | Please check "Use"
378050929 | TNB | DISTRIBUTION | WP PUTRAJAYA & CYBERJAYA | Existing | 11 kV |  | RYB | VPTJ/PCE/J07012 | PE 7.01 IBU PEJABAT BOMBA (F2) |  |  | Fail | Please check "Use"
378050933 | TNB | DISTRIBUTION | WP PUTRAJAYA & CYBERJAYA | Existing | 11 kV |  | RYB | VPTJ/PCE/J07012 | PE 7.01 IBU PEJABAT BOMBA (F2) |  |  | Fail | Please check "Use"
378050936 | TNB | DISTRIBUTION | WP PUTRAJAYA & CYBERJAYA | Existing | 11 kV |  | RYB | VPTJ/PCE/J07012 | PE 7.01 IBU PEJABAT BOMBA (F2) |  |  | Fail | Please check "Use"
378050937 | TNB | DISTRIBUTION | WP PUTRAJAYA & CYBERJAYA | Existing | 11 kV |  | RYB | VPTJ/PCE/J07012 | PE 7.01 IBU PEJABAT BOMBA (F2) |  |  | Fail | Please check "Use"
378051037 | TNB | DISTRIBUTION | WP PUTRAJAYA & CYBERJAYA | Existing | 11 kV |  | RYB | VPTJ/PCE/J07081 | PE 7.08 PARK & RIDE (F1) |  |  | Fail | Please check "Use"
378051038 | TNB | DISTRIBUTION | WP PUTRAJAYA & CYBERJAYA | Existing | 11 kV |  | RYB | VPTJ/PCE/J07081 | PE 7.08 PARK & RIDE (F1) |  |  | Fail | Please check "Use"
378051043 | TNB | DISTRIBUTION | WP PUTRAJAYA & CYBERJAYA | Existing | 11 kV |  | RYB | VPTJ/PCE/J07081 | PE 7.08 PARK & RIDE (F1) |  |  | Fail | Please check "Use"
378051049 | TNB | DISTRIBUTION | WP PUTRAJAYA & CYBERJAYA | Existing | 11 kV |  | RYB | VPTJ/PCE/J07081 | PE 7.08 PARK & RIDE (F1) |  |  | Fail | Please check "Use"
378051050 | TNB | DISTRIBUTION | WP PUTRAJAYA & CYBERJAYA | Existing | 11 kV |  | RYB | VPTJ/PCE/J07081 | PE 7.08 PARK & RIDE (F1) |  |  | Fail | Please check "Use"
378051054 | TNB | DISTRIBUTION | WP PUTRAJAYA & CYBERJAYA | Existing | 11 kV |  | RYB | VPTJ/PCE/J07081 | PE 7.08 PARK & RIDE (F1) |  |  | Fail | Please check "Use"
378051057 | TNB | DISTRIBUTION | WP PUTRAJAYA & CYBERJAYA | Existing | 11 kV |  | RYB | VPTJ/PCE/J07081 | PE 7.08 PARK & RIDE (F1) |  |  | Fail | Please check "Use"
378051058 | TNB | DISTRIBUTION | WP PUTRAJAYA & CYBERJAYA | Existing | 11 kV |  | RYB | VPTJ/PCE/J07081 | PE 7.08 PARK & RIDE (F1) |  |  | Fail | Please check "Use"
378051134 | TNB | DISTRIBUTION | WP PUTRAJAYA & CYBERJAYA | Existing | 11 kV |  | RYB | VPTJ/PCE/J07082 | PE 7.08 PARK & RIDE (F2) |  |  | Fail | Please check "Use"
378051135 | TNB | DISTRIBUTION | WP PUTRAJAYA & CYBERJAYA | Existing | 11 kV |  | RYB | VPTJ/PCE/J07082 | PE 7.08 PARK & RIDE (F2) |  |  | Fail | Please check "Use"
378051140 | TNB | DISTRIBUTION | WP PUTRAJAYA & CYBERJAYA | Existing | 11 kV |  | RYB | VPTJ/PCE/J07082 | PE 7.08 PARK & RIDE (F2) |  |  | Fail | Please check "Use"
378051146 | TNB | DISTRIBUTION | WP PUTRAJAYA & CYBERJAYA | Existing | 11 kV |  | RYB | VPTJ/PCE/J07082 | PE 7.08 PARK & RIDE (F2) |  |  | Fail | Please check "Use"
378051147 | TNB | DISTRIBUTION | WP PUTRAJAYA & CYBERJAYA | Existing | 11 kV |  | RYB | VPTJ/PCE/J07082 | PE 7.08 PARK & RIDE (F2) |  |  | Fail | Please check "Use"
378051151 | TNB | DISTRIBUTION | WP PUTRAJAYA & CYBERJAYA | Existing | 11 kV |  | RYB | VPTJ/PCE/J07082 | PE 7.08 PARK & RIDE (F2) |  |  | Fail | Please check "Use"
378051154 | TNB | DISTRIBUTION | WP PUTRAJAYA & CYBERJAYA | Existing | 11 kV |  | RYB | VPTJ/PCE/J07082 | PE 7.08 PARK & RIDE (F2) |  |  | Fail | Please check "Use"
378051155 | TNB | DISTRIBUTION | WP PUTRAJAYA & CYBERJAYA | Existing | 11 kV |  | RYB | VPTJ/PCE/J07082 | PE 7.08 PARK & RIDE (F2) |  |  | Fail | Please check "Use"
378051234 | TNB | DISTRIBUTION | WP PUTRAJAYA & CYBERJAYA | Existing | 11 kV |  | RYB | VPTJ/PCE/J07062 | PE 7.06 TPB (WTT) (F2) |  |  | Fail | Please check "Use"
378051235 | TNB | DISTRIBUTION | WP PUTRAJAYA & CYBERJAYA | Existing | 11 kV |  | RYB | VPTJ/PCE/J07062 | PE 7.06 TPB (WTT) (F2) |  |  | Fail | Please check "Use"
378051240 | TNB | DISTRIBUTION | WP PUTRAJAYA & CYBERJAYA | Existing | 11 kV |  | RYB | VPTJ/PCE/J07062 | PE 7.06 TPB (WTT) (F2) |  |  | Fail | Please check "Use"
378051246 | TNB | DISTRIBUTION | WP PUTRAJAYA & CYBERJAYA | Existing | 11 kV |  | RYB | VPTJ/PCE/J07062 | PE 7.06 TPB (WTT) (F2) |  |  | Fail | Please check "Use"
378051247 | TNB | DISTRIBUTION | WP PUTRAJAYA & CYBERJAYA | Existing | 11 kV |  | RYB | VPTJ/PCE/J07062 | PE 7.06 TPB (WTT) (F2) |  |  | Fail | Please check "Use"
378051251 | TNB | DISTRIBUTION | WP PUTRAJAYA & CYBERJAYA | Existing | 11 kV |  | RYB | VPTJ/PCE/J07062 | PE 7.06 TPB (WTT) (F2) |  |  | Fail | Please check "Use"
378051254 | TNB | DISTRIBUTION | WP PUTRAJAYA & CYBERJAYA | Existing | 11 kV |  | RYB | VPTJ/PCE/J07062 | PE 7.06 TPB (WTT) (F2) |  |  | Fail | Please check "Use"
378051255 | TNB | DISTRIBUTION | WP PUTRAJAYA & CYBERJAYA | Existing | 11 kV |  | RYB | VPTJ/PCE/J07062 | PE 7.06 TPB (WTT) (F2) |  |  | Fail | Please check "Use"
378051265 | TNB | DISTRIBUTION | WP PUTRAJAYA & CYBERJAYA | Existing | 11 kV |  | RYB | VPTJ/PCE/J07061 | PE 7.06 TPB (WTT) (F1) |  |  | Fail | Please check "Use"
378051266 | TNB | DISTRIBUTION | WP PUTRAJAYA & CYBERJAYA | Existing | 11 kV |  | RYB | VPTJ/PCE/J07061 | PE 7.06 TPB (WTT) (F1) |  |  | Fail | Please check "Use"
378051271 | TNB | DISTRIBUTION | WP PUTRAJAYA & CYBERJAYA | Existing | 11 kV |  | RYB | VPTJ/PCE/J07061 | PE 7.06 TPB (WTT) (F1) |  |  | Fail | Please check "Use"
378051277 | TNB | DISTRIBUTION | WP PUTRAJAYA & CYBERJAYA | Existing | 11 kV |  | RYB | VPTJ/PCE/J07061 | PE 7.06 TPB (WTT) (F1) |  |  | Fail | Please check "Use"
378051278 | TNB | DISTRIBUTION | WP PUTRAJAYA & CYBERJAYA | Existing | 11 kV |  | RYB | VPTJ/PCE/J07061 | PE 7.06 TPB (WTT) (F1) |  |  | Fail | Please check "Use"
378051282 | TNB | DISTRIBUTION | WP PUTRAJAYA & CYBERJAYA | Existing | 11 kV |  | RYB | VPTJ/PCE/J07061 | PE 7.06 TPB (WTT) (F1) |  |  | Fail | Please check "Use"
378051285 | TNB | DISTRIBUTION | WP PUTRAJAYA & CYBERJAYA | Existing | 11 kV |  | RYB | VPTJ/PCE/J07061 | PE 7.06 TPB (WTT) (F1) |  |  | Fail | Please check "Use"
378051286 | TNB | DISTRIBUTION | WP PUTRAJAYA & CYBERJAYA | Existing | 11 kV |  | RYB | VPTJ/PCE/J07061 | PE 7.06 TPB (WTT) (F1) |  |  | Fail | Please check "Use"
378051470 | TNB | DISTRIBUTION | WP PUTRAJAYA & CYBERJAYA | Existing | 11 kV |  | RYB | VPTJ/PCE/J07051 | PE 7.05 L SENTOSA (R2C) |  |  | Fail | Please check "Use"
378051471 | TNB | DISTRIBUTION | WP PUTRAJAYA & CYBERJAYA | Existing | 11 kV |  | RYB | VPTJ/PCE/J07051 | PE 7.05 L SENTOSA (R2C) |  |  | Fail | Please check "Use"
378051476 | TNB | DISTRIBUTION | WP PUTRAJAYA & CYBERJAYA | Existing | 11 kV |  | RYB | VPTJ/PCE/J07051 | PE 7.05 L SENTOSA (R2C) |  |  | Fail | Please check "Use"
378051482 | TNB | DISTRIBUTION | WP PUTRAJAYA & CYBERJAYA | Existing | 11 kV |  | RYB | VPTJ/PCE/J07051 | PE 7.05 L SENTOSA (R2C) |  |  | Fail | Please check "Use"
378051483 | TNB | DISTRIBUTION | WP PUTRAJAYA & CYBERJAYA | Existing | 11 kV |  | RYB | VPTJ/PCE/J07051 | PE 7.05 L SENTOSA (R2C) |  |  | Fail | Please check "Use"
378051487 | TNB | DISTRIBUTION | WP PUTRAJAYA & CYBERJAYA | Existing | 11 kV |  | RYB | VPTJ/PCE/J07051 | PE 7.05 L SENTOSA (R2C) |  |  | Fail | Please check "Use"
378051490 | TNB | DISTRIBUTION | WP PUTRAJAYA & CYBERJAYA | Existing | 11 kV |  | RYB | VPTJ/PCE/J07051 | PE 7.05 L SENTOSA (R2C) |  |  | Fail | Please check "Use"
378051491 | TNB | DISTRIBUTION | WP PUTRAJAYA & CYBERJAYA | Existing | 11 kV |  | RYB | VPTJ/PCE/J07051 | PE 7.05 L SENTOSA (R2C) |  |  | Fail | Please check "Use"
378051565 | TNB | DISTRIBUTION | WP PUTRAJAYA & CYBERJAYA | Existing | 11 kV |  | RYB | VPTJ/PCE/J07071 | PE 7.07 PLF (F1) |  |  | Fail | Please check "Use"
378051566 | TNB | DISTRIBUTION | WP PUTRAJAYA & CYBERJAYA | Existing | 11 kV |  | RYB | VPTJ/PCE/J07071 | PE 7.07 PLF (F1) |  |  | Fail | Please check "Use"
378051571 | TNB | DISTRIBUTION | WP PUTRAJAYA & CYBERJAYA | Existing | 11 kV |  | RYB | VPTJ/PCE/J07071 | PE 7.07 PLF (F1) |  |  | Fail | Please check "Use"
378051577 | TNB | DISTRIBUTION | WP PUTRAJAYA & CYBERJAYA | Existing | 11 kV |  | RYB | VPTJ/PCE/J07071 | PE 7.07 PLF (F1) |  |  | Fail | Please check "Use"
378051578 | TNB | DISTRIBUTION | WP PUTRAJAYA & CYBERJAYA | Existing | 11 kV |  | RYB | VPTJ/PCE/J07071 | PE 7.07 PLF (F1) |  |  | Fail | Please check "Use"
378051582 | TNB | DISTRIBUTION | WP PUTRAJAYA & CYBERJAYA | Existing | 11 kV |  | RYB | VPTJ/PCE/J07071 | PE 7.07 PLF (F1) |  |  | Fail | Please check "Use"
378051585 | TNB | DISTRIBUTION | WP PUTRAJAYA & CYBERJAYA | Existing | 11 kV |  | RYB | VPTJ/PCE/J07071 | PE 7.07 PLF (F1) |  |  | Fail | Please check "Use"
378051586 | TNB | DISTRIBUTION | WP PUTRAJAYA & CYBERJAYA | Existing | 11 kV |  | RYB | VPTJ/PCE/J07071 | PE 7.07 PLF (F1) |  |  | Fail | Please check "Use"
378051661 | TNB | DISTRIBUTION | WP PUTRAJAYA & CYBERJAYA | Existing | 11 kV |  | RYB | VPTJ/PCE/J07072 | PE 7.07 PLF (F2) |  |  | Fail | Please check "Use"
378051662 | TNB | DISTRIBUTION | WP PUTRAJAYA & CYBERJAYA | Existing | 11 kV |  | RYB | VPTJ/PCE/J07072 | PE 7.07 PLF (F2) |  |  | Fail | Please check "Use"
378051667 | TNB | DISTRIBUTION | WP PUTRAJAYA & CYBERJAYA | Existing | 11 kV |  | RYB | VPTJ/PCE/J07072 | PE 7.07 PLF (F2) |  |  | Fail | Please check "Use"
378051673 | TNB | DISTRIBUTION | WP PUTRAJAYA & CYBERJAYA | Existing | 11 kV |  | RYB | VPTJ/PCE/J07072 | PE 7.07 PLF (F2) |  |  | Fail | Please check "Use"
378051674 | TNB | DISTRIBUTION | WP PUTRAJAYA & CYBERJAYA | Existing | 11 kV |  | RYB | VPTJ/PCE/J07072 | PE 7.07 PLF (F2) |  |  | Fail | Please check "Use"
378051678 | TNB | DISTRIBUTION | WP PUTRAJAYA & CYBERJAYA | Existing | 11 kV |  | RYB | VPTJ/PCE/J07072 | PE 7.07 PLF (F2) |  |  | Fail | Please check "Use"
378051681 | TNB | DISTRIBUTION | WP PUTRAJAYA & CYBERJAYA | Existing | 11 kV |  | RYB | VPTJ/PCE/J07072 | PE 7.07 PLF (F2) |  |  | Fail | Please check "Use"
378051682 | TNB | DISTRIBUTION | WP PUTRAJAYA & CYBERJAYA | Existing | 11 kV |  | RYB | VPTJ/PCE/J07072 | PE 7.07 PLF (F2) |  |  | Fail | Please check "Use"
378051768 | TNB | DISTRIBUTION | WP PUTRAJAYA & CYBERJAYA | Existing | 11 kV |  | RYB | VPTJ/PCE/J08121 | PE 8.12 INSIDE PPU 5 (F1) |  |  | Fail | Please check "Use"
378051769 | TNB | DISTRIBUTION | WP PUTRAJAYA & CYBERJAYA | Existing | 11 kV |  | RYB | VPTJ/PCE/J08121 | PE 8.12 INSIDE PPU 5 (F1) |  |  | Fail | Please check "Use"
378051774 | TNB | DISTRIBUTION | WP PUTRAJAYA & CYBERJAYA | Existing | 11 kV |  | RYB | VPTJ/PCE/J08121 | PE 8.12 INSIDE PPU 5 (F1) |  |  | Fail | Please check "Use"
378051780 | TNB | DISTRIBUTION | WP PUTRAJAYA & CYBERJAYA | Existing | 11 kV |  | RYB | VPTJ/PCE/J08121 | PE 8.12 INSIDE PPU 5 (F1) |  |  | Fail | Please check "Use"
378051781 | TNB | DISTRIBUTION | WP PUTRAJAYA & CYBERJAYA | Existing | 11 kV |  | RYB | VPTJ/PCE/J08121 | PE 8.12 INSIDE PPU 5 (F1) |  |  | Fail | Please check "Use"
378051785 | TNB | DISTRIBUTION | WP PUTRAJAYA & CYBERJAYA | Existing | 11 kV |  | RYB | VPTJ/PCE/J08121 | PE 8.12 INSIDE PPU 5 (F1) |  |  | Fail | Please check "Use"
378051788 | TNB | DISTRIBUTION | WP PUTRAJAYA & CYBERJAYA | Existing | 11 kV |  | RYB | VPTJ/PCE/J08121 | PE 8.12 INSIDE PPU 5 (F1) |  |  | Fail | Please check "Use"
378051789 | TNB | DISTRIBUTION | WP PUTRAJAYA & CYBERJAYA | Existing | 11 kV |  | RYB | VPTJ/PCE/J08121 | PE 8.12 INSIDE PPU 5 (F1) |  |  | Fail | Please check "Use"
378051862 | TNB | DISTRIBUTION | WP PUTRAJAYA & CYBERJAYA | Existing | 11 kV |  | RYB | VPTJ/PCE/J08122 | PE 8.12 INSIDE PPU 5 (F2) |  |  | Fail | Please check "Use"
378051863 | TNB | DISTRIBUTION | WP PUTRAJAYA & CYBERJAYA | Existing | 11 kV |  | RYB | VPTJ/PCE/J08122 | PE 8.12 INSIDE PPU 5 (F2) |  |  | Fail | Please check "Use"
378051868 | TNB | DISTRIBUTION | WP PUTRAJAYA & CYBERJAYA | Existing | 11 kV |  | RYB | VPTJ/PCE/J08122 | PE 8.12 INSIDE PPU 5 (F2) |  |  | Fail | Please check "Use"
378051874 | TNB | DISTRIBUTION | WP PUTRAJAYA & CYBERJAYA | Existing | 11 kV |  | RYB | VPTJ/PCE/J08122 | PE 8.12 INSIDE PPU 5 (F2) |  |  | Fail | Please check "Use"
378051875 | TNB | DISTRIBUTION | WP PUTRAJAYA & CYBERJAYA | Existing | 11 kV |  | RYB | VPTJ/PCE/J08122 | PE 8.12 INSIDE PPU 5 (F2) |  |  | Fail | Please check "Use"
378051879 | TNB | DISTRIBUTION | WP PUTRAJAYA & CYBERJAYA | Existing | 11 kV |  | RYB | VPTJ/PCE/J08122 | PE 8.12 INSIDE PPU 5 (F2) |  |  | Fail | Please check "Use"
378051882 | TNB | DISTRIBUTION | WP PUTRAJAYA & CYBERJAYA | Existing | 11 kV |  | RYB | VPTJ/PCE/J08122 | PE 8.12 INSIDE PPU 5 (F2) |  |  | Fail | Please check "Use"
378051883 | TNB | DISTRIBUTION | WP PUTRAJAYA & CYBERJAYA | Existing | 11 kV |  | RYB | VPTJ/PCE/J08122 | PE 8.12 INSIDE PPU 5 (F2) |  |  | Fail | Please check "Use"
378051967 | TNB | DISTRIBUTION | WP PUTRAJAYA & CYBERJAYA | Existing | 11 kV |  | RYB | VPTJ/PCE/J08161 | PE 8.16 RD 2B L. SENTOSA |  |  | Fail | Please check "Use"
378051968 | TNB | DISTRIBUTION | WP PUTRAJAYA & CYBERJAYA | Existing | 11 kV |  | RYB | VPTJ/PCE/J08161 | PE 8.16 RD 2B L. SENTOSA |  |  | Fail | Please check "Use"
378051973 | TNB | DISTRIBUTION | WP PUTRAJAYA & CYBERJAYA | Existing | 11 kV |  | RYB | VPTJ/PCE/J08161 | PE 8.16 RD 2B L. SENTOSA |  |  | Fail | Please check "Use"
378051979 | TNB | DISTRIBUTION | WP PUTRAJAYA & CYBERJAYA | Existing | 11 kV |  | RYB | VPTJ/PCE/J08161 | PE 8.16 RD 2B L. SENTOSA |  |  | Fail | Please check "Use"
378051980 | TNB | DISTRIBUTION | WP PUTRAJAYA & CYBERJAYA | Existing | 11 kV |  | RYB | VPTJ/PCE/J08161 | PE 8.16 RD 2B L. SENTOSA |  |  | Fail | Please check "Use"
378051984 | TNB | DISTRIBUTION | WP PUTRAJAYA & CYBERJAYA | Existing | 11 kV |  | RYB | VPTJ/PCE/J08161 | PE 8.16 RD 2B L. SENTOSA |  |  | Fail | Please check "Use"
378051987 | TNB | DISTRIBUTION | WP PUTRAJAYA & CYBERJAYA | Existing | 11 kV |  | RYB | VPTJ/PCE/J08161 | PE 8.16 RD 2B L. SENTOSA |  |  | Fail | Please check "Use"
378051988 | TNB | DISTRIBUTION | WP PUTRAJAYA & CYBERJAYA | Existing | 11 kV |  | RYB | VPTJ/PCE/J08161 | PE 8.16 RD 2B L. SENTOSA |  |  | Fail | Please check "Use"
378052060 | TNB | DISTRIBUTION | WP PUTRAJAYA & CYBERJAYA | Existing | 11 kV |  | RYB | VPTJ/PCE/J08301 | PE 8.30 8C1 (F1) |  |  | Fail | Please check "Use"
378052061 | TNB | DISTRIBUTION | WP PUTRAJAYA & CYBERJAYA | Existing | 11 kV |  | RYB | VPTJ/PCE/J08301 | PE 8.30 8C1 (F1) |  |  | Fail | Please check "Use"
378052066 | TNB | DISTRIBUTION | WP PUTRAJAYA & CYBERJAYA | Existing | 11 kV |  | RYB | VPTJ/PCE/J08301 | PE 8.30 8C1 (F1) |  |  | Fail | Please check "Use"
378052072 | TNB | DISTRIBUTION | WP PUTRAJAYA & CYBERJAYA | Existing | 11 kV |  | RYB | VPTJ/PCE/J08301 | PE 8.30 8C1 (F1) |  |  | Fail | Please check "Use"
378052073 | TNB | DISTRIBUTION | WP PUTRAJAYA & CYBERJAYA | Existing | 11 kV |  | RYB | VPTJ/PCE/J08301 | PE 8.30 8C1 (F1) |  |  | Fail | Please check "Use"
378052077 | TNB | DISTRIBUTION | WP PUTRAJAYA & CYBERJAYA | Existing | 11 kV |  | RYB | VPTJ/PCE/J08301 | PE 8.30 8C1 (F1) |  |  | Fail | Please check "Use"
378052080 | TNB | DISTRIBUTION | WP PUTRAJAYA & CYBERJAYA | Existing | 11 kV |  | RYB | VPTJ/PCE/J08301 | PE 8.30 8C1 (F1) |  |  | Fail | Please check "Use"
378052081 | TNB | DISTRIBUTION | WP PUTRAJAYA & CYBERJAYA | Existing | 11 kV |  | RYB | VPTJ/PCE/J08301 | PE 8.30 8C1 (F1) |  |  | Fail | Please check "Use"
378052088 | TNB | DISTRIBUTION | WP PUTRAJAYA & CYBERJAYA | Existing | 11 kV |  | RYB | VPTJ/PCE/J08302 | PE 8.30 8C1 (F2) |  |  | Fail | Please check "Use"
378052089 | TNB | DISTRIBUTION | WP PUTRAJAYA & CYBERJAYA | Existing | 11 kV |  | RYB | VPTJ/PCE/J08302 | PE 8.30 8C1 (F2) |  |  | Fail | Please check "Use"
378052094 | TNB | DISTRIBUTION | WP PUTRAJAYA & CYBERJAYA | Existing | 11 kV |  | RYB | VPTJ/PCE/J08302 | PE 8.30 8C1 (F2) |  |  | Fail | Please check "Use"
378052100 | TNB | DISTRIBUTION | WP PUTRAJAYA & CYBERJAYA | Existing | 11 kV |  | RYB | VPTJ/PCE/J08302 | PE 8.30 8C1 (F2) |  |  | Fail | Please check "Use"
378052101 | TNB | DISTRIBUTION | WP PUTRAJAYA & CYBERJAYA | Existing | 11 kV |  | RYB | VPTJ/PCE/J08302 | PE 8.30 8C1 (F2) |  |  | Fail | Please check "Use"
378052105 | TNB | DISTRIBUTION | WP PUTRAJAYA & CYBERJAYA | Existing | 11 kV |  | RYB | VPTJ/PCE/J08302 | PE 8.30 8C1 (F2) |  |  | Fail | Please check "Use"
378052108 | TNB | DISTRIBUTION | WP PUTRAJAYA & CYBERJAYA | Existing | 11 kV |  | RYB | VPTJ/PCE/J08302 | PE 8.30 8C1 (F2) |  |  | Fail | Please check "Use"
378052109 | TNB | DISTRIBUTION | WP PUTRAJAYA & CYBERJAYA | Existing | 11 kV |  | RYB | VPTJ/PCE/J08302 | PE 8.30 8C1 (F2) |  |  | Fail | Please check "Use"
378052122 | TNB | DISTRIBUTION | WP PUTRAJAYA & CYBERJAYA | Existing | 11 kV |  | RYB | VPTJ/PCE/J08311 | PE 8.31 8C3 F1 |  |  | Fail | Please check "Use"
378052123 | TNB | DISTRIBUTION | WP PUTRAJAYA & CYBERJAYA | Existing | 11 kV |  | RYB | VPTJ/PCE/J08311 | PE 8.31 8C3 F1 |  |  | Fail | Please check "Use"
378052128 | TNB | DISTRIBUTION | WP PUTRAJAYA & CYBERJAYA | Existing | 11 kV |  | RYB | VPTJ/PCE/J08311 | PE 8.31 8C3 F1 |  |  | Fail | Please check "Use"
378052134 | TNB | DISTRIBUTION | WP PUTRAJAYA & CYBERJAYA | Existing | 11 kV |  | RYB | VPTJ/PCE/J08311 | PE 8.31 8C3 F1 |  |  | Fail | Please check "Use"
378052135 | TNB | DISTRIBUTION | WP PUTRAJAYA & CYBERJAYA | Existing | 11 kV |  | RYB | VPTJ/PCE/J08311 | PE 8.31 8C3 F1 |  |  | Fail | Please check "Use"
378052139 | TNB | DISTRIBUTION | WP PUTRAJAYA & CYBERJAYA | Existing | 11 kV |  | RYB | VPTJ/PCE/J08311 | PE 8.31 8C3 F1 |  |  | Fail | Please check "Use"
378052142 | TNB | DISTRIBUTION | WP PUTRAJAYA & CYBERJAYA | Existing | 11 kV |  | RYB | VPTJ/PCE/J08311 | PE 8.31 8C3 F1 |  |  | Fail | Please check "Use"
378052143 | TNB | DISTRIBUTION | WP PUTRAJAYA & CYBERJAYA | Existing | 11 kV |  | RYB | VPTJ/PCE/J08311 | PE 8.31 8C3 F1 |  |  | Fail | Please check "Use"
378052216 | TNB | DISTRIBUTION | WP PUTRAJAYA & CYBERJAYA | Existing | 11 kV |  | RYB | VPTJ/PCE/J08312 | PE 8.31 8C3 F2 |  |  | Fail | Please check "Use"
378052217 | TNB | DISTRIBUTION | WP PUTRAJAYA & CYBERJAYA | Existing | 11 kV |  | RYB | VPTJ/PCE/J08312 | PE 8.31 8C3 F2 |  |  | Fail | Please check "Use"
378052222 | TNB | DISTRIBUTION | WP PUTRAJAYA & CYBERJAYA | Existing | 11 kV |  | RYB | VPTJ/PCE/J08312 | PE 8.31 8C3 F2 |  |  | Fail | Please check "Use"
378052228 | TNB | DISTRIBUTION | WP PUTRAJAYA & CYBERJAYA | Existing | 11 kV |  | RYB | VPTJ/PCE/J08312 | PE 8.31 8C3 F2 |  |  | Fail | Please check "Use"
378052229 | TNB | DISTRIBUTION | WP PUTRAJAYA & CYBERJAYA | Existing | 11 kV |  | RYB | VPTJ/PCE/J08312 | PE 8.31 8C3 F2 |  |  | Fail | Please check "Use"
378052233 | TNB | DISTRIBUTION | WP PUTRAJAYA & CYBERJAYA | Existing | 11 kV |  | RYB | VPTJ/PCE/J08312 | PE 8.31 8C3 F2 |  |  | Fail | Please check "Use"
378052236 | TNB | DISTRIBUTION | WP PUTRAJAYA & CYBERJAYA | Existing | 11 kV |  | RYB | VPTJ/PCE/J08312 | PE 8.31 8C3 F2 |  |  | Fail | Please check "Use"
378052237 | TNB | DISTRIBUTION | WP PUTRAJAYA & CYBERJAYA | Existing | 11 kV |  | RYB | VPTJ/PCE/J08312 | PE 8.31 8C3 F2 |  |  | Fail | Please check "Use"
378052349 | TNB | DISTRIBUTION | WP PUTRAJAYA & CYBERJAYA | Existing | 11 kV |  | RYB | VCBJ/PCE/J22541 | PE 22.54 PRIMA 8 F1 |  |  | Fail | Please check "Use"
378052350 | TNB | DISTRIBUTION | WP PUTRAJAYA & CYBERJAYA | Existing | 11 kV |  | RYB | VCBJ/PCE/J22541 | PE 22.54 PRIMA 8 F1 |  |  | Fail | Please check "Use"
378052355 | TNB | DISTRIBUTION | WP PUTRAJAYA & CYBERJAYA | Existing | 11 kV |  | RYB | VCBJ/PCE/J22541 | PE 22.54 PRIMA 8 F1 |  |  | Fail | Please check "Use"
378052361 | TNB | DISTRIBUTION | WP PUTRAJAYA & CYBERJAYA | Existing | 11 kV |  | RYB | VCBJ/PCE/J22541 | PE 22.54 PRIMA 8 F1 |  |  | Fail | Please check "Use"
378052362 | TNB | DISTRIBUTION | WP PUTRAJAYA & CYBERJAYA | Existing | 11 kV |  | RYB | VCBJ/PCE/J22541 | PE 22.54 PRIMA 8 F1 |  |  | Fail | Please check "Use"
378052366 | TNB | DISTRIBUTION | WP PUTRAJAYA & CYBERJAYA | Existing | 11 kV |  | RYB | VCBJ/PCE/J22541 | PE 22.54 PRIMA 8 F1 |  |  | Fail | Please check "Use"
378052369 | TNB | DISTRIBUTION | WP PUTRAJAYA & CYBERJAYA | Existing | 11 kV |  | RYB | VCBJ/PCE/J22541 | PE 22.54 PRIMA 8 F1 |  |  | Fail | Please check "Use"
378052370 | TNB | DISTRIBUTION | WP PUTRAJAYA & CYBERJAYA | Existing | 11 kV |  | RYB | VCBJ/PCE/J22541 | PE 22.54 PRIMA 8 F1 |  |  | Fail | Please check "Use"
378052372 | TNB | DISTRIBUTION | WP PUTRAJAYA & CYBERJAYA | Existing | 11 kV |  | RYB | VCBJ/PCE/J22542 | PE 22.54 PRIMA 8 F2 |  |  | Fail | Please check "Use"
378052373 | TNB | DISTRIBUTION | WP PUTRAJAYA & CYBERJAYA | Existing | 11 kV |  | RYB | VCBJ/PCE/J22542 | PE 22.54 PRIMA 8 F2 |  |  | Fail | Please check "Use"
378052378 | TNB | DISTRIBUTION | WP PUTRAJAYA & CYBERJAYA | Existing | 11 kV |  | RYB | VCBJ/PCE/J22542 | PE 22.54 PRIMA 8 F2 |  |  | Fail | Please check "Use"
378052384 | TNB | DISTRIBUTION | WP PUTRAJAYA & CYBERJAYA | Existing | 11 kV |  | RYB | VCBJ/PCE/J22542 | PE 22.54 PRIMA 8 F2 |  |  | Fail | Please check "Use"
378052385 | TNB | DISTRIBUTION | WP PUTRAJAYA & CYBERJAYA | Existing | 11 kV |  | RYB | VCBJ/PCE/J22542 | PE 22.54 PRIMA 8 F2 |  |  | Fail | Please check "Use"
378052389 | TNB | DISTRIBUTION | WP PUTRAJAYA & CYBERJAYA | Existing | 11 kV |  | RYB | VCBJ/PCE/J22542 | PE 22.54 PRIMA 8 F2 |  |  | Fail | Please check "Use"
378052392 | TNB | DISTRIBUTION | WP PUTRAJAYA & CYBERJAYA | Existing | 11 kV |  | RYB | VCBJ/PCE/J22542 | PE 22.54 PRIMA 8 F2 |  |  | Fail | Please check "Use"
378052393 | TNB | DISTRIBUTION | WP PUTRAJAYA & CYBERJAYA | Existing | 11 kV |  | RYB | VCBJ/PCE/J22542 | PE 22.54 PRIMA 8 F2 |  |  | Fail | Please check "Use"
378052466 | TNB | DISTRIBUTION | WP PUTRAJAYA & CYBERJAYA | Existing | 11 kV |  | RYB | VCBJ/PCE/J22531 | PE 22.53 PRIMA 7 SPAN F1 |  |  | Fail | Please check "Use"
378052467 | TNB | DISTRIBUTION | WP PUTRAJAYA & CYBERJAYA | Existing | 11 kV |  | RYB | VCBJ/PCE/J22531 | PE 22.53 PRIMA 7 SPAN F1 |  |  | Fail | Please check "Use"
378052472 | TNB | DISTRIBUTION | WP PUTRAJAYA & CYBERJAYA | Existing | 11 kV |  | RYB | VCBJ/PCE/J22531 | PE 22.53 PRIMA 7 SPAN F1 |  |  | Fail | Please check "Use"
378052478 | TNB | DISTRIBUTION | WP PUTRAJAYA & CYBERJAYA | Existing | 11 kV |  | RYB | VCBJ/PCE/J22531 | PE 22.53 PRIMA 7 SPAN F1 |  |  | Fail | Please check "Use"
378052479 | TNB | DISTRIBUTION | WP PUTRAJAYA & CYBERJAYA | Existing | 11 kV |  | RYB | VCBJ/PCE/J22531 | PE 22.53 PRIMA 7 SPAN F1 |  |  | Fail | Please check "Use"
378052483 | TNB | DISTRIBUTION | WP PUTRAJAYA & CYBERJAYA | Existing | 11 kV |  | RYB | VCBJ/PCE/J22531 | PE 22.53 PRIMA 7 SPAN F1 |  |  | Fail | Please check "Use"
378052486 | TNB | DISTRIBUTION | WP PUTRAJAYA & CYBERJAYA | Existing | 11 kV |  | RYB | VCBJ/PCE/J22531 | PE 22.53 PRIMA 7 SPAN F1 |  |  | Fail | Please check "Use"
378052487 | TNB | DISTRIBUTION | WP PUTRAJAYA & CYBERJAYA | Existing | 11 kV |  | RYB | VCBJ/PCE/J22531 | PE 22.53 PRIMA 7 SPAN F1 |  |  | Fail | Please check "Use"
378052489 | TNB | DISTRIBUTION | WP PUTRAJAYA & CYBERJAYA | Existing | 11 kV |  | RYB | VCBJ/PCE/J22532 | PE 22.53 PRIMA 7 SPAN F2 |  |  | Fail | Please check "Use"
378052490 | TNB | DISTRIBUTION | WP PUTRAJAYA & CYBERJAYA | Existing | 11 kV |  | RYB | VCBJ/PCE/J22532 | PE 22.53 PRIMA 7 SPAN F2 |  |  | Fail | Please check "Use"
378052495 | TNB | DISTRIBUTION | WP PUTRAJAYA & CYBERJAYA | Existing | 11 kV |  | RYB | VCBJ/PCE/J22532 | PE 22.53 PRIMA 7 SPAN F2 |  |  | Fail | Please check "Use"
378052501 | TNB | DISTRIBUTION | WP PUTRAJAYA & CYBERJAYA | Existing | 11 kV |  | RYB | VCBJ/PCE/J22532 | PE 22.53 PRIMA 7 SPAN F2 |  |  | Fail | Please check "Use"
378052502 | TNB | DISTRIBUTION | WP PUTRAJAYA & CYBERJAYA | Existing | 11 kV |  | RYB | VCBJ/PCE/J22532 | PE 22.53 PRIMA 7 SPAN F2 |  |  | Fail | Please check "Use"
378052506 | TNB | DISTRIBUTION | WP PUTRAJAYA & CYBERJAYA | Existing | 11 kV |  | RYB | VCBJ/PCE/J22532 | PE 22.53 PRIMA 7 SPAN F2 |  |  | Fail | Please check "Use"
378052509 | TNB | DISTRIBUTION | WP PUTRAJAYA & CYBERJAYA | Existing | 11 kV |  | RYB | VCBJ/PCE/J22532 | PE 22.53 PRIMA 7 SPAN F2 |  |  | Fail | Please check "Use"
378052510 | TNB | DISTRIBUTION | WP PUTRAJAYA & CYBERJAYA | Existing | 11 kV |  | RYB | VCBJ/PCE/J22532 | PE 22.53 PRIMA 7 SPAN F2 |  |  | Fail | Please check "Use"
378052583 | TNB | DISTRIBUTION | WP PUTRAJAYA & CYBERJAYA | Existing | 11 kV |  | RYB | VCBJ/PCE/J22501 | PE 22.50 LOT PT 12092 F1 |  |  | Fail | Please check "Use"
378052584 | TNB | DISTRIBUTION | WP PUTRAJAYA & CYBERJAYA | Existing | 11 kV |  | RYB | VCBJ/PCE/J22501 | PE 22.50 LOT PT 12092 F1 |  |  | Fail | Please check "Use"
378052589 | TNB | DISTRIBUTION | WP PUTRAJAYA & CYBERJAYA | Existing | 11 kV |  | RYB | VCBJ/PCE/J22501 | PE 22.50 LOT PT 12092 F1 |  |  | Fail | Please check "Use"
378052595 | TNB | DISTRIBUTION | WP PUTRAJAYA & CYBERJAYA | Existing | 11 kV |  | RYB | VCBJ/PCE/J22501 | PE 22.50 LOT PT 12092 F1 |  |  | Fail | Please check "Use"
378052596 | TNB | DISTRIBUTION | WP PUTRAJAYA & CYBERJAYA | Existing | 11 kV |  | RYB | VCBJ/PCE/J22501 | PE 22.50 LOT PT 12092 F1 |  |  | Fail | Please check "Use"
378052600 | TNB | DISTRIBUTION | WP PUTRAJAYA & CYBERJAYA | Existing | 11 kV |  | RYB | VCBJ/PCE/J22501 | PE 22.50 LOT PT 12092 F1 |  |  | Fail | Please check "Use"
378052603 | TNB | DISTRIBUTION | WP PUTRAJAYA & CYBERJAYA | Existing | 11 kV |  | RYB | VCBJ/PCE/J22501 | PE 22.50 LOT PT 12092 F1 |  |  | Fail | Please check "Use"
378052604 | TNB | DISTRIBUTION | WP PUTRAJAYA & CYBERJAYA | Existing | 11 kV |  | RYB | VCBJ/PCE/J22501 | PE 22.50 LOT PT 12092 F1 |  |  | Fail | Please check "Use"
378052606 | TNB | DISTRIBUTION | WP PUTRAJAYA & CYBERJAYA | Existing | 11 kV |  | RYB | VCBJ/PCE/J22502 | PE 22.50 LOT PT 12092 F2 |  |  | Fail | Please check "Use"
378052607 | TNB | DISTRIBUTION | WP PUTRAJAYA & CYBERJAYA | Existing | 11 kV |  | RYB | VCBJ/PCE/J22502 | PE 22.50 LOT PT 12092 F2 |  |  | Fail | Please check "Use"
378052612 | TNB | DISTRIBUTION | WP PUTRAJAYA & CYBERJAYA | Existing | 11 kV |  | RYB | VCBJ/PCE/J22502 | PE 22.50 LOT PT 12092 F2 |  |  | Fail | Please check "Use"
378052618 | TNB | DISTRIBUTION | WP PUTRAJAYA & CYBERJAYA | Existing | 11 kV |  | RYB | VCBJ/PCE/J22502 | PE 22.50 LOT PT 12092 F2 |  |  | Fail | Please check "Use"
378052619 | TNB | DISTRIBUTION | WP PUTRAJAYA & CYBERJAYA | Existing | 11 kV |  | RYB | VCBJ/PCE/J22502 | PE 22.50 LOT PT 12092 F2 |  |  | Fail | Please check "Use"
378052623 | TNB | DISTRIBUTION | WP PUTRAJAYA & CYBERJAYA | Existing | 11 kV |  | RYB | VCBJ/PCE/J22502 | PE 22.50 LOT PT 12092 F2 |  |  | Fail | Please check "Use"
378052626 | TNB | DISTRIBUTION | WP PUTRAJAYA & CYBERJAYA | Existing | 11 kV |  | RYB | VCBJ/PCE/J22502 | PE 22.50 LOT PT 12092 F2 |  |  | Fail | Please check "Use"
378052627 | TNB | DISTRIBUTION | WP PUTRAJAYA & CYBERJAYA | Existing | 11 kV |  | RYB | VCBJ/PCE/J22502 | PE 22.50 LOT PT 12092 F2 |  |  | Fail | Please check "Use"
378052704 | TNB | DISTRIBUTION | WP PUTRAJAYA & CYBERJAYA | Existing | 11 kV |  | RYB | VCBJ/PCE/J22581 | SS 22.58 BANK NEGARA F1 |  |  | Fail | Please check "Use"
378052708 | TNB | DISTRIBUTION | WP PUTRAJAYA & CYBERJAYA | Existing | 11 kV |  | RYB | VCBJ/PCE/J22581 | SS 22.58 BANK NEGARA F1 |  |  | Fail | Please check "Use"
378052712 | TNB | DISTRIBUTION | WP PUTRAJAYA & CYBERJAYA | Existing | 11 kV |  | RYB | VCBJ/PCE/J22581 | SS 22.58 BANK NEGARA F1 |  |  | Fail | Please check "Use"
378052714 | TNB | DISTRIBUTION | WP PUTRAJAYA & CYBERJAYA | Existing | 11 kV |  | RYB | VCBJ/PCE/J22581 | SS 22.58 BANK NEGARA F1 |  |  | Fail | Please check "Use"
378052716 | TNB | DISTRIBUTION | WP PUTRAJAYA & CYBERJAYA | Existing | 11 kV |  | RYB | VCBJ/PCE/J22581 | SS 22.58 BANK NEGARA F1 |  |  | Fail | Please check "Use"
378052722 | TNB | DISTRIBUTION | WP PUTRAJAYA & CYBERJAYA | Existing | 11 kV |  | RYB | VCBJ/PCE/J22581 | SS 22.58 BANK NEGARA F1 |  |  | Fail | Please check "Use"
378052724 | TNB | DISTRIBUTION | WP PUTRAJAYA & CYBERJAYA | Existing | 11 kV |  | RYB | VCBJ/PCE/J22581 | SS 22.58 BANK NEGARA F1 |  |  | Fail | Please check "Use"
378052727 | TNB | DISTRIBUTION | WP PUTRAJAYA & CYBERJAYA | Existing | 11 kV |  | RYB | VCBJ/PCE/J22581 | SS 22.58 BANK NEGARA F1 |  |  | Fail | Please check "Use"
378052745 | TNB | DISTRIBUTION | WP PUTRAJAYA & CYBERJAYA | Existing | 11 kV |  | RYB | VCBJ/PCE/J22591 | SS 22.59 BANK NEGARA F1 |  |  | Fail | Please check "Use"
378052749 | TNB | DISTRIBUTION | WP PUTRAJAYA & CYBERJAYA | Existing | 11 kV |  | RYB | VCBJ/PCE/J22591 | SS 22.59 BANK NEGARA F1 |  |  | Fail | Please check "Use"
378052753 | TNB | DISTRIBUTION | WP PUTRAJAYA & CYBERJAYA | Existing | 11 kV |  | RYB | VCBJ/PCE/J22591 | SS 22.59 BANK NEGARA F1 |  |  | Fail | Please check "Use"
378052755 | TNB | DISTRIBUTION | WP PUTRAJAYA & CYBERJAYA | Existing | 11 kV |  | RYB | VCBJ/PCE/J22591 | SS 22.59 BANK NEGARA F1 |  |  | Fail | Please check "Use"
378052757 | TNB | DISTRIBUTION | WP PUTRAJAYA & CYBERJAYA | Existing | 11 kV |  | RYB | VCBJ/PCE/J22591 | SS 22.59 BANK NEGARA F1 |  |  | Fail | Please check "Use"
378052763 | TNB | DISTRIBUTION | WP PUTRAJAYA & CYBERJAYA | Existing | 11 kV |  | RYB | VCBJ/PCE/J22591 | SS 22.59 BANK NEGARA F1 |  |  | Fail | Please check "Use"
378052765 | TNB | DISTRIBUTION | WP PUTRAJAYA & CYBERJAYA | Existing | 11 kV |  | RYB | VCBJ/PCE/J22591 | SS 22.59 BANK NEGARA F1 |  |  | Fail | Please check "Use"
378052768 | TNB | DISTRIBUTION | WP PUTRAJAYA & CYBERJAYA | Existing | 11 kV |  | RYB | VCBJ/PCE/J22591 | SS 22.59 BANK NEGARA F1 |  |  | Fail | Please check "Use"
378052779 | TNB | DISTRIBUTION | WP PUTRAJAYA & CYBERJAYA | Existing | 11 kV |  | RYB | VCBJ/PCE/J22591 | SS 22.59 BANK NEGARA F1 |  |  | Fail | Please check "Use"
378052781 | TNB | DISTRIBUTION | WP PUTRAJAYA & CYBERJAYA | Existing | 11 kV |  | RYB | VCBJ/PCE/J22991 | SS 22.99 PEJ PUSAT MAKLUMAT F1 |  |  | Fail | Please check "Use"
378052783 | TNB | DISTRIBUTION | WP PUTRAJAYA & CYBERJAYA | Existing | 11 kV |  | RYB | VCBJ/PCE/J22991 | SS 22.99 PEJ PUSAT MAKLUMAT F1 |  |  | Fail | Please check "Use"
378052785 | TNB | DISTRIBUTION | WP PUTRAJAYA & CYBERJAYA | Existing | 11 kV |  | RYB | VCBJ/PCE/J22991 | SS 22.99 PEJ PUSAT MAKLUMAT F1 |  |  | Fail | Please check "Use"
378052788 | TNB | DISTRIBUTION | WP PUTRAJAYA & CYBERJAYA | Existing | 11 kV |  | RYB | VCBJ/PCE/J22991 | SS 22.99 PEJ PUSAT MAKLUMAT F1 |  |  | Fail | Please check "Use"
378052789 | TNB | DISTRIBUTION | WP PUTRAJAYA & CYBERJAYA | Existing | 11 kV |  | RYB | VCBJ/PCE/J22991 | SS 22.99 PEJ PUSAT MAKLUMAT F1 |  |  | Fail | Please check "Use"
378052790 | TNB | DISTRIBUTION | WP PUTRAJAYA & CYBERJAYA | Existing | 11 kV |  | RYB | VCBJ/PCE/J22991 | SS 22.99 PEJ PUSAT MAKLUMAT F1 |  |  | Fail | Please check "Use"
378052796 | TNB | DISTRIBUTION | WP PUTRAJAYA & CYBERJAYA | Existing | 11 kV |  | RYB | VCBJ/PCE/J22991 | SS 22.99 PEJ PUSAT MAKLUMAT F1 |  |  | Fail | Please check "Use"
378052801 | TNB | DISTRIBUTION | WP PUTRAJAYA & CYBERJAYA | Existing | 11 kV |  | RYB | VCBJ/PCE/J22991 | SS 22.99 PEJ PUSAT MAKLUMAT F1 |  |  | Fail | Please check "Use"
378052807 | TNB | DISTRIBUTION | WP PUTRAJAYA & CYBERJAYA | Existing | 11 kV |  | RYB | VCBJ/PCE/J22992 | SS 22.99 PEJ PUSAT MAKLUMAT F2 |  |  | Fail | Please check "Use"
378052809 | TNB | DISTRIBUTION | WP PUTRAJAYA & CYBERJAYA | Existing | 11 kV |  | RYB | VCBJ/PCE/J22992 | SS 22.99 PEJ PUSAT MAKLUMAT F2 |  |  | Fail | Please check "Use"
378052811 | TNB | DISTRIBUTION | WP PUTRAJAYA & CYBERJAYA | Existing | 11 kV |  | RYB | VCBJ/PCE/J22992 | SS 22.99 PEJ PUSAT MAKLUMAT F2 |  |  | Fail | Please check "Use"
378052814 | TNB | DISTRIBUTION | WP PUTRAJAYA & CYBERJAYA | Existing | 11 kV |  | RYB | VCBJ/PCE/J22992 | SS 22.99 PEJ PUSAT MAKLUMAT F2 |  |  | Fail | Please check "Use"
378052815 | TNB | DISTRIBUTION | WP PUTRAJAYA & CYBERJAYA | Existing | 11 kV |  | RYB | VCBJ/PCE/J22992 | SS 22.99 PEJ PUSAT MAKLUMAT F2 |  |  | Fail | Please check "Use"
378052816 | TNB | DISTRIBUTION | WP PUTRAJAYA & CYBERJAYA | Existing | 11 kV |  | RYB | VCBJ/PCE/J22992 | SS 22.99 PEJ PUSAT MAKLUMAT F2 |  |  | Fail | Please check "Use"
378052822 | TNB | DISTRIBUTION | WP PUTRAJAYA & CYBERJAYA | Existing | 11 kV |  | RYB | VCBJ/PCE/J22992 | SS 22.99 PEJ PUSAT MAKLUMAT F2 |  |  | Fail | Please check "Use"
378052827 | TNB | DISTRIBUTION | WP PUTRAJAYA & CYBERJAYA | Existing | 11 kV |  | RYB | VCBJ/PCE/J22992 | SS 22.99 PEJ PUSAT MAKLUMAT F2 |  |  | Fail | Please check "Use"
378052840 | TNB | DISTRIBUTION | WP PUTRAJAYA & CYBERJAYA | Existing | 11 kV |  | RYB | VCBJ/PCE/J22911 | PE 22.91 SOHO F1 |  |  | Fail | Please check "Use"
378052841 | TNB | DISTRIBUTION | WP PUTRAJAYA & CYBERJAYA | Existing | 11 kV |  | RYB | VCBJ/PCE/J22911 | PE 22.91 SOHO F1 |  |  | Fail | Please check "Use"
378052846 | TNB | DISTRIBUTION | WP PUTRAJAYA & CYBERJAYA | Existing | 11 kV |  | RYB | VCBJ/PCE/J22911 | PE 22.91 SOHO F1 |  |  | Fail | Please check "Use"
378052852 | TNB | DISTRIBUTION | WP PUTRAJAYA & CYBERJAYA | Existing | 11 kV |  | RYB | VCBJ/PCE/J22911 | PE 22.91 SOHO F1 |  |  | Fail | Please check "Use"
378052853 | TNB | DISTRIBUTION | WP PUTRAJAYA & CYBERJAYA | Existing | 11 kV |  | RYB | VCBJ/PCE/J22911 | PE 22.91 SOHO F1 |  |  | Fail | Please check "Use"
378052857 | TNB | DISTRIBUTION | WP PUTRAJAYA & CYBERJAYA | Existing | 11 kV |  | RYB | VCBJ/PCE/J22911 | PE 22.91 SOHO F1 |  |  | Fail | Please check "Use"
378052860 | TNB | DISTRIBUTION | WP PUTRAJAYA & CYBERJAYA | Existing | 11 kV |  | RYB | VCBJ/PCE/J22911 | PE 22.91 SOHO F1 |  |  | Fail | Please check "Use"
378052861 | TNB | DISTRIBUTION | WP PUTRAJAYA & CYBERJAYA | Existing | 11 kV |  | RYB | VCBJ/PCE/J22911 | PE 22.91 SOHO F1 |  |  | Fail | Please check "Use"
378052863 | TNB | DISTRIBUTION | WP PUTRAJAYA & CYBERJAYA | Existing | 11 kV |  | RYB | VCBJ/PCE/J22912 | PE 22.91 SOHO F2 |  |  | Fail | Please check "Use"
378052864 | TNB | DISTRIBUTION | WP PUTRAJAYA & CYBERJAYA | Existing | 11 kV |  | RYB | VCBJ/PCE/J22912 | PE 22.91 SOHO F2 |  |  | Fail | Please check "Use"
378052869 | TNB | DISTRIBUTION | WP PUTRAJAYA & CYBERJAYA | Existing | 11 kV |  | RYB | VCBJ/PCE/J22912 | PE 22.91 SOHO F2 |  |  | Fail | Please check "Use"
378052875 | TNB | DISTRIBUTION | WP PUTRAJAYA & CYBERJAYA | Existing | 11 kV |  | RYB | VCBJ/PCE/J22912 | PE 22.91 SOHO F2 |  |  | Fail | Please check "Use"
378052876 | TNB | DISTRIBUTION | WP PUTRAJAYA & CYBERJAYA | Existing | 11 kV |  | RYB | VCBJ/PCE/J22912 | PE 22.91 SOHO F2 |  |  | Fail | Please check "Use"
378052880 | TNB | DISTRIBUTION | WP PUTRAJAYA & CYBERJAYA | Existing | 11 kV |  | RYB | VCBJ/PCE/J22912 | PE 22.91 SOHO F2 |  |  | Fail | Please check "Use"
378052883 | TNB | DISTRIBUTION | WP PUTRAJAYA & CYBERJAYA | Existing | 11 kV |  | RYB | VCBJ/PCE/J22912 | PE 22.91 SOHO F2 |  |  | Fail | Please check "Use"
378052884 | TNB | DISTRIBUTION | WP PUTRAJAYA & CYBERJAYA | Existing | 11 kV |  | RYB | VCBJ/PCE/J22912 | PE 22.91 SOHO F2 |  |  | Fail | Please check "Use"
378052903 | TNB | DISTRIBUTION | WP PUTRAJAYA & CYBERJAYA | Existing | 11 kV |  | RYB | VCBJ/PCE/J22202 | SS 22.20 FSBM (AXIS EUREKA) F2 |  |  | Fail | Please check "Use"
378052907 | TNB | DISTRIBUTION | WP PUTRAJAYA & CYBERJAYA | Existing | 11 kV |  | RYB | VCBJ/PCE/J22202 | SS 22.20 FSBM (AXIS EUREKA) F2 |  |  | Fail | Please check "Use"
378052910 | TNB | DISTRIBUTION | WP PUTRAJAYA & CYBERJAYA | Existing | 11 kV |  | RYB | VCBJ/PCE/J22202 | SS 22.20 FSBM (AXIS EUREKA) F2 |  |  | Fail | Please check "Use"
378052913 | TNB | DISTRIBUTION | WP PUTRAJAYA & CYBERJAYA | Existing | 11 kV |  | RYB | VCBJ/PCE/J22202 | SS 22.20 FSBM (AXIS EUREKA) F2 |  |  | Fail | Please check "Use"
378052915 | TNB | DISTRIBUTION | WP PUTRAJAYA & CYBERJAYA | Existing | 11 kV |  | RYB | VCBJ/PCE/J22202 | SS 22.20 FSBM (AXIS EUREKA) F2 |  |  | Fail | Please check "Use"
378052918 | TNB | DISTRIBUTION | WP PUTRAJAYA & CYBERJAYA | Existing | 11 kV |  | RYB | VCBJ/PCE/J22202 | SS 22.20 FSBM (AXIS EUREKA) F2 |  |  | Fail | Please check "Use"
378052921 | TNB | DISTRIBUTION | WP PUTRAJAYA & CYBERJAYA | Existing | 11 kV |  | RYB | VCBJ/PCE/J22202 | SS 22.20 FSBM (AXIS EUREKA) F2 |  |  | Fail | Please check "Use"
378052922 | TNB | DISTRIBUTION | WP PUTRAJAYA & CYBERJAYA | Existing | 11 kV |  | RYB | VCBJ/PCE/J22202 | SS 22.20 FSBM (AXIS EUREKA) F2 |  |  | Fail | Please check "Use"
378052929 | TNB | DISTRIBUTION | WP PUTRAJAYA & CYBERJAYA | Existing | 11 kV |  | RYB | VCBJ/PCE/J22202 | SS 22.20 FSBM (AXIS EUREKA) F2 |  |  | Fail | Please check "Use"
378052944 | TNB | DISTRIBUTION | WP PUTRAJAYA & CYBERJAYA | Existing | 11 kV |  | RYB | VCBJ/PCE/J22201 | SS 22.20 FSBM (AXIS EUREKA) F1 |  |  | Fail | Please check "Use"
378052948 | TNB | DISTRIBUTION | WP PUTRAJAYA & CYBERJAYA | Existing | 11 kV |  | RYB | VCBJ/PCE/J22201 | SS 22.20 FSBM (AXIS EUREKA) F1 |  |  | Fail | Please check "Use"
378052951 | TNB | DISTRIBUTION | WP PUTRAJAYA & CYBERJAYA | Existing | 11 kV |  | RYB | VCBJ/PCE/J22201 | SS 22.20 FSBM (AXIS EUREKA) F1 |  |  | Fail | Please check "Use"
378052954 | TNB | DISTRIBUTION | WP PUTRAJAYA & CYBERJAYA | Existing | 11 kV |  | RYB | VCBJ/PCE/J22201 | SS 22.20 FSBM (AXIS EUREKA) F1 |  |  | Fail | Please check "Use"
378052956 | TNB | DISTRIBUTION | WP PUTRAJAYA & CYBERJAYA | Existing | 11 kV |  | RYB | VCBJ/PCE/J22201 | SS 22.20 FSBM (AXIS EUREKA) F1 |  |  | Fail | Please check "Use"
378052959 | TNB | DISTRIBUTION | WP PUTRAJAYA & CYBERJAYA | Existing | 11 kV |  | RYB | VCBJ/PCE/J22201 | SS 22.20 FSBM (AXIS EUREKA) F1 |  |  | Fail | Please check "Use"
378052962 | TNB | DISTRIBUTION | WP PUTRAJAYA & CYBERJAYA | Existing | 11 kV |  | RYB | VCBJ/PCE/J22201 | SS 22.20 FSBM (AXIS EUREKA) F1 |  |  | Fail | Please check "Use"
378052963 | TNB | DISTRIBUTION | WP PUTRAJAYA & CYBERJAYA | Existing | 11 kV |  | RYB | VCBJ/PCE/J22201 | SS 22.20 FSBM (AXIS EUREKA) F1 |  |  | Fail | Please check "Use"
378052970 | TNB | DISTRIBUTION | WP PUTRAJAYA & CYBERJAYA | Existing | 11 kV |  | RYB | VCBJ/PCE/J22201 | SS 22.20 FSBM (AXIS EUREKA) F1 |  |  | Fail | Please check "Use"
378052985 | TNB | DISTRIBUTION | WP PUTRAJAYA & CYBERJAYA | Existing | 11 kV |  | RYB | VCBJ/PCE/J22662 | SS 22.66 PRIMA 9 F2 |  |  | Fail | Please check "Use"
378052989 | TNB | DISTRIBUTION | WP PUTRAJAYA & CYBERJAYA | Existing | 11 kV |  | RYB | VCBJ/PCE/J22662 | SS 22.66 PRIMA 9 F2 |  |  | Fail | Please check "Use"
378052993 | TNB | DISTRIBUTION | WP PUTRAJAYA & CYBERJAYA | Existing | 11 kV |  | RYB | VCBJ/PCE/J22662 | SS 22.66 PRIMA 9 F2 |  |  | Fail | Please check "Use"
378052995 | TNB | DISTRIBUTION | WP PUTRAJAYA & CYBERJAYA | Existing | 11 kV |  | RYB | VCBJ/PCE/J22662 | SS 22.66 PRIMA 9 F2 |  |  | Fail | Please check "Use"
378052997 | TNB | DISTRIBUTION | WP PUTRAJAYA & CYBERJAYA | Existing | 11 kV |  | RYB | VCBJ/PCE/J22662 | SS 22.66 PRIMA 9 F2 |  |  | Fail | Please check "Use"
378053003 | TNB | DISTRIBUTION | WP PUTRAJAYA & CYBERJAYA | Existing | 11 kV |  | RYB | VCBJ/PCE/J22662 | SS 22.66 PRIMA 9 F2 |  |  | Fail | Please check "Use"
378053005 | TNB | DISTRIBUTION | WP PUTRAJAYA & CYBERJAYA | Existing | 11 kV |  | RYB | VCBJ/PCE/J22662 | SS 22.66 PRIMA 9 F2 |  |  | Fail | Please check "Use"
378053008 | TNB | DISTRIBUTION | WP PUTRAJAYA & CYBERJAYA | Existing | 11 kV |  | RYB | VCBJ/PCE/J22662 | SS 22.66 PRIMA 9 F2 |  |  | Fail | Please check "Use"
378053019 | TNB | DISTRIBUTION | WP PUTRAJAYA & CYBERJAYA | Existing | 11 kV |  | RYB | VCBJ/PCE/J22662 | SS 22.66 PRIMA 9 F2 |  |  | Fail | Please check "Use"
378053026 | TNB | DISTRIBUTION | WP PUTRAJAYA & CYBERJAYA | Existing | 11 kV |  | RYB | VCBJ/PCE/J22661 | SS 22.66 PRIMA 9 F1 |  |  | Fail | Please check "Use"
378053030 | TNB | DISTRIBUTION | WP PUTRAJAYA & CYBERJAYA | Existing | 11 kV |  | RYB | VCBJ/PCE/J22661 | SS 22.66 PRIMA 9 F1 |  |  | Fail | Please check "Use"
378053034 | TNB | DISTRIBUTION | WP PUTRAJAYA & CYBERJAYA | Existing | 11 kV |  | RYB | VCBJ/PCE/J22661 | SS 22.66 PRIMA 9 F1 |  |  | Fail | Please check "Use"
378053036 | TNB | DISTRIBUTION | WP PUTRAJAYA & CYBERJAYA | Existing | 11 kV |  | RYB | VCBJ/PCE/J22661 | SS 22.66 PRIMA 9 F1 |  |  | Fail | Please check "Use"
378053038 | TNB | DISTRIBUTION | WP PUTRAJAYA & CYBERJAYA | Existing | 11 kV |  | RYB | VCBJ/PCE/J22661 | SS 22.66 PRIMA 9 F1 |  |  | Fail | Please check "Use"
378053044 | TNB | DISTRIBUTION | WP PUTRAJAYA & CYBERJAYA | Existing | 11 kV |  | RYB | VCBJ/PCE/J22661 | SS 22.66 PRIMA 9 F1 |  |  | Fail | Please check "Use"
378053046 | TNB | DISTRIBUTION | WP PUTRAJAYA & CYBERJAYA | Existing | 11 kV |  | RYB | VCBJ/PCE/J22661 | SS 22.66 PRIMA 9 F1 |  |  | Fail | Please check "Use"
378053049 | TNB | DISTRIBUTION | WP PUTRAJAYA & CYBERJAYA | Existing | 11 kV |  | RYB | VCBJ/PCE/J22661 | SS 22.66 PRIMA 9 F1 |  |  | Fail | Please check "Use"
378053063 | TNB | DISTRIBUTION | WP PUTRAJAYA & CYBERJAYA | Existing | 11 kV |  | RYB | VCBJ/PCE/J22921 | PE 22.92 PRIMA 12 |  |  | Fail | Please check "Use"
378053064 | TNB | DISTRIBUTION | WP PUTRAJAYA & CYBERJAYA | Existing | 11 kV |  | RYB | VCBJ/PCE/J22921 | PE 22.92 PRIMA 12 |  |  | Fail | Please check "Use"
378053069 | TNB | DISTRIBUTION | WP PUTRAJAYA & CYBERJAYA | Existing | 11 kV |  | RYB | VCBJ/PCE/J22921 | PE 22.92 PRIMA 12 |  |  | Fail | Please check "Use"
378053075 | TNB | DISTRIBUTION | WP PUTRAJAYA & CYBERJAYA | Existing | 11 kV |  | RYB | VCBJ/PCE/J22921 | PE 22.92 PRIMA 12 |  |  | Fail | Please check "Use"
378053076 | TNB | DISTRIBUTION | WP PUTRAJAYA & CYBERJAYA | Existing | 11 kV |  | RYB | VCBJ/PCE/J22921 | PE 22.92 PRIMA 12 |  |  | Fail | Please check "Use"
378053080 | TNB | DISTRIBUTION | WP PUTRAJAYA & CYBERJAYA | Existing | 11 kV |  | RYB | VCBJ/PCE/J22921 | PE 22.92 PRIMA 12 |  |  | Fail | Please check "Use"
378053083 | TNB | DISTRIBUTION | WP PUTRAJAYA & CYBERJAYA | Existing | 11 kV |  | RYB | VCBJ/PCE/J22921 | PE 22.92 PRIMA 12 |  |  | Fail | Please check "Use"
378053084 | TNB | DISTRIBUTION | WP PUTRAJAYA & CYBERJAYA | Existing | 11 kV |  | RYB | VCBJ/PCE/J22921 | PE 22.92 PRIMA 12 |  |  | Fail | Please check "Use"
378053091 | TNB | DISTRIBUTION | WP PUTRAJAYA & CYBERJAYA | Existing | 11 kV |  | RYB | VCBJ/PCE/J22311 | SS 22.31 CSF F1 |  |  | Fail | Please check "Use"
378053095 | TNB | DISTRIBUTION | WP PUTRAJAYA & CYBERJAYA | Existing | 11 kV |  | RYB | VCBJ/PCE/J22311 | SS 22.31 CSF F1 |  |  | Fail | Please check "Use"
378053099 | TNB | DISTRIBUTION | WP PUTRAJAYA & CYBERJAYA | Existing | 11 kV |  | RYB | VCBJ/PCE/J22311 | SS 22.31 CSF F1 |  |  | Fail | Please check "Use"
378053101 | TNB | DISTRIBUTION | WP PUTRAJAYA & CYBERJAYA | Existing | 11 kV |  | RYB | VCBJ/PCE/J22311 | SS 22.31 CSF F1 |  |  | Fail | Please check "Use"
378053103 | TNB | DISTRIBUTION | WP PUTRAJAYA & CYBERJAYA | Existing | 11 kV |  | RYB | VCBJ/PCE/J22311 | SS 22.31 CSF F1 |  |  | Fail | Please check "Use"
378053109 | TNB | DISTRIBUTION | WP PUTRAJAYA & CYBERJAYA | Existing | 11 kV |  | RYB | VCBJ/PCE/J22311 | SS 22.31 CSF F1 |  |  | Fail | Please check "Use"
378053111 | TNB | DISTRIBUTION | WP PUTRAJAYA & CYBERJAYA | Existing | 11 kV |  | RYB | VCBJ/PCE/J22311 | SS 22.31 CSF F1 |  |  | Fail | Please check "Use"
378053114 | TNB | DISTRIBUTION | WP PUTRAJAYA & CYBERJAYA | Existing | 11 kV |  | RYB | VCBJ/PCE/J22311 | SS 22.31 CSF F1 |  |  | Fail | Please check "Use"
378053125 | TNB | DISTRIBUTION | WP PUTRAJAYA & CYBERJAYA | Existing | 11 kV |  | RYB | VCBJ/PCE/J22311 | SS 22.31 CSF F1 |  |  | Fail | Please check "Use"
378053132 | TNB | DISTRIBUTION | WP PUTRAJAYA & CYBERJAYA | Existing | 11 kV |  | RYB | VCBJ/PCE/J22312 | SS 22.31 CSF F2 |  |  | Fail | Please check "Use"
378053136 | TNB | DISTRIBUTION | WP PUTRAJAYA & CYBERJAYA | Existing | 11 kV |  | RYB | VCBJ/PCE/J22312 | SS 22.31 CSF F2 |  |  | Fail | Please check "Use"
378053140 | TNB | DISTRIBUTION | WP PUTRAJAYA & CYBERJAYA | Existing | 11 kV |  | RYB | VCBJ/PCE/J22312 | SS 22.31 CSF F2 |  |  | Fail | Please check "Use"
378053142 | TNB | DISTRIBUTION | WP PUTRAJAYA & CYBERJAYA | Existing | 11 kV |  | RYB | VCBJ/PCE/J22312 | SS 22.31 CSF F2 |  |  | Fail | Please check "Use"
378053144 | TNB | DISTRIBUTION | WP PUTRAJAYA & CYBERJAYA | Existing | 11 kV |  | RYB | VCBJ/PCE/J22312 | SS 22.31 CSF F2 |  |  | Fail | Please check "Use"
378053150 | TNB | DISTRIBUTION | WP PUTRAJAYA & CYBERJAYA | Existing | 11 kV |  | RYB | VCBJ/PCE/J22312 | SS 22.31 CSF F2 |  |  | Fail | Please check "Use"
378053152 | TNB | DISTRIBUTION | WP PUTRAJAYA & CYBERJAYA | Existing | 11 kV |  | RYB | VCBJ/PCE/J22312 | SS 22.31 CSF F2 |  |  | Fail | Please check "Use"
378053155 | TNB | DISTRIBUTION | WP PUTRAJAYA & CYBERJAYA | Existing | 11 kV |  | RYB | VCBJ/PCE/J22312 | SS 22.31 CSF F2 |  |  | Fail | Please check "Use"
378053166 | TNB | DISTRIBUTION | WP PUTRAJAYA & CYBERJAYA | Existing | 11 kV |  | RYB | VCBJ/PCE/J22312 | SS 22.31 CSF F2 |  |  | Fail | Please check "Use"
378053168 | TNB | DISTRIBUTION | WP PUTRAJAYA & CYBERJAYA | Existing | 11 kV |  | RYB | VCBJ/PCE/J22511 | SS 22.51 DELL R&D F1 |  |  | Fail | Please check "Use"
378053170 | TNB | DISTRIBUTION | WP PUTRAJAYA & CYBERJAYA | Existing | 11 kV |  | RYB | VCBJ/PCE/J22511 | SS 22.51 DELL R&D F1 |  |  | Fail | Please check "Use"
378053172 | TNB | DISTRIBUTION | WP PUTRAJAYA & CYBERJAYA | Existing | 11 kV |  | RYB | VCBJ/PCE/J22511 | SS 22.51 DELL R&D F1 |  |  | Fail | Please check "Use"
378053175 | TNB | DISTRIBUTION | WP PUTRAJAYA & CYBERJAYA | Existing | 11 kV |  | RYB | VCBJ/PCE/J22511 | SS 22.51 DELL R&D F1 |  |  | Fail | Please check "Use"
378053176 | TNB | DISTRIBUTION | WP PUTRAJAYA & CYBERJAYA | Existing | 11 kV |  | RYB | VCBJ/PCE/J22511 | SS 22.51 DELL R&D F1 |  |  | Fail | Please check "Use"
378053177 | TNB | DISTRIBUTION | WP PUTRAJAYA & CYBERJAYA | Existing | 11 kV |  | RYB | VCBJ/PCE/J22511 | SS 22.51 DELL R&D F1 |  |  | Fail | Please check "Use"
378053183 | TNB | DISTRIBUTION | WP PUTRAJAYA & CYBERJAYA | Existing | 11 kV |  | RYB | VCBJ/PCE/J22511 | SS 22.51 DELL R&D F1 |  |  | Fail | Please check "Use"
378053188 | TNB | DISTRIBUTION | WP PUTRAJAYA & CYBERJAYA | Existing | 11 kV |  | RYB | VCBJ/PCE/J22511 | SS 22.51 DELL R&D F1 |  |  | Fail | Please check "Use"
378053194 | TNB | DISTRIBUTION | WP PUTRAJAYA & CYBERJAYA | Existing | 11 kV |  | RYB | VCBJ/PCE/J22512 | SS 22.51 DELL R&D F2 |  |  | Fail | Please check "Use"
378053196 | TNB | DISTRIBUTION | WP PUTRAJAYA & CYBERJAYA | Existing | 11 kV |  | RYB | VCBJ/PCE/J22512 | SS 22.51 DELL R&D F2 |  |  | Fail | Please check "Use"
378053198 | TNB | DISTRIBUTION | WP PUTRAJAYA & CYBERJAYA | Existing | 11 kV |  | RYB | VCBJ/PCE/J22512 | SS 22.51 DELL R&D F2 |  |  | Fail | Please check "Use"
378053201 | TNB | DISTRIBUTION | WP PUTRAJAYA & CYBERJAYA | Existing | 11 kV |  | RYB | VCBJ/PCE/J22512 | SS 22.51 DELL R&D F2 |  |  | Fail | Please check "Use"
378053202 | TNB | DISTRIBUTION | WP PUTRAJAYA & CYBERJAYA | Existing | 11 kV |  | RYB | VCBJ/PCE/J22512 | SS 22.51 DELL R&D F2 |  |  | Fail | Please check "Use"
378053203 | TNB | DISTRIBUTION | WP PUTRAJAYA & CYBERJAYA | Existing | 11 kV |  | RYB | VCBJ/PCE/J22512 | SS 22.51 DELL R&D F2 |  |  | Fail | Please check "Use"
378053209 | TNB | DISTRIBUTION | WP PUTRAJAYA & CYBERJAYA | Existing | 11 kV |  | RYB | VCBJ/PCE/J22512 | SS 22.51 DELL R&D F2 |  |  | Fail | Please check "Use"
378053214 | TNB | DISTRIBUTION | WP PUTRAJAYA & CYBERJAYA | Existing | 11 kV |  | RYB | VCBJ/PCE/J22512 | SS 22.51 DELL R&D F2 |  |  | Fail | Please check "Use"
378053232 | TNB | DISTRIBUTION | WP PUTRAJAYA & CYBERJAYA | Existing | 11 kV |  | RYB | VCBJ/PCE/J22811 | PE 22.81 AMD F1 |  |  | Fail | Please check "Use"
378053234 | TNB | DISTRIBUTION | WP PUTRAJAYA & CYBERJAYA | Existing | 11 kV |  | RYB | VCBJ/PCE/J22811 | PE 22.81 AMD F1 |  |  | Fail | Please check "Use"
378053236 | TNB | DISTRIBUTION | WP PUTRAJAYA & CYBERJAYA | Existing | 11 kV |  | RYB | VCBJ/PCE/J22811 | PE 22.81 AMD F1 |  |  | Fail | Please check "Use"
378053239 | TNB | DISTRIBUTION | WP PUTRAJAYA & CYBERJAYA | Existing | 11 kV |  | RYB | VCBJ/PCE/J22811 | PE 22.81 AMD F1 |  |  | Fail | Please check "Use"
378053240 | TNB | DISTRIBUTION | WP PUTRAJAYA & CYBERJAYA | Existing | 11 kV |  | RYB | VCBJ/PCE/J22811 | PE 22.81 AMD F1 |  |  | Fail | Please check "Use"
378053241 | TNB | DISTRIBUTION | WP PUTRAJAYA & CYBERJAYA | Existing | 11 kV |  | RYB | VCBJ/PCE/J22811 | PE 22.81 AMD F1 |  |  | Fail | Please check "Use"
378053247 | TNB | DISTRIBUTION | WP PUTRAJAYA & CYBERJAYA | Existing | 11 kV |  | RYB | VCBJ/PCE/J22811 | PE 22.81 AMD F1 |  |  | Fail | Please check "Use"
378053252 | TNB | DISTRIBUTION | WP PUTRAJAYA & CYBERJAYA | Existing | 11 kV |  | RYB | VCBJ/PCE/J22811 | PE 22.81 AMD F1 |  |  | Fail | Please check "Use"
378053258 | TNB | DISTRIBUTION | WP PUTRAJAYA & CYBERJAYA | Existing | 11 kV |  | RYB | VCBJ/PCE/J22812 | PE 22.81 AMD F2 |  |  | Fail | Please check "Use"
378053260 | TNB | DISTRIBUTION | WP PUTRAJAYA & CYBERJAYA | Existing | 11 kV |  | RYB | VCBJ/PCE/J22812 | PE 22.81 AMD F2 |  |  | Fail | Please check "Use"
378053262 | TNB | DISTRIBUTION | WP PUTRAJAYA & CYBERJAYA | Existing | 11 kV |  | RYB | VCBJ/PCE/J22812 | PE 22.81 AMD F2 |  |  | Fail | Please check "Use"
378053265 | TNB | DISTRIBUTION | WP PUTRAJAYA & CYBERJAYA | Existing | 11 kV |  | RYB | VCBJ/PCE/J22812 | PE 22.81 AMD F2 |  |  | Fail | Please check "Use"
378053266 | TNB | DISTRIBUTION | WP PUTRAJAYA & CYBERJAYA | Existing | 11 kV |  | RYB | VCBJ/PCE/J22812 | PE 22.81 AMD F2 |  |  | Fail | Please check "Use"
378053267 | TNB | DISTRIBUTION | WP PUTRAJAYA & CYBERJAYA | Existing | 11 kV |  | RYB | VCBJ/PCE/J22812 | PE 22.81 AMD F2 |  |  | Fail | Please check "Use"
378053273 | TNB | DISTRIBUTION | WP PUTRAJAYA & CYBERJAYA | Existing | 11 kV |  | RYB | VCBJ/PCE/J22812 | PE 22.81 AMD F2 |  |  | Fail | Please check "Use"
378053278 | TNB | DISTRIBUTION | WP PUTRAJAYA & CYBERJAYA | Existing | 11 kV |  | RYB | VCBJ/PCE/J22812 | PE 22.81 AMD F2 |  |  | Fail | Please check "Use"
378053285 | TNB | DISTRIBUTION | WP PUTRAJAYA & CYBERJAYA | Existing | 11 kV |  | RYB | VCBJ/PCE/J22752 | PE 22.75 KWDI 4 F2 |  |  | Fail | Please check "Use"
378053286 | TNB | DISTRIBUTION | WP PUTRAJAYA & CYBERJAYA | Existing | 11 kV |  | RYB | VCBJ/PCE/J22752 | PE 22.75 KWDI 4 F2 |  |  | Fail | Please check "Use"
378053291 | TNB | DISTRIBUTION | WP PUTRAJAYA & CYBERJAYA | Existing | 11 kV |  | RYB | VCBJ/PCE/J22752 | PE 22.75 KWDI 4 F2 |  |  | Fail | Please check "Use"
378053297 | TNB | DISTRIBUTION | WP PUTRAJAYA & CYBERJAYA | Existing | 11 kV |  | RYB | VCBJ/PCE/J22752 | PE 22.75 KWDI 4 F2 |  |  | Fail | Please check "Use"
378053298 | TNB | DISTRIBUTION | WP PUTRAJAYA & CYBERJAYA | Existing | 11 kV |  | RYB | VCBJ/PCE/J22752 | PE 22.75 KWDI 4 F2 |  |  | Fail | Please check "Use"
378053302 | TNB | DISTRIBUTION | WP PUTRAJAYA & CYBERJAYA | Existing | 11 kV |  | RYB | VCBJ/PCE/J22752 | PE 22.75 KWDI 4 F2 |  |  | Fail | Please check "Use"
378053305 | TNB | DISTRIBUTION | WP PUTRAJAYA & CYBERJAYA | Existing | 11 kV |  | RYB | VCBJ/PCE/J22752 | PE 22.75 KWDI 4 F2 |  |  | Fail | Please check "Use"
378053306 | TNB | DISTRIBUTION | WP PUTRAJAYA & CYBERJAYA | Existing | 11 kV |  | RYB | VCBJ/PCE/J22752 | PE 22.75 KWDI 4 F2 |  |  | Fail | Please check "Use"
378053308 | TNB | DISTRIBUTION | WP PUTRAJAYA & CYBERJAYA | Existing | 11 kV |  | RYB | VCBJ/PCE/J22751 | PE 22.75 KWDI 4 F1 |  |  | Fail | Please check "Use"
378053309 | TNB | DISTRIBUTION | WP PUTRAJAYA & CYBERJAYA | Existing | 11 kV |  | RYB | VCBJ/PCE/J22751 | PE 22.75 KWDI 4 F1 |  |  | Fail | Please check "Use"
378053314 | TNB | DISTRIBUTION | WP PUTRAJAYA & CYBERJAYA | Existing | 11 kV |  | RYB | VCBJ/PCE/J22751 | PE 22.75 KWDI 4 F1 |  |  | Fail | Please check "Use"
378053320 | TNB | DISTRIBUTION | WP PUTRAJAYA & CYBERJAYA | Existing | 11 kV |  | RYB | VCBJ/PCE/J22751 | PE 22.75 KWDI 4 F1 |  |  | Fail | Please check "Use"
378053321 | TNB | DISTRIBUTION | WP PUTRAJAYA & CYBERJAYA | Existing | 11 kV |  | RYB | VCBJ/PCE/J22751 | PE 22.75 KWDI 4 F1 |  |  | Fail | Please check "Use"
378053325 | TNB | DISTRIBUTION | WP PUTRAJAYA & CYBERJAYA | Existing | 11 kV |  | RYB | VCBJ/PCE/J22751 | PE 22.75 KWDI 4 F1 |  |  | Fail | Please check "Use"
378053328 | TNB | DISTRIBUTION | WP PUTRAJAYA & CYBERJAYA | Existing | 11 kV |  | RYB | VCBJ/PCE/J22751 | PE 22.75 KWDI 4 F1 |  |  | Fail | Please check "Use"
378053329 | TNB | DISTRIBUTION | WP PUTRAJAYA & CYBERJAYA | Existing | 11 kV |  | RYB | VCBJ/PCE/J22751 | PE 22.75 KWDI 4 F1 |  |  | Fail | Please check "Use"
378053362 | TNB | DISTRIBUTION | WP PUTRAJAYA & CYBERJAYA | Existing | 11 kV |  | RYB | VCBJ/PCE/J22742 | PE 22.74 KWDI 3 F2 |  |  | Fail | Please check "Use"
378053363 | TNB | DISTRIBUTION | WP PUTRAJAYA & CYBERJAYA | Existing | 11 kV |  | RYB | VCBJ/PCE/J22742 | PE 22.74 KWDI 3 F2 |  |  | Fail | Please check "Use"
378053368 | TNB | DISTRIBUTION | WP PUTRAJAYA & CYBERJAYA | Existing | 11 kV |  | RYB | VCBJ/PCE/J22742 | PE 22.74 KWDI 3 F2 |  |  | Fail | Please check "Use"
378053374 | TNB | DISTRIBUTION | WP PUTRAJAYA & CYBERJAYA | Existing | 11 kV |  | RYB | VCBJ/PCE/J22742 | PE 22.74 KWDI 3 F2 |  |  | Fail | Please check "Use"
378053375 | TNB | DISTRIBUTION | WP PUTRAJAYA & CYBERJAYA | Existing | 11 kV |  | RYB | VCBJ/PCE/J22742 | PE 22.74 KWDI 3 F2 |  |  | Fail | Please check "Use"
378053379 | TNB | DISTRIBUTION | WP PUTRAJAYA & CYBERJAYA | Existing | 11 kV |  | RYB | VCBJ/PCE/J22742 | PE 22.74 KWDI 3 F2 |  |  | Fail | Please check "Use"
378053382 | TNB | DISTRIBUTION | WP PUTRAJAYA & CYBERJAYA | Existing | 11 kV |  | RYB | VCBJ/PCE/J22742 | PE 22.74 KWDI 3 F2 |  |  | Fail | Please check "Use"
378053383 | TNB | DISTRIBUTION | WP PUTRAJAYA & CYBERJAYA | Existing | 11 kV |  | RYB | VCBJ/PCE/J22742 | PE 22.74 KWDI 3 F2 |  |  | Fail | Please check "Use"
378053385 | TNB | DISTRIBUTION | WP PUTRAJAYA & CYBERJAYA | Existing | 11 kV |  | RYB | VCBJ/PCE/J22741 | PE 22.74 KWDI 3 F1 |  |  | Fail | Please check "Use"
378053386 | TNB | DISTRIBUTION | WP PUTRAJAYA & CYBERJAYA | Existing | 11 kV |  | RYB | VCBJ/PCE/J22741 | PE 22.74 KWDI 3 F1 |  |  | Fail | Please check "Use"
378053391 | TNB | DISTRIBUTION | WP PUTRAJAYA & CYBERJAYA | Existing | 11 kV |  | RYB | VCBJ/PCE/J22741 | PE 22.74 KWDI 3 F1 |  |  | Fail | Please check "Use"
378053397 | TNB | DISTRIBUTION | WP PUTRAJAYA & CYBERJAYA | Existing | 11 kV |  | RYB | VCBJ/PCE/J22741 | PE 22.74 KWDI 3 F1 |  |  | Fail | Please check "Use"
378053398 | TNB | DISTRIBUTION | WP PUTRAJAYA & CYBERJAYA | Existing | 11 kV |  | RYB | VCBJ/PCE/J22741 | PE 22.74 KWDI 3 F1 |  |  | Fail | Please check "Use"
378053402 | TNB | DISTRIBUTION | WP PUTRAJAYA & CYBERJAYA | Existing | 11 kV |  | RYB | VCBJ/PCE/J22741 | PE 22.74 KWDI 3 F1 |  |  | Fail | Please check "Use"
378053405 | TNB | DISTRIBUTION | WP PUTRAJAYA & CYBERJAYA | Existing | 11 kV |  | RYB | VCBJ/PCE/J22741 | PE 22.74 KWDI 3 F1 |  |  | Fail | Please check "Use"
378053406 | TNB | DISTRIBUTION | WP PUTRAJAYA & CYBERJAYA | Existing | 11 kV |  | RYB | VCBJ/PCE/J22741 | PE 22.74 KWDI 3 F1 |  |  | Fail | Please check "Use"
378053435 | TNB | DISTRIBUTION | WP PUTRAJAYA & CYBERJAYA | Existing | 11 kV |  | RYB | VCBJ/PCE/J22672 | PE 22.67 KWDI 1 F2 |  |  | Fail | Please check "Use"
378053436 | TNB | DISTRIBUTION | WP PUTRAJAYA & CYBERJAYA | Existing | 11 kV |  | RYB | VCBJ/PCE/J22672 | PE 22.67 KWDI 1 F2 |  |  | Fail | Please check "Use"
378053441 | TNB | DISTRIBUTION | WP PUTRAJAYA & CYBERJAYA | Existing | 11 kV |  | RYB | VCBJ/PCE/J22672 | PE 22.67 KWDI 1 F2 |  |  | Fail | Please check "Use"
378053447 | TNB | DISTRIBUTION | WP PUTRAJAYA & CYBERJAYA | Existing | 11 kV |  | RYB | VCBJ/PCE/J22672 | PE 22.67 KWDI 1 F2 |  |  | Fail | Please check "Use"
378053448 | TNB | DISTRIBUTION | WP PUTRAJAYA & CYBERJAYA | Existing | 11 kV |  | RYB | VCBJ/PCE/J22672 | PE 22.67 KWDI 1 F2 |  |  | Fail | Please check "Use"
378053452 | TNB | DISTRIBUTION | WP PUTRAJAYA & CYBERJAYA | Existing | 11 kV |  | RYB | VCBJ/PCE/J22672 | PE 22.67 KWDI 1 F2 |  |  | Fail | Please check "Use"
378053455 | TNB | DISTRIBUTION | WP PUTRAJAYA & CYBERJAYA | Existing | 11 kV |  | RYB | VCBJ/PCE/J22672 | PE 22.67 KWDI 1 F2 |  |  | Fail | Please check "Use"
378053456 | TNB | DISTRIBUTION | WP PUTRAJAYA & CYBERJAYA | Existing | 11 kV |  | RYB | VCBJ/PCE/J22672 | PE 22.67 KWDI 1 F2 |  |  | Fail | Please check "Use"
378053458 | TNB | DISTRIBUTION | WP PUTRAJAYA & CYBERJAYA | Existing | 11 kV |  | RYB | VCBJ/PCE/J22671 | PE 22.67 KWDI 1 F1 |  |  | Fail | Please check "Use"
378053459 | TNB | DISTRIBUTION | WP PUTRAJAYA & CYBERJAYA | Existing | 11 kV |  | RYB | VCBJ/PCE/J22671 | PE 22.67 KWDI 1 F1 |  |  | Fail | Please check "Use"
378053464 | TNB | DISTRIBUTION | WP PUTRAJAYA & CYBERJAYA | Existing | 11 kV |  | RYB | VCBJ/PCE/J22671 | PE 22.67 KWDI 1 F1 |  |  | Fail | Please check "Use"
378053470 | TNB | DISTRIBUTION | WP PUTRAJAYA & CYBERJAYA | Existing | 11 kV |  | RYB | VCBJ/PCE/J22671 | PE 22.67 KWDI 1 F1 |  |  | Fail | Please check "Use"
378053471 | TNB | DISTRIBUTION | WP PUTRAJAYA & CYBERJAYA | Existing | 11 kV |  | RYB | VCBJ/PCE/J22671 | PE 22.67 KWDI 1 F1 |  |  | Fail | Please check "Use"
378053475 | TNB | DISTRIBUTION | WP PUTRAJAYA & CYBERJAYA | Existing | 11 kV |  | RYB | VCBJ/PCE/J22671 | PE 22.67 KWDI 1 F1 |  |  | Fail | Please check "Use"
378053478 | TNB | DISTRIBUTION | WP PUTRAJAYA & CYBERJAYA | Existing | 11 kV |  | RYB | VCBJ/PCE/J22671 | PE 22.67 KWDI 1 F1 |  |  | Fail | Please check "Use"
378053479 | TNB | DISTRIBUTION | WP PUTRAJAYA & CYBERJAYA | Existing | 11 kV |  | RYB | VCBJ/PCE/J22671 | PE 22.67 KWDI 1 F1 |  |  | Fail | Please check "Use"
378053626 | TNB | DISTRIBUTION | WP PUTRAJAYA & CYBERJAYA | Existing | 11 kV |  | RYB | VCBJ/PCE/J21951 | PE 21.95 SITE OFFICE SKY PARK |  |  | Fail | Please check "Use"
378053628 | TNB | DISTRIBUTION | WP PUTRAJAYA & CYBERJAYA | Existing | 11 kV |  | RYB | VCBJ/PCE/J21951 | PE 21.95 SITE OFFICE SKY PARK |  |  | Fail | Please check "Use"
378053630 | TNB | DISTRIBUTION | WP PUTRAJAYA & CYBERJAYA | Existing | 11 kV |  | RYB | VCBJ/PCE/J21951 | PE 21.95 SITE OFFICE SKY PARK |  |  | Fail | Please check "Use"
378053633 | TNB | DISTRIBUTION | WP PUTRAJAYA & CYBERJAYA | Existing | 11 kV |  | RYB | VCBJ/PCE/J21951 | PE 21.95 SITE OFFICE SKY PARK |  |  | Fail | Please check "Use"
378053634 | TNB | DISTRIBUTION | WP PUTRAJAYA & CYBERJAYA | Existing | 11 kV |  | RYB | VCBJ/PCE/J21951 | PE 21.95 SITE OFFICE SKY PARK |  |  | Fail | Please check "Use"
378053635 | TNB | DISTRIBUTION | WP PUTRAJAYA & CYBERJAYA | Existing | 11 kV |  | RYB | VCBJ/PCE/J21951 | PE 21.95 SITE OFFICE SKY PARK |  |  | Fail | Please check "Use"
378053641 | TNB | DISTRIBUTION | WP PUTRAJAYA & CYBERJAYA | Existing | 11 kV |  | RYB | VCBJ/PCE/J21951 | PE 21.95 SITE OFFICE SKY PARK |  |  | Fail | Please check "Use"
378053646 | TNB | DISTRIBUTION | WP PUTRAJAYA & CYBERJAYA | Existing | 11 kV |  | RYB | VCBJ/PCE/J21951 | PE 21.95 SITE OFFICE SKY PARK |  |  | Fail | Please check "Use"
378053666 | TNB | DISTRIBUTION | WP PUTRAJAYA & CYBERJAYA | Existing | 11 kV |  | RYB | VCBJ/PCE/J21621 | SS 21.62 BLOK A IT PARK F1 |  |  | Fail | Please check "Use"
378053670 | TNB | DISTRIBUTION | WP PUTRAJAYA & CYBERJAYA | Existing | 11 kV |  | RYB | VCBJ/PCE/J21621 | SS 21.62 BLOK A IT PARK F1 |  |  | Fail | Please check "Use"
378053674 | TNB | DISTRIBUTION | WP PUTRAJAYA & CYBERJAYA | Existing | 11 kV |  | RYB | VCBJ/PCE/J21621 | SS 21.62 BLOK A IT PARK F1 |  |  | Fail | Please check "Use"
378053676 | TNB | DISTRIBUTION | WP PUTRAJAYA & CYBERJAYA | Existing | 11 kV |  | RYB | VCBJ/PCE/J21621 | SS 21.62 BLOK A IT PARK F1 |  |  | Fail | Please check "Use"
378053678 | TNB | DISTRIBUTION | WP PUTRAJAYA & CYBERJAYA | Existing | 11 kV |  | RYB | VCBJ/PCE/J21621 | SS 21.62 BLOK A IT PARK F1 |  |  | Fail | Please check "Use"
378053684 | TNB | DISTRIBUTION | WP PUTRAJAYA & CYBERJAYA | Existing | 11 kV |  | RYB | VCBJ/PCE/J21621 | SS 21.62 BLOK A IT PARK F1 |  |  | Fail | Please check "Use"
378053686 | TNB | DISTRIBUTION | WP PUTRAJAYA & CYBERJAYA | Existing | 11 kV |  | RYB | VCBJ/PCE/J21621 | SS 21.62 BLOK A IT PARK F1 |  |  | Fail | Please check "Use"
378053689 | TNB | DISTRIBUTION | WP PUTRAJAYA & CYBERJAYA | Existing | 11 kV |  | RYB | VCBJ/PCE/J21621 | SS 21.62 BLOK A IT PARK F1 |  |  | Fail | Please check "Use"
378053700 | TNB | DISTRIBUTION | WP PUTRAJAYA & CYBERJAYA | Existing | 11 kV |  | RYB | VCBJ/PCE/J21621 | SS 21.62 BLOK A IT PARK F1 |  |  | Fail | Please check "Use"
378053707 | TNB | DISTRIBUTION | WP PUTRAJAYA & CYBERJAYA | Existing | 11 kV |  | RYB | VCBJ/PCE/J21622 | SS 21.62 BLOK A IT PARK F2 |  |  | Fail | Please check "Use"
378053711 | TNB | DISTRIBUTION | WP PUTRAJAYA & CYBERJAYA | Existing | 11 kV |  | RYB | VCBJ/PCE/J21622 | SS 21.62 BLOK A IT PARK F2 |  |  | Fail | Please check "Use"
378053715 | TNB | DISTRIBUTION | WP PUTRAJAYA & CYBERJAYA | Existing | 11 kV |  | RYB | VCBJ/PCE/J21622 | SS 21.62 BLOK A IT PARK F2 |  |  | Fail | Please check "Use"
378053717 | TNB | DISTRIBUTION | WP PUTRAJAYA & CYBERJAYA | Existing | 11 kV |  | RYB | VCBJ/PCE/J21622 | SS 21.62 BLOK A IT PARK F2 |  |  | Fail | Please check "Use"
378053719 | TNB | DISTRIBUTION | WP PUTRAJAYA & CYBERJAYA | Existing | 11 kV |  | RYB | VCBJ/PCE/J21622 | SS 21.62 BLOK A IT PARK F2 |  |  | Fail | Please check "Use"
378053725 | TNB | DISTRIBUTION | WP PUTRAJAYA & CYBERJAYA | Existing | 11 kV |  | RYB | VCBJ/PCE/J21622 | SS 21.62 BLOK A IT PARK F2 |  |  | Fail | Please check "Use"
378053727 | TNB | DISTRIBUTION | WP PUTRAJAYA & CYBERJAYA | Existing | 11 kV |  | RYB | VCBJ/PCE/J21622 | SS 21.62 BLOK A IT PARK F2 |  |  | Fail | Please check "Use"
378053730 | TNB | DISTRIBUTION | WP PUTRAJAYA & CYBERJAYA | Existing | 11 kV |  | RYB | VCBJ/PCE/J21622 | SS 21.62 BLOK A IT PARK F2 |  |  | Fail | Please check "Use"
378053741 | TNB | DISTRIBUTION | WP PUTRAJAYA & CYBERJAYA | Existing | 11 kV |  | RYB | VCBJ/PCE/J21622 | SS 21.62 BLOK A IT PARK F2 |  |  | Fail | Please check "Use"
378053757 | TNB | DISTRIBUTION | WP PUTRAJAYA & CYBERJAYA | Existing | 11 kV |  | RYB | VCBJ/PCE/J21642 | SS 21.64 BLOK B IT PARK F2 |  |  | Fail | Please check "Use"
378053761 | TNB | DISTRIBUTION | WP PUTRAJAYA & CYBERJAYA | Existing | 11 kV |  | RYB | VCBJ/PCE/J21642 | SS 21.64 BLOK B IT PARK F2 |  |  | Fail | Please check "Use"
378053765 | TNB | DISTRIBUTION | WP PUTRAJAYA & CYBERJAYA | Existing | 11 kV |  | RYB | VCBJ/PCE/J21642 | SS 21.64 BLOK B IT PARK F2 |  |  | Fail | Please check "Use"
378053767 | TNB | DISTRIBUTION | WP PUTRAJAYA & CYBERJAYA | Existing | 11 kV |  | RYB | VCBJ/PCE/J21642 | SS 21.64 BLOK B IT PARK F2 |  |  | Fail | Please check "Use"
378053769 | TNB | DISTRIBUTION | WP PUTRAJAYA & CYBERJAYA | Existing | 11 kV |  | RYB | VCBJ/PCE/J21642 | SS 21.64 BLOK B IT PARK F2 |  |  | Fail | Please check "Use"
378053775 | TNB | DISTRIBUTION | WP PUTRAJAYA & CYBERJAYA | Existing | 11 kV |  | RYB | VCBJ/PCE/J21642 | SS 21.64 BLOK B IT PARK F2 |  |  | Fail | Please check "Use"
378053777 | TNB | DISTRIBUTION | WP PUTRAJAYA & CYBERJAYA | Existing | 11 kV |  | RYB | VCBJ/PCE/J21642 | SS 21.64 BLOK B IT PARK F2 |  |  | Fail | Please check "Use"
378053780 | TNB | DISTRIBUTION | WP PUTRAJAYA & CYBERJAYA | Existing | 11 kV |  | RYB | VCBJ/PCE/J21642 | SS 21.64 BLOK B IT PARK F2 |  |  | Fail | Please check "Use"
378053791 | TNB | DISTRIBUTION | WP PUTRAJAYA & CYBERJAYA | Existing | 11 kV |  | RYB | VCBJ/PCE/J21642 | SS 21.64 BLOK B IT PARK F2 |  |  | Fail | Please check "Use"
378053798 | TNB | DISTRIBUTION | WP PUTRAJAYA & CYBERJAYA | Existing | 11 kV |  | RYB | VCBJ/PCE/J21641 | SS 21.64 BLOK B IT PARK F1 |  |  | Fail | Please check "Use"
378053802 | TNB | DISTRIBUTION | WP PUTRAJAYA & CYBERJAYA | Existing | 11 kV |  | RYB | VCBJ/PCE/J21641 | SS 21.64 BLOK B IT PARK F1 |  |  | Fail | Please check "Use"
378053806 | TNB | DISTRIBUTION | WP PUTRAJAYA & CYBERJAYA | Existing | 11 kV |  | RYB | VCBJ/PCE/J21641 | SS 21.64 BLOK B IT PARK F1 |  |  | Fail | Please check "Use"
378053808 | TNB | DISTRIBUTION | WP PUTRAJAYA & CYBERJAYA | Existing | 11 kV |  | RYB | VCBJ/PCE/J21641 | SS 21.64 BLOK B IT PARK F1 |  |  | Fail | Please check "Use"
378053810 | TNB | DISTRIBUTION | WP PUTRAJAYA & CYBERJAYA | Existing | 11 kV |  | RYB | VCBJ/PCE/J21641 | SS 21.64 BLOK B IT PARK F1 |  |  | Fail | Please check "Use"
378053816 | TNB | DISTRIBUTION | WP PUTRAJAYA & CYBERJAYA | Existing | 11 kV |  | RYB | VCBJ/PCE/J21641 | SS 21.64 BLOK B IT PARK F1 |  |  | Fail | Please check "Use"
378053818 | TNB | DISTRIBUTION | WP PUTRAJAYA & CYBERJAYA | Existing | 11 kV |  | RYB | VCBJ/PCE/J21641 | SS 21.64 BLOK B IT PARK F1 |  |  | Fail | Please check "Use"
378053821 | TNB | DISTRIBUTION | WP PUTRAJAYA & CYBERJAYA | Existing | 11 kV |  | RYB | VCBJ/PCE/J21641 | SS 21.64 BLOK B IT PARK F1 |  |  | Fail | Please check "Use"
378053832 | TNB | DISTRIBUTION | WP PUTRAJAYA & CYBERJAYA | Existing | 11 kV |  | RYB | VCBJ/PCE/J21641 | SS 21.64 BLOK B IT PARK F1 |  |  | Fail | Please check "Use"
378053856 | TNB | DISTRIBUTION | WP PUTRAJAYA & CYBERJAYA | Existing | 11 kV |  | RYB | VCBJ/PCE/J21661 | SS 21.66 BLOK C IT PARK F1 |  |  | Fail | Please check "Use"
378053860 | TNB | DISTRIBUTION | WP PUTRAJAYA & CYBERJAYA | Existing | 11 kV |  | RYB | VCBJ/PCE/J21661 | SS 21.66 BLOK C IT PARK F1 |  |  | Fail | Please check "Use"
378053864 | TNB | DISTRIBUTION | WP PUTRAJAYA & CYBERJAYA | Existing | 11 kV |  | RYB | VCBJ/PCE/J21661 | SS 21.66 BLOK C IT PARK F1 |  |  | Fail | Please check "Use"
378053866 | TNB | DISTRIBUTION | WP PUTRAJAYA & CYBERJAYA | Existing | 11 kV |  | RYB | VCBJ/PCE/J21661 | SS 21.66 BLOK C IT PARK F1 |  |  | Fail | Please check "Use"
378053868 | TNB | DISTRIBUTION | WP PUTRAJAYA & CYBERJAYA | Existing | 11 kV |  | RYB | VCBJ/PCE/J21661 | SS 21.66 BLOK C IT PARK F1 |  |  | Fail | Please check "Use"
378053874 | TNB | DISTRIBUTION | WP PUTRAJAYA & CYBERJAYA | Existing | 11 kV |  | RYB | VCBJ/PCE/J21661 | SS 21.66 BLOK C IT PARK F1 |  |  | Fail | Please check "Use"
378053876 | TNB | DISTRIBUTION | WP PUTRAJAYA & CYBERJAYA | Existing | 11 kV |  | RYB | VCBJ/PCE/J21661 | SS 21.66 BLOK C IT PARK F1 |  |  | Fail | Please check "Use"
378053879 | TNB | DISTRIBUTION | WP PUTRAJAYA & CYBERJAYA | Existing | 11 kV |  | RYB | VCBJ/PCE/J21661 | SS 21.66 BLOK C IT PARK F1 |  |  | Fail | Please check "Use"
378053890 | TNB | DISTRIBUTION | WP PUTRAJAYA & CYBERJAYA | Existing | 11 kV |  | RYB | VCBJ/PCE/J21661 | SS 21.66 BLOK C IT PARK F1 |  |  | Fail | Please check "Use"
378053897 | TNB | DISTRIBUTION | WP PUTRAJAYA & CYBERJAYA | Existing | 11 kV |  | RYB | VCBJ/PCE/J21662 | SS 21.66 BLOK C IT PARK F2 |  |  | Fail | Please check "Use"
378053901 | TNB | DISTRIBUTION | WP PUTRAJAYA & CYBERJAYA | Existing | 11 kV |  | RYB | VCBJ/PCE/J21662 | SS 21.66 BLOK C IT PARK F2 |  |  | Fail | Please check "Use"
378053905 | TNB | DISTRIBUTION | WP PUTRAJAYA & CYBERJAYA | Existing | 11 kV |  | RYB | VCBJ/PCE/J21662 | SS 21.66 BLOK C IT PARK F2 |  |  | Fail | Please check "Use"
378053907 | TNB | DISTRIBUTION | WP PUTRAJAYA & CYBERJAYA | Existing | 11 kV |  | RYB | VCBJ/PCE/J21662 | SS 21.66 BLOK C IT PARK F2 |  |  | Fail | Please check "Use"
378053909 | TNB | DISTRIBUTION | WP PUTRAJAYA & CYBERJAYA | Existing | 11 kV |  | RYB | VCBJ/PCE/J21662 | SS 21.66 BLOK C IT PARK F2 |  |  | Fail | Please check "Use"
378053915 | TNB | DISTRIBUTION | WP PUTRAJAYA & CYBERJAYA | Existing | 11 kV |  | RYB | VCBJ/PCE/J21662 | SS 21.66 BLOK C IT PARK F2 |  |  | Fail | Please check "Use"
378053917 | TNB | DISTRIBUTION | WP PUTRAJAYA & CYBERJAYA | Existing | 11 kV |  | RYB | VCBJ/PCE/J21662 | SS 21.66 BLOK C IT PARK F2 |  |  | Fail | Please check "Use"
378053920 | TNB | DISTRIBUTION | WP PUTRAJAYA & CYBERJAYA | Existing | 11 kV |  | RYB | VCBJ/PCE/J21662 | SS 21.66 BLOK C IT PARK F2 |  |  | Fail | Please check "Use"
378053931 | TNB | DISTRIBUTION | WP PUTRAJAYA & CYBERJAYA | Existing | 11 kV |  | RYB | VCBJ/PCE/J21662 | SS 21.66 BLOK C IT PARK F2 |  |  | Fail | Please check "Use"
378053955 | TNB | DISTRIBUTION | WP PUTRAJAYA & CYBERJAYA | Existing | 11 kV |  | RYB | VCBJ/PCE/J21671 | SS 21.67 BLOK D IT PARK F1 |  |  | Fail | Please check "Use"
378053959 | TNB | DISTRIBUTION | WP PUTRAJAYA & CYBERJAYA | Existing | 11 kV |  | RYB | VCBJ/PCE/J21671 | SS 21.67 BLOK D IT PARK F1 |  |  | Fail | Please check "Use"
378053963 | TNB | DISTRIBUTION | WP PUTRAJAYA & CYBERJAYA | Existing | 11 kV |  | RYB | VCBJ/PCE/J21671 | SS 21.67 BLOK D IT PARK F1 |  |  | Fail | Please check "Use"
378053965 | TNB | DISTRIBUTION | WP PUTRAJAYA & CYBERJAYA | Existing | 11 kV |  | RYB | VCBJ/PCE/J21671 | SS 21.67 BLOK D IT PARK F1 |  |  | Fail | Please check "Use"
378053967 | TNB | DISTRIBUTION | WP PUTRAJAYA & CYBERJAYA | Existing | 11 kV |  | RYB | VCBJ/PCE/J21671 | SS 21.67 BLOK D IT PARK F1 |  |  | Fail | Please check "Use"
378053973 | TNB | DISTRIBUTION | WP PUTRAJAYA & CYBERJAYA | Existing | 11 kV |  | RYB | VCBJ/PCE/J21671 | SS 21.67 BLOK D IT PARK F1 |  |  | Fail | Please check "Use"
378053975 | TNB | DISTRIBUTION | WP PUTRAJAYA & CYBERJAYA | Existing | 11 kV |  | RYB | VCBJ/PCE/J21671 | SS 21.67 BLOK D IT PARK F1 |  |  | Fail | Please check "Use"
378053978 | TNB | DISTRIBUTION | WP PUTRAJAYA & CYBERJAYA | Existing | 11 kV |  | RYB | VCBJ/PCE/J21671 | SS 21.67 BLOK D IT PARK F1 |  |  | Fail | Please check "Use"
378053989 | TNB | DISTRIBUTION | WP PUTRAJAYA & CYBERJAYA | Existing | 11 kV |  | RYB | VCBJ/PCE/J21671 | SS 21.67 BLOK D IT PARK F1 |  |  | Fail | Please check "Use"
378053996 | TNB | DISTRIBUTION | WP PUTRAJAYA & CYBERJAYA | Existing | 11 kV |  | RYB | VCBJ/PCE/J21672 | SS 21.67 BLOK D IT PARK F2 |  |  | Fail | Please check "Use"
378054000 | TNB | DISTRIBUTION | WP PUTRAJAYA & CYBERJAYA | Existing | 11 kV |  | RYB | VCBJ/PCE/J21672 | SS 21.67 BLOK D IT PARK F2 |  |  | Fail | Please check "Use"
378054004 | TNB | DISTRIBUTION | WP PUTRAJAYA & CYBERJAYA | Existing | 11 kV |  | RYB | VCBJ/PCE/J21672 | SS 21.67 BLOK D IT PARK F2 |  |  | Fail | Please check "Use"
378054006 | TNB | DISTRIBUTION | WP PUTRAJAYA & CYBERJAYA | Existing | 11 kV |  | RYB | VCBJ/PCE/J21672 | SS 21.67 BLOK D IT PARK F2 |  |  | Fail | Please check "Use"
378054008 | TNB | DISTRIBUTION | WP PUTRAJAYA & CYBERJAYA | Existing | 11 kV |  | RYB | VCBJ/PCE/J21672 | SS 21.67 BLOK D IT PARK F2 |  |  | Fail | Please check "Use"
378054014 | TNB | DISTRIBUTION | WP PUTRAJAYA & CYBERJAYA | Existing | 11 kV |  | RYB | VCBJ/PCE/J21672 | SS 21.67 BLOK D IT PARK F2 |  |  | Fail | Please check "Use"
378054016 | TNB | DISTRIBUTION | WP PUTRAJAYA & CYBERJAYA | Existing | 11 kV |  | RYB | VCBJ/PCE/J21672 | SS 21.67 BLOK D IT PARK F2 |  |  | Fail | Please check "Use"
378054019 | TNB | DISTRIBUTION | WP PUTRAJAYA & CYBERJAYA | Existing | 11 kV |  | RYB | VCBJ/PCE/J21672 | SS 21.67 BLOK D IT PARK F2 |  |  | Fail | Please check "Use"
378054030 | TNB | DISTRIBUTION | WP PUTRAJAYA & CYBERJAYA | Existing | 11 kV |  | RYB | VCBJ/PCE/J21672 | SS 21.67 BLOK D IT PARK F2 |  |  | Fail | Please check "Use"
378054039 | TNB | DISTRIBUTION | WP PUTRAJAYA & CYBERJAYA | Existing | 11 kV |  | RYB | VCBJ/PCE/J21711 | PE 21.71 CAR PARK IT PARK F1 |  |  | Fail | Please check "Use"
378054043 | TNB | DISTRIBUTION | WP PUTRAJAYA & CYBERJAYA | Existing | 11 kV |  | RYB | VCBJ/PCE/J21711 | PE 21.71 CAR PARK IT PARK F1 |  |  | Fail | Please check "Use"
378054047 | TNB | DISTRIBUTION | WP PUTRAJAYA & CYBERJAYA | Existing | 11 kV |  | RYB | VCBJ/PCE/J21711 | PE 21.71 CAR PARK IT PARK F1 |  |  | Fail | Please check "Use"
378054049 | TNB | DISTRIBUTION | WP PUTRAJAYA & CYBERJAYA | Existing | 11 kV |  | RYB | VCBJ/PCE/J21711 | PE 21.71 CAR PARK IT PARK F1 |  |  | Fail | Please check "Use"
378054051 | TNB | DISTRIBUTION | WP PUTRAJAYA & CYBERJAYA | Existing | 11 kV |  | RYB | VCBJ/PCE/J21711 | PE 21.71 CAR PARK IT PARK F1 |  |  | Fail | Please check "Use"
378054057 | TNB | DISTRIBUTION | WP PUTRAJAYA & CYBERJAYA | Existing | 11 kV |  | RYB | VCBJ/PCE/J21711 | PE 21.71 CAR PARK IT PARK F1 |  |  | Fail | Please check "Use"
378054059 | TNB | DISTRIBUTION | WP PUTRAJAYA & CYBERJAYA | Existing | 11 kV |  | RYB | VCBJ/PCE/J21711 | PE 21.71 CAR PARK IT PARK F1 |  |  | Fail | Please check "Use"
378054062 | TNB | DISTRIBUTION | WP PUTRAJAYA & CYBERJAYA | Existing | 11 kV |  | RYB | VCBJ/PCE/J21711 | PE 21.71 CAR PARK IT PARK F1 |  |  | Fail | Please check "Use"
378054073 | TNB | DISTRIBUTION | WP PUTRAJAYA & CYBERJAYA | Existing | 11 kV |  | RYB | VCBJ/PCE/J21711 | PE 21.71 CAR PARK IT PARK F1 |  |  | Fail | Please check "Use"
378054080 | TNB | DISTRIBUTION | WP PUTRAJAYA & CYBERJAYA | Existing | 11 kV |  | RYB | VCBJ/PCE/J21712 | PE 21.71 CAR PARK IT PARK F2 |  |  | Fail | Please check "Use"
378054084 | TNB | DISTRIBUTION | WP PUTRAJAYA & CYBERJAYA | Existing | 11 kV |  | RYB | VCBJ/PCE/J21712 | PE 21.71 CAR PARK IT PARK F2 |  |  | Fail | Please check "Use"
378054088 | TNB | DISTRIBUTION | WP PUTRAJAYA & CYBERJAYA | Existing | 11 kV |  | RYB | VCBJ/PCE/J21712 | PE 21.71 CAR PARK IT PARK F2 |  |  | Fail | Please check "Use"
378054090 | TNB | DISTRIBUTION | WP PUTRAJAYA & CYBERJAYA | Existing | 11 kV |  | RYB | VCBJ/PCE/J21712 | PE 21.71 CAR PARK IT PARK F2 |  |  | Fail | Please check "Use"
378054092 | TNB | DISTRIBUTION | WP PUTRAJAYA & CYBERJAYA | Existing | 11 kV |  | RYB | VCBJ/PCE/J21712 | PE 21.71 CAR PARK IT PARK F2 |  |  | Fail | Please check "Use"
378054098 | TNB | DISTRIBUTION | WP PUTRAJAYA & CYBERJAYA | Existing | 11 kV |  | RYB | VCBJ/PCE/J21712 | PE 21.71 CAR PARK IT PARK F2 |  |  | Fail | Please check "Use"
378054100 | TNB | DISTRIBUTION | WP PUTRAJAYA & CYBERJAYA | Existing | 11 kV |  | RYB | VCBJ/PCE/J21712 | PE 21.71 CAR PARK IT PARK F2 |  |  | Fail | Please check "Use"
378054103 | TNB | DISTRIBUTION | WP PUTRAJAYA & CYBERJAYA | Existing | 11 kV |  | RYB | VCBJ/PCE/J21712 | PE 21.71 CAR PARK IT PARK F2 |  |  | Fail | Please check "Use"
378054114 | TNB | DISTRIBUTION | WP PUTRAJAYA & CYBERJAYA | Existing | 11 kV |  | RYB | VCBJ/PCE/J21712 | PE 21.71 CAR PARK IT PARK F2 |  |  | Fail | Please check "Use"
378054132 | TNB | DISTRIBUTION | WP PUTRAJAYA & CYBERJAYA | Existing | 11 kV |  | RYB | VCBJ/PCE/J21701 | SS 21.70 - IT PARK BLOK I & J F1 |  |  | Fail | Please check "Use"
378054136 | TNB | DISTRIBUTION | WP PUTRAJAYA & CYBERJAYA | Existing | 11 kV |  | RYB | VCBJ/PCE/J21701 | SS 21.70 - IT PARK BLOK I & J F1 |  |  | Fail | Please check "Use"
378054140 | TNB | DISTRIBUTION | WP PUTRAJAYA & CYBERJAYA | Existing | 11 kV |  | RYB | VCBJ/PCE/J21701 | SS 21.70 - IT PARK BLOK I & J F1 |  |  | Fail | Please check "Use"
378054142 | TNB | DISTRIBUTION | WP PUTRAJAYA & CYBERJAYA | Existing | 11 kV |  | RYB | VCBJ/PCE/J21701 | SS 21.70 - IT PARK BLOK I & J F1 |  |  | Fail | Please check "Use"
378054144 | TNB | DISTRIBUTION | WP PUTRAJAYA & CYBERJAYA | Existing | 11 kV |  | RYB | VCBJ/PCE/J21701 | SS 21.70 - IT PARK BLOK I & J F1 |  |  | Fail | Please check "Use"
378054150 | TNB | DISTRIBUTION | WP PUTRAJAYA & CYBERJAYA | Existing | 11 kV |  | RYB | VCBJ/PCE/J21701 | SS 21.70 - IT PARK BLOK I & J F1 |  |  | Fail | Please check "Use"
378054152 | TNB | DISTRIBUTION | WP PUTRAJAYA & CYBERJAYA | Existing | 11 kV |  | RYB | VCBJ/PCE/J21701 | SS 21.70 - IT PARK BLOK I & J F1 |  |  | Fail | Please check "Use"
378054155 | TNB | DISTRIBUTION | WP PUTRAJAYA & CYBERJAYA | Existing | 11 kV |  | RYB | VCBJ/PCE/J21701 | SS 21.70 - IT PARK BLOK I & J F1 |  |  | Fail | Please check "Use"
378054166 | TNB | DISTRIBUTION | WP PUTRAJAYA & CYBERJAYA | Existing | 11 kV |  | RYB | VCBJ/PCE/J21701 | SS 21.70 - IT PARK BLOK I & J F1 |  |  | Fail | Please check "Use"
378054173 | TNB | DISTRIBUTION | WP PUTRAJAYA & CYBERJAYA | Existing | 11 kV |  | RYB | VCBJ/PCE/J21702 | SS 21.70 - IT PARK BLOK I & J F2 |  |  | Fail | Please check "Use"
378054177 | TNB | DISTRIBUTION | WP PUTRAJAYA & CYBERJAYA | Existing | 11 kV |  | RYB | VCBJ/PCE/J21702 | SS 21.70 - IT PARK BLOK I & J F2 |  |  | Fail | Please check "Use"
378054181 | TNB | DISTRIBUTION | WP PUTRAJAYA & CYBERJAYA | Existing | 11 kV |  | RYB | VCBJ/PCE/J21702 | SS 21.70 - IT PARK BLOK I & J F2 |  |  | Fail | Please check "Use"
378054183 | TNB | DISTRIBUTION | WP PUTRAJAYA & CYBERJAYA | Existing | 11 kV |  | RYB | VCBJ/PCE/J21702 | SS 21.70 - IT PARK BLOK I & J F2 |  |  | Fail | Please check "Use"
378054185 | TNB | DISTRIBUTION | WP PUTRAJAYA & CYBERJAYA | Existing | 11 kV |  | RYB | VCBJ/PCE/J21702 | SS 21.70 - IT PARK BLOK I & J F2 |  |  | Fail | Please check "Use"
378054191 | TNB | DISTRIBUTION | WP PUTRAJAYA & CYBERJAYA | Existing | 11 kV |  | RYB | VCBJ/PCE/J21702 | SS 21.70 - IT PARK BLOK I & J F2 |  |  | Fail | Please check "Use"
378054193 | TNB | DISTRIBUTION | WP PUTRAJAYA & CYBERJAYA | Existing | 11 kV |  | RYB | VCBJ/PCE/J21702 | SS 21.70 - IT PARK BLOK I & J F2 |  |  | Fail | Please check "Use"
378054196 | TNB | DISTRIBUTION | WP PUTRAJAYA & CYBERJAYA | Existing | 11 kV |  | RYB | VCBJ/PCE/J21702 | SS 21.70 - IT PARK BLOK I & J F2 |  |  | Fail | Please check "Use"
378054207 | TNB | DISTRIBUTION | WP PUTRAJAYA & CYBERJAYA | Existing | 11 kV |  | RYB | VCBJ/PCE/J21702 | SS 21.70 - IT PARK BLOK I & J F2 |  |  | Fail | Please check "Use"
378054237 | TNB | DISTRIBUTION | WP PUTRAJAYA & CYBERJAYA | Existing | 11 kV |  | RYB | VCBJ/PCE/J21151 | PE 21.15 SATELIT TELEKOM CBJ 3 F1 |  |  | Fail | Please check "Use"
378054238 | TNB | DISTRIBUTION | WP PUTRAJAYA & CYBERJAYA | Existing | 11 kV |  | RYB | VCBJ/PCE/J21151 | PE 21.15 SATELIT TELEKOM CBJ 3 F1 |  |  | Fail | Please check "Use"
378054243 | TNB | DISTRIBUTION | WP PUTRAJAYA & CYBERJAYA | Existing | 11 kV |  | RYB | VCBJ/PCE/J21151 | PE 21.15 SATELIT TELEKOM CBJ 3 F1 |  |  | Fail | Please check "Use"
378054249 | TNB | DISTRIBUTION | WP PUTRAJAYA & CYBERJAYA | Existing | 11 kV |  | RYB | VCBJ/PCE/J21151 | PE 21.15 SATELIT TELEKOM CBJ 3 F1 |  |  | Fail | Please check "Use"
378054250 | TNB | DISTRIBUTION | WP PUTRAJAYA & CYBERJAYA | Existing | 11 kV |  | RYB | VCBJ/PCE/J21151 | PE 21.15 SATELIT TELEKOM CBJ 3 F1 |  |  | Fail | Please check "Use"
378054254 | TNB | DISTRIBUTION | WP PUTRAJAYA & CYBERJAYA | Existing | 11 kV |  | RYB | VCBJ/PCE/J21151 | PE 21.15 SATELIT TELEKOM CBJ 3 F1 |  |  | Fail | Please check "Use"
378054257 | TNB | DISTRIBUTION | WP PUTRAJAYA & CYBERJAYA | Existing | 11 kV |  | RYB | VCBJ/PCE/J21151 | PE 21.15 SATELIT TELEKOM CBJ 3 F1 |  |  | Fail | Please check "Use"
378054258 | TNB | DISTRIBUTION | WP PUTRAJAYA & CYBERJAYA | Existing | 11 kV |  | RYB | VCBJ/PCE/J21151 | PE 21.15 SATELIT TELEKOM CBJ 3 F1 |  |  | Fail | Please check "Use"
378054260 | TNB | DISTRIBUTION | WP PUTRAJAYA & CYBERJAYA | Existing | 11 kV |  | RYB | VCBJ/PCE/J21152 | PE 21.15 SATELIT TELEKOM CBJ 3 F2 |  |  | Fail | Please check "Use"
378054261 | TNB | DISTRIBUTION | WP PUTRAJAYA & CYBERJAYA | Existing | 11 kV |  | RYB | VCBJ/PCE/J21152 | PE 21.15 SATELIT TELEKOM CBJ 3 F2 |  |  | Fail | Please check "Use"
378054266 | TNB | DISTRIBUTION | WP PUTRAJAYA & CYBERJAYA | Existing | 11 kV |  | RYB | VCBJ/PCE/J21152 | PE 21.15 SATELIT TELEKOM CBJ 3 F2 |  |  | Fail | Please check "Use"
378054272 | TNB | DISTRIBUTION | WP PUTRAJAYA & CYBERJAYA | Existing | 11 kV |  | RYB | VCBJ/PCE/J21152 | PE 21.15 SATELIT TELEKOM CBJ 3 F2 |  |  | Fail | Please check "Use"
378054273 | TNB | DISTRIBUTION | WP PUTRAJAYA & CYBERJAYA | Existing | 11 kV |  | RYB | VCBJ/PCE/J21152 | PE 21.15 SATELIT TELEKOM CBJ 3 F2 |  |  | Fail | Please check "Use"
378054277 | TNB | DISTRIBUTION | WP PUTRAJAYA & CYBERJAYA | Existing | 11 kV |  | RYB | VCBJ/PCE/J21152 | PE 21.15 SATELIT TELEKOM CBJ 3 F2 |  |  | Fail | Please check "Use"
378054280 | TNB | DISTRIBUTION | WP PUTRAJAYA & CYBERJAYA | Existing | 11 kV |  | RYB | VCBJ/PCE/J21152 | PE 21.15 SATELIT TELEKOM CBJ 3 F2 |  |  | Fail | Please check "Use"
378054281 | TNB | DISTRIBUTION | WP PUTRAJAYA & CYBERJAYA | Existing | 11 kV |  | RYB | VCBJ/PCE/J21152 | PE 21.15 SATELIT TELEKOM CBJ 3 F2 |  |  | Fail | Please check "Use"
378054312 | TNB | DISTRIBUTION | WP PUTRAJAYA & CYBERJAYA | Existing | 11 kV |  | RYB | VCBJ/PCE/J21561 | SS 21.56 MEASAT ASTRO F1 |  |  | Fail | Please check "Use"
378054316 | TNB | DISTRIBUTION | WP PUTRAJAYA & CYBERJAYA | Existing | 11 kV |  | RYB | VCBJ/PCE/J21561 | SS 21.56 MEASAT ASTRO F1 |  |  | Fail | Please check "Use"
378054320 | TNB | DISTRIBUTION | WP PUTRAJAYA & CYBERJAYA | Existing | 11 kV |  | RYB | VCBJ/PCE/J21561 | SS 21.56 MEASAT ASTRO F1 |  |  | Fail | Please check "Use"
378054322 | TNB | DISTRIBUTION | WP PUTRAJAYA & CYBERJAYA | Existing | 11 kV |  | RYB | VCBJ/PCE/J21561 | SS 21.56 MEASAT ASTRO F1 |  |  | Fail | Please check "Use"
378054324 | TNB | DISTRIBUTION | WP PUTRAJAYA & CYBERJAYA | Existing | 11 kV |  | RYB | VCBJ/PCE/J21561 | SS 21.56 MEASAT ASTRO F1 |  |  | Fail | Please check "Use"
378054330 | TNB | DISTRIBUTION | WP PUTRAJAYA & CYBERJAYA | Existing | 11 kV |  | RYB | VCBJ/PCE/J21561 | SS 21.56 MEASAT ASTRO F1 |  |  | Fail | Please check "Use"
378054332 | TNB | DISTRIBUTION | WP PUTRAJAYA & CYBERJAYA | Existing | 11 kV |  | RYB | VCBJ/PCE/J21561 | SS 21.56 MEASAT ASTRO F1 |  |  | Fail | Please check "Use"
378054335 | TNB | DISTRIBUTION | WP PUTRAJAYA & CYBERJAYA | Existing | 11 kV |  | RYB | VCBJ/PCE/J21561 | SS 21.56 MEASAT ASTRO F1 |  |  | Fail | Please check "Use"
378054353 | TNB | DISTRIBUTION | WP PUTRAJAYA & CYBERJAYA | Existing | 11 kV |  | RYB | VCBJ/PCE/J21562 | SS 21.56 MEASAT ASTRO F2 |  |  | Fail | Please check "Use"
378054357 | TNB | DISTRIBUTION | WP PUTRAJAYA & CYBERJAYA | Existing | 11 kV |  | RYB | VCBJ/PCE/J21562 | SS 21.56 MEASAT ASTRO F2 |  |  | Fail | Please check "Use"
378054361 | TNB | DISTRIBUTION | WP PUTRAJAYA & CYBERJAYA | Existing | 11 kV |  | RYB | VCBJ/PCE/J21562 | SS 21.56 MEASAT ASTRO F2 |  |  | Fail | Please check "Use"
378054363 | TNB | DISTRIBUTION | WP PUTRAJAYA & CYBERJAYA | Existing | 11 kV |  | RYB | VCBJ/PCE/J21562 | SS 21.56 MEASAT ASTRO F2 |  |  | Fail | Please check "Use"
378054365 | TNB | DISTRIBUTION | WP PUTRAJAYA & CYBERJAYA | Existing | 11 kV |  | RYB | VCBJ/PCE/J21562 | SS 21.56 MEASAT ASTRO F2 |  |  | Fail | Please check "Use"
378054371 | TNB | DISTRIBUTION | WP PUTRAJAYA & CYBERJAYA | Existing | 11 kV |  | RYB | VCBJ/PCE/J21562 | SS 21.56 MEASAT ASTRO F2 |  |  | Fail | Please check "Use"
378054373 | TNB | DISTRIBUTION | WP PUTRAJAYA & CYBERJAYA | Existing | 11 kV |  | RYB | VCBJ/PCE/J21562 | SS 21.56 MEASAT ASTRO F2 |  |  | Fail | Please check "Use"
378054376 | TNB | DISTRIBUTION | WP PUTRAJAYA & CYBERJAYA | Existing | 11 kV |  | RYB | VCBJ/PCE/J21562 | SS 21.56 MEASAT ASTRO F2 |  |  | Fail | Please check "Use"
378054387 | TNB | DISTRIBUTION | WP PUTRAJAYA & CYBERJAYA | Existing | 11 kV |  | RYB | VCBJ/PCE/J21562 | SS 21.56 MEASAT ASTRO F2 |  |  | Fail | Please check "Use"
378054395 | TNB | DISTRIBUTION | WP PUTRAJAYA & CYBERJAYA | Existing | 11 kV |  | RYB | VCBJ/PCE/J21101 | PE 21.10 ELITE HIGHWAY NO. 3 |  |  | Fail | Please check "Use"
378054396 | TNB | DISTRIBUTION | WP PUTRAJAYA & CYBERJAYA | Existing | 11 kV |  | RYB | VCBJ/PCE/J21101 | PE 21.10 ELITE HIGHWAY NO. 3 |  |  | Fail | Please check "Use"
378054401 | TNB | DISTRIBUTION | WP PUTRAJAYA & CYBERJAYA | Existing | 11 kV |  | RYB | VCBJ/PCE/J21101 | PE 21.10 ELITE HIGHWAY NO. 3 |  |  | Fail | Please check "Use"
378054407 | TNB | DISTRIBUTION | WP PUTRAJAYA & CYBERJAYA | Existing | 11 kV |  | RYB | VCBJ/PCE/J21101 | PE 21.10 ELITE HIGHWAY NO. 3 |  |  | Fail | Please check "Use"
378054408 | TNB | DISTRIBUTION | WP PUTRAJAYA & CYBERJAYA | Existing | 11 kV |  | RYB | VCBJ/PCE/J21101 | PE 21.10 ELITE HIGHWAY NO. 3 |  |  | Fail | Please check "Use"
378054412 | TNB | DISTRIBUTION | WP PUTRAJAYA & CYBERJAYA | Existing | 11 kV |  | RYB | VCBJ/PCE/J21101 | PE 21.10 ELITE HIGHWAY NO. 3 |  |  | Fail | Please check "Use"
378054415 | TNB | DISTRIBUTION | WP PUTRAJAYA & CYBERJAYA | Existing | 11 kV |  | RYB | VCBJ/PCE/J21101 | PE 21.10 ELITE HIGHWAY NO. 3 |  |  | Fail | Please check "Use"
378054416 | TNB | DISTRIBUTION | WP PUTRAJAYA & CYBERJAYA | Existing | 11 kV |  | RYB | VCBJ/PCE/J21101 | PE 21.10 ELITE HIGHWAY NO. 3 |  |  | Fail | Please check "Use"
378054480 | TNB | DISTRIBUTION | WP PUTRAJAYA & CYBERJAYA | Existing | 11 kV |  | RYB | VCBJ/PCE/J21541 | PE 21.54 PS 3 F1 |  |  | Fail | Please check "Use"
378054481 | TNB | DISTRIBUTION | WP PUTRAJAYA & CYBERJAYA | Existing | 11 kV |  | RYB | VCBJ/PCE/J21541 | PE 21.54 PS 3 F1 |  |  | Fail | Please check "Use"
378054486 | TNB | DISTRIBUTION | WP PUTRAJAYA & CYBERJAYA | Existing | 11 kV |  | RYB | VCBJ/PCE/J21541 | PE 21.54 PS 3 F1 |  |  | Fail | Please check "Use"
378054492 | TNB | DISTRIBUTION | WP PUTRAJAYA & CYBERJAYA | Existing | 11 kV |  | RYB | VCBJ/PCE/J21541 | PE 21.54 PS 3 F1 |  |  | Fail | Please check "Use"
378054493 | TNB | DISTRIBUTION | WP PUTRAJAYA & CYBERJAYA | Existing | 11 kV |  | RYB | VCBJ/PCE/J21541 | PE 21.54 PS 3 F1 |  |  | Fail | Please check "Use"
378054497 | TNB | DISTRIBUTION | WP PUTRAJAYA & CYBERJAYA | Existing | 11 kV |  | RYB | VCBJ/PCE/J21541 | PE 21.54 PS 3 F1 |  |  | Fail | Please check "Use"
378054500 | TNB | DISTRIBUTION | WP PUTRAJAYA & CYBERJAYA | Existing | 11 kV |  | RYB | VCBJ/PCE/J21541 | PE 21.54 PS 3 F1 |  |  | Fail | Please check "Use"
378054501 | TNB | DISTRIBUTION | WP PUTRAJAYA & CYBERJAYA | Existing | 11 kV |  | RYB | VCBJ/PCE/J21541 | PE 21.54 PS 3 F1 |  |  | Fail | Please check "Use"
378054503 | TNB | DISTRIBUTION | WP PUTRAJAYA & CYBERJAYA | Existing | 11 kV |  | RYB | VCBJ/PCE/J21542 | PE 21.54 PS 3 F2 |  |  | Fail | Please check "Use"
378054504 | TNB | DISTRIBUTION | WP PUTRAJAYA & CYBERJAYA | Existing | 11 kV |  | RYB | VCBJ/PCE/J21542 | PE 21.54 PS 3 F2 |  |  | Fail | Please check "Use"
378054509 | TNB | DISTRIBUTION | WP PUTRAJAYA & CYBERJAYA | Existing | 11 kV |  | RYB | VCBJ/PCE/J21542 | PE 21.54 PS 3 F2 |  |  | Fail | Please check "Use"
378054515 | TNB | DISTRIBUTION | WP PUTRAJAYA & CYBERJAYA | Existing | 11 kV |  | RYB | VCBJ/PCE/J21542 | PE 21.54 PS 3 F2 |  |  | Fail | Please check "Use"
378054516 | TNB | DISTRIBUTION | WP PUTRAJAYA & CYBERJAYA | Existing | 11 kV |  | RYB | VCBJ/PCE/J21542 | PE 21.54 PS 3 F2 |  |  | Fail | Please check "Use"
378054520 | TNB | DISTRIBUTION | WP PUTRAJAYA & CYBERJAYA | Existing | 11 kV |  | RYB | VCBJ/PCE/J21542 | PE 21.54 PS 3 F2 |  |  | Fail | Please check "Use"
378054523 | TNB | DISTRIBUTION | WP PUTRAJAYA & CYBERJAYA | Existing | 11 kV |  | RYB | VCBJ/PCE/J21542 | PE 21.54 PS 3 F2 |  |  | Fail | Please check "Use"
378054524 | TNB | DISTRIBUTION | WP PUTRAJAYA & CYBERJAYA | Existing | 11 kV |  | RYB | VCBJ/PCE/J21542 | PE 21.54 PS 3 F2 |  |  | Fail | Please check "Use"
378054653 | TNB | DISTRIBUTION | WP PUTRAJAYA & CYBERJAYA | Existing | 11 kV |  | RYB | VCBJ/PCE/J21401 | PE 21.40 STP 1 |  |  | Fail | Please check "Use"
378054654 | TNB | DISTRIBUTION | WP PUTRAJAYA & CYBERJAYA | Existing | 11 kV |  | RYB | VCBJ/PCE/J21401 | PE 21.40 STP 1 |  |  | Fail | Please check "Use"
378054659 | TNB | DISTRIBUTION | WP PUTRAJAYA & CYBERJAYA | Existing | 11 kV |  | RYB | VCBJ/PCE/J21401 | PE 21.40 STP 1 |  |  | Fail | Please check "Use"
378054665 | TNB | DISTRIBUTION | WP PUTRAJAYA & CYBERJAYA | Existing | 11 kV |  | RYB | VCBJ/PCE/J21401 | PE 21.40 STP 1 |  |  | Fail | Please check "Use"
378054666 | TNB | DISTRIBUTION | WP PUTRAJAYA & CYBERJAYA | Existing | 11 kV |  | RYB | VCBJ/PCE/J21401 | PE 21.40 STP 1 |  |  | Fail | Please check "Use"
378054670 | TNB | DISTRIBUTION | WP PUTRAJAYA & CYBERJAYA | Existing | 11 kV |  | RYB | VCBJ/PCE/J21401 | PE 21.40 STP 1 |  |  | Fail | Please check "Use"
378054673 | TNB | DISTRIBUTION | WP PUTRAJAYA & CYBERJAYA | Existing | 11 kV |  | RYB | VCBJ/PCE/J21401 | PE 21.40 STP 1 |  |  | Fail | Please check "Use"
378054674 | TNB | DISTRIBUTION | WP PUTRAJAYA & CYBERJAYA | Existing | 11 kV |  | RYB | VCBJ/PCE/J21401 | PE 21.40 STP 1 |  |  | Fail | Please check "Use"
378054689 | TNB | DISTRIBUTION | WP PUTRAJAYA & CYBERJAYA | Existing | 11 kV |  | RYB | VCBJ/PCE/J23161 | PE 23.16 MASJID CYBERJAYA |  |  | Fail | Please check "Use"
378054690 | TNB | DISTRIBUTION | WP PUTRAJAYA & CYBERJAYA | Existing | 11 kV |  | RYB | VCBJ/PCE/J23161 | PE 23.16 MASJID CYBERJAYA |  |  | Fail | Please check "Use"
378054691 | TNB | DISTRIBUTION | WP PUTRAJAYA & CYBERJAYA | Existing | 11 kV |  | RYB | VCBJ/PCE/J23161 | PE 23.16 MASJID CYBERJAYA |  |  | Fail | Please check "Use"
378054698 | TNB | DISTRIBUTION | WP PUTRAJAYA & CYBERJAYA | Existing | 11 kV |  | RYB | VCBJ/PCE/J23161 | PE 23.16 MASJID CYBERJAYA |  |  | Fail | Please check "Use"
378054701 | TNB | DISTRIBUTION | WP PUTRAJAYA & CYBERJAYA | Existing | 11 kV |  | RYB | VCBJ/PCE/J23161 | PE 23.16 MASJID CYBERJAYA |  |  | Fail | Please check "Use"
378054702 | TNB | DISTRIBUTION | WP PUTRAJAYA & CYBERJAYA | Existing | 11 kV |  | RYB | VCBJ/PCE/J23161 | PE 23.16 MASJID CYBERJAYA |  |  | Fail | Please check "Use"
378054703 | TNB | DISTRIBUTION | WP PUTRAJAYA & CYBERJAYA | Existing | 11 kV |  | RYB | VCBJ/PCE/J23161 | PE 23.16 MASJID CYBERJAYA |  |  | Fail | Please check "Use"
378054705 | TNB | DISTRIBUTION | WP PUTRAJAYA & CYBERJAYA | Existing | 11 kV |  | RYB | VCBJ/PCE/J23161 | PE 23.16 MASJID CYBERJAYA |  |  | Fail | Please check "Use"
378054706 | TNB | DISTRIBUTION | WP PUTRAJAYA & CYBERJAYA | Existing | 11 kV |  | RYB | VCBJ/PCE/J23161 | PE 23.16 MASJID CYBERJAYA |  |  | Fail | Please check "Use"
378054708 | TNB | DISTRIBUTION | WP PUTRAJAYA & CYBERJAYA | Existing | 11 kV |  | RYB | VCBJ/PCE/J23161 | PE 23.16 MASJID CYBERJAYA |  |  | Fail | Please check "Use"
378054716 | TNB | DISTRIBUTION | WP PUTRAJAYA & CYBERJAYA | Existing | 11 kV |  | RYB | VCBJ/PCE/J23161 | PE 23.16 MASJID CYBERJAYA |  |  | Fail | Please check "Use"
378054869 | TNB | DISTRIBUTION | WP PUTRAJAYA & CYBERJAYA | Existing | 11 kV |  | RYB | VCBJ/PCE/J21572 | PE 21.57 CLUB HOUSE F2 |  |  | Fail | Please check "Use"
378054870 | TNB | DISTRIBUTION | WP PUTRAJAYA & CYBERJAYA | Existing | 11 kV |  | RYB | VCBJ/PCE/J21572 | PE 21.57 CLUB HOUSE F2 |  |  | Fail | Please check "Use"
378054875 | TNB | DISTRIBUTION | WP PUTRAJAYA & CYBERJAYA | Existing | 11 kV |  | RYB | VCBJ/PCE/J21572 | PE 21.57 CLUB HOUSE F2 |  |  | Fail | Please check "Use"
378054881 | TNB | DISTRIBUTION | WP PUTRAJAYA & CYBERJAYA | Existing | 11 kV |  | RYB | VCBJ/PCE/J21572 | PE 21.57 CLUB HOUSE F2 |  |  | Fail | Please check "Use"
378054882 | TNB | DISTRIBUTION | WP PUTRAJAYA & CYBERJAYA | Existing | 11 kV |  | RYB | VCBJ/PCE/J21572 | PE 21.57 CLUB HOUSE F2 |  |  | Fail | Please check "Use"
378054886 | TNB | DISTRIBUTION | WP PUTRAJAYA & CYBERJAYA | Existing | 11 kV |  | RYB | VCBJ/PCE/J21572 | PE 21.57 CLUB HOUSE F2 |  |  | Fail | Please check "Use"
378054889 | TNB | DISTRIBUTION | WP PUTRAJAYA & CYBERJAYA | Existing | 11 kV |  | RYB | VCBJ/PCE/J21572 | PE 21.57 CLUB HOUSE F2 |  |  | Fail | Please check "Use"
378054890 | TNB | DISTRIBUTION | WP PUTRAJAYA & CYBERJAYA | Existing | 11 kV |  | RYB | VCBJ/PCE/J21572 | PE 21.57 CLUB HOUSE F2 |  |  | Fail | Please check "Use"
378054892 | TNB | DISTRIBUTION | WP PUTRAJAYA & CYBERJAYA | Existing | 11 kV |  | RYB | VCBJ/PCE/J21571 | PE 21.57 CLUB HOUSE F1 |  |  | Fail | Please check "Use"
378054893 | TNB | DISTRIBUTION | WP PUTRAJAYA & CYBERJAYA | Existing | 11 kV |  | RYB | VCBJ/PCE/J21571 | PE 21.57 CLUB HOUSE F1 |  |  | Fail | Please check "Use"
378054898 | TNB | DISTRIBUTION | WP PUTRAJAYA & CYBERJAYA | Existing | 11 kV |  | RYB | VCBJ/PCE/J21571 | PE 21.57 CLUB HOUSE F1 |  |  | Fail | Please check "Use"
378054904 | TNB | DISTRIBUTION | WP PUTRAJAYA & CYBERJAYA | Existing | 11 kV |  | RYB | VCBJ/PCE/J21571 | PE 21.57 CLUB HOUSE F1 |  |  | Fail | Please check "Use"
378054905 | TNB | DISTRIBUTION | WP PUTRAJAYA & CYBERJAYA | Existing | 11 kV |  | RYB | VCBJ/PCE/J21571 | PE 21.57 CLUB HOUSE F1 |  |  | Fail | Please check "Use"
378054909 | TNB | DISTRIBUTION | WP PUTRAJAYA & CYBERJAYA | Existing | 11 kV |  | RYB | VCBJ/PCE/J21571 | PE 21.57 CLUB HOUSE F1 |  |  | Fail | Please check "Use"
378054912 | TNB | DISTRIBUTION | WP PUTRAJAYA & CYBERJAYA | Existing | 11 kV |  | RYB | VCBJ/PCE/J21571 | PE 21.57 CLUB HOUSE F1 |  |  | Fail | Please check "Use"
378054913 | TNB | DISTRIBUTION | WP PUTRAJAYA & CYBERJAYA | Existing | 11 kV |  | RYB | VCBJ/PCE/J21571 | PE 21.57 CLUB HOUSE F1 |  |  | Fail | Please check "Use"
378055063 | TNB | DISTRIBUTION | WP PUTRAJAYA & CYBERJAYA | Existing | 11 kV |  | RYB | VCBJ/PCE/J21612 | PE 21.61 MPS F2 |  |  | Fail | Please check "Use"
378055064 | TNB | DISTRIBUTION | WP PUTRAJAYA & CYBERJAYA | Existing | 11 kV |  | RYB | VCBJ/PCE/J21612 | PE 21.61 MPS F2 |  |  | Fail | Please check "Use"
378055065 | TNB | DISTRIBUTION | WP PUTRAJAYA & CYBERJAYA | Existing | 11 kV |  | RYB | VCBJ/PCE/J21612 | PE 21.61 MPS F2 |  |  | Fail | Please check "Use"
378055072 | TNB | DISTRIBUTION | WP PUTRAJAYA & CYBERJAYA | Existing | 11 kV |  | RYB | VCBJ/PCE/J21612 | PE 21.61 MPS F2 |  |  | Fail | Please check "Use"
378055075 | TNB | DISTRIBUTION | WP PUTRAJAYA & CYBERJAYA | Existing | 11 kV |  | RYB | VCBJ/PCE/J21612 | PE 21.61 MPS F2 |  |  | Fail | Please check "Use"
378055076 | TNB | DISTRIBUTION | WP PUTRAJAYA & CYBERJAYA | Existing | 11 kV |  | RYB | VCBJ/PCE/J21612 | PE 21.61 MPS F2 |  |  | Fail | Please check "Use"
378055077 | TNB | DISTRIBUTION | WP PUTRAJAYA & CYBERJAYA | Existing | 11 kV |  | RYB | VCBJ/PCE/J21612 | PE 21.61 MPS F2 |  |  | Fail | Please check "Use"
378055079 | TNB | DISTRIBUTION | WP PUTRAJAYA & CYBERJAYA | Existing | 11 kV |  | RYB | VCBJ/PCE/J21612 | PE 21.61 MPS F2 |  |  | Fail | Please check "Use"
378055080 | TNB | DISTRIBUTION | WP PUTRAJAYA & CYBERJAYA | Existing | 11 kV |  | RYB | VCBJ/PCE/J21612 | PE 21.61 MPS F2 |  |  | Fail | Please check "Use"
378055082 | TNB | DISTRIBUTION | WP PUTRAJAYA & CYBERJAYA | Existing | 11 kV |  | RYB | VCBJ/PCE/J21612 | PE 21.61 MPS F2 |  |  | Fail | Please check "Use"
378055090 | TNB | DISTRIBUTION | WP PUTRAJAYA & CYBERJAYA | Existing | 11 kV |  | RYB | VCBJ/PCE/J21612 | PE 21.61 MPS F2 |  |  | Fail | Please check "Use"
378055092 | TNB | DISTRIBUTION | WP PUTRAJAYA & CYBERJAYA | Existing | 11 kV |  | RYB | VCBJ/PCE/J21611 | PE 21.61 MPS F1 |  |  | Fail | Please check "Use"
378055093 | TNB | DISTRIBUTION | WP PUTRAJAYA & CYBERJAYA | Existing | 11 kV |  | RYB | VCBJ/PCE/J21611 | PE 21.61 MPS F1 |  |  | Fail | Please check "Use"
378055094 | TNB | DISTRIBUTION | WP PUTRAJAYA & CYBERJAYA | Existing | 11 kV |  | RYB | VCBJ/PCE/J21611 | PE 21.61 MPS F1 |  |  | Fail | Please check "Use"
378055101 | TNB | DISTRIBUTION | WP PUTRAJAYA & CYBERJAYA | Existing | 11 kV |  | RYB | VCBJ/PCE/J21611 | PE 21.61 MPS F1 |  |  | Fail | Please check "Use"
378055104 | TNB | DISTRIBUTION | WP PUTRAJAYA & CYBERJAYA | Existing | 11 kV |  | RYB | VCBJ/PCE/J21611 | PE 21.61 MPS F1 |  |  | Fail | Please check "Use"
378055105 | TNB | DISTRIBUTION | WP PUTRAJAYA & CYBERJAYA | Existing | 11 kV |  | RYB | VCBJ/PCE/J21611 | PE 21.61 MPS F1 |  |  | Fail | Please check "Use"
378055106 | TNB | DISTRIBUTION | WP PUTRAJAYA & CYBERJAYA | Existing | 11 kV |  | RYB | VCBJ/PCE/J21611 | PE 21.61 MPS F1 |  |  | Fail | Please check "Use"
378055108 | TNB | DISTRIBUTION | WP PUTRAJAYA & CYBERJAYA | Existing | 11 kV |  | RYB | VCBJ/PCE/J21611 | PE 21.61 MPS F1 |  |  | Fail | Please check "Use"
378055109 | TNB | DISTRIBUTION | WP PUTRAJAYA & CYBERJAYA | Existing | 11 kV |  | RYB | VCBJ/PCE/J21611 | PE 21.61 MPS F1 |  |  | Fail | Please check "Use"
378055111 | TNB | DISTRIBUTION | WP PUTRAJAYA & CYBERJAYA | Existing | 11 kV |  | RYB | VCBJ/PCE/J21611 | PE 21.61 MPS F1 |  |  | Fail | Please check "Use"
378055119 | TNB | DISTRIBUTION | WP PUTRAJAYA & CYBERJAYA | Existing | 11 kV |  | RYB | VCBJ/PCE/J21611 | PE 21.61 MPS F1 |  |  | Fail | Please check "Use"
378055361 | TNB | DISTRIBUTION | WP PUTRAJAYA & CYBERJAYA | Existing | 11 kV |  | RYB | VCBJ/PCE/J21411 | PE 21.41 TMN.CYBER |  |  | Fail | Please check "Use"
378055362 | TNB | DISTRIBUTION | WP PUTRAJAYA & CYBERJAYA | Existing | 11 kV |  | RYB | VCBJ/PCE/J21411 | PE 21.41 TMN.CYBER |  |  | Fail | Please check "Use"
378055367 | TNB | DISTRIBUTION | WP PUTRAJAYA & CYBERJAYA | Existing | 11 kV |  | RYB | VCBJ/PCE/J21411 | PE 21.41 TMN.CYBER |  |  | Fail | Please check "Use"
378055373 | TNB | DISTRIBUTION | WP PUTRAJAYA & CYBERJAYA | Existing | 11 kV |  | RYB | VCBJ/PCE/J21411 | PE 21.41 TMN.CYBER |  |  | Fail | Please check "Use"
378055374 | TNB | DISTRIBUTION | WP PUTRAJAYA & CYBERJAYA | Existing | 11 kV |  | RYB | VCBJ/PCE/J21411 | PE 21.41 TMN.CYBER |  |  | Fail | Please check "Use"
378055378 | TNB | DISTRIBUTION | WP PUTRAJAYA & CYBERJAYA | Existing | 11 kV |  | RYB | VCBJ/PCE/J21411 | PE 21.41 TMN.CYBER |  |  | Fail | Please check "Use"
378055381 | TNB | DISTRIBUTION | WP PUTRAJAYA & CYBERJAYA | Existing | 11 kV |  | RYB | VCBJ/PCE/J21411 | PE 21.41 TMN.CYBER |  |  | Fail | Please check "Use"
378055382 | TNB | DISTRIBUTION | WP PUTRAJAYA & CYBERJAYA | Existing | 11 kV |  | RYB | VCBJ/PCE/J21411 | PE 21.41 TMN.CYBER |  |  | Fail | Please check "Use"
378055444 | TNB | DISTRIBUTION | WP PUTRAJAYA & CYBERJAYA | Existing | 11 kV |  | RYB | VCBJ/PCE/J00118 | PE 25.26 SETIA VILLA 6 |  |  | Fail | Please check "Use"
378055445 | TNB | DISTRIBUTION | WP PUTRAJAYA & CYBERJAYA | Existing | 11 kV |  | RYB | VCBJ/PCE/J00118 | PE 25.26 SETIA VILLA 6 |  |  | Fail | Please check "Use"
378055450 | TNB | DISTRIBUTION | WP PUTRAJAYA & CYBERJAYA | Existing | 11 kV |  | RYB | VCBJ/PCE/J00118 | PE 25.26 SETIA VILLA 6 |  |  | Fail | Please check "Use"
378055456 | TNB | DISTRIBUTION | WP PUTRAJAYA & CYBERJAYA | Existing | 11 kV |  | RYB | VCBJ/PCE/J00118 | PE 25.26 SETIA VILLA 6 |  |  | Fail | Please check "Use"
378055457 | TNB | DISTRIBUTION | WP PUTRAJAYA & CYBERJAYA | Existing | 11 kV |  | RYB | VCBJ/PCE/J00118 | PE 25.26 SETIA VILLA 6 |  |  | Fail | Please check "Use"
378055461 | TNB | DISTRIBUTION | WP PUTRAJAYA & CYBERJAYA | Existing | 11 kV |  | RYB | VCBJ/PCE/J00118 | PE 25.26 SETIA VILLA 6 |  |  | Fail | Please check "Use"
378055464 | TNB | DISTRIBUTION | WP PUTRAJAYA & CYBERJAYA | Existing | 11 kV |  | RYB | VCBJ/PCE/J00118 | PE 25.26 SETIA VILLA 6 |  |  | Fail | Please check "Use"
378055465 | TNB | DISTRIBUTION | WP PUTRAJAYA & CYBERJAYA | Existing | 11 kV |  | RYB | VCBJ/PCE/J00118 | PE 25.26 SETIA VILLA 6 |  |  | Fail | Please check "Use"
378055544 | TNB | DISTRIBUTION | WP PUTRAJAYA & CYBERJAYA | Existing | 11 kV |  | RYB | VCBJ/PCE/J00117 | PE 25.25 SETIA VILLA 5 |  |  | Fail | Please check "Use"
378055545 | TNB | DISTRIBUTION | WP PUTRAJAYA & CYBERJAYA | Existing | 11 kV |  | RYB | VCBJ/PCE/J00117 | PE 25.25 SETIA VILLA 5 |  |  | Fail | Please check "Use"
378055550 | TNB | DISTRIBUTION | WP PUTRAJAYA & CYBERJAYA | Existing | 11 kV |  | RYB | VCBJ/PCE/J00117 | PE 25.25 SETIA VILLA 5 |  |  | Fail | Please check "Use"
378055556 | TNB | DISTRIBUTION | WP PUTRAJAYA & CYBERJAYA | Existing | 11 kV |  | RYB | VCBJ/PCE/J00117 | PE 25.25 SETIA VILLA 5 |  |  | Fail | Please check "Use"
378055557 | TNB | DISTRIBUTION | WP PUTRAJAYA & CYBERJAYA | Existing | 11 kV |  | RYB | VCBJ/PCE/J00117 | PE 25.25 SETIA VILLA 5 |  |  | Fail | Please check "Use"
378055561 | TNB | DISTRIBUTION | WP PUTRAJAYA & CYBERJAYA | Existing | 11 kV |  | RYB | VCBJ/PCE/J00117 | PE 25.25 SETIA VILLA 5 |  |  | Fail | Please check "Use"
378055564 | TNB | DISTRIBUTION | WP PUTRAJAYA & CYBERJAYA | Existing | 11 kV |  | RYB | VCBJ/PCE/J00117 | PE 25.25 SETIA VILLA 5 |  |  | Fail | Please check "Use"
378055565 | TNB | DISTRIBUTION | WP PUTRAJAYA & CYBERJAYA | Existing | 11 kV |  | RYB | VCBJ/PCE/J00117 | PE 25.25 SETIA VILLA 5 |  |  | Fail | Please check "Use"
378055648 | TNB | DISTRIBUTION | WP PUTRAJAYA & CYBERJAYA | Existing | 11 kV |  | RYB | VCBJ/PCE/J00116 | PE 25.24 SETIA VILLA 4 |  |  | Fail | Please check "Use"
378055649 | TNB | DISTRIBUTION | WP PUTRAJAYA & CYBERJAYA | Existing | 11 kV |  | RYB | VCBJ/PCE/J00116 | PE 25.24 SETIA VILLA 4 |  |  | Fail | Please check "Use"
378055654 | TNB | DISTRIBUTION | WP PUTRAJAYA & CYBERJAYA | Existing | 11 kV |  | RYB | VCBJ/PCE/J00116 | PE 25.24 SETIA VILLA 4 |  |  | Fail | Please check "Use"
378055660 | TNB | DISTRIBUTION | WP PUTRAJAYA & CYBERJAYA | Existing | 11 kV |  | RYB | VCBJ/PCE/J00116 | PE 25.24 SETIA VILLA 4 |  |  | Fail | Please check "Use"
378055661 | TNB | DISTRIBUTION | WP PUTRAJAYA & CYBERJAYA | Existing | 11 kV |  | RYB | VCBJ/PCE/J00116 | PE 25.24 SETIA VILLA 4 |  |  | Fail | Please check "Use"
378055665 | TNB | DISTRIBUTION | WP PUTRAJAYA & CYBERJAYA | Existing | 11 kV |  | RYB | VCBJ/PCE/J00116 | PE 25.24 SETIA VILLA 4 |  |  | Fail | Please check "Use"
378055668 | TNB | DISTRIBUTION | WP PUTRAJAYA & CYBERJAYA | Existing | 11 kV |  | RYB | VCBJ/PCE/J00116 | PE 25.24 SETIA VILLA 4 |  |  | Fail | Please check "Use"
378055669 | TNB | DISTRIBUTION | WP PUTRAJAYA & CYBERJAYA | Existing | 11 kV |  | RYB | VCBJ/PCE/J00116 | PE 25.24 SETIA VILLA 4 |  |  | Fail | Please check "Use"
378055748 | TNB | DISTRIBUTION | WP PUTRAJAYA & CYBERJAYA | Existing | 11 kV |  | RYB | VCBJ/PCE/J00112 | PE 25.19 SETIA VILLA 3 |  |  | Fail | Please check "Use"
378055749 | TNB | DISTRIBUTION | WP PUTRAJAYA & CYBERJAYA | Existing | 11 kV |  | RYB | VCBJ/PCE/J00112 | PE 25.19 SETIA VILLA 3 |  |  | Fail | Please check "Use"
378055754 | TNB | DISTRIBUTION | WP PUTRAJAYA & CYBERJAYA | Existing | 11 kV |  | RYB | VCBJ/PCE/J00112 | PE 25.19 SETIA VILLA 3 |  |  | Fail | Please check "Use"
378055760 | TNB | DISTRIBUTION | WP PUTRAJAYA & CYBERJAYA | Existing | 11 kV |  | RYB | VCBJ/PCE/J00112 | PE 25.19 SETIA VILLA 3 |  |  | Fail | Please check "Use"
378055761 | TNB | DISTRIBUTION | WP PUTRAJAYA & CYBERJAYA | Existing | 11 kV |  | RYB | VCBJ/PCE/J00112 | PE 25.19 SETIA VILLA 3 |  |  | Fail | Please check "Use"
378055765 | TNB | DISTRIBUTION | WP PUTRAJAYA & CYBERJAYA | Existing | 11 kV |  | RYB | VCBJ/PCE/J00112 | PE 25.19 SETIA VILLA 3 |  |  | Fail | Please check "Use"
378055768 | TNB | DISTRIBUTION | WP PUTRAJAYA & CYBERJAYA | Existing | 11 kV |  | RYB | VCBJ/PCE/J00112 | PE 25.19 SETIA VILLA 3 |  |  | Fail | Please check "Use"
378055769 | TNB | DISTRIBUTION | WP PUTRAJAYA & CYBERJAYA | Existing | 11 kV |  | RYB | VCBJ/PCE/J00112 | PE 25.19 SETIA VILLA 3 |  |  | Fail | Please check "Use"
378055847 | TNB | DISTRIBUTION | WP PUTRAJAYA & CYBERJAYA | Existing | 11 kV |  | RYB | VCBJ/PCE/J00110 | PE 25.18 SETIA VILLA 2 |  |  | Fail | Please check "Use"
378055848 | TNB | DISTRIBUTION | WP PUTRAJAYA & CYBERJAYA | Existing | 11 kV |  | RYB | VCBJ/PCE/J00110 | PE 25.18 SETIA VILLA 2 |  |  | Fail | Please check "Use"
378055853 | TNB | DISTRIBUTION | WP PUTRAJAYA & CYBERJAYA | Existing | 11 kV |  | RYB | VCBJ/PCE/J00110 | PE 25.18 SETIA VILLA 2 |  |  | Fail | Please check "Use"
378055859 | TNB | DISTRIBUTION | WP PUTRAJAYA & CYBERJAYA | Existing | 11 kV |  | RYB | VCBJ/PCE/J00110 | PE 25.18 SETIA VILLA 2 |  |  | Fail | Please check "Use"
378055860 | TNB | DISTRIBUTION | WP PUTRAJAYA & CYBERJAYA | Existing | 11 kV |  | RYB | VCBJ/PCE/J00110 | PE 25.18 SETIA VILLA 2 |  |  | Fail | Please check "Use"
378055864 | TNB | DISTRIBUTION | WP PUTRAJAYA & CYBERJAYA | Existing | 11 kV |  | RYB | VCBJ/PCE/J00110 | PE 25.18 SETIA VILLA 2 |  |  | Fail | Please check "Use"
378055867 | TNB | DISTRIBUTION | WP PUTRAJAYA & CYBERJAYA | Existing | 11 kV |  | RYB | VCBJ/PCE/J00110 | PE 25.18 SETIA VILLA 2 |  |  | Fail | Please check "Use"
378055868 | TNB | DISTRIBUTION | WP PUTRAJAYA & CYBERJAYA | Existing | 11 kV |  | RYB | VCBJ/PCE/J00110 | PE 25.18 SETIA VILLA 2 |  |  | Fail | Please check "Use"
378055952 | TNB | DISTRIBUTION | WP PUTRAJAYA & CYBERJAYA | Existing | 11 kV |  | RYB | VCBJ/PCE/J00109 | PE 25.17 SETIA VILLA 1 |  |  | Fail | Please check "Use"
378055953 | TNB | DISTRIBUTION | WP PUTRAJAYA & CYBERJAYA | Existing | 11 kV |  | RYB | VCBJ/PCE/J00109 | PE 25.17 SETIA VILLA 1 |  |  | Fail | Please check "Use"
378055958 | TNB | DISTRIBUTION | WP PUTRAJAYA & CYBERJAYA | Existing | 11 kV |  | RYB | VCBJ/PCE/J00109 | PE 25.17 SETIA VILLA 1 |  |  | Fail | Please check "Use"
378055964 | TNB | DISTRIBUTION | WP PUTRAJAYA & CYBERJAYA | Existing | 11 kV |  | RYB | VCBJ/PCE/J00109 | PE 25.17 SETIA VILLA 1 |  |  | Fail | Please check "Use"
378055965 | TNB | DISTRIBUTION | WP PUTRAJAYA & CYBERJAYA | Existing | 11 kV |  | RYB | VCBJ/PCE/J00109 | PE 25.17 SETIA VILLA 1 |  |  | Fail | Please check "Use"
378055969 | TNB | DISTRIBUTION | WP PUTRAJAYA & CYBERJAYA | Existing | 11 kV |  | RYB | VCBJ/PCE/J00109 | PE 25.17 SETIA VILLA 1 |  |  | Fail | Please check "Use"
378055972 | TNB | DISTRIBUTION | WP PUTRAJAYA & CYBERJAYA | Existing | 11 kV |  | RYB | VCBJ/PCE/J00109 | PE 25.17 SETIA VILLA 1 |  |  | Fail | Please check "Use"
378055973 | TNB | DISTRIBUTION | WP PUTRAJAYA & CYBERJAYA | Existing | 11 kV |  | RYB | VCBJ/PCE/J00109 | PE 25.17 SETIA VILLA 1 |  |  | Fail | Please check "Use"
378056048 | TNB | DISTRIBUTION | WP PUTRAJAYA & CYBERJAYA | Existing | 11 kV |  | RYB | VCBJ/PCE/J25221 | PE 25.22 SETIA MARINA 3 |  |  | Fail | Please check "Use"
378056049 | TNB | DISTRIBUTION | WP PUTRAJAYA & CYBERJAYA | Existing | 11 kV |  | RYB | VCBJ/PCE/J25221 | PE 25.22 SETIA MARINA 3 |  |  | Fail | Please check "Use"
378056054 | TNB | DISTRIBUTION | WP PUTRAJAYA & CYBERJAYA | Existing | 11 kV |  | RYB | VCBJ/PCE/J25221 | PE 25.22 SETIA MARINA 3 |  |  | Fail | Please check "Use"
378056060 | TNB | DISTRIBUTION | WP PUTRAJAYA & CYBERJAYA | Existing | 11 kV |  | RYB | VCBJ/PCE/J25221 | PE 25.22 SETIA MARINA 3 |  |  | Fail | Please check "Use"
378056061 | TNB | DISTRIBUTION | WP PUTRAJAYA & CYBERJAYA | Existing | 11 kV |  | RYB | VCBJ/PCE/J25221 | PE 25.22 SETIA MARINA 3 |  |  | Fail | Please check "Use"
378056065 | TNB | DISTRIBUTION | WP PUTRAJAYA & CYBERJAYA | Existing | 11 kV |  | RYB | VCBJ/PCE/J25221 | PE 25.22 SETIA MARINA 3 |  |  | Fail | Please check "Use"
378056068 | TNB | DISTRIBUTION | WP PUTRAJAYA & CYBERJAYA | Existing | 11 kV |  | RYB | VCBJ/PCE/J25221 | PE 25.22 SETIA MARINA 3 |  |  | Fail | Please check "Use"
378056069 | TNB | DISTRIBUTION | WP PUTRAJAYA & CYBERJAYA | Existing | 11 kV |  | RYB | VCBJ/PCE/J25221 | PE 25.22 SETIA MARINA 3 |  |  | Fail | Please check "Use"
378056148 | TNB | DISTRIBUTION | WP PUTRAJAYA & CYBERJAYA | Existing | 11 kV |  | RYB | VCBJ/PCE/J25211 | PE 25.21 SETIA MARINA 2 |  |  | Fail | Please check "Use"
378056149 | TNB | DISTRIBUTION | WP PUTRAJAYA & CYBERJAYA | Existing | 11 kV |  | RYB | VCBJ/PCE/J25211 | PE 25.21 SETIA MARINA 2 |  |  | Fail | Please check "Use"
378056154 | TNB | DISTRIBUTION | WP PUTRAJAYA & CYBERJAYA | Existing | 11 kV |  | RYB | VCBJ/PCE/J25211 | PE 25.21 SETIA MARINA 2 |  |  | Fail | Please check "Use"
378056160 | TNB | DISTRIBUTION | WP PUTRAJAYA & CYBERJAYA | Existing | 11 kV |  | RYB | VCBJ/PCE/J25211 | PE 25.21 SETIA MARINA 2 |  |  | Fail | Please check "Use"
378056161 | TNB | DISTRIBUTION | WP PUTRAJAYA & CYBERJAYA | Existing | 11 kV |  | RYB | VCBJ/PCE/J25211 | PE 25.21 SETIA MARINA 2 |  |  | Fail | Please check "Use"
378056165 | TNB | DISTRIBUTION | WP PUTRAJAYA & CYBERJAYA | Existing | 11 kV |  | RYB | VCBJ/PCE/J25211 | PE 25.21 SETIA MARINA 2 |  |  | Fail | Please check "Use"
378056168 | TNB | DISTRIBUTION | WP PUTRAJAYA & CYBERJAYA | Existing | 11 kV |  | RYB | VCBJ/PCE/J25211 | PE 25.21 SETIA MARINA 2 |  |  | Fail | Please check "Use"
378056169 | TNB | DISTRIBUTION | WP PUTRAJAYA & CYBERJAYA | Existing | 11 kV |  | RYB | VCBJ/PCE/J25211 | PE 25.21 SETIA MARINA 2 |  |  | Fail | Please check "Use"
378056253 | TNB | DISTRIBUTION | WP PUTRAJAYA & CYBERJAYA | Existing | 11 kV |  | RYB | VCBJ/PCE/J25201 | PE 25.20 SETIA MARINA 1 |  |  | Fail | Please check "Use"
378056254 | TNB | DISTRIBUTION | WP PUTRAJAYA & CYBERJAYA | Existing | 11 kV |  | RYB | VCBJ/PCE/J25201 | PE 25.20 SETIA MARINA 1 |  |  | Fail | Please check "Use"
378056259 | TNB | DISTRIBUTION | WP PUTRAJAYA & CYBERJAYA | Existing | 11 kV |  | RYB | VCBJ/PCE/J25201 | PE 25.20 SETIA MARINA 1 |  |  | Fail | Please check "Use"
378056265 | TNB | DISTRIBUTION | WP PUTRAJAYA & CYBERJAYA | Existing | 11 kV |  | RYB | VCBJ/PCE/J25201 | PE 25.20 SETIA MARINA 1 |  |  | Fail | Please check "Use"
378056266 | TNB | DISTRIBUTION | WP PUTRAJAYA & CYBERJAYA | Existing | 11 kV |  | RYB | VCBJ/PCE/J25201 | PE 25.20 SETIA MARINA 1 |  |  | Fail | Please check "Use"
378056270 | TNB | DISTRIBUTION | WP PUTRAJAYA & CYBERJAYA | Existing | 11 kV |  | RYB | VCBJ/PCE/J25201 | PE 25.20 SETIA MARINA 1 |  |  | Fail | Please check "Use"
378056273 | TNB | DISTRIBUTION | WP PUTRAJAYA & CYBERJAYA | Existing | 11 kV |  | RYB | VCBJ/PCE/J25201 | PE 25.20 SETIA MARINA 1 |  |  | Fail | Please check "Use"
378056274 | TNB | DISTRIBUTION | WP PUTRAJAYA & CYBERJAYA | Existing | 11 kV |  | RYB | VCBJ/PCE/J25201 | PE 25.20 SETIA MARINA 1 |  |  | Fail | Please check "Use"
378056353 | TNB | DISTRIBUTION | WP PUTRAJAYA & CYBERJAYA | Existing | 11 kV |  | RYB | VCBJ/PCE/J23241 | SS 23.24 SOLTICE |  |  | Fail | Please check "Use"
378056357 | TNB | DISTRIBUTION | WP PUTRAJAYA & CYBERJAYA | Existing | 11 kV |  | RYB | VCBJ/PCE/J23241 | SS 23.24 SOLTICE |  |  | Fail | Please check "Use"
378056360 | TNB | DISTRIBUTION | WP PUTRAJAYA & CYBERJAYA | Existing | 11 kV |  | RYB | VCBJ/PCE/J23241 | SS 23.24 SOLTICE |  |  | Fail | Please check "Use"
378056361 | TNB | DISTRIBUTION | WP PUTRAJAYA & CYBERJAYA | Existing | 11 kV |  | RYB | VCBJ/PCE/J23241 | SS 23.24 SOLTICE |  |  | Fail | Please check "Use"
378056363 | TNB | DISTRIBUTION | WP PUTRAJAYA & CYBERJAYA | Existing | 11 kV |  | RYB | VCBJ/PCE/J23241 | SS 23.24 SOLTICE |  |  | Fail | Please check "Use"
378056365 | TNB | DISTRIBUTION | WP PUTRAJAYA & CYBERJAYA | Existing | 11 kV |  | RYB | VCBJ/PCE/J23241 | SS 23.24 SOLTICE |  |  | Fail | Please check "Use"
378056371 | TNB | DISTRIBUTION | WP PUTRAJAYA & CYBERJAYA | Existing | 11 kV |  | RYB | VCBJ/PCE/J23241 | SS 23.24 SOLTICE |  |  | Fail | Please check "Use"
378056372 | TNB | DISTRIBUTION | WP PUTRAJAYA & CYBERJAYA | Existing | 11 kV |  | RYB | VCBJ/PCE/J23241 | SS 23.24 SOLTICE |  |  | Fail | Please check "Use"
378056373 | TNB | DISTRIBUTION | WP PUTRAJAYA & CYBERJAYA | Existing | 11 kV |  | RYB | VCBJ/PCE/J23241 | SS 23.24 SOLTICE |  |  | Fail | Please check "Use"
378056376 | TNB | DISTRIBUTION | WP PUTRAJAYA & CYBERJAYA | Existing | 11 kV |  | RYB | VCBJ/PCE/J23241 | SS 23.24 SOLTICE |  |  | Fail | Please check "Use"
378056379 | TNB | DISTRIBUTION | WP PUTRAJAYA & CYBERJAYA | Existing | 11 kV |  | RYB | VCBJ/PCE/J23241 | SS 23.24 SOLTICE |  |  | Fail | Please check "Use"
378056387 | TNB | DISTRIBUTION | WP PUTRAJAYA & CYBERJAYA | Existing | 11 kV |  | RYB | VCBJ/PCE/J23241 | SS 23.24 SOLTICE |  |  | Fail | Please check "Use"
378056429 | TNB | DISTRIBUTION | WP PUTRAJAYA & CYBERJAYA | Existing | 11 kV |  | RYB | VCBJ/PCE/J23171 | PE 23.17 TEMP SERI MUTIARA |  |  | Fail | Please check "Use"
378056430 | TNB | DISTRIBUTION | WP PUTRAJAYA & CYBERJAYA | Existing | 11 kV |  | RYB | VCBJ/PCE/J23171 | PE 23.17 TEMP SERI MUTIARA |  |  | Fail | Please check "Use"
378056435 | TNB | DISTRIBUTION | WP PUTRAJAYA & CYBERJAYA | Existing | 11 kV |  | RYB | VCBJ/PCE/J23171 | PE 23.17 TEMP SERI MUTIARA |  |  | Fail | Please check "Use"
378056441 | TNB | DISTRIBUTION | WP PUTRAJAYA & CYBERJAYA | Existing | 11 kV |  | RYB | VCBJ/PCE/J23171 | PE 23.17 TEMP SERI MUTIARA |  |  | Fail | Please check "Use"
378056442 | TNB | DISTRIBUTION | WP PUTRAJAYA & CYBERJAYA | Existing | 11 kV |  | RYB | VCBJ/PCE/J23171 | PE 23.17 TEMP SERI MUTIARA |  |  | Fail | Please check "Use"
378056446 | TNB | DISTRIBUTION | WP PUTRAJAYA & CYBERJAYA | Existing | 11 kV |  | RYB | VCBJ/PCE/J23171 | PE 23.17 TEMP SERI MUTIARA |  |  | Fail | Please check "Use"
378056449 | TNB | DISTRIBUTION | WP PUTRAJAYA & CYBERJAYA | Existing | 11 kV |  | RYB | VCBJ/PCE/J23171 | PE 23.17 TEMP SERI MUTIARA |  |  | Fail | Please check "Use"
378056450 | TNB | DISTRIBUTION | WP PUTRAJAYA & CYBERJAYA | Existing | 11 kV |  | RYB | VCBJ/PCE/J23171 | PE 23.17 TEMP SERI MUTIARA |  |  | Fail | Please check "Use"
378056531 | TNB | DISTRIBUTION | WP PUTRAJAYA & CYBERJAYA | Existing | 11 kV |  | RYB | VCBJ/PCE/J00108 | SS 23.25 MUTIARA VILLE 4 |  |  | Fail | Please check "Use"
378056535 | TNB | DISTRIBUTION | WP PUTRAJAYA & CYBERJAYA | Existing | 11 kV |  | RYB | VCBJ/PCE/J00108 | SS 23.25 MUTIARA VILLE 4 |  |  | Fail | Please check "Use"
378056538 | TNB | DISTRIBUTION | WP PUTRAJAYA & CYBERJAYA | Existing | 11 kV |  | RYB | VCBJ/PCE/J00108 | SS 23.25 MUTIARA VILLE 4 |  |  | Fail | Please check "Use"
378056539 | TNB | DISTRIBUTION | WP PUTRAJAYA & CYBERJAYA | Existing | 11 kV |  | RYB | VCBJ/PCE/J00108 | SS 23.25 MUTIARA VILLE 4 |  |  | Fail | Please check "Use"
378056541 | TNB | DISTRIBUTION | WP PUTRAJAYA & CYBERJAYA | Existing | 11 kV |  | RYB | VCBJ/PCE/J00108 | SS 23.25 MUTIARA VILLE 4 |  |  | Fail | Please check "Use"
378056543 | TNB | DISTRIBUTION | WP PUTRAJAYA & CYBERJAYA | Existing | 11 kV |  | RYB | VCBJ/PCE/J00108 | SS 23.25 MUTIARA VILLE 4 |  |  | Fail | Please check "Use"
378056546 | TNB | DISTRIBUTION | WP PUTRAJAYA & CYBERJAYA | Existing | 11 kV |  | RYB | VCBJ/PCE/J00108 | SS 23.25 MUTIARA VILLE 4 |  |  | Fail | Please check "Use"
378056549 | TNB | DISTRIBUTION | WP PUTRAJAYA & CYBERJAYA | Existing | 11 kV |  | RYB | VCBJ/PCE/J00108 | SS 23.25 MUTIARA VILLE 4 |  |  | Fail | Please check "Use"
378056550 | TNB | DISTRIBUTION | WP PUTRAJAYA & CYBERJAYA | Existing | 11 kV |  | RYB | VCBJ/PCE/J00108 | SS 23.25 MUTIARA VILLE 4 |  |  | Fail | Please check "Use"
378056551 | TNB | DISTRIBUTION | WP PUTRAJAYA & CYBERJAYA | Existing | 11 kV |  | RYB | VCBJ/PCE/J00108 | SS 23.25 MUTIARA VILLE 4 |  |  | Fail | Please check "Use"
378056554 | TNB | DISTRIBUTION | WP PUTRAJAYA & CYBERJAYA | Existing | 11 kV |  | RYB | VCBJ/PCE/J00108 | SS 23.25 MUTIARA VILLE 4 |  |  | Fail | Please check "Use"
378056557 | TNB | DISTRIBUTION | WP PUTRAJAYA & CYBERJAYA | Existing | 11 kV |  | RYB | VCBJ/PCE/J00108 | SS 23.25 MUTIARA VILLE 4 |  |  | Fail | Please check "Use"
378056565 | TNB | DISTRIBUTION | WP PUTRAJAYA & CYBERJAYA | Existing | 11 kV |  | RYB | VCBJ/PCE/J00108 | SS 23.25 MUTIARA VILLE 4 |  |  | Fail | Please check "Use"
378056579 | TNB | DISTRIBUTION | WP PUTRAJAYA & CYBERJAYA | Existing | 11 kV |  | RYB | VCBJ/PCE/J23151 | SS 23.15 MUTIARA VILLE 3 F1 |  |  | Fail | Please check "Use"
378056582 | TNB | DISTRIBUTION | WP PUTRAJAYA & CYBERJAYA | Existing | 11 kV |  | RYB | VCBJ/PCE/J23151 | SS 23.15 MUTIARA VILLE 3 F1 |  |  | Fail | Please check "Use"
378056585 | TNB | DISTRIBUTION | WP PUTRAJAYA & CYBERJAYA | Existing | 11 kV |  | RYB | VCBJ/PCE/J23151 | SS 23.15 MUTIARA VILLE 3 F1 |  |  | Fail | Please check "Use"
378056586 | TNB | DISTRIBUTION | WP PUTRAJAYA & CYBERJAYA | Existing | 11 kV |  | RYB | VCBJ/PCE/J23151 | SS 23.15 MUTIARA VILLE 3 F1 |  |  | Fail | Please check "Use"
378056592 | TNB | DISTRIBUTION | WP PUTRAJAYA & CYBERJAYA | Existing | 11 kV |  | RYB | VCBJ/PCE/J23151 | SS 23.15 MUTIARA VILLE 3 F1 |  |  | Fail | Please check "Use"
378056599 | TNB | DISTRIBUTION | WP PUTRAJAYA & CYBERJAYA | Existing | 11 kV |  | RYB | VCBJ/PCE/J23151 | SS 23.15 MUTIARA VILLE 3 F1 |  |  | Fail | Please check "Use"
378056616 | TNB | DISTRIBUTION | WP PUTRAJAYA & CYBERJAYA | Existing | 11 kV |  | RYB | VCBJ/PCE/J23151 | SS 23.15 MUTIARA VILLE 3 F1 |  |  | Fail | Please check "Use"
378056618 | TNB | DISTRIBUTION | WP PUTRAJAYA & CYBERJAYA | Existing | 11 kV |  | RYB | VCBJ/PCE/J23151 | SS 23.15 MUTIARA VILLE 3 F1 |  |  | Fail | Please check "Use"
378056620 | TNB | DISTRIBUTION | WP PUTRAJAYA & CYBERJAYA | Existing | 11 kV |  | RYB | VCBJ/PCE/J23151 | SS 23.15 MUTIARA VILLE 3 F1 |  |  | Fail | Please check "Use"
378056625 | TNB | DISTRIBUTION | WP PUTRAJAYA & CYBERJAYA | Existing | 11 kV |  | RYB | VCBJ/PCE/J23151 | SS 23.15 MUTIARA VILLE 3 F1 |  |  | Fail | Please check "Use"
378056627 | TNB | DISTRIBUTION | WP PUTRAJAYA & CYBERJAYA | Existing | 11 kV |  | RYB | VCBJ/PCE/J23151 | SS 23.15 MUTIARA VILLE 3 F1 |  |  | Fail | Please check "Use"
378056632 | TNB | DISTRIBUTION | WP PUTRAJAYA & CYBERJAYA | Existing | 11 kV |  | RYB | VCBJ/PCE/J23151 | SS 23.15 MUTIARA VILLE 3 F1 |  |  | Fail | Please check "Use"
378056652 | TNB | DISTRIBUTION | WP PUTRAJAYA & CYBERJAYA | Existing | 11 kV |  | RYB | VPTJ/PCE/J02081 | PE 2.08 TMN WAWASAN (F1) |  |  | Fail | Please check "Use"
378056653 | TNB | DISTRIBUTION | WP PUTRAJAYA & CYBERJAYA | Existing | 11 kV |  | RYB | VPTJ/PCE/J02081 | PE 2.08 TMN WAWASAN (F1) |  |  | Fail | Please check "Use"
378056665 | TNB | DISTRIBUTION | WP PUTRAJAYA & CYBERJAYA | Existing | 11 kV |  | RYB | VPTJ/PCE/J02081 | PE 2.08 TMN WAWASAN (F1) |  |  | Fail | Please check "Use"
378056666 | TNB | DISTRIBUTION | WP PUTRAJAYA & CYBERJAYA | Existing | 11 kV |  | RYB | VPTJ/PCE/J02081 | PE 2.08 TMN WAWASAN (F1) |  |  | Fail | Please check "Use"
378056668 | TNB | DISTRIBUTION | WP PUTRAJAYA & CYBERJAYA | Existing | 11 kV |  | RYB | VPTJ/PCE/J02081 | PE 2.08 TMN WAWASAN (F1) |  |  | Fail | Please check "Use"
378056669 | TNB | DISTRIBUTION | WP PUTRAJAYA & CYBERJAYA | Existing | 11 kV |  | RYB | VPTJ/PCE/J02081 | PE 2.08 TMN WAWASAN (F1) |  |  | Fail | Please check "Use"
378056670 | TNB | DISTRIBUTION | WP PUTRAJAYA & CYBERJAYA | Existing | 11 kV |  | RYB | VPTJ/PCE/J02081 | PE 2.08 TMN WAWASAN (F1) |  |  | Fail | Please check "Use"
378056672 | TNB | DISTRIBUTION | WP PUTRAJAYA & CYBERJAYA | Existing | 11 kV |  | RYB | VPTJ/PCE/J02081 | PE 2.08 TMN WAWASAN (F1) |  |  | Fail | Please check "Use"
378056673 | TNB | DISTRIBUTION | WP PUTRAJAYA & CYBERJAYA | Existing | 11 kV |  | RYB | VPTJ/PCE/J02081 | PE 2.08 TMN WAWASAN (F1) |  |  | Fail | Please check "Use"
378056675 | TNB | DISTRIBUTION | WP PUTRAJAYA & CYBERJAYA | Existing | 11 kV |  | RYB | VPTJ/PCE/J02081 | PE 2.08 TMN WAWASAN (F1) |  |  | Fail | Please check "Use"
378056682 | TNB | DISTRIBUTION | WP PUTRAJAYA & CYBERJAYA | Existing | 11 kV |  | RYB | VPTJ/PCE/J02081 | PE 2.08 TMN WAWASAN (F1) |  |  | Fail | Please check "Use"
378056792 | TNB | DISTRIBUTION | WP PUTRAJAYA & CYBERJAYA | Existing | 11 kV |  | RYB | VPTJ/PCE/J02082 | PE 2.08 TMN WAWASAN (F2) |  |  | Fail | Please check "Use"
378056793 | TNB | DISTRIBUTION | WP PUTRAJAYA & CYBERJAYA | Existing | 11 kV |  | RYB | VPTJ/PCE/J02082 | PE 2.08 TMN WAWASAN (F2) |  |  | Fail | Please check "Use"
378056805 | TNB | DISTRIBUTION | WP PUTRAJAYA & CYBERJAYA | Existing | 11 kV |  | RYB | VPTJ/PCE/J02082 | PE 2.08 TMN WAWASAN (F2) |  |  | Fail | Please check "Use"
378056806 | TNB | DISTRIBUTION | WP PUTRAJAYA & CYBERJAYA | Existing | 11 kV |  | RYB | VPTJ/PCE/J02082 | PE 2.08 TMN WAWASAN (F2) |  |  | Fail | Please check "Use"
378056808 | TNB | DISTRIBUTION | WP PUTRAJAYA & CYBERJAYA | Existing | 11 kV |  | RYB | VPTJ/PCE/J02082 | PE 2.08 TMN WAWASAN (F2) |  |  | Fail | Please check "Use"
378056809 | TNB | DISTRIBUTION | WP PUTRAJAYA & CYBERJAYA | Existing | 11 kV |  | RYB | VPTJ/PCE/J02082 | PE 2.08 TMN WAWASAN (F2) |  |  | Fail | Please check "Use"
378056810 | TNB | DISTRIBUTION | WP PUTRAJAYA & CYBERJAYA | Existing | 11 kV |  | RYB | VPTJ/PCE/J02082 | PE 2.08 TMN WAWASAN (F2) |  |  | Fail | Please check "Use"
378056812 | TNB | DISTRIBUTION | WP PUTRAJAYA & CYBERJAYA | Existing | 11 kV |  | RYB | VPTJ/PCE/J02082 | PE 2.08 TMN WAWASAN (F2) |  |  | Fail | Please check "Use"
378056813 | TNB | DISTRIBUTION | WP PUTRAJAYA & CYBERJAYA | Existing | 11 kV |  | RYB | VPTJ/PCE/J02082 | PE 2.08 TMN WAWASAN (F2) |  |  | Fail | Please check "Use"
378056815 | TNB | DISTRIBUTION | WP PUTRAJAYA & CYBERJAYA | Existing | 11 kV |  | RYB | VPTJ/PCE/J02082 | PE 2.08 TMN WAWASAN (F2) |  |  | Fail | Please check "Use"
378056822 | TNB | DISTRIBUTION | WP PUTRAJAYA & CYBERJAYA | Existing | 11 kV |  | RYB | VPTJ/PCE/J02082 | PE 2.08 TMN WAWASAN (F2) |  |  | Fail | Please check "Use"
378056899 | TNB | DISTRIBUTION | WP PUTRAJAYA & CYBERJAYA | Existing | 11 kV |  | RYB | VPTJ/PCE/J02071 | PE 2.07 INSIDE PPU 18 (F1) |  |  | Fail | Please check "Use"
378056900 | TNB | DISTRIBUTION | WP PUTRAJAYA & CYBERJAYA | Existing | 11 kV |  | RYB | VPTJ/PCE/J02071 | PE 2.07 INSIDE PPU 18 (F1) |  |  | Fail | Please check "Use"
378056905 | TNB | DISTRIBUTION | WP PUTRAJAYA & CYBERJAYA | Existing | 11 kV |  | RYB | VPTJ/PCE/J02071 | PE 2.07 INSIDE PPU 18 (F1) |  |  | Fail | Please check "Use"
378056911 | TNB | DISTRIBUTION | WP PUTRAJAYA & CYBERJAYA | Existing | 11 kV |  | RYB | VPTJ/PCE/J02071 | PE 2.07 INSIDE PPU 18 (F1) |  |  | Fail | Please check "Use"
378056912 | TNB | DISTRIBUTION | WP PUTRAJAYA & CYBERJAYA | Existing | 11 kV |  | RYB | VPTJ/PCE/J02071 | PE 2.07 INSIDE PPU 18 (F1) |  |  | Fail | Please check "Use"
378056916 | TNB | DISTRIBUTION | WP PUTRAJAYA & CYBERJAYA | Existing | 11 kV |  | RYB | VPTJ/PCE/J02071 | PE 2.07 INSIDE PPU 18 (F1) |  |  | Fail | Please check "Use"
378056919 | TNB | DISTRIBUTION | WP PUTRAJAYA & CYBERJAYA | Existing | 11 kV |  | RYB | VPTJ/PCE/J02071 | PE 2.07 INSIDE PPU 18 (F1) |  |  | Fail | Please check "Use"
378056920 | TNB | DISTRIBUTION | WP PUTRAJAYA & CYBERJAYA | Existing | 11 kV |  | RYB | VPTJ/PCE/J02071 | PE 2.07 INSIDE PPU 18 (F1) |  |  | Fail | Please check "Use"
378057004 | TNB | DISTRIBUTION | WP PUTRAJAYA & CYBERJAYA | Existing | 11 kV |  | RYB | VPTJ/PCE/J02072 | PE 2.07 INSIDE PPU 18 (F2) |  |  | Fail | Please check "Use"
378057005 | TNB | DISTRIBUTION | WP PUTRAJAYA & CYBERJAYA | Existing | 11 kV |  | RYB | VPTJ/PCE/J02072 | PE 2.07 INSIDE PPU 18 (F2) |  |  | Fail | Please check "Use"
378057010 | TNB | DISTRIBUTION | WP PUTRAJAYA & CYBERJAYA | Existing | 11 kV |  | RYB | VPTJ/PCE/J02072 | PE 2.07 INSIDE PPU 18 (F2) |  |  | Fail | Please check "Use"
378057016 | TNB | DISTRIBUTION | WP PUTRAJAYA & CYBERJAYA | Existing | 11 kV |  | RYB | VPTJ/PCE/J02072 | PE 2.07 INSIDE PPU 18 (F2) |  |  | Fail | Please check "Use"
378057017 | TNB | DISTRIBUTION | WP PUTRAJAYA & CYBERJAYA | Existing | 11 kV |  | RYB | VPTJ/PCE/J02072 | PE 2.07 INSIDE PPU 18 (F2) |  |  | Fail | Please check "Use"
378057021 | TNB | DISTRIBUTION | WP PUTRAJAYA & CYBERJAYA | Existing | 11 kV |  | RYB | VPTJ/PCE/J02072 | PE 2.07 INSIDE PPU 18 (F2) |  |  | Fail | Please check "Use"
378057024 | TNB | DISTRIBUTION | WP PUTRAJAYA & CYBERJAYA | Existing | 11 kV |  | RYB | VPTJ/PCE/J02072 | PE 2.07 INSIDE PPU 18 (F2) |  |  | Fail | Please check "Use"
378057025 | TNB | DISTRIBUTION | WP PUTRAJAYA & CYBERJAYA | Existing | 11 kV |  | RYB | VPTJ/PCE/J02072 | PE 2.07 INSIDE PPU 18 (F2) |  |  | Fail | Please check "Use"
378057173 | TNB | DISTRIBUTION | WP PUTRAJAYA & CYBERJAYA | Existing | 11 kV |  | RYB | VPTJ/PCE/J02062 | PE 2.06 PS 15 (F2) |  |  | Fail | Please check "Use"
378057174 | TNB | DISTRIBUTION | WP PUTRAJAYA & CYBERJAYA | Existing | 11 kV |  | RYB | VPTJ/PCE/J02062 | PE 2.06 PS 15 (F2) |  |  | Fail | Please check "Use"
378057179 | TNB | DISTRIBUTION | WP PUTRAJAYA & CYBERJAYA | Existing | 11 kV |  | RYB | VPTJ/PCE/J02062 | PE 2.06 PS 15 (F2) |  |  | Fail | Please check "Use"
378057185 | TNB | DISTRIBUTION | WP PUTRAJAYA & CYBERJAYA | Existing | 11 kV |  | RYB | VPTJ/PCE/J02062 | PE 2.06 PS 15 (F2) |  |  | Fail | Please check "Use"
378057186 | TNB | DISTRIBUTION | WP PUTRAJAYA & CYBERJAYA | Existing | 11 kV |  | RYB | VPTJ/PCE/J02062 | PE 2.06 PS 15 (F2) |  |  | Fail | Please check "Use"
378057190 | TNB | DISTRIBUTION | WP PUTRAJAYA & CYBERJAYA | Existing | 11 kV |  | RYB | VPTJ/PCE/J02062 | PE 2.06 PS 15 (F2) |  |  | Fail | Please check "Use"
378057193 | TNB | DISTRIBUTION | WP PUTRAJAYA & CYBERJAYA | Existing | 11 kV |  | RYB | VPTJ/PCE/J02062 | PE 2.06 PS 15 (F2) |  |  | Fail | Please check "Use"
378057194 | TNB | DISTRIBUTION | WP PUTRAJAYA & CYBERJAYA | Existing | 11 kV |  | RYB | VPTJ/PCE/J02062 | PE 2.06 PS 15 (F2) |  |  | Fail | Please check "Use"
378057279 | TNB | DISTRIBUTION | WP PUTRAJAYA & CYBERJAYA | Existing | 11 kV |  | RYB | VPTJ/PCE/J02291 | PE 2.29 TEMP SKYRIDE |  |  | Fail | Please check "Use"
378057280 | TNB | DISTRIBUTION | WP PUTRAJAYA & CYBERJAYA | Existing | 11 kV |  | RYB | VPTJ/PCE/J02291 | PE 2.29 TEMP SKYRIDE |  |  | Fail | Please check "Use"
378057285 | TNB | DISTRIBUTION | WP PUTRAJAYA & CYBERJAYA | Existing | 11 kV |  | RYB | VPTJ/PCE/J02291 | PE 2.29 TEMP SKYRIDE |  |  | Fail | Please check "Use"
378057291 | TNB | DISTRIBUTION | WP PUTRAJAYA & CYBERJAYA | Existing | 11 kV |  | RYB | VPTJ/PCE/J02291 | PE 2.29 TEMP SKYRIDE |  |  | Fail | Please check "Use"
378057292 | TNB | DISTRIBUTION | WP PUTRAJAYA & CYBERJAYA | Existing | 11 kV |  | RYB | VPTJ/PCE/J02291 | PE 2.29 TEMP SKYRIDE |  |  | Fail | Please check "Use"
378057296 | TNB | DISTRIBUTION | WP PUTRAJAYA & CYBERJAYA | Existing | 11 kV |  | RYB | VPTJ/PCE/J02291 | PE 2.29 TEMP SKYRIDE |  |  | Fail | Please check "Use"
378057299 | TNB | DISTRIBUTION | WP PUTRAJAYA & CYBERJAYA | Existing | 11 kV |  | RYB | VPTJ/PCE/J02291 | PE 2.29 TEMP SKYRIDE |  |  | Fail | Please check "Use"
378057300 | TNB | DISTRIBUTION | WP PUTRAJAYA & CYBERJAYA | Existing | 11 kV |  | RYB | VPTJ/PCE/J02291 | PE 2.29 TEMP SKYRIDE |  |  | Fail | Please check "Use"
378057393 | TNB | DISTRIBUTION | WP PUTRAJAYA & CYBERJAYA | Existing | 11 kV |  | RYB | VPTJ/PCE/J18251 | PE 18.25 KOMPLEKS SEK FASA 3 |  |  | Fail | Please check "Use"
378057394 | TNB | DISTRIBUTION | WP PUTRAJAYA & CYBERJAYA | Existing | 11 kV |  | RYB | VPTJ/PCE/J18251 | PE 18.25 KOMPLEKS SEK FASA 3 |  |  | Fail | Please check "Use"
378057399 | TNB | DISTRIBUTION | WP PUTRAJAYA & CYBERJAYA | Existing | 11 kV |  | RYB | VPTJ/PCE/J18251 | PE 18.25 KOMPLEKS SEK FASA 3 |  |  | Fail | Please check "Use"
378057405 | TNB | DISTRIBUTION | WP PUTRAJAYA & CYBERJAYA | Existing | 11 kV |  | RYB | VPTJ/PCE/J18251 | PE 18.25 KOMPLEKS SEK FASA 3 |  |  | Fail | Please check "Use"
378057406 | TNB | DISTRIBUTION | WP PUTRAJAYA & CYBERJAYA | Existing | 11 kV |  | RYB | VPTJ/PCE/J18251 | PE 18.25 KOMPLEKS SEK FASA 3 |  |  | Fail | Please check "Use"
378057410 | TNB | DISTRIBUTION | WP PUTRAJAYA & CYBERJAYA | Existing | 11 kV |  | RYB | VPTJ/PCE/J18251 | PE 18.25 KOMPLEKS SEK FASA 3 |  |  | Fail | Please check "Use"
378057413 | TNB | DISTRIBUTION | WP PUTRAJAYA & CYBERJAYA | Existing | 11 kV |  | RYB | VPTJ/PCE/J18251 | PE 18.25 KOMPLEKS SEK FASA 3 |  |  | Fail | Please check "Use"
378057414 | TNB | DISTRIBUTION | WP PUTRAJAYA & CYBERJAYA | Existing | 11 kV |  | RYB | VPTJ/PCE/J18251 | PE 18.25 KOMPLEKS SEK FASA 3 |  |  | Fail | Please check "Use"
378057494 | TNB | DISTRIBUTION | WP PUTRAJAYA & CYBERJAYA | Existing | 11 kV |  | RYB | VPTJ/PCE/J18171 | PE 18.17 BLOK H 18R12 (F1) |  |  | Fail | Please check "Use"
378057495 | TNB | DISTRIBUTION | WP PUTRAJAYA & CYBERJAYA | Existing | 11 kV |  | RYB | VPTJ/PCE/J18171 | PE 18.17 BLOK H 18R12 (F1) |  |  | Fail | Please check "Use"
378057500 | TNB | DISTRIBUTION | WP PUTRAJAYA & CYBERJAYA | Existing | 11 kV |  | RYB | VPTJ/PCE/J18171 | PE 18.17 BLOK H 18R12 (F1) |  |  | Fail | Please check "Use"
378057506 | TNB | DISTRIBUTION | WP PUTRAJAYA & CYBERJAYA | Existing | 11 kV |  | RYB | VPTJ/PCE/J18171 | PE 18.17 BLOK H 18R12 (F1) |  |  | Fail | Please check "Use"
378057507 | TNB | DISTRIBUTION | WP PUTRAJAYA & CYBERJAYA | Existing | 11 kV |  | RYB | VPTJ/PCE/J18171 | PE 18.17 BLOK H 18R12 (F1) |  |  | Fail | Please check "Use"
378057511 | TNB | DISTRIBUTION | WP PUTRAJAYA & CYBERJAYA | Existing | 11 kV |  | RYB | VPTJ/PCE/J18171 | PE 18.17 BLOK H 18R12 (F1) |  |  | Fail | Please check "Use"
378057514 | TNB | DISTRIBUTION | WP PUTRAJAYA & CYBERJAYA | Existing | 11 kV |  | RYB | VPTJ/PCE/J18171 | PE 18.17 BLOK H 18R12 (F1) |  |  | Fail | Please check "Use"
378057515 | TNB | DISTRIBUTION | WP PUTRAJAYA & CYBERJAYA | Existing | 11 kV |  | RYB | VPTJ/PCE/J18171 | PE 18.17 BLOK H 18R12 (F1) |  |  | Fail | Please check "Use"
378057590 | TNB | DISTRIBUTION | WP PUTRAJAYA & CYBERJAYA | Existing | 11 kV |  | RYB | VPTJ/PCE/J18172 | PE 18.17 BLOK H 18R12 (F2) |  |  | Fail | Please check "Use"
378057591 | TNB | DISTRIBUTION | WP PUTRAJAYA & CYBERJAYA | Existing | 11 kV |  | RYB | VPTJ/PCE/J18172 | PE 18.17 BLOK H 18R12 (F2) |  |  | Fail | Please check "Use"
378057596 | TNB | DISTRIBUTION | WP PUTRAJAYA & CYBERJAYA | Existing | 11 kV |  | RYB | VPTJ/PCE/J18172 | PE 18.17 BLOK H 18R12 (F2) |  |  | Fail | Please check "Use"
378057602 | TNB | DISTRIBUTION | WP PUTRAJAYA & CYBERJAYA | Existing | 11 kV |  | RYB | VPTJ/PCE/J18172 | PE 18.17 BLOK H 18R12 (F2) |  |  | Fail | Please check "Use"
378057603 | TNB | DISTRIBUTION | WP PUTRAJAYA & CYBERJAYA | Existing | 11 kV |  | RYB | VPTJ/PCE/J18172 | PE 18.17 BLOK H 18R12 (F2) |  |  | Fail | Please check "Use"
378057607 | TNB | DISTRIBUTION | WP PUTRAJAYA & CYBERJAYA | Existing | 11 kV |  | RYB | VPTJ/PCE/J18172 | PE 18.17 BLOK H 18R12 (F2) |  |  | Fail | Please check "Use"
378057610 | TNB | DISTRIBUTION | WP PUTRAJAYA & CYBERJAYA | Existing | 11 kV |  | RYB | VPTJ/PCE/J18172 | PE 18.17 BLOK H 18R12 (F2) |  |  | Fail | Please check "Use"
378057611 | TNB | DISTRIBUTION | WP PUTRAJAYA & CYBERJAYA | Existing | 11 kV |  | RYB | VPTJ/PCE/J18172 | PE 18.17 BLOK H 18R12 (F2) |  |  | Fail | Please check "Use"
378057756 | TNB | DISTRIBUTION | WP PUTRAJAYA & CYBERJAYA | Existing | 11 kV |  | RYB | VPTJ/PCE/J18161 | PE 18.16 BLOK G 18R12 (F1) |  |  | Fail | Please check "Use"
378057757 | TNB | DISTRIBUTION | WP PUTRAJAYA & CYBERJAYA | Existing | 11 kV |  | RYB | VPTJ/PCE/J18161 | PE 18.16 BLOK G 18R12 (F1) |  |  | Fail | Please check "Use"
378057762 | TNB | DISTRIBUTION | WP PUTRAJAYA & CYBERJAYA | Existing | 11 kV |  | RYB | VPTJ/PCE/J18161 | PE 18.16 BLOK G 18R12 (F1) |  |  | Fail | Please check "Use"
378057768 | TNB | DISTRIBUTION | WP PUTRAJAYA & CYBERJAYA | Existing | 11 kV |  | RYB | VPTJ/PCE/J18161 | PE 18.16 BLOK G 18R12 (F1) |  |  | Fail | Please check "Use"
378057769 | TNB | DISTRIBUTION | WP PUTRAJAYA & CYBERJAYA | Existing | 11 kV |  | RYB | VPTJ/PCE/J18161 | PE 18.16 BLOK G 18R12 (F1) |  |  | Fail | Please check "Use"
378057773 | TNB | DISTRIBUTION | WP PUTRAJAYA & CYBERJAYA | Existing | 11 kV |  | RYB | VPTJ/PCE/J18161 | PE 18.16 BLOK G 18R12 (F1) |  |  | Fail | Please check "Use"
378057776 | TNB | DISTRIBUTION | WP PUTRAJAYA & CYBERJAYA | Existing | 11 kV |  | RYB | VPTJ/PCE/J18161 | PE 18.16 BLOK G 18R12 (F1) |  |  | Fail | Please check "Use"
378057777 | TNB | DISTRIBUTION | WP PUTRAJAYA & CYBERJAYA | Existing | 11 kV |  | RYB | VPTJ/PCE/J18161 | PE 18.16 BLOK G 18R12 (F1) |  |  | Fail | Please check "Use"
378057852 | TNB | DISTRIBUTION | WP PUTRAJAYA & CYBERJAYA | Existing | 11 kV |  | RYB | VPTJ/PCE/J18162 | PE 18.16 BLOK G 18R12 (F2) |  |  | Fail | Please check "Use"
378057853 | TNB | DISTRIBUTION | WP PUTRAJAYA & CYBERJAYA | Existing | 11 kV |  | RYB | VPTJ/PCE/J18162 | PE 18.16 BLOK G 18R12 (F2) |  |  | Fail | Please check "Use"
378057858 | TNB | DISTRIBUTION | WP PUTRAJAYA & CYBERJAYA | Existing | 11 kV |  | RYB | VPTJ/PCE/J18162 | PE 18.16 BLOK G 18R12 (F2) |  |  | Fail | Please check "Use"
378057864 | TNB | DISTRIBUTION | WP PUTRAJAYA & CYBERJAYA | Existing | 11 kV |  | RYB | VPTJ/PCE/J18162 | PE 18.16 BLOK G 18R12 (F2) |  |  | Fail | Please check "Use"
378057865 | TNB | DISTRIBUTION | WP PUTRAJAYA & CYBERJAYA | Existing | 11 kV |  | RYB | VPTJ/PCE/J18162 | PE 18.16 BLOK G 18R12 (F2) |  |  | Fail | Please check "Use"
378057869 | TNB | DISTRIBUTION | WP PUTRAJAYA & CYBERJAYA | Existing | 11 kV |  | RYB | VPTJ/PCE/J18162 | PE 18.16 BLOK G 18R12 (F2) |  |  | Fail | Please check "Use"
378057872 | TNB | DISTRIBUTION | WP PUTRAJAYA & CYBERJAYA | Existing | 11 kV |  | RYB | VPTJ/PCE/J18162 | PE 18.16 BLOK G 18R12 (F2) |  |  | Fail | Please check "Use"
378057873 | TNB | DISTRIBUTION | WP PUTRAJAYA & CYBERJAYA | Existing | 11 kV |  | RYB | VPTJ/PCE/J18162 | PE 18.16 BLOK G 18R12 (F2) |  |  | Fail | Please check "Use"
378057958 | TNB | DISTRIBUTION | WP PUTRAJAYA & CYBERJAYA | Existing | 11 kV |  | RYB | VPTJ/PCE/J18151 | PE 18.15 BLOK E&F 18R12 (F1) |  |  | Fail | Please check "Use"
378057959 | TNB | DISTRIBUTION | WP PUTRAJAYA & CYBERJAYA | Existing | 11 kV |  | RYB | VPTJ/PCE/J18151 | PE 18.15 BLOK E&F 18R12 (F1) |  |  | Fail | Please check "Use"
378057964 | TNB | DISTRIBUTION | WP PUTRAJAYA & CYBERJAYA | Existing | 11 kV |  | RYB | VPTJ/PCE/J18151 | PE 18.15 BLOK E&F 18R12 (F1) |  |  | Fail | Please check "Use"
378057970 | TNB | DISTRIBUTION | WP PUTRAJAYA & CYBERJAYA | Existing | 11 kV |  | RYB | VPTJ/PCE/J18151 | PE 18.15 BLOK E&F 18R12 (F1) |  |  | Fail | Please check "Use"
378057971 | TNB | DISTRIBUTION | WP PUTRAJAYA & CYBERJAYA | Existing | 11 kV |  | RYB | VPTJ/PCE/J18151 | PE 18.15 BLOK E&F 18R12 (F1) |  |  | Fail | Please check "Use"
378057975 | TNB | DISTRIBUTION | WP PUTRAJAYA & CYBERJAYA | Existing | 11 kV |  | RYB | VPTJ/PCE/J18151 | PE 18.15 BLOK E&F 18R12 (F1) |  |  | Fail | Please check "Use"
378057978 | TNB | DISTRIBUTION | WP PUTRAJAYA & CYBERJAYA | Existing | 11 kV |  | RYB | VPTJ/PCE/J18151 | PE 18.15 BLOK E&F 18R12 (F1) |  |  | Fail | Please check "Use"
378057979 | TNB | DISTRIBUTION | WP PUTRAJAYA & CYBERJAYA | Existing | 11 kV |  | RYB | VPTJ/PCE/J18151 | PE 18.15 BLOK E&F 18R12 (F1) |  |  | Fail | Please check "Use"
378058056 | TNB | DISTRIBUTION | WP PUTRAJAYA & CYBERJAYA | Existing | 11 kV |  | RYB | VPTJ/PCE/J18152 | PE 18.15 BLOK E&F 18R12 (F2) |  |  | Fail | Please check "Use"
378058057 | TNB | DISTRIBUTION | WP PUTRAJAYA & CYBERJAYA | Existing | 11 kV |  | RYB | VPTJ/PCE/J18152 | PE 18.15 BLOK E&F 18R12 (F2) |  |  | Fail | Please check "Use"
378058062 | TNB | DISTRIBUTION | WP PUTRAJAYA & CYBERJAYA | Existing | 11 kV |  | RYB | VPTJ/PCE/J18152 | PE 18.15 BLOK E&F 18R12 (F2) |  |  | Fail | Please check "Use"
378058068 | TNB | DISTRIBUTION | WP PUTRAJAYA & CYBERJAYA | Existing | 11 kV |  | RYB | VPTJ/PCE/J18152 | PE 18.15 BLOK E&F 18R12 (F2) |  |  | Fail | Please check "Use"
378058069 | TNB | DISTRIBUTION | WP PUTRAJAYA & CYBERJAYA | Existing | 11 kV |  | RYB | VPTJ/PCE/J18152 | PE 18.15 BLOK E&F 18R12 (F2) |  |  | Fail | Please check "Use"
378058073 | TNB | DISTRIBUTION | WP PUTRAJAYA & CYBERJAYA | Existing | 11 kV |  | RYB | VPTJ/PCE/J18152 | PE 18.15 BLOK E&F 18R12 (F2) |  |  | Fail | Please check "Use"
378058076 | TNB | DISTRIBUTION | WP PUTRAJAYA & CYBERJAYA | Existing | 11 kV |  | RYB | VPTJ/PCE/J18152 | PE 18.15 BLOK E&F 18R12 (F2) |  |  | Fail | Please check "Use"
378058077 | TNB | DISTRIBUTION | WP PUTRAJAYA & CYBERJAYA | Existing | 11 kV |  | RYB | VPTJ/PCE/J18152 | PE 18.15 BLOK E&F 18R12 (F2) |  |  | Fail | Please check "Use"
378058155 | TNB | DISTRIBUTION | WP PUTRAJAYA & CYBERJAYA | Existing | 11 kV |  | RYB | VPTJ/PCE/J18181 | PE 18.18 BLOK C&D 18R12 (F1) |  |  | Fail | Please check "Use"
378058156 | TNB | DISTRIBUTION | WP PUTRAJAYA & CYBERJAYA | Existing | 11 kV |  | RYB | VPTJ/PCE/J18181 | PE 18.18 BLOK C&D 18R12 (F1) |  |  | Fail | Please check "Use"
378058161 | TNB | DISTRIBUTION | WP PUTRAJAYA & CYBERJAYA | Existing | 11 kV |  | RYB | VPTJ/PCE/J18181 | PE 18.18 BLOK C&D 18R12 (F1) |  |  | Fail | Please check "Use"
378058167 | TNB | DISTRIBUTION | WP PUTRAJAYA & CYBERJAYA | Existing | 11 kV |  | RYB | VPTJ/PCE/J18181 | PE 18.18 BLOK C&D 18R12 (F1) |  |  | Fail | Please check "Use"
378058168 | TNB | DISTRIBUTION | WP PUTRAJAYA & CYBERJAYA | Existing | 11 kV |  | RYB | VPTJ/PCE/J18181 | PE 18.18 BLOK C&D 18R12 (F1) |  |  | Fail | Please check "Use"
378058172 | TNB | DISTRIBUTION | WP PUTRAJAYA & CYBERJAYA | Existing | 11 kV |  | RYB | VPTJ/PCE/J18181 | PE 18.18 BLOK C&D 18R12 (F1) |  |  | Fail | Please check "Use"
378058175 | TNB | DISTRIBUTION | WP PUTRAJAYA & CYBERJAYA | Existing | 11 kV |  | RYB | VPTJ/PCE/J18181 | PE 18.18 BLOK C&D 18R12 (F1) |  |  | Fail | Please check "Use"
378058176 | TNB | DISTRIBUTION | WP PUTRAJAYA & CYBERJAYA | Existing | 11 kV |  | RYB | VPTJ/PCE/J18181 | PE 18.18 BLOK C&D 18R12 (F1) |  |  | Fail | Please check "Use"
378058249 | TNB | DISTRIBUTION | WP PUTRAJAYA & CYBERJAYA | Existing | 11 kV |  | RYB | VPTJ/PCE/J18182 | PE 18.18 BLOK C&D 18R12 (F2) |  |  | Fail | Please check "Use"
378058250 | TNB | DISTRIBUTION | WP PUTRAJAYA & CYBERJAYA | Existing | 11 kV |  | RYB | VPTJ/PCE/J18182 | PE 18.18 BLOK C&D 18R12 (F2) |  |  | Fail | Please check "Use"
378058255 | TNB | DISTRIBUTION | WP PUTRAJAYA & CYBERJAYA | Existing | 11 kV |  | RYB | VPTJ/PCE/J18182 | PE 18.18 BLOK C&D 18R12 (F2) |  |  | Fail | Please check "Use"
378058261 | TNB | DISTRIBUTION | WP PUTRAJAYA & CYBERJAYA | Existing | 11 kV |  | RYB | VPTJ/PCE/J18182 | PE 18.18 BLOK C&D 18R12 (F2) |  |  | Fail | Please check "Use"
378058262 | TNB | DISTRIBUTION | WP PUTRAJAYA & CYBERJAYA | Existing | 11 kV |  | RYB | VPTJ/PCE/J18182 | PE 18.18 BLOK C&D 18R12 (F2) |  |  | Fail | Please check "Use"
378058266 | TNB | DISTRIBUTION | WP PUTRAJAYA & CYBERJAYA | Existing | 11 kV |  | RYB | VPTJ/PCE/J18182 | PE 18.18 BLOK C&D 18R12 (F2) |  |  | Fail | Please check "Use"
378058269 | TNB | DISTRIBUTION | WP PUTRAJAYA & CYBERJAYA | Existing | 11 kV |  | RYB | VPTJ/PCE/J18182 | PE 18.18 BLOK C&D 18R12 (F2) |  |  | Fail | Please check "Use"
378058270 | TNB | DISTRIBUTION | WP PUTRAJAYA & CYBERJAYA | Existing | 11 kV |  | RYB | VPTJ/PCE/J18182 | PE 18.18 BLOK C&D 18R12 (F2) |  |  | Fail | Please check "Use"
378058360 | TNB | DISTRIBUTION | WP PUTRAJAYA & CYBERJAYA | Existing | 11 kV |  | RYB | VPTJ/PCE/J18191 | PE 18.19 BLOK A&B 18R12 (F1) |  |  | Fail | Please check "Use"
378058361 | TNB | DISTRIBUTION | WP PUTRAJAYA & CYBERJAYA | Existing | 11 kV |  | RYB | VPTJ/PCE/J18191 | PE 18.19 BLOK A&B 18R12 (F1) |  |  | Fail | Please check "Use"
378058366 | TNB | DISTRIBUTION | WP PUTRAJAYA & CYBERJAYA | Existing | 11 kV |  | RYB | VPTJ/PCE/J18191 | PE 18.19 BLOK A&B 18R12 (F1) |  |  | Fail | Please check "Use"
378058372 | TNB | DISTRIBUTION | WP PUTRAJAYA & CYBERJAYA | Existing | 11 kV |  | RYB | VPTJ/PCE/J18191 | PE 18.19 BLOK A&B 18R12 (F1) |  |  | Fail | Please check "Use"
378058373 | TNB | DISTRIBUTION | WP PUTRAJAYA & CYBERJAYA | Existing | 11 kV |  | RYB | VPTJ/PCE/J18191 | PE 18.19 BLOK A&B 18R12 (F1) |  |  | Fail | Please check "Use"
378058377 | TNB | DISTRIBUTION | WP PUTRAJAYA & CYBERJAYA | Existing | 11 kV |  | RYB | VPTJ/PCE/J18191 | PE 18.19 BLOK A&B 18R12 (F1) |  |  | Fail | Please check "Use"
378058380 | TNB | DISTRIBUTION | WP PUTRAJAYA & CYBERJAYA | Existing | 11 kV |  | RYB | VPTJ/PCE/J18191 | PE 18.19 BLOK A&B 18R12 (F1) |  |  | Fail | Please check "Use"
378058381 | TNB | DISTRIBUTION | WP PUTRAJAYA & CYBERJAYA | Existing | 11 kV |  | RYB | VPTJ/PCE/J18191 | PE 18.19 BLOK A&B 18R12 (F1) |  |  | Fail | Please check "Use"
378058454 | TNB | DISTRIBUTION | WP PUTRAJAYA & CYBERJAYA | Existing | 11 kV |  | RYB | VPTJ/PCE/J18192 | PE 18.19 BLOK A&B 18R12 (F2) |  |  | Fail | Please check "Use"
378058455 | TNB | DISTRIBUTION | WP PUTRAJAYA & CYBERJAYA | Existing | 11 kV |  | RYB | VPTJ/PCE/J18192 | PE 18.19 BLOK A&B 18R12 (F2) |  |  | Fail | Please check "Use"
378058460 | TNB | DISTRIBUTION | WP PUTRAJAYA & CYBERJAYA | Existing | 11 kV |  | RYB | VPTJ/PCE/J18192 | PE 18.19 BLOK A&B 18R12 (F2) |  |  | Fail | Please check "Use"
378058466 | TNB | DISTRIBUTION | WP PUTRAJAYA & CYBERJAYA | Existing | 11 kV |  | RYB | VPTJ/PCE/J18192 | PE 18.19 BLOK A&B 18R12 (F2) |  |  | Fail | Please check "Use"
378058467 | TNB | DISTRIBUTION | WP PUTRAJAYA & CYBERJAYA | Existing | 11 kV |  | RYB | VPTJ/PCE/J18192 | PE 18.19 BLOK A&B 18R12 (F2) |  |  | Fail | Please check "Use"
378058471 | TNB | DISTRIBUTION | WP PUTRAJAYA & CYBERJAYA | Existing | 11 kV |  | RYB | VPTJ/PCE/J18192 | PE 18.19 BLOK A&B 18R12 (F2) |  |  | Fail | Please check "Use"
378058474 | TNB | DISTRIBUTION | WP PUTRAJAYA & CYBERJAYA | Existing | 11 kV |  | RYB | VPTJ/PCE/J18192 | PE 18.19 BLOK A&B 18R12 (F2) |  |  | Fail | Please check "Use"
378058475 | TNB | DISTRIBUTION | WP PUTRAJAYA & CYBERJAYA | Existing | 11 kV |  | RYB | VPTJ/PCE/J18192 | PE 18.19 BLOK A&B 18R12 (F2) |  |  | Fail | Please check "Use"
378058559 | TNB | DISTRIBUTION | WP PUTRAJAYA & CYBERJAYA | Existing | 11 kV |  | RYB | VPTJ/PCE/J18241 | PE 18.24 BLOK D 18R13 (F1) |  |  | Fail | Please check "Use"
378058560 | TNB | DISTRIBUTION | WP PUTRAJAYA & CYBERJAYA | Existing | 11 kV |  | RYB | VPTJ/PCE/J18241 | PE 18.24 BLOK D 18R13 (F1) |  |  | Fail | Please check "Use"
378058565 | TNB | DISTRIBUTION | WP PUTRAJAYA & CYBERJAYA | Existing | 11 kV |  | RYB | VPTJ/PCE/J18241 | PE 18.24 BLOK D 18R13 (F1) |  |  | Fail | Please check "Use"
378058571 | TNB | DISTRIBUTION | WP PUTRAJAYA & CYBERJAYA | Existing | 11 kV |  | RYB | VPTJ/PCE/J18241 | PE 18.24 BLOK D 18R13 (F1) |  |  | Fail | Please check "Use"
378058572 | TNB | DISTRIBUTION | WP PUTRAJAYA & CYBERJAYA | Existing | 11 kV |  | RYB | VPTJ/PCE/J18241 | PE 18.24 BLOK D 18R13 (F1) |  |  | Fail | Please check "Use"
378058576 | TNB | DISTRIBUTION | WP PUTRAJAYA & CYBERJAYA | Existing | 11 kV |  | RYB | VPTJ/PCE/J18241 | PE 18.24 BLOK D 18R13 (F1) |  |  | Fail | Please check "Use"
378058579 | TNB | DISTRIBUTION | WP PUTRAJAYA & CYBERJAYA | Existing | 11 kV |  | RYB | VPTJ/PCE/J18241 | PE 18.24 BLOK D 18R13 (F1) |  |  | Fail | Please check "Use"
378058580 | TNB | DISTRIBUTION | WP PUTRAJAYA & CYBERJAYA | Existing | 11 kV |  | RYB | VPTJ/PCE/J18241 | PE 18.24 BLOK D 18R13 (F1) |  |  | Fail | Please check "Use"
378058653 | TNB | DISTRIBUTION | WP PUTRAJAYA & CYBERJAYA | Existing | 11 kV |  | RYB | VPTJ/PCE/J18242 | PE 18.24 BLOK D 18R13 (F2) |  |  | Fail | Please check "Use"
378058654 | TNB | DISTRIBUTION | WP PUTRAJAYA & CYBERJAYA | Existing | 11 kV |  | RYB | VPTJ/PCE/J18242 | PE 18.24 BLOK D 18R13 (F2) |  |  | Fail | Please check "Use"
378058659 | TNB | DISTRIBUTION | WP PUTRAJAYA & CYBERJAYA | Existing | 11 kV |  | RYB | VPTJ/PCE/J18242 | PE 18.24 BLOK D 18R13 (F2) |  |  | Fail | Please check "Use"
378058665 | TNB | DISTRIBUTION | WP PUTRAJAYA & CYBERJAYA | Existing | 11 kV |  | RYB | VPTJ/PCE/J18242 | PE 18.24 BLOK D 18R13 (F2) |  |  | Fail | Please check "Use"
378058666 | TNB | DISTRIBUTION | WP PUTRAJAYA & CYBERJAYA | Existing | 11 kV |  | RYB | VPTJ/PCE/J18242 | PE 18.24 BLOK D 18R13 (F2) |  |  | Fail | Please check "Use"
378058670 | TNB | DISTRIBUTION | WP PUTRAJAYA & CYBERJAYA | Existing | 11 kV |  | RYB | VPTJ/PCE/J18242 | PE 18.24 BLOK D 18R13 (F2) |  |  | Fail | Please check "Use"
378058673 | TNB | DISTRIBUTION | WP PUTRAJAYA & CYBERJAYA | Existing | 11 kV |  | RYB | VPTJ/PCE/J18242 | PE 18.24 BLOK D 18R13 (F2) |  |  | Fail | Please check "Use"
378058674 | TNB | DISTRIBUTION | WP PUTRAJAYA & CYBERJAYA | Existing | 11 kV |  | RYB | VPTJ/PCE/J18242 | PE 18.24 BLOK D 18R13 (F2) |  |  | Fail | Please check "Use"
378058759 | TNB | DISTRIBUTION | WP PUTRAJAYA & CYBERJAYA | Existing | 11 kV |  | RYB | VPTJ/PCE/J18231 | PE 18.23 BLOK C 18R13 (F1) |  |  | Fail | Please check "Use"
378058760 | TNB | DISTRIBUTION | WP PUTRAJAYA & CYBERJAYA | Existing | 11 kV |  | RYB | VPTJ/PCE/J18231 | PE 18.23 BLOK C 18R13 (F1) |  |  | Fail | Please check "Use"
378058765 | TNB | DISTRIBUTION | WP PUTRAJAYA & CYBERJAYA | Existing | 11 kV |  | RYB | VPTJ/PCE/J18231 | PE 18.23 BLOK C 18R13 (F1) |  |  | Fail | Please check "Use"
378058771 | TNB | DISTRIBUTION | WP PUTRAJAYA & CYBERJAYA | Existing | 11 kV |  | RYB | VPTJ/PCE/J18231 | PE 18.23 BLOK C 18R13 (F1) |  |  | Fail | Please check "Use"
378058772 | TNB | DISTRIBUTION | WP PUTRAJAYA & CYBERJAYA | Existing | 11 kV |  | RYB | VPTJ/PCE/J18231 | PE 18.23 BLOK C 18R13 (F1) |  |  | Fail | Please check "Use"
378058776 | TNB | DISTRIBUTION | WP PUTRAJAYA & CYBERJAYA | Existing | 11 kV |  | RYB | VPTJ/PCE/J18231 | PE 18.23 BLOK C 18R13 (F1) |  |  | Fail | Please check "Use"
378058779 | TNB | DISTRIBUTION | WP PUTRAJAYA & CYBERJAYA | Existing | 11 kV |  | RYB | VPTJ/PCE/J18231 | PE 18.23 BLOK C 18R13 (F1) |  |  | Fail | Please check "Use"
378058780 | TNB | DISTRIBUTION | WP PUTRAJAYA & CYBERJAYA | Existing | 11 kV |  | RYB | VPTJ/PCE/J18231 | PE 18.23 BLOK C 18R13 (F1) |  |  | Fail | Please check "Use"
378058853 | TNB | DISTRIBUTION | WP PUTRAJAYA & CYBERJAYA | Existing | 11 kV |  | RYB | VPTJ/PCE/J18232 | PE 18.23 BLOK C 18R13 (F2) |  |  | Fail | Please check "Use"
378058854 | TNB | DISTRIBUTION | WP PUTRAJAYA & CYBERJAYA | Existing | 11 kV |  | RYB | VPTJ/PCE/J18232 | PE 18.23 BLOK C 18R13 (F2) |  |  | Fail | Please check "Use"
378058859 | TNB | DISTRIBUTION | WP PUTRAJAYA & CYBERJAYA | Existing | 11 kV |  | RYB | VPTJ/PCE/J18232 | PE 18.23 BLOK C 18R13 (F2) |  |  | Fail | Please check "Use"
378058865 | TNB | DISTRIBUTION | WP PUTRAJAYA & CYBERJAYA | Existing | 11 kV |  | RYB | VPTJ/PCE/J18232 | PE 18.23 BLOK C 18R13 (F2) |  |  | Fail | Please check "Use"
378058866 | TNB | DISTRIBUTION | WP PUTRAJAYA & CYBERJAYA | Existing | 11 kV |  | RYB | VPTJ/PCE/J18232 | PE 18.23 BLOK C 18R13 (F2) |  |  | Fail | Please check "Use"
378058870 | TNB | DISTRIBUTION | WP PUTRAJAYA & CYBERJAYA | Existing | 11 kV |  | RYB | VPTJ/PCE/J18232 | PE 18.23 BLOK C 18R13 (F2) |  |  | Fail | Please check "Use"
378058873 | TNB | DISTRIBUTION | WP PUTRAJAYA & CYBERJAYA | Existing | 11 kV |  | RYB | VPTJ/PCE/J18232 | PE 18.23 BLOK C 18R13 (F2) |  |  | Fail | Please check "Use"
378058874 | TNB | DISTRIBUTION | WP PUTRAJAYA & CYBERJAYA | Existing | 11 kV |  | RYB | VPTJ/PCE/J18232 | PE 18.23 BLOK C 18R13 (F2) |  |  | Fail | Please check "Use"
378059101 | TNB | DISTRIBUTION | WP PUTRAJAYA & CYBERJAYA | Existing | 11 kV |  | RYB | VPTJ/PCE/J02211 | PE 2.21 S/Tenaga (F1) |  |  | Fail | Please check "Use"
378059105 | TNB | DISTRIBUTION | WP PUTRAJAYA & CYBERJAYA | Existing | 11 kV |  | RYB | VPTJ/PCE/J02211 | PE 2.21 S/Tenaga (F1) |  |  | Fail | Please check "Use"
378059107 | TNB | DISTRIBUTION | WP PUTRAJAYA & CYBERJAYA | Existing | 11 kV |  | RYB | VPTJ/PCE/J02211 | PE 2.21 S/Tenaga (F1) |  |  | Fail | Please check "Use"
378059117 | TNB | DISTRIBUTION | WP PUTRAJAYA & CYBERJAYA | Existing | 11 kV |  | RYB | VPTJ/PCE/J02211 | PE 2.21 S/Tenaga (F1) |  |  | Fail | Please check "Use"
378059134 | TNB | DISTRIBUTION | WP PUTRAJAYA & CYBERJAYA | Existing | 11 kV |  | RYB | VPTJ/PCE/J02211 | PE 2.21 S/Tenaga (F1) |  |  | Fail | Please check "Use"
378059136 | TNB | DISTRIBUTION | WP PUTRAJAYA & CYBERJAYA | Existing | 11 kV |  | RYB | VPTJ/PCE/J02211 | PE 2.21 S/Tenaga (F1) |  |  | Fail | Please check "Use"
378059142 | TNB | DISTRIBUTION | WP PUTRAJAYA & CYBERJAYA | Existing | 11 kV |  | RYB | VPTJ/PCE/J02211 | PE 2.21 S/Tenaga (F1) |  |  | Fail | Please check "Use"
378059143 | TNB | DISTRIBUTION | WP PUTRAJAYA & CYBERJAYA | Existing | 11 kV |  | RYB | VPTJ/PCE/J02211 | PE 2.21 S/Tenaga (F1) |  |  | Fail | Please check "Use"
378059222 | TNB | DISTRIBUTION | WP PUTRAJAYA & CYBERJAYA | Existing | 11 kV |  | RYB | VPTJ/PCE/J02212 | PE 2.21 S/Tenaga (F2) |  |  | Fail | Please check "Use"
378059226 | TNB | DISTRIBUTION | WP PUTRAJAYA & CYBERJAYA | Existing | 11 kV |  | RYB | VPTJ/PCE/J02212 | PE 2.21 S/Tenaga (F2) |  |  | Fail | Please check "Use"
378059228 | TNB | DISTRIBUTION | WP PUTRAJAYA & CYBERJAYA | Existing | 11 kV |  | RYB | VPTJ/PCE/J02212 | PE 2.21 S/Tenaga (F2) |  |  | Fail | Please check "Use"
378059238 | TNB | DISTRIBUTION | WP PUTRAJAYA & CYBERJAYA | Existing | 11 kV |  | RYB | VPTJ/PCE/J02212 | PE 2.21 S/Tenaga (F2) |  |  | Fail | Please check "Use"
378059255 | TNB | DISTRIBUTION | WP PUTRAJAYA & CYBERJAYA | Existing | 11 kV |  | RYB | VPTJ/PCE/J02212 | PE 2.21 S/Tenaga (F2) |  |  | Fail | Please check "Use"
378059257 | TNB | DISTRIBUTION | WP PUTRAJAYA & CYBERJAYA | Existing | 11 kV |  | RYB | VPTJ/PCE/J02212 | PE 2.21 S/Tenaga (F2) |  |  | Fail | Please check "Use"
378059263 | TNB | DISTRIBUTION | WP PUTRAJAYA & CYBERJAYA | Existing | 11 kV |  | RYB | VPTJ/PCE/J02212 | PE 2.21 S/Tenaga (F2) |  |  | Fail | Please check "Use"
378059264 | TNB | DISTRIBUTION | WP PUTRAJAYA & CYBERJAYA | Existing | 11 kV |  | RYB | VPTJ/PCE/J02212 | PE 2.21 S/Tenaga (F2) |  |  | Fail | Please check "Use"
378059347 | TNB | DISTRIBUTION | WP PUTRAJAYA & CYBERJAYA | Existing | 11 kV |  | RYB | VPTJ/PCE/J02151 | PE 2.15 2G4 (F1) |  |  | Fail | Please check "Use"
378059351 | TNB | DISTRIBUTION | WP PUTRAJAYA & CYBERJAYA | Existing | 11 kV |  | RYB | VPTJ/PCE/J02151 | PE 2.15 2G4 (F1) |  |  | Fail | Please check "Use"
378059353 | TNB | DISTRIBUTION | WP PUTRAJAYA & CYBERJAYA | Existing | 11 kV |  | RYB | VPTJ/PCE/J02151 | PE 2.15 2G4 (F1) |  |  | Fail | Please check "Use"
378059362 | TNB | DISTRIBUTION | WP PUTRAJAYA & CYBERJAYA | Existing | 11 kV |  | RYB | VPTJ/PCE/J02151 | PE 2.15 2G4 (F1) |  |  | Fail | Please check "Use"
378059363 | TNB | DISTRIBUTION | WP PUTRAJAYA & CYBERJAYA | Existing | 11 kV |  | RYB | VPTJ/PCE/J02151 | PE 2.15 2G4 (F1) |  |  | Fail | Please check "Use"
378059372 | TNB | DISTRIBUTION | WP PUTRAJAYA & CYBERJAYA | Existing | 11 kV |  | RYB | VPTJ/PCE/J02151 | PE 2.15 2G4 (F1) |  |  | Fail | Please check "Use"
378059378 | TNB | DISTRIBUTION | WP PUTRAJAYA & CYBERJAYA | Existing | 11 kV |  | RYB | VPTJ/PCE/J02151 | PE 2.15 2G4 (F1) |  |  | Fail | Please check "Use"
378059380 | TNB | DISTRIBUTION | WP PUTRAJAYA & CYBERJAYA | Existing | 11 kV |  | RYB | VPTJ/PCE/J02151 | PE 2.15 2G4 (F1) |  |  | Fail | Please check "Use"
378059382 | TNB | DISTRIBUTION | WP PUTRAJAYA & CYBERJAYA | Existing | 11 kV |  | RYB | VPTJ/PCE/J02151 | PE 2.15 2G4 (F1) |  |  | Fail | Please check "Use"
378059388 | TNB | DISTRIBUTION | WP PUTRAJAYA & CYBERJAYA | Existing | 11 kV |  | RYB | VPTJ/PCE/J02151 | PE 2.15 2G4 (F1) |  |  | Fail | Please check "Use"
378059389 | TNB | DISTRIBUTION | WP PUTRAJAYA & CYBERJAYA | Existing | 11 kV |  | RYB | VPTJ/PCE/J02151 | PE 2.15 2G4 (F1) |  |  | Fail | Please check "Use"
378059477 | TNB | DISTRIBUTION | WP PUTRAJAYA & CYBERJAYA | Existing | 11 kV |  | RYB | VPTJ/PCE/J02152 | PE 2.15 2G4 (F2) |  |  | Fail | Please check "Use"
378059481 | TNB | DISTRIBUTION | WP PUTRAJAYA & CYBERJAYA | Existing | 11 kV |  | RYB | VPTJ/PCE/J02152 | PE 2.15 2G4 (F2) |  |  | Fail | Please check "Use"
378059484 | TNB | DISTRIBUTION | WP PUTRAJAYA & CYBERJAYA | Existing | 11 kV |  | RYB | VPTJ/PCE/J02152 | PE 2.15 2G4 (F2) |  |  | Fail | Please check "Use"
378059487 | TNB | DISTRIBUTION | WP PUTRAJAYA & CYBERJAYA | Existing | 11 kV |  | RYB | VPTJ/PCE/J02152 | PE 2.15 2G4 (F2) |  |  | Fail | Please check "Use"
378059489 | TNB | DISTRIBUTION | WP PUTRAJAYA & CYBERJAYA | Existing | 11 kV |  | RYB | VPTJ/PCE/J02152 | PE 2.15 2G4 (F2) |  |  | Fail | Please check "Use"
378059492 | TNB | DISTRIBUTION | WP PUTRAJAYA & CYBERJAYA | Existing | 11 kV |  | RYB | VPTJ/PCE/J02152 | PE 2.15 2G4 (F2) |  |  | Fail | Please check "Use"
378059495 | TNB | DISTRIBUTION | WP PUTRAJAYA & CYBERJAYA | Existing | 11 kV |  | RYB | VPTJ/PCE/J02152 | PE 2.15 2G4 (F2) |  |  | Fail | Please check "Use"
378059496 | TNB | DISTRIBUTION | WP PUTRAJAYA & CYBERJAYA | Existing | 11 kV |  | RYB | VPTJ/PCE/J02152 | PE 2.15 2G4 (F2) |  |  | Fail | Please check "Use"
378059503 | TNB | DISTRIBUTION | WP PUTRAJAYA & CYBERJAYA | Existing | 11 kV |  | RYB | VPTJ/PCE/J02152 | PE 2.15 2G4 (F2) |  |  | Fail | Please check "Use"
378059518 | TNB | DISTRIBUTION | WP PUTRAJAYA & CYBERJAYA | Existing | 11 kV |  | RYB | VPTJ/PCE/J02141 | SS 2.14 2G3 (F1) |  |  | Fail | Please check "Use"
378059522 | TNB | DISTRIBUTION | WP PUTRAJAYA & CYBERJAYA | Existing | 11 kV |  | RYB | VPTJ/PCE/J02141 | SS 2.14 2G3 (F1) |  |  | Fail | Please check "Use"
378059525 | TNB | DISTRIBUTION | WP PUTRAJAYA & CYBERJAYA | Existing | 11 kV |  | RYB | VPTJ/PCE/J02141 | SS 2.14 2G3 (F1) |  |  | Fail | Please check "Use"
378059528 | TNB | DISTRIBUTION | WP PUTRAJAYA & CYBERJAYA | Existing | 11 kV |  | RYB | VPTJ/PCE/J02141 | SS 2.14 2G3 (F1) |  |  | Fail | Please check "Use"
378059530 | TNB | DISTRIBUTION | WP PUTRAJAYA & CYBERJAYA | Existing | 11 kV |  | RYB | VPTJ/PCE/J02141 | SS 2.14 2G3 (F1) |  |  | Fail | Please check "Use"
378059536 | TNB | DISTRIBUTION | WP PUTRAJAYA & CYBERJAYA | Existing | 11 kV |  | RYB | VPTJ/PCE/J02141 | SS 2.14 2G3 (F1) |  |  | Fail | Please check "Use"
378059537 | TNB | DISTRIBUTION | WP PUTRAJAYA & CYBERJAYA | Existing | 11 kV |  | RYB | VPTJ/PCE/J02141 | SS 2.14 2G3 (F1) |  |  | Fail | Please check "Use"
378059544 | TNB | DISTRIBUTION | WP PUTRAJAYA & CYBERJAYA | Existing | 11 kV |  | RYB | VPTJ/PCE/J02141 | SS 2.14 2G3 (F1) |  |  | Fail | Please check "Use"
378059559 | TNB | DISTRIBUTION | WP PUTRAJAYA & CYBERJAYA | Existing | 11 kV |  | RYB | VPTJ/PCE/J02142 | SS 2.14 2G3 (F2) |  |  | Fail | Please check "Use"
378059563 | TNB | DISTRIBUTION | WP PUTRAJAYA & CYBERJAYA | Existing | 11 kV |  | RYB | VPTJ/PCE/J02142 | SS 2.14 2G3 (F2) |  |  | Fail | Please check "Use"
378059566 | TNB | DISTRIBUTION | WP PUTRAJAYA & CYBERJAYA | Existing | 11 kV |  | RYB | VPTJ/PCE/J02142 | SS 2.14 2G3 (F2) |  |  | Fail | Please check "Use"
378059569 | TNB | DISTRIBUTION | WP PUTRAJAYA & CYBERJAYA | Existing | 11 kV |  | RYB | VPTJ/PCE/J02142 | SS 2.14 2G3 (F2) |  |  | Fail | Please check "Use"
378059571 | TNB | DISTRIBUTION | WP PUTRAJAYA & CYBERJAYA | Existing | 11 kV |  | RYB | VPTJ/PCE/J02142 | SS 2.14 2G3 (F2) |  |  | Fail | Please check "Use"
378059577 | TNB | DISTRIBUTION | WP PUTRAJAYA & CYBERJAYA | Existing | 11 kV |  | RYB | VPTJ/PCE/J02142 | SS 2.14 2G3 (F2) |  |  | Fail | Please check "Use"
378059578 | TNB | DISTRIBUTION | WP PUTRAJAYA & CYBERJAYA | Existing | 11 kV |  | RYB | VPTJ/PCE/J02142 | SS 2.14 2G3 (F2) |  |  | Fail | Please check "Use"
378059585 | TNB | DISTRIBUTION | WP PUTRAJAYA & CYBERJAYA | Existing | 11 kV |  | RYB | VPTJ/PCE/J02142 | SS 2.14 2G3 (F2) |  |  | Fail | Please check "Use"
378059607 | TNB | DISTRIBUTION | WP PUTRAJAYA & CYBERJAYA | Existing | 11 kV |  | RYB | VPTJ/PCE/J02131 | SS 2.13 2G6 (F1) |  |  | Fail | Please check "Use"
378059611 | TNB | DISTRIBUTION | WP PUTRAJAYA & CYBERJAYA | Existing | 11 kV |  | RYB | VPTJ/PCE/J02131 | SS 2.13 2G6 (F1) |  |  | Fail | Please check "Use"
378059614 | TNB | DISTRIBUTION | WP PUTRAJAYA & CYBERJAYA | Existing | 11 kV |  | RYB | VPTJ/PCE/J02131 | SS 2.13 2G6 (F1) |  |  | Fail | Please check "Use"
378059617 | TNB | DISTRIBUTION | WP PUTRAJAYA & CYBERJAYA | Existing | 11 kV |  | RYB | VPTJ/PCE/J02131 | SS 2.13 2G6 (F1) |  |  | Fail | Please check "Use"
378059619 | TNB | DISTRIBUTION | WP PUTRAJAYA & CYBERJAYA | Existing | 11 kV |  | RYB | VPTJ/PCE/J02131 | SS 2.13 2G6 (F1) |  |  | Fail | Please check "Use"
378059625 | TNB | DISTRIBUTION | WP PUTRAJAYA & CYBERJAYA | Existing | 11 kV |  | RYB | VPTJ/PCE/J02131 | SS 2.13 2G6 (F1) |  |  | Fail | Please check "Use"
378059626 | TNB | DISTRIBUTION | WP PUTRAJAYA & CYBERJAYA | Existing | 11 kV |  | RYB | VPTJ/PCE/J02131 | SS 2.13 2G6 (F1) |  |  | Fail | Please check "Use"
378059633 | TNB | DISTRIBUTION | WP PUTRAJAYA & CYBERJAYA | Existing | 11 kV |  | RYB | VPTJ/PCE/J02131 | SS 2.13 2G6 (F1) |  |  | Fail | Please check "Use"
378059648 | TNB | DISTRIBUTION | WP PUTRAJAYA & CYBERJAYA | Existing | 11 kV |  | RYB | VPTJ/PCE/J02132 | SS 2.13 2G6 (F2) |  |  | Fail | Please check "Use"
378059652 | TNB | DISTRIBUTION | WP PUTRAJAYA & CYBERJAYA | Existing | 11 kV |  | RYB | VPTJ/PCE/J02132 | SS 2.13 2G6 (F2) |  |  | Fail | Please check "Use"
378059655 | TNB | DISTRIBUTION | WP PUTRAJAYA & CYBERJAYA | Existing | 11 kV |  | RYB | VPTJ/PCE/J02132 | SS 2.13 2G6 (F2) |  |  | Fail | Please check "Use"
378059658 | TNB | DISTRIBUTION | WP PUTRAJAYA & CYBERJAYA | Existing | 11 kV |  | RYB | VPTJ/PCE/J02132 | SS 2.13 2G6 (F2) |  |  | Fail | Please check "Use"
378059660 | TNB | DISTRIBUTION | WP PUTRAJAYA & CYBERJAYA | Existing | 11 kV |  | RYB | VPTJ/PCE/J02132 | SS 2.13 2G6 (F2) |  |  | Fail | Please check "Use"
378059666 | TNB | DISTRIBUTION | WP PUTRAJAYA & CYBERJAYA | Existing | 11 kV |  | RYB | VPTJ/PCE/J02132 | SS 2.13 2G6 (F2) |  |  | Fail | Please check "Use"
378059667 | TNB | DISTRIBUTION | WP PUTRAJAYA & CYBERJAYA | Existing | 11 kV |  | RYB | VPTJ/PCE/J02132 | SS 2.13 2G6 (F2) |  |  | Fail | Please check "Use"
378059674 | TNB | DISTRIBUTION | WP PUTRAJAYA & CYBERJAYA | Existing | 11 kV |  | RYB | VPTJ/PCE/J02132 | SS 2.13 2G6 (F2) |  |  | Fail | Please check "Use"
378059695 | TNB | DISTRIBUTION | WP PUTRAJAYA & CYBERJAYA | Existing | 11 kV |  | RYB | VPTJ/PCE/J02121 | PE 2.12 2G5 (F1) |  |  | Fail | Please check "Use"
378059699 | TNB | DISTRIBUTION | WP PUTRAJAYA & CYBERJAYA | Existing | 11 kV |  | RYB | VPTJ/PCE/J02121 | PE 2.12 2G5 (F1) |  |  | Fail | Please check "Use"
378059701 | TNB | DISTRIBUTION | WP PUTRAJAYA & CYBERJAYA | Existing | 11 kV |  | RYB | VPTJ/PCE/J02121 | PE 2.12 2G5 (F1) |  |  | Fail | Please check "Use"
378059710 | TNB | DISTRIBUTION | WP PUTRAJAYA & CYBERJAYA | Existing | 11 kV |  | RYB | VPTJ/PCE/J02121 | PE 2.12 2G5 (F1) |  |  | Fail | Please check "Use"
378059711 | TNB | DISTRIBUTION | WP PUTRAJAYA & CYBERJAYA | Existing | 11 kV |  | RYB | VPTJ/PCE/J02121 | PE 2.12 2G5 (F1) |  |  | Fail | Please check "Use"
378059720 | TNB | DISTRIBUTION | WP PUTRAJAYA & CYBERJAYA | Existing | 11 kV |  | RYB | VPTJ/PCE/J02121 | PE 2.12 2G5 (F1) |  |  | Fail | Please check "Use"
378059726 | TNB | DISTRIBUTION | WP PUTRAJAYA & CYBERJAYA | Existing | 11 kV |  | RYB | VPTJ/PCE/J02121 | PE 2.12 2G5 (F1) |  |  | Fail | Please check "Use"
378059728 | TNB | DISTRIBUTION | WP PUTRAJAYA & CYBERJAYA | Existing | 11 kV |  | RYB | VPTJ/PCE/J02121 | PE 2.12 2G5 (F1) |  |  | Fail | Please check "Use"
378059730 | TNB | DISTRIBUTION | WP PUTRAJAYA & CYBERJAYA | Existing | 11 kV |  | RYB | VPTJ/PCE/J02121 | PE 2.12 2G5 (F1) |  |  | Fail | Please check "Use"
378059736 | TNB | DISTRIBUTION | WP PUTRAJAYA & CYBERJAYA | Existing | 11 kV |  | RYB | VPTJ/PCE/J02121 | PE 2.12 2G5 (F1) |  |  | Fail | Please check "Use"
378059737 | TNB | DISTRIBUTION | WP PUTRAJAYA & CYBERJAYA | Existing | 11 kV |  | RYB | VPTJ/PCE/J02121 | PE 2.12 2G5 (F1) |  |  | Fail | Please check "Use"
378059816 | TNB | DISTRIBUTION | WP PUTRAJAYA & CYBERJAYA | Existing | 11 kV |  | RYB | VPTJ/PCE/J02122 | PE 2.12 2G5 (F2) |  |  | Fail | Please check "Use"
378059820 | TNB | DISTRIBUTION | WP PUTRAJAYA & CYBERJAYA | Existing | 11 kV |  | RYB | VPTJ/PCE/J02122 | PE 2.12 2G5 (F2) |  |  | Fail | Please check "Use"
378059823 | TNB | DISTRIBUTION | WP PUTRAJAYA & CYBERJAYA | Existing | 11 kV |  | RYB | VPTJ/PCE/J02122 | PE 2.12 2G5 (F2) |  |  | Fail | Please check "Use"
378059826 | TNB | DISTRIBUTION | WP PUTRAJAYA & CYBERJAYA | Existing | 11 kV |  | RYB | VPTJ/PCE/J02122 | PE 2.12 2G5 (F2) |  |  | Fail | Please check "Use"
378059828 | TNB | DISTRIBUTION | WP PUTRAJAYA & CYBERJAYA | Existing | 11 kV |  | RYB | VPTJ/PCE/J02122 | PE 2.12 2G5 (F2) |  |  | Fail | Please check "Use"
378059831 | TNB | DISTRIBUTION | WP PUTRAJAYA & CYBERJAYA | Existing | 11 kV |  | RYB | VPTJ/PCE/J02122 | PE 2.12 2G5 (F2) |  |  | Fail | Please check "Use"
378059834 | TNB | DISTRIBUTION | WP PUTRAJAYA & CYBERJAYA | Existing | 11 kV |  | RYB | VPTJ/PCE/J02122 | PE 2.12 2G5 (F2) |  |  | Fail | Please check "Use"
378059835 | TNB | DISTRIBUTION | WP PUTRAJAYA & CYBERJAYA | Existing | 11 kV |  | RYB | VPTJ/PCE/J02122 | PE 2.12 2G5 (F2) |  |  | Fail | Please check "Use"
378059842 | TNB | DISTRIBUTION | WP PUTRAJAYA & CYBERJAYA | Existing | 11 kV |  | RYB | VPTJ/PCE/J02122 | PE 2.12 2G5 (F2) |  |  | Fail | Please check "Use"
378059885 | TNB | DISTRIBUTION | WP PUTRAJAYA & CYBERJAYA | Existing | 11 kV |  | RYB | VPTJ/PCE/J03092 | PE 3.09 3C5 (F2) |  |  | Fail | Please check "Use"
378059889 | TNB | DISTRIBUTION | WP PUTRAJAYA & CYBERJAYA | Existing | 11 kV |  | RYB | VPTJ/PCE/J03092 | PE 3.09 3C5 (F2) |  |  | Fail | Please check "Use"
378059892 | TNB | DISTRIBUTION | WP PUTRAJAYA & CYBERJAYA | Existing | 11 kV |  | RYB | VPTJ/PCE/J03092 | PE 3.09 3C5 (F2) |  |  | Fail | Please check "Use"
378059895 | TNB | DISTRIBUTION | WP PUTRAJAYA & CYBERJAYA | Existing | 11 kV |  | RYB | VPTJ/PCE/J03092 | PE 3.09 3C5 (F2) |  |  | Fail | Please check "Use"
378059897 | TNB | DISTRIBUTION | WP PUTRAJAYA & CYBERJAYA | Existing | 11 kV |  | RYB | VPTJ/PCE/J03092 | PE 3.09 3C5 (F2) |  |  | Fail | Please check "Use"
378059903 | TNB | DISTRIBUTION | WP PUTRAJAYA & CYBERJAYA | Existing | 11 kV |  | RYB | VPTJ/PCE/J03092 | PE 3.09 3C5 (F2) |  |  | Fail | Please check "Use"
378059904 | TNB | DISTRIBUTION | WP PUTRAJAYA & CYBERJAYA | Existing | 11 kV |  | RYB | VPTJ/PCE/J03092 | PE 3.09 3C5 (F2) |  |  | Fail | Please check "Use"
378059911 | TNB | DISTRIBUTION | WP PUTRAJAYA & CYBERJAYA | Existing | 11 kV |  | RYB | VPTJ/PCE/J03092 | PE 3.09 3C5 (F2) |  |  | Fail | Please check "Use"
378059926 | TNB | DISTRIBUTION | WP PUTRAJAYA & CYBERJAYA | Existing | 11 kV |  | RYB | VPTJ/PCE/J03091 | SS 3.09 3C5 (F1) |  |  | Fail | Please check "Use"
378059930 | TNB | DISTRIBUTION | WP PUTRAJAYA & CYBERJAYA | Existing | 11 kV |  | RYB | VPTJ/PCE/J03091 | SS 3.09 3C5 (F1) |  |  | Fail | Please check "Use"
378059933 | TNB | DISTRIBUTION | WP PUTRAJAYA & CYBERJAYA | Existing | 11 kV |  | RYB | VPTJ/PCE/J03091 | SS 3.09 3C5 (F1) |  |  | Fail | Please check "Use"
378059936 | TNB | DISTRIBUTION | WP PUTRAJAYA & CYBERJAYA | Existing | 11 kV |  | RYB | VPTJ/PCE/J03091 | SS 3.09 3C5 (F1) |  |  | Fail | Please check "Use"
378059938 | TNB | DISTRIBUTION | WP PUTRAJAYA & CYBERJAYA | Existing | 11 kV |  | RYB | VPTJ/PCE/J03091 | SS 3.09 3C5 (F1) |  |  | Fail | Please check "Use"
378059944 | TNB | DISTRIBUTION | WP PUTRAJAYA & CYBERJAYA | Existing | 11 kV |  | RYB | VPTJ/PCE/J03091 | SS 3.09 3C5 (F1) |  |  | Fail | Please check "Use"
378059945 | TNB | DISTRIBUTION | WP PUTRAJAYA & CYBERJAYA | Existing | 11 kV |  | RYB | VPTJ/PCE/J03091 | SS 3.09 3C5 (F1) |  |  | Fail | Please check "Use"
378059952 | TNB | DISTRIBUTION | WP PUTRAJAYA & CYBERJAYA | Existing | 11 kV |  | RYB | VPTJ/PCE/J03091 | SS 3.09 3C5 (F1) |  |  | Fail | Please check "Use"
378059971 | TNB | DISTRIBUTION | WP PUTRAJAYA & CYBERJAYA | Existing | 11 kV |  | RYB | VPTJ/PCE/J03071 | SS 3.07 3C6 (F1) |  |  | Fail | Please check "Use"
378059975 | TNB | DISTRIBUTION | WP PUTRAJAYA & CYBERJAYA | Existing | 11 kV |  | RYB | VPTJ/PCE/J03071 | SS 3.07 3C6 (F1) |  |  | Fail | Please check "Use"
378059978 | TNB | DISTRIBUTION | WP PUTRAJAYA & CYBERJAYA | Existing | 11 kV |  | RYB | VPTJ/PCE/J03071 | SS 3.07 3C6 (F1) |  |  | Fail | Please check "Use"
378059981 | TNB | DISTRIBUTION | WP PUTRAJAYA & CYBERJAYA | Existing | 11 kV |  | RYB | VPTJ/PCE/J03071 | SS 3.07 3C6 (F1) |  |  | Fail | Please check "Use"
378059983 | TNB | DISTRIBUTION | WP PUTRAJAYA & CYBERJAYA | Existing | 11 kV |  | RYB | VPTJ/PCE/J03071 | SS 3.07 3C6 (F1) |  |  | Fail | Please check "Use"
378059989 | TNB | DISTRIBUTION | WP PUTRAJAYA & CYBERJAYA | Existing | 11 kV |  | RYB | VPTJ/PCE/J03071 | SS 3.07 3C6 (F1) |  |  | Fail | Please check "Use"
378059990 | TNB | DISTRIBUTION | WP PUTRAJAYA & CYBERJAYA | Existing | 11 kV |  | RYB | VPTJ/PCE/J03071 | SS 3.07 3C6 (F1) |  |  | Fail | Please check "Use"
378059997 | TNB | DISTRIBUTION | WP PUTRAJAYA & CYBERJAYA | Existing | 11 kV |  | RYB | VPTJ/PCE/J03071 | SS 3.07 3C6 (F1) |  |  | Fail | Please check "Use"
378060012 | TNB | DISTRIBUTION | WP PUTRAJAYA & CYBERJAYA | Existing | 11 kV |  | RYB | VPTJ/PCE/J03072 | SS 3.07 3C6 (F2) |  |  | Fail | Please check "Use"
378060016 | TNB | DISTRIBUTION | WP PUTRAJAYA & CYBERJAYA | Existing | 11 kV |  | RYB | VPTJ/PCE/J03072 | SS 3.07 3C6 (F2) |  |  | Fail | Please check "Use"
378060019 | TNB | DISTRIBUTION | WP PUTRAJAYA & CYBERJAYA | Existing | 11 kV |  | RYB | VPTJ/PCE/J03072 | SS 3.07 3C6 (F2) |  |  | Fail | Please check "Use"
378060022 | TNB | DISTRIBUTION | WP PUTRAJAYA & CYBERJAYA | Existing | 11 kV |  | RYB | VPTJ/PCE/J03072 | SS 3.07 3C6 (F2) |  |  | Fail | Please check "Use"
378060024 | TNB | DISTRIBUTION | WP PUTRAJAYA & CYBERJAYA | Existing | 11 kV |  | RYB | VPTJ/PCE/J03072 | SS 3.07 3C6 (F2) |  |  | Fail | Please check "Use"
378060030 | TNB | DISTRIBUTION | WP PUTRAJAYA & CYBERJAYA | Existing | 11 kV |  | RYB | VPTJ/PCE/J03072 | SS 3.07 3C6 (F2) |  |  | Fail | Please check "Use"
378060031 | TNB | DISTRIBUTION | WP PUTRAJAYA & CYBERJAYA | Existing | 11 kV |  | RYB | VPTJ/PCE/J03072 | SS 3.07 3C6 (F2) |  |  | Fail | Please check "Use"
378060038 | TNB | DISTRIBUTION | WP PUTRAJAYA & CYBERJAYA | Existing | 11 kV |  | RYB | VPTJ/PCE/J03072 | SS 3.07 3C6 (F2) |  |  | Fail | Please check "Use"
378060116 | TNB | DISTRIBUTION | WP PUTRAJAYA & CYBERJAYA | Existing | 11 kV |  | RYB | VPTJ/PCE/J03081 | SS 3.08 3C7 (F1) |  |  | Fail | Please check "Use"
378060120 | TNB | DISTRIBUTION | WP PUTRAJAYA & CYBERJAYA | Existing | 11 kV |  | RYB | VPTJ/PCE/J03081 | SS 3.08 3C7 (F1) |  |  | Fail | Please check "Use"
378060123 | TNB | DISTRIBUTION | WP PUTRAJAYA & CYBERJAYA | Existing | 11 kV |  | RYB | VPTJ/PCE/J03081 | SS 3.08 3C7 (F1) |  |  | Fail | Please check "Use"
378060126 | TNB | DISTRIBUTION | WP PUTRAJAYA & CYBERJAYA | Existing | 11 kV |  | RYB | VPTJ/PCE/J03081 | SS 3.08 3C7 (F1) |  |  | Fail | Please check "Use"
378060128 | TNB | DISTRIBUTION | WP PUTRAJAYA & CYBERJAYA | Existing | 11 kV |  | RYB | VPTJ/PCE/J03081 | SS 3.08 3C7 (F1) |  |  | Fail | Please check "Use"
378060134 | TNB | DISTRIBUTION | WP PUTRAJAYA & CYBERJAYA | Existing | 11 kV |  | RYB | VPTJ/PCE/J03081 | SS 3.08 3C7 (F1) |  |  | Fail | Please check "Use"
378060135 | TNB | DISTRIBUTION | WP PUTRAJAYA & CYBERJAYA | Existing | 11 kV |  | RYB | VPTJ/PCE/J03081 | SS 3.08 3C7 (F1) |  |  | Fail | Please check "Use"
378060142 | TNB | DISTRIBUTION | WP PUTRAJAYA & CYBERJAYA | Existing | 11 kV |  | RYB | VPTJ/PCE/J03081 | SS 3.08 3C7 (F1) |  |  | Fail | Please check "Use"
378060157 | TNB | DISTRIBUTION | WP PUTRAJAYA & CYBERJAYA | Existing | 11 kV |  | RYB | VPTJ/PCE/J03082 | SS 3.08 3C7 (F2) |  |  | Fail | Please check "Use"
378060161 | TNB | DISTRIBUTION | WP PUTRAJAYA & CYBERJAYA | Existing | 11 kV |  | RYB | VPTJ/PCE/J03082 | SS 3.08 3C7 (F2) |  |  | Fail | Please check "Use"
378060164 | TNB | DISTRIBUTION | WP PUTRAJAYA & CYBERJAYA | Existing | 11 kV |  | RYB | VPTJ/PCE/J03082 | SS 3.08 3C7 (F2) |  |  | Fail | Please check "Use"
378060167 | TNB | DISTRIBUTION | WP PUTRAJAYA & CYBERJAYA | Existing | 11 kV |  | RYB | VPTJ/PCE/J03082 | SS 3.08 3C7 (F2) |  |  | Fail | Please check "Use"
378060169 | TNB | DISTRIBUTION | WP PUTRAJAYA & CYBERJAYA | Existing | 11 kV |  | RYB | VPTJ/PCE/J03082 | SS 3.08 3C7 (F2) |  |  | Fail | Please check "Use"
378060175 | TNB | DISTRIBUTION | WP PUTRAJAYA & CYBERJAYA | Existing | 11 kV |  | RYB | VPTJ/PCE/J03082 | SS 3.08 3C7 (F2) |  |  | Fail | Please check "Use"
378060176 | TNB | DISTRIBUTION | WP PUTRAJAYA & CYBERJAYA | Existing | 11 kV |  | RYB | VPTJ/PCE/J03082 | SS 3.08 3C7 (F2) |  |  | Fail | Please check "Use"
378060183 | TNB | DISTRIBUTION | WP PUTRAJAYA & CYBERJAYA | Existing | 11 kV |  | RYB | VPTJ/PCE/J03082 | SS 3.08 3C7 (F2) |  |  | Fail | Please check "Use"
378060214 | TNB | DISTRIBUTION | WP PUTRAJAYA & CYBERJAYA | Existing | 11 kV |  | RYB | VPTJ/PCE/J03041 | SS 3.04 3G3 (F1) |  |  | Fail | Please check "Use"
378060218 | TNB | DISTRIBUTION | WP PUTRAJAYA & CYBERJAYA | Existing | 11 kV |  | RYB | VPTJ/PCE/J03041 | SS 3.04 3G3 (F1) |  |  | Fail | Please check "Use"
378060221 | TNB | DISTRIBUTION | WP PUTRAJAYA & CYBERJAYA | Existing | 11 kV |  | RYB | VPTJ/PCE/J03041 | SS 3.04 3G3 (F1) |  |  | Fail | Please check "Use"
378060224 | TNB | DISTRIBUTION | WP PUTRAJAYA & CYBERJAYA | Existing | 11 kV |  | RYB | VPTJ/PCE/J03041 | SS 3.04 3G3 (F1) |  |  | Fail | Please check "Use"
378060226 | TNB | DISTRIBUTION | WP PUTRAJAYA & CYBERJAYA | Existing | 11 kV |  | RYB | VPTJ/PCE/J03041 | SS 3.04 3G3 (F1) |  |  | Fail | Please check "Use"
378060232 | TNB | DISTRIBUTION | WP PUTRAJAYA & CYBERJAYA | Existing | 11 kV |  | RYB | VPTJ/PCE/J03041 | SS 3.04 3G3 (F1) |  |  | Fail | Please check "Use"
378060233 | TNB | DISTRIBUTION | WP PUTRAJAYA & CYBERJAYA | Existing | 11 kV |  | RYB | VPTJ/PCE/J03041 | SS 3.04 3G3 (F1) |  |  | Fail | Please check "Use"
378060240 | TNB | DISTRIBUTION | WP PUTRAJAYA & CYBERJAYA | Existing | 11 kV |  | RYB | VPTJ/PCE/J03041 | SS 3.04 3G3 (F1) |  |  | Fail | Please check "Use"
378060255 | TNB | DISTRIBUTION | WP PUTRAJAYA & CYBERJAYA | Existing | 11 kV |  | RYB | VPTJ/PCE/J03042 | SS 3.04 3G3 (F2) |  |  | Fail | Please check "Use"
378060259 | TNB | DISTRIBUTION | WP PUTRAJAYA & CYBERJAYA | Existing | 11 kV |  | RYB | VPTJ/PCE/J03042 | SS 3.04 3G3 (F2) |  |  | Fail | Please check "Use"
378060262 | TNB | DISTRIBUTION | WP PUTRAJAYA & CYBERJAYA | Existing | 11 kV |  | RYB | VPTJ/PCE/J03042 | SS 3.04 3G3 (F2) |  |  | Fail | Please check "Use"
378060265 | TNB | DISTRIBUTION | WP PUTRAJAYA & CYBERJAYA | Existing | 11 kV |  | RYB | VPTJ/PCE/J03042 | SS 3.04 3G3 (F2) |  |  | Fail | Please check "Use"
378060267 | TNB | DISTRIBUTION | WP PUTRAJAYA & CYBERJAYA | Existing | 11 kV |  | RYB | VPTJ/PCE/J03042 | SS 3.04 3G3 (F2) |  |  | Fail | Please check "Use"
378060270 | TNB | DISTRIBUTION | WP PUTRAJAYA & CYBERJAYA | Existing | 11 kV |  | RYB | VPTJ/PCE/J03042 | SS 3.04 3G3 (F2) |  |  | Fail | Please check "Use"
378060273 | TNB | DISTRIBUTION | WP PUTRAJAYA & CYBERJAYA | Existing | 11 kV |  | RYB | VPTJ/PCE/J03042 | SS 3.04 3G3 (F2) |  |  | Fail | Please check "Use"
378060274 | TNB | DISTRIBUTION | WP PUTRAJAYA & CYBERJAYA | Existing | 11 kV |  | RYB | VPTJ/PCE/J03042 | SS 3.04 3G3 (F2) |  |  | Fail | Please check "Use"
378060281 | TNB | DISTRIBUTION | WP PUTRAJAYA & CYBERJAYA | Existing | 11 kV |  | RYB | VPTJ/PCE/J03042 | SS 3.04 3G3 (F2) |  |  | Fail | Please check "Use"
378060326 | TNB | DISTRIBUTION | WP PUTRAJAYA & CYBERJAYA | Existing | 11 kV |  | RYB | VPTJ/PCE/J04041 | SS 4.04 4G4 (F1) |  |  | Fail | Please check "Use"
378060330 | TNB | DISTRIBUTION | WP PUTRAJAYA & CYBERJAYA | Existing | 11 kV |  | RYB | VPTJ/PCE/J04041 | SS 4.04 4G4 (F1) |  |  | Fail | Please check "Use"
378060333 | TNB | DISTRIBUTION | WP PUTRAJAYA & CYBERJAYA | Existing | 11 kV |  | RYB | VPTJ/PCE/J04041 | SS 4.04 4G4 (F1) |  |  | Fail | Please check "Use"
378060336 | TNB | DISTRIBUTION | WP PUTRAJAYA & CYBERJAYA | Existing | 11 kV |  | RYB | VPTJ/PCE/J04041 | SS 4.04 4G4 (F1) |  |  | Fail | Please check "Use"
378060338 | TNB | DISTRIBUTION | WP PUTRAJAYA & CYBERJAYA | Existing | 11 kV |  | RYB | VPTJ/PCE/J04041 | SS 4.04 4G4 (F1) |  |  | Fail | Please check "Use"
378060344 | TNB | DISTRIBUTION | WP PUTRAJAYA & CYBERJAYA | Existing | 11 kV |  | RYB | VPTJ/PCE/J04041 | SS 4.04 4G4 (F1) |  |  | Fail | Please check "Use"
378060345 | TNB | DISTRIBUTION | WP PUTRAJAYA & CYBERJAYA | Existing | 11 kV |  | RYB | VPTJ/PCE/J04041 | SS 4.04 4G4 (F1) |  |  | Fail | Please check "Use"
378060352 | TNB | DISTRIBUTION | WP PUTRAJAYA & CYBERJAYA | Existing | 11 kV |  | RYB | VPTJ/PCE/J04041 | SS 4.04 4G4 (F1) |  |  | Fail | Please check "Use"
378060367 | TNB | DISTRIBUTION | WP PUTRAJAYA & CYBERJAYA | Existing | 11 kV |  | RYB | VPTJ/PCE/J04042 | SS 4.04 4G4 (F2) |  |  | Fail | Please check "Use"
378060371 | TNB | DISTRIBUTION | WP PUTRAJAYA & CYBERJAYA | Existing | 11 kV |  | RYB | VPTJ/PCE/J04042 | SS 4.04 4G4 (F2) |  |  | Fail | Please check "Use"
378060374 | TNB | DISTRIBUTION | WP PUTRAJAYA & CYBERJAYA | Existing | 11 kV |  | RYB | VPTJ/PCE/J04042 | SS 4.04 4G4 (F2) |  |  | Fail | Please check "Use"
378060375 | TNB | DISTRIBUTION | WP PUTRAJAYA & CYBERJAYA | Existing | 11 kV |  | RYB | VPTJ/PCE/J04042 | SS 4.04 4G4 (F2) |  |  | Fail | Please check "Use"
378060377 | TNB | DISTRIBUTION | WP PUTRAJAYA & CYBERJAYA | Existing | 11 kV |  | RYB | VPTJ/PCE/J04042 | SS 4.04 4G4 (F2) |  |  | Fail | Please check "Use"
378060379 | TNB | DISTRIBUTION | WP PUTRAJAYA & CYBERJAYA | Existing | 11 kV |  | RYB | VPTJ/PCE/J04042 | SS 4.04 4G4 (F2) |  |  | Fail | Please check "Use"
378060385 | TNB | DISTRIBUTION | WP PUTRAJAYA & CYBERJAYA | Existing | 11 kV |  | RYB | VPTJ/PCE/J04042 | SS 4.04 4G4 (F2) |  |  | Fail | Please check "Use"
378060386 | TNB | DISTRIBUTION | WP PUTRAJAYA & CYBERJAYA | Existing | 11 kV |  | RYB | VPTJ/PCE/J04042 | SS 4.04 4G4 (F2) |  |  | Fail | Please check "Use"
378060387 | TNB | DISTRIBUTION | WP PUTRAJAYA & CYBERJAYA | Existing | 11 kV |  | RYB | VPTJ/PCE/J04042 | SS 4.04 4G4 (F2) |  |  | Fail | Please check "Use"
378060390 | TNB | DISTRIBUTION | WP PUTRAJAYA & CYBERJAYA | Existing | 11 kV |  | RYB | VPTJ/PCE/J04042 | SS 4.04 4G4 (F2) |  |  | Fail | Please check "Use"
378060393 | TNB | DISTRIBUTION | WP PUTRAJAYA & CYBERJAYA | Existing | 11 kV |  | RYB | VPTJ/PCE/J04042 | SS 4.04 4G4 (F2) |  |  | Fail | Please check "Use"
378060445 | TNB | DISTRIBUTION | WP PUTRAJAYA & CYBERJAYA | Existing | 11 kV |  | RYB | VPTJ/PCE/J04201 | SS 4.20 4U2 GDC (F1) |  |  | Fail | Please check "Use"
378060449 | TNB | DISTRIBUTION | WP PUTRAJAYA & CYBERJAYA | Existing | 11 kV |  | RYB | VPTJ/PCE/J04201 | SS 4.20 4U2 GDC (F1) |  |  | Fail | Please check "Use"
378060452 | TNB | DISTRIBUTION | WP PUTRAJAYA & CYBERJAYA | Existing | 11 kV |  | RYB | VPTJ/PCE/J04201 | SS 4.20 4U2 GDC (F1) |  |  | Fail | Please check "Use"
378060455 | TNB | DISTRIBUTION | WP PUTRAJAYA & CYBERJAYA | Existing | 11 kV |  | RYB | VPTJ/PCE/J04201 | SS 4.20 4U2 GDC (F1) |  |  | Fail | Please check "Use"
378060457 | TNB | DISTRIBUTION | WP PUTRAJAYA & CYBERJAYA | Existing | 11 kV |  | RYB | VPTJ/PCE/J04201 | SS 4.20 4U2 GDC (F1) |  |  | Fail | Please check "Use"
378060463 | TNB | DISTRIBUTION | WP PUTRAJAYA & CYBERJAYA | Existing | 11 kV |  | RYB | VPTJ/PCE/J04201 | SS 4.20 4U2 GDC (F1) |  |  | Fail | Please check "Use"
378060464 | TNB | DISTRIBUTION | WP PUTRAJAYA & CYBERJAYA | Existing | 11 kV |  | RYB | VPTJ/PCE/J04201 | SS 4.20 4U2 GDC (F1) |  |  | Fail | Please check "Use"
378060471 | TNB | DISTRIBUTION | WP PUTRAJAYA & CYBERJAYA | Existing | 11 kV |  | RYB | VPTJ/PCE/J04201 | SS 4.20 4U2 GDC (F1) |  |  | Fail | Please check "Use"
378060486 | TNB | DISTRIBUTION | WP PUTRAJAYA & CYBERJAYA | Existing | 11 kV |  | RYB | VPTJ/PCE/J04202 | SS 4.20 4U2 GDC (F2) |  |  | Fail | Please check "Use"
378060490 | TNB | DISTRIBUTION | WP PUTRAJAYA & CYBERJAYA | Existing | 11 kV |  | RYB | VPTJ/PCE/J04202 | SS 4.20 4U2 GDC (F2) |  |  | Fail | Please check "Use"
378060493 | TNB | DISTRIBUTION | WP PUTRAJAYA & CYBERJAYA | Existing | 11 kV |  | RYB | VPTJ/PCE/J04202 | SS 4.20 4U2 GDC (F2) |  |  | Fail | Please check "Use"
378060496 | TNB | DISTRIBUTION | WP PUTRAJAYA & CYBERJAYA | Existing | 11 kV |  | RYB | VPTJ/PCE/J04202 | SS 4.20 4U2 GDC (F2) |  |  | Fail | Please check "Use"
378060498 | TNB | DISTRIBUTION | WP PUTRAJAYA & CYBERJAYA | Existing | 11 kV |  | RYB | VPTJ/PCE/J04202 | SS 4.20 4U2 GDC (F2) |  |  | Fail | Please check "Use"
378060504 | TNB | DISTRIBUTION | WP PUTRAJAYA & CYBERJAYA | Existing | 11 kV |  | RYB | VPTJ/PCE/J04202 | SS 4.20 4U2 GDC (F2) |  |  | Fail | Please check "Use"
378060505 | TNB | DISTRIBUTION | WP PUTRAJAYA & CYBERJAYA | Existing | 11 kV |  | RYB | VPTJ/PCE/J04202 | SS 4.20 4U2 GDC (F2) |  |  | Fail | Please check "Use"
378060512 | TNB | DISTRIBUTION | WP PUTRAJAYA & CYBERJAYA | Existing | 11 kV |  | RYB | VPTJ/PCE/J04202 | SS 4.20 4U2 GDC (F2) |  |  | Fail | Please check "Use"
378060537 | TNB | DISTRIBUTION | WP PUTRAJAYA & CYBERJAYA | Existing | 11 kV |  | RYB | VPTJ/PCE/J04011 | PE 4.01 4G3 (F1) |  |  | Fail | Please check "Use"
378060538 | TNB | DISTRIBUTION | WP PUTRAJAYA & CYBERJAYA | Existing | 11 kV |  | RYB | VPTJ/PCE/J04011 | PE 4.01 4G3 (F1) |  |  | Fail | Please check "Use"
378060539 | TNB | DISTRIBUTION | WP PUTRAJAYA & CYBERJAYA | Existing | 11 kV |  | RYB | VPTJ/PCE/J04011 | PE 4.01 4G3 (F1) |  |  | Fail | Please check "Use"
378060540 | TNB | DISTRIBUTION | WP PUTRAJAYA & CYBERJAYA | Existing | 11 kV |  | RYB | VPTJ/PCE/J04011 | PE 4.01 4G3 (F1) |  |  | Fail | Please check "Use"
378060541 | TNB | DISTRIBUTION | WP PUTRAJAYA & CYBERJAYA | Existing | 11 kV |  | RYB | VPTJ/PCE/J04011 | PE 4.01 4G3 (F1) |  |  | Fail | Please check "Use"
378060542 | TNB | DISTRIBUTION | WP PUTRAJAYA & CYBERJAYA | Existing | 11 kV |  | RYB | VPTJ/PCE/J04011 | PE 4.01 4G3 (F1) |  |  | Fail | Please check "Use"
378060548 | TNB | DISTRIBUTION | WP PUTRAJAYA & CYBERJAYA | Existing | 11 kV |  | RYB | VPTJ/PCE/J04012 | PE 4.01 4G3 (F2) |  |  | Fail | Please check "Use"
378060552 | TNB | DISTRIBUTION | WP PUTRAJAYA & CYBERJAYA | Existing | 11 kV |  | RYB | VPTJ/PCE/J04012 | PE 4.01 4G3 (F2) |  |  | Fail | Please check "Use"
378060555 | TNB | DISTRIBUTION | WP PUTRAJAYA & CYBERJAYA | Existing | 11 kV |  | RYB | VPTJ/PCE/J04012 | PE 4.01 4G3 (F2) |  |  | Fail | Please check "Use"
378060556 | TNB | DISTRIBUTION | WP PUTRAJAYA & CYBERJAYA | Existing | 11 kV |  | RYB | VPTJ/PCE/J04012 | PE 4.01 4G3 (F2) |  |  | Fail | Please check "Use"
378060558 | TNB | DISTRIBUTION | WP PUTRAJAYA & CYBERJAYA | Existing | 11 kV |  | RYB | VPTJ/PCE/J04012 | PE 4.01 4G3 (F2) |  |  | Fail | Please check "Use"
378060560 | TNB | DISTRIBUTION | WP PUTRAJAYA & CYBERJAYA | Existing | 11 kV |  | RYB | VPTJ/PCE/J04012 | PE 4.01 4G3 (F2) |  |  | Fail | Please check "Use"
378060566 | TNB | DISTRIBUTION | WP PUTRAJAYA & CYBERJAYA | Existing | 11 kV |  | RYB | VPTJ/PCE/J04012 | PE 4.01 4G3 (F2) |  |  | Fail | Please check "Use"
378060567 | TNB | DISTRIBUTION | WP PUTRAJAYA & CYBERJAYA | Existing | 11 kV |  | RYB | VPTJ/PCE/J04012 | PE 4.01 4G3 (F2) |  |  | Fail | Please check "Use"
378060568 | TNB | DISTRIBUTION | WP PUTRAJAYA & CYBERJAYA | Existing | 11 kV |  | RYB | VPTJ/PCE/J04012 | PE 4.01 4G3 (F2) |  |  | Fail | Please check "Use"
378060571 | TNB | DISTRIBUTION | WP PUTRAJAYA & CYBERJAYA | Existing | 11 kV |  | RYB | VPTJ/PCE/J04012 | PE 4.01 4G3 (F2) |  |  | Fail | Please check "Use"
378060574 | TNB | DISTRIBUTION | WP PUTRAJAYA & CYBERJAYA | Existing | 11 kV |  | RYB | VPTJ/PCE/J04012 | PE 4.01 4G3 (F2) |  |  | Fail | Please check "Use"
378060869 | TNB | DISTRIBUTION | WP PUTRAJAYA & CYBERJAYA | Existing | 11 kV |  | RYB | VPTJ/PCE/J02161 | SS 2.16 MENARA PJH (2C1) (F1) |  |  | Fail | Please check "Use"
378060873 | TNB | DISTRIBUTION | WP PUTRAJAYA & CYBERJAYA | Existing | 11 kV |  | RYB | VPTJ/PCE/J02161 | SS 2.16 MENARA PJH (2C1) (F1) |  |  | Fail | Please check "Use"
378060876 | TNB | DISTRIBUTION | WP PUTRAJAYA & CYBERJAYA | Existing | 11 kV |  | RYB | VPTJ/PCE/J02161 | SS 2.16 MENARA PJH (2C1) (F1) |  |  | Fail | Please check "Use"
378060879 | TNB | DISTRIBUTION | WP PUTRAJAYA & CYBERJAYA | Existing | 11 kV |  | RYB | VPTJ/PCE/J02161 | SS 2.16 MENARA PJH (2C1) (F1) |  |  | Fail | Please check "Use"
378060881 | TNB | DISTRIBUTION | WP PUTRAJAYA & CYBERJAYA | Existing | 11 kV |  | RYB | VPTJ/PCE/J02161 | SS 2.16 MENARA PJH (2C1) (F1) |  |  | Fail | Please check "Use"
378060887 | TNB | DISTRIBUTION | WP PUTRAJAYA & CYBERJAYA | Existing | 11 kV |  | RYB | VPTJ/PCE/J02161 | SS 2.16 MENARA PJH (2C1) (F1) |  |  | Fail | Please check "Use"
378060888 | TNB | DISTRIBUTION | WP PUTRAJAYA & CYBERJAYA | Existing | 11 kV |  | RYB | VPTJ/PCE/J02161 | SS 2.16 MENARA PJH (2C1) (F1) |  |  | Fail | Please check "Use"
378060895 | TNB | DISTRIBUTION | WP PUTRAJAYA & CYBERJAYA | Existing | 11 kV |  | RYB | VPTJ/PCE/J02161 | SS 2.16 MENARA PJH (2C1) (F1) |  |  | Fail | Please check "Use"
378060910 | TNB | DISTRIBUTION | WP PUTRAJAYA & CYBERJAYA | Existing | 11 kV |  | RYB | VPTJ/PCE/J02162 | SS 2.16 MENARA PJH (2C1) (F2) |  |  | Fail | Please check "Use"
378060914 | TNB | DISTRIBUTION | WP PUTRAJAYA & CYBERJAYA | Existing | 11 kV |  | RYB | VPTJ/PCE/J02162 | SS 2.16 MENARA PJH (2C1) (F2) |  |  | Fail | Please check "Use"
378060917 | TNB | DISTRIBUTION | WP PUTRAJAYA & CYBERJAYA | Existing | 11 kV |  | RYB | VPTJ/PCE/J02162 | SS 2.16 MENARA PJH (2C1) (F2) |  |  | Fail | Please check "Use"
378060920 | TNB | DISTRIBUTION | WP PUTRAJAYA & CYBERJAYA | Existing | 11 kV |  | RYB | VPTJ/PCE/J02162 | SS 2.16 MENARA PJH (2C1) (F2) |  |  | Fail | Please check "Use"
378060922 | TNB | DISTRIBUTION | WP PUTRAJAYA & CYBERJAYA | Existing | 11 kV |  | RYB | VPTJ/PCE/J02162 | SS 2.16 MENARA PJH (2C1) (F2) |  |  | Fail | Please check "Use"
378060928 | TNB | DISTRIBUTION | WP PUTRAJAYA & CYBERJAYA | Existing | 11 kV |  | RYB | VPTJ/PCE/J02162 | SS 2.16 MENARA PJH (2C1) (F2) |  |  | Fail | Please check "Use"
378060929 | TNB | DISTRIBUTION | WP PUTRAJAYA & CYBERJAYA | Existing | 11 kV |  | RYB | VPTJ/PCE/J02162 | SS 2.16 MENARA PJH (2C1) (F2) |  |  | Fail | Please check "Use"
378069529 | TNB | DISTRIBUTION | WP PUTRAJAYA & CYBERJAYA | Existing | 11 kV |  | RYB | VCBJ/PCE/J22731 | SS 22.73 - HP IT CAMPUS F1 |  |  | Fail | Please check "Use"
378069533 | TNB | DISTRIBUTION | WP PUTRAJAYA & CYBERJAYA | Existing | 11 kV |  | RYB | VCBJ/PCE/J22731 | SS 22.73 - HP IT CAMPUS F1 |  |  | Fail | Please check "Use"
378069537 | TNB | DISTRIBUTION | WP PUTRAJAYA & CYBERJAYA | Existing | 11 kV |  | RYB | VCBJ/PCE/J22731 | SS 22.73 - HP IT CAMPUS F1 |  |  | Fail | Please check "Use"
378069539 | TNB | DISTRIBUTION | WP PUTRAJAYA & CYBERJAYA | Existing | 11 kV |  | RYB | VCBJ/PCE/J22731 | SS 22.73 - HP IT CAMPUS F1 |  |  | Fail | Please check "Use"
378069541 | TNB | DISTRIBUTION | WP PUTRAJAYA & CYBERJAYA | Existing | 11 kV |  | RYB | VCBJ/PCE/J22731 | SS 22.73 - HP IT CAMPUS F1 |  |  | Fail | Please check "Use"
378069547 | TNB | DISTRIBUTION | WP PUTRAJAYA & CYBERJAYA | Existing | 11 kV |  | RYB | VCBJ/PCE/J22731 | SS 22.73 - HP IT CAMPUS F1 |  |  | Fail | Please check "Use"
378069549 | TNB | DISTRIBUTION | WP PUTRAJAYA & CYBERJAYA | Existing | 11 kV |  | RYB | VCBJ/PCE/J22731 | SS 22.73 - HP IT CAMPUS F1 |  |  | Fail | Please check "Use"
378069552 | TNB | DISTRIBUTION | WP PUTRAJAYA & CYBERJAYA | Existing | 11 kV |  | RYB | VCBJ/PCE/J22731 | SS 22.73 - HP IT CAMPUS F1 |  |  | Fail | Please check "Use"
378069563 | TNB | DISTRIBUTION | WP PUTRAJAYA & CYBERJAYA | Existing | 11 kV |  | RYB | VCBJ/PCE/J22731 | SS 22.73 - HP IT CAMPUS F1 |  |  | Fail | Please check "Use"
378069613 | TNB | DISTRIBUTION | WP PUTRAJAYA & CYBERJAYA | Existing | 11 kV |  | RYB | VCBJ/PCE/J22732 | SS 22.73 - HP IT CAMPUS F2 |  |  | Fail | Please check "Use"
378069617 | TNB | DISTRIBUTION | WP PUTRAJAYA & CYBERJAYA | Existing | 11 kV |  | RYB | VCBJ/PCE/J22732 | SS 22.73 - HP IT CAMPUS F2 |  |  | Fail | Please check "Use"
378069621 | TNB | DISTRIBUTION | WP PUTRAJAYA & CYBERJAYA | Existing | 11 kV |  | RYB | VCBJ/PCE/J22732 | SS 22.73 - HP IT CAMPUS F2 |  |  | Fail | Please check "Use"
378069623 | TNB | DISTRIBUTION | WP PUTRAJAYA & CYBERJAYA | Existing | 11 kV |  | RYB | VCBJ/PCE/J22732 | SS 22.73 - HP IT CAMPUS F2 |  |  | Fail | Please check "Use"
378069625 | TNB | DISTRIBUTION | WP PUTRAJAYA & CYBERJAYA | Existing | 11 kV |  | RYB | VCBJ/PCE/J22732 | SS 22.73 - HP IT CAMPUS F2 |  |  | Fail | Please check "Use"
378069631 | TNB | DISTRIBUTION | WP PUTRAJAYA & CYBERJAYA | Existing | 11 kV |  | RYB | VCBJ/PCE/J22732 | SS 22.73 - HP IT CAMPUS F2 |  |  | Fail | Please check "Use"
378069633 | TNB | DISTRIBUTION | WP PUTRAJAYA & CYBERJAYA | Existing | 11 kV |  | RYB | VCBJ/PCE/J22732 | SS 22.73 - HP IT CAMPUS F2 |  |  | Fail | Please check "Use"
378069636 | TNB | DISTRIBUTION | WP PUTRAJAYA & CYBERJAYA | Existing | 11 kV |  | RYB | VCBJ/PCE/J22732 | SS 22.73 - HP IT CAMPUS F2 |  |  | Fail | Please check "Use"
378069647 | TNB | DISTRIBUTION | WP PUTRAJAYA & CYBERJAYA | Existing | 11 kV |  | RYB | VCBJ/PCE/J22732 | SS 22.73 - HP IT CAMPUS F2 |  |  | Fail | Please check "Use"
378069654 | TNB | DISTRIBUTION | WP PUTRAJAYA & CYBERJAYA | Existing | 11 kV |  | RYB | VCBJ/PCE/J22781 | SS 22.78 LHDN F1 |  |  | Fail | Please check "Use"
378069658 | TNB | DISTRIBUTION | WP PUTRAJAYA & CYBERJAYA | Existing | 11 kV |  | RYB | VCBJ/PCE/J22781 | SS 22.78 LHDN F1 |  |  | Fail | Please check "Use"
378069662 | TNB | DISTRIBUTION | WP PUTRAJAYA & CYBERJAYA | Existing | 11 kV |  | RYB | VCBJ/PCE/J22781 | SS 22.78 LHDN F1 |  |  | Fail | Please check "Use"
378069664 | TNB | DISTRIBUTION | WP PUTRAJAYA & CYBERJAYA | Existing | 11 kV |  | RYB | VCBJ/PCE/J22781 | SS 22.78 LHDN F1 |  |  | Fail | Please check "Use"
378069666 | TNB | DISTRIBUTION | WP PUTRAJAYA & CYBERJAYA | Existing | 11 kV |  | RYB | VCBJ/PCE/J22781 | SS 22.78 LHDN F1 |  |  | Fail | Please check "Use"
378069672 | TNB | DISTRIBUTION | WP PUTRAJAYA & CYBERJAYA | Existing | 11 kV |  | RYB | VCBJ/PCE/J22781 | SS 22.78 LHDN F1 |  |  | Fail | Please check "Use"
378069674 | TNB | DISTRIBUTION | WP PUTRAJAYA & CYBERJAYA | Existing | 11 kV |  | RYB | VCBJ/PCE/J22781 | SS 22.78 LHDN F1 |  |  | Fail | Please check "Use"
378069677 | TNB | DISTRIBUTION | WP PUTRAJAYA & CYBERJAYA | Existing | 11 kV |  | RYB | VCBJ/PCE/J22781 | SS 22.78 LHDN F1 |  |  | Fail | Please check "Use"
378069688 | TNB | DISTRIBUTION | WP PUTRAJAYA & CYBERJAYA | Existing | 11 kV |  | RYB | VCBJ/PCE/J22781 | SS 22.78 LHDN F1 |  |  | Fail | Please check "Use"
378069711 | TNB | DISTRIBUTION | WP PUTRAJAYA & CYBERJAYA | Existing | 11 kV |  | RYB | VCBJ/PCE/J22761 | PE 22.76 - STP B F1 |  |  | Fail | Please check "Use"
378069712 | TNB | DISTRIBUTION | WP PUTRAJAYA & CYBERJAYA | Existing | 11 kV |  | RYB | VCBJ/PCE/J22761 | PE 22.76 - STP B F1 |  |  | Fail | Please check "Use"
378069717 | TNB | DISTRIBUTION | WP PUTRAJAYA & CYBERJAYA | Existing | 11 kV |  | RYB | VCBJ/PCE/J22761 | PE 22.76 - STP B F1 |  |  | Fail | Please check "Use"
378069723 | TNB | DISTRIBUTION | WP PUTRAJAYA & CYBERJAYA | Existing | 11 kV |  | RYB | VCBJ/PCE/J22761 | PE 22.76 - STP B F1 |  |  | Fail | Please check "Use"
378069724 | TNB | DISTRIBUTION | WP PUTRAJAYA & CYBERJAYA | Existing | 11 kV |  | RYB | VCBJ/PCE/J22761 | PE 22.76 - STP B F1 |  |  | Fail | Please check "Use"
378069728 | TNB | DISTRIBUTION | WP PUTRAJAYA & CYBERJAYA | Existing | 11 kV |  | RYB | VCBJ/PCE/J22761 | PE 22.76 - STP B F1 |  |  | Fail | Please check "Use"
378069731 | TNB | DISTRIBUTION | WP PUTRAJAYA & CYBERJAYA | Existing | 11 kV |  | RYB | VCBJ/PCE/J22761 | PE 22.76 - STP B F1 |  |  | Fail | Please check "Use"
378069732 | TNB | DISTRIBUTION | WP PUTRAJAYA & CYBERJAYA | Existing | 11 kV |  | RYB | VCBJ/PCE/J22761 | PE 22.76 - STP B F1 |  |  | Fail | Please check "Use"
378069743 | TNB | DISTRIBUTION | WP PUTRAJAYA & CYBERJAYA | Existing | 11 kV |  | RYB | VCBJ/PCE/J22762 | PE 22.76 - STP B F2 |  |  | Fail | Please check "Use"
378069744 | TNB | DISTRIBUTION | WP PUTRAJAYA & CYBERJAYA | Existing | 11 kV |  | RYB | VCBJ/PCE/J22762 | PE 22.76 - STP B F2 |  |  | Fail | Please check "Use"
378069749 | TNB | DISTRIBUTION | WP PUTRAJAYA & CYBERJAYA | Existing | 11 kV |  | RYB | VCBJ/PCE/J22762 | PE 22.76 - STP B F2 |  |  | Fail | Please check "Use"
378069755 | TNB | DISTRIBUTION | WP PUTRAJAYA & CYBERJAYA | Existing | 11 kV |  | RYB | VCBJ/PCE/J22762 | PE 22.76 - STP B F2 |  |  | Fail | Please check "Use"
378069756 | TNB | DISTRIBUTION | WP PUTRAJAYA & CYBERJAYA | Existing | 11 kV |  | RYB | VCBJ/PCE/J22762 | PE 22.76 - STP B F2 |  |  | Fail | Please check "Use"
378069760 | TNB | DISTRIBUTION | WP PUTRAJAYA & CYBERJAYA | Existing | 11 kV |  | RYB | VCBJ/PCE/J22762 | PE 22.76 - STP B F2 |  |  | Fail | Please check "Use"
378069763 | TNB | DISTRIBUTION | WP PUTRAJAYA & CYBERJAYA | Existing | 11 kV |  | RYB | VCBJ/PCE/J22762 | PE 22.76 - STP B F2 |  |  | Fail | Please check "Use"
378069764 | TNB | DISTRIBUTION | WP PUTRAJAYA & CYBERJAYA | Existing | 11 kV |  | RYB | VCBJ/PCE/J22762 | PE 22.76 - STP B F2 |  |  | Fail | Please check "Use"
378069802 | TNB | DISTRIBUTION | WP PUTRAJAYA & CYBERJAYA | Existing | 11 kV |  | RYB | VCBJ/PCE/J22771 | PE 22.77 - PS2-8 F1 |  |  | Fail | Please check "Use"
378069803 | TNB | DISTRIBUTION | WP PUTRAJAYA & CYBERJAYA | Existing | 11 kV |  | RYB | VCBJ/PCE/J22771 | PE 22.77 - PS2-8 F1 |  |  | Fail | Please check "Use"
378069808 | TNB | DISTRIBUTION | WP PUTRAJAYA & CYBERJAYA | Existing | 11 kV |  | RYB | VCBJ/PCE/J22771 | PE 22.77 - PS2-8 F1 |  |  | Fail | Please check "Use"
378069814 | TNB | DISTRIBUTION | WP PUTRAJAYA & CYBERJAYA | Existing | 11 kV |  | RYB | VCBJ/PCE/J22771 | PE 22.77 - PS2-8 F1 |  |  | Fail | Please check "Use"
378069815 | TNB | DISTRIBUTION | WP PUTRAJAYA & CYBERJAYA | Existing | 11 kV |  | RYB | VCBJ/PCE/J22771 | PE 22.77 - PS2-8 F1 |  |  | Fail | Please check "Use"
378069819 | TNB | DISTRIBUTION | WP PUTRAJAYA & CYBERJAYA | Existing | 11 kV |  | RYB | VCBJ/PCE/J22771 | PE 22.77 - PS2-8 F1 |  |  | Fail | Please check "Use"
378069822 | TNB | DISTRIBUTION | WP PUTRAJAYA & CYBERJAYA | Existing | 11 kV |  | RYB | VCBJ/PCE/J22771 | PE 22.77 - PS2-8 F1 |  |  | Fail | Please check "Use"
378069823 | TNB | DISTRIBUTION | WP PUTRAJAYA & CYBERJAYA | Existing | 11 kV |  | RYB | VCBJ/PCE/J22771 | PE 22.77 - PS2-8 F1 |  |  | Fail | Please check "Use"
378069898 | TNB | DISTRIBUTION | WP PUTRAJAYA & CYBERJAYA | Existing | 11 kV |  | RYB | VCBJ/PCE/J22772 | PE 22.77 - PS2-8 F2 |  |  | Fail | Please check "Use"
378069899 | TNB | DISTRIBUTION | WP PUTRAJAYA & CYBERJAYA | Existing | 11 kV |  | RYB | VCBJ/PCE/J22772 | PE 22.77 - PS2-8 F2 |  |  | Fail | Please check "Use"
378069904 | TNB | DISTRIBUTION | WP PUTRAJAYA & CYBERJAYA | Existing | 11 kV |  | RYB | VCBJ/PCE/J22772 | PE 22.77 - PS2-8 F2 |  |  | Fail | Please check "Use"
378069910 | TNB | DISTRIBUTION | WP PUTRAJAYA & CYBERJAYA | Existing | 11 kV |  | RYB | VCBJ/PCE/J22772 | PE 22.77 - PS2-8 F2 |  |  | Fail | Please check "Use"
378069911 | TNB | DISTRIBUTION | WP PUTRAJAYA & CYBERJAYA | Existing | 11 kV |  | RYB | VCBJ/PCE/J22772 | PE 22.77 - PS2-8 F2 |  |  | Fail | Please check "Use"
378069915 | TNB | DISTRIBUTION | WP PUTRAJAYA & CYBERJAYA | Existing | 11 kV |  | RYB | VCBJ/PCE/J22772 | PE 22.77 - PS2-8 F2 |  |  | Fail | Please check "Use"
378069918 | TNB | DISTRIBUTION | WP PUTRAJAYA & CYBERJAYA | Existing | 11 kV |  | RYB | VCBJ/PCE/J22772 | PE 22.77 - PS2-8 F2 |  |  | Fail | Please check "Use"
378069919 | TNB | DISTRIBUTION | WP PUTRAJAYA & CYBERJAYA | Existing | 11 kV |  | RYB | VCBJ/PCE/J22772 | PE 22.77 - PS2-8 F2 |  |  | Fail | Please check "Use"
378069996 | TNB | DISTRIBUTION | WP PUTRAJAYA & CYBERJAYA | Existing | 11 kV |  | RYB | VCBJ/PCE/J22691 | PE 22.69 KRU STUDIO F1 |  |  | Fail | Please check "Use"
378069997 | TNB | DISTRIBUTION | WP PUTRAJAYA & CYBERJAYA | Existing | 11 kV |  | RYB | VCBJ/PCE/J22691 | PE 22.69 KRU STUDIO F1 |  |  | Fail | Please check "Use"
378070002 | TNB | DISTRIBUTION | WP PUTRAJAYA & CYBERJAYA | Existing | 11 kV |  | RYB | VCBJ/PCE/J22691 | PE 22.69 KRU STUDIO F1 |  |  | Fail | Please check "Use"
378070008 | TNB | DISTRIBUTION | WP PUTRAJAYA & CYBERJAYA | Existing | 11 kV |  | RYB | VCBJ/PCE/J22691 | PE 22.69 KRU STUDIO F1 |  |  | Fail | Please check "Use"
378070009 | TNB | DISTRIBUTION | WP PUTRAJAYA & CYBERJAYA | Existing | 11 kV |  | RYB | VCBJ/PCE/J22691 | PE 22.69 KRU STUDIO F1 |  |  | Fail | Please check "Use"
378070013 | TNB | DISTRIBUTION | WP PUTRAJAYA & CYBERJAYA | Existing | 11 kV |  | RYB | VCBJ/PCE/J22691 | PE 22.69 KRU STUDIO F1 |  |  | Fail | Please check "Use"
378070016 | TNB | DISTRIBUTION | WP PUTRAJAYA & CYBERJAYA | Existing | 11 kV |  | RYB | VCBJ/PCE/J22691 | PE 22.69 KRU STUDIO F1 |  |  | Fail | Please check "Use"
378070017 | TNB | DISTRIBUTION | WP PUTRAJAYA & CYBERJAYA | Existing | 11 kV |  | RYB | VCBJ/PCE/J22691 | PE 22.69 KRU STUDIO F1 |  |  | Fail | Please check "Use"
378070025 | TNB | DISTRIBUTION | WP PUTRAJAYA & CYBERJAYA | Existing | 11 kV |  | RYB | VCBJ/PCE/J24191 | PE 24.19 YAKIN INVEST F1 |  |  | Fail | Please check "Use"
378070026 | TNB | DISTRIBUTION | WP PUTRAJAYA & CYBERJAYA | Existing | 11 kV |  | RYB | VCBJ/PCE/J24191 | PE 24.19 YAKIN INVEST F1 |  |  | Fail | Please check "Use"
378070031 | TNB | DISTRIBUTION | WP PUTRAJAYA & CYBERJAYA | Existing | 11 kV |  | RYB | VCBJ/PCE/J24191 | PE 24.19 YAKIN INVEST F1 |  |  | Fail | Please check "Use"
378070037 | TNB | DISTRIBUTION | WP PUTRAJAYA & CYBERJAYA | Existing | 11 kV |  | RYB | VCBJ/PCE/J24191 | PE 24.19 YAKIN INVEST F1 |  |  | Fail | Please check "Use"
378070038 | TNB | DISTRIBUTION | WP PUTRAJAYA & CYBERJAYA | Existing | 11 kV |  | RYB | VCBJ/PCE/J24191 | PE 24.19 YAKIN INVEST F1 |  |  | Fail | Please check "Use"
378070042 | TNB | DISTRIBUTION | WP PUTRAJAYA & CYBERJAYA | Existing | 11 kV |  | RYB | VCBJ/PCE/J24191 | PE 24.19 YAKIN INVEST F1 |  |  | Fail | Please check "Use"
378070045 | TNB | DISTRIBUTION | WP PUTRAJAYA & CYBERJAYA | Existing | 11 kV |  | RYB | VCBJ/PCE/J24191 | PE 24.19 YAKIN INVEST F1 |  |  | Fail | Please check "Use"
378070046 | TNB | DISTRIBUTION | WP PUTRAJAYA & CYBERJAYA | Existing | 11 kV |  | RYB | VCBJ/PCE/J24191 | PE 24.19 YAKIN INVEST F1 |  |  | Fail | Please check "Use"
378070125 | TNB | DISTRIBUTION | WP PUTRAJAYA & CYBERJAYA | Existing | 11 kV |  | RYB | VCBJ/PCE/J22692 | PE 22.69 KRU STUDIO F2 |  |  | Fail | Please check "Use"
378070126 | TNB | DISTRIBUTION | WP PUTRAJAYA & CYBERJAYA | Existing | 11 kV |  | RYB | VCBJ/PCE/J22692 | PE 22.69 KRU STUDIO F2 |  |  | Fail | Please check "Use"
378070131 | TNB | DISTRIBUTION | WP PUTRAJAYA & CYBERJAYA | Existing | 11 kV |  | RYB | VCBJ/PCE/J22692 | PE 22.69 KRU STUDIO F2 |  |  | Fail | Please check "Use"
378070137 | TNB | DISTRIBUTION | WP PUTRAJAYA & CYBERJAYA | Existing | 11 kV |  | RYB | VCBJ/PCE/J22692 | PE 22.69 KRU STUDIO F2 |  |  | Fail | Please check "Use"
378070138 | TNB | DISTRIBUTION | WP PUTRAJAYA & CYBERJAYA | Existing | 11 kV |  | RYB | VCBJ/PCE/J22692 | PE 22.69 KRU STUDIO F2 |  |  | Fail | Please check "Use"
378070142 | TNB | DISTRIBUTION | WP PUTRAJAYA & CYBERJAYA | Existing | 11 kV |  | RYB | VCBJ/PCE/J22692 | PE 22.69 KRU STUDIO F2 |  |  | Fail | Please check "Use"
378070145 | TNB | DISTRIBUTION | WP PUTRAJAYA & CYBERJAYA | Existing | 11 kV |  | RYB | VCBJ/PCE/J22692 | PE 22.69 KRU STUDIO F2 |  |  | Fail | Please check "Use"
378070146 | TNB | DISTRIBUTION | WP PUTRAJAYA & CYBERJAYA | Existing | 11 kV |  | RYB | VCBJ/PCE/J22692 | PE 22.69 KRU STUDIO F2 |  |  | Fail | Please check "Use"
378070157 | TNB | DISTRIBUTION | WP PUTRAJAYA & CYBERJAYA | Existing | 11 kV |  | RYB | VCBJ/PCE/J24192 | PE 24.19 YAKIN INVEST F2 |  |  | Fail | Please check "Use"
378070158 | TNB | DISTRIBUTION | WP PUTRAJAYA & CYBERJAYA | Existing | 11 kV |  | RYB | VCBJ/PCE/J24192 | PE 24.19 YAKIN INVEST F2 |  |  | Fail | Please check "Use"
378070163 | TNB | DISTRIBUTION | WP PUTRAJAYA & CYBERJAYA | Existing | 11 kV |  | RYB | VCBJ/PCE/J24192 | PE 24.19 YAKIN INVEST F2 |  |  | Fail | Please check "Use"
378070169 | TNB | DISTRIBUTION | WP PUTRAJAYA & CYBERJAYA | Existing | 11 kV |  | RYB | VCBJ/PCE/J24192 | PE 24.19 YAKIN INVEST F2 |  |  | Fail | Please check "Use"
378070170 | TNB | DISTRIBUTION | WP PUTRAJAYA & CYBERJAYA | Existing | 11 kV |  | RYB | VCBJ/PCE/J24192 | PE 24.19 YAKIN INVEST F2 |  |  | Fail | Please check "Use"
378070174 | TNB | DISTRIBUTION | WP PUTRAJAYA & CYBERJAYA | Existing | 11 kV |  | RYB | VCBJ/PCE/J24192 | PE 24.19 YAKIN INVEST F2 |  |  | Fail | Please check "Use"
378070177 | TNB | DISTRIBUTION | WP PUTRAJAYA & CYBERJAYA | Existing | 11 kV |  | RYB | VCBJ/PCE/J24192 | PE 24.19 YAKIN INVEST F2 |  |  | Fail | Please check "Use"
378070178 | TNB | DISTRIBUTION | WP PUTRAJAYA & CYBERJAYA | Existing | 11 kV |  | RYB | VCBJ/PCE/J24192 | PE 24.19 YAKIN INVEST F2 |  |  | Fail | Please check "Use"
378070303 | TNB | DISTRIBUTION | WP PUTRAJAYA & CYBERJAYA | Existing | 11 kV |  | RYB | VCBJ/PCE/J22891 | PE 22.89 MYTELEHAUS F1 |  |  | Fail | Please check "Use"
378070304 | TNB | DISTRIBUTION | WP PUTRAJAYA & CYBERJAYA | Existing | 11 kV |  | RYB | VCBJ/PCE/J22891 | PE 22.89 MYTELEHAUS F1 |  |  | Fail | Please check "Use"
378070309 | TNB | DISTRIBUTION | WP PUTRAJAYA & CYBERJAYA | Existing | 11 kV |  | RYB | VCBJ/PCE/J22891 | PE 22.89 MYTELEHAUS F1 |  |  | Fail | Please check "Use"
378070315 | TNB | DISTRIBUTION | WP PUTRAJAYA & CYBERJAYA | Existing | 11 kV |  | RYB | VCBJ/PCE/J22891 | PE 22.89 MYTELEHAUS F1 |  |  | Fail | Please check "Use"
378070316 | TNB | DISTRIBUTION | WP PUTRAJAYA & CYBERJAYA | Existing | 11 kV |  | RYB | VCBJ/PCE/J22891 | PE 22.89 MYTELEHAUS F1 |  |  | Fail | Please check "Use"
378070320 | TNB | DISTRIBUTION | WP PUTRAJAYA & CYBERJAYA | Existing | 11 kV |  | RYB | VCBJ/PCE/J22891 | PE 22.89 MYTELEHAUS F1 |  |  | Fail | Please check "Use"
378070323 | TNB | DISTRIBUTION | WP PUTRAJAYA & CYBERJAYA | Existing | 11 kV |  | RYB | VCBJ/PCE/J22891 | PE 22.89 MYTELEHAUS F1 |  |  | Fail | Please check "Use"
378070324 | TNB | DISTRIBUTION | WP PUTRAJAYA & CYBERJAYA | Existing | 11 kV |  | RYB | VCBJ/PCE/J22891 | PE 22.89 MYTELEHAUS F1 |  |  | Fail | Please check "Use"
378070403 | TNB | DISTRIBUTION | WP PUTRAJAYA & CYBERJAYA | Existing | 11 kV |  | RYB | VCBJ/PCE/J22892 | PE 22.89 MYTELEHAUS F2 |  |  | Fail | Please check "Use"
378070404 | TNB | DISTRIBUTION | WP PUTRAJAYA & CYBERJAYA | Existing | 11 kV |  | RYB | VCBJ/PCE/J22892 | PE 22.89 MYTELEHAUS F2 |  |  | Fail | Please check "Use"
378070409 | TNB | DISTRIBUTION | WP PUTRAJAYA & CYBERJAYA | Existing | 11 kV |  | RYB | VCBJ/PCE/J22892 | PE 22.89 MYTELEHAUS F2 |  |  | Fail | Please check "Use"
378070415 | TNB | DISTRIBUTION | WP PUTRAJAYA & CYBERJAYA | Existing | 11 kV |  | RYB | VCBJ/PCE/J22892 | PE 22.89 MYTELEHAUS F2 |  |  | Fail | Please check "Use"
378070416 | TNB | DISTRIBUTION | WP PUTRAJAYA & CYBERJAYA | Existing | 11 kV |  | RYB | VCBJ/PCE/J22892 | PE 22.89 MYTELEHAUS F2 |  |  | Fail | Please check "Use"
378070420 | TNB | DISTRIBUTION | WP PUTRAJAYA & CYBERJAYA | Existing | 11 kV |  | RYB | VCBJ/PCE/J22892 | PE 22.89 MYTELEHAUS F2 |  |  | Fail | Please check "Use"
378070423 | TNB | DISTRIBUTION | WP PUTRAJAYA & CYBERJAYA | Existing | 11 kV |  | RYB | VCBJ/PCE/J22892 | PE 22.89 MYTELEHAUS F2 |  |  | Fail | Please check "Use"
378070424 | TNB | DISTRIBUTION | WP PUTRAJAYA & CYBERJAYA | Existing | 11 kV |  | RYB | VCBJ/PCE/J22892 | PE 22.89 MYTELEHAUS F2 |  |  | Fail | Please check "Use"
378070504 | TNB | DISTRIBUTION | WP PUTRAJAYA & CYBERJAYA | Existing | 11 kV |  | RYB | VCBJ/PCE/J22881 | PE 22.88 SKY LEISURE F1 |  |  | Fail | Please check "Use"
378070505 | TNB | DISTRIBUTION | WP PUTRAJAYA & CYBERJAYA | Existing | 11 kV |  | RYB | VCBJ/PCE/J22881 | PE 22.88 SKY LEISURE F1 |  |  | Fail | Please check "Use"
378070510 | TNB | DISTRIBUTION | WP PUTRAJAYA & CYBERJAYA | Existing | 11 kV |  | RYB | VCBJ/PCE/J22881 | PE 22.88 SKY LEISURE F1 |  |  | Fail | Please check "Use"
378070516 | TNB | DISTRIBUTION | WP PUTRAJAYA & CYBERJAYA | Existing | 11 kV |  | RYB | VCBJ/PCE/J22881 | PE 22.88 SKY LEISURE F1 |  |  | Fail | Please check "Use"
378070517 | TNB | DISTRIBUTION | WP PUTRAJAYA & CYBERJAYA | Existing | 11 kV |  | RYB | VCBJ/PCE/J22881 | PE 22.88 SKY LEISURE F1 |  |  | Fail | Please check "Use"
378070521 | TNB | DISTRIBUTION | WP PUTRAJAYA & CYBERJAYA | Existing | 11 kV |  | RYB | VCBJ/PCE/J22881 | PE 22.88 SKY LEISURE F1 |  |  | Fail | Please check "Use"
378070524 | TNB | DISTRIBUTION | WP PUTRAJAYA & CYBERJAYA | Existing | 11 kV |  | RYB | VCBJ/PCE/J22881 | PE 22.88 SKY LEISURE F1 |  |  | Fail | Please check "Use"
378070525 | TNB | DISTRIBUTION | WP PUTRAJAYA & CYBERJAYA | Existing | 11 kV |  | RYB | VCBJ/PCE/J22881 | PE 22.88 SKY LEISURE F1 |  |  | Fail | Please check "Use"
378070606 | TNB | DISTRIBUTION | WP PUTRAJAYA & CYBERJAYA | Existing | 11 kV |  | RYB | VCBJ/PCE/J22882 | PE 22.88 SKY LEISURE F2 |  |  | Fail | Please check "Use"
378070607 | TNB | DISTRIBUTION | WP PUTRAJAYA & CYBERJAYA | Existing | 11 kV |  | RYB | VCBJ/PCE/J22882 | PE 22.88 SKY LEISURE F2 |  |  | Fail | Please check "Use"
378070612 | TNB | DISTRIBUTION | WP PUTRAJAYA & CYBERJAYA | Existing | 11 kV |  | RYB | VCBJ/PCE/J22882 | PE 22.88 SKY LEISURE F2 |  |  | Fail | Please check "Use"
378070618 | TNB | DISTRIBUTION | WP PUTRAJAYA & CYBERJAYA | Existing | 11 kV |  | RYB | VCBJ/PCE/J22882 | PE 22.88 SKY LEISURE F2 |  |  | Fail | Please check "Use"
378070619 | TNB | DISTRIBUTION | WP PUTRAJAYA & CYBERJAYA | Existing | 11 kV |  | RYB | VCBJ/PCE/J22882 | PE 22.88 SKY LEISURE F2 |  |  | Fail | Please check "Use"
378070623 | TNB | DISTRIBUTION | WP PUTRAJAYA & CYBERJAYA | Existing | 11 kV |  | RYB | VCBJ/PCE/J22882 | PE 22.88 SKY LEISURE F2 |  |  | Fail | Please check "Use"
378070626 | TNB | DISTRIBUTION | WP PUTRAJAYA & CYBERJAYA | Existing | 11 kV |  | RYB | VCBJ/PCE/J22882 | PE 22.88 SKY LEISURE F2 |  |  | Fail | Please check "Use"
378070627 | TNB | DISTRIBUTION | WP PUTRAJAYA & CYBERJAYA | Existing | 11 kV |  | RYB | VCBJ/PCE/J22882 | PE 22.88 SKY LEISURE F2 |  |  | Fail | Please check "Use"
378070752 | TNB | DISTRIBUTION | WP PUTRAJAYA & CYBERJAYA | Existing | 11 kV |  | RYB | VCBJ/PCE/J22651 | SS 22.65 BASIS BAY NO 2 |  |  | Fail | Please check "Use"
378070756 | TNB | DISTRIBUTION | WP PUTRAJAYA & CYBERJAYA | Existing | 11 kV |  | RYB | VCBJ/PCE/J22651 | SS 22.65 BASIS BAY NO 2 |  |  | Fail | Please check "Use"
378070760 | TNB | DISTRIBUTION | WP PUTRAJAYA & CYBERJAYA | Existing | 11 kV |  | RYB | VCBJ/PCE/J22651 | SS 22.65 BASIS BAY NO 2 |  |  | Fail | Please check "Use"
378070762 | TNB | DISTRIBUTION | WP PUTRAJAYA & CYBERJAYA | Existing | 11 kV |  | RYB | VCBJ/PCE/J22651 | SS 22.65 BASIS BAY NO 2 |  |  | Fail | Please check "Use"
378070764 | TNB | DISTRIBUTION | WP PUTRAJAYA & CYBERJAYA | Existing | 11 kV |  | RYB | VCBJ/PCE/J22651 | SS 22.65 BASIS BAY NO 2 |  |  | Fail | Please check "Use"
378070770 | TNB | DISTRIBUTION | WP PUTRAJAYA & CYBERJAYA | Existing | 11 kV |  | RYB | VCBJ/PCE/J22651 | SS 22.65 BASIS BAY NO 2 |  |  | Fail | Please check "Use"
378070772 | TNB | DISTRIBUTION | WP PUTRAJAYA & CYBERJAYA | Existing | 11 kV |  | RYB | VCBJ/PCE/J22651 | SS 22.65 BASIS BAY NO 2 |  |  | Fail | Please check "Use"
378070775 | TNB | DISTRIBUTION | WP PUTRAJAYA & CYBERJAYA | Existing | 11 kV |  | RYB | VCBJ/PCE/J22651 | SS 22.65 BASIS BAY NO 2 |  |  | Fail | Please check "Use"
378070786 | TNB | DISTRIBUTION | WP PUTRAJAYA & CYBERJAYA | Existing | 11 kV |  | RYB | VCBJ/PCE/J22651 | SS 22.65 BASIS BAY NO 2 |  |  | Fail | Please check "Use"
378070793 | TNB | DISTRIBUTION | WP PUTRAJAYA & CYBERJAYA | Existing | 11 kV |  | RYB | VCBJ/PCE/J22551 | SS 22.55 BASIS BAY NO 1 |  |  | Fail | Please check "Use"
378070797 | TNB | DISTRIBUTION | WP PUTRAJAYA & CYBERJAYA | Existing | 11 kV |  | RYB | VCBJ/PCE/J22551 | SS 22.55 BASIS BAY NO 1 |  |  | Fail | Please check "Use"
378070801 | TNB | DISTRIBUTION | WP PUTRAJAYA & CYBERJAYA | Existing | 11 kV |  | RYB | VCBJ/PCE/J22551 | SS 22.55 BASIS BAY NO 1 |  |  | Fail | Please check "Use"
378070803 | TNB | DISTRIBUTION | WP PUTRAJAYA & CYBERJAYA | Existing | 11 kV |  | RYB | VCBJ/PCE/J22551 | SS 22.55 BASIS BAY NO 1 |  |  | Fail | Please check "Use"
378070805 | TNB | DISTRIBUTION | WP PUTRAJAYA & CYBERJAYA | Existing | 11 kV |  | RYB | VCBJ/PCE/J22551 | SS 22.55 BASIS BAY NO 1 |  |  | Fail | Please check "Use"
378070811 | TNB | DISTRIBUTION | WP PUTRAJAYA & CYBERJAYA | Existing | 11 kV |  | RYB | VCBJ/PCE/J22551 | SS 22.55 BASIS BAY NO 1 |  |  | Fail | Please check "Use"
378070813 | TNB | DISTRIBUTION | WP PUTRAJAYA & CYBERJAYA | Existing | 11 kV |  | RYB | VCBJ/PCE/J22551 | SS 22.55 BASIS BAY NO 1 |  |  | Fail | Please check "Use"
378070816 | TNB | DISTRIBUTION | WP PUTRAJAYA & CYBERJAYA | Existing | 11 kV |  | RYB | VCBJ/PCE/J22551 | SS 22.55 BASIS BAY NO 1 |  |  | Fail | Please check "Use"
378070827 | TNB | DISTRIBUTION | WP PUTRAJAYA & CYBERJAYA | Existing | 11 kV |  | RYB | VCBJ/PCE/J22551 | SS 22.55 BASIS BAY NO 1 |  |  | Fail | Please check "Use"
378070839 | TNB | DISTRIBUTION | WP PUTRAJAYA & CYBERJAYA | Existing | 11 kV |  | RYB | VCBJ/PCE/J22371 | PE 22.37 BOMBA CJ F1 |  |  | Fail | Please check "Use"
378070843 | TNB | DISTRIBUTION | WP PUTRAJAYA & CYBERJAYA | Existing | 11 kV |  | RYB | VCBJ/PCE/J22371 | PE 22.37 BOMBA CJ F1 |  |  | Fail | Please check "Use"
378070847 | TNB | DISTRIBUTION | WP PUTRAJAYA & CYBERJAYA | Existing | 11 kV |  | RYB | VCBJ/PCE/J22371 | PE 22.37 BOMBA CJ F1 |  |  | Fail | Please check "Use"
378070849 | TNB | DISTRIBUTION | WP PUTRAJAYA & CYBERJAYA | Existing | 11 kV |  | RYB | VCBJ/PCE/J22371 | PE 22.37 BOMBA CJ F1 |  |  | Fail | Please check "Use"
378070851 | TNB | DISTRIBUTION | WP PUTRAJAYA & CYBERJAYA | Existing | 11 kV |  | RYB | VCBJ/PCE/J22371 | PE 22.37 BOMBA CJ F1 |  |  | Fail | Please check "Use"
378070857 | TNB | DISTRIBUTION | WP PUTRAJAYA & CYBERJAYA | Existing | 11 kV |  | RYB | VCBJ/PCE/J22371 | PE 22.37 BOMBA CJ F1 |  |  | Fail | Please check "Use"
378070859 | TNB | DISTRIBUTION | WP PUTRAJAYA & CYBERJAYA | Existing | 11 kV |  | RYB | VCBJ/PCE/J22371 | PE 22.37 BOMBA CJ F1 |  |  | Fail | Please check "Use"
378070862 | TNB | DISTRIBUTION | WP PUTRAJAYA & CYBERJAYA | Existing | 11 kV |  | RYB | VCBJ/PCE/J22371 | PE 22.37 BOMBA CJ F1 |  |  | Fail | Please check "Use"
378070873 | TNB | DISTRIBUTION | WP PUTRAJAYA & CYBERJAYA | Existing | 11 kV |  | RYB | VCBJ/PCE/J22371 | PE 22.37 BOMBA CJ F1 |  |  | Fail | Please check "Use"
378071143 | TNB | DISTRIBUTION | WP PUTRAJAYA & CYBERJAYA | Existing | 11 kV |  | RYB | VCBJ/PCE/J22372 | PE 22.37 BOMBA CJ F2 |  |  | Fail | Please check "Use"
378071154 | TNB | DISTRIBUTION | WP PUTRAJAYA & CYBERJAYA | Existing | 11 kV |  | RYB | VCBJ/PCE/J22372 | PE 22.37 BOMBA CJ F2 |  |  | Fail | Please check "Use"
378071155 | TNB | DISTRIBUTION | WP PUTRAJAYA & CYBERJAYA | Existing | 11 kV |  | RYB | VCBJ/PCE/J22372 | PE 22.37 BOMBA CJ F2 |  |  | Fail | Please check "Use"
378071164 | TNB | DISTRIBUTION | WP PUTRAJAYA & CYBERJAYA | Existing | 11 kV |  | RYB | VCBJ/PCE/J22372 | PE 22.37 BOMBA CJ F2 |  |  | Fail | Please check "Use"
378071170 | TNB | DISTRIBUTION | WP PUTRAJAYA & CYBERJAYA | Existing | 11 kV |  | RYB | VCBJ/PCE/J22372 | PE 22.37 BOMBA CJ F2 |  |  | Fail | Please check "Use"
378071172 | TNB | DISTRIBUTION | WP PUTRAJAYA & CYBERJAYA | Existing | 11 kV |  | RYB | VCBJ/PCE/J22372 | PE 22.37 BOMBA CJ F2 |  |  | Fail | Please check "Use"
378071174 | TNB | DISTRIBUTION | WP PUTRAJAYA & CYBERJAYA | Existing | 11 kV |  | RYB | VCBJ/PCE/J22372 | PE 22.37 BOMBA CJ F2 |  |  | Fail | Please check "Use"
378071177 | TNB | DISTRIBUTION | WP PUTRAJAYA & CYBERJAYA | Existing | 11 kV |  | RYB | VCBJ/PCE/J22372 | PE 22.37 BOMBA CJ F2 |  |  | Fail | Please check "Use"
378071180 | TNB | DISTRIBUTION | WP PUTRAJAYA & CYBERJAYA | Existing | 11 kV |  | RYB | VCBJ/PCE/J22372 | PE 22.37 BOMBA CJ F2 |  |  | Fail | Please check "Use"
378071274 | TNB | DISTRIBUTION | WP PUTRAJAYA & CYBERJAYA | Existing | 11 kV |  | RYB | VCBJ/PCE/J24231 | SS 24.23 STAR CENTRAL F1 |  |  | Fail | Please check "Use"
378071278 | TNB | DISTRIBUTION | WP PUTRAJAYA & CYBERJAYA | Existing | 11 kV |  | RYB | VCBJ/PCE/J24231 | SS 24.23 STAR CENTRAL F1 |  |  | Fail | Please check "Use"
378071282 | TNB | DISTRIBUTION | WP PUTRAJAYA & CYBERJAYA | Existing | 11 kV |  | RYB | VCBJ/PCE/J24231 | SS 24.23 STAR CENTRAL F1 |  |  | Fail | Please check "Use"
378071284 | TNB | DISTRIBUTION | WP PUTRAJAYA & CYBERJAYA | Existing | 11 kV |  | RYB | VCBJ/PCE/J24231 | SS 24.23 STAR CENTRAL F1 |  |  | Fail | Please check "Use"
378071286 | TNB | DISTRIBUTION | WP PUTRAJAYA & CYBERJAYA | Existing | 11 kV |  | RYB | VCBJ/PCE/J24231 | SS 24.23 STAR CENTRAL F1 |  |  | Fail | Please check "Use"
378071292 | TNB | DISTRIBUTION | WP PUTRAJAYA & CYBERJAYA | Existing | 11 kV |  | RYB | VCBJ/PCE/J24231 | SS 24.23 STAR CENTRAL F1 |  |  | Fail | Please check "Use"
378071294 | TNB | DISTRIBUTION | WP PUTRAJAYA & CYBERJAYA | Existing | 11 kV |  | RYB | VCBJ/PCE/J24231 | SS 24.23 STAR CENTRAL F1 |  |  | Fail | Please check "Use"
378071297 | TNB | DISTRIBUTION | WP PUTRAJAYA & CYBERJAYA | Existing | 11 kV |  | RYB | VCBJ/PCE/J24231 | SS 24.23 STAR CENTRAL F1 |  |  | Fail | Please check "Use"
378071315 | TNB | DISTRIBUTION | WP PUTRAJAYA & CYBERJAYA | Existing | 11 kV |  | RYB | VCBJ/PCE/J22791 | SS 22.79 DCP2 F1 |  |  | Fail | Please check "Use"
378071319 | TNB | DISTRIBUTION | WP PUTRAJAYA & CYBERJAYA | Existing | 11 kV |  | RYB | VCBJ/PCE/J22791 | SS 22.79 DCP2 F1 |  |  | Fail | Please check "Use"
378071323 | TNB | DISTRIBUTION | WP PUTRAJAYA & CYBERJAYA | Existing | 11 kV |  | RYB | VCBJ/PCE/J22791 | SS 22.79 DCP2 F1 |  |  | Fail | Please check "Use"
378071325 | TNB | DISTRIBUTION | WP PUTRAJAYA & CYBERJAYA | Existing | 11 kV |  | RYB | VCBJ/PCE/J22791 | SS 22.79 DCP2 F1 |  |  | Fail | Please check "Use"
378071327 | TNB | DISTRIBUTION | WP PUTRAJAYA & CYBERJAYA | Existing | 11 kV |  | RYB | VCBJ/PCE/J22791 | SS 22.79 DCP2 F1 |  |  | Fail | Please check "Use"
378071333 | TNB | DISTRIBUTION | WP PUTRAJAYA & CYBERJAYA | Existing | 11 kV |  | RYB | VCBJ/PCE/J22791 | SS 22.79 DCP2 F1 |  |  | Fail | Please check "Use"
378071335 | TNB | DISTRIBUTION | WP PUTRAJAYA & CYBERJAYA | Existing | 11 kV |  | RYB | VCBJ/PCE/J22791 | SS 22.79 DCP2 F1 |  |  | Fail | Please check "Use"
378071338 | TNB | DISTRIBUTION | WP PUTRAJAYA & CYBERJAYA | Existing | 11 kV |  | RYB | VCBJ/PCE/J22791 | SS 22.79 DCP2 F1 |  |  | Fail | Please check "Use"
378071349 | TNB | DISTRIBUTION | WP PUTRAJAYA & CYBERJAYA | Existing | 11 kV |  | RYB | VCBJ/PCE/J22791 | SS 22.79 DCP2 F1 |  |  | Fail | Please check "Use"
378071356 | TNB | DISTRIBUTION | WP PUTRAJAYA & CYBERJAYA | Existing | 11 kV |  | RYB | VCBJ/PCE/J22792 | SS 22.79 DCP2 F2 |  |  | Fail | Please check "Use"
378071360 | TNB | DISTRIBUTION | WP PUTRAJAYA & CYBERJAYA | Existing | 11 kV |  | RYB | VCBJ/PCE/J22792 | SS 22.79 DCP2 F2 |  |  | Fail | Please check "Use"
378071364 | TNB | DISTRIBUTION | WP PUTRAJAYA & CYBERJAYA | Existing | 11 kV |  | RYB | VCBJ/PCE/J22792 | SS 22.79 DCP2 F2 |  |  | Fail | Please check "Use"
378071366 | TNB | DISTRIBUTION | WP PUTRAJAYA & CYBERJAYA | Existing | 11 kV |  | RYB | VCBJ/PCE/J22792 | SS 22.79 DCP2 F2 |  |  | Fail | Please check "Use"
378071368 | TNB | DISTRIBUTION | WP PUTRAJAYA & CYBERJAYA | Existing | 11 kV |  | RYB | VCBJ/PCE/J22792 | SS 22.79 DCP2 F2 |  |  | Fail | Please check "Use"
378071374 | TNB | DISTRIBUTION | WP PUTRAJAYA & CYBERJAYA | Existing | 11 kV |  | RYB | VCBJ/PCE/J22792 | SS 22.79 DCP2 F2 |  |  | Fail | Please check "Use"
378071376 | TNB | DISTRIBUTION | WP PUTRAJAYA & CYBERJAYA | Existing | 11 kV |  | RYB | VCBJ/PCE/J22792 | SS 22.79 DCP2 F2 |  |  | Fail | Please check "Use"
378071379 | TNB | DISTRIBUTION | WP PUTRAJAYA & CYBERJAYA | Existing | 11 kV |  | RYB | VCBJ/PCE/J22792 | SS 22.79 DCP2 F2 |  |  | Fail | Please check "Use"
378071416 | TNB | DISTRIBUTION | WP PUTRAJAYA & CYBERJAYA | Existing | 11 kV |  | RYB | VCBJ/PCE/J24232 | SS 24.23 STAR CENTRAL F2 |  |  | Fail | Please check "Use"
378071420 | TNB | DISTRIBUTION | WP PUTRAJAYA & CYBERJAYA | Existing | 11 kV |  | RYB | VCBJ/PCE/J24232 | SS 24.23 STAR CENTRAL F2 |  |  | Fail | Please check "Use"
378071424 | TNB | DISTRIBUTION | WP PUTRAJAYA & CYBERJAYA | Existing | 11 kV |  | RYB | VCBJ/PCE/J24232 | SS 24.23 STAR CENTRAL F2 |  |  | Fail | Please check "Use"
378071426 | TNB | DISTRIBUTION | WP PUTRAJAYA & CYBERJAYA | Existing | 11 kV |  | RYB | VCBJ/PCE/J24232 | SS 24.23 STAR CENTRAL F2 |  |  | Fail | Please check "Use"
378071428 | TNB | DISTRIBUTION | WP PUTRAJAYA & CYBERJAYA | Existing | 11 kV |  | RYB | VCBJ/PCE/J24232 | SS 24.23 STAR CENTRAL F2 |  |  | Fail | Please check "Use"
378071434 | TNB | DISTRIBUTION | WP PUTRAJAYA & CYBERJAYA | Existing | 11 kV |  | RYB | VCBJ/PCE/J24232 | SS 24.23 STAR CENTRAL F2 |  |  | Fail | Please check "Use"
378071436 | TNB | DISTRIBUTION | WP PUTRAJAYA & CYBERJAYA | Existing | 11 kV |  | RYB | VCBJ/PCE/J24232 | SS 24.23 STAR CENTRAL F2 |  |  | Fail | Please check "Use"
378071439 | TNB | DISTRIBUTION | WP PUTRAJAYA & CYBERJAYA | Existing | 11 kV |  | RYB | VCBJ/PCE/J24232 | SS 24.23 STAR CENTRAL F2 |  |  | Fail | Please check "Use"
378071450 | TNB | DISTRIBUTION | WP PUTRAJAYA & CYBERJAYA | Existing | 11 kV |  | RYB | VCBJ/PCE/J24232 | SS 24.23 STAR CENTRAL F2 |  |  | Fail | Please check "Use"
378071464 | TNB | DISTRIBUTION | WP PUTRAJAYA & CYBERJAYA | Existing | 11 kV |  | RYB | VCBJ/PCE/J22931 | PE 22.93 BLOK A TRIENTEL |  |  | Fail | Please check "Use"
378071465 | TNB | DISTRIBUTION | WP PUTRAJAYA & CYBERJAYA | Existing | 11 kV |  | RYB | VCBJ/PCE/J22931 | PE 22.93 BLOK A TRIENTEL |  |  | Fail | Please check "Use"
378071466 | TNB | DISTRIBUTION | WP PUTRAJAYA & CYBERJAYA | Existing | 11 kV |  | RYB | VCBJ/PCE/J22931 | PE 22.93 BLOK A TRIENTEL |  |  | Fail | Please check "Use"
378071473 | TNB | DISTRIBUTION | WP PUTRAJAYA & CYBERJAYA | Existing | 11 kV |  | RYB | VCBJ/PCE/J22931 | PE 22.93 BLOK A TRIENTEL |  |  | Fail | Please check "Use"
378071476 | TNB | DISTRIBUTION | WP PUTRAJAYA & CYBERJAYA | Existing | 11 kV |  | RYB | VCBJ/PCE/J22931 | PE 22.93 BLOK A TRIENTEL |  |  | Fail | Please check "Use"
378071477 | TNB | DISTRIBUTION | WP PUTRAJAYA & CYBERJAYA | Existing | 11 kV |  | RYB | VCBJ/PCE/J22931 | PE 22.93 BLOK A TRIENTEL |  |  | Fail | Please check "Use"
378071478 | TNB | DISTRIBUTION | WP PUTRAJAYA & CYBERJAYA | Existing | 11 kV |  | RYB | VCBJ/PCE/J22931 | PE 22.93 BLOK A TRIENTEL |  |  | Fail | Please check "Use"
378071480 | TNB | DISTRIBUTION | WP PUTRAJAYA & CYBERJAYA | Existing | 11 kV |  | RYB | VCBJ/PCE/J22931 | PE 22.93 BLOK A TRIENTEL |  |  | Fail | Please check "Use"
378071481 | TNB | DISTRIBUTION | WP PUTRAJAYA & CYBERJAYA | Existing | 11 kV |  | RYB | VCBJ/PCE/J22931 | PE 22.93 BLOK A TRIENTEL |  |  | Fail | Please check "Use"
378071483 | TNB | DISTRIBUTION | WP PUTRAJAYA & CYBERJAYA | Existing | 11 kV |  | RYB | VCBJ/PCE/J22931 | PE 22.93 BLOK A TRIENTEL |  |  | Fail | Please check "Use"
378071491 | TNB | DISTRIBUTION | WP PUTRAJAYA & CYBERJAYA | Existing | 11 kV |  | RYB | VCBJ/PCE/J22931 | PE 22.93 BLOK A TRIENTEL |  |  | Fail | Please check "Use"
378071646 | TNB | DISTRIBUTION | WP PUTRAJAYA & CYBERJAYA | Existing | 11 kV |  | RYB | VCBJ/PCE/J22951 | PE 22.95 TRIENTEL BLOK C |  |  | Fail | Please check "Use"
378071647 | TNB | DISTRIBUTION | WP PUTRAJAYA & CYBERJAYA | Existing | 11 kV |  | RYB | VCBJ/PCE/J22951 | PE 22.95 TRIENTEL BLOK C |  |  | Fail | Please check "Use"
378071652 | TNB | DISTRIBUTION | WP PUTRAJAYA & CYBERJAYA | Existing | 11 kV |  | RYB | VCBJ/PCE/J22951 | PE 22.95 TRIENTEL BLOK C |  |  | Fail | Please check "Use"
378071658 | TNB | DISTRIBUTION | WP PUTRAJAYA & CYBERJAYA | Existing | 11 kV |  | RYB | VCBJ/PCE/J22951 | PE 22.95 TRIENTEL BLOK C |  |  | Fail | Please check "Use"
378071659 | TNB | DISTRIBUTION | WP PUTRAJAYA & CYBERJAYA | Existing | 11 kV |  | RYB | VCBJ/PCE/J22951 | PE 22.95 TRIENTEL BLOK C |  |  | Fail | Please check "Use"
378071663 | TNB | DISTRIBUTION | WP PUTRAJAYA & CYBERJAYA | Existing | 11 kV |  | RYB | VCBJ/PCE/J22951 | PE 22.95 TRIENTEL BLOK C |  |  | Fail | Please check "Use"
378071666 | TNB | DISTRIBUTION | WP PUTRAJAYA & CYBERJAYA | Existing | 11 kV |  | RYB | VCBJ/PCE/J22951 | PE 22.95 TRIENTEL BLOK C |  |  | Fail | Please check "Use"
378071667 | TNB | DISTRIBUTION | WP PUTRAJAYA & CYBERJAYA | Existing | 11 kV |  | RYB | VCBJ/PCE/J22951 | PE 22.95 TRIENTEL BLOK C |  |  | Fail | Please check "Use"
378071746 | TNB | DISTRIBUTION | WP PUTRAJAYA & CYBERJAYA | Existing | 11 kV |  | RYB | VCBJ/PCE/J22961 | PE 22.96 TRIENTEL BLOK D |  |  | Fail | Please check "Use"
378071747 | TNB | DISTRIBUTION | WP PUTRAJAYA & CYBERJAYA | Existing | 11 kV |  | RYB | VCBJ/PCE/J22961 | PE 22.96 TRIENTEL BLOK D |  |  | Fail | Please check "Use"
378071752 | TNB | DISTRIBUTION | WP PUTRAJAYA & CYBERJAYA | Existing | 11 kV |  | RYB | VCBJ/PCE/J22961 | PE 22.96 TRIENTEL BLOK D |  |  | Fail | Please check "Use"
378071758 | TNB | DISTRIBUTION | WP PUTRAJAYA & CYBERJAYA | Existing | 11 kV |  | RYB | VCBJ/PCE/J22961 | PE 22.96 TRIENTEL BLOK D |  |  | Fail | Please check "Use"
378071759 | TNB | DISTRIBUTION | WP PUTRAJAYA & CYBERJAYA | Existing | 11 kV |  | RYB | VCBJ/PCE/J22961 | PE 22.96 TRIENTEL BLOK D |  |  | Fail | Please check "Use"
378071763 | TNB | DISTRIBUTION | WP PUTRAJAYA & CYBERJAYA | Existing | 11 kV |  | RYB | VCBJ/PCE/J22961 | PE 22.96 TRIENTEL BLOK D |  |  | Fail | Please check "Use"
378071766 | TNB | DISTRIBUTION | WP PUTRAJAYA & CYBERJAYA | Existing | 11 kV |  | RYB | VCBJ/PCE/J22961 | PE 22.96 TRIENTEL BLOK D |  |  | Fail | Please check "Use"
378071767 | TNB | DISTRIBUTION | WP PUTRAJAYA & CYBERJAYA | Existing | 11 kV |  | RYB | VCBJ/PCE/J22961 | PE 22.96 TRIENTEL BLOK D |  |  | Fail | Please check "Use"
378071844 | TNB | DISTRIBUTION | WP PUTRAJAYA & CYBERJAYA | Existing | 11 kV |  | RYB | VCBJ/PCE/J22941 | PE 22.94 TRIENTEL BLOK B |  |  | Fail | Please check "Use"
378071845 | TNB | DISTRIBUTION | WP PUTRAJAYA & CYBERJAYA | Existing | 11 kV |  | RYB | VCBJ/PCE/J22941 | PE 22.94 TRIENTEL BLOK B |  |  | Fail | Please check "Use"
378071846 | TNB | DISTRIBUTION | WP PUTRAJAYA & CYBERJAYA | Existing | 11 kV |  | RYB | VCBJ/PCE/J22941 | PE 22.94 TRIENTEL BLOK B |  |  | Fail | Please check "Use"
378071853 | TNB | DISTRIBUTION | WP PUTRAJAYA & CYBERJAYA | Existing | 11 kV |  | RYB | VCBJ/PCE/J22941 | PE 22.94 TRIENTEL BLOK B |  |  | Fail | Please check "Use"
378071856 | TNB | DISTRIBUTION | WP PUTRAJAYA & CYBERJAYA | Existing | 11 kV |  | RYB | VCBJ/PCE/J22941 | PE 22.94 TRIENTEL BLOK B |  |  | Fail | Please check "Use"
378071857 | TNB | DISTRIBUTION | WP PUTRAJAYA & CYBERJAYA | Existing | 11 kV |  | RYB | VCBJ/PCE/J22941 | PE 22.94 TRIENTEL BLOK B |  |  | Fail | Please check "Use"
378071858 | TNB | DISTRIBUTION | WP PUTRAJAYA & CYBERJAYA | Existing | 11 kV |  | RYB | VCBJ/PCE/J22941 | PE 22.94 TRIENTEL BLOK B |  |  | Fail | Please check "Use"
378071860 | TNB | DISTRIBUTION | WP PUTRAJAYA & CYBERJAYA | Existing | 11 kV |  | RYB | VCBJ/PCE/J22941 | PE 22.94 TRIENTEL BLOK B |  |  | Fail | Please check "Use"
378071861 | TNB | DISTRIBUTION | WP PUTRAJAYA & CYBERJAYA | Existing | 11 kV |  | RYB | VCBJ/PCE/J22941 | PE 22.94 TRIENTEL BLOK B |  |  | Fail | Please check "Use"
378071863 | TNB | DISTRIBUTION | WP PUTRAJAYA & CYBERJAYA | Existing | 11 kV |  | RYB | VCBJ/PCE/J22941 | PE 22.94 TRIENTEL BLOK B |  |  | Fail | Please check "Use"
378071871 | TNB | DISTRIBUTION | WP PUTRAJAYA & CYBERJAYA | Existing | 11 kV |  | RYB | VCBJ/PCE/J22941 | PE 22.94 TRIENTEL BLOK B |  |  | Fail | Please check "Use"
378072041 | TNB | DISTRIBUTION | WP PUTRAJAYA & CYBERJAYA | Existing | 11 kV |  | RYB | VCBJ/PCE/J21781 | PE 21.78 GARDEN VIEW BLOK C |  |  | Fail | Please check "Use"
378072042 | TNB | DISTRIBUTION | WP PUTRAJAYA & CYBERJAYA | Existing | 11 kV |  | RYB | VCBJ/PCE/J21781 | PE 21.78 GARDEN VIEW BLOK C |  |  | Fail | Please check "Use"
378072047 | TNB | DISTRIBUTION | WP PUTRAJAYA & CYBERJAYA | Existing | 11 kV |  | RYB | VCBJ/PCE/J21781 | PE 21.78 GARDEN VIEW BLOK C |  |  | Fail | Please check "Use"
378072053 | TNB | DISTRIBUTION | WP PUTRAJAYA & CYBERJAYA | Existing | 11 kV |  | RYB | VCBJ/PCE/J21781 | PE 21.78 GARDEN VIEW BLOK C |  |  | Fail | Please check "Use"
378072054 | TNB | DISTRIBUTION | WP PUTRAJAYA & CYBERJAYA | Existing | 11 kV |  | RYB | VCBJ/PCE/J21781 | PE 21.78 GARDEN VIEW BLOK C |  |  | Fail | Please check "Use"
378072058 | TNB | DISTRIBUTION | WP PUTRAJAYA & CYBERJAYA | Existing | 11 kV |  | RYB | VCBJ/PCE/J21781 | PE 21.78 GARDEN VIEW BLOK C |  |  | Fail | Please check "Use"
378072061 | TNB | DISTRIBUTION | WP PUTRAJAYA & CYBERJAYA | Existing | 11 kV |  | RYB | VCBJ/PCE/J21781 | PE 21.78 GARDEN VIEW BLOK C |  |  | Fail | Please check "Use"
378072062 | TNB | DISTRIBUTION | WP PUTRAJAYA & CYBERJAYA | Existing | 11 kV |  | RYB | VCBJ/PCE/J21781 | PE 21.78 GARDEN VIEW BLOK C |  |  | Fail | Please check "Use"
378072136 | TNB | DISTRIBUTION | WP PUTRAJAYA & CYBERJAYA | Existing | 11 kV |  | RYB | VCBJ/PCE/J21771 | PE 21.77 GARDEN VIEW BLOK B |  |  | Fail | Please check "Use"
378072137 | TNB | DISTRIBUTION | WP PUTRAJAYA & CYBERJAYA | Existing | 11 kV |  | RYB | VCBJ/PCE/J21771 | PE 21.77 GARDEN VIEW BLOK B |  |  | Fail | Please check "Use"
378072142 | TNB | DISTRIBUTION | WP PUTRAJAYA & CYBERJAYA | Existing | 11 kV |  | RYB | VCBJ/PCE/J21771 | PE 21.77 GARDEN VIEW BLOK B |  |  | Fail | Please check "Use"
378072148 | TNB | DISTRIBUTION | WP PUTRAJAYA & CYBERJAYA | Existing | 11 kV |  | RYB | VCBJ/PCE/J21771 | PE 21.77 GARDEN VIEW BLOK B |  |  | Fail | Please check "Use"
378072149 | TNB | DISTRIBUTION | WP PUTRAJAYA & CYBERJAYA | Existing | 11 kV |  | RYB | VCBJ/PCE/J21771 | PE 21.77 GARDEN VIEW BLOK B |  |  | Fail | Please check "Use"
378072153 | TNB | DISTRIBUTION | WP PUTRAJAYA & CYBERJAYA | Existing | 11 kV |  | RYB | VCBJ/PCE/J21771 | PE 21.77 GARDEN VIEW BLOK B |  |  | Fail | Please check "Use"
378072156 | TNB | DISTRIBUTION | WP PUTRAJAYA & CYBERJAYA | Existing | 11 kV |  | RYB | VCBJ/PCE/J21771 | PE 21.77 GARDEN VIEW BLOK B |  |  | Fail | Please check "Use"
378072157 | TNB | DISTRIBUTION | WP PUTRAJAYA & CYBERJAYA | Existing | 11 kV |  | RYB | VCBJ/PCE/J21771 | PE 21.77 GARDEN VIEW BLOK B |  |  | Fail | Please check "Use"
378072233 | TNB | DISTRIBUTION | WP PUTRAJAYA & CYBERJAYA | Existing | 11 kV |  | RYB | VCBJ/PCE/J21761 | PE 21.76 GARDEN VIEW BLOK A |  |  | Fail | Please check "Use"
378072234 | TNB | DISTRIBUTION | WP PUTRAJAYA & CYBERJAYA | Existing | 11 kV |  | RYB | VCBJ/PCE/J21761 | PE 21.76 GARDEN VIEW BLOK A |  |  | Fail | Please check "Use"
378072239 | TNB | DISTRIBUTION | WP PUTRAJAYA & CYBERJAYA | Existing | 11 kV |  | RYB | VCBJ/PCE/J21761 | PE 21.76 GARDEN VIEW BLOK A |  |  | Fail | Please check "Use"
378072245 | TNB | DISTRIBUTION | WP PUTRAJAYA & CYBERJAYA | Existing | 11 kV |  | RYB | VCBJ/PCE/J21761 | PE 21.76 GARDEN VIEW BLOK A |  |  | Fail | Please check "Use"
378072246 | TNB | DISTRIBUTION | WP PUTRAJAYA & CYBERJAYA | Existing | 11 kV |  | RYB | VCBJ/PCE/J21761 | PE 21.76 GARDEN VIEW BLOK A |  |  | Fail | Please check "Use"
378072250 | TNB | DISTRIBUTION | WP PUTRAJAYA & CYBERJAYA | Existing | 11 kV |  | RYB | VCBJ/PCE/J21761 | PE 21.76 GARDEN VIEW BLOK A |  |  | Fail | Please check "Use"
378072253 | TNB | DISTRIBUTION | WP PUTRAJAYA & CYBERJAYA | Existing | 11 kV |  | RYB | VCBJ/PCE/J21761 | PE 21.76 GARDEN VIEW BLOK A |  |  | Fail | Please check "Use"
378072254 | TNB | DISTRIBUTION | WP PUTRAJAYA & CYBERJAYA | Existing | 11 kV |  | RYB | VCBJ/PCE/J21761 | PE 21.76 GARDEN VIEW BLOK A |  |  | Fail | Please check "Use"
378072329 | TNB | DISTRIBUTION | WP PUTRAJAYA & CYBERJAYA | Existing | 11 kV |  | RYB | VCBJ/PCE/J21731 | PE 21.73 - SEK. ANTARABANGSA F1 |  |  | Fail | Please check "Use"
378072330 | TNB | DISTRIBUTION | WP PUTRAJAYA & CYBERJAYA | Existing | 11 kV |  | RYB | VCBJ/PCE/J21731 | PE 21.73 - SEK. ANTARABANGSA F1 |  |  | Fail | Please check "Use"
378072335 | TNB | DISTRIBUTION | WP PUTRAJAYA & CYBERJAYA | Existing | 11 kV |  | RYB | VCBJ/PCE/J21731 | PE 21.73 - SEK. ANTARABANGSA F1 |  |  | Fail | Please check "Use"
378072341 | TNB | DISTRIBUTION | WP PUTRAJAYA & CYBERJAYA | Existing | 11 kV |  | RYB | VCBJ/PCE/J21731 | PE 21.73 - SEK. ANTARABANGSA F1 |  |  | Fail | Please check "Use"
378072342 | TNB | DISTRIBUTION | WP PUTRAJAYA & CYBERJAYA | Existing | 11 kV |  | RYB | VCBJ/PCE/J21731 | PE 21.73 - SEK. ANTARABANGSA F1 |  |  | Fail | Please check "Use"
378072346 | TNB | DISTRIBUTION | WP PUTRAJAYA & CYBERJAYA | Existing | 11 kV |  | RYB | VCBJ/PCE/J21731 | PE 21.73 - SEK. ANTARABANGSA F1 |  |  | Fail | Please check "Use"
378072349 | TNB | DISTRIBUTION | WP PUTRAJAYA & CYBERJAYA | Existing | 11 kV |  | RYB | VCBJ/PCE/J21731 | PE 21.73 - SEK. ANTARABANGSA F1 |  |  | Fail | Please check "Use"
378072350 | TNB | DISTRIBUTION | WP PUTRAJAYA & CYBERJAYA | Existing | 11 kV |  | RYB | VCBJ/PCE/J21731 | PE 21.73 - SEK. ANTARABANGSA F1 |  |  | Fail | Please check "Use"
378072543 | TNB | DISTRIBUTION | WP PUTRAJAYA & CYBERJAYA | Existing | 11 kV |  | RYB | VCBJ/PCE/J21732 | PE 21.73 - SEK. ANTARABANGSA F2 |  |  | Fail | Please check "Use"
378072544 | TNB | DISTRIBUTION | WP PUTRAJAYA & CYBERJAYA | Existing | 11 kV |  | RYB | VCBJ/PCE/J21732 | PE 21.73 - SEK. ANTARABANGSA F2 |  |  | Fail | Please check "Use"
378072549 | TNB | DISTRIBUTION | WP PUTRAJAYA & CYBERJAYA | Existing | 11 kV |  | RYB | VCBJ/PCE/J21732 | PE 21.73 - SEK. ANTARABANGSA F2 |  |  | Fail | Please check "Use"
378072555 | TNB | DISTRIBUTION | WP PUTRAJAYA & CYBERJAYA | Existing | 11 kV |  | RYB | VCBJ/PCE/J21732 | PE 21.73 - SEK. ANTARABANGSA F2 |  |  | Fail | Please check "Use"
378072556 | TNB | DISTRIBUTION | WP PUTRAJAYA & CYBERJAYA | Existing | 11 kV |  | RYB | VCBJ/PCE/J21732 | PE 21.73 - SEK. ANTARABANGSA F2 |  |  | Fail | Please check "Use"
378072560 | TNB | DISTRIBUTION | WP PUTRAJAYA & CYBERJAYA | Existing | 11 kV |  | RYB | VCBJ/PCE/J21732 | PE 21.73 - SEK. ANTARABANGSA F2 |  |  | Fail | Please check "Use"
378072563 | TNB | DISTRIBUTION | WP PUTRAJAYA & CYBERJAYA | Existing | 11 kV |  | RYB | VCBJ/PCE/J21732 | PE 21.73 - SEK. ANTARABANGSA F2 |  |  | Fail | Please check "Use"
378072564 | TNB | DISTRIBUTION | WP PUTRAJAYA & CYBERJAYA | Existing | 11 kV |  | RYB | VCBJ/PCE/J21732 | PE 21.73 - SEK. ANTARABANGSA F2 |  |  | Fail | Please check "Use"
378072659 | TNB | DISTRIBUTION | WP PUTRAJAYA & CYBERJAYA | Existing | 11 kV |  | RYB | VCBJ/PCE/J22111 | PE 22.11 THE STREET MALL F1 |  |  | Fail | Please check "Use"
378072660 | TNB | DISTRIBUTION | WP PUTRAJAYA & CYBERJAYA | Existing | 11 kV |  | RYB | VCBJ/PCE/J22111 | PE 22.11 THE STREET MALL F1 |  |  | Fail | Please check "Use"
378072665 | TNB | DISTRIBUTION | WP PUTRAJAYA & CYBERJAYA | Existing | 11 kV |  | RYB | VCBJ/PCE/J22111 | PE 22.11 THE STREET MALL F1 |  |  | Fail | Please check "Use"
378072671 | TNB | DISTRIBUTION | WP PUTRAJAYA & CYBERJAYA | Existing | 11 kV |  | RYB | VCBJ/PCE/J22111 | PE 22.11 THE STREET MALL F1 |  |  | Fail | Please check "Use"
378072672 | TNB | DISTRIBUTION | WP PUTRAJAYA & CYBERJAYA | Existing | 11 kV |  | RYB | VCBJ/PCE/J22111 | PE 22.11 THE STREET MALL F1 |  |  | Fail | Please check "Use"
378072676 | TNB | DISTRIBUTION | WP PUTRAJAYA & CYBERJAYA | Existing | 11 kV |  | RYB | VCBJ/PCE/J22111 | PE 22.11 THE STREET MALL F1 |  |  | Fail | Please check "Use"
378072679 | TNB | DISTRIBUTION | WP PUTRAJAYA & CYBERJAYA | Existing | 11 kV |  | RYB | VCBJ/PCE/J22111 | PE 22.11 THE STREET MALL F1 |  |  | Fail | Please check "Use"
378072680 | TNB | DISTRIBUTION | WP PUTRAJAYA & CYBERJAYA | Existing | 11 kV |  | RYB | VCBJ/PCE/J22111 | PE 22.11 THE STREET MALL F1 |  |  | Fail | Please check "Use"
378072754 | TNB | DISTRIBUTION | WP PUTRAJAYA & CYBERJAYA | Existing | 11 kV |  | RYB | VCBJ/PCE/J22112 | PE 22.11 THE STREET MALL F2 |  |  | Fail | Please check "Use"
378072755 | TNB | DISTRIBUTION | WP PUTRAJAYA & CYBERJAYA | Existing | 11 kV |  | RYB | VCBJ/PCE/J22112 | PE 22.11 THE STREET MALL F2 |  |  | Fail | Please check "Use"
378072760 | TNB | DISTRIBUTION | WP PUTRAJAYA & CYBERJAYA | Existing | 11 kV |  | RYB | VCBJ/PCE/J22112 | PE 22.11 THE STREET MALL F2 |  |  | Fail | Please check "Use"
378072766 | TNB | DISTRIBUTION | WP PUTRAJAYA & CYBERJAYA | Existing | 11 kV |  | RYB | VCBJ/PCE/J22112 | PE 22.11 THE STREET MALL F2 |  |  | Fail | Please check "Use"
378072767 | TNB | DISTRIBUTION | WP PUTRAJAYA & CYBERJAYA | Existing | 11 kV |  | RYB | VCBJ/PCE/J22112 | PE 22.11 THE STREET MALL F2 |  |  | Fail | Please check "Use"
378072771 | TNB | DISTRIBUTION | WP PUTRAJAYA & CYBERJAYA | Existing | 11 kV |  | RYB | VCBJ/PCE/J22112 | PE 22.11 THE STREET MALL F2 |  |  | Fail | Please check "Use"
378072774 | TNB | DISTRIBUTION | WP PUTRAJAYA & CYBERJAYA | Existing | 11 kV |  | RYB | VCBJ/PCE/J22112 | PE 22.11 THE STREET MALL F2 |  |  | Fail | Please check "Use"
378072775 | TNB | DISTRIBUTION | WP PUTRAJAYA & CYBERJAYA | Existing | 11 kV |  | RYB | VCBJ/PCE/J22112 | PE 22.11 THE STREET MALL F2 |  |  | Fail | Please check "Use"
378072851 | TNB | DISTRIBUTION | WP PUTRAJAYA & CYBERJAYA | Existing | 11 kV |  | RYB | VCBJ/PCE/J22411 | PE 22.41 32 UNIT S/LOT BLOK A F1 |  |  | Fail | Please check "Use"
378072852 | TNB | DISTRIBUTION | WP PUTRAJAYA & CYBERJAYA | Existing | 11 kV |  | RYB | VCBJ/PCE/J22411 | PE 22.41 32 UNIT S/LOT BLOK A F1 |  |  | Fail | Please check "Use"
378072857 | TNB | DISTRIBUTION | WP PUTRAJAYA & CYBERJAYA | Existing | 11 kV |  | RYB | VCBJ/PCE/J22411 | PE 22.41 32 UNIT S/LOT BLOK A F1 |  |  | Fail | Please check "Use"
378072863 | TNB | DISTRIBUTION | WP PUTRAJAYA & CYBERJAYA | Existing | 11 kV |  | RYB | VCBJ/PCE/J22411 | PE 22.41 32 UNIT S/LOT BLOK A F1 |  |  | Fail | Please check "Use"
378072864 | TNB | DISTRIBUTION | WP PUTRAJAYA & CYBERJAYA | Existing | 11 kV |  | RYB | VCBJ/PCE/J22411 | PE 22.41 32 UNIT S/LOT BLOK A F1 |  |  | Fail | Please check "Use"
378072868 | TNB | DISTRIBUTION | WP PUTRAJAYA & CYBERJAYA | Existing | 11 kV |  | RYB | VCBJ/PCE/J22411 | PE 22.41 32 UNIT S/LOT BLOK A F1 |  |  | Fail | Please check "Use"
378072871 | TNB | DISTRIBUTION | WP PUTRAJAYA & CYBERJAYA | Existing | 11 kV |  | RYB | VCBJ/PCE/J22411 | PE 22.41 32 UNIT S/LOT BLOK A F1 |  |  | Fail | Please check "Use"
378072872 | TNB | DISTRIBUTION | WP PUTRAJAYA & CYBERJAYA | Existing | 11 kV |  | RYB | VCBJ/PCE/J22411 | PE 22.41 32 UNIT S/LOT BLOK A F1 |  |  | Fail | Please check "Use"
378072945 | TNB | DISTRIBUTION | WP PUTRAJAYA & CYBERJAYA | Existing | 11 kV |  | RYB | VCBJ/PCE/J22412 | PE 22.41 32 UNIT S/LOT BLOK A F2 |  |  | Fail | Please check "Use"
378072946 | TNB | DISTRIBUTION | WP PUTRAJAYA & CYBERJAYA | Existing | 11 kV |  | RYB | VCBJ/PCE/J22412 | PE 22.41 32 UNIT S/LOT BLOK A F2 |  |  | Fail | Please check "Use"
378072951 | TNB | DISTRIBUTION | WP PUTRAJAYA & CYBERJAYA | Existing | 11 kV |  | RYB | VCBJ/PCE/J22412 | PE 22.41 32 UNIT S/LOT BLOK A F2 |  |  | Fail | Please check "Use"
378072957 | TNB | DISTRIBUTION | WP PUTRAJAYA & CYBERJAYA | Existing | 11 kV |  | RYB | VCBJ/PCE/J22412 | PE 22.41 32 UNIT S/LOT BLOK A F2 |  |  | Fail | Please check "Use"
378072958 | TNB | DISTRIBUTION | WP PUTRAJAYA & CYBERJAYA | Existing | 11 kV |  | RYB | VCBJ/PCE/J22412 | PE 22.41 32 UNIT S/LOT BLOK A F2 |  |  | Fail | Please check "Use"
378072962 | TNB | DISTRIBUTION | WP PUTRAJAYA & CYBERJAYA | Existing | 11 kV |  | RYB | VCBJ/PCE/J22412 | PE 22.41 32 UNIT S/LOT BLOK A F2 |  |  | Fail | Please check "Use"
378072965 | TNB | DISTRIBUTION | WP PUTRAJAYA & CYBERJAYA | Existing | 11 kV |  | RYB | VCBJ/PCE/J22412 | PE 22.41 32 UNIT S/LOT BLOK A F2 |  |  | Fail | Please check "Use"
378072966 | TNB | DISTRIBUTION | WP PUTRAJAYA & CYBERJAYA | Existing | 11 kV |  | RYB | VCBJ/PCE/J22412 | PE 22.41 32 UNIT S/LOT BLOK A F2 |  |  | Fail | Please check "Use"
378073321 | TNB | DISTRIBUTION | WP PUTRAJAYA & CYBERJAYA | Existing | 11 kV |  | RYB | VCBJ/PCE/J22421 | PE 22.42 32 UNIT S/LOT BLOK B F1 |  |  | Fail | Please check "Use"
378073322 | TNB | DISTRIBUTION | WP PUTRAJAYA & CYBERJAYA | Existing | 11 kV |  | RYB | VCBJ/PCE/J22421 | PE 22.42 32 UNIT S/LOT BLOK B F1 |  |  | Fail | Please check "Use"
378073327 | TNB | DISTRIBUTION | WP PUTRAJAYA & CYBERJAYA | Existing | 11 kV |  | RYB | VCBJ/PCE/J22421 | PE 22.42 32 UNIT S/LOT BLOK B F1 |  |  | Fail | Please check "Use"
378073333 | TNB | DISTRIBUTION | WP PUTRAJAYA & CYBERJAYA | Existing | 11 kV |  | RYB | VCBJ/PCE/J22421 | PE 22.42 32 UNIT S/LOT BLOK B F1 |  |  | Fail | Please check "Use"
378073334 | TNB | DISTRIBUTION | WP PUTRAJAYA & CYBERJAYA | Existing | 11 kV |  | RYB | VCBJ/PCE/J22421 | PE 22.42 32 UNIT S/LOT BLOK B F1 |  |  | Fail | Please check "Use"
378073338 | TNB | DISTRIBUTION | WP PUTRAJAYA & CYBERJAYA | Existing | 11 kV |  | RYB | VCBJ/PCE/J22421 | PE 22.42 32 UNIT S/LOT BLOK B F1 |  |  | Fail | Please check "Use"
378073341 | TNB | DISTRIBUTION | WP PUTRAJAYA & CYBERJAYA | Existing | 11 kV |  | RYB | VCBJ/PCE/J22421 | PE 22.42 32 UNIT S/LOT BLOK B F1 |  |  | Fail | Please check "Use"
378073342 | TNB | DISTRIBUTION | WP PUTRAJAYA & CYBERJAYA | Existing | 11 kV |  | RYB | VCBJ/PCE/J22421 | PE 22.42 32 UNIT S/LOT BLOK B F1 |  |  | Fail | Please check "Use"
378073428 | TNB | DISTRIBUTION | WP PUTRAJAYA & CYBERJAYA | Existing | 11 kV |  | RYB | VCBJ/PCE/J22422 | PE 22.42 32 UNIT S/LOT BLOK B F2 |  |  | Fail | Please check "Use"
378073429 | TNB | DISTRIBUTION | WP PUTRAJAYA & CYBERJAYA | Existing | 11 kV |  | RYB | VCBJ/PCE/J22422 | PE 22.42 32 UNIT S/LOT BLOK B F2 |  |  | Fail | Please check "Use"
378073434 | TNB | DISTRIBUTION | WP PUTRAJAYA & CYBERJAYA | Existing | 11 kV |  | RYB | VCBJ/PCE/J22422 | PE 22.42 32 UNIT S/LOT BLOK B F2 |  |  | Fail | Please check "Use"
378073440 | TNB | DISTRIBUTION | WP PUTRAJAYA & CYBERJAYA | Existing | 11 kV |  | RYB | VCBJ/PCE/J22422 | PE 22.42 32 UNIT S/LOT BLOK B F2 |  |  | Fail | Please check "Use"
378073441 | TNB | DISTRIBUTION | WP PUTRAJAYA & CYBERJAYA | Existing | 11 kV |  | RYB | VCBJ/PCE/J22422 | PE 22.42 32 UNIT S/LOT BLOK B F2 |  |  | Fail | Please check "Use"
378073445 | TNB | DISTRIBUTION | WP PUTRAJAYA & CYBERJAYA | Existing | 11 kV |  | RYB | VCBJ/PCE/J22422 | PE 22.42 32 UNIT S/LOT BLOK B F2 |  |  | Fail | Please check "Use"
378073448 | TNB | DISTRIBUTION | WP PUTRAJAYA & CYBERJAYA | Existing | 11 kV |  | RYB | VCBJ/PCE/J22422 | PE 22.42 32 UNIT S/LOT BLOK B F2 |  |  | Fail | Please check "Use"
378073449 | TNB | DISTRIBUTION | WP PUTRAJAYA & CYBERJAYA | Existing | 11 kV |  | RYB | VCBJ/PCE/J22422 | PE 22.42 32 UNIT S/LOT BLOK B F2 |  |  | Fail | Please check "Use"
378073526 | TNB | DISTRIBUTION | WP PUTRAJAYA & CYBERJAYA | Existing | 11 kV |  | RYB | VCBJ/PCE/J22701 | PE 22.70 CBD PERDANA 2A F1 |  |  | Fail | Please check "Use"
378073527 | TNB | DISTRIBUTION | WP PUTRAJAYA & CYBERJAYA | Existing | 11 kV |  | RYB | VCBJ/PCE/J22701 | PE 22.70 CBD PERDANA 2A F1 |  |  | Fail | Please check "Use"
378073532 | TNB | DISTRIBUTION | WP PUTRAJAYA & CYBERJAYA | Existing | 11 kV |  | RYB | VCBJ/PCE/J22701 | PE 22.70 CBD PERDANA 2A F1 |  |  | Fail | Please check "Use"
378073538 | TNB | DISTRIBUTION | WP PUTRAJAYA & CYBERJAYA | Existing | 11 kV |  | RYB | VCBJ/PCE/J22701 | PE 22.70 CBD PERDANA 2A F1 |  |  | Fail | Please check "Use"
378073539 | TNB | DISTRIBUTION | WP PUTRAJAYA & CYBERJAYA | Existing | 11 kV |  | RYB | VCBJ/PCE/J22701 | PE 22.70 CBD PERDANA 2A F1 |  |  | Fail | Please check "Use"
378073543 | TNB | DISTRIBUTION | WP PUTRAJAYA & CYBERJAYA | Existing | 11 kV |  | RYB | VCBJ/PCE/J22701 | PE 22.70 CBD PERDANA 2A F1 |  |  | Fail | Please check "Use"
378073546 | TNB | DISTRIBUTION | WP PUTRAJAYA & CYBERJAYA | Existing | 11 kV |  | RYB | VCBJ/PCE/J22701 | PE 22.70 CBD PERDANA 2A F1 |  |  | Fail | Please check "Use"
378073547 | TNB | DISTRIBUTION | WP PUTRAJAYA & CYBERJAYA | Existing | 11 kV |  | RYB | VCBJ/PCE/J22701 | PE 22.70 CBD PERDANA 2A F1 |  |  | Fail | Please check "Use"
378073622 | TNB | DISTRIBUTION | WP PUTRAJAYA & CYBERJAYA | Existing | 11 kV |  | RYB | VCBJ/PCE/J22702 | PE 22.70 CBD PERDANA 2A F2 |  |  | Fail | Please check "Use"
378073623 | TNB | DISTRIBUTION | WP PUTRAJAYA & CYBERJAYA | Existing | 11 kV |  | RYB | VCBJ/PCE/J22702 | PE 22.70 CBD PERDANA 2A F2 |  |  | Fail | Please check "Use"
378073628 | TNB | DISTRIBUTION | WP PUTRAJAYA & CYBERJAYA | Existing | 11 kV |  | RYB | VCBJ/PCE/J22702 | PE 22.70 CBD PERDANA 2A F2 |  |  | Fail | Please check "Use"
378073634 | TNB | DISTRIBUTION | WP PUTRAJAYA & CYBERJAYA | Existing | 11 kV |  | RYB | VCBJ/PCE/J22702 | PE 22.70 CBD PERDANA 2A F2 |  |  | Fail | Please check "Use"
378073635 | TNB | DISTRIBUTION | WP PUTRAJAYA & CYBERJAYA | Existing | 11 kV |  | RYB | VCBJ/PCE/J22702 | PE 22.70 CBD PERDANA 2A F2 |  |  | Fail | Please check "Use"
378073639 | TNB | DISTRIBUTION | WP PUTRAJAYA & CYBERJAYA | Existing | 11 kV |  | RYB | VCBJ/PCE/J22702 | PE 22.70 CBD PERDANA 2A F2 |  |  | Fail | Please check "Use"
378073642 | TNB | DISTRIBUTION | WP PUTRAJAYA & CYBERJAYA | Existing | 11 kV |  | RYB | VCBJ/PCE/J22702 | PE 22.70 CBD PERDANA 2A F2 |  |  | Fail | Please check "Use"
378073643 | TNB | DISTRIBUTION | WP PUTRAJAYA & CYBERJAYA | Existing | 11 kV |  | RYB | VCBJ/PCE/J22702 | PE 22.70 CBD PERDANA 2A F2 |  |  | Fail | Please check "Use"
378073724 | TNB | DISTRIBUTION | WP PUTRAJAYA & CYBERJAYA | Existing | 11 kV |  | RYB | VCBJ/PCE/J22711 | PE 22.71 CBD PERDANA 2B F1 |  |  | Fail | Please check "Use"
378073725 | TNB | DISTRIBUTION | WP PUTRAJAYA & CYBERJAYA | Existing | 11 kV |  | RYB | VCBJ/PCE/J22711 | PE 22.71 CBD PERDANA 2B F1 |  |  | Fail | Please check "Use"
378073726 | TNB | DISTRIBUTION | WP PUTRAJAYA & CYBERJAYA | Existing | 11 kV |  | RYB | VCBJ/PCE/J22711 | PE 22.71 CBD PERDANA 2B F1 |  |  | Fail | Please check "Use"
378073733 | TNB | DISTRIBUTION | WP PUTRAJAYA & CYBERJAYA | Existing | 11 kV |  | RYB | VCBJ/PCE/J22711 | PE 22.71 CBD PERDANA 2B F1 |  |  | Fail | Please check "Use"
378073736 | TNB | DISTRIBUTION | WP PUTRAJAYA & CYBERJAYA | Existing | 11 kV |  | RYB | VCBJ/PCE/J22711 | PE 22.71 CBD PERDANA 2B F1 |  |  | Fail | Please check "Use"
378073737 | TNB | DISTRIBUTION | WP PUTRAJAYA & CYBERJAYA | Existing | 11 kV |  | RYB | VCBJ/PCE/J22711 | PE 22.71 CBD PERDANA 2B F1 |  |  | Fail | Please check "Use"
378073738 | TNB | DISTRIBUTION | WP PUTRAJAYA & CYBERJAYA | Existing | 11 kV |  | RYB | VCBJ/PCE/J22711 | PE 22.71 CBD PERDANA 2B F1 |  |  | Fail | Please check "Use"
378073740 | TNB | DISTRIBUTION | WP PUTRAJAYA & CYBERJAYA | Existing | 11 kV |  | RYB | VCBJ/PCE/J22711 | PE 22.71 CBD PERDANA 2B F1 |  |  | Fail | Please check "Use"
378073741 | TNB | DISTRIBUTION | WP PUTRAJAYA & CYBERJAYA | Existing | 11 kV |  | RYB | VCBJ/PCE/J22711 | PE 22.71 CBD PERDANA 2B F1 |  |  | Fail | Please check "Use"
378073743 | TNB | DISTRIBUTION | WP PUTRAJAYA & CYBERJAYA | Existing | 11 kV |  | RYB | VCBJ/PCE/J22711 | PE 22.71 CBD PERDANA 2B F1 |  |  | Fail | Please check "Use"
378073751 | TNB | DISTRIBUTION | WP PUTRAJAYA & CYBERJAYA | Existing | 11 kV |  | RYB | VCBJ/PCE/J22711 | PE 22.71 CBD PERDANA 2B F1 |  |  | Fail | Please check "Use"
378099583 | TNB | DISTRIBUTION | WP PUTRAJAYA & CYBERJAYA | Existing | 33 kV |  | RYB | VPTJ/PMU/G00003 | PMU PUTRAJAYA CENTRAL 132/33/11 |  |  | Fail | Please check "Use"
378099584 | TNB | DISTRIBUTION | WP PUTRAJAYA & CYBERJAYA | Existing | 33 kV | MAIN | RYB | VPTJ/PMU/G00003 | PMU PUTRAJAYA CENTRAL 132/33/11 | M |  | Pass | null
378099585 | TNB | DISTRIBUTION | WP PUTRAJAYA & CYBERJAYA | Existing | 11 kV |  | RYB | VPTJ/PMU/G00003 | PMU PUTRAJAYA CENTRAL 132/33/11 |  |  | Fail | Please check "Use"
378099586 | TNB | DISTRIBUTION | WP PUTRAJAYA & CYBERJAYA | Existing | 11 kV |  | RYB | VPTJ/PMU/G00003 | PMU PUTRAJAYA CENTRAL 132/33/11 |  |  | Fail | Please check "Use"
378099587 | TNB | DISTRIBUTION | WP PUTRAJAYA & CYBERJAYA | Existing | 33 kV |  | RYB | VPTJ/PMU/G00003 | PMU PUTRAJAYA CENTRAL 132/33/11 |  |  | Fail | Please check "Use"
378099588 | TNB | DISTRIBUTION | WP PUTRAJAYA & CYBERJAYA | Existing | 33 kV |  | RYB | VPTJ/PMU/G00003 | PMU PUTRAJAYA CENTRAL 132/33/11 |  |  | Fail | Please check "Use"
378099593 | TNB | DISTRIBUTION | WP PUTRAJAYA & CYBERJAYA | Existing | 33 kV |  | RYB | VPTJ/PMU/G00003 | PMU PUTRAJAYA CENTRAL 132/33/11 |  |  | Fail | Please check "Use"
378099594 | TNB | DISTRIBUTION | WP PUTRAJAYA & CYBERJAYA | Existing | 33 kV |  | RYB | VPTJ/PMU/G00003 | PMU PUTRAJAYA CENTRAL 132/33/11 |  |  | Fail | Please check "Use"
378099598 | TNB | DISTRIBUTION | WP PUTRAJAYA & CYBERJAYA | Existing | 33 kV | MAIN | RYB | VPTJ/PMU/G00003 | PMU PUTRAJAYA CENTRAL 132/33/11 | M |  | Pass | null
378099612 | TNB | DISTRIBUTION | WP PUTRAJAYA & CYBERJAYA | Existing | 33 kV |  | RYB | VPTJ/PMU/G00003 | PMU PUTRAJAYA CENTRAL 132/33/11 |  |  | Fail | Please check "Use"
378099622 | TNB | DISTRIBUTION | WP PUTRAJAYA & CYBERJAYA | Existing | 33 kV | MAIN | RYB | VPTJ/PMU/G00003 | PMU PUTRAJAYA CENTRAL 132/33/11 | M |  | Pass | null
378099624 | TNB | DISTRIBUTION | WP PUTRAJAYA & CYBERJAYA | Existing | 11 kV |  | RYB | VPTJ/PMU/G00003 | PMU PUTRAJAYA CENTRAL 132/33/11 |  |  | Fail | Please check "Use"
378099626 | TNB | DISTRIBUTION | WP PUTRAJAYA & CYBERJAYA | Existing | 33 kV |  | RYB | VPTJ/PMU/G00003 | PMU PUTRAJAYA CENTRAL 132/33/11 |  |  | Fail | Please check "Use"
378099627 | TNB | DISTRIBUTION | WP PUTRAJAYA & CYBERJAYA | Existing | 33 kV |  | RYB | VPTJ/PMU/G00003 | PMU PUTRAJAYA CENTRAL 132/33/11 |  |  | Fail | Please check "Use"
378099639 | TNB | DISTRIBUTION | WP PUTRAJAYA & CYBERJAYA | Existing | 33 kV |  | RYB | VPTJ/PMU/G00003 | PMU PUTRAJAYA CENTRAL 132/33/11 |  |  | Fail | Please check "Use"
378099640 | TNB | DISTRIBUTION | WP PUTRAJAYA & CYBERJAYA | Existing | 33 kV |  | RYB | VPTJ/PMU/G00003 | PMU PUTRAJAYA CENTRAL 132/33/11 |  |  | Fail | Please check "Use"
378099656 | TNB | DISTRIBUTION | WP PUTRAJAYA & CYBERJAYA | Existing | 33 kV | RESERVE | RYB | VPTJ/PMU/G00003 | PMU PUTRAJAYA CENTRAL 132/33/11 | R |  | Pass | null
378099658 | TNB | DISTRIBUTION | WP PUTRAJAYA & CYBERJAYA | Existing | 33 kV |  | RYB | VPTJ/PMU/G00003 | PMU PUTRAJAYA CENTRAL 132/33/11 |  |  | Fail | Please check "Use"
378099662 | TNB | DISTRIBUTION | WP PUTRAJAYA & CYBERJAYA | Existing | 33 kV |  | RYB | VPTJ/PMU/G00003 | PMU PUTRAJAYA CENTRAL 132/33/11 |  |  | Fail | Please check "Use"
378099663 | TNB | DISTRIBUTION | WP PUTRAJAYA & CYBERJAYA | Existing | 33 kV |  | RYB | VPTJ/PMU/G00003 | PMU PUTRAJAYA CENTRAL 132/33/11 |  |  | Fail | Please check "Use"
378099673 | TNB | DISTRIBUTION | WP PUTRAJAYA & CYBERJAYA | Existing | 33 kV |  | RYB | VPTJ/PMU/G00003 | PMU PUTRAJAYA CENTRAL 132/33/11 |  |  | Fail | Please check "Use"
378099674 | TNB | DISTRIBUTION | WP PUTRAJAYA & CYBERJAYA | Existing | 33 kV |  | RYB | VPTJ/PMU/G00003 | PMU PUTRAJAYA CENTRAL 132/33/11 |  |  | Fail | Please check "Use"
378099685 | TNB | DISTRIBUTION | WP PUTRAJAYA & CYBERJAYA | Existing | 33 kV | RESERVE | RYB | VPTJ/PMU/G00003 | PMU PUTRAJAYA CENTRAL 132/33/11 | R |  | Pass | null
378099705 | TNB | DISTRIBUTION | WP PUTRAJAYA & CYBERJAYA | Existing | 33 kV |  | RYB | VPTJ/PMU/G00003 | PMU PUTRAJAYA CENTRAL 132/33/11 |  |  | Fail | Please check "Use"
378099706 | TNB | DISTRIBUTION | WP PUTRAJAYA & CYBERJAYA | Existing | 33 kV | MAIN | RYB | VPTJ/PMU/G00003 | PMU PUTRAJAYA CENTRAL 132/33/11 | M |  | Pass | null
378099712 | TNB | DISTRIBUTION | WP PUTRAJAYA & CYBERJAYA | Existing | 33 kV | RESERVE | RYB | VPTJ/PMU/G00003 | PMU PUTRAJAYA CENTRAL 132/33/11 | R |  | Pass | null
378099713 | TNB | DISTRIBUTION | WP PUTRAJAYA & CYBERJAYA | Existing | 33 kV | RESERVE | RYB | VPTJ/PMU/G00003 | PMU PUTRAJAYA CENTRAL 132/33/11 | R |  | Pass | null
378099714 | TNB | DISTRIBUTION | WP PUTRAJAYA & CYBERJAYA | Existing | 11 kV |  | RYB | VPTJ/PMU/G00003 | PMU PUTRAJAYA CENTRAL 132/33/11 |  |  | Fail | Please check "Use"
378099717 | TNB | DISTRIBUTION | WP PUTRAJAYA & CYBERJAYA | Existing | 33 kV | RESERVE | RYB | VPTJ/PMU/G00003 | PMU PUTRAJAYA CENTRAL 132/33/11 | R |  | Pass | null
378099729 | TNB | DISTRIBUTION | WP PUTRAJAYA & CYBERJAYA | Existing | 11 kV |  | RYB | VPTJ/PMU/G00003 | PMU PUTRAJAYA CENTRAL 132/33/11 |  |  | Fail | Please check "Use"
378099730 | TNB | DISTRIBUTION | WP PUTRAJAYA & CYBERJAYA | Existing | 11 kV |  | RYB | VPTJ/PMU/G00003 | PMU PUTRAJAYA CENTRAL 132/33/11 |  |  | Fail | Please check "Use"
378099755 | TNB | DISTRIBUTION | WP PUTRAJAYA & CYBERJAYA | Existing | 11 kV |  | RYB | VPTJ/PMU/G00003 | PMU PUTRAJAYA CENTRAL 132/33/11 |  |  | Fail | Please check "Use"
378099759 | TNB | DISTRIBUTION | WP PUTRAJAYA & CYBERJAYA | Existing | 33 kV |  | RYB | VPTJ/PMU/G00003 | PMU PUTRAJAYA CENTRAL 132/33/11 |  |  | Fail | Please check "Use"
378099774 | TNB | DISTRIBUTION | WP PUTRAJAYA & CYBERJAYA | Existing | 11 kV |  | RYB | VPTJ/PMU/G00003 | PMU PUTRAJAYA CENTRAL 132/33/11 |  |  | Fail | Please check "Use"
378099777 | TNB | DISTRIBUTION | WP PUTRAJAYA & CYBERJAYA | Existing | 33 kV |  | RYB | VPTJ/PMU/G00003 | PMU PUTRAJAYA CENTRAL 132/33/11 |  |  | Fail | Please check "Use"
378099786 | TNB | DISTRIBUTION | WP PUTRAJAYA & CYBERJAYA | Existing | 33 kV | MAIN | RYB | VPTJ/PMU/G00003 | PMU PUTRAJAYA CENTRAL 132/33/11 | M |  | Pass | null
378099787 | TNB | DISTRIBUTION | WP PUTRAJAYA & CYBERJAYA | Existing | 33 kV | RESERVE | RYB | VPTJ/PMU/G00003 | PMU PUTRAJAYA CENTRAL 132/33/11 | R |  | Pass | null
378099791 | TNB | DISTRIBUTION | WP PUTRAJAYA & CYBERJAYA | Existing | 11 kV |  | RYB | VPTJ/PMU/G00003 | PMU PUTRAJAYA CENTRAL 132/33/11 |  |  | Fail | Please check "Use"
378099794 | TNB | DISTRIBUTION | WP PUTRAJAYA & CYBERJAYA | Existing | 33 kV |  | RYB | VPTJ/PMU/G00003 | PMU PUTRAJAYA CENTRAL 132/33/11 |  |  | Fail | Please check "Use"
378099795 | TNB | DISTRIBUTION | WP PUTRAJAYA & CYBERJAYA | Existing | 33 kV |  | RYB | VPTJ/PMU/G00003 | PMU PUTRAJAYA CENTRAL 132/33/11 |  |  | Fail | Please check "Use"
378099796 | TNB | DISTRIBUTION | WP PUTRAJAYA & CYBERJAYA | Existing | 33 kV |  | RYB | VPTJ/PMU/G00003 | PMU PUTRAJAYA CENTRAL 132/33/11 |  |  | Fail | Please check "Use"
378099798 | TNB | DISTRIBUTION | WP PUTRAJAYA & CYBERJAYA | Existing | 33 kV |  | RYB | VPTJ/PMU/G00003 | PMU PUTRAJAYA CENTRAL 132/33/11 |  |  | Fail | Please check "Use"
378099805 | TNB | DISTRIBUTION | WP PUTRAJAYA & CYBERJAYA | Existing | 11 kV |  | RYB | VPTJ/PMU/G00003 | PMU PUTRAJAYA CENTRAL 132/33/11 |  |  | Fail | Please check "Use"
378099807 | TNB | DISTRIBUTION | WP PUTRAJAYA & CYBERJAYA | Existing | 33 kV |  | RYB | VPTJ/PMU/G00003 | PMU PUTRAJAYA CENTRAL 132/33/11 |  |  | Fail | Please check "Use"
378099811 | TNB | DISTRIBUTION | WP PUTRAJAYA & CYBERJAYA | Existing | 33 kV |  | RYB | VPTJ/PMU/G00003 | PMU PUTRAJAYA CENTRAL 132/33/11 |  |  | Fail | Please check "Use"
378099812 | TNB | DISTRIBUTION | WP PUTRAJAYA & CYBERJAYA | Existing | 11 kV |  | RYB | VPTJ/PMU/G00003 | PMU PUTRAJAYA CENTRAL 132/33/11 |  |  | Fail | Please check "Use"
378099827 | TNB | DISTRIBUTION | WP PUTRAJAYA & CYBERJAYA | Existing | 33 kV |  | RYB | VPTJ/PMU/G00003 | PMU PUTRAJAYA CENTRAL 132/33/11 |  |  | Fail | Please check "Use"
378099828 | TNB | DISTRIBUTION | WP PUTRAJAYA & CYBERJAYA | Existing | 33 kV |  | RYB | VPTJ/PMU/G00003 | PMU PUTRAJAYA CENTRAL 132/33/11 |  |  | Fail | Please check "Use"
378099840 | TNB | DISTRIBUTION | WP PUTRAJAYA & CYBERJAYA | Existing | 11 kV |  | RYB | VPTJ/PMU/G00003 | PMU PUTRAJAYA CENTRAL 132/33/11 |  |  | Fail | Please check "Use"
378099841 | TNB | DISTRIBUTION | WP PUTRAJAYA & CYBERJAYA | Existing | 11 kV |  | RYB | VPTJ/PMU/G00003 | PMU PUTRAJAYA CENTRAL 132/33/11 |  |  | Fail | Please check "Use"
378099846 | TNB | DISTRIBUTION | WP PUTRAJAYA & CYBERJAYA | Existing | 11 kV |  | RYB | VPTJ/PMU/G00003 | PMU PUTRAJAYA CENTRAL 132/33/11 |  |  | Fail | Please check "Use"
378099848 | TNB | DISTRIBUTION | WP PUTRAJAYA & CYBERJAYA | Existing | 33 kV |  | RYB | VPTJ/PMU/G00003 | PMU PUTRAJAYA CENTRAL 132/33/11 |  |  | Fail | Please check "Use"
378099850 | TNB | DISTRIBUTION | WP PUTRAJAYA & CYBERJAYA | Existing | 33 kV |  | RYB | VPTJ/PMU/G00003 | PMU PUTRAJAYA CENTRAL 132/33/11 |  |  | Fail | Please check "Use"
378099851 | TNB | DISTRIBUTION | WP PUTRAJAYA & CYBERJAYA | Existing | 33 kV |  | RYB | VPTJ/PMU/G00003 | PMU PUTRAJAYA CENTRAL 132/33/11 |  |  | Fail | Please check "Use"
378099853 | TNB | DISTRIBUTION | WP PUTRAJAYA & CYBERJAYA | Existing | 11 kV |  | RYB | VPTJ/PMU/G00003 | PMU PUTRAJAYA CENTRAL 132/33/11 |  |  | Fail | Please check "Use"
378099859 | TNB | DISTRIBUTION | WP PUTRAJAYA & CYBERJAYA | Existing | 11 kV |  | RYB | VPTJ/PMU/G00003 | PMU PUTRAJAYA CENTRAL 132/33/11 |  |  | Fail | Please check "Use"
378099863 | TNB | DISTRIBUTION | WP PUTRAJAYA & CYBERJAYA | Existing | 11 kV |  | RYB | VPTJ/PMU/G00003 | PMU PUTRAJAYA CENTRAL 132/33/11 |  |  | Fail | Please check "Use"
378099864 | TNB | DISTRIBUTION | WP PUTRAJAYA & CYBERJAYA | Existing | 33 kV | MAIN | RYB | VPTJ/PMU/G00003 | PMU PUTRAJAYA CENTRAL 132/33/11 | M |  | Pass | null
378099870 | TNB | DISTRIBUTION | WP PUTRAJAYA & CYBERJAYA | Existing | 33 kV |  | RYB | VPTJ/PMU/G00003 | PMU PUTRAJAYA CENTRAL 132/33/11 |  |  | Fail | Please check "Use"
378099872 | TNB | DISTRIBUTION | WP PUTRAJAYA & CYBERJAYA | Existing | 11 kV |  | RYB | VPTJ/PMU/G00003 | PMU PUTRAJAYA CENTRAL 132/33/11 |  |  | Fail | Please check "Use"
378099873 | TNB | DISTRIBUTION | WP PUTRAJAYA & CYBERJAYA | Existing | 33 kV |  | RYB | VPTJ/PMU/G00003 | PMU PUTRAJAYA CENTRAL 132/33/11 |  |  | Fail | Please check "Use"
378099874 | TNB | DISTRIBUTION | WP PUTRAJAYA & CYBERJAYA | Existing | 33 kV |  | RYB | VPTJ/PMU/G00003 | PMU PUTRAJAYA CENTRAL 132/33/11 |  |  | Fail | Please check "Use"
378099877 | TNB | DISTRIBUTION | WP PUTRAJAYA & CYBERJAYA | Existing | 33 kV |  | RYB | VPTJ/PMU/G00003 | PMU PUTRAJAYA CENTRAL 132/33/11 |  |  | Fail | Please check "Use"
378099880 | TNB | DISTRIBUTION | WP PUTRAJAYA & CYBERJAYA | Existing | 33 kV |  | RYB | VPTJ/PMU/G00003 | PMU PUTRAJAYA CENTRAL 132/33/11 |  |  | Fail | Please check "Use"
378099881 | TNB | DISTRIBUTION | WP PUTRAJAYA & CYBERJAYA | Existing | 33 kV | RESERVE | RYB | VPTJ/PMU/G00003 | PMU PUTRAJAYA CENTRAL 132/33/11 | R |  | Pass | null
378099890 | TNB | DISTRIBUTION | WP PUTRAJAYA & CYBERJAYA | Existing | 33 kV |  | RYB | VPTJ/PMU/G00003 | PMU PUTRAJAYA CENTRAL 132/33/11 |  |  | Fail | Please check "Use"
378099891 | TNB | DISTRIBUTION | WP PUTRAJAYA & CYBERJAYA | Existing | 33 kV |  | RYB | VPTJ/PMU/G00003 | PMU PUTRAJAYA CENTRAL 132/33/11 |  |  | Fail | Please check "Use"
378099892 | TNB | DISTRIBUTION | WP PUTRAJAYA & CYBERJAYA | Existing | 33 kV |  | RYB | VPTJ/PMU/G00003 | PMU PUTRAJAYA CENTRAL 132/33/11 |  |  | Fail | Please check "Use"
378099896 | TNB | DISTRIBUTION | WP PUTRAJAYA & CYBERJAYA | Existing | 33 kV |  | RYB | VPTJ/PMU/G00003 | PMU PUTRAJAYA CENTRAL 132/33/11 |  |  | Fail | Please check "Use"
378099897 | TNB | DISTRIBUTION | WP PUTRAJAYA & CYBERJAYA | Existing | 33 kV | RESERVE | RYB | VPTJ/PMU/G00003 | PMU PUTRAJAYA CENTRAL 132/33/11 | R |  | Pass | null
378099898 | TNB | DISTRIBUTION | WP PUTRAJAYA & CYBERJAYA | Existing | 33 kV |  | RYB | VPTJ/PMU/G00003 | PMU PUTRAJAYA CENTRAL 132/33/11 |  |  | Fail | Please check "Use"
378099899 | TNB | DISTRIBUTION | WP PUTRAJAYA & CYBERJAYA | Existing | 33 kV |  | RYB | VPTJ/PMU/G00003 | PMU PUTRAJAYA CENTRAL 132/33/11 |  |  | Fail | Please check "Use"
378099912 | TNB | DISTRIBUTION | WP PUTRAJAYA & CYBERJAYA | Existing | 33 kV |  | RYB | VPTJ/PMU/G00003 | PMU PUTRAJAYA CENTRAL 132/33/11 |  |  | Fail | Please check "Use"
378099916 | TNB | DISTRIBUTION | WP PUTRAJAYA & CYBERJAYA | Existing | 11 kV |  | RYB | VPTJ/PMU/G00003 | PMU PUTRAJAYA CENTRAL 132/33/11 |  |  | Fail | Please check "Use"
378099917 | TNB | DISTRIBUTION | WP PUTRAJAYA & CYBERJAYA | Existing | 33 kV | RESERVE | RYB | VPTJ/PMU/G00003 | PMU PUTRAJAYA CENTRAL 132/33/11 | R |  | Pass | null
378099919 | TNB | DISTRIBUTION | WP PUTRAJAYA & CYBERJAYA | Existing | 33 kV | MAIN | RYB | VPTJ/PMU/G00003 | PMU PUTRAJAYA CENTRAL 132/33/11 | M |  | Pass | null
378099920 | TNB | DISTRIBUTION | WP PUTRAJAYA & CYBERJAYA | Existing | 33 kV |  | RYB | VPTJ/PMU/G00003 | PMU PUTRAJAYA CENTRAL 132/33/11 |  |  | Fail | Please check "Use"
378099921 | TNB | DISTRIBUTION | WP PUTRAJAYA & CYBERJAYA | Existing | 33 kV |  | RYB | VPTJ/PMU/G00003 | PMU PUTRAJAYA CENTRAL 132/33/11 |  |  | Fail | Please check "Use"
378099925 | TNB | DISTRIBUTION | WP PUTRAJAYA & CYBERJAYA | Existing | 33 kV |  | RYB | VPTJ/PMU/G00003 | PMU PUTRAJAYA CENTRAL 132/33/11 |  |  | Fail | Please check "Use"
378099929 | TNB | DISTRIBUTION | WP PUTRAJAYA & CYBERJAYA | Existing | 11 kV |  | RYB | VPTJ/PMU/G00003 | PMU PUTRAJAYA CENTRAL 132/33/11 |  |  | Fail | Please check "Use"
378099936 | TNB | DISTRIBUTION | WP PUTRAJAYA & CYBERJAYA | Existing | 33 kV |  | RYB | VPTJ/PMU/G00003 | PMU PUTRAJAYA CENTRAL 132/33/11 |  |  | Fail | Please check "Use"
378099938 | TNB | DISTRIBUTION | WP PUTRAJAYA & CYBERJAYA | Existing | 33 kV |  | RYB | VPTJ/PMU/G00003 | PMU PUTRAJAYA CENTRAL 132/33/11 |  |  | Fail | Please check "Use"
378099939 | TNB | DISTRIBUTION | WP PUTRAJAYA & CYBERJAYA | Existing | 33 kV |  | RYB | VPTJ/PMU/G00003 | PMU PUTRAJAYA CENTRAL 132/33/11 |  |  | Fail | Please check "Use"
378099943 | TNB | DISTRIBUTION | WP PUTRAJAYA & CYBERJAYA | Existing | 33 kV | RESERVE | RYB | VPTJ/PMU/G00003 | PMU PUTRAJAYA CENTRAL 132/33/11 | R |  | Pass | null
378099955 | TNB | DISTRIBUTION | WP PUTRAJAYA & CYBERJAYA | Existing | 33 kV |  | RYB | VPTJ/PMU/G00003 | PMU PUTRAJAYA CENTRAL 132/33/11 |  |  | Fail | Please check "Use"
378099957 | TNB | DISTRIBUTION | WP PUTRAJAYA & CYBERJAYA | Existing | 33 kV |  | RYB | VPTJ/PMU/G00003 | PMU PUTRAJAYA CENTRAL 132/33/11 |  |  | Fail | Please check "Use"
378099958 | TNB | DISTRIBUTION | WP PUTRAJAYA & CYBERJAYA | Existing | 11 kV |  | RYB | VPTJ/PMU/G00003 | PMU PUTRAJAYA CENTRAL 132/33/11 |  |  | Fail | Please check "Use"
378099959 | TNB | DISTRIBUTION | WP PUTRAJAYA & CYBERJAYA | Existing | 11 kV |  | RYB | VPTJ/PMU/G00003 | PMU PUTRAJAYA CENTRAL 132/33/11 |  |  | Fail | Please check "Use"
378099960 | TNB | DISTRIBUTION | WP PUTRAJAYA & CYBERJAYA | Existing | 33 kV |  | RYB | VPTJ/PMU/G00003 | PMU PUTRAJAYA CENTRAL 132/33/11 |  |  | Fail | Please check "Use"
378099961 | TNB | DISTRIBUTION | WP PUTRAJAYA & CYBERJAYA | Existing | 33 kV |  | RYB | VPTJ/PMU/G00003 | PMU PUTRAJAYA CENTRAL 132/33/11 |  |  | Fail | Please check "Use"
378099963 | TNB | DISTRIBUTION | WP PUTRAJAYA & CYBERJAYA | Existing | 33 kV |  | RYB | VPTJ/PMU/G00003 | PMU PUTRAJAYA CENTRAL 132/33/11 |  |  | Fail | Please check "Use"
378099970 | TNB | DISTRIBUTION | WP PUTRAJAYA & CYBERJAYA | Existing | 33 kV |  | RYB | VPTJ/PMU/G00003 | PMU PUTRAJAYA CENTRAL 132/33/11 |  |  | Fail | Please check "Use"
378099972 | TNB | DISTRIBUTION | WP PUTRAJAYA & CYBERJAYA | Existing | 33 kV |  | RYB | VPTJ/PMU/G00003 | PMU PUTRAJAYA CENTRAL 132/33/11 |  |  | Fail | Please check "Use"
378099976 | TNB | DISTRIBUTION | WP PUTRAJAYA & CYBERJAYA | Existing | 33 kV | MAIN | RYB | VPTJ/PMU/G00003 | PMU PUTRAJAYA CENTRAL 132/33/11 | M |  | Pass | null
378099977 | TNB | DISTRIBUTION | WP PUTRAJAYA & CYBERJAYA | Existing | 33 kV | MAIN | RYB | VPTJ/PMU/G00003 | PMU PUTRAJAYA CENTRAL 132/33/11 | M |  | Pass | null
378099989 | TNB | DISTRIBUTION | WP PUTRAJAYA & CYBERJAYA | Existing | 11 kV |  | RYB | VPTJ/PMU/G00003 | PMU PUTRAJAYA CENTRAL 132/33/11 |  |  | Fail | Please check "Use"
378099990 | TNB | DISTRIBUTION | WP PUTRAJAYA & CYBERJAYA | Existing | 33 kV | RESERVE | RYB | VPTJ/PMU/G00003 | PMU PUTRAJAYA CENTRAL 132/33/11 | R |  | Pass | null
378099998 | TNB | DISTRIBUTION | WP PUTRAJAYA & CYBERJAYA | Existing | 33 kV |  | RYB | VPTJ/PMU/G00003 | PMU PUTRAJAYA CENTRAL 132/33/11 |  |  | Fail | Please check "Use"
378100000 | TNB | DISTRIBUTION | WP PUTRAJAYA & CYBERJAYA | Existing | 11 kV |  | RYB | VPTJ/PMU/G00003 | PMU PUTRAJAYA CENTRAL 132/33/11 |  |  | Fail | Please check "Use"
378100001 | TNB | DISTRIBUTION | WP PUTRAJAYA & CYBERJAYA | Existing | 33 kV | MAIN | RYB | VPTJ/PMU/G00003 | PMU PUTRAJAYA CENTRAL 132/33/11 | M |  | Pass | null
378100002 | TNB | DISTRIBUTION | WP PUTRAJAYA & CYBERJAYA | Existing | 11 kV |  | RYB | VPTJ/PMU/G00003 | PMU PUTRAJAYA CENTRAL 132/33/11 |  |  | Fail | Please check "Use"
378100003 | TNB | DISTRIBUTION | WP PUTRAJAYA & CYBERJAYA | Existing | 33 kV |  | RYB | VPTJ/PMU/G00003 | PMU PUTRAJAYA CENTRAL 132/33/11 |  |  | Fail | Please check "Use"
378100006 | TNB | DISTRIBUTION | WP PUTRAJAYA & CYBERJAYA | Existing | 33 kV | RESERVE | RYB | VPTJ/PMU/G00003 | PMU PUTRAJAYA CENTRAL 132/33/11 | R |  | Pass | null
378100007 | TNB | DISTRIBUTION | WP PUTRAJAYA & CYBERJAYA | Existing | 33 kV |  | RYB | VPTJ/PMU/G00003 | PMU PUTRAJAYA CENTRAL 132/33/11 |  |  | Fail | Please check "Use"
378100009 | TNB | DISTRIBUTION | WP PUTRAJAYA & CYBERJAYA | Existing | 33 kV |  | RYB | VPTJ/PMU/G00003 | PMU PUTRAJAYA CENTRAL 132/33/11 |  |  | Fail | Please check "Use"
378100010 | TNB | DISTRIBUTION | WP PUTRAJAYA & CYBERJAYA | Existing | 33 kV |  | RYB | VPTJ/PMU/G00003 | PMU PUTRAJAYA CENTRAL 132/33/11 |  |  | Fail | Please check "Use"
378100011 | TNB | DISTRIBUTION | WP PUTRAJAYA & CYBERJAYA | Existing | 33 kV |  | RYB | VPTJ/PMU/G00003 | PMU PUTRAJAYA CENTRAL 132/33/11 |  |  | Fail | Please check "Use"
378100014 | TNB | DISTRIBUTION | WP PUTRAJAYA & CYBERJAYA | Existing | 33 kV |  | RYB | VPTJ/PMU/G00003 | PMU PUTRAJAYA CENTRAL 132/33/11 |  |  | Fail | Please check "Use"
378100016 | TNB | DISTRIBUTION | WP PUTRAJAYA & CYBERJAYA | Existing | 33 kV |  | RYB | VPTJ/PMU/G00003 | PMU PUTRAJAYA CENTRAL 132/33/11 |  |  | Fail | Please check "Use"
378100017 | TNB | DISTRIBUTION | WP PUTRAJAYA & CYBERJAYA | Existing | 33 kV | MAIN | RYB | VPTJ/PMU/G00003 | PMU PUTRAJAYA CENTRAL 132/33/11 | M |  | Pass | null
378100018 | TNB | DISTRIBUTION | WP PUTRAJAYA & CYBERJAYA | Existing | 33 kV |  | RYB | VPTJ/PMU/G00003 | PMU PUTRAJAYA CENTRAL 132/33/11 |  |  | Fail | Please check "Use"
378100020 | TNB | DISTRIBUTION | WP PUTRAJAYA & CYBERJAYA | Existing | 33 kV |  | RYB | VPTJ/PMU/G00003 | PMU PUTRAJAYA CENTRAL 132/33/11 |  |  | Fail | Please check "Use"
378100021 | TNB | DISTRIBUTION | WP PUTRAJAYA & CYBERJAYA | Existing | 33 kV |  | RYB | VPTJ/PMU/G00003 | PMU PUTRAJAYA CENTRAL 132/33/11 |  |  | Fail | Please check "Use"
378100025 | TNB | DISTRIBUTION | WP PUTRAJAYA & CYBERJAYA | Existing | 33 kV | RESERVE | RYB | VPTJ/PMU/G00003 | PMU PUTRAJAYA CENTRAL 132/33/11 | R |  | Pass | null
378100028 | TNB | DISTRIBUTION | WP PUTRAJAYA & CYBERJAYA | Existing | 33 kV |  | RYB | VPTJ/PMU/G00003 | PMU PUTRAJAYA CENTRAL 132/33/11 |  |  | Fail | Please check "Use"
378100029 | TNB | DISTRIBUTION | WP PUTRAJAYA & CYBERJAYA | Existing | 33 kV |  | RYB | VPTJ/PMU/G00003 | PMU PUTRAJAYA CENTRAL 132/33/11 |  |  | Fail | Please check "Use"
378100031 | TNB | DISTRIBUTION | WP PUTRAJAYA & CYBERJAYA | Existing | 33 kV |  | RYB | VPTJ/PMU/G00003 | PMU PUTRAJAYA CENTRAL 132/33/11 |  |  | Fail | Please check "Use"
378100033 | TNB | DISTRIBUTION | WP PUTRAJAYA & CYBERJAYA | Existing | 33 kV |  | RYB | VPTJ/PMU/G00003 | PMU PUTRAJAYA CENTRAL 132/33/11 |  |  | Fail | Please check "Use"
378100034 | TNB | DISTRIBUTION | WP PUTRAJAYA & CYBERJAYA | Existing | 11 kV |  | RYB | VPTJ/PMU/G00003 | PMU PUTRAJAYA CENTRAL 132/33/11 |  |  | Fail | Please check "Use"
378100042 | TNB | DISTRIBUTION | WP PUTRAJAYA & CYBERJAYA | Existing | 11 kV |  | RYB | VPTJ/PMU/G00003 | PMU PUTRAJAYA CENTRAL 132/33/11 |  |  | Fail | Please check "Use"
378100043 | TNB | DISTRIBUTION | WP PUTRAJAYA & CYBERJAYA | Existing | 33 kV |  | RYB | VPTJ/PMU/G00003 | PMU PUTRAJAYA CENTRAL 132/33/11 |  |  | Fail | Please check "Use"
378100044 | TNB | DISTRIBUTION | WP PUTRAJAYA & CYBERJAYA | Existing | 33 kV |  | RYB | VPTJ/PMU/G00003 | PMU PUTRAJAYA CENTRAL 132/33/11 |  |  | Fail | Please check "Use"
378100045 | TNB | DISTRIBUTION | WP PUTRAJAYA & CYBERJAYA | Existing | 11 kV |  | RYB | VPTJ/PMU/G00003 | PMU PUTRAJAYA CENTRAL 132/33/11 |  |  | Fail | Please check "Use"
378100048 | TNB | DISTRIBUTION | WP PUTRAJAYA & CYBERJAYA | Existing | 11 kV |  | RYB | VPTJ/PMU/G00003 | PMU PUTRAJAYA CENTRAL 132/33/11 |  |  | Fail | Please check "Use"
378100064 | TNB | DISTRIBUTION | WP PUTRAJAYA & CYBERJAYA | Existing | 33 kV |  | RYB | VPTJ/PMU/G00003 | PMU PUTRAJAYA CENTRAL 132/33/11 |  |  | Fail | Please check "Use"
378100067 | TNB | DISTRIBUTION | WP PUTRAJAYA & CYBERJAYA | Existing | 33 kV |  | RYB | VPTJ/PMU/G00003 | PMU PUTRAJAYA CENTRAL 132/33/11 |  |  | Fail | Please check "Use"
378100068 | TNB | DISTRIBUTION | WP PUTRAJAYA & CYBERJAYA | Existing | 33 kV |  | RYB | VPTJ/PMU/G00003 | PMU PUTRAJAYA CENTRAL 132/33/11 |  |  | Fail | Please check "Use"
378100080 | TNB | DISTRIBUTION | WP PUTRAJAYA & CYBERJAYA | Existing | 33 kV |  | RYB | VPTJ/PMU/G00003 | PMU PUTRAJAYA CENTRAL 132/33/11 |  |  | Fail | Please check "Use"
378100089 | TNB | DISTRIBUTION | WP PUTRAJAYA & CYBERJAYA | Existing | 11 kV |  | RYB | VPTJ/PMU/G00003 | PMU PUTRAJAYA CENTRAL 132/33/11 |  |  | Fail | Please check "Use"
378100097 | TNB | DISTRIBUTION | WP PUTRAJAYA & CYBERJAYA | Existing | 33 kV |  | RYB | VPTJ/PMU/G00003 | PMU PUTRAJAYA CENTRAL 132/33/11 |  |  | Fail | Please check "Use"
378100108 | TNB | DISTRIBUTION | WP PUTRAJAYA & CYBERJAYA | Existing | 33 kV |  | RYB | VPTJ/PMU/G00003 | PMU PUTRAJAYA CENTRAL 132/33/11 |  |  | Fail | Please check "Use"
378100109 | TNB | DISTRIBUTION | WP PUTRAJAYA & CYBERJAYA | Existing | 11 kV |  | RYB | VPTJ/PMU/G00003 | PMU PUTRAJAYA CENTRAL 132/33/11 |  |  | Fail | Please check "Use"
378100112 | TNB | DISTRIBUTION | WP PUTRAJAYA & CYBERJAYA | Existing | 11 kV |  | RYB | VPTJ/PMU/G00003 | PMU PUTRAJAYA CENTRAL 132/33/11 |  |  | Fail | Please check "Use"
378100118 | TNB | DISTRIBUTION | WP PUTRAJAYA & CYBERJAYA | Existing | 33 kV |  | RYB | VPTJ/PMU/G00003 | PMU PUTRAJAYA CENTRAL 132/33/11 |  |  | Fail | Please check "Use"
378100121 | TNB | DISTRIBUTION | WP PUTRAJAYA & CYBERJAYA | Existing | 11 kV |  | RYB | VPTJ/PMU/G00003 | PMU PUTRAJAYA CENTRAL 132/33/11 |  |  | Fail | Please check "Use"
378100125 | TNB | DISTRIBUTION | WP PUTRAJAYA & CYBERJAYA | Existing | 33 kV | MAIN | RYB | VPTJ/PMU/G00003 | PMU PUTRAJAYA CENTRAL 132/33/11 | M |  | Pass | null
378100129 | TNB | DISTRIBUTION | WP PUTRAJAYA & CYBERJAYA | Existing | 11 kV |  | RYB | VPTJ/PMU/G00003 | PMU PUTRAJAYA CENTRAL 132/33/11 |  |  | Fail | Please check "Use"
378100130 | TNB | DISTRIBUTION | WP PUTRAJAYA & CYBERJAYA | Existing | 33 kV | MAIN | RYB | VPTJ/PMU/G00003 | PMU PUTRAJAYA CENTRAL 132/33/11 | M |  | Pass | null
378100144 | TNB | DISTRIBUTION | WP PUTRAJAYA & CYBERJAYA | Existing | 33 kV |  | RYB | VPTJ/PMU/G00003 | PMU PUTRAJAYA CENTRAL 132/33/11 |  |  | Fail | Please check "Use"
378100145 | TNB | DISTRIBUTION | WP PUTRAJAYA & CYBERJAYA | Existing | 11 kV |  | RYB | VPTJ/PMU/G00003 | PMU PUTRAJAYA CENTRAL 132/33/11 |  |  | Fail | Please check "Use"
378100146 | TNB | DISTRIBUTION | WP PUTRAJAYA & CYBERJAYA | Existing | 33 kV |  | RYB | VPTJ/PMU/G00003 | PMU PUTRAJAYA CENTRAL 132/33/11 |  |  | Fail | Please check "Use"
378100147 | TNB | DISTRIBUTION | WP PUTRAJAYA & CYBERJAYA | Existing | 33 kV |  | RYB | VPTJ/PMU/G00003 | PMU PUTRAJAYA CENTRAL 132/33/11 |  |  | Fail | Please check "Use"
378100148 | TNB | DISTRIBUTION | WP PUTRAJAYA & CYBERJAYA | Existing | 33 kV |  | RYB | VPTJ/PMU/G00003 | PMU PUTRAJAYA CENTRAL 132/33/11 |  |  | Fail | Please check "Use"
378100151 | TNB | DISTRIBUTION | WP PUTRAJAYA & CYBERJAYA | Existing | 11 kV |  | RYB | VPTJ/PMU/G00003 | PMU PUTRAJAYA CENTRAL 132/33/11 |  |  | Fail | Please check "Use"
378100152 | TNB | DISTRIBUTION | WP PUTRAJAYA & CYBERJAYA | Existing | 11 kV |  | RYB | VPTJ/PMU/G00003 | PMU PUTRAJAYA CENTRAL 132/33/11 |  |  | Fail | Please check "Use"
378100153 | TNB | DISTRIBUTION | WP PUTRAJAYA & CYBERJAYA | Existing | 11 kV |  | RYB | VPTJ/PMU/G00003 | PMU PUTRAJAYA CENTRAL 132/33/11 |  |  | Fail | Please check "Use"
378100157 | TNB | DISTRIBUTION | WP PUTRAJAYA & CYBERJAYA | Existing | 11 kV |  | RYB | VPTJ/PMU/G00003 | PMU PUTRAJAYA CENTRAL 132/33/11 |  |  | Fail | Please check "Use"
378100167 | TNB | DISTRIBUTION | WP PUTRAJAYA & CYBERJAYA | Existing | 33 kV |  | RYB | VPTJ/PMU/G00003 | PMU PUTRAJAYA CENTRAL 132/33/11 |  |  | Fail | Please check "Use"
378100169 | TNB | DISTRIBUTION | WP PUTRAJAYA & CYBERJAYA | Existing | 33 kV |  | RYB | VPTJ/PMU/G00003 | PMU PUTRAJAYA CENTRAL 132/33/11 |  |  | Fail | Please check "Use"
378100171 | TNB | DISTRIBUTION | WP PUTRAJAYA & CYBERJAYA | Existing | 33 kV |  | RYB | VPTJ/PMU/G00003 | PMU PUTRAJAYA CENTRAL 132/33/11 |  |  | Fail | Please check "Use"
378100172 | TNB | DISTRIBUTION | WP PUTRAJAYA & CYBERJAYA | Existing | 33 kV | MAIN | RYB | VPTJ/PMU/G00003 | PMU PUTRAJAYA CENTRAL 132/33/11 | M |  | Pass | null
378100174 | TNB | DISTRIBUTION | WP PUTRAJAYA & CYBERJAYA | Existing | 11 kV |  | RYB | VPTJ/PMU/G00003 | PMU PUTRAJAYA CENTRAL 132/33/11 |  |  | Fail | Please check "Use"
378100176 | TNB | DISTRIBUTION | WP PUTRAJAYA & CYBERJAYA | Existing | 11 kV |  | RYB | VPTJ/PMU/G00003 | PMU PUTRAJAYA CENTRAL 132/33/11 |  |  | Fail | Please check "Use"
378100179 | TNB | DISTRIBUTION | WP PUTRAJAYA & CYBERJAYA | Existing | 11 kV |  | RYB | VPTJ/PMU/G00003 | PMU PUTRAJAYA CENTRAL 132/33/11 |  |  | Fail | Please check "Use"
378100180 | TNB | DISTRIBUTION | WP PUTRAJAYA & CYBERJAYA | Existing | 11 kV |  | RYB | VPTJ/PMU/G00003 | PMU PUTRAJAYA CENTRAL 132/33/11 |  |  | Fail | Please check "Use"
378100185 | TNB | DISTRIBUTION | WP PUTRAJAYA & CYBERJAYA | Existing | 33 kV |  | RYB | VPTJ/PMU/G00003 | PMU PUTRAJAYA CENTRAL 132/33/11 |  |  | Fail | Please check "Use"
378100188 | TNB | DISTRIBUTION | WP PUTRAJAYA & CYBERJAYA | Existing | 11 kV |  | RYB | VPTJ/PMU/G00003 | PMU PUTRAJAYA CENTRAL 132/33/11 |  |  | Fail | Please check "Use"
378100199 | TNB | DISTRIBUTION | WP PUTRAJAYA & CYBERJAYA | Existing | 11 kV |  | RYB | VPTJ/PMU/G00003 | PMU PUTRAJAYA CENTRAL 132/33/11 |  |  | Fail | Please check "Use"
378100200 | TNB | DISTRIBUTION | WP PUTRAJAYA & CYBERJAYA | Existing | 33 kV | MAIN | RYB | VPTJ/PMU/G00003 | PMU PUTRAJAYA CENTRAL 132/33/11 | M |  | Pass | null
378100202 | TNB | DISTRIBUTION | WP PUTRAJAYA & CYBERJAYA | Existing | 33 kV | RESERVE | RYB | VPTJ/PMU/G00003 | PMU PUTRAJAYA CENTRAL 132/33/11 | R |  | Pass | null
378100203 | TNB | DISTRIBUTION | WP PUTRAJAYA & CYBERJAYA | Existing | 11 kV |  | RYB | VPTJ/PMU/G00003 | PMU PUTRAJAYA CENTRAL 132/33/11 |  |  | Fail | Please check "Use"
378100205 | TNB | DISTRIBUTION | WP PUTRAJAYA & CYBERJAYA | Existing | 33 kV |  | RYB | VPTJ/PMU/G00003 | PMU PUTRAJAYA CENTRAL 132/33/11 |  |  | Fail | Please check "Use"
378100206 | TNB | DISTRIBUTION | WP PUTRAJAYA & CYBERJAYA | Existing | 33 kV |  | RYB | VPTJ/PMU/G00003 | PMU PUTRAJAYA CENTRAL 132/33/11 |  |  | Fail | Please check "Use"
378100209 | TNB | DISTRIBUTION | WP PUTRAJAYA & CYBERJAYA | Existing | 33 kV |  | RYB | VPTJ/PMU/G00003 | PMU PUTRAJAYA CENTRAL 132/33/11 |  |  | Fail | Please check "Use"
378100210 | TNB | DISTRIBUTION | WP PUTRAJAYA & CYBERJAYA | Existing | 33 kV |  | RYB | VPTJ/PMU/G00003 | PMU PUTRAJAYA CENTRAL 132/33/11 |  |  | Fail | Please check "Use"
378100212 | TNB | DISTRIBUTION | WP PUTRAJAYA & CYBERJAYA | Existing | 11 kV |  | RYB | VPTJ/PMU/G00003 | PMU PUTRAJAYA CENTRAL 132/33/11 |  |  | Fail | Please check "Use"
378100213 | TNB | DISTRIBUTION | WP PUTRAJAYA & CYBERJAYA | Existing | 33 kV | MAIN | RYB | VPTJ/PMU/G00003 | PMU PUTRAJAYA CENTRAL 132/33/11 | M |  | Pass | null
378100214 | TNB | DISTRIBUTION | WP PUTRAJAYA & CYBERJAYA | Existing | 33 kV |  | RYB | VPTJ/PMU/G00003 | PMU PUTRAJAYA CENTRAL 132/33/11 |  |  | Fail | Please check "Use"
378100218 | TNB | DISTRIBUTION | WP PUTRAJAYA & CYBERJAYA | Existing | 33 kV | RESERVE | RYB | VPTJ/PMU/G00003 | PMU PUTRAJAYA CENTRAL 132/33/11 | R |  | Pass | null
378100219 | TNB | DISTRIBUTION | WP PUTRAJAYA & CYBERJAYA | Existing | 33 kV |  | RYB | VPTJ/PMU/G00003 | PMU PUTRAJAYA CENTRAL 132/33/11 |  |  | Fail | Please check "Use"
378100222 | TNB | DISTRIBUTION | WP PUTRAJAYA & CYBERJAYA | Existing | 33 kV |  | RYB | VPTJ/PMU/G00003 | PMU PUTRAJAYA CENTRAL 132/33/11 |  |  | Fail | Please check "Use"
378100235 | TNB | DISTRIBUTION | WP PUTRAJAYA & CYBERJAYA | Existing | 33 kV |  | RYB | VPTJ/PMU/G00003 | PMU PUTRAJAYA CENTRAL 132/33/11 |  |  | Fail | Please check "Use"
378100236 | TNB | DISTRIBUTION | WP PUTRAJAYA & CYBERJAYA | Existing | 11 kV |  | RYB | VPTJ/PMU/G00003 | PMU PUTRAJAYA CENTRAL 132/33/11 |  |  | Fail | Please check "Use"
378100239 | TNB | DISTRIBUTION | WP PUTRAJAYA & CYBERJAYA | Existing | 33 kV |  | RYB | VPTJ/PMU/G00003 | PMU PUTRAJAYA CENTRAL 132/33/11 |  |  | Fail | Please check "Use"
378100241 | TNB | DISTRIBUTION | WP PUTRAJAYA & CYBERJAYA | Existing | 33 kV |  | RYB | VPTJ/PMU/G00003 | PMU PUTRAJAYA CENTRAL 132/33/11 |  |  | Fail | Please check "Use"
378100245 | TNB | DISTRIBUTION | WP PUTRAJAYA & CYBERJAYA | Existing | 11 kV |  | RYB | VPTJ/PMU/G00003 | PMU PUTRAJAYA CENTRAL 132/33/11 |  |  | Fail | Please check "Use"
378100257 | TNB | DISTRIBUTION | WP PUTRAJAYA & CYBERJAYA | Existing | 33 kV |  | RYB | VPTJ/PMU/G00003 | PMU PUTRAJAYA CENTRAL 132/33/11 |  |  | Fail | Please check "Use"
378100258 | TNB | DISTRIBUTION | WP PUTRAJAYA & CYBERJAYA | Existing | 33 kV | RESERVE | RYB | VPTJ/PMU/G00003 | PMU PUTRAJAYA CENTRAL 132/33/11 | R |  | Pass | null
378100259 | TNB | DISTRIBUTION | WP PUTRAJAYA & CYBERJAYA | Existing | 11 kV |  | RYB | VPTJ/PMU/G00003 | PMU PUTRAJAYA CENTRAL 132/33/11 |  |  | Fail | Please check "Use"
378100261 | TNB | DISTRIBUTION | WP PUTRAJAYA & CYBERJAYA | Existing | 33 kV |  | RYB | VPTJ/PMU/G00003 | PMU PUTRAJAYA CENTRAL 132/33/11 |  |  | Fail | Please check "Use"
378100262 | TNB | DISTRIBUTION | WP PUTRAJAYA & CYBERJAYA | Existing | 33 kV |  | RYB | VPTJ/PMU/G00003 | PMU PUTRAJAYA CENTRAL 132/33/11 |  |  | Fail | Please check "Use"
378100280 | TNB | DISTRIBUTION | WP PUTRAJAYA & CYBERJAYA | Existing | 33 kV |  | RYB | VPTJ/PMU/G00003 | PMU PUTRAJAYA CENTRAL 132/33/11 |  |  | Fail | Please check "Use"
378100281 | TNB | DISTRIBUTION | WP PUTRAJAYA & CYBERJAYA | Existing | 33 kV |  | RYB | VPTJ/PMU/G00003 | PMU PUTRAJAYA CENTRAL 132/33/11 |  |  | Fail | Please check "Use"
378100286 | TNB | DISTRIBUTION | WP PUTRAJAYA & CYBERJAYA | Existing | 33 kV | MAIN | RYB | VPTJ/PMU/G00003 | PMU PUTRAJAYA CENTRAL 132/33/11 | M |  | Pass | null
378112554 | TNB | DISTRIBUTION | WP PUTRAJAYA & CYBERJAYA | Existing | 11 kV |  | RYB | VPTJ/PCE/J08372 | PE 8.37 8R7 (F2) |  |  | Fail | Please check "Use"
378112555 | TNB | DISTRIBUTION | WP PUTRAJAYA & CYBERJAYA | Existing | 11 kV |  | RYB | VPTJ/PCE/J08372 | PE 8.37 8R7 (F2) |  |  | Fail | Please check "Use"
378112560 | TNB | DISTRIBUTION | WP PUTRAJAYA & CYBERJAYA | Existing | 11 kV |  | RYB | VPTJ/PCE/J08372 | PE 8.37 8R7 (F2) |  |  | Fail | Please check "Use"
378112566 | TNB | DISTRIBUTION | WP PUTRAJAYA & CYBERJAYA | Existing | 11 kV |  | RYB | VPTJ/PCE/J08372 | PE 8.37 8R7 (F2) |  |  | Fail | Please check "Use"
378112567 | TNB | DISTRIBUTION | WP PUTRAJAYA & CYBERJAYA | Existing | 11 kV |  | RYB | VPTJ/PCE/J08372 | PE 8.37 8R7 (F2) |  |  | Fail | Please check "Use"
378112571 | TNB | DISTRIBUTION | WP PUTRAJAYA & CYBERJAYA | Existing | 11 kV |  | RYB | VPTJ/PCE/J08372 | PE 8.37 8R7 (F2) |  |  | Fail | Please check "Use"
378112574 | TNB | DISTRIBUTION | WP PUTRAJAYA & CYBERJAYA | Existing | 11 kV |  | RYB | VPTJ/PCE/J08372 | PE 8.37 8R7 (F2) |  |  | Fail | Please check "Use"
378112575 | TNB | DISTRIBUTION | WP PUTRAJAYA & CYBERJAYA | Existing | 11 kV |  | RYB | VPTJ/PCE/J08372 | PE 8.37 8R7 (F2) |  |  | Fail | Please check "Use"
378112648 | TNB | DISTRIBUTION | WP PUTRAJAYA & CYBERJAYA | Existing | 11 kV |  | RYB | VPTJ/PCE/J08371 | PE 8.37 8R7 (F1) |  |  | Fail | Please check "Use"
378112649 | TNB | DISTRIBUTION | WP PUTRAJAYA & CYBERJAYA | Existing | 11 kV |  | RYB | VPTJ/PCE/J08371 | PE 8.37 8R7 (F1) |  |  | Fail | Please check "Use"
378112654 | TNB | DISTRIBUTION | WP PUTRAJAYA & CYBERJAYA | Existing | 11 kV |  | RYB | VPTJ/PCE/J08371 | PE 8.37 8R7 (F1) |  |  | Fail | Please check "Use"
378112660 | TNB | DISTRIBUTION | WP PUTRAJAYA & CYBERJAYA | Existing | 11 kV |  | RYB | VPTJ/PCE/J08371 | PE 8.37 8R7 (F1) |  |  | Fail | Please check "Use"
378112661 | TNB | DISTRIBUTION | WP PUTRAJAYA & CYBERJAYA | Existing | 11 kV |  | RYB | VPTJ/PCE/J08371 | PE 8.37 8R7 (F1) |  |  | Fail | Please check "Use"
378112665 | TNB | DISTRIBUTION | WP PUTRAJAYA & CYBERJAYA | Existing | 11 kV |  | RYB | VPTJ/PCE/J08371 | PE 8.37 8R7 (F1) |  |  | Fail | Please check "Use"
378112668 | TNB | DISTRIBUTION | WP PUTRAJAYA & CYBERJAYA | Existing | 11 kV |  | RYB | VPTJ/PCE/J08371 | PE 8.37 8R7 (F1) |  |  | Fail | Please check "Use"
378112669 | TNB | DISTRIBUTION | WP PUTRAJAYA & CYBERJAYA | Existing | 11 kV |  | RYB | VPTJ/PCE/J08371 | PE 8.37 8R7 (F1) |  |  | Fail | Please check "Use"
378112750 | TNB | DISTRIBUTION | WP PUTRAJAYA & CYBERJAYA | Existing | 11 kV |  | RYB | VPTJ/PCE/J08211 | PE 8.21 APT B (EFI) (F1) |  |  | Fail | Please check "Use"
378112751 | TNB | DISTRIBUTION | WP PUTRAJAYA & CYBERJAYA | Existing | 11 kV |  | RYB | VPTJ/PCE/J08211 | PE 8.21 APT B (EFI) (F1) |  |  | Fail | Please check "Use"
378112756 | TNB | DISTRIBUTION | WP PUTRAJAYA & CYBERJAYA | Existing | 11 kV |  | RYB | VPTJ/PCE/J08211 | PE 8.21 APT B (EFI) (F1) |  |  | Fail | Please check "Use"
378112762 | TNB | DISTRIBUTION | WP PUTRAJAYA & CYBERJAYA | Existing | 11 kV |  | RYB | VPTJ/PCE/J08211 | PE 8.21 APT B (EFI) (F1) |  |  | Fail | Please check "Use"
378112763 | TNB | DISTRIBUTION | WP PUTRAJAYA & CYBERJAYA | Existing | 11 kV |  | RYB | VPTJ/PCE/J08211 | PE 8.21 APT B (EFI) (F1) |  |  | Fail | Please check "Use"
378112767 | TNB | DISTRIBUTION | WP PUTRAJAYA & CYBERJAYA | Existing | 11 kV |  | RYB | VPTJ/PCE/J08211 | PE 8.21 APT B (EFI) (F1) |  |  | Fail | Please check "Use"
378112770 | TNB | DISTRIBUTION | WP PUTRAJAYA & CYBERJAYA | Existing | 11 kV |  | RYB | VPTJ/PCE/J08211 | PE 8.21 APT B (EFI) (F1) |  |  | Fail | Please check "Use"
378112771 | TNB | DISTRIBUTION | WP PUTRAJAYA & CYBERJAYA | Existing | 11 kV |  | RYB | VPTJ/PCE/J08211 | PE 8.21 APT B (EFI) (F1) |  |  | Fail | Please check "Use"
378112844 | TNB | DISTRIBUTION | WP PUTRAJAYA & CYBERJAYA | Existing | 11 kV |  | RYB | VPTJ/PCE/J08212 | PE 8.21 APT B (EFI) (F2) |  |  | Fail | Please check "Use"
378112845 | TNB | DISTRIBUTION | WP PUTRAJAYA & CYBERJAYA | Existing | 11 kV |  | RYB | VPTJ/PCE/J08212 | PE 8.21 APT B (EFI) (F2) |  |  | Fail | Please check "Use"
378112850 | TNB | DISTRIBUTION | WP PUTRAJAYA & CYBERJAYA | Existing | 11 kV |  | RYB | VPTJ/PCE/J08212 | PE 8.21 APT B (EFI) (F2) |  |  | Fail | Please check "Use"
378112856 | TNB | DISTRIBUTION | WP PUTRAJAYA & CYBERJAYA | Existing | 11 kV |  | RYB | VPTJ/PCE/J08212 | PE 8.21 APT B (EFI) (F2) |  |  | Fail | Please check "Use"
378112857 | TNB | DISTRIBUTION | WP PUTRAJAYA & CYBERJAYA | Existing | 11 kV |  | RYB | VPTJ/PCE/J08212 | PE 8.21 APT B (EFI) (F2) |  |  | Fail | Please check "Use"
378112861 | TNB | DISTRIBUTION | WP PUTRAJAYA & CYBERJAYA | Existing | 11 kV |  | RYB | VPTJ/PCE/J08212 | PE 8.21 APT B (EFI) (F2) |  |  | Fail | Please check "Use"
378112864 | TNB | DISTRIBUTION | WP PUTRAJAYA & CYBERJAYA | Existing | 11 kV |  | RYB | VPTJ/PCE/J08212 | PE 8.21 APT B (EFI) (F2) |  |  | Fail | Please check "Use"
378112865 | TNB | DISTRIBUTION | WP PUTRAJAYA & CYBERJAYA | Existing | 11 kV |  | RYB | VPTJ/PCE/J08212 | PE 8.21 APT B (EFI) (F2) |  |  | Fail | Please check "Use"
378112956 | TNB | DISTRIBUTION | WP PUTRAJAYA & CYBERJAYA | Existing | 11 kV |  | RYB | VPTJ/PCE/J08201 | PE 8.20 APT D (F1) |  |  | Fail | Please check "Use"
378112957 | TNB | DISTRIBUTION | WP PUTRAJAYA & CYBERJAYA | Existing | 11 kV |  | RYB | VPTJ/PCE/J08201 | PE 8.20 APT D (F1) |  |  | Fail | Please check "Use"
378112962 | TNB | DISTRIBUTION | WP PUTRAJAYA & CYBERJAYA | Existing | 11 kV |  | RYB | VPTJ/PCE/J08201 | PE 8.20 APT D (F1) |  |  | Fail | Please check "Use"
378112968 | TNB | DISTRIBUTION | WP PUTRAJAYA & CYBERJAYA | Existing | 11 kV |  | RYB | VPTJ/PCE/J08201 | PE 8.20 APT D (F1) |  |  | Fail | Please check "Use"
378112969 | TNB | DISTRIBUTION | WP PUTRAJAYA & CYBERJAYA | Existing | 11 kV |  | RYB | VPTJ/PCE/J08201 | PE 8.20 APT D (F1) |  |  | Fail | Please check "Use"
378112973 | TNB | DISTRIBUTION | WP PUTRAJAYA & CYBERJAYA | Existing | 11 kV |  | RYB | VPTJ/PCE/J08201 | PE 8.20 APT D (F1) |  |  | Fail | Please check "Use"
378112976 | TNB | DISTRIBUTION | WP PUTRAJAYA & CYBERJAYA | Existing | 11 kV |  | RYB | VPTJ/PCE/J08201 | PE 8.20 APT D (F1) |  |  | Fail | Please check "Use"
378112977 | TNB | DISTRIBUTION | WP PUTRAJAYA & CYBERJAYA | Existing | 11 kV |  | RYB | VPTJ/PCE/J08201 | PE 8.20 APT D (F1) |  |  | Fail | Please check "Use"
378113053 | TNB | DISTRIBUTION | WP PUTRAJAYA & CYBERJAYA | Existing | 11 kV |  | RYB | VPTJ/PCE/J08202 | PE 8.20 APT D (F2) |  |  | Fail | Please check "Use"
378113054 | TNB | DISTRIBUTION | WP PUTRAJAYA & CYBERJAYA | Existing | 11 kV |  | RYB | VPTJ/PCE/J08202 | PE 8.20 APT D (F2) |  |  | Fail | Please check "Use"
378113059 | TNB | DISTRIBUTION | WP PUTRAJAYA & CYBERJAYA | Existing | 11 kV |  | RYB | VPTJ/PCE/J08202 | PE 8.20 APT D (F2) |  |  | Fail | Please check "Use"
378113065 | TNB | DISTRIBUTION | WP PUTRAJAYA & CYBERJAYA | Existing | 11 kV |  | RYB | VPTJ/PCE/J08202 | PE 8.20 APT D (F2) |  |  | Fail | Please check "Use"
378113066 | TNB | DISTRIBUTION | WP PUTRAJAYA & CYBERJAYA | Existing | 11 kV |  | RYB | VPTJ/PCE/J08202 | PE 8.20 APT D (F2) |  |  | Fail | Please check "Use"
378113070 | TNB | DISTRIBUTION | WP PUTRAJAYA & CYBERJAYA | Existing | 11 kV |  | RYB | VPTJ/PCE/J08202 | PE 8.20 APT D (F2) |  |  | Fail | Please check "Use"
378113073 | TNB | DISTRIBUTION | WP PUTRAJAYA & CYBERJAYA | Existing | 11 kV |  | RYB | VPTJ/PCE/J08202 | PE 8.20 APT D (F2) |  |  | Fail | Please check "Use"
378113074 | TNB | DISTRIBUTION | WP PUTRAJAYA & CYBERJAYA | Existing | 11 kV |  | RYB | VPTJ/PCE/J08202 | PE 8.20 APT D (F2) |  |  | Fail | Please check "Use"
378113152 | TNB | DISTRIBUTION | WP PUTRAJAYA & CYBERJAYA | Existing | 11 kV |  | RYB | VPTJ/PCE/J08191 | PE 8.19 APT A (EFI) (F1) |  |  | Fail | Please check "Use"
378113153 | TNB | DISTRIBUTION | WP PUTRAJAYA & CYBERJAYA | Existing | 11 kV |  | RYB | VPTJ/PCE/J08191 | PE 8.19 APT A (EFI) (F1) |  |  | Fail | Please check "Use"
378113158 | TNB | DISTRIBUTION | WP PUTRAJAYA & CYBERJAYA | Existing | 11 kV |  | RYB | VPTJ/PCE/J08191 | PE 8.19 APT A (EFI) (F1) |  |  | Fail | Please check "Use"
378113164 | TNB | DISTRIBUTION | WP PUTRAJAYA & CYBERJAYA | Existing | 11 kV |  | RYB | VPTJ/PCE/J08191 | PE 8.19 APT A (EFI) (F1) |  |  | Fail | Please check "Use"
378113165 | TNB | DISTRIBUTION | WP PUTRAJAYA & CYBERJAYA | Existing | 11 kV |  | RYB | VPTJ/PCE/J08191 | PE 8.19 APT A (EFI) (F1) |  |  | Fail | Please check "Use"
378113169 | TNB | DISTRIBUTION | WP PUTRAJAYA & CYBERJAYA | Existing | 11 kV |  | RYB | VPTJ/PCE/J08191 | PE 8.19 APT A (EFI) (F1) |  |  | Fail | Please check "Use"
378113172 | TNB | DISTRIBUTION | WP PUTRAJAYA & CYBERJAYA | Existing | 11 kV |  | RYB | VPTJ/PCE/J08191 | PE 8.19 APT A (EFI) (F1) |  |  | Fail | Please check "Use"
378113173 | TNB | DISTRIBUTION | WP PUTRAJAYA & CYBERJAYA | Existing | 11 kV |  | RYB | VPTJ/PCE/J08191 | PE 8.19 APT A (EFI) (F1) |  |  | Fail | Please check "Use"
378113244 | TNB | DISTRIBUTION | WP PUTRAJAYA & CYBERJAYA | Existing | 11 kV |  | RYB | VPTJ/PCE/J08192 | PE 8.19 APT A (EFI) (F2) |  |  | Fail | Please check "Use"
378113245 | TNB | DISTRIBUTION | WP PUTRAJAYA & CYBERJAYA | Existing | 11 kV |  | RYB | VPTJ/PCE/J08192 | PE 8.19 APT A (EFI) (F2) |  |  | Fail | Please check "Use"
378113250 | TNB | DISTRIBUTION | WP PUTRAJAYA & CYBERJAYA | Existing | 11 kV |  | RYB | VPTJ/PCE/J08192 | PE 8.19 APT A (EFI) (F2) |  |  | Fail | Please check "Use"
378113256 | TNB | DISTRIBUTION | WP PUTRAJAYA & CYBERJAYA | Existing | 11 kV |  | RYB | VPTJ/PCE/J08192 | PE 8.19 APT A (EFI) (F2) |  |  | Fail | Please check "Use"
378113257 | TNB | DISTRIBUTION | WP PUTRAJAYA & CYBERJAYA | Existing | 11 kV |  | RYB | VPTJ/PCE/J08192 | PE 8.19 APT A (EFI) (F2) |  |  | Fail | Please check "Use"
378113261 | TNB | DISTRIBUTION | WP PUTRAJAYA & CYBERJAYA | Existing | 11 kV |  | RYB | VPTJ/PCE/J08192 | PE 8.19 APT A (EFI) (F2) |  |  | Fail | Please check "Use"
378113264 | TNB | DISTRIBUTION | WP PUTRAJAYA & CYBERJAYA | Existing | 11 kV |  | RYB | VPTJ/PCE/J08192 | PE 8.19 APT A (EFI) (F2) |  |  | Fail | Please check "Use"
378113265 | TNB | DISTRIBUTION | WP PUTRAJAYA & CYBERJAYA | Existing | 11 kV |  | RYB | VPTJ/PCE/J08192 | PE 8.19 APT A (EFI) (F2) |  |  | Fail | Please check "Use"
378113358 | TNB | DISTRIBUTION | WP PUTRAJAYA & CYBERJAYA | Existing | 11 kV |  | RYB | VPTJ/PCE/J08271 | PE 8.27 APT C5 (F1) |  |  | Fail | Please check "Use"
378113359 | TNB | DISTRIBUTION | WP PUTRAJAYA & CYBERJAYA | Existing | 11 kV |  | RYB | VPTJ/PCE/J08271 | PE 8.27 APT C5 (F1) |  |  | Fail | Please check "Use"
378113364 | TNB | DISTRIBUTION | WP PUTRAJAYA & CYBERJAYA | Existing | 11 kV |  | RYB | VPTJ/PCE/J08271 | PE 8.27 APT C5 (F1) |  |  | Fail | Please check "Use"
378113370 | TNB | DISTRIBUTION | WP PUTRAJAYA & CYBERJAYA | Existing | 11 kV |  | RYB | VPTJ/PCE/J08271 | PE 8.27 APT C5 (F1) |  |  | Fail | Please check "Use"
378113371 | TNB | DISTRIBUTION | WP PUTRAJAYA & CYBERJAYA | Existing | 11 kV |  | RYB | VPTJ/PCE/J08271 | PE 8.27 APT C5 (F1) |  |  | Fail | Please check "Use"
378113375 | TNB | DISTRIBUTION | WP PUTRAJAYA & CYBERJAYA | Existing | 11 kV |  | RYB | VPTJ/PCE/J08271 | PE 8.27 APT C5 (F1) |  |  | Fail | Please check "Use"
378113378 | TNB | DISTRIBUTION | WP PUTRAJAYA & CYBERJAYA | Existing | 11 kV |  | RYB | VPTJ/PCE/J08271 | PE 8.27 APT C5 (F1) |  |  | Fail | Please check "Use"
378113379 | TNB | DISTRIBUTION | WP PUTRAJAYA & CYBERJAYA | Existing | 11 kV |  | RYB | VPTJ/PCE/J08271 | PE 8.27 APT C5 (F1) |  |  | Fail | Please check "Use"
378113452 | TNB | DISTRIBUTION | WP PUTRAJAYA & CYBERJAYA | Existing | 11 kV |  | RYB | VPTJ/PCE/J08272 | PE 8.27 APT C5 (F2) |  |  | Fail | Please check "Use"
378113453 | TNB | DISTRIBUTION | WP PUTRAJAYA & CYBERJAYA | Existing | 11 kV |  | RYB | VPTJ/PCE/J08272 | PE 8.27 APT C5 (F2) |  |  | Fail | Please check "Use"
378113458 | TNB | DISTRIBUTION | WP PUTRAJAYA & CYBERJAYA | Existing | 11 kV |  | RYB | VPTJ/PCE/J08272 | PE 8.27 APT C5 (F2) |  |  | Fail | Please check "Use"
378113464 | TNB | DISTRIBUTION | WP PUTRAJAYA & CYBERJAYA | Existing | 11 kV |  | RYB | VPTJ/PCE/J08272 | PE 8.27 APT C5 (F2) |  |  | Fail | Please check "Use"
378113465 | TNB | DISTRIBUTION | WP PUTRAJAYA & CYBERJAYA | Existing | 11 kV |  | RYB | VPTJ/PCE/J08272 | PE 8.27 APT C5 (F2) |  |  | Fail | Please check "Use"
378113469 | TNB | DISTRIBUTION | WP PUTRAJAYA & CYBERJAYA | Existing | 11 kV |  | RYB | VPTJ/PCE/J08272 | PE 8.27 APT C5 (F2) |  |  | Fail | Please check "Use"
378113472 | TNB | DISTRIBUTION | WP PUTRAJAYA & CYBERJAYA | Existing | 11 kV |  | RYB | VPTJ/PCE/J08272 | PE 8.27 APT C5 (F2) |  |  | Fail | Please check "Use"
378113473 | TNB | DISTRIBUTION | WP PUTRAJAYA & CYBERJAYA | Existing | 11 kV |  | RYB | VPTJ/PCE/J08272 | PE 8.27 APT C5 (F2) |  |  | Fail | Please check "Use"
378113557 | TNB | DISTRIBUTION | WP PUTRAJAYA & CYBERJAYA | Existing | 11 kV |  | RYB | VPTJ/PCE/J08281 | PE 8.28 APT C6 F1 |  |  | Fail | Please check "Use"
378113558 | TNB | DISTRIBUTION | WP PUTRAJAYA & CYBERJAYA | Existing | 11 kV |  | RYB | VPTJ/PCE/J08281 | PE 8.28 APT C6 F1 |  |  | Fail | Please check "Use"
378113563 | TNB | DISTRIBUTION | WP PUTRAJAYA & CYBERJAYA | Existing | 11 kV |  | RYB | VPTJ/PCE/J08281 | PE 8.28 APT C6 F1 |  |  | Fail | Please check "Use"
378113569 | TNB | DISTRIBUTION | WP PUTRAJAYA & CYBERJAYA | Existing | 11 kV |  | RYB | VPTJ/PCE/J08281 | PE 8.28 APT C6 F1 |  |  | Fail | Please check "Use"
378113570 | TNB | DISTRIBUTION | WP PUTRAJAYA & CYBERJAYA | Existing | 11 kV |  | RYB | VPTJ/PCE/J08281 | PE 8.28 APT C6 F1 |  |  | Fail | Please check "Use"
378113574 | TNB | DISTRIBUTION | WP PUTRAJAYA & CYBERJAYA | Existing | 11 kV |  | RYB | VPTJ/PCE/J08281 | PE 8.28 APT C6 F1 |  |  | Fail | Please check "Use"
378113577 | TNB | DISTRIBUTION | WP PUTRAJAYA & CYBERJAYA | Existing | 11 kV |  | RYB | VPTJ/PCE/J08281 | PE 8.28 APT C6 F1 |  |  | Fail | Please check "Use"
378113578 | TNB | DISTRIBUTION | WP PUTRAJAYA & CYBERJAYA | Existing | 11 kV |  | RYB | VPTJ/PCE/J08281 | PE 8.28 APT C6 F1 |  |  | Fail | Please check "Use"
378113651 | TNB | DISTRIBUTION | WP PUTRAJAYA & CYBERJAYA | Existing | 11 kV |  | RYB | VPTJ/PCE/J08282 | PE 8.28 APT C6 F2 |  |  | Fail | Please check "Use"
378113652 | TNB | DISTRIBUTION | WP PUTRAJAYA & CYBERJAYA | Existing | 11 kV |  | RYB | VPTJ/PCE/J08282 | PE 8.28 APT C6 F2 |  |  | Fail | Please check "Use"
378113657 | TNB | DISTRIBUTION | WP PUTRAJAYA & CYBERJAYA | Existing | 11 kV |  | RYB | VPTJ/PCE/J08282 | PE 8.28 APT C6 F2 |  |  | Fail | Please check "Use"
378113663 | TNB | DISTRIBUTION | WP PUTRAJAYA & CYBERJAYA | Existing | 11 kV |  | RYB | VPTJ/PCE/J08282 | PE 8.28 APT C6 F2 |  |  | Fail | Please check "Use"
378113664 | TNB | DISTRIBUTION | WP PUTRAJAYA & CYBERJAYA | Existing | 11 kV |  | RYB | VPTJ/PCE/J08282 | PE 8.28 APT C6 F2 |  |  | Fail | Please check "Use"
378113668 | TNB | DISTRIBUTION | WP PUTRAJAYA & CYBERJAYA | Existing | 11 kV |  | RYB | VPTJ/PCE/J08282 | PE 8.28 APT C6 F2 |  |  | Fail | Please check "Use"
378113671 | TNB | DISTRIBUTION | WP PUTRAJAYA & CYBERJAYA | Existing | 11 kV |  | RYB | VPTJ/PCE/J08282 | PE 8.28 APT C6 F2 |  |  | Fail | Please check "Use"
378113672 | TNB | DISTRIBUTION | WP PUTRAJAYA & CYBERJAYA | Existing | 11 kV |  | RYB | VPTJ/PCE/J08282 | PE 8.28 APT C6 F2 |  |  | Fail | Please check "Use"
378113759 | TNB | DISTRIBUTION | WP PUTRAJAYA & CYBERJAYA | Existing | 11 kV |  | RYB | VPTJ/PCE/J08231 | PE 8.23 PS8 (F1) |  |  | Fail | Please check "Use"
378113760 | TNB | DISTRIBUTION | WP PUTRAJAYA & CYBERJAYA | Existing | 11 kV |  | RYB | VPTJ/PCE/J08231 | PE 8.23 PS8 (F1) |  |  | Fail | Please check "Use"
378113765 | TNB | DISTRIBUTION | WP PUTRAJAYA & CYBERJAYA | Existing | 11 kV |  | RYB | VPTJ/PCE/J08231 | PE 8.23 PS8 (F1) |  |  | Fail | Please check "Use"
378113771 | TNB | DISTRIBUTION | WP PUTRAJAYA & CYBERJAYA | Existing | 11 kV |  | RYB | VPTJ/PCE/J08231 | PE 8.23 PS8 (F1) |  |  | Fail | Please check "Use"
378113772 | TNB | DISTRIBUTION | WP PUTRAJAYA & CYBERJAYA | Existing | 11 kV |  | RYB | VPTJ/PCE/J08231 | PE 8.23 PS8 (F1) |  |  | Fail | Please check "Use"
378113776 | TNB | DISTRIBUTION | WP PUTRAJAYA & CYBERJAYA | Existing | 11 kV |  | RYB | VPTJ/PCE/J08231 | PE 8.23 PS8 (F1) |  |  | Fail | Please check "Use"
378113779 | TNB | DISTRIBUTION | WP PUTRAJAYA & CYBERJAYA | Existing | 11 kV |  | RYB | VPTJ/PCE/J08231 | PE 8.23 PS8 (F1) |  |  | Fail | Please check "Use"
378113780 | TNB | DISTRIBUTION | WP PUTRAJAYA & CYBERJAYA | Existing | 11 kV |  | RYB | VPTJ/PCE/J08231 | PE 8.23 PS8 (F1) |  |  | Fail | Please check "Use"
378113850 | TNB | DISTRIBUTION | WP PUTRAJAYA & CYBERJAYA | Existing | 11 kV |  | RYB | VPTJ/PCE/J08232 | PE 8.23 PS8 (F2) |  |  | Fail | Please check "Use"
378113851 | TNB | DISTRIBUTION | WP PUTRAJAYA & CYBERJAYA | Existing | 11 kV |  | RYB | VPTJ/PCE/J08232 | PE 8.23 PS8 (F2) |  |  | Fail | Please check "Use"
378113856 | TNB | DISTRIBUTION | WP PUTRAJAYA & CYBERJAYA | Existing | 11 kV |  | RYB | VPTJ/PCE/J08232 | PE 8.23 PS8 (F2) |  |  | Fail | Please check "Use"
378113862 | TNB | DISTRIBUTION | WP PUTRAJAYA & CYBERJAYA | Existing | 11 kV |  | RYB | VPTJ/PCE/J08232 | PE 8.23 PS8 (F2) |  |  | Fail | Please check "Use"
378113863 | TNB | DISTRIBUTION | WP PUTRAJAYA & CYBERJAYA | Existing | 11 kV |  | RYB | VPTJ/PCE/J08232 | PE 8.23 PS8 (F2) |  |  | Fail | Please check "Use"
378113867 | TNB | DISTRIBUTION | WP PUTRAJAYA & CYBERJAYA | Existing | 11 kV |  | RYB | VPTJ/PCE/J08232 | PE 8.23 PS8 (F2) |  |  | Fail | Please check "Use"
378113870 | TNB | DISTRIBUTION | WP PUTRAJAYA & CYBERJAYA | Existing | 11 kV |  | RYB | VPTJ/PCE/J08232 | PE 8.23 PS8 (F2) |  |  | Fail | Please check "Use"
378113871 | TNB | DISTRIBUTION | WP PUTRAJAYA & CYBERJAYA | Existing | 11 kV |  | RYB | VPTJ/PCE/J08232 | PE 8.23 PS8 (F2) |  |  | Fail | Please check "Use"
378113944 | TNB | DISTRIBUTION | WP PUTRAJAYA & CYBERJAYA | Existing | 11 kV |  | RYB | VPTJ/PCE/J07131 | PE 7.13 TEMP SPRM |  |  | Fail | Please check "Use"
378113945 | TNB | DISTRIBUTION | WP PUTRAJAYA & CYBERJAYA | Existing | 11 kV |  | RYB | VPTJ/PCE/J07131 | PE 7.13 TEMP SPRM |  |  | Fail | Please check "Use"
378113950 | TNB | DISTRIBUTION | WP PUTRAJAYA & CYBERJAYA | Existing | 11 kV |  | RYB | VPTJ/PCE/J07131 | PE 7.13 TEMP SPRM |  |  | Fail | Please check "Use"
378113956 | TNB | DISTRIBUTION | WP PUTRAJAYA & CYBERJAYA | Existing | 11 kV |  | RYB | VPTJ/PCE/J07131 | PE 7.13 TEMP SPRM |  |  | Fail | Please check "Use"
378113957 | TNB | DISTRIBUTION | WP PUTRAJAYA & CYBERJAYA | Existing | 11 kV |  | RYB | VPTJ/PCE/J07131 | PE 7.13 TEMP SPRM |  |  | Fail | Please check "Use"
378113961 | TNB | DISTRIBUTION | WP PUTRAJAYA & CYBERJAYA | Existing | 11 kV |  | RYB | VPTJ/PCE/J07131 | PE 7.13 TEMP SPRM |  |  | Fail | Please check "Use"
378113964 | TNB | DISTRIBUTION | WP PUTRAJAYA & CYBERJAYA | Existing | 11 kV |  | RYB | VPTJ/PCE/J07131 | PE 7.13 TEMP SPRM |  |  | Fail | Please check "Use"
378113965 | TNB | DISTRIBUTION | WP PUTRAJAYA & CYBERJAYA | Existing | 11 kV |  | RYB | VPTJ/PCE/J07131 | PE 7.13 TEMP SPRM |  |  | Fail | Please check "Use"
378114043 | TNB | DISTRIBUTION | WP PUTRAJAYA & CYBERJAYA | Existing | 11 kV |  | RYB | VPTJ/PCE/J09291 | PE 9.29 BAS DEPOH |  |  | Fail | Please check "Use"
378114044 | TNB | DISTRIBUTION | WP PUTRAJAYA & CYBERJAYA | Existing | 11 kV |  | RYB | VPTJ/PCE/J09291 | PE 9.29 BAS DEPOH |  |  | Fail | Please check "Use"
378114049 | TNB | DISTRIBUTION | WP PUTRAJAYA & CYBERJAYA | Existing | 11 kV |  | RYB | VPTJ/PCE/J09291 | PE 9.29 BAS DEPOH |  |  | Fail | Please check "Use"
378114055 | TNB | DISTRIBUTION | WP PUTRAJAYA & CYBERJAYA | Existing | 11 kV |  | RYB | VPTJ/PCE/J09291 | PE 9.29 BAS DEPOH |  |  | Fail | Please check "Use"
378114056 | TNB | DISTRIBUTION | WP PUTRAJAYA & CYBERJAYA | Existing | 11 kV |  | RYB | VPTJ/PCE/J09291 | PE 9.29 BAS DEPOH |  |  | Fail | Please check "Use"
378114060 | TNB | DISTRIBUTION | WP PUTRAJAYA & CYBERJAYA | Existing | 11 kV |  | RYB | VPTJ/PCE/J09291 | PE 9.29 BAS DEPOH |  |  | Fail | Please check "Use"
378114063 | TNB | DISTRIBUTION | WP PUTRAJAYA & CYBERJAYA | Existing | 11 kV |  | RYB | VPTJ/PCE/J09291 | PE 9.29 BAS DEPOH |  |  | Fail | Please check "Use"
378114064 | TNB | DISTRIBUTION | WP PUTRAJAYA & CYBERJAYA | Existing | 11 kV |  | RYB | VPTJ/PCE/J09291 | PE 9.29 BAS DEPOH |  |  | Fail | Please check "Use"
378114136 | TNB | DISTRIBUTION | WP PUTRAJAYA & CYBERJAYA | Existing | 11 kV |  | RYB | VPTJ/PCE/J09311 | PE 9.31 RUMAH TERES (EFI) (F1) |  |  | Fail | Please check "Use"
378114137 | TNB | DISTRIBUTION | WP PUTRAJAYA & CYBERJAYA | Existing | 11 kV |  | RYB | VPTJ/PCE/J09311 | PE 9.31 RUMAH TERES (EFI) (F1) |  |  | Fail | Please check "Use"
378114142 | TNB | DISTRIBUTION | WP PUTRAJAYA & CYBERJAYA | Existing | 11 kV |  | RYB | VPTJ/PCE/J09311 | PE 9.31 RUMAH TERES (EFI) (F1) |  |  | Fail | Please check "Use"
378114148 | TNB | DISTRIBUTION | WP PUTRAJAYA & CYBERJAYA | Existing | 11 kV |  | RYB | VPTJ/PCE/J09311 | PE 9.31 RUMAH TERES (EFI) (F1) |  |  | Fail | Please check "Use"
378114149 | TNB | DISTRIBUTION | WP PUTRAJAYA & CYBERJAYA | Existing | 11 kV |  | RYB | VPTJ/PCE/J09311 | PE 9.31 RUMAH TERES (EFI) (F1) |  |  | Fail | Please check "Use"
378114153 | TNB | DISTRIBUTION | WP PUTRAJAYA & CYBERJAYA | Existing | 11 kV |  | RYB | VPTJ/PCE/J09311 | PE 9.31 RUMAH TERES (EFI) (F1) |  |  | Fail | Please check "Use"
378114156 | TNB | DISTRIBUTION | WP PUTRAJAYA & CYBERJAYA | Existing | 11 kV |  | RYB | VPTJ/PCE/J09311 | PE 9.31 RUMAH TERES (EFI) (F1) |  |  | Fail | Please check "Use"
378114157 | TNB | DISTRIBUTION | WP PUTRAJAYA & CYBERJAYA | Existing | 11 kV |  | RYB | VPTJ/PCE/J09311 | PE 9.31 RUMAH TERES (EFI) (F1) |  |  | Fail | Please check "Use"
378114228 | TNB | DISTRIBUTION | WP PUTRAJAYA & CYBERJAYA | Existing | 11 kV |  | RYB | VPTJ/PCE/J09312 | PE 9.31 RUMAH TERES (EFI) (F2) |  |  | Fail | Please check "Use"
378114229 | TNB | DISTRIBUTION | WP PUTRAJAYA & CYBERJAYA | Existing | 11 kV |  | RYB | VPTJ/PCE/J09312 | PE 9.31 RUMAH TERES (EFI) (F2) |  |  | Fail | Please check "Use"
378114234 | TNB | DISTRIBUTION | WP PUTRAJAYA & CYBERJAYA | Existing | 11 kV |  | RYB | VPTJ/PCE/J09312 | PE 9.31 RUMAH TERES (EFI) (F2) |  |  | Fail | Please check "Use"
378114240 | TNB | DISTRIBUTION | WP PUTRAJAYA & CYBERJAYA | Existing | 11 kV |  | RYB | VPTJ/PCE/J09312 | PE 9.31 RUMAH TERES (EFI) (F2) |  |  | Fail | Please check "Use"
378114241 | TNB | DISTRIBUTION | WP PUTRAJAYA & CYBERJAYA | Existing | 11 kV |  | RYB | VPTJ/PCE/J09312 | PE 9.31 RUMAH TERES (EFI) (F2) |  |  | Fail | Please check "Use"
378114245 | TNB | DISTRIBUTION | WP PUTRAJAYA & CYBERJAYA | Existing | 11 kV |  | RYB | VPTJ/PCE/J09312 | PE 9.31 RUMAH TERES (EFI) (F2) |  |  | Fail | Please check "Use"
378114248 | TNB | DISTRIBUTION | WP PUTRAJAYA & CYBERJAYA | Existing | 11 kV |  | RYB | VPTJ/PCE/J09312 | PE 9.31 RUMAH TERES (EFI) (F2) |  |  | Fail | Please check "Use"
378114249 | TNB | DISTRIBUTION | WP PUTRAJAYA & CYBERJAYA | Existing | 11 kV |  | RYB | VPTJ/PCE/J09312 | PE 9.31 RUMAH TERES (EFI) (F2) |  |  | Fail | Please check "Use"
378114313 | TNB | DISTRIBUTION | WP PUTRAJAYA & CYBERJAYA | Existing | 11 kV |  | RYB | VPTJ/PCE/J09361 | PE 9.36 SEK MEN FASA 3 (F1) |  |  | Fail | Please check "Use"
378114314 | TNB | DISTRIBUTION | WP PUTRAJAYA & CYBERJAYA | Existing | 11 kV |  | RYB | VPTJ/PCE/J09361 | PE 9.36 SEK MEN FASA 3 (F1) |  |  | Fail | Please check "Use"
378114319 | TNB | DISTRIBUTION | WP PUTRAJAYA & CYBERJAYA | Existing | 11 kV |  | RYB | VPTJ/PCE/J09361 | PE 9.36 SEK MEN FASA 3 (F1) |  |  | Fail | Please check "Use"
378114325 | TNB | DISTRIBUTION | WP PUTRAJAYA & CYBERJAYA | Existing | 11 kV |  | RYB | VPTJ/PCE/J09361 | PE 9.36 SEK MEN FASA 3 (F1) |  |  | Fail | Please check "Use"
378114326 | TNB | DISTRIBUTION | WP PUTRAJAYA & CYBERJAYA | Existing | 11 kV |  | RYB | VPTJ/PCE/J09361 | PE 9.36 SEK MEN FASA 3 (F1) |  |  | Fail | Please check "Use"
378114330 | TNB | DISTRIBUTION | WP PUTRAJAYA & CYBERJAYA | Existing | 11 kV |  | RYB | VPTJ/PCE/J09361 | PE 9.36 SEK MEN FASA 3 (F1) |  |  | Fail | Please check "Use"
378114333 | TNB | DISTRIBUTION | WP PUTRAJAYA & CYBERJAYA | Existing | 11 kV |  | RYB | VPTJ/PCE/J09361 | PE 9.36 SEK MEN FASA 3 (F1) |  |  | Fail | Please check "Use"
378114334 | TNB | DISTRIBUTION | WP PUTRAJAYA & CYBERJAYA | Existing | 11 kV |  | RYB | VPTJ/PCE/J09361 | PE 9.36 SEK MEN FASA 3 (F1) |  |  | Fail | Please check "Use"
378114404 | TNB | DISTRIBUTION | WP PUTRAJAYA & CYBERJAYA | Existing | 11 kV |  | RYB | VPTJ/PCE/J09362 | PE 9.36 SEK MEN FASA 3 (F2) |  |  | Fail | Please check "Use"
378114405 | TNB | DISTRIBUTION | WP PUTRAJAYA & CYBERJAYA | Existing | 11 kV |  | RYB | VPTJ/PCE/J09362 | PE 9.36 SEK MEN FASA 3 (F2) |  |  | Fail | Please check "Use"
378114410 | TNB | DISTRIBUTION | WP PUTRAJAYA & CYBERJAYA | Existing | 11 kV |  | RYB | VPTJ/PCE/J09362 | PE 9.36 SEK MEN FASA 3 (F2) |  |  | Fail | Please check "Use"
378114416 | TNB | DISTRIBUTION | WP PUTRAJAYA & CYBERJAYA | Existing | 11 kV |  | RYB | VPTJ/PCE/J09362 | PE 9.36 SEK MEN FASA 3 (F2) |  |  | Fail | Please check "Use"
378114417 | TNB | DISTRIBUTION | WP PUTRAJAYA & CYBERJAYA | Existing | 11 kV |  | RYB | VPTJ/PCE/J09362 | PE 9.36 SEK MEN FASA 3 (F2) |  |  | Fail | Please check "Use"
378114421 | TNB | DISTRIBUTION | WP PUTRAJAYA & CYBERJAYA | Existing | 11 kV |  | RYB | VPTJ/PCE/J09362 | PE 9.36 SEK MEN FASA 3 (F2) |  |  | Fail | Please check "Use"
378114424 | TNB | DISTRIBUTION | WP PUTRAJAYA & CYBERJAYA | Existing | 11 kV |  | RYB | VPTJ/PCE/J09362 | PE 9.36 SEK MEN FASA 3 (F2) |  |  | Fail | Please check "Use"
378114425 | TNB | DISTRIBUTION | WP PUTRAJAYA & CYBERJAYA | Existing | 11 kV |  | RYB | VPTJ/PCE/J09362 | PE 9.36 SEK MEN FASA 3 (F2) |  |  | Fail | Please check "Use"
378114495 | TNB | DISTRIBUTION | WP PUTRAJAYA & CYBERJAYA | Existing | 11 kV |  | RYB | VPTJ/PCE/J09301 | PE 9.30 SEK REN FASA 2 (F1) |  |  | Fail | Please check "Use"
378114496 | TNB | DISTRIBUTION | WP PUTRAJAYA & CYBERJAYA | Existing | 11 kV |  | RYB | VPTJ/PCE/J09301 | PE 9.30 SEK REN FASA 2 (F1) |  |  | Fail | Please check "Use"
378114501 | TNB | DISTRIBUTION | WP PUTRAJAYA & CYBERJAYA | Existing | 11 kV |  | RYB | VPTJ/PCE/J09301 | PE 9.30 SEK REN FASA 2 (F1) |  |  | Fail | Please check "Use"
378114507 | TNB | DISTRIBUTION | WP PUTRAJAYA & CYBERJAYA | Existing | 11 kV |  | RYB | VPTJ/PCE/J09301 | PE 9.30 SEK REN FASA 2 (F1) |  |  | Fail | Please check "Use"
378114508 | TNB | DISTRIBUTION | WP PUTRAJAYA & CYBERJAYA | Existing | 11 kV |  | RYB | VPTJ/PCE/J09301 | PE 9.30 SEK REN FASA 2 (F1) |  |  | Fail | Please check "Use"
378114512 | TNB | DISTRIBUTION | WP PUTRAJAYA & CYBERJAYA | Existing | 11 kV |  | RYB | VPTJ/PCE/J09301 | PE 9.30 SEK REN FASA 2 (F1) |  |  | Fail | Please check "Use"
378114515 | TNB | DISTRIBUTION | WP PUTRAJAYA & CYBERJAYA | Existing | 11 kV |  | RYB | VPTJ/PCE/J09301 | PE 9.30 SEK REN FASA 2 (F1) |  |  | Fail | Please check "Use"
378114516 | TNB | DISTRIBUTION | WP PUTRAJAYA & CYBERJAYA | Existing | 11 kV |  | RYB | VPTJ/PCE/J09301 | PE 9.30 SEK REN FASA 2 (F1) |  |  | Fail | Please check "Use"
378114586 | TNB | DISTRIBUTION | WP PUTRAJAYA & CYBERJAYA | Existing | 11 kV |  | RYB | VPTJ/PCE/J09302 | PE 9.30 SEK REN FASA 2 (F2) |  |  | Fail | Please check "Use"
378114587 | TNB | DISTRIBUTION | WP PUTRAJAYA & CYBERJAYA | Existing | 11 kV |  | RYB | VPTJ/PCE/J09302 | PE 9.30 SEK REN FASA 2 (F2) |  |  | Fail | Please check "Use"
378114592 | TNB | DISTRIBUTION | WP PUTRAJAYA & CYBERJAYA | Existing | 11 kV |  | RYB | VPTJ/PCE/J09302 | PE 9.30 SEK REN FASA 2 (F2) |  |  | Fail | Please check "Use"
378114598 | TNB | DISTRIBUTION | WP PUTRAJAYA & CYBERJAYA | Existing | 11 kV |  | RYB | VPTJ/PCE/J09302 | PE 9.30 SEK REN FASA 2 (F2) |  |  | Fail | Please check "Use"
378114599 | TNB | DISTRIBUTION | WP PUTRAJAYA & CYBERJAYA | Existing | 11 kV |  | RYB | VPTJ/PCE/J09302 | PE 9.30 SEK REN FASA 2 (F2) |  |  | Fail | Please check "Use"
378114603 | TNB | DISTRIBUTION | WP PUTRAJAYA & CYBERJAYA | Existing | 11 kV |  | RYB | VPTJ/PCE/J09302 | PE 9.30 SEK REN FASA 2 (F2) |  |  | Fail | Please check "Use"
378114606 | TNB | DISTRIBUTION | WP PUTRAJAYA & CYBERJAYA | Existing | 11 kV |  | RYB | VPTJ/PCE/J09302 | PE 9.30 SEK REN FASA 2 (F2) |  |  | Fail | Please check "Use"
378114607 | TNB | DISTRIBUTION | WP PUTRAJAYA & CYBERJAYA | Existing | 11 kV |  | RYB | VPTJ/PCE/J09302 | PE 9.30 SEK REN FASA 2 (F2) |  |  | Fail | Please check "Use"
378114740 | TNB | DISTRIBUTION | WP PUTRAJAYA & CYBERJAYA | Existing | 11 kV |  | RYB | VPTJ/PCE/J09261 | PE 9.26 FLAT B (F1) |  |  | Fail | Please check "Use"
378114741 | TNB | DISTRIBUTION | WP PUTRAJAYA & CYBERJAYA | Existing | 11 kV |  | RYB | VPTJ/PCE/J09261 | PE 9.26 FLAT B (F1) |  |  | Fail | Please check "Use"
378114746 | TNB | DISTRIBUTION | WP PUTRAJAYA & CYBERJAYA | Existing | 11 kV |  | RYB | VPTJ/PCE/J09261 | PE 9.26 FLAT B (F1) |  |  | Fail | Please check "Use"
378114752 | TNB | DISTRIBUTION | WP PUTRAJAYA & CYBERJAYA | Existing | 11 kV |  | RYB | VPTJ/PCE/J09261 | PE 9.26 FLAT B (F1) |  |  | Fail | Please check "Use"
378114753 | TNB | DISTRIBUTION | WP PUTRAJAYA & CYBERJAYA | Existing | 11 kV |  | RYB | VPTJ/PCE/J09261 | PE 9.26 FLAT B (F1) |  |  | Fail | Please check "Use"
378114757 | TNB | DISTRIBUTION | WP PUTRAJAYA & CYBERJAYA | Existing | 11 kV |  | RYB | VPTJ/PCE/J09261 | PE 9.26 FLAT B (F1) |  |  | Fail | Please check "Use"
378114760 | TNB | DISTRIBUTION | WP PUTRAJAYA & CYBERJAYA | Existing | 11 kV |  | RYB | VPTJ/PCE/J09261 | PE 9.26 FLAT B (F1) |  |  | Fail | Please check "Use"
378114761 | TNB | DISTRIBUTION | WP PUTRAJAYA & CYBERJAYA | Existing | 11 kV |  | RYB | VPTJ/PCE/J09261 | PE 9.26 FLAT B (F1) |  |  | Fail | Please check "Use"
378114763 | TNB | DISTRIBUTION | WP PUTRAJAYA & CYBERJAYA | Existing | 11 kV |  | RYB | VPTJ/PCE/J09262 | PE 9.26 FLAT B (F2) |  |  | Fail | Please check "Use"
378114764 | TNB | DISTRIBUTION | WP PUTRAJAYA & CYBERJAYA | Existing | 11 kV |  | RYB | VPTJ/PCE/J09262 | PE 9.26 FLAT B (F2) |  |  | Fail | Please check "Use"
378114769 | TNB | DISTRIBUTION | WP PUTRAJAYA & CYBERJAYA | Existing | 11 kV |  | RYB | VPTJ/PCE/J09262 | PE 9.26 FLAT B (F2) |  |  | Fail | Please check "Use"
378114775 | TNB | DISTRIBUTION | WP PUTRAJAYA & CYBERJAYA | Existing | 11 kV |  | RYB | VPTJ/PCE/J09262 | PE 9.26 FLAT B (F2) |  |  | Fail | Please check "Use"
378114776 | TNB | DISTRIBUTION | WP PUTRAJAYA & CYBERJAYA | Existing | 11 kV |  | RYB | VPTJ/PCE/J09262 | PE 9.26 FLAT B (F2) |  |  | Fail | Please check "Use"
378114780 | TNB | DISTRIBUTION | WP PUTRAJAYA & CYBERJAYA | Existing | 11 kV |  | RYB | VPTJ/PCE/J09262 | PE 9.26 FLAT B (F2) |  |  | Fail | Please check "Use"
378114783 | TNB | DISTRIBUTION | WP PUTRAJAYA & CYBERJAYA | Existing | 11 kV |  | RYB | VPTJ/PCE/J09262 | PE 9.26 FLAT B (F2) |  |  | Fail | Please check "Use"
378114784 | TNB | DISTRIBUTION | WP PUTRAJAYA & CYBERJAYA | Existing | 11 kV |  | RYB | VPTJ/PCE/J09262 | PE 9.26 FLAT B (F2) |  |  | Fail | Please check "Use"
378114864 | TNB | DISTRIBUTION | WP PUTRAJAYA & CYBERJAYA | Existing | 11 kV |  | RYB | VPTJ/PCE/J09251 | PE 9.25 FLAT A (F1) |  |  | Fail | Please check "Use"
378114865 | TNB | DISTRIBUTION | WP PUTRAJAYA & CYBERJAYA | Existing | 11 kV |  | RYB | VPTJ/PCE/J09251 | PE 9.25 FLAT A (F1) |  |  | Fail | Please check "Use"
378114870 | TNB | DISTRIBUTION | WP PUTRAJAYA & CYBERJAYA | Existing | 11 kV |  | RYB | VPTJ/PCE/J09251 | PE 9.25 FLAT A (F1) |  |  | Fail | Please check "Use"
378114876 | TNB | DISTRIBUTION | WP PUTRAJAYA & CYBERJAYA | Existing | 11 kV |  | RYB | VPTJ/PCE/J09251 | PE 9.25 FLAT A (F1) |  |  | Fail | Please check "Use"
378114877 | TNB | DISTRIBUTION | WP PUTRAJAYA & CYBERJAYA | Existing | 11 kV |  | RYB | VPTJ/PCE/J09251 | PE 9.25 FLAT A (F1) |  |  | Fail | Please check "Use"
378114881 | TNB | DISTRIBUTION | WP PUTRAJAYA & CYBERJAYA | Existing | 11 kV |  | RYB | VPTJ/PCE/J09251 | PE 9.25 FLAT A (F1) |  |  | Fail | Please check "Use"
378114884 | TNB | DISTRIBUTION | WP PUTRAJAYA & CYBERJAYA | Existing | 11 kV |  | RYB | VPTJ/PCE/J09251 | PE 9.25 FLAT A (F1) |  |  | Fail | Please check "Use"
378114885 | TNB | DISTRIBUTION | WP PUTRAJAYA & CYBERJAYA | Existing | 11 kV |  | RYB | VPTJ/PCE/J09251 | PE 9.25 FLAT A (F1) |  |  | Fail | Please check "Use"
378114893 | TNB | DISTRIBUTION | WP PUTRAJAYA & CYBERJAYA | Existing | 11 kV |  | RYB | VPTJ/PCE/J09252 | PE 9.25 FLAT A (F2) |  |  | Fail | Please check "Use"
378114894 | TNB | DISTRIBUTION | WP PUTRAJAYA & CYBERJAYA | Existing | 11 kV |  | RYB | VPTJ/PCE/J09252 | PE 9.25 FLAT A (F2) |  |  | Fail | Please check "Use"
378114899 | TNB | DISTRIBUTION | WP PUTRAJAYA & CYBERJAYA | Existing | 11 kV |  | RYB | VPTJ/PCE/J09252 | PE 9.25 FLAT A (F2) |  |  | Fail | Please check "Use"
378114905 | TNB | DISTRIBUTION | WP PUTRAJAYA & CYBERJAYA | Existing | 11 kV |  | RYB | VPTJ/PCE/J09252 | PE 9.25 FLAT A (F2) |  |  | Fail | Please check "Use"
378114906 | TNB | DISTRIBUTION | WP PUTRAJAYA & CYBERJAYA | Existing | 11 kV |  | RYB | VPTJ/PCE/J09252 | PE 9.25 FLAT A (F2) |  |  | Fail | Please check "Use"
378114910 | TNB | DISTRIBUTION | WP PUTRAJAYA & CYBERJAYA | Existing | 11 kV |  | RYB | VPTJ/PCE/J09252 | PE 9.25 FLAT A (F2) |  |  | Fail | Please check "Use"
378114913 | TNB | DISTRIBUTION | WP PUTRAJAYA & CYBERJAYA | Existing | 11 kV |  | RYB | VPTJ/PCE/J09252 | PE 9.25 FLAT A (F2) |  |  | Fail | Please check "Use"
378114914 | TNB | DISTRIBUTION | WP PUTRAJAYA & CYBERJAYA | Existing | 11 kV |  | RYB | VPTJ/PCE/J09252 | PE 9.25 FLAT A (F2) |  |  | Fail | Please check "Use"
378115108 | TNB | DISTRIBUTION | WP PUTRAJAYA & CYBERJAYA | Existing | 11 kV |  | RYB | VPTJ/PCE/J09241 | PE 9.24 FLAT C (F1) |  |  | Fail | Please check "Use"
378115109 | TNB | DISTRIBUTION | WP PUTRAJAYA & CYBERJAYA | Existing | 11 kV |  | RYB | VPTJ/PCE/J09241 | PE 9.24 FLAT C (F1) |  |  | Fail | Please check "Use"
378115114 | TNB | DISTRIBUTION | WP PUTRAJAYA & CYBERJAYA | Existing | 11 kV |  | RYB | VPTJ/PCE/J09241 | PE 9.24 FLAT C (F1) |  |  | Fail | Please check "Use"
378115120 | TNB | DISTRIBUTION | WP PUTRAJAYA & CYBERJAYA | Existing | 11 kV |  | RYB | VPTJ/PCE/J09241 | PE 9.24 FLAT C (F1) |  |  | Fail | Please check "Use"
378115121 | TNB | DISTRIBUTION | WP PUTRAJAYA & CYBERJAYA | Existing | 11 kV |  | RYB | VPTJ/PCE/J09241 | PE 9.24 FLAT C (F1) |  |  | Fail | Please check "Use"
378115125 | TNB | DISTRIBUTION | WP PUTRAJAYA & CYBERJAYA | Existing | 11 kV |  | RYB | VPTJ/PCE/J09241 | PE 9.24 FLAT C (F1) |  |  | Fail | Please check "Use"
378115128 | TNB | DISTRIBUTION | WP PUTRAJAYA & CYBERJAYA | Existing | 11 kV |  | RYB | VPTJ/PCE/J09241 | PE 9.24 FLAT C (F1) |  |  | Fail | Please check "Use"
378115129 | TNB | DISTRIBUTION | WP PUTRAJAYA & CYBERJAYA | Existing | 11 kV |  | RYB | VPTJ/PCE/J09241 | PE 9.24 FLAT C (F1) |  |  | Fail | Please check "Use"
378115202 | TNB | DISTRIBUTION | WP PUTRAJAYA & CYBERJAYA | Existing | 11 kV |  | RYB | VPTJ/PCE/J09242 | PE 9.24 FLAT C (F2) |  |  | Fail | Please check "Use"
378115203 | TNB | DISTRIBUTION | WP PUTRAJAYA & CYBERJAYA | Existing | 11 kV |  | RYB | VPTJ/PCE/J09242 | PE 9.24 FLAT C (F2) |  |  | Fail | Please check "Use"
378115208 | TNB | DISTRIBUTION | WP PUTRAJAYA & CYBERJAYA | Existing | 11 kV |  | RYB | VPTJ/PCE/J09242 | PE 9.24 FLAT C (F2) |  |  | Fail | Please check "Use"
378115214 | TNB | DISTRIBUTION | WP PUTRAJAYA & CYBERJAYA | Existing | 11 kV |  | RYB | VPTJ/PCE/J09242 | PE 9.24 FLAT C (F2) |  |  | Fail | Please check "Use"
378115215 | TNB | DISTRIBUTION | WP PUTRAJAYA & CYBERJAYA | Existing | 11 kV |  | RYB | VPTJ/PCE/J09242 | PE 9.24 FLAT C (F2) |  |  | Fail | Please check "Use"
378115219 | TNB | DISTRIBUTION | WP PUTRAJAYA & CYBERJAYA | Existing | 11 kV |  | RYB | VPTJ/PCE/J09242 | PE 9.24 FLAT C (F2) |  |  | Fail | Please check "Use"
378115222 | TNB | DISTRIBUTION | WP PUTRAJAYA & CYBERJAYA | Existing | 11 kV |  | RYB | VPTJ/PCE/J09242 | PE 9.24 FLAT C (F2) |  |  | Fail | Please check "Use"
378115223 | TNB | DISTRIBUTION | WP PUTRAJAYA & CYBERJAYA | Existing | 11 kV |  | RYB | VPTJ/PCE/J09242 | PE 9.24 FLAT C (F2) |  |  | Fail | Please check "Use"
378115367 | TNB | DISTRIBUTION | WP PUTRAJAYA & CYBERJAYA | Existing | 11 kV |  | RYB | VPTJ/PCE/J09231 | PE 9.23 FLAT D (F1) |  |  | Fail | Please check "Use"
378115378 | TNB | DISTRIBUTION | WP PUTRAJAYA & CYBERJAYA | Existing | 11 kV |  | RYB | VPTJ/PCE/J09231 | PE 9.23 FLAT D (F1) |  |  | Fail | Please check "Use"
378115379 | TNB | DISTRIBUTION | WP PUTRAJAYA & CYBERJAYA | Existing | 11 kV |  | RYB | VPTJ/PCE/J09231 | PE 9.23 FLAT D (F1) |  |  | Fail | Please check "Use"
378115388 | TNB | DISTRIBUTION | WP PUTRAJAYA & CYBERJAYA | Existing | 11 kV |  | RYB | VPTJ/PCE/J09231 | PE 9.23 FLAT D (F1) |  |  | Fail | Please check "Use"
378115394 | TNB | DISTRIBUTION | WP PUTRAJAYA & CYBERJAYA | Existing | 11 kV |  | RYB | VPTJ/PCE/J09231 | PE 9.23 FLAT D (F1) |  |  | Fail | Please check "Use"
378115396 | TNB | DISTRIBUTION | WP PUTRAJAYA & CYBERJAYA | Existing | 11 kV |  | RYB | VPTJ/PCE/J09231 | PE 9.23 FLAT D (F1) |  |  | Fail | Please check "Use"
378115398 | TNB | DISTRIBUTION | WP PUTRAJAYA & CYBERJAYA | Existing | 11 kV |  | RYB | VPTJ/PCE/J09231 | PE 9.23 FLAT D (F1) |  |  | Fail | Please check "Use"
378115401 | TNB | DISTRIBUTION | WP PUTRAJAYA & CYBERJAYA | Existing | 11 kV |  | RYB | VPTJ/PCE/J09231 | PE 9.23 FLAT D (F1) |  |  | Fail | Please check "Use"
378115404 | TNB | DISTRIBUTION | WP PUTRAJAYA & CYBERJAYA | Existing | 11 kV |  | RYB | VPTJ/PCE/J09231 | PE 9.23 FLAT D (F1) |  |  | Fail | Please check "Use"
378115486 | TNB | DISTRIBUTION | WP PUTRAJAYA & CYBERJAYA | Existing | 11 kV |  | RYB | VPTJ/PCE/J09232 | PE 9.23 FLAT D (F2) |  |  | Fail | Please check "Use"
378115497 | TNB | DISTRIBUTION | WP PUTRAJAYA & CYBERJAYA | Existing | 11 kV |  | RYB | VPTJ/PCE/J09232 | PE 9.23 FLAT D (F2) |  |  | Fail | Please check "Use"
378115498 | TNB | DISTRIBUTION | WP PUTRAJAYA & CYBERJAYA | Existing | 11 kV |  | RYB | VPTJ/PCE/J09232 | PE 9.23 FLAT D (F2) |  |  | Fail | Please check "Use"
378115507 | TNB | DISTRIBUTION | WP PUTRAJAYA & CYBERJAYA | Existing | 11 kV |  | RYB | VPTJ/PCE/J09232 | PE 9.23 FLAT D (F2) |  |  | Fail | Please check "Use"
378115513 | TNB | DISTRIBUTION | WP PUTRAJAYA & CYBERJAYA | Existing | 11 kV |  | RYB | VPTJ/PCE/J09232 | PE 9.23 FLAT D (F2) |  |  | Fail | Please check "Use"
378115515 | TNB | DISTRIBUTION | WP PUTRAJAYA & CYBERJAYA | Existing | 11 kV |  | RYB | VPTJ/PCE/J09232 | PE 9.23 FLAT D (F2) |  |  | Fail | Please check "Use"
378115517 | TNB | DISTRIBUTION | WP PUTRAJAYA & CYBERJAYA | Existing | 11 kV |  | RYB | VPTJ/PCE/J09232 | PE 9.23 FLAT D (F2) |  |  | Fail | Please check "Use"
378115520 | TNB | DISTRIBUTION | WP PUTRAJAYA & CYBERJAYA | Existing | 11 kV |  | RYB | VPTJ/PCE/J09232 | PE 9.23 FLAT D (F2) |  |  | Fail | Please check "Use"
378115523 | TNB | DISTRIBUTION | WP PUTRAJAYA & CYBERJAYA | Existing | 11 kV |  | RYB | VPTJ/PCE/J09232 | PE 9.23 FLAT D (F2) |  |  | Fail | Please check "Use"
378115596 | TNB | DISTRIBUTION | WP PUTRAJAYA & CYBERJAYA | Existing | 11 kV |  | RYB | VPTJ/PCE/J09221 | PE 9.22 PS 2 |  |  | Fail | Please check "Use"
378115597 | TNB | DISTRIBUTION | WP PUTRAJAYA & CYBERJAYA | Existing | 11 kV |  | RYB | VPTJ/PCE/J09221 | PE 9.22 PS 2 |  |  | Fail | Please check "Use"
378115602 | TNB | DISTRIBUTION | WP PUTRAJAYA & CYBERJAYA | Existing | 11 kV |  | RYB | VPTJ/PCE/J09221 | PE 9.22 PS 2 |  |  | Fail | Please check "Use"
378115608 | TNB | DISTRIBUTION | WP PUTRAJAYA & CYBERJAYA | Existing | 11 kV |  | RYB | VPTJ/PCE/J09221 | PE 9.22 PS 2 |  |  | Fail | Please check "Use"
378115609 | TNB | DISTRIBUTION | WP PUTRAJAYA & CYBERJAYA | Existing | 11 kV |  | RYB | VPTJ/PCE/J09221 | PE 9.22 PS 2 |  |  | Fail | Please check "Use"
378115613 | TNB | DISTRIBUTION | WP PUTRAJAYA & CYBERJAYA | Existing | 11 kV |  | RYB | VPTJ/PCE/J09221 | PE 9.22 PS 2 |  |  | Fail | Please check "Use"
378115616 | TNB | DISTRIBUTION | WP PUTRAJAYA & CYBERJAYA | Existing | 11 kV |  | RYB | VPTJ/PCE/J09221 | PE 9.22 PS 2 |  |  | Fail | Please check "Use"
378115617 | TNB | DISTRIBUTION | WP PUTRAJAYA & CYBERJAYA | Existing | 11 kV |  | RYB | VPTJ/PCE/J09221 | PE 9.22 PS 2 |  |  | Fail | Please check "Use"
378115687 | TNB | DISTRIBUTION | WP PUTRAJAYA & CYBERJAYA | Existing | 11 kV |  | RYB | VPTJ/PCE/J09201 | PE 9.20 P9B1 (EFI) (F1) |  |  | Fail | Please check "Use"
378115688 | TNB | DISTRIBUTION | WP PUTRAJAYA & CYBERJAYA | Existing | 11 kV |  | RYB | VPTJ/PCE/J09201 | PE 9.20 P9B1 (EFI) (F1) |  |  | Fail | Please check "Use"
378115693 | TNB | DISTRIBUTION | WP PUTRAJAYA & CYBERJAYA | Existing | 11 kV |  | RYB | VPTJ/PCE/J09201 | PE 9.20 P9B1 (EFI) (F1) |  |  | Fail | Please check "Use"
378115699 | TNB | DISTRIBUTION | WP PUTRAJAYA & CYBERJAYA | Existing | 11 kV |  | RYB | VPTJ/PCE/J09201 | PE 9.20 P9B1 (EFI) (F1) |  |  | Fail | Please check "Use"
378115700 | TNB | DISTRIBUTION | WP PUTRAJAYA & CYBERJAYA | Existing | 11 kV |  | RYB | VPTJ/PCE/J09201 | PE 9.20 P9B1 (EFI) (F1) |  |  | Fail | Please check "Use"
378115704 | TNB | DISTRIBUTION | WP PUTRAJAYA & CYBERJAYA | Existing | 11 kV |  | RYB | VPTJ/PCE/J09201 | PE 9.20 P9B1 (EFI) (F1) |  |  | Fail | Please check "Use"
378115707 | TNB | DISTRIBUTION | WP PUTRAJAYA & CYBERJAYA | Existing | 11 kV |  | RYB | VPTJ/PCE/J09201 | PE 9.20 P9B1 (EFI) (F1) |  |  | Fail | Please check "Use"
378115708 | TNB | DISTRIBUTION | WP PUTRAJAYA & CYBERJAYA | Existing | 11 kV |  | RYB | VPTJ/PCE/J09201 | PE 9.20 P9B1 (EFI) (F1) |  |  | Fail | Please check "Use"
378115779 | TNB | DISTRIBUTION | WP PUTRAJAYA & CYBERJAYA | Existing | 11 kV |  | RYB | VPTJ/PCE/J09202 | PE 9.20 P9B1 (EFI) (F2) |  |  | Fail | Please check "Use"
378115780 | TNB | DISTRIBUTION | WP PUTRAJAYA & CYBERJAYA | Existing | 11 kV |  | RYB | VPTJ/PCE/J09202 | PE 9.20 P9B1 (EFI) (F2) |  |  | Fail | Please check "Use"
378115785 | TNB | DISTRIBUTION | WP PUTRAJAYA & CYBERJAYA | Existing | 11 kV |  | RYB | VPTJ/PCE/J09202 | PE 9.20 P9B1 (EFI) (F2) |  |  | Fail | Please check "Use"
378115791 | TNB | DISTRIBUTION | WP PUTRAJAYA & CYBERJAYA | Existing | 11 kV |  | RYB | VPTJ/PCE/J09202 | PE 9.20 P9B1 (EFI) (F2) |  |  | Fail | Please check "Use"
378115792 | TNB | DISTRIBUTION | WP PUTRAJAYA & CYBERJAYA | Existing | 11 kV |  | RYB | VPTJ/PCE/J09202 | PE 9.20 P9B1 (EFI) (F2) |  |  | Fail | Please check "Use"
378115796 | TNB | DISTRIBUTION | WP PUTRAJAYA & CYBERJAYA | Existing | 11 kV |  | RYB | VPTJ/PCE/J09202 | PE 9.20 P9B1 (EFI) (F2) |  |  | Fail | Please check "Use"
378115799 | TNB | DISTRIBUTION | WP PUTRAJAYA & CYBERJAYA | Existing | 11 kV |  | RYB | VPTJ/PCE/J09202 | PE 9.20 P9B1 (EFI) (F2) |  |  | Fail | Please check "Use"
378115800 | TNB | DISTRIBUTION | WP PUTRAJAYA & CYBERJAYA | Existing | 11 kV |  | RYB | VPTJ/PCE/J09202 | PE 9.20 P9B1 (EFI) (F2) |  |  | Fail | Please check "Use"
378115871 | TNB | DISTRIBUTION | WP PUTRAJAYA & CYBERJAYA | Existing | 11 kV |  | RYB | VPTJ/PCE/J09192 | PE 9.19 P9B1 TERES (F2) |  |  | Fail | Please check "Use"
378115872 | TNB | DISTRIBUTION | WP PUTRAJAYA & CYBERJAYA | Existing | 11 kV |  | RYB | VPTJ/PCE/J09192 | PE 9.19 P9B1 TERES (F2) |  |  | Fail | Please check "Use"
378115877 | TNB | DISTRIBUTION | WP PUTRAJAYA & CYBERJAYA | Existing | 11 kV |  | RYB | VPTJ/PCE/J09192 | PE 9.19 P9B1 TERES (F2) |  |  | Fail | Please check "Use"
378115883 | TNB | DISTRIBUTION | WP PUTRAJAYA & CYBERJAYA | Existing | 11 kV |  | RYB | VPTJ/PCE/J09192 | PE 9.19 P9B1 TERES (F2) |  |  | Fail | Please check "Use"
378115884 | TNB | DISTRIBUTION | WP PUTRAJAYA & CYBERJAYA | Existing | 11 kV |  | RYB | VPTJ/PCE/J09192 | PE 9.19 P9B1 TERES (F2) |  |  | Fail | Please check "Use"
378115888 | TNB | DISTRIBUTION | WP PUTRAJAYA & CYBERJAYA | Existing | 11 kV |  | RYB | VPTJ/PCE/J09192 | PE 9.19 P9B1 TERES (F2) |  |  | Fail | Please check "Use"
378115891 | TNB | DISTRIBUTION | WP PUTRAJAYA & CYBERJAYA | Existing | 11 kV |  | RYB | VPTJ/PCE/J09192 | PE 9.19 P9B1 TERES (F2) |  |  | Fail | Please check "Use"
378115892 | TNB | DISTRIBUTION | WP PUTRAJAYA & CYBERJAYA | Existing | 11 kV |  | RYB | VPTJ/PCE/J09192 | PE 9.19 P9B1 TERES (F2) |  |  | Fail | Please check "Use"
378115962 | TNB | DISTRIBUTION | WP PUTRAJAYA & CYBERJAYA | Existing | 11 kV |  | RYB | VPTJ/PCE/J09191 | PE 9.19 P9B1 TERES (F1) |  |  | Fail | Please check "Use"
378115963 | TNB | DISTRIBUTION | WP PUTRAJAYA & CYBERJAYA | Existing | 11 kV |  | RYB | VPTJ/PCE/J09191 | PE 9.19 P9B1 TERES (F1) |  |  | Fail | Please check "Use"
378115968 | TNB | DISTRIBUTION | WP PUTRAJAYA & CYBERJAYA | Existing | 11 kV |  | RYB | VPTJ/PCE/J09191 | PE 9.19 P9B1 TERES (F1) |  |  | Fail | Please check "Use"
378115974 | TNB | DISTRIBUTION | WP PUTRAJAYA & CYBERJAYA | Existing | 11 kV |  | RYB | VPTJ/PCE/J09191 | PE 9.19 P9B1 TERES (F1) |  |  | Fail | Please check "Use"
378115975 | TNB | DISTRIBUTION | WP PUTRAJAYA & CYBERJAYA | Existing | 11 kV |  | RYB | VPTJ/PCE/J09191 | PE 9.19 P9B1 TERES (F1) |  |  | Fail | Please check "Use"
378115979 | TNB | DISTRIBUTION | WP PUTRAJAYA & CYBERJAYA | Existing | 11 kV |  | RYB | VPTJ/PCE/J09191 | PE 9.19 P9B1 TERES (F1) |  |  | Fail | Please check "Use"
378115982 | TNB | DISTRIBUTION | WP PUTRAJAYA & CYBERJAYA | Existing | 11 kV |  | RYB | VPTJ/PCE/J09191 | PE 9.19 P9B1 TERES (F1) |  |  | Fail | Please check "Use"
378115983 | TNB | DISTRIBUTION | WP PUTRAJAYA & CYBERJAYA | Existing | 11 kV |  | RYB | VPTJ/PCE/J09191 | PE 9.19 P9B1 TERES (F1) |  |  | Fail | Please check "Use"
378116059 | TNB | DISTRIBUTION | WP PUTRAJAYA & CYBERJAYA | Existing | 11 kV |  | RYB | VPTJ/PCE/J09212 | PE 9.21 P9D/1 TERES (F2) |  |  | Fail | Please check "Use"
378116070 | TNB | DISTRIBUTION | WP PUTRAJAYA & CYBERJAYA | Existing | 11 kV |  | RYB | VPTJ/PCE/J09212 | PE 9.21 P9D/1 TERES (F2) |  |  | Fail | Please check "Use"
378116071 | TNB | DISTRIBUTION | WP PUTRAJAYA & CYBERJAYA | Existing | 11 kV |  | RYB | VPTJ/PCE/J09212 | PE 9.21 P9D/1 TERES (F2) |  |  | Fail | Please check "Use"
378116080 | TNB | DISTRIBUTION | WP PUTRAJAYA & CYBERJAYA | Existing | 11 kV |  | RYB | VPTJ/PCE/J09212 | PE 9.21 P9D/1 TERES (F2) |  |  | Fail | Please check "Use"
378116086 | TNB | DISTRIBUTION | WP PUTRAJAYA & CYBERJAYA | Existing | 11 kV |  | RYB | VPTJ/PCE/J09212 | PE 9.21 P9D/1 TERES (F2) |  |  | Fail | Please check "Use"
378116088 | TNB | DISTRIBUTION | WP PUTRAJAYA & CYBERJAYA | Existing | 11 kV |  | RYB | VPTJ/PCE/J09212 | PE 9.21 P9D/1 TERES (F2) |  |  | Fail | Please check "Use"
378116090 | TNB | DISTRIBUTION | WP PUTRAJAYA & CYBERJAYA | Existing | 11 kV |  | RYB | VPTJ/PCE/J09212 | PE 9.21 P9D/1 TERES (F2) |  |  | Fail | Please check "Use"
378116096 | TNB | DISTRIBUTION | WP PUTRAJAYA & CYBERJAYA | Existing | 11 kV |  | RYB | VPTJ/PCE/J09212 | PE 9.21 P9D/1 TERES (F2) |  |  | Fail | Please check "Use"
378116176 | TNB | DISTRIBUTION | WP PUTRAJAYA & CYBERJAYA | Existing | 11 kV |  | RYB | VPTJ/PCE/J09211 | PE 9.21 P9D/1 TERES (F1) |  |  | Fail | Please check "Use"
378116187 | TNB | DISTRIBUTION | WP PUTRAJAYA & CYBERJAYA | Existing | 11 kV |  | RYB | VPTJ/PCE/J09211 | PE 9.21 P9D/1 TERES (F1) |  |  | Fail | Please check "Use"
378116188 | TNB | DISTRIBUTION | WP PUTRAJAYA & CYBERJAYA | Existing | 11 kV |  | RYB | VPTJ/PCE/J09211 | PE 9.21 P9D/1 TERES (F1) |  |  | Fail | Please check "Use"
378116197 | TNB | DISTRIBUTION | WP PUTRAJAYA & CYBERJAYA | Existing | 11 kV |  | RYB | VPTJ/PCE/J09211 | PE 9.21 P9D/1 TERES (F1) |  |  | Fail | Please check "Use"
378116203 | TNB | DISTRIBUTION | WP PUTRAJAYA & CYBERJAYA | Existing | 11 kV |  | RYB | VPTJ/PCE/J09211 | PE 9.21 P9D/1 TERES (F1) |  |  | Fail | Please check "Use"
378116205 | TNB | DISTRIBUTION | WP PUTRAJAYA & CYBERJAYA | Existing | 11 kV |  | RYB | VPTJ/PCE/J09211 | PE 9.21 P9D/1 TERES (F1) |  |  | Fail | Please check "Use"
378116207 | TNB | DISTRIBUTION | WP PUTRAJAYA & CYBERJAYA | Existing | 11 kV |  | RYB | VPTJ/PCE/J09211 | PE 9.21 P9D/1 TERES (F1) |  |  | Fail | Please check "Use"
378116213 | TNB | DISTRIBUTION | WP PUTRAJAYA & CYBERJAYA | Existing | 11 kV |  | RYB | VPTJ/PCE/J09211 | PE 9.21 P9D/1 TERES (F1) |  |  | Fail | Please check "Use"
378116287 | TNB | DISTRIBUTION | WP PUTRAJAYA & CYBERJAYA | Existing | 11 kV |  | RYB | VPTJ/PCE/J09461 | PE 9.46 P'PURI P7 BLOK B3 (EFI) (F1) |  |  | Fail | Please check "Use"
378116288 | TNB | DISTRIBUTION | WP PUTRAJAYA & CYBERJAYA | Existing | 11 kV |  | RYB | VPTJ/PCE/J09461 | PE 9.46 P'PURI P7 BLOK B3 (EFI) (F1) |  |  | Fail | Please check "Use"
378116293 | TNB | DISTRIBUTION | WP PUTRAJAYA & CYBERJAYA | Existing | 11 kV |  | RYB | VPTJ/PCE/J09461 | PE 9.46 P'PURI P7 BLOK B3 (EFI) (F1) |  |  | Fail | Please check "Use"
378116299 | TNB | DISTRIBUTION | WP PUTRAJAYA & CYBERJAYA | Existing | 11 kV |  | RYB | VPTJ/PCE/J09461 | PE 9.46 P'PURI P7 BLOK B3 (EFI) (F1) |  |  | Fail | Please check "Use"
378116300 | TNB | DISTRIBUTION | WP PUTRAJAYA & CYBERJAYA | Existing | 11 kV |  | RYB | VPTJ/PCE/J09461 | PE 9.46 P'PURI P7 BLOK B3 (EFI) (F1) |  |  | Fail | Please check "Use"
378116304 | TNB | DISTRIBUTION | WP PUTRAJAYA & CYBERJAYA | Existing | 11 kV |  | RYB | VPTJ/PCE/J09461 | PE 9.46 P'PURI P7 BLOK B3 (EFI) (F1) |  |  | Fail | Please check "Use"
378116307 | TNB | DISTRIBUTION | WP PUTRAJAYA & CYBERJAYA | Existing | 11 kV |  | RYB | VPTJ/PCE/J09461 | PE 9.46 P'PURI P7 BLOK B3 (EFI) (F1) |  |  | Fail | Please check "Use"
378116308 | TNB | DISTRIBUTION | WP PUTRAJAYA & CYBERJAYA | Existing | 11 kV |  | RYB | VPTJ/PCE/J09461 | PE 9.46 P'PURI P7 BLOK B3 (EFI) (F1) |  |  | Fail | Please check "Use"
378116379 | TNB | DISTRIBUTION | WP PUTRAJAYA & CYBERJAYA | Existing | 11 kV |  | RYB | VPTJ/PCE/J09462 | PE 9.46 P'PURI P7 BLOK B3 (EFI) (F2) |  |  | Fail | Please check "Use"
378116380 | TNB | DISTRIBUTION | WP PUTRAJAYA & CYBERJAYA | Existing | 11 kV |  | RYB | VPTJ/PCE/J09462 | PE 9.46 P'PURI P7 BLOK B3 (EFI) (F2) |  |  | Fail | Please check "Use"
378116385 | TNB | DISTRIBUTION | WP PUTRAJAYA & CYBERJAYA | Existing | 11 kV |  | RYB | VPTJ/PCE/J09462 | PE 9.46 P'PURI P7 BLOK B3 (EFI) (F2) |  |  | Fail | Please check "Use"
378116391 | TNB | DISTRIBUTION | WP PUTRAJAYA & CYBERJAYA | Existing | 11 kV |  | RYB | VPTJ/PCE/J09462 | PE 9.46 P'PURI P7 BLOK B3 (EFI) (F2) |  |  | Fail | Please check "Use"
378116392 | TNB | DISTRIBUTION | WP PUTRAJAYA & CYBERJAYA | Existing | 11 kV |  | RYB | VPTJ/PCE/J09462 | PE 9.46 P'PURI P7 BLOK B3 (EFI) (F2) |  |  | Fail | Please check "Use"
378116396 | TNB | DISTRIBUTION | WP PUTRAJAYA & CYBERJAYA | Existing | 11 kV |  | RYB | VPTJ/PCE/J09462 | PE 9.46 P'PURI P7 BLOK B3 (EFI) (F2) |  |  | Fail | Please check "Use"
378116399 | TNB | DISTRIBUTION | WP PUTRAJAYA & CYBERJAYA | Existing | 11 kV |  | RYB | VPTJ/PCE/J09462 | PE 9.46 P'PURI P7 BLOK B3 (EFI) (F2) |  |  | Fail | Please check "Use"
378116400 | TNB | DISTRIBUTION | WP PUTRAJAYA & CYBERJAYA | Existing | 11 kV |  | RYB | VPTJ/PCE/J09462 | PE 9.46 P'PURI P7 BLOK B3 (EFI) (F2) |  |  | Fail | Please check "Use"
378116471 | TNB | DISTRIBUTION | WP PUTRAJAYA & CYBERJAYA | Existing | 11 kV |  | RYB | VPTJ/PCE/J09451 | PE 9.45 P'PURI P7 BLOK B1 (F1) |  |  | Fail | Please check "Use"
378116472 | TNB | DISTRIBUTION | WP PUTRAJAYA & CYBERJAYA | Existing | 11 kV |  | RYB | VPTJ/PCE/J09451 | PE 9.45 P'PURI P7 BLOK B1 (F1) |  |  | Fail | Please check "Use"
378116477 | TNB | DISTRIBUTION | WP PUTRAJAYA & CYBERJAYA | Existing | 11 kV |  | RYB | VPTJ/PCE/J09451 | PE 9.45 P'PURI P7 BLOK B1 (F1) |  |  | Fail | Please check "Use"
378116483 | TNB | DISTRIBUTION | WP PUTRAJAYA & CYBERJAYA | Existing | 11 kV |  | RYB | VPTJ/PCE/J09451 | PE 9.45 P'PURI P7 BLOK B1 (F1) |  |  | Fail | Please check "Use"
378116484 | TNB | DISTRIBUTION | WP PUTRAJAYA & CYBERJAYA | Existing | 11 kV |  | RYB | VPTJ/PCE/J09451 | PE 9.45 P'PURI P7 BLOK B1 (F1) |  |  | Fail | Please check "Use"
378116488 | TNB | DISTRIBUTION | WP PUTRAJAYA & CYBERJAYA | Existing | 11 kV |  | RYB | VPTJ/PCE/J09451 | PE 9.45 P'PURI P7 BLOK B1 (F1) |  |  | Fail | Please check "Use"
378116491 | TNB | DISTRIBUTION | WP PUTRAJAYA & CYBERJAYA | Existing | 11 kV |  | RYB | VPTJ/PCE/J09451 | PE 9.45 P'PURI P7 BLOK B1 (F1) |  |  | Fail | Please check "Use"
378116492 | TNB | DISTRIBUTION | WP PUTRAJAYA & CYBERJAYA | Existing | 11 kV |  | RYB | VPTJ/PCE/J09451 | PE 9.45 P'PURI P7 BLOK B1 (F1) |  |  | Fail | Please check "Use"
378116564 | TNB | DISTRIBUTION | WP PUTRAJAYA & CYBERJAYA | Existing | 11 kV |  | RYB | VPTJ/PCE/J09452 | PE 9.45 P'PURI P7 BLOK B1 (F2) |  |  | Fail | Please check "Use"
378116565 | TNB | DISTRIBUTION | WP PUTRAJAYA & CYBERJAYA | Existing | 11 kV |  | RYB | VPTJ/PCE/J09452 | PE 9.45 P'PURI P7 BLOK B1 (F2) |  |  | Fail | Please check "Use"
378116570 | TNB | DISTRIBUTION | WP PUTRAJAYA & CYBERJAYA | Existing | 11 kV |  | RYB | VPTJ/PCE/J09452 | PE 9.45 P'PURI P7 BLOK B1 (F2) |  |  | Fail | Please check "Use"
378116576 | TNB | DISTRIBUTION | WP PUTRAJAYA & CYBERJAYA | Existing | 11 kV |  | RYB | VPTJ/PCE/J09452 | PE 9.45 P'PURI P7 BLOK B1 (F2) |  |  | Fail | Please check "Use"
378116577 | TNB | DISTRIBUTION | WP PUTRAJAYA & CYBERJAYA | Existing | 11 kV |  | RYB | VPTJ/PCE/J09452 | PE 9.45 P'PURI P7 BLOK B1 (F2) |  |  | Fail | Please check "Use"
378116581 | TNB | DISTRIBUTION | WP PUTRAJAYA & CYBERJAYA | Existing | 11 kV |  | RYB | VPTJ/PCE/J09452 | PE 9.45 P'PURI P7 BLOK B1 (F2) |  |  | Fail | Please check "Use"
378116584 | TNB | DISTRIBUTION | WP PUTRAJAYA & CYBERJAYA | Existing | 11 kV |  | RYB | VPTJ/PCE/J09452 | PE 9.45 P'PURI P7 BLOK B1 (F2) |  |  | Fail | Please check "Use"
378116585 | TNB | DISTRIBUTION | WP PUTRAJAYA & CYBERJAYA | Existing | 11 kV |  | RYB | VPTJ/PCE/J09452 | PE 9.45 P'PURI P7 BLOK B1 (F2) |  |  | Fail | Please check "Use"
378116656 | TNB | DISTRIBUTION | WP PUTRAJAYA & CYBERJAYA | Existing | 11 kV |  | RYB | VPTJ/PCE/J09441 | PE 9.44 P'PURI P7 BLOK A2 (EFI) (F1) |  |  | Fail | Please check "Use"
378116657 | TNB | DISTRIBUTION | WP PUTRAJAYA & CYBERJAYA | Existing | 11 kV |  | RYB | VPTJ/PCE/J09441 | PE 9.44 P'PURI P7 BLOK A2 (EFI) (F1) |  |  | Fail | Please check "Use"
378116662 | TNB | DISTRIBUTION | WP PUTRAJAYA & CYBERJAYA | Existing | 11 kV |  | RYB | VPTJ/PCE/J09441 | PE 9.44 P'PURI P7 BLOK A2 (EFI) (F1) |  |  | Fail | Please check "Use"
378116668 | TNB | DISTRIBUTION | WP PUTRAJAYA & CYBERJAYA | Existing | 11 kV |  | RYB | VPTJ/PCE/J09441 | PE 9.44 P'PURI P7 BLOK A2 (EFI) (F1) |  |  | Fail | Please check "Use"
378116669 | TNB | DISTRIBUTION | WP PUTRAJAYA & CYBERJAYA | Existing | 11 kV |  | RYB | VPTJ/PCE/J09441 | PE 9.44 P'PURI P7 BLOK A2 (EFI) (F1) |  |  | Fail | Please check "Use"
378116673 | TNB | DISTRIBUTION | WP PUTRAJAYA & CYBERJAYA | Existing | 11 kV |  | RYB | VPTJ/PCE/J09441 | PE 9.44 P'PURI P7 BLOK A2 (EFI) (F1) |  |  | Fail | Please check "Use"
378116676 | TNB | DISTRIBUTION | WP PUTRAJAYA & CYBERJAYA | Existing | 11 kV |  | RYB | VPTJ/PCE/J09441 | PE 9.44 P'PURI P7 BLOK A2 (EFI) (F1) |  |  | Fail | Please check "Use"
378116677 | TNB | DISTRIBUTION | WP PUTRAJAYA & CYBERJAYA | Existing | 11 kV |  | RYB | VPTJ/PCE/J09441 | PE 9.44 P'PURI P7 BLOK A2 (EFI) (F1) |  |  | Fail | Please check "Use"
378116750 | TNB | DISTRIBUTION | WP PUTRAJAYA & CYBERJAYA | Existing | 11 kV |  | RYB | VPTJ/PCE/J09442 | PE 9.44 P'PURI P7 BLOK A2 (EFI) (F2) |  |  | Fail | Please check "Use"
378116751 | TNB | DISTRIBUTION | WP PUTRAJAYA & CYBERJAYA | Existing | 11 kV |  | RYB | VPTJ/PCE/J09442 | PE 9.44 P'PURI P7 BLOK A2 (EFI) (F2) |  |  | Fail | Please check "Use"
378116756 | TNB | DISTRIBUTION | WP PUTRAJAYA & CYBERJAYA | Existing | 11 kV |  | RYB | VPTJ/PCE/J09442 | PE 9.44 P'PURI P7 BLOK A2 (EFI) (F2) |  |  | Fail | Please check "Use"
378116760 | TNB | DISTRIBUTION | WP PUTRAJAYA & CYBERJAYA | Existing | 11 kV |  | RYB | VCBJ/PCE/J25231 | PE 25.23 SALES OFFICE ECOGLADE GALERY |  |  | Fail | Please check "Use"
378116761 | TNB | DISTRIBUTION | WP PUTRAJAYA & CYBERJAYA | Existing | 11 kV |  | RYB | VCBJ/PCE/J25231 | PE 25.23 SALES OFFICE ECOGLADE GALERY |  |  | Fail | Please check "Use"
378116766 | TNB | DISTRIBUTION | WP PUTRAJAYA & CYBERJAYA | Existing | 11 kV |  | RYB | VCBJ/PCE/J25231 | PE 25.23 SALES OFFICE ECOGLADE GALERY |  |  | Fail | Please check "Use"
378116772 | TNB | DISTRIBUTION | WP PUTRAJAYA & CYBERJAYA | Existing | 11 kV |  | RYB | VCBJ/PCE/J25231 | PE 25.23 SALES OFFICE ECOGLADE GALERY |  |  | Fail | Please check "Use"
378116773 | TNB | DISTRIBUTION | WP PUTRAJAYA & CYBERJAYA | Existing | 11 kV |  | RYB | VCBJ/PCE/J25231 | PE 25.23 SALES OFFICE ECOGLADE GALERY |  |  | Fail | Please check "Use"
378116777 | TNB | DISTRIBUTION | WP PUTRAJAYA & CYBERJAYA | Existing | 11 kV |  | RYB | VCBJ/PCE/J25231 | PE 25.23 SALES OFFICE ECOGLADE GALERY |  |  | Fail | Please check "Use"
378116780 | TNB | DISTRIBUTION | WP PUTRAJAYA & CYBERJAYA | Existing | 11 kV |  | RYB | VCBJ/PCE/J25231 | PE 25.23 SALES OFFICE ECOGLADE GALERY |  |  | Fail | Please check "Use"
378116781 | TNB | DISTRIBUTION | WP PUTRAJAYA & CYBERJAYA | Existing | 11 kV |  | RYB | VCBJ/PCE/J25231 | PE 25.23 SALES OFFICE ECOGLADE GALERY |  |  | Fail | Please check "Use"
378116908 | TNB | DISTRIBUTION | WP PUTRAJAYA & CYBERJAYA | Existing | 11 kV |  | RYB | VCBJ/PCE/J21472 | SS 21.47 LIM KOK WING F2 |  |  | Fail | Please check "Use"
378116910 | TNB | DISTRIBUTION | WP PUTRAJAYA & CYBERJAYA | Existing | 11 kV |  | RYB | VCBJ/PCE/J21472 | SS 21.47 LIM KOK WING F2 |  |  | Fail | Please check "Use"
378116912 | TNB | DISTRIBUTION | WP PUTRAJAYA & CYBERJAYA | Existing | 11 kV |  | RYB | VCBJ/PCE/J21472 | SS 21.47 LIM KOK WING F2 |  |  | Fail | Please check "Use"
378116915 | TNB | DISTRIBUTION | WP PUTRAJAYA & CYBERJAYA | Existing | 11 kV |  | RYB | VCBJ/PCE/J21472 | SS 21.47 LIM KOK WING F2 |  |  | Fail | Please check "Use"
378116916 | TNB | DISTRIBUTION | WP PUTRAJAYA & CYBERJAYA | Existing | 11 kV |  | RYB | VCBJ/PCE/J21472 | SS 21.47 LIM KOK WING F2 |  |  | Fail | Please check "Use"
378116917 | TNB | DISTRIBUTION | WP PUTRAJAYA & CYBERJAYA | Existing | 11 kV |  | RYB | VCBJ/PCE/J21472 | SS 21.47 LIM KOK WING F2 |  |  | Fail | Please check "Use"
378116923 | TNB | DISTRIBUTION | WP PUTRAJAYA & CYBERJAYA | Existing | 11 kV |  | RYB | VCBJ/PCE/J21472 | SS 21.47 LIM KOK WING F2 |  |  | Fail | Please check "Use"
378116928 | TNB | DISTRIBUTION | WP PUTRAJAYA & CYBERJAYA | Existing | 11 kV |  | RYB | VCBJ/PCE/J21472 | SS 21.47 LIM KOK WING F2 |  |  | Fail | Please check "Use"
378116934 | TNB | DISTRIBUTION | WP PUTRAJAYA & CYBERJAYA | Existing | 11 kV |  | RYB | VCBJ/PCE/J21471 | SS 21.47 LIM KOK WING F1 |  |  | Fail | Please check "Use"
378116936 | TNB | DISTRIBUTION | WP PUTRAJAYA & CYBERJAYA | Existing | 11 kV |  | RYB | VCBJ/PCE/J21471 | SS 21.47 LIM KOK WING F1 |  |  | Fail | Please check "Use"
378116938 | TNB | DISTRIBUTION | WP PUTRAJAYA & CYBERJAYA | Existing | 11 kV |  | RYB | VCBJ/PCE/J21471 | SS 21.47 LIM KOK WING F1 |  |  | Fail | Please check "Use"
378116941 | TNB | DISTRIBUTION | WP PUTRAJAYA & CYBERJAYA | Existing | 11 kV |  | RYB | VCBJ/PCE/J21471 | SS 21.47 LIM KOK WING F1 |  |  | Fail | Please check "Use"
378116942 | TNB | DISTRIBUTION | WP PUTRAJAYA & CYBERJAYA | Existing | 11 kV |  | RYB | VCBJ/PCE/J21471 | SS 21.47 LIM KOK WING F1 |  |  | Fail | Please check "Use"
378116943 | TNB | DISTRIBUTION | WP PUTRAJAYA & CYBERJAYA | Existing | 11 kV |  | RYB | VCBJ/PCE/J21471 | SS 21.47 LIM KOK WING F1 |  |  | Fail | Please check "Use"
378116949 | TNB | DISTRIBUTION | WP PUTRAJAYA & CYBERJAYA | Existing | 11 kV |  | RYB | VCBJ/PCE/J21471 | SS 21.47 LIM KOK WING F1 |  |  | Fail | Please check "Use"
378116954 | TNB | DISTRIBUTION | WP PUTRAJAYA & CYBERJAYA | Existing | 11 kV |  | RYB | VCBJ/PCE/J21471 | SS 21.47 LIM KOK WING F1 |  |  | Fail | Please check "Use"
378116960 | TNB | DISTRIBUTION | WP PUTRAJAYA & CYBERJAYA | Existing | 11 kV |  | RYB | VCBJ/PCE/J23091 | PE 23.09 THE PLACE NO 2 |  |  | Fail | Please check "Use"
378116961 | TNB | DISTRIBUTION | WP PUTRAJAYA & CYBERJAYA | Existing | 11 kV |  | RYB | VCBJ/PCE/J23091 | PE 23.09 THE PLACE NO 2 |  |  | Fail | Please check "Use"
378116962 | TNB | DISTRIBUTION | WP PUTRAJAYA & CYBERJAYA | Existing | 11 kV |  | RYB | VCBJ/PCE/J23091 | PE 23.09 THE PLACE NO 2 |  |  | Fail | Please check "Use"
378116969 | TNB | DISTRIBUTION | WP PUTRAJAYA & CYBERJAYA | Existing | 11 kV |  | RYB | VCBJ/PCE/J23091 | PE 23.09 THE PLACE NO 2 |  |  | Fail | Please check "Use"
378116972 | TNB | DISTRIBUTION | WP PUTRAJAYA & CYBERJAYA | Existing | 11 kV |  | RYB | VCBJ/PCE/J23091 | PE 23.09 THE PLACE NO 2 |  |  | Fail | Please check "Use"
378116973 | TNB | DISTRIBUTION | WP PUTRAJAYA & CYBERJAYA | Existing | 11 kV |  | RYB | VCBJ/PCE/J23091 | PE 23.09 THE PLACE NO 2 |  |  | Fail | Please check "Use"
378116974 | TNB | DISTRIBUTION | WP PUTRAJAYA & CYBERJAYA | Existing | 11 kV |  | RYB | VCBJ/PCE/J23091 | PE 23.09 THE PLACE NO 2 |  |  | Fail | Please check "Use"
378116976 | TNB | DISTRIBUTION | WP PUTRAJAYA & CYBERJAYA | Existing | 11 kV |  | RYB | VCBJ/PCE/J23091 | PE 23.09 THE PLACE NO 2 |  |  | Fail | Please check "Use"
378116977 | TNB | DISTRIBUTION | WP PUTRAJAYA & CYBERJAYA | Existing | 11 kV |  | RYB | VCBJ/PCE/J23091 | PE 23.09 THE PLACE NO 2 |  |  | Fail | Please check "Use"
378116979 | TNB | DISTRIBUTION | WP PUTRAJAYA & CYBERJAYA | Existing | 11 kV |  | RYB | VCBJ/PCE/J23091 | PE 23.09 THE PLACE NO 2 |  |  | Fail | Please check "Use"
378116987 | TNB | DISTRIBUTION | WP PUTRAJAYA & CYBERJAYA | Existing | 11 kV |  | RYB | VCBJ/PCE/J23091 | PE 23.09 THE PLACE NO 2 |  |  | Fail | Please check "Use"
378117140 | TNB | DISTRIBUTION | WP PUTRAJAYA & CYBERJAYA | Existing | 11 kV |  | RYB | VCBJ/PCE/J23081 | SS 23.08 THE PLACE NO 1 |  |  | Fail | Please check "Use"
378117144 | TNB | DISTRIBUTION | WP PUTRAJAYA & CYBERJAYA | Existing | 11 kV |  | RYB | VCBJ/PCE/J23081 | SS 23.08 THE PLACE NO 1 |  |  | Fail | Please check "Use"
378117147 | TNB | DISTRIBUTION | WP PUTRAJAYA & CYBERJAYA | Existing | 11 kV |  | RYB | VCBJ/PCE/J23081 | SS 23.08 THE PLACE NO 1 |  |  | Fail | Please check "Use"
378117148 | TNB | DISTRIBUTION | WP PUTRAJAYA & CYBERJAYA | Existing | 11 kV |  | RYB | VCBJ/PCE/J23081 | SS 23.08 THE PLACE NO 1 |  |  | Fail | Please check "Use"
378117150 | TNB | DISTRIBUTION | WP PUTRAJAYA & CYBERJAYA | Existing | 11 kV |  | RYB | VCBJ/PCE/J23081 | SS 23.08 THE PLACE NO 1 |  |  | Fail | Please check "Use"
378117152 | TNB | DISTRIBUTION | WP PUTRAJAYA & CYBERJAYA | Existing | 11 kV |  | RYB | VCBJ/PCE/J23081 | SS 23.08 THE PLACE NO 1 |  |  | Fail | Please check "Use"
378117158 | TNB | DISTRIBUTION | WP PUTRAJAYA & CYBERJAYA | Existing | 11 kV |  | RYB | VCBJ/PCE/J23081 | SS 23.08 THE PLACE NO 1 |  |  | Fail | Please check "Use"
378117159 | TNB | DISTRIBUTION | WP PUTRAJAYA & CYBERJAYA | Existing | 11 kV |  | RYB | VCBJ/PCE/J23081 | SS 23.08 THE PLACE NO 1 |  |  | Fail | Please check "Use"
378117160 | TNB | DISTRIBUTION | WP PUTRAJAYA & CYBERJAYA | Existing | 11 kV |  | RYB | VCBJ/PCE/J23081 | SS 23.08 THE PLACE NO 1 |  |  | Fail | Please check "Use"
378117163 | TNB | DISTRIBUTION | WP PUTRAJAYA & CYBERJAYA | Existing | 11 kV |  | RYB | VCBJ/PCE/J23081 | SS 23.08 THE PLACE NO 1 |  |  | Fail | Please check "Use"
378117166 | TNB | DISTRIBUTION | WP PUTRAJAYA & CYBERJAYA | Existing | 11 kV |  | RYB | VCBJ/PCE/J23081 | SS 23.08 THE PLACE NO 1 |  |  | Fail | Please check "Use"
378117185 | TNB | DISTRIBUTION | WP PUTRAJAYA & CYBERJAYA | Existing | 11 kV |  | RYB | VCBJ/PCE/J21981 | PE 21.98 PADAT PETRONAS CYBER 3 |  |  | Fail | Please check "Use"
378117186 | TNB | DISTRIBUTION | WP PUTRAJAYA & CYBERJAYA | Existing | 11 kV |  | RYB | VCBJ/PCE/J21981 | PE 21.98 PADAT PETRONAS CYBER 3 |  |  | Fail | Please check "Use"
378117191 | TNB | DISTRIBUTION | WP PUTRAJAYA & CYBERJAYA | Existing | 11 kV |  | RYB | VCBJ/PCE/J21981 | PE 21.98 PADAT PETRONAS CYBER 3 |  |  | Fail | Please check "Use"
378117197 | TNB | DISTRIBUTION | WP PUTRAJAYA & CYBERJAYA | Existing | 11 kV |  | RYB | VCBJ/PCE/J21981 | PE 21.98 PADAT PETRONAS CYBER 3 |  |  | Fail | Please check "Use"
378117198 | TNB | DISTRIBUTION | WP PUTRAJAYA & CYBERJAYA | Existing | 11 kV |  | RYB | VCBJ/PCE/J21981 | PE 21.98 PADAT PETRONAS CYBER 3 |  |  | Fail | Please check "Use"
378117202 | TNB | DISTRIBUTION | WP PUTRAJAYA & CYBERJAYA | Existing | 11 kV |  | RYB | VCBJ/PCE/J21981 | PE 21.98 PADAT PETRONAS CYBER 3 |  |  | Fail | Please check "Use"
378117205 | TNB | DISTRIBUTION | WP PUTRAJAYA & CYBERJAYA | Existing | 11 kV |  | RYB | VCBJ/PCE/J21981 | PE 21.98 PADAT PETRONAS CYBER 3 |  |  | Fail | Please check "Use"
378117206 | TNB | DISTRIBUTION | WP PUTRAJAYA & CYBERJAYA | Existing | 11 kV |  | RYB | VCBJ/PCE/J21981 | PE 21.98 PADAT PETRONAS CYBER 3 |  |  | Fail | Please check "Use"
378117311 | TNB | DISTRIBUTION | WP PUTRAJAYA & CYBERJAYA | Existing | 11 kV |  | RYB | VCBJ/PCE/J21011 | PE 21.01 NTT F1 |  |  | Fail | Please check "Use"
378117312 | TNB | DISTRIBUTION | WP PUTRAJAYA & CYBERJAYA | Existing | 11 kV |  | RYB | VCBJ/PCE/J21011 | PE 21.01 NTT F1 |  |  | Fail | Please check "Use"
378117317 | TNB | DISTRIBUTION | WP PUTRAJAYA & CYBERJAYA | Existing | 11 kV |  | RYB | VCBJ/PCE/J21011 | PE 21.01 NTT F1 |  |  | Fail | Please check "Use"
378117323 | TNB | DISTRIBUTION | WP PUTRAJAYA & CYBERJAYA | Existing | 11 kV |  | RYB | VCBJ/PCE/J21011 | PE 21.01 NTT F1 |  |  | Fail | Please check "Use"
378117324 | TNB | DISTRIBUTION | WP PUTRAJAYA & CYBERJAYA | Existing | 11 kV |  | RYB | VCBJ/PCE/J21011 | PE 21.01 NTT F1 |  |  | Fail | Please check "Use"
378117328 | TNB | DISTRIBUTION | WP PUTRAJAYA & CYBERJAYA | Existing | 11 kV |  | RYB | VCBJ/PCE/J21011 | PE 21.01 NTT F1 |  |  | Fail | Please check "Use"
378117331 | TNB | DISTRIBUTION | WP PUTRAJAYA & CYBERJAYA | Existing | 11 kV |  | RYB | VCBJ/PCE/J21011 | PE 21.01 NTT F1 |  |  | Fail | Please check "Use"
378117332 | TNB | DISTRIBUTION | WP PUTRAJAYA & CYBERJAYA | Existing | 11 kV |  | RYB | VCBJ/PCE/J21011 | PE 21.01 NTT F1 |  |  | Fail | Please check "Use"
378117334 | TNB | DISTRIBUTION | WP PUTRAJAYA & CYBERJAYA | Existing | 11 kV |  | RYB | VCBJ/PCE/J21012 | PE 21.01 NTT F2 |  |  | Fail | Please check "Use"
378117335 | TNB | DISTRIBUTION | WP PUTRAJAYA & CYBERJAYA | Existing | 11 kV |  | RYB | VCBJ/PCE/J21012 | PE 21.01 NTT F2 |  |  | Fail | Please check "Use"
378117347 | TNB | DISTRIBUTION | WP PUTRAJAYA & CYBERJAYA | Existing | 11 kV |  | RYB | VCBJ/PCE/J21012 | PE 21.01 NTT F2 |  |  | Fail | Please check "Use"
378117348 | TNB | DISTRIBUTION | WP PUTRAJAYA & CYBERJAYA | Existing | 11 kV |  | RYB | VCBJ/PCE/J21012 | PE 21.01 NTT F2 |  |  | Fail | Please check "Use"
378117350 | TNB | DISTRIBUTION | WP PUTRAJAYA & CYBERJAYA | Existing | 11 kV |  | RYB | VCBJ/PCE/J21012 | PE 21.01 NTT F2 |  |  | Fail | Please check "Use"
378117351 | TNB | DISTRIBUTION | WP PUTRAJAYA & CYBERJAYA | Existing | 11 kV |  | RYB | VCBJ/PCE/J21012 | PE 21.01 NTT F2 |  |  | Fail | Please check "Use"
378117352 | TNB | DISTRIBUTION | WP PUTRAJAYA & CYBERJAYA | Existing | 11 kV |  | RYB | VCBJ/PCE/J21012 | PE 21.01 NTT F2 |  |  | Fail | Please check "Use"
378117354 | TNB | DISTRIBUTION | WP PUTRAJAYA & CYBERJAYA | Existing | 11 kV |  | RYB | VCBJ/PCE/J21012 | PE 21.01 NTT F2 |  |  | Fail | Please check "Use"
378117355 | TNB | DISTRIBUTION | WP PUTRAJAYA & CYBERJAYA | Existing | 11 kV |  | RYB | VCBJ/PCE/J21012 | PE 21.01 NTT F2 |  |  | Fail | Please check "Use"
378117357 | TNB | DISTRIBUTION | WP PUTRAJAYA & CYBERJAYA | Existing | 11 kV |  | RYB | VCBJ/PCE/J21012 | PE 21.01 NTT F2 |  |  | Fail | Please check "Use"
378117364 | TNB | DISTRIBUTION | WP PUTRAJAYA & CYBERJAYA | Existing | 11 kV |  | RYB | VCBJ/PCE/J21012 | PE 21.01 NTT F2 |  |  | Fail | Please check "Use"
378117448 | TNB | DISTRIBUTION | WP PUTRAJAYA & CYBERJAYA | Existing | 11 kV |  | RYB | VCBJ/PCE/J21922 | SS 21.92 NTT DATA CENTRE F2 |  |  | Fail | Please check "Use"
378117450 | TNB | DISTRIBUTION | WP PUTRAJAYA & CYBERJAYA | Existing | 11 kV |  | RYB | VCBJ/PCE/J21922 | SS 21.92 NTT DATA CENTRE F2 |  |  | Fail | Please check "Use"
378117452 | TNB | DISTRIBUTION | WP PUTRAJAYA & CYBERJAYA | Existing | 11 kV |  | RYB | VCBJ/PCE/J21922 | SS 21.92 NTT DATA CENTRE F2 |  |  | Fail | Please check "Use"
378117455 | TNB | DISTRIBUTION | WP PUTRAJAYA & CYBERJAYA | Existing | 11 kV |  | RYB | VCBJ/PCE/J21922 | SS 21.92 NTT DATA CENTRE F2 |  |  | Fail | Please check "Use"
378117456 | TNB | DISTRIBUTION | WP PUTRAJAYA & CYBERJAYA | Existing | 11 kV |  | RYB | VCBJ/PCE/J21922 | SS 21.92 NTT DATA CENTRE F2 |  |  | Fail | Please check "Use"
378117457 | TNB | DISTRIBUTION | WP PUTRAJAYA & CYBERJAYA | Existing | 11 kV |  | RYB | VCBJ/PCE/J21922 | SS 21.92 NTT DATA CENTRE F2 |  |  | Fail | Please check "Use"
378117463 | TNB | DISTRIBUTION | WP PUTRAJAYA & CYBERJAYA | Existing | 11 kV |  | RYB | VCBJ/PCE/J21922 | SS 21.92 NTT DATA CENTRE F2 |  |  | Fail | Please check "Use"
378117468 | TNB | DISTRIBUTION | WP PUTRAJAYA & CYBERJAYA | Existing | 11 kV |  | RYB | VCBJ/PCE/J21922 | SS 21.92 NTT DATA CENTRE F2 |  |  | Fail | Please check "Use"
378117474 | TNB | DISTRIBUTION | WP PUTRAJAYA & CYBERJAYA | Existing | 11 kV |  | RYB | VCBJ/PCE/J21921 | SS 21.92 NTT DATA CENTRE F1 |  |  | Fail | Please check "Use"
378117476 | TNB | DISTRIBUTION | WP PUTRAJAYA & CYBERJAYA | Existing | 11 kV |  | RYB | VCBJ/PCE/J21921 | SS 21.92 NTT DATA CENTRE F1 |  |  | Fail | Please check "Use"
378117478 | TNB | DISTRIBUTION | WP PUTRAJAYA & CYBERJAYA | Existing | 11 kV |  | RYB | VCBJ/PCE/J21921 | SS 21.92 NTT DATA CENTRE F1 |  |  | Fail | Please check "Use"
378117481 | TNB | DISTRIBUTION | WP PUTRAJAYA & CYBERJAYA | Existing | 11 kV |  | RYB | VCBJ/PCE/J21921 | SS 21.92 NTT DATA CENTRE F1 |  |  | Fail | Please check "Use"
378117482 | TNB | DISTRIBUTION | WP PUTRAJAYA & CYBERJAYA | Existing | 11 kV |  | RYB | VCBJ/PCE/J21921 | SS 21.92 NTT DATA CENTRE F1 |  |  | Fail | Please check "Use"
378117483 | TNB | DISTRIBUTION | WP PUTRAJAYA & CYBERJAYA | Existing | 11 kV |  | RYB | VCBJ/PCE/J21921 | SS 21.92 NTT DATA CENTRE F1 |  |  | Fail | Please check "Use"
378117489 | TNB | DISTRIBUTION | WP PUTRAJAYA & CYBERJAYA | Existing | 11 kV |  | RYB | VCBJ/PCE/J21921 | SS 21.92 NTT DATA CENTRE F1 |  |  | Fail | Please check "Use"
378117494 | TNB | DISTRIBUTION | WP PUTRAJAYA & CYBERJAYA | Existing | 11 kV |  | RYB | VCBJ/PCE/J21921 | SS 21.92 NTT DATA CENTRE F1 |  |  | Fail | Please check "Use"
378117505 | TNB | DISTRIBUTION | WP PUTRAJAYA & CYBERJAYA | Existing | 11 kV |  | RYB | VCBJ/PCE/J21091 | SS 21.09 KOMPLEKS TELEKOM CBJ 1 F1 |  |  | Fail | Please check "Use"
378117507 | TNB | DISTRIBUTION | WP PUTRAJAYA & CYBERJAYA | Existing | 11 kV |  | RYB | VCBJ/PCE/J21091 | SS 21.09 KOMPLEKS TELEKOM CBJ 1 F1 |  |  | Fail | Please check "Use"
378117509 | TNB | DISTRIBUTION | WP PUTRAJAYA & CYBERJAYA | Existing | 11 kV |  | RYB | VCBJ/PCE/J21091 | SS 21.09 KOMPLEKS TELEKOM CBJ 1 F1 |  |  | Fail | Please check "Use"
378117512 | TNB | DISTRIBUTION | WP PUTRAJAYA & CYBERJAYA | Existing | 11 kV |  | RYB | VCBJ/PCE/J21091 | SS 21.09 KOMPLEKS TELEKOM CBJ 1 F1 |  |  | Fail | Please check "Use"
378117513 | TNB | DISTRIBUTION | WP PUTRAJAYA & CYBERJAYA | Existing | 11 kV |  | RYB | VCBJ/PCE/J21091 | SS 21.09 KOMPLEKS TELEKOM CBJ 1 F1 |  |  | Fail | Please check "Use"
378117514 | TNB | DISTRIBUTION | WP PUTRAJAYA & CYBERJAYA | Existing | 11 kV |  | RYB | VCBJ/PCE/J21091 | SS 21.09 KOMPLEKS TELEKOM CBJ 1 F1 |  |  | Fail | Please check "Use"
378117520 | TNB | DISTRIBUTION | WP PUTRAJAYA & CYBERJAYA | Existing | 11 kV |  | RYB | VCBJ/PCE/J21091 | SS 21.09 KOMPLEKS TELEKOM CBJ 1 F1 |  |  | Fail | Please check "Use"
378117525 | TNB | DISTRIBUTION | WP PUTRAJAYA & CYBERJAYA | Existing | 11 kV |  | RYB | VCBJ/PCE/J21091 | SS 21.09 KOMPLEKS TELEKOM CBJ 1 F1 |  |  | Fail | Please check "Use"
378117531 | TNB | DISTRIBUTION | WP PUTRAJAYA & CYBERJAYA | Existing | 11 kV |  | RYB | VCBJ/PCE/J21092 | SS 21.09 KOMPLEKS TELEKOM CBJ 1 F2 |  |  | Fail | Please check "Use"
378117533 | TNB | DISTRIBUTION | WP PUTRAJAYA & CYBERJAYA | Existing | 11 kV |  | RYB | VCBJ/PCE/J21092 | SS 21.09 KOMPLEKS TELEKOM CBJ 1 F2 |  |  | Fail | Please check "Use"
378117535 | TNB | DISTRIBUTION | WP PUTRAJAYA & CYBERJAYA | Existing | 11 kV |  | RYB | VCBJ/PCE/J21092 | SS 21.09 KOMPLEKS TELEKOM CBJ 1 F2 |  |  | Fail | Please check "Use"
378117538 | TNB | DISTRIBUTION | WP PUTRAJAYA & CYBERJAYA | Existing | 11 kV |  | RYB | VCBJ/PCE/J21092 | SS 21.09 KOMPLEKS TELEKOM CBJ 1 F2 |  |  | Fail | Please check "Use"
378117539 | TNB | DISTRIBUTION | WP PUTRAJAYA & CYBERJAYA | Existing | 11 kV |  | RYB | VCBJ/PCE/J21092 | SS 21.09 KOMPLEKS TELEKOM CBJ 1 F2 |  |  | Fail | Please check "Use"
378117540 | TNB | DISTRIBUTION | WP PUTRAJAYA & CYBERJAYA | Existing | 11 kV |  | RYB | VCBJ/PCE/J21092 | SS 21.09 KOMPLEKS TELEKOM CBJ 1 F2 |  |  | Fail | Please check "Use"
378117546 | TNB | DISTRIBUTION | WP PUTRAJAYA & CYBERJAYA | Existing | 11 kV |  | RYB | VCBJ/PCE/J21092 | SS 21.09 KOMPLEKS TELEKOM CBJ 1 F2 |  |  | Fail | Please check "Use"
378117551 | TNB | DISTRIBUTION | WP PUTRAJAYA & CYBERJAYA | Existing | 11 kV |  | RYB | VCBJ/PCE/J21092 | SS 21.09 KOMPLEKS TELEKOM CBJ 1 F2 |  |  | Fail | Please check "Use"
378117568 | TNB | DISTRIBUTION | WP PUTRAJAYA & CYBERJAYA | Existing | 11 kV |  | RYB | VCBJ/PCE/J00107 | PE25.16 SETIA RIMBA 4 |  |  | Fail | Please check "Use"
378117569 | TNB | DISTRIBUTION | WP PUTRAJAYA & CYBERJAYA | Existing | 11 kV |  | RYB | VCBJ/PCE/J00107 | PE25.16 SETIA RIMBA 4 |  |  | Fail | Please check "Use"
378117574 | TNB | DISTRIBUTION | WP PUTRAJAYA & CYBERJAYA | Existing | 11 kV |  | RYB | VCBJ/PCE/J00107 | PE25.16 SETIA RIMBA 4 |  |  | Fail | Please check "Use"
378117580 | TNB | DISTRIBUTION | WP PUTRAJAYA & CYBERJAYA | Existing | 11 kV |  | RYB | VCBJ/PCE/J00107 | PE25.16 SETIA RIMBA 4 |  |  | Fail | Please check "Use"
378117581 | TNB | DISTRIBUTION | WP PUTRAJAYA & CYBERJAYA | Existing | 11 kV |  | RYB | VCBJ/PCE/J00107 | PE25.16 SETIA RIMBA 4 |  |  | Fail | Please check "Use"
378117585 | TNB | DISTRIBUTION | WP PUTRAJAYA & CYBERJAYA | Existing | 11 kV |  | RYB | VCBJ/PCE/J00107 | PE25.16 SETIA RIMBA 4 |  |  | Fail | Please check "Use"
378117588 | TNB | DISTRIBUTION | WP PUTRAJAYA & CYBERJAYA | Existing | 11 kV |  | RYB | VCBJ/PCE/J00107 | PE25.16 SETIA RIMBA 4 |  |  | Fail | Please check "Use"
378117589 | TNB | DISTRIBUTION | WP PUTRAJAYA & CYBERJAYA | Existing | 11 kV |  | RYB | VCBJ/PCE/J00107 | PE25.16 SETIA RIMBA 4 |  |  | Fail | Please check "Use"
378117662 | TNB | DISTRIBUTION | WP PUTRAJAYA & CYBERJAYA | Existing | 11 kV |  | RYB | VCBJ/PCE/J00106 | PE25.15 SETIA RIMBA 3 |  |  | Fail | Please check "Use"
378117663 | TNB | DISTRIBUTION | WP PUTRAJAYA & CYBERJAYA | Existing | 11 kV |  | RYB | VCBJ/PCE/J00106 | PE25.15 SETIA RIMBA 3 |  |  | Fail | Please check "Use"
378117668 | TNB | DISTRIBUTION | WP PUTRAJAYA & CYBERJAYA | Existing | 11 kV |  | RYB | VCBJ/PCE/J00106 | PE25.15 SETIA RIMBA 3 |  |  | Fail | Please check "Use"
378117674 | TNB | DISTRIBUTION | WP PUTRAJAYA & CYBERJAYA | Existing | 11 kV |  | RYB | VCBJ/PCE/J00106 | PE25.15 SETIA RIMBA 3 |  |  | Fail | Please check "Use"
378117675 | TNB | DISTRIBUTION | WP PUTRAJAYA & CYBERJAYA | Existing | 11 kV |  | RYB | VCBJ/PCE/J00106 | PE25.15 SETIA RIMBA 3 |  |  | Fail | Please check "Use"
378117679 | TNB | DISTRIBUTION | WP PUTRAJAYA & CYBERJAYA | Existing | 11 kV |  | RYB | VCBJ/PCE/J00106 | PE25.15 SETIA RIMBA 3 |  |  | Fail | Please check "Use"
378117682 | TNB | DISTRIBUTION | WP PUTRAJAYA & CYBERJAYA | Existing | 11 kV |  | RYB | VCBJ/PCE/J00106 | PE25.15 SETIA RIMBA 3 |  |  | Fail | Please check "Use"
378117683 | TNB | DISTRIBUTION | WP PUTRAJAYA & CYBERJAYA | Existing | 11 kV |  | RYB | VCBJ/PCE/J00106 | PE25.15 SETIA RIMBA 3 |  |  | Fail | Please check "Use"
378117756 | TNB | DISTRIBUTION | WP PUTRAJAYA & CYBERJAYA | Existing | 11 kV |  | RYB | VCBJ/PCE/J00105 | PE25.14 SETIA RIMBA 2 |  |  | Fail | Please check "Use"
378117757 | TNB | DISTRIBUTION | WP PUTRAJAYA & CYBERJAYA | Existing | 11 kV |  | RYB | VCBJ/PCE/J00105 | PE25.14 SETIA RIMBA 2 |  |  | Fail | Please check "Use"
378117762 | TNB | DISTRIBUTION | WP PUTRAJAYA & CYBERJAYA | Existing | 11 kV |  | RYB | VCBJ/PCE/J00105 | PE25.14 SETIA RIMBA 2 |  |  | Fail | Please check "Use"
378117768 | TNB | DISTRIBUTION | WP PUTRAJAYA & CYBERJAYA | Existing | 11 kV |  | RYB | VCBJ/PCE/J00105 | PE25.14 SETIA RIMBA 2 |  |  | Fail | Please check "Use"
378117769 | TNB | DISTRIBUTION | WP PUTRAJAYA & CYBERJAYA | Existing | 11 kV |  | RYB | VCBJ/PCE/J00105 | PE25.14 SETIA RIMBA 2 |  |  | Fail | Please check "Use"
378117773 | TNB | DISTRIBUTION | WP PUTRAJAYA & CYBERJAYA | Existing | 11 kV |  | RYB | VCBJ/PCE/J00105 | PE25.14 SETIA RIMBA 2 |  |  | Fail | Please check "Use"
378117776 | TNB | DISTRIBUTION | WP PUTRAJAYA & CYBERJAYA | Existing | 11 kV |  | RYB | VCBJ/PCE/J00105 | PE25.14 SETIA RIMBA 2 |  |  | Fail | Please check "Use"
378117777 | TNB | DISTRIBUTION | WP PUTRAJAYA & CYBERJAYA | Existing | 11 kV |  | RYB | VCBJ/PCE/J00105 | PE25.14 SETIA RIMBA 2 |  |  | Fail | Please check "Use"
378117850 | TNB | DISTRIBUTION | WP PUTRAJAYA & CYBERJAYA | Existing | 11 kV |  | RYB | VCBJ/PCE/J00104 | PE 25.13 SETIA RIMBA 1 |  |  | Fail | Please check "Use"
378117851 | TNB | DISTRIBUTION | WP PUTRAJAYA & CYBERJAYA | Existing | 11 kV |  | RYB | VCBJ/PCE/J00104 | PE 25.13 SETIA RIMBA 1 |  |  | Fail | Please check "Use"
378117856 | TNB | DISTRIBUTION | WP PUTRAJAYA & CYBERJAYA | Existing | 11 kV |  | RYB | VCBJ/PCE/J00104 | PE 25.13 SETIA RIMBA 1 |  |  | Fail | Please check "Use"
378117862 | TNB | DISTRIBUTION | WP PUTRAJAYA & CYBERJAYA | Existing | 11 kV |  | RYB | VCBJ/PCE/J00104 | PE 25.13 SETIA RIMBA 1 |  |  | Fail | Please check "Use"
378117863 | TNB | DISTRIBUTION | WP PUTRAJAYA & CYBERJAYA | Existing | 11 kV |  | RYB | VCBJ/PCE/J00104 | PE 25.13 SETIA RIMBA 1 |  |  | Fail | Please check "Use"
378117867 | TNB | DISTRIBUTION | WP PUTRAJAYA & CYBERJAYA | Existing | 11 kV |  | RYB | VCBJ/PCE/J00104 | PE 25.13 SETIA RIMBA 1 |  |  | Fail | Please check "Use"
378117870 | TNB | DISTRIBUTION | WP PUTRAJAYA & CYBERJAYA | Existing | 11 kV |  | RYB | VCBJ/PCE/J00104 | PE 25.13 SETIA RIMBA 1 |  |  | Fail | Please check "Use"
378117871 | TNB | DISTRIBUTION | WP PUTRAJAYA & CYBERJAYA | Existing | 11 kV |  | RYB | VCBJ/PCE/J00104 | PE 25.13 SETIA RIMBA 1 |  |  | Fail | Please check "Use"
378117944 | TNB | DISTRIBUTION | WP PUTRAJAYA & CYBERJAYA | Existing | 11 kV |  | RYB | VCBJ/PCE/J23061 | PE 23.06 TEMP OSK |  |  | Fail | Please check "Use"
378117945 | TNB | DISTRIBUTION | WP PUTRAJAYA & CYBERJAYA | Existing | 11 kV |  | RYB | VCBJ/PCE/J23061 | PE 23.06 TEMP OSK |  |  | Fail | Please check "Use"
378117950 | TNB | DISTRIBUTION | WP PUTRAJAYA & CYBERJAYA | Existing | 11 kV |  | RYB | VCBJ/PCE/J23061 | PE 23.06 TEMP OSK |  |  | Fail | Please check "Use"
378117956 | TNB | DISTRIBUTION | WP PUTRAJAYA & CYBERJAYA | Existing | 11 kV |  | RYB | VCBJ/PCE/J23061 | PE 23.06 TEMP OSK |  |  | Fail | Please check "Use"
378117957 | TNB | DISTRIBUTION | WP PUTRAJAYA & CYBERJAYA | Existing | 11 kV |  | RYB | VCBJ/PCE/J23061 | PE 23.06 TEMP OSK |  |  | Fail | Please check "Use"
378117961 | TNB | DISTRIBUTION | WP PUTRAJAYA & CYBERJAYA | Existing | 11 kV |  | RYB | VCBJ/PCE/J23061 | PE 23.06 TEMP OSK |  |  | Fail | Please check "Use"
378117964 | TNB | DISTRIBUTION | WP PUTRAJAYA & CYBERJAYA | Existing | 11 kV |  | RYB | VCBJ/PCE/J23061 | PE 23.06 TEMP OSK |  |  | Fail | Please check "Use"
378117965 | TNB | DISTRIBUTION | WP PUTRAJAYA & CYBERJAYA | Existing | 11 kV |  | RYB | VCBJ/PCE/J23061 | PE 23.06 TEMP OSK |  |  | Fail | Please check "Use"
378118132 | TNB | DISTRIBUTION | WP PUTRAJAYA & CYBERJAYA | Existing | 11 kV |  | RYB | VCBJ/PCE/J23191 | PE 23.19 AUTOVILLE NO1 |  |  | Fail | Please check "Use"
378118133 | TNB | DISTRIBUTION | WP PUTRAJAYA & CYBERJAYA | Existing | 11 kV |  | RYB | VCBJ/PCE/J23191 | PE 23.19 AUTOVILLE NO1 |  |  | Fail | Please check "Use"
378118134 | TNB | DISTRIBUTION | WP PUTRAJAYA & CYBERJAYA | Existing | 11 kV |  | RYB | VCBJ/PCE/J23191 | PE 23.19 AUTOVILLE NO1 |  |  | Fail | Please check "Use"
378118141 | TNB | DISTRIBUTION | WP PUTRAJAYA & CYBERJAYA | Existing | 11 kV |  | RYB | VCBJ/PCE/J23191 | PE 23.19 AUTOVILLE NO1 |  |  | Fail | Please check "Use"
378118144 | TNB | DISTRIBUTION | WP PUTRAJAYA & CYBERJAYA | Existing | 11 kV |  | RYB | VCBJ/PCE/J23191 | PE 23.19 AUTOVILLE NO1 |  |  | Fail | Please check "Use"
378118145 | TNB | DISTRIBUTION | WP PUTRAJAYA & CYBERJAYA | Existing | 11 kV |  | RYB | VCBJ/PCE/J23191 | PE 23.19 AUTOVILLE NO1 |  |  | Fail | Please check "Use"
378118146 | TNB | DISTRIBUTION | WP PUTRAJAYA & CYBERJAYA | Existing | 11 kV |  | RYB | VCBJ/PCE/J23191 | PE 23.19 AUTOVILLE NO1 |  |  | Fail | Please check "Use"
378118148 | TNB | DISTRIBUTION | WP PUTRAJAYA & CYBERJAYA | Existing | 11 kV |  | RYB | VCBJ/PCE/J23191 | PE 23.19 AUTOVILLE NO1 |  |  | Fail | Please check "Use"
378118149 | TNB | DISTRIBUTION | WP PUTRAJAYA & CYBERJAYA | Existing | 11 kV |  | RYB | VCBJ/PCE/J23191 | PE 23.19 AUTOVILLE NO1 |  |  | Fail | Please check "Use"
378118151 | TNB | DISTRIBUTION | WP PUTRAJAYA & CYBERJAYA | Existing | 11 kV |  | RYB | VCBJ/PCE/J23191 | PE 23.19 AUTOVILLE NO1 |  |  | Fail | Please check "Use"
378118159 | TNB | DISTRIBUTION | WP PUTRAJAYA & CYBERJAYA | Existing | 11 kV |  | RYB | VCBJ/PCE/J23191 | PE 23.19 AUTOVILLE NO1 |  |  | Fail | Please check "Use"
378118303 | TNB | DISTRIBUTION | WP PUTRAJAYA & CYBERJAYA | Existing | 11 kV |  | RYB | VCBJ/PCE/J23201 | PE 23.20 AUTOVILLE 2 |  |  | Fail | Please check "Use"
378118304 | TNB | DISTRIBUTION | WP PUTRAJAYA & CYBERJAYA | Existing | 11 kV |  | RYB | VCBJ/PCE/J23201 | PE 23.20 AUTOVILLE 2 |  |  | Fail | Please check "Use"
378118305 | TNB | DISTRIBUTION | WP PUTRAJAYA & CYBERJAYA | Existing | 11 kV |  | RYB | VCBJ/PCE/J23201 | PE 23.20 AUTOVILLE 2 |  |  | Fail | Please check "Use"
378118312 | TNB | DISTRIBUTION | WP PUTRAJAYA & CYBERJAYA | Existing | 11 kV |  | RYB | VCBJ/PCE/J23201 | PE 23.20 AUTOVILLE 2 |  |  | Fail | Please check "Use"
378118315 | TNB | DISTRIBUTION | WP PUTRAJAYA & CYBERJAYA | Existing | 11 kV |  | RYB | VCBJ/PCE/J23201 | PE 23.20 AUTOVILLE 2 |  |  | Fail | Please check "Use"
378118316 | TNB | DISTRIBUTION | WP PUTRAJAYA & CYBERJAYA | Existing | 11 kV |  | RYB | VCBJ/PCE/J23201 | PE 23.20 AUTOVILLE 2 |  |  | Fail | Please check "Use"
378118317 | TNB | DISTRIBUTION | WP PUTRAJAYA & CYBERJAYA | Existing | 11 kV |  | RYB | VCBJ/PCE/J23201 | PE 23.20 AUTOVILLE 2 |  |  | Fail | Please check "Use"
378118319 | TNB | DISTRIBUTION | WP PUTRAJAYA & CYBERJAYA | Existing | 11 kV |  | RYB | VCBJ/PCE/J23201 | PE 23.20 AUTOVILLE 2 |  |  | Fail | Please check "Use"
378118320 | TNB | DISTRIBUTION | WP PUTRAJAYA & CYBERJAYA | Existing | 11 kV |  | RYB | VCBJ/PCE/J23201 | PE 23.20 AUTOVILLE 2 |  |  | Fail | Please check "Use"
378118322 | TNB | DISTRIBUTION | WP PUTRAJAYA & CYBERJAYA | Existing | 11 kV |  | RYB | VCBJ/PCE/J23201 | PE 23.20 AUTOVILLE 2 |  |  | Fail | Please check "Use"
378118330 | TNB | DISTRIBUTION | WP PUTRAJAYA & CYBERJAYA | Existing | 11 kV |  | RYB | VCBJ/PCE/J23201 | PE 23.20 AUTOVILLE 2 |  |  | Fail | Please check "Use"
378118614 | TNB | DISTRIBUTION | WP PUTRAJAYA & CYBERJAYA | Existing | 11 kV |  | RYB | VCBJ/PPU/G00006 | PPU CYBERJAYA NO 6 | 11 |  | Fail | Please check "Use"
378118615 | TNB | DISTRIBUTION | WP PUTRAJAYA & CYBERJAYA | Existing | 11 kV |  | RYB | VCBJ/PPU/G00006 | PPU CYBERJAYA NO 6 | 11 |  | Fail | Please check "Use"
378118626 | TNB | DISTRIBUTION | WP PUTRAJAYA & CYBERJAYA | Existing | 11 kV |  | RYB | VCBJ/PPU/G00006 | PPU CYBERJAYA NO 6 | 11 |  | Fail | Please check "Use"
378118628 | TNB | DISTRIBUTION | WP PUTRAJAYA & CYBERJAYA | Existing | 11 kV |  | RYB | VCBJ/PPU/G00006 | PPU CYBERJAYA NO 6 | 11 |  | Fail | Please check "Use"
378129640 | TNB | DISTRIBUTION | WP PUTRAJAYA & CYBERJAYA | Existing | 11 kV |  | RYB | VPTJ/PCE/J02162 | SS 2.16 MENARA PJH (2C1) (F2) |  |  | Fail | Please check "Use"
378129655 | TNB | DISTRIBUTION | WP PUTRAJAYA & CYBERJAYA | Existing | 11 kV |  | RYB | VPTJ/PCE/J02221 | SS 2.22 2C2 (F1) |  |  | Fail | Please check "Use"
378129659 | TNB | DISTRIBUTION | WP PUTRAJAYA & CYBERJAYA | Existing | 11 kV |  | RYB | VPTJ/PCE/J02221 | SS 2.22 2C2 (F1) |  |  | Fail | Please check "Use"
378129662 | TNB | DISTRIBUTION | WP PUTRAJAYA & CYBERJAYA | Existing | 11 kV |  | RYB | VPTJ/PCE/J02221 | SS 2.22 2C2 (F1) |  |  | Fail | Please check "Use"
378129665 | TNB | DISTRIBUTION | WP PUTRAJAYA & CYBERJAYA | Existing | 11 kV |  | RYB | VPTJ/PCE/J02221 | SS 2.22 2C2 (F1) |  |  | Fail | Please check "Use"
378129667 | TNB | DISTRIBUTION | WP PUTRAJAYA & CYBERJAYA | Existing | 11 kV |  | RYB | VPTJ/PCE/J02221 | SS 2.22 2C2 (F1) |  |  | Fail | Please check "Use"
378129673 | TNB | DISTRIBUTION | WP PUTRAJAYA & CYBERJAYA | Existing | 11 kV |  | RYB | VPTJ/PCE/J02221 | SS 2.22 2C2 (F1) |  |  | Fail | Please check "Use"
378129674 | TNB | DISTRIBUTION | WP PUTRAJAYA & CYBERJAYA | Existing | 11 kV |  | RYB | VPTJ/PCE/J02221 | SS 2.22 2C2 (F1) |  |  | Fail | Please check "Use"
378129681 | TNB | DISTRIBUTION | WP PUTRAJAYA & CYBERJAYA | Existing | 11 kV |  | RYB | VPTJ/PCE/J02221 | SS 2.22 2C2 (F1) |  |  | Fail | Please check "Use"
378129696 | TNB | DISTRIBUTION | WP PUTRAJAYA & CYBERJAYA | Existing | 11 kV |  | RYB | VPTJ/PCE/J02222 | SS 2.22 2C2 (F2) |  |  | Fail | Please check "Use"
378129700 | TNB | DISTRIBUTION | WP PUTRAJAYA & CYBERJAYA | Existing | 11 kV |  | RYB | VPTJ/PCE/J02222 | SS 2.22 2C2 (F2) |  |  | Fail | Please check "Use"
378129703 | TNB | DISTRIBUTION | WP PUTRAJAYA & CYBERJAYA | Existing | 11 kV |  | RYB | VPTJ/PCE/J02222 | SS 2.22 2C2 (F2) |  |  | Fail | Please check "Use"
378129706 | TNB | DISTRIBUTION | WP PUTRAJAYA & CYBERJAYA | Existing | 11 kV |  | RYB | VPTJ/PCE/J02222 | SS 2.22 2C2 (F2) |  |  | Fail | Please check "Use"
378129708 | TNB | DISTRIBUTION | WP PUTRAJAYA & CYBERJAYA | Existing | 11 kV |  | RYB | VPTJ/PCE/J02222 | SS 2.22 2C2 (F2) |  |  | Fail | Please check "Use"
378129714 | TNB | DISTRIBUTION | WP PUTRAJAYA & CYBERJAYA | Existing | 11 kV |  | RYB | VPTJ/PCE/J02222 | SS 2.22 2C2 (F2) |  |  | Fail | Please check "Use"
378129715 | TNB | DISTRIBUTION | WP PUTRAJAYA & CYBERJAYA | Existing | 11 kV |  | RYB | VPTJ/PCE/J02222 | SS 2.22 2C2 (F2) |  |  | Fail | Please check "Use"
378129722 | TNB | DISTRIBUTION | WP PUTRAJAYA & CYBERJAYA | Existing | 11 kV |  | RYB | VPTJ/PCE/J02222 | SS 2.22 2C2 (F2) |  |  | Fail | Please check "Use"
378129764 | TNB | DISTRIBUTION | WP PUTRAJAYA & CYBERJAYA | Existing | 11 kV |  | RYB | VPTJ/PCE/J02091 | SS 2.09 MOF 2G1 (F1) |  |  | Fail | Please check "Use"
378129768 | TNB | DISTRIBUTION | WP PUTRAJAYA & CYBERJAYA | Existing | 11 kV |  | RYB | VPTJ/PCE/J02091 | SS 2.09 MOF 2G1 (F1) |  |  | Fail | Please check "Use"
378129771 | TNB | DISTRIBUTION | WP PUTRAJAYA & CYBERJAYA | Existing | 11 kV |  | RYB | VPTJ/PCE/J02091 | SS 2.09 MOF 2G1 (F1) |  |  | Fail | Please check "Use"
378129774 | TNB | DISTRIBUTION | WP PUTRAJAYA & CYBERJAYA | Existing | 11 kV |  | RYB | VPTJ/PCE/J02091 | SS 2.09 MOF 2G1 (F1) |  |  | Fail | Please check "Use"
378129776 | TNB | DISTRIBUTION | WP PUTRAJAYA & CYBERJAYA | Existing | 11 kV |  | RYB | VPTJ/PCE/J02091 | SS 2.09 MOF 2G1 (F1) |  |  | Fail | Please check "Use"
378129782 | TNB | DISTRIBUTION | WP PUTRAJAYA & CYBERJAYA | Existing | 11 kV |  | RYB | VPTJ/PCE/J02091 | SS 2.09 MOF 2G1 (F1) |  |  | Fail | Please check "Use"
378129783 | TNB | DISTRIBUTION | WP PUTRAJAYA & CYBERJAYA | Existing | 11 kV |  | RYB | VPTJ/PCE/J02091 | SS 2.09 MOF 2G1 (F1) |  |  | Fail | Please check "Use"
378129790 | TNB | DISTRIBUTION | WP PUTRAJAYA & CYBERJAYA | Existing | 11 kV |  | RYB | VPTJ/PCE/J02091 | SS 2.09 MOF 2G1 (F1) |  |  | Fail | Please check "Use"
378129805 | TNB | DISTRIBUTION | WP PUTRAJAYA & CYBERJAYA | Existing | 11 kV |  | RYB | VPTJ/PCE/J02092 | SS 2.09 MOF 2G1 (F2) |  |  | Fail | Please check "Use"
378129809 | TNB | DISTRIBUTION | WP PUTRAJAYA & CYBERJAYA | Existing | 11 kV |  | RYB | VPTJ/PCE/J02092 | SS 2.09 MOF 2G1 (F2) |  |  | Fail | Please check "Use"
378129812 | TNB | DISTRIBUTION | WP PUTRAJAYA & CYBERJAYA | Existing | 11 kV |  | RYB | VPTJ/PCE/J02092 | SS 2.09 MOF 2G1 (F2) |  |  | Fail | Please check "Use"
378129815 | TNB | DISTRIBUTION | WP PUTRAJAYA & CYBERJAYA | Existing | 11 kV |  | RYB | VPTJ/PCE/J02092 | SS 2.09 MOF 2G1 (F2) |  |  | Fail | Please check "Use"
378129817 | TNB | DISTRIBUTION | WP PUTRAJAYA & CYBERJAYA | Existing | 11 kV |  | RYB | VPTJ/PCE/J02092 | SS 2.09 MOF 2G1 (F2) |  |  | Fail | Please check "Use"
378129823 | TNB | DISTRIBUTION | WP PUTRAJAYA & CYBERJAYA | Existing | 11 kV |  | RYB | VPTJ/PCE/J02092 | SS 2.09 MOF 2G1 (F2) |  |  | Fail | Please check "Use"
378129824 | TNB | DISTRIBUTION | WP PUTRAJAYA & CYBERJAYA | Existing | 11 kV |  | RYB | VPTJ/PCE/J02092 | SS 2.09 MOF 2G1 (F2) |  |  | Fail | Please check "Use"
378129831 | TNB | DISTRIBUTION | WP PUTRAJAYA & CYBERJAYA | Existing | 11 kV |  | RYB | VPTJ/PCE/J02092 | SS 2.09 MOF 2G1 (F2) |  |  | Fail | Please check "Use"
378129872 | TNB | DISTRIBUTION | WP PUTRAJAYA & CYBERJAYA | Existing | 11 kV |  | RYB | VPTJ/PCE/J02101 | SS 2.10 MOF 2G2 UTARA (F1) |  |  | Fail | Please check "Use"
378129876 | TNB | DISTRIBUTION | WP PUTRAJAYA & CYBERJAYA | Existing | 11 kV |  | RYB | VPTJ/PCE/J02101 | SS 2.10 MOF 2G2 UTARA (F1) |  |  | Fail | Please check "Use"
378129879 | TNB | DISTRIBUTION | WP PUTRAJAYA & CYBERJAYA | Existing | 11 kV |  | RYB | VPTJ/PCE/J02101 | SS 2.10 MOF 2G2 UTARA (F1) |  |  | Fail | Please check "Use"
378129882 | TNB | DISTRIBUTION | WP PUTRAJAYA & CYBERJAYA | Existing | 11 kV |  | RYB | VPTJ/PCE/J02101 | SS 2.10 MOF 2G2 UTARA (F1) |  |  | Fail | Please check "Use"
378129884 | TNB | DISTRIBUTION | WP PUTRAJAYA & CYBERJAYA | Existing | 11 kV |  | RYB | VPTJ/PCE/J02101 | SS 2.10 MOF 2G2 UTARA (F1) |  |  | Fail | Please check "Use"
378129890 | TNB | DISTRIBUTION | WP PUTRAJAYA & CYBERJAYA | Existing | 11 kV |  | RYB | VPTJ/PCE/J02101 | SS 2.10 MOF 2G2 UTARA (F1) |  |  | Fail | Please check "Use"
378129891 | TNB | DISTRIBUTION | WP PUTRAJAYA & CYBERJAYA | Existing | 11 kV |  | RYB | VPTJ/PCE/J02101 | SS 2.10 MOF 2G2 UTARA (F1) |  |  | Fail | Please check "Use"
378129898 | TNB | DISTRIBUTION | WP PUTRAJAYA & CYBERJAYA | Existing | 11 kV |  | RYB | VPTJ/PCE/J02101 | SS 2.10 MOF 2G2 UTARA (F1) |  |  | Fail | Please check "Use"
378129913 | TNB | DISTRIBUTION | WP PUTRAJAYA & CYBERJAYA | Existing | 11 kV |  | RYB | VPTJ/PCE/J02102 | SS 2.10 MOF 2G2 UTARA (F2) |  |  | Fail | Please check "Use"
378129917 | TNB | DISTRIBUTION | WP PUTRAJAYA & CYBERJAYA | Existing | 11 kV |  | RYB | VPTJ/PCE/J02102 | SS 2.10 MOF 2G2 UTARA (F2) |  |  | Fail | Please check "Use"
378129920 | TNB | DISTRIBUTION | WP PUTRAJAYA & CYBERJAYA | Existing | 11 kV |  | RYB | VPTJ/PCE/J02102 | SS 2.10 MOF 2G2 UTARA (F2) |  |  | Fail | Please check "Use"
378129923 | TNB | DISTRIBUTION | WP PUTRAJAYA & CYBERJAYA | Existing | 11 kV |  | RYB | VPTJ/PCE/J02102 | SS 2.10 MOF 2G2 UTARA (F2) |  |  | Fail | Please check "Use"
378129925 | TNB | DISTRIBUTION | WP PUTRAJAYA & CYBERJAYA | Existing | 11 kV |  | RYB | VPTJ/PCE/J02102 | SS 2.10 MOF 2G2 UTARA (F2) |  |  | Fail | Please check "Use"
378129931 | TNB | DISTRIBUTION | WP PUTRAJAYA & CYBERJAYA | Existing | 11 kV |  | RYB | VPTJ/PCE/J02102 | SS 2.10 MOF 2G2 UTARA (F2) |  |  | Fail | Please check "Use"
378129932 | TNB | DISTRIBUTION | WP PUTRAJAYA & CYBERJAYA | Existing | 11 kV |  | RYB | VPTJ/PCE/J02102 | SS 2.10 MOF 2G2 UTARA (F2) |  |  | Fail | Please check "Use"
378129939 | TNB | DISTRIBUTION | WP PUTRAJAYA & CYBERJAYA | Existing | 11 kV |  | RYB | VPTJ/PCE/J02102 | SS 2.10 MOF 2G2 UTARA (F2) |  |  | Fail | Please check "Use"
378129999 | TNB | DISTRIBUTION | WP PUTRAJAYA & CYBERJAYA | Existing | 11 kV |  | RYB | VPTJ/PCE/J02112 | SS 2.11 MOF 2G2 SELATAN (F2) |  |  | Fail | Please check "Use"
378130003 | TNB | DISTRIBUTION | WP PUTRAJAYA & CYBERJAYA | Existing | 11 kV |  | RYB | VPTJ/PCE/J02112 | SS 2.11 MOF 2G2 SELATAN (F2) |  |  | Fail | Please check "Use"
378130006 | TNB | DISTRIBUTION | WP PUTRAJAYA & CYBERJAYA | Existing | 11 kV |  | RYB | VPTJ/PCE/J02112 | SS 2.11 MOF 2G2 SELATAN (F2) |  |  | Fail | Please check "Use"
378130007 | TNB | DISTRIBUTION | WP PUTRAJAYA & CYBERJAYA | Existing | 11 kV |  | RYB | VPTJ/PCE/J02112 | SS 2.11 MOF 2G2 SELATAN (F2) |  |  | Fail | Please check "Use"
378130009 | TNB | DISTRIBUTION | WP PUTRAJAYA & CYBERJAYA | Existing | 11 kV |  | RYB | VPTJ/PCE/J02112 | SS 2.11 MOF 2G2 SELATAN (F2) |  |  | Fail | Please check "Use"
378130011 | TNB | DISTRIBUTION | WP PUTRAJAYA & CYBERJAYA | Existing | 11 kV |  | RYB | VPTJ/PCE/J02112 | SS 2.11 MOF 2G2 SELATAN (F2) |  |  | Fail | Please check "Use"
378130017 | TNB | DISTRIBUTION | WP PUTRAJAYA & CYBERJAYA | Existing | 11 kV |  | RYB | VPTJ/PCE/J02112 | SS 2.11 MOF 2G2 SELATAN (F2) |  |  | Fail | Please check "Use"
378130018 | TNB | DISTRIBUTION | WP PUTRAJAYA & CYBERJAYA | Existing | 11 kV |  | RYB | VPTJ/PCE/J02112 | SS 2.11 MOF 2G2 SELATAN (F2) |  |  | Fail | Please check "Use"
378130019 | TNB | DISTRIBUTION | WP PUTRAJAYA & CYBERJAYA | Existing | 11 kV |  | RYB | VPTJ/PCE/J02112 | SS 2.11 MOF 2G2 SELATAN (F2) |  |  | Fail | Please check "Use"
378130022 | TNB | DISTRIBUTION | WP PUTRAJAYA & CYBERJAYA | Existing | 11 kV |  | RYB | VPTJ/PCE/J02112 | SS 2.11 MOF 2G2 SELATAN (F2) |  |  | Fail | Please check "Use"
378130025 | TNB | DISTRIBUTION | WP PUTRAJAYA & CYBERJAYA | Existing | 11 kV |  | RYB | VPTJ/PCE/J02112 | SS 2.11 MOF 2G2 SELATAN (F2) |  |  | Fail | Please check "Use"
378130040 | TNB | DISTRIBUTION | WP PUTRAJAYA & CYBERJAYA | Existing | 11 kV |  | RYB | VPTJ/PCE/J02111 | SS 2.11 MOF 2G2 SELATAN (F1) |  |  | Fail | Please check "Use"
378130044 | TNB | DISTRIBUTION | WP PUTRAJAYA & CYBERJAYA | Existing | 11 kV |  | RYB | VPTJ/PCE/J02111 | SS 2.11 MOF 2G2 SELATAN (F1) |  |  | Fail | Please check "Use"
378130048 | TNB | DISTRIBUTION | WP PUTRAJAYA & CYBERJAYA | Existing | 11 kV |  | RYB | VPTJ/PCE/J02111 | SS 2.11 MOF 2G2 SELATAN (F1) |  |  | Fail | Please check "Use"
378130050 | TNB | DISTRIBUTION | WP PUTRAJAYA & CYBERJAYA | Existing | 11 kV |  | RYB | VPTJ/PCE/J02111 | SS 2.11 MOF 2G2 SELATAN (F1) |  |  | Fail | Please check "Use"
378130052 | TNB | DISTRIBUTION | WP PUTRAJAYA & CYBERJAYA | Existing | 11 kV |  | RYB | VPTJ/PCE/J02111 | SS 2.11 MOF 2G2 SELATAN (F1) |  |  | Fail | Please check "Use"
378130058 | TNB | DISTRIBUTION | WP PUTRAJAYA & CYBERJAYA | Existing | 11 kV |  | RYB | VPTJ/PCE/J02111 | SS 2.11 MOF 2G2 SELATAN (F1) |  |  | Fail | Please check "Use"
378130060 | TNB | DISTRIBUTION | WP PUTRAJAYA & CYBERJAYA | Existing | 11 kV |  | RYB | VPTJ/PCE/J02111 | SS 2.11 MOF 2G2 SELATAN (F1) |  |  | Fail | Please check "Use"
378130063 | TNB | DISTRIBUTION | WP PUTRAJAYA & CYBERJAYA | Existing | 11 kV |  | RYB | VPTJ/PCE/J02111 | SS 2.11 MOF 2G2 SELATAN (F1) |  |  | Fail | Please check "Use"
378130085 | TNB | DISTRIBUTION | WP PUTRAJAYA & CYBERJAYA | Existing | 11 kV |  | RYB | VPTJ/PCE/J02201 | SS 2.20 2M11 (F1) |  |  | Fail | Please check "Use"
378130089 | TNB | DISTRIBUTION | WP PUTRAJAYA & CYBERJAYA | Existing | 11 kV |  | RYB | VPTJ/PCE/J02201 | SS 2.20 2M11 (F1) |  |  | Fail | Please check "Use"
378130092 | TNB | DISTRIBUTION | WP PUTRAJAYA & CYBERJAYA | Existing | 11 kV |  | RYB | VPTJ/PCE/J02201 | SS 2.20 2M11 (F1) |  |  | Fail | Please check "Use"
378130095 | TNB | DISTRIBUTION | WP PUTRAJAYA & CYBERJAYA | Existing | 11 kV |  | RYB | VPTJ/PCE/J02201 | SS 2.20 2M11 (F1) |  |  | Fail | Please check "Use"
378130097 | TNB | DISTRIBUTION | WP PUTRAJAYA & CYBERJAYA | Existing | 11 kV |  | RYB | VPTJ/PCE/J02201 | SS 2.20 2M11 (F1) |  |  | Fail | Please check "Use"
378130103 | TNB | DISTRIBUTION | WP PUTRAJAYA & CYBERJAYA | Existing | 11 kV |  | RYB | VPTJ/PCE/J02201 | SS 2.20 2M11 (F1) |  |  | Fail | Please check "Use"
378130104 | TNB | DISTRIBUTION | WP PUTRAJAYA & CYBERJAYA | Existing | 11 kV |  | RYB | VPTJ/PCE/J02201 | SS 2.20 2M11 (F1) |  |  | Fail | Please check "Use"
378130111 | TNB | DISTRIBUTION | WP PUTRAJAYA & CYBERJAYA | Existing | 11 kV |  | RYB | VPTJ/PCE/J02201 | SS 2.20 2M11 (F1) |  |  | Fail | Please check "Use"
378130126 | TNB | DISTRIBUTION | WP PUTRAJAYA & CYBERJAYA | Existing | 11 kV |  | RYB | VPTJ/PCE/J02202 | SS 2.20 2M11 (F2) |  |  | Fail | Please check "Use"
378130130 | TNB | DISTRIBUTION | WP PUTRAJAYA & CYBERJAYA | Existing | 11 kV |  | RYB | VPTJ/PCE/J02202 | SS 2.20 2M11 (F2) |  |  | Fail | Please check "Use"
378130133 | TNB | DISTRIBUTION | WP PUTRAJAYA & CYBERJAYA | Existing | 11 kV |  | RYB | VPTJ/PCE/J02202 | SS 2.20 2M11 (F2) |  |  | Fail | Please check "Use"
378130136 | TNB | DISTRIBUTION | WP PUTRAJAYA & CYBERJAYA | Existing | 11 kV |  | RYB | VPTJ/PCE/J02202 | SS 2.20 2M11 (F2) |  |  | Fail | Please check "Use"
378130138 | TNB | DISTRIBUTION | WP PUTRAJAYA & CYBERJAYA | Existing | 11 kV |  | RYB | VPTJ/PCE/J02202 | SS 2.20 2M11 (F2) |  |  | Fail | Please check "Use"
378130144 | TNB | DISTRIBUTION | WP PUTRAJAYA & CYBERJAYA | Existing | 11 kV |  | RYB | VPTJ/PCE/J02202 | SS 2.20 2M11 (F2) |  |  | Fail | Please check "Use"
378130145 | TNB | DISTRIBUTION | WP PUTRAJAYA & CYBERJAYA | Existing | 11 kV |  | RYB | VPTJ/PCE/J02202 | SS 2.20 2M11 (F2) |  |  | Fail | Please check "Use"
378130152 | TNB | DISTRIBUTION | WP PUTRAJAYA & CYBERJAYA | Existing | 11 kV |  | RYB | VPTJ/PCE/J02202 | SS 2.20 2M11 (F2) |  |  | Fail | Please check "Use"
378130168 | TNB | DISTRIBUTION | WP PUTRAJAYA & CYBERJAYA | Existing | 11 kV |  | RYB | VPTJ/PCE/J18201 | PE 18.20 TMN PANCARONA (F1) |  |  | Fail | Please check "Use"
378130169 | TNB | DISTRIBUTION | WP PUTRAJAYA & CYBERJAYA | Existing | 11 kV |  | RYB | VPTJ/PCE/J18201 | PE 18.20 TMN PANCARONA (F1) |  |  | Fail | Please check "Use"
378130174 | TNB | DISTRIBUTION | WP PUTRAJAYA & CYBERJAYA | Existing | 11 kV |  | RYB | VPTJ/PCE/J18201 | PE 18.20 TMN PANCARONA (F1) |  |  | Fail | Please check "Use"
378130180 | TNB | DISTRIBUTION | WP PUTRAJAYA & CYBERJAYA | Existing | 11 kV |  | RYB | VPTJ/PCE/J18201 | PE 18.20 TMN PANCARONA (F1) |  |  | Fail | Please check "Use"
378130181 | TNB | DISTRIBUTION | WP PUTRAJAYA & CYBERJAYA | Existing | 11 kV |  | RYB | VPTJ/PCE/J18201 | PE 18.20 TMN PANCARONA (F1) |  |  | Fail | Please check "Use"
378130185 | TNB | DISTRIBUTION | WP PUTRAJAYA & CYBERJAYA | Existing | 11 kV |  | RYB | VPTJ/PCE/J18201 | PE 18.20 TMN PANCARONA (F1) |  |  | Fail | Please check "Use"
378130188 | TNB | DISTRIBUTION | WP PUTRAJAYA & CYBERJAYA | Existing | 11 kV |  | RYB | VPTJ/PCE/J18201 | PE 18.20 TMN PANCARONA (F1) |  |  | Fail | Please check "Use"
378130189 | TNB | DISTRIBUTION | WP PUTRAJAYA & CYBERJAYA | Existing | 11 kV |  | RYB | VPTJ/PCE/J18201 | PE 18.20 TMN PANCARONA (F1) |  |  | Fail | Please check "Use"
378130262 | TNB | DISTRIBUTION | WP PUTRAJAYA & CYBERJAYA | Existing | 11 kV |  | RYB | VPTJ/PCE/J18202 | PE 18.20 TMN PANCARONA (F2) |  |  | Fail | Please check "Use"
378130263 | TNB | DISTRIBUTION | WP PUTRAJAYA & CYBERJAYA | Existing | 11 kV |  | RYB | VPTJ/PCE/J18202 | PE 18.20 TMN PANCARONA (F2) |  |  | Fail | Please check "Use"
378130268 | TNB | DISTRIBUTION | WP PUTRAJAYA & CYBERJAYA | Existing | 11 kV |  | RYB | VPTJ/PCE/J18202 | PE 18.20 TMN PANCARONA (F2) |  |  | Fail | Please check "Use"
378130274 | TNB | DISTRIBUTION | WP PUTRAJAYA & CYBERJAYA | Existing | 11 kV |  | RYB | VPTJ/PCE/J18202 | PE 18.20 TMN PANCARONA (F2) |  |  | Fail | Please check "Use"
378130275 | TNB | DISTRIBUTION | WP PUTRAJAYA & CYBERJAYA | Existing | 11 kV |  | RYB | VPTJ/PCE/J18202 | PE 18.20 TMN PANCARONA (F2) |  |  | Fail | Please check "Use"
378130279 | TNB | DISTRIBUTION | WP PUTRAJAYA & CYBERJAYA | Existing | 11 kV |  | RYB | VPTJ/PCE/J18202 | PE 18.20 TMN PANCARONA (F2) |  |  | Fail | Please check "Use"
378130282 | TNB | DISTRIBUTION | WP PUTRAJAYA & CYBERJAYA | Existing | 11 kV |  | RYB | VPTJ/PCE/J18202 | PE 18.20 TMN PANCARONA (F2) |  |  | Fail | Please check "Use"
378130283 | TNB | DISTRIBUTION | WP PUTRAJAYA & CYBERJAYA | Existing | 11 kV |  | RYB | VPTJ/PCE/J18202 | PE 18.20 TMN PANCARONA (F2) |  |  | Fail | Please check "Use"
378130364 | TNB | DISTRIBUTION | WP PUTRAJAYA & CYBERJAYA | Existing | 11 kV |  | RYB | VPTJ/PCE/J03011 | PE 3.01 3M5 S/LIGHTING |  |  | Fail | Please check "Use"
378130365 | TNB | DISTRIBUTION | WP PUTRAJAYA & CYBERJAYA | Existing | 11 kV |  | RYB | VPTJ/PCE/J03011 | PE 3.01 3M5 S/LIGHTING |  |  | Fail | Please check "Use"
378130370 | TNB | DISTRIBUTION | WP PUTRAJAYA & CYBERJAYA | Existing | 11 kV |  | RYB | VPTJ/PCE/J03011 | PE 3.01 3M5 S/LIGHTING |  |  | Fail | Please check "Use"
378130376 | TNB | DISTRIBUTION | WP PUTRAJAYA & CYBERJAYA | Existing | 11 kV |  | RYB | VPTJ/PCE/J03011 | PE 3.01 3M5 S/LIGHTING |  |  | Fail | Please check "Use"
378130377 | TNB | DISTRIBUTION | WP PUTRAJAYA & CYBERJAYA | Existing | 11 kV |  | RYB | VPTJ/PCE/J03011 | PE 3.01 3M5 S/LIGHTING |  |  | Fail | Please check "Use"
378130381 | TNB | DISTRIBUTION | WP PUTRAJAYA & CYBERJAYA | Existing | 11 kV |  | RYB | VPTJ/PCE/J03011 | PE 3.01 3M5 S/LIGHTING |  |  | Fail | Please check "Use"
378130384 | TNB | DISTRIBUTION | WP PUTRAJAYA & CYBERJAYA | Existing | 11 kV |  | RYB | VPTJ/PCE/J03011 | PE 3.01 3M5 S/LIGHTING |  |  | Fail | Please check "Use"
378130385 | TNB | DISTRIBUTION | WP PUTRAJAYA & CYBERJAYA | Existing | 11 kV |  | RYB | VPTJ/PCE/J03011 | PE 3.01 3M5 S/LIGHTING |  |  | Fail | Please check "Use"
378130418 | TNB | DISTRIBUTION | WP PUTRAJAYA & CYBERJAYA | Existing | 11 kV |  | RYB | VPTJ/PCE/J04062 | PE 4.06 PADAT S/L (F2) |  |  | Fail | Please check "Use"
378130419 | TNB | DISTRIBUTION | WP PUTRAJAYA & CYBERJAYA | Existing | 11 kV |  | RYB | VPTJ/PCE/J04062 | PE 4.06 PADAT S/L (F2) |  |  | Fail | Please check "Use"
378130424 | TNB | DISTRIBUTION | WP PUTRAJAYA & CYBERJAYA | Existing | 11 kV |  | RYB | VPTJ/PCE/J04062 | PE 4.06 PADAT S/L (F2) |  |  | Fail | Please check "Use"
378130430 | TNB | DISTRIBUTION | WP PUTRAJAYA & CYBERJAYA | Existing | 11 kV |  | RYB | VPTJ/PCE/J04062 | PE 4.06 PADAT S/L (F2) |  |  | Fail | Please check "Use"
378130431 | TNB | DISTRIBUTION | WP PUTRAJAYA & CYBERJAYA | Existing | 11 kV |  | RYB | VPTJ/PCE/J04062 | PE 4.06 PADAT S/L (F2) |  |  | Fail | Please check "Use"
378130435 | TNB | DISTRIBUTION | WP PUTRAJAYA & CYBERJAYA | Existing | 11 kV |  | RYB | VPTJ/PCE/J04062 | PE 4.06 PADAT S/L (F2) |  |  | Fail | Please check "Use"
378130438 | TNB | DISTRIBUTION | WP PUTRAJAYA & CYBERJAYA | Existing | 11 kV |  | RYB | VPTJ/PCE/J04062 | PE 4.06 PADAT S/L (F2) |  |  | Fail | Please check "Use"
378130439 | TNB | DISTRIBUTION | WP PUTRAJAYA & CYBERJAYA | Existing | 11 kV |  | RYB | VPTJ/PCE/J04062 | PE 4.06 PADAT S/L (F2) |  |  | Fail | Please check "Use"
378130524 | TNB | DISTRIBUTION | WP PUTRAJAYA & CYBERJAYA | Existing | 11 kV |  | RYB | VPTJ/PCE/J04061 | PE 4.06 S/LIGHTING (F1) |  |  | Fail | Please check "Use"
378130525 | TNB | DISTRIBUTION | WP PUTRAJAYA & CYBERJAYA | Existing | 11 kV |  | RYB | VPTJ/PCE/J04061 | PE 4.06 S/LIGHTING (F1) |  |  | Fail | Please check "Use"
378130530 | TNB | DISTRIBUTION | WP PUTRAJAYA & CYBERJAYA | Existing | 11 kV |  | RYB | VPTJ/PCE/J04061 | PE 4.06 S/LIGHTING (F1) |  |  | Fail | Please check "Use"
378130536 | TNB | DISTRIBUTION | WP PUTRAJAYA & CYBERJAYA | Existing | 11 kV |  | RYB | VPTJ/PCE/J04061 | PE 4.06 S/LIGHTING (F1) |  |  | Fail | Please check "Use"
378130537 | TNB | DISTRIBUTION | WP PUTRAJAYA & CYBERJAYA | Existing | 11 kV |  | RYB | VPTJ/PCE/J04061 | PE 4.06 S/LIGHTING (F1) |  |  | Fail | Please check "Use"
378130541 | TNB | DISTRIBUTION | WP PUTRAJAYA & CYBERJAYA | Existing | 11 kV |  | RYB | VPTJ/PCE/J04061 | PE 4.06 S/LIGHTING (F1) |  |  | Fail | Please check "Use"
378130544 | TNB | DISTRIBUTION | WP PUTRAJAYA & CYBERJAYA | Existing | 11 kV |  | RYB | VPTJ/PCE/J04061 | PE 4.06 S/LIGHTING (F1) |  |  | Fail | Please check "Use"
378130545 | TNB | DISTRIBUTION | WP PUTRAJAYA & CYBERJAYA | Existing | 11 kV |  | RYB | VPTJ/PCE/J04061 | PE 4.06 S/LIGHTING (F1) |  |  | Fail | Please check "Use"
378130672 | TNB | DISTRIBUTION | WP PUTRAJAYA & CYBERJAYA | Existing | 11 kV |  | RYB | VPTJ/PCE/J04101 | PE 4.10 S/LIGHTING |  |  | Fail | Please check "Use"
378130673 | TNB | DISTRIBUTION | WP PUTRAJAYA & CYBERJAYA | Existing | 11 kV |  | RYB | VPTJ/PCE/J04101 | PE 4.10 S/LIGHTING |  |  | Fail | Please check "Use"
378130678 | TNB | DISTRIBUTION | WP PUTRAJAYA & CYBERJAYA | Existing | 11 kV |  | RYB | VPTJ/PCE/J04101 | PE 4.10 S/LIGHTING |  |  | Fail | Please check "Use"
378130684 | TNB | DISTRIBUTION | WP PUTRAJAYA & CYBERJAYA | Existing | 11 kV |  | RYB | VPTJ/PCE/J04101 | PE 4.10 S/LIGHTING |  |  | Fail | Please check "Use"
378130685 | TNB | DISTRIBUTION | WP PUTRAJAYA & CYBERJAYA | Existing | 11 kV |  | RYB | VPTJ/PCE/J04101 | PE 4.10 S/LIGHTING |  |  | Fail | Please check "Use"
378130689 | TNB | DISTRIBUTION | WP PUTRAJAYA & CYBERJAYA | Existing | 11 kV |  | RYB | VPTJ/PCE/J04101 | PE 4.10 S/LIGHTING |  |  | Fail | Please check "Use"
378130692 | TNB | DISTRIBUTION | WP PUTRAJAYA & CYBERJAYA | Existing | 11 kV |  | RYB | VPTJ/PCE/J04101 | PE 4.10 S/LIGHTING |  |  | Fail | Please check "Use"
378130693 | TNB | DISTRIBUTION | WP PUTRAJAYA & CYBERJAYA | Existing | 11 kV |  | RYB | VPTJ/PCE/J04101 | PE 4.10 S/LIGHTING |  |  | Fail | Please check "Use"
378130701 | TNB | DISTRIBUTION | WP PUTRAJAYA & CYBERJAYA | Existing | 11 kV |  | RYB | VPTJ/PCE/J17021 | PE 17.02 R8B |  |  | Fail | Please check "Use"
378130702 | TNB | DISTRIBUTION | WP PUTRAJAYA & CYBERJAYA | Existing | 11 kV |  | RYB | VPTJ/PCE/J17021 | PE 17.02 R8B |  |  | Fail | Please check "Use"
378130707 | TNB | DISTRIBUTION | WP PUTRAJAYA & CYBERJAYA | Existing | 11 kV |  | RYB | VPTJ/PCE/J17021 | PE 17.02 R8B |  |  | Fail | Please check "Use"
378130713 | TNB | DISTRIBUTION | WP PUTRAJAYA & CYBERJAYA | Existing | 11 kV |  | RYB | VPTJ/PCE/J17021 | PE 17.02 R8B |  |  | Fail | Please check "Use"
378130714 | TNB | DISTRIBUTION | WP PUTRAJAYA & CYBERJAYA | Existing | 11 kV |  | RYB | VPTJ/PCE/J17021 | PE 17.02 R8B |  |  | Fail | Please check "Use"
378130718 | TNB | DISTRIBUTION | WP PUTRAJAYA & CYBERJAYA | Existing | 11 kV |  | RYB | VPTJ/PCE/J17021 | PE 17.02 R8B |  |  | Fail | Please check "Use"
378130721 | TNB | DISTRIBUTION | WP PUTRAJAYA & CYBERJAYA | Existing | 11 kV |  | RYB | VPTJ/PCE/J17021 | PE 17.02 R8B |  |  | Fail | Please check "Use"
378130722 | TNB | DISTRIBUTION | WP PUTRAJAYA & CYBERJAYA | Existing | 11 kV |  | RYB | VPTJ/PCE/J17021 | PE 17.02 R8B |  |  | Fail | Please check "Use"
378130807 | TNB | DISTRIBUTION | WP PUTRAJAYA & CYBERJAYA | Existing | 11 kV |  | RYB | VPTJ/PCE/J19011 | PE 19.01 R8C |  |  | Fail | Please check "Use"
378130808 | TNB | DISTRIBUTION | WP PUTRAJAYA & CYBERJAYA | Existing | 11 kV |  | RYB | VPTJ/PCE/J19011 | PE 19.01 R8C |  |  | Fail | Please check "Use"
378130813 | TNB | DISTRIBUTION | WP PUTRAJAYA & CYBERJAYA | Existing | 11 kV |  | RYB | VPTJ/PCE/J19011 | PE 19.01 R8C |  |  | Fail | Please check "Use"
378130819 | TNB | DISTRIBUTION | WP PUTRAJAYA & CYBERJAYA | Existing | 11 kV |  | RYB | VPTJ/PCE/J19011 | PE 19.01 R8C |  |  | Fail | Please check "Use"
378130820 | TNB | DISTRIBUTION | WP PUTRAJAYA & CYBERJAYA | Existing | 11 kV |  | RYB | VPTJ/PCE/J19011 | PE 19.01 R8C |  |  | Fail | Please check "Use"
378130824 | TNB | DISTRIBUTION | WP PUTRAJAYA & CYBERJAYA | Existing | 11 kV |  | RYB | VPTJ/PCE/J19011 | PE 19.01 R8C |  |  | Fail | Please check "Use"
378130827 | TNB | DISTRIBUTION | WP PUTRAJAYA & CYBERJAYA | Existing | 11 kV |  | RYB | VPTJ/PCE/J19011 | PE 19.01 R8C |  |  | Fail | Please check "Use"
378130828 | TNB | DISTRIBUTION | WP PUTRAJAYA & CYBERJAYA | Existing | 11 kV |  | RYB | VPTJ/PCE/J19011 | PE 19.01 R8C |  |  | Fail | Please check "Use"
378130851 | TNB | DISTRIBUTION | WP PUTRAJAYA & CYBERJAYA | Existing | 11 kV |  | RYB | VPTJ/PCE/J19021 | PE 19.02 JLB 3 |  |  | Fail | Please check "Use"
378130852 | TNB | DISTRIBUTION | WP PUTRAJAYA & CYBERJAYA | Existing | 11 kV |  | RYB | VPTJ/PCE/J19021 | PE 19.02 JLB 3 |  |  | Fail | Please check "Use"
378130857 | TNB | DISTRIBUTION | WP PUTRAJAYA & CYBERJAYA | Existing | 11 kV |  | RYB | VPTJ/PCE/J19021 | PE 19.02 JLB 3 |  |  | Fail | Please check "Use"
378130863 | TNB | DISTRIBUTION | WP PUTRAJAYA & CYBERJAYA | Existing | 11 kV |  | RYB | VPTJ/PCE/J19021 | PE 19.02 JLB 3 |  |  | Fail | Please check "Use"
378130864 | TNB | DISTRIBUTION | WP PUTRAJAYA & CYBERJAYA | Existing | 11 kV |  | RYB | VPTJ/PCE/J19021 | PE 19.02 JLB 3 |  |  | Fail | Please check "Use"
378130868 | TNB | DISTRIBUTION | WP PUTRAJAYA & CYBERJAYA | Existing | 11 kV |  | RYB | VPTJ/PCE/J19021 | PE 19.02 JLB 3 |  |  | Fail | Please check "Use"
378130871 | TNB | DISTRIBUTION | WP PUTRAJAYA & CYBERJAYA | Existing | 11 kV |  | RYB | VPTJ/PCE/J19021 | PE 19.02 JLB 3 |  |  | Fail | Please check "Use"
378130872 | TNB | DISTRIBUTION | WP PUTRAJAYA & CYBERJAYA | Existing | 11 kV |  | RYB | VPTJ/PCE/J19021 | PE 19.02 JLB 3 |  |  | Fail | Please check "Use"
378130982 | TNB | DISTRIBUTION | WP PUTRAJAYA & CYBERJAYA | Existing | 11 kV |  | RYB | VPTJ/PCE/J18031 | PE 18.03 PS 12 |  |  | Fail | Please check "Use"
378130983 | TNB | DISTRIBUTION | WP PUTRAJAYA & CYBERJAYA | Existing | 11 kV |  | RYB | VPTJ/PCE/J18031 | PE 18.03 PS 12 |  |  | Fail | Please check "Use"
378130988 | TNB | DISTRIBUTION | WP PUTRAJAYA & CYBERJAYA | Existing | 11 kV |  | RYB | VPTJ/PCE/J18031 | PE 18.03 PS 12 |  |  | Fail | Please check "Use"
378130994 | TNB | DISTRIBUTION | WP PUTRAJAYA & CYBERJAYA | Existing | 11 kV |  | RYB | VPTJ/PCE/J18031 | PE 18.03 PS 12 |  |  | Fail | Please check "Use"
378130995 | TNB | DISTRIBUTION | WP PUTRAJAYA & CYBERJAYA | Existing | 11 kV |  | RYB | VPTJ/PCE/J18031 | PE 18.03 PS 12 |  |  | Fail | Please check "Use"
378130999 | TNB | DISTRIBUTION | WP PUTRAJAYA & CYBERJAYA | Existing | 11 kV |  | RYB | VPTJ/PCE/J18031 | PE 18.03 PS 12 |  |  | Fail | Please check "Use"
378131002 | TNB | DISTRIBUTION | WP PUTRAJAYA & CYBERJAYA | Existing | 11 kV |  | RYB | VPTJ/PCE/J18031 | PE 18.03 PS 12 |  |  | Fail | Please check "Use"
378131003 | TNB | DISTRIBUTION | WP PUTRAJAYA & CYBERJAYA | Existing | 11 kV |  | RYB | VPTJ/PCE/J18031 | PE 18.03 PS 12 |  |  | Fail | Please check "Use"
378131152 | TNB | DISTRIBUTION | WP PUTRAJAYA & CYBERJAYA | Existing | 11 kV |  | RYB | VPTJ/PCE/J18211 | PE 18.21 BLOK A 18R13 (F1) |  |  | Fail | Please check "Use"
378131153 | TNB | DISTRIBUTION | WP PUTRAJAYA & CYBERJAYA | Existing | 11 kV |  | RYB | VPTJ/PCE/J18211 | PE 18.21 BLOK A 18R13 (F1) |  |  | Fail | Please check "Use"
378131158 | TNB | DISTRIBUTION | WP PUTRAJAYA & CYBERJAYA | Existing | 11 kV |  | RYB | VPTJ/PCE/J18211 | PE 18.21 BLOK A 18R13 (F1) |  |  | Fail | Please check "Use"
378131164 | TNB | DISTRIBUTION | WP PUTRAJAYA & CYBERJAYA | Existing | 11 kV |  | RYB | VPTJ/PCE/J18211 | PE 18.21 BLOK A 18R13 (F1) |  |  | Fail | Please check "Use"
378131165 | TNB | DISTRIBUTION | WP PUTRAJAYA & CYBERJAYA | Existing | 11 kV |  | RYB | VPTJ/PCE/J18211 | PE 18.21 BLOK A 18R13 (F1) |  |  | Fail | Please check "Use"
378131169 | TNB | DISTRIBUTION | WP PUTRAJAYA & CYBERJAYA | Existing | 11 kV |  | RYB | VPTJ/PCE/J18211 | PE 18.21 BLOK A 18R13 (F1) |  |  | Fail | Please check "Use"
378131172 | TNB | DISTRIBUTION | WP PUTRAJAYA & CYBERJAYA | Existing | 11 kV |  | RYB | VPTJ/PCE/J18211 | PE 18.21 BLOK A 18R13 (F1) |  |  | Fail | Please check "Use"
378131173 | TNB | DISTRIBUTION | WP PUTRAJAYA & CYBERJAYA | Existing | 11 kV |  | RYB | VPTJ/PCE/J18211 | PE 18.21 BLOK A 18R13 (F1) |  |  | Fail | Please check "Use"
378131246 | TNB | DISTRIBUTION | WP PUTRAJAYA & CYBERJAYA | Existing | 11 kV |  | RYB | VPTJ/PCE/J18212 | PE 18.21 BLOK A 18R13 (F2) |  |  | Fail | Please check "Use"
378131247 | TNB | DISTRIBUTION | WP PUTRAJAYA & CYBERJAYA | Existing | 11 kV |  | RYB | VPTJ/PCE/J18212 | PE 18.21 BLOK A 18R13 (F2) |  |  | Fail | Please check "Use"
378131252 | TNB | DISTRIBUTION | WP PUTRAJAYA & CYBERJAYA | Existing | 11 kV |  | RYB | VPTJ/PCE/J18212 | PE 18.21 BLOK A 18R13 (F2) |  |  | Fail | Please check "Use"
378131258 | TNB | DISTRIBUTION | WP PUTRAJAYA & CYBERJAYA | Existing | 11 kV |  | RYB | VPTJ/PCE/J18212 | PE 18.21 BLOK A 18R13 (F2) |  |  | Fail | Please check "Use"
378131259 | TNB | DISTRIBUTION | WP PUTRAJAYA & CYBERJAYA | Existing | 11 kV |  | RYB | VPTJ/PCE/J18212 | PE 18.21 BLOK A 18R13 (F2) |  |  | Fail | Please check "Use"
378131263 | TNB | DISTRIBUTION | WP PUTRAJAYA & CYBERJAYA | Existing | 11 kV |  | RYB | VPTJ/PCE/J18212 | PE 18.21 BLOK A 18R13 (F2) |  |  | Fail | Please check "Use"
378131266 | TNB | DISTRIBUTION | WP PUTRAJAYA & CYBERJAYA | Existing | 11 kV |  | RYB | VPTJ/PCE/J18212 | PE 18.21 BLOK A 18R13 (F2) |  |  | Fail | Please check "Use"
378131267 | TNB | DISTRIBUTION | WP PUTRAJAYA & CYBERJAYA | Existing | 11 kV |  | RYB | VPTJ/PCE/J18212 | PE 18.21 BLOK A 18R13 (F2) |  |  | Fail | Please check "Use"
378131357 | TNB | DISTRIBUTION | WP PUTRAJAYA & CYBERJAYA | Existing | 11 kV |  | RYB | VPTJ/PCE/J02251 | PE 2.25 C/S FORMULA E 1 |  |  | Fail | Please check "Use"
378131358 | TNB | DISTRIBUTION | WP PUTRAJAYA & CYBERJAYA | Existing | 11 kV |  | RYB | VPTJ/PCE/J02251 | PE 2.25 C/S FORMULA E 1 |  |  | Fail | Please check "Use"
378131363 | TNB | DISTRIBUTION | WP PUTRAJAYA & CYBERJAYA | Existing | 11 kV |  | RYB | VPTJ/PCE/J02251 | PE 2.25 C/S FORMULA E 1 |  |  | Fail | Please check "Use"
378131369 | TNB | DISTRIBUTION | WP PUTRAJAYA & CYBERJAYA | Existing | 11 kV |  | RYB | VPTJ/PCE/J02251 | PE 2.25 C/S FORMULA E 1 |  |  | Fail | Please check "Use"
378131370 | TNB | DISTRIBUTION | WP PUTRAJAYA & CYBERJAYA | Existing | 11 kV |  | RYB | VPTJ/PCE/J02251 | PE 2.25 C/S FORMULA E 1 |  |  | Fail | Please check "Use"
378131374 | TNB | DISTRIBUTION | WP PUTRAJAYA & CYBERJAYA | Existing | 11 kV |  | RYB | VPTJ/PCE/J02251 | PE 2.25 C/S FORMULA E 1 |  |  | Fail | Please check "Use"
378131377 | TNB | DISTRIBUTION | WP PUTRAJAYA & CYBERJAYA | Existing | 11 kV |  | RYB | VPTJ/PCE/J02251 | PE 2.25 C/S FORMULA E 1 |  |  | Fail | Please check "Use"
378131378 | TNB | DISTRIBUTION | WP PUTRAJAYA & CYBERJAYA | Existing | 11 kV |  | RYB | VPTJ/PCE/J02251 | PE 2.25 C/S FORMULA E 1 |  |  | Fail | Please check "Use"
378131461 | TNB | DISTRIBUTION | WP PUTRAJAYA & CYBERJAYA | Existing | 11 kV |  | RYB | VPTJ/PCE/J02271 | PE 2.27 C/S FORMULA E 3 |  |  | Fail | Please check "Use"
378131462 | TNB | DISTRIBUTION | WP PUTRAJAYA & CYBERJAYA | Existing | 11 kV |  | RYB | VPTJ/PCE/J02271 | PE 2.27 C/S FORMULA E 3 |  |  | Fail | Please check "Use"
378131467 | TNB | DISTRIBUTION | WP PUTRAJAYA & CYBERJAYA | Existing | 11 kV |  | RYB | VPTJ/PCE/J02271 | PE 2.27 C/S FORMULA E 3 |  |  | Fail | Please check "Use"
378131473 | TNB | DISTRIBUTION | WP PUTRAJAYA & CYBERJAYA | Existing | 11 kV |  | RYB | VPTJ/PCE/J02271 | PE 2.27 C/S FORMULA E 3 |  |  | Fail | Please check "Use"
378131474 | TNB | DISTRIBUTION | WP PUTRAJAYA & CYBERJAYA | Existing | 11 kV |  | RYB | VPTJ/PCE/J02271 | PE 2.27 C/S FORMULA E 3 |  |  | Fail | Please check "Use"
378131478 | TNB | DISTRIBUTION | WP PUTRAJAYA & CYBERJAYA | Existing | 11 kV |  | RYB | VPTJ/PCE/J02271 | PE 2.27 C/S FORMULA E 3 |  |  | Fail | Please check "Use"
378131481 | TNB | DISTRIBUTION | WP PUTRAJAYA & CYBERJAYA | Existing | 11 kV |  | RYB | VPTJ/PCE/J02271 | PE 2.27 C/S FORMULA E 3 |  |  | Fail | Please check "Use"
378131482 | TNB | DISTRIBUTION | WP PUTRAJAYA & CYBERJAYA | Existing | 11 kV |  | RYB | VPTJ/PCE/J02271 | PE 2.27 C/S FORMULA E 3 |  |  | Fail | Please check "Use"
378155483 | TNB | DISTRIBUTION | WP PUTRAJAYA & CYBERJAYA | Existing | 11 kV |  | RYB | VCBJ/PCE/J22712 | PE 22.71 CBD PERDANA 2B F2 |  |  | Fail | Please check "Use"
378155484 | TNB | DISTRIBUTION | WP PUTRAJAYA & CYBERJAYA | Existing | 11 kV |  | RYB | VCBJ/PCE/J22712 | PE 22.71 CBD PERDANA 2B F2 |  |  | Fail | Please check "Use"
378155485 | TNB | DISTRIBUTION | WP PUTRAJAYA & CYBERJAYA | Existing | 11 kV |  | RYB | VCBJ/PCE/J22712 | PE 22.71 CBD PERDANA 2B F2 |  |  | Fail | Please check "Use"
378155492 | TNB | DISTRIBUTION | WP PUTRAJAYA & CYBERJAYA | Existing | 11 kV |  | RYB | VCBJ/PCE/J22712 | PE 22.71 CBD PERDANA 2B F2 |  |  | Fail | Please check "Use"
378155495 | TNB | DISTRIBUTION | WP PUTRAJAYA & CYBERJAYA | Existing | 11 kV |  | RYB | VCBJ/PCE/J22712 | PE 22.71 CBD PERDANA 2B F2 |  |  | Fail | Please check "Use"
378155496 | TNB | DISTRIBUTION | WP PUTRAJAYA & CYBERJAYA | Existing | 11 kV |  | RYB | VCBJ/PCE/J22712 | PE 22.71 CBD PERDANA 2B F2 |  |  | Fail | Please check "Use"
378155497 | TNB | DISTRIBUTION | WP PUTRAJAYA & CYBERJAYA | Existing | 11 kV |  | RYB | VCBJ/PCE/J22712 | PE 22.71 CBD PERDANA 2B F2 |  |  | Fail | Please check "Use"
378155499 | TNB | DISTRIBUTION | WP PUTRAJAYA & CYBERJAYA | Existing | 11 kV |  | RYB | VCBJ/PCE/J22712 | PE 22.71 CBD PERDANA 2B F2 |  |  | Fail | Please check "Use"
378155500 | TNB | DISTRIBUTION | WP PUTRAJAYA & CYBERJAYA | Existing | 11 kV |  | RYB | VCBJ/PCE/J22712 | PE 22.71 CBD PERDANA 2B F2 |  |  | Fail | Please check "Use"
378155502 | TNB | DISTRIBUTION | WP PUTRAJAYA & CYBERJAYA | Existing | 11 kV |  | RYB | VCBJ/PCE/J22712 | PE 22.71 CBD PERDANA 2B F2 |  |  | Fail | Please check "Use"
378155510 | TNB | DISTRIBUTION | WP PUTRAJAYA & CYBERJAYA | Existing | 11 kV |  | RYB | VCBJ/PCE/J22712 | PE 22.71 CBD PERDANA 2B F2 |  |  | Fail | Please check "Use"
378155661 | TNB | DISTRIBUTION | WP PUTRAJAYA & CYBERJAYA | Existing | 11 kV |  | RYB | VCBJ/PCE/J22822 | PE 22.82 CBD PERDANA 2C F2 |  |  | Fail | Please check "Use"
378155662 | TNB | DISTRIBUTION | WP PUTRAJAYA & CYBERJAYA | Existing | 11 kV |  | RYB | VCBJ/PCE/J22822 | PE 22.82 CBD PERDANA 2C F2 |  |  | Fail | Please check "Use"
378155667 | TNB | DISTRIBUTION | WP PUTRAJAYA & CYBERJAYA | Existing | 11 kV |  | RYB | VCBJ/PCE/J22822 | PE 22.82 CBD PERDANA 2C F2 |  |  | Fail | Please check "Use"
378155673 | TNB | DISTRIBUTION | WP PUTRAJAYA & CYBERJAYA | Existing | 11 kV |  | RYB | VCBJ/PCE/J22822 | PE 22.82 CBD PERDANA 2C F2 |  |  | Fail | Please check "Use"
378155674 | TNB | DISTRIBUTION | WP PUTRAJAYA & CYBERJAYA | Existing | 11 kV |  | RYB | VCBJ/PCE/J22822 | PE 22.82 CBD PERDANA 2C F2 |  |  | Fail | Please check "Use"
378155678 | TNB | DISTRIBUTION | WP PUTRAJAYA & CYBERJAYA | Existing | 11 kV |  | RYB | VCBJ/PCE/J22822 | PE 22.82 CBD PERDANA 2C F2 |  |  | Fail | Please check "Use"
378155681 | TNB | DISTRIBUTION | WP PUTRAJAYA & CYBERJAYA | Existing | 11 kV |  | RYB | VCBJ/PCE/J22822 | PE 22.82 CBD PERDANA 2C F2 |  |  | Fail | Please check "Use"
378155682 | TNB | DISTRIBUTION | WP PUTRAJAYA & CYBERJAYA | Existing | 11 kV |  | RYB | VCBJ/PCE/J22822 | PE 22.82 CBD PERDANA 2C F2 |  |  | Fail | Please check "Use"
378155755 | TNB | DISTRIBUTION | WP PUTRAJAYA & CYBERJAYA | Existing | 11 kV |  | RYB | VCBJ/PCE/J22821 | PE 22.82 CBD PERDANA 2C F1 |  |  | Fail | Please check "Use"
378155756 | TNB | DISTRIBUTION | WP PUTRAJAYA & CYBERJAYA | Existing | 11 kV |  | RYB | VCBJ/PCE/J22821 | PE 22.82 CBD PERDANA 2C F1 |  |  | Fail | Please check "Use"
378155761 | TNB | DISTRIBUTION | WP PUTRAJAYA & CYBERJAYA | Existing | 11 kV |  | RYB | VCBJ/PCE/J22821 | PE 22.82 CBD PERDANA 2C F1 |  |  | Fail | Please check "Use"
378155767 | TNB | DISTRIBUTION | WP PUTRAJAYA & CYBERJAYA | Existing | 11 kV |  | RYB | VCBJ/PCE/J22821 | PE 22.82 CBD PERDANA 2C F1 |  |  | Fail | Please check "Use"
378155768 | TNB | DISTRIBUTION | WP PUTRAJAYA & CYBERJAYA | Existing | 11 kV |  | RYB | VCBJ/PCE/J22821 | PE 22.82 CBD PERDANA 2C F1 |  |  | Fail | Please check "Use"
378155772 | TNB | DISTRIBUTION | WP PUTRAJAYA & CYBERJAYA | Existing | 11 kV |  | RYB | VCBJ/PCE/J22821 | PE 22.82 CBD PERDANA 2C F1 |  |  | Fail | Please check "Use"
378155775 | TNB | DISTRIBUTION | WP PUTRAJAYA & CYBERJAYA | Existing | 11 kV |  | RYB | VCBJ/PCE/J22821 | PE 22.82 CBD PERDANA 2C F1 |  |  | Fail | Please check "Use"
378155776 | TNB | DISTRIBUTION | WP PUTRAJAYA & CYBERJAYA | Existing | 11 kV |  | RYB | VCBJ/PCE/J22821 | PE 22.82 CBD PERDANA 2C F1 |  |  | Fail | Please check "Use"
378155858 | TNB | DISTRIBUTION | WP PUTRAJAYA & CYBERJAYA | Existing | 11 kV |  | RYB | VCBJ/PCE/J22831 | PE 22.83 CBD PERDANA 2D F1 |  |  | Fail | Please check "Use"
378155859 | TNB | DISTRIBUTION | WP PUTRAJAYA & CYBERJAYA | Existing | 11 kV |  | RYB | VCBJ/PCE/J22831 | PE 22.83 CBD PERDANA 2D F1 |  |  | Fail | Please check "Use"
378155864 | TNB | DISTRIBUTION | WP PUTRAJAYA & CYBERJAYA | Existing | 11 kV |  | RYB | VCBJ/PCE/J22831 | PE 22.83 CBD PERDANA 2D F1 |  |  | Fail | Please check "Use"
378155870 | TNB | DISTRIBUTION | WP PUTRAJAYA & CYBERJAYA | Existing | 11 kV |  | RYB | VCBJ/PCE/J22831 | PE 22.83 CBD PERDANA 2D F1 |  |  | Fail | Please check "Use"
378155871 | TNB | DISTRIBUTION | WP PUTRAJAYA & CYBERJAYA | Existing | 11 kV |  | RYB | VCBJ/PCE/J22831 | PE 22.83 CBD PERDANA 2D F1 |  |  | Fail | Please check "Use"
378155875 | TNB | DISTRIBUTION | WP PUTRAJAYA & CYBERJAYA | Existing | 11 kV |  | RYB | VCBJ/PCE/J22831 | PE 22.83 CBD PERDANA 2D F1 |  |  | Fail | Please check "Use"
378155878 | TNB | DISTRIBUTION | WP PUTRAJAYA & CYBERJAYA | Existing | 11 kV |  | RYB | VCBJ/PCE/J22831 | PE 22.83 CBD PERDANA 2D F1 |  |  | Fail | Please check "Use"
378155879 | TNB | DISTRIBUTION | WP PUTRAJAYA & CYBERJAYA | Existing | 11 kV |  | RYB | VCBJ/PCE/J22831 | PE 22.83 CBD PERDANA 2D F1 |  |  | Fail | Please check "Use"
378155952 | TNB | DISTRIBUTION | WP PUTRAJAYA & CYBERJAYA | Existing | 11 kV |  | RYB | VCBJ/PCE/J22832 | PE 22.83 CBD PERDANA 2D F2 |  |  | Fail | Please check "Use"
378155953 | TNB | DISTRIBUTION | WP PUTRAJAYA & CYBERJAYA | Existing | 11 kV |  | RYB | VCBJ/PCE/J22832 | PE 22.83 CBD PERDANA 2D F2 |  |  | Fail | Please check "Use"
378155958 | TNB | DISTRIBUTION | WP PUTRAJAYA & CYBERJAYA | Existing | 11 kV |  | RYB | VCBJ/PCE/J22832 | PE 22.83 CBD PERDANA 2D F2 |  |  | Fail | Please check "Use"
378155964 | TNB | DISTRIBUTION | WP PUTRAJAYA & CYBERJAYA | Existing | 11 kV |  | RYB | VCBJ/PCE/J22832 | PE 22.83 CBD PERDANA 2D F2 |  |  | Fail | Please check "Use"
378155965 | TNB | DISTRIBUTION | WP PUTRAJAYA & CYBERJAYA | Existing | 11 kV |  | RYB | VCBJ/PCE/J22832 | PE 22.83 CBD PERDANA 2D F2 |  |  | Fail | Please check "Use"
378155969 | TNB | DISTRIBUTION | WP PUTRAJAYA & CYBERJAYA | Existing | 11 kV |  | RYB | VCBJ/PCE/J22832 | PE 22.83 CBD PERDANA 2D F2 |  |  | Fail | Please check "Use"
378155972 | TNB | DISTRIBUTION | WP PUTRAJAYA & CYBERJAYA | Existing | 11 kV |  | RYB | VCBJ/PCE/J22832 | PE 22.83 CBD PERDANA 2D F2 |  |  | Fail | Please check "Use"
378155973 | TNB | DISTRIBUTION | WP PUTRAJAYA & CYBERJAYA | Existing | 11 kV |  | RYB | VCBJ/PCE/J22832 | PE 22.83 CBD PERDANA 2D F2 |  |  | Fail | Please check "Use"
378156074 | TNB | DISTRIBUTION | WP PUTRAJAYA & CYBERJAYA | Existing | 11 kV |  | RYB | VCBJ/PCE/J21291 | SS 21.29 HSBC F1 |  |  | Fail | Please check "Use"
378156078 | TNB | DISTRIBUTION | WP PUTRAJAYA & CYBERJAYA | Existing | 11 kV |  | RYB | VCBJ/PCE/J21291 | SS 21.29 HSBC F1 |  |  | Fail | Please check "Use"
378156082 | TNB | DISTRIBUTION | WP PUTRAJAYA & CYBERJAYA | Existing | 11 kV |  | RYB | VCBJ/PCE/J21291 | SS 21.29 HSBC F1 |  |  | Fail | Please check "Use"
378156084 | TNB | DISTRIBUTION | WP PUTRAJAYA & CYBERJAYA | Existing | 11 kV |  | RYB | VCBJ/PCE/J21291 | SS 21.29 HSBC F1 |  |  | Fail | Please check "Use"
378156086 | TNB | DISTRIBUTION | WP PUTRAJAYA & CYBERJAYA | Existing | 11 kV |  | RYB | VCBJ/PCE/J21291 | SS 21.29 HSBC F1 |  |  | Fail | Please check "Use"
378156092 | TNB | DISTRIBUTION | WP PUTRAJAYA & CYBERJAYA | Existing | 11 kV |  | RYB | VCBJ/PCE/J21291 | SS 21.29 HSBC F1 |  |  | Fail | Please check "Use"
378156094 | TNB | DISTRIBUTION | WP PUTRAJAYA & CYBERJAYA | Existing | 11 kV |  | RYB | VCBJ/PCE/J21291 | SS 21.29 HSBC F1 |  |  | Fail | Please check "Use"
378156097 | TNB | DISTRIBUTION | WP PUTRAJAYA & CYBERJAYA | Existing | 11 kV |  | RYB | VCBJ/PCE/J21291 | SS 21.29 HSBC F1 |  |  | Fail | Please check "Use"
378156108 | TNB | DISTRIBUTION | WP PUTRAJAYA & CYBERJAYA | Existing | 11 kV |  | RYB | VCBJ/PCE/J21291 | SS 21.29 HSBC F1 |  |  | Fail | Please check "Use"
378156115 | TNB | DISTRIBUTION | WP PUTRAJAYA & CYBERJAYA | Existing | 11 kV |  | RYB | VCBJ/PCE/J21292 | SS 21.29 HSBC F2 |  |  | Fail | Please check "Use"
378156119 | TNB | DISTRIBUTION | WP PUTRAJAYA & CYBERJAYA | Existing | 11 kV |  | RYB | VCBJ/PCE/J21292 | SS 21.29 HSBC F2 |  |  | Fail | Please check "Use"
378156123 | TNB | DISTRIBUTION | WP PUTRAJAYA & CYBERJAYA | Existing | 11 kV |  | RYB | VCBJ/PCE/J21292 | SS 21.29 HSBC F2 |  |  | Fail | Please check "Use"
378156125 | TNB | DISTRIBUTION | WP PUTRAJAYA & CYBERJAYA | Existing | 11 kV |  | RYB | VCBJ/PCE/J21292 | SS 21.29 HSBC F2 |  |  | Fail | Please check "Use"
378156127 | TNB | DISTRIBUTION | WP PUTRAJAYA & CYBERJAYA | Existing | 11 kV |  | RYB | VCBJ/PCE/J21292 | SS 21.29 HSBC F2 |  |  | Fail | Please check "Use"
378156133 | TNB | DISTRIBUTION | WP PUTRAJAYA & CYBERJAYA | Existing | 11 kV |  | RYB | VCBJ/PCE/J21292 | SS 21.29 HSBC F2 |  |  | Fail | Please check "Use"
378156135 | TNB | DISTRIBUTION | WP PUTRAJAYA & CYBERJAYA | Existing | 11 kV |  | RYB | VCBJ/PCE/J21292 | SS 21.29 HSBC F2 |  |  | Fail | Please check "Use"
378156138 | TNB | DISTRIBUTION | WP PUTRAJAYA & CYBERJAYA | Existing | 11 kV |  | RYB | VCBJ/PCE/J21292 | SS 21.29 HSBC F2 |  |  | Fail | Please check "Use"
378156149 | TNB | DISTRIBUTION | WP PUTRAJAYA & CYBERJAYA | Existing | 11 kV |  | RYB | VCBJ/PCE/J21292 | SS 21.29 HSBC F2 |  |  | Fail | Please check "Use"
378156343 | TNB | DISTRIBUTION | WP PUTRAJAYA & CYBERJAYA | Existing | 11 kV |  | RYB | VCBJ/PCE/J21581 | SS 21.58 QB5 F1 |  |  | Fail | Please check "Use"
378156345 | TNB | DISTRIBUTION | WP PUTRAJAYA & CYBERJAYA | Existing | 11 kV |  | RYB | VCBJ/PCE/J21581 | SS 21.58 QB5 F1 |  |  | Fail | Please check "Use"
378156347 | TNB | DISTRIBUTION | WP PUTRAJAYA & CYBERJAYA | Existing | 11 kV |  | RYB | VCBJ/PCE/J21581 | SS 21.58 QB5 F1 |  |  | Fail | Please check "Use"
378156350 | TNB | DISTRIBUTION | WP PUTRAJAYA & CYBERJAYA | Existing | 11 kV |  | RYB | VCBJ/PCE/J21581 | SS 21.58 QB5 F1 |  |  | Fail | Please check "Use"
378156351 | TNB | DISTRIBUTION | WP PUTRAJAYA & CYBERJAYA | Existing | 11 kV |  | RYB | VCBJ/PCE/J21581 | SS 21.58 QB5 F1 |  |  | Fail | Please check "Use"
378156352 | TNB | DISTRIBUTION | WP PUTRAJAYA & CYBERJAYA | Existing | 11 kV |  | RYB | VCBJ/PCE/J21581 | SS 21.58 QB5 F1 |  |  | Fail | Please check "Use"
378156358 | TNB | DISTRIBUTION | WP PUTRAJAYA & CYBERJAYA | Existing | 11 kV |  | RYB | VCBJ/PCE/J21581 | SS 21.58 QB5 F1 |  |  | Fail | Please check "Use"
378156363 | TNB | DISTRIBUTION | WP PUTRAJAYA & CYBERJAYA | Existing | 11 kV |  | RYB | VCBJ/PCE/J21581 | SS 21.58 QB5 F1 |  |  | Fail | Please check "Use"
378156369 | TNB | DISTRIBUTION | WP PUTRAJAYA & CYBERJAYA | Existing | 11 kV |  | RYB | VCBJ/PCE/J21582 | SS 21.58 QB5 F2 |  |  | Fail | Please check "Use"
378156371 | TNB | DISTRIBUTION | WP PUTRAJAYA & CYBERJAYA | Existing | 11 kV |  | RYB | VCBJ/PCE/J21582 | SS 21.58 QB5 F2 |  |  | Fail | Please check "Use"
378156373 | TNB | DISTRIBUTION | WP PUTRAJAYA & CYBERJAYA | Existing | 11 kV |  | RYB | VCBJ/PCE/J21582 | SS 21.58 QB5 F2 |  |  | Fail | Please check "Use"
378156376 | TNB | DISTRIBUTION | WP PUTRAJAYA & CYBERJAYA | Existing | 11 kV |  | RYB | VCBJ/PCE/J21582 | SS 21.58 QB5 F2 |  |  | Fail | Please check "Use"
378156377 | TNB | DISTRIBUTION | WP PUTRAJAYA & CYBERJAYA | Existing | 11 kV |  | RYB | VCBJ/PCE/J21582 | SS 21.58 QB5 F2 |  |  | Fail | Please check "Use"
378156378 | TNB | DISTRIBUTION | WP PUTRAJAYA & CYBERJAYA | Existing | 11 kV |  | RYB | VCBJ/PCE/J21582 | SS 21.58 QB5 F2 |  |  | Fail | Please check "Use"
378156384 | TNB | DISTRIBUTION | WP PUTRAJAYA & CYBERJAYA | Existing | 11 kV |  | RYB | VCBJ/PCE/J21582 | SS 21.58 QB5 F2 |  |  | Fail | Please check "Use"
378156389 | TNB | DISTRIBUTION | WP PUTRAJAYA & CYBERJAYA | Existing | 11 kV |  | RYB | VCBJ/PCE/J21582 | SS 21.58 QB5 F2 |  |  | Fail | Please check "Use"
378156400 | TNB | DISTRIBUTION | WP PUTRAJAYA & CYBERJAYA | Existing | 11 kV |  | RYB | VCBJ/PCE/J21991 | SS 21.99 QUILL COMMERCIAL F1 |  |  | Fail | Please check "Use"
378156404 | TNB | DISTRIBUTION | WP PUTRAJAYA & CYBERJAYA | Existing | 11 kV |  | RYB | VCBJ/PCE/J21991 | SS 21.99 QUILL COMMERCIAL F1 |  |  | Fail | Please check "Use"
378156408 | TNB | DISTRIBUTION | WP PUTRAJAYA & CYBERJAYA | Existing | 11 kV |  | RYB | VCBJ/PCE/J21991 | SS 21.99 QUILL COMMERCIAL F1 |  |  | Fail | Please check "Use"
378156410 | TNB | DISTRIBUTION | WP PUTRAJAYA & CYBERJAYA | Existing | 11 kV |  | RYB | VCBJ/PCE/J21991 | SS 21.99 QUILL COMMERCIAL F1 |  |  | Fail | Please check "Use"
378156412 | TNB | DISTRIBUTION | WP PUTRAJAYA & CYBERJAYA | Existing | 11 kV |  | RYB | VCBJ/PCE/J21991 | SS 21.99 QUILL COMMERCIAL F1 |  |  | Fail | Please check "Use"
378156418 | TNB | DISTRIBUTION | WP PUTRAJAYA & CYBERJAYA | Existing | 11 kV |  | RYB | VCBJ/PCE/J21991 | SS 21.99 QUILL COMMERCIAL F1 |  |  | Fail | Please check "Use"
378156420 | TNB | DISTRIBUTION | WP PUTRAJAYA & CYBERJAYA | Existing | 11 kV |  | RYB | VCBJ/PCE/J21991 | SS 21.99 QUILL COMMERCIAL F1 |  |  | Fail | Please check "Use"
378156423 | TNB | DISTRIBUTION | WP PUTRAJAYA & CYBERJAYA | Existing | 11 kV |  | RYB | VCBJ/PCE/J21991 | SS 21.99 QUILL COMMERCIAL F1 |  |  | Fail | Please check "Use"
378156434 | TNB | DISTRIBUTION | WP PUTRAJAYA & CYBERJAYA | Existing | 11 kV |  | RYB | VCBJ/PCE/J21991 | SS 21.99 QUILL COMMERCIAL F1 |  |  | Fail | Please check "Use"
378156441 | TNB | DISTRIBUTION | WP PUTRAJAYA & CYBERJAYA | Existing | 11 kV |  | RYB | VCBJ/PCE/J21992 | SS 21.99 QUILL COMMERCIAL F2 |  |  | Fail | Please check "Use"
378156445 | TNB | DISTRIBUTION | WP PUTRAJAYA & CYBERJAYA | Existing | 11 kV |  | RYB | VCBJ/PCE/J21992 | SS 21.99 QUILL COMMERCIAL F2 |  |  | Fail | Please check "Use"
378156449 | TNB | DISTRIBUTION | WP PUTRAJAYA & CYBERJAYA | Existing | 11 kV |  | RYB | VCBJ/PCE/J21992 | SS 21.99 QUILL COMMERCIAL F2 |  |  | Fail | Please check "Use"
378156451 | TNB | DISTRIBUTION | WP PUTRAJAYA & CYBERJAYA | Existing | 11 kV |  | RYB | VCBJ/PCE/J21992 | SS 21.99 QUILL COMMERCIAL F2 |  |  | Fail | Please check "Use"
378156453 | TNB | DISTRIBUTION | WP PUTRAJAYA & CYBERJAYA | Existing | 11 kV |  | RYB | VCBJ/PCE/J21992 | SS 21.99 QUILL COMMERCIAL F2 |  |  | Fail | Please check "Use"
378156459 | TNB | DISTRIBUTION | WP PUTRAJAYA & CYBERJAYA | Existing | 11 kV |  | RYB | VCBJ/PCE/J21992 | SS 21.99 QUILL COMMERCIAL F2 |  |  | Fail | Please check "Use"
378156461 | TNB | DISTRIBUTION | WP PUTRAJAYA & CYBERJAYA | Existing | 11 kV |  | RYB | VCBJ/PCE/J21992 | SS 21.99 QUILL COMMERCIAL F2 |  |  | Fail | Please check "Use"
378156464 | TNB | DISTRIBUTION | WP PUTRAJAYA & CYBERJAYA | Existing | 11 kV |  | RYB | VCBJ/PCE/J21992 | SS 21.99 QUILL COMMERCIAL F2 |  |  | Fail | Please check "Use"
378156478 | TNB | DISTRIBUTION | WP PUTRAJAYA & CYBERJAYA | Existing | 11 kV |  | RYB | VCBJ/PCE/J21651 | PE 21.65 EMERIO F1 |  |  | Fail | Please check "Use"
378156479 | TNB | DISTRIBUTION | WP PUTRAJAYA & CYBERJAYA | Existing | 11 kV |  | RYB | VCBJ/PCE/J21651 | PE 21.65 EMERIO F1 |  |  | Fail | Please check "Use"
378156484 | TNB | DISTRIBUTION | WP PUTRAJAYA & CYBERJAYA | Existing | 11 kV |  | RYB | VCBJ/PCE/J21651 | PE 21.65 EMERIO F1 |  |  | Fail | Please check "Use"
378156490 | TNB | DISTRIBUTION | WP PUTRAJAYA & CYBERJAYA | Existing | 11 kV |  | RYB | VCBJ/PCE/J21651 | PE 21.65 EMERIO F1 |  |  | Fail | Please check "Use"
378156491 | TNB | DISTRIBUTION | WP PUTRAJAYA & CYBERJAYA | Existing | 11 kV |  | RYB | VCBJ/PCE/J21651 | PE 21.65 EMERIO F1 |  |  | Fail | Please check "Use"
378156495 | TNB | DISTRIBUTION | WP PUTRAJAYA & CYBERJAYA | Existing | 11 kV |  | RYB | VCBJ/PCE/J21651 | PE 21.65 EMERIO F1 |  |  | Fail | Please check "Use"
378156498 | TNB | DISTRIBUTION | WP PUTRAJAYA & CYBERJAYA | Existing | 11 kV |  | RYB | VCBJ/PCE/J21651 | PE 21.65 EMERIO F1 |  |  | Fail | Please check "Use"
378156499 | TNB | DISTRIBUTION | WP PUTRAJAYA & CYBERJAYA | Existing | 11 kV |  | RYB | VCBJ/PCE/J21651 | PE 21.65 EMERIO F1 |  |  | Fail | Please check "Use"
378156572 | TNB | DISTRIBUTION | WP PUTRAJAYA & CYBERJAYA | Existing | 11 kV |  | RYB | VCBJ/PCE/J21652 | PE 21.65 EMERIO F2 |  |  | Fail | Please check "Use"
378156573 | TNB | DISTRIBUTION | WP PUTRAJAYA & CYBERJAYA | Existing | 11 kV |  | RYB | VCBJ/PCE/J21652 | PE 21.65 EMERIO F2 |  |  | Fail | Please check "Use"
378156578 | TNB | DISTRIBUTION | WP PUTRAJAYA & CYBERJAYA | Existing | 11 kV |  | RYB | VCBJ/PCE/J21652 | PE 21.65 EMERIO F2 |  |  | Fail | Please check "Use"
378156584 | TNB | DISTRIBUTION | WP PUTRAJAYA & CYBERJAYA | Existing | 11 kV |  | RYB | VCBJ/PCE/J21652 | PE 21.65 EMERIO F2 |  |  | Fail | Please check "Use"
378156585 | TNB | DISTRIBUTION | WP PUTRAJAYA & CYBERJAYA | Existing | 11 kV |  | RYB | VCBJ/PCE/J21652 | PE 21.65 EMERIO F2 |  |  | Fail | Please check "Use"
378156589 | TNB | DISTRIBUTION | WP PUTRAJAYA & CYBERJAYA | Existing | 11 kV |  | RYB | VCBJ/PCE/J21652 | PE 21.65 EMERIO F2 |  |  | Fail | Please check "Use"
378156592 | TNB | DISTRIBUTION | WP PUTRAJAYA & CYBERJAYA | Existing | 11 kV |  | RYB | VCBJ/PCE/J21652 | PE 21.65 EMERIO F2 |  |  | Fail | Please check "Use"
378156593 | TNB | DISTRIBUTION | WP PUTRAJAYA & CYBERJAYA | Existing | 11 kV |  | RYB | VCBJ/PCE/J21652 | PE 21.65 EMERIO F2 |  |  | Fail | Please check "Use"
378186030 | TNB | DISTRIBUTION | WP PUTRAJAYA & CYBERJAYA | Existing | 11 kV |  | RYB | VCBJ/PCE/J25101 | SS 25.10 CBD3 C2 F1 |  |  | Fail | Please check "Use"
378186032 | TNB | DISTRIBUTION | WP PUTRAJAYA & CYBERJAYA | Existing | 11 kV |  | RYB | VCBJ/PCE/J25101 | SS 25.10 CBD3 C2 F1 |  |  | Fail | Please check "Use"
378186034 | TNB | DISTRIBUTION | WP PUTRAJAYA & CYBERJAYA | Existing | 11 kV |  | RYB | VCBJ/PCE/J25101 | SS 25.10 CBD3 C2 F1 |  |  | Fail | Please check "Use"
378186037 | TNB | DISTRIBUTION | WP PUTRAJAYA & CYBERJAYA | Existing | 11 kV |  | RYB | VCBJ/PCE/J25101 | SS 25.10 CBD3 C2 F1 |  |  | Fail | Please check "Use"
378186038 | TNB | DISTRIBUTION | WP PUTRAJAYA & CYBERJAYA | Existing | 11 kV |  | RYB | VCBJ/PCE/J25101 | SS 25.10 CBD3 C2 F1 |  |  | Fail | Please check "Use"
378186039 | TNB | DISTRIBUTION | WP PUTRAJAYA & CYBERJAYA | Existing | 11 kV |  | RYB | VCBJ/PCE/J25101 | SS 25.10 CBD3 C2 F1 |  |  | Fail | Please check "Use"
378186045 | TNB | DISTRIBUTION | WP PUTRAJAYA & CYBERJAYA | Existing | 11 kV |  | RYB | VCBJ/PCE/J25101 | SS 25.10 CBD3 C2 F1 |  |  | Fail | Please check "Use"
378186050 | TNB | DISTRIBUTION | WP PUTRAJAYA & CYBERJAYA | Existing | 11 kV |  | RYB | VCBJ/PCE/J25101 | SS 25.10 CBD3 C2 F1 |  |  | Fail | Please check "Use"
378186056 | TNB | DISTRIBUTION | WP PUTRAJAYA & CYBERJAYA | Existing | 11 kV |  | RYB | VCBJ/PCE/J25102 | SS 25.10 CBD3 C2 F2 |  |  | Fail | Please check "Use"
378186058 | TNB | DISTRIBUTION | WP PUTRAJAYA & CYBERJAYA | Existing | 11 kV |  | RYB | VCBJ/PCE/J25102 | SS 25.10 CBD3 C2 F2 |  |  | Fail | Please check "Use"
378186060 | TNB | DISTRIBUTION | WP PUTRAJAYA & CYBERJAYA | Existing | 11 kV |  | RYB | VCBJ/PCE/J25102 | SS 25.10 CBD3 C2 F2 |  |  | Fail | Please check "Use"
378186063 | TNB | DISTRIBUTION | WP PUTRAJAYA & CYBERJAYA | Existing | 11 kV |  | RYB | VCBJ/PCE/J25102 | SS 25.10 CBD3 C2 F2 |  |  | Fail | Please check "Use"
378186064 | TNB | DISTRIBUTION | WP PUTRAJAYA & CYBERJAYA | Existing | 11 kV |  | RYB | VCBJ/PCE/J25102 | SS 25.10 CBD3 C2 F2 |  |  | Fail | Please check "Use"
378186065 | TNB | DISTRIBUTION | WP PUTRAJAYA & CYBERJAYA | Existing | 11 kV |  | RYB | VCBJ/PCE/J25102 | SS 25.10 CBD3 C2 F2 |  |  | Fail | Please check "Use"
378186071 | TNB | DISTRIBUTION | WP PUTRAJAYA & CYBERJAYA | Existing | 11 kV |  | RYB | VCBJ/PCE/J25102 | SS 25.10 CBD3 C2 F2 |  |  | Fail | Please check "Use"
378186076 | TNB | DISTRIBUTION | WP PUTRAJAYA & CYBERJAYA | Existing | 11 kV |  | RYB | VCBJ/PCE/J25102 | SS 25.10 CBD3 C2 F2 |  |  | Fail | Please check "Use"
378186139 | TNB | DISTRIBUTION | WP PUTRAJAYA & CYBERJAYA | Existing | 11 kV |  | RYB | VCBJ/PCE/J25091 | SS 25.09 CDB 3B F1 |  |  | Fail | Please check "Use"
378186143 | TNB | DISTRIBUTION | WP PUTRAJAYA & CYBERJAYA | Existing | 11 kV |  | RYB | VCBJ/PCE/J25091 | SS 25.09 CDB 3B F1 |  |  | Fail | Please check "Use"
378186147 | TNB | DISTRIBUTION | WP PUTRAJAYA & CYBERJAYA | Existing | 11 kV |  | RYB | VCBJ/PCE/J25091 | SS 25.09 CDB 3B F1 |  |  | Fail | Please check "Use"
378186149 | TNB | DISTRIBUTION | WP PUTRAJAYA & CYBERJAYA | Existing | 11 kV |  | RYB | VCBJ/PCE/J25091 | SS 25.09 CDB 3B F1 |  |  | Fail | Please check "Use"
378186151 | TNB | DISTRIBUTION | WP PUTRAJAYA & CYBERJAYA | Existing | 11 kV |  | RYB | VCBJ/PCE/J25091 | SS 25.09 CDB 3B F1 |  |  | Fail | Please check "Use"
378186157 | TNB | DISTRIBUTION | WP PUTRAJAYA & CYBERJAYA | Existing | 11 kV |  | RYB | VCBJ/PCE/J25091 | SS 25.09 CDB 3B F1 |  |  | Fail | Please check "Use"
378186159 | TNB | DISTRIBUTION | WP PUTRAJAYA & CYBERJAYA | Existing | 11 kV |  | RYB | VCBJ/PCE/J25091 | SS 25.09 CDB 3B F1 |  |  | Fail | Please check "Use"
378186162 | TNB | DISTRIBUTION | WP PUTRAJAYA & CYBERJAYA | Existing | 11 kV |  | RYB | VCBJ/PCE/J25091 | SS 25.09 CDB 3B F1 |  |  | Fail | Please check "Use"
378186180 | TNB | DISTRIBUTION | WP PUTRAJAYA & CYBERJAYA | Existing | 11 kV |  | RYB | VCBJ/PCE/J25092 | SS 25.09 CDB 3B F2 |  |  | Fail | Please check "Use"
378186184 | TNB | DISTRIBUTION | WP PUTRAJAYA & CYBERJAYA | Existing | 11 kV |  | RYB | VCBJ/PCE/J25092 | SS 25.09 CDB 3B F2 |  |  | Fail | Please check "Use"
378186188 | TNB | DISTRIBUTION | WP PUTRAJAYA & CYBERJAYA | Existing | 11 kV |  | RYB | VCBJ/PCE/J25092 | SS 25.09 CDB 3B F2 |  |  | Fail | Please check "Use"
378186190 | TNB | DISTRIBUTION | WP PUTRAJAYA & CYBERJAYA | Existing | 11 kV |  | RYB | VCBJ/PCE/J25092 | SS 25.09 CDB 3B F2 |  |  | Fail | Please check "Use"
378186192 | TNB | DISTRIBUTION | WP PUTRAJAYA & CYBERJAYA | Existing | 11 kV |  | RYB | VCBJ/PCE/J25092 | SS 25.09 CDB 3B F2 |  |  | Fail | Please check "Use"
378186198 | TNB | DISTRIBUTION | WP PUTRAJAYA & CYBERJAYA | Existing | 11 kV |  | RYB | VCBJ/PCE/J25092 | SS 25.09 CDB 3B F2 |  |  | Fail | Please check "Use"
378186200 | TNB | DISTRIBUTION | WP PUTRAJAYA & CYBERJAYA | Existing | 11 kV |  | RYB | VCBJ/PCE/J25092 | SS 25.09 CDB 3B F2 |  |  | Fail | Please check "Use"
378186203 | TNB | DISTRIBUTION | WP PUTRAJAYA & CYBERJAYA | Existing | 11 kV |  | RYB | VCBJ/PCE/J25092 | SS 25.09 CDB 3B F2 |  |  | Fail | Please check "Use"
378186214 | TNB | DISTRIBUTION | WP PUTRAJAYA & CYBERJAYA | Existing | 11 kV |  | RYB | VCBJ/PCE/J25092 | SS 25.09 CDB 3B F2 |  |  | Fail | Please check "Use"
378186246 | TNB | DISTRIBUTION | WP PUTRAJAYA & CYBERJAYA | Existing | 11 kV |  | RYB | VCBJ/PCE/J22042 | SS 22.04 DCS F2 |  |  | Fail | Please check "Use"
378186247 | TNB | DISTRIBUTION | WP PUTRAJAYA & CYBERJAYA | Existing | 11 kV |  | RYB | VCBJ/PCE/J22042 | SS 22.04 DCS F2 |  |  | Fail | Please check "Use"
378186259 | TNB | DISTRIBUTION | WP PUTRAJAYA & CYBERJAYA | Existing | 11 kV |  | RYB | VCBJ/PCE/J22042 | SS 22.04 DCS F2 |  |  | Fail | Please check "Use"
378186260 | TNB | DISTRIBUTION | WP PUTRAJAYA & CYBERJAYA | Existing | 11 kV |  | RYB | VCBJ/PCE/J22042 | SS 22.04 DCS F2 |  |  | Fail | Please check "Use"
378186262 | TNB | DISTRIBUTION | WP PUTRAJAYA & CYBERJAYA | Existing | 11 kV |  | RYB | VCBJ/PCE/J22042 | SS 22.04 DCS F2 |  |  | Fail | Please check "Use"
378186263 | TNB | DISTRIBUTION | WP PUTRAJAYA & CYBERJAYA | Existing | 11 kV |  | RYB | VCBJ/PCE/J22042 | SS 22.04 DCS F2 |  |  | Fail | Please check "Use"
378186264 | TNB | DISTRIBUTION | WP PUTRAJAYA & CYBERJAYA | Existing | 11 kV |  | RYB | VCBJ/PCE/J22042 | SS 22.04 DCS F2 |  |  | Fail | Please check "Use"
378186266 | TNB | DISTRIBUTION | WP PUTRAJAYA & CYBERJAYA | Existing | 11 kV |  | RYB | VCBJ/PCE/J22042 | SS 22.04 DCS F2 |  |  | Fail | Please check "Use"
378186267 | TNB | DISTRIBUTION | WP PUTRAJAYA & CYBERJAYA | Existing | 11 kV |  | RYB | VCBJ/PCE/J22042 | SS 22.04 DCS F2 |  |  | Fail | Please check "Use"
378186269 | TNB | DISTRIBUTION | WP PUTRAJAYA & CYBERJAYA | Existing | 11 kV |  | RYB | VCBJ/PCE/J22042 | SS 22.04 DCS F2 |  |  | Fail | Please check "Use"
378186276 | TNB | DISTRIBUTION | WP PUTRAJAYA & CYBERJAYA | Existing | 11 kV |  | RYB | VCBJ/PCE/J22042 | SS 22.04 DCS F2 |  |  | Fail | Please check "Use"
378186277 | TNB | DISTRIBUTION | WP PUTRAJAYA & CYBERJAYA | Existing | 11 kV |  | RYB | VCBJ/PCE/J22041 | SS 22.04 DCS F1 |  |  | Fail | Please check "Use"
378186279 | TNB | DISTRIBUTION | WP PUTRAJAYA & CYBERJAYA | Existing | 11 kV |  | RYB | VCBJ/PCE/J22041 | SS 22.04 DCS F1 |  |  | Fail | Please check "Use"
378186281 | TNB | DISTRIBUTION | WP PUTRAJAYA & CYBERJAYA | Existing | 11 kV |  | RYB | VCBJ/PCE/J22041 | SS 22.04 DCS F1 |  |  | Fail | Please check "Use"
378186284 | TNB | DISTRIBUTION | WP PUTRAJAYA & CYBERJAYA | Existing | 11 kV |  | RYB | VCBJ/PCE/J22041 | SS 22.04 DCS F1 |  |  | Fail | Please check "Use"
378186285 | TNB | DISTRIBUTION | WP PUTRAJAYA & CYBERJAYA | Existing | 11 kV |  | RYB | VCBJ/PCE/J22041 | SS 22.04 DCS F1 |  |  | Fail | Please check "Use"
378186286 | TNB | DISTRIBUTION | WP PUTRAJAYA & CYBERJAYA | Existing | 11 kV |  | RYB | VCBJ/PCE/J22041 | SS 22.04 DCS F1 |  |  | Fail | Please check "Use"
378186292 | TNB | DISTRIBUTION | WP PUTRAJAYA & CYBERJAYA | Existing | 11 kV |  | RYB | VCBJ/PCE/J22041 | SS 22.04 DCS F1 |  |  | Fail | Please check "Use"
378186297 | TNB | DISTRIBUTION | WP PUTRAJAYA & CYBERJAYA | Existing | 11 kV |  | RYB | VCBJ/PCE/J22041 | SS 22.04 DCS F1 |  |  | Fail | Please check "Use"
378186313 | TNB | DISTRIBUTION | WP PUTRAJAYA & CYBERJAYA | Existing | 11 kV |  | RYB | VCBJ/PCE/J22042 | SS 22.04 DCS F2 |  |  | Fail | Please check "Use"
378186316 | TNB | DISTRIBUTION | WP PUTRAJAYA & CYBERJAYA | Existing | 11 kV |  | RYB | VCBJ/PCE/J22042 | SS 22.04 DCS F2 |  |  | Fail | Please check "Use"
378186317 | TNB | DISTRIBUTION | WP PUTRAJAYA & CYBERJAYA | Existing | 11 kV |  | RYB | VCBJ/PCE/J22042 | SS 22.04 DCS F2 |  |  | Fail | Please check "Use"
378186323 | TNB | DISTRIBUTION | WP PUTRAJAYA & CYBERJAYA | Existing | 11 kV |  | RYB | VCBJ/PCE/J22042 | SS 22.04 DCS F2 |  |  | Fail | Please check "Use"
378186325 | TNB | DISTRIBUTION | WP PUTRAJAYA & CYBERJAYA | Existing | 11 kV |  | RYB | VCBJ/PCE/J22042 | SS 22.04 DCS F2 |  |  | Fail | Please check "Use"
378186326 | TNB | DISTRIBUTION | WP PUTRAJAYA & CYBERJAYA | Existing | 11 kV |  | RYB | VCBJ/PCE/J22042 | SS 22.04 DCS F2 |  |  | Fail | Please check "Use"
378186327 | TNB | DISTRIBUTION | WP PUTRAJAYA & CYBERJAYA | Existing | 11 kV |  | RYB | VCBJ/PCE/J22042 | SS 22.04 DCS F2 |  |  | Fail | Please check "Use"
378186332 | TNB | DISTRIBUTION | WP PUTRAJAYA & CYBERJAYA | Existing | 11 kV |  | RYB | VCBJ/PCE/J22042 | SS 22.04 DCS F2 |  |  | Fail | Please check "Use"
378186348 | TNB | DISTRIBUTION | WP PUTRAJAYA & CYBERJAYA | Existing | 11 kV |  | RYB | VCBJ/PCE/J21271 | SS 21.27 LOT 12067 MAYBANK F1 |  |  | Fail | Please check "Use"
378186350 | TNB | DISTRIBUTION | WP PUTRAJAYA & CYBERJAYA | Existing | 11 kV |  | RYB | VCBJ/PCE/J21271 | SS 21.27 LOT 12067 MAYBANK F1 |  |  | Fail | Please check "Use"
378186352 | TNB | DISTRIBUTION | WP PUTRAJAYA & CYBERJAYA | Existing | 11 kV |  | RYB | VCBJ/PCE/J21271 | SS 21.27 LOT 12067 MAYBANK F1 |  |  | Fail | Please check "Use"
378186355 | TNB | DISTRIBUTION | WP PUTRAJAYA & CYBERJAYA | Existing | 11 kV |  | RYB | VCBJ/PCE/J21271 | SS 21.27 LOT 12067 MAYBANK F1 |  |  | Fail | Please check "Use"
378186356 | TNB | DISTRIBUTION | WP PUTRAJAYA & CYBERJAYA | Existing | 11 kV |  | RYB | VCBJ/PCE/J21271 | SS 21.27 LOT 12067 MAYBANK F1 |  |  | Fail | Please check "Use"
378186357 | TNB | DISTRIBUTION | WP PUTRAJAYA & CYBERJAYA | Existing | 11 kV |  | RYB | VCBJ/PCE/J21271 | SS 21.27 LOT 12067 MAYBANK F1 |  |  | Fail | Please check "Use"
378186363 | TNB | DISTRIBUTION | WP PUTRAJAYA & CYBERJAYA | Existing | 11 kV |  | RYB | VCBJ/PCE/J21271 | SS 21.27 LOT 12067 MAYBANK F1 |  |  | Fail | Please check "Use"
378186368 | TNB | DISTRIBUTION | WP PUTRAJAYA & CYBERJAYA | Existing | 11 kV |  | RYB | VCBJ/PCE/J21271 | SS 21.27 LOT 12067 MAYBANK F1 |  |  | Fail | Please check "Use"
378186374 | TNB | DISTRIBUTION | WP PUTRAJAYA & CYBERJAYA | Existing | 11 kV |  | RYB | VCBJ/PCE/J21272 | SS 21.27 LOT 12067 MAYBANK F2 |  |  | Fail | Please check "Use"
378186376 | TNB | DISTRIBUTION | WP PUTRAJAYA & CYBERJAYA | Existing | 11 kV |  | RYB | VCBJ/PCE/J21272 | SS 21.27 LOT 12067 MAYBANK F2 |  |  | Fail | Please check "Use"
378186378 | TNB | DISTRIBUTION | WP PUTRAJAYA & CYBERJAYA | Existing | 11 kV |  | RYB | VCBJ/PCE/J21272 | SS 21.27 LOT 12067 MAYBANK F2 |  |  | Fail | Please check "Use"
378186381 | TNB | DISTRIBUTION | WP PUTRAJAYA & CYBERJAYA | Existing | 11 kV |  | RYB | VCBJ/PCE/J21272 | SS 21.27 LOT 12067 MAYBANK F2 |  |  | Fail | Please check "Use"
378186382 | TNB | DISTRIBUTION | WP PUTRAJAYA & CYBERJAYA | Existing | 11 kV |  | RYB | VCBJ/PCE/J21272 | SS 21.27 LOT 12067 MAYBANK F2 |  |  | Fail | Please check "Use"
378186383 | TNB | DISTRIBUTION | WP PUTRAJAYA & CYBERJAYA | Existing | 11 kV |  | RYB | VCBJ/PCE/J21272 | SS 21.27 LOT 12067 MAYBANK F2 |  |  | Fail | Please check "Use"
378186389 | TNB | DISTRIBUTION | WP PUTRAJAYA & CYBERJAYA | Existing | 11 kV |  | RYB | VCBJ/PCE/J21272 | SS 21.27 LOT 12067 MAYBANK F2 |  |  | Fail | Please check "Use"
378186394 | TNB | DISTRIBUTION | WP PUTRAJAYA & CYBERJAYA | Existing | 11 kV |  | RYB | VCBJ/PCE/J21272 | SS 21.27 LOT 12067 MAYBANK F2 |  |  | Fail | Please check "Use"
378186421 | TNB | DISTRIBUTION | WP PUTRAJAYA & CYBERJAYA | Existing | 11 kV |  | RYB | VCBJ/PCE/J21631 | SS 21.63 BANGUNAN MUSTAFA KAMAL F1 |  |  | Fail | Please check "Use"
378186423 | TNB | DISTRIBUTION | WP PUTRAJAYA & CYBERJAYA | Existing | 11 kV |  | RYB | VCBJ/PCE/J21631 | SS 21.63 BANGUNAN MUSTAFA KAMAL F1 |  |  | Fail | Please check "Use"
378186425 | TNB | DISTRIBUTION | WP PUTRAJAYA & CYBERJAYA | Existing | 11 kV |  | RYB | VCBJ/PCE/J21631 | SS 21.63 BANGUNAN MUSTAFA KAMAL F1 |  |  | Fail | Please check "Use"
378186428 | TNB | DISTRIBUTION | WP PUTRAJAYA & CYBERJAYA | Existing | 11 kV |  | RYB | VCBJ/PCE/J21631 | SS 21.63 BANGUNAN MUSTAFA KAMAL F1 |  |  | Fail | Please check "Use"
378186429 | TNB | DISTRIBUTION | WP PUTRAJAYA & CYBERJAYA | Existing | 11 kV |  | RYB | VCBJ/PCE/J21631 | SS 21.63 BANGUNAN MUSTAFA KAMAL F1 |  |  | Fail | Please check "Use"
378186430 | TNB | DISTRIBUTION | WP PUTRAJAYA & CYBERJAYA | Existing | 11 kV |  | RYB | VCBJ/PCE/J21631 | SS 21.63 BANGUNAN MUSTAFA KAMAL F1 |  |  | Fail | Please check "Use"
378186436 | TNB | DISTRIBUTION | WP PUTRAJAYA & CYBERJAYA | Existing | 11 kV |  | RYB | VCBJ/PCE/J21631 | SS 21.63 BANGUNAN MUSTAFA KAMAL F1 |  |  | Fail | Please check "Use"
378186441 | TNB | DISTRIBUTION | WP PUTRAJAYA & CYBERJAYA | Existing | 11 kV |  | RYB | VCBJ/PCE/J21631 | SS 21.63 BANGUNAN MUSTAFA KAMAL F1 |  |  | Fail | Please check "Use"
378186447 | TNB | DISTRIBUTION | WP PUTRAJAYA & CYBERJAYA | Existing | 11 kV |  | RYB | VCBJ/PCE/J21632 | SS 21.63 BANGUNAN MUSTAFA KAMAL F2 |  |  | Fail | Please check "Use"
378186449 | TNB | DISTRIBUTION | WP PUTRAJAYA & CYBERJAYA | Existing | 11 kV |  | RYB | VCBJ/PCE/J21632 | SS 21.63 BANGUNAN MUSTAFA KAMAL F2 |  |  | Fail | Please check "Use"
378186451 | TNB | DISTRIBUTION | WP PUTRAJAYA & CYBERJAYA | Existing | 11 kV |  | RYB | VCBJ/PCE/J21632 | SS 21.63 BANGUNAN MUSTAFA KAMAL F2 |  |  | Fail | Please check "Use"
378186454 | TNB | DISTRIBUTION | WP PUTRAJAYA & CYBERJAYA | Existing | 11 kV |  | RYB | VCBJ/PCE/J21632 | SS 21.63 BANGUNAN MUSTAFA KAMAL F2 |  |  | Fail | Please check "Use"
378186455 | TNB | DISTRIBUTION | WP PUTRAJAYA & CYBERJAYA | Existing | 11 kV |  | RYB | VCBJ/PCE/J21632 | SS 21.63 BANGUNAN MUSTAFA KAMAL F2 |  |  | Fail | Please check "Use"
378186456 | TNB | DISTRIBUTION | WP PUTRAJAYA & CYBERJAYA | Existing | 11 kV |  | RYB | VCBJ/PCE/J21632 | SS 21.63 BANGUNAN MUSTAFA KAMAL F2 |  |  | Fail | Please check "Use"
378186462 | TNB | DISTRIBUTION | WP PUTRAJAYA & CYBERJAYA | Existing | 11 kV |  | RYB | VCBJ/PCE/J21632 | SS 21.63 BANGUNAN MUSTAFA KAMAL F2 |  |  | Fail | Please check "Use"
378186467 | TNB | DISTRIBUTION | WP PUTRAJAYA & CYBERJAYA | Existing | 11 kV |  | RYB | VCBJ/PCE/J21632 | SS 21.63 BANGUNAN MUSTAFA KAMAL F2 |  |  | Fail | Please check "Use"
378186480 | TNB | DISTRIBUTION | WP PUTRAJAYA & CYBERJAYA | Existing | 11 kV |  | RYB | VCBJ/PCE/J21251 | SS 21.25 CENTUARY SQUARE F1 |  |  | Fail | Please check "Use"
378186482 | TNB | DISTRIBUTION | WP PUTRAJAYA & CYBERJAYA | Existing | 11 kV |  | RYB | VCBJ/PCE/J21251 | SS 21.25 CENTUARY SQUARE F1 |  |  | Fail | Please check "Use"
378186484 | TNB | DISTRIBUTION | WP PUTRAJAYA & CYBERJAYA | Existing | 11 kV |  | RYB | VCBJ/PCE/J21251 | SS 21.25 CENTUARY SQUARE F1 |  |  | Fail | Please check "Use"
378186487 | TNB | DISTRIBUTION | WP PUTRAJAYA & CYBERJAYA | Existing | 11 kV |  | RYB | VCBJ/PCE/J21251 | SS 21.25 CENTUARY SQUARE F1 |  |  | Fail | Please check "Use"
378186488 | TNB | DISTRIBUTION | WP PUTRAJAYA & CYBERJAYA | Existing | 11 kV |  | RYB | VCBJ/PCE/J21251 | SS 21.25 CENTUARY SQUARE F1 |  |  | Fail | Please check "Use"
378186489 | TNB | DISTRIBUTION | WP PUTRAJAYA & CYBERJAYA | Existing | 11 kV |  | RYB | VCBJ/PCE/J21251 | SS 21.25 CENTUARY SQUARE F1 |  |  | Fail | Please check "Use"
378186495 | TNB | DISTRIBUTION | WP PUTRAJAYA & CYBERJAYA | Existing | 11 kV |  | RYB | VCBJ/PCE/J21251 | SS 21.25 CENTUARY SQUARE F1 |  |  | Fail | Please check "Use"
378186500 | TNB | DISTRIBUTION | WP PUTRAJAYA & CYBERJAYA | Existing | 11 kV |  | RYB | VCBJ/PCE/J21251 | SS 21.25 CENTUARY SQUARE F1 |  |  | Fail | Please check "Use"
378186506 | TNB | DISTRIBUTION | WP PUTRAJAYA & CYBERJAYA | Existing | 11 kV |  | RYB | VCBJ/PCE/J21252 | SS 21.25 CENTUARY SQUARE F2 |  |  | Fail | Please check "Use"
378186508 | TNB | DISTRIBUTION | WP PUTRAJAYA & CYBERJAYA | Existing | 11 kV |  | RYB | VCBJ/PCE/J21252 | SS 21.25 CENTUARY SQUARE F2 |  |  | Fail | Please check "Use"
378186510 | TNB | DISTRIBUTION | WP PUTRAJAYA & CYBERJAYA | Existing | 11 kV |  | RYB | VCBJ/PCE/J21252 | SS 21.25 CENTUARY SQUARE F2 |  |  | Fail | Please check "Use"
378186513 | TNB | DISTRIBUTION | WP PUTRAJAYA & CYBERJAYA | Existing | 11 kV |  | RYB | VCBJ/PCE/J21252 | SS 21.25 CENTUARY SQUARE F2 |  |  | Fail | Please check "Use"
378186514 | TNB | DISTRIBUTION | WP PUTRAJAYA & CYBERJAYA | Existing | 11 kV |  | RYB | VCBJ/PCE/J21252 | SS 21.25 CENTUARY SQUARE F2 |  |  | Fail | Please check "Use"
378186515 | TNB | DISTRIBUTION | WP PUTRAJAYA & CYBERJAYA | Existing | 11 kV |  | RYB | VCBJ/PCE/J21252 | SS 21.25 CENTUARY SQUARE F2 |  |  | Fail | Please check "Use"
378186521 | TNB | DISTRIBUTION | WP PUTRAJAYA & CYBERJAYA | Existing | 11 kV |  | RYB | VCBJ/PCE/J21252 | SS 21.25 CENTUARY SQUARE F2 |  |  | Fail | Please check "Use"
378186526 | TNB | DISTRIBUTION | WP PUTRAJAYA & CYBERJAYA | Existing | 11 kV |  | RYB | VCBJ/PCE/J21252 | SS 21.25 CENTUARY SQUARE F2 |  |  | Fail | Please check "Use"
378186549 | TNB | DISTRIBUTION | WP PUTRAJAYA & CYBERJAYA | Existing | 11 kV |  | RYB | VCBJ/PCE/J21591 | SS 21.59 SME 2 F1 |  |  | Fail | Please check "Use"
378186551 | TNB | DISTRIBUTION | WP PUTRAJAYA & CYBERJAYA | Existing | 11 kV |  | RYB | VCBJ/PCE/J21591 | SS 21.59 SME 2 F1 |  |  | Fail | Please check "Use"
378186553 | TNB | DISTRIBUTION | WP PUTRAJAYA & CYBERJAYA | Existing | 11 kV |  | RYB | VCBJ/PCE/J21591 | SS 21.59 SME 2 F1 |  |  | Fail | Please check "Use"
378186556 | TNB | DISTRIBUTION | WP PUTRAJAYA & CYBERJAYA | Existing | 11 kV |  | RYB | VCBJ/PCE/J21591 | SS 21.59 SME 2 F1 |  |  | Fail | Please check "Use"
378186557 | TNB | DISTRIBUTION | WP PUTRAJAYA & CYBERJAYA | Existing | 11 kV |  | RYB | VCBJ/PCE/J21591 | SS 21.59 SME 2 F1 |  |  | Fail | Please check "Use"
378186558 | TNB | DISTRIBUTION | WP PUTRAJAYA & CYBERJAYA | Existing | 11 kV |  | RYB | VCBJ/PCE/J21591 | SS 21.59 SME 2 F1 |  |  | Fail | Please check "Use"
378186564 | TNB | DISTRIBUTION | WP PUTRAJAYA & CYBERJAYA | Existing | 11 kV |  | RYB | VCBJ/PCE/J21591 | SS 21.59 SME 2 F1 |  |  | Fail | Please check "Use"
378186569 | TNB | DISTRIBUTION | WP PUTRAJAYA & CYBERJAYA | Existing | 11 kV |  | RYB | VCBJ/PCE/J21591 | SS 21.59 SME 2 F1 |  |  | Fail | Please check "Use"
378186601 | TNB | DISTRIBUTION | WP PUTRAJAYA & CYBERJAYA | Existing | 11 kV |  | RYB | VCBJ/PCE/J21592 | SS 21.59 SME 2 F2 |  |  | Fail | Please check "Use"
378186603 | TNB | DISTRIBUTION | WP PUTRAJAYA & CYBERJAYA | Existing | 11 kV |  | RYB | VCBJ/PCE/J21592 | SS 21.59 SME 2 F2 |  |  | Fail | Please check "Use"
378186605 | TNB | DISTRIBUTION | WP PUTRAJAYA & CYBERJAYA | Existing | 11 kV |  | RYB | VCBJ/PCE/J21592 | SS 21.59 SME 2 F2 |  |  | Fail | Please check "Use"
378186608 | TNB | DISTRIBUTION | WP PUTRAJAYA & CYBERJAYA | Existing | 11 kV |  | RYB | VCBJ/PCE/J21592 | SS 21.59 SME 2 F2 |  |  | Fail | Please check "Use"
378186609 | TNB | DISTRIBUTION | WP PUTRAJAYA & CYBERJAYA | Existing | 11 kV |  | RYB | VCBJ/PCE/J21592 | SS 21.59 SME 2 F2 |  |  | Fail | Please check "Use"
378186610 | TNB | DISTRIBUTION | WP PUTRAJAYA & CYBERJAYA | Existing | 11 kV |  | RYB | VCBJ/PCE/J21592 | SS 21.59 SME 2 F2 |  |  | Fail | Please check "Use"
378186616 | TNB | DISTRIBUTION | WP PUTRAJAYA & CYBERJAYA | Existing | 11 kV |  | RYB | VCBJ/PCE/J21592 | SS 21.59 SME 2 F2 |  |  | Fail | Please check "Use"
378186621 | TNB | DISTRIBUTION | WP PUTRAJAYA & CYBERJAYA | Existing | 11 kV |  | RYB | VCBJ/PCE/J21592 | SS 21.59 SME 2 F2 |  |  | Fail | Please check "Use"
378186649 | TNB | DISTRIBUTION | WP PUTRAJAYA & CYBERJAYA | Existing | 11 kV |  | RYB | VCBJ/PCE/J21261 | PE 21.26 PUSAT KAWAL SELIA F1 |  |  | Fail | Please check "Use"
378186650 | TNB | DISTRIBUTION | WP PUTRAJAYA & CYBERJAYA | Existing | 11 kV |  | RYB | VCBJ/PCE/J21261 | PE 21.26 PUSAT KAWAL SELIA F1 |  |  | Fail | Please check "Use"
378186655 | TNB | DISTRIBUTION | WP PUTRAJAYA & CYBERJAYA | Existing | 11 kV |  | RYB | VCBJ/PCE/J21261 | PE 21.26 PUSAT KAWAL SELIA F1 |  |  | Fail | Please check "Use"
378186661 | TNB | DISTRIBUTION | WP PUTRAJAYA & CYBERJAYA | Existing | 11 kV |  | RYB | VCBJ/PCE/J21261 | PE 21.26 PUSAT KAWAL SELIA F1 |  |  | Fail | Please check "Use"
378186662 | TNB | DISTRIBUTION | WP PUTRAJAYA & CYBERJAYA | Existing | 11 kV |  | RYB | VCBJ/PCE/J21261 | PE 21.26 PUSAT KAWAL SELIA F1 |  |  | Fail | Please check "Use"
378186666 | TNB | DISTRIBUTION | WP PUTRAJAYA & CYBERJAYA | Existing | 11 kV |  | RYB | VCBJ/PCE/J21261 | PE 21.26 PUSAT KAWAL SELIA F1 |  |  | Fail | Please check "Use"
378186669 | TNB | DISTRIBUTION | WP PUTRAJAYA & CYBERJAYA | Existing | 11 kV |  | RYB | VCBJ/PCE/J21261 | PE 21.26 PUSAT KAWAL SELIA F1 |  |  | Fail | Please check "Use"
378186670 | TNB | DISTRIBUTION | WP PUTRAJAYA & CYBERJAYA | Existing | 11 kV |  | RYB | VCBJ/PCE/J21261 | PE 21.26 PUSAT KAWAL SELIA F1 |  |  | Fail | Please check "Use"
378186672 | TNB | DISTRIBUTION | WP PUTRAJAYA & CYBERJAYA | Existing | 11 kV |  | RYB | VCBJ/PCE/J21262 | PE 21.26 PUSAT KAWAL SELIA F2 |  |  | Fail | Please check "Use"
378186673 | TNB | DISTRIBUTION | WP PUTRAJAYA & CYBERJAYA | Existing | 11 kV |  | RYB | VCBJ/PCE/J21262 | PE 21.26 PUSAT KAWAL SELIA F2 |  |  | Fail | Please check "Use"
378186678 | TNB | DISTRIBUTION | WP PUTRAJAYA & CYBERJAYA | Existing | 11 kV |  | RYB | VCBJ/PCE/J21262 | PE 21.26 PUSAT KAWAL SELIA F2 |  |  | Fail | Please check "Use"
378186684 | TNB | DISTRIBUTION | WP PUTRAJAYA & CYBERJAYA | Existing | 11 kV |  | RYB | VCBJ/PCE/J21262 | PE 21.26 PUSAT KAWAL SELIA F2 |  |  | Fail | Please check "Use"
378186685 | TNB | DISTRIBUTION | WP PUTRAJAYA & CYBERJAYA | Existing | 11 kV |  | RYB | VCBJ/PCE/J21262 | PE 21.26 PUSAT KAWAL SELIA F2 |  |  | Fail | Please check "Use"
378186689 | TNB | DISTRIBUTION | WP PUTRAJAYA & CYBERJAYA | Existing | 11 kV |  | RYB | VCBJ/PCE/J21262 | PE 21.26 PUSAT KAWAL SELIA F2 |  |  | Fail | Please check "Use"
378186692 | TNB | DISTRIBUTION | WP PUTRAJAYA & CYBERJAYA | Existing | 11 kV |  | RYB | VCBJ/PCE/J21262 | PE 21.26 PUSAT KAWAL SELIA F2 |  |  | Fail | Please check "Use"
378186693 | TNB | DISTRIBUTION | WP PUTRAJAYA & CYBERJAYA | Existing | 11 kV |  | RYB | VCBJ/PCE/J21262 | PE 21.26 PUSAT KAWAL SELIA F2 |  |  | Fail | Please check "Use"
378186847 | TNB | DISTRIBUTION | WP PUTRAJAYA & CYBERJAYA | Existing | 11 kV |  | RYB | VCBJ/PCE/J21551 | SS 21.55 SME TECHNOPRENEUR CENTRE F1 |  |  | Fail | Please check "Use"
378186849 | TNB | DISTRIBUTION | WP PUTRAJAYA & CYBERJAYA | Existing | 11 kV |  | RYB | VCBJ/PCE/J21551 | SS 21.55 SME TECHNOPRENEUR CENTRE F1 |  |  | Fail | Please check "Use"
378186851 | TNB | DISTRIBUTION | WP PUTRAJAYA & CYBERJAYA | Existing | 11 kV |  | RYB | VCBJ/PCE/J21551 | SS 21.55 SME TECHNOPRENEUR CENTRE F1 |  |  | Fail | Please check "Use"
378186854 | TNB | DISTRIBUTION | WP PUTRAJAYA & CYBERJAYA | Existing | 11 kV |  | RYB | VCBJ/PCE/J21551 | SS 21.55 SME TECHNOPRENEUR CENTRE F1 |  |  | Fail | Please check "Use"
378186855 | TNB | DISTRIBUTION | WP PUTRAJAYA & CYBERJAYA | Existing | 11 kV |  | RYB | VCBJ/PCE/J21551 | SS 21.55 SME TECHNOPRENEUR CENTRE F1 |  |  | Fail | Please check "Use"
378186856 | TNB | DISTRIBUTION | WP PUTRAJAYA & CYBERJAYA | Existing | 11 kV |  | RYB | VCBJ/PCE/J21551 | SS 21.55 SME TECHNOPRENEUR CENTRE F1 |  |  | Fail | Please check "Use"
378186862 | TNB | DISTRIBUTION | WP PUTRAJAYA & CYBERJAYA | Existing | 11 kV |  | RYB | VCBJ/PCE/J21551 | SS 21.55 SME TECHNOPRENEUR CENTRE F1 |  |  | Fail | Please check "Use"
378186867 | TNB | DISTRIBUTION | WP PUTRAJAYA & CYBERJAYA | Existing | 11 kV |  | RYB | VCBJ/PCE/J21551 | SS 21.55 SME TECHNOPRENEUR CENTRE F1 |  |  | Fail | Please check "Use"
378186873 | TNB | DISTRIBUTION | WP PUTRAJAYA & CYBERJAYA | Existing | 11 kV |  | RYB | VCBJ/PCE/J21552 | SS 21.55 SME TECHNOPRENEUR CENTRE F2 |  |  | Fail | Please check "Use"
378186875 | TNB | DISTRIBUTION | WP PUTRAJAYA & CYBERJAYA | Existing | 11 kV |  | RYB | VCBJ/PCE/J21552 | SS 21.55 SME TECHNOPRENEUR CENTRE F2 |  |  | Fail | Please check "Use"
378186877 | TNB | DISTRIBUTION | WP PUTRAJAYA & CYBERJAYA | Existing | 11 kV |  | RYB | VCBJ/PCE/J21552 | SS 21.55 SME TECHNOPRENEUR CENTRE F2 |  |  | Fail | Please check "Use"
378186880 | TNB | DISTRIBUTION | WP PUTRAJAYA & CYBERJAYA | Existing | 11 kV |  | RYB | VCBJ/PCE/J21552 | SS 21.55 SME TECHNOPRENEUR CENTRE F2 |  |  | Fail | Please check "Use"
378186881 | TNB | DISTRIBUTION | WP PUTRAJAYA & CYBERJAYA | Existing | 11 kV |  | RYB | VCBJ/PCE/J21552 | SS 21.55 SME TECHNOPRENEUR CENTRE F2 |  |  | Fail | Please check "Use"
378186882 | TNB | DISTRIBUTION | WP PUTRAJAYA & CYBERJAYA | Existing | 11 kV |  | RYB | VCBJ/PCE/J21552 | SS 21.55 SME TECHNOPRENEUR CENTRE F2 |  |  | Fail | Please check "Use"
378186888 | TNB | DISTRIBUTION | WP PUTRAJAYA & CYBERJAYA | Existing | 11 kV |  | RYB | VCBJ/PCE/J21552 | SS 21.55 SME TECHNOPRENEUR CENTRE F2 |  |  | Fail | Please check "Use"
378186893 | TNB | DISTRIBUTION | WP PUTRAJAYA & CYBERJAYA | Existing | 11 kV |  | RYB | VCBJ/PCE/J21552 | SS 21.55 SME TECHNOPRENEUR CENTRE F2 |  |  | Fail | Please check "Use"
378186912 | TNB | DISTRIBUTION | WP PUTRAJAYA & CYBERJAYA | Existing | 11 kV |  | RYB | VCBJ/PCE/J21231 | SS 21.23 CENTURY SQUARE 2320 F1 |  |  | Fail | Please check "Use"
378186916 | TNB | DISTRIBUTION | WP PUTRAJAYA & CYBERJAYA | Existing | 11 kV |  | RYB | VCBJ/PCE/J21231 | SS 21.23 CENTURY SQUARE 2320 F1 |  |  | Fail | Please check "Use"
378186920 | TNB | DISTRIBUTION | WP PUTRAJAYA & CYBERJAYA | Existing | 11 kV |  | RYB | VCBJ/PCE/J21231 | SS 21.23 CENTURY SQUARE 2320 F1 |  |  | Fail | Please check "Use"
378186922 | TNB | DISTRIBUTION | WP PUTRAJAYA & CYBERJAYA | Existing | 11 kV |  | RYB | VCBJ/PCE/J21231 | SS 21.23 CENTURY SQUARE 2320 F1 |  |  | Fail | Please check "Use"
378186924 | TNB | DISTRIBUTION | WP PUTRAJAYA & CYBERJAYA | Existing | 11 kV |  | RYB | VCBJ/PCE/J21231 | SS 21.23 CENTURY SQUARE 2320 F1 |  |  | Fail | Please check "Use"
378186930 | TNB | DISTRIBUTION | WP PUTRAJAYA & CYBERJAYA | Existing | 11 kV |  | RYB | VCBJ/PCE/J21231 | SS 21.23 CENTURY SQUARE 2320 F1 |  |  | Fail | Please check "Use"
378186932 | TNB | DISTRIBUTION | WP PUTRAJAYA & CYBERJAYA | Existing | 11 kV |  | RYB | VCBJ/PCE/J21231 | SS 21.23 CENTURY SQUARE 2320 F1 |  |  | Fail | Please check "Use"
378186935 | TNB | DISTRIBUTION | WP PUTRAJAYA & CYBERJAYA | Existing | 11 kV |  | RYB | VCBJ/PCE/J21231 | SS 21.23 CENTURY SQUARE 2320 F1 |  |  | Fail | Please check "Use"
378186953 | TNB | DISTRIBUTION | WP PUTRAJAYA & CYBERJAYA | Existing | 11 kV |  | RYB | VCBJ/PCE/J21232 | SS 21.23 CENTURY SQUARE 2320 F2 |  |  | Fail | Please check "Use"
378186957 | TNB | DISTRIBUTION | WP PUTRAJAYA & CYBERJAYA | Existing | 11 kV |  | RYB | VCBJ/PCE/J21232 | SS 21.23 CENTURY SQUARE 2320 F2 |  |  | Fail | Please check "Use"
378186961 | TNB | DISTRIBUTION | WP PUTRAJAYA & CYBERJAYA | Existing | 11 kV |  | RYB | VCBJ/PCE/J21232 | SS 21.23 CENTURY SQUARE 2320 F2 |  |  | Fail | Please check "Use"
378186963 | TNB | DISTRIBUTION | WP PUTRAJAYA & CYBERJAYA | Existing | 11 kV |  | RYB | VCBJ/PCE/J21232 | SS 21.23 CENTURY SQUARE 2320 F2 |  |  | Fail | Please check "Use"
378186965 | TNB | DISTRIBUTION | WP PUTRAJAYA & CYBERJAYA | Existing | 11 kV |  | RYB | VCBJ/PCE/J21232 | SS 21.23 CENTURY SQUARE 2320 F2 |  |  | Fail | Please check "Use"
378186971 | TNB | DISTRIBUTION | WP PUTRAJAYA & CYBERJAYA | Existing | 11 kV |  | RYB | VCBJ/PCE/J21232 | SS 21.23 CENTURY SQUARE 2320 F2 |  |  | Fail | Please check "Use"
378186973 | TNB | DISTRIBUTION | WP PUTRAJAYA & CYBERJAYA | Existing | 11 kV |  | RYB | VCBJ/PCE/J21232 | SS 21.23 CENTURY SQUARE 2320 F2 |  |  | Fail | Please check "Use"
378186976 | TNB | DISTRIBUTION | WP PUTRAJAYA & CYBERJAYA | Existing | 11 kV |  | RYB | VCBJ/PCE/J21232 | SS 21.23 CENTURY SQUARE 2320 F2 |  |  | Fail | Please check "Use"
378186987 | TNB | DISTRIBUTION | WP PUTRAJAYA & CYBERJAYA | Existing | 11 kV |  | RYB | VCBJ/PCE/J21232 | SS 21.23 CENTURY SQUARE 2320 F2 |  |  | Fail | Please check "Use"
378186990 | TNB | DISTRIBUTION | WP PUTRAJAYA & CYBERJAYA | Existing | 11 kV |  | RYB | VCBJ/PCE/J21111 | PE 21.11 CENTURY SQUARE 2310 F1 |  |  | Fail | Please check "Use"
378186991 | TNB | DISTRIBUTION | WP PUTRAJAYA & CYBERJAYA | Existing | 11 kV |  | RYB | VCBJ/PCE/J21111 | PE 21.11 CENTURY SQUARE 2310 F1 |  |  | Fail | Please check "Use"
378186996 | TNB | DISTRIBUTION | WP PUTRAJAYA & CYBERJAYA | Existing | 11 kV |  | RYB | VCBJ/PCE/J21111 | PE 21.11 CENTURY SQUARE 2310 F1 |  |  | Fail | Please check "Use"
378187002 | TNB | DISTRIBUTION | WP PUTRAJAYA & CYBERJAYA | Existing | 11 kV |  | RYB | VCBJ/PCE/J21111 | PE 21.11 CENTURY SQUARE 2310 F1 |  |  | Fail | Please check "Use"
378187003 | TNB | DISTRIBUTION | WP PUTRAJAYA & CYBERJAYA | Existing | 11 kV |  | RYB | VCBJ/PCE/J21111 | PE 21.11 CENTURY SQUARE 2310 F1 |  |  | Fail | Please check "Use"
378187007 | TNB | DISTRIBUTION | WP PUTRAJAYA & CYBERJAYA | Existing | 11 kV |  | RYB | VCBJ/PCE/J21111 | PE 21.11 CENTURY SQUARE 2310 F1 |  |  | Fail | Please check "Use"
378187010 | TNB | DISTRIBUTION | WP PUTRAJAYA & CYBERJAYA | Existing | 11 kV |  | RYB | VCBJ/PCE/J21111 | PE 21.11 CENTURY SQUARE 2310 F1 |  |  | Fail | Please check "Use"
378187011 | TNB | DISTRIBUTION | WP PUTRAJAYA & CYBERJAYA | Existing | 11 kV |  | RYB | VCBJ/PCE/J21111 | PE 21.11 CENTURY SQUARE 2310 F1 |  |  | Fail | Please check "Use"
378187013 | TNB | DISTRIBUTION | WP PUTRAJAYA & CYBERJAYA | Existing | 11 kV |  | RYB | VCBJ/PCE/J21112 | PE 21.11 CENTURY SQUARE 2310 F2 |  |  | Fail | Please check "Use"
378187014 | TNB | DISTRIBUTION | WP PUTRAJAYA & CYBERJAYA | Existing | 11 kV |  | RYB | VCBJ/PCE/J21112 | PE 21.11 CENTURY SQUARE 2310 F2 |  |  | Fail | Please check "Use"
378187019 | TNB | DISTRIBUTION | WP PUTRAJAYA & CYBERJAYA | Existing | 11 kV |  | RYB | VCBJ/PCE/J21112 | PE 21.11 CENTURY SQUARE 2310 F2 |  |  | Fail | Please check "Use"
378187025 | TNB | DISTRIBUTION | WP PUTRAJAYA & CYBERJAYA | Existing | 11 kV |  | RYB | VCBJ/PCE/J21112 | PE 21.11 CENTURY SQUARE 2310 F2 |  |  | Fail | Please check "Use"
378187026 | TNB | DISTRIBUTION | WP PUTRAJAYA & CYBERJAYA | Existing | 11 kV |  | RYB | VCBJ/PCE/J21112 | PE 21.11 CENTURY SQUARE 2310 F2 |  |  | Fail | Please check "Use"
378187030 | TNB | DISTRIBUTION | WP PUTRAJAYA & CYBERJAYA | Existing | 11 kV |  | RYB | VCBJ/PCE/J21112 | PE 21.11 CENTURY SQUARE 2310 F2 |  |  | Fail | Please check "Use"
378187033 | TNB | DISTRIBUTION | WP PUTRAJAYA & CYBERJAYA | Existing | 11 kV |  | RYB | VCBJ/PCE/J21112 | PE 21.11 CENTURY SQUARE 2310 F2 |  |  | Fail | Please check "Use"
378187034 | TNB | DISTRIBUTION | WP PUTRAJAYA & CYBERJAYA | Existing | 11 kV |  | RYB | VCBJ/PCE/J21112 | PE 21.11 CENTURY SQUARE 2310 F2 |  |  | Fail | Please check "Use"
378187177 | TNB | DISTRIBUTION | WP PUTRAJAYA & CYBERJAYA | Existing | 11 kV |  | RYB | VCBJ/PCE/J21081 | PE 21.08 CENTURY SQUARE 2300 F1 |  |  | Fail | Please check "Use"
378187178 | TNB | DISTRIBUTION | WP PUTRAJAYA & CYBERJAYA | Existing | 11 kV |  | RYB | VCBJ/PCE/J21081 | PE 21.08 CENTURY SQUARE 2300 F1 |  |  | Fail | Please check "Use"
378187183 | TNB | DISTRIBUTION | WP PUTRAJAYA & CYBERJAYA | Existing | 11 kV |  | RYB | VCBJ/PCE/J21081 | PE 21.08 CENTURY SQUARE 2300 F1 |  |  | Fail | Please check "Use"
378187189 | TNB | DISTRIBUTION | WP PUTRAJAYA & CYBERJAYA | Existing | 11 kV |  | RYB | VCBJ/PCE/J21081 | PE 21.08 CENTURY SQUARE 2300 F1 |  |  | Fail | Please check "Use"
378187190 | TNB | DISTRIBUTION | WP PUTRAJAYA & CYBERJAYA | Existing | 11 kV |  | RYB | VCBJ/PCE/J21081 | PE 21.08 CENTURY SQUARE 2300 F1 |  |  | Fail | Please check "Use"
378187194 | TNB | DISTRIBUTION | WP PUTRAJAYA & CYBERJAYA | Existing | 11 kV |  | RYB | VCBJ/PCE/J21081 | PE 21.08 CENTURY SQUARE 2300 F1 |  |  | Fail | Please check "Use"
378187197 | TNB | DISTRIBUTION | WP PUTRAJAYA & CYBERJAYA | Existing | 11 kV |  | RYB | VCBJ/PCE/J21081 | PE 21.08 CENTURY SQUARE 2300 F1 |  |  | Fail | Please check "Use"
378187198 | TNB | DISTRIBUTION | WP PUTRAJAYA & CYBERJAYA | Existing | 11 kV |  | RYB | VCBJ/PCE/J21081 | PE 21.08 CENTURY SQUARE 2300 F1 |  |  | Fail | Please check "Use"
378187200 | TNB | DISTRIBUTION | WP PUTRAJAYA & CYBERJAYA | Existing | 11 kV |  | RYB | VCBJ/PCE/J21082 | PE 21.08 CENTURY SQUARE 2300 F2 |  |  | Fail | Please check "Use"
378187201 | TNB | DISTRIBUTION | WP PUTRAJAYA & CYBERJAYA | Existing | 11 kV |  | RYB | VCBJ/PCE/J21082 | PE 21.08 CENTURY SQUARE 2300 F2 |  |  | Fail | Please check "Use"
378187206 | TNB | DISTRIBUTION | WP PUTRAJAYA & CYBERJAYA | Existing | 11 kV |  | RYB | VCBJ/PCE/J21082 | PE 21.08 CENTURY SQUARE 2300 F2 |  |  | Fail | Please check "Use"
378187212 | TNB | DISTRIBUTION | WP PUTRAJAYA & CYBERJAYA | Existing | 11 kV |  | RYB | VCBJ/PCE/J21082 | PE 21.08 CENTURY SQUARE 2300 F2 |  |  | Fail | Please check "Use"
378187213 | TNB | DISTRIBUTION | WP PUTRAJAYA & CYBERJAYA | Existing | 11 kV |  | RYB | VCBJ/PCE/J21082 | PE 21.08 CENTURY SQUARE 2300 F2 |  |  | Fail | Please check "Use"
378187217 | TNB | DISTRIBUTION | WP PUTRAJAYA & CYBERJAYA | Existing | 11 kV |  | RYB | VCBJ/PCE/J21082 | PE 21.08 CENTURY SQUARE 2300 F2 |  |  | Fail | Please check "Use"
378187220 | TNB | DISTRIBUTION | WP PUTRAJAYA & CYBERJAYA | Existing | 11 kV |  | RYB | VCBJ/PCE/J21082 | PE 21.08 CENTURY SQUARE 2300 F2 |  |  | Fail | Please check "Use"
378187221 | TNB | DISTRIBUTION | WP PUTRAJAYA & CYBERJAYA | Existing | 11 kV |  | RYB | VCBJ/PCE/J21082 | PE 21.08 CENTURY SQUARE 2300 F2 |  |  | Fail | Please check "Use"
378187412 | TNB | DISTRIBUTION | WP PUTRAJAYA & CYBERJAYA | Existing | 11 kV |  | RYB | VCBJ/PCE/J22901 | PE 22.90 SHAFBURY APT BLOK B |  |  | Fail | Please check "Use"
378187413 | TNB | DISTRIBUTION | WP PUTRAJAYA & CYBERJAYA | Existing | 11 kV |  | RYB | VCBJ/PCE/J22901 | PE 22.90 SHAFBURY APT BLOK B |  |  | Fail | Please check "Use"
378187418 | TNB | DISTRIBUTION | WP PUTRAJAYA & CYBERJAYA | Existing | 11 kV |  | RYB | VCBJ/PCE/J22901 | PE 22.90 SHAFBURY APT BLOK B |  |  | Fail | Please check "Use"
378187424 | TNB | DISTRIBUTION | WP PUTRAJAYA & CYBERJAYA | Existing | 11 kV |  | RYB | VCBJ/PCE/J22901 | PE 22.90 SHAFBURY APT BLOK B |  |  | Fail | Please check "Use"
378187425 | TNB | DISTRIBUTION | WP PUTRAJAYA & CYBERJAYA | Existing | 11 kV |  | RYB | VCBJ/PCE/J22901 | PE 22.90 SHAFBURY APT BLOK B |  |  | Fail | Please check "Use"
378187429 | TNB | DISTRIBUTION | WP PUTRAJAYA & CYBERJAYA | Existing | 11 kV |  | RYB | VCBJ/PCE/J22901 | PE 22.90 SHAFBURY APT BLOK B |  |  | Fail | Please check "Use"
378187432 | TNB | DISTRIBUTION | WP PUTRAJAYA & CYBERJAYA | Existing | 11 kV |  | RYB | VCBJ/PCE/J22901 | PE 22.90 SHAFBURY APT BLOK B |  |  | Fail | Please check "Use"
378187433 | TNB | DISTRIBUTION | WP PUTRAJAYA & CYBERJAYA | Existing | 11 kV |  | RYB | VCBJ/PCE/J22901 | PE 22.90 SHAFBURY APT BLOK B |  |  | Fail | Please check "Use"
378187508 | TNB | DISTRIBUTION | WP PUTRAJAYA & CYBERJAYA | Existing | 11 kV |  | RYB | VCBJ/PCE/J22851 | SS 22.85 SHAFTBURY CHILLER PLANT F1 |  |  | Fail | Please check "Use"
378187509 | TNB | DISTRIBUTION | WP PUTRAJAYA & CYBERJAYA | Existing | 11 kV |  | RYB | VCBJ/PCE/J22851 | SS 22.85 SHAFTBURY CHILLER PLANT F1 |  |  | Fail | Please check "Use"
378187514 | TNB | DISTRIBUTION | WP PUTRAJAYA & CYBERJAYA | Existing | 11 kV |  | RYB | VCBJ/PCE/J22851 | SS 22.85 SHAFTBURY CHILLER PLANT F1 |  |  | Fail | Please check "Use"
378187520 | TNB | DISTRIBUTION | WP PUTRAJAYA & CYBERJAYA | Existing | 11 kV |  | RYB | VCBJ/PCE/J22851 | SS 22.85 SHAFTBURY CHILLER PLANT F1 |  |  | Fail | Please check "Use"
378187521 | TNB | DISTRIBUTION | WP PUTRAJAYA & CYBERJAYA | Existing | 11 kV |  | RYB | VCBJ/PCE/J22851 | SS 22.85 SHAFTBURY CHILLER PLANT F1 |  |  | Fail | Please check "Use"
378187525 | TNB | DISTRIBUTION | WP PUTRAJAYA & CYBERJAYA | Existing | 11 kV |  | RYB | VCBJ/PCE/J22851 | SS 22.85 SHAFTBURY CHILLER PLANT F1 |  |  | Fail | Please check "Use"
378187528 | TNB | DISTRIBUTION | WP PUTRAJAYA & CYBERJAYA | Existing | 11 kV |  | RYB | VCBJ/PCE/J22851 | SS 22.85 SHAFTBURY CHILLER PLANT F1 |  |  | Fail | Please check "Use"
378187529 | TNB | DISTRIBUTION | WP PUTRAJAYA & CYBERJAYA | Existing | 11 kV |  | RYB | VCBJ/PCE/J22851 | SS 22.85 SHAFTBURY CHILLER PLANT F1 |  |  | Fail | Please check "Use"
378187602 | TNB | DISTRIBUTION | WP PUTRAJAYA & CYBERJAYA | Existing | 11 kV |  | RYB | VCBJ/PCE/J22852 | SS 22.85 SHAFTBURY CHILLER PLANT F2 |  |  | Fail | Please check "Use"
378187603 | TNB | DISTRIBUTION | WP PUTRAJAYA & CYBERJAYA | Existing | 11 kV |  | RYB | VCBJ/PCE/J22852 | SS 22.85 SHAFTBURY CHILLER PLANT F2 |  |  | Fail | Please check "Use"
378187608 | TNB | DISTRIBUTION | WP PUTRAJAYA & CYBERJAYA | Existing | 11 kV |  | RYB | VCBJ/PCE/J22852 | SS 22.85 SHAFTBURY CHILLER PLANT F2 |  |  | Fail | Please check "Use"
378187614 | TNB | DISTRIBUTION | WP PUTRAJAYA & CYBERJAYA | Existing | 11 kV |  | RYB | VCBJ/PCE/J22852 | SS 22.85 SHAFTBURY CHILLER PLANT F2 |  |  | Fail | Please check "Use"
378187615 | TNB | DISTRIBUTION | WP PUTRAJAYA & CYBERJAYA | Existing | 11 kV |  | RYB | VCBJ/PCE/J22852 | SS 22.85 SHAFTBURY CHILLER PLANT F2 |  |  | Fail | Please check "Use"
378187619 | TNB | DISTRIBUTION | WP PUTRAJAYA & CYBERJAYA | Existing | 11 kV |  | RYB | VCBJ/PCE/J22852 | SS 22.85 SHAFTBURY CHILLER PLANT F2 |  |  | Fail | Please check "Use"
378187622 | TNB | DISTRIBUTION | WP PUTRAJAYA & CYBERJAYA | Existing | 11 kV |  | RYB | VCBJ/PCE/J22852 | SS 22.85 SHAFTBURY CHILLER PLANT F2 |  |  | Fail | Please check "Use"
378187623 | TNB | DISTRIBUTION | WP PUTRAJAYA & CYBERJAYA | Existing | 11 kV |  | RYB | VCBJ/PCE/J22852 | SS 22.85 SHAFTBURY CHILLER PLANT F2 |  |  | Fail | Please check "Use"
378187753 | TNB | DISTRIBUTION | WP PUTRAJAYA & CYBERJAYA | Existing | 11 kV |  | RYB | VCBJ/PCE/J22981 | PE 22.98 SHAFBURY APT A |  |  | Fail | Please check "Use"
378187754 | TNB | DISTRIBUTION | WP PUTRAJAYA & CYBERJAYA | Existing | 11 kV |  | RYB | VCBJ/PCE/J22981 | PE 22.98 SHAFBURY APT A |  |  | Fail | Please check "Use"
378187759 | TNB | DISTRIBUTION | WP PUTRAJAYA & CYBERJAYA | Existing | 11 kV |  | RYB | VCBJ/PCE/J22981 | PE 22.98 SHAFBURY APT A |  |  | Fail | Please check "Use"
378187765 | TNB | DISTRIBUTION | WP PUTRAJAYA & CYBERJAYA | Existing | 11 kV |  | RYB | VCBJ/PCE/J22981 | PE 22.98 SHAFBURY APT A |  |  | Fail | Please check "Use"
378187766 | TNB | DISTRIBUTION | WP PUTRAJAYA & CYBERJAYA | Existing | 11 kV |  | RYB | VCBJ/PCE/J22981 | PE 22.98 SHAFBURY APT A |  |  | Fail | Please check "Use"
378187770 | TNB | DISTRIBUTION | WP PUTRAJAYA & CYBERJAYA | Existing | 11 kV |  | RYB | VCBJ/PCE/J22981 | PE 22.98 SHAFBURY APT A |  |  | Fail | Please check "Use"
378187773 | TNB | DISTRIBUTION | WP PUTRAJAYA & CYBERJAYA | Existing | 11 kV |  | RYB | VCBJ/PCE/J22981 | PE 22.98 SHAFBURY APT A |  |  | Fail | Please check "Use"
378187774 | TNB | DISTRIBUTION | WP PUTRAJAYA & CYBERJAYA | Existing | 11 kV |  | RYB | VCBJ/PCE/J22981 | PE 22.98 SHAFBURY APT A |  |  | Fail | Please check "Use"
378187892 | TNB | DISTRIBUTION | WP PUTRAJAYA & CYBERJAYA | Existing | 11 kV |  | RYB | VCBJ/PCE/J22841 | SS 22.84 SHAFBURY KEDAI PEJABAT F1 |  |  | Fail | Please check "Use"
378187894 | TNB | DISTRIBUTION | WP PUTRAJAYA & CYBERJAYA | Existing | 11 kV |  | RYB | VCBJ/PCE/J22841 | SS 22.84 SHAFBURY KEDAI PEJABAT F1 |  |  | Fail | Please check "Use"
378187896 | TNB | DISTRIBUTION | WP PUTRAJAYA & CYBERJAYA | Existing | 11 kV |  | RYB | VCBJ/PCE/J22841 | SS 22.84 SHAFBURY KEDAI PEJABAT F1 |  |  | Fail | Please check "Use"
378187899 | TNB | DISTRIBUTION | WP PUTRAJAYA & CYBERJAYA | Existing | 11 kV |  | RYB | VCBJ/PCE/J22841 | SS 22.84 SHAFBURY KEDAI PEJABAT F1 |  |  | Fail | Please check "Use"
378187900 | TNB | DISTRIBUTION | WP PUTRAJAYA & CYBERJAYA | Existing | 11 kV |  | RYB | VCBJ/PCE/J22841 | SS 22.84 SHAFBURY KEDAI PEJABAT F1 |  |  | Fail | Please check "Use"
378187901 | TNB | DISTRIBUTION | WP PUTRAJAYA & CYBERJAYA | Existing | 11 kV |  | RYB | VCBJ/PCE/J22841 | SS 22.84 SHAFBURY KEDAI PEJABAT F1 |  |  | Fail | Please check "Use"
378187907 | TNB | DISTRIBUTION | WP PUTRAJAYA & CYBERJAYA | Existing | 11 kV |  | RYB | VCBJ/PCE/J22841 | SS 22.84 SHAFBURY KEDAI PEJABAT F1 |  |  | Fail | Please check "Use"
378187912 | TNB | DISTRIBUTION | WP PUTRAJAYA & CYBERJAYA | Existing | 11 kV |  | RYB | VCBJ/PCE/J22841 | SS 22.84 SHAFBURY KEDAI PEJABAT F1 |  |  | Fail | Please check "Use"
378187941 | TNB | DISTRIBUTION | WP PUTRAJAYA & CYBERJAYA | Existing | 11 kV |  | RYB | VCBJ/PCE/J22842 | SS 22.84 SHAFBURY KEDAI PEJABAT F2 |  |  | Fail | Please check "Use"
378187943 | TNB | DISTRIBUTION | WP PUTRAJAYA & CYBERJAYA | Existing | 11 kV |  | RYB | VCBJ/PCE/J22842 | SS 22.84 SHAFBURY KEDAI PEJABAT F2 |  |  | Fail | Please check "Use"
378187945 | TNB | DISTRIBUTION | WP PUTRAJAYA & CYBERJAYA | Existing | 11 kV |  | RYB | VCBJ/PCE/J22842 | SS 22.84 SHAFBURY KEDAI PEJABAT F2 |  |  | Fail | Please check "Use"
378187948 | TNB | DISTRIBUTION | WP PUTRAJAYA & CYBERJAYA | Existing | 11 kV |  | RYB | VCBJ/PCE/J22842 | SS 22.84 SHAFBURY KEDAI PEJABAT F2 |  |  | Fail | Please check "Use"
378187949 | TNB | DISTRIBUTION | WP PUTRAJAYA & CYBERJAYA | Existing | 11 kV |  | RYB | VCBJ/PCE/J22842 | SS 22.84 SHAFBURY KEDAI PEJABAT F2 |  |  | Fail | Please check "Use"
378187950 | TNB | DISTRIBUTION | WP PUTRAJAYA & CYBERJAYA | Existing | 11 kV |  | RYB | VCBJ/PCE/J22842 | SS 22.84 SHAFBURY KEDAI PEJABAT F2 |  |  | Fail | Please check "Use"
378187956 | TNB | DISTRIBUTION | WP PUTRAJAYA & CYBERJAYA | Existing | 11 kV |  | RYB | VCBJ/PCE/J22842 | SS 22.84 SHAFBURY KEDAI PEJABAT F2 |  |  | Fail | Please check "Use"
378187961 | TNB | DISTRIBUTION | WP PUTRAJAYA & CYBERJAYA | Existing | 11 kV |  | RYB | VCBJ/PCE/J22842 | SS 22.84 SHAFBURY KEDAI PEJABAT F2 |  |  | Fail | Please check "Use"
378187983 | TNB | DISTRIBUTION | WP PUTRAJAYA & CYBERJAYA | Existing | 11 kV |  | RYB | VCBJ/PCE/J00344 | PE 24.31 CRISTAL TERES |  |  | Fail | Please check "Use"
378187984 | TNB | DISTRIBUTION | WP PUTRAJAYA & CYBERJAYA | Existing | 11 kV |  | RYB | VCBJ/PCE/J00344 | PE 24.31 CRISTAL TERES |  |  | Fail | Please check "Use"
378187989 | TNB | DISTRIBUTION | WP PUTRAJAYA & CYBERJAYA | Existing | 11 kV |  | RYB | VCBJ/PCE/J00344 | PE 24.31 CRISTAL TERES |  |  | Fail | Please check "Use"
378187995 | TNB | DISTRIBUTION | WP PUTRAJAYA & CYBERJAYA | Existing | 11 kV |  | RYB | VCBJ/PCE/J00344 | PE 24.31 CRISTAL TERES |  |  | Fail | Please check "Use"
378187996 | TNB | DISTRIBUTION | WP PUTRAJAYA & CYBERJAYA | Existing | 11 kV |  | RYB | VCBJ/PCE/J00344 | PE 24.31 CRISTAL TERES |  |  | Fail | Please check "Use"
378188000 | TNB | DISTRIBUTION | WP PUTRAJAYA & CYBERJAYA | Existing | 11 kV |  | RYB | VCBJ/PCE/J00344 | PE 24.31 CRISTAL TERES |  |  | Fail | Please check "Use"
378188003 | TNB | DISTRIBUTION | WP PUTRAJAYA & CYBERJAYA | Existing | 11 kV |  | RYB | VCBJ/PCE/J00344 | PE 24.31 CRISTAL TERES |  |  | Fail | Please check "Use"
378188004 | TNB | DISTRIBUTION | WP PUTRAJAYA & CYBERJAYA | Existing | 11 kV |  | RYB | VCBJ/PCE/J00344 | PE 24.31 CRISTAL TERES |  |  | Fail | Please check "Use"
378188076 | TNB | DISTRIBUTION | WP PUTRAJAYA & CYBERJAYA | Existing | 11 kV |  | RYB | VCBJ/PCE/J00343 | PE 24.30 CRYSTAL BLOK B |  |  | Fail | Please check "Use"
378188077 | TNB | DISTRIBUTION | WP PUTRAJAYA & CYBERJAYA | Existing | 11 kV |  | RYB | VCBJ/PCE/J00343 | PE 24.30 CRYSTAL BLOK B |  |  | Fail | Please check "Use"
378188078 | TNB | DISTRIBUTION | WP PUTRAJAYA & CYBERJAYA | Existing | 11 kV |  | RYB | VCBJ/PCE/J00343 | PE 24.30 CRYSTAL BLOK B |  |  | Fail | Please check "Use"
378188085 | TNB | DISTRIBUTION | WP PUTRAJAYA & CYBERJAYA | Existing | 11 kV |  | RYB | VCBJ/PCE/J00343 | PE 24.30 CRYSTAL BLOK B |  |  | Fail | Please check "Use"
378188088 | TNB | DISTRIBUTION | WP PUTRAJAYA & CYBERJAYA | Existing | 11 kV |  | RYB | VCBJ/PCE/J00343 | PE 24.30 CRYSTAL BLOK B |  |  | Fail | Please check "Use"
378188089 | TNB | DISTRIBUTION | WP PUTRAJAYA & CYBERJAYA | Existing | 11 kV |  | RYB | VCBJ/PCE/J00343 | PE 24.30 CRYSTAL BLOK B |  |  | Fail | Please check "Use"
378188090 | TNB | DISTRIBUTION | WP PUTRAJAYA & CYBERJAYA | Existing | 11 kV |  | RYB | VCBJ/PCE/J00343 | PE 24.30 CRYSTAL BLOK B |  |  | Fail | Please check "Use"
378188092 | TNB | DISTRIBUTION | WP PUTRAJAYA & CYBERJAYA | Existing | 11 kV |  | RYB | VCBJ/PCE/J00343 | PE 24.30 CRYSTAL BLOK B |  |  | Fail | Please check "Use"
378188093 | TNB | DISTRIBUTION | WP PUTRAJAYA & CYBERJAYA | Existing | 11 kV |  | RYB | VCBJ/PCE/J00343 | PE 24.30 CRYSTAL BLOK B |  |  | Fail | Please check "Use"
378188095 | TNB | DISTRIBUTION | WP PUTRAJAYA & CYBERJAYA | Existing | 11 kV |  | RYB | VCBJ/PCE/J00343 | PE 24.30 CRYSTAL BLOK B |  |  | Fail | Please check "Use"
378188103 | TNB | DISTRIBUTION | WP PUTRAJAYA & CYBERJAYA | Existing | 11 kV |  | RYB | VCBJ/PCE/J00343 | PE 24.30 CRYSTAL BLOK B |  |  | Fail | Please check "Use"
378188247 | TNB | DISTRIBUTION | WP PUTRAJAYA & CYBERJAYA | Existing | 11 kV |  | RYB | VCBJ/PCE/J00342 | PE 24.29 CRYSTAL BLOK A |  |  | Fail | Please check "Use"
378188248 | TNB | DISTRIBUTION | WP PUTRAJAYA & CYBERJAYA | Existing | 11 kV |  | RYB | VCBJ/PCE/J00342 | PE 24.29 CRYSTAL BLOK A |  |  | Fail | Please check "Use"
378188249 | TNB | DISTRIBUTION | WP PUTRAJAYA & CYBERJAYA | Existing | 11 kV |  | RYB | VCBJ/PCE/J00342 | PE 24.29 CRYSTAL BLOK A |  |  | Fail | Please check "Use"
378188256 | TNB | DISTRIBUTION | WP PUTRAJAYA & CYBERJAYA | Existing | 11 kV |  | RYB | VCBJ/PCE/J00342 | PE 24.29 CRYSTAL BLOK A |  |  | Fail | Please check "Use"
378188259 | TNB | DISTRIBUTION | WP PUTRAJAYA & CYBERJAYA | Existing | 11 kV |  | RYB | VCBJ/PCE/J00342 | PE 24.29 CRYSTAL BLOK A |  |  | Fail | Please check "Use"
378188260 | TNB | DISTRIBUTION | WP PUTRAJAYA & CYBERJAYA | Existing | 11 kV |  | RYB | VCBJ/PCE/J00342 | PE 24.29 CRYSTAL BLOK A |  |  | Fail | Please check "Use"
378188261 | TNB | DISTRIBUTION | WP PUTRAJAYA & CYBERJAYA | Existing | 11 kV |  | RYB | VCBJ/PCE/J00342 | PE 24.29 CRYSTAL BLOK A |  |  | Fail | Please check "Use"
378188263 | TNB | DISTRIBUTION | WP PUTRAJAYA & CYBERJAYA | Existing | 11 kV |  | RYB | VCBJ/PCE/J00342 | PE 24.29 CRYSTAL BLOK A |  |  | Fail | Please check "Use"
378188264 | TNB | DISTRIBUTION | WP PUTRAJAYA & CYBERJAYA | Existing | 11 kV |  | RYB | VCBJ/PCE/J00342 | PE 24.29 CRYSTAL BLOK A |  |  | Fail | Please check "Use"
378188266 | TNB | DISTRIBUTION | WP PUTRAJAYA & CYBERJAYA | Existing | 11 kV |  | RYB | VCBJ/PCE/J00342 | PE 24.29 CRYSTAL BLOK A |  |  | Fail | Please check "Use"
378188274 | TNB | DISTRIBUTION | WP PUTRAJAYA & CYBERJAYA | Existing | 11 kV |  | RYB | VCBJ/PCE/J00342 | PE 24.29 CRYSTAL BLOK A |  |  | Fail | Please check "Use"
378188449 | TNB | DISTRIBUTION | WP PUTRAJAYA & CYBERJAYA | Existing | 11 kV |  | RYB | VCBJ/PCE/J22341 | PE 22.34 STREET MALL 2 F1 |  |  | Fail | Please check "Use"
378188450 | TNB | DISTRIBUTION | WP PUTRAJAYA & CYBERJAYA | Existing | 11 kV |  | RYB | VCBJ/PCE/J22341 | PE 22.34 STREET MALL 2 F1 |  |  | Fail | Please check "Use"
378188455 | TNB | DISTRIBUTION | WP PUTRAJAYA & CYBERJAYA | Existing | 11 kV |  | RYB | VCBJ/PCE/J22341 | PE 22.34 STREET MALL 2 F1 |  |  | Fail | Please check "Use"
378188461 | TNB | DISTRIBUTION | WP PUTRAJAYA & CYBERJAYA | Existing | 11 kV |  | RYB | VCBJ/PCE/J22341 | PE 22.34 STREET MALL 2 F1 |  |  | Fail | Please check "Use"
378188462 | TNB | DISTRIBUTION | WP PUTRAJAYA & CYBERJAYA | Existing | 11 kV |  | RYB | VCBJ/PCE/J22341 | PE 22.34 STREET MALL 2 F1 |  |  | Fail | Please check "Use"
378188466 | TNB | DISTRIBUTION | WP PUTRAJAYA & CYBERJAYA | Existing | 11 kV |  | RYB | VCBJ/PCE/J22341 | PE 22.34 STREET MALL 2 F1 |  |  | Fail | Please check "Use"
378188469 | TNB | DISTRIBUTION | WP PUTRAJAYA & CYBERJAYA | Existing | 11 kV |  | RYB | VCBJ/PCE/J22341 | PE 22.34 STREET MALL 2 F1 |  |  | Fail | Please check "Use"
378188470 | TNB | DISTRIBUTION | WP PUTRAJAYA & CYBERJAYA | Existing | 11 kV |  | RYB | VCBJ/PCE/J22341 | PE 22.34 STREET MALL 2 F1 |  |  | Fail | Please check "Use"
378188472 | TNB | DISTRIBUTION | WP PUTRAJAYA & CYBERJAYA | Existing | 11 kV |  | RYB | VCBJ/PCE/J22342 | PE 22.34 STREET MALL 2 F2 |  |  | Fail | Please check "Use"
378188473 | TNB | DISTRIBUTION | WP PUTRAJAYA & CYBERJAYA | Existing | 11 kV |  | RYB | VCBJ/PCE/J22342 | PE 22.34 STREET MALL 2 F2 |  |  | Fail | Please check "Use"
378188478 | TNB | DISTRIBUTION | WP PUTRAJAYA & CYBERJAYA | Existing | 11 kV |  | RYB | VCBJ/PCE/J22342 | PE 22.34 STREET MALL 2 F2 |  |  | Fail | Please check "Use"
378188484 | TNB | DISTRIBUTION | WP PUTRAJAYA & CYBERJAYA | Existing | 11 kV |  | RYB | VCBJ/PCE/J22342 | PE 22.34 STREET MALL 2 F2 |  |  | Fail | Please check "Use"
378188485 | TNB | DISTRIBUTION | WP PUTRAJAYA & CYBERJAYA | Existing | 11 kV |  | RYB | VCBJ/PCE/J22342 | PE 22.34 STREET MALL 2 F2 |  |  | Fail | Please check "Use"
378188489 | TNB | DISTRIBUTION | WP PUTRAJAYA & CYBERJAYA | Existing | 11 kV |  | RYB | VCBJ/PCE/J22342 | PE 22.34 STREET MALL 2 F2 |  |  | Fail | Please check "Use"
378188492 | TNB | DISTRIBUTION | WP PUTRAJAYA & CYBERJAYA | Existing | 11 kV |  | RYB | VCBJ/PCE/J22342 | PE 22.34 STREET MALL 2 F2 |  |  | Fail | Please check "Use"
378188493 | TNB | DISTRIBUTION | WP PUTRAJAYA & CYBERJAYA | Existing | 11 kV |  | RYB | VCBJ/PCE/J22342 | PE 22.34 STREET MALL 2 F2 |  |  | Fail | Please check "Use"
378188637 | TNB | DISTRIBUTION | WP PUTRAJAYA & CYBERJAYA | Existing | 11 kV |  | RYB | VCBJ/PCE/J22621 | PE 22.62 8 BLOK KEDAI PEJ 2B F1 |  |  | Fail | Please check "Use"
378188638 | TNB | DISTRIBUTION | WP PUTRAJAYA & CYBERJAYA | Existing | 11 kV |  | RYB | VCBJ/PCE/J22621 | PE 22.62 8 BLOK KEDAI PEJ 2B F1 |  |  | Fail | Please check "Use"
378188643 | TNB | DISTRIBUTION | WP PUTRAJAYA & CYBERJAYA | Existing | 11 kV |  | RYB | VCBJ/PCE/J22621 | PE 22.62 8 BLOK KEDAI PEJ 2B F1 |  |  | Fail | Please check "Use"
378188649 | TNB | DISTRIBUTION | WP PUTRAJAYA & CYBERJAYA | Existing | 11 kV |  | RYB | VCBJ/PCE/J22621 | PE 22.62 8 BLOK KEDAI PEJ 2B F1 |  |  | Fail | Please check "Use"
378188650 | TNB | DISTRIBUTION | WP PUTRAJAYA & CYBERJAYA | Existing | 11 kV |  | RYB | VCBJ/PCE/J22621 | PE 22.62 8 BLOK KEDAI PEJ 2B F1 |  |  | Fail | Please check "Use"
378188654 | TNB | DISTRIBUTION | WP PUTRAJAYA & CYBERJAYA | Existing | 11 kV |  | RYB | VCBJ/PCE/J22621 | PE 22.62 8 BLOK KEDAI PEJ 2B F1 |  |  | Fail | Please check "Use"
378188657 | TNB | DISTRIBUTION | WP PUTRAJAYA & CYBERJAYA | Existing | 11 kV |  | RYB | VCBJ/PCE/J22621 | PE 22.62 8 BLOK KEDAI PEJ 2B F1 |  |  | Fail | Please check "Use"
378188658 | TNB | DISTRIBUTION | WP PUTRAJAYA & CYBERJAYA | Existing | 11 kV |  | RYB | VCBJ/PCE/J22621 | PE 22.62 8 BLOK KEDAI PEJ 2B F1 |  |  | Fail | Please check "Use"
378188660 | TNB | DISTRIBUTION | WP PUTRAJAYA & CYBERJAYA | Existing | 11 kV |  | RYB | VCBJ/PCE/J22622 | PE 22.62 8 BLOK KEDAI PEJ 2B F2 |  |  | Fail | Please check "Use"
378188661 | TNB | DISTRIBUTION | WP PUTRAJAYA & CYBERJAYA | Existing | 11 kV |  | RYB | VCBJ/PCE/J22622 | PE 22.62 8 BLOK KEDAI PEJ 2B F2 |  |  | Fail | Please check "Use"
378188666 | TNB | DISTRIBUTION | WP PUTRAJAYA & CYBERJAYA | Existing | 11 kV |  | RYB | VCBJ/PCE/J22622 | PE 22.62 8 BLOK KEDAI PEJ 2B F2 |  |  | Fail | Please check "Use"
378188672 | TNB | DISTRIBUTION | WP PUTRAJAYA & CYBERJAYA | Existing | 11 kV |  | RYB | VCBJ/PCE/J22622 | PE 22.62 8 BLOK KEDAI PEJ 2B F2 |  |  | Fail | Please check "Use"
378188673 | TNB | DISTRIBUTION | WP PUTRAJAYA & CYBERJAYA | Existing | 11 kV |  | RYB | VCBJ/PCE/J22622 | PE 22.62 8 BLOK KEDAI PEJ 2B F2 |  |  | Fail | Please check "Use"
378188677 | TNB | DISTRIBUTION | WP PUTRAJAYA & CYBERJAYA | Existing | 11 kV |  | RYB | VCBJ/PCE/J22622 | PE 22.62 8 BLOK KEDAI PEJ 2B F2 |  |  | Fail | Please check "Use"
378188680 | TNB | DISTRIBUTION | WP PUTRAJAYA & CYBERJAYA | Existing | 11 kV |  | RYB | VCBJ/PCE/J22622 | PE 22.62 8 BLOK KEDAI PEJ 2B F2 |  |  | Fail | Please check "Use"
378188681 | TNB | DISTRIBUTION | WP PUTRAJAYA & CYBERJAYA | Existing | 11 kV |  | RYB | VCBJ/PCE/J22622 | PE 22.62 8 BLOK KEDAI PEJ 2B F2 |  |  | Fail | Please check "Use"
378188809 | TNB | DISTRIBUTION | WP PUTRAJAYA & CYBERJAYA | Existing | 11 kV |  | RYB | VCBJ/PCE/J22721 | PE 22.72 CYBERNEO 3 F1 |  |  | Fail | Please check "Use"
378188813 | TNB | DISTRIBUTION | WP PUTRAJAYA & CYBERJAYA | Existing | 11 kV |  | RYB | VCBJ/PCE/J22721 | PE 22.72 CYBERNEO 3 F1 |  |  | Fail | Please check "Use"
378188817 | TNB | DISTRIBUTION | WP PUTRAJAYA & CYBERJAYA | Existing | 11 kV |  | RYB | VCBJ/PCE/J22721 | PE 22.72 CYBERNEO 3 F1 |  |  | Fail | Please check "Use"
378188819 | TNB | DISTRIBUTION | WP PUTRAJAYA & CYBERJAYA | Existing | 11 kV |  | RYB | VCBJ/PCE/J22721 | PE 22.72 CYBERNEO 3 F1 |  |  | Fail | Please check "Use"
378188821 | TNB | DISTRIBUTION | WP PUTRAJAYA & CYBERJAYA | Existing | 11 kV |  | RYB | VCBJ/PCE/J22721 | PE 22.72 CYBERNEO 3 F1 |  |  | Fail | Please check "Use"
378188827 | TNB | DISTRIBUTION | WP PUTRAJAYA & CYBERJAYA | Existing | 11 kV |  | RYB | VCBJ/PCE/J22721 | PE 22.72 CYBERNEO 3 F1 |  |  | Fail | Please check "Use"
378188829 | TNB | DISTRIBUTION | WP PUTRAJAYA & CYBERJAYA | Existing | 11 kV |  | RYB | VCBJ/PCE/J22721 | PE 22.72 CYBERNEO 3 F1 |  |  | Fail | Please check "Use"
378188832 | TNB | DISTRIBUTION | WP PUTRAJAYA & CYBERJAYA | Existing | 11 kV |  | RYB | VCBJ/PCE/J22721 | PE 22.72 CYBERNEO 3 F1 |  |  | Fail | Please check "Use"
378188843 | TNB | DISTRIBUTION | WP PUTRAJAYA & CYBERJAYA | Existing | 11 kV |  | RYB | VCBJ/PCE/J22721 | PE 22.72 CYBERNEO 3 F1 |  |  | Fail | Please check "Use"
378188850 | TNB | DISTRIBUTION | WP PUTRAJAYA & CYBERJAYA | Existing | 11 kV |  | RYB | VCBJ/PCE/J22722 | PE 22.72 CYBERNEO 3 F2 |  |  | Fail | Please check "Use"
378188854 | TNB | DISTRIBUTION | WP PUTRAJAYA & CYBERJAYA | Existing | 11 kV |  | RYB | VCBJ/PCE/J22722 | PE 22.72 CYBERNEO 3 F2 |  |  | Fail | Please check "Use"
378188858 | TNB | DISTRIBUTION | WP PUTRAJAYA & CYBERJAYA | Existing | 11 kV |  | RYB | VCBJ/PCE/J22722 | PE 22.72 CYBERNEO 3 F2 |  |  | Fail | Please check "Use"
378188860 | TNB | DISTRIBUTION | WP PUTRAJAYA & CYBERJAYA | Existing | 11 kV |  | RYB | VCBJ/PCE/J22722 | PE 22.72 CYBERNEO 3 F2 |  |  | Fail | Please check "Use"
378188862 | TNB | DISTRIBUTION | WP PUTRAJAYA & CYBERJAYA | Existing | 11 kV |  | RYB | VCBJ/PCE/J22722 | PE 22.72 CYBERNEO 3 F2 |  |  | Fail | Please check "Use"
378188868 | TNB | DISTRIBUTION | WP PUTRAJAYA & CYBERJAYA | Existing | 11 kV |  | RYB | VCBJ/PCE/J22722 | PE 22.72 CYBERNEO 3 F2 |  |  | Fail | Please check "Use"
378188870 | TNB | DISTRIBUTION | WP PUTRAJAYA & CYBERJAYA | Existing | 11 kV |  | RYB | VCBJ/PCE/J22722 | PE 22.72 CYBERNEO 3 F2 |  |  | Fail | Please check "Use"
378188873 | TNB | DISTRIBUTION | WP PUTRAJAYA & CYBERJAYA | Existing | 11 kV |  | RYB | VCBJ/PCE/J22722 | PE 22.72 CYBERNEO 3 F2 |  |  | Fail | Please check "Use"
378188884 | TNB | DISTRIBUTION | WP PUTRAJAYA & CYBERJAYA | Existing | 11 kV |  | RYB | VCBJ/PCE/J22722 | PE 22.72 CYBERNEO 3 F2 |  |  | Fail | Please check "Use"
378189031 | TNB | DISTRIBUTION | WP PUTRAJAYA & CYBERJAYA | Existing | 11 kV |  | RYB | VCBJ/PCE/J22861 | PE 22.86 NEO CYBER BLOK D |  |  | Fail | Please check "Use"
378189032 | TNB | DISTRIBUTION | WP PUTRAJAYA & CYBERJAYA | Existing | 11 kV |  | RYB | VCBJ/PCE/J22861 | PE 22.86 NEO CYBER BLOK D |  |  | Fail | Please check "Use"
378189037 | TNB | DISTRIBUTION | WP PUTRAJAYA & CYBERJAYA | Existing | 11 kV |  | RYB | VCBJ/PCE/J22861 | PE 22.86 NEO CYBER BLOK D |  |  | Fail | Please check "Use"
378189043 | TNB | DISTRIBUTION | WP PUTRAJAYA & CYBERJAYA | Existing | 11 kV |  | RYB | VCBJ/PCE/J22861 | PE 22.86 NEO CYBER BLOK D |  |  | Fail | Please check "Use"
378189044 | TNB | DISTRIBUTION | WP PUTRAJAYA & CYBERJAYA | Existing | 11 kV |  | RYB | VCBJ/PCE/J22861 | PE 22.86 NEO CYBER BLOK D |  |  | Fail | Please check "Use"
378189048 | TNB | DISTRIBUTION | WP PUTRAJAYA & CYBERJAYA | Existing | 11 kV |  | RYB | VCBJ/PCE/J22861 | PE 22.86 NEO CYBER BLOK D |  |  | Fail | Please check "Use"
378189051 | TNB | DISTRIBUTION | WP PUTRAJAYA & CYBERJAYA | Existing | 11 kV |  | RYB | VCBJ/PCE/J22861 | PE 22.86 NEO CYBER BLOK D |  |  | Fail | Please check "Use"
378189052 | TNB | DISTRIBUTION | WP PUTRAJAYA & CYBERJAYA | Existing | 11 kV |  | RYB | VCBJ/PCE/J22861 | PE 22.86 NEO CYBER BLOK D |  |  | Fail | Please check "Use"
378189121 | TNB | DISTRIBUTION | WP PUTRAJAYA & CYBERJAYA | Existing | 11 kV |  | RYB | VCBJ/PCE/J22611 | PE 22.61 8 BLOK KEDAI PEJ 2A F1 |  |  | Fail | Please check "Use"
378189122 | TNB | DISTRIBUTION | WP PUTRAJAYA & CYBERJAYA | Existing | 11 kV |  | RYB | VCBJ/PCE/J22611 | PE 22.61 8 BLOK KEDAI PEJ 2A F1 |  |  | Fail | Please check "Use"
378189127 | TNB | DISTRIBUTION | WP PUTRAJAYA & CYBERJAYA | Existing | 11 kV |  | RYB | VCBJ/PCE/J22611 | PE 22.61 8 BLOK KEDAI PEJ 2A F1 |  |  | Fail | Please check "Use"
378189133 | TNB | DISTRIBUTION | WP PUTRAJAYA & CYBERJAYA | Existing | 11 kV |  | RYB | VCBJ/PCE/J22611 | PE 22.61 8 BLOK KEDAI PEJ 2A F1 |  |  | Fail | Please check "Use"
378189134 | TNB | DISTRIBUTION | WP PUTRAJAYA & CYBERJAYA | Existing | 11 kV |  | RYB | VCBJ/PCE/J22611 | PE 22.61 8 BLOK KEDAI PEJ 2A F1 |  |  | Fail | Please check "Use"
378189138 | TNB | DISTRIBUTION | WP PUTRAJAYA & CYBERJAYA | Existing | 11 kV |  | RYB | VCBJ/PCE/J22611 | PE 22.61 8 BLOK KEDAI PEJ 2A F1 |  |  | Fail | Please check "Use"
378189141 | TNB | DISTRIBUTION | WP PUTRAJAYA & CYBERJAYA | Existing | 11 kV |  | RYB | VCBJ/PCE/J22611 | PE 22.61 8 BLOK KEDAI PEJ 2A F1 |  |  | Fail | Please check "Use"
378189142 | TNB | DISTRIBUTION | WP PUTRAJAYA & CYBERJAYA | Existing | 11 kV |  | RYB | VCBJ/PCE/J22611 | PE 22.61 8 BLOK KEDAI PEJ 2A F1 |  |  | Fail | Please check "Use"
378189144 | TNB | DISTRIBUTION | WP PUTRAJAYA & CYBERJAYA | Existing | 11 kV |  | RYB | VCBJ/PCE/J22612 | PE 22.61 8 BLOK KEDAI PEJ 2A F2 |  |  | Fail | Please check "Use"
378189145 | TNB | DISTRIBUTION | WP PUTRAJAYA & CYBERJAYA | Existing | 11 kV |  | RYB | VCBJ/PCE/J22612 | PE 22.61 8 BLOK KEDAI PEJ 2A F2 |  |  | Fail | Please check "Use"
378189150 | TNB | DISTRIBUTION | WP PUTRAJAYA & CYBERJAYA | Existing | 11 kV |  | RYB | VCBJ/PCE/J22612 | PE 22.61 8 BLOK KEDAI PEJ 2A F2 |  |  | Fail | Please check "Use"
378189156 | TNB | DISTRIBUTION | WP PUTRAJAYA & CYBERJAYA | Existing | 11 kV |  | RYB | VCBJ/PCE/J22612 | PE 22.61 8 BLOK KEDAI PEJ 2A F2 |  |  | Fail | Please check "Use"
378189157 | TNB | DISTRIBUTION | WP PUTRAJAYA & CYBERJAYA | Existing | 11 kV |  | RYB | VCBJ/PCE/J22612 | PE 22.61 8 BLOK KEDAI PEJ 2A F2 |  |  | Fail | Please check "Use"
378189161 | TNB | DISTRIBUTION | WP PUTRAJAYA & CYBERJAYA | Existing | 11 kV |  | RYB | VCBJ/PCE/J22612 | PE 22.61 8 BLOK KEDAI PEJ 2A F2 |  |  | Fail | Please check "Use"
378189164 | TNB | DISTRIBUTION | WP PUTRAJAYA & CYBERJAYA | Existing | 11 kV |  | RYB | VCBJ/PCE/J22612 | PE 22.61 8 BLOK KEDAI PEJ 2A F2 |  |  | Fail | Please check "Use"
378189165 | TNB | DISTRIBUTION | WP PUTRAJAYA & CYBERJAYA | Existing | 11 kV |  | RYB | VCBJ/PCE/J22612 | PE 22.61 8 BLOK KEDAI PEJ 2A F2 |  |  | Fail | Please check "Use"
378189344 | TNB | DISTRIBUTION | WP PUTRAJAYA & CYBERJAYA | Existing | 11 kV |  | RYB | VCBJ/PCE/J22521 | PE 22.52 58 UNITS SHOP LOT F1 |  |  | Fail | Please check "Use"
378189345 | TNB | DISTRIBUTION | WP PUTRAJAYA & CYBERJAYA | Existing | 11 kV |  | RYB | VCBJ/PCE/J22521 | PE 22.52 58 UNITS SHOP LOT F1 |  |  | Fail | Please check "Use"
378189346 | TNB | DISTRIBUTION | WP PUTRAJAYA & CYBERJAYA | Existing | 11 kV |  | RYB | VCBJ/PCE/J22521 | PE 22.52 58 UNITS SHOP LOT F1 |  |  | Fail | Please check "Use"
378189353 | TNB | DISTRIBUTION | WP PUTRAJAYA & CYBERJAYA | Existing | 11 kV |  | RYB | VCBJ/PCE/J22521 | PE 22.52 58 UNITS SHOP LOT F1 |  |  | Fail | Please check "Use"
378189356 | TNB | DISTRIBUTION | WP PUTRAJAYA & CYBERJAYA | Existing | 11 kV |  | RYB | VCBJ/PCE/J22521 | PE 22.52 58 UNITS SHOP LOT F1 |  |  | Fail | Please check "Use"
378189357 | TNB | DISTRIBUTION | WP PUTRAJAYA & CYBERJAYA | Existing | 11 kV |  | RYB | VCBJ/PCE/J22521 | PE 22.52 58 UNITS SHOP LOT F1 |  |  | Fail | Please check "Use"
378189358 | TNB | DISTRIBUTION | WP PUTRAJAYA & CYBERJAYA | Existing | 11 kV |  | RYB | VCBJ/PCE/J22521 | PE 22.52 58 UNITS SHOP LOT F1 |  |  | Fail | Please check "Use"
378189360 | TNB | DISTRIBUTION | WP PUTRAJAYA & CYBERJAYA | Existing | 11 kV |  | RYB | VCBJ/PCE/J22521 | PE 22.52 58 UNITS SHOP LOT F1 |  |  | Fail | Please check "Use"
378189361 | TNB | DISTRIBUTION | WP PUTRAJAYA & CYBERJAYA | Existing | 11 kV |  | RYB | VCBJ/PCE/J22521 | PE 22.52 58 UNITS SHOP LOT F1 |  |  | Fail | Please check "Use"
378189363 | TNB | DISTRIBUTION | WP PUTRAJAYA & CYBERJAYA | Existing | 11 kV |  | RYB | VCBJ/PCE/J22521 | PE 22.52 58 UNITS SHOP LOT F1 |  |  | Fail | Please check "Use"
378189371 | TNB | DISTRIBUTION | WP PUTRAJAYA & CYBERJAYA | Existing | 11 kV |  | RYB | VCBJ/PCE/J22521 | PE 22.52 58 UNITS SHOP LOT F1 |  |  | Fail | Please check "Use"
378189373 | TNB | DISTRIBUTION | WP PUTRAJAYA & CYBERJAYA | Existing | 11 kV |  | RYB | VCBJ/PCE/J22522 | PE 22.52 58 UNITS SHOP LOT F2 |  |  | Fail | Please check "Use"
378189374 | TNB | DISTRIBUTION | WP PUTRAJAYA & CYBERJAYA | Existing | 11 kV |  | RYB | VCBJ/PCE/J22522 | PE 22.52 58 UNITS SHOP LOT F2 |  |  | Fail | Please check "Use"
378189375 | TNB | DISTRIBUTION | WP PUTRAJAYA & CYBERJAYA | Existing | 11 kV |  | RYB | VCBJ/PCE/J22522 | PE 22.52 58 UNITS SHOP LOT F2 |  |  | Fail | Please check "Use"
378189382 | TNB | DISTRIBUTION | WP PUTRAJAYA & CYBERJAYA | Existing | 11 kV |  | RYB | VCBJ/PCE/J22522 | PE 22.52 58 UNITS SHOP LOT F2 |  |  | Fail | Please check "Use"
378189385 | TNB | DISTRIBUTION | WP PUTRAJAYA & CYBERJAYA | Existing | 11 kV |  | RYB | VCBJ/PCE/J22522 | PE 22.52 58 UNITS SHOP LOT F2 |  |  | Fail | Please check "Use"
378189386 | TNB | DISTRIBUTION | WP PUTRAJAYA & CYBERJAYA | Existing | 11 kV |  | RYB | VCBJ/PCE/J22522 | PE 22.52 58 UNITS SHOP LOT F2 |  |  | Fail | Please check "Use"
378189387 | TNB | DISTRIBUTION | WP PUTRAJAYA & CYBERJAYA | Existing | 11 kV |  | RYB | VCBJ/PCE/J22522 | PE 22.52 58 UNITS SHOP LOT F2 |  |  | Fail | Please check "Use"
378189389 | TNB | DISTRIBUTION | WP PUTRAJAYA & CYBERJAYA | Existing | 11 kV |  | RYB | VCBJ/PCE/J22522 | PE 22.52 58 UNITS SHOP LOT F2 |  |  | Fail | Please check "Use"
378189390 | TNB | DISTRIBUTION | WP PUTRAJAYA & CYBERJAYA | Existing | 11 kV |  | RYB | VCBJ/PCE/J22522 | PE 22.52 58 UNITS SHOP LOT F2 |  |  | Fail | Please check "Use"
378189392 | TNB | DISTRIBUTION | WP PUTRAJAYA & CYBERJAYA | Existing | 11 kV |  | RYB | VCBJ/PCE/J22522 | PE 22.52 58 UNITS SHOP LOT F2 |  |  | Fail | Please check "Use"
378189400 | TNB | DISTRIBUTION | WP PUTRAJAYA & CYBERJAYA | Existing | 11 kV |  | RYB | VCBJ/PCE/J22522 | PE 22.52 58 UNITS SHOP LOT F2 |  |  | Fail | Please check "Use"
378189671 | TNB | DISTRIBUTION | WP PUTRAJAYA & CYBERJAYA | Existing | 11 kV |  | RYB | VCBJ/PCE/J22801 | PE 22.80 APT NEO CYBER BLOK A |  |  | Fail | Please check "Use"
378189672 | TNB | DISTRIBUTION | WP PUTRAJAYA & CYBERJAYA | Existing | 11 kV |  | RYB | VCBJ/PCE/J22801 | PE 22.80 APT NEO CYBER BLOK A |  |  | Fail | Please check "Use"
378189673 | TNB | DISTRIBUTION | WP PUTRAJAYA & CYBERJAYA | Existing | 11 kV |  | RYB | VCBJ/PCE/J22801 | PE 22.80 APT NEO CYBER BLOK A |  |  | Fail | Please check "Use"
378189680 | TNB | DISTRIBUTION | WP PUTRAJAYA & CYBERJAYA | Existing | 11 kV |  | RYB | VCBJ/PCE/J22801 | PE 22.80 APT NEO CYBER BLOK A |  |  | Fail | Please check "Use"
378189683 | TNB | DISTRIBUTION | WP PUTRAJAYA & CYBERJAYA | Existing | 11 kV |  | RYB | VCBJ/PCE/J22801 | PE 22.80 APT NEO CYBER BLOK A |  |  | Fail | Please check "Use"
378189684 | TNB | DISTRIBUTION | WP PUTRAJAYA & CYBERJAYA | Existing | 11 kV |  | RYB | VCBJ/PCE/J22801 | PE 22.80 APT NEO CYBER BLOK A |  |  | Fail | Please check "Use"
378189685 | TNB | DISTRIBUTION | WP PUTRAJAYA & CYBERJAYA | Existing | 11 kV |  | RYB | VCBJ/PCE/J22801 | PE 22.80 APT NEO CYBER BLOK A |  |  | Fail | Please check "Use"
378189687 | TNB | DISTRIBUTION | WP PUTRAJAYA & CYBERJAYA | Existing | 11 kV |  | RYB | VCBJ/PCE/J22801 | PE 22.80 APT NEO CYBER BLOK A |  |  | Fail | Please check "Use"
378189688 | TNB | DISTRIBUTION | WP PUTRAJAYA & CYBERJAYA | Existing | 11 kV |  | RYB | VCBJ/PCE/J22801 | PE 22.80 APT NEO CYBER BLOK A |  |  | Fail | Please check "Use"
378189690 | TNB | DISTRIBUTION | WP PUTRAJAYA & CYBERJAYA | Existing | 11 kV |  | RYB | VCBJ/PCE/J22801 | PE 22.80 APT NEO CYBER BLOK A |  |  | Fail | Please check "Use"
378189698 | TNB | DISTRIBUTION | WP PUTRAJAYA & CYBERJAYA | Existing | 11 kV |  | RYB | VCBJ/PCE/J22801 | PE 22.80 APT NEO CYBER BLOK A |  |  | Fail | Please check "Use"
378202687 | TNB | DISTRIBUTION | WP PUTRAJAYA & CYBERJAYA | Existing | 11 kV |  | RYB | VPTJ/PCE/J04211 | SS 4.21 4G5 (F1) |  |  | Fail | Please check "Use"
378202691 | TNB | DISTRIBUTION | WP PUTRAJAYA & CYBERJAYA | Existing | 11 kV |  | RYB | VPTJ/PCE/J04211 | SS 4.21 4G5 (F1) |  |  | Fail | Please check "Use"
378202694 | TNB | DISTRIBUTION | WP PUTRAJAYA & CYBERJAYA | Existing | 11 kV |  | RYB | VPTJ/PCE/J04211 | SS 4.21 4G5 (F1) |  |  | Fail | Please check "Use"
378202697 | TNB | DISTRIBUTION | WP PUTRAJAYA & CYBERJAYA | Existing | 11 kV |  | RYB | VPTJ/PCE/J04211 | SS 4.21 4G5 (F1) |  |  | Fail | Please check "Use"
378202699 | TNB | DISTRIBUTION | WP PUTRAJAYA & CYBERJAYA | Existing | 11 kV |  | RYB | VPTJ/PCE/J04211 | SS 4.21 4G5 (F1) |  |  | Fail | Please check "Use"
378202705 | TNB | DISTRIBUTION | WP PUTRAJAYA & CYBERJAYA | Existing | 11 kV |  | RYB | VPTJ/PCE/J04211 | SS 4.21 4G5 (F1) |  |  | Fail | Please check "Use"
378202706 | TNB | DISTRIBUTION | WP PUTRAJAYA & CYBERJAYA | Existing | 11 kV |  | RYB | VPTJ/PCE/J04211 | SS 4.21 4G5 (F1) |  |  | Fail | Please check "Use"
378202713 | TNB | DISTRIBUTION | WP PUTRAJAYA & CYBERJAYA | Existing | 11 kV |  | RYB | VPTJ/PCE/J04211 | SS 4.21 4G5 (F1) |  |  | Fail | Please check "Use"
378202728 | TNB | DISTRIBUTION | WP PUTRAJAYA & CYBERJAYA | Existing | 11 kV |  | RYB | VPTJ/PCE/J04212 | SS 4.21 4G5 (F2) |  |  | Fail | Please check "Use"
378202732 | TNB | DISTRIBUTION | WP PUTRAJAYA & CYBERJAYA | Existing | 11 kV |  | RYB | VPTJ/PCE/J04212 | SS 4.21 4G5 (F2) |  |  | Fail | Please check "Use"
378202735 | TNB | DISTRIBUTION | WP PUTRAJAYA & CYBERJAYA | Existing | 11 kV |  | RYB | VPTJ/PCE/J04212 | SS 4.21 4G5 (F2) |  |  | Fail | Please check "Use"
378202738 | TNB | DISTRIBUTION | WP PUTRAJAYA & CYBERJAYA | Existing | 11 kV |  | RYB | VPTJ/PCE/J04212 | SS 4.21 4G5 (F2) |  |  | Fail | Please check "Use"
378202740 | TNB | DISTRIBUTION | WP PUTRAJAYA & CYBERJAYA | Existing | 11 kV |  | RYB | VPTJ/PCE/J04212 | SS 4.21 4G5 (F2) |  |  | Fail | Please check "Use"
378202746 | TNB | DISTRIBUTION | WP PUTRAJAYA & CYBERJAYA | Existing | 11 kV |  | RYB | VPTJ/PCE/J04212 | SS 4.21 4G5 (F2) |  |  | Fail | Please check "Use"
378202747 | TNB | DISTRIBUTION | WP PUTRAJAYA & CYBERJAYA | Existing | 11 kV |  | RYB | VPTJ/PCE/J04212 | SS 4.21 4G5 (F2) |  |  | Fail | Please check "Use"
378202754 | TNB | DISTRIBUTION | WP PUTRAJAYA & CYBERJAYA | Existing | 11 kV |  | RYB | VPTJ/PCE/J04212 | SS 4.21 4G5 (F2) |  |  | Fail | Please check "Use"
378202788 | TNB | DISTRIBUTION | WP PUTRAJAYA & CYBERJAYA | Existing | 11 kV |  | RYB | VPTJ/PCE/J18141 | PE 18.14 BLOK D&E (F1) |  |  | Fail | Please check "Use"
378202789 | TNB | DISTRIBUTION | WP PUTRAJAYA & CYBERJAYA | Existing | 11 kV |  | RYB | VPTJ/PCE/J18141 | PE 18.14 BLOK D&E (F1) |  |  | Fail | Please check "Use"
378202794 | TNB | DISTRIBUTION | WP PUTRAJAYA & CYBERJAYA | Existing | 11 kV |  | RYB | VPTJ/PCE/J18141 | PE 18.14 BLOK D&E (F1) |  |  | Fail | Please check "Use"
378202800 | TNB | DISTRIBUTION | WP PUTRAJAYA & CYBERJAYA | Existing | 11 kV |  | RYB | VPTJ/PCE/J18141 | PE 18.14 BLOK D&E (F1) |  |  | Fail | Please check "Use"
378202801 | TNB | DISTRIBUTION | WP PUTRAJAYA & CYBERJAYA | Existing | 11 kV |  | RYB | VPTJ/PCE/J18141 | PE 18.14 BLOK D&E (F1) |  |  | Fail | Please check "Use"
378202805 | TNB | DISTRIBUTION | WP PUTRAJAYA & CYBERJAYA | Existing | 11 kV |  | RYB | VPTJ/PCE/J18141 | PE 18.14 BLOK D&E (F1) |  |  | Fail | Please check "Use"
378202808 | TNB | DISTRIBUTION | WP PUTRAJAYA & CYBERJAYA | Existing | 11 kV |  | RYB | VPTJ/PCE/J18141 | PE 18.14 BLOK D&E (F1) |  |  | Fail | Please check "Use"
378202809 | TNB | DISTRIBUTION | WP PUTRAJAYA & CYBERJAYA | Existing | 11 kV |  | RYB | VPTJ/PCE/J18141 | PE 18.14 BLOK D&E (F1) |  |  | Fail | Please check "Use"
378202813 | TNB | DISTRIBUTION | WP PUTRAJAYA & CYBERJAYA | Existing | 11 kV |  | RYB | VPTJ/PCE/J18142 | PE 18.14 BLOK D&E (F2) |  |  | Fail | Please check "Use"
378202814 | TNB | DISTRIBUTION | WP PUTRAJAYA & CYBERJAYA | Existing | 11 kV |  | RYB | VPTJ/PCE/J18142 | PE 18.14 BLOK D&E (F2) |  |  | Fail | Please check "Use"
378202819 | TNB | DISTRIBUTION | WP PUTRAJAYA & CYBERJAYA | Existing | 11 kV |  | RYB | VPTJ/PCE/J18142 | PE 18.14 BLOK D&E (F2) |  |  | Fail | Please check "Use"
378202825 | TNB | DISTRIBUTION | WP PUTRAJAYA & CYBERJAYA | Existing | 11 kV |  | RYB | VPTJ/PCE/J18142 | PE 18.14 BLOK D&E (F2) |  |  | Fail | Please check "Use"
378202826 | TNB | DISTRIBUTION | WP PUTRAJAYA & CYBERJAYA | Existing | 11 kV |  | RYB | VPTJ/PCE/J18142 | PE 18.14 BLOK D&E (F2) |  |  | Fail | Please check "Use"
378202830 | TNB | DISTRIBUTION | WP PUTRAJAYA & CYBERJAYA | Existing | 11 kV |  | RYB | VPTJ/PCE/J18142 | PE 18.14 BLOK D&E (F2) |  |  | Fail | Please check "Use"
378202833 | TNB | DISTRIBUTION | WP PUTRAJAYA & CYBERJAYA | Existing | 11 kV |  | RYB | VPTJ/PCE/J18142 | PE 18.14 BLOK D&E (F2) |  |  | Fail | Please check "Use"
378202834 | TNB | DISTRIBUTION | WP PUTRAJAYA & CYBERJAYA | Existing | 11 kV |  | RYB | VPTJ/PCE/J18142 | PE 18.14 BLOK D&E (F2) |  |  | Fail | Please check "Use"
378202952 | TNB | DISTRIBUTION | WP PUTRAJAYA & CYBERJAYA | Existing | 11 kV |  | RYB | VPTJ/PCE/J18131 | PE 18.13 BLOK F (F1) |  |  | Fail | Please check "Use"
378202953 | TNB | DISTRIBUTION | WP PUTRAJAYA & CYBERJAYA | Existing | 11 kV |  | RYB | VPTJ/PCE/J18131 | PE 18.13 BLOK F (F1) |  |  | Fail | Please check "Use"
378202958 | TNB | DISTRIBUTION | WP PUTRAJAYA & CYBERJAYA | Existing | 11 kV |  | RYB | VPTJ/PCE/J18131 | PE 18.13 BLOK F (F1) |  |  | Fail | Please check "Use"
378202964 | TNB | DISTRIBUTION | WP PUTRAJAYA & CYBERJAYA | Existing | 11 kV |  | RYB | VPTJ/PCE/J18131 | PE 18.13 BLOK F (F1) |  |  | Fail | Please check "Use"
378202965 | TNB | DISTRIBUTION | WP PUTRAJAYA & CYBERJAYA | Existing | 11 kV |  | RYB | VPTJ/PCE/J18131 | PE 18.13 BLOK F (F1) |  |  | Fail | Please check "Use"
378202969 | TNB | DISTRIBUTION | WP PUTRAJAYA & CYBERJAYA | Existing | 11 kV |  | RYB | VPTJ/PCE/J18131 | PE 18.13 BLOK F (F1) |  |  | Fail | Please check "Use"
378202972 | TNB | DISTRIBUTION | WP PUTRAJAYA & CYBERJAYA | Existing | 11 kV |  | RYB | VPTJ/PCE/J18131 | PE 18.13 BLOK F (F1) |  |  | Fail | Please check "Use"
378202973 | TNB | DISTRIBUTION | WP PUTRAJAYA & CYBERJAYA | Existing | 11 kV |  | RYB | VPTJ/PCE/J18131 | PE 18.13 BLOK F (F1) |  |  | Fail | Please check "Use"
378203053 | TNB | DISTRIBUTION | WP PUTRAJAYA & CYBERJAYA | Existing | 11 kV |  | RYB | VPTJ/PCE/J18132 | PE 18.13 BLOK F (F2) |  |  | Fail | Please check "Use"
378203054 | TNB | DISTRIBUTION | WP PUTRAJAYA & CYBERJAYA | Existing | 11 kV |  | RYB | VPTJ/PCE/J18132 | PE 18.13 BLOK F (F2) |  |  | Fail | Please check "Use"
378203059 | TNB | DISTRIBUTION | WP PUTRAJAYA & CYBERJAYA | Existing | 11 kV |  | RYB | VPTJ/PCE/J18132 | PE 18.13 BLOK F (F2) |  |  | Fail | Please check "Use"
378203065 | TNB | DISTRIBUTION | WP PUTRAJAYA & CYBERJAYA | Existing | 11 kV |  | RYB | VPTJ/PCE/J18132 | PE 18.13 BLOK F (F2) |  |  | Fail | Please check "Use"
378203066 | TNB | DISTRIBUTION | WP PUTRAJAYA & CYBERJAYA | Existing | 11 kV |  | RYB | VPTJ/PCE/J18132 | PE 18.13 BLOK F (F2) |  |  | Fail | Please check "Use"
378203070 | TNB | DISTRIBUTION | WP PUTRAJAYA & CYBERJAYA | Existing | 11 kV |  | RYB | VPTJ/PCE/J18132 | PE 18.13 BLOK F (F2) |  |  | Fail | Please check "Use"
378203073 | TNB | DISTRIBUTION | WP PUTRAJAYA & CYBERJAYA | Existing | 11 kV |  | RYB | VPTJ/PCE/J18132 | PE 18.13 BLOK F (F2) |  |  | Fail | Please check "Use"
378203074 | TNB | DISTRIBUTION | WP PUTRAJAYA & CYBERJAYA | Existing | 11 kV |  | RYB | VPTJ/PCE/J18132 | PE 18.13 BLOK F (F2) |  |  | Fail | Please check "Use"
378203158 | TNB | DISTRIBUTION | WP PUTRAJAYA & CYBERJAYA | Existing | 11 kV |  | RYB | VPTJ/PCE/J18121 | PE 18.12 BLOK A (F1) |  |  | Fail | Please check "Use"
378203162 | TNB | DISTRIBUTION | WP PUTRAJAYA & CYBERJAYA | Existing | 11 kV |  | RYB | VPTJ/PCE/J18121 | PE 18.12 BLOK A (F1) |  |  | Fail | Please check "Use"
378203165 | TNB | DISTRIBUTION | WP PUTRAJAYA & CYBERJAYA | Existing | 11 kV |  | RYB | VPTJ/PCE/J18121 | PE 18.12 BLOK A (F1) |  |  | Fail | Please check "Use"
378203168 | TNB | DISTRIBUTION | WP PUTRAJAYA & CYBERJAYA | Existing | 11 kV |  | RYB | VPTJ/PCE/J18121 | PE 18.12 BLOK A (F1) |  |  | Fail | Please check "Use"
378203170 | TNB | DISTRIBUTION | WP PUTRAJAYA & CYBERJAYA | Existing | 11 kV |  | RYB | VPTJ/PCE/J18121 | PE 18.12 BLOK A (F1) |  |  | Fail | Please check "Use"
378203176 | TNB | DISTRIBUTION | WP PUTRAJAYA & CYBERJAYA | Existing | 11 kV |  | RYB | VPTJ/PCE/J18121 | PE 18.12 BLOK A (F1) |  |  | Fail | Please check "Use"
378203177 | TNB | DISTRIBUTION | WP PUTRAJAYA & CYBERJAYA | Existing | 11 kV |  | RYB | VPTJ/PCE/J18121 | PE 18.12 BLOK A (F1) |  |  | Fail | Please check "Use"
378203184 | TNB | DISTRIBUTION | WP PUTRAJAYA & CYBERJAYA | Existing | 11 kV |  | RYB | VPTJ/PCE/J18121 | PE 18.12 BLOK A (F1) |  |  | Fail | Please check "Use"
378203197 | TNB | DISTRIBUTION | WP PUTRAJAYA & CYBERJAYA | Existing | 11 kV |  | RYB | VPTJ/PCE/J18122 | PE 18.12 BLOK A (F2) |  |  | Fail | Please check "Use"
378203201 | TNB | DISTRIBUTION | WP PUTRAJAYA & CYBERJAYA | Existing | 11 kV |  | RYB | VPTJ/PCE/J18122 | PE 18.12 BLOK A (F2) |  |  | Fail | Please check "Use"
378203203 | TNB | DISTRIBUTION | WP PUTRAJAYA & CYBERJAYA | Existing | 11 kV |  | RYB | VPTJ/PCE/J18122 | PE 18.12 BLOK A (F2) |  |  | Fail | Please check "Use"
378203213 | TNB | DISTRIBUTION | WP PUTRAJAYA & CYBERJAYA | Existing | 11 kV |  | RYB | VPTJ/PCE/J18122 | PE 18.12 BLOK A (F2) |  |  | Fail | Please check "Use"
378203230 | TNB | DISTRIBUTION | WP PUTRAJAYA & CYBERJAYA | Existing | 11 kV |  | RYB | VPTJ/PCE/J18122 | PE 18.12 BLOK A (F2) |  |  | Fail | Please check "Use"
378203232 | TNB | DISTRIBUTION | WP PUTRAJAYA & CYBERJAYA | Existing | 11 kV |  | RYB | VPTJ/PCE/J18122 | PE 18.12 BLOK A (F2) |  |  | Fail | Please check "Use"
378203238 | TNB | DISTRIBUTION | WP PUTRAJAYA & CYBERJAYA | Existing | 11 kV |  | RYB | VPTJ/PCE/J18122 | PE 18.12 BLOK A (F2) |  |  | Fail | Please check "Use"
378203239 | TNB | DISTRIBUTION | WP PUTRAJAYA & CYBERJAYA | Existing | 11 kV |  | RYB | VPTJ/PCE/J18122 | PE 18.12 BLOK A (F2) |  |  | Fail | Please check "Use"
378203331 | TNB | DISTRIBUTION | WP PUTRAJAYA & CYBERJAYA | Existing | 11 kV |  | RYB | VPTJ/PCE/J18111 | E 18.11 BLOK B&C (F1) |  |  | Fail | Please check "Use"
378203332 | TNB | DISTRIBUTION | WP PUTRAJAYA & CYBERJAYA | Existing | 11 kV |  | RYB | VPTJ/PCE/J18111 | E 18.11 BLOK B&C (F1) |  |  | Fail | Please check "Use"
378203337 | TNB | DISTRIBUTION | WP PUTRAJAYA & CYBERJAYA | Existing | 11 kV |  | RYB | VPTJ/PCE/J18111 | E 18.11 BLOK B&C (F1) |  |  | Fail | Please check "Use"
378203343 | TNB | DISTRIBUTION | WP PUTRAJAYA & CYBERJAYA | Existing | 11 kV |  | RYB | VPTJ/PCE/J18111 | E 18.11 BLOK B&C (F1) |  |  | Fail | Please check "Use"
378203344 | TNB | DISTRIBUTION | WP PUTRAJAYA & CYBERJAYA | Existing | 11 kV |  | RYB | VPTJ/PCE/J18111 | E 18.11 BLOK B&C (F1) |  |  | Fail | Please check "Use"
378203348 | TNB | DISTRIBUTION | WP PUTRAJAYA & CYBERJAYA | Existing | 11 kV |  | RYB | VPTJ/PCE/J18111 | E 18.11 BLOK B&C (F1) |  |  | Fail | Please check "Use"
378203351 | TNB | DISTRIBUTION | WP PUTRAJAYA & CYBERJAYA | Existing | 11 kV |  | RYB | VPTJ/PCE/J18111 | E 18.11 BLOK B&C (F1) |  |  | Fail | Please check "Use"
378203352 | TNB | DISTRIBUTION | WP PUTRAJAYA & CYBERJAYA | Existing | 11 kV |  | RYB | VPTJ/PCE/J18111 | E 18.11 BLOK B&C (F1) |  |  | Fail | Please check "Use"
378203427 | TNB | DISTRIBUTION | WP PUTRAJAYA & CYBERJAYA | Existing | 11 kV |  | RYB | VPTJ/PCE/J18112 | PE 18.11 BLOK B&C (F2) |  |  | Fail | Please check "Use"
378203428 | TNB | DISTRIBUTION | WP PUTRAJAYA & CYBERJAYA | Existing | 11 kV |  | RYB | VPTJ/PCE/J18112 | PE 18.11 BLOK B&C (F2) |  |  | Fail | Please check "Use"
378203433 | TNB | DISTRIBUTION | WP PUTRAJAYA & CYBERJAYA | Existing | 11 kV |  | RYB | VPTJ/PCE/J18112 | PE 18.11 BLOK B&C (F2) |  |  | Fail | Please check "Use"
378203439 | TNB | DISTRIBUTION | WP PUTRAJAYA & CYBERJAYA | Existing | 11 kV |  | RYB | VPTJ/PCE/J18112 | PE 18.11 BLOK B&C (F2) |  |  | Fail | Please check "Use"
378203440 | TNB | DISTRIBUTION | WP PUTRAJAYA & CYBERJAYA | Existing | 11 kV |  | RYB | VPTJ/PCE/J18112 | PE 18.11 BLOK B&C (F2) |  |  | Fail | Please check "Use"
378203444 | TNB | DISTRIBUTION | WP PUTRAJAYA & CYBERJAYA | Existing | 11 kV |  | RYB | VPTJ/PCE/J18112 | PE 18.11 BLOK B&C (F2) |  |  | Fail | Please check "Use"
378203447 | TNB | DISTRIBUTION | WP PUTRAJAYA & CYBERJAYA | Existing | 11 kV |  | RYB | VPTJ/PCE/J18112 | PE 18.11 BLOK B&C (F2) |  |  | Fail | Please check "Use"
378203448 | TNB | DISTRIBUTION | WP PUTRAJAYA & CYBERJAYA | Existing | 11 kV |  | RYB | VPTJ/PCE/J18112 | PE 18.11 BLOK B&C (F2) |  |  | Fail | Please check "Use"
378203569 | TNB | DISTRIBUTION | WP PUTRAJAYA & CYBERJAYA | Existing | 11 kV |  | RYB | VPTJ/PCE/J18101 | PE 18.10 PADAT SL |  |  | Fail | Please check "Use"
378203570 | TNB | DISTRIBUTION | WP PUTRAJAYA & CYBERJAYA | Existing | 11 kV |  | RYB | VPTJ/PCE/J18101 | PE 18.10 PADAT SL |  |  | Fail | Please check "Use"
378203575 | TNB | DISTRIBUTION | WP PUTRAJAYA & CYBERJAYA | Existing | 11 kV |  | RYB | VPTJ/PCE/J18101 | PE 18.10 PADAT SL |  |  | Fail | Please check "Use"
378203581 | TNB | DISTRIBUTION | WP PUTRAJAYA & CYBERJAYA | Existing | 11 kV |  | RYB | VPTJ/PCE/J18101 | PE 18.10 PADAT SL |  |  | Fail | Please check "Use"
378203582 | TNB | DISTRIBUTION | WP PUTRAJAYA & CYBERJAYA | Existing | 11 kV |  | RYB | VPTJ/PCE/J18101 | PE 18.10 PADAT SL |  |  | Fail | Please check "Use"
378203586 | TNB | DISTRIBUTION | WP PUTRAJAYA & CYBERJAYA | Existing | 11 kV |  | RYB | VPTJ/PCE/J18101 | PE 18.10 PADAT SL |  |  | Fail | Please check "Use"
378203589 | TNB | DISTRIBUTION | WP PUTRAJAYA & CYBERJAYA | Existing | 11 kV |  | RYB | VPTJ/PCE/J18101 | PE 18.10 PADAT SL |  |  | Fail | Please check "Use"
378203590 | TNB | DISTRIBUTION | WP PUTRAJAYA & CYBERJAYA | Existing | 11 kV |  | RYB | VPTJ/PCE/J18101 | PE 18.10 PADAT SL |  |  | Fail | Please check "Use"
378203689 | TNB | DISTRIBUTION | WP PUTRAJAYA & CYBERJAYA | Existing | 11 kV |  | RYB | VPTJ/PCE/J18041 | PE 18.04 PERUMAHAN 18R7 |  |  | Fail | Please check "Use"
378203690 | TNB | DISTRIBUTION | WP PUTRAJAYA & CYBERJAYA | Existing | 11 kV |  | RYB | VPTJ/PCE/J18041 | PE 18.04 PERUMAHAN 18R7 |  |  | Fail | Please check "Use"
378203695 | TNB | DISTRIBUTION | WP PUTRAJAYA & CYBERJAYA | Existing | 11 kV |  | RYB | VPTJ/PCE/J18041 | PE 18.04 PERUMAHAN 18R7 |  |  | Fail | Please check "Use"
378203701 | TNB | DISTRIBUTION | WP PUTRAJAYA & CYBERJAYA | Existing | 11 kV |  | RYB | VPTJ/PCE/J18041 | PE 18.04 PERUMAHAN 18R7 |  |  | Fail | Please check "Use"
378203702 | TNB | DISTRIBUTION | WP PUTRAJAYA & CYBERJAYA | Existing | 11 kV |  | RYB | VPTJ/PCE/J18041 | PE 18.04 PERUMAHAN 18R7 |  |  | Fail | Please check "Use"
378203706 | TNB | DISTRIBUTION | WP PUTRAJAYA & CYBERJAYA | Existing | 11 kV |  | RYB | VPTJ/PCE/J18041 | PE 18.04 PERUMAHAN 18R7 |  |  | Fail | Please check "Use"
378203709 | TNB | DISTRIBUTION | WP PUTRAJAYA & CYBERJAYA | Existing | 11 kV |  | RYB | VPTJ/PCE/J18041 | PE 18.04 PERUMAHAN 18R7 |  |  | Fail | Please check "Use"
378203710 | TNB | DISTRIBUTION | WP PUTRAJAYA & CYBERJAYA | Existing | 11 kV |  | RYB | VPTJ/PCE/J18041 | PE 18.04 PERUMAHAN 18R7 |  |  | Fail | Please check "Use"
378203795 | TNB | DISTRIBUTION | WP PUTRAJAYA & CYBERJAYA | Existing | 11 kV |  | RYB | VPTJ/PCE/J18051 | PE 18.05 PERUMAHAN 18R5 Fasa 2(F1) |  |  | Fail | Please check "Use"
378203796 | TNB | DISTRIBUTION | WP PUTRAJAYA & CYBERJAYA | Existing | 11 kV |  | RYB | VPTJ/PCE/J18051 | PE 18.05 PERUMAHAN 18R5 Fasa 2(F1) |  |  | Fail | Please check "Use"
378203801 | TNB | DISTRIBUTION | WP PUTRAJAYA & CYBERJAYA | Existing | 11 kV |  | RYB | VPTJ/PCE/J18051 | PE 18.05 PERUMAHAN 18R5 Fasa 2(F1) |  |  | Fail | Please check "Use"
378203807 | TNB | DISTRIBUTION | WP PUTRAJAYA & CYBERJAYA | Existing | 11 kV |  | RYB | VPTJ/PCE/J18051 | PE 18.05 PERUMAHAN 18R5 Fasa 2(F1) |  |  | Fail | Please check "Use"
378203808 | TNB | DISTRIBUTION | WP PUTRAJAYA & CYBERJAYA | Existing | 11 kV |  | RYB | VPTJ/PCE/J18051 | PE 18.05 PERUMAHAN 18R5 Fasa 2(F1) |  |  | Fail | Please check "Use"
378203812 | TNB | DISTRIBUTION | WP PUTRAJAYA & CYBERJAYA | Existing | 11 kV |  | RYB | VPTJ/PCE/J18051 | PE 18.05 PERUMAHAN 18R5 Fasa 2(F1) |  |  | Fail | Please check "Use"
378203815 | TNB | DISTRIBUTION | WP PUTRAJAYA & CYBERJAYA | Existing | 11 kV |  | RYB | VPTJ/PCE/J18051 | PE 18.05 PERUMAHAN 18R5 Fasa 2(F1) |  |  | Fail | Please check "Use"
378203816 | TNB | DISTRIBUTION | WP PUTRAJAYA & CYBERJAYA | Existing | 11 kV |  | RYB | VPTJ/PCE/J18051 | PE 18.05 PERUMAHAN 18R5 Fasa 2(F1) |  |  | Fail | Please check "Use"
378203903 | TNB | DISTRIBUTION | WP PUTRAJAYA & CYBERJAYA | Existing | 11 kV |  | RYB | VPTJ/PCE/J18052 | PE 18.05 PERUMAHAN 18R5 Fasa 2(F2) |  |  | Fail | Please check "Use"
378203904 | TNB | DISTRIBUTION | WP PUTRAJAYA & CYBERJAYA | Existing | 11 kV |  | RYB | VPTJ/PCE/J18052 | PE 18.05 PERUMAHAN 18R5 Fasa 2(F2) |  |  | Fail | Please check "Use"
378203909 | TNB | DISTRIBUTION | WP PUTRAJAYA & CYBERJAYA | Existing | 11 kV |  | RYB | VPTJ/PCE/J18052 | PE 18.05 PERUMAHAN 18R5 Fasa 2(F2) |  |  | Fail | Please check "Use"
378203915 | TNB | DISTRIBUTION | WP PUTRAJAYA & CYBERJAYA | Existing | 11 kV |  | RYB | VPTJ/PCE/J18052 | PE 18.05 PERUMAHAN 18R5 Fasa 2(F2) |  |  | Fail | Please check "Use"
378203916 | TNB | DISTRIBUTION | WP PUTRAJAYA & CYBERJAYA | Existing | 11 kV |  | RYB | VPTJ/PCE/J18052 | PE 18.05 PERUMAHAN 18R5 Fasa 2(F2) |  |  | Fail | Please check "Use"
378203920 | TNB | DISTRIBUTION | WP PUTRAJAYA & CYBERJAYA | Existing | 11 kV |  | RYB | VPTJ/PCE/J18052 | PE 18.05 PERUMAHAN 18R5 Fasa 2(F2) |  |  | Fail | Please check "Use"
378203923 | TNB | DISTRIBUTION | WP PUTRAJAYA & CYBERJAYA | Existing | 11 kV |  | RYB | VPTJ/PCE/J18052 | PE 18.05 PERUMAHAN 18R5 Fasa 2(F2) |  |  | Fail | Please check "Use"
378203924 | TNB | DISTRIBUTION | WP PUTRAJAYA & CYBERJAYA | Existing | 11 kV |  | RYB | VPTJ/PCE/J18052 | PE 18.05 PERUMAHAN 18R5 Fasa 2(F2) |  |  | Fail | Please check "Use"
378204010 | TNB | DISTRIBUTION | WP PUTRAJAYA & CYBERJAYA | Existing | 11 kV |  | RYB | VPTJ/PCE/J18281 | PE 18.28 SEK KEB (2) (F1) |  |  | Fail | Please check "Use"
378204011 | TNB | DISTRIBUTION | WP PUTRAJAYA & CYBERJAYA | Existing | 11 kV |  | RYB | VPTJ/PCE/J18281 | PE 18.28 SEK KEB (2) (F1) |  |  | Fail | Please check "Use"
378204016 | TNB | DISTRIBUTION | WP PUTRAJAYA & CYBERJAYA | Existing | 11 kV |  | RYB | VPTJ/PCE/J18281 | PE 18.28 SEK KEB (2) (F1) |  |  | Fail | Please check "Use"
378204022 | TNB | DISTRIBUTION | WP PUTRAJAYA & CYBERJAYA | Existing | 11 kV |  | RYB | VPTJ/PCE/J18281 | PE 18.28 SEK KEB (2) (F1) |  |  | Fail | Please check "Use"
378204023 | TNB | DISTRIBUTION | WP PUTRAJAYA & CYBERJAYA | Existing | 11 kV |  | RYB | VPTJ/PCE/J18281 | PE 18.28 SEK KEB (2) (F1) |  |  | Fail | Please check "Use"
378204027 | TNB | DISTRIBUTION | WP PUTRAJAYA & CYBERJAYA | Existing | 11 kV |  | RYB | VPTJ/PCE/J18281 | PE 18.28 SEK KEB (2) (F1) |  |  | Fail | Please check "Use"
378204030 | TNB | DISTRIBUTION | WP PUTRAJAYA & CYBERJAYA | Existing | 11 kV |  | RYB | VPTJ/PCE/J18281 | PE 18.28 SEK KEB (2) (F1) |  |  | Fail | Please check "Use"
378204031 | TNB | DISTRIBUTION | WP PUTRAJAYA & CYBERJAYA | Existing | 11 kV |  | RYB | VPTJ/PCE/J18281 | PE 18.28 SEK KEB (2) (F1) |  |  | Fail | Please check "Use"
378204104 | TNB | DISTRIBUTION | WP PUTRAJAYA & CYBERJAYA | Existing | 11 kV |  | RYB | VPTJ/PCE/J18282 | PE 18.28 SEK KEB (2) (F2) |  |  | Fail | Please check "Use"
378204105 | TNB | DISTRIBUTION | WP PUTRAJAYA & CYBERJAYA | Existing | 11 kV |  | RYB | VPTJ/PCE/J18282 | PE 18.28 SEK KEB (2) (F2) |  |  | Fail | Please check "Use"
378204110 | TNB | DISTRIBUTION | WP PUTRAJAYA & CYBERJAYA | Existing | 11 kV |  | RYB | VPTJ/PCE/J18282 | PE 18.28 SEK KEB (2) (F2) |  |  | Fail | Please check "Use"
378204116 | TNB | DISTRIBUTION | WP PUTRAJAYA & CYBERJAYA | Existing | 11 kV |  | RYB | VPTJ/PCE/J18282 | PE 18.28 SEK KEB (2) (F2) |  |  | Fail | Please check "Use"
378204117 | TNB | DISTRIBUTION | WP PUTRAJAYA & CYBERJAYA | Existing | 11 kV |  | RYB | VPTJ/PCE/J18282 | PE 18.28 SEK KEB (2) (F2) |  |  | Fail | Please check "Use"
378204121 | TNB | DISTRIBUTION | WP PUTRAJAYA & CYBERJAYA | Existing | 11 kV |  | RYB | VPTJ/PCE/J18282 | PE 18.28 SEK KEB (2) (F2) |  |  | Fail | Please check "Use"
378204124 | TNB | DISTRIBUTION | WP PUTRAJAYA & CYBERJAYA | Existing | 11 kV |  | RYB | VPTJ/PCE/J18282 | PE 18.28 SEK KEB (2) (F2) |  |  | Fail | Please check "Use"
378204125 | TNB | DISTRIBUTION | WP PUTRAJAYA & CYBERJAYA | Existing | 11 kV |  | RYB | VPTJ/PCE/J18282 | PE 18.28 SEK KEB (2) (F2) |  |  | Fail | Please check "Use"
378204217 | TNB | DISTRIBUTION | WP PUTRAJAYA & CYBERJAYA | Existing | 11 kV |  | RYB | VPTJ/PCE/J18062 | PE 18.06 18R5 (F2) |  |  | Fail | Please check "Use"
378204218 | TNB | DISTRIBUTION | WP PUTRAJAYA & CYBERJAYA | Existing | 11 kV |  | RYB | VPTJ/PCE/J18062 | PE 18.06 18R5 (F2) |  |  | Fail | Please check "Use"
378204223 | TNB | DISTRIBUTION | WP PUTRAJAYA & CYBERJAYA | Existing | 11 kV |  | RYB | VPTJ/PCE/J18062 | PE 18.06 18R5 (F2) |  |  | Fail | Please check "Use"
378204229 | TNB | DISTRIBUTION | WP PUTRAJAYA & CYBERJAYA | Existing | 11 kV |  | RYB | VPTJ/PCE/J18062 | PE 18.06 18R5 (F2) |  |  | Fail | Please check "Use"
378204230 | TNB | DISTRIBUTION | WP PUTRAJAYA & CYBERJAYA | Existing | 11 kV |  | RYB | VPTJ/PCE/J18062 | PE 18.06 18R5 (F2) |  |  | Fail | Please check "Use"
378204234 | TNB | DISTRIBUTION | WP PUTRAJAYA & CYBERJAYA | Existing | 11 kV |  | RYB | VPTJ/PCE/J18062 | PE 18.06 18R5 (F2) |  |  | Fail | Please check "Use"
378204237 | TNB | DISTRIBUTION | WP PUTRAJAYA & CYBERJAYA | Existing | 11 kV |  | RYB | VPTJ/PCE/J18062 | PE 18.06 18R5 (F2) |  |  | Fail | Please check "Use"
378204238 | TNB | DISTRIBUTION | WP PUTRAJAYA & CYBERJAYA | Existing | 11 kV |  | RYB | VPTJ/PCE/J18062 | PE 18.06 18R5 (F2) |  |  | Fail | Please check "Use"
378204321 | TNB | DISTRIBUTION | WP PUTRAJAYA & CYBERJAYA | Existing | 11 kV |  | RYB | VPTJ/PCE/J18061 | PE 18.06 18R5 (F1) |  |  | Fail | Please check "Use"
378204322 | TNB | DISTRIBUTION | WP PUTRAJAYA & CYBERJAYA | Existing | 11 kV |  | RYB | VPTJ/PCE/J18061 | PE 18.06 18R5 (F1) |  |  | Fail | Please check "Use"
378204327 | TNB | DISTRIBUTION | WP PUTRAJAYA & CYBERJAYA | Existing | 11 kV |  | RYB | VPTJ/PCE/J18061 | PE 18.06 18R5 (F1) |  |  | Fail | Please check "Use"
378204333 | TNB | DISTRIBUTION | WP PUTRAJAYA & CYBERJAYA | Existing | 11 kV |  | RYB | VPTJ/PCE/J18061 | PE 18.06 18R5 (F1) |  |  | Fail | Please check "Use"
378204334 | TNB | DISTRIBUTION | WP PUTRAJAYA & CYBERJAYA | Existing | 11 kV |  | RYB | VPTJ/PCE/J18061 | PE 18.06 18R5 (F1) |  |  | Fail | Please check "Use"
378204338 | TNB | DISTRIBUTION | WP PUTRAJAYA & CYBERJAYA | Existing | 11 kV |  | RYB | VPTJ/PCE/J18061 | PE 18.06 18R5 (F1) |  |  | Fail | Please check "Use"
378204341 | TNB | DISTRIBUTION | WP PUTRAJAYA & CYBERJAYA | Existing | 11 kV |  | RYB | VPTJ/PCE/J18061 | PE 18.06 18R5 (F1) |  |  | Fail | Please check "Use"
378204342 | TNB | DISTRIBUTION | WP PUTRAJAYA & CYBERJAYA | Existing | 11 kV |  | RYB | VPTJ/PCE/J18061 | PE 18.06 18R5 (F1) |  |  | Fail | Please check "Use"
378204448 | TNB | DISTRIBUTION | WP PUTRAJAYA & CYBERJAYA | Existing | 11 kV |  | RYB | VPTJ/PCE/J18261 | PE 18.26 APT. 18R4 (F1) |  |  | Fail | Please check "Use"
378204449 | TNB | DISTRIBUTION | WP PUTRAJAYA & CYBERJAYA | Existing | 11 kV |  | RYB | VPTJ/PCE/J18261 | PE 18.26 APT. 18R4 (F1) |  |  | Fail | Please check "Use"
378204450 | TNB | DISTRIBUTION | WP PUTRAJAYA & CYBERJAYA | Existing | 11 kV |  | RYB | VPTJ/PCE/J18261 | PE 18.26 APT. 18R4 (F1) |  |  | Fail | Please check "Use"
378204457 | TNB | DISTRIBUTION | WP PUTRAJAYA & CYBERJAYA | Existing | 11 kV |  | RYB | VPTJ/PCE/J18261 | PE 18.26 APT. 18R4 (F1) |  |  | Fail | Please check "Use"
378204460 | TNB | DISTRIBUTION | WP PUTRAJAYA & CYBERJAYA | Existing | 11 kV |  | RYB | VPTJ/PCE/J18261 | PE 18.26 APT. 18R4 (F1) |  |  | Fail | Please check "Use"
378204461 | TNB | DISTRIBUTION | WP PUTRAJAYA & CYBERJAYA | Existing | 11 kV |  | RYB | VPTJ/PCE/J18261 | PE 18.26 APT. 18R4 (F1) |  |  | Fail | Please check "Use"
378204462 | TNB | DISTRIBUTION | WP PUTRAJAYA & CYBERJAYA | Existing | 11 kV |  | RYB | VPTJ/PCE/J18261 | PE 18.26 APT. 18R4 (F1) |  |  | Fail | Please check "Use"
378204464 | TNB | DISTRIBUTION | WP PUTRAJAYA & CYBERJAYA | Existing | 11 kV |  | RYB | VPTJ/PCE/J18261 | PE 18.26 APT. 18R4 (F1) |  |  | Fail | Please check "Use"
378204465 | TNB | DISTRIBUTION | WP PUTRAJAYA & CYBERJAYA | Existing | 11 kV |  | RYB | VPTJ/PCE/J18261 | PE 18.26 APT. 18R4 (F1) |  |  | Fail | Please check "Use"
378204467 | TNB | DISTRIBUTION | WP PUTRAJAYA & CYBERJAYA | Existing | 11 kV |  | RYB | VPTJ/PCE/J18261 | PE 18.26 APT. 18R4 (F1) |  |  | Fail | Please check "Use"
378204475 | TNB | DISTRIBUTION | WP PUTRAJAYA & CYBERJAYA | Existing | 11 kV |  | RYB | VPTJ/PCE/J18261 | PE 18.26 APT. 18R4 (F1) |  |  | Fail | Please check "Use"
378204851 | TNB | DISTRIBUTION | WP PUTRAJAYA & CYBERJAYA | Existing | 11 kV |  | RYB | VPTJ/PCE/J18091 | PE 18.09 PADAT SL |  |  | Fail | Please check "Use"
378204852 | TNB | DISTRIBUTION | WP PUTRAJAYA & CYBERJAYA | Existing | 11 kV |  | RYB | VPTJ/PCE/J18091 | PE 18.09 PADAT SL |  |  | Fail | Please check "Use"
378204857 | TNB | DISTRIBUTION | WP PUTRAJAYA & CYBERJAYA | Existing | 11 kV |  | RYB | VPTJ/PCE/J18091 | PE 18.09 PADAT SL |  |  | Fail | Please check "Use"
378204863 | TNB | DISTRIBUTION | WP PUTRAJAYA & CYBERJAYA | Existing | 11 kV |  | RYB | VPTJ/PCE/J18091 | PE 18.09 PADAT SL |  |  | Fail | Please check "Use"
378204864 | TNB | DISTRIBUTION | WP PUTRAJAYA & CYBERJAYA | Existing | 11 kV |  | RYB | VPTJ/PCE/J18091 | PE 18.09 PADAT SL |  |  | Fail | Please check "Use"
378204868 | TNB | DISTRIBUTION | WP PUTRAJAYA & CYBERJAYA | Existing | 11 kV |  | RYB | VPTJ/PCE/J18091 | PE 18.09 PADAT SL |  |  | Fail | Please check "Use"
378204871 | TNB | DISTRIBUTION | WP PUTRAJAYA & CYBERJAYA | Existing | 11 kV |  | RYB | VPTJ/PCE/J18091 | PE 18.09 PADAT SL |  |  | Fail | Please check "Use"
378204872 | TNB | DISTRIBUTION | WP PUTRAJAYA & CYBERJAYA | Existing | 11 kV |  | RYB | VPTJ/PCE/J18091 | PE 18.09 PADAT SL |  |  | Fail | Please check "Use"
378204963 | TNB | DISTRIBUTION | WP PUTRAJAYA & CYBERJAYA | Existing | 11 kV |  | RYB | VPTJ/PCE/J18262 | PE 18.26 APT. 18R4 (F2) |  |  | Fail | Please check "Use"
378204964 | TNB | DISTRIBUTION | WP PUTRAJAYA & CYBERJAYA | Existing | 11 kV |  | RYB | VPTJ/PCE/J18262 | PE 18.26 APT. 18R4 (F2) |  |  | Fail | Please check "Use"
378204965 | TNB | DISTRIBUTION | WP PUTRAJAYA & CYBERJAYA | Existing | 11 kV |  | RYB | VPTJ/PCE/J18262 | PE 18.26 APT. 18R4 (F2) |  |  | Fail | Please check "Use"
378204972 | TNB | DISTRIBUTION | WP PUTRAJAYA & CYBERJAYA | Existing | 11 kV |  | RYB | VPTJ/PCE/J18262 | PE 18.26 APT. 18R4 (F2) |  |  | Fail | Please check "Use"
378204975 | TNB | DISTRIBUTION | WP PUTRAJAYA & CYBERJAYA | Existing | 11 kV |  | RYB | VPTJ/PCE/J18262 | PE 18.26 APT. 18R4 (F2) |  |  | Fail | Please check "Use"
378204976 | TNB | DISTRIBUTION | WP PUTRAJAYA & CYBERJAYA | Existing | 11 kV |  | RYB | VPTJ/PCE/J18262 | PE 18.26 APT. 18R4 (F2) |  |  | Fail | Please check "Use"
378204977 | TNB | DISTRIBUTION | WP PUTRAJAYA & CYBERJAYA | Existing | 11 kV |  | RYB | VPTJ/PCE/J18262 | PE 18.26 APT. 18R4 (F2) |  |  | Fail | Please check "Use"
378204979 | TNB | DISTRIBUTION | WP PUTRAJAYA & CYBERJAYA | Existing | 11 kV |  | RYB | VPTJ/PCE/J18262 | PE 18.26 APT. 18R4 (F2) |  |  | Fail | Please check "Use"
378204980 | TNB | DISTRIBUTION | WP PUTRAJAYA & CYBERJAYA | Existing | 11 kV |  | RYB | VPTJ/PCE/J18262 | PE 18.26 APT. 18R4 (F2) |  |  | Fail | Please check "Use"
378204982 | TNB | DISTRIBUTION | WP PUTRAJAYA & CYBERJAYA | Existing | 11 kV |  | RYB | VPTJ/PCE/J18262 | PE 18.26 APT. 18R4 (F2) |  |  | Fail | Please check "Use"
378204990 | TNB | DISTRIBUTION | WP PUTRAJAYA & CYBERJAYA | Existing | 11 kV |  | RYB | VPTJ/PCE/J18262 | PE 18.26 APT. 18R4 (F2) |  |  | Fail | Please check "Use"
378205143 | TNB | DISTRIBUTION | WP PUTRAJAYA & CYBERJAYA | Existing | 11 kV |  | RYB | VPTJ/PCE/J18271 | PE 18.27 KLINIK KESIHATAN (F1) |  |  | Fail | Please check "Use"
378205144 | TNB | DISTRIBUTION | WP PUTRAJAYA & CYBERJAYA | Existing | 11 kV |  | RYB | VPTJ/PCE/J18271 | PE 18.27 KLINIK KESIHATAN (F1) |  |  | Fail | Please check "Use"
378205149 | TNB | DISTRIBUTION | WP PUTRAJAYA & CYBERJAYA | Existing | 11 kV |  | RYB | VPTJ/PCE/J18271 | PE 18.27 KLINIK KESIHATAN (F1) |  |  | Fail | Please check "Use"
378205155 | TNB | DISTRIBUTION | WP PUTRAJAYA & CYBERJAYA | Existing | 11 kV |  | RYB | VPTJ/PCE/J18271 | PE 18.27 KLINIK KESIHATAN (F1) |  |  | Fail | Please check "Use"
378205156 | TNB | DISTRIBUTION | WP PUTRAJAYA & CYBERJAYA | Existing | 11 kV |  | RYB | VPTJ/PCE/J18271 | PE 18.27 KLINIK KESIHATAN (F1) |  |  | Fail | Please check "Use"
378205160 | TNB | DISTRIBUTION | WP PUTRAJAYA & CYBERJAYA | Existing | 11 kV |  | RYB | VPTJ/PCE/J18271 | PE 18.27 KLINIK KESIHATAN (F1) |  |  | Fail | Please check "Use"
378205163 | TNB | DISTRIBUTION | WP PUTRAJAYA & CYBERJAYA | Existing | 11 kV |  | RYB | VPTJ/PCE/J18271 | PE 18.27 KLINIK KESIHATAN (F1) |  |  | Fail | Please check "Use"
378205164 | TNB | DISTRIBUTION | WP PUTRAJAYA & CYBERJAYA | Existing | 11 kV |  | RYB | VPTJ/PCE/J18271 | PE 18.27 KLINIK KESIHATAN (F1) |  |  | Fail | Please check "Use"
378205237 | TNB | DISTRIBUTION | WP PUTRAJAYA & CYBERJAYA | Existing | 11 kV |  | RYB | VPTJ/PCE/J18272 | PE 18.27 KLINIK KESIHATAN (F2) |  |  | Fail | Please check "Use"
378205238 | TNB | DISTRIBUTION | WP PUTRAJAYA & CYBERJAYA | Existing | 11 kV |  | RYB | VPTJ/PCE/J18272 | PE 18.27 KLINIK KESIHATAN (F2) |  |  | Fail | Please check "Use"
378205243 | TNB | DISTRIBUTION | WP PUTRAJAYA & CYBERJAYA | Existing | 11 kV |  | RYB | VPTJ/PCE/J18272 | PE 18.27 KLINIK KESIHATAN (F2) |  |  | Fail | Please check "Use"
378205249 | TNB | DISTRIBUTION | WP PUTRAJAYA & CYBERJAYA | Existing | 11 kV |  | RYB | VPTJ/PCE/J18272 | PE 18.27 KLINIK KESIHATAN (F2) |  |  | Fail | Please check "Use"
378205250 | TNB | DISTRIBUTION | WP PUTRAJAYA & CYBERJAYA | Existing | 11 kV |  | RYB | VPTJ/PCE/J18272 | PE 18.27 KLINIK KESIHATAN (F2) |  |  | Fail | Please check "Use"
378205254 | TNB | DISTRIBUTION | WP PUTRAJAYA & CYBERJAYA | Existing | 11 kV |  | RYB | VPTJ/PCE/J18272 | PE 18.27 KLINIK KESIHATAN (F2) |  |  | Fail | Please check "Use"
378205257 | TNB | DISTRIBUTION | WP PUTRAJAYA & CYBERJAYA | Existing | 11 kV |  | RYB | VPTJ/PCE/J18272 | PE 18.27 KLINIK KESIHATAN (F2) |  |  | Fail | Please check "Use"
378205258 | TNB | DISTRIBUTION | WP PUTRAJAYA & CYBERJAYA | Existing | 11 kV |  | RYB | VPTJ/PCE/J18272 | PE 18.27 KLINIK KESIHATAN (F2) |  |  | Fail | Please check "Use"
378205342 | TNB | DISTRIBUTION | WP PUTRAJAYA & CYBERJAYA | Existing | 11 kV |  | RYB | VPTJ/PCE/J18081 | PE 18.08 18R1 (F1) |  |  | Fail | Please check "Use"
378205343 | TNB | DISTRIBUTION | WP PUTRAJAYA & CYBERJAYA | Existing | 11 kV |  | RYB | VPTJ/PCE/J18081 | PE 18.08 18R1 (F1) |  |  | Fail | Please check "Use"
378205348 | TNB | DISTRIBUTION | WP PUTRAJAYA & CYBERJAYA | Existing | 11 kV |  | RYB | VPTJ/PCE/J18081 | PE 18.08 18R1 (F1) |  |  | Fail | Please check "Use"
378205354 | TNB | DISTRIBUTION | WP PUTRAJAYA & CYBERJAYA | Existing | 11 kV |  | RYB | VPTJ/PCE/J18081 | PE 18.08 18R1 (F1) |  |  | Fail | Please check "Use"
378205355 | TNB | DISTRIBUTION | WP PUTRAJAYA & CYBERJAYA | Existing | 11 kV |  | RYB | VPTJ/PCE/J18081 | PE 18.08 18R1 (F1) |  |  | Fail | Please check "Use"
378205359 | TNB | DISTRIBUTION | WP PUTRAJAYA & CYBERJAYA | Existing | 11 kV |  | RYB | VPTJ/PCE/J18081 | PE 18.08 18R1 (F1) |  |  | Fail | Please check "Use"
378205362 | TNB | DISTRIBUTION | WP PUTRAJAYA & CYBERJAYA | Existing | 11 kV |  | RYB | VPTJ/PCE/J18081 | PE 18.08 18R1 (F1) |  |  | Fail | Please check "Use"
378205363 | TNB | DISTRIBUTION | WP PUTRAJAYA & CYBERJAYA | Existing | 11 kV |  | RYB | VPTJ/PCE/J18081 | PE 18.08 18R1 (F1) |  |  | Fail | Please check "Use"
378205446 | TNB | DISTRIBUTION | WP PUTRAJAYA & CYBERJAYA | Existing | 11 kV |  | RYB | VPTJ/PCE/J18082 | PE 18.08 18R1 (F2) |  |  | Fail | Please check "Use"
378205447 | TNB | DISTRIBUTION | WP PUTRAJAYA & CYBERJAYA | Existing | 11 kV |  | RYB | VPTJ/PCE/J18082 | PE 18.08 18R1 (F2) |  |  | Fail | Please check "Use"
378205452 | TNB | DISTRIBUTION | WP PUTRAJAYA & CYBERJAYA | Existing | 11 kV |  | RYB | VPTJ/PCE/J18082 | PE 18.08 18R1 (F2) |  |  | Fail | Please check "Use"
378205458 | TNB | DISTRIBUTION | WP PUTRAJAYA & CYBERJAYA | Existing | 11 kV |  | RYB | VPTJ/PCE/J18082 | PE 18.08 18R1 (F2) |  |  | Fail | Please check "Use"
378205459 | TNB | DISTRIBUTION | WP PUTRAJAYA & CYBERJAYA | Existing | 11 kV |  | RYB | VPTJ/PCE/J18082 | PE 18.08 18R1 (F2) |  |  | Fail | Please check "Use"
378205463 | TNB | DISTRIBUTION | WP PUTRAJAYA & CYBERJAYA | Existing | 11 kV |  | RYB | VPTJ/PCE/J18082 | PE 18.08 18R1 (F2) |  |  | Fail | Please check "Use"
378205466 | TNB | DISTRIBUTION | WP PUTRAJAYA & CYBERJAYA | Existing | 11 kV |  | RYB | VPTJ/PCE/J18082 | PE 18.08 18R1 (F2) |  |  | Fail | Please check "Use"
378205467 | TNB | DISTRIBUTION | WP PUTRAJAYA & CYBERJAYA | Existing | 11 kV |  | RYB | VPTJ/PCE/J18082 | PE 18.08 18R1 (F2) |  |  | Fail | Please check "Use"
378205557 | TNB | DISTRIBUTION | WP PUTRAJAYA & CYBERJAYA | Existing | 11 kV |  | RYB | VPTJ/PCE/J18221 | PE 18.22 BLOK B 18R13 (F1) |  |  | Fail | Please check "Use"
378205558 | TNB | DISTRIBUTION | WP PUTRAJAYA & CYBERJAYA | Existing | 11 kV |  | RYB | VPTJ/PCE/J18221 | PE 18.22 BLOK B 18R13 (F1) |  |  | Fail | Please check "Use"
378205563 | TNB | DISTRIBUTION | WP PUTRAJAYA & CYBERJAYA | Existing | 11 kV |  | RYB | VPTJ/PCE/J18221 | PE 18.22 BLOK B 18R13 (F1) |  |  | Fail | Please check "Use"
378205569 | TNB | DISTRIBUTION | WP PUTRAJAYA & CYBERJAYA | Existing | 11 kV |  | RYB | VPTJ/PCE/J18221 | PE 18.22 BLOK B 18R13 (F1) |  |  | Fail | Please check "Use"
378205570 | TNB | DISTRIBUTION | WP PUTRAJAYA & CYBERJAYA | Existing | 11 kV |  | RYB | VPTJ/PCE/J18221 | PE 18.22 BLOK B 18R13 (F1) |  |  | Fail | Please check "Use"
378205574 | TNB | DISTRIBUTION | WP PUTRAJAYA & CYBERJAYA | Existing | 11 kV |  | RYB | VPTJ/PCE/J18221 | PE 18.22 BLOK B 18R13 (F1) |  |  | Fail | Please check "Use"
378205577 | TNB | DISTRIBUTION | WP PUTRAJAYA & CYBERJAYA | Existing | 11 kV |  | RYB | VPTJ/PCE/J18221 | PE 18.22 BLOK B 18R13 (F1) |  |  | Fail | Please check "Use"
378205578 | TNB | DISTRIBUTION | WP PUTRAJAYA & CYBERJAYA | Existing | 11 kV |  | RYB | VPTJ/PCE/J18221 | PE 18.22 BLOK B 18R13 (F1) |  |  | Fail | Please check "Use"
378205655 | TNB | DISTRIBUTION | WP PUTRAJAYA & CYBERJAYA | Existing | 11 kV |  | RYB | VPTJ/PCE/J18222 | PE 18.22 BLOK B 18R13 (F2) |  |  | Fail | Please check "Use"
378205656 | TNB | DISTRIBUTION | WP PUTRAJAYA & CYBERJAYA | Existing | 11 kV |  | RYB | VPTJ/PCE/J18222 | PE 18.22 BLOK B 18R13 (F2) |  |  | Fail | Please check "Use"
378205661 | TNB | DISTRIBUTION | WP PUTRAJAYA & CYBERJAYA | Existing | 11 kV |  | RYB | VPTJ/PCE/J18222 | PE 18.22 BLOK B 18R13 (F2) |  |  | Fail | Please check "Use"
378205667 | TNB | DISTRIBUTION | WP PUTRAJAYA & CYBERJAYA | Existing | 11 kV |  | RYB | VPTJ/PCE/J18222 | PE 18.22 BLOK B 18R13 (F2) |  |  | Fail | Please check "Use"
378205668 | TNB | DISTRIBUTION | WP PUTRAJAYA & CYBERJAYA | Existing | 11 kV |  | RYB | VPTJ/PCE/J18222 | PE 18.22 BLOK B 18R13 (F2) |  |  | Fail | Please check "Use"
378205672 | TNB | DISTRIBUTION | WP PUTRAJAYA & CYBERJAYA | Existing | 11 kV |  | RYB | VPTJ/PCE/J18222 | PE 18.22 BLOK B 18R13 (F2) |  |  | Fail | Please check "Use"
378205675 | TNB | DISTRIBUTION | WP PUTRAJAYA & CYBERJAYA | Existing | 11 kV |  | RYB | VPTJ/PCE/J18222 | PE 18.22 BLOK B 18R13 (F2) |  |  | Fail | Please check "Use"
378205676 | TNB | DISTRIBUTION | WP PUTRAJAYA & CYBERJAYA | Existing | 11 kV |  | RYB | VPTJ/PCE/J18222 | PE 18.22 BLOK B 18R13 (F2) |  |  | Fail | Please check "Use"
378205753 | TNB | DISTRIBUTION | WP PUTRAJAYA & CYBERJAYA | Existing | 11 kV |  | RYB | VPTJ/PCE/J02021 | SS 2.02 IDHL (F1) |  |  | Fail | Please check "Use"
378205755 | TNB | DISTRIBUTION | WP PUTRAJAYA & CYBERJAYA | Existing | 11 kV |  | RYB | VPTJ/PCE/J02021 | SS 2.02 IDHL (F1) |  |  | Fail | Please check "Use"
378205757 | TNB | DISTRIBUTION | WP PUTRAJAYA & CYBERJAYA | Existing | 11 kV |  | RYB | VPTJ/PCE/J02021 | SS 2.02 IDHL (F1) |  |  | Fail | Please check "Use"
378205760 | TNB | DISTRIBUTION | WP PUTRAJAYA & CYBERJAYA | Existing | 11 kV |  | RYB | VPTJ/PCE/J02021 | SS 2.02 IDHL (F1) |  |  | Fail | Please check "Use"
378205761 | TNB | DISTRIBUTION | WP PUTRAJAYA & CYBERJAYA | Existing | 11 kV |  | RYB | VPTJ/PCE/J02021 | SS 2.02 IDHL (F1) |  |  | Fail | Please check "Use"
378205762 | TNB | DISTRIBUTION | WP PUTRAJAYA & CYBERJAYA | Existing | 11 kV |  | RYB | VPTJ/PCE/J02021 | SS 2.02 IDHL (F1) |  |  | Fail | Please check "Use"
378205768 | TNB | DISTRIBUTION | WP PUTRAJAYA & CYBERJAYA | Existing | 11 kV |  | RYB | VPTJ/PCE/J02021 | SS 2.02 IDHL (F1) |  |  | Fail | Please check "Use"
378205773 | TNB | DISTRIBUTION | WP PUTRAJAYA & CYBERJAYA | Existing | 11 kV |  | RYB | VPTJ/PCE/J02021 | SS 2.02 IDHL (F1) |  |  | Fail | Please check "Use"
378205779 | TNB | DISTRIBUTION | WP PUTRAJAYA & CYBERJAYA | Existing | 11 kV |  | RYB | VPTJ/PCE/J02021 | SS 2.02 IDHL (F1) |  |  | Fail | Please check "Use"
378205785 | TNB | DISTRIBUTION | WP PUTRAJAYA & CYBERJAYA | Existing | 11 kV |  | RYB | VPTJ/PCE/J02021 | SS 2.02 IDHL (F1) |  |  | Fail | Please check "Use"
378205787 | TNB | DISTRIBUTION | WP PUTRAJAYA & CYBERJAYA | Existing | 11 kV |  | RYB | VPTJ/PCE/J02021 | SS 2.02 IDHL (F1) |  |  | Fail | Please check "Use"
378205788 | TNB | DISTRIBUTION | WP PUTRAJAYA & CYBERJAYA | Existing | 11 kV |  | RYB | VPTJ/PCE/J02022 | SS 2.02 IDHL (F2) |  |  | Fail | Please check "Use"
378205790 | TNB | DISTRIBUTION | WP PUTRAJAYA & CYBERJAYA | Existing | 11 kV |  | RYB | VPTJ/PCE/J02022 | SS 2.02 IDHL (F2) |  |  | Fail | Please check "Use"
378205792 | TNB | DISTRIBUTION | WP PUTRAJAYA & CYBERJAYA | Existing | 11 kV |  | RYB | VPTJ/PCE/J02022 | SS 2.02 IDHL (F2) |  |  | Fail | Please check "Use"
378205795 | TNB | DISTRIBUTION | WP PUTRAJAYA & CYBERJAYA | Existing | 11 kV |  | RYB | VPTJ/PCE/J02022 | SS 2.02 IDHL (F2) |  |  | Fail | Please check "Use"
378205796 | TNB | DISTRIBUTION | WP PUTRAJAYA & CYBERJAYA | Existing | 11 kV |  | RYB | VPTJ/PCE/J02022 | SS 2.02 IDHL (F2) |  |  | Fail | Please check "Use"
378205797 | TNB | DISTRIBUTION | WP PUTRAJAYA & CYBERJAYA | Existing | 11 kV |  | RYB | VPTJ/PCE/J02022 | SS 2.02 IDHL (F2) |  |  | Fail | Please check "Use"
378205803 | TNB | DISTRIBUTION | WP PUTRAJAYA & CYBERJAYA | Existing | 11 kV |  | RYB | VPTJ/PCE/J02022 | SS 2.02 IDHL (F2) |  |  | Fail | Please check "Use"
378205808 | TNB | DISTRIBUTION | WP PUTRAJAYA & CYBERJAYA | Existing | 11 kV |  | RYB | VPTJ/PCE/J02022 | SS 2.02 IDHL (F2) |  |  | Fail | Please check "Use"
378205814 | TNB | DISTRIBUTION | WP PUTRAJAYA & CYBERJAYA | Existing | 11 kV |  | RYB | VPTJ/PCE/J02022 | SS 2.02 IDHL (F2) |  |  | Fail | Please check "Use"
378205816 | TNB | DISTRIBUTION | WP PUTRAJAYA & CYBERJAYA | Existing | 11 kV |  | RYB | VPTJ/PCE/J02022 | SS 2.02 IDHL (F2) |  |  | Fail | Please check "Use"
378205822 | TNB | DISTRIBUTION | WP PUTRAJAYA & CYBERJAYA | Existing | 11 kV |  | RYB | VPTJ/PCE/J02022 | SS 2.02 IDHL (F2) |  |  | Fail | Please check "Use"
378205823 | TNB | DISTRIBUTION | WP PUTRAJAYA & CYBERJAYA | Existing | 11 kV |  | RYB | VPTJ/PCE/J02011 | SS 2.01 W.PUTRA (F1) |  |  | Fail | Please check "Use"
378205825 | TNB | DISTRIBUTION | WP PUTRAJAYA & CYBERJAYA | Existing | 11 kV |  | RYB | VPTJ/PCE/J02011 | SS 2.01 W.PUTRA (F1) |  |  | Fail | Please check "Use"
378205827 | TNB | DISTRIBUTION | WP PUTRAJAYA & CYBERJAYA | Existing | 11 kV |  | RYB | VPTJ/PCE/J02011 | SS 2.01 W.PUTRA (F1) |  |  | Fail | Please check "Use"
378205830 | TNB | DISTRIBUTION | WP PUTRAJAYA & CYBERJAYA | Existing | 11 kV |  | RYB | VPTJ/PCE/J02011 | SS 2.01 W.PUTRA (F1) |  |  | Fail | Please check "Use"
378205831 | TNB | DISTRIBUTION | WP PUTRAJAYA & CYBERJAYA | Existing | 11 kV |  | RYB | VPTJ/PCE/J02011 | SS 2.01 W.PUTRA (F1) |  |  | Fail | Please check "Use"
378205832 | TNB | DISTRIBUTION | WP PUTRAJAYA & CYBERJAYA | Existing | 11 kV |  | RYB | VPTJ/PCE/J02011 | SS 2.01 W.PUTRA (F1) |  |  | Fail | Please check "Use"
378205838 | TNB | DISTRIBUTION | WP PUTRAJAYA & CYBERJAYA | Existing | 11 kV |  | RYB | VPTJ/PCE/J02011 | SS 2.01 W.PUTRA (F1) |  |  | Fail | Please check "Use"
378205843 | TNB | DISTRIBUTION | WP PUTRAJAYA & CYBERJAYA | Existing | 11 kV |  | RYB | VPTJ/PCE/J02011 | SS 2.01 W.PUTRA (F1) |  |  | Fail | Please check "Use"
378205849 | TNB | DISTRIBUTION | WP PUTRAJAYA & CYBERJAYA | Existing | 11 kV |  | RYB | VPTJ/PCE/J02012 | SS 2.01 W.PUTRA (F2) |  |  | Fail | Please check "Use"
378205851 | TNB | DISTRIBUTION | WP PUTRAJAYA & CYBERJAYA | Existing | 11 kV |  | RYB | VPTJ/PCE/J02012 | SS 2.01 W.PUTRA (F2) |  |  | Fail | Please check "Use"
378205853 | TNB | DISTRIBUTION | WP PUTRAJAYA & CYBERJAYA | Existing | 11 kV |  | RYB | VPTJ/PCE/J02012 | SS 2.01 W.PUTRA (F2) |  |  | Fail | Please check "Use"
378205856 | TNB | DISTRIBUTION | WP PUTRAJAYA & CYBERJAYA | Existing | 11 kV |  | RYB | VPTJ/PCE/J02012 | SS 2.01 W.PUTRA (F2) |  |  | Fail | Please check "Use"
378205857 | TNB | DISTRIBUTION | WP PUTRAJAYA & CYBERJAYA | Existing | 11 kV |  | RYB | VPTJ/PCE/J02012 | SS 2.01 W.PUTRA (F2) |  |  | Fail | Please check "Use"
378205858 | TNB | DISTRIBUTION | WP PUTRAJAYA & CYBERJAYA | Existing | 11 kV |  | RYB | VPTJ/PCE/J02012 | SS 2.01 W.PUTRA (F2) |  |  | Fail | Please check "Use"
378205864 | TNB | DISTRIBUTION | WP PUTRAJAYA & CYBERJAYA | Existing | 11 kV |  | RYB | VPTJ/PCE/J02012 | SS 2.01 W.PUTRA (F2) |  |  | Fail | Please check "Use"
378205869 | TNB | DISTRIBUTION | WP PUTRAJAYA & CYBERJAYA | Existing | 11 kV |  | RYB | VPTJ/PCE/J02012 | SS 2.01 W.PUTRA (F2) |  |  | Fail | Please check "Use"
378205893 | TNB | DISTRIBUTION | WP PUTRAJAYA & CYBERJAYA | Existing | 11 kV |  | RYB | VPTJ/PCE/J04171 | SS 4.17 4G11 (F1) |  |  | Fail | Please check "Use"
378205897 | TNB | DISTRIBUTION | WP PUTRAJAYA & CYBERJAYA | Existing | 11 kV |  | RYB | VPTJ/PCE/J04171 | SS 4.17 4G11 (F1) |  |  | Fail | Please check "Use"
378205900 | TNB | DISTRIBUTION | WP PUTRAJAYA & CYBERJAYA | Existing | 11 kV |  | RYB | VPTJ/PCE/J04171 | SS 4.17 4G11 (F1) |  |  | Fail | Please check "Use"
378205903 | TNB | DISTRIBUTION | WP PUTRAJAYA & CYBERJAYA | Existing | 11 kV |  | RYB | VPTJ/PCE/J04171 | SS 4.17 4G11 (F1) |  |  | Fail | Please check "Use"
378205905 | TNB | DISTRIBUTION | WP PUTRAJAYA & CYBERJAYA | Existing | 11 kV |  | RYB | VPTJ/PCE/J04171 | SS 4.17 4G11 (F1) |  |  | Fail | Please check "Use"
378205911 | TNB | DISTRIBUTION | WP PUTRAJAYA & CYBERJAYA | Existing | 11 kV |  | RYB | VPTJ/PCE/J04171 | SS 4.17 4G11 (F1) |  |  | Fail | Please check "Use"
378205912 | TNB | DISTRIBUTION | WP PUTRAJAYA & CYBERJAYA | Existing | 11 kV |  | RYB | VPTJ/PCE/J04171 | SS 4.17 4G11 (F1) |  |  | Fail | Please check "Use"
378205919 | TNB | DISTRIBUTION | WP PUTRAJAYA & CYBERJAYA | Existing | 11 kV |  | RYB | VPTJ/PCE/J04171 | SS 4.17 4G11 (F1) |  |  | Fail | Please check "Use"
378205934 | TNB | DISTRIBUTION | WP PUTRAJAYA & CYBERJAYA | Existing | 11 kV |  | RYB | VPTJ/PCE/J04172 | SS 4.17 4G11 (F2) |  |  | Fail | Please check "Use"
378205938 | TNB | DISTRIBUTION | WP PUTRAJAYA & CYBERJAYA | Existing | 11 kV |  | RYB | VPTJ/PCE/J04172 | SS 4.17 4G11 (F2) |  |  | Fail | Please check "Use"
378205941 | TNB | DISTRIBUTION | WP PUTRAJAYA & CYBERJAYA | Existing | 11 kV |  | RYB | VPTJ/PCE/J04172 | SS 4.17 4G11 (F2) |  |  | Fail | Please check "Use"
378205944 | TNB | DISTRIBUTION | WP PUTRAJAYA & CYBERJAYA | Existing | 11 kV |  | RYB | VPTJ/PCE/J04172 | SS 4.17 4G11 (F2) |  |  | Fail | Please check "Use"
378205946 | TNB | DISTRIBUTION | WP PUTRAJAYA & CYBERJAYA | Existing | 11 kV |  | RYB | VPTJ/PCE/J04172 | SS 4.17 4G11 (F2) |  |  | Fail | Please check "Use"
378205952 | TNB | DISTRIBUTION | WP PUTRAJAYA & CYBERJAYA | Existing | 11 kV |  | RYB | VPTJ/PCE/J04172 | SS 4.17 4G11 (F2) |  |  | Fail | Please check "Use"
378205953 | TNB | DISTRIBUTION | WP PUTRAJAYA & CYBERJAYA | Existing | 11 kV |  | RYB | VPTJ/PCE/J04172 | SS 4.17 4G11 (F2) |  |  | Fail | Please check "Use"
378205960 | TNB | DISTRIBUTION | WP PUTRAJAYA & CYBERJAYA | Existing | 11 kV |  | RYB | VPTJ/PCE/J04172 | SS 4.17 4G11 (F2) |  |  | Fail | Please check "Use"
378205975 | TNB | DISTRIBUTION | WP PUTRAJAYA & CYBERJAYA | Existing | 11 kV |  | RYB | VPTJ/PCE/J04161 | SS 4.16 4G10 (F1) |  |  | Fail | Please check "Use"
378205979 | TNB | DISTRIBUTION | WP PUTRAJAYA & CYBERJAYA | Existing | 11 kV |  | RYB | VPTJ/PCE/J04161 | SS 4.16 4G10 (F1) |  |  | Fail | Please check "Use"
378205982 | TNB | DISTRIBUTION | WP PUTRAJAYA & CYBERJAYA | Existing | 11 kV |  | RYB | VPTJ/PCE/J04161 | SS 4.16 4G10 (F1) |  |  | Fail | Please check "Use"
378205985 | TNB | DISTRIBUTION | WP PUTRAJAYA & CYBERJAYA | Existing | 11 kV |  | RYB | VPTJ/PCE/J04161 | SS 4.16 4G10 (F1) |  |  | Fail | Please check "Use"
378205987 | TNB | DISTRIBUTION | WP PUTRAJAYA & CYBERJAYA | Existing | 11 kV |  | RYB | VPTJ/PCE/J04161 | SS 4.16 4G10 (F1) |  |  | Fail | Please check "Use"
378205990 | TNB | DISTRIBUTION | WP PUTRAJAYA & CYBERJAYA | Existing | 11 kV |  | RYB | VPTJ/PCE/J04161 | SS 4.16 4G10 (F1) |  |  | Fail | Please check "Use"
378205993 | TNB | DISTRIBUTION | WP PUTRAJAYA & CYBERJAYA | Existing | 11 kV |  | RYB | VPTJ/PCE/J04161 | SS 4.16 4G10 (F1) |  |  | Fail | Please check "Use"
378205994 | TNB | DISTRIBUTION | WP PUTRAJAYA & CYBERJAYA | Existing | 11 kV |  | RYB | VPTJ/PCE/J04161 | SS 4.16 4G10 (F1) |  |  | Fail | Please check "Use"
378206001 | TNB | DISTRIBUTION | WP PUTRAJAYA & CYBERJAYA | Existing | 11 kV |  | RYB | VPTJ/PCE/J04161 | SS 4.16 4G10 (F1) |  |  | Fail | Please check "Use"
378206016 | TNB | DISTRIBUTION | WP PUTRAJAYA & CYBERJAYA | Existing | 11 kV |  | RYB | VPTJ/PCE/J04162 | SS 4.16 4G10 (F2) |  |  | Fail | Please check "Use"
378206020 | TNB | DISTRIBUTION | WP PUTRAJAYA & CYBERJAYA | Existing | 11 kV |  | RYB | VPTJ/PCE/J04162 | SS 4.16 4G10 (F2) |  |  | Fail | Please check "Use"
378206023 | TNB | DISTRIBUTION | WP PUTRAJAYA & CYBERJAYA | Existing | 11 kV |  | RYB | VPTJ/PCE/J04162 | SS 4.16 4G10 (F2) |  |  | Fail | Please check "Use"
378206026 | TNB | DISTRIBUTION | WP PUTRAJAYA & CYBERJAYA | Existing | 11 kV |  | RYB | VPTJ/PCE/J04162 | SS 4.16 4G10 (F2) |  |  | Fail | Please check "Use"
378206028 | TNB | DISTRIBUTION | WP PUTRAJAYA & CYBERJAYA | Existing | 11 kV |  | RYB | VPTJ/PCE/J04162 | SS 4.16 4G10 (F2) |  |  | Fail | Please check "Use"
378206031 | TNB | DISTRIBUTION | WP PUTRAJAYA & CYBERJAYA | Existing | 11 kV |  | RYB | VPTJ/PCE/J04162 | SS 4.16 4G10 (F2) |  |  | Fail | Please check "Use"
378206034 | TNB | DISTRIBUTION | WP PUTRAJAYA & CYBERJAYA | Existing | 11 kV |  | RYB | VPTJ/PCE/J04162 | SS 4.16 4G10 (F2) |  |  | Fail | Please check "Use"
378206035 | TNB | DISTRIBUTION | WP PUTRAJAYA & CYBERJAYA | Existing | 11 kV |  | RYB | VPTJ/PCE/J04162 | SS 4.16 4G10 (F2) |  |  | Fail | Please check "Use"
378206042 | TNB | DISTRIBUTION | WP PUTRAJAYA & CYBERJAYA | Existing | 11 kV |  | RYB | VPTJ/PCE/J04162 | SS 4.16 4G10 (F2) |  |  | Fail | Please check "Use"
378206073 | TNB | DISTRIBUTION | WP PUTRAJAYA & CYBERJAYA | Existing | 11 kV |  | RYB | VPTJ/PCE/J04151 | SS 4.15 4G9 (F1) |  |  | Fail | Please check "Use"
378206077 | TNB | DISTRIBUTION | WP PUTRAJAYA & CYBERJAYA | Existing | 11 kV |  | RYB | VPTJ/PCE/J04151 | SS 4.15 4G9 (F1) |  |  | Fail | Please check "Use"
378206080 | TNB | DISTRIBUTION | WP PUTRAJAYA & CYBERJAYA | Existing | 11 kV |  | RYB | VPTJ/PCE/J04151 | SS 4.15 4G9 (F1) |  |  | Fail | Please check "Use"
378206083 | TNB | DISTRIBUTION | WP PUTRAJAYA & CYBERJAYA | Existing | 11 kV |  | RYB | VPTJ/PCE/J04151 | SS 4.15 4G9 (F1) |  |  | Fail | Please check "Use"
378206085 | TNB | DISTRIBUTION | WP PUTRAJAYA & CYBERJAYA | Existing | 11 kV |  | RYB | VPTJ/PCE/J04151 | SS 4.15 4G9 (F1) |  |  | Fail | Please check "Use"
378206091 | TNB | DISTRIBUTION | WP PUTRAJAYA & CYBERJAYA | Existing | 11 kV |  | RYB | VPTJ/PCE/J04151 | SS 4.15 4G9 (F1) |  |  | Fail | Please check "Use"
378206092 | TNB | DISTRIBUTION | WP PUTRAJAYA & CYBERJAYA | Existing | 11 kV |  | RYB | VPTJ/PCE/J04151 | SS 4.15 4G9 (F1) |  |  | Fail | Please check "Use"
378206099 | TNB | DISTRIBUTION | WP PUTRAJAYA & CYBERJAYA | Existing | 11 kV |  | RYB | VPTJ/PCE/J04151 | SS 4.15 4G9 (F1) |  |  | Fail | Please check "Use"
378206114 | TNB | DISTRIBUTION | WP PUTRAJAYA & CYBERJAYA | Existing | 11 kV |  | RYB | VPTJ/PCE/J04152 | SS 4.15 4G9 (F2) |  |  | Fail | Please check "Use"
378206118 | TNB | DISTRIBUTION | WP PUTRAJAYA & CYBERJAYA | Existing | 11 kV |  | RYB | VPTJ/PCE/J04152 | SS 4.15 4G9 (F2) |  |  | Fail | Please check "Use"
378206121 | TNB | DISTRIBUTION | WP PUTRAJAYA & CYBERJAYA | Existing | 11 kV |  | RYB | VPTJ/PCE/J04152 | SS 4.15 4G9 (F2) |  |  | Fail | Please check "Use"
378206124 | TNB | DISTRIBUTION | WP PUTRAJAYA & CYBERJAYA | Existing | 11 kV |  | RYB | VPTJ/PCE/J04152 | SS 4.15 4G9 (F2) |  |  | Fail | Please check "Use"
378206126 | TNB | DISTRIBUTION | WP PUTRAJAYA & CYBERJAYA | Existing | 11 kV |  | RYB | VPTJ/PCE/J04152 | SS 4.15 4G9 (F2) |  |  | Fail | Please check "Use"
378206132 | TNB | DISTRIBUTION | WP PUTRAJAYA & CYBERJAYA | Existing | 11 kV |  | RYB | VPTJ/PCE/J04152 | SS 4.15 4G9 (F2) |  |  | Fail | Please check "Use"
378206133 | TNB | DISTRIBUTION | WP PUTRAJAYA & CYBERJAYA | Existing | 11 kV |  | RYB | VPTJ/PCE/J04152 | SS 4.15 4G9 (F2) |  |  | Fail | Please check "Use"
378206140 | TNB | DISTRIBUTION | WP PUTRAJAYA & CYBERJAYA | Existing | 11 kV |  | RYB | VPTJ/PCE/J04152 | SS 4.15 4G9 (F2) |  |  | Fail | Please check "Use"
378206278 | TNB | DISTRIBUTION | WP PUTRAJAYA & CYBERJAYA | Existing | 11 kV |  | RYB | VPTJ/PCE/J04141 | SS 4.14 4G8 (F1) |  |  | Fail | Please check "Use"
378206282 | TNB | DISTRIBUTION | WP PUTRAJAYA & CYBERJAYA | Existing | 11 kV |  | RYB | VPTJ/PCE/J04141 | SS 4.14 4G8 (F1) |  |  | Fail | Please check "Use"
378206285 | TNB | DISTRIBUTION | WP PUTRAJAYA & CYBERJAYA | Existing | 11 kV |  | RYB | VPTJ/PCE/J04141 | SS 4.14 4G8 (F1) |  |  | Fail | Please check "Use"
378206288 | TNB | DISTRIBUTION | WP PUTRAJAYA & CYBERJAYA | Existing | 11 kV |  | RYB | VPTJ/PCE/J04141 | SS 4.14 4G8 (F1) |  |  | Fail | Please check "Use"
378206290 | TNB | DISTRIBUTION | WP PUTRAJAYA & CYBERJAYA | Existing | 11 kV |  | RYB | VPTJ/PCE/J04141 | SS 4.14 4G8 (F1) |  |  | Fail | Please check "Use"
378206296 | TNB | DISTRIBUTION | WP PUTRAJAYA & CYBERJAYA | Existing | 11 kV |  | RYB | VPTJ/PCE/J04141 | SS 4.14 4G8 (F1) |  |  | Fail | Please check "Use"
378206297 | TNB | DISTRIBUTION | WP PUTRAJAYA & CYBERJAYA | Existing | 11 kV |  | RYB | VPTJ/PCE/J04141 | SS 4.14 4G8 (F1) |  |  | Fail | Please check "Use"
378206304 | TNB | DISTRIBUTION | WP PUTRAJAYA & CYBERJAYA | Existing | 11 kV |  | RYB | VPTJ/PCE/J04141 | SS 4.14 4G8 (F1) |  |  | Fail | Please check "Use"
378206319 | TNB | DISTRIBUTION | WP PUTRAJAYA & CYBERJAYA | Existing | 11 kV |  | RYB | VPTJ/PCE/J04142 | SS 4.14 4G8 (F2) |  |  | Fail | Please check "Use"
378206323 | TNB | DISTRIBUTION | WP PUTRAJAYA & CYBERJAYA | Existing | 11 kV |  | RYB | VPTJ/PCE/J04142 | SS 4.14 4G8 (F2) |  |  | Fail | Please check "Use"
378206326 | TNB | DISTRIBUTION | WP PUTRAJAYA & CYBERJAYA | Existing | 11 kV |  | RYB | VPTJ/PCE/J04142 | SS 4.14 4G8 (F2) |  |  | Fail | Please check "Use"
378206329 | TNB | DISTRIBUTION | WP PUTRAJAYA & CYBERJAYA | Existing | 11 kV |  | RYB | VPTJ/PCE/J04142 | SS 4.14 4G8 (F2) |  |  | Fail | Please check "Use"
378206331 | TNB | DISTRIBUTION | WP PUTRAJAYA & CYBERJAYA | Existing | 11 kV |  | RYB | VPTJ/PCE/J04142 | SS 4.14 4G8 (F2) |  |  | Fail | Please check "Use"
378206337 | TNB | DISTRIBUTION | WP PUTRAJAYA & CYBERJAYA | Existing | 11 kV |  | RYB | VPTJ/PCE/J04142 | SS 4.14 4G8 (F2) |  |  | Fail | Please check "Use"
378206338 | TNB | DISTRIBUTION | WP PUTRAJAYA & CYBERJAYA | Existing | 11 kV |  | RYB | VPTJ/PCE/J04142 | SS 4.14 4G8 (F2) |  |  | Fail | Please check "Use"
378206345 | TNB | DISTRIBUTION | WP PUTRAJAYA & CYBERJAYA | Existing | 11 kV |  | RYB | VPTJ/PCE/J04142 | SS 4.14 4G8 (F2) |  |  | Fail | Please check "Use"
378211230 | TNB | DISTRIBUTION | WP PUTRAJAYA & CYBERJAYA | Existing | 11 kV |  | RYB | VPTJ/PCE/J09442 | PE 9.44 P'PURI P7 BLOK A2 (EFI) (F2) |  |  | Fail | Please check "Use"
378211231 | TNB | DISTRIBUTION | WP PUTRAJAYA & CYBERJAYA | Existing | 11 kV |  | RYB | VPTJ/PCE/J09442 | PE 9.44 P'PURI P7 BLOK A2 (EFI) (F2) |  |  | Fail | Please check "Use"
378211235 | TNB | DISTRIBUTION | WP PUTRAJAYA & CYBERJAYA | Existing | 11 kV |  | RYB | VPTJ/PCE/J09442 | PE 9.44 P'PURI P7 BLOK A2 (EFI) (F2) |  |  | Fail | Please check "Use"
378211238 | TNB | DISTRIBUTION | WP PUTRAJAYA & CYBERJAYA | Existing | 11 kV |  | RYB | VPTJ/PCE/J09442 | PE 9.44 P'PURI P7 BLOK A2 (EFI) (F2) |  |  | Fail | Please check "Use"
378211239 | TNB | DISTRIBUTION | WP PUTRAJAYA & CYBERJAYA | Existing | 11 kV |  | RYB | VPTJ/PCE/J09442 | PE 9.44 P'PURI P7 BLOK A2 (EFI) (F2) |  |  | Fail | Please check "Use"
378211315 | TNB | DISTRIBUTION | WP PUTRAJAYA & CYBERJAYA | Existing | 11 kV |  | RYB | VPTJ/PCE/J09431 | PE 9.43 P'PURI P7 BLOK A1 (F1) |  |  | Fail | Please check "Use"
378211316 | TNB | DISTRIBUTION | WP PUTRAJAYA & CYBERJAYA | Existing | 11 kV |  | RYB | VPTJ/PCE/J09431 | PE 9.43 P'PURI P7 BLOK A1 (F1) |  |  | Fail | Please check "Use"
378211321 | TNB | DISTRIBUTION | WP PUTRAJAYA & CYBERJAYA | Existing | 11 kV |  | RYB | VPTJ/PCE/J09431 | PE 9.43 P'PURI P7 BLOK A1 (F1) |  |  | Fail | Please check "Use"
378211327 | TNB | DISTRIBUTION | WP PUTRAJAYA & CYBERJAYA | Existing | 11 kV |  | RYB | VPTJ/PCE/J09431 | PE 9.43 P'PURI P7 BLOK A1 (F1) |  |  | Fail | Please check "Use"
378211328 | TNB | DISTRIBUTION | WP PUTRAJAYA & CYBERJAYA | Existing | 11 kV |  | RYB | VPTJ/PCE/J09431 | PE 9.43 P'PURI P7 BLOK A1 (F1) |  |  | Fail | Please check "Use"
378211332 | TNB | DISTRIBUTION | WP PUTRAJAYA & CYBERJAYA | Existing | 11 kV |  | RYB | VPTJ/PCE/J09431 | PE 9.43 P'PURI P7 BLOK A1 (F1) |  |  | Fail | Please check "Use"
378211335 | TNB | DISTRIBUTION | WP PUTRAJAYA & CYBERJAYA | Existing | 11 kV |  | RYB | VPTJ/PCE/J09431 | PE 9.43 P'PURI P7 BLOK A1 (F1) |  |  | Fail | Please check "Use"
378211336 | TNB | DISTRIBUTION | WP PUTRAJAYA & CYBERJAYA | Existing | 11 kV |  | RYB | VPTJ/PCE/J09431 | PE 9.43 P'PURI P7 BLOK A1 (F1) |  |  | Fail | Please check "Use"
378211405 | TNB | DISTRIBUTION | WP PUTRAJAYA & CYBERJAYA | Existing | 11 kV |  | RYB | VPTJ/PCE/J09432 | PE 9.43 P'PURI P7 BLOK A1 (F2) |  |  | Fail | Please check "Use"
378211406 | TNB | DISTRIBUTION | WP PUTRAJAYA & CYBERJAYA | Existing | 11 kV |  | RYB | VPTJ/PCE/J09432 | PE 9.43 P'PURI P7 BLOK A1 (F2) |  |  | Fail | Please check "Use"
378211411 | TNB | DISTRIBUTION | WP PUTRAJAYA & CYBERJAYA | Existing | 11 kV |  | RYB | VPTJ/PCE/J09432 | PE 9.43 P'PURI P7 BLOK A1 (F2) |  |  | Fail | Please check "Use"
378211417 | TNB | DISTRIBUTION | WP PUTRAJAYA & CYBERJAYA | Existing | 11 kV |  | RYB | VPTJ/PCE/J09432 | PE 9.43 P'PURI P7 BLOK A1 (F2) |  |  | Fail | Please check "Use"
378211418 | TNB | DISTRIBUTION | WP PUTRAJAYA & CYBERJAYA | Existing | 11 kV |  | RYB | VPTJ/PCE/J09432 | PE 9.43 P'PURI P7 BLOK A1 (F2) |  |  | Fail | Please check "Use"
378211422 | TNB | DISTRIBUTION | WP PUTRAJAYA & CYBERJAYA | Existing | 11 kV |  | RYB | VPTJ/PCE/J09432 | PE 9.43 P'PURI P7 BLOK A1 (F2) |  |  | Fail | Please check "Use"
378211425 | TNB | DISTRIBUTION | WP PUTRAJAYA & CYBERJAYA | Existing | 11 kV |  | RYB | VPTJ/PCE/J09432 | PE 9.43 P'PURI P7 BLOK A1 (F2) |  |  | Fail | Please check "Use"
378211426 | TNB | DISTRIBUTION | WP PUTRAJAYA & CYBERJAYA | Existing | 11 kV |  | RYB | VPTJ/PCE/J09432 | PE 9.43 P'PURI P7 BLOK A1 (F2) |  |  | Fail | Please check "Use"
378211496 | TNB | DISTRIBUTION | WP PUTRAJAYA & CYBERJAYA | Existing | 11 kV |  | RYB | VPTJ/PCE/J09351 | PE 9.35 P'PURI BLOK A1 (EFI) (F1) |  |  | Fail | Please check "Use"
378211497 | TNB | DISTRIBUTION | WP PUTRAJAYA & CYBERJAYA | Existing | 11 kV |  | RYB | VPTJ/PCE/J09351 | PE 9.35 P'PURI BLOK A1 (EFI) (F1) |  |  | Fail | Please check "Use"
378211502 | TNB | DISTRIBUTION | WP PUTRAJAYA & CYBERJAYA | Existing | 11 kV |  | RYB | VPTJ/PCE/J09351 | PE 9.35 P'PURI BLOK A1 (EFI) (F1) |  |  | Fail | Please check "Use"
378211508 | TNB | DISTRIBUTION | WP PUTRAJAYA & CYBERJAYA | Existing | 11 kV |  | RYB | VPTJ/PCE/J09351 | PE 9.35 P'PURI BLOK A1 (EFI) (F1) |  |  | Fail | Please check "Use"
378211509 | TNB | DISTRIBUTION | WP PUTRAJAYA & CYBERJAYA | Existing | 11 kV |  | RYB | VPTJ/PCE/J09351 | PE 9.35 P'PURI BLOK A1 (EFI) (F1) |  |  | Fail | Please check "Use"
378211513 | TNB | DISTRIBUTION | WP PUTRAJAYA & CYBERJAYA | Existing | 11 kV |  | RYB | VPTJ/PCE/J09351 | PE 9.35 P'PURI BLOK A1 (EFI) (F1) |  |  | Fail | Please check "Use"
378211516 | TNB | DISTRIBUTION | WP PUTRAJAYA & CYBERJAYA | Existing | 11 kV |  | RYB | VPTJ/PCE/J09351 | PE 9.35 P'PURI BLOK A1 (EFI) (F1) |  |  | Fail | Please check "Use"
378211517 | TNB | DISTRIBUTION | WP PUTRAJAYA & CYBERJAYA | Existing | 11 kV |  | RYB | VPTJ/PCE/J09351 | PE 9.35 P'PURI BLOK A1 (EFI) (F1) |  |  | Fail | Please check "Use"
378211588 | TNB | DISTRIBUTION | WP PUTRAJAYA & CYBERJAYA | Existing | 11 kV |  | RYB | VPTJ/PCE/J09352 | PE 9.35 P'PURI BLOK A1 (EFI) (F2) |  |  | Fail | Please check "Use"
378211589 | TNB | DISTRIBUTION | WP PUTRAJAYA & CYBERJAYA | Existing | 11 kV |  | RYB | VPTJ/PCE/J09352 | PE 9.35 P'PURI BLOK A1 (EFI) (F2) |  |  | Fail | Please check "Use"
378211594 | TNB | DISTRIBUTION | WP PUTRAJAYA & CYBERJAYA | Existing | 11 kV |  | RYB | VPTJ/PCE/J09352 | PE 9.35 P'PURI BLOK A1 (EFI) (F2) |  |  | Fail | Please check "Use"
378211600 | TNB | DISTRIBUTION | WP PUTRAJAYA & CYBERJAYA | Existing | 11 kV |  | RYB | VPTJ/PCE/J09352 | PE 9.35 P'PURI BLOK A1 (EFI) (F2) |  |  | Fail | Please check "Use"
378211601 | TNB | DISTRIBUTION | WP PUTRAJAYA & CYBERJAYA | Existing | 11 kV |  | RYB | VPTJ/PCE/J09352 | PE 9.35 P'PURI BLOK A1 (EFI) (F2) |  |  | Fail | Please check "Use"
378211605 | TNB | DISTRIBUTION | WP PUTRAJAYA & CYBERJAYA | Existing | 11 kV |  | RYB | VPTJ/PCE/J09352 | PE 9.35 P'PURI BLOK A1 (EFI) (F2) |  |  | Fail | Please check "Use"
378211608 | TNB | DISTRIBUTION | WP PUTRAJAYA & CYBERJAYA | Existing | 11 kV |  | RYB | VPTJ/PCE/J09352 | PE 9.35 P'PURI BLOK A1 (EFI) (F2) |  |  | Fail | Please check "Use"
378211609 | TNB | DISTRIBUTION | WP PUTRAJAYA & CYBERJAYA | Existing | 11 kV |  | RYB | VPTJ/PCE/J09352 | PE 9.35 P'PURI BLOK A1 (EFI) (F2) |  |  | Fail | Please check "Use"
378211683 | TNB | DISTRIBUTION | WP PUTRAJAYA & CYBERJAYA | Existing | 11 kV |  | RYB | VPTJ/PCE/J09341 | PE 9.34 P'PURI BLOK A3 (F1) |  |  | Fail | Please check "Use"
378211684 | TNB | DISTRIBUTION | WP PUTRAJAYA & CYBERJAYA | Existing | 11 kV |  | RYB | VPTJ/PCE/J09341 | PE 9.34 P'PURI BLOK A3 (F1) |  |  | Fail | Please check "Use"
378211689 | TNB | DISTRIBUTION | WP PUTRAJAYA & CYBERJAYA | Existing | 11 kV |  | RYB | VPTJ/PCE/J09341 | PE 9.34 P'PURI BLOK A3 (F1) |  |  | Fail | Please check "Use"
378211695 | TNB | DISTRIBUTION | WP PUTRAJAYA & CYBERJAYA | Existing | 11 kV |  | RYB | VPTJ/PCE/J09341 | PE 9.34 P'PURI BLOK A3 (F1) |  |  | Fail | Please check "Use"
378211696 | TNB | DISTRIBUTION | WP PUTRAJAYA & CYBERJAYA | Existing | 11 kV |  | RYB | VPTJ/PCE/J09341 | PE 9.34 P'PURI BLOK A3 (F1) |  |  | Fail | Please check "Use"
378211700 | TNB | DISTRIBUTION | WP PUTRAJAYA & CYBERJAYA | Existing | 11 kV |  | RYB | VPTJ/PCE/J09341 | PE 9.34 P'PURI BLOK A3 (F1) |  |  | Fail | Please check "Use"
378211703 | TNB | DISTRIBUTION | WP PUTRAJAYA & CYBERJAYA | Existing | 11 kV |  | RYB | VPTJ/PCE/J09341 | PE 9.34 P'PURI BLOK A3 (F1) |  |  | Fail | Please check "Use"
378211704 | TNB | DISTRIBUTION | WP PUTRAJAYA & CYBERJAYA | Existing | 11 kV |  | RYB | VPTJ/PCE/J09341 | PE 9.34 P'PURI BLOK A3 (F1) |  |  | Fail | Please check "Use"
378211775 | TNB | DISTRIBUTION | WP PUTRAJAYA & CYBERJAYA | Existing | 11 kV |  | RYB | VPTJ/PCE/J09342 | PE 9.34 P'PURI BLOK A3 (F2) |  |  | Fail | Please check "Use"
378211776 | TNB | DISTRIBUTION | WP PUTRAJAYA & CYBERJAYA | Existing | 11 kV |  | RYB | VPTJ/PCE/J09342 | PE 9.34 P'PURI BLOK A3 (F2) |  |  | Fail | Please check "Use"
378211781 | TNB | DISTRIBUTION | WP PUTRAJAYA & CYBERJAYA | Existing | 11 kV |  | RYB | VPTJ/PCE/J09342 | PE 9.34 P'PURI BLOK A3 (F2) |  |  | Fail | Please check "Use"
378211787 | TNB | DISTRIBUTION | WP PUTRAJAYA & CYBERJAYA | Existing | 11 kV |  | RYB | VPTJ/PCE/J09342 | PE 9.34 P'PURI BLOK A3 (F2) |  |  | Fail | Please check "Use"
378211788 | TNB | DISTRIBUTION | WP PUTRAJAYA & CYBERJAYA | Existing | 11 kV |  | RYB | VPTJ/PCE/J09342 | PE 9.34 P'PURI BLOK A3 (F2) |  |  | Fail | Please check "Use"
378211792 | TNB | DISTRIBUTION | WP PUTRAJAYA & CYBERJAYA | Existing | 11 kV |  | RYB | VPTJ/PCE/J09342 | PE 9.34 P'PURI BLOK A3 (F2) |  |  | Fail | Please check "Use"
378211795 | TNB | DISTRIBUTION | WP PUTRAJAYA & CYBERJAYA | Existing | 11 kV |  | RYB | VPTJ/PCE/J09342 | PE 9.34 P'PURI BLOK A3 (F2) |  |  | Fail | Please check "Use"
378211796 | TNB | DISTRIBUTION | WP PUTRAJAYA & CYBERJAYA | Existing | 11 kV |  | RYB | VPTJ/PCE/J09342 | PE 9.34 P'PURI BLOK A3 (F2) |  |  | Fail | Please check "Use"
378211871 | TNB | DISTRIBUTION | WP PUTRAJAYA & CYBERJAYA | Existing | 11 kV |  | RYB | VPTJ/PCE/J09331 | PE 9.33 P'PURI BLOK B1 (EFI) (F1) |  |  | Fail | Please check "Use"
378211872 | TNB | DISTRIBUTION | WP PUTRAJAYA & CYBERJAYA | Existing | 11 kV |  | RYB | VPTJ/PCE/J09331 | PE 9.33 P'PURI BLOK B1 (EFI) (F1) |  |  | Fail | Please check "Use"
378211877 | TNB | DISTRIBUTION | WP PUTRAJAYA & CYBERJAYA | Existing | 11 kV |  | RYB | VPTJ/PCE/J09331 | PE 9.33 P'PURI BLOK B1 (EFI) (F1) |  |  | Fail | Please check "Use"
378211883 | TNB | DISTRIBUTION | WP PUTRAJAYA & CYBERJAYA | Existing | 11 kV |  | RYB | VPTJ/PCE/J09331 | PE 9.33 P'PURI BLOK B1 (EFI) (F1) |  |  | Fail | Please check "Use"
378211884 | TNB | DISTRIBUTION | WP PUTRAJAYA & CYBERJAYA | Existing | 11 kV |  | RYB | VPTJ/PCE/J09331 | PE 9.33 P'PURI BLOK B1 (EFI) (F1) |  |  | Fail | Please check "Use"
378211888 | TNB | DISTRIBUTION | WP PUTRAJAYA & CYBERJAYA | Existing | 11 kV |  | RYB | VPTJ/PCE/J09331 | PE 9.33 P'PURI BLOK B1 (EFI) (F1) |  |  | Fail | Please check "Use"
378211891 | TNB | DISTRIBUTION | WP PUTRAJAYA & CYBERJAYA | Existing | 11 kV |  | RYB | VPTJ/PCE/J09331 | PE 9.33 P'PURI BLOK B1 (EFI) (F1) |  |  | Fail | Please check "Use"
378211892 | TNB | DISTRIBUTION | WP PUTRAJAYA & CYBERJAYA | Existing | 11 kV |  | RYB | VPTJ/PCE/J09331 | PE 9.33 P'PURI BLOK B1 (EFI) (F1) |  |  | Fail | Please check "Use"
378211963 | TNB | DISTRIBUTION | WP PUTRAJAYA & CYBERJAYA | Existing | 11 kV |  | RYB | VPTJ/PCE/J09332 | PE 9.33 P'PURI BLOK B1 (EFI) (F2) |  |  | Fail | Please check "Use"
378211964 | TNB | DISTRIBUTION | WP PUTRAJAYA & CYBERJAYA | Existing | 11 kV |  | RYB | VPTJ/PCE/J09332 | PE 9.33 P'PURI BLOK B1 (EFI) (F2) |  |  | Fail | Please check "Use"
378211969 | TNB | DISTRIBUTION | WP PUTRAJAYA & CYBERJAYA | Existing | 11 kV |  | RYB | VPTJ/PCE/J09332 | PE 9.33 P'PURI BLOK B1 (EFI) (F2) |  |  | Fail | Please check "Use"
378211975 | TNB | DISTRIBUTION | WP PUTRAJAYA & CYBERJAYA | Existing | 11 kV |  | RYB | VPTJ/PCE/J09332 | PE 9.33 P'PURI BLOK B1 (EFI) (F2) |  |  | Fail | Please check "Use"
378211976 | TNB | DISTRIBUTION | WP PUTRAJAYA & CYBERJAYA | Existing | 11 kV |  | RYB | VPTJ/PCE/J09332 | PE 9.33 P'PURI BLOK B1 (EFI) (F2) |  |  | Fail | Please check "Use"
378211980 | TNB | DISTRIBUTION | WP PUTRAJAYA & CYBERJAYA | Existing | 11 kV |  | RYB | VPTJ/PCE/J09332 | PE 9.33 P'PURI BLOK B1 (EFI) (F2) |  |  | Fail | Please check "Use"
378211983 | TNB | DISTRIBUTION | WP PUTRAJAYA & CYBERJAYA | Existing | 11 kV |  | RYB | VPTJ/PCE/J09332 | PE 9.33 P'PURI BLOK B1 (EFI) (F2) |  |  | Fail | Please check "Use"
378211984 | TNB | DISTRIBUTION | WP PUTRAJAYA & CYBERJAYA | Existing | 11 kV |  | RYB | VPTJ/PCE/J09332 | PE 9.33 P'PURI BLOK B1 (EFI) (F2) |  |  | Fail | Please check "Use"
378212056 | TNB | DISTRIBUTION | WP PUTRAJAYA & CYBERJAYA | Existing | 11 kV |  | RYB | VPTJ/PCE/J09321 | PE 9.32 P'PURI BLOK B3 (F1) |  |  | Fail | Please check "Use"
378212057 | TNB | DISTRIBUTION | WP PUTRAJAYA & CYBERJAYA | Existing | 11 kV |  | RYB | VPTJ/PCE/J09321 | PE 9.32 P'PURI BLOK B3 (F1) |  |  | Fail | Please check "Use"
378212062 | TNB | DISTRIBUTION | WP PUTRAJAYA & CYBERJAYA | Existing | 11 kV |  | RYB | VPTJ/PCE/J09321 | PE 9.32 P'PURI BLOK B3 (F1) |  |  | Fail | Please check "Use"
378212068 | TNB | DISTRIBUTION | WP PUTRAJAYA & CYBERJAYA | Existing | 11 kV |  | RYB | VPTJ/PCE/J09321 | PE 9.32 P'PURI BLOK B3 (F1) |  |  | Fail | Please check "Use"
378212069 | TNB | DISTRIBUTION | WP PUTRAJAYA & CYBERJAYA | Existing | 11 kV |  | RYB | VPTJ/PCE/J09321 | PE 9.32 P'PURI BLOK B3 (F1) |  |  | Fail | Please check "Use"
378212073 | TNB | DISTRIBUTION | WP PUTRAJAYA & CYBERJAYA | Existing | 11 kV |  | RYB | VPTJ/PCE/J09321 | PE 9.32 P'PURI BLOK B3 (F1) |  |  | Fail | Please check "Use"
378212076 | TNB | DISTRIBUTION | WP PUTRAJAYA & CYBERJAYA | Existing | 11 kV |  | RYB | VPTJ/PCE/J09321 | PE 9.32 P'PURI BLOK B3 (F1) |  |  | Fail | Please check "Use"
378212077 | TNB | DISTRIBUTION | WP PUTRAJAYA & CYBERJAYA | Existing | 11 kV |  | RYB | VPTJ/PCE/J09321 | PE 9.32 P'PURI BLOK B3 (F1) |  |  | Fail | Please check "Use"
378212100 | TNB | DISTRIBUTION | WP PUTRAJAYA & CYBERJAYA | Existing | 11 kV |  | RYB | VPTJ/PCE/J09322 | PE 9.32 P'PURI BLOK B3 (F2) |  |  | Fail | Please check "Use"
378212101 | TNB | DISTRIBUTION | WP PUTRAJAYA & CYBERJAYA | Existing | 11 kV |  | RYB | VPTJ/PCE/J09322 | PE 9.32 P'PURI BLOK B3 (F2) |  |  | Fail | Please check "Use"
378212106 | TNB | DISTRIBUTION | WP PUTRAJAYA & CYBERJAYA | Existing | 11 kV |  | RYB | VPTJ/PCE/J09322 | PE 9.32 P'PURI BLOK B3 (F2) |  |  | Fail | Please check "Use"
378212112 | TNB | DISTRIBUTION | WP PUTRAJAYA & CYBERJAYA | Existing | 11 kV |  | RYB | VPTJ/PCE/J09322 | PE 9.32 P'PURI BLOK B3 (F2) |  |  | Fail | Please check "Use"
378212113 | TNB | DISTRIBUTION | WP PUTRAJAYA & CYBERJAYA | Existing | 11 kV |  | RYB | VPTJ/PCE/J09322 | PE 9.32 P'PURI BLOK B3 (F2) |  |  | Fail | Please check "Use"
378212117 | TNB | DISTRIBUTION | WP PUTRAJAYA & CYBERJAYA | Existing | 11 kV |  | RYB | VPTJ/PCE/J09322 | PE 9.32 P'PURI BLOK B3 (F2) |  |  | Fail | Please check "Use"
378212120 | TNB | DISTRIBUTION | WP PUTRAJAYA & CYBERJAYA | Existing | 11 kV |  | RYB | VPTJ/PCE/J09322 | PE 9.32 P'PURI BLOK B3 (F2) |  |  | Fail | Please check "Use"
378212121 | TNB | DISTRIBUTION | WP PUTRAJAYA & CYBERJAYA | Existing | 11 kV |  | RYB | VPTJ/PCE/J09322 | PE 9.32 P'PURI BLOK B3 (F2) |  |  | Fail | Please check "Use"
378212186 | TNB | DISTRIBUTION | WP PUTRAJAYA & CYBERJAYA | Existing | 11 kV |  | RYB | VPTJ/PCE/J09371 | PE 9.37 P'PURI BLOK A1 (EFI) (F1) |  |  | Fail | Please check "Use"
378212187 | TNB | DISTRIBUTION | WP PUTRAJAYA & CYBERJAYA | Existing | 11 kV |  | RYB | VPTJ/PCE/J09371 | PE 9.37 P'PURI BLOK A1 (EFI) (F1) |  |  | Fail | Please check "Use"
378212192 | TNB | DISTRIBUTION | WP PUTRAJAYA & CYBERJAYA | Existing | 11 kV |  | RYB | VPTJ/PCE/J09371 | PE 9.37 P'PURI BLOK A1 (EFI) (F1) |  |  | Fail | Please check "Use"
378212198 | TNB | DISTRIBUTION | WP PUTRAJAYA & CYBERJAYA | Existing | 11 kV |  | RYB | VPTJ/PCE/J09371 | PE 9.37 P'PURI BLOK A1 (EFI) (F1) |  |  | Fail | Please check "Use"
378212199 | TNB | DISTRIBUTION | WP PUTRAJAYA & CYBERJAYA | Existing | 11 kV |  | RYB | VPTJ/PCE/J09371 | PE 9.37 P'PURI BLOK A1 (EFI) (F1) |  |  | Fail | Please check "Use"
378212203 | TNB | DISTRIBUTION | WP PUTRAJAYA & CYBERJAYA | Existing | 11 kV |  | RYB | VPTJ/PCE/J09371 | PE 9.37 P'PURI BLOK A1 (EFI) (F1) |  |  | Fail | Please check "Use"
378212206 | TNB | DISTRIBUTION | WP PUTRAJAYA & CYBERJAYA | Existing | 11 kV |  | RYB | VPTJ/PCE/J09371 | PE 9.37 P'PURI BLOK A1 (EFI) (F1) |  |  | Fail | Please check "Use"
378212207 | TNB | DISTRIBUTION | WP PUTRAJAYA & CYBERJAYA | Existing | 11 kV |  | RYB | VPTJ/PCE/J09371 | PE 9.37 P'PURI BLOK A1 (EFI) (F1) |  |  | Fail | Please check "Use"
378212339 | TNB | DISTRIBUTION | WP PUTRAJAYA & CYBERJAYA | Existing | 11 kV |  | RYB | VPTJ/PCE/J09372 | PE 9.37 P'PURI BLOK A1 (EFI) (F2) |  |  | Fail | Please check "Use"
378212340 | TNB | DISTRIBUTION | WP PUTRAJAYA & CYBERJAYA | Existing | 11 kV |  | RYB | VPTJ/PCE/J09372 | PE 9.37 P'PURI BLOK A1 (EFI) (F2) |  |  | Fail | Please check "Use"
378212345 | TNB | DISTRIBUTION | WP PUTRAJAYA & CYBERJAYA | Existing | 11 kV |  | RYB | VPTJ/PCE/J09372 | PE 9.37 P'PURI BLOK A1 (EFI) (F2) |  |  | Fail | Please check "Use"
378212351 | TNB | DISTRIBUTION | WP PUTRAJAYA & CYBERJAYA | Existing | 11 kV |  | RYB | VPTJ/PCE/J09372 | PE 9.37 P'PURI BLOK A1 (EFI) (F2) |  |  | Fail | Please check "Use"
378212352 | TNB | DISTRIBUTION | WP PUTRAJAYA & CYBERJAYA | Existing | 11 kV |  | RYB | VPTJ/PCE/J09372 | PE 9.37 P'PURI BLOK A1 (EFI) (F2) |  |  | Fail | Please check "Use"
378212356 | TNB | DISTRIBUTION | WP PUTRAJAYA & CYBERJAYA | Existing | 11 kV |  | RYB | VPTJ/PCE/J09372 | PE 9.37 P'PURI BLOK A1 (EFI) (F2) |  |  | Fail | Please check "Use"
378212359 | TNB | DISTRIBUTION | WP PUTRAJAYA & CYBERJAYA | Existing | 11 kV |  | RYB | VPTJ/PCE/J09372 | PE 9.37 P'PURI BLOK A1 (EFI) (F2) |  |  | Fail | Please check "Use"
378212360 | TNB | DISTRIBUTION | WP PUTRAJAYA & CYBERJAYA | Existing | 11 kV |  | RYB | VPTJ/PCE/J09372 | PE 9.37 P'PURI BLOK A1 (EFI) (F2) |  |  | Fail | Please check "Use"
378212368 | TNB | DISTRIBUTION | WP PUTRAJAYA & CYBERJAYA | Existing | 11 kV |  | RYB | VPTJ/PCE/J09381 | PE 9.38 P'PURI BLOK A3 (F1) |  |  | Fail | Please check "Use"
378212369 | TNB | DISTRIBUTION | WP PUTRAJAYA & CYBERJAYA | Existing | 11 kV |  | RYB | VPTJ/PCE/J09381 | PE 9.38 P'PURI BLOK A3 (F1) |  |  | Fail | Please check "Use"
378212374 | TNB | DISTRIBUTION | WP PUTRAJAYA & CYBERJAYA | Existing | 11 kV |  | RYB | VPTJ/PCE/J09381 | PE 9.38 P'PURI BLOK A3 (F1) |  |  | Fail | Please check "Use"
378212380 | TNB | DISTRIBUTION | WP PUTRAJAYA & CYBERJAYA | Existing | 11 kV |  | RYB | VPTJ/PCE/J09381 | PE 9.38 P'PURI BLOK A3 (F1) |  |  | Fail | Please check "Use"
378212381 | TNB | DISTRIBUTION | WP PUTRAJAYA & CYBERJAYA | Existing | 11 kV |  | RYB | VPTJ/PCE/J09381 | PE 9.38 P'PURI BLOK A3 (F1) |  |  | Fail | Please check "Use"
378212385 | TNB | DISTRIBUTION | WP PUTRAJAYA & CYBERJAYA | Existing | 11 kV |  | RYB | VPTJ/PCE/J09381 | PE 9.38 P'PURI BLOK A3 (F1) |  |  | Fail | Please check "Use"
378212388 | TNB | DISTRIBUTION | WP PUTRAJAYA & CYBERJAYA | Existing | 11 kV |  | RYB | VPTJ/PCE/J09381 | PE 9.38 P'PURI BLOK A3 (F1) |  |  | Fail | Please check "Use"
378212389 | TNB | DISTRIBUTION | WP PUTRAJAYA & CYBERJAYA | Existing | 11 kV |  | RYB | VPTJ/PCE/J09381 | PE 9.38 P'PURI BLOK A3 (F1) |  |  | Fail | Please check "Use"
378212399 | TNB | DISTRIBUTION | WP PUTRAJAYA & CYBERJAYA | Existing | 11 kV |  | RYB | VPTJ/PCE/J09382 | PE 9.38 P'PURI BLOK A3 (F2) |  |  | Fail | Please check "Use"
378212400 | TNB | DISTRIBUTION | WP PUTRAJAYA & CYBERJAYA | Existing | 11 kV |  | RYB | VPTJ/PCE/J09382 | PE 9.38 P'PURI BLOK A3 (F2) |  |  | Fail | Please check "Use"
378212405 | TNB | DISTRIBUTION | WP PUTRAJAYA & CYBERJAYA | Existing | 11 kV |  | RYB | VPTJ/PCE/J09382 | PE 9.38 P'PURI BLOK A3 (F2) |  |  | Fail | Please check "Use"
378212411 | TNB | DISTRIBUTION | WP PUTRAJAYA & CYBERJAYA | Existing | 11 kV |  | RYB | VPTJ/PCE/J09382 | PE 9.38 P'PURI BLOK A3 (F2) |  |  | Fail | Please check "Use"
378212412 | TNB | DISTRIBUTION | WP PUTRAJAYA & CYBERJAYA | Existing | 11 kV |  | RYB | VPTJ/PCE/J09382 | PE 9.38 P'PURI BLOK A3 (F2) |  |  | Fail | Please check "Use"
378212416 | TNB | DISTRIBUTION | WP PUTRAJAYA & CYBERJAYA | Existing | 11 kV |  | RYB | VPTJ/PCE/J09382 | PE 9.38 P'PURI BLOK A3 (F2) |  |  | Fail | Please check "Use"
378212419 | TNB | DISTRIBUTION | WP PUTRAJAYA & CYBERJAYA | Existing | 11 kV |  | RYB | VPTJ/PCE/J09382 | PE 9.38 P'PURI BLOK A3 (F2) |  |  | Fail | Please check "Use"
378212420 | TNB | DISTRIBUTION | WP PUTRAJAYA & CYBERJAYA | Existing | 11 kV |  | RYB | VPTJ/PCE/J09382 | PE 9.38 P'PURI BLOK A3 (F2) |  |  | Fail | Please check "Use"
378212554 | TNB | DISTRIBUTION | WP PUTRAJAYA & CYBERJAYA | Existing | 11 kV |  | RYB | VPTJ/PCE/J09392 | PE 9.39 P'PURI BLOK B3 (EFI) (F2) |  |  | Fail | Please check "Use"
378212555 | TNB | DISTRIBUTION | WP PUTRAJAYA & CYBERJAYA | Existing | 11 kV |  | RYB | VPTJ/PCE/J09392 | PE 9.39 P'PURI BLOK B3 (EFI) (F2) |  |  | Fail | Please check "Use"
378212560 | TNB | DISTRIBUTION | WP PUTRAJAYA & CYBERJAYA | Existing | 11 kV |  | RYB | VPTJ/PCE/J09392 | PE 9.39 P'PURI BLOK B3 (EFI) (F2) |  |  | Fail | Please check "Use"
378212566 | TNB | DISTRIBUTION | WP PUTRAJAYA & CYBERJAYA | Existing | 11 kV |  | RYB | VPTJ/PCE/J09392 | PE 9.39 P'PURI BLOK B3 (EFI) (F2) |  |  | Fail | Please check "Use"
378212567 | TNB | DISTRIBUTION | WP PUTRAJAYA & CYBERJAYA | Existing | 11 kV |  | RYB | VPTJ/PCE/J09392 | PE 9.39 P'PURI BLOK B3 (EFI) (F2) |  |  | Fail | Please check "Use"
378212571 | TNB | DISTRIBUTION | WP PUTRAJAYA & CYBERJAYA | Existing | 11 kV |  | RYB | VPTJ/PCE/J09392 | PE 9.39 P'PURI BLOK B3 (EFI) (F2) |  |  | Fail | Please check "Use"
378212574 | TNB | DISTRIBUTION | WP PUTRAJAYA & CYBERJAYA | Existing | 11 kV |  | RYB | VPTJ/PCE/J09392 | PE 9.39 P'PURI BLOK B3 (EFI) (F2) |  |  | Fail | Please check "Use"
378212575 | TNB | DISTRIBUTION | WP PUTRAJAYA & CYBERJAYA | Existing | 11 kV |  | RYB | VPTJ/PCE/J09392 | PE 9.39 P'PURI BLOK B3 (EFI) (F2) |  |  | Fail | Please check "Use"
378212577 | TNB | DISTRIBUTION | WP PUTRAJAYA & CYBERJAYA | Existing | 11 kV |  | RYB | VPTJ/PCE/J09391 | PE 9.39 P'PURI BLOK B3 (EFI) (F1) |  |  | Fail | Please check "Use"
378212578 | TNB | DISTRIBUTION | WP PUTRAJAYA & CYBERJAYA | Existing | 11 kV |  | RYB | VPTJ/PCE/J09391 | PE 9.39 P'PURI BLOK B3 (EFI) (F1) |  |  | Fail | Please check "Use"
378212583 | TNB | DISTRIBUTION | WP PUTRAJAYA & CYBERJAYA | Existing | 11 kV |  | RYB | VPTJ/PCE/J09391 | PE 9.39 P'PURI BLOK B3 (EFI) (F1) |  |  | Fail | Please check "Use"
378212589 | TNB | DISTRIBUTION | WP PUTRAJAYA & CYBERJAYA | Existing | 11 kV |  | RYB | VPTJ/PCE/J09391 | PE 9.39 P'PURI BLOK B3 (EFI) (F1) |  |  | Fail | Please check "Use"
378212590 | TNB | DISTRIBUTION | WP PUTRAJAYA & CYBERJAYA | Existing | 11 kV |  | RYB | VPTJ/PCE/J09391 | PE 9.39 P'PURI BLOK B3 (EFI) (F1) |  |  | Fail | Please check "Use"
378212594 | TNB | DISTRIBUTION | WP PUTRAJAYA & CYBERJAYA | Existing | 11 kV |  | RYB | VPTJ/PCE/J09391 | PE 9.39 P'PURI BLOK B3 (EFI) (F1) |  |  | Fail | Please check "Use"
378212597 | TNB | DISTRIBUTION | WP PUTRAJAYA & CYBERJAYA | Existing | 11 kV |  | RYB | VPTJ/PCE/J09391 | PE 9.39 P'PURI BLOK B3 (EFI) (F1) |  |  | Fail | Please check "Use"
378212598 | TNB | DISTRIBUTION | WP PUTRAJAYA & CYBERJAYA | Existing | 11 kV |  | RYB | VPTJ/PCE/J09391 | PE 9.39 P'PURI BLOK B3 (EFI) (F1) |  |  | Fail | Please check "Use"
378212833 | TNB | DISTRIBUTION | WP PUTRAJAYA & CYBERJAYA | Existing | 11 kV |  | RYB | VPTJ/PCE/J09401 | PE 9.40 P'PURI BLOK C (F1) |  |  | Fail | Please check "Use"
378212844 | TNB | DISTRIBUTION | WP PUTRAJAYA & CYBERJAYA | Existing | 11 kV |  | RYB | VPTJ/PCE/J09401 | PE 9.40 P'PURI BLOK C (F1) |  |  | Fail | Please check "Use"
378212845 | TNB | DISTRIBUTION | WP PUTRAJAYA & CYBERJAYA | Existing | 11 kV |  | RYB | VPTJ/PCE/J09401 | PE 9.40 P'PURI BLOK C (F1) |  |  | Fail | Please check "Use"
378212854 | TNB | DISTRIBUTION | WP PUTRAJAYA & CYBERJAYA | Existing | 11 kV |  | RYB | VPTJ/PCE/J09401 | PE 9.40 P'PURI BLOK C (F1) |  |  | Fail | Please check "Use"
378212860 | TNB | DISTRIBUTION | WP PUTRAJAYA & CYBERJAYA | Existing | 11 kV |  | RYB | VPTJ/PCE/J09401 | PE 9.40 P'PURI BLOK C (F1) |  |  | Fail | Please check "Use"
378212862 | TNB | DISTRIBUTION | WP PUTRAJAYA & CYBERJAYA | Existing | 11 kV |  | RYB | VPTJ/PCE/J09401 | PE 9.40 P'PURI BLOK C (F1) |  |  | Fail | Please check "Use"
378212864 | TNB | DISTRIBUTION | WP PUTRAJAYA & CYBERJAYA | Existing | 11 kV |  | RYB | VPTJ/PCE/J09401 | PE 9.40 P'PURI BLOK C (F1) |  |  | Fail | Please check "Use"
378212870 | TNB | DISTRIBUTION | WP PUTRAJAYA & CYBERJAYA | Existing | 11 kV |  | RYB | VPTJ/PCE/J09401 | PE 9.40 P'PURI BLOK C (F1) |  |  | Fail | Please check "Use"
378212886 | TNB | DISTRIBUTION | WP PUTRAJAYA & CYBERJAYA | Existing | 11 kV |  | RYB | VPTJ/PCE/J09402 | PE 9.40 P'PURI BLOK C (F2) |  |  | Fail | Please check "Use"
378212897 | TNB | DISTRIBUTION | WP PUTRAJAYA & CYBERJAYA | Existing | 11 kV |  | RYB | VPTJ/PCE/J09402 | PE 9.40 P'PURI BLOK C (F2) |  |  | Fail | Please check "Use"
378212898 | TNB | DISTRIBUTION | WP PUTRAJAYA & CYBERJAYA | Existing | 11 kV |  | RYB | VPTJ/PCE/J09402 | PE 9.40 P'PURI BLOK C (F2) |  |  | Fail | Please check "Use"
378212907 | TNB | DISTRIBUTION | WP PUTRAJAYA & CYBERJAYA | Existing | 11 kV |  | RYB | VPTJ/PCE/J09402 | PE 9.40 P'PURI BLOK C (F2) |  |  | Fail | Please check "Use"
378212913 | TNB | DISTRIBUTION | WP PUTRAJAYA & CYBERJAYA | Existing | 11 kV |  | RYB | VPTJ/PCE/J09402 | PE 9.40 P'PURI BLOK C (F2) |  |  | Fail | Please check "Use"
378212915 | TNB | DISTRIBUTION | WP PUTRAJAYA & CYBERJAYA | Existing | 11 kV |  | RYB | VPTJ/PCE/J09402 | PE 9.40 P'PURI BLOK C (F2) |  |  | Fail | Please check "Use"
378212917 | TNB | DISTRIBUTION | WP PUTRAJAYA & CYBERJAYA | Existing | 11 kV |  | RYB | VPTJ/PCE/J09402 | PE 9.40 P'PURI BLOK C (F2) |  |  | Fail | Please check "Use"
378212923 | TNB | DISTRIBUTION | WP PUTRAJAYA & CYBERJAYA | Existing | 11 kV |  | RYB | VPTJ/PCE/J09402 | PE 9.40 P'PURI BLOK C (F2) |  |  | Fail | Please check "Use"
378212997 | TNB | DISTRIBUTION | WP PUTRAJAYA & CYBERJAYA | Existing | 11 kV |  | RYB | VPTJ/PCE/J09411 | PE 9.41 P'PURI BLOK E3 (F1) |  |  | Fail | Please check "Use"
378212998 | TNB | DISTRIBUTION | WP PUTRAJAYA & CYBERJAYA | Existing | 11 kV |  | RYB | VPTJ/PCE/J09411 | PE 9.41 P'PURI BLOK E3 (F1) |  |  | Fail | Please check "Use"
378213003 | TNB | DISTRIBUTION | WP PUTRAJAYA & CYBERJAYA | Existing | 11 kV |  | RYB | VPTJ/PCE/J09411 | PE 9.41 P'PURI BLOK E3 (F1) |  |  | Fail | Please check "Use"
378213009 | TNB | DISTRIBUTION | WP PUTRAJAYA & CYBERJAYA | Existing | 11 kV |  | RYB | VPTJ/PCE/J09411 | PE 9.41 P'PURI BLOK E3 (F1) |  |  | Fail | Please check "Use"
378213010 | TNB | DISTRIBUTION | WP PUTRAJAYA & CYBERJAYA | Existing | 11 kV |  | RYB | VPTJ/PCE/J09411 | PE 9.41 P'PURI BLOK E3 (F1) |  |  | Fail | Please check "Use"
378213014 | TNB | DISTRIBUTION | WP PUTRAJAYA & CYBERJAYA | Existing | 11 kV |  | RYB | VPTJ/PCE/J09411 | PE 9.41 P'PURI BLOK E3 (F1) |  |  | Fail | Please check "Use"
378213017 | TNB | DISTRIBUTION | WP PUTRAJAYA & CYBERJAYA | Existing | 11 kV |  | RYB | VPTJ/PCE/J09411 | PE 9.41 P'PURI BLOK E3 (F1) |  |  | Fail | Please check "Use"
378213018 | TNB | DISTRIBUTION | WP PUTRAJAYA & CYBERJAYA | Existing | 11 kV |  | RYB | VPTJ/PCE/J09411 | PE 9.41 P'PURI BLOK E3 (F1) |  |  | Fail | Please check "Use"
378213094 | TNB | DISTRIBUTION | WP PUTRAJAYA & CYBERJAYA | Existing | 11 kV |  | RYB | VPTJ/PCE/J09412 | PE 9.41 P'PURI BLOK E3 (F2) |  |  | Fail | Please check "Use"
378213095 | TNB | DISTRIBUTION | WP PUTRAJAYA & CYBERJAYA | Existing | 11 kV |  | RYB | VPTJ/PCE/J09412 | PE 9.41 P'PURI BLOK E3 (F2) |  |  | Fail | Please check "Use"
378213100 | TNB | DISTRIBUTION | WP PUTRAJAYA & CYBERJAYA | Existing | 11 kV |  | RYB | VPTJ/PCE/J09412 | PE 9.41 P'PURI BLOK E3 (F2) |  |  | Fail | Please check "Use"
378213106 | TNB | DISTRIBUTION | WP PUTRAJAYA & CYBERJAYA | Existing | 11 kV |  | RYB | VPTJ/PCE/J09412 | PE 9.41 P'PURI BLOK E3 (F2) |  |  | Fail | Please check "Use"
378213107 | TNB | DISTRIBUTION | WP PUTRAJAYA & CYBERJAYA | Existing | 11 kV |  | RYB | VPTJ/PCE/J09412 | PE 9.41 P'PURI BLOK E3 (F2) |  |  | Fail | Please check "Use"
378213111 | TNB | DISTRIBUTION | WP PUTRAJAYA & CYBERJAYA | Existing | 11 kV |  | RYB | VPTJ/PCE/J09412 | PE 9.41 P'PURI BLOK E3 (F2) |  |  | Fail | Please check "Use"
378213114 | TNB | DISTRIBUTION | WP PUTRAJAYA & CYBERJAYA | Existing | 11 kV |  | RYB | VPTJ/PCE/J09412 | PE 9.41 P'PURI BLOK E3 (F2) |  |  | Fail | Please check "Use"
378213115 | TNB | DISTRIBUTION | WP PUTRAJAYA & CYBERJAYA | Existing | 11 kV |  | RYB | VPTJ/PCE/J09412 | PE 9.41 P'PURI BLOK E3 (F2) |  |  | Fail | Please check "Use"
378213189 | TNB | DISTRIBUTION | WP PUTRAJAYA & CYBERJAYA | Existing | 11 kV |  | RYB | VPTJ/PCE/J09421 | PE 9.42 P'PURI BLOK E1 (EFI) (F1) |  |  | Fail | Please check "Use"
378213190 | TNB | DISTRIBUTION | WP PUTRAJAYA & CYBERJAYA | Existing | 11 kV |  | RYB | VPTJ/PCE/J09421 | PE 9.42 P'PURI BLOK E1 (EFI) (F1) |  |  | Fail | Please check "Use"
378213195 | TNB | DISTRIBUTION | WP PUTRAJAYA & CYBERJAYA | Existing | 11 kV |  | RYB | VPTJ/PCE/J09421 | PE 9.42 P'PURI BLOK E1 (EFI) (F1) |  |  | Fail | Please check "Use"
378213201 | TNB | DISTRIBUTION | WP PUTRAJAYA & CYBERJAYA | Existing | 11 kV |  | RYB | VPTJ/PCE/J09421 | PE 9.42 P'PURI BLOK E1 (EFI) (F1) |  |  | Fail | Please check "Use"
378213202 | TNB | DISTRIBUTION | WP PUTRAJAYA & CYBERJAYA | Existing | 11 kV |  | RYB | VPTJ/PCE/J09421 | PE 9.42 P'PURI BLOK E1 (EFI) (F1) |  |  | Fail | Please check "Use"
378213206 | TNB | DISTRIBUTION | WP PUTRAJAYA & CYBERJAYA | Existing | 11 kV |  | RYB | VPTJ/PCE/J09421 | PE 9.42 P'PURI BLOK E1 (EFI) (F1) |  |  | Fail | Please check "Use"
378213209 | TNB | DISTRIBUTION | WP PUTRAJAYA & CYBERJAYA | Existing | 11 kV |  | RYB | VPTJ/PCE/J09421 | PE 9.42 P'PURI BLOK E1 (EFI) (F1) |  |  | Fail | Please check "Use"
378213210 | TNB | DISTRIBUTION | WP PUTRAJAYA & CYBERJAYA | Existing | 11 kV |  | RYB | VPTJ/PCE/J09421 | PE 9.42 P'PURI BLOK E1 (EFI) (F1) |  |  | Fail | Please check "Use"
378213279 | TNB | DISTRIBUTION | WP PUTRAJAYA & CYBERJAYA | Existing | 11 kV |  | RYB | VPTJ/PCE/J09422 | PE 9.42 P'PURI BLOK E1 (EFI) (F2) |  |  | Fail | Please check "Use"
378213280 | TNB | DISTRIBUTION | WP PUTRAJAYA & CYBERJAYA | Existing | 11 kV |  | RYB | VPTJ/PCE/J09422 | PE 9.42 P'PURI BLOK E1 (EFI) (F2) |  |  | Fail | Please check "Use"
378213285 | TNB | DISTRIBUTION | WP PUTRAJAYA & CYBERJAYA | Existing | 11 kV |  | RYB | VPTJ/PCE/J09422 | PE 9.42 P'PURI BLOK E1 (EFI) (F2) |  |  | Fail | Please check "Use"
378213291 | TNB | DISTRIBUTION | WP PUTRAJAYA & CYBERJAYA | Existing | 11 kV |  | RYB | VPTJ/PCE/J09422 | PE 9.42 P'PURI BLOK E1 (EFI) (F2) |  |  | Fail | Please check "Use"
378213292 | TNB | DISTRIBUTION | WP PUTRAJAYA & CYBERJAYA | Existing | 11 kV |  | RYB | VPTJ/PCE/J09422 | PE 9.42 P'PURI BLOK E1 (EFI) (F2) |  |  | Fail | Please check "Use"
378213296 | TNB | DISTRIBUTION | WP PUTRAJAYA & CYBERJAYA | Existing | 11 kV |  | RYB | VPTJ/PCE/J09422 | PE 9.42 P'PURI BLOK E1 (EFI) (F2) |  |  | Fail | Please check "Use"
378213299 | TNB | DISTRIBUTION | WP PUTRAJAYA & CYBERJAYA | Existing | 11 kV |  | RYB | VPTJ/PCE/J09422 | PE 9.42 P'PURI BLOK E1 (EFI) (F2) |  |  | Fail | Please check "Use"
378213300 | TNB | DISTRIBUTION | WP PUTRAJAYA & CYBERJAYA | Existing | 11 kV |  | RYB | VPTJ/PCE/J09422 | PE 9.42 P'PURI BLOK E1 (EFI) (F2) |  |  | Fail | Please check "Use"
378213370 | TNB | DISTRIBUTION | WP PUTRAJAYA & CYBERJAYA | Existing | 11 kV |  | RYB | VPTJ/PCE/J09481 | PE 9.48 P'PURI BLOK C&D (EFI) (F1) |  |  | Fail | Please check "Use"
378213371 | TNB | DISTRIBUTION | WP PUTRAJAYA & CYBERJAYA | Existing | 11 kV |  | RYB | VPTJ/PCE/J09481 | PE 9.48 P'PURI BLOK C&D (EFI) (F1) |  |  | Fail | Please check "Use"
378213376 | TNB | DISTRIBUTION | WP PUTRAJAYA & CYBERJAYA | Existing | 11 kV |  | RYB | VPTJ/PCE/J09481 | PE 9.48 P'PURI BLOK C&D (EFI) (F1) |  |  | Fail | Please check "Use"
378213382 | TNB | DISTRIBUTION | WP PUTRAJAYA & CYBERJAYA | Existing | 11 kV |  | RYB | VPTJ/PCE/J09481 | PE 9.48 P'PURI BLOK C&D (EFI) (F1) |  |  | Fail | Please check "Use"
378213383 | TNB | DISTRIBUTION | WP PUTRAJAYA & CYBERJAYA | Existing | 11 kV |  | RYB | VPTJ/PCE/J09481 | PE 9.48 P'PURI BLOK C&D (EFI) (F1) |  |  | Fail | Please check "Use"
378213387 | TNB | DISTRIBUTION | WP PUTRAJAYA & CYBERJAYA | Existing | 11 kV |  | RYB | VPTJ/PCE/J09481 | PE 9.48 P'PURI BLOK C&D (EFI) (F1) |  |  | Fail | Please check "Use"
378213390 | TNB | DISTRIBUTION | WP PUTRAJAYA & CYBERJAYA | Existing | 11 kV |  | RYB | VPTJ/PCE/J09481 | PE 9.48 P'PURI BLOK C&D (EFI) (F1) |  |  | Fail | Please check "Use"
378213391 | TNB | DISTRIBUTION | WP PUTRAJAYA & CYBERJAYA | Existing | 11 kV |  | RYB | VPTJ/PCE/J09481 | PE 9.48 P'PURI BLOK C&D (EFI) (F1) |  |  | Fail | Please check "Use"
378213463 | TNB | DISTRIBUTION | WP PUTRAJAYA & CYBERJAYA | Existing | 11 kV |  | RYB | VPTJ/PCE/J09482 | PE 9.48 P'PURI BLOK C&D (EFI) (F2) |  |  | Fail | Please check "Use"
378213464 | TNB | DISTRIBUTION | WP PUTRAJAYA & CYBERJAYA | Existing | 11 kV |  | RYB | VPTJ/PCE/J09482 | PE 9.48 P'PURI BLOK C&D (EFI) (F2) |  |  | Fail | Please check "Use"
378213469 | TNB | DISTRIBUTION | WP PUTRAJAYA & CYBERJAYA | Existing | 11 kV |  | RYB | VPTJ/PCE/J09482 | PE 9.48 P'PURI BLOK C&D (EFI) (F2) |  |  | Fail | Please check "Use"
378213475 | TNB | DISTRIBUTION | WP PUTRAJAYA & CYBERJAYA | Existing | 11 kV |  | RYB | VPTJ/PCE/J09482 | PE 9.48 P'PURI BLOK C&D (EFI) (F2) |  |  | Fail | Please check "Use"
378213476 | TNB | DISTRIBUTION | WP PUTRAJAYA & CYBERJAYA | Existing | 11 kV |  | RYB | VPTJ/PCE/J09482 | PE 9.48 P'PURI BLOK C&D (EFI) (F2) |  |  | Fail | Please check "Use"
378213480 | TNB | DISTRIBUTION | WP PUTRAJAYA & CYBERJAYA | Existing | 11 kV |  | RYB | VPTJ/PCE/J09482 | PE 9.48 P'PURI BLOK C&D (EFI) (F2) |  |  | Fail | Please check "Use"
378213483 | TNB | DISTRIBUTION | WP PUTRAJAYA & CYBERJAYA | Existing | 11 kV |  | RYB | VPTJ/PCE/J09482 | PE 9.48 P'PURI BLOK C&D (EFI) (F2) |  |  | Fail | Please check "Use"
378213484 | TNB | DISTRIBUTION | WP PUTRAJAYA & CYBERJAYA | Existing | 11 kV |  | RYB | VPTJ/PCE/J09482 | PE 9.48 P'PURI BLOK C&D (EFI) (F2) |  |  | Fail | Please check "Use"
378213554 | TNB | DISTRIBUTION | WP PUTRAJAYA & CYBERJAYA | Existing | 11 kV |  | RYB | VPTJ/PCE/J09471 | PE 9.47 P'PURI BLOK A&B (F1) |  |  | Fail | Please check "Use"
378213555 | TNB | DISTRIBUTION | WP PUTRAJAYA & CYBERJAYA | Existing | 11 kV |  | RYB | VPTJ/PCE/J09471 | PE 9.47 P'PURI BLOK A&B (F1) |  |  | Fail | Please check "Use"
378213560 | TNB | DISTRIBUTION | WP PUTRAJAYA & CYBERJAYA | Existing | 11 kV |  | RYB | VPTJ/PCE/J09471 | PE 9.47 P'PURI BLOK A&B (F1) |  |  | Fail | Please check "Use"
378213566 | TNB | DISTRIBUTION | WP PUTRAJAYA & CYBERJAYA | Existing | 11 kV |  | RYB | VPTJ/PCE/J09471 | PE 9.47 P'PURI BLOK A&B (F1) |  |  | Fail | Please check "Use"
378213567 | TNB | DISTRIBUTION | WP PUTRAJAYA & CYBERJAYA | Existing | 11 kV |  | RYB | VPTJ/PCE/J09471 | PE 9.47 P'PURI BLOK A&B (F1) |  |  | Fail | Please check "Use"
378213571 | TNB | DISTRIBUTION | WP PUTRAJAYA & CYBERJAYA | Existing | 11 kV |  | RYB | VPTJ/PCE/J09471 | PE 9.47 P'PURI BLOK A&B (F1) |  |  | Fail | Please check "Use"
378213574 | TNB | DISTRIBUTION | WP PUTRAJAYA & CYBERJAYA | Existing | 11 kV |  | RYB | VPTJ/PCE/J09471 | PE 9.47 P'PURI BLOK A&B (F1) |  |  | Fail | Please check "Use"
378213575 | TNB | DISTRIBUTION | WP PUTRAJAYA & CYBERJAYA | Existing | 11 kV |  | RYB | VPTJ/PCE/J09471 | PE 9.47 P'PURI BLOK A&B (F1) |  |  | Fail | Please check "Use"
378213639 | TNB | DISTRIBUTION | WP PUTRAJAYA & CYBERJAYA | Existing | 11 kV |  | RYB | VPTJ/PCE/J09472 | PE 9.47 P'PURI BLOK A&B (F2) |  |  | Fail | Please check "Use"
378213640 | TNB | DISTRIBUTION | WP PUTRAJAYA & CYBERJAYA | Existing | 11 kV |  | RYB | VPTJ/PCE/J09472 | PE 9.47 P'PURI BLOK A&B (F2) |  |  | Fail | Please check "Use"
378213645 | TNB | DISTRIBUTION | WP PUTRAJAYA & CYBERJAYA | Existing | 11 kV |  | RYB | VPTJ/PCE/J09472 | PE 9.47 P'PURI BLOK A&B (F2) |  |  | Fail | Please check "Use"
378213651 | TNB | DISTRIBUTION | WP PUTRAJAYA & CYBERJAYA | Existing | 11 kV |  | RYB | VPTJ/PCE/J09472 | PE 9.47 P'PURI BLOK A&B (F2) |  |  | Fail | Please check "Use"
378213652 | TNB | DISTRIBUTION | WP PUTRAJAYA & CYBERJAYA | Existing | 11 kV |  | RYB | VPTJ/PCE/J09472 | PE 9.47 P'PURI BLOK A&B (F2) |  |  | Fail | Please check "Use"
378213656 | TNB | DISTRIBUTION | WP PUTRAJAYA & CYBERJAYA | Existing | 11 kV |  | RYB | VPTJ/PCE/J09472 | PE 9.47 P'PURI BLOK A&B (F2) |  |  | Fail | Please check "Use"
378213659 | TNB | DISTRIBUTION | WP PUTRAJAYA & CYBERJAYA | Existing | 11 kV |  | RYB | VPTJ/PCE/J09472 | PE 9.47 P'PURI BLOK A&B (F2) |  |  | Fail | Please check "Use"
378213660 | TNB | DISTRIBUTION | WP PUTRAJAYA & CYBERJAYA | Existing | 11 kV |  | RYB | VPTJ/PCE/J09472 | PE 9.47 P'PURI BLOK A&B (F2) |  |  | Fail | Please check "Use"
378213738 | TNB | DISTRIBUTION | WP PUTRAJAYA & CYBERJAYA | Existing | 11 kV |  | RYB | VPTJ/PCE/J09141 | PE 9.14 K.KEJIRANAN (F1) |  |  | Fail | Please check "Use"
378213739 | TNB | DISTRIBUTION | WP PUTRAJAYA & CYBERJAYA | Existing | 11 kV |  | RYB | VPTJ/PCE/J09141 | PE 9.14 K.KEJIRANAN (F1) |  |  | Fail | Please check "Use"
378213744 | TNB | DISTRIBUTION | WP PUTRAJAYA & CYBERJAYA | Existing | 11 kV |  | RYB | VPTJ/PCE/J09141 | PE 9.14 K.KEJIRANAN (F1) |  |  | Fail | Please check "Use"
378213750 | TNB | DISTRIBUTION | WP PUTRAJAYA & CYBERJAYA | Existing | 11 kV |  | RYB | VPTJ/PCE/J09141 | PE 9.14 K.KEJIRANAN (F1) |  |  | Fail | Please check "Use"
378213751 | TNB | DISTRIBUTION | WP PUTRAJAYA & CYBERJAYA | Existing | 11 kV |  | RYB | VPTJ/PCE/J09141 | PE 9.14 K.KEJIRANAN (F1) |  |  | Fail | Please check "Use"
378213755 | TNB | DISTRIBUTION | WP PUTRAJAYA & CYBERJAYA | Existing | 11 kV |  | RYB | VPTJ/PCE/J09141 | PE 9.14 K.KEJIRANAN (F1) |  |  | Fail | Please check "Use"
378213758 | TNB | DISTRIBUTION | WP PUTRAJAYA & CYBERJAYA | Existing | 11 kV |  | RYB | VPTJ/PCE/J09141 | PE 9.14 K.KEJIRANAN (F1) |  |  | Fail | Please check "Use"
378213759 | TNB | DISTRIBUTION | WP PUTRAJAYA & CYBERJAYA | Existing | 11 kV |  | RYB | VPTJ/PCE/J09141 | PE 9.14 K.KEJIRANAN (F1) |  |  | Fail | Please check "Use"
378213830 | TNB | DISTRIBUTION | WP PUTRAJAYA & CYBERJAYA | Existing | 11 kV |  | RYB | VPTJ/PCE/J09142 | PE 9.14 K.KEJIRANAN (F2) |  |  | Fail | Please check "Use"
378213831 | TNB | DISTRIBUTION | WP PUTRAJAYA & CYBERJAYA | Existing | 11 kV |  | RYB | VPTJ/PCE/J09142 | PE 9.14 K.KEJIRANAN (F2) |  |  | Fail | Please check "Use"
378213836 | TNB | DISTRIBUTION | WP PUTRAJAYA & CYBERJAYA | Existing | 11 kV |  | RYB | VPTJ/PCE/J09142 | PE 9.14 K.KEJIRANAN (F2) |  |  | Fail | Please check "Use"
378213842 | TNB | DISTRIBUTION | WP PUTRAJAYA & CYBERJAYA | Existing | 11 kV |  | RYB | VPTJ/PCE/J09142 | PE 9.14 K.KEJIRANAN (F2) |  |  | Fail | Please check "Use"
378213843 | TNB | DISTRIBUTION | WP PUTRAJAYA & CYBERJAYA | Existing | 11 kV |  | RYB | VPTJ/PCE/J09142 | PE 9.14 K.KEJIRANAN (F2) |  |  | Fail | Please check "Use"
378213847 | TNB | DISTRIBUTION | WP PUTRAJAYA & CYBERJAYA | Existing | 11 kV |  | RYB | VPTJ/PCE/J09142 | PE 9.14 K.KEJIRANAN (F2) |  |  | Fail | Please check "Use"
378213850 | TNB | DISTRIBUTION | WP PUTRAJAYA & CYBERJAYA | Existing | 11 kV |  | RYB | VPTJ/PCE/J09142 | PE 9.14 K.KEJIRANAN (F2) |  |  | Fail | Please check "Use"
378213851 | TNB | DISTRIBUTION | WP PUTRAJAYA & CYBERJAYA | Existing | 11 kV |  | RYB | VPTJ/PCE/J09142 | PE 9.14 K.KEJIRANAN (F2) |  |  | Fail | Please check "Use"
378213925 | TNB | DISTRIBUTION | WP PUTRAJAYA & CYBERJAYA | Existing | 11 kV |  | RYB | VPTJ/PCE/J10132 | PE 10.13 PUSPANITA (F2) |  |  | Fail | Please check "Use"
378213926 | TNB | DISTRIBUTION | WP PUTRAJAYA & CYBERJAYA | Existing | 11 kV |  | RYB | VPTJ/PCE/J10132 | PE 10.13 PUSPANITA (F2) |  |  | Fail | Please check "Use"
378213931 | TNB | DISTRIBUTION | WP PUTRAJAYA & CYBERJAYA | Existing | 11 kV |  | RYB | VPTJ/PCE/J10132 | PE 10.13 PUSPANITA (F2) |  |  | Fail | Please check "Use"
378213937 | TNB | DISTRIBUTION | WP PUTRAJAYA & CYBERJAYA | Existing | 11 kV |  | RYB | VPTJ/PCE/J10132 | PE 10.13 PUSPANITA (F2) |  |  | Fail | Please check "Use"
378213938 | TNB | DISTRIBUTION | WP PUTRAJAYA & CYBERJAYA | Existing | 11 kV |  | RYB | VPTJ/PCE/J10132 | PE 10.13 PUSPANITA (F2) |  |  | Fail | Please check "Use"
378213942 | TNB | DISTRIBUTION | WP PUTRAJAYA & CYBERJAYA | Existing | 11 kV |  | RYB | VPTJ/PCE/J10132 | PE 10.13 PUSPANITA (F2) |  |  | Fail | Please check "Use"
378213945 | TNB | DISTRIBUTION | WP PUTRAJAYA & CYBERJAYA | Existing | 11 kV |  | RYB | VPTJ/PCE/J10132 | PE 10.13 PUSPANITA (F2) |  |  | Fail | Please check "Use"
378213946 | TNB | DISTRIBUTION | WP PUTRAJAYA & CYBERJAYA | Existing | 11 kV |  | RYB | VPTJ/PCE/J10132 | PE 10.13 PUSPANITA (F2) |  |  | Fail | Please check "Use"
378213948 | TNB | DISTRIBUTION | WP PUTRAJAYA & CYBERJAYA | Existing | 11 kV |  | RYB | VPTJ/PCE/J10131 | PE 10.13 PUSPANITA (F1) |  |  | Fail | Please check "Use"
378213949 | TNB | DISTRIBUTION | WP PUTRAJAYA & CYBERJAYA | Existing | 11 kV |  | RYB | VPTJ/PCE/J10131 | PE 10.13 PUSPANITA (F1) |  |  | Fail | Please check "Use"
378213954 | TNB | DISTRIBUTION | WP PUTRAJAYA & CYBERJAYA | Existing | 11 kV |  | RYB | VPTJ/PCE/J10131 | PE 10.13 PUSPANITA (F1) |  |  | Fail | Please check "Use"
378213960 | TNB | DISTRIBUTION | WP PUTRAJAYA & CYBERJAYA | Existing | 11 kV |  | RYB | VPTJ/PCE/J10131 | PE 10.13 PUSPANITA (F1) |  |  | Fail | Please check "Use"
378213961 | TNB | DISTRIBUTION | WP PUTRAJAYA & CYBERJAYA | Existing | 11 kV |  | RYB | VPTJ/PCE/J10131 | PE 10.13 PUSPANITA (F1) |  |  | Fail | Please check "Use"
378213965 | TNB | DISTRIBUTION | WP PUTRAJAYA & CYBERJAYA | Existing | 11 kV |  | RYB | VPTJ/PCE/J10131 | PE 10.13 PUSPANITA (F1) |  |  | Fail | Please check "Use"
378213968 | TNB | DISTRIBUTION | WP PUTRAJAYA & CYBERJAYA | Existing | 11 kV |  | RYB | VPTJ/PCE/J10131 | PE 10.13 PUSPANITA (F1) |  |  | Fail | Please check "Use"
378213969 | TNB | DISTRIBUTION | WP PUTRAJAYA & CYBERJAYA | Existing | 11 kV |  | RYB | VPTJ/PCE/J10131 | PE 10.13 PUSPANITA (F1) |  |  | Fail | Please check "Use"
378214111 | TNB | DISTRIBUTION | WP PUTRAJAYA & CYBERJAYA | Existing | 11 kV |  | RYB | VPTJ/PCE/J02041 | PE 2.04 W.F PROMENADE (F1) |  |  | Fail | Please check "Use"
378214112 | TNB | DISTRIBUTION | WP PUTRAJAYA & CYBERJAYA | Existing | 11 kV |  | RYB | VPTJ/PCE/J02041 | PE 2.04 W.F PROMENADE (F1) |  |  | Fail | Please check "Use"
378214117 | TNB | DISTRIBUTION | WP PUTRAJAYA & CYBERJAYA | Existing | 11 kV |  | RYB | VPTJ/PCE/J02041 | PE 2.04 W.F PROMENADE (F1) |  |  | Fail | Please check "Use"
378214123 | TNB | DISTRIBUTION | WP PUTRAJAYA & CYBERJAYA | Existing | 11 kV |  | RYB | VPTJ/PCE/J02041 | PE 2.04 W.F PROMENADE (F1) |  |  | Fail | Please check "Use"
378214124 | TNB | DISTRIBUTION | WP PUTRAJAYA & CYBERJAYA | Existing | 11 kV |  | RYB | VPTJ/PCE/J02041 | PE 2.04 W.F PROMENADE (F1) |  |  | Fail | Please check "Use"
378214128 | TNB | DISTRIBUTION | WP PUTRAJAYA & CYBERJAYA | Existing | 11 kV |  | RYB | VPTJ/PCE/J02041 | PE 2.04 W.F PROMENADE (F1) |  |  | Fail | Please check "Use"
378214131 | TNB | DISTRIBUTION | WP PUTRAJAYA & CYBERJAYA | Existing | 11 kV |  | RYB | VPTJ/PCE/J02041 | PE 2.04 W.F PROMENADE (F1) |  |  | Fail | Please check "Use"
378214132 | TNB | DISTRIBUTION | WP PUTRAJAYA & CYBERJAYA | Existing | 11 kV |  | RYB | VPTJ/PCE/J02041 | PE 2.04 W.F PROMENADE (F1) |  |  | Fail | Please check "Use"
378214203 | TNB | DISTRIBUTION | WP PUTRAJAYA & CYBERJAYA | Existing | 11 kV |  | RYB | VPTJ/PCE/J02042 | PE 2.04 W.F PROMENADE (F2) |  |  | Fail | Please check "Use"
378214204 | TNB | DISTRIBUTION | WP PUTRAJAYA & CYBERJAYA | Existing | 11 kV |  | RYB | VPTJ/PCE/J02042 | PE 2.04 W.F PROMENADE (F2) |  |  | Fail | Please check "Use"
378214209 | TNB | DISTRIBUTION | WP PUTRAJAYA & CYBERJAYA | Existing | 11 kV |  | RYB | VPTJ/PCE/J02042 | PE 2.04 W.F PROMENADE (F2) |  |  | Fail | Please check "Use"
378214215 | TNB | DISTRIBUTION | WP PUTRAJAYA & CYBERJAYA | Existing | 11 kV |  | RYB | VPTJ/PCE/J02042 | PE 2.04 W.F PROMENADE (F2) |  |  | Fail | Please check "Use"
378214216 | TNB | DISTRIBUTION | WP PUTRAJAYA & CYBERJAYA | Existing | 11 kV |  | RYB | VPTJ/PCE/J02042 | PE 2.04 W.F PROMENADE (F2) |  |  | Fail | Please check "Use"
378214220 | TNB | DISTRIBUTION | WP PUTRAJAYA & CYBERJAYA | Existing | 11 kV |  | RYB | VPTJ/PCE/J02042 | PE 2.04 W.F PROMENADE (F2) |  |  | Fail | Please check "Use"
378214223 | TNB | DISTRIBUTION | WP PUTRAJAYA & CYBERJAYA | Existing | 11 kV |  | RYB | VPTJ/PCE/J02042 | PE 2.04 W.F PROMENADE (F2) |  |  | Fail | Please check "Use"
378214224 | TNB | DISTRIBUTION | WP PUTRAJAYA & CYBERJAYA | Existing | 11 kV |  | RYB | VPTJ/PCE/J02042 | PE 2.04 W.F PROMENADE (F2) |  |  | Fail | Please check "Use"
378214297 | TNB | DISTRIBUTION | WP PUTRAJAYA & CYBERJAYA | Existing | 11 kV |  | RYB | VPTJ/PCE/J02051 | PE 2.05 PADAT CUT |  |  | Fail | Please check "Use"
378214298 | TNB | DISTRIBUTION | WP PUTRAJAYA & CYBERJAYA | Existing | 11 kV |  | RYB | VPTJ/PCE/J02051 | PE 2.05 PADAT CUT |  |  | Fail | Please check "Use"
378214303 | TNB | DISTRIBUTION | WP PUTRAJAYA & CYBERJAYA | Existing | 11 kV |  | RYB | VPTJ/PCE/J02051 | PE 2.05 PADAT CUT |  |  | Fail | Please check "Use"
378214309 | TNB | DISTRIBUTION | WP PUTRAJAYA & CYBERJAYA | Existing | 11 kV |  | RYB | VPTJ/PCE/J02051 | PE 2.05 PADAT CUT |  |  | Fail | Please check "Use"
378214310 | TNB | DISTRIBUTION | WP PUTRAJAYA & CYBERJAYA | Existing | 11 kV |  | RYB | VPTJ/PCE/J02051 | PE 2.05 PADAT CUT |  |  | Fail | Please check "Use"
378214314 | TNB | DISTRIBUTION | WP PUTRAJAYA & CYBERJAYA | Existing | 11 kV |  | RYB | VPTJ/PCE/J02051 | PE 2.05 PADAT CUT |  |  | Fail | Please check "Use"
378214317 | TNB | DISTRIBUTION | WP PUTRAJAYA & CYBERJAYA | Existing | 11 kV |  | RYB | VPTJ/PCE/J02051 | PE 2.05 PADAT CUT |  |  | Fail | Please check "Use"
378214318 | TNB | DISTRIBUTION | WP PUTRAJAYA & CYBERJAYA | Existing | 11 kV |  | RYB | VPTJ/PCE/J02051 | PE 2.05 PADAT CUT |  |  | Fail | Please check "Use"
378214387 | TNB | DISTRIBUTION | WP PUTRAJAYA & CYBERJAYA | Existing | 11 kV |  | RYB | VPTJ/PCE/J02261 | PE 2.26 C/S FORMULA E 2 |  |  | Fail | Please check "Use"
378214388 | TNB | DISTRIBUTION | WP PUTRAJAYA & CYBERJAYA | Existing | 11 kV |  | RYB | VPTJ/PCE/J02261 | PE 2.26 C/S FORMULA E 2 |  |  | Fail | Please check "Use"
378214393 | TNB | DISTRIBUTION | WP PUTRAJAYA & CYBERJAYA | Existing | 11 kV |  | RYB | VPTJ/PCE/J02261 | PE 2.26 C/S FORMULA E 2 |  |  | Fail | Please check "Use"
378214399 | TNB | DISTRIBUTION | WP PUTRAJAYA & CYBERJAYA | Existing | 11 kV |  | RYB | VPTJ/PCE/J02261 | PE 2.26 C/S FORMULA E 2 |  |  | Fail | Please check "Use"
378214400 | TNB | DISTRIBUTION | WP PUTRAJAYA & CYBERJAYA | Existing | 11 kV |  | RYB | VPTJ/PCE/J02261 | PE 2.26 C/S FORMULA E 2 |  |  | Fail | Please check "Use"
378214404 | TNB | DISTRIBUTION | WP PUTRAJAYA & CYBERJAYA | Existing | 11 kV |  | RYB | VPTJ/PCE/J02261 | PE 2.26 C/S FORMULA E 2 |  |  | Fail | Please check "Use"
378214407 | TNB | DISTRIBUTION | WP PUTRAJAYA & CYBERJAYA | Existing | 11 kV |  | RYB | VPTJ/PCE/J02261 | PE 2.26 C/S FORMULA E 2 |  |  | Fail | Please check "Use"
378214408 | TNB | DISTRIBUTION | WP PUTRAJAYA & CYBERJAYA | Existing | 11 kV |  | RYB | VPTJ/PCE/J02261 | PE 2.26 C/S FORMULA E 2 |  |  | Fail | Please check "Use"
378214498 | TNB | DISTRIBUTION | WP PUTRAJAYA & CYBERJAYA | Existing | 11 kV |  | RYB | VPTJ/PCE/J02241 | PE 2.24 TEMP 2C5 |  |  | Fail | Please check "Use"
378214499 | TNB | DISTRIBUTION | WP PUTRAJAYA & CYBERJAYA | Existing | 11 kV |  | RYB | VPTJ/PCE/J02241 | PE 2.24 TEMP 2C5 |  |  | Fail | Please check "Use"
378214504 | TNB | DISTRIBUTION | WP PUTRAJAYA & CYBERJAYA | Existing | 11 kV |  | RYB | VPTJ/PCE/J02241 | PE 2.24 TEMP 2C5 |  |  | Fail | Please check "Use"
378214510 | TNB | DISTRIBUTION | WP PUTRAJAYA & CYBERJAYA | Existing | 11 kV |  | RYB | VPTJ/PCE/J02241 | PE 2.24 TEMP 2C5 |  |  | Fail | Please check "Use"
378214511 | TNB | DISTRIBUTION | WP PUTRAJAYA & CYBERJAYA | Existing | 11 kV |  | RYB | VPTJ/PCE/J02241 | PE 2.24 TEMP 2C5 |  |  | Fail | Please check "Use"
378214515 | TNB | DISTRIBUTION | WP PUTRAJAYA & CYBERJAYA | Existing | 11 kV |  | RYB | VPTJ/PCE/J02241 | PE 2.24 TEMP 2C5 |  |  | Fail | Please check "Use"
378214518 | TNB | DISTRIBUTION | WP PUTRAJAYA & CYBERJAYA | Existing | 11 kV |  | RYB | VPTJ/PCE/J02241 | PE 2.24 TEMP 2C5 |  |  | Fail | Please check "Use"
378214519 | TNB | DISTRIBUTION | WP PUTRAJAYA & CYBERJAYA | Existing | 11 kV |  | RYB | VPTJ/PCE/J02241 | PE 2.24 TEMP 2C5 |  |  | Fail | Please check "Use"
378214607 | TNB | DISTRIBUTION | WP PUTRAJAYA & CYBERJAYA | Existing | 11 kV |  | RYB | VPTJ/PCE/J02281 | PE 2.28 C/S FORMULA E 4 |  |  | Fail | Please check "Use"
378214608 | TNB | DISTRIBUTION | WP PUTRAJAYA & CYBERJAYA | Existing | 11 kV |  | RYB | VPTJ/PCE/J02281 | PE 2.28 C/S FORMULA E 4 |  |  | Fail | Please check "Use"
378214613 | TNB | DISTRIBUTION | WP PUTRAJAYA & CYBERJAYA | Existing | 11 kV |  | RYB | VPTJ/PCE/J02281 | PE 2.28 C/S FORMULA E 4 |  |  | Fail | Please check "Use"
378214619 | TNB | DISTRIBUTION | WP PUTRAJAYA & CYBERJAYA | Existing | 11 kV |  | RYB | VPTJ/PCE/J02281 | PE 2.28 C/S FORMULA E 4 |  |  | Fail | Please check "Use"
378214620 | TNB | DISTRIBUTION | WP PUTRAJAYA & CYBERJAYA | Existing | 11 kV |  | RYB | VPTJ/PCE/J02281 | PE 2.28 C/S FORMULA E 4 |  |  | Fail | Please check "Use"
378214624 | TNB | DISTRIBUTION | WP PUTRAJAYA & CYBERJAYA | Existing | 11 kV |  | RYB | VPTJ/PCE/J02281 | PE 2.28 C/S FORMULA E 4 |  |  | Fail | Please check "Use"
378214627 | TNB | DISTRIBUTION | WP PUTRAJAYA & CYBERJAYA | Existing | 11 kV |  | RYB | VPTJ/PCE/J02281 | PE 2.28 C/S FORMULA E 4 |  |  | Fail | Please check "Use"
378214628 | TNB | DISTRIBUTION | WP PUTRAJAYA & CYBERJAYA | Existing | 11 kV |  | RYB | VPTJ/PCE/J02281 | PE 2.28 C/S FORMULA E 4 |  |  | Fail | Please check "Use"
378214747 | TNB | DISTRIBUTION | WP PUTRAJAYA & CYBERJAYA | Existing |  | MAIN | RYB | VPTJ/PPU/G00011 | PPU PUTRAJAYA NO 5 | M1 |  | Fail | Please check "Operating Voltage"
378219814 | TNB | DISTRIBUTION | WP PUTRAJAYA & CYBERJAYA | Existing | 11 kV |  | RYB | VPTJ/PCE/J15211 | SS 15.21 OFFICE CHANCERIES (EFI) (F1) |  |  | Fail | Please check "Use"
378219816 | TNB | DISTRIBUTION | WP PUTRAJAYA & CYBERJAYA | Existing | 11 kV |  | RYB | VPTJ/PCE/J15211 | SS 15.21 OFFICE CHANCERIES (EFI) (F1) |  |  | Fail | Please check "Use"
378219819 | TNB | DISTRIBUTION | WP PUTRAJAYA & CYBERJAYA | Existing | 11 kV |  | RYB | VPTJ/PCE/J15211 | SS 15.21 OFFICE CHANCERIES (EFI) (F1) |  |  | Fail | Please check "Use"
378219820 | TNB | DISTRIBUTION | WP PUTRAJAYA & CYBERJAYA | Existing | 11 kV |  | RYB | VPTJ/PCE/J15211 | SS 15.21 OFFICE CHANCERIES (EFI) (F1) |  |  | Fail | Please check "Use"
378219821 | TNB | DISTRIBUTION | WP PUTRAJAYA & CYBERJAYA | Existing | 11 kV |  | RYB | VPTJ/PCE/J15211 | SS 15.21 OFFICE CHANCERIES (EFI) (F1) |  |  | Fail | Please check "Use"
378219827 | TNB | DISTRIBUTION | WP PUTRAJAYA & CYBERJAYA | Existing | 11 kV |  | RYB | VPTJ/PCE/J15211 | SS 15.21 OFFICE CHANCERIES (EFI) (F1) |  |  | Fail | Please check "Use"
378219832 | TNB | DISTRIBUTION | WP PUTRAJAYA & CYBERJAYA | Existing | 11 kV |  | RYB | VPTJ/PCE/J15211 | SS 15.21 OFFICE CHANCERIES (EFI) (F1) |  |  | Fail | Please check "Use"
378219838 | TNB | DISTRIBUTION | WP PUTRAJAYA & CYBERJAYA | Existing | 11 kV |  | RYB | VPTJ/PCE/J15212 | SS 15.21 OFFICE CHANCERIES (EFI) (F2) |  |  | Fail | Please check "Use"
378219840 | TNB | DISTRIBUTION | WP PUTRAJAYA & CYBERJAYA | Existing | 11 kV |  | RYB | VPTJ/PCE/J15212 | SS 15.21 OFFICE CHANCERIES (EFI) (F2) |  |  | Fail | Please check "Use"
378219842 | TNB | DISTRIBUTION | WP PUTRAJAYA & CYBERJAYA | Existing | 11 kV |  | RYB | VPTJ/PCE/J15212 | SS 15.21 OFFICE CHANCERIES (EFI) (F2) |  |  | Fail | Please check "Use"
378219845 | TNB | DISTRIBUTION | WP PUTRAJAYA & CYBERJAYA | Existing | 11 kV |  | RYB | VPTJ/PCE/J15212 | SS 15.21 OFFICE CHANCERIES (EFI) (F2) |  |  | Fail | Please check "Use"
378219846 | TNB | DISTRIBUTION | WP PUTRAJAYA & CYBERJAYA | Existing | 11 kV |  | RYB | VPTJ/PCE/J15212 | SS 15.21 OFFICE CHANCERIES (EFI) (F2) |  |  | Fail | Please check "Use"
378219847 | TNB | DISTRIBUTION | WP PUTRAJAYA & CYBERJAYA | Existing | 11 kV |  | RYB | VPTJ/PCE/J15212 | SS 15.21 OFFICE CHANCERIES (EFI) (F2) |  |  | Fail | Please check "Use"
378219853 | TNB | DISTRIBUTION | WP PUTRAJAYA & CYBERJAYA | Existing | 11 kV |  | RYB | VPTJ/PCE/J15212 | SS 15.21 OFFICE CHANCERIES (EFI) (F2) |  |  | Fail | Please check "Use"
378219858 | TNB | DISTRIBUTION | WP PUTRAJAYA & CYBERJAYA | Existing | 11 kV |  | RYB | VPTJ/PCE/J15212 | SS 15.21 OFFICE CHANCERIES (EFI) (F2) |  |  | Fail | Please check "Use"
378219874 | TNB | DISTRIBUTION | WP PUTRAJAYA & CYBERJAYA | Existing | 11 kV |  | RYB | VPTJ/PCE/J15071 | PE 15.07 BLOK D3 (EFI) (F1) |  |  | Fail | Please check "Use"
378219875 | TNB | DISTRIBUTION | WP PUTRAJAYA & CYBERJAYA | Existing | 11 kV |  | RYB | VPTJ/PCE/J15071 | PE 15.07 BLOK D3 (EFI) (F1) |  |  | Fail | Please check "Use"
378219880 | TNB | DISTRIBUTION | WP PUTRAJAYA & CYBERJAYA | Existing | 11 kV |  | RYB | VPTJ/PCE/J15071 | PE 15.07 BLOK D3 (EFI) (F1) |  |  | Fail | Please check "Use"
378219886 | TNB | DISTRIBUTION | WP PUTRAJAYA & CYBERJAYA | Existing | 11 kV |  | RYB | VPTJ/PCE/J15071 | PE 15.07 BLOK D3 (EFI) (F1) |  |  | Fail | Please check "Use"
378219887 | TNB | DISTRIBUTION | WP PUTRAJAYA & CYBERJAYA | Existing | 11 kV |  | RYB | VPTJ/PCE/J15071 | PE 15.07 BLOK D3 (EFI) (F1) |  |  | Fail | Please check "Use"
378219891 | TNB | DISTRIBUTION | WP PUTRAJAYA & CYBERJAYA | Existing | 11 kV |  | RYB | VPTJ/PCE/J15071 | PE 15.07 BLOK D3 (EFI) (F1) |  |  | Fail | Please check "Use"
378219894 | TNB | DISTRIBUTION | WP PUTRAJAYA & CYBERJAYA | Existing | 11 kV |  | RYB | VPTJ/PCE/J15071 | PE 15.07 BLOK D3 (EFI) (F1) |  |  | Fail | Please check "Use"
378219895 | TNB | DISTRIBUTION | WP PUTRAJAYA & CYBERJAYA | Existing | 11 kV |  | RYB | VPTJ/PCE/J15071 | PE 15.07 BLOK D3 (EFI) (F1) |  |  | Fail | Please check "Use"
378219897 | TNB | DISTRIBUTION | WP PUTRAJAYA & CYBERJAYA | Existing | 11 kV |  | RYB | VPTJ/PCE/J15072 | PE 15.07 BLOK D3 (EFI) (F2) |  |  | Fail | Please check "Use"
378219898 | TNB | DISTRIBUTION | WP PUTRAJAYA & CYBERJAYA | Existing | 11 kV |  | RYB | VPTJ/PCE/J15072 | PE 15.07 BLOK D3 (EFI) (F2) |  |  | Fail | Please check "Use"
378219903 | TNB | DISTRIBUTION | WP PUTRAJAYA & CYBERJAYA | Existing | 11 kV |  | RYB | VPTJ/PCE/J15072 | PE 15.07 BLOK D3 (EFI) (F2) |  |  | Fail | Please check "Use"
378219909 | TNB | DISTRIBUTION | WP PUTRAJAYA & CYBERJAYA | Existing | 11 kV |  | RYB | VPTJ/PCE/J15072 | PE 15.07 BLOK D3 (EFI) (F2) |  |  | Fail | Please check "Use"
378219910 | TNB | DISTRIBUTION | WP PUTRAJAYA & CYBERJAYA | Existing | 11 kV |  | RYB | VPTJ/PCE/J15072 | PE 15.07 BLOK D3 (EFI) (F2) |  |  | Fail | Please check "Use"
378219914 | TNB | DISTRIBUTION | WP PUTRAJAYA & CYBERJAYA | Existing | 11 kV |  | RYB | VPTJ/PCE/J15072 | PE 15.07 BLOK D3 (EFI) (F2) |  |  | Fail | Please check "Use"
378219917 | TNB | DISTRIBUTION | WP PUTRAJAYA & CYBERJAYA | Existing | 11 kV |  | RYB | VPTJ/PCE/J15072 | PE 15.07 BLOK D3 (EFI) (F2) |  |  | Fail | Please check "Use"
378219918 | TNB | DISTRIBUTION | WP PUTRAJAYA & CYBERJAYA | Existing | 11 kV |  | RYB | VPTJ/PCE/J15072 | PE 15.07 BLOK D3 (EFI) (F2) |  |  | Fail | Please check "Use"
378219926 | TNB | DISTRIBUTION | WP PUTRAJAYA & CYBERJAYA | Existing | 11 kV |  | RYB | VPTJ/PCE/J15331 | PE 15.33 PDT KEDIAMAN KEDUTAAN IRAQ (F1) |  |  | Fail | Please check "Use"
378219927 | TNB | DISTRIBUTION | WP PUTRAJAYA & CYBERJAYA | Existing | 11 kV |  | RYB | VPTJ/PCE/J15331 | PE 15.33 PDT KEDIAMAN KEDUTAAN IRAQ (F1) |  |  | Fail | Please check "Use"
378219932 | TNB | DISTRIBUTION | WP PUTRAJAYA & CYBERJAYA | Existing | 11 kV |  | RYB | VPTJ/PCE/J15331 | PE 15.33 PDT KEDIAMAN KEDUTAAN IRAQ (F1) |  |  | Fail | Please check "Use"
378219938 | TNB | DISTRIBUTION | WP PUTRAJAYA & CYBERJAYA | Existing | 11 kV |  | RYB | VPTJ/PCE/J15331 | PE 15.33 PDT KEDIAMAN KEDUTAAN IRAQ (F1) |  |  | Fail | Please check "Use"
378219939 | TNB | DISTRIBUTION | WP PUTRAJAYA & CYBERJAYA | Existing | 11 kV |  | RYB | VPTJ/PCE/J15331 | PE 15.33 PDT KEDIAMAN KEDUTAAN IRAQ (F1) |  |  | Fail | Please check "Use"
378219943 | TNB | DISTRIBUTION | WP PUTRAJAYA & CYBERJAYA | Existing | 11 kV |  | RYB | VPTJ/PCE/J15331 | PE 15.33 PDT KEDIAMAN KEDUTAAN IRAQ (F1) |  |  | Fail | Please check "Use"
378219946 | TNB | DISTRIBUTION | WP PUTRAJAYA & CYBERJAYA | Existing | 11 kV |  | RYB | VPTJ/PCE/J15331 | PE 15.33 PDT KEDIAMAN KEDUTAAN IRAQ (F1) |  |  | Fail | Please check "Use"
378219947 | TNB | DISTRIBUTION | WP PUTRAJAYA & CYBERJAYA | Existing | 11 kV |  | RYB | VPTJ/PCE/J15331 | PE 15.33 PDT KEDIAMAN KEDUTAAN IRAQ (F1) |  |  | Fail | Please check "Use"
378220030 | TNB | DISTRIBUTION | WP PUTRAJAYA & CYBERJAYA | Existing | 11 kV |  | RYB | VPTJ/PCE/J15332 | PE 15.33 PDT KEDIAMAN KEDUTAAN IRAQ (F2) |  |  | Fail | Please check "Use"
378220031 | TNB | DISTRIBUTION | WP PUTRAJAYA & CYBERJAYA | Existing | 11 kV |  | RYB | VPTJ/PCE/J15332 | PE 15.33 PDT KEDIAMAN KEDUTAAN IRAQ (F2) |  |  | Fail | Please check "Use"
378220036 | TNB | DISTRIBUTION | WP PUTRAJAYA & CYBERJAYA | Existing | 11 kV |  | RYB | VPTJ/PCE/J15332 | PE 15.33 PDT KEDIAMAN KEDUTAAN IRAQ (F2) |  |  | Fail | Please check "Use"
378220042 | TNB | DISTRIBUTION | WP PUTRAJAYA & CYBERJAYA | Existing | 11 kV |  | RYB | VPTJ/PCE/J15332 | PE 15.33 PDT KEDIAMAN KEDUTAAN IRAQ (F2) |  |  | Fail | Please check "Use"
378220043 | TNB | DISTRIBUTION | WP PUTRAJAYA & CYBERJAYA | Existing | 11 kV |  | RYB | VPTJ/PCE/J15332 | PE 15.33 PDT KEDIAMAN KEDUTAAN IRAQ (F2) |  |  | Fail | Please check "Use"
378220047 | TNB | DISTRIBUTION | WP PUTRAJAYA & CYBERJAYA | Existing | 11 kV |  | RYB | VPTJ/PCE/J15332 | PE 15.33 PDT KEDIAMAN KEDUTAAN IRAQ (F2) |  |  | Fail | Please check "Use"
378220050 | TNB | DISTRIBUTION | WP PUTRAJAYA & CYBERJAYA | Existing | 11 kV |  | RYB | VPTJ/PCE/J15332 | PE 15.33 PDT KEDIAMAN KEDUTAAN IRAQ (F2) |  |  | Fail | Please check "Use"
378220051 | TNB | DISTRIBUTION | WP PUTRAJAYA & CYBERJAYA | Existing | 11 kV |  | RYB | VPTJ/PCE/J15332 | PE 15.33 PDT KEDIAMAN KEDUTAAN IRAQ (F2) |  |  | Fail | Please check "Use"
378220141 | TNB | DISTRIBUTION | WP PUTRAJAYA & CYBERJAYA | Existing | 11 kV |  | RYB | VPTJ/PCE/J15051 | PE 15.05 BLOK D2 (1) (EFI) (F1) |  |  | Fail | Please check "Use"
378220142 | TNB | DISTRIBUTION | WP PUTRAJAYA & CYBERJAYA | Existing | 11 kV |  | RYB | VPTJ/PCE/J15051 | PE 15.05 BLOK D2 (1) (EFI) (F1) |  |  | Fail | Please check "Use"
378220147 | TNB | DISTRIBUTION | WP PUTRAJAYA & CYBERJAYA | Existing | 11 kV |  | RYB | VPTJ/PCE/J15051 | PE 15.05 BLOK D2 (1) (EFI) (F1) |  |  | Fail | Please check "Use"
378220153 | TNB | DISTRIBUTION | WP PUTRAJAYA & CYBERJAYA | Existing | 11 kV |  | RYB | VPTJ/PCE/J15051 | PE 15.05 BLOK D2 (1) (EFI) (F1) |  |  | Fail | Please check "Use"
378220154 | TNB | DISTRIBUTION | WP PUTRAJAYA & CYBERJAYA | Existing | 11 kV |  | RYB | VPTJ/PCE/J15051 | PE 15.05 BLOK D2 (1) (EFI) (F1) |  |  | Fail | Please check "Use"
378220158 | TNB | DISTRIBUTION | WP PUTRAJAYA & CYBERJAYA | Existing | 11 kV |  | RYB | VPTJ/PCE/J15051 | PE 15.05 BLOK D2 (1) (EFI) (F1) |  |  | Fail | Please check "Use"
378220161 | TNB | DISTRIBUTION | WP PUTRAJAYA & CYBERJAYA | Existing | 11 kV |  | RYB | VPTJ/PCE/J15051 | PE 15.05 BLOK D2 (1) (EFI) (F1) |  |  | Fail | Please check "Use"
378220162 | TNB | DISTRIBUTION | WP PUTRAJAYA & CYBERJAYA | Existing | 11 kV |  | RYB | VPTJ/PCE/J15051 | PE 15.05 BLOK D2 (1) (EFI) (F1) |  |  | Fail | Please check "Use"
378220187 | TNB | DISTRIBUTION | WP PUTRAJAYA & CYBERJAYA | Existing | 11 kV |  | RYB | VPTJ/PCE/J15052 | PE 15.05 BLOK D2 (1) (EFI) (F2) |  |  | Fail | Please check "Use"
378220188 | TNB | DISTRIBUTION | WP PUTRAJAYA & CYBERJAYA | Existing | 11 kV |  | RYB | VPTJ/PCE/J15052 | PE 15.05 BLOK D2 (1) (EFI) (F2) |  |  | Fail | Please check "Use"
378220193 | TNB | DISTRIBUTION | WP PUTRAJAYA & CYBERJAYA | Existing | 11 kV |  | RYB | VPTJ/PCE/J15052 | PE 15.05 BLOK D2 (1) (EFI) (F2) |  |  | Fail | Please check "Use"
378220199 | TNB | DISTRIBUTION | WP PUTRAJAYA & CYBERJAYA | Existing | 11 kV |  | RYB | VPTJ/PCE/J15052 | PE 15.05 BLOK D2 (1) (EFI) (F2) |  |  | Fail | Please check "Use"
378220200 | TNB | DISTRIBUTION | WP PUTRAJAYA & CYBERJAYA | Existing | 11 kV |  | RYB | VPTJ/PCE/J15052 | PE 15.05 BLOK D2 (1) (EFI) (F2) |  |  | Fail | Please check "Use"
378220204 | TNB | DISTRIBUTION | WP PUTRAJAYA & CYBERJAYA | Existing | 11 kV |  | RYB | VPTJ/PCE/J15052 | PE 15.05 BLOK D2 (1) (EFI) (F2) |  |  | Fail | Please check "Use"
378220207 | TNB | DISTRIBUTION | WP PUTRAJAYA & CYBERJAYA | Existing | 11 kV |  | RYB | VPTJ/PCE/J15052 | PE 15.05 BLOK D2 (1) (EFI) (F2) |  |  | Fail | Please check "Use"
378220208 | TNB | DISTRIBUTION | WP PUTRAJAYA & CYBERJAYA | Existing | 11 kV |  | RYB | VPTJ/PCE/J15052 | PE 15.05 BLOK D2 (1) (EFI) (F2) |  |  | Fail | Please check "Use"
378220283 | TNB | DISTRIBUTION | WP PUTRAJAYA & CYBERJAYA | Existing | 11 kV |  | RYB | VPTJ/PCE/J15061 | PE 15.06 BLOK D2 (2) (F1) |  |  | Fail | Please check "Use"
378220284 | TNB | DISTRIBUTION | WP PUTRAJAYA & CYBERJAYA | Existing | 11 kV |  | RYB | VPTJ/PCE/J15061 | PE 15.06 BLOK D2 (2) (F1) |  |  | Fail | Please check "Use"
378220289 | TNB | DISTRIBUTION | WP PUTRAJAYA & CYBERJAYA | Existing | 11 kV |  | RYB | VPTJ/PCE/J15061 | PE 15.06 BLOK D2 (2) (F1) |  |  | Fail | Please check "Use"
378220295 | TNB | DISTRIBUTION | WP PUTRAJAYA & CYBERJAYA | Existing | 11 kV |  | RYB | VPTJ/PCE/J15061 | PE 15.06 BLOK D2 (2) (F1) |  |  | Fail | Please check "Use"
378220296 | TNB | DISTRIBUTION | WP PUTRAJAYA & CYBERJAYA | Existing | 11 kV |  | RYB | VPTJ/PCE/J15061 | PE 15.06 BLOK D2 (2) (F1) |  |  | Fail | Please check "Use"
378220300 | TNB | DISTRIBUTION | WP PUTRAJAYA & CYBERJAYA | Existing | 11 kV |  | RYB | VPTJ/PCE/J15061 | PE 15.06 BLOK D2 (2) (F1) |  |  | Fail | Please check "Use"
378220303 | TNB | DISTRIBUTION | WP PUTRAJAYA & CYBERJAYA | Existing | 11 kV |  | RYB | VPTJ/PCE/J15061 | PE 15.06 BLOK D2 (2) (F1) |  |  | Fail | Please check "Use"
378220304 | TNB | DISTRIBUTION | WP PUTRAJAYA & CYBERJAYA | Existing | 11 kV |  | RYB | VPTJ/PCE/J15061 | PE 15.06 BLOK D2 (2) (F1) |  |  | Fail | Please check "Use"
378220379 | TNB | DISTRIBUTION | WP PUTRAJAYA & CYBERJAYA | Existing | 11 kV |  | RYB | VPTJ/PCE/J15062 | PE 15.06 BLOK D2 (2) (F2) |  |  | Fail | Please check "Use"
378220380 | TNB | DISTRIBUTION | WP PUTRAJAYA & CYBERJAYA | Existing | 11 kV |  | RYB | VPTJ/PCE/J15062 | PE 15.06 BLOK D2 (2) (F2) |  |  | Fail | Please check "Use"
378220385 | TNB | DISTRIBUTION | WP PUTRAJAYA & CYBERJAYA | Existing | 11 kV |  | RYB | VPTJ/PCE/J15062 | PE 15.06 BLOK D2 (2) (F2) |  |  | Fail | Please check "Use"
378220391 | TNB | DISTRIBUTION | WP PUTRAJAYA & CYBERJAYA | Existing | 11 kV |  | RYB | VPTJ/PCE/J15062 | PE 15.06 BLOK D2 (2) (F2) |  |  | Fail | Please check "Use"
378220392 | TNB | DISTRIBUTION | WP PUTRAJAYA & CYBERJAYA | Existing | 11 kV |  | RYB | VPTJ/PCE/J15062 | PE 15.06 BLOK D2 (2) (F2) |  |  | Fail | Please check "Use"
378220396 | TNB | DISTRIBUTION | WP PUTRAJAYA & CYBERJAYA | Existing | 11 kV |  | RYB | VPTJ/PCE/J15062 | PE 15.06 BLOK D2 (2) (F2) |  |  | Fail | Please check "Use"
378220399 | TNB | DISTRIBUTION | WP PUTRAJAYA & CYBERJAYA | Existing | 11 kV |  | RYB | VPTJ/PCE/J15062 | PE 15.06 BLOK D2 (2) (F2) |  |  | Fail | Please check "Use"
378220400 | TNB | DISTRIBUTION | WP PUTRAJAYA & CYBERJAYA | Existing | 11 kV |  | RYB | VPTJ/PCE/J15062 | PE 15.06 BLOK D2 (2) (F2) |  |  | Fail | Please check "Use"
378224289 | TNB | DISTRIBUTION | WP PUTRAJAYA & CYBERJAYA | Existing | 11 kV |  | RYB | VCBJ/PCE/J24251 | PE 24.25 CRYSTAL VILLE 2 |  |  | Fail | Please check "Use"
378224290 | TNB | DISTRIBUTION | WP PUTRAJAYA & CYBERJAYA | Existing | 11 kV |  | RYB | VCBJ/PCE/J24251 | PE 24.25 CRYSTAL VILLE 2 |  |  | Fail | Please check "Use"
378224295 | TNB | DISTRIBUTION | WP PUTRAJAYA & CYBERJAYA | Existing | 11 kV |  | RYB | VCBJ/PCE/J24251 | PE 24.25 CRYSTAL VILLE 2 |  |  | Fail | Please check "Use"
378224301 | TNB | DISTRIBUTION | WP PUTRAJAYA & CYBERJAYA | Existing | 11 kV |  | RYB | VCBJ/PCE/J24251 | PE 24.25 CRYSTAL VILLE 2 |  |  | Fail | Please check "Use"
378224302 | TNB | DISTRIBUTION | WP PUTRAJAYA & CYBERJAYA | Existing | 11 kV |  | RYB | VCBJ/PCE/J24251 | PE 24.25 CRYSTAL VILLE 2 |  |  | Fail | Please check "Use"
378224306 | TNB | DISTRIBUTION | WP PUTRAJAYA & CYBERJAYA | Existing | 11 kV |  | RYB | VCBJ/PCE/J24251 | PE 24.25 CRYSTAL VILLE 2 |  |  | Fail | Please check "Use"
378224309 | TNB | DISTRIBUTION | WP PUTRAJAYA & CYBERJAYA | Existing | 11 kV |  | RYB | VCBJ/PCE/J24251 | PE 24.25 CRYSTAL VILLE 2 |  |  | Fail | Please check "Use"
378224310 | TNB | DISTRIBUTION | WP PUTRAJAYA & CYBERJAYA | Existing | 11 kV |  | RYB | VCBJ/PCE/J24251 | PE 24.25 CRYSTAL VILLE 2 |  |  | Fail | Please check "Use"
378224741 | TNB | DISTRIBUTION | WP PUTRAJAYA & CYBERJAYA | Existing | 11 kV |  | RYB | VCBJ/PCE/J24241 | PE 24.24 CRYSTAL VILLE 1 |  |  | Fail | Please check "Use"
378224742 | TNB | DISTRIBUTION | WP PUTRAJAYA & CYBERJAYA | Existing | 11 kV |  | RYB | VCBJ/PCE/J24241 | PE 24.24 CRYSTAL VILLE 1 |  |  | Fail | Please check "Use"
378224743 | TNB | DISTRIBUTION | WP PUTRAJAYA & CYBERJAYA | Existing | 11 kV |  | RYB | VCBJ/PCE/J24241 | PE 24.24 CRYSTAL VILLE 1 |  |  | Fail | Please check "Use"
378224750 | TNB | DISTRIBUTION | WP PUTRAJAYA & CYBERJAYA | Existing | 11 kV |  | RYB | VCBJ/PCE/J24241 | PE 24.24 CRYSTAL VILLE 1 |  |  | Fail | Please check "Use"
378224753 | TNB | DISTRIBUTION | WP PUTRAJAYA & CYBERJAYA | Existing | 11 kV |  | RYB | VCBJ/PCE/J24241 | PE 24.24 CRYSTAL VILLE 1 |  |  | Fail | Please check "Use"
378224754 | TNB | DISTRIBUTION | WP PUTRAJAYA & CYBERJAYA | Existing | 11 kV |  | RYB | VCBJ/PCE/J24241 | PE 24.24 CRYSTAL VILLE 1 |  |  | Fail | Please check "Use"
378224755 | TNB | DISTRIBUTION | WP PUTRAJAYA & CYBERJAYA | Existing | 11 kV |  | RYB | VCBJ/PCE/J24241 | PE 24.24 CRYSTAL VILLE 1 |  |  | Fail | Please check "Use"
378224757 | TNB | DISTRIBUTION | WP PUTRAJAYA & CYBERJAYA | Existing | 11 kV |  | RYB | VCBJ/PCE/J24241 | PE 24.24 CRYSTAL VILLE 1 |  |  | Fail | Please check "Use"
378224758 | TNB | DISTRIBUTION | WP PUTRAJAYA & CYBERJAYA | Existing | 11 kV |  | RYB | VCBJ/PCE/J24241 | PE 24.24 CRYSTAL VILLE 1 |  |  | Fail | Please check "Use"
378224760 | TNB | DISTRIBUTION | WP PUTRAJAYA & CYBERJAYA | Existing | 11 kV |  | RYB | VCBJ/PCE/J24241 | PE 24.24 CRYSTAL VILLE 1 |  |  | Fail | Please check "Use"
378224768 | TNB | DISTRIBUTION | WP PUTRAJAYA & CYBERJAYA | Existing | 11 kV |  | RYB | VCBJ/PCE/J24241 | PE 24.24 CRYSTAL VILLE 1 |  |  | Fail | Please check "Use"
378224917 | TNB | DISTRIBUTION | WP PUTRAJAYA & CYBERJAYA | Existing | 11 kV |  | RYB | VCBJ/PCE/J25081 | SS 25.08 NTT 3 F1 |  |  | Fail | Please check "Use"
378224921 | TNB | DISTRIBUTION | WP PUTRAJAYA & CYBERJAYA | Existing | 11 kV |  | RYB | VCBJ/PCE/J25081 | SS 25.08 NTT 3 F1 |  |  | Fail | Please check "Use"
378224925 | TNB | DISTRIBUTION | WP PUTRAJAYA & CYBERJAYA | Existing | 11 kV |  | RYB | VCBJ/PCE/J25081 | SS 25.08 NTT 3 F1 |  |  | Fail | Please check "Use"
378224927 | TNB | DISTRIBUTION | WP PUTRAJAYA & CYBERJAYA | Existing | 11 kV |  | RYB | VCBJ/PCE/J25081 | SS 25.08 NTT 3 F1 |  |  | Fail | Please check "Use"
378224929 | TNB | DISTRIBUTION | WP PUTRAJAYA & CYBERJAYA | Existing | 11 kV |  | RYB | VCBJ/PCE/J25081 | SS 25.08 NTT 3 F1 |  |  | Fail | Please check "Use"
378224935 | TNB | DISTRIBUTION | WP PUTRAJAYA & CYBERJAYA | Existing | 11 kV |  | RYB | VCBJ/PCE/J25081 | SS 25.08 NTT 3 F1 |  |  | Fail | Please check "Use"
378224937 | TNB | DISTRIBUTION | WP PUTRAJAYA & CYBERJAYA | Existing | 11 kV |  | RYB | VCBJ/PCE/J25081 | SS 25.08 NTT 3 F1 |  |  | Fail | Please check "Use"
378224940 | TNB | DISTRIBUTION | WP PUTRAJAYA & CYBERJAYA | Existing | 11 kV |  | RYB | VCBJ/PCE/J25081 | SS 25.08 NTT 3 F1 |  |  | Fail | Please check "Use"
378224958 | TNB | DISTRIBUTION | WP PUTRAJAYA & CYBERJAYA | Existing | 11 kV |  | RYB | VCBJ/PCE/J25082 | SS 25.08 NTT 3 F2 |  |  | Fail | Please check "Use"
378224962 | TNB | DISTRIBUTION | WP PUTRAJAYA & CYBERJAYA | Existing | 11 kV |  | RYB | VCBJ/PCE/J25082 | SS 25.08 NTT 3 F2 |  |  | Fail | Please check "Use"
378224966 | TNB | DISTRIBUTION | WP PUTRAJAYA & CYBERJAYA | Existing | 11 kV |  | RYB | VCBJ/PCE/J25082 | SS 25.08 NTT 3 F2 |  |  | Fail | Please check "Use"
378224968 | TNB | DISTRIBUTION | WP PUTRAJAYA & CYBERJAYA | Existing | 11 kV |  | RYB | VCBJ/PCE/J25082 | SS 25.08 NTT 3 F2 |  |  | Fail | Please check "Use"
378224970 | TNB | DISTRIBUTION | WP PUTRAJAYA & CYBERJAYA | Existing | 11 kV |  | RYB | VCBJ/PCE/J25082 | SS 25.08 NTT 3 F2 |  |  | Fail | Please check "Use"
378224976 | TNB | DISTRIBUTION | WP PUTRAJAYA & CYBERJAYA | Existing | 11 kV |  | RYB | VCBJ/PCE/J25082 | SS 25.08 NTT 3 F2 |  |  | Fail | Please check "Use"
378224978 | TNB | DISTRIBUTION | WP PUTRAJAYA & CYBERJAYA | Existing | 11 kV |  | RYB | VCBJ/PCE/J25082 | SS 25.08 NTT 3 F2 |  |  | Fail | Please check "Use"
378224981 | TNB | DISTRIBUTION | WP PUTRAJAYA & CYBERJAYA | Existing | 11 kV |  | RYB | VCBJ/PCE/J25082 | SS 25.08 NTT 3 F2 |  |  | Fail | Please check "Use"
378225006 | TNB | DISTRIBUTION | WP PUTRAJAYA & CYBERJAYA | Existing | 11 kV |  | RYB | VCBJ/PCE/J21341 | PE 21.34 PS5 F1 |  |  | Fail | Please check "Use"
378225007 | TNB | DISTRIBUTION | WP PUTRAJAYA & CYBERJAYA | Existing | 11 kV |  | RYB | VCBJ/PCE/J21341 | PE 21.34 PS5 F1 |  |  | Fail | Please check "Use"
378225012 | TNB | DISTRIBUTION | WP PUTRAJAYA & CYBERJAYA | Existing | 11 kV |  | RYB | VCBJ/PCE/J21341 | PE 21.34 PS5 F1 |  |  | Fail | Please check "Use"
378225018 | TNB | DISTRIBUTION | WP PUTRAJAYA & CYBERJAYA | Existing | 11 kV |  | RYB | VCBJ/PCE/J21341 | PE 21.34 PS5 F1 |  |  | Fail | Please check "Use"
378225019 | TNB | DISTRIBUTION | WP PUTRAJAYA & CYBERJAYA | Existing | 11 kV |  | RYB | VCBJ/PCE/J21341 | PE 21.34 PS5 F1 |  |  | Fail | Please check "Use"
378225023 | TNB | DISTRIBUTION | WP PUTRAJAYA & CYBERJAYA | Existing | 11 kV |  | RYB | VCBJ/PCE/J21341 | PE 21.34 PS5 F1 |  |  | Fail | Please check "Use"
378225026 | TNB | DISTRIBUTION | WP PUTRAJAYA & CYBERJAYA | Existing | 11 kV |  | RYB | VCBJ/PCE/J21341 | PE 21.34 PS5 F1 |  |  | Fail | Please check "Use"
378225027 | TNB | DISTRIBUTION | WP PUTRAJAYA & CYBERJAYA | Existing | 11 kV |  | RYB | VCBJ/PCE/J21341 | PE 21.34 PS5 F1 |  |  | Fail | Please check "Use"
378225029 | TNB | DISTRIBUTION | WP PUTRAJAYA & CYBERJAYA | Existing | 11 kV |  | RYB | VCBJ/PCE/J21342 | PE 21.34 PS5 F2 |  |  | Fail | Please check "Use"
378225030 | TNB | DISTRIBUTION | WP PUTRAJAYA & CYBERJAYA | Existing | 11 kV |  | RYB | VCBJ/PCE/J21342 | PE 21.34 PS5 F2 |  |  | Fail | Please check "Use"
378225035 | TNB | DISTRIBUTION | WP PUTRAJAYA & CYBERJAYA | Existing | 11 kV |  | RYB | VCBJ/PCE/J21342 | PE 21.34 PS5 F2 |  |  | Fail | Please check "Use"
378225041 | TNB | DISTRIBUTION | WP PUTRAJAYA & CYBERJAYA | Existing | 11 kV |  | RYB | VCBJ/PCE/J21342 | PE 21.34 PS5 F2 |  |  | Fail | Please check "Use"
378225042 | TNB | DISTRIBUTION | WP PUTRAJAYA & CYBERJAYA | Existing | 11 kV |  | RYB | VCBJ/PCE/J21342 | PE 21.34 PS5 F2 |  |  | Fail | Please check "Use"
378225046 | TNB | DISTRIBUTION | WP PUTRAJAYA & CYBERJAYA | Existing | 11 kV |  | RYB | VCBJ/PCE/J21342 | PE 21.34 PS5 F2 |  |  | Fail | Please check "Use"
378225049 | TNB | DISTRIBUTION | WP PUTRAJAYA & CYBERJAYA | Existing | 11 kV |  | RYB | VCBJ/PCE/J21342 | PE 21.34 PS5 F2 |  |  | Fail | Please check "Use"
378225050 | TNB | DISTRIBUTION | WP PUTRAJAYA & CYBERJAYA | Existing | 11 kV |  | RYB | VCBJ/PCE/J21342 | PE 21.34 PS5 F2 |  |  | Fail | Please check "Use"
378225194 | TNB | DISTRIBUTION | WP PUTRAJAYA & CYBERJAYA | Existing | 33 kV |  | RYB | VCBJ/SSU/G00003 | SSU GOOGLE |  |  | Fail | Please check "Use"
378225198 | TNB | DISTRIBUTION | WP PUTRAJAYA & CYBERJAYA | Existing | 33 kV |  | RYB | VCBJ/SSU/G00003 | SSU GOOGLE |  |  | Fail | Please check "Use"
378225200 | TNB | DISTRIBUTION | WP PUTRAJAYA & CYBERJAYA | Existing | 33 kV |  | RYB | VCBJ/SSU/G00003 | SSU GOOGLE |  |  | Fail | Please check "Use"
378225201 | TNB | DISTRIBUTION | WP PUTRAJAYA & CYBERJAYA | Existing | 33 kV |  | RYB | VCBJ/SSU/G00003 | SSU GOOGLE |  |  | Fail | Please check "Use"
378225203 | TNB | DISTRIBUTION | WP PUTRAJAYA & CYBERJAYA | Existing | 33 kV |  | RYB | VCBJ/SSU/G00003 | SSU GOOGLE |  |  | Fail | Please check "Use"
378225207 | TNB | DISTRIBUTION | WP PUTRAJAYA & CYBERJAYA | Existing | 33 kV |  | RYB | VCBJ/SSU/G00003 | SSU GOOGLE |  |  | Fail | Please check "Use"
378225210 | TNB | DISTRIBUTION | WP PUTRAJAYA & CYBERJAYA | Existing | 33 kV |  | RYB | VCBJ/SSU/G00003 | SSU GOOGLE |  |  | Fail | Please check "Use"
378225216 | TNB | DISTRIBUTION | WP PUTRAJAYA & CYBERJAYA | Existing | 33 kV |  | RYB | VCBJ/SSU/G00003 | SSU GOOGLE |  |  | Fail | Please check "Use"
378225217 | TNB | DISTRIBUTION | WP PUTRAJAYA & CYBERJAYA | Existing | 33 kV |  | RYB | VCBJ/SSU/G00003 | SSU GOOGLE |  |  | Fail | Please check "Use"
378225218 | TNB | DISTRIBUTION | WP PUTRAJAYA & CYBERJAYA | Existing | 33 kV |  | RYB | VCBJ/SSU/G00003 | SSU GOOGLE |  |  | Fail | Please check "Use"
378225225 | TNB | DISTRIBUTION | WP PUTRAJAYA & CYBERJAYA | Existing | 33 kV |  | RYB | VCBJ/SSU/G00003 | SSU GOOGLE |  |  | Fail | Please check "Use"
378225226 | TNB | DISTRIBUTION | WP PUTRAJAYA & CYBERJAYA | Existing | 33 kV |  | RYB | VCBJ/SSU/G00003 | SSU GOOGLE |  |  | Fail | Please check "Use"
378225238 | TNB | DISTRIBUTION | WP PUTRAJAYA & CYBERJAYA | Existing | 33 kV |  | RYB | VCBJ/SSU/G00003 | SSU GOOGLE |  |  | Fail | Please check "Use"
378225239 | TNB | DISTRIBUTION | WP PUTRAJAYA & CYBERJAYA | Existing | 33 kV |  | RYB | VCBJ/SSU/G00003 | SSU GOOGLE |  |  | Fail | Please check "Use"
378225242 | TNB | DISTRIBUTION | WP PUTRAJAYA & CYBERJAYA | Existing | 33 kV |  | RYB | VCBJ/SSU/G00003 | SSU GOOGLE | M |  | Fail | Please check "Use"
378225247 | TNB | DISTRIBUTION | WP PUTRAJAYA & CYBERJAYA | Existing | 33 kV |  | RYB | VCBJ/SSU/G00003 | SSU GOOGLE |  |  | Fail | Please check "Use"
378225249 | TNB | DISTRIBUTION | WP PUTRAJAYA & CYBERJAYA | Existing | 33 kV |  | RYB | VCBJ/SSU/G00003 | SSU GOOGLE |  |  | Fail | Please check "Use"
378225253 | TNB | DISTRIBUTION | WP PUTRAJAYA & CYBERJAYA | Existing | 33 kV |  | RYB | VCBJ/SSU/G00003 | SSU GOOGLE |  |  | Fail | Please check "Use"
378225254 | TNB | DISTRIBUTION | WP PUTRAJAYA & CYBERJAYA | Existing | 33 kV |  | RYB | VCBJ/SSU/G00003 | SSU GOOGLE |  |  | Fail | Please check "Use"
378225255 | TNB | DISTRIBUTION | WP PUTRAJAYA & CYBERJAYA | Existing | 33 kV |  | RYB | VCBJ/SSU/G00003 | SSU GOOGLE |  |  | Fail | Please check "Use"
378225259 | TNB | DISTRIBUTION | WP PUTRAJAYA & CYBERJAYA | Existing | 33 kV |  | RYB | VCBJ/SSU/G00003 | SSU GOOGLE |  |  | Fail | Please check "Use"
378225263 | TNB | DISTRIBUTION | WP PUTRAJAYA & CYBERJAYA | Existing | 33 kV |  | RYB | VCBJ/SSU/G00003 | SSU GOOGLE |  |  | Fail | Please check "Use"
378225264 | TNB | DISTRIBUTION | WP PUTRAJAYA & CYBERJAYA | Existing | 33 kV |  | RYB | VCBJ/SSU/G00003 | SSU GOOGLE |  |  | Fail | Please check "Use"
378225265 | TNB | DISTRIBUTION | WP PUTRAJAYA & CYBERJAYA | Existing | 33 kV |  | RYB | VCBJ/SSU/G00003 | SSU GOOGLE |  |  | Fail | Please check "Use"
378225266 | TNB | DISTRIBUTION | WP PUTRAJAYA & CYBERJAYA | Existing | 33 kV |  | RYB | VCBJ/SSU/G00003 | SSU GOOGLE |  |  | Fail | Please check "Use"
378225267 | TNB | DISTRIBUTION | WP PUTRAJAYA & CYBERJAYA | Existing | 33 kV |  | RYB | VCBJ/SSU/G00003 | SSU GOOGLE |  |  | Fail | Please check "Use"
378225270 | TNB | DISTRIBUTION | WP PUTRAJAYA & CYBERJAYA | Existing | 33 kV |  | RYB | VCBJ/SSU/G00003 | SSU GOOGLE |  |  | Fail | Please check "Use"
378225271 | TNB | DISTRIBUTION | WP PUTRAJAYA & CYBERJAYA | Existing | 33 kV |  | RYB | VCBJ/SSU/G00003 | SSU GOOGLE |  |  | Fail | Please check "Use"
378225272 | TNB | DISTRIBUTION | WP PUTRAJAYA & CYBERJAYA | Existing | 33 kV |  | RYB | VCBJ/SSU/G00003 | SSU GOOGLE |  |  | Fail | Please check "Use"
378225273 | TNB | DISTRIBUTION | WP PUTRAJAYA & CYBERJAYA | Existing | 33 kV |  | RYB | VCBJ/SSU/G00003 | SSU GOOGLE |  |  | Fail | Please check "Use"
378225274 | TNB | DISTRIBUTION | WP PUTRAJAYA & CYBERJAYA | Existing | 33 kV |  | RYB | VCBJ/SSU/G00003 | SSU GOOGLE |  |  | Fail | Please check "Use"
378225276 | TNB | DISTRIBUTION | WP PUTRAJAYA & CYBERJAYA | Existing | 33 kV |  | RYB | VCBJ/SSU/G00003 | SSU GOOGLE |  |  | Fail | Please check "Use"
378225277 | TNB | DISTRIBUTION | WP PUTRAJAYA & CYBERJAYA | Existing | 33 kV |  | RYB | VCBJ/SSU/G00003 | SSU GOOGLE |  |  | Fail | Please check "Use"
378225279 | TNB | DISTRIBUTION | WP PUTRAJAYA & CYBERJAYA | Existing | 33 kV |  | RYB | VCBJ/SSU/G00003 | SSU GOOGLE |  |  | Fail | Please check "Use"
378225280 | TNB | DISTRIBUTION | WP PUTRAJAYA & CYBERJAYA | Existing | 33 kV |  | RYB | VCBJ/SSU/G00003 | SSU GOOGLE |  |  | Fail | Please check "Use"
378225283 | TNB | DISTRIBUTION | WP PUTRAJAYA & CYBERJAYA | Existing | 33 kV |  | RYB | VCBJ/SSU/G00003 | SSU GOOGLE |  |  | Fail | Please check "Use"
378225285 | TNB | DISTRIBUTION | WP PUTRAJAYA & CYBERJAYA | Existing | 33 kV |  | RYB | VCBJ/SSU/G00003 | SSU GOOGLE |  |  | Fail | Please check "Use"
378225294 | TNB | DISTRIBUTION | WP PUTRAJAYA & CYBERJAYA | Existing | 33 kV |  | RYB | VCBJ/SSU/G00003 | SSU GOOGLE |  |  | Fail | Please check "Use"
378225295 | TNB | DISTRIBUTION | WP PUTRAJAYA & CYBERJAYA | Existing | 33 kV |  | RYB | VCBJ/SSU/G00003 | SSU GOOGLE |  |  | Fail | Please check "Use"
378225297 | TNB | DISTRIBUTION | WP PUTRAJAYA & CYBERJAYA | Existing | 33 kV |  | RYB | VCBJ/SSU/G00003 | SSU GOOGLE |  |  | Fail | Please check "Use"
378225298 | TNB | DISTRIBUTION | WP PUTRAJAYA & CYBERJAYA | Existing | 33 kV |  | RYB | VCBJ/SSU/G00003 | SSU GOOGLE |  |  | Fail | Please check "Use"
378225300 | TNB | DISTRIBUTION | WP PUTRAJAYA & CYBERJAYA | Existing | 33 kV |  | RYB | VCBJ/SSU/G00003 | SSU GOOGLE |  |  | Fail | Please check "Use"
378225301 | TNB | DISTRIBUTION | WP PUTRAJAYA & CYBERJAYA | Existing | 33 kV |  | RYB | VCBJ/SSU/G00003 | SSU GOOGLE |  |  | Fail | Please check "Use"
378225302 | TNB | DISTRIBUTION | WP PUTRAJAYA & CYBERJAYA | Existing | 33 kV |  | RYB | VCBJ/SSU/G00003 | SSU GOOGLE |  |  | Fail | Please check "Use"
378225304 | TNB | DISTRIBUTION | WP PUTRAJAYA & CYBERJAYA | Existing | 33 kV |  | RYB | VCBJ/SSU/G00003 | SSU GOOGLE | R |  | Fail | Please check "Use"
378225305 | TNB | DISTRIBUTION | WP PUTRAJAYA & CYBERJAYA | Existing | 33 kV |  | RYB | VCBJ/SSU/G00003 | SSU GOOGLE |  |  | Fail | Please check "Use"
378225308 | TNB | DISTRIBUTION | WP PUTRAJAYA & CYBERJAYA | Existing | 33 kV |  | RYB | VCBJ/SSU/G00003 | SSU GOOGLE |  |  | Fail | Please check "Use"
378225310 | TNB | DISTRIBUTION | WP PUTRAJAYA & CYBERJAYA | Existing | 33 kV |  | RYB | VCBJ/SSU/G00003 | SSU GOOGLE |  |  | Fail | Please check "Use"
378225311 | TNB | DISTRIBUTION | WP PUTRAJAYA & CYBERJAYA | Existing | 33 kV |  | RYB | VCBJ/SSU/G00003 | SSU GOOGLE |  |  | Fail | Please check "Use"
378225312 | TNB | DISTRIBUTION | WP PUTRAJAYA & CYBERJAYA | Existing | 33 kV |  | RYB | VCBJ/SSU/G00003 | SSU GOOGLE |  |  | Fail | Please check "Use"
378225313 | TNB | DISTRIBUTION | WP PUTRAJAYA & CYBERJAYA | Existing | 33 kV |  | RYB | VCBJ/SSU/G00003 | SSU GOOGLE |  |  | Fail | Please check "Use"
378225315 | TNB | DISTRIBUTION | WP PUTRAJAYA & CYBERJAYA | Existing | 33 kV |  | RYB | VCBJ/SSU/G00003 | SSU GOOGLE |  |  | Fail | Please check "Use"
378225319 | TNB | DISTRIBUTION | WP PUTRAJAYA & CYBERJAYA | Existing | 33 kV |  | RYB | VCBJ/SSU/G00003 | SSU GOOGLE |  |  | Fail | Please check "Use"
378225321 | TNB | DISTRIBUTION | WP PUTRAJAYA & CYBERJAYA | Existing | 33 kV |  | RYB | VCBJ/SSU/G00003 | SSU GOOGLE |  |  | Fail | Please check "Use"
378225324 | TNB | DISTRIBUTION | WP PUTRAJAYA & CYBERJAYA | Existing | 33 kV |  | RYB | VCBJ/SSU/G00003 | SSU GOOGLE |  |  | Fail | Please check "Use"
378225326 | TNB | DISTRIBUTION | WP PUTRAJAYA & CYBERJAYA | Existing | 33 kV |  | RYB | VCBJ/SSU/G00003 | SSU GOOGLE |  |  | Fail | Please check "Use"
378225329 | TNB | DISTRIBUTION | WP PUTRAJAYA & CYBERJAYA | Existing | 33 kV |  | RYB | VCBJ/SSU/G00003 | SSU GOOGLE |  |  | Fail | Please check "Use"
378225331 | TNB | DISTRIBUTION | WP PUTRAJAYA & CYBERJAYA | Existing | 33 kV |  | RYB | VCBJ/SSU/G00003 | SSU GOOGLE |  |  | Fail | Please check "Use"
378225333 | TNB | DISTRIBUTION | WP PUTRAJAYA & CYBERJAYA | Existing | 33 kV |  | RYB | VCBJ/SSU/G00003 | SSU GOOGLE |  |  | Fail | Please check "Use"
378225334 | TNB | DISTRIBUTION | WP PUTRAJAYA & CYBERJAYA | Existing | 33 kV |  | RYB | VCBJ/SSU/G00003 | SSU GOOGLE |  |  | Fail | Please check "Use"
378225335 | TNB | DISTRIBUTION | WP PUTRAJAYA & CYBERJAYA | Existing | 33 kV |  | RYB | VCBJ/SSU/G00003 | SSU GOOGLE |  |  | Fail | Please check "Use"
378225337 | TNB | DISTRIBUTION | WP PUTRAJAYA & CYBERJAYA | Existing | 33 kV |  | RYB | VCBJ/SSU/G00003 | SSU GOOGLE |  |  | Fail | Please check "Use"
378225342 | TNB | DISTRIBUTION | WP PUTRAJAYA & CYBERJAYA | Existing | 33 kV |  | RYB | VCBJ/SSU/G00003 | SSU GOOGLE |  |  | Fail | Please check "Use"
378284224 | TNB | DISTRIBUTION | WP PUTRAJAYA & CYBERJAYA | Existing | 11 kV |  | RYB | VPTJ/PCE/J01071 | SS 1.07 JPM B1 JPM B8 (F1) |  |  | Fail | Please check "Use"
378284225 | TNB | DISTRIBUTION | WP PUTRAJAYA & CYBERJAYA | Existing | 11 kV |  | RYB | VPTJ/PCE/J01071 | SS 1.07 JPM B1 JPM B8 (F1) |  |  | Fail | Please check "Use"
378284226 | TNB | DISTRIBUTION | WP PUTRAJAYA & CYBERJAYA | Existing | 11 kV |  | RYB | VPTJ/PCE/J01071 | SS 1.07 JPM B1 JPM B8 (F1) |  |  | Fail | Please check "Use"
378284233 | TNB | DISTRIBUTION | WP PUTRAJAYA & CYBERJAYA | Existing | 11 kV |  | RYB | VPTJ/PCE/J01071 | SS 1.07 JPM B1 JPM B8 (F1) |  |  | Fail | Please check "Use"
378284236 | TNB | DISTRIBUTION | WP PUTRAJAYA & CYBERJAYA | Existing | 11 kV |  | RYB | VPTJ/PCE/J01071 | SS 1.07 JPM B1 JPM B8 (F1) |  |  | Fail | Please check "Use"
378284237 | TNB | DISTRIBUTION | WP PUTRAJAYA & CYBERJAYA | Existing | 11 kV |  | RYB | VPTJ/PCE/J01071 | SS 1.07 JPM B1 JPM B8 (F1) |  |  | Fail | Please check "Use"
378284238 | TNB | DISTRIBUTION | WP PUTRAJAYA & CYBERJAYA | Existing | 11 kV |  | RYB | VPTJ/PCE/J01071 | SS 1.07 JPM B1 JPM B8 (F1) |  |  | Fail | Please check "Use"
378284240 | TNB | DISTRIBUTION | WP PUTRAJAYA & CYBERJAYA | Existing | 11 kV |  | RYB | VPTJ/PCE/J01071 | SS 1.07 JPM B1 JPM B8 (F1) |  |  | Fail | Please check "Use"
378284241 | TNB | DISTRIBUTION | WP PUTRAJAYA & CYBERJAYA | Existing | 11 kV |  | RYB | VPTJ/PCE/J01071 | SS 1.07 JPM B1 JPM B8 (F1) |  |  | Fail | Please check "Use"
378284243 | TNB | DISTRIBUTION | WP PUTRAJAYA & CYBERJAYA | Existing | 11 kV |  | RYB | VPTJ/PCE/J01071 | SS 1.07 JPM B1 JPM B8 (F1) |  |  | Fail | Please check "Use"
378284251 | TNB | DISTRIBUTION | WP PUTRAJAYA & CYBERJAYA | Existing | 11 kV |  | RYB | VPTJ/PCE/J01071 | SS 1.07 JPM B1 JPM B8 (F1) |  |  | Fail | Please check "Use"
378284395 | TNB | DISTRIBUTION | WP PUTRAJAYA & CYBERJAYA | Existing | 11 kV |  | RYB | VPTJ/PCE/J01072 | SS 1.07 JPM B1 JPM B8 (F2) |  |  | Fail | Please check "Use"
378284396 | TNB | DISTRIBUTION | WP PUTRAJAYA & CYBERJAYA | Existing | 11 kV |  | RYB | VPTJ/PCE/J01072 | SS 1.07 JPM B1 JPM B8 (F2) |  |  | Fail | Please check "Use"
378284397 | TNB | DISTRIBUTION | WP PUTRAJAYA & CYBERJAYA | Existing | 11 kV |  | RYB | VPTJ/PCE/J01072 | SS 1.07 JPM B1 JPM B8 (F2) |  |  | Fail | Please check "Use"
378284404 | TNB | DISTRIBUTION | WP PUTRAJAYA & CYBERJAYA | Existing | 11 kV |  | RYB | VPTJ/PCE/J01072 | SS 1.07 JPM B1 JPM B8 (F2) |  |  | Fail | Please check "Use"
378284407 | TNB | DISTRIBUTION | WP PUTRAJAYA & CYBERJAYA | Existing | 11 kV |  | RYB | VPTJ/PCE/J01072 | SS 1.07 JPM B1 JPM B8 (F2) |  |  | Fail | Please check "Use"
378284408 | TNB | DISTRIBUTION | WP PUTRAJAYA & CYBERJAYA | Existing | 11 kV |  | RYB | VPTJ/PCE/J01072 | SS 1.07 JPM B1 JPM B8 (F2) |  |  | Fail | Please check "Use"
378284409 | TNB | DISTRIBUTION | WP PUTRAJAYA & CYBERJAYA | Existing | 11 kV |  | RYB | VPTJ/PCE/J01072 | SS 1.07 JPM B1 JPM B8 (F2) |  |  | Fail | Please check "Use"
378284411 | TNB | DISTRIBUTION | WP PUTRAJAYA & CYBERJAYA | Existing | 11 kV |  | RYB | VPTJ/PCE/J01072 | SS 1.07 JPM B1 JPM B8 (F2) |  |  | Fail | Please check "Use"
378284412 | TNB | DISTRIBUTION | WP PUTRAJAYA & CYBERJAYA | Existing | 11 kV |  | RYB | VPTJ/PCE/J01072 | SS 1.07 JPM B1 JPM B8 (F2) |  |  | Fail | Please check "Use"
378284414 | TNB | DISTRIBUTION | WP PUTRAJAYA & CYBERJAYA | Existing | 11 kV |  | RYB | VPTJ/PCE/J01072 | SS 1.07 JPM B1 JPM B8 (F2) |  |  | Fail | Please check "Use"
378284422 | TNB | DISTRIBUTION | WP PUTRAJAYA & CYBERJAYA | Existing | 11 kV |  | RYB | VPTJ/PCE/J01072 | SS 1.07 JPM B1 JPM B8 (F2) |  |  | Fail | Please check "Use"
378284570 | TNB | DISTRIBUTION | WP PUTRAJAYA & CYBERJAYA | Existing | 11 kV |  | RYB | VPTJ/PCE/J01061 | SS 1.06 JPM B6 JPM B7 (F1) |  |  | Fail | Please check "Use"
378284571 | TNB | DISTRIBUTION | WP PUTRAJAYA & CYBERJAYA | Existing | 11 kV |  | RYB | VPTJ/PCE/J01061 | SS 1.06 JPM B6 JPM B7 (F1) |  |  | Fail | Please check "Use"
378284572 | TNB | DISTRIBUTION | WP PUTRAJAYA & CYBERJAYA | Existing | 11 kV |  | RYB | VPTJ/PCE/J01061 | SS 1.06 JPM B6 JPM B7 (F1) |  |  | Fail | Please check "Use"
378284579 | TNB | DISTRIBUTION | WP PUTRAJAYA & CYBERJAYA | Existing | 11 kV |  | RYB | VPTJ/PCE/J01061 | SS 1.06 JPM B6 JPM B7 (F1) |  |  | Fail | Please check "Use"
378284582 | TNB | DISTRIBUTION | WP PUTRAJAYA & CYBERJAYA | Existing | 11 kV |  | RYB | VPTJ/PCE/J01061 | SS 1.06 JPM B6 JPM B7 (F1) |  |  | Fail | Please check "Use"
378284583 | TNB | DISTRIBUTION | WP PUTRAJAYA & CYBERJAYA | Existing | 11 kV |  | RYB | VPTJ/PCE/J01061 | SS 1.06 JPM B6 JPM B7 (F1) |  |  | Fail | Please check "Use"
378284584 | TNB | DISTRIBUTION | WP PUTRAJAYA & CYBERJAYA | Existing | 11 kV |  | RYB | VPTJ/PCE/J01061 | SS 1.06 JPM B6 JPM B7 (F1) |  |  | Fail | Please check "Use"
378284586 | TNB | DISTRIBUTION | WP PUTRAJAYA & CYBERJAYA | Existing | 11 kV |  | RYB | VPTJ/PCE/J01061 | SS 1.06 JPM B6 JPM B7 (F1) |  |  | Fail | Please check "Use"
378284587 | TNB | DISTRIBUTION | WP PUTRAJAYA & CYBERJAYA | Existing | 11 kV |  | RYB | VPTJ/PCE/J01061 | SS 1.06 JPM B6 JPM B7 (F1) |  |  | Fail | Please check "Use"
378284589 | TNB | DISTRIBUTION | WP PUTRAJAYA & CYBERJAYA | Existing | 11 kV |  | RYB | VPTJ/PCE/J01061 | SS 1.06 JPM B6 JPM B7 (F1) |  |  | Fail | Please check "Use"
378284597 | TNB | DISTRIBUTION | WP PUTRAJAYA & CYBERJAYA | Existing | 11 kV |  | RYB | VPTJ/PCE/J01061 | SS 1.06 JPM B6 JPM B7 (F1) |  |  | Fail | Please check "Use"
378284599 | TNB | DISTRIBUTION | WP PUTRAJAYA & CYBERJAYA | Existing | 11 kV |  | RYB | VPTJ/PCE/J01062 | SS 1.06 JPM B6 JPM B7 (F2) |  |  | Fail | Please check "Use"
378284600 | TNB | DISTRIBUTION | WP PUTRAJAYA & CYBERJAYA | Existing | 11 kV |  | RYB | VPTJ/PCE/J01062 | SS 1.06 JPM B6 JPM B7 (F2) |  |  | Fail | Please check "Use"
378284601 | TNB | DISTRIBUTION | WP PUTRAJAYA & CYBERJAYA | Existing | 11 kV |  | RYB | VPTJ/PCE/J01062 | SS 1.06 JPM B6 JPM B7 (F2) |  |  | Fail | Please check "Use"
378284608 | TNB | DISTRIBUTION | WP PUTRAJAYA & CYBERJAYA | Existing | 11 kV |  | RYB | VPTJ/PCE/J01062 | SS 1.06 JPM B6 JPM B7 (F2) |  |  | Fail | Please check "Use"
378284611 | TNB | DISTRIBUTION | WP PUTRAJAYA & CYBERJAYA | Existing | 11 kV |  | RYB | VPTJ/PCE/J01062 | SS 1.06 JPM B6 JPM B7 (F2) |  |  | Fail | Please check "Use"
378284612 | TNB | DISTRIBUTION | WP PUTRAJAYA & CYBERJAYA | Existing | 11 kV |  | RYB | VPTJ/PCE/J01062 | SS 1.06 JPM B6 JPM B7 (F2) |  |  | Fail | Please check "Use"
378284613 | TNB | DISTRIBUTION | WP PUTRAJAYA & CYBERJAYA | Existing | 11 kV |  | RYB | VPTJ/PCE/J01062 | SS 1.06 JPM B6 JPM B7 (F2) |  |  | Fail | Please check "Use"
378284615 | TNB | DISTRIBUTION | WP PUTRAJAYA & CYBERJAYA | Existing | 11 kV |  | RYB | VPTJ/PCE/J01062 | SS 1.06 JPM B6 JPM B7 (F2) |  |  | Fail | Please check "Use"
378284616 | TNB | DISTRIBUTION | WP PUTRAJAYA & CYBERJAYA | Existing | 11 kV |  | RYB | VPTJ/PCE/J01062 | SS 1.06 JPM B6 JPM B7 (F2) |  |  | Fail | Please check "Use"
378284618 | TNB | DISTRIBUTION | WP PUTRAJAYA & CYBERJAYA | Existing | 11 kV |  | RYB | VPTJ/PCE/J01062 | SS 1.06 JPM B6 JPM B7 (F2) |  |  | Fail | Please check "Use"
378284626 | TNB | DISTRIBUTION | WP PUTRAJAYA & CYBERJAYA | Existing | 11 kV |  | RYB | VPTJ/PCE/J01062 | SS 1.06 JPM B6 JPM B7 (F2) |  |  | Fail | Please check "Use"
378284629 | TNB | DISTRIBUTION | WP PUTRAJAYA & CYBERJAYA | Existing | 11 kV |  | RYB | VPTJ/PCE/J01051 | SS 1.05 JPM B5 (F1) |  |  | Fail | Please check "Use"
378284630 | TNB | DISTRIBUTION | WP PUTRAJAYA & CYBERJAYA | Existing | 11 kV |  | RYB | VPTJ/PCE/J01051 | SS 1.05 JPM B5 (F1) |  |  | Fail | Please check "Use"
378284635 | TNB | DISTRIBUTION | WP PUTRAJAYA & CYBERJAYA | Existing | 11 kV |  | RYB | VPTJ/PCE/J01051 | SS 1.05 JPM B5 (F1) |  |  | Fail | Please check "Use"
378284641 | TNB | DISTRIBUTION | WP PUTRAJAYA & CYBERJAYA | Existing | 11 kV |  | RYB | VPTJ/PCE/J01051 | SS 1.05 JPM B5 (F1) |  |  | Fail | Please check "Use"
378284642 | TNB | DISTRIBUTION | WP PUTRAJAYA & CYBERJAYA | Existing | 11 kV |  | RYB | VPTJ/PCE/J01051 | SS 1.05 JPM B5 (F1) |  |  | Fail | Please check "Use"
378284646 | TNB | DISTRIBUTION | WP PUTRAJAYA & CYBERJAYA | Existing | 11 kV |  | RYB | VPTJ/PCE/J01051 | SS 1.05 JPM B5 (F1) |  |  | Fail | Please check "Use"
378284649 | TNB | DISTRIBUTION | WP PUTRAJAYA & CYBERJAYA | Existing | 11 kV |  | RYB | VPTJ/PCE/J01051 | SS 1.05 JPM B5 (F1) |  |  | Fail | Please check "Use"
378284650 | TNB | DISTRIBUTION | WP PUTRAJAYA & CYBERJAYA | Existing | 11 kV |  | RYB | VPTJ/PCE/J01051 | SS 1.05 JPM B5 (F1) |  |  | Fail | Please check "Use"
378284681 | TNB | DISTRIBUTION | WP PUTRAJAYA & CYBERJAYA | Existing | 11 kV |  | RYB | VPTJ/PCE/J01052 | SS 1.05 JPM B5 (F2) |  |  | Fail | Please check "Use"
378284682 | TNB | DISTRIBUTION | WP PUTRAJAYA & CYBERJAYA | Existing | 11 kV |  | RYB | VPTJ/PCE/J01052 | SS 1.05 JPM B5 (F2) |  |  | Fail | Please check "Use"
378284687 | TNB | DISTRIBUTION | WP PUTRAJAYA & CYBERJAYA | Existing | 11 kV |  | RYB | VPTJ/PCE/J01052 | SS 1.05 JPM B5 (F2) |  |  | Fail | Please check "Use"
378284693 | TNB | DISTRIBUTION | WP PUTRAJAYA & CYBERJAYA | Existing | 11 kV |  | RYB | VPTJ/PCE/J01052 | SS 1.05 JPM B5 (F2) |  |  | Fail | Please check "Use"
378284694 | TNB | DISTRIBUTION | WP PUTRAJAYA & CYBERJAYA | Existing | 11 kV |  | RYB | VPTJ/PCE/J01052 | SS 1.05 JPM B5 (F2) |  |  | Fail | Please check "Use"
378284698 | TNB | DISTRIBUTION | WP PUTRAJAYA & CYBERJAYA | Existing | 11 kV |  | RYB | VPTJ/PCE/J01052 | SS 1.05 JPM B5 (F2) |  |  | Fail | Please check "Use"
378284701 | TNB | DISTRIBUTION | WP PUTRAJAYA & CYBERJAYA | Existing | 11 kV |  | RYB | VPTJ/PCE/J01052 | SS 1.05 JPM B5 (F2) |  |  | Fail | Please check "Use"
378284702 | TNB | DISTRIBUTION | WP PUTRAJAYA & CYBERJAYA | Existing | 11 kV |  | RYB | VPTJ/PCE/J01052 | SS 1.05 JPM B5 (F2) |  |  | Fail | Please check "Use"
378284750 | TNB | DISTRIBUTION | WP PUTRAJAYA & CYBERJAYA | Existing | 11 kV |  | RYB | VPTJ/PCE/J01081 | SS 1.08 C4 (F1) |  |  | Fail | Please check "Use"
378284751 | TNB | DISTRIBUTION | WP PUTRAJAYA & CYBERJAYA | Existing | 11 kV |  | RYB | VPTJ/PCE/J01081 | SS 1.08 C4 (F1) |  |  | Fail | Please check "Use"
378284756 | TNB | DISTRIBUTION | WP PUTRAJAYA & CYBERJAYA | Existing | 11 kV |  | RYB | VPTJ/PCE/J01081 | SS 1.08 C4 (F1) |  |  | Fail | Please check "Use"
378284762 | TNB | DISTRIBUTION | WP PUTRAJAYA & CYBERJAYA | Existing | 11 kV |  | RYB | VPTJ/PCE/J01081 | SS 1.08 C4 (F1) |  |  | Fail | Please check "Use"
378284763 | TNB | DISTRIBUTION | WP PUTRAJAYA & CYBERJAYA | Existing | 11 kV |  | RYB | VPTJ/PCE/J01081 | SS 1.08 C4 (F1) |  |  | Fail | Please check "Use"
378284767 | TNB | DISTRIBUTION | WP PUTRAJAYA & CYBERJAYA | Existing | 11 kV |  | RYB | VPTJ/PCE/J01081 | SS 1.08 C4 (F1) |  |  | Fail | Please check "Use"
378284770 | TNB | DISTRIBUTION | WP PUTRAJAYA & CYBERJAYA | Existing | 11 kV |  | RYB | VPTJ/PCE/J01081 | SS 1.08 C4 (F1) |  |  | Fail | Please check "Use"
378284771 | TNB | DISTRIBUTION | WP PUTRAJAYA & CYBERJAYA | Existing | 11 kV |  | RYB | VPTJ/PCE/J01081 | SS 1.08 C4 (F1) |  |  | Fail | Please check "Use"
378284844 | TNB | DISTRIBUTION | WP PUTRAJAYA & CYBERJAYA | Existing | 11 kV |  | RYB | VPTJ/PCE/J01082 | SS 1.08 C4 (F2) |  |  | Fail | Please check "Use"
378284845 | TNB | DISTRIBUTION | WP PUTRAJAYA & CYBERJAYA | Existing | 11 kV |  | RYB | VPTJ/PCE/J01082 | SS 1.08 C4 (F2) |  |  | Fail | Please check "Use"
378284850 | TNB | DISTRIBUTION | WP PUTRAJAYA & CYBERJAYA | Existing | 11 kV |  | RYB | VPTJ/PCE/J01082 | SS 1.08 C4 (F2) |  |  | Fail | Please check "Use"
378284856 | TNB | DISTRIBUTION | WP PUTRAJAYA & CYBERJAYA | Existing | 11 kV |  | RYB | VPTJ/PCE/J01082 | SS 1.08 C4 (F2) |  |  | Fail | Please check "Use"
378284857 | TNB | DISTRIBUTION | WP PUTRAJAYA & CYBERJAYA | Existing | 11 kV |  | RYB | VPTJ/PCE/J01082 | SS 1.08 C4 (F2) |  |  | Fail | Please check "Use"
378284861 | TNB | DISTRIBUTION | WP PUTRAJAYA & CYBERJAYA | Existing | 11 kV |  | RYB | VPTJ/PCE/J01082 | SS 1.08 C4 (F2) |  |  | Fail | Please check "Use"
378284864 | TNB | DISTRIBUTION | WP PUTRAJAYA & CYBERJAYA | Existing | 11 kV |  | RYB | VPTJ/PCE/J01082 | SS 1.08 C4 (F2) |  |  | Fail | Please check "Use"
378284865 | TNB | DISTRIBUTION | WP PUTRAJAYA & CYBERJAYA | Existing | 11 kV |  | RYB | VPTJ/PCE/J01082 | SS 1.08 C4 (F2) |  |  | Fail | Please check "Use"
378284890 | TNB | DISTRIBUTION | WP PUTRAJAYA & CYBERJAYA | Existing | 11 kV |  | RYB | VPTJ/PCE/J01091 | SS 1.09 C3 (F1) |  |  | Fail | Please check "Use"
378284891 | TNB | DISTRIBUTION | WP PUTRAJAYA & CYBERJAYA | Existing | 11 kV |  | RYB | VPTJ/PCE/J01091 | SS 1.09 C3 (F1) |  |  | Fail | Please check "Use"
378284896 | TNB | DISTRIBUTION | WP PUTRAJAYA & CYBERJAYA | Existing | 11 kV |  | RYB | VPTJ/PCE/J01091 | SS 1.09 C3 (F1) |  |  | Fail | Please check "Use"
378284902 | TNB | DISTRIBUTION | WP PUTRAJAYA & CYBERJAYA | Existing | 11 kV |  | RYB | VPTJ/PCE/J01091 | SS 1.09 C3 (F1) |  |  | Fail | Please check "Use"
378284903 | TNB | DISTRIBUTION | WP PUTRAJAYA & CYBERJAYA | Existing | 11 kV |  | RYB | VPTJ/PCE/J01091 | SS 1.09 C3 (F1) |  |  | Fail | Please check "Use"
378284907 | TNB | DISTRIBUTION | WP PUTRAJAYA & CYBERJAYA | Existing | 11 kV |  | RYB | VPTJ/PCE/J01091 | SS 1.09 C3 (F1) |  |  | Fail | Please check "Use"
378284910 | TNB | DISTRIBUTION | WP PUTRAJAYA & CYBERJAYA | Existing | 11 kV |  | RYB | VPTJ/PCE/J01091 | SS 1.09 C3 (F1) |  |  | Fail | Please check "Use"
378284911 | TNB | DISTRIBUTION | WP PUTRAJAYA & CYBERJAYA | Existing | 11 kV |  | RYB | VPTJ/PCE/J01091 | SS 1.09 C3 (F1) |  |  | Fail | Please check "Use"
378284984 | TNB | DISTRIBUTION | WP PUTRAJAYA & CYBERJAYA | Existing | 11 kV |  | RYB | VPTJ/PCE/J01092 | SS 1.09 C3 (F2) |  |  | Fail | Please check "Use"
378284985 | TNB | DISTRIBUTION | WP PUTRAJAYA & CYBERJAYA | Existing | 11 kV |  | RYB | VPTJ/PCE/J01092 | SS 1.09 C3 (F2) |  |  | Fail | Please check "Use"
378284990 | TNB | DISTRIBUTION | WP PUTRAJAYA & CYBERJAYA | Existing | 11 kV |  | RYB | VPTJ/PCE/J01092 | SS 1.09 C3 (F2) |  |  | Fail | Please check "Use"
378284996 | TNB | DISTRIBUTION | WP PUTRAJAYA & CYBERJAYA | Existing | 11 kV |  | RYB | VPTJ/PCE/J01092 | SS 1.09 C3 (F2) |  |  | Fail | Please check "Use"
378284997 | TNB | DISTRIBUTION | WP PUTRAJAYA & CYBERJAYA | Existing | 11 kV |  | RYB | VPTJ/PCE/J01092 | SS 1.09 C3 (F2) |  |  | Fail | Please check "Use"
378285001 | TNB | DISTRIBUTION | WP PUTRAJAYA & CYBERJAYA | Existing | 11 kV |  | RYB | VPTJ/PCE/J01092 | SS 1.09 C3 (F2) |  |  | Fail | Please check "Use"
378285004 | TNB | DISTRIBUTION | WP PUTRAJAYA & CYBERJAYA | Existing | 11 kV |  | RYB | VPTJ/PCE/J01092 | SS 1.09 C3 (F2) |  |  | Fail | Please check "Use"
378285005 | TNB | DISTRIBUTION | WP PUTRAJAYA & CYBERJAYA | Existing | 11 kV |  | RYB | VPTJ/PCE/J01092 | SS 1.09 C3 (F2) |  |  | Fail | Please check "Use"
378285007 | TNB | DISTRIBUTION | WP PUTRAJAYA & CYBERJAYA | Existing | 11 kV |  | RYB | VPTJ/PCE/J01101 | SS 1.10 C2 (F1) |  |  | Fail | Please check "Use"
378285008 | TNB | DISTRIBUTION | WP PUTRAJAYA & CYBERJAYA | Existing | 11 kV |  | RYB | VPTJ/PCE/J01101 | SS 1.10 C2 (F1) |  |  | Fail | Please check "Use"
378285013 | TNB | DISTRIBUTION | WP PUTRAJAYA & CYBERJAYA | Existing | 11 kV |  | RYB | VPTJ/PCE/J01101 | SS 1.10 C2 (F1) |  |  | Fail | Please check "Use"
378285019 | TNB | DISTRIBUTION | WP PUTRAJAYA & CYBERJAYA | Existing | 11 kV |  | RYB | VPTJ/PCE/J01101 | SS 1.10 C2 (F1) |  |  | Fail | Please check "Use"
378285020 | TNB | DISTRIBUTION | WP PUTRAJAYA & CYBERJAYA | Existing | 11 kV |  | RYB | VPTJ/PCE/J01101 | SS 1.10 C2 (F1) |  |  | Fail | Please check "Use"
378285024 | TNB | DISTRIBUTION | WP PUTRAJAYA & CYBERJAYA | Existing | 11 kV |  | RYB | VPTJ/PCE/J01101 | SS 1.10 C2 (F1) |  |  | Fail | Please check "Use"
378285027 | TNB | DISTRIBUTION | WP PUTRAJAYA & CYBERJAYA | Existing | 11 kV |  | RYB | VPTJ/PCE/J01101 | SS 1.10 C2 (F1) |  |  | Fail | Please check "Use"
378285028 | TNB | DISTRIBUTION | WP PUTRAJAYA & CYBERJAYA | Existing | 11 kV |  | RYB | VPTJ/PCE/J01101 | SS 1.10 C2 (F1) |  |  | Fail | Please check "Use"
378285030 | TNB | DISTRIBUTION | WP PUTRAJAYA & CYBERJAYA | Existing | 11 kV |  | RYB | VPTJ/PCE/J01102 | SS 1.10 C2 (F2) |  |  | Fail | Please check "Use"
378285031 | TNB | DISTRIBUTION | WP PUTRAJAYA & CYBERJAYA | Existing | 11 kV |  | RYB | VPTJ/PCE/J01102 | SS 1.10 C2 (F2) |  |  | Fail | Please check "Use"
378285036 | TNB | DISTRIBUTION | WP PUTRAJAYA & CYBERJAYA | Existing | 11 kV |  | RYB | VPTJ/PCE/J01102 | SS 1.10 C2 (F2) |  |  | Fail | Please check "Use"
378285042 | TNB | DISTRIBUTION | WP PUTRAJAYA & CYBERJAYA | Existing | 11 kV |  | RYB | VPTJ/PCE/J01102 | SS 1.10 C2 (F2) |  |  | Fail | Please check "Use"
378285043 | TNB | DISTRIBUTION | WP PUTRAJAYA & CYBERJAYA | Existing | 11 kV |  | RYB | VPTJ/PCE/J01102 | SS 1.10 C2 (F2) |  |  | Fail | Please check "Use"
378285047 | TNB | DISTRIBUTION | WP PUTRAJAYA & CYBERJAYA | Existing | 11 kV |  | RYB | VPTJ/PCE/J01102 | SS 1.10 C2 (F2) |  |  | Fail | Please check "Use"
378285050 | TNB | DISTRIBUTION | WP PUTRAJAYA & CYBERJAYA | Existing | 11 kV |  | RYB | VPTJ/PCE/J01102 | SS 1.10 C2 (F2) |  |  | Fail | Please check "Use"
378285051 | TNB | DISTRIBUTION | WP PUTRAJAYA & CYBERJAYA | Existing | 11 kV |  | RYB | VPTJ/PCE/J01102 | SS 1.10 C2 (F2) |  |  | Fail | Please check "Use"
378285054 | TNB | DISTRIBUTION | WP PUTRAJAYA & CYBERJAYA | Existing | 11 kV |  | RYB | VPTJ/PCE/J01111 | SS 1.11 C1 (F1) |  |  | Fail | Please check "Use"
378285055 | TNB | DISTRIBUTION | WP PUTRAJAYA & CYBERJAYA | Existing | 11 kV |  | RYB | VPTJ/PCE/J01111 | SS 1.11 C1 (F1) |  |  | Fail | Please check "Use"
378285060 | TNB | DISTRIBUTION | WP PUTRAJAYA & CYBERJAYA | Existing | 11 kV |  | RYB | VPTJ/PCE/J01111 | SS 1.11 C1 (F1) |  |  | Fail | Please check "Use"
378285066 | TNB | DISTRIBUTION | WP PUTRAJAYA & CYBERJAYA | Existing | 11 kV |  | RYB | VPTJ/PCE/J01111 | SS 1.11 C1 (F1) |  |  | Fail | Please check "Use"
378285067 | TNB | DISTRIBUTION | WP PUTRAJAYA & CYBERJAYA | Existing | 11 kV |  | RYB | VPTJ/PCE/J01111 | SS 1.11 C1 (F1) |  |  | Fail | Please check "Use"
378285071 | TNB | DISTRIBUTION | WP PUTRAJAYA & CYBERJAYA | Existing | 11 kV |  | RYB | VPTJ/PCE/J01111 | SS 1.11 C1 (F1) |  |  | Fail | Please check "Use"
378285074 | TNB | DISTRIBUTION | WP PUTRAJAYA & CYBERJAYA | Existing | 11 kV |  | RYB | VPTJ/PCE/J01111 | SS 1.11 C1 (F1) |  |  | Fail | Please check "Use"
378285075 | TNB | DISTRIBUTION | WP PUTRAJAYA & CYBERJAYA | Existing | 11 kV |  | RYB | VPTJ/PCE/J01111 | SS 1.11 C1 (F1) |  |  | Fail | Please check "Use"
378285077 | TNB | DISTRIBUTION | WP PUTRAJAYA & CYBERJAYA | Existing | 11 kV |  | RYB | VPTJ/PCE/J01112 | SS 1.11 C1 (F2) |  |  | Fail | Please check "Use"
378285078 | TNB | DISTRIBUTION | WP PUTRAJAYA & CYBERJAYA | Existing | 11 kV |  | RYB | VPTJ/PCE/J01112 | SS 1.11 C1 (F2) |  |  | Fail | Please check "Use"
378285083 | TNB | DISTRIBUTION | WP PUTRAJAYA & CYBERJAYA | Existing | 11 kV |  | RYB | VPTJ/PCE/J01112 | SS 1.11 C1 (F2) |  |  | Fail | Please check "Use"
378285089 | TNB | DISTRIBUTION | WP PUTRAJAYA & CYBERJAYA | Existing | 11 kV |  | RYB | VPTJ/PCE/J01112 | SS 1.11 C1 (F2) |  |  | Fail | Please check "Use"
378285090 | TNB | DISTRIBUTION | WP PUTRAJAYA & CYBERJAYA | Existing | 11 kV |  | RYB | VPTJ/PCE/J01112 | SS 1.11 C1 (F2) |  |  | Fail | Please check "Use"
378285094 | TNB | DISTRIBUTION | WP PUTRAJAYA & CYBERJAYA | Existing | 11 kV |  | RYB | VPTJ/PCE/J01112 | SS 1.11 C1 (F2) |  |  | Fail | Please check "Use"
378285097 | TNB | DISTRIBUTION | WP PUTRAJAYA & CYBERJAYA | Existing | 11 kV |  | RYB | VPTJ/PCE/J01112 | SS 1.11 C1 (F2) |  |  | Fail | Please check "Use"
378285098 | TNB | DISTRIBUTION | WP PUTRAJAYA & CYBERJAYA | Existing | 11 kV |  | RYB | VPTJ/PCE/J01112 | SS 1.11 C1 (F2) |  |  | Fail | Please check "Use"
378285100 | TNB | DISTRIBUTION | WP PUTRAJAYA & CYBERJAYA | Existing | 11 kV |  | RYB | VPTJ/PCE/J01121 | SS 1.12 C7 (F1) |  |  | Fail | Please check "Use"
378285101 | TNB | DISTRIBUTION | WP PUTRAJAYA & CYBERJAYA | Existing | 11 kV |  | RYB | VPTJ/PCE/J01121 | SS 1.12 C7 (F1) |  |  | Fail | Please check "Use"
378285106 | TNB | DISTRIBUTION | WP PUTRAJAYA & CYBERJAYA | Existing | 11 kV |  | RYB | VPTJ/PCE/J01121 | SS 1.12 C7 (F1) |  |  | Fail | Please check "Use"
378285112 | TNB | DISTRIBUTION | WP PUTRAJAYA & CYBERJAYA | Existing | 11 kV |  | RYB | VPTJ/PCE/J01121 | SS 1.12 C7 (F1) |  |  | Fail | Please check "Use"
378285113 | TNB | DISTRIBUTION | WP PUTRAJAYA & CYBERJAYA | Existing | 11 kV |  | RYB | VPTJ/PCE/J01121 | SS 1.12 C7 (F1) |  |  | Fail | Please check "Use"
378285117 | TNB | DISTRIBUTION | WP PUTRAJAYA & CYBERJAYA | Existing | 11 kV |  | RYB | VPTJ/PCE/J01121 | SS 1.12 C7 (F1) |  |  | Fail | Please check "Use"
378285120 | TNB | DISTRIBUTION | WP PUTRAJAYA & CYBERJAYA | Existing | 11 kV |  | RYB | VPTJ/PCE/J01121 | SS 1.12 C7 (F1) |  |  | Fail | Please check "Use"
378285121 | TNB | DISTRIBUTION | WP PUTRAJAYA & CYBERJAYA | Existing | 11 kV |  | RYB | VPTJ/PCE/J01121 | SS 1.12 C7 (F1) |  |  | Fail | Please check "Use"
378285123 | TNB | DISTRIBUTION | WP PUTRAJAYA & CYBERJAYA | Existing | 11 kV |  | RYB | VPTJ/PCE/J01122 | SS 1.12 C7 (F2) |  |  | Fail | Please check "Use"
378285124 | TNB | DISTRIBUTION | WP PUTRAJAYA & CYBERJAYA | Existing | 11 kV |  | RYB | VPTJ/PCE/J01122 | SS 1.12 C7 (F2) |  |  | Fail | Please check "Use"
378285129 | TNB | DISTRIBUTION | WP PUTRAJAYA & CYBERJAYA | Existing | 11 kV |  | RYB | VPTJ/PCE/J01122 | SS 1.12 C7 (F2) |  |  | Fail | Please check "Use"
378285135 | TNB | DISTRIBUTION | WP PUTRAJAYA & CYBERJAYA | Existing | 11 kV |  | RYB | VPTJ/PCE/J01122 | SS 1.12 C7 (F2) |  |  | Fail | Please check "Use"
378285136 | TNB | DISTRIBUTION | WP PUTRAJAYA & CYBERJAYA | Existing | 11 kV |  | RYB | VPTJ/PCE/J01122 | SS 1.12 C7 (F2) |  |  | Fail | Please check "Use"
378285140 | TNB | DISTRIBUTION | WP PUTRAJAYA & CYBERJAYA | Existing | 11 kV |  | RYB | VPTJ/PCE/J01122 | SS 1.12 C7 (F2) |  |  | Fail | Please check "Use"
378285143 | TNB | DISTRIBUTION | WP PUTRAJAYA & CYBERJAYA | Existing | 11 kV |  | RYB | VPTJ/PCE/J01122 | SS 1.12 C7 (F2) |  |  | Fail | Please check "Use"
378285144 | TNB | DISTRIBUTION | WP PUTRAJAYA & CYBERJAYA | Existing | 11 kV |  | RYB | VPTJ/PCE/J01122 | SS 1.12 C7 (F2) |  |  | Fail | Please check "Use"
378285146 | TNB | DISTRIBUTION | WP PUTRAJAYA & CYBERJAYA | Existing | 11 kV |  | RYB | VPTJ/PCE/J01131 | SS 1.13 C6 (F1) |  |  | Fail | Please check "Use"
378285147 | TNB | DISTRIBUTION | WP PUTRAJAYA & CYBERJAYA | Existing | 11 kV |  | RYB | VPTJ/PCE/J01131 | SS 1.13 C6 (F1) |  |  | Fail | Please check "Use"
378285152 | TNB | DISTRIBUTION | WP PUTRAJAYA & CYBERJAYA | Existing | 11 kV |  | RYB | VPTJ/PCE/J01131 | SS 1.13 C6 (F1) |  |  | Fail | Please check "Use"
378285158 | TNB | DISTRIBUTION | WP PUTRAJAYA & CYBERJAYA | Existing | 11 kV |  | RYB | VPTJ/PCE/J01131 | SS 1.13 C6 (F1) |  |  | Fail | Please check "Use"
378285159 | TNB | DISTRIBUTION | WP PUTRAJAYA & CYBERJAYA | Existing | 11 kV |  | RYB | VPTJ/PCE/J01131 | SS 1.13 C6 (F1) |  |  | Fail | Please check "Use"
378285163 | TNB | DISTRIBUTION | WP PUTRAJAYA & CYBERJAYA | Existing | 11 kV |  | RYB | VPTJ/PCE/J01131 | SS 1.13 C6 (F1) |  |  | Fail | Please check "Use"
378285166 | TNB | DISTRIBUTION | WP PUTRAJAYA & CYBERJAYA | Existing | 11 kV |  | RYB | VPTJ/PCE/J01131 | SS 1.13 C6 (F1) |  |  | Fail | Please check "Use"
378285167 | TNB | DISTRIBUTION | WP PUTRAJAYA & CYBERJAYA | Existing | 11 kV |  | RYB | VPTJ/PCE/J01131 | SS 1.13 C6 (F1) |  |  | Fail | Please check "Use"
378285169 | TNB | DISTRIBUTION | WP PUTRAJAYA & CYBERJAYA | Existing | 11 kV |  | RYB | VPTJ/PCE/J01132 | SS 1.13 C6 (F2) |  |  | Fail | Please check "Use"
378285170 | TNB | DISTRIBUTION | WP PUTRAJAYA & CYBERJAYA | Existing | 11 kV |  | RYB | VPTJ/PCE/J01132 | SS 1.13 C6 (F2) |  |  | Fail | Please check "Use"
378285175 | TNB | DISTRIBUTION | WP PUTRAJAYA & CYBERJAYA | Existing | 11 kV |  | RYB | VPTJ/PCE/J01132 | SS 1.13 C6 (F2) |  |  | Fail | Please check "Use"
378285181 | TNB | DISTRIBUTION | WP PUTRAJAYA & CYBERJAYA | Existing | 11 kV |  | RYB | VPTJ/PCE/J01132 | SS 1.13 C6 (F2) |  |  | Fail | Please check "Use"
378285182 | TNB | DISTRIBUTION | WP PUTRAJAYA & CYBERJAYA | Existing | 11 kV |  | RYB | VPTJ/PCE/J01132 | SS 1.13 C6 (F2) |  |  | Fail | Please check "Use"
378285186 | TNB | DISTRIBUTION | WP PUTRAJAYA & CYBERJAYA | Existing | 11 kV |  | RYB | VPTJ/PCE/J01132 | SS 1.13 C6 (F2) |  |  | Fail | Please check "Use"
378285189 | TNB | DISTRIBUTION | WP PUTRAJAYA & CYBERJAYA | Existing | 11 kV |  | RYB | VPTJ/PCE/J01132 | SS 1.13 C6 (F2) |  |  | Fail | Please check "Use"
378285190 | TNB | DISTRIBUTION | WP PUTRAJAYA & CYBERJAYA | Existing | 11 kV |  | RYB | VPTJ/PCE/J01132 | SS 1.13 C6 (F2) |  |  | Fail | Please check "Use"
378285192 | TNB | DISTRIBUTION | WP PUTRAJAYA & CYBERJAYA | Existing | 11 kV |  | RYB | VPTJ/PCE/J01141 | SS 1.14 C5 (F1) |  |  | Fail | Please check "Use"
378285193 | TNB | DISTRIBUTION | WP PUTRAJAYA & CYBERJAYA | Existing | 11 kV |  | RYB | VPTJ/PCE/J01141 | SS 1.14 C5 (F1) |  |  | Fail | Please check "Use"
378285198 | TNB | DISTRIBUTION | WP PUTRAJAYA & CYBERJAYA | Existing | 11 kV |  | RYB | VPTJ/PCE/J01141 | SS 1.14 C5 (F1) |  |  | Fail | Please check "Use"
378285204 | TNB | DISTRIBUTION | WP PUTRAJAYA & CYBERJAYA | Existing | 11 kV |  | RYB | VPTJ/PCE/J01141 | SS 1.14 C5 (F1) |  |  | Fail | Please check "Use"
378285205 | TNB | DISTRIBUTION | WP PUTRAJAYA & CYBERJAYA | Existing | 11 kV |  | RYB | VPTJ/PCE/J01141 | SS 1.14 C5 (F1) |  |  | Fail | Please check "Use"
378285209 | TNB | DISTRIBUTION | WP PUTRAJAYA & CYBERJAYA | Existing | 11 kV |  | RYB | VPTJ/PCE/J01141 | SS 1.14 C5 (F1) |  |  | Fail | Please check "Use"
378285212 | TNB | DISTRIBUTION | WP PUTRAJAYA & CYBERJAYA | Existing | 11 kV |  | RYB | VPTJ/PCE/J01141 | SS 1.14 C5 (F1) |  |  | Fail | Please check "Use"
378285213 | TNB | DISTRIBUTION | WP PUTRAJAYA & CYBERJAYA | Existing | 11 kV |  | RYB | VPTJ/PCE/J01141 | SS 1.14 C5 (F1) |  |  | Fail | Please check "Use"
378285215 | TNB | DISTRIBUTION | WP PUTRAJAYA & CYBERJAYA | Existing | 11 kV |  | RYB | VPTJ/PCE/J01142 | SS 1.14 C5 (F2) |  |  | Fail | Please check "Use"
378285216 | TNB | DISTRIBUTION | WP PUTRAJAYA & CYBERJAYA | Existing | 11 kV |  | RYB | VPTJ/PCE/J01142 | SS 1.14 C5 (F2) |  |  | Fail | Please check "Use"
378285221 | TNB | DISTRIBUTION | WP PUTRAJAYA & CYBERJAYA | Existing | 11 kV |  | RYB | VPTJ/PCE/J01142 | SS 1.14 C5 (F2) |  |  | Fail | Please check "Use"
378285227 | TNB | DISTRIBUTION | WP PUTRAJAYA & CYBERJAYA | Existing | 11 kV |  | RYB | VPTJ/PCE/J01142 | SS 1.14 C5 (F2) |  |  | Fail | Please check "Use"
378285228 | TNB | DISTRIBUTION | WP PUTRAJAYA & CYBERJAYA | Existing | 11 kV |  | RYB | VPTJ/PCE/J01142 | SS 1.14 C5 (F2) |  |  | Fail | Please check "Use"
378285232 | TNB | DISTRIBUTION | WP PUTRAJAYA & CYBERJAYA | Existing | 11 kV |  | RYB | VPTJ/PCE/J01142 | SS 1.14 C5 (F2) |  |  | Fail | Please check "Use"
378285235 | TNB | DISTRIBUTION | WP PUTRAJAYA & CYBERJAYA | Existing | 11 kV |  | RYB | VPTJ/PCE/J01142 | SS 1.14 C5 (F2) |  |  | Fail | Please check "Use"
378285236 | TNB | DISTRIBUTION | WP PUTRAJAYA & CYBERJAYA | Existing | 11 kV |  | RYB | VPTJ/PCE/J01142 | SS 1.14 C5 (F2) |  |  | Fail | Please check "Use"
378285238 | TNB | DISTRIBUTION | WP PUTRAJAYA & CYBERJAYA | Existing | 11 kV |  | RYB | VPTJ/PCE/J01362 | PE 1.36 DATARAN PUTRA (F2) |  |  | Fail | Please check "Use"
378285239 | TNB | DISTRIBUTION | WP PUTRAJAYA & CYBERJAYA | Existing | 11 kV |  | RYB | VPTJ/PCE/J01362 | PE 1.36 DATARAN PUTRA (F2) |  |  | Fail | Please check "Use"
378285251 | TNB | DISTRIBUTION | WP PUTRAJAYA & CYBERJAYA | Existing | 11 kV |  | RYB | VPTJ/PCE/J01362 | PE 1.36 DATARAN PUTRA (F2) |  |  | Fail | Please check "Use"
378285252 | TNB | DISTRIBUTION | WP PUTRAJAYA & CYBERJAYA | Existing | 11 kV |  | RYB | VPTJ/PCE/J01362 | PE 1.36 DATARAN PUTRA (F2) |  |  | Fail | Please check "Use"
378285254 | TNB | DISTRIBUTION | WP PUTRAJAYA & CYBERJAYA | Existing | 11 kV |  | RYB | VPTJ/PCE/J01362 | PE 1.36 DATARAN PUTRA (F2) |  |  | Fail | Please check "Use"
378285255 | TNB | DISTRIBUTION | WP PUTRAJAYA & CYBERJAYA | Existing | 11 kV |  | RYB | VPTJ/PCE/J01362 | PE 1.36 DATARAN PUTRA (F2) |  |  | Fail | Please check "Use"
378285256 | TNB | DISTRIBUTION | WP PUTRAJAYA & CYBERJAYA | Existing | 11 kV |  | RYB | VPTJ/PCE/J01362 | PE 1.36 DATARAN PUTRA (F2) |  |  | Fail | Please check "Use"
378285258 | TNB | DISTRIBUTION | WP PUTRAJAYA & CYBERJAYA | Existing | 11 kV |  | RYB | VPTJ/PCE/J01362 | PE 1.36 DATARAN PUTRA (F2) |  |  | Fail | Please check "Use"
378285259 | TNB | DISTRIBUTION | WP PUTRAJAYA & CYBERJAYA | Existing | 11 kV |  | RYB | VPTJ/PCE/J01362 | PE 1.36 DATARAN PUTRA (F2) |  |  | Fail | Please check "Use"
378285261 | TNB | DISTRIBUTION | WP PUTRAJAYA & CYBERJAYA | Existing | 11 kV |  | RYB | VPTJ/PCE/J01362 | PE 1.36 DATARAN PUTRA (F2) |  |  | Fail | Please check "Use"
378285268 | TNB | DISTRIBUTION | WP PUTRAJAYA & CYBERJAYA | Existing | 11 kV |  | RYB | VPTJ/PCE/J01362 | PE 1.36 DATARAN PUTRA (F2) |  |  | Fail | Please check "Use"
378285270 | TNB | DISTRIBUTION | WP PUTRAJAYA & CYBERJAYA | Existing | 11 kV |  | RYB | VPTJ/PCE/J01361 | PE 1.36 DATARAN PUTRA (F1) |  |  | Fail | Please check "Use"
378285271 | TNB | DISTRIBUTION | WP PUTRAJAYA & CYBERJAYA | Existing | 11 kV |  | RYB | VPTJ/PCE/J01361 | PE 1.36 DATARAN PUTRA (F1) |  |  | Fail | Please check "Use"
378285283 | TNB | DISTRIBUTION | WP PUTRAJAYA & CYBERJAYA | Existing | 11 kV |  | RYB | VPTJ/PCE/J01361 | PE 1.36 DATARAN PUTRA (F1) |  |  | Fail | Please check "Use"
378285284 | TNB | DISTRIBUTION | WP PUTRAJAYA & CYBERJAYA | Existing | 11 kV |  | RYB | VPTJ/PCE/J01361 | PE 1.36 DATARAN PUTRA (F1) |  |  | Fail | Please check "Use"
378285286 | TNB | DISTRIBUTION | WP PUTRAJAYA & CYBERJAYA | Existing | 11 kV |  | RYB | VPTJ/PCE/J01361 | PE 1.36 DATARAN PUTRA (F1) |  |  | Fail | Please check "Use"
378285287 | TNB | DISTRIBUTION | WP PUTRAJAYA & CYBERJAYA | Existing | 11 kV |  | RYB | VPTJ/PCE/J01361 | PE 1.36 DATARAN PUTRA (F1) |  |  | Fail | Please check "Use"
378285288 | TNB | DISTRIBUTION | WP PUTRAJAYA & CYBERJAYA | Existing | 11 kV |  | RYB | VPTJ/PCE/J01361 | PE 1.36 DATARAN PUTRA (F1) |  |  | Fail | Please check "Use"
378285290 | TNB | DISTRIBUTION | WP PUTRAJAYA & CYBERJAYA | Existing | 11 kV |  | RYB | VPTJ/PCE/J01361 | PE 1.36 DATARAN PUTRA (F1) |  |  | Fail | Please check "Use"
378285291 | TNB | DISTRIBUTION | WP PUTRAJAYA & CYBERJAYA | Existing | 11 kV |  | RYB | VPTJ/PCE/J01361 | PE 1.36 DATARAN PUTRA (F1) |  |  | Fail | Please check "Use"
378285293 | TNB | DISTRIBUTION | WP PUTRAJAYA & CYBERJAYA | Existing | 11 kV |  | RYB | VPTJ/PCE/J01361 | PE 1.36 DATARAN PUTRA (F1) |  |  | Fail | Please check "Use"
378285300 | TNB | DISTRIBUTION | WP PUTRAJAYA & CYBERJAYA | Existing | 11 kV |  | RYB | VPTJ/PCE/J01361 | PE 1.36 DATARAN PUTRA (F1) |  |  | Fail | Please check "Use"
378285608 | TNB | DISTRIBUTION | WP PUTRAJAYA & CYBERJAYA | Existing | 11 kV |  | RYB | VPTJ/PCE/J01321 | PE 1.32 INSIDE PPU6 S/L OVAL |  |  | Fail | Please check "Use"
378285609 | TNB | DISTRIBUTION | WP PUTRAJAYA & CYBERJAYA | Existing | 11 kV |  | RYB | VPTJ/PCE/J01321 | PE 1.32 INSIDE PPU6 S/L OVAL |  |  | Fail | Please check "Use"
378285614 | TNB | DISTRIBUTION | WP PUTRAJAYA & CYBERJAYA | Existing | 11 kV |  | RYB | VPTJ/PCE/J01321 | PE 1.32 INSIDE PPU6 S/L OVAL |  |  | Fail | Please check "Use"
378285620 | TNB | DISTRIBUTION | WP PUTRAJAYA & CYBERJAYA | Existing | 11 kV |  | RYB | VPTJ/PCE/J01321 | PE 1.32 INSIDE PPU6 S/L OVAL |  |  | Fail | Please check "Use"
378285621 | TNB | DISTRIBUTION | WP PUTRAJAYA & CYBERJAYA | Existing | 11 kV |  | RYB | VPTJ/PCE/J01321 | PE 1.32 INSIDE PPU6 S/L OVAL |  |  | Fail | Please check "Use"
378285625 | TNB | DISTRIBUTION | WP PUTRAJAYA & CYBERJAYA | Existing | 11 kV |  | RYB | VPTJ/PCE/J01321 | PE 1.32 INSIDE PPU6 S/L OVAL |  |  | Fail | Please check "Use"
378285628 | TNB | DISTRIBUTION | WP PUTRAJAYA & CYBERJAYA | Existing | 11 kV |  | RYB | VPTJ/PCE/J01321 | PE 1.32 INSIDE PPU6 S/L OVAL |  |  | Fail | Please check "Use"
378285629 | TNB | DISTRIBUTION | WP PUTRAJAYA & CYBERJAYA | Existing | 11 kV |  | RYB | VPTJ/PCE/J01321 | PE 1.32 INSIDE PPU6 S/L OVAL |  |  | Fail | Please check "Use"
378285749 | TNB | DISTRIBUTION | WP PUTRAJAYA & CYBERJAYA | Existing | 11 kV |  | RYB | VPTJ/PCE/J13011 | PE 13.01 WETLAND PUMP 250KW |  |  | Fail | Please check "Use"
378285750 | TNB | DISTRIBUTION | WP PUTRAJAYA & CYBERJAYA | Existing | 11 kV |  | RYB | VPTJ/PCE/J13011 | PE 13.01 WETLAND PUMP 250KW |  |  | Fail | Please check "Use"
378285755 | TNB | DISTRIBUTION | WP PUTRAJAYA & CYBERJAYA | Existing | 11 kV |  | RYB | VPTJ/PCE/J13011 | PE 13.01 WETLAND PUMP 250KW |  |  | Fail | Please check "Use"
378285761 | TNB | DISTRIBUTION | WP PUTRAJAYA & CYBERJAYA | Existing | 11 kV |  | RYB | VPTJ/PCE/J13011 | PE 13.01 WETLAND PUMP 250KW |  |  | Fail | Please check "Use"
378285762 | TNB | DISTRIBUTION | WP PUTRAJAYA & CYBERJAYA | Existing | 11 kV |  | RYB | VPTJ/PCE/J13011 | PE 13.01 WETLAND PUMP 250KW |  |  | Fail | Please check "Use"
378285766 | TNB | DISTRIBUTION | WP PUTRAJAYA & CYBERJAYA | Existing | 11 kV |  | RYB | VPTJ/PCE/J13011 | PE 13.01 WETLAND PUMP 250KW |  |  | Fail | Please check "Use"
378285769 | TNB | DISTRIBUTION | WP PUTRAJAYA & CYBERJAYA | Existing | 11 kV |  | RYB | VPTJ/PCE/J13011 | PE 13.01 WETLAND PUMP 250KW |  |  | Fail | Please check "Use"
378285770 | TNB | DISTRIBUTION | WP PUTRAJAYA & CYBERJAYA | Existing | 11 kV |  | RYB | VPTJ/PCE/J13011 | PE 13.01 WETLAND PUMP 250KW |  |  | Fail | Please check "Use"
378285946 | TNB | DISTRIBUTION | WP PUTRAJAYA & CYBERJAYA | Existing | 11 kV |  | RYB | VPTJ/PCE/J13021 | PE 13.02 WETLAND NIC 85KW |  |  | Fail | Please check "Use"
378285947 | TNB | DISTRIBUTION | WP PUTRAJAYA & CYBERJAYA | Existing | 11 kV |  | RYB | VPTJ/PCE/J13021 | PE 13.02 WETLAND NIC 85KW |  |  | Fail | Please check "Use"
378285952 | TNB | DISTRIBUTION | WP PUTRAJAYA & CYBERJAYA | Existing | 11 kV |  | RYB | VPTJ/PCE/J13021 | PE 13.02 WETLAND NIC 85KW |  |  | Fail | Please check "Use"
378285958 | TNB | DISTRIBUTION | WP PUTRAJAYA & CYBERJAYA | Existing | 11 kV |  | RYB | VPTJ/PCE/J13021 | PE 13.02 WETLAND NIC 85KW |  |  | Fail | Please check "Use"
378285959 | TNB | DISTRIBUTION | WP PUTRAJAYA & CYBERJAYA | Existing | 11 kV |  | RYB | VPTJ/PCE/J13021 | PE 13.02 WETLAND NIC 85KW |  |  | Fail | Please check "Use"
378285963 | TNB | DISTRIBUTION | WP PUTRAJAYA & CYBERJAYA | Existing | 11 kV |  | RYB | VPTJ/PCE/J13021 | PE 13.02 WETLAND NIC 85KW |  |  | Fail | Please check "Use"
378285966 | TNB | DISTRIBUTION | WP PUTRAJAYA & CYBERJAYA | Existing | 11 kV |  | RYB | VPTJ/PCE/J13021 | PE 13.02 WETLAND NIC 85KW |  |  | Fail | Please check "Use"
378285967 | TNB | DISTRIBUTION | WP PUTRAJAYA & CYBERJAYA | Existing | 11 kV |  | RYB | VPTJ/PCE/J13021 | PE 13.02 WETLAND NIC 85KW |  |  | Fail | Please check "Use"
378285973 | TNB | DISTRIBUTION | WP PUTRAJAYA & CYBERJAYA | Existing | 11 kV |  | RYB | VPTJ/PCE/J13031 | PE 13.03 WETLAND NURSERY 85KW |  |  | Fail | Please check "Use"
378285974 | TNB | DISTRIBUTION | WP PUTRAJAYA & CYBERJAYA | Existing | 11 kV |  | RYB | VPTJ/PCE/J13031 | PE 13.03 WETLAND NURSERY 85KW |  |  | Fail | Please check "Use"
378285986 | TNB | DISTRIBUTION | WP PUTRAJAYA & CYBERJAYA | Existing | 11 kV |  | RYB | VPTJ/PCE/J13031 | PE 13.03 WETLAND NURSERY 85KW |  |  | Fail | Please check "Use"
378285987 | TNB | DISTRIBUTION | WP PUTRAJAYA & CYBERJAYA | Existing | 11 kV |  | RYB | VPTJ/PCE/J13031 | PE 13.03 WETLAND NURSERY 85KW |  |  | Fail | Please check "Use"
378285989 | TNB | DISTRIBUTION | WP PUTRAJAYA & CYBERJAYA | Existing | 11 kV |  | RYB | VPTJ/PCE/J13031 | PE 13.03 WETLAND NURSERY 85KW |  |  | Fail | Please check "Use"
378285990 | TNB | DISTRIBUTION | WP PUTRAJAYA & CYBERJAYA | Existing | 11 kV |  | RYB | VPTJ/PCE/J13031 | PE 13.03 WETLAND NURSERY 85KW |  |  | Fail | Please check "Use"
378285991 | TNB | DISTRIBUTION | WP PUTRAJAYA & CYBERJAYA | Existing | 11 kV |  | RYB | VPTJ/PCE/J13031 | PE 13.03 WETLAND NURSERY 85KW |  |  | Fail | Please check "Use"
378285993 | TNB | DISTRIBUTION | WP PUTRAJAYA & CYBERJAYA | Existing | 11 kV |  | RYB | VPTJ/PCE/J13031 | PE 13.03 WETLAND NURSERY 85KW |  |  | Fail | Please check "Use"
378285994 | TNB | DISTRIBUTION | WP PUTRAJAYA & CYBERJAYA | Existing | 11 kV |  | RYB | VPTJ/PCE/J13031 | PE 13.03 WETLAND NURSERY 85KW |  |  | Fail | Please check "Use"
378285996 | TNB | DISTRIBUTION | WP PUTRAJAYA & CYBERJAYA | Existing | 11 kV |  | RYB | VPTJ/PCE/J13031 | PE 13.03 WETLAND NURSERY 85KW |  |  | Fail | Please check "Use"
378286003 | TNB | DISTRIBUTION | WP PUTRAJAYA & CYBERJAYA | Existing | 11 kV |  | RYB | VPTJ/PCE/J13031 | PE 13.03 WETLAND NURSERY 85KW |  |  | Fail | Please check "Use"
378286136 | TNB | DISTRIBUTION | WP PUTRAJAYA & CYBERJAYA | Existing | 11 kV |  | RYB | VPTJ/PCE/J11261 | PE 11.26 TERES 11A & 11B |  |  | Fail | Please check "Use"
378286137 | TNB | DISTRIBUTION | WP PUTRAJAYA & CYBERJAYA | Existing | 11 kV |  | RYB | VPTJ/PCE/J11261 | PE 11.26 TERES 11A & 11B |  |  | Fail | Please check "Use"
378286142 | TNB | DISTRIBUTION | WP PUTRAJAYA & CYBERJAYA | Existing | 11 kV |  | RYB | VPTJ/PCE/J11261 | PE 11.26 TERES 11A & 11B |  |  | Fail | Please check "Use"
378286148 | TNB | DISTRIBUTION | WP PUTRAJAYA & CYBERJAYA | Existing | 11 kV |  | RYB | VPTJ/PCE/J11261 | PE 11.26 TERES 11A & 11B |  |  | Fail | Please check "Use"
378286149 | TNB | DISTRIBUTION | WP PUTRAJAYA & CYBERJAYA | Existing | 11 kV |  | RYB | VPTJ/PCE/J11261 | PE 11.26 TERES 11A & 11B |  |  | Fail | Please check "Use"
378286153 | TNB | DISTRIBUTION | WP PUTRAJAYA & CYBERJAYA | Existing | 11 kV |  | RYB | VPTJ/PCE/J11261 | PE 11.26 TERES 11A & 11B |  |  | Fail | Please check "Use"
378286156 | TNB | DISTRIBUTION | WP PUTRAJAYA & CYBERJAYA | Existing | 11 kV |  | RYB | VPTJ/PCE/J11261 | PE 11.26 TERES 11A & 11B |  |  | Fail | Please check "Use"
378286157 | TNB | DISTRIBUTION | WP PUTRAJAYA & CYBERJAYA | Existing | 11 kV |  | RYB | VPTJ/PCE/J11261 | PE 11.26 TERES 11A & 11B |  |  | Fail | Please check "Use"
378286277 | TNB | DISTRIBUTION | WP PUTRAJAYA & CYBERJAYA | Existing | 11 kV |  | RYB | VPTJ/PCE/J11271 | PE 11.27 SEMI D 11A & 11B |  |  | Fail | Please check "Use"
378286278 | TNB | DISTRIBUTION | WP PUTRAJAYA & CYBERJAYA | Existing | 11 kV |  | RYB | VPTJ/PCE/J11271 | PE 11.27 SEMI D 11A & 11B |  |  | Fail | Please check "Use"
378286283 | TNB | DISTRIBUTION | WP PUTRAJAYA & CYBERJAYA | Existing | 11 kV |  | RYB | VPTJ/PCE/J11271 | PE 11.27 SEMI D 11A & 11B |  |  | Fail | Please check "Use"
378286289 | TNB | DISTRIBUTION | WP PUTRAJAYA & CYBERJAYA | Existing | 11 kV |  | RYB | VPTJ/PCE/J11271 | PE 11.27 SEMI D 11A & 11B |  |  | Fail | Please check "Use"
378286290 | TNB | DISTRIBUTION | WP PUTRAJAYA & CYBERJAYA | Existing | 11 kV |  | RYB | VPTJ/PCE/J11271 | PE 11.27 SEMI D 11A & 11B |  |  | Fail | Please check "Use"
378286294 | TNB | DISTRIBUTION | WP PUTRAJAYA & CYBERJAYA | Existing | 11 kV |  | RYB | VPTJ/PCE/J11271 | PE 11.27 SEMI D 11A & 11B |  |  | Fail | Please check "Use"
378286297 | TNB | DISTRIBUTION | WP PUTRAJAYA & CYBERJAYA | Existing | 11 kV |  | RYB | VPTJ/PCE/J11271 | PE 11.27 SEMI D 11A & 11B |  |  | Fail | Please check "Use"
378286298 | TNB | DISTRIBUTION | WP PUTRAJAYA & CYBERJAYA | Existing | 11 kV |  | RYB | VPTJ/PCE/J11271 | PE 11.27 SEMI D 11A & 11B |  |  | Fail | Please check "Use"
378286360 | TNB | DISTRIBUTION | WP PUTRAJAYA & CYBERJAYA | Existing | 11 kV |  | RYB | VPTJ/PCE/J11431 | PE 11.43 SEK. MEN. FASA 2 (F1) |  |  | Fail | Please check "Use"
378286361 | TNB | DISTRIBUTION | WP PUTRAJAYA & CYBERJAYA | Existing | 11 kV |  | RYB | VPTJ/PCE/J11431 | PE 11.43 SEK. MEN. FASA 2 (F1) |  |  | Fail | Please check "Use"
378286366 | TNB | DISTRIBUTION | WP PUTRAJAYA & CYBERJAYA | Existing | 11 kV |  | RYB | VPTJ/PCE/J11431 | PE 11.43 SEK. MEN. FASA 2 (F1) |  |  | Fail | Please check "Use"
378286372 | TNB | DISTRIBUTION | WP PUTRAJAYA & CYBERJAYA | Existing | 11 kV |  | RYB | VPTJ/PCE/J11431 | PE 11.43 SEK. MEN. FASA 2 (F1) |  |  | Fail | Please check "Use"
378286373 | TNB | DISTRIBUTION | WP PUTRAJAYA & CYBERJAYA | Existing | 11 kV |  | RYB | VPTJ/PCE/J11431 | PE 11.43 SEK. MEN. FASA 2 (F1) |  |  | Fail | Please check "Use"
378286377 | TNB | DISTRIBUTION | WP PUTRAJAYA & CYBERJAYA | Existing | 11 kV |  | RYB | VPTJ/PCE/J11431 | PE 11.43 SEK. MEN. FASA 2 (F1) |  |  | Fail | Please check "Use"
378286380 | TNB | DISTRIBUTION | WP PUTRAJAYA & CYBERJAYA | Existing | 11 kV |  | RYB | VPTJ/PCE/J11431 | PE 11.43 SEK. MEN. FASA 2 (F1) |  |  | Fail | Please check "Use"
378286381 | TNB | DISTRIBUTION | WP PUTRAJAYA & CYBERJAYA | Existing | 11 kV |  | RYB | VPTJ/PCE/J11431 | PE 11.43 SEK. MEN. FASA 2 (F1) |  |  | Fail | Please check "Use"
378286442 | TNB | DISTRIBUTION | WP PUTRAJAYA & CYBERJAYA | Existing | 11 kV |  | RYB | VPTJ/PCE/J11432 | PE 11.43 SEK. MEN. FASA 2 (F2) |  |  | Fail | Please check "Use"
378286443 | TNB | DISTRIBUTION | WP PUTRAJAYA & CYBERJAYA | Existing | 11 kV |  | RYB | VPTJ/PCE/J11432 | PE 11.43 SEK. MEN. FASA 2 (F2) |  |  | Fail | Please check "Use"
378286448 | TNB | DISTRIBUTION | WP PUTRAJAYA & CYBERJAYA | Existing | 11 kV |  | RYB | VPTJ/PCE/J11432 | PE 11.43 SEK. MEN. FASA 2 (F2) |  |  | Fail | Please check "Use"
378286454 | TNB | DISTRIBUTION | WP PUTRAJAYA & CYBERJAYA | Existing | 11 kV |  | RYB | VPTJ/PCE/J11432 | PE 11.43 SEK. MEN. FASA 2 (F2) |  |  | Fail | Please check "Use"
378286455 | TNB | DISTRIBUTION | WP PUTRAJAYA & CYBERJAYA | Existing | 11 kV |  | RYB | VPTJ/PCE/J11432 | PE 11.43 SEK. MEN. FASA 2 (F2) |  |  | Fail | Please check "Use"
378286459 | TNB | DISTRIBUTION | WP PUTRAJAYA & CYBERJAYA | Existing | 11 kV |  | RYB | VPTJ/PCE/J11432 | PE 11.43 SEK. MEN. FASA 2 (F2) |  |  | Fail | Please check "Use"
378286462 | TNB | DISTRIBUTION | WP PUTRAJAYA & CYBERJAYA | Existing | 11 kV |  | RYB | VPTJ/PCE/J11432 | PE 11.43 SEK. MEN. FASA 2 (F2) |  |  | Fail | Please check "Use"
378286463 | TNB | DISTRIBUTION | WP PUTRAJAYA & CYBERJAYA | Existing | 11 kV |  | RYB | VPTJ/PCE/J11432 | PE 11.43 SEK. MEN. FASA 2 (F2) |  |  | Fail | Please check "Use"
378286528 | TNB | DISTRIBUTION | WP PUTRAJAYA & CYBERJAYA | Existing | 11 kV |  | RYB | VPTJ/PCE/J11441 | PE 11.44 SEK. REN. FASA 2 (F1) |  |  | Fail | Please check "Use"
378286529 | TNB | DISTRIBUTION | WP PUTRAJAYA & CYBERJAYA | Existing | 11 kV |  | RYB | VPTJ/PCE/J11441 | PE 11.44 SEK. REN. FASA 2 (F1) |  |  | Fail | Please check "Use"
378286534 | TNB | DISTRIBUTION | WP PUTRAJAYA & CYBERJAYA | Existing | 11 kV |  | RYB | VPTJ/PCE/J11441 | PE 11.44 SEK. REN. FASA 2 (F1) |  |  | Fail | Please check "Use"
378286540 | TNB | DISTRIBUTION | WP PUTRAJAYA & CYBERJAYA | Existing | 11 kV |  | RYB | VPTJ/PCE/J11441 | PE 11.44 SEK. REN. FASA 2 (F1) |  |  | Fail | Please check "Use"
378286541 | TNB | DISTRIBUTION | WP PUTRAJAYA & CYBERJAYA | Existing | 11 kV |  | RYB | VPTJ/PCE/J11441 | PE 11.44 SEK. REN. FASA 2 (F1) |  |  | Fail | Please check "Use"
378286545 | TNB | DISTRIBUTION | WP PUTRAJAYA & CYBERJAYA | Existing | 11 kV |  | RYB | VPTJ/PCE/J11441 | PE 11.44 SEK. REN. FASA 2 (F1) |  |  | Fail | Please check "Use"
378286548 | TNB | DISTRIBUTION | WP PUTRAJAYA & CYBERJAYA | Existing | 11 kV |  | RYB | VPTJ/PCE/J11441 | PE 11.44 SEK. REN. FASA 2 (F1) |  |  | Fail | Please check "Use"
378286549 | TNB | DISTRIBUTION | WP PUTRAJAYA & CYBERJAYA | Existing | 11 kV |  | RYB | VPTJ/PCE/J11441 | PE 11.44 SEK. REN. FASA 2 (F1) |  |  | Fail | Please check "Use"
378286609 | TNB | DISTRIBUTION | WP PUTRAJAYA & CYBERJAYA | Existing | 11 kV |  | RYB | VPTJ/PCE/J11442 | PE 11.44 SEK. REN. FASA 2 (F2) |  |  | Fail | Please check "Use"
378286610 | TNB | DISTRIBUTION | WP PUTRAJAYA & CYBERJAYA | Existing | 11 kV |  | RYB | VPTJ/PCE/J11442 | PE 11.44 SEK. REN. FASA 2 (F2) |  |  | Fail | Please check "Use"
378286615 | TNB | DISTRIBUTION | WP PUTRAJAYA & CYBERJAYA | Existing | 11 kV |  | RYB | VPTJ/PCE/J11442 | PE 11.44 SEK. REN. FASA 2 (F2) |  |  | Fail | Please check "Use"
378286621 | TNB | DISTRIBUTION | WP PUTRAJAYA & CYBERJAYA | Existing | 11 kV |  | RYB | VPTJ/PCE/J11442 | PE 11.44 SEK. REN. FASA 2 (F2) |  |  | Fail | Please check "Use"
378286622 | TNB | DISTRIBUTION | WP PUTRAJAYA & CYBERJAYA | Existing | 11 kV |  | RYB | VPTJ/PCE/J11442 | PE 11.44 SEK. REN. FASA 2 (F2) |  |  | Fail | Please check "Use"
378286626 | TNB | DISTRIBUTION | WP PUTRAJAYA & CYBERJAYA | Existing | 11 kV |  | RYB | VPTJ/PCE/J11442 | PE 11.44 SEK. REN. FASA 2 (F2) |  |  | Fail | Please check "Use"
378286629 | TNB | DISTRIBUTION | WP PUTRAJAYA & CYBERJAYA | Existing | 11 kV |  | RYB | VPTJ/PCE/J11442 | PE 11.44 SEK. REN. FASA 2 (F2) |  |  | Fail | Please check "Use"
378286630 | TNB | DISTRIBUTION | WP PUTRAJAYA & CYBERJAYA | Existing | 11 kV |  | RYB | VPTJ/PCE/J11442 | PE 11.44 SEK. REN. FASA 2 (F2) |  |  | Fail | Please check "Use"
378286699 | TNB | DISTRIBUTION | WP PUTRAJAYA & CYBERJAYA | Existing | 11 kV |  | RYB | VPTJ/PCE/J11691 | PE 11.69 ZON 10A (F1) |  |  | Fail | Please check "Use"
378286700 | TNB | DISTRIBUTION | WP PUTRAJAYA & CYBERJAYA | Existing | 11 kV |  | RYB | VPTJ/PCE/J11691 | PE 11.69 ZON 10A (F1) |  |  | Fail | Please check "Use"
378286705 | TNB | DISTRIBUTION | WP PUTRAJAYA & CYBERJAYA | Existing | 11 kV |  | RYB | VPTJ/PCE/J11691 | PE 11.69 ZON 10A (F1) |  |  | Fail | Please check "Use"
378286711 | TNB | DISTRIBUTION | WP PUTRAJAYA & CYBERJAYA | Existing | 11 kV |  | RYB | VPTJ/PCE/J11691 | PE 11.69 ZON 10A (F1) |  |  | Fail | Please check "Use"
378286712 | TNB | DISTRIBUTION | WP PUTRAJAYA & CYBERJAYA | Existing | 11 kV |  | RYB | VPTJ/PCE/J11691 | PE 11.69 ZON 10A (F1) |  |  | Fail | Please check "Use"
378286716 | TNB | DISTRIBUTION | WP PUTRAJAYA & CYBERJAYA | Existing | 11 kV |  | RYB | VPTJ/PCE/J11691 | PE 11.69 ZON 10A (F1) |  |  | Fail | Please check "Use"
378286719 | TNB | DISTRIBUTION | WP PUTRAJAYA & CYBERJAYA | Existing | 11 kV |  | RYB | VPTJ/PCE/J11691 | PE 11.69 ZON 10A (F1) |  |  | Fail | Please check "Use"
378286720 | TNB | DISTRIBUTION | WP PUTRAJAYA & CYBERJAYA | Existing | 11 kV |  | RYB | VPTJ/PCE/J11691 | PE 11.69 ZON 10A (F1) |  |  | Fail | Please check "Use"
378286722 | TNB | DISTRIBUTION | WP PUTRAJAYA & CYBERJAYA | Existing | 11 kV |  | RYB | VPTJ/PCE/J11692 | PE 11.69 ZON 10A (F2) |  |  | Fail | Please check "Use"
378286723 | TNB | DISTRIBUTION | WP PUTRAJAYA & CYBERJAYA | Existing | 11 kV |  | RYB | VPTJ/PCE/J11692 | PE 11.69 ZON 10A (F2) |  |  | Fail | Please check "Use"
378286728 | TNB | DISTRIBUTION | WP PUTRAJAYA & CYBERJAYA | Existing | 11 kV |  | RYB | VPTJ/PCE/J11692 | PE 11.69 ZON 10A (F2) |  |  | Fail | Please check "Use"
378286734 | TNB | DISTRIBUTION | WP PUTRAJAYA & CYBERJAYA | Existing | 11 kV |  | RYB | VPTJ/PCE/J11692 | PE 11.69 ZON 10A (F2) |  |  | Fail | Please check "Use"
378286735 | TNB | DISTRIBUTION | WP PUTRAJAYA & CYBERJAYA | Existing | 11 kV |  | RYB | VPTJ/PCE/J11692 | PE 11.69 ZON 10A (F2) |  |  | Fail | Please check "Use"
378286739 | TNB | DISTRIBUTION | WP PUTRAJAYA & CYBERJAYA | Existing | 11 kV |  | RYB | VPTJ/PCE/J11692 | PE 11.69 ZON 10A (F2) |  |  | Fail | Please check "Use"
378286742 | TNB | DISTRIBUTION | WP PUTRAJAYA & CYBERJAYA | Existing | 11 kV |  | RYB | VPTJ/PCE/J11692 | PE 11.69 ZON 10A (F2) |  |  | Fail | Please check "Use"
378286743 | TNB | DISTRIBUTION | WP PUTRAJAYA & CYBERJAYA | Existing | 11 kV |  | RYB | VPTJ/PCE/J11692 | PE 11.69 ZON 10A (F2) |  |  | Fail | Please check "Use"
378286753 | TNB | DISTRIBUTION | WP PUTRAJAYA & CYBERJAYA | Existing | 11 kV |  | RYB | VPTJ/PCE/J11221 | PE 11.22 ZON 10B (F1) |  |  | Fail | Please check "Use"
378286754 | TNB | DISTRIBUTION | WP PUTRAJAYA & CYBERJAYA | Existing | 11 kV |  | RYB | VPTJ/PCE/J11221 | PE 11.22 ZON 10B (F1) |  |  | Fail | Please check "Use"
378286759 | TNB | DISTRIBUTION | WP PUTRAJAYA & CYBERJAYA | Existing | 11 kV |  | RYB | VPTJ/PCE/J11221 | PE 11.22 ZON 10B (F1) |  |  | Fail | Please check "Use"
378286765 | TNB | DISTRIBUTION | WP PUTRAJAYA & CYBERJAYA | Existing | 11 kV |  | RYB | VPTJ/PCE/J11221 | PE 11.22 ZON 10B (F1) |  |  | Fail | Please check "Use"
378286766 | TNB | DISTRIBUTION | WP PUTRAJAYA & CYBERJAYA | Existing | 11 kV |  | RYB | VPTJ/PCE/J11221 | PE 11.22 ZON 10B (F1) |  |  | Fail | Please check "Use"
378286770 | TNB | DISTRIBUTION | WP PUTRAJAYA & CYBERJAYA | Existing | 11 kV |  | RYB | VPTJ/PCE/J11221 | PE 11.22 ZON 10B (F1) |  |  | Fail | Please check "Use"
378286773 | TNB | DISTRIBUTION | WP PUTRAJAYA & CYBERJAYA | Existing | 11 kV |  | RYB | VPTJ/PCE/J11221 | PE 11.22 ZON 10B (F1) |  |  | Fail | Please check "Use"
378286774 | TNB | DISTRIBUTION | WP PUTRAJAYA & CYBERJAYA | Existing | 11 kV |  | RYB | VPTJ/PCE/J11221 | PE 11.22 ZON 10B (F1) |  |  | Fail | Please check "Use"
378286776 | TNB | DISTRIBUTION | WP PUTRAJAYA & CYBERJAYA | Existing | 11 kV |  | RYB | VPTJ/PCE/J11222 | PE 11.22 ZON 10B (F2) |  |  | Fail | Please check "Use"
378286777 | TNB | DISTRIBUTION | WP PUTRAJAYA & CYBERJAYA | Existing | 11 kV |  | RYB | VPTJ/PCE/J11222 | PE 11.22 ZON 10B (F2) |  |  | Fail | Please check "Use"
378286782 | TNB | DISTRIBUTION | WP PUTRAJAYA & CYBERJAYA | Existing | 11 kV |  | RYB | VPTJ/PCE/J11222 | PE 11.22 ZON 10B (F2) |  |  | Fail | Please check "Use"
378286788 | TNB | DISTRIBUTION | WP PUTRAJAYA & CYBERJAYA | Existing | 11 kV |  | RYB | VPTJ/PCE/J11222 | PE 11.22 ZON 10B (F2) |  |  | Fail | Please check "Use"
378286789 | TNB | DISTRIBUTION | WP PUTRAJAYA & CYBERJAYA | Existing | 11 kV |  | RYB | VPTJ/PCE/J11222 | PE 11.22 ZON 10B (F2) |  |  | Fail | Please check "Use"
378286793 | TNB | DISTRIBUTION | WP PUTRAJAYA & CYBERJAYA | Existing | 11 kV |  | RYB | VPTJ/PCE/J11222 | PE 11.22 ZON 10B (F2) |  |  | Fail | Please check "Use"
378286796 | TNB | DISTRIBUTION | WP PUTRAJAYA & CYBERJAYA | Existing | 11 kV |  | RYB | VPTJ/PCE/J11222 | PE 11.22 ZON 10B (F2) |  |  | Fail | Please check "Use"
378286797 | TNB | DISTRIBUTION | WP PUTRAJAYA & CYBERJAYA | Existing | 11 kV |  | RYB | VPTJ/PCE/J11222 | PE 11.22 ZON 10B (F2) |  |  | Fail | Please check "Use"
378286919 | TNB | DISTRIBUTION | WP PUTRAJAYA & CYBERJAYA | Existing | 11 kV |  | RYB | VPTJ/PCE/J11231 | PE 11.23 TERES ZON 12B (F1) |  |  | Fail | Please check "Use"
378286920 | TNB | DISTRIBUTION | WP PUTRAJAYA & CYBERJAYA | Existing | 11 kV |  | RYB | VPTJ/PCE/J11231 | PE 11.23 TERES ZON 12B (F1) |  |  | Fail | Please check "Use"
378286925 | TNB | DISTRIBUTION | WP PUTRAJAYA & CYBERJAYA | Existing | 11 kV |  | RYB | VPTJ/PCE/J11231 | PE 11.23 TERES ZON 12B (F1) |  |  | Fail | Please check "Use"
378286931 | TNB | DISTRIBUTION | WP PUTRAJAYA & CYBERJAYA | Existing | 11 kV |  | RYB | VPTJ/PCE/J11231 | PE 11.23 TERES ZON 12B (F1) |  |  | Fail | Please check "Use"
378286932 | TNB | DISTRIBUTION | WP PUTRAJAYA & CYBERJAYA | Existing | 11 kV |  | RYB | VPTJ/PCE/J11231 | PE 11.23 TERES ZON 12B (F1) |  |  | Fail | Please check "Use"
378286936 | TNB | DISTRIBUTION | WP PUTRAJAYA & CYBERJAYA | Existing | 11 kV |  | RYB | VPTJ/PCE/J11231 | PE 11.23 TERES ZON 12B (F1) |  |  | Fail | Please check "Use"
378286939 | TNB | DISTRIBUTION | WP PUTRAJAYA & CYBERJAYA | Existing | 11 kV |  | RYB | VPTJ/PCE/J11231 | PE 11.23 TERES ZON 12B (F1) |  |  | Fail | Please check "Use"
378286940 | TNB | DISTRIBUTION | WP PUTRAJAYA & CYBERJAYA | Existing | 11 kV |  | RYB | VPTJ/PCE/J11231 | PE 11.23 TERES ZON 12B (F1) |  |  | Fail | Please check "Use"
378286942 | TNB | DISTRIBUTION | WP PUTRAJAYA & CYBERJAYA | Existing | 11 kV |  | RYB | VPTJ/PCE/J11232 | PE 11.23 TERES ZON 12B (F2) |  |  | Fail | Please check "Use"
378286943 | TNB | DISTRIBUTION | WP PUTRAJAYA & CYBERJAYA | Existing | 11 kV |  | RYB | VPTJ/PCE/J11232 | PE 11.23 TERES ZON 12B (F2) |  |  | Fail | Please check "Use"
378286948 | TNB | DISTRIBUTION | WP PUTRAJAYA & CYBERJAYA | Existing | 11 kV |  | RYB | VPTJ/PCE/J11232 | PE 11.23 TERES ZON 12B (F2) |  |  | Fail | Please check "Use"
378286954 | TNB | DISTRIBUTION | WP PUTRAJAYA & CYBERJAYA | Existing | 11 kV |  | RYB | VPTJ/PCE/J11232 | PE 11.23 TERES ZON 12B (F2) |  |  | Fail | Please check "Use"
378286955 | TNB | DISTRIBUTION | WP PUTRAJAYA & CYBERJAYA | Existing | 11 kV |  | RYB | VPTJ/PCE/J11232 | PE 11.23 TERES ZON 12B (F2) |  |  | Fail | Please check "Use"
378286959 | TNB | DISTRIBUTION | WP PUTRAJAYA & CYBERJAYA | Existing | 11 kV |  | RYB | VPTJ/PCE/J11232 | PE 11.23 TERES ZON 12B (F2) |  |  | Fail | Please check "Use"
378286962 | TNB | DISTRIBUTION | WP PUTRAJAYA & CYBERJAYA | Existing | 11 kV |  | RYB | VPTJ/PCE/J11232 | PE 11.23 TERES ZON 12B (F2) |  |  | Fail | Please check "Use"
378286963 | TNB | DISTRIBUTION | WP PUTRAJAYA & CYBERJAYA | Existing | 11 kV |  | RYB | VPTJ/PCE/J11232 | PE 11.23 TERES ZON 12B (F2) |  |  | Fail | Please check "Use"
378286973 | TNB | DISTRIBUTION | WP PUTRAJAYA & CYBERJAYA | Existing | 11 kV |  | RYB | VPTJ/PCE/J11721 | PE 11.72 PRIMA BLOK B (F1) |  |  | Fail | Please check "Use"
378286974 | TNB | DISTRIBUTION | WP PUTRAJAYA & CYBERJAYA | Existing | 11 kV |  | RYB | VPTJ/PCE/J11721 | PE 11.72 PRIMA BLOK B (F1) |  |  | Fail | Please check "Use"
378286979 | TNB | DISTRIBUTION | WP PUTRAJAYA & CYBERJAYA | Existing | 11 kV |  | RYB | VPTJ/PCE/J11721 | PE 11.72 PRIMA BLOK B (F1) |  |  | Fail | Please check "Use"
378286985 | TNB | DISTRIBUTION | WP PUTRAJAYA & CYBERJAYA | Existing | 11 kV |  | RYB | VPTJ/PCE/J11721 | PE 11.72 PRIMA BLOK B (F1) |  |  | Fail | Please check "Use"
378286986 | TNB | DISTRIBUTION | WP PUTRAJAYA & CYBERJAYA | Existing | 11 kV |  | RYB | VPTJ/PCE/J11721 | PE 11.72 PRIMA BLOK B (F1) |  |  | Fail | Please check "Use"
378286990 | TNB | DISTRIBUTION | WP PUTRAJAYA & CYBERJAYA | Existing | 11 kV |  | RYB | VPTJ/PCE/J11721 | PE 11.72 PRIMA BLOK B (F1) |  |  | Fail | Please check "Use"
378286993 | TNB | DISTRIBUTION | WP PUTRAJAYA & CYBERJAYA | Existing | 11 kV |  | RYB | VPTJ/PCE/J11721 | PE 11.72 PRIMA BLOK B (F1) |  |  | Fail | Please check "Use"
378286994 | TNB | DISTRIBUTION | WP PUTRAJAYA & CYBERJAYA | Existing | 11 kV |  | RYB | VPTJ/PCE/J11721 | PE 11.72 PRIMA BLOK B (F1) |  |  | Fail | Please check "Use"
378287067 | TNB | DISTRIBUTION | WP PUTRAJAYA & CYBERJAYA | Existing | 11 kV |  | RYB | VPTJ/PCE/J11722 | PE 11.72 PRIMA BLOK B (F2) |  |  | Fail | Please check "Use"
378287068 | TNB | DISTRIBUTION | WP PUTRAJAYA & CYBERJAYA | Existing | 11 kV |  | RYB | VPTJ/PCE/J11722 | PE 11.72 PRIMA BLOK B (F2) |  |  | Fail | Please check "Use"
378287073 | TNB | DISTRIBUTION | WP PUTRAJAYA & CYBERJAYA | Existing | 11 kV |  | RYB | VPTJ/PCE/J11722 | PE 11.72 PRIMA BLOK B (F2) |  |  | Fail | Please check "Use"
378287079 | TNB | DISTRIBUTION | WP PUTRAJAYA & CYBERJAYA | Existing | 11 kV |  | RYB | VPTJ/PCE/J11722 | PE 11.72 PRIMA BLOK B (F2) |  |  | Fail | Please check "Use"
378287080 | TNB | DISTRIBUTION | WP PUTRAJAYA & CYBERJAYA | Existing | 11 kV |  | RYB | VPTJ/PCE/J11722 | PE 11.72 PRIMA BLOK B (F2) |  |  | Fail | Please check "Use"
378287084 | TNB | DISTRIBUTION | WP PUTRAJAYA & CYBERJAYA | Existing | 11 kV |  | RYB | VPTJ/PCE/J11722 | PE 11.72 PRIMA BLOK B (F2) |  |  | Fail | Please check "Use"
378287087 | TNB | DISTRIBUTION | WP PUTRAJAYA & CYBERJAYA | Existing | 11 kV |  | RYB | VPTJ/PCE/J11722 | PE 11.72 PRIMA BLOK B (F2) |  |  | Fail | Please check "Use"
378287088 | TNB | DISTRIBUTION | WP PUTRAJAYA & CYBERJAYA | Existing | 11 kV |  | RYB | VPTJ/PCE/J11722 | PE 11.72 PRIMA BLOK B (F2) |  |  | Fail | Please check "Use"
378287170 | TNB | DISTRIBUTION | WP PUTRAJAYA & CYBERJAYA | Existing | 11 kV |  | RYB | VPTJ/PCE/J11732 | PE 11.73 PRIMA BLOK C (F2) |  |  | Fail | Please check "Use"
378287171 | TNB | DISTRIBUTION | WP PUTRAJAYA & CYBERJAYA | Existing | 11 kV |  | RYB | VPTJ/PCE/J11732 | PE 11.73 PRIMA BLOK C (F2) |  |  | Fail | Please check "Use"
378287176 | TNB | DISTRIBUTION | WP PUTRAJAYA & CYBERJAYA | Existing | 11 kV |  | RYB | VPTJ/PCE/J11732 | PE 11.73 PRIMA BLOK C (F2) |  |  | Fail | Please check "Use"
378287182 | TNB | DISTRIBUTION | WP PUTRAJAYA & CYBERJAYA | Existing | 11 kV |  | RYB | VPTJ/PCE/J11732 | PE 11.73 PRIMA BLOK C (F2) |  |  | Fail | Please check "Use"
378287183 | TNB | DISTRIBUTION | WP PUTRAJAYA & CYBERJAYA | Existing | 11 kV |  | RYB | VPTJ/PCE/J11732 | PE 11.73 PRIMA BLOK C (F2) |  |  | Fail | Please check "Use"
378287187 | TNB | DISTRIBUTION | WP PUTRAJAYA & CYBERJAYA | Existing | 11 kV |  | RYB | VPTJ/PCE/J11732 | PE 11.73 PRIMA BLOK C (F2) |  |  | Fail | Please check "Use"
378287190 | TNB | DISTRIBUTION | WP PUTRAJAYA & CYBERJAYA | Existing | 11 kV |  | RYB | VPTJ/PCE/J11732 | PE 11.73 PRIMA BLOK C (F2) |  |  | Fail | Please check "Use"
378287191 | TNB | DISTRIBUTION | WP PUTRAJAYA & CYBERJAYA | Existing | 11 kV |  | RYB | VPTJ/PCE/J11732 | PE 11.73 PRIMA BLOK C (F2) |  |  | Fail | Please check "Use"
378287264 | TNB | DISTRIBUTION | WP PUTRAJAYA & CYBERJAYA | Existing | 11 kV |  | RYB | VPTJ/PCE/J11731 | PE 11.73 PRIMA BLOK C (F1) |  |  | Fail | Please check "Use"
378287265 | TNB | DISTRIBUTION | WP PUTRAJAYA & CYBERJAYA | Existing | 11 kV |  | RYB | VPTJ/PCE/J11731 | PE 11.73 PRIMA BLOK C (F1) |  |  | Fail | Please check "Use"
378287270 | TNB | DISTRIBUTION | WP PUTRAJAYA & CYBERJAYA | Existing | 11 kV |  | RYB | VPTJ/PCE/J11731 | PE 11.73 PRIMA BLOK C (F1) |  |  | Fail | Please check "Use"
378287276 | TNB | DISTRIBUTION | WP PUTRAJAYA & CYBERJAYA | Existing | 11 kV |  | RYB | VPTJ/PCE/J11731 | PE 11.73 PRIMA BLOK C (F1) |  |  | Fail | Please check "Use"
378287277 | TNB | DISTRIBUTION | WP PUTRAJAYA & CYBERJAYA | Existing | 11 kV |  | RYB | VPTJ/PCE/J11731 | PE 11.73 PRIMA BLOK C (F1) |  |  | Fail | Please check "Use"
378287281 | TNB | DISTRIBUTION | WP PUTRAJAYA & CYBERJAYA | Existing | 11 kV |  | RYB | VPTJ/PCE/J11731 | PE 11.73 PRIMA BLOK C (F1) |  |  | Fail | Please check "Use"
378287284 | TNB | DISTRIBUTION | WP PUTRAJAYA & CYBERJAYA | Existing | 11 kV |  | RYB | VPTJ/PCE/J11731 | PE 11.73 PRIMA BLOK C (F1) |  |  | Fail | Please check "Use"
378287285 | TNB | DISTRIBUTION | WP PUTRAJAYA & CYBERJAYA | Existing | 11 kV |  | RYB | VPTJ/PCE/J11731 | PE 11.73 PRIMA BLOK C (F1) |  |  | Fail | Please check "Use"
378287372 | TNB | DISTRIBUTION | WP PUTRAJAYA & CYBERJAYA | Existing | 11 kV |  | RYB | VPTJ/PCE/J11712 | PE 11.71 PRIMA BLOK A (F2) |  |  | Fail | Please check "Use"
378287373 | TNB | DISTRIBUTION | WP PUTRAJAYA & CYBERJAYA | Existing | 11 kV |  | RYB | VPTJ/PCE/J11712 | PE 11.71 PRIMA BLOK A (F2) |  |  | Fail | Please check "Use"
378287378 | TNB | DISTRIBUTION | WP PUTRAJAYA & CYBERJAYA | Existing | 11 kV |  | RYB | VPTJ/PCE/J11712 | PE 11.71 PRIMA BLOK A (F2) |  |  | Fail | Please check "Use"
378287384 | TNB | DISTRIBUTION | WP PUTRAJAYA & CYBERJAYA | Existing | 11 kV |  | RYB | VPTJ/PCE/J11712 | PE 11.71 PRIMA BLOK A (F2) |  |  | Fail | Please check "Use"
378287385 | TNB | DISTRIBUTION | WP PUTRAJAYA & CYBERJAYA | Existing | 11 kV |  | RYB | VPTJ/PCE/J11712 | PE 11.71 PRIMA BLOK A (F2) |  |  | Fail | Please check "Use"
378287389 | TNB | DISTRIBUTION | WP PUTRAJAYA & CYBERJAYA | Existing | 11 kV |  | RYB | VPTJ/PCE/J11712 | PE 11.71 PRIMA BLOK A (F2) |  |  | Fail | Please check "Use"
378287392 | TNB | DISTRIBUTION | WP PUTRAJAYA & CYBERJAYA | Existing | 11 kV |  | RYB | VPTJ/PCE/J11712 | PE 11.71 PRIMA BLOK A (F2) |  |  | Fail | Please check "Use"
378287393 | TNB | DISTRIBUTION | WP PUTRAJAYA & CYBERJAYA | Existing | 11 kV |  | RYB | VPTJ/PCE/J11712 | PE 11.71 PRIMA BLOK A (F2) |  |  | Fail | Please check "Use"
378287466 | TNB | DISTRIBUTION | WP PUTRAJAYA & CYBERJAYA | Existing | 11 kV |  | RYB | VPTJ/PCE/J11711 | PE 11.71 PRIMA BLOK A (F1) |  |  | Fail | Please check "Use"
378287467 | TNB | DISTRIBUTION | WP PUTRAJAYA & CYBERJAYA | Existing | 11 kV |  | RYB | VPTJ/PCE/J11711 | PE 11.71 PRIMA BLOK A (F1) |  |  | Fail | Please check "Use"
378287472 | TNB | DISTRIBUTION | WP PUTRAJAYA & CYBERJAYA | Existing | 11 kV |  | RYB | VPTJ/PCE/J11711 | PE 11.71 PRIMA BLOK A (F1) |  |  | Fail | Please check "Use"
378287478 | TNB | DISTRIBUTION | WP PUTRAJAYA & CYBERJAYA | Existing | 11 kV |  | RYB | VPTJ/PCE/J11711 | PE 11.71 PRIMA BLOK A (F1) |  |  | Fail | Please check "Use"
378287479 | TNB | DISTRIBUTION | WP PUTRAJAYA & CYBERJAYA | Existing | 11 kV |  | RYB | VPTJ/PCE/J11711 | PE 11.71 PRIMA BLOK A (F1) |  |  | Fail | Please check "Use"
378287483 | TNB | DISTRIBUTION | WP PUTRAJAYA & CYBERJAYA | Existing | 11 kV |  | RYB | VPTJ/PCE/J11711 | PE 11.71 PRIMA BLOK A (F1) |  |  | Fail | Please check "Use"
378287486 | TNB | DISTRIBUTION | WP PUTRAJAYA & CYBERJAYA | Existing | 11 kV |  | RYB | VPTJ/PCE/J11711 | PE 11.71 PRIMA BLOK A (F1) |  |  | Fail | Please check "Use"
378287487 | TNB | DISTRIBUTION | WP PUTRAJAYA & CYBERJAYA | Existing | 11 kV |  | RYB | VPTJ/PCE/J11711 | PE 11.71 PRIMA BLOK A (F1) |  |  | Fail | Please check "Use"
378287575 | TNB | DISTRIBUTION | WP PUTRAJAYA & CYBERJAYA | Existing | 11 kV |  | RYB | VPTJ/PCE/J11751 | PE 11.75 TEMP PPA1M PR 11 |  |  | Fail | Please check "Use"
378287576 | TNB | DISTRIBUTION | WP PUTRAJAYA & CYBERJAYA | Existing | 11 kV |  | RYB | VPTJ/PCE/J11751 | PE 11.75 TEMP PPA1M PR 11 |  |  | Fail | Please check "Use"
378287581 | TNB | DISTRIBUTION | WP PUTRAJAYA & CYBERJAYA | Existing | 11 kV |  | RYB | VPTJ/PCE/J11751 | PE 11.75 TEMP PPA1M PR 11 |  |  | Fail | Please check "Use"
378287587 | TNB | DISTRIBUTION | WP PUTRAJAYA & CYBERJAYA | Existing | 11 kV |  | RYB | VPTJ/PCE/J11751 | PE 11.75 TEMP PPA1M PR 11 |  |  | Fail | Please check "Use"
378287588 | TNB | DISTRIBUTION | WP PUTRAJAYA & CYBERJAYA | Existing | 11 kV |  | RYB | VPTJ/PCE/J11751 | PE 11.75 TEMP PPA1M PR 11 |  |  | Fail | Please check "Use"
378287592 | TNB | DISTRIBUTION | WP PUTRAJAYA & CYBERJAYA | Existing | 11 kV |  | RYB | VPTJ/PCE/J11751 | PE 11.75 TEMP PPA1M PR 11 |  |  | Fail | Please check "Use"
378287595 | TNB | DISTRIBUTION | WP PUTRAJAYA & CYBERJAYA | Existing | 11 kV |  | RYB | VPTJ/PCE/J11751 | PE 11.75 TEMP PPA1M PR 11 |  |  | Fail | Please check "Use"
378287596 | TNB | DISTRIBUTION | WP PUTRAJAYA & CYBERJAYA | Existing | 11 kV |  | RYB | VPTJ/PCE/J11751 | PE 11.75 TEMP PPA1M PR 11 |  |  | Fail | Please check "Use"
378287674 | TNB | DISTRIBUTION | WP PUTRAJAYA & CYBERJAYA | Existing | 11 kV |  | RYB | VPTJ/PCE/J11241 | PE 11.24 TERES ZON 9A (F1) |  |  | Fail | Please check "Use"
378287675 | TNB | DISTRIBUTION | WP PUTRAJAYA & CYBERJAYA | Existing | 11 kV |  | RYB | VPTJ/PCE/J11241 | PE 11.24 TERES ZON 9A (F1) |  |  | Fail | Please check "Use"
378287680 | TNB | DISTRIBUTION | WP PUTRAJAYA & CYBERJAYA | Existing | 11 kV |  | RYB | VPTJ/PCE/J11241 | PE 11.24 TERES ZON 9A (F1) |  |  | Fail | Please check "Use"
378287686 | TNB | DISTRIBUTION | WP PUTRAJAYA & CYBERJAYA | Existing | 11 kV |  | RYB | VPTJ/PCE/J11241 | PE 11.24 TERES ZON 9A (F1) |  |  | Fail | Please check "Use"
378287687 | TNB | DISTRIBUTION | WP PUTRAJAYA & CYBERJAYA | Existing | 11 kV |  | RYB | VPTJ/PCE/J11241 | PE 11.24 TERES ZON 9A (F1) |  |  | Fail | Please check "Use"
378287691 | TNB | DISTRIBUTION | WP PUTRAJAYA & CYBERJAYA | Existing | 11 kV |  | RYB | VPTJ/PCE/J11241 | PE 11.24 TERES ZON 9A (F1) |  |  | Fail | Please check "Use"
378287694 | TNB | DISTRIBUTION | WP PUTRAJAYA & CYBERJAYA | Existing | 11 kV |  | RYB | VPTJ/PCE/J11241 | PE 11.24 TERES ZON 9A (F1) |  |  | Fail | Please check "Use"
378287695 | TNB | DISTRIBUTION | WP PUTRAJAYA & CYBERJAYA | Existing | 11 kV |  | RYB | VPTJ/PCE/J11241 | PE 11.24 TERES ZON 9A (F1) |  |  | Fail | Please check "Use"
378287697 | TNB | DISTRIBUTION | WP PUTRAJAYA & CYBERJAYA | Existing | 11 kV |  | RYB | VPTJ/PCE/J11242 | PE 11.24 TERES ZON 9A (F2) |  |  | Fail | Please check "Use"
378287698 | TNB | DISTRIBUTION | WP PUTRAJAYA & CYBERJAYA | Existing | 11 kV |  | RYB | VPTJ/PCE/J11242 | PE 11.24 TERES ZON 9A (F2) |  |  | Fail | Please check "Use"
378287703 | TNB | DISTRIBUTION | WP PUTRAJAYA & CYBERJAYA | Existing | 11 kV |  | RYB | VPTJ/PCE/J11242 | PE 11.24 TERES ZON 9A (F2) |  |  | Fail | Please check "Use"
378287709 | TNB | DISTRIBUTION | WP PUTRAJAYA & CYBERJAYA | Existing | 11 kV |  | RYB | VPTJ/PCE/J11242 | PE 11.24 TERES ZON 9A (F2) |  |  | Fail | Please check "Use"
378287710 | TNB | DISTRIBUTION | WP PUTRAJAYA & CYBERJAYA | Existing | 11 kV |  | RYB | VPTJ/PCE/J11242 | PE 11.24 TERES ZON 9A (F2) |  |  | Fail | Please check "Use"
378287714 | TNB | DISTRIBUTION | WP PUTRAJAYA & CYBERJAYA | Existing | 11 kV |  | RYB | VPTJ/PCE/J11242 | PE 11.24 TERES ZON 9A (F2) |  |  | Fail | Please check "Use"
378287717 | TNB | DISTRIBUTION | WP PUTRAJAYA & CYBERJAYA | Existing | 11 kV |  | RYB | VPTJ/PCE/J11242 | PE 11.24 TERES ZON 9A (F2) |  |  | Fail | Please check "Use"
378287718 | TNB | DISTRIBUTION | WP PUTRAJAYA & CYBERJAYA | Existing | 11 kV |  | RYB | VPTJ/PCE/J11242 | PE 11.24 TERES ZON 9A (F2) |  |  | Fail | Please check "Use"
378287863 | TNB | DISTRIBUTION | WP PUTRAJAYA & CYBERJAYA | Existing | 11 kV |  | RYB | VPTJ/PCE/J11601 | PE 11.60 TERES ZON 9B (F1) |  |  | Fail | Please check "Use"
378287864 | TNB | DISTRIBUTION | WP PUTRAJAYA & CYBERJAYA | Existing | 11 kV |  | RYB | VPTJ/PCE/J11601 | PE 11.60 TERES ZON 9B (F1) |  |  | Fail | Please check "Use"
378287869 | TNB | DISTRIBUTION | WP PUTRAJAYA & CYBERJAYA | Existing | 11 kV |  | RYB | VPTJ/PCE/J11601 | PE 11.60 TERES ZON 9B (F1) |  |  | Fail | Please check "Use"
378287875 | TNB | DISTRIBUTION | WP PUTRAJAYA & CYBERJAYA | Existing | 11 kV |  | RYB | VPTJ/PCE/J11601 | PE 11.60 TERES ZON 9B (F1) |  |  | Fail | Please check "Use"
378287876 | TNB | DISTRIBUTION | WP PUTRAJAYA & CYBERJAYA | Existing | 11 kV |  | RYB | VPTJ/PCE/J11601 | PE 11.60 TERES ZON 9B (F1) |  |  | Fail | Please check "Use"
378287880 | TNB | DISTRIBUTION | WP PUTRAJAYA & CYBERJAYA | Existing | 11 kV |  | RYB | VPTJ/PCE/J11601 | PE 11.60 TERES ZON 9B (F1) |  |  | Fail | Please check "Use"
378287883 | TNB | DISTRIBUTION | WP PUTRAJAYA & CYBERJAYA | Existing | 11 kV |  | RYB | VPTJ/PCE/J11601 | PE 11.60 TERES ZON 9B (F1) |  |  | Fail | Please check "Use"
378287884 | TNB | DISTRIBUTION | WP PUTRAJAYA & CYBERJAYA | Existing | 11 kV |  | RYB | VPTJ/PCE/J11601 | PE 11.60 TERES ZON 9B (F1) |  |  | Fail | Please check "Use"
378287957 | TNB | DISTRIBUTION | WP PUTRAJAYA & CYBERJAYA | Existing | 11 kV |  | RYB | VPTJ/PCE/J11602 | PE 11.60 TERES ZON 9B (F2) |  |  | Fail | Please check "Use"
378287958 | TNB | DISTRIBUTION | WP PUTRAJAYA & CYBERJAYA | Existing | 11 kV |  | RYB | VPTJ/PCE/J11602 | PE 11.60 TERES ZON 9B (F2) |  |  | Fail | Please check "Use"
378287963 | TNB | DISTRIBUTION | WP PUTRAJAYA & CYBERJAYA | Existing | 11 kV |  | RYB | VPTJ/PCE/J11602 | PE 11.60 TERES ZON 9B (F2) |  |  | Fail | Please check "Use"
378287969 | TNB | DISTRIBUTION | WP PUTRAJAYA & CYBERJAYA | Existing | 11 kV |  | RYB | VPTJ/PCE/J11602 | PE 11.60 TERES ZON 9B (F2) |  |  | Fail | Please check "Use"
378287970 | TNB | DISTRIBUTION | WP PUTRAJAYA & CYBERJAYA | Existing | 11 kV |  | RYB | VPTJ/PCE/J11602 | PE 11.60 TERES ZON 9B (F2) |  |  | Fail | Please check "Use"
378287974 | TNB | DISTRIBUTION | WP PUTRAJAYA & CYBERJAYA | Existing | 11 kV |  | RYB | VPTJ/PCE/J11602 | PE 11.60 TERES ZON 9B (F2) |  |  | Fail | Please check "Use"
378287977 | TNB | DISTRIBUTION | WP PUTRAJAYA & CYBERJAYA | Existing | 11 kV |  | RYB | VPTJ/PCE/J11602 | PE 11.60 TERES ZON 9B (F2) |  |  | Fail | Please check "Use"
378287978 | TNB | DISTRIBUTION | WP PUTRAJAYA & CYBERJAYA | Existing | 11 kV |  | RYB | VPTJ/PCE/J11602 | PE 11.60 TERES ZON 9B (F2) |  |  | Fail | Please check "Use"
378288063 | TNB | DISTRIBUTION | WP PUTRAJAYA & CYBERJAYA | Existing | 11 kV |  | RYB | VPTJ/PCE/J11742 | PE 11.74 TERES ZON C (F2) |  |  | Fail | Please check "Use"
378288064 | TNB | DISTRIBUTION | WP PUTRAJAYA & CYBERJAYA | Existing | 11 kV |  | RYB | VPTJ/PCE/J11742 | PE 11.74 TERES ZON C (F2) |  |  | Fail | Please check "Use"
378288069 | TNB | DISTRIBUTION | WP PUTRAJAYA & CYBERJAYA | Existing | 11 kV |  | RYB | VPTJ/PCE/J11742 | PE 11.74 TERES ZON C (F2) |  |  | Fail | Please check "Use"
378288075 | TNB | DISTRIBUTION | WP PUTRAJAYA & CYBERJAYA | Existing | 11 kV |  | RYB | VPTJ/PCE/J11742 | PE 11.74 TERES ZON C (F2) |  |  | Fail | Please check "Use"
378288076 | TNB | DISTRIBUTION | WP PUTRAJAYA & CYBERJAYA | Existing | 11 kV |  | RYB | VPTJ/PCE/J11742 | PE 11.74 TERES ZON C (F2) |  |  | Fail | Please check "Use"
378288080 | TNB | DISTRIBUTION | WP PUTRAJAYA & CYBERJAYA | Existing | 11 kV |  | RYB | VPTJ/PCE/J11742 | PE 11.74 TERES ZON C (F2) |  |  | Fail | Please check "Use"
378288083 | TNB | DISTRIBUTION | WP PUTRAJAYA & CYBERJAYA | Existing | 11 kV |  | RYB | VPTJ/PCE/J11742 | PE 11.74 TERES ZON C (F2) |  |  | Fail | Please check "Use"
378288084 | TNB | DISTRIBUTION | WP PUTRAJAYA & CYBERJAYA | Existing | 11 kV |  | RYB | VPTJ/PCE/J11742 | PE 11.74 TERES ZON C (F2) |  |  | Fail | Please check "Use"
378288157 | TNB | DISTRIBUTION | WP PUTRAJAYA & CYBERJAYA | Existing | 11 kV |  | RYB | VPTJ/PCE/J11741 | PE 11.74 TERES ZON C (F1) |  |  | Fail | Please check "Use"
378288158 | TNB | DISTRIBUTION | WP PUTRAJAYA & CYBERJAYA | Existing | 11 kV |  | RYB | VPTJ/PCE/J11741 | PE 11.74 TERES ZON C (F1) |  |  | Fail | Please check "Use"
378288163 | TNB | DISTRIBUTION | WP PUTRAJAYA & CYBERJAYA | Existing | 11 kV |  | RYB | VPTJ/PCE/J11741 | PE 11.74 TERES ZON C (F1) |  |  | Fail | Please check "Use"
378288169 | TNB | DISTRIBUTION | WP PUTRAJAYA & CYBERJAYA | Existing | 11 kV |  | RYB | VPTJ/PCE/J11741 | PE 11.74 TERES ZON C (F1) |  |  | Fail | Please check "Use"
378288170 | TNB | DISTRIBUTION | WP PUTRAJAYA & CYBERJAYA | Existing | 11 kV |  | RYB | VPTJ/PCE/J11741 | PE 11.74 TERES ZON C (F1) |  |  | Fail | Please check "Use"
378288174 | TNB | DISTRIBUTION | WP PUTRAJAYA & CYBERJAYA | Existing | 11 kV |  | RYB | VPTJ/PCE/J11741 | PE 11.74 TERES ZON C (F1) |  |  | Fail | Please check "Use"
378288177 | TNB | DISTRIBUTION | WP PUTRAJAYA & CYBERJAYA | Existing | 11 kV |  | RYB | VPTJ/PCE/J11741 | PE 11.74 TERES ZON C (F1) |  |  | Fail | Please check "Use"
378288178 | TNB | DISTRIBUTION | WP PUTRAJAYA & CYBERJAYA | Existing | 11 kV |  | RYB | VPTJ/PCE/J11741 | PE 11.74 TERES ZON C (F1) |  |  | Fail | Please check "Use"
378288259 | TNB | DISTRIBUTION | WP PUTRAJAYA & CYBERJAYA | Existing | 11 kV |  | RYB | VPTJ/PCE/J11371 | PE 11.37 SEK REN FASA 2 (F1) |  |  | Fail | Please check "Use"
378288260 | TNB | DISTRIBUTION | WP PUTRAJAYA & CYBERJAYA | Existing | 11 kV |  | RYB | VPTJ/PCE/J11371 | PE 11.37 SEK REN FASA 2 (F1) |  |  | Fail | Please check "Use"
378288265 | TNB | DISTRIBUTION | WP PUTRAJAYA & CYBERJAYA | Existing | 11 kV |  | RYB | VPTJ/PCE/J11371 | PE 11.37 SEK REN FASA 2 (F1) |  |  | Fail | Please check "Use"
378288271 | TNB | DISTRIBUTION | WP PUTRAJAYA & CYBERJAYA | Existing | 11 kV |  | RYB | VPTJ/PCE/J11371 | PE 11.37 SEK REN FASA 2 (F1) |  |  | Fail | Please check "Use"
378288272 | TNB | DISTRIBUTION | WP PUTRAJAYA & CYBERJAYA | Existing | 11 kV |  | RYB | VPTJ/PCE/J11371 | PE 11.37 SEK REN FASA 2 (F1) |  |  | Fail | Please check "Use"
378288276 | TNB | DISTRIBUTION | WP PUTRAJAYA & CYBERJAYA | Existing | 11 kV |  | RYB | VPTJ/PCE/J11371 | PE 11.37 SEK REN FASA 2 (F1) |  |  | Fail | Please check "Use"
378288279 | TNB | DISTRIBUTION | WP PUTRAJAYA & CYBERJAYA | Existing | 11 kV |  | RYB | VPTJ/PCE/J11371 | PE 11.37 SEK REN FASA 2 (F1) |  |  | Fail | Please check "Use"
378288280 | TNB | DISTRIBUTION | WP PUTRAJAYA & CYBERJAYA | Existing | 11 kV |  | RYB | VPTJ/PCE/J11371 | PE 11.37 SEK REN FASA 2 (F1) |  |  | Fail | Please check "Use"
378288355 | TNB | DISTRIBUTION | WP PUTRAJAYA & CYBERJAYA | Existing | 11 kV |  | RYB | VPTJ/PCE/J11372 | PE 11.37 SEK REN FASA 2 (F2) |  |  | Fail | Please check "Use"
378288356 | TNB | DISTRIBUTION | WP PUTRAJAYA & CYBERJAYA | Existing | 11 kV |  | RYB | VPTJ/PCE/J11372 | PE 11.37 SEK REN FASA 2 (F2) |  |  | Fail | Please check "Use"
378288361 | TNB | DISTRIBUTION | WP PUTRAJAYA & CYBERJAYA | Existing | 11 kV |  | RYB | VPTJ/PCE/J11372 | PE 11.37 SEK REN FASA 2 (F2) |  |  | Fail | Please check "Use"
378288367 | TNB | DISTRIBUTION | WP PUTRAJAYA & CYBERJAYA | Existing | 11 kV |  | RYB | VPTJ/PCE/J11372 | PE 11.37 SEK REN FASA 2 (F2) |  |  | Fail | Please check "Use"
378288368 | TNB | DISTRIBUTION | WP PUTRAJAYA & CYBERJAYA | Existing | 11 kV |  | RYB | VPTJ/PCE/J11372 | PE 11.37 SEK REN FASA 2 (F2) |  |  | Fail | Please check "Use"
378288372 | TNB | DISTRIBUTION | WP PUTRAJAYA & CYBERJAYA | Existing | 11 kV |  | RYB | VPTJ/PCE/J11372 | PE 11.37 SEK REN FASA 2 (F2) |  |  | Fail | Please check "Use"
378288375 | TNB | DISTRIBUTION | WP PUTRAJAYA & CYBERJAYA | Existing | 11 kV |  | RYB | VPTJ/PCE/J11372 | PE 11.37 SEK REN FASA 2 (F2) |  |  | Fail | Please check "Use"
378288376 | TNB | DISTRIBUTION | WP PUTRAJAYA & CYBERJAYA | Existing | 11 kV |  | RYB | VPTJ/PCE/J11372 | PE 11.37 SEK REN FASA 2 (F2) |  |  | Fail | Please check "Use"
378288519 | TNB | DISTRIBUTION | WP PUTRAJAYA & CYBERJAYA | Existing | 33 kV |  | RYB | VCBJ/PPU/G00007 | PPU CYBERJAYA NO 7 |  |  | Fail | Please check "Use"
378288532 | TNB | DISTRIBUTION | WP PUTRAJAYA & CYBERJAYA | Existing | 11 kV |  | RYB | VCBJ/PPU/G00007 | PPU CYBERJAYA NO 7 |  |  | Fail | Please check "Use"
378288534 | TNB | DISTRIBUTION | WP PUTRAJAYA & CYBERJAYA | Existing | 11 kV |  | RYB | VCBJ/PPU/G00007 | PPU CYBERJAYA NO 7 |  |  | Fail | Please check "Use"
378288571 | TNB | DISTRIBUTION | WP PUTRAJAYA & CYBERJAYA | Existing | 33 kV |  | RYB | VCBJ/PPU/G00007 | PPU CYBERJAYA NO 7 |  |  | Fail | Please check "Use"
378288593 | TNB | DISTRIBUTION | WP PUTRAJAYA & CYBERJAYA | Existing | 11 kV |  | RYB | VCBJ/PPU/G00007 | PPU CYBERJAYA NO 7 |  |  | Fail | Please check "Use"
378288598 | TNB | DISTRIBUTION | WP PUTRAJAYA & CYBERJAYA | Existing | 11 kV |  | RYB | VCBJ/PPU/G00007 | PPU CYBERJAYA NO 7 |  |  | Fail | Please check "Use"
378288601 | TNB | DISTRIBUTION | WP PUTRAJAYA & CYBERJAYA | Existing | 11 kV |  | RYB | VCBJ/PPU/G00007 | PPU CYBERJAYA NO 7 |  |  | Fail | Please check "Use"
378288623 | TNB | DISTRIBUTION | WP PUTRAJAYA & CYBERJAYA | Existing | 11 kV |  | RYB | VCBJ/PPU/G00007 | PPU CYBERJAYA NO 7 |  |  | Fail | Please check "Use"
378288647 | TNB | DISTRIBUTION | WP PUTRAJAYA & CYBERJAYA | Existing | 11 kV |  | RYB | VCBJ/PPU/G00007 | PPU CYBERJAYA NO 7 |  |  | Fail | Please check "Use"
378288650 | TNB | DISTRIBUTION | WP PUTRAJAYA & CYBERJAYA | Existing | 11 kV |  | RYB | VCBJ/PPU/G00007 | PPU CYBERJAYA NO 7 |  |  | Fail | Please check "Use"
378288674 | TNB | DISTRIBUTION | WP PUTRAJAYA & CYBERJAYA | Existing | 11 kV | MAIN | RYB | VCBJ/PPU/G00007 | PPU CYBERJAYA NO 7 | M |  | Pass | null
378288680 | TNB | DISTRIBUTION | WP PUTRAJAYA & CYBERJAYA | Existing | 11 kV |  | RYB | VCBJ/PPU/G00007 | PPU CYBERJAYA NO 7 |  |  | Fail | Please check "Use"
378288713 | TNB | DISTRIBUTION | WP PUTRAJAYA & CYBERJAYA | Existing | 11 kV |  | RYB | VCBJ/PPU/G00007 | PPU CYBERJAYA NO 7 |  |  | Fail | Please check "Use"
378288714 | TNB | DISTRIBUTION | WP PUTRAJAYA & CYBERJAYA | Existing | 11 kV | MAIN | RYB | VCBJ/PPU/G00007 | PPU CYBERJAYA NO 7 | M |  | Pass | null
378288716 | TNB | DISTRIBUTION | WP PUTRAJAYA & CYBERJAYA | Existing | 11 kV |  | RYB | VCBJ/PPU/G00007 | PPU CYBERJAYA NO 7 |  |  | Fail | Please check "Use"
378288761 | TNB | DISTRIBUTION | WP PUTRAJAYA & CYBERJAYA | Existing | 11 kV |  | RYB | VCBJ/PPU/G00007 | PPU CYBERJAYA NO 7 |  |  | Fail | Please check "Use"
378288807 | TNB | DISTRIBUTION | WP PUTRAJAYA & CYBERJAYA | Existing | 11 kV | MAIN | RYB | VCBJ/PPU/G00007 | PPU CYBERJAYA NO 7 | M |  | Pass | null
378288808 | TNB | DISTRIBUTION | WP PUTRAJAYA & CYBERJAYA | Existing | 33 kV | MAIN | RYB | VCBJ/PPU/G00007 | PPU CYBERJAYA NO 7 | M |  | Pass | null
378288811 | TNB | DISTRIBUTION | WP PUTRAJAYA & CYBERJAYA | Existing | 33 kV |  | RYB | VCBJ/PPU/G00007 | PPU CYBERJAYA NO 7 |  |  | Fail | Please check "Use"
378288834 | TNB | DISTRIBUTION | WP PUTRAJAYA & CYBERJAYA | Existing | 11 kV |  | RYB | VCBJ/PPU/G00007 | PPU CYBERJAYA NO 7 |  |  | Fail | Please check "Use"
378288875 | TNB | DISTRIBUTION | WP PUTRAJAYA & CYBERJAYA | Existing | 11 kV | MAIN | RYB | VCBJ/PPU/G00007 | PPU CYBERJAYA NO 7 | M |  | Pass | null
378288901 | TNB | DISTRIBUTION | WP PUTRAJAYA & CYBERJAYA | Existing | 11 kV |  | RYB | VCBJ/PPU/G00007 | PPU CYBERJAYA NO 7 |  |  | Fail | Please check "Use"
378288902 | TNB | DISTRIBUTION | WP PUTRAJAYA & CYBERJAYA | Existing | 33 kV |  | RYB | VCBJ/PPU/G00007 | PPU CYBERJAYA NO 7 |  |  | Fail | Please check "Use"
378288905 | TNB | DISTRIBUTION | WP PUTRAJAYA & CYBERJAYA | Existing | 33 kV | MAIN | RYB | VCBJ/PPU/G00007 | PPU CYBERJAYA NO 7 | M |  | Pass | null
378288916 | TNB | DISTRIBUTION | WP PUTRAJAYA & CYBERJAYA | Existing | 11 kV |  | RYB | VCBJ/PPU/G00007 | PPU CYBERJAYA NO 7 |  |  | Fail | Please check "Use"
378288920 | TNB | DISTRIBUTION | WP PUTRAJAYA & CYBERJAYA | Existing | 11 kV |  | RYB | VCBJ/PPU/G00007 | PPU CYBERJAYA NO 7 |  |  | Fail | Please check "Use"
378288921 | TNB | DISTRIBUTION | WP PUTRAJAYA & CYBERJAYA | Existing | 11 kV | MAIN | RYB | VCBJ/PPU/G00007 | PPU CYBERJAYA NO 7 | M |  | Pass | null
378288943 | TNB | DISTRIBUTION | WP PUTRAJAYA & CYBERJAYA | Existing | 11 kV |  | RYB | VCBJ/PPU/G00007 | PPU CYBERJAYA NO 7 |  |  | Fail | Please check "Use"
378288986 | TNB | DISTRIBUTION | WP PUTRAJAYA & CYBERJAYA | Existing | 11 kV | MAIN | RYB | VCBJ/PPU/G00007 | PPU CYBERJAYA NO 7 | M |  | Pass | null
378289018 | TNB | DISTRIBUTION | WP PUTRAJAYA & CYBERJAYA | Existing | 11 kV |  | RYB | VCBJ/PPU/G00007 | PPU CYBERJAYA NO 7 |  |  | Fail | Please check "Use"
378289076 | TNB | DISTRIBUTION | WP PUTRAJAYA & CYBERJAYA | Existing | 11 kV | MAIN | RYB | VCBJ/PPU/G00007 | PPU CYBERJAYA NO 7 | M |  | Pass | null
378289124 | TNB | DISTRIBUTION | WP PUTRAJAYA & CYBERJAYA | Existing | 11 kV |  | RYB | VCBJ/PPU/G00007 | PPU CYBERJAYA NO 7 |  |  | Fail | Please check "Use"
378289128 | TNB | DISTRIBUTION | WP PUTRAJAYA & CYBERJAYA | Existing | 11 kV | MAIN | RYB | VCBJ/PPU/G00007 | PPU CYBERJAYA NO 7 | M |  | Pass | null
378289150 | TNB | DISTRIBUTION | WP PUTRAJAYA & CYBERJAYA | Existing | 11 kV |  | RYB | VCBJ/PPU/G00007 | PPU CYBERJAYA NO 7 |  |  | Fail | Please check "Use"
378289152 | TNB | DISTRIBUTION | WP PUTRAJAYA & CYBERJAYA | Existing | 33 kV |  | RYB | VCBJ/PPU/G00007 | PPU CYBERJAYA NO 7 |  |  | Fail | Please check "Use"
378289154 | TNB | DISTRIBUTION | WP PUTRAJAYA & CYBERJAYA | Existing | 11 kV |  | RYB | VCBJ/PPU/G00007 | PPU CYBERJAYA NO 7 |  |  | Fail | Please check "Use"
378289169 | TNB | DISTRIBUTION | WP PUTRAJAYA & CYBERJAYA | Existing | 11 kV | MAIN | RYB | VCBJ/PPU/G00007 | PPU CYBERJAYA NO 7 | M |  | Pass | null
378289183 | TNB | DISTRIBUTION | WP PUTRAJAYA & CYBERJAYA | Existing | 33 kV | MAIN | RYB | VCBJ/PPU/G00007 | PPU CYBERJAYA NO 7 | M |  | Pass | null
378289185 | TNB | DISTRIBUTION | WP PUTRAJAYA & CYBERJAYA | Existing | 33 kV | MAIN | RYB | VCBJ/PPU/G00007 | PPU CYBERJAYA NO 7 | M |  | Pass | null
378289193 | TNB | DISTRIBUTION | WP PUTRAJAYA & CYBERJAYA | Existing | 11 kV |  | RYB | VCBJ/PPU/G00007 | PPU CYBERJAYA NO 7 |  |  | Fail | Please check "Use"
378289195 | TNB | DISTRIBUTION | WP PUTRAJAYA & CYBERJAYA | Existing | 11 kV |  | RYB | VCBJ/PPU/G00007 | PPU CYBERJAYA NO 7 |  |  | Fail | Please check "Use"
378289208 | TNB | DISTRIBUTION | WP PUTRAJAYA & CYBERJAYA | Existing | 33 kV |  | RYB | VCBJ/PPU/G00007 | PPU CYBERJAYA NO 7 |  |  | Fail | Please check "Use"
378289228 | TNB | DISTRIBUTION | WP PUTRAJAYA & CYBERJAYA | Existing | 11 kV |  | RYB | VCBJ/PPU/G00007 | PPU CYBERJAYA NO 7 |  |  | Fail | Please check "Use"
378289244 | TNB | DISTRIBUTION | WP PUTRAJAYA & CYBERJAYA | Existing | 11 kV | MAIN | RYB | VCBJ/PPU/G00007 | PPU CYBERJAYA NO 7 | M |  | Pass | null
378289281 | TNB | DISTRIBUTION | WP PUTRAJAYA & CYBERJAYA | Existing | 11 kV |  | RYB | VCBJ/PPU/G00007 | PPU CYBERJAYA NO 7 |  |  | Fail | Please check "Use"
378289282 | TNB | DISTRIBUTION | WP PUTRAJAYA & CYBERJAYA | Existing | 11 kV |  | RYB | VCBJ/PPU/G00007 | PPU CYBERJAYA NO 7 |  |  | Fail | Please check "Use"
378289293 | TNB | DISTRIBUTION | WP PUTRAJAYA & CYBERJAYA | Existing | 33 kV | MAIN | RYB | VCBJ/PPU/G00007 | PPU CYBERJAYA NO 7 | M |  | Pass | null
378289294 | TNB | DISTRIBUTION | WP PUTRAJAYA & CYBERJAYA | Existing | 11 kV | MAIN | RYB | VCBJ/PPU/G00007 | PPU CYBERJAYA NO 7 | M |  | Pass | null
378289297 | TNB | DISTRIBUTION | WP PUTRAJAYA & CYBERJAYA | Existing | 11 kV |  | RYB | VCBJ/PPU/G00007 | PPU CYBERJAYA NO 7 |  |  | Fail | Please check "Use"
378289359 | TNB | DISTRIBUTION | WP PUTRAJAYA & CYBERJAYA | Existing | 11 kV | MAIN | RYB | VCBJ/PPU/G00007 | PPU CYBERJAYA NO 7 | M |  | Pass | null
378289386 | TNB | DISTRIBUTION | WP PUTRAJAYA & CYBERJAYA | Existing | 11 kV |  | RYB | VCBJ/PPU/G00007 | PPU CYBERJAYA NO 7 |  |  | Fail | Please check "Use"
378289387 | TNB | DISTRIBUTION | WP PUTRAJAYA & CYBERJAYA | Existing | 11 kV |  | RYB | VCBJ/PPU/G00007 | PPU CYBERJAYA NO 7 |  |  | Fail | Please check "Use"
378289454 | TNB | DISTRIBUTION | WP PUTRAJAYA & CYBERJAYA | Existing | 33 kV | MAIN | RYB | VCBJ/PPU/G00007 | PPU CYBERJAYA NO 7 | M |  | Pass | null
378289456 | TNB | DISTRIBUTION | WP PUTRAJAYA & CYBERJAYA | Existing | 11 kV |  | RYB | VCBJ/PPU/G00007 | PPU CYBERJAYA NO 7 |  |  | Fail | Please check "Use"
378289483 | TNB | DISTRIBUTION | WP PUTRAJAYA & CYBERJAYA | Existing | 33 kV |  | RYB | VCBJ/PPU/G00007 | PPU CYBERJAYA NO 7 |  |  | Fail | Please check "Use"
378289508 | TNB | DISTRIBUTION | WP PUTRAJAYA & CYBERJAYA | Existing | 11 kV |  | RYB | VCBJ/PPU/G00007 | PPU CYBERJAYA NO 7 |  |  | Fail | Please check "Use"
378289529 | TNB | DISTRIBUTION | WP PUTRAJAYA & CYBERJAYA | Existing | 11 kV | MAIN | RYB | VCBJ/PPU/G00007 | PPU CYBERJAYA NO 7 | M |  | Pass | null
378289540 | TNB | DISTRIBUTION | WP PUTRAJAYA & CYBERJAYA | Existing | 11 kV |  | RYB | VCBJ/PPU/G00007 | PPU CYBERJAYA NO 7 |  |  | Fail | Please check "Use"
378289541 | TNB | DISTRIBUTION | WP PUTRAJAYA & CYBERJAYA | Existing | 11 kV |  | RYB | VCBJ/PPU/G00007 | PPU CYBERJAYA NO 7 |  |  | Fail | Please check "Use"
378289565 | TNB | DISTRIBUTION | WP PUTRAJAYA & CYBERJAYA | Existing | 11 kV | MAIN | RYB | VCBJ/PPU/G00007 | PPU CYBERJAYA NO 7 | M |  | Pass | null
378289576 | TNB | DISTRIBUTION | WP PUTRAJAYA & CYBERJAYA | Existing | 11 kV | MAIN | RYB | VCBJ/PPU/G00007 | PPU CYBERJAYA NO 7 | M |  | Pass | null
378289633 | TNB | DISTRIBUTION | WP PUTRAJAYA & CYBERJAYA | Existing | 11 kV |  | RYB | VCBJ/PPU/G00007 | PPU CYBERJAYA NO 7 |  |  | Fail | Please check "Use"
378289665 | TNB | DISTRIBUTION | WP PUTRAJAYA & CYBERJAYA | Existing | 33 kV | MAIN | RYB | VCBJ/PPU/G00007 | PPU CYBERJAYA NO 7 | M |  | Pass | null
378289667 | TNB | DISTRIBUTION | WP PUTRAJAYA & CYBERJAYA | Existing | 33 kV |  | RYB | VCBJ/PPU/G00007 | PPU CYBERJAYA NO 7 |  |  | Fail | Please check "Use"
378289699 | TNB | DISTRIBUTION | WP PUTRAJAYA & CYBERJAYA | Existing | 11 kV |  | RYB | VCBJ/PPU/G00007 | PPU CYBERJAYA NO 7 |  |  | Fail | Please check "Use"
378289702 | TNB | DISTRIBUTION | WP PUTRAJAYA & CYBERJAYA | Existing | 33 kV |  | RYB | VCBJ/PPU/G00007 | PPU CYBERJAYA NO 7 |  |  | Fail | Please check "Use"
378289715 | TNB | DISTRIBUTION | WP PUTRAJAYA & CYBERJAYA | Existing | 33 kV |  | RYB | VCBJ/PPU/G00007 | PPU CYBERJAYA NO 7 |  |  | Fail | Please check "Use"
378289736 | TNB | DISTRIBUTION | WP PUTRAJAYA & CYBERJAYA | Existing | 11 kV |  | RYB | VCBJ/PPU/G00007 | PPU CYBERJAYA NO 7 |  |  | Fail | Please check "Use"
378289747 | TNB | DISTRIBUTION | WP PUTRAJAYA & CYBERJAYA | Existing | 11 kV | MAIN | RYB | VCBJ/PPU/G00007 | PPU CYBERJAYA NO 7 | M |  | Pass | null
378289748 | TNB | DISTRIBUTION | WP PUTRAJAYA & CYBERJAYA | Existing | 33 kV | MAIN | RYB | VCBJ/PPU/G00007 | PPU CYBERJAYA NO 7 | M |  | Pass | null
378289776 | TNB | DISTRIBUTION | WP PUTRAJAYA & CYBERJAYA | Existing | 33 kV |  | RYB | VCBJ/PPU/G00007 | PPU CYBERJAYA NO 7 |  |  | Fail | Please check "Use"
378289800 | TNB | DISTRIBUTION | WP PUTRAJAYA & CYBERJAYA | Existing | 11 kV | MAIN | RYB | VCBJ/PPU/G00007 | PPU CYBERJAYA NO 7 | M |  | Pass | null
378289811 | TNB | DISTRIBUTION | WP PUTRAJAYA & CYBERJAYA | Existing | 11 kV |  | RYB | VCBJ/PPU/G00007 | PPU CYBERJAYA NO 7 |  |  | Fail | Please check "Use"
378289828 | TNB | DISTRIBUTION | WP PUTRAJAYA & CYBERJAYA | Existing | 11 kV |  | RYB | VCBJ/PPU/G00007 | PPU CYBERJAYA NO 7 |  |  | Fail | Please check "Use"
378289917 | TNB | DISTRIBUTION | WP PUTRAJAYA & CYBERJAYA | Existing | 11 kV |  | RYB | VCBJ/PPU/G00007 | PPU CYBERJAYA NO 7 |  |  | Fail | Please check "Use"
378289951 | TNB | DISTRIBUTION | WP PUTRAJAYA & CYBERJAYA | Existing | 11 kV |  | RYB | VCBJ/PPU/G00007 | PPU CYBERJAYA NO 7 |  |  | Fail | Please check "Use"
378289996 | TNB | DISTRIBUTION | WP PUTRAJAYA & CYBERJAYA | Existing | 11 kV |  | RYB | VCBJ/PPU/G00007 | PPU CYBERJAYA NO 7 |  |  | Fail | Please check "Use"
378290000 | TNB | DISTRIBUTION | WP PUTRAJAYA & CYBERJAYA | Existing | 11 kV |  | RYB | VCBJ/PPU/G00007 | PPU CYBERJAYA NO 7 |  |  | Fail | Please check "Use"
378290001 | TNB | DISTRIBUTION | WP PUTRAJAYA & CYBERJAYA | Existing | 33 kV | MAIN | RYB | VCBJ/PPU/G00007 | PPU CYBERJAYA NO 7 | M |  | Pass | null
378290002 | TNB | DISTRIBUTION | WP PUTRAJAYA & CYBERJAYA | Existing | 33 kV |  | RYB | VCBJ/PPU/G00007 | PPU CYBERJAYA NO 7 |  |  | Fail | Please check "Use"
378290018 | TNB | DISTRIBUTION | WP PUTRAJAYA & CYBERJAYA | Existing | 11 kV | MAIN | RYB | VCBJ/PPU/G00007 | PPU CYBERJAYA NO 7 | M |  | Pass | null
378290019 | TNB | DISTRIBUTION | WP PUTRAJAYA & CYBERJAYA | Existing | 11 kV |  | RYB | VCBJ/PPU/G00007 | PPU CYBERJAYA NO 7 |  |  | Fail | Please check "Use"
378290032 | TNB | DISTRIBUTION | WP PUTRAJAYA & CYBERJAYA | Existing | 11 kV |  | RYB | VCBJ/PPU/G00007 | PPU CYBERJAYA NO 7 |  |  | Fail | Please check "Use"
378290033 | TNB | DISTRIBUTION | WP PUTRAJAYA & CYBERJAYA | Existing | 11 kV |  | RYB | VCBJ/PPU/G00007 | PPU CYBERJAYA NO 7 |  |  | Fail | Please check "Use"
378290101 | TNB | DISTRIBUTION | WP PUTRAJAYA & CYBERJAYA | Existing | 11 kV |  | RYB | VCBJ/PPU/G00007 | PPU CYBERJAYA NO 7 |  |  | Fail | Please check "Use"
378290103 | TNB | DISTRIBUTION | WP PUTRAJAYA & CYBERJAYA | Existing | 11 kV |  | RYB | VCBJ/PPU/G00007 | PPU CYBERJAYA NO 7 |  |  | Fail | Please check "Use"
378290104 | TNB | DISTRIBUTION | WP PUTRAJAYA & CYBERJAYA | Existing | 11 kV | MAIN | RYB | VCBJ/PPU/G00007 | PPU CYBERJAYA NO 7 | M |  | Pass | null
378290124 | TNB | DISTRIBUTION | WP PUTRAJAYA & CYBERJAYA | Existing | 11 kV |  | RYB | VCBJ/PPU/G00007 | PPU CYBERJAYA NO 7 |  |  | Fail | Please check "Use"
378290125 | TNB | DISTRIBUTION | WP PUTRAJAYA & CYBERJAYA | Existing | 11 kV |  | RYB | VCBJ/PPU/G00007 | PPU CYBERJAYA NO 7 |  |  | Fail | Please check "Use"
378290126 | TNB | DISTRIBUTION | WP PUTRAJAYA & CYBERJAYA | Existing | 11 kV |  | RYB | VCBJ/PPU/G00007 | PPU CYBERJAYA NO 7 |  |  | Fail | Please check "Use"
378290127 | TNB | DISTRIBUTION | WP PUTRAJAYA & CYBERJAYA | Existing | 11 kV |  | RYB | VCBJ/PPU/G00007 | PPU CYBERJAYA NO 7 |  |  | Fail | Please check "Use"
378290128 | TNB | DISTRIBUTION | WP PUTRAJAYA & CYBERJAYA | Existing | 11 kV |  | RYB | VCBJ/PPU/G00007 | PPU CYBERJAYA NO 7 |  |  | Fail | Please check "Use"
378290129 | TNB | DISTRIBUTION | WP PUTRAJAYA & CYBERJAYA | Existing | 11 kV |  | RYB | VCBJ/PPU/G00007 | PPU CYBERJAYA NO 7 |  |  | Fail | Please check "Use"
378290130 | TNB | DISTRIBUTION | WP PUTRAJAYA & CYBERJAYA | Existing | 11 kV |  | RYB | VCBJ/PPU/G00007 | PPU CYBERJAYA NO 7 |  |  | Fail | Please check "Use"
378290131 | TNB | DISTRIBUTION | WP PUTRAJAYA & CYBERJAYA | Existing | 11 kV |  | RYB | VCBJ/PPU/G00007 | PPU CYBERJAYA NO 7 |  |  | Fail | Please check "Use"
378290318 | TNB | DISTRIBUTION | WP PUTRAJAYA & CYBERJAYA | Existing | 33 kV |  | RYB | VCBJ/SSU/G00004 | SSU IDCB |  |  | Fail | Please check "Use"
378290322 | TNB | DISTRIBUTION | WP PUTRAJAYA & CYBERJAYA | Existing | 33 kV |  | RYB | VCBJ/SSU/G00004 | SSU IDCB |  |  | Fail | Please check "Use"
378290324 | TNB | DISTRIBUTION | WP PUTRAJAYA & CYBERJAYA | Existing | 33 kV |  | RYB | VCBJ/SSU/G00004 | SSU IDCB |  |  | Fail | Please check "Use"
378290325 | TNB | DISTRIBUTION | WP PUTRAJAYA & CYBERJAYA | Existing | 33 kV |  | RYB | VCBJ/SSU/G00004 | SSU IDCB |  |  | Fail | Please check "Use"
378290327 | TNB | DISTRIBUTION | WP PUTRAJAYA & CYBERJAYA | Existing | 33 kV |  | RYB | VCBJ/SSU/G00004 | SSU IDCB |  |  | Fail | Please check "Use"
378290331 | TNB | DISTRIBUTION | WP PUTRAJAYA & CYBERJAYA | Existing | 33 kV |  | RYB | VCBJ/SSU/G00004 | SSU IDCB |  |  | Fail | Please check "Use"
378290334 | TNB | DISTRIBUTION | WP PUTRAJAYA & CYBERJAYA | Existing | 33 kV |  | RYB | VCBJ/SSU/G00004 | SSU IDCB |  |  | Fail | Please check "Use"
378290340 | TNB | DISTRIBUTION | WP PUTRAJAYA & CYBERJAYA | Existing | 33 kV |  | RYB | VCBJ/SSU/G00004 | SSU IDCB |  |  | Fail | Please check "Use"
378290341 | TNB | DISTRIBUTION | WP PUTRAJAYA & CYBERJAYA | Existing | 33 kV |  | RYB | VCBJ/SSU/G00004 | SSU IDCB |  |  | Fail | Please check "Use"
378290342 | TNB | DISTRIBUTION | WP PUTRAJAYA & CYBERJAYA | Existing | 33 kV |  | RYB | VCBJ/SSU/G00004 | SSU IDCB |  |  | Fail | Please check "Use"
378290349 | TNB | DISTRIBUTION | WP PUTRAJAYA & CYBERJAYA | Existing | 33 kV |  | RYB | VCBJ/SSU/G00004 | SSU IDCB |  |  | Fail | Please check "Use"
378290350 | TNB | DISTRIBUTION | WP PUTRAJAYA & CYBERJAYA | Existing | 33 kV |  | RYB | VCBJ/SSU/G00004 | SSU IDCB |  |  | Fail | Please check "Use"
378290362 | TNB | DISTRIBUTION | WP PUTRAJAYA & CYBERJAYA | Existing | 33 kV |  | RYB | VCBJ/SSU/G00004 | SSU IDCB |  |  | Fail | Please check "Use"
378290363 | TNB | DISTRIBUTION | WP PUTRAJAYA & CYBERJAYA | Existing | 33 kV |  | RYB | VCBJ/SSU/G00004 | SSU IDCB |  |  | Fail | Please check "Use"
378290366 | TNB | DISTRIBUTION | WP PUTRAJAYA & CYBERJAYA | Existing | 33 kV |  | RYB | VCBJ/SSU/G00004 | SSU IDCB | M |  | Fail | Please check "Use"
378290371 | TNB | DISTRIBUTION | WP PUTRAJAYA & CYBERJAYA | Existing | 33 kV |  | RYB | VCBJ/SSU/G00004 | SSU IDCB |  |  | Fail | Please check "Use"
378290373 | TNB | DISTRIBUTION | WP PUTRAJAYA & CYBERJAYA | Existing | 33 kV |  | RYB | VCBJ/SSU/G00004 | SSU IDCB |  |  | Fail | Please check "Use"
378290377 | TNB | DISTRIBUTION | WP PUTRAJAYA & CYBERJAYA | Existing | 33 kV |  | RYB | VCBJ/SSU/G00004 | SSU IDCB |  |  | Fail | Please check "Use"
378290378 | TNB | DISTRIBUTION | WP PUTRAJAYA & CYBERJAYA | Existing | 33 kV |  | RYB | VCBJ/SSU/G00004 | SSU IDCB |  |  | Fail | Please check "Use"
378290379 | TNB | DISTRIBUTION | WP PUTRAJAYA & CYBERJAYA | Existing | 33 kV |  | RYB | VCBJ/SSU/G00004 | SSU IDCB |  |  | Fail | Please check "Use"
378290383 | TNB | DISTRIBUTION | WP PUTRAJAYA & CYBERJAYA | Existing | 33 kV |  | RYB | VCBJ/SSU/G00004 | SSU IDCB |  |  | Fail | Please check "Use"
378290387 | TNB | DISTRIBUTION | WP PUTRAJAYA & CYBERJAYA | Existing | 33 kV |  | RYB | VCBJ/SSU/G00004 | SSU IDCB |  |  | Fail | Please check "Use"
378290388 | TNB | DISTRIBUTION | WP PUTRAJAYA & CYBERJAYA | Existing | 33 kV |  | RYB | VCBJ/SSU/G00004 | SSU IDCB |  |  | Fail | Please check "Use"
378290389 | TNB | DISTRIBUTION | WP PUTRAJAYA & CYBERJAYA | Existing | 33 kV |  | RYB | VCBJ/SSU/G00004 | SSU IDCB |  |  | Fail | Please check "Use"
378290390 | TNB | DISTRIBUTION | WP PUTRAJAYA & CYBERJAYA | Existing | 33 kV |  | RYB | VCBJ/SSU/G00004 | SSU IDCB |  |  | Fail | Please check "Use"
378290391 | TNB | DISTRIBUTION | WP PUTRAJAYA & CYBERJAYA | Existing | 33 kV |  | RYB | VCBJ/SSU/G00004 | SSU IDCB |  |  | Fail | Please check "Use"
378290394 | TNB | DISTRIBUTION | WP PUTRAJAYA & CYBERJAYA | Existing | 33 kV |  | RYB | VCBJ/SSU/G00004 | SSU IDCB |  |  | Fail | Please check "Use"
378290395 | TNB | DISTRIBUTION | WP PUTRAJAYA & CYBERJAYA | Existing | 33 kV |  | RYB | VCBJ/SSU/G00004 | SSU IDCB |  |  | Fail | Please check "Use"
378290396 | TNB | DISTRIBUTION | WP PUTRAJAYA & CYBERJAYA | Existing | 33 kV |  | RYB | VCBJ/SSU/G00004 | SSU IDCB |  |  | Fail | Please check "Use"
378290397 | TNB | DISTRIBUTION | WP PUTRAJAYA & CYBERJAYA | Existing | 33 kV |  | RYB | VCBJ/SSU/G00004 | SSU IDCB |  |  | Fail | Please check "Use"
378290398 | TNB | DISTRIBUTION | WP PUTRAJAYA & CYBERJAYA | Existing | 33 kV |  | RYB | VCBJ/SSU/G00004 | SSU IDCB |  |  | Fail | Please check "Use"
378290400 | TNB | DISTRIBUTION | WP PUTRAJAYA & CYBERJAYA | Existing | 33 kV |  | RYB | VCBJ/SSU/G00004 | SSU IDCB |  |  | Fail | Please check "Use"
378290401 | TNB | DISTRIBUTION | WP PUTRAJAYA & CYBERJAYA | Existing | 33 kV |  | RYB | VCBJ/SSU/G00004 | SSU IDCB |  |  | Fail | Please check "Use"
378290403 | TNB | DISTRIBUTION | WP PUTRAJAYA & CYBERJAYA | Existing | 33 kV |  | RYB | VCBJ/SSU/G00004 | SSU IDCB |  |  | Fail | Please check "Use"
378290404 | TNB | DISTRIBUTION | WP PUTRAJAYA & CYBERJAYA | Existing | 33 kV |  | RYB | VCBJ/SSU/G00004 | SSU IDCB |  |  | Fail | Please check "Use"
378290407 | TNB | DISTRIBUTION | WP PUTRAJAYA & CYBERJAYA | Existing | 33 kV |  | RYB | VCBJ/SSU/G00004 | SSU IDCB |  |  | Fail | Please check "Use"
378290409 | TNB | DISTRIBUTION | WP PUTRAJAYA & CYBERJAYA | Existing | 33 kV |  | RYB | VCBJ/SSU/G00004 | SSU IDCB |  |  | Fail | Please check "Use"
378290418 | TNB | DISTRIBUTION | WP PUTRAJAYA & CYBERJAYA | Existing | 33 kV |  | RYB | VCBJ/SSU/G00004 | SSU IDCB |  |  | Fail | Please check "Use"
378290419 | TNB | DISTRIBUTION | WP PUTRAJAYA & CYBERJAYA | Existing | 33 kV |  | RYB | VCBJ/SSU/G00004 | SSU IDCB |  |  | Fail | Please check "Use"
378290421 | TNB | DISTRIBUTION | WP PUTRAJAYA & CYBERJAYA | Existing | 33 kV |  | RYB | VCBJ/SSU/G00004 | SSU IDCB |  |  | Fail | Please check "Use"
378290422 | TNB | DISTRIBUTION | WP PUTRAJAYA & CYBERJAYA | Existing | 33 kV |  | RYB | VCBJ/SSU/G00004 | SSU IDCB |  |  | Fail | Please check "Use"
378290424 | TNB | DISTRIBUTION | WP PUTRAJAYA & CYBERJAYA | Existing | 33 kV |  | RYB | VCBJ/SSU/G00004 | SSU IDCB |  |  | Fail | Please check "Use"
378290425 | TNB | DISTRIBUTION | WP PUTRAJAYA & CYBERJAYA | Existing | 33 kV |  | RYB | VCBJ/SSU/G00004 | SSU IDCB |  |  | Fail | Please check "Use"
378290426 | TNB | DISTRIBUTION | WP PUTRAJAYA & CYBERJAYA | Existing | 33 kV |  | RYB | VCBJ/SSU/G00004 | SSU IDCB |  |  | Fail | Please check "Use"
378290428 | TNB | DISTRIBUTION | WP PUTRAJAYA & CYBERJAYA | Existing | 33 kV |  | RYB | VCBJ/SSU/G00004 | SSU IDCB | R |  | Fail | Please check "Use"
378290429 | TNB | DISTRIBUTION | WP PUTRAJAYA & CYBERJAYA | Existing | 33 kV |  | RYB | VCBJ/SSU/G00004 | SSU IDCB |  |  | Fail | Please check "Use"
378290432 | TNB | DISTRIBUTION | WP PUTRAJAYA & CYBERJAYA | Existing | 33 kV |  | RYB | VCBJ/SSU/G00004 | SSU IDCB |  |  | Fail | Please check "Use"
378290434 | TNB | DISTRIBUTION | WP PUTRAJAYA & CYBERJAYA | Existing | 33 kV |  | RYB | VCBJ/SSU/G00004 | SSU IDCB |  |  | Fail | Please check "Use"
378290435 | TNB | DISTRIBUTION | WP PUTRAJAYA & CYBERJAYA | Existing | 33 kV |  | RYB | VCBJ/SSU/G00004 | SSU IDCB |  |  | Fail | Please check "Use"
378290436 | TNB | DISTRIBUTION | WP PUTRAJAYA & CYBERJAYA | Existing | 33 kV |  | RYB | VCBJ/SSU/G00004 | SSU IDCB |  |  | Fail | Please check "Use"
378290437 | TNB | DISTRIBUTION | WP PUTRAJAYA & CYBERJAYA | Existing | 33 kV |  | RYB | VCBJ/SSU/G00004 | SSU IDCB |  |  | Fail | Please check "Use"
378290439 | TNB | DISTRIBUTION | WP PUTRAJAYA & CYBERJAYA | Existing | 33 kV |  | RYB | VCBJ/SSU/G00004 | SSU IDCB |  |  | Fail | Please check "Use"
378290443 | TNB | DISTRIBUTION | WP PUTRAJAYA & CYBERJAYA | Existing | 33 kV |  | RYB | VCBJ/SSU/G00004 | SSU IDCB |  |  | Fail | Please check "Use"
378290445 | TNB | DISTRIBUTION | WP PUTRAJAYA & CYBERJAYA | Existing | 33 kV |  | RYB | VCBJ/SSU/G00004 | SSU IDCB |  |  | Fail | Please check "Use"
378290448 | TNB | DISTRIBUTION | WP PUTRAJAYA & CYBERJAYA | Existing | 33 kV |  | RYB | VCBJ/SSU/G00004 | SSU IDCB |  |  | Fail | Please check "Use"
378290450 | TNB | DISTRIBUTION | WP PUTRAJAYA & CYBERJAYA | Existing | 33 kV |  | RYB | VCBJ/SSU/G00004 | SSU IDCB |  |  | Fail | Please check "Use"
378290453 | TNB | DISTRIBUTION | WP PUTRAJAYA & CYBERJAYA | Existing | 33 kV |  | RYB | VCBJ/SSU/G00004 | SSU IDCB |  |  | Fail | Please check "Use"
378290455 | TNB | DISTRIBUTION | WP PUTRAJAYA & CYBERJAYA | Existing | 33 kV |  | RYB | VCBJ/SSU/G00004 | SSU IDCB |  |  | Fail | Please check "Use"
378290457 | TNB | DISTRIBUTION | WP PUTRAJAYA & CYBERJAYA | Existing | 33 kV |  | RYB | VCBJ/SSU/G00004 | SSU IDCB |  |  | Fail | Please check "Use"
378290458 | TNB | DISTRIBUTION | WP PUTRAJAYA & CYBERJAYA | Existing | 33 kV |  | RYB | VCBJ/SSU/G00004 | SSU IDCB |  |  | Fail | Please check "Use"
378290459 | TNB | DISTRIBUTION | WP PUTRAJAYA & CYBERJAYA | Existing | 33 kV |  | RYB | VCBJ/SSU/G00004 | SSU IDCB |  |  | Fail | Please check "Use"
378290461 | TNB | DISTRIBUTION | WP PUTRAJAYA & CYBERJAYA | Existing | 33 kV |  | RYB | VCBJ/SSU/G00004 | SSU IDCB |  |  | Fail | Please check "Use"
378290466 | TNB | DISTRIBUTION | WP PUTRAJAYA & CYBERJAYA | Existing | 33 kV |  | RYB | VCBJ/SSU/G00004 | SSU IDCB |  |  | Fail | Please check "Use"
378297111 | TNB | DISTRIBUTION | WP PUTRAJAYA & CYBERJAYA | Existing | 11 kV |  | RYB | VPTJ/PCE/J02191 | SS 2.19 2M10 (F1) |  |  | Fail | Please check "Use"
378297115 | TNB | DISTRIBUTION | WP PUTRAJAYA & CYBERJAYA | Existing | 11 kV |  | RYB | VPTJ/PCE/J02191 | SS 2.19 2M10 (F1) |  |  | Fail | Please check "Use"
378297118 | TNB | DISTRIBUTION | WP PUTRAJAYA & CYBERJAYA | Existing | 11 kV |  | RYB | VPTJ/PCE/J02191 | SS 2.19 2M10 (F1) |  |  | Fail | Please check "Use"
378297121 | TNB | DISTRIBUTION | WP PUTRAJAYA & CYBERJAYA | Existing | 11 kV |  | RYB | VPTJ/PCE/J02191 | SS 2.19 2M10 (F1) |  |  | Fail | Please check "Use"
378297123 | TNB | DISTRIBUTION | WP PUTRAJAYA & CYBERJAYA | Existing | 11 kV |  | RYB | VPTJ/PCE/J02191 | SS 2.19 2M10 (F1) |  |  | Fail | Please check "Use"
378297126 | TNB | DISTRIBUTION | WP PUTRAJAYA & CYBERJAYA | Existing | 11 kV |  | RYB | VPTJ/PCE/J02191 | SS 2.19 2M10 (F1) |  |  | Fail | Please check "Use"
378297129 | TNB | DISTRIBUTION | WP PUTRAJAYA & CYBERJAYA | Existing | 11 kV |  | RYB | VPTJ/PCE/J02191 | SS 2.19 2M10 (F1) |  |  | Fail | Please check "Use"
378297130 | TNB | DISTRIBUTION | WP PUTRAJAYA & CYBERJAYA | Existing | 11 kV |  | RYB | VPTJ/PCE/J02191 | SS 2.19 2M10 (F1) |  |  | Fail | Please check "Use"
378297137 | TNB | DISTRIBUTION | WP PUTRAJAYA & CYBERJAYA | Existing | 11 kV |  | RYB | VPTJ/PCE/J02191 | SS 2.19 2M10 (F1) |  |  | Fail | Please check "Use"
378297152 | TNB | DISTRIBUTION | WP PUTRAJAYA & CYBERJAYA | Existing | 11 kV |  | RYB | VPTJ/PCE/J02192 | SS 2.19 2M10 (F2) |  |  | Fail | Please check "Use"
378297156 | TNB | DISTRIBUTION | WP PUTRAJAYA & CYBERJAYA | Existing | 11 kV |  | RYB | VPTJ/PCE/J02192 | SS 2.19 2M10 (F2) |  |  | Fail | Please check "Use"
378297159 | TNB | DISTRIBUTION | WP PUTRAJAYA & CYBERJAYA | Existing | 11 kV |  | RYB | VPTJ/PCE/J02192 | SS 2.19 2M10 (F2) |  |  | Fail | Please check "Use"
378297162 | TNB | DISTRIBUTION | WP PUTRAJAYA & CYBERJAYA | Existing | 11 kV |  | RYB | VPTJ/PCE/J02192 | SS 2.19 2M10 (F2) |  |  | Fail | Please check "Use"
378297164 | TNB | DISTRIBUTION | WP PUTRAJAYA & CYBERJAYA | Existing | 11 kV |  | RYB | VPTJ/PCE/J02192 | SS 2.19 2M10 (F2) |  |  | Fail | Please check "Use"
378297167 | TNB | DISTRIBUTION | WP PUTRAJAYA & CYBERJAYA | Existing | 11 kV |  | RYB | VPTJ/PCE/J02192 | SS 2.19 2M10 (F2) |  |  | Fail | Please check "Use"
378297170 | TNB | DISTRIBUTION | WP PUTRAJAYA & CYBERJAYA | Existing | 11 kV |  | RYB | VPTJ/PCE/J02192 | SS 2.19 2M10 (F2) |  |  | Fail | Please check "Use"
378297171 | TNB | DISTRIBUTION | WP PUTRAJAYA & CYBERJAYA | Existing | 11 kV |  | RYB | VPTJ/PCE/J02192 | SS 2.19 2M10 (F2) |  |  | Fail | Please check "Use"
378297178 | TNB | DISTRIBUTION | WP PUTRAJAYA & CYBERJAYA | Existing | 11 kV |  | RYB | VPTJ/PCE/J02192 | SS 2.19 2M10 (F2) |  |  | Fail | Please check "Use"
378297193 | TNB | DISTRIBUTION | WP PUTRAJAYA & CYBERJAYA | Existing | 11 kV |  | RYB | VPTJ/PCE/J02231 | PE 2.23 2C10 (F1) |  |  | Fail | Please check "Use"
378297197 | TNB | DISTRIBUTION | WP PUTRAJAYA & CYBERJAYA | Existing | 11 kV |  | RYB | VPTJ/PCE/J02231 | PE 2.23 2C10 (F1) |  |  | Fail | Please check "Use"
378297201 | TNB | DISTRIBUTION | WP PUTRAJAYA & CYBERJAYA | Existing | 11 kV |  | RYB | VPTJ/PCE/J02231 | PE 2.23 2C10 (F1) |  |  | Fail | Please check "Use"
378297203 | TNB | DISTRIBUTION | WP PUTRAJAYA & CYBERJAYA | Existing | 11 kV |  | RYB | VPTJ/PCE/J02231 | PE 2.23 2C10 (F1) |  |  | Fail | Please check "Use"
378297205 | TNB | DISTRIBUTION | WP PUTRAJAYA & CYBERJAYA | Existing | 11 kV |  | RYB | VPTJ/PCE/J02231 | PE 2.23 2C10 (F1) |  |  | Fail | Please check "Use"
378297211 | TNB | DISTRIBUTION | WP PUTRAJAYA & CYBERJAYA | Existing | 11 kV |  | RYB | VPTJ/PCE/J02231 | PE 2.23 2C10 (F1) |  |  | Fail | Please check "Use"
378297213 | TNB | DISTRIBUTION | WP PUTRAJAYA & CYBERJAYA | Existing | 11 kV |  | RYB | VPTJ/PCE/J02231 | PE 2.23 2C10 (F1) |  |  | Fail | Please check "Use"
378297216 | TNB | DISTRIBUTION | WP PUTRAJAYA & CYBERJAYA | Existing | 11 kV |  | RYB | VPTJ/PCE/J02231 | PE 2.23 2C10 (F1) |  |  | Fail | Please check "Use"
378297234 | TNB | DISTRIBUTION | WP PUTRAJAYA & CYBERJAYA | Existing | 11 kV |  | RYB | VPTJ/PCE/J02232 | PE 2.23 2C10 (F2) |  |  | Fail | Please check "Use"
378297238 | TNB | DISTRIBUTION | WP PUTRAJAYA & CYBERJAYA | Existing | 11 kV |  | RYB | VPTJ/PCE/J02232 | PE 2.23 2C10 (F2) |  |  | Fail | Please check "Use"
378297242 | TNB | DISTRIBUTION | WP PUTRAJAYA & CYBERJAYA | Existing | 11 kV |  | RYB | VPTJ/PCE/J02232 | PE 2.23 2C10 (F2) |  |  | Fail | Please check "Use"
378297244 | TNB | DISTRIBUTION | WP PUTRAJAYA & CYBERJAYA | Existing | 11 kV |  | RYB | VPTJ/PCE/J02232 | PE 2.23 2C10 (F2) |  |  | Fail | Please check "Use"
378297246 | TNB | DISTRIBUTION | WP PUTRAJAYA & CYBERJAYA | Existing | 11 kV |  | RYB | VPTJ/PCE/J02232 | PE 2.23 2C10 (F2) |  |  | Fail | Please check "Use"
378297252 | TNB | DISTRIBUTION | WP PUTRAJAYA & CYBERJAYA | Existing | 11 kV |  | RYB | VPTJ/PCE/J02232 | PE 2.23 2C10 (F2) |  |  | Fail | Please check "Use"
378297254 | TNB | DISTRIBUTION | WP PUTRAJAYA & CYBERJAYA | Existing | 11 kV |  | RYB | VPTJ/PCE/J02232 | PE 2.23 2C10 (F2) |  |  | Fail | Please check "Use"
378297257 | TNB | DISTRIBUTION | WP PUTRAJAYA & CYBERJAYA | Existing | 11 kV |  | RYB | VPTJ/PCE/J02232 | PE 2.23 2C10 (F2) |  |  | Fail | Please check "Use"
378297327 | TNB | DISTRIBUTION | WP PUTRAJAYA & CYBERJAYA | Existing | 11 kV |  | RYB | VPTJ/PCE/J03051 | SS 3.05 KIBLAT WALK (F1) |  |  | Fail | Please check "Use"
378297331 | TNB | DISTRIBUTION | WP PUTRAJAYA & CYBERJAYA | Existing | 11 kV |  | RYB | VPTJ/PCE/J03051 | SS 3.05 KIBLAT WALK (F1) |  |  | Fail | Please check "Use"
378297335 | TNB | DISTRIBUTION | WP PUTRAJAYA & CYBERJAYA | Existing | 11 kV |  | RYB | VPTJ/PCE/J03051 | SS 3.05 KIBLAT WALK (F1) |  |  | Fail | Please check "Use"
378297337 | TNB | DISTRIBUTION | WP PUTRAJAYA & CYBERJAYA | Existing | 11 kV |  | RYB | VPTJ/PCE/J03051 | SS 3.05 KIBLAT WALK (F1) |  |  | Fail | Please check "Use"
378297339 | TNB | DISTRIBUTION | WP PUTRAJAYA & CYBERJAYA | Existing | 11 kV |  | RYB | VPTJ/PCE/J03051 | SS 3.05 KIBLAT WALK (F1) |  |  | Fail | Please check "Use"
378297345 | TNB | DISTRIBUTION | WP PUTRAJAYA & CYBERJAYA | Existing | 11 kV |  | RYB | VPTJ/PCE/J03051 | SS 3.05 KIBLAT WALK (F1) |  |  | Fail | Please check "Use"
378297347 | TNB | DISTRIBUTION | WP PUTRAJAYA & CYBERJAYA | Existing | 11 kV |  | RYB | VPTJ/PCE/J03051 | SS 3.05 KIBLAT WALK (F1) |  |  | Fail | Please check "Use"
378297350 | TNB | DISTRIBUTION | WP PUTRAJAYA & CYBERJAYA | Existing | 11 kV |  | RYB | VPTJ/PCE/J03051 | SS 3.05 KIBLAT WALK (F1) |  |  | Fail | Please check "Use"
378297368 | TNB | DISTRIBUTION | WP PUTRAJAYA & CYBERJAYA | Existing | 11 kV |  | RYB | VPTJ/PCE/J03052 | SS 3.05 KIBLAT WALK (F2) |  |  | Fail | Please check "Use"
378297372 | TNB | DISTRIBUTION | WP PUTRAJAYA & CYBERJAYA | Existing | 11 kV |  | RYB | VPTJ/PCE/J03052 | SS 3.05 KIBLAT WALK (F2) |  |  | Fail | Please check "Use"
378297376 | TNB | DISTRIBUTION | WP PUTRAJAYA & CYBERJAYA | Existing | 11 kV |  | RYB | VPTJ/PCE/J03052 | SS 3.05 KIBLAT WALK (F2) |  |  | Fail | Please check "Use"
378297378 | TNB | DISTRIBUTION | WP PUTRAJAYA & CYBERJAYA | Existing | 11 kV |  | RYB | VPTJ/PCE/J03052 | SS 3.05 KIBLAT WALK (F2) |  |  | Fail | Please check "Use"
378297380 | TNB | DISTRIBUTION | WP PUTRAJAYA & CYBERJAYA | Existing | 11 kV |  | RYB | VPTJ/PCE/J03052 | SS 3.05 KIBLAT WALK (F2) |  |  | Fail | Please check "Use"
378297386 | TNB | DISTRIBUTION | WP PUTRAJAYA & CYBERJAYA | Existing | 11 kV |  | RYB | VPTJ/PCE/J03052 | SS 3.05 KIBLAT WALK (F2) |  |  | Fail | Please check "Use"
378297388 | TNB | DISTRIBUTION | WP PUTRAJAYA & CYBERJAYA | Existing | 11 kV |  | RYB | VPTJ/PCE/J03052 | SS 3.05 KIBLAT WALK (F2) |  |  | Fail | Please check "Use"
378297391 | TNB | DISTRIBUTION | WP PUTRAJAYA & CYBERJAYA | Existing | 11 kV |  | RYB | VPTJ/PCE/J03052 | SS 3.05 KIBLAT WALK (F2) |  |  | Fail | Please check "Use"
378301400 | TNB | DISTRIBUTION | WP PUTRAJAYA & CYBERJAYA | Existing | 11 kV |  | RYB | VCBJ/PCE/J22361 | SS 22.36 SKMM F1 |  |  | Fail | Please check "Use"
378301402 | TNB | DISTRIBUTION | WP PUTRAJAYA & CYBERJAYA | Existing | 11 kV |  | RYB | VCBJ/PCE/J22361 | SS 22.36 SKMM F1 |  |  | Fail | Please check "Use"
378301404 | TNB | DISTRIBUTION | WP PUTRAJAYA & CYBERJAYA | Existing | 11 kV |  | RYB | VCBJ/PCE/J22361 | SS 22.36 SKMM F1 |  |  | Fail | Please check "Use"
378301407 | TNB | DISTRIBUTION | WP PUTRAJAYA & CYBERJAYA | Existing | 11 kV |  | RYB | VCBJ/PCE/J22361 | SS 22.36 SKMM F1 |  |  | Fail | Please check "Use"
378301408 | TNB | DISTRIBUTION | WP PUTRAJAYA & CYBERJAYA | Existing | 11 kV |  | RYB | VCBJ/PCE/J22361 | SS 22.36 SKMM F1 |  |  | Fail | Please check "Use"
378301409 | TNB | DISTRIBUTION | WP PUTRAJAYA & CYBERJAYA | Existing | 11 kV |  | RYB | VCBJ/PCE/J22361 | SS 22.36 SKMM F1 |  |  | Fail | Please check "Use"
378301415 | TNB | DISTRIBUTION | WP PUTRAJAYA & CYBERJAYA | Existing | 11 kV |  | RYB | VCBJ/PCE/J22361 | SS 22.36 SKMM F1 |  |  | Fail | Please check "Use"
378301420 | TNB | DISTRIBUTION | WP PUTRAJAYA & CYBERJAYA | Existing | 11 kV |  | RYB | VCBJ/PCE/J22361 | SS 22.36 SKMM F1 |  |  | Fail | Please check "Use"
378301426 | TNB | DISTRIBUTION | WP PUTRAJAYA & CYBERJAYA | Existing | 11 kV |  | RYB | VCBJ/PCE/J22362 | SS 22.36 SKMM F2 |  |  | Fail | Please check "Use"
378301428 | TNB | DISTRIBUTION | WP PUTRAJAYA & CYBERJAYA | Existing | 11 kV |  | RYB | VCBJ/PCE/J22362 | SS 22.36 SKMM F2 |  |  | Fail | Please check "Use"
378301430 | TNB | DISTRIBUTION | WP PUTRAJAYA & CYBERJAYA | Existing | 11 kV |  | RYB | VCBJ/PCE/J22362 | SS 22.36 SKMM F2 |  |  | Fail | Please check "Use"
378301433 | TNB | DISTRIBUTION | WP PUTRAJAYA & CYBERJAYA | Existing | 11 kV |  | RYB | VCBJ/PCE/J22362 | SS 22.36 SKMM F2 |  |  | Fail | Please check "Use"
378301434 | TNB | DISTRIBUTION | WP PUTRAJAYA & CYBERJAYA | Existing | 11 kV |  | RYB | VCBJ/PCE/J22362 | SS 22.36 SKMM F2 |  |  | Fail | Please check "Use"
378301435 | TNB | DISTRIBUTION | WP PUTRAJAYA & CYBERJAYA | Existing | 11 kV |  | RYB | VCBJ/PCE/J22362 | SS 22.36 SKMM F2 |  |  | Fail | Please check "Use"
378301441 | TNB | DISTRIBUTION | WP PUTRAJAYA & CYBERJAYA | Existing | 11 kV |  | RYB | VCBJ/PCE/J22362 | SS 22.36 SKMM F2 |  |  | Fail | Please check "Use"
378301446 | TNB | DISTRIBUTION | WP PUTRAJAYA & CYBERJAYA | Existing | 11 kV |  | RYB | VCBJ/PCE/J22362 | SS 22.36 SKMM F2 |  |  | Fail | Please check "Use"
378301457 | TNB | DISTRIBUTION | WP PUTRAJAYA & CYBERJAYA | Existing | 11 kV |  | RYB | VCBJ/PCE/J24221 | SS 24.22 POSH ATLANTIC F1 |  |  | Fail | Please check "Use"
378301461 | TNB | DISTRIBUTION | WP PUTRAJAYA & CYBERJAYA | Existing | 11 kV |  | RYB | VCBJ/PCE/J24221 | SS 24.22 POSH ATLANTIC F1 |  |  | Fail | Please check "Use"
378301465 | TNB | DISTRIBUTION | WP PUTRAJAYA & CYBERJAYA | Existing | 11 kV |  | RYB | VCBJ/PCE/J24221 | SS 24.22 POSH ATLANTIC F1 |  |  | Fail | Please check "Use"
378301467 | TNB | DISTRIBUTION | WP PUTRAJAYA & CYBERJAYA | Existing | 11 kV |  | RYB | VCBJ/PCE/J24221 | SS 24.22 POSH ATLANTIC F1 |  |  | Fail | Please check "Use"
378301469 | TNB | DISTRIBUTION | WP PUTRAJAYA & CYBERJAYA | Existing | 11 kV |  | RYB | VCBJ/PCE/J24221 | SS 24.22 POSH ATLANTIC F1 |  |  | Fail | Please check "Use"
378301475 | TNB | DISTRIBUTION | WP PUTRAJAYA & CYBERJAYA | Existing | 11 kV |  | RYB | VCBJ/PCE/J24221 | SS 24.22 POSH ATLANTIC F1 |  |  | Fail | Please check "Use"
378301477 | TNB | DISTRIBUTION | WP PUTRAJAYA & CYBERJAYA | Existing | 11 kV |  | RYB | VCBJ/PCE/J24221 | SS 24.22 POSH ATLANTIC F1 |  |  | Fail | Please check "Use"
378301480 | TNB | DISTRIBUTION | WP PUTRAJAYA & CYBERJAYA | Existing | 11 kV |  | RYB | VCBJ/PCE/J24221 | SS 24.22 POSH ATLANTIC F1 |  |  | Fail | Please check "Use"
378301491 | TNB | DISTRIBUTION | WP PUTRAJAYA & CYBERJAYA | Existing | 11 kV |  | RYB | VCBJ/PCE/J24221 | SS 24.22 POSH ATLANTIC F1 |  |  | Fail | Please check "Use"
378301498 | TNB | DISTRIBUTION | WP PUTRAJAYA & CYBERJAYA | Existing | 11 kV |  | RYB | VCBJ/PCE/J24222 | SS 24.22 POSH ATLANTIC F2 |  |  | Fail | Please check "Use"
378301502 | TNB | DISTRIBUTION | WP PUTRAJAYA & CYBERJAYA | Existing | 11 kV |  | RYB | VCBJ/PCE/J24222 | SS 24.22 POSH ATLANTIC F2 |  |  | Fail | Please check "Use"
378301506 | TNB | DISTRIBUTION | WP PUTRAJAYA & CYBERJAYA | Existing | 11 kV |  | RYB | VCBJ/PCE/J24222 | SS 24.22 POSH ATLANTIC F2 |  |  | Fail | Please check "Use"
378301508 | TNB | DISTRIBUTION | WP PUTRAJAYA & CYBERJAYA | Existing | 11 kV |  | RYB | VCBJ/PCE/J24222 | SS 24.22 POSH ATLANTIC F2 |  |  | Fail | Please check "Use"
378301510 | TNB | DISTRIBUTION | WP PUTRAJAYA & CYBERJAYA | Existing | 11 kV |  | RYB | VCBJ/PCE/J24222 | SS 24.22 POSH ATLANTIC F2 |  |  | Fail | Please check "Use"
378301516 | TNB | DISTRIBUTION | WP PUTRAJAYA & CYBERJAYA | Existing | 11 kV |  | RYB | VCBJ/PCE/J24222 | SS 24.22 POSH ATLANTIC F2 |  |  | Fail | Please check "Use"
378301518 | TNB | DISTRIBUTION | WP PUTRAJAYA & CYBERJAYA | Existing | 11 kV |  | RYB | VCBJ/PCE/J24222 | SS 24.22 POSH ATLANTIC F2 |  |  | Fail | Please check "Use"
378301521 | TNB | DISTRIBUTION | WP PUTRAJAYA & CYBERJAYA | Existing | 11 kV |  | RYB | VCBJ/PCE/J24222 | SS 24.22 POSH ATLANTIC F2 |  |  | Fail | Please check "Use"
378301532 | TNB | DISTRIBUTION | WP PUTRAJAYA & CYBERJAYA | Existing | 11 kV |  | RYB | VCBJ/PCE/J24222 | SS 24.22 POSH ATLANTIC F2 |  |  | Fail | Please check "Use"
378301564 | TNB | DISTRIBUTION | WP PUTRAJAYA & CYBERJAYA | Existing | 11 kV |  | RYB | VCBJ/PCE/J22051 | PE 22.05 PADAT ROAD E |  |  | Fail | Please check "Use"
378301565 | TNB | DISTRIBUTION | WP PUTRAJAYA & CYBERJAYA | Existing | 11 kV |  | RYB | VCBJ/PCE/J22051 | PE 22.05 PADAT ROAD E |  |  | Fail | Please check "Use"
378301570 | TNB | DISTRIBUTION | WP PUTRAJAYA & CYBERJAYA | Existing | 11 kV |  | RYB | VCBJ/PCE/J22051 | PE 22.05 PADAT ROAD E |  |  | Fail | Please check "Use"
378301576 | TNB | DISTRIBUTION | WP PUTRAJAYA & CYBERJAYA | Existing | 11 kV |  | RYB | VCBJ/PCE/J22051 | PE 22.05 PADAT ROAD E |  |  | Fail | Please check "Use"
378301577 | TNB | DISTRIBUTION | WP PUTRAJAYA & CYBERJAYA | Existing | 11 kV |  | RYB | VCBJ/PCE/J22051 | PE 22.05 PADAT ROAD E |  |  | Fail | Please check "Use"
378301581 | TNB | DISTRIBUTION | WP PUTRAJAYA & CYBERJAYA | Existing | 11 kV |  | RYB | VCBJ/PCE/J22051 | PE 22.05 PADAT ROAD E |  |  | Fail | Please check "Use"
378301584 | TNB | DISTRIBUTION | WP PUTRAJAYA & CYBERJAYA | Existing | 11 kV |  | RYB | VCBJ/PCE/J22051 | PE 22.05 PADAT ROAD E |  |  | Fail | Please check "Use"
378301585 | TNB | DISTRIBUTION | WP PUTRAJAYA & CYBERJAYA | Existing | 11 kV |  | RYB | VCBJ/PCE/J22051 | PE 22.05 PADAT ROAD E |  |  | Fail | Please check "Use"
378301668 | TNB | DISTRIBUTION | WP PUTRAJAYA & CYBERJAYA | Existing | 11 kV |  | RYB | VCBJ/PCE/J22131 | PE 22.13 PADAT ROAD E1 |  |  | Fail | Please check "Use"
378301669 | TNB | DISTRIBUTION | WP PUTRAJAYA & CYBERJAYA | Existing | 11 kV |  | RYB | VCBJ/PCE/J22131 | PE 22.13 PADAT ROAD E1 |  |  | Fail | Please check "Use"
378301674 | TNB | DISTRIBUTION | WP PUTRAJAYA & CYBERJAYA | Existing | 11 kV |  | RYB | VCBJ/PCE/J22131 | PE 22.13 PADAT ROAD E1 |  |  | Fail | Please check "Use"
378301680 | TNB | DISTRIBUTION | WP PUTRAJAYA & CYBERJAYA | Existing | 11 kV |  | RYB | VCBJ/PCE/J22131 | PE 22.13 PADAT ROAD E1 |  |  | Fail | Please check "Use"
378301681 | TNB | DISTRIBUTION | WP PUTRAJAYA & CYBERJAYA | Existing | 11 kV |  | RYB | VCBJ/PCE/J22131 | PE 22.13 PADAT ROAD E1 |  |  | Fail | Please check "Use"
378301685 | TNB | DISTRIBUTION | WP PUTRAJAYA & CYBERJAYA | Existing | 11 kV |  | RYB | VCBJ/PCE/J22131 | PE 22.13 PADAT ROAD E1 |  |  | Fail | Please check "Use"
378301688 | TNB | DISTRIBUTION | WP PUTRAJAYA & CYBERJAYA | Existing | 11 kV |  | RYB | VCBJ/PCE/J22131 | PE 22.13 PADAT ROAD E1 |  |  | Fail | Please check "Use"
378301689 | TNB | DISTRIBUTION | WP PUTRAJAYA & CYBERJAYA | Existing | 11 kV |  | RYB | VCBJ/PCE/J22131 | PE 22.13 PADAT ROAD E1 |  |  | Fail | Please check "Use"
378301776 | TNB | DISTRIBUTION | WP PUTRAJAYA & CYBERJAYA | Existing | 11 kV |  | RYB | VCBJ/PCE/J00113 | SS 24.26 CYBERSQUARE 1 |  |  | Fail | Please check "Use"
378301780 | TNB | DISTRIBUTION | WP PUTRAJAYA & CYBERJAYA | Existing | 11 kV |  | RYB | VCBJ/PCE/J00113 | SS 24.26 CYBERSQUARE 1 |  |  | Fail | Please check "Use"
378301783 | TNB | DISTRIBUTION | WP PUTRAJAYA & CYBERJAYA | Existing | 11 kV |  | RYB | VCBJ/PCE/J00113 | SS 24.26 CYBERSQUARE 1 |  |  | Fail | Please check "Use"
378301784 | TNB | DISTRIBUTION | WP PUTRAJAYA & CYBERJAYA | Existing | 11 kV |  | RYB | VCBJ/PCE/J00113 | SS 24.26 CYBERSQUARE 1 |  |  | Fail | Please check "Use"
378301786 | TNB | DISTRIBUTION | WP PUTRAJAYA & CYBERJAYA | Existing | 11 kV |  | RYB | VCBJ/PCE/J00113 | SS 24.26 CYBERSQUARE 1 |  |  | Fail | Please check "Use"
378301788 | TNB | DISTRIBUTION | WP PUTRAJAYA & CYBERJAYA | Existing | 11 kV |  | RYB | VCBJ/PCE/J00113 | SS 24.26 CYBERSQUARE 1 |  |  | Fail | Please check "Use"
378301791 | TNB | DISTRIBUTION | WP PUTRAJAYA & CYBERJAYA | Existing | 11 kV |  | RYB | VCBJ/PCE/J00113 | SS 24.26 CYBERSQUARE 1 |  |  | Fail | Please check "Use"
378301794 | TNB | DISTRIBUTION | WP PUTRAJAYA & CYBERJAYA | Existing | 11 kV |  | RYB | VCBJ/PCE/J00113 | SS 24.26 CYBERSQUARE 1 |  |  | Fail | Please check "Use"
378301795 | TNB | DISTRIBUTION | WP PUTRAJAYA & CYBERJAYA | Existing | 11 kV |  | RYB | VCBJ/PCE/J00113 | SS 24.26 CYBERSQUARE 1 |  |  | Fail | Please check "Use"
378301796 | TNB | DISTRIBUTION | WP PUTRAJAYA & CYBERJAYA | Existing | 11 kV |  | RYB | VCBJ/PCE/J00113 | SS 24.26 CYBERSQUARE 1 |  |  | Fail | Please check "Use"
378301799 | TNB | DISTRIBUTION | WP PUTRAJAYA & CYBERJAYA | Existing | 11 kV |  | RYB | VCBJ/PCE/J00113 | SS 24.26 CYBERSQUARE 1 |  |  | Fail | Please check "Use"
378301802 | TNB | DISTRIBUTION | WP PUTRAJAYA & CYBERJAYA | Existing | 11 kV |  | RYB | VCBJ/PCE/J00113 | SS 24.26 CYBERSQUARE 1 |  |  | Fail | Please check "Use"
378301810 | TNB | DISTRIBUTION | WP PUTRAJAYA & CYBERJAYA | Existing | 11 kV |  | RYB | VCBJ/PCE/J00113 | SS 24.26 CYBERSQUARE 1 |  |  | Fail | Please check "Use"
378301817 | TNB | DISTRIBUTION | WP PUTRAJAYA & CYBERJAYA | Existing | 11 kV |  | RYB | VCBJ/PCE/J00341 | SS 24.28 CYBERSQUARE 3 |  |  | Fail | Please check "Use"
378301821 | TNB | DISTRIBUTION | WP PUTRAJAYA & CYBERJAYA | Existing | 11 kV |  | RYB | VCBJ/PCE/J00341 | SS 24.28 CYBERSQUARE 3 |  |  | Fail | Please check "Use"
378301824 | TNB | DISTRIBUTION | WP PUTRAJAYA & CYBERJAYA | Existing | 11 kV |  | RYB | VCBJ/PCE/J00341 | SS 24.28 CYBERSQUARE 3 |  |  | Fail | Please check "Use"
378301825 | TNB | DISTRIBUTION | WP PUTRAJAYA & CYBERJAYA | Existing | 11 kV |  | RYB | VCBJ/PCE/J00341 | SS 24.28 CYBERSQUARE 3 |  |  | Fail | Please check "Use"
378301827 | TNB | DISTRIBUTION | WP PUTRAJAYA & CYBERJAYA | Existing | 11 kV |  | RYB | VCBJ/PCE/J00341 | SS 24.28 CYBERSQUARE 3 |  |  | Fail | Please check "Use"
378301829 | TNB | DISTRIBUTION | WP PUTRAJAYA & CYBERJAYA | Existing | 11 kV |  | RYB | VCBJ/PCE/J00341 | SS 24.28 CYBERSQUARE 3 |  |  | Fail | Please check "Use"
378301832 | TNB | DISTRIBUTION | WP PUTRAJAYA & CYBERJAYA | Existing | 11 kV |  | RYB | VCBJ/PCE/J00341 | SS 24.28 CYBERSQUARE 3 |  |  | Fail | Please check "Use"
378301835 | TNB | DISTRIBUTION | WP PUTRAJAYA & CYBERJAYA | Existing | 11 kV |  | RYB | VCBJ/PCE/J00341 | SS 24.28 CYBERSQUARE 3 |  |  | Fail | Please check "Use"
378301836 | TNB | DISTRIBUTION | WP PUTRAJAYA & CYBERJAYA | Existing | 11 kV |  | RYB | VCBJ/PCE/J00341 | SS 24.28 CYBERSQUARE 3 |  |  | Fail | Please check "Use"
378301837 | TNB | DISTRIBUTION | WP PUTRAJAYA & CYBERJAYA | Existing | 11 kV |  | RYB | VCBJ/PCE/J00341 | SS 24.28 CYBERSQUARE 3 |  |  | Fail | Please check "Use"
378301840 | TNB | DISTRIBUTION | WP PUTRAJAYA & CYBERJAYA | Existing | 11 kV |  | RYB | VCBJ/PCE/J00341 | SS 24.28 CYBERSQUARE 3 |  |  | Fail | Please check "Use"
378301843 | TNB | DISTRIBUTION | WP PUTRAJAYA & CYBERJAYA | Existing | 11 kV |  | RYB | VCBJ/PCE/J00341 | SS 24.28 CYBERSQUARE 3 |  |  | Fail | Please check "Use"
378301851 | TNB | DISTRIBUTION | WP PUTRAJAYA & CYBERJAYA | Existing | 11 kV |  | RYB | VCBJ/PCE/J00341 | SS 24.28 CYBERSQUARE 3 |  |  | Fail | Please check "Use"
378301858 | TNB | DISTRIBUTION | WP PUTRAJAYA & CYBERJAYA | Existing | 11 kV |  | RYB | VCBJ/PCE/J24271 | SS 24.27 CYBERSQUARE 2 F1 |  |  | Fail | Please check "Use"
378301862 | TNB | DISTRIBUTION | WP PUTRAJAYA & CYBERJAYA | Existing | 11 kV |  | RYB | VCBJ/PCE/J24271 | SS 24.27 CYBERSQUARE 2 F1 |  |  | Fail | Please check "Use"
378301866 | TNB | DISTRIBUTION | WP PUTRAJAYA & CYBERJAYA | Existing | 11 kV |  | RYB | VCBJ/PCE/J24271 | SS 24.27 CYBERSQUARE 2 F1 |  |  | Fail | Please check "Use"
378301868 | TNB | DISTRIBUTION | WP PUTRAJAYA & CYBERJAYA | Existing | 11 kV |  | RYB | VCBJ/PCE/J24271 | SS 24.27 CYBERSQUARE 2 F1 |  |  | Fail | Please check "Use"
378301870 | TNB | DISTRIBUTION | WP PUTRAJAYA & CYBERJAYA | Existing | 11 kV |  | RYB | VCBJ/PCE/J24271 | SS 24.27 CYBERSQUARE 2 F1 |  |  | Fail | Please check "Use"
378301876 | TNB | DISTRIBUTION | WP PUTRAJAYA & CYBERJAYA | Existing | 11 kV |  | RYB | VCBJ/PCE/J24271 | SS 24.27 CYBERSQUARE 2 F1 |  |  | Fail | Please check "Use"
378301878 | TNB | DISTRIBUTION | WP PUTRAJAYA & CYBERJAYA | Existing | 11 kV |  | RYB | VCBJ/PCE/J24271 | SS 24.27 CYBERSQUARE 2 F1 |  |  | Fail | Please check "Use"
378301881 | TNB | DISTRIBUTION | WP PUTRAJAYA & CYBERJAYA | Existing | 11 kV |  | RYB | VCBJ/PCE/J24271 | SS 24.27 CYBERSQUARE 2 F1 |  |  | Fail | Please check "Use"
378301892 | TNB | DISTRIBUTION | WP PUTRAJAYA & CYBERJAYA | Existing | 11 kV |  | RYB | VCBJ/PCE/J24271 | SS 24.27 CYBERSQUARE 2 F1 |  |  | Fail | Please check "Use"
378301925 | TNB | DISTRIBUTION | WP PUTRAJAYA & CYBERJAYA | Existing | 11 kV |  | RYB | VCBJ/PCE/J24081 | SS 24.08 EMERALD DOMAIN F1 |  |  | Fail | Please check "Use"
378301929 | TNB | DISTRIBUTION | WP PUTRAJAYA & CYBERJAYA | Existing | 11 kV |  | RYB | VCBJ/PCE/J24081 | SS 24.08 EMERALD DOMAIN F1 |  |  | Fail | Please check "Use"
378301933 | TNB | DISTRIBUTION | WP PUTRAJAYA & CYBERJAYA | Existing | 11 kV |  | RYB | VCBJ/PCE/J24081 | SS 24.08 EMERALD DOMAIN F1 |  |  | Fail | Please check "Use"
378301935 | TNB | DISTRIBUTION | WP PUTRAJAYA & CYBERJAYA | Existing | 11 kV |  | RYB | VCBJ/PCE/J24081 | SS 24.08 EMERALD DOMAIN F1 |  |  | Fail | Please check "Use"
378301937 | TNB | DISTRIBUTION | WP PUTRAJAYA & CYBERJAYA | Existing | 11 kV |  | RYB | VCBJ/PCE/J24081 | SS 24.08 EMERALD DOMAIN F1 |  |  | Fail | Please check "Use"
378301943 | TNB | DISTRIBUTION | WP PUTRAJAYA & CYBERJAYA | Existing | 11 kV |  | RYB | VCBJ/PCE/J24081 | SS 24.08 EMERALD DOMAIN F1 |  |  | Fail | Please check "Use"
378301945 | TNB | DISTRIBUTION | WP PUTRAJAYA & CYBERJAYA | Existing | 11 kV |  | RYB | VCBJ/PCE/J24081 | SS 24.08 EMERALD DOMAIN F1 |  |  | Fail | Please check "Use"
378301948 | TNB | DISTRIBUTION | WP PUTRAJAYA & CYBERJAYA | Existing | 11 kV |  | RYB | VCBJ/PCE/J24081 | SS 24.08 EMERALD DOMAIN F1 |  |  | Fail | Please check "Use"
378301959 | TNB | DISTRIBUTION | WP PUTRAJAYA & CYBERJAYA | Existing | 11 kV |  | RYB | VCBJ/PCE/J24081 | SS 24.08 EMERALD DOMAIN F1 |  |  | Fail | Please check "Use"
378301966 | TNB | DISTRIBUTION | WP PUTRAJAYA & CYBERJAYA | Existing | 11 kV |  | RYB | VCBJ/PCE/J24082 | SS 24.08 EMERALD DOMAIN F2 |  |  | Fail | Please check "Use"
378301970 | TNB | DISTRIBUTION | WP PUTRAJAYA & CYBERJAYA | Existing | 11 kV |  | RYB | VCBJ/PCE/J24082 | SS 24.08 EMERALD DOMAIN F2 |  |  | Fail | Please check "Use"
378301974 | TNB | DISTRIBUTION | WP PUTRAJAYA & CYBERJAYA | Existing | 11 kV |  | RYB | VCBJ/PCE/J24082 | SS 24.08 EMERALD DOMAIN F2 |  |  | Fail | Please check "Use"
378301976 | TNB | DISTRIBUTION | WP PUTRAJAYA & CYBERJAYA | Existing | 11 kV |  | RYB | VCBJ/PCE/J24082 | SS 24.08 EMERALD DOMAIN F2 |  |  | Fail | Please check "Use"
378301978 | TNB | DISTRIBUTION | WP PUTRAJAYA & CYBERJAYA | Existing | 11 kV |  | RYB | VCBJ/PCE/J24082 | SS 24.08 EMERALD DOMAIN F2 |  |  | Fail | Please check "Use"
378301984 | TNB | DISTRIBUTION | WP PUTRAJAYA & CYBERJAYA | Existing | 11 kV |  | RYB | VCBJ/PCE/J24082 | SS 24.08 EMERALD DOMAIN F2 |  |  | Fail | Please check "Use"
378301986 | TNB | DISTRIBUTION | WP PUTRAJAYA & CYBERJAYA | Existing | 11 kV |  | RYB | VCBJ/PCE/J24082 | SS 24.08 EMERALD DOMAIN F2 |  |  | Fail | Please check "Use"
378301989 | TNB | DISTRIBUTION | WP PUTRAJAYA & CYBERJAYA | Existing | 11 kV |  | RYB | VCBJ/PCE/J24082 | SS 24.08 EMERALD DOMAIN F2 |  |  | Fail | Please check "Use"
378302000 | TNB | DISTRIBUTION | WP PUTRAJAYA & CYBERJAYA | Existing | 11 kV |  | RYB | VCBJ/PCE/J24082 | SS 24.08 EMERALD DOMAIN F2 |  |  | Fail | Please check "Use"
378302002 | TNB | DISTRIBUTION | WP PUTRAJAYA & CYBERJAYA | Existing | 11 kV |  | RYB | VCBJ/PCE/J21221 | PE 21.22 CYBERVIEW NO.1 |  |  | Fail | Please check "Use"
378302003 | TNB | DISTRIBUTION | WP PUTRAJAYA & CYBERJAYA | Existing | 11 kV |  | RYB | VCBJ/PCE/J21221 | PE 21.22 CYBERVIEW NO.1 |  |  | Fail | Please check "Use"
378302004 | TNB | DISTRIBUTION | WP PUTRAJAYA & CYBERJAYA | Existing | 11 kV |  | RYB | VCBJ/PCE/J21221 | PE 21.22 CYBERVIEW NO.1 |  |  | Fail | Please check "Use"
378302011 | TNB | DISTRIBUTION | WP PUTRAJAYA & CYBERJAYA | Existing | 11 kV |  | RYB | VCBJ/PCE/J21221 | PE 21.22 CYBERVIEW NO.1 |  |  | Fail | Please check "Use"
378302014 | TNB | DISTRIBUTION | WP PUTRAJAYA & CYBERJAYA | Existing | 11 kV |  | RYB | VCBJ/PCE/J21221 | PE 21.22 CYBERVIEW NO.1 |  |  | Fail | Please check "Use"
378302015 | TNB | DISTRIBUTION | WP PUTRAJAYA & CYBERJAYA | Existing | 11 kV |  | RYB | VCBJ/PCE/J21221 | PE 21.22 CYBERVIEW NO.1 |  |  | Fail | Please check "Use"
378302016 | TNB | DISTRIBUTION | WP PUTRAJAYA & CYBERJAYA | Existing | 11 kV |  | RYB | VCBJ/PCE/J21221 | PE 21.22 CYBERVIEW NO.1 |  |  | Fail | Please check "Use"
378302018 | TNB | DISTRIBUTION | WP PUTRAJAYA & CYBERJAYA | Existing | 11 kV |  | RYB | VCBJ/PCE/J21221 | PE 21.22 CYBERVIEW NO.1 |  |  | Fail | Please check "Use"
378302019 | TNB | DISTRIBUTION | WP PUTRAJAYA & CYBERJAYA | Existing | 11 kV |  | RYB | VCBJ/PCE/J21221 | PE 21.22 CYBERVIEW NO.1 |  |  | Fail | Please check "Use"
378302021 | TNB | DISTRIBUTION | WP PUTRAJAYA & CYBERJAYA | Existing | 11 kV |  | RYB | VCBJ/PCE/J21221 | PE 21.22 CYBERVIEW NO.1 |  |  | Fail | Please check "Use"
378302029 | TNB | DISTRIBUTION | WP PUTRAJAYA & CYBERJAYA | Existing | 11 kV |  | RYB | VCBJ/PCE/J21221 | PE 21.22 CYBERVIEW NO.1 |  |  | Fail | Please check "Use"
378310012 | TNB | DISTRIBUTION | WP PUTRAJAYA & CYBERJAYA | Existing | 11 kV |  | RYB | VPTJ/PCE/J11071 | PE 11.07 PADAT ZON 1 |  |  | Fail | Please check "Use"
378310013 | TNB | DISTRIBUTION | WP PUTRAJAYA & CYBERJAYA | Existing | 11 kV |  | RYB | VPTJ/PCE/J11071 | PE 11.07 PADAT ZON 1 |  |  | Fail | Please check "Use"
378310018 | TNB | DISTRIBUTION | WP PUTRAJAYA & CYBERJAYA | Existing | 11 kV |  | RYB | VPTJ/PCE/J11071 | PE 11.07 PADAT ZON 1 |  |  | Fail | Please check "Use"
378310024 | TNB | DISTRIBUTION | WP PUTRAJAYA & CYBERJAYA | Existing | 11 kV |  | RYB | VPTJ/PCE/J11071 | PE 11.07 PADAT ZON 1 |  |  | Fail | Please check "Use"
378310025 | TNB | DISTRIBUTION | WP PUTRAJAYA & CYBERJAYA | Existing | 11 kV |  | RYB | VPTJ/PCE/J11071 | PE 11.07 PADAT ZON 1 |  |  | Fail | Please check "Use"
378310029 | TNB | DISTRIBUTION | WP PUTRAJAYA & CYBERJAYA | Existing | 11 kV |  | RYB | VPTJ/PCE/J11071 | PE 11.07 PADAT ZON 1 |  |  | Fail | Please check "Use"
378310032 | TNB | DISTRIBUTION | WP PUTRAJAYA & CYBERJAYA | Existing | 11 kV |  | RYB | VPTJ/PCE/J11071 | PE 11.07 PADAT ZON 1 |  |  | Fail | Please check "Use"
378310033 | TNB | DISTRIBUTION | WP PUTRAJAYA & CYBERJAYA | Existing | 11 kV |  | RYB | VPTJ/PCE/J11071 | PE 11.07 PADAT ZON 1 |  |  | Fail | Please check "Use"
378310108 | TNB | DISTRIBUTION | WP PUTRAJAYA & CYBERJAYA | Existing | 11 kV |  | RYB | VPTJ/PCE/J11041 | PE 11.04 P11A1/12 TERES (EFI) (F1) |  |  | Fail | Please check "Use"
378310109 | TNB | DISTRIBUTION | WP PUTRAJAYA & CYBERJAYA | Existing | 11 kV |  | RYB | VPTJ/PCE/J11041 | PE 11.04 P11A1/12 TERES (EFI) (F1) |  |  | Fail | Please check "Use"
378310114 | TNB | DISTRIBUTION | WP PUTRAJAYA & CYBERJAYA | Existing | 11 kV |  | RYB | VPTJ/PCE/J11041 | PE 11.04 P11A1/12 TERES (EFI) (F1) |  |  | Fail | Please check "Use"
378310120 | TNB | DISTRIBUTION | WP PUTRAJAYA & CYBERJAYA | Existing | 11 kV |  | RYB | VPTJ/PCE/J11041 | PE 11.04 P11A1/12 TERES (EFI) (F1) |  |  | Fail | Please check "Use"
378310121 | TNB | DISTRIBUTION | WP PUTRAJAYA & CYBERJAYA | Existing | 11 kV |  | RYB | VPTJ/PCE/J11041 | PE 11.04 P11A1/12 TERES (EFI) (F1) |  |  | Fail | Please check "Use"
378310125 | TNB | DISTRIBUTION | WP PUTRAJAYA & CYBERJAYA | Existing | 11 kV |  | RYB | VPTJ/PCE/J11041 | PE 11.04 P11A1/12 TERES (EFI) (F1) |  |  | Fail | Please check "Use"
378310128 | TNB | DISTRIBUTION | WP PUTRAJAYA & CYBERJAYA | Existing | 11 kV |  | RYB | VPTJ/PCE/J11041 | PE 11.04 P11A1/12 TERES (EFI) (F1) |  |  | Fail | Please check "Use"
378310129 | TNB | DISTRIBUTION | WP PUTRAJAYA & CYBERJAYA | Existing | 11 kV |  | RYB | VPTJ/PCE/J11041 | PE 11.04 P11A1/12 TERES (EFI) (F1) |  |  | Fail | Please check "Use"
378310199 | TNB | DISTRIBUTION | WP PUTRAJAYA & CYBERJAYA | Existing | 11 kV |  | RYB | VPTJ/PCE/J11042 | PE 11.04 P11A1/12 TERES (EFI) (F2) |  |  | Fail | Please check "Use"
378310200 | TNB | DISTRIBUTION | WP PUTRAJAYA & CYBERJAYA | Existing | 11 kV |  | RYB | VPTJ/PCE/J11042 | PE 11.04 P11A1/12 TERES (EFI) (F2) |  |  | Fail | Please check "Use"
378310205 | TNB | DISTRIBUTION | WP PUTRAJAYA & CYBERJAYA | Existing | 11 kV |  | RYB | VPTJ/PCE/J11042 | PE 11.04 P11A1/12 TERES (EFI) (F2) |  |  | Fail | Please check "Use"
378310211 | TNB | DISTRIBUTION | WP PUTRAJAYA & CYBERJAYA | Existing | 11 kV |  | RYB | VPTJ/PCE/J11042 | PE 11.04 P11A1/12 TERES (EFI) (F2) |  |  | Fail | Please check "Use"
378310212 | TNB | DISTRIBUTION | WP PUTRAJAYA & CYBERJAYA | Existing | 11 kV |  | RYB | VPTJ/PCE/J11042 | PE 11.04 P11A1/12 TERES (EFI) (F2) |  |  | Fail | Please check "Use"
378310216 | TNB | DISTRIBUTION | WP PUTRAJAYA & CYBERJAYA | Existing | 11 kV |  | RYB | VPTJ/PCE/J11042 | PE 11.04 P11A1/12 TERES (EFI) (F2) |  |  | Fail | Please check "Use"
378310219 | TNB | DISTRIBUTION | WP PUTRAJAYA & CYBERJAYA | Existing | 11 kV |  | RYB | VPTJ/PCE/J11042 | PE 11.04 P11A1/12 TERES (EFI) (F2) |  |  | Fail | Please check "Use"
378310220 | TNB | DISTRIBUTION | WP PUTRAJAYA & CYBERJAYA | Existing | 11 kV |  | RYB | VPTJ/PCE/J11042 | PE 11.04 P11A1/12 TERES (EFI) (F2) |  |  | Fail | Please check "Use"
378310293 | TNB | DISTRIBUTION | WP PUTRAJAYA & CYBERJAYA | Existing | 11 kV |  | RYB | VPTJ/PCE/J11081 | PE 11.08 P11A2/5 TERES (EFI) (F1) |  |  | Fail | Please check "Use"
378310294 | TNB | DISTRIBUTION | WP PUTRAJAYA & CYBERJAYA | Existing | 11 kV |  | RYB | VPTJ/PCE/J11081 | PE 11.08 P11A2/5 TERES (EFI) (F1) |  |  | Fail | Please check "Use"
378310299 | TNB | DISTRIBUTION | WP PUTRAJAYA & CYBERJAYA | Existing | 11 kV |  | RYB | VPTJ/PCE/J11081 | PE 11.08 P11A2/5 TERES (EFI) (F1) |  |  | Fail | Please check "Use"
378310305 | TNB | DISTRIBUTION | WP PUTRAJAYA & CYBERJAYA | Existing | 11 kV |  | RYB | VPTJ/PCE/J11081 | PE 11.08 P11A2/5 TERES (EFI) (F1) |  |  | Fail | Please check "Use"
378310306 | TNB | DISTRIBUTION | WP PUTRAJAYA & CYBERJAYA | Existing | 11 kV |  | RYB | VPTJ/PCE/J11081 | PE 11.08 P11A2/5 TERES (EFI) (F1) |  |  | Fail | Please check "Use"
378310310 | TNB | DISTRIBUTION | WP PUTRAJAYA & CYBERJAYA | Existing | 11 kV |  | RYB | VPTJ/PCE/J11081 | PE 11.08 P11A2/5 TERES (EFI) (F1) |  |  | Fail | Please check "Use"
378310313 | TNB | DISTRIBUTION | WP PUTRAJAYA & CYBERJAYA | Existing | 11 kV |  | RYB | VPTJ/PCE/J11081 | PE 11.08 P11A2/5 TERES (EFI) (F1) |  |  | Fail | Please check "Use"
378310314 | TNB | DISTRIBUTION | WP PUTRAJAYA & CYBERJAYA | Existing | 11 kV |  | RYB | VPTJ/PCE/J11081 | PE 11.08 P11A2/5 TERES (EFI) (F1) |  |  | Fail | Please check "Use"
378310385 | TNB | DISTRIBUTION | WP PUTRAJAYA & CYBERJAYA | Existing | 11 kV |  | RYB | VPTJ/PCE/J11082 | PE 11.08 P11A2/5 TERES (EFI) (F2) |  |  | Fail | Please check "Use"
378310386 | TNB | DISTRIBUTION | WP PUTRAJAYA & CYBERJAYA | Existing | 11 kV |  | RYB | VPTJ/PCE/J11082 | PE 11.08 P11A2/5 TERES (EFI) (F2) |  |  | Fail | Please check "Use"
378310391 | TNB | DISTRIBUTION | WP PUTRAJAYA & CYBERJAYA | Existing | 11 kV |  | RYB | VPTJ/PCE/J11082 | PE 11.08 P11A2/5 TERES (EFI) (F2) |  |  | Fail | Please check "Use"
378310397 | TNB | DISTRIBUTION | WP PUTRAJAYA & CYBERJAYA | Existing | 11 kV |  | RYB | VPTJ/PCE/J11082 | PE 11.08 P11A2/5 TERES (EFI) (F2) |  |  | Fail | Please check "Use"
378310398 | TNB | DISTRIBUTION | WP PUTRAJAYA & CYBERJAYA | Existing | 11 kV |  | RYB | VPTJ/PCE/J11082 | PE 11.08 P11A2/5 TERES (EFI) (F2) |  |  | Fail | Please check "Use"
378310402 | TNB | DISTRIBUTION | WP PUTRAJAYA & CYBERJAYA | Existing | 11 kV |  | RYB | VPTJ/PCE/J11082 | PE 11.08 P11A2/5 TERES (EFI) (F2) |  |  | Fail | Please check "Use"
378310405 | TNB | DISTRIBUTION | WP PUTRAJAYA & CYBERJAYA | Existing | 11 kV |  | RYB | VPTJ/PCE/J11082 | PE 11.08 P11A2/5 TERES (EFI) (F2) |  |  | Fail | Please check "Use"
378310406 | TNB | DISTRIBUTION | WP PUTRAJAYA & CYBERJAYA | Existing | 11 kV |  | RYB | VPTJ/PCE/J11082 | PE 11.08 P11A2/5 TERES (EFI) (F2) |  |  | Fail | Please check "Use"
378310419 | TNB | DISTRIBUTION | WP PUTRAJAYA & CYBERJAYA | Existing | 11 kV |  | RYB | VPTJ/PCE/J11671 | PE 11.67 PS9 (F1) |  |  | Fail | Please check "Use"
378310420 | TNB | DISTRIBUTION | WP PUTRAJAYA & CYBERJAYA | Existing | 11 kV |  | RYB | VPTJ/PCE/J11671 | PE 11.67 PS9 (F1) |  |  | Fail | Please check "Use"
378310425 | TNB | DISTRIBUTION | WP PUTRAJAYA & CYBERJAYA | Existing | 11 kV |  | RYB | VPTJ/PCE/J11671 | PE 11.67 PS9 (F1) |  |  | Fail | Please check "Use"
378310431 | TNB | DISTRIBUTION | WP PUTRAJAYA & CYBERJAYA | Existing | 11 kV |  | RYB | VPTJ/PCE/J11671 | PE 11.67 PS9 (F1) |  |  | Fail | Please check "Use"
378310432 | TNB | DISTRIBUTION | WP PUTRAJAYA & CYBERJAYA | Existing | 11 kV |  | RYB | VPTJ/PCE/J11671 | PE 11.67 PS9 (F1) |  |  | Fail | Please check "Use"
378310436 | TNB | DISTRIBUTION | WP PUTRAJAYA & CYBERJAYA | Existing | 11 kV |  | RYB | VPTJ/PCE/J11671 | PE 11.67 PS9 (F1) |  |  | Fail | Please check "Use"
378310439 | TNB | DISTRIBUTION | WP PUTRAJAYA & CYBERJAYA | Existing | 11 kV |  | RYB | VPTJ/PCE/J11671 | PE 11.67 PS9 (F1) |  |  | Fail | Please check "Use"
378310440 | TNB | DISTRIBUTION | WP PUTRAJAYA & CYBERJAYA | Existing | 11 kV |  | RYB | VPTJ/PCE/J11671 | PE 11.67 PS9 (F1) |  |  | Fail | Please check "Use"
378310540 | TNB | DISTRIBUTION | WP PUTRAJAYA & CYBERJAYA | Existing | 11 kV |  | RYB | VPTJ/PCE/J11672 | PE 11.67 PS9 (F2) |  |  | Fail | Please check "Use"
378310541 | TNB | DISTRIBUTION | WP PUTRAJAYA & CYBERJAYA | Existing | 11 kV |  | RYB | VPTJ/PCE/J11672 | PE 11.67 PS9 (F2) |  |  | Fail | Please check "Use"
378310546 | TNB | DISTRIBUTION | WP PUTRAJAYA & CYBERJAYA | Existing | 11 kV |  | RYB | VPTJ/PCE/J11672 | PE 11.67 PS9 (F2) |  |  | Fail | Please check "Use"
378310552 | TNB | DISTRIBUTION | WP PUTRAJAYA & CYBERJAYA | Existing | 11 kV |  | RYB | VPTJ/PCE/J11672 | PE 11.67 PS9 (F2) |  |  | Fail | Please check "Use"
378310553 | TNB | DISTRIBUTION | WP PUTRAJAYA & CYBERJAYA | Existing | 11 kV |  | RYB | VPTJ/PCE/J11672 | PE 11.67 PS9 (F2) |  |  | Fail | Please check "Use"
378310557 | TNB | DISTRIBUTION | WP PUTRAJAYA & CYBERJAYA | Existing | 11 kV |  | RYB | VPTJ/PCE/J11672 | PE 11.67 PS9 (F2) |  |  | Fail | Please check "Use"
378310560 | TNB | DISTRIBUTION | WP PUTRAJAYA & CYBERJAYA | Existing | 11 kV |  | RYB | VPTJ/PCE/J11672 | PE 11.67 PS9 (F2) |  |  | Fail | Please check "Use"
378310561 | TNB | DISTRIBUTION | WP PUTRAJAYA & CYBERJAYA | Existing | 11 kV |  | RYB | VPTJ/PCE/J11672 | PE 11.67 PS9 (F2) |  |  | Fail | Please check "Use"
378310639 | TNB | DISTRIBUTION | WP PUTRAJAYA & CYBERJAYA | Existing | 11 kV |  | RYB | VPTJ/PCE/J11091 | PE 11.09 P11A2/5 TERES (EFI) (F1) |  |  | Fail | Please check "Use"
378310640 | TNB | DISTRIBUTION | WP PUTRAJAYA & CYBERJAYA | Existing | 11 kV |  | RYB | VPTJ/PCE/J11091 | PE 11.09 P11A2/5 TERES (EFI) (F1) |  |  | Fail | Please check "Use"
378310645 | TNB | DISTRIBUTION | WP PUTRAJAYA & CYBERJAYA | Existing | 11 kV |  | RYB | VPTJ/PCE/J11091 | PE 11.09 P11A2/5 TERES (EFI) (F1) |  |  | Fail | Please check "Use"
378310651 | TNB | DISTRIBUTION | WP PUTRAJAYA & CYBERJAYA | Existing | 11 kV |  | RYB | VPTJ/PCE/J11091 | PE 11.09 P11A2/5 TERES (EFI) (F1) |  |  | Fail | Please check "Use"
378310652 | TNB | DISTRIBUTION | WP PUTRAJAYA & CYBERJAYA | Existing | 11 kV |  | RYB | VPTJ/PCE/J11091 | PE 11.09 P11A2/5 TERES (EFI) (F1) |  |  | Fail | Please check "Use"
378310656 | TNB | DISTRIBUTION | WP PUTRAJAYA & CYBERJAYA | Existing | 11 kV |  | RYB | VPTJ/PCE/J11091 | PE 11.09 P11A2/5 TERES (EFI) (F1) |  |  | Fail | Please check "Use"
378310659 | TNB | DISTRIBUTION | WP PUTRAJAYA & CYBERJAYA | Existing | 11 kV |  | RYB | VPTJ/PCE/J11091 | PE 11.09 P11A2/5 TERES (EFI) (F1) |  |  | Fail | Please check "Use"
378310660 | TNB | DISTRIBUTION | WP PUTRAJAYA & CYBERJAYA | Existing | 11 kV |  | RYB | VPTJ/PCE/J11091 | PE 11.09 P11A2/5 TERES (EFI) (F1) |  |  | Fail | Please check "Use"
378310737 | TNB | DISTRIBUTION | WP PUTRAJAYA & CYBERJAYA | Existing | 11 kV |  | RYB | VPTJ/PCE/J11092 | PE 11.09 P11A2/5 TERES (EFI) (F2) |  |  | Fail | Please check "Use"
378310738 | TNB | DISTRIBUTION | WP PUTRAJAYA & CYBERJAYA | Existing | 11 kV |  | RYB | VPTJ/PCE/J11092 | PE 11.09 P11A2/5 TERES (EFI) (F2) |  |  | Fail | Please check "Use"
378310743 | TNB | DISTRIBUTION | WP PUTRAJAYA & CYBERJAYA | Existing | 11 kV |  | RYB | VPTJ/PCE/J11092 | PE 11.09 P11A2/5 TERES (EFI) (F2) |  |  | Fail | Please check "Use"
378310749 | TNB | DISTRIBUTION | WP PUTRAJAYA & CYBERJAYA | Existing | 11 kV |  | RYB | VPTJ/PCE/J11092 | PE 11.09 P11A2/5 TERES (EFI) (F2) |  |  | Fail | Please check "Use"
378310750 | TNB | DISTRIBUTION | WP PUTRAJAYA & CYBERJAYA | Existing | 11 kV |  | RYB | VPTJ/PCE/J11092 | PE 11.09 P11A2/5 TERES (EFI) (F2) |  |  | Fail | Please check "Use"
378310754 | TNB | DISTRIBUTION | WP PUTRAJAYA & CYBERJAYA | Existing | 11 kV |  | RYB | VPTJ/PCE/J11092 | PE 11.09 P11A2/5 TERES (EFI) (F2) |  |  | Fail | Please check "Use"
378310757 | TNB | DISTRIBUTION | WP PUTRAJAYA & CYBERJAYA | Existing | 11 kV |  | RYB | VPTJ/PCE/J11092 | PE 11.09 P11A2/5 TERES (EFI) (F2) |  |  | Fail | Please check "Use"
378310758 | TNB | DISTRIBUTION | WP PUTRAJAYA & CYBERJAYA | Existing | 11 kV |  | RYB | VPTJ/PCE/J11092 | PE 11.09 P11A2/5 TERES (EFI) (F2) |  |  | Fail | Please check "Use"
378310869 | TNB | DISTRIBUTION | WP PUTRAJAYA & CYBERJAYA | Existing | 11 kV |  | RYB | VPTJ/PCE/J11031 | PE 11.03 P11A1/12 TERES (F1) |  |  | Fail | Please check "Use"
378310880 | TNB | DISTRIBUTION | WP PUTRAJAYA & CYBERJAYA | Existing | 11 kV |  | RYB | VPTJ/PCE/J11031 | PE 11.03 P11A1/12 TERES (F1) |  |  | Fail | Please check "Use"
378310881 | TNB | DISTRIBUTION | WP PUTRAJAYA & CYBERJAYA | Existing | 11 kV |  | RYB | VPTJ/PCE/J11031 | PE 11.03 P11A1/12 TERES (F1) |  |  | Fail | Please check "Use"
378310890 | TNB | DISTRIBUTION | WP PUTRAJAYA & CYBERJAYA | Existing | 11 kV |  | RYB | VPTJ/PCE/J11031 | PE 11.03 P11A1/12 TERES (F1) |  |  | Fail | Please check "Use"
378310896 | TNB | DISTRIBUTION | WP PUTRAJAYA & CYBERJAYA | Existing | 11 kV |  | RYB | VPTJ/PCE/J11031 | PE 11.03 P11A1/12 TERES (F1) |  |  | Fail | Please check "Use"
378310898 | TNB | DISTRIBUTION | WP PUTRAJAYA & CYBERJAYA | Existing | 11 kV |  | RYB | VPTJ/PCE/J11031 | PE 11.03 P11A1/12 TERES (F1) |  |  | Fail | Please check "Use"
378310900 | TNB | DISTRIBUTION | WP PUTRAJAYA & CYBERJAYA | Existing | 11 kV |  | RYB | VPTJ/PCE/J11031 | PE 11.03 P11A1/12 TERES (F1) |  |  | Fail | Please check "Use"
378310906 | TNB | DISTRIBUTION | WP PUTRAJAYA & CYBERJAYA | Existing | 11 kV |  | RYB | VPTJ/PCE/J11031 | PE 11.03 P11A1/12 TERES (F1) |  |  | Fail | Please check "Use"
378310985 | TNB | DISTRIBUTION | WP PUTRAJAYA & CYBERJAYA | Existing | 11 kV |  | RYB | VPTJ/PCE/J11032 | PE 11.03 P11A1/12 TERES (F2) |  |  | Fail | Please check "Use"
378310996 | TNB | DISTRIBUTION | WP PUTRAJAYA & CYBERJAYA | Existing | 11 kV |  | RYB | VPTJ/PCE/J11032 | PE 11.03 P11A1/12 TERES (F2) |  |  | Fail | Please check "Use"
378310997 | TNB | DISTRIBUTION | WP PUTRAJAYA & CYBERJAYA | Existing | 11 kV |  | RYB | VPTJ/PCE/J11032 | PE 11.03 P11A1/12 TERES (F2) |  |  | Fail | Please check "Use"
378311006 | TNB | DISTRIBUTION | WP PUTRAJAYA & CYBERJAYA | Existing | 11 kV |  | RYB | VPTJ/PCE/J11032 | PE 11.03 P11A1/12 TERES (F2) |  |  | Fail | Please check "Use"
378311012 | TNB | DISTRIBUTION | WP PUTRAJAYA & CYBERJAYA | Existing | 11 kV |  | RYB | VPTJ/PCE/J11032 | PE 11.03 P11A1/12 TERES (F2) |  |  | Fail | Please check "Use"
378311014 | TNB | DISTRIBUTION | WP PUTRAJAYA & CYBERJAYA | Existing | 11 kV |  | RYB | VPTJ/PCE/J11032 | PE 11.03 P11A1/12 TERES (F2) |  |  | Fail | Please check "Use"
378311016 | TNB | DISTRIBUTION | WP PUTRAJAYA & CYBERJAYA | Existing | 11 kV |  | RYB | VPTJ/PCE/J11032 | PE 11.03 P11A1/12 TERES (F2) |  |  | Fail | Please check "Use"
378311022 | TNB | DISTRIBUTION | WP PUTRAJAYA & CYBERJAYA | Existing | 11 kV |  | RYB | VPTJ/PCE/J11032 | PE 11.03 P11A1/12 TERES (F2) |  |  | Fail | Please check "Use"
378311097 | TNB | DISTRIBUTION | WP PUTRAJAYA & CYBERJAYA | Existing | 11 kV |  | RYB | VPTJ/PCE/J11021 | PE 11.02 BLOK 3A (F1) |  |  | Fail | Please check "Use"
378311098 | TNB | DISTRIBUTION | WP PUTRAJAYA & CYBERJAYA | Existing | 11 kV |  | RYB | VPTJ/PCE/J11021 | PE 11.02 BLOK 3A (F1) |  |  | Fail | Please check "Use"
378311103 | TNB | DISTRIBUTION | WP PUTRAJAYA & CYBERJAYA | Existing | 11 kV |  | RYB | VPTJ/PCE/J11021 | PE 11.02 BLOK 3A (F1) |  |  | Fail | Please check "Use"
378311109 | TNB | DISTRIBUTION | WP PUTRAJAYA & CYBERJAYA | Existing | 11 kV |  | RYB | VPTJ/PCE/J11021 | PE 11.02 BLOK 3A (F1) |  |  | Fail | Please check "Use"
378311110 | TNB | DISTRIBUTION | WP PUTRAJAYA & CYBERJAYA | Existing | 11 kV |  | RYB | VPTJ/PCE/J11021 | PE 11.02 BLOK 3A (F1) |  |  | Fail | Please check "Use"
378311114 | TNB | DISTRIBUTION | WP PUTRAJAYA & CYBERJAYA | Existing | 11 kV |  | RYB | VPTJ/PCE/J11021 | PE 11.02 BLOK 3A (F1) |  |  | Fail | Please check "Use"
378311117 | TNB | DISTRIBUTION | WP PUTRAJAYA & CYBERJAYA | Existing | 11 kV |  | RYB | VPTJ/PCE/J11021 | PE 11.02 BLOK 3A (F1) |  |  | Fail | Please check "Use"
378311118 | TNB | DISTRIBUTION | WP PUTRAJAYA & CYBERJAYA | Existing | 11 kV |  | RYB | VPTJ/PCE/J11021 | PE 11.02 BLOK 3A (F1) |  |  | Fail | Please check "Use"
378311315 | TNB | DISTRIBUTION | WP PUTRAJAYA & CYBERJAYA | Existing | 11 kV |  | RYB | VPTJ/PCE/J11022 | PE 11.02 BLOK 3A (F2) |  |  | Fail | Please check "Use"
378311316 | TNB | DISTRIBUTION | WP PUTRAJAYA & CYBERJAYA | Existing | 11 kV |  | RYB | VPTJ/PCE/J11022 | PE 11.02 BLOK 3A (F2) |  |  | Fail | Please check "Use"
378311321 | TNB | DISTRIBUTION | WP PUTRAJAYA & CYBERJAYA | Existing | 11 kV |  | RYB | VPTJ/PCE/J11022 | PE 11.02 BLOK 3A (F2) |  |  | Fail | Please check "Use"
378311327 | TNB | DISTRIBUTION | WP PUTRAJAYA & CYBERJAYA | Existing | 11 kV |  | RYB | VPTJ/PCE/J11022 | PE 11.02 BLOK 3A (F2) |  |  | Fail | Please check "Use"
378311328 | TNB | DISTRIBUTION | WP PUTRAJAYA & CYBERJAYA | Existing | 11 kV |  | RYB | VPTJ/PCE/J11022 | PE 11.02 BLOK 3A (F2) |  |  | Fail | Please check "Use"
378311332 | TNB | DISTRIBUTION | WP PUTRAJAYA & CYBERJAYA | Existing | 11 kV |  | RYB | VPTJ/PCE/J11022 | PE 11.02 BLOK 3A (F2) |  |  | Fail | Please check "Use"
378311335 | TNB | DISTRIBUTION | WP PUTRAJAYA & CYBERJAYA | Existing | 11 kV |  | RYB | VPTJ/PCE/J11022 | PE 11.02 BLOK 3A (F2) |  |  | Fail | Please check "Use"
378311336 | TNB | DISTRIBUTION | WP PUTRAJAYA & CYBERJAYA | Existing | 11 kV |  | RYB | VPTJ/PCE/J11022 | PE 11.02 BLOK 3A (F2) |  |  | Fail | Please check "Use"
378311723 | TNB | DISTRIBUTION | WP PUTRAJAYA & CYBERJAYA | Existing | 11 kV |  | RYB | VPTJ/PCE/J11201 | PE 11.20 WR5 |  |  | Fail | Please check "Use"
378311724 | TNB | DISTRIBUTION | WP PUTRAJAYA & CYBERJAYA | Existing | 11 kV |  | RYB | VPTJ/PCE/J11201 | PE 11.20 WR5 |  |  | Fail | Please check "Use"
378311729 | TNB | DISTRIBUTION | WP PUTRAJAYA & CYBERJAYA | Existing | 11 kV |  | RYB | VPTJ/PCE/J11201 | PE 11.20 WR5 |  |  | Fail | Please check "Use"
378311735 | TNB | DISTRIBUTION | WP PUTRAJAYA & CYBERJAYA | Existing | 11 kV |  | RYB | VPTJ/PCE/J11201 | PE 11.20 WR5 |  |  | Fail | Please check "Use"
378311736 | TNB | DISTRIBUTION | WP PUTRAJAYA & CYBERJAYA | Existing | 11 kV |  | RYB | VPTJ/PCE/J11201 | PE 11.20 WR5 |  |  | Fail | Please check "Use"
378311740 | TNB | DISTRIBUTION | WP PUTRAJAYA & CYBERJAYA | Existing | 11 kV |  | RYB | VPTJ/PCE/J11201 | PE 11.20 WR5 |  |  | Fail | Please check "Use"
378311743 | TNB | DISTRIBUTION | WP PUTRAJAYA & CYBERJAYA | Existing | 11 kV |  | RYB | VPTJ/PCE/J11201 | PE 11.20 WR5 |  |  | Fail | Please check "Use"
378311744 | TNB | DISTRIBUTION | WP PUTRAJAYA & CYBERJAYA | Existing | 11 kV |  | RYB | VPTJ/PCE/J11201 | PE 11.20 WR5 |  |  | Fail | Please check "Use"
378311832 | TNB | DISTRIBUTION | WP PUTRAJAYA & CYBERJAYA | Existing | 11 kV |  | RYB | VPTJ/PCE/J11481 | PE 11.48 BALAI POLIS |  |  | Fail | Please check "Use"
378311833 | TNB | DISTRIBUTION | WP PUTRAJAYA & CYBERJAYA | Existing | 11 kV |  | RYB | VPTJ/PCE/J11481 | PE 11.48 BALAI POLIS |  |  | Fail | Please check "Use"
378311838 | TNB | DISTRIBUTION | WP PUTRAJAYA & CYBERJAYA | Existing | 11 kV |  | RYB | VPTJ/PCE/J11481 | PE 11.48 BALAI POLIS |  |  | Fail | Please check "Use"
378311844 | TNB | DISTRIBUTION | WP PUTRAJAYA & CYBERJAYA | Existing | 11 kV |  | RYB | VPTJ/PCE/J11481 | PE 11.48 BALAI POLIS |  |  | Fail | Please check "Use"
378311845 | TNB | DISTRIBUTION | WP PUTRAJAYA & CYBERJAYA | Existing | 11 kV |  | RYB | VPTJ/PCE/J11481 | PE 11.48 BALAI POLIS |  |  | Fail | Please check "Use"
378311849 | TNB | DISTRIBUTION | WP PUTRAJAYA & CYBERJAYA | Existing | 11 kV |  | RYB | VPTJ/PCE/J11481 | PE 11.48 BALAI POLIS |  |  | Fail | Please check "Use"
378311852 | TNB | DISTRIBUTION | WP PUTRAJAYA & CYBERJAYA | Existing | 11 kV |  | RYB | VPTJ/PCE/J11481 | PE 11.48 BALAI POLIS |  |  | Fail | Please check "Use"
378311853 | TNB | DISTRIBUTION | WP PUTRAJAYA & CYBERJAYA | Existing | 11 kV |  | RYB | VPTJ/PCE/J11481 | PE 11.48 BALAI POLIS |  |  | Fail | Please check "Use"
378311923 | TNB | DISTRIBUTION | WP PUTRAJAYA & CYBERJAYA | Existing | 11 kV |  | RYB | VPTJ/PCE/J11101 | PE 11.10 P11B1/6 SEMI-D (EFI) (F1) |  |  | Fail | Please check "Use"
378311924 | TNB | DISTRIBUTION | WP PUTRAJAYA & CYBERJAYA | Existing | 11 kV |  | RYB | VPTJ/PCE/J11101 | PE 11.10 P11B1/6 SEMI-D (EFI) (F1) |  |  | Fail | Please check "Use"
378311929 | TNB | DISTRIBUTION | WP PUTRAJAYA & CYBERJAYA | Existing | 11 kV |  | RYB | VPTJ/PCE/J11101 | PE 11.10 P11B1/6 SEMI-D (EFI) (F1) |  |  | Fail | Please check "Use"
378311935 | TNB | DISTRIBUTION | WP PUTRAJAYA & CYBERJAYA | Existing | 11 kV |  | RYB | VPTJ/PCE/J11101 | PE 11.10 P11B1/6 SEMI-D (EFI) (F1) |  |  | Fail | Please check "Use"
378311936 | TNB | DISTRIBUTION | WP PUTRAJAYA & CYBERJAYA | Existing | 11 kV |  | RYB | VPTJ/PCE/J11101 | PE 11.10 P11B1/6 SEMI-D (EFI) (F1) |  |  | Fail | Please check "Use"
378311940 | TNB | DISTRIBUTION | WP PUTRAJAYA & CYBERJAYA | Existing | 11 kV |  | RYB | VPTJ/PCE/J11101 | PE 11.10 P11B1/6 SEMI-D (EFI) (F1) |  |  | Fail | Please check "Use"
378311943 | TNB | DISTRIBUTION | WP PUTRAJAYA & CYBERJAYA | Existing | 11 kV |  | RYB | VPTJ/PCE/J11101 | PE 11.10 P11B1/6 SEMI-D (EFI) (F1) |  |  | Fail | Please check "Use"
378311944 | TNB | DISTRIBUTION | WP PUTRAJAYA & CYBERJAYA | Existing | 11 kV |  | RYB | VPTJ/PCE/J11101 | PE 11.10 P11B1/6 SEMI-D (EFI) (F1) |  |  | Fail | Please check "Use"
378312016 | TNB | DISTRIBUTION | WP PUTRAJAYA & CYBERJAYA | Existing | 11 kV |  | RYB | VPTJ/PCE/J11102 | PE 11.10 P11B1/6 SEMI-D (EFI) (F2) |  |  | Fail | Please check "Use"
378312017 | TNB | DISTRIBUTION | WP PUTRAJAYA & CYBERJAYA | Existing | 11 kV |  | RYB | VPTJ/PCE/J11102 | PE 11.10 P11B1/6 SEMI-D (EFI) (F2) |  |  | Fail | Please check "Use"
378312022 | TNB | DISTRIBUTION | WP PUTRAJAYA & CYBERJAYA | Existing | 11 kV |  | RYB | VPTJ/PCE/J11102 | PE 11.10 P11B1/6 SEMI-D (EFI) (F2) |  |  | Fail | Please check "Use"
378312028 | TNB | DISTRIBUTION | WP PUTRAJAYA & CYBERJAYA | Existing | 11 kV |  | RYB | VPTJ/PCE/J11102 | PE 11.10 P11B1/6 SEMI-D (EFI) (F2) |  |  | Fail | Please check "Use"
378312029 | TNB | DISTRIBUTION | WP PUTRAJAYA & CYBERJAYA | Existing | 11 kV |  | RYB | VPTJ/PCE/J11102 | PE 11.10 P11B1/6 SEMI-D (EFI) (F2) |  |  | Fail | Please check "Use"
378312033 | TNB | DISTRIBUTION | WP PUTRAJAYA & CYBERJAYA | Existing | 11 kV |  | RYB | VPTJ/PCE/J11102 | PE 11.10 P11B1/6 SEMI-D (EFI) (F2) |  |  | Fail | Please check "Use"
378312036 | TNB | DISTRIBUTION | WP PUTRAJAYA & CYBERJAYA | Existing | 11 kV |  | RYB | VPTJ/PCE/J11102 | PE 11.10 P11B1/6 SEMI-D (EFI) (F2) |  |  | Fail | Please check "Use"
378312037 | TNB | DISTRIBUTION | WP PUTRAJAYA & CYBERJAYA | Existing | 11 kV |  | RYB | VPTJ/PCE/J11102 | PE 11.10 P11B1/6 SEMI-D (EFI) (F2) |  |  | Fail | Please check "Use"
378312106 | TNB | DISTRIBUTION | WP PUTRAJAYA & CYBERJAYA | Existing | 11 kV |  | RYB | VPTJ/PCE/J11121 | PE 11.12 APT A (F1) |  |  | Fail | Please check "Use"
378312107 | TNB | DISTRIBUTION | WP PUTRAJAYA & CYBERJAYA | Existing | 11 kV |  | RYB | VPTJ/PCE/J11121 | PE 11.12 APT A (F1) |  |  | Fail | Please check "Use"
378312112 | TNB | DISTRIBUTION | WP PUTRAJAYA & CYBERJAYA | Existing | 11 kV |  | RYB | VPTJ/PCE/J11121 | PE 11.12 APT A (F1) |  |  | Fail | Please check "Use"
378312118 | TNB | DISTRIBUTION | WP PUTRAJAYA & CYBERJAYA | Existing | 11 kV |  | RYB | VPTJ/PCE/J11121 | PE 11.12 APT A (F1) |  |  | Fail | Please check "Use"
378312119 | TNB | DISTRIBUTION | WP PUTRAJAYA & CYBERJAYA | Existing | 11 kV |  | RYB | VPTJ/PCE/J11121 | PE 11.12 APT A (F1) |  |  | Fail | Please check "Use"
378312123 | TNB | DISTRIBUTION | WP PUTRAJAYA & CYBERJAYA | Existing | 11 kV |  | RYB | VPTJ/PCE/J11121 | PE 11.12 APT A (F1) |  |  | Fail | Please check "Use"
378312126 | TNB | DISTRIBUTION | WP PUTRAJAYA & CYBERJAYA | Existing | 11 kV |  | RYB | VPTJ/PCE/J11121 | PE 11.12 APT A (F1) |  |  | Fail | Please check "Use"
378312127 | TNB | DISTRIBUTION | WP PUTRAJAYA & CYBERJAYA | Existing | 11 kV |  | RYB | VPTJ/PCE/J11121 | PE 11.12 APT A (F1) |  |  | Fail | Please check "Use"
378312129 | TNB | DISTRIBUTION | WP PUTRAJAYA & CYBERJAYA | Existing | 11 kV |  | RYB | VPTJ/PCE/J11122 | PE 11.12 APT A (F2) |  |  | Fail | Please check "Use"
378312130 | TNB | DISTRIBUTION | WP PUTRAJAYA & CYBERJAYA | Existing | 11 kV |  | RYB | VPTJ/PCE/J11122 | PE 11.12 APT A (F2) |  |  | Fail | Please check "Use"
378312135 | TNB | DISTRIBUTION | WP PUTRAJAYA & CYBERJAYA | Existing | 11 kV |  | RYB | VPTJ/PCE/J11122 | PE 11.12 APT A (F2) |  |  | Fail | Please check "Use"
378312141 | TNB | DISTRIBUTION | WP PUTRAJAYA & CYBERJAYA | Existing | 11 kV |  | RYB | VPTJ/PCE/J11122 | PE 11.12 APT A (F2) |  |  | Fail | Please check "Use"
378312142 | TNB | DISTRIBUTION | WP PUTRAJAYA & CYBERJAYA | Existing | 11 kV |  | RYB | VPTJ/PCE/J11122 | PE 11.12 APT A (F2) |  |  | Fail | Please check "Use"
378312146 | TNB | DISTRIBUTION | WP PUTRAJAYA & CYBERJAYA | Existing | 11 kV |  | RYB | VPTJ/PCE/J11122 | PE 11.12 APT A (F2) |  |  | Fail | Please check "Use"
378312149 | TNB | DISTRIBUTION | WP PUTRAJAYA & CYBERJAYA | Existing | 11 kV |  | RYB | VPTJ/PCE/J11122 | PE 11.12 APT A (F2) |  |  | Fail | Please check "Use"
378312150 | TNB | DISTRIBUTION | WP PUTRAJAYA & CYBERJAYA | Existing | 11 kV |  | RYB | VPTJ/PCE/J11122 | PE 11.12 APT A (F2) |  |  | Fail | Please check "Use"
378312293 | TNB | DISTRIBUTION | WP PUTRAJAYA & CYBERJAYA | Existing | 11 kV |  | RYB | VPTJ/PCE/J11131 | PE 11.13 APT B (F1) |  |  | Fail | Please check "Use"
378312294 | TNB | DISTRIBUTION | WP PUTRAJAYA & CYBERJAYA | Existing | 11 kV |  | RYB | VPTJ/PCE/J11131 | PE 11.13 APT B (F1) |  |  | Fail | Please check "Use"
378312299 | TNB | DISTRIBUTION | WP PUTRAJAYA & CYBERJAYA | Existing | 11 kV |  | RYB | VPTJ/PCE/J11131 | PE 11.13 APT B (F1) |  |  | Fail | Please check "Use"
378312305 | TNB | DISTRIBUTION | WP PUTRAJAYA & CYBERJAYA | Existing | 11 kV |  | RYB | VPTJ/PCE/J11131 | PE 11.13 APT B (F1) |  |  | Fail | Please check "Use"
378312306 | TNB | DISTRIBUTION | WP PUTRAJAYA & CYBERJAYA | Existing | 11 kV |  | RYB | VPTJ/PCE/J11131 | PE 11.13 APT B (F1) |  |  | Fail | Please check "Use"
378312310 | TNB | DISTRIBUTION | WP PUTRAJAYA & CYBERJAYA | Existing | 11 kV |  | RYB | VPTJ/PCE/J11131 | PE 11.13 APT B (F1) |  |  | Fail | Please check "Use"
378312313 | TNB | DISTRIBUTION | WP PUTRAJAYA & CYBERJAYA | Existing | 11 kV |  | RYB | VPTJ/PCE/J11131 | PE 11.13 APT B (F1) |  |  | Fail | Please check "Use"
378312314 | TNB | DISTRIBUTION | WP PUTRAJAYA & CYBERJAYA | Existing | 11 kV |  | RYB | VPTJ/PCE/J11131 | PE 11.13 APT B (F1) |  |  | Fail | Please check "Use"
378312316 | TNB | DISTRIBUTION | WP PUTRAJAYA & CYBERJAYA | Existing | 11 kV |  | RYB | VPTJ/PCE/J11132 | PE 11.13 APT B (F2) |  |  | Fail | Please check "Use"
378312317 | TNB | DISTRIBUTION | WP PUTRAJAYA & CYBERJAYA | Existing | 11 kV |  | RYB | VPTJ/PCE/J11132 | PE 11.13 APT B (F2) |  |  | Fail | Please check "Use"
378312322 | TNB | DISTRIBUTION | WP PUTRAJAYA & CYBERJAYA | Existing | 11 kV |  | RYB | VPTJ/PCE/J11132 | PE 11.13 APT B (F2) |  |  | Fail | Please check "Use"
378312328 | TNB | DISTRIBUTION | WP PUTRAJAYA & CYBERJAYA | Existing | 11 kV |  | RYB | VPTJ/PCE/J11132 | PE 11.13 APT B (F2) |  |  | Fail | Please check "Use"
378312329 | TNB | DISTRIBUTION | WP PUTRAJAYA & CYBERJAYA | Existing | 11 kV |  | RYB | VPTJ/PCE/J11132 | PE 11.13 APT B (F2) |  |  | Fail | Please check "Use"
378312333 | TNB | DISTRIBUTION | WP PUTRAJAYA & CYBERJAYA | Existing | 11 kV |  | RYB | VPTJ/PCE/J11132 | PE 11.13 APT B (F2) |  |  | Fail | Please check "Use"
378312336 | TNB | DISTRIBUTION | WP PUTRAJAYA & CYBERJAYA | Existing | 11 kV |  | RYB | VPTJ/PCE/J11132 | PE 11.13 APT B (F2) |  |  | Fail | Please check "Use"
378312337 | TNB | DISTRIBUTION | WP PUTRAJAYA & CYBERJAYA | Existing | 11 kV |  | RYB | VPTJ/PCE/J11132 | PE 11.13 APT B (F2) |  |  | Fail | Please check "Use"
378312490 | TNB | DISTRIBUTION | WP PUTRAJAYA & CYBERJAYA | Existing | 11 kV |  | RYB | VPTJ/PCE/J11112 | PE 11.11 (EFI) (F2) |  |  | Fail | Please check "Use"
378312491 | TNB | DISTRIBUTION | WP PUTRAJAYA & CYBERJAYA | Existing | 11 kV |  | RYB | VPTJ/PCE/J11112 | PE 11.11 (EFI) (F2) |  |  | Fail | Please check "Use"
378312496 | TNB | DISTRIBUTION | WP PUTRAJAYA & CYBERJAYA | Existing | 11 kV |  | RYB | VPTJ/PCE/J11112 | PE 11.11 (EFI) (F2) |  |  | Fail | Please check "Use"
378312502 | TNB | DISTRIBUTION | WP PUTRAJAYA & CYBERJAYA | Existing | 11 kV |  | RYB | VPTJ/PCE/J11112 | PE 11.11 (EFI) (F2) |  |  | Fail | Please check "Use"
378312503 | TNB | DISTRIBUTION | WP PUTRAJAYA & CYBERJAYA | Existing | 11 kV |  | RYB | VPTJ/PCE/J11112 | PE 11.11 (EFI) (F2) |  |  | Fail | Please check "Use"
378312507 | TNB | DISTRIBUTION | WP PUTRAJAYA & CYBERJAYA | Existing | 11 kV |  | RYB | VPTJ/PCE/J11112 | PE 11.11 (EFI) (F2) |  |  | Fail | Please check "Use"
378312510 | TNB | DISTRIBUTION | WP PUTRAJAYA & CYBERJAYA | Existing | 11 kV |  | RYB | VPTJ/PCE/J11112 | PE 11.11 (EFI) (F2) |  |  | Fail | Please check "Use"
378312511 | TNB | DISTRIBUTION | WP PUTRAJAYA & CYBERJAYA | Existing | 11 kV |  | RYB | VPTJ/PCE/J11112 | PE 11.11 (EFI) (F2) |  |  | Fail | Please check "Use"
378312582 | TNB | DISTRIBUTION | WP PUTRAJAYA & CYBERJAYA | Existing | 11 kV |  | RYB | VPTJ/PCE/J11111 | PE 11.11 (EFI) (F1) |  |  | Fail | Please check "Use"
378312583 | TNB | DISTRIBUTION | WP PUTRAJAYA & CYBERJAYA | Existing | 11 kV |  | RYB | VPTJ/PCE/J11111 | PE 11.11 (EFI) (F1) |  |  | Fail | Please check "Use"
378312588 | TNB | DISTRIBUTION | WP PUTRAJAYA & CYBERJAYA | Existing | 11 kV |  | RYB | VPTJ/PCE/J11111 | PE 11.11 (EFI) (F1) |  |  | Fail | Please check "Use"
378312594 | TNB | DISTRIBUTION | WP PUTRAJAYA & CYBERJAYA | Existing | 11 kV |  | RYB | VPTJ/PCE/J11111 | PE 11.11 (EFI) (F1) |  |  | Fail | Please check "Use"
378312595 | TNB | DISTRIBUTION | WP PUTRAJAYA & CYBERJAYA | Existing | 11 kV |  | RYB | VPTJ/PCE/J11111 | PE 11.11 (EFI) (F1) |  |  | Fail | Please check "Use"
378312599 | TNB | DISTRIBUTION | WP PUTRAJAYA & CYBERJAYA | Existing | 11 kV |  | RYB | VPTJ/PCE/J11111 | PE 11.11 (EFI) (F1) |  |  | Fail | Please check "Use"
378312602 | TNB | DISTRIBUTION | WP PUTRAJAYA & CYBERJAYA | Existing | 11 kV |  | RYB | VPTJ/PCE/J11111 | PE 11.11 (EFI) (F1) |  |  | Fail | Please check "Use"
378312603 | TNB | DISTRIBUTION | WP PUTRAJAYA & CYBERJAYA | Existing | 11 kV |  | RYB | VPTJ/PCE/J11111 | PE 11.11 (EFI) (F1) |  |  | Fail | Please check "Use"
378312674 | TNB | DISTRIBUTION | WP PUTRAJAYA & CYBERJAYA | Existing | 11 kV |  | RYB | VPTJ/PCE/J11161 | PE 11.16 APT E (F1) |  |  | Fail | Please check "Use"
378312675 | TNB | DISTRIBUTION | WP PUTRAJAYA & CYBERJAYA | Existing | 11 kV |  | RYB | VPTJ/PCE/J11161 | PE 11.16 APT E (F1) |  |  | Fail | Please check "Use"
378312680 | TNB | DISTRIBUTION | WP PUTRAJAYA & CYBERJAYA | Existing | 11 kV |  | RYB | VPTJ/PCE/J11161 | PE 11.16 APT E (F1) |  |  | Fail | Please check "Use"
378312686 | TNB | DISTRIBUTION | WP PUTRAJAYA & CYBERJAYA | Existing | 11 kV |  | RYB | VPTJ/PCE/J11161 | PE 11.16 APT E (F1) |  |  | Fail | Please check "Use"
378312687 | TNB | DISTRIBUTION | WP PUTRAJAYA & CYBERJAYA | Existing | 11 kV |  | RYB | VPTJ/PCE/J11161 | PE 11.16 APT E (F1) |  |  | Fail | Please check "Use"
378312691 | TNB | DISTRIBUTION | WP PUTRAJAYA & CYBERJAYA | Existing | 11 kV |  | RYB | VPTJ/PCE/J11161 | PE 11.16 APT E (F1) |  |  | Fail | Please check "Use"
378312694 | TNB | DISTRIBUTION | WP PUTRAJAYA & CYBERJAYA | Existing | 11 kV |  | RYB | VPTJ/PCE/J11161 | PE 11.16 APT E (F1) |  |  | Fail | Please check "Use"
378312695 | TNB | DISTRIBUTION | WP PUTRAJAYA & CYBERJAYA | Existing | 11 kV |  | RYB | VPTJ/PCE/J11161 | PE 11.16 APT E (F1) |  |  | Fail | Please check "Use"
378312771 | TNB | DISTRIBUTION | WP PUTRAJAYA & CYBERJAYA | Existing | 11 kV |  | RYB | VPTJ/PCE/J11162 | PE 11.16 APT E (F2) |  |  | Fail | Please check "Use"
378312772 | TNB | DISTRIBUTION | WP PUTRAJAYA & CYBERJAYA | Existing | 11 kV |  | RYB | VPTJ/PCE/J11162 | PE 11.16 APT E (F2) |  |  | Fail | Please check "Use"
378312777 | TNB | DISTRIBUTION | WP PUTRAJAYA & CYBERJAYA | Existing | 11 kV |  | RYB | VPTJ/PCE/J11162 | PE 11.16 APT E (F2) |  |  | Fail | Please check "Use"
378312783 | TNB | DISTRIBUTION | WP PUTRAJAYA & CYBERJAYA | Existing | 11 kV |  | RYB | VPTJ/PCE/J11162 | PE 11.16 APT E (F2) |  |  | Fail | Please check "Use"
378312784 | TNB | DISTRIBUTION | WP PUTRAJAYA & CYBERJAYA | Existing | 11 kV |  | RYB | VPTJ/PCE/J11162 | PE 11.16 APT E (F2) |  |  | Fail | Please check "Use"
378312788 | TNB | DISTRIBUTION | WP PUTRAJAYA & CYBERJAYA | Existing | 11 kV |  | RYB | VPTJ/PCE/J11162 | PE 11.16 APT E (F2) |  |  | Fail | Please check "Use"
378312791 | TNB | DISTRIBUTION | WP PUTRAJAYA & CYBERJAYA | Existing | 11 kV |  | RYB | VPTJ/PCE/J11162 | PE 11.16 APT E (F2) |  |  | Fail | Please check "Use"
378312792 | TNB | DISTRIBUTION | WP PUTRAJAYA & CYBERJAYA | Existing | 11 kV |  | RYB | VPTJ/PCE/J11162 | PE 11.16 APT E (F2) |  |  | Fail | Please check "Use"
378312875 | TNB | DISTRIBUTION | WP PUTRAJAYA & CYBERJAYA | Existing | 11 kV |  | RYB | VPTJ/PCE/J11152 | PE 11.15 APT D (EFI) (F2) |  |  | Fail | Please check "Use"
378312876 | TNB | DISTRIBUTION | WP PUTRAJAYA & CYBERJAYA | Existing | 11 kV |  | RYB | VPTJ/PCE/J11152 | PE 11.15 APT D (EFI) (F2) |  |  | Fail | Please check "Use"
378312881 | TNB | DISTRIBUTION | WP PUTRAJAYA & CYBERJAYA | Existing | 11 kV |  | RYB | VPTJ/PCE/J11152 | PE 11.15 APT D (EFI) (F2) |  |  | Fail | Please check "Use"
378312887 | TNB | DISTRIBUTION | WP PUTRAJAYA & CYBERJAYA | Existing | 11 kV |  | RYB | VPTJ/PCE/J11152 | PE 11.15 APT D (EFI) (F2) |  |  | Fail | Please check "Use"
378312888 | TNB | DISTRIBUTION | WP PUTRAJAYA & CYBERJAYA | Existing | 11 kV |  | RYB | VPTJ/PCE/J11152 | PE 11.15 APT D (EFI) (F2) |  |  | Fail | Please check "Use"
378312892 | TNB | DISTRIBUTION | WP PUTRAJAYA & CYBERJAYA | Existing | 11 kV |  | RYB | VPTJ/PCE/J11152 | PE 11.15 APT D (EFI) (F2) |  |  | Fail | Please check "Use"
378312895 | TNB | DISTRIBUTION | WP PUTRAJAYA & CYBERJAYA | Existing | 11 kV |  | RYB | VPTJ/PCE/J11152 | PE 11.15 APT D (EFI) (F2) |  |  | Fail | Please check "Use"
378312896 | TNB | DISTRIBUTION | WP PUTRAJAYA & CYBERJAYA | Existing | 11 kV |  | RYB | VPTJ/PCE/J11152 | PE 11.15 APT D (EFI) (F2) |  |  | Fail | Please check "Use"
378312971 | TNB | DISTRIBUTION | WP PUTRAJAYA & CYBERJAYA | Existing | 11 kV |  | RYB | VPTJ/PCE/J11151 | PE 11.15 APT D (EFI) (F1) |  |  | Fail | Please check "Use"
378312972 | TNB | DISTRIBUTION | WP PUTRAJAYA & CYBERJAYA | Existing | 11 kV |  | RYB | VPTJ/PCE/J11151 | PE 11.15 APT D (EFI) (F1) |  |  | Fail | Please check "Use"
378312977 | TNB | DISTRIBUTION | WP PUTRAJAYA & CYBERJAYA | Existing | 11 kV |  | RYB | VPTJ/PCE/J11151 | PE 11.15 APT D (EFI) (F1) |  |  | Fail | Please check "Use"
378312983 | TNB | DISTRIBUTION | WP PUTRAJAYA & CYBERJAYA | Existing | 11 kV |  | RYB | VPTJ/PCE/J11151 | PE 11.15 APT D (EFI) (F1) |  |  | Fail | Please check "Use"
378312984 | TNB | DISTRIBUTION | WP PUTRAJAYA & CYBERJAYA | Existing | 11 kV |  | RYB | VPTJ/PCE/J11151 | PE 11.15 APT D (EFI) (F1) |  |  | Fail | Please check "Use"
378312988 | TNB | DISTRIBUTION | WP PUTRAJAYA & CYBERJAYA | Existing | 11 kV |  | RYB | VPTJ/PCE/J11151 | PE 11.15 APT D (EFI) (F1) |  |  | Fail | Please check "Use"
378312991 | TNB | DISTRIBUTION | WP PUTRAJAYA & CYBERJAYA | Existing | 11 kV |  | RYB | VPTJ/PCE/J11151 | PE 11.15 APT D (EFI) (F1) |  |  | Fail | Please check "Use"
378312992 | TNB | DISTRIBUTION | WP PUTRAJAYA & CYBERJAYA | Existing | 11 kV |  | RYB | VPTJ/PCE/J11151 | PE 11.15 APT D (EFI) (F1) |  |  | Fail | Please check "Use"
378313065 | TNB | DISTRIBUTION | WP PUTRAJAYA & CYBERJAYA | Existing | 11 kV |  | RYB | VPTJ/PCE/J10022 | PE 10.02 INSIDE PPU2 (F2) |  |  | Fail | Please check "Use"
378313066 | TNB | DISTRIBUTION | WP PUTRAJAYA & CYBERJAYA | Existing | 11 kV |  | RYB | VPTJ/PCE/J10022 | PE 10.02 INSIDE PPU2 (F2) |  |  | Fail | Please check "Use"
378313071 | TNB | DISTRIBUTION | WP PUTRAJAYA & CYBERJAYA | Existing | 11 kV |  | RYB | VPTJ/PCE/J10022 | PE 10.02 INSIDE PPU2 (F2) |  |  | Fail | Please check "Use"
378313077 | TNB | DISTRIBUTION | WP PUTRAJAYA & CYBERJAYA | Existing | 11 kV |  | RYB | VPTJ/PCE/J10022 | PE 10.02 INSIDE PPU2 (F2) |  |  | Fail | Please check "Use"
378313078 | TNB | DISTRIBUTION | WP PUTRAJAYA & CYBERJAYA | Existing | 11 kV |  | RYB | VPTJ/PCE/J10022 | PE 10.02 INSIDE PPU2 (F2) |  |  | Fail | Please check "Use"
378313082 | TNB | DISTRIBUTION | WP PUTRAJAYA & CYBERJAYA | Existing | 11 kV |  | RYB | VPTJ/PCE/J10022 | PE 10.02 INSIDE PPU2 (F2) |  |  | Fail | Please check "Use"
378313085 | TNB | DISTRIBUTION | WP PUTRAJAYA & CYBERJAYA | Existing | 11 kV |  | RYB | VPTJ/PCE/J10022 | PE 10.02 INSIDE PPU2 (F2) |  |  | Fail | Please check "Use"
378313086 | TNB | DISTRIBUTION | WP PUTRAJAYA & CYBERJAYA | Existing | 11 kV |  | RYB | VPTJ/PCE/J10022 | PE 10.02 INSIDE PPU2 (F2) |  |  | Fail | Please check "Use"
378313158 | TNB | DISTRIBUTION | WP PUTRAJAYA & CYBERJAYA | Existing | 11 kV |  | RYB | VPTJ/PCE/J10021 | PE 10.02 INSIDE PPU2 (F1) |  |  | Fail | Please check "Use"
378313159 | TNB | DISTRIBUTION | WP PUTRAJAYA & CYBERJAYA | Existing | 11 kV |  | RYB | VPTJ/PCE/J10021 | PE 10.02 INSIDE PPU2 (F1) |  |  | Fail | Please check "Use"
378313164 | TNB | DISTRIBUTION | WP PUTRAJAYA & CYBERJAYA | Existing | 11 kV |  | RYB | VPTJ/PCE/J10021 | PE 10.02 INSIDE PPU2 (F1) |  |  | Fail | Please check "Use"
378313170 | TNB | DISTRIBUTION | WP PUTRAJAYA & CYBERJAYA | Existing | 11 kV |  | RYB | VPTJ/PCE/J10021 | PE 10.02 INSIDE PPU2 (F1) |  |  | Fail | Please check "Use"
378313171 | TNB | DISTRIBUTION | WP PUTRAJAYA & CYBERJAYA | Existing | 11 kV |  | RYB | VPTJ/PCE/J10021 | PE 10.02 INSIDE PPU2 (F1) |  |  | Fail | Please check "Use"
378313175 | TNB | DISTRIBUTION | WP PUTRAJAYA & CYBERJAYA | Existing | 11 kV |  | RYB | VPTJ/PCE/J10021 | PE 10.02 INSIDE PPU2 (F1) |  |  | Fail | Please check "Use"
378313178 | TNB | DISTRIBUTION | WP PUTRAJAYA & CYBERJAYA | Existing | 11 kV |  | RYB | VPTJ/PCE/J10021 | PE 10.02 INSIDE PPU2 (F1) |  |  | Fail | Please check "Use"
378313179 | TNB | DISTRIBUTION | WP PUTRAJAYA & CYBERJAYA | Existing | 11 kV |  | RYB | VPTJ/PCE/J10021 | PE 10.02 INSIDE PPU2 (F1) |  |  | Fail | Please check "Use"
378313255 | TNB | DISTRIBUTION | WP PUTRAJAYA & CYBERJAYA | Existing | 11 kV |  | RYB | VPTJ/PCE/J10031 | PE 10.03 P10 C BANGLOW (F1) |  |  | Fail | Please check "Use"
378313256 | TNB | DISTRIBUTION | WP PUTRAJAYA & CYBERJAYA | Existing | 11 kV |  | RYB | VPTJ/PCE/J10031 | PE 10.03 P10 C BANGLOW (F1) |  |  | Fail | Please check "Use"
378313261 | TNB | DISTRIBUTION | WP PUTRAJAYA & CYBERJAYA | Existing | 11 kV |  | RYB | VPTJ/PCE/J10031 | PE 10.03 P10 C BANGLOW (F1) |  |  | Fail | Please check "Use"
378313267 | TNB | DISTRIBUTION | WP PUTRAJAYA & CYBERJAYA | Existing | 11 kV |  | RYB | VPTJ/PCE/J10031 | PE 10.03 P10 C BANGLOW (F1) |  |  | Fail | Please check "Use"
378313268 | TNB | DISTRIBUTION | WP PUTRAJAYA & CYBERJAYA | Existing | 11 kV |  | RYB | VPTJ/PCE/J10031 | PE 10.03 P10 C BANGLOW (F1) |  |  | Fail | Please check "Use"
378313272 | TNB | DISTRIBUTION | WP PUTRAJAYA & CYBERJAYA | Existing | 11 kV |  | RYB | VPTJ/PCE/J10031 | PE 10.03 P10 C BANGLOW (F1) |  |  | Fail | Please check "Use"
378313275 | TNB | DISTRIBUTION | WP PUTRAJAYA & CYBERJAYA | Existing | 11 kV |  | RYB | VPTJ/PCE/J10031 | PE 10.03 P10 C BANGLOW (F1) |  |  | Fail | Please check "Use"
378313276 | TNB | DISTRIBUTION | WP PUTRAJAYA & CYBERJAYA | Existing | 11 kV |  | RYB | VPTJ/PCE/J10031 | PE 10.03 P10 C BANGLOW (F1) |  |  | Fail | Please check "Use"
378313347 | TNB | DISTRIBUTION | WP PUTRAJAYA & CYBERJAYA | Existing | 11 kV |  | RYB | VPTJ/PCE/J10032 | PE 10.03 P10 C BANGLOW (F2) |  |  | Fail | Please check "Use"
378313348 | TNB | DISTRIBUTION | WP PUTRAJAYA & CYBERJAYA | Existing | 11 kV |  | RYB | VPTJ/PCE/J10032 | PE 10.03 P10 C BANGLOW (F2) |  |  | Fail | Please check "Use"
378313353 | TNB | DISTRIBUTION | WP PUTRAJAYA & CYBERJAYA | Existing | 11 kV |  | RYB | VPTJ/PCE/J10032 | PE 10.03 P10 C BANGLOW (F2) |  |  | Fail | Please check "Use"
378313359 | TNB | DISTRIBUTION | WP PUTRAJAYA & CYBERJAYA | Existing | 11 kV |  | RYB | VPTJ/PCE/J10032 | PE 10.03 P10 C BANGLOW (F2) |  |  | Fail | Please check "Use"
378313360 | TNB | DISTRIBUTION | WP PUTRAJAYA & CYBERJAYA | Existing | 11 kV |  | RYB | VPTJ/PCE/J10032 | PE 10.03 P10 C BANGLOW (F2) |  |  | Fail | Please check "Use"
378313364 | TNB | DISTRIBUTION | WP PUTRAJAYA & CYBERJAYA | Existing | 11 kV |  | RYB | VPTJ/PCE/J10032 | PE 10.03 P10 C BANGLOW (F2) |  |  | Fail | Please check "Use"
378313367 | TNB | DISTRIBUTION | WP PUTRAJAYA & CYBERJAYA | Existing | 11 kV |  | RYB | VPTJ/PCE/J10032 | PE 10.03 P10 C BANGLOW (F2) |  |  | Fail | Please check "Use"
378313368 | TNB | DISTRIBUTION | WP PUTRAJAYA & CYBERJAYA | Existing | 11 kV |  | RYB | VPTJ/PCE/J10032 | PE 10.03 P10 C BANGLOW (F2) |  |  | Fail | Please check "Use"
378313462 | TNB | DISTRIBUTION | WP PUTRAJAYA & CYBERJAYA | Existing | 11 kV |  | RYB | VPTJ/PCE/J10151 | PE 10.15 MINI GOLF |  |  | Fail | Please check "Use"
378313463 | TNB | DISTRIBUTION | WP PUTRAJAYA & CYBERJAYA | Existing | 11 kV |  | RYB | VPTJ/PCE/J10151 | PE 10.15 MINI GOLF |  |  | Fail | Please check "Use"
378313468 | TNB | DISTRIBUTION | WP PUTRAJAYA & CYBERJAYA | Existing | 11 kV |  | RYB | VPTJ/PCE/J10151 | PE 10.15 MINI GOLF |  |  | Fail | Please check "Use"
378313474 | TNB | DISTRIBUTION | WP PUTRAJAYA & CYBERJAYA | Existing | 11 kV |  | RYB | VPTJ/PCE/J10151 | PE 10.15 MINI GOLF |  |  | Fail | Please check "Use"
378313475 | TNB | DISTRIBUTION | WP PUTRAJAYA & CYBERJAYA | Existing | 11 kV |  | RYB | VPTJ/PCE/J10151 | PE 10.15 MINI GOLF |  |  | Fail | Please check "Use"
378313479 | TNB | DISTRIBUTION | WP PUTRAJAYA & CYBERJAYA | Existing | 11 kV |  | RYB | VPTJ/PCE/J10151 | PE 10.15 MINI GOLF |  |  | Fail | Please check "Use"
378313482 | TNB | DISTRIBUTION | WP PUTRAJAYA & CYBERJAYA | Existing | 11 kV |  | RYB | VPTJ/PCE/J10151 | PE 10.15 MINI GOLF |  |  | Fail | Please check "Use"
378313483 | TNB | DISTRIBUTION | WP PUTRAJAYA & CYBERJAYA | Existing | 11 kV |  | RYB | VPTJ/PCE/J10151 | PE 10.15 MINI GOLF |  |  | Fail | Please check "Use"
378313558 | TNB | DISTRIBUTION | WP PUTRAJAYA & CYBERJAYA | Existing | 11 kV |  | RYB | VPTJ/PCE/J10041 | PE 10.04 P10 D BANGLO (F1) |  |  | Fail | Please check "Use"
378313559 | TNB | DISTRIBUTION | WP PUTRAJAYA & CYBERJAYA | Existing | 11 kV |  | RYB | VPTJ/PCE/J10041 | PE 10.04 P10 D BANGLO (F1) |  |  | Fail | Please check "Use"
378313564 | TNB | DISTRIBUTION | WP PUTRAJAYA & CYBERJAYA | Existing | 11 kV |  | RYB | VPTJ/PCE/J10041 | PE 10.04 P10 D BANGLO (F1) |  |  | Fail | Please check "Use"
378313570 | TNB | DISTRIBUTION | WP PUTRAJAYA & CYBERJAYA | Existing | 11 kV |  | RYB | VPTJ/PCE/J10041 | PE 10.04 P10 D BANGLO (F1) |  |  | Fail | Please check "Use"
378313571 | TNB | DISTRIBUTION | WP PUTRAJAYA & CYBERJAYA | Existing | 11 kV |  | RYB | VPTJ/PCE/J10041 | PE 10.04 P10 D BANGLO (F1) |  |  | Fail | Please check "Use"
378313575 | TNB | DISTRIBUTION | WP PUTRAJAYA & CYBERJAYA | Existing | 11 kV |  | RYB | VPTJ/PCE/J10041 | PE 10.04 P10 D BANGLO (F1) |  |  | Fail | Please check "Use"
378313578 | TNB | DISTRIBUTION | WP PUTRAJAYA & CYBERJAYA | Existing | 11 kV |  | RYB | VPTJ/PCE/J10041 | PE 10.04 P10 D BANGLO (F1) |  |  | Fail | Please check "Use"
378313579 | TNB | DISTRIBUTION | WP PUTRAJAYA & CYBERJAYA | Existing | 11 kV |  | RYB | VPTJ/PCE/J10041 | PE 10.04 P10 D BANGLO (F1) |  |  | Fail | Please check "Use"
378313649 | TNB | DISTRIBUTION | WP PUTRAJAYA & CYBERJAYA | Existing | 11 kV |  | RYB | VPTJ/PCE/J10042 | PE 10.04 P10 D BANGLO (F2) |  |  | Fail | Please check "Use"
378313650 | TNB | DISTRIBUTION | WP PUTRAJAYA & CYBERJAYA | Existing | 11 kV |  | RYB | VPTJ/PCE/J10042 | PE 10.04 P10 D BANGLO (F2) |  |  | Fail | Please check "Use"
378313655 | TNB | DISTRIBUTION | WP PUTRAJAYA & CYBERJAYA | Existing | 11 kV |  | RYB | VPTJ/PCE/J10042 | PE 10.04 P10 D BANGLO (F2) |  |  | Fail | Please check "Use"
378313661 | TNB | DISTRIBUTION | WP PUTRAJAYA & CYBERJAYA | Existing | 11 kV |  | RYB | VPTJ/PCE/J10042 | PE 10.04 P10 D BANGLO (F2) |  |  | Fail | Please check "Use"
378313662 | TNB | DISTRIBUTION | WP PUTRAJAYA & CYBERJAYA | Existing | 11 kV |  | RYB | VPTJ/PCE/J10042 | PE 10.04 P10 D BANGLO (F2) |  |  | Fail | Please check "Use"
378313666 | TNB | DISTRIBUTION | WP PUTRAJAYA & CYBERJAYA | Existing | 11 kV |  | RYB | VPTJ/PCE/J10042 | PE 10.04 P10 D BANGLO (F2) |  |  | Fail | Please check "Use"
378313669 | TNB | DISTRIBUTION | WP PUTRAJAYA & CYBERJAYA | Existing | 11 kV |  | RYB | VPTJ/PCE/J10042 | PE 10.04 P10 D BANGLO (F2) |  |  | Fail | Please check "Use"
378313670 | TNB | DISTRIBUTION | WP PUTRAJAYA & CYBERJAYA | Existing | 11 kV |  | RYB | VPTJ/PCE/J10042 | PE 10.04 P10 D BANGLO (F2) |  |  | Fail | Please check "Use"
378313754 | TNB | DISTRIBUTION | WP PUTRAJAYA & CYBERJAYA | Existing | 11 kV |  | RYB | VPTJ/PCE/J10051 | PE 10.05 P10/7 BANGLOW (F1) |  |  | Fail | Please check "Use"
378313765 | TNB | DISTRIBUTION | WP PUTRAJAYA & CYBERJAYA | Existing | 11 kV |  | RYB | VPTJ/PCE/J10051 | PE 10.05 P10/7 BANGLOW (F1) |  |  | Fail | Please check "Use"
378313766 | TNB | DISTRIBUTION | WP PUTRAJAYA & CYBERJAYA | Existing | 11 kV |  | RYB | VPTJ/PCE/J10051 | PE 10.05 P10/7 BANGLOW (F1) |  |  | Fail | Please check "Use"
378313775 | TNB | DISTRIBUTION | WP PUTRAJAYA & CYBERJAYA | Existing | 11 kV |  | RYB | VPTJ/PCE/J10051 | PE 10.05 P10/7 BANGLOW (F1) |  |  | Fail | Please check "Use"
378313781 | TNB | DISTRIBUTION | WP PUTRAJAYA & CYBERJAYA | Existing | 11 kV |  | RYB | VPTJ/PCE/J10051 | PE 10.05 P10/7 BANGLOW (F1) |  |  | Fail | Please check "Use"
378313783 | TNB | DISTRIBUTION | WP PUTRAJAYA & CYBERJAYA | Existing | 11 kV |  | RYB | VPTJ/PCE/J10051 | PE 10.05 P10/7 BANGLOW (F1) |  |  | Fail | Please check "Use"
378313785 | TNB | DISTRIBUTION | WP PUTRAJAYA & CYBERJAYA | Existing | 11 kV |  | RYB | VPTJ/PCE/J10051 | PE 10.05 P10/7 BANGLOW (F1) |  |  | Fail | Please check "Use"
378313791 | TNB | DISTRIBUTION | WP PUTRAJAYA & CYBERJAYA | Existing | 11 kV |  | RYB | VPTJ/PCE/J10051 | PE 10.05 P10/7 BANGLOW (F1) |  |  | Fail | Please check "Use"
378313802 | TNB | DISTRIBUTION | WP PUTRAJAYA & CYBERJAYA | Existing | 11 kV |  | RYB | VPTJ/PCE/J10052 | PE 10.05 P10/7 BANGLOW (F2) |  |  | Fail | Please check "Use"
378313813 | TNB | DISTRIBUTION | WP PUTRAJAYA & CYBERJAYA | Existing | 11 kV |  | RYB | VPTJ/PCE/J10052 | PE 10.05 P10/7 BANGLOW (F2) |  |  | Fail | Please check "Use"
378313814 | TNB | DISTRIBUTION | WP PUTRAJAYA & CYBERJAYA | Existing | 11 kV |  | RYB | VPTJ/PCE/J10052 | PE 10.05 P10/7 BANGLOW (F2) |  |  | Fail | Please check "Use"
378313823 | TNB | DISTRIBUTION | WP PUTRAJAYA & CYBERJAYA | Existing | 11 kV |  | RYB | VPTJ/PCE/J10052 | PE 10.05 P10/7 BANGLOW (F2) |  |  | Fail | Please check "Use"
378313829 | TNB | DISTRIBUTION | WP PUTRAJAYA & CYBERJAYA | Existing | 11 kV |  | RYB | VPTJ/PCE/J10052 | PE 10.05 P10/7 BANGLOW (F2) |  |  | Fail | Please check "Use"
378313831 | TNB | DISTRIBUTION | WP PUTRAJAYA & CYBERJAYA | Existing | 11 kV |  | RYB | VPTJ/PCE/J10052 | PE 10.05 P10/7 BANGLOW (F2) |  |  | Fail | Please check "Use"
378313833 | TNB | DISTRIBUTION | WP PUTRAJAYA & CYBERJAYA | Existing | 11 kV |  | RYB | VPTJ/PCE/J10052 | PE 10.05 P10/7 BANGLOW (F2) |  |  | Fail | Please check "Use"
378313839 | TNB | DISTRIBUTION | WP PUTRAJAYA & CYBERJAYA | Existing | 11 kV |  | RYB | VPTJ/PCE/J10052 | PE 10.05 P10/7 BANGLOW (F2) |  |  | Fail | Please check "Use"
378313985 | TNB | DISTRIBUTION | WP PUTRAJAYA & CYBERJAYA | Existing | 11 kV |  | RYB | VPTJ/PCE/J10062 | PE 10.06 JLN P10B (F2) |  |  | Fail | Please check "Use"
378313986 | TNB | DISTRIBUTION | WP PUTRAJAYA & CYBERJAYA | Existing | 11 kV |  | RYB | VPTJ/PCE/J10062 | PE 10.06 JLN P10B (F2) |  |  | Fail | Please check "Use"
378313991 | TNB | DISTRIBUTION | WP PUTRAJAYA & CYBERJAYA | Existing | 11 kV |  | RYB | VPTJ/PCE/J10062 | PE 10.06 JLN P10B (F2) |  |  | Fail | Please check "Use"
378313997 | TNB | DISTRIBUTION | WP PUTRAJAYA & CYBERJAYA | Existing | 11 kV |  | RYB | VPTJ/PCE/J10062 | PE 10.06 JLN P10B (F2) |  |  | Fail | Please check "Use"
378313998 | TNB | DISTRIBUTION | WP PUTRAJAYA & CYBERJAYA | Existing | 11 kV |  | RYB | VPTJ/PCE/J10062 | PE 10.06 JLN P10B (F2) |  |  | Fail | Please check "Use"
378314002 | TNB | DISTRIBUTION | WP PUTRAJAYA & CYBERJAYA | Existing | 11 kV |  | RYB | VPTJ/PCE/J10062 | PE 10.06 JLN P10B (F2) |  |  | Fail | Please check "Use"
378314005 | TNB | DISTRIBUTION | WP PUTRAJAYA & CYBERJAYA | Existing | 11 kV |  | RYB | VPTJ/PCE/J10062 | PE 10.06 JLN P10B (F2) |  |  | Fail | Please check "Use"
378314006 | TNB | DISTRIBUTION | WP PUTRAJAYA & CYBERJAYA | Existing | 11 kV |  | RYB | VPTJ/PCE/J10062 | PE 10.06 JLN P10B (F2) |  |  | Fail | Please check "Use"
378314078 | TNB | DISTRIBUTION | WP PUTRAJAYA & CYBERJAYA | Existing | 11 kV |  | RYB | VPTJ/PCE/J10061 | PE 10.06 JLN P10B (F1) |  |  | Fail | Please check "Use"
378314079 | TNB | DISTRIBUTION | WP PUTRAJAYA & CYBERJAYA | Existing | 11 kV |  | RYB | VPTJ/PCE/J10061 | PE 10.06 JLN P10B (F1) |  |  | Fail | Please check "Use"
378314084 | TNB | DISTRIBUTION | WP PUTRAJAYA & CYBERJAYA | Existing | 11 kV |  | RYB | VPTJ/PCE/J10061 | PE 10.06 JLN P10B (F1) |  |  | Fail | Please check "Use"
378314090 | TNB | DISTRIBUTION | WP PUTRAJAYA & CYBERJAYA | Existing | 11 kV |  | RYB | VPTJ/PCE/J10061 | PE 10.06 JLN P10B (F1) |  |  | Fail | Please check "Use"
378314091 | TNB | DISTRIBUTION | WP PUTRAJAYA & CYBERJAYA | Existing | 11 kV |  | RYB | VPTJ/PCE/J10061 | PE 10.06 JLN P10B (F1) |  |  | Fail | Please check "Use"
378314095 | TNB | DISTRIBUTION | WP PUTRAJAYA & CYBERJAYA | Existing | 11 kV |  | RYB | VPTJ/PCE/J10061 | PE 10.06 JLN P10B (F1) |  |  | Fail | Please check "Use"
378314098 | TNB | DISTRIBUTION | WP PUTRAJAYA & CYBERJAYA | Existing | 11 kV |  | RYB | VPTJ/PCE/J10061 | PE 10.06 JLN P10B (F1) |  |  | Fail | Please check "Use"
378314099 | TNB | DISTRIBUTION | WP PUTRAJAYA & CYBERJAYA | Existing | 11 kV |  | RYB | VPTJ/PCE/J10061 | PE 10.06 JLN P10B (F1) |  |  | Fail | Please check "Use"
378353043 | TNB | DISTRIBUTION | WP PUTRAJAYA & CYBERJAYA | Existing | 11 kV |  | RYB | VPTJ/PCE/J04021 | PE 4.02 4G2 (F1) |  |  | Fail | Please check "Use"
378353047 | TNB | DISTRIBUTION | WP PUTRAJAYA & CYBERJAYA | Existing | 11 kV |  | RYB | VPTJ/PCE/J04021 | PE 4.02 4G2 (F1) |  |  | Fail | Please check "Use"
378353049 | TNB | DISTRIBUTION | WP PUTRAJAYA & CYBERJAYA | Existing | 11 kV |  | RYB | VPTJ/PCE/J04021 | PE 4.02 4G2 (F1) |  |  | Fail | Please check "Use"
378353058 | TNB | DISTRIBUTION | WP PUTRAJAYA & CYBERJAYA | Existing | 11 kV |  | RYB | VPTJ/PCE/J04021 | PE 4.02 4G2 (F1) |  |  | Fail | Please check "Use"
378353059 | TNB | DISTRIBUTION | WP PUTRAJAYA & CYBERJAYA | Existing | 11 kV |  | RYB | VPTJ/PCE/J04021 | PE 4.02 4G2 (F1) |  |  | Fail | Please check "Use"
378353068 | TNB | DISTRIBUTION | WP PUTRAJAYA & CYBERJAYA | Existing | 11 kV |  | RYB | VPTJ/PCE/J04021 | PE 4.02 4G2 (F1) |  |  | Fail | Please check "Use"
378353074 | TNB | DISTRIBUTION | WP PUTRAJAYA & CYBERJAYA | Existing | 11 kV |  | RYB | VPTJ/PCE/J04021 | PE 4.02 4G2 (F1) |  |  | Fail | Please check "Use"
378353076 | TNB | DISTRIBUTION | WP PUTRAJAYA & CYBERJAYA | Existing | 11 kV |  | RYB | VPTJ/PCE/J04021 | PE 4.02 4G2 (F1) |  |  | Fail | Please check "Use"
378353078 | TNB | DISTRIBUTION | WP PUTRAJAYA & CYBERJAYA | Existing | 11 kV |  | RYB | VPTJ/PCE/J04021 | PE 4.02 4G2 (F1) |  |  | Fail | Please check "Use"
378353084 | TNB | DISTRIBUTION | WP PUTRAJAYA & CYBERJAYA | Existing | 11 kV |  | RYB | VPTJ/PCE/J04021 | PE 4.02 4G2 (F1) |  |  | Fail | Please check "Use"
378353085 | TNB | DISTRIBUTION | WP PUTRAJAYA & CYBERJAYA | Existing | 11 kV |  | RYB | VPTJ/PCE/J04021 | PE 4.02 4G2 (F1) |  |  | Fail | Please check "Use"
378353164 | TNB | DISTRIBUTION | WP PUTRAJAYA & CYBERJAYA | Existing | 11 kV |  | RYB | VPTJ/PCE/J04022 | PE 4.02 4G2 (F2) |  |  | Fail | Please check "Use"
378353168 | TNB | DISTRIBUTION | WP PUTRAJAYA & CYBERJAYA | Existing | 11 kV |  | RYB | VPTJ/PCE/J04022 | PE 4.02 4G2 (F2) |  |  | Fail | Please check "Use"
378353170 | TNB | DISTRIBUTION | WP PUTRAJAYA & CYBERJAYA | Existing | 11 kV |  | RYB | VPTJ/PCE/J04022 | PE 4.02 4G2 (F2) |  |  | Fail | Please check "Use"
378353179 | TNB | DISTRIBUTION | WP PUTRAJAYA & CYBERJAYA | Existing | 11 kV |  | RYB | VPTJ/PCE/J04022 | PE 4.02 4G2 (F2) |  |  | Fail | Please check "Use"
378353180 | TNB | DISTRIBUTION | WP PUTRAJAYA & CYBERJAYA | Existing | 11 kV |  | RYB | VPTJ/PCE/J04022 | PE 4.02 4G2 (F2) |  |  | Fail | Please check "Use"
378353189 | TNB | DISTRIBUTION | WP PUTRAJAYA & CYBERJAYA | Existing | 11 kV |  | RYB | VPTJ/PCE/J04022 | PE 4.02 4G2 (F2) |  |  | Fail | Please check "Use"
378353195 | TNB | DISTRIBUTION | WP PUTRAJAYA & CYBERJAYA | Existing | 11 kV |  | RYB | VPTJ/PCE/J04022 | PE 4.02 4G2 (F2) |  |  | Fail | Please check "Use"
378353197 | TNB | DISTRIBUTION | WP PUTRAJAYA & CYBERJAYA | Existing | 11 kV |  | RYB | VPTJ/PCE/J04022 | PE 4.02 4G2 (F2) |  |  | Fail | Please check "Use"
378353199 | TNB | DISTRIBUTION | WP PUTRAJAYA & CYBERJAYA | Existing | 11 kV |  | RYB | VPTJ/PCE/J04022 | PE 4.02 4G2 (F2) |  |  | Fail | Please check "Use"
378353205 | TNB | DISTRIBUTION | WP PUTRAJAYA & CYBERJAYA | Existing | 11 kV |  | RYB | VPTJ/PCE/J04022 | PE 4.02 4G2 (F2) |  |  | Fail | Please check "Use"
378353206 | TNB | DISTRIBUTION | WP PUTRAJAYA & CYBERJAYA | Existing | 11 kV |  | RYB | VPTJ/PCE/J04022 | PE 4.02 4G2 (F2) |  |  | Fail | Please check "Use"
378353333 | TNB | DISTRIBUTION | WP PUTRAJAYA & CYBERJAYA | Existing | 11 kV |  | RYB | VPTJ/PCE/J04031 | SS 4.03 4G1 (F1) |  |  | Fail | Please check "Use"
378353337 | TNB | DISTRIBUTION | WP PUTRAJAYA & CYBERJAYA | Existing | 11 kV |  | RYB | VPTJ/PCE/J04031 | SS 4.03 4G1 (F1) |  |  | Fail | Please check "Use"
378353340 | TNB | DISTRIBUTION | WP PUTRAJAYA & CYBERJAYA | Existing | 11 kV |  | RYB | VPTJ/PCE/J04031 | SS 4.03 4G1 (F1) |  |  | Fail | Please check "Use"
378353343 | TNB | DISTRIBUTION | WP PUTRAJAYA & CYBERJAYA | Existing | 11 kV |  | RYB | VPTJ/PCE/J04031 | SS 4.03 4G1 (F1) |  |  | Fail | Please check "Use"
378353345 | TNB | DISTRIBUTION | WP PUTRAJAYA & CYBERJAYA | Existing | 11 kV |  | RYB | VPTJ/PCE/J04031 | SS 4.03 4G1 (F1) |  |  | Fail | Please check "Use"
378353351 | TNB | DISTRIBUTION | WP PUTRAJAYA & CYBERJAYA | Existing | 11 kV |  | RYB | VPTJ/PCE/J04031 | SS 4.03 4G1 (F1) |  |  | Fail | Please check "Use"
378353352 | TNB | DISTRIBUTION | WP PUTRAJAYA & CYBERJAYA | Existing | 11 kV |  | RYB | VPTJ/PCE/J04031 | SS 4.03 4G1 (F1) |  |  | Fail | Please check "Use"
378353359 | TNB | DISTRIBUTION | WP PUTRAJAYA & CYBERJAYA | Existing | 11 kV |  | RYB | VPTJ/PCE/J04031 | SS 4.03 4G1 (F1) |  |  | Fail | Please check "Use"
378353374 | TNB | DISTRIBUTION | WP PUTRAJAYA & CYBERJAYA | Existing | 11 kV |  | RYB | VPTJ/PCE/J04032 | SS 4.03 4G1 (F2) |  |  | Fail | Please check "Use"
378353378 | TNB | DISTRIBUTION | WP PUTRAJAYA & CYBERJAYA | Existing | 11 kV |  | RYB | VPTJ/PCE/J04032 | SS 4.03 4G1 (F2) |  |  | Fail | Please check "Use"
378353382 | TNB | DISTRIBUTION | WP PUTRAJAYA & CYBERJAYA | Existing | 11 kV |  | RYB | VPTJ/PCE/J04032 | SS 4.03 4G1 (F2) |  |  | Fail | Please check "Use"
378353384 | TNB | DISTRIBUTION | WP PUTRAJAYA & CYBERJAYA | Existing | 11 kV |  | RYB | VPTJ/PCE/J04032 | SS 4.03 4G1 (F2) |  |  | Fail | Please check "Use"
378353386 | TNB | DISTRIBUTION | WP PUTRAJAYA & CYBERJAYA | Existing | 11 kV |  | RYB | VPTJ/PCE/J04032 | SS 4.03 4G1 (F2) |  |  | Fail | Please check "Use"
378353392 | TNB | DISTRIBUTION | WP PUTRAJAYA & CYBERJAYA | Existing | 11 kV |  | RYB | VPTJ/PCE/J04032 | SS 4.03 4G1 (F2) |  |  | Fail | Please check "Use"
378353394 | TNB | DISTRIBUTION | WP PUTRAJAYA & CYBERJAYA | Existing | 11 kV |  | RYB | VPTJ/PCE/J04032 | SS 4.03 4G1 (F2) |  |  | Fail | Please check "Use"
378353397 | TNB | DISTRIBUTION | WP PUTRAJAYA & CYBERJAYA | Existing | 11 kV |  | RYB | VPTJ/PCE/J04032 | SS 4.03 4G1 (F2) |  |  | Fail | Please check "Use"
378353425 | TNB | DISTRIBUTION | WP PUTRAJAYA & CYBERJAYA | Existing | 11 kV |  | RYB | VPTJ/PCE/J03061 | SS 3.06 3C4 (F1) |  |  | Fail | Please check "Use"
378353429 | TNB | DISTRIBUTION | WP PUTRAJAYA & CYBERJAYA | Existing | 11 kV |  | RYB | VPTJ/PCE/J03061 | SS 3.06 3C4 (F1) |  |  | Fail | Please check "Use"
378353432 | TNB | DISTRIBUTION | WP PUTRAJAYA & CYBERJAYA | Existing | 11 kV |  | RYB | VPTJ/PCE/J03061 | SS 3.06 3C4 (F1) |  |  | Fail | Please check "Use"
378353435 | TNB | DISTRIBUTION | WP PUTRAJAYA & CYBERJAYA | Existing | 11 kV |  | RYB | VPTJ/PCE/J03061 | SS 3.06 3C4 (F1) |  |  | Fail | Please check "Use"
378353437 | TNB | DISTRIBUTION | WP PUTRAJAYA & CYBERJAYA | Existing | 11 kV |  | RYB | VPTJ/PCE/J03061 | SS 3.06 3C4 (F1) |  |  | Fail | Please check "Use"
378353443 | TNB | DISTRIBUTION | WP PUTRAJAYA & CYBERJAYA | Existing | 11 kV |  | RYB | VPTJ/PCE/J03061 | SS 3.06 3C4 (F1) |  |  | Fail | Please check "Use"
378353444 | TNB | DISTRIBUTION | WP PUTRAJAYA & CYBERJAYA | Existing | 11 kV |  | RYB | VPTJ/PCE/J03061 | SS 3.06 3C4 (F1) |  |  | Fail | Please check "Use"
378353451 | TNB | DISTRIBUTION | WP PUTRAJAYA & CYBERJAYA | Existing | 11 kV |  | RYB | VPTJ/PCE/J03061 | SS 3.06 3C4 (F1) |  |  | Fail | Please check "Use"
378353466 | TNB | DISTRIBUTION | WP PUTRAJAYA & CYBERJAYA | Existing | 11 kV |  | RYB | VPTJ/PCE/J03062 | SS 3.06 3C4 (F2) |  |  | Fail | Please check "Use"
378353470 | TNB | DISTRIBUTION | WP PUTRAJAYA & CYBERJAYA | Existing | 11 kV |  | RYB | VPTJ/PCE/J03062 | SS 3.06 3C4 (F2) |  |  | Fail | Please check "Use"
378353473 | TNB | DISTRIBUTION | WP PUTRAJAYA & CYBERJAYA | Existing | 11 kV |  | RYB | VPTJ/PCE/J03062 | SS 3.06 3C4 (F2) |  |  | Fail | Please check "Use"
378353476 | TNB | DISTRIBUTION | WP PUTRAJAYA & CYBERJAYA | Existing | 11 kV |  | RYB | VPTJ/PCE/J03062 | SS 3.06 3C4 (F2) |  |  | Fail | Please check "Use"
378353478 | TNB | DISTRIBUTION | WP PUTRAJAYA & CYBERJAYA | Existing | 11 kV |  | RYB | VPTJ/PCE/J03062 | SS 3.06 3C4 (F2) |  |  | Fail | Please check "Use"
378353484 | TNB | DISTRIBUTION | WP PUTRAJAYA & CYBERJAYA | Existing | 11 kV |  | RYB | VPTJ/PCE/J03062 | SS 3.06 3C4 (F2) |  |  | Fail | Please check "Use"
378353485 | TNB | DISTRIBUTION | WP PUTRAJAYA & CYBERJAYA | Existing | 11 kV |  | RYB | VPTJ/PCE/J03062 | SS 3.06 3C4 (F2) |  |  | Fail | Please check "Use"
378353492 | TNB | DISTRIBUTION | WP PUTRAJAYA & CYBERJAYA | Existing | 11 kV |  | RYB | VPTJ/PCE/J03062 | SS 3.06 3C4 (F2) |  |  | Fail | Please check "Use"
378353507 | TNB | DISTRIBUTION | WP PUTRAJAYA & CYBERJAYA | Existing | 11 kV |  | RYB | VPTJ/PCE/J05121 | PE 5.12 EQUESTRIAN PARK (F1) |  |  | Fail | Please check "Use"
378353508 | TNB | DISTRIBUTION | WP PUTRAJAYA & CYBERJAYA | Existing | 11 kV |  | RYB | VPTJ/PCE/J05121 | PE 5.12 EQUESTRIAN PARK (F1) |  |  | Fail | Please check "Use"
378353513 | TNB | DISTRIBUTION | WP PUTRAJAYA & CYBERJAYA | Existing | 11 kV |  | RYB | VPTJ/PCE/J05121 | PE 5.12 EQUESTRIAN PARK (F1) |  |  | Fail | Please check "Use"
378353519 | TNB | DISTRIBUTION | WP PUTRAJAYA & CYBERJAYA | Existing | 11 kV |  | RYB | VPTJ/PCE/J05121 | PE 5.12 EQUESTRIAN PARK (F1) |  |  | Fail | Please check "Use"
378353520 | TNB | DISTRIBUTION | WP PUTRAJAYA & CYBERJAYA | Existing | 11 kV |  | RYB | VPTJ/PCE/J05121 | PE 5.12 EQUESTRIAN PARK (F1) |  |  | Fail | Please check "Use"
378353524 | TNB | DISTRIBUTION | WP PUTRAJAYA & CYBERJAYA | Existing | 11 kV |  | RYB | VPTJ/PCE/J05121 | PE 5.12 EQUESTRIAN PARK (F1) |  |  | Fail | Please check "Use"
378353527 | TNB | DISTRIBUTION | WP PUTRAJAYA & CYBERJAYA | Existing | 11 kV |  | RYB | VPTJ/PCE/J05121 | PE 5.12 EQUESTRIAN PARK (F1) |  |  | Fail | Please check "Use"
378353528 | TNB | DISTRIBUTION | WP PUTRAJAYA & CYBERJAYA | Existing | 11 kV |  | RYB | VPTJ/PCE/J05121 | PE 5.12 EQUESTRIAN PARK (F1) |  |  | Fail | Please check "Use"
378353601 | TNB | DISTRIBUTION | WP PUTRAJAYA & CYBERJAYA | Existing | 11 kV |  | RYB | VPTJ/PCE/J05122 | PE 5.12 EQUESTRIAN PARK (F2) |  |  | Fail | Please check "Use"
378353602 | TNB | DISTRIBUTION | WP PUTRAJAYA & CYBERJAYA | Existing | 11 kV |  | RYB | VPTJ/PCE/J05122 | PE 5.12 EQUESTRIAN PARK (F2) |  |  | Fail | Please check "Use"
378353607 | TNB | DISTRIBUTION | WP PUTRAJAYA & CYBERJAYA | Existing | 11 kV |  | RYB | VPTJ/PCE/J05122 | PE 5.12 EQUESTRIAN PARK (F2) |  |  | Fail | Please check "Use"
378353613 | TNB | DISTRIBUTION | WP PUTRAJAYA & CYBERJAYA | Existing | 11 kV |  | RYB | VPTJ/PCE/J05122 | PE 5.12 EQUESTRIAN PARK (F2) |  |  | Fail | Please check "Use"
378353614 | TNB | DISTRIBUTION | WP PUTRAJAYA & CYBERJAYA | Existing | 11 kV |  | RYB | VPTJ/PCE/J05122 | PE 5.12 EQUESTRIAN PARK (F2) |  |  | Fail | Please check "Use"
378353618 | TNB | DISTRIBUTION | WP PUTRAJAYA & CYBERJAYA | Existing | 11 kV |  | RYB | VPTJ/PCE/J05122 | PE 5.12 EQUESTRIAN PARK (F2) |  |  | Fail | Please check "Use"
378353621 | TNB | DISTRIBUTION | WP PUTRAJAYA & CYBERJAYA | Existing | 11 kV |  | RYB | VPTJ/PCE/J05122 | PE 5.12 EQUESTRIAN PARK (F2) |  |  | Fail | Please check "Use"
378353622 | TNB | DISTRIBUTION | WP PUTRAJAYA & CYBERJAYA | Existing | 11 kV |  | RYB | VPTJ/PCE/J05122 | PE 5.12 EQUESTRIAN PARK (F2) |  |  | Fail | Please check "Use"
378353756 | TNB | DISTRIBUTION | WP PUTRAJAYA & CYBERJAYA | Existing | 11 kV |  | RYB | VPTJ/PCE/J05301 | PE 5.30 BLOK D APT 5R6 (F1) |  |  | Fail | Please check "Use"
378353757 | TNB | DISTRIBUTION | WP PUTRAJAYA & CYBERJAYA | Existing | 11 kV |  | RYB | VPTJ/PCE/J05301 | PE 5.30 BLOK D APT 5R6 (F1) |  |  | Fail | Please check "Use"
378353762 | TNB | DISTRIBUTION | WP PUTRAJAYA & CYBERJAYA | Existing | 11 kV |  | RYB | VPTJ/PCE/J05301 | PE 5.30 BLOK D APT 5R6 (F1) |  |  | Fail | Please check "Use"
378353768 | TNB | DISTRIBUTION | WP PUTRAJAYA & CYBERJAYA | Existing | 11 kV |  | RYB | VPTJ/PCE/J05301 | PE 5.30 BLOK D APT 5R6 (F1) |  |  | Fail | Please check "Use"
378353769 | TNB | DISTRIBUTION | WP PUTRAJAYA & CYBERJAYA | Existing | 11 kV |  | RYB | VPTJ/PCE/J05301 | PE 5.30 BLOK D APT 5R6 (F1) |  |  | Fail | Please check "Use"
378353773 | TNB | DISTRIBUTION | WP PUTRAJAYA & CYBERJAYA | Existing | 11 kV |  | RYB | VPTJ/PCE/J05301 | PE 5.30 BLOK D APT 5R6 (F1) |  |  | Fail | Please check "Use"
378353776 | TNB | DISTRIBUTION | WP PUTRAJAYA & CYBERJAYA | Existing | 11 kV |  | RYB | VPTJ/PCE/J05301 | PE 5.30 BLOK D APT 5R6 (F1) |  |  | Fail | Please check "Use"
378353777 | TNB | DISTRIBUTION | WP PUTRAJAYA & CYBERJAYA | Existing | 11 kV |  | RYB | VPTJ/PCE/J05301 | PE 5.30 BLOK D APT 5R6 (F1) |  |  | Fail | Please check "Use"
378353850 | TNB | DISTRIBUTION | WP PUTRAJAYA & CYBERJAYA | Existing | 11 kV |  | RYB | VPTJ/PCE/J05302 | PE 5.30 BLOK D APT 5R6 (F2) |  |  | Fail | Please check "Use"
378353851 | TNB | DISTRIBUTION | WP PUTRAJAYA & CYBERJAYA | Existing | 11 kV |  | RYB | VPTJ/PCE/J05302 | PE 5.30 BLOK D APT 5R6 (F2) |  |  | Fail | Please check "Use"
378353856 | TNB | DISTRIBUTION | WP PUTRAJAYA & CYBERJAYA | Existing | 11 kV |  | RYB | VPTJ/PCE/J05302 | PE 5.30 BLOK D APT 5R6 (F2) |  |  | Fail | Please check "Use"
378353862 | TNB | DISTRIBUTION | WP PUTRAJAYA & CYBERJAYA | Existing | 11 kV |  | RYB | VPTJ/PCE/J05302 | PE 5.30 BLOK D APT 5R6 (F2) |  |  | Fail | Please check "Use"
378353863 | TNB | DISTRIBUTION | WP PUTRAJAYA & CYBERJAYA | Existing | 11 kV |  | RYB | VPTJ/PCE/J05302 | PE 5.30 BLOK D APT 5R6 (F2) |  |  | Fail | Please check "Use"
378353867 | TNB | DISTRIBUTION | WP PUTRAJAYA & CYBERJAYA | Existing | 11 kV |  | RYB | VPTJ/PCE/J05302 | PE 5.30 BLOK D APT 5R6 (F2) |  |  | Fail | Please check "Use"
378353870 | TNB | DISTRIBUTION | WP PUTRAJAYA & CYBERJAYA | Existing | 11 kV |  | RYB | VPTJ/PCE/J05302 | PE 5.30 BLOK D APT 5R6 (F2) |  |  | Fail | Please check "Use"
378353871 | TNB | DISTRIBUTION | WP PUTRAJAYA & CYBERJAYA | Existing | 11 kV |  | RYB | VPTJ/PCE/J05302 | PE 5.30 BLOK D APT 5R6 (F2) |  |  | Fail | Please check "Use"
378353956 | TNB | DISTRIBUTION | WP PUTRAJAYA & CYBERJAYA | Existing | 11 kV |  | RYB | VPTJ/PCE/J05291 | PE 5.29 BLOK C APT 5R6 (F1) |  |  | Fail | Please check "Use"
378353957 | TNB | DISTRIBUTION | WP PUTRAJAYA & CYBERJAYA | Existing | 11 kV |  | RYB | VPTJ/PCE/J05291 | PE 5.29 BLOK C APT 5R6 (F1) |  |  | Fail | Please check "Use"
378353962 | TNB | DISTRIBUTION | WP PUTRAJAYA & CYBERJAYA | Existing | 11 kV |  | RYB | VPTJ/PCE/J05291 | PE 5.29 BLOK C APT 5R6 (F1) |  |  | Fail | Please check "Use"
378353968 | TNB | DISTRIBUTION | WP PUTRAJAYA & CYBERJAYA | Existing | 11 kV |  | RYB | VPTJ/PCE/J05291 | PE 5.29 BLOK C APT 5R6 (F1) |  |  | Fail | Please check "Use"
378353969 | TNB | DISTRIBUTION | WP PUTRAJAYA & CYBERJAYA | Existing | 11 kV |  | RYB | VPTJ/PCE/J05291 | PE 5.29 BLOK C APT 5R6 (F1) |  |  | Fail | Please check "Use"
378353973 | TNB | DISTRIBUTION | WP PUTRAJAYA & CYBERJAYA | Existing | 11 kV |  | RYB | VPTJ/PCE/J05291 | PE 5.29 BLOK C APT 5R6 (F1) |  |  | Fail | Please check "Use"
378353976 | TNB | DISTRIBUTION | WP PUTRAJAYA & CYBERJAYA | Existing | 11 kV |  | RYB | VPTJ/PCE/J05291 | PE 5.29 BLOK C APT 5R6 (F1) |  |  | Fail | Please check "Use"
378353977 | TNB | DISTRIBUTION | WP PUTRAJAYA & CYBERJAYA | Existing | 11 kV |  | RYB | VPTJ/PCE/J05291 | PE 5.29 BLOK C APT 5R6 (F1) |  |  | Fail | Please check "Use"
378354050 | TNB | DISTRIBUTION | WP PUTRAJAYA & CYBERJAYA | Existing | 11 kV |  | RYB | VPTJ/PCE/J05292 | PE 5.29 BLOK C APT 5R6 (F2) |  |  | Fail | Please check "Use"
378354051 | TNB | DISTRIBUTION | WP PUTRAJAYA & CYBERJAYA | Existing | 11 kV |  | RYB | VPTJ/PCE/J05292 | PE 5.29 BLOK C APT 5R6 (F2) |  |  | Fail | Please check "Use"
378354056 | TNB | DISTRIBUTION | WP PUTRAJAYA & CYBERJAYA | Existing | 11 kV |  | RYB | VPTJ/PCE/J05292 | PE 5.29 BLOK C APT 5R6 (F2) |  |  | Fail | Please check "Use"
378354062 | TNB | DISTRIBUTION | WP PUTRAJAYA & CYBERJAYA | Existing | 11 kV |  | RYB | VPTJ/PCE/J05292 | PE 5.29 BLOK C APT 5R6 (F2) |  |  | Fail | Please check "Use"
378354063 | TNB | DISTRIBUTION | WP PUTRAJAYA & CYBERJAYA | Existing | 11 kV |  | RYB | VPTJ/PCE/J05292 | PE 5.29 BLOK C APT 5R6 (F2) |  |  | Fail | Please check "Use"
378354067 | TNB | DISTRIBUTION | WP PUTRAJAYA & CYBERJAYA | Existing | 11 kV |  | RYB | VPTJ/PCE/J05292 | PE 5.29 BLOK C APT 5R6 (F2) |  |  | Fail | Please check "Use"
378354070 | TNB | DISTRIBUTION | WP PUTRAJAYA & CYBERJAYA | Existing | 11 kV |  | RYB | VPTJ/PCE/J05292 | PE 5.29 BLOK C APT 5R6 (F2) |  |  | Fail | Please check "Use"
378354071 | TNB | DISTRIBUTION | WP PUTRAJAYA & CYBERJAYA | Existing | 11 kV |  | RYB | VPTJ/PCE/J05292 | PE 5.29 BLOK C APT 5R6 (F2) |  |  | Fail | Please check "Use"
378354161 | TNB | DISTRIBUTION | WP PUTRAJAYA & CYBERJAYA | Existing | 11 kV |  | RYB | VPTJ/PCE/J05271 | PE 5.27 BLOK A APT 5R6 (F1) |  |  | Fail | Please check "Use"
378354162 | TNB | DISTRIBUTION | WP PUTRAJAYA & CYBERJAYA | Existing | 11 kV |  | RYB | VPTJ/PCE/J05271 | PE 5.27 BLOK A APT 5R6 (F1) |  |  | Fail | Please check "Use"
378354167 | TNB | DISTRIBUTION | WP PUTRAJAYA & CYBERJAYA | Existing | 11 kV |  | RYB | VPTJ/PCE/J05271 | PE 5.27 BLOK A APT 5R6 (F1) |  |  | Fail | Please check "Use"
378354173 | TNB | DISTRIBUTION | WP PUTRAJAYA & CYBERJAYA | Existing | 11 kV |  | RYB | VPTJ/PCE/J05271 | PE 5.27 BLOK A APT 5R6 (F1) |  |  | Fail | Please check "Use"
378354174 | TNB | DISTRIBUTION | WP PUTRAJAYA & CYBERJAYA | Existing | 11 kV |  | RYB | VPTJ/PCE/J05271 | PE 5.27 BLOK A APT 5R6 (F1) |  |  | Fail | Please check "Use"
378354178 | TNB | DISTRIBUTION | WP PUTRAJAYA & CYBERJAYA | Existing | 11 kV |  | RYB | VPTJ/PCE/J05271 | PE 5.27 BLOK A APT 5R6 (F1) |  |  | Fail | Please check "Use"
378354181 | TNB | DISTRIBUTION | WP PUTRAJAYA & CYBERJAYA | Existing | 11 kV |  | RYB | VPTJ/PCE/J05271 | PE 5.27 BLOK A APT 5R6 (F1) |  |  | Fail | Please check "Use"
378354182 | TNB | DISTRIBUTION | WP PUTRAJAYA & CYBERJAYA | Existing | 11 kV |  | RYB | VPTJ/PCE/J05271 | PE 5.27 BLOK A APT 5R6 (F1) |  |  | Fail | Please check "Use"
378354255 | TNB | DISTRIBUTION | WP PUTRAJAYA & CYBERJAYA | Existing | 11 kV |  | RYB | VPTJ/PCE/J05272 | PE 5.27 BLOK A APT 5R6 (F2) |  |  | Fail | Please check "Use"
378354256 | TNB | DISTRIBUTION | WP PUTRAJAYA & CYBERJAYA | Existing | 11 kV |  | RYB | VPTJ/PCE/J05272 | PE 5.27 BLOK A APT 5R6 (F2) |  |  | Fail | Please check "Use"
378354261 | TNB | DISTRIBUTION | WP PUTRAJAYA & CYBERJAYA | Existing | 11 kV |  | RYB | VPTJ/PCE/J05272 | PE 5.27 BLOK A APT 5R6 (F2) |  |  | Fail | Please check "Use"
378354267 | TNB | DISTRIBUTION | WP PUTRAJAYA & CYBERJAYA | Existing | 11 kV |  | RYB | VPTJ/PCE/J05272 | PE 5.27 BLOK A APT 5R6 (F2) |  |  | Fail | Please check "Use"
378354268 | TNB | DISTRIBUTION | WP PUTRAJAYA & CYBERJAYA | Existing | 11 kV |  | RYB | VPTJ/PCE/J05272 | PE 5.27 BLOK A APT 5R6 (F2) |  |  | Fail | Please check "Use"
378354272 | TNB | DISTRIBUTION | WP PUTRAJAYA & CYBERJAYA | Existing | 11 kV |  | RYB | VPTJ/PCE/J05272 | PE 5.27 BLOK A APT 5R6 (F2) |  |  | Fail | Please check "Use"
378354275 | TNB | DISTRIBUTION | WP PUTRAJAYA & CYBERJAYA | Existing | 11 kV |  | RYB | VPTJ/PCE/J05272 | PE 5.27 BLOK A APT 5R6 (F2) |  |  | Fail | Please check "Use"
378354276 | TNB | DISTRIBUTION | WP PUTRAJAYA & CYBERJAYA | Existing | 11 kV |  | RYB | VPTJ/PCE/J05272 | PE 5.27 BLOK A APT 5R6 (F2) |  |  | Fail | Please check "Use"
378354353 | TNB | DISTRIBUTION | WP PUTRAJAYA & CYBERJAYA | Existing | 11 kV |  | RYB | VPTJ/PCE/J05281 | PE 5.28 BLOK B APT 5R6 (F1) |  |  | Fail | Please check "Use"
378354354 | TNB | DISTRIBUTION | WP PUTRAJAYA & CYBERJAYA | Existing | 11 kV |  | RYB | VPTJ/PCE/J05281 | PE 5.28 BLOK B APT 5R6 (F1) |  |  | Fail | Please check "Use"
378354359 | TNB | DISTRIBUTION | WP PUTRAJAYA & CYBERJAYA | Existing | 11 kV |  | RYB | VPTJ/PCE/J05281 | PE 5.28 BLOK B APT 5R6 (F1) |  |  | Fail | Please check "Use"
378354365 | TNB | DISTRIBUTION | WP PUTRAJAYA & CYBERJAYA | Existing | 11 kV |  | RYB | VPTJ/PCE/J05281 | PE 5.28 BLOK B APT 5R6 (F1) |  |  | Fail | Please check "Use"
378354366 | TNB | DISTRIBUTION | WP PUTRAJAYA & CYBERJAYA | Existing | 11 kV |  | RYB | VPTJ/PCE/J05281 | PE 5.28 BLOK B APT 5R6 (F1) |  |  | Fail | Please check "Use"
378354370 | TNB | DISTRIBUTION | WP PUTRAJAYA & CYBERJAYA | Existing | 11 kV |  | RYB | VPTJ/PCE/J05281 | PE 5.28 BLOK B APT 5R6 (F1) |  |  | Fail | Please check "Use"
378354373 | TNB | DISTRIBUTION | WP PUTRAJAYA & CYBERJAYA | Existing | 11 kV |  | RYB | VPTJ/PCE/J05281 | PE 5.28 BLOK B APT 5R6 (F1) |  |  | Fail | Please check "Use"
378354374 | TNB | DISTRIBUTION | WP PUTRAJAYA & CYBERJAYA | Existing | 11 kV |  | RYB | VPTJ/PCE/J05281 | PE 5.28 BLOK B APT 5R6 (F1) |  |  | Fail | Please check "Use"
378354447 | TNB | DISTRIBUTION | WP PUTRAJAYA & CYBERJAYA | Existing | 11 kV |  | RYB | VPTJ/PCE/J05282 | PE 5.28 BLOK B APT 5R6 (F2) |  |  | Fail | Please check "Use"
378354448 | TNB | DISTRIBUTION | WP PUTRAJAYA & CYBERJAYA | Existing | 11 kV |  | RYB | VPTJ/PCE/J05282 | PE 5.28 BLOK B APT 5R6 (F2) |  |  | Fail | Please check "Use"
378354453 | TNB | DISTRIBUTION | WP PUTRAJAYA & CYBERJAYA | Existing | 11 kV |  | RYB | VPTJ/PCE/J05282 | PE 5.28 BLOK B APT 5R6 (F2) |  |  | Fail | Please check "Use"
378354459 | TNB | DISTRIBUTION | WP PUTRAJAYA & CYBERJAYA | Existing | 11 kV |  | RYB | VPTJ/PCE/J05282 | PE 5.28 BLOK B APT 5R6 (F2) |  |  | Fail | Please check "Use"
378354460 | TNB | DISTRIBUTION | WP PUTRAJAYA & CYBERJAYA | Existing | 11 kV |  | RYB | VPTJ/PCE/J05282 | PE 5.28 BLOK B APT 5R6 (F2) |  |  | Fail | Please check "Use"
378354464 | TNB | DISTRIBUTION | WP PUTRAJAYA & CYBERJAYA | Existing | 11 kV |  | RYB | VPTJ/PCE/J05282 | PE 5.28 BLOK B APT 5R6 (F2) |  |  | Fail | Please check "Use"
378354467 | TNB | DISTRIBUTION | WP PUTRAJAYA & CYBERJAYA | Existing | 11 kV |  | RYB | VPTJ/PCE/J05282 | PE 5.28 BLOK B APT 5R6 (F2) |  |  | Fail | Please check "Use"
378354468 | TNB | DISTRIBUTION | WP PUTRAJAYA & CYBERJAYA | Existing | 11 kV |  | RYB | VPTJ/PCE/J05282 | PE 5.28 BLOK B APT 5R6 (F2) |  |  | Fail | Please check "Use"
378354648 | TNB | DISTRIBUTION | WP PUTRAJAYA & CYBERJAYA | Existing | 11 kV |  | RYB | VPTJ/PCE/J04051 | PE 4.05 S/LIGHTING |  |  | Fail | Please check "Use"
378354649 | TNB | DISTRIBUTION | WP PUTRAJAYA & CYBERJAYA | Existing | 11 kV |  | RYB | VPTJ/PCE/J04051 | PE 4.05 S/LIGHTING |  |  | Fail | Please check "Use"
378354654 | TNB | DISTRIBUTION | WP PUTRAJAYA & CYBERJAYA | Existing | 11 kV |  | RYB | VPTJ/PCE/J04051 | PE 4.05 S/LIGHTING |  |  | Fail | Please check "Use"
378354660 | TNB | DISTRIBUTION | WP PUTRAJAYA & CYBERJAYA | Existing | 11 kV |  | RYB | VPTJ/PCE/J04051 | PE 4.05 S/LIGHTING |  |  | Fail | Please check "Use"
378354661 | TNB | DISTRIBUTION | WP PUTRAJAYA & CYBERJAYA | Existing | 11 kV |  | RYB | VPTJ/PCE/J04051 | PE 4.05 S/LIGHTING |  |  | Fail | Please check "Use"
378354665 | TNB | DISTRIBUTION | WP PUTRAJAYA & CYBERJAYA | Existing | 11 kV |  | RYB | VPTJ/PCE/J04051 | PE 4.05 S/LIGHTING |  |  | Fail | Please check "Use"
378354668 | TNB | DISTRIBUTION | WP PUTRAJAYA & CYBERJAYA | Existing | 11 kV |  | RYB | VPTJ/PCE/J04051 | PE 4.05 S/LIGHTING |  |  | Fail | Please check "Use"
378354669 | TNB | DISTRIBUTION | WP PUTRAJAYA & CYBERJAYA | Existing | 11 kV |  | RYB | VPTJ/PCE/J04051 | PE 4.05 S/LIGHTING |  |  | Fail | Please check "Use"
378354750 | TNB | DISTRIBUTION | WP PUTRAJAYA & CYBERJAYA | Existing | 11 kV |  | RYB | VPTJ/PCE/J04081 | PE 4.08 S/LIGHTING |  |  | Fail | Please check "Use"
378354751 | TNB | DISTRIBUTION | WP PUTRAJAYA & CYBERJAYA | Existing | 11 kV |  | RYB | VPTJ/PCE/J04081 | PE 4.08 S/LIGHTING |  |  | Fail | Please check "Use"
378354756 | TNB | DISTRIBUTION | WP PUTRAJAYA & CYBERJAYA | Existing | 11 kV |  | RYB | VPTJ/PCE/J04081 | PE 4.08 S/LIGHTING |  |  | Fail | Please check "Use"
378354762 | TNB | DISTRIBUTION | WP PUTRAJAYA & CYBERJAYA | Existing | 11 kV |  | RYB | VPTJ/PCE/J04081 | PE 4.08 S/LIGHTING |  |  | Fail | Please check "Use"
378354763 | TNB | DISTRIBUTION | WP PUTRAJAYA & CYBERJAYA | Existing | 11 kV |  | RYB | VPTJ/PCE/J04081 | PE 4.08 S/LIGHTING |  |  | Fail | Please check "Use"
378354767 | TNB | DISTRIBUTION | WP PUTRAJAYA & CYBERJAYA | Existing | 11 kV |  | RYB | VPTJ/PCE/J04081 | PE 4.08 S/LIGHTING |  |  | Fail | Please check "Use"
378354770 | TNB | DISTRIBUTION | WP PUTRAJAYA & CYBERJAYA | Existing | 11 kV |  | RYB | VPTJ/PCE/J04081 | PE 4.08 S/LIGHTING |  |  | Fail | Please check "Use"
378354771 | TNB | DISTRIBUTION | WP PUTRAJAYA & CYBERJAYA | Existing | 11 kV |  | RYB | VPTJ/PCE/J04081 | PE 4.08 S/LIGHTING |  |  | Fail | Please check "Use"
378354854 | TNB | DISTRIBUTION | WP PUTRAJAYA & CYBERJAYA | Existing | 11 kV |  | RYB | VPTJ/PCE/J04221 | PE 4.22 4P5 (F1) |  |  | Fail | Please check "Use"
378354855 | TNB | DISTRIBUTION | WP PUTRAJAYA & CYBERJAYA | Existing | 11 kV |  | RYB | VPTJ/PCE/J04221 | PE 4.22 4P5 (F1) |  |  | Fail | Please check "Use"
378354860 | TNB | DISTRIBUTION | WP PUTRAJAYA & CYBERJAYA | Existing | 11 kV |  | RYB | VPTJ/PCE/J04221 | PE 4.22 4P5 (F1) |  |  | Fail | Please check "Use"
378354866 | TNB | DISTRIBUTION | WP PUTRAJAYA & CYBERJAYA | Existing | 11 kV |  | RYB | VPTJ/PCE/J04221 | PE 4.22 4P5 (F1) |  |  | Fail | Please check "Use"
378354867 | TNB | DISTRIBUTION | WP PUTRAJAYA & CYBERJAYA | Existing | 11 kV |  | RYB | VPTJ/PCE/J04221 | PE 4.22 4P5 (F1) |  |  | Fail | Please check "Use"
378354871 | TNB | DISTRIBUTION | WP PUTRAJAYA & CYBERJAYA | Existing | 11 kV |  | RYB | VPTJ/PCE/J04221 | PE 4.22 4P5 (F1) |  |  | Fail | Please check "Use"
378354874 | TNB | DISTRIBUTION | WP PUTRAJAYA & CYBERJAYA | Existing | 11 kV |  | RYB | VPTJ/PCE/J04221 | PE 4.22 4P5 (F1) |  |  | Fail | Please check "Use"
378354875 | TNB | DISTRIBUTION | WP PUTRAJAYA & CYBERJAYA | Existing | 11 kV |  | RYB | VPTJ/PCE/J04221 | PE 4.22 4P5 (F1) |  |  | Fail | Please check "Use"
378354948 | TNB | DISTRIBUTION | WP PUTRAJAYA & CYBERJAYA | Existing | 11 kV |  | RYB | VPTJ/PCE/J04222 | PE 4.22 4P5 (F2) |  |  | Fail | Please check "Use"
378354949 | TNB | DISTRIBUTION | WP PUTRAJAYA & CYBERJAYA | Existing | 11 kV |  | RYB | VPTJ/PCE/J04222 | PE 4.22 4P5 (F2) |  |  | Fail | Please check "Use"
378354954 | TNB | DISTRIBUTION | WP PUTRAJAYA & CYBERJAYA | Existing | 11 kV |  | RYB | VPTJ/PCE/J04222 | PE 4.22 4P5 (F2) |  |  | Fail | Please check "Use"
378354960 | TNB | DISTRIBUTION | WP PUTRAJAYA & CYBERJAYA | Existing | 11 kV |  | RYB | VPTJ/PCE/J04222 | PE 4.22 4P5 (F2) |  |  | Fail | Please check "Use"
378354961 | TNB | DISTRIBUTION | WP PUTRAJAYA & CYBERJAYA | Existing | 11 kV |  | RYB | VPTJ/PCE/J04222 | PE 4.22 4P5 (F2) |  |  | Fail | Please check "Use"
378354965 | TNB | DISTRIBUTION | WP PUTRAJAYA & CYBERJAYA | Existing | 11 kV |  | RYB | VPTJ/PCE/J04222 | PE 4.22 4P5 (F2) |  |  | Fail | Please check "Use"
378354968 | TNB | DISTRIBUTION | WP PUTRAJAYA & CYBERJAYA | Existing | 11 kV |  | RYB | VPTJ/PCE/J04222 | PE 4.22 4P5 (F2) |  |  | Fail | Please check "Use"
378354969 | TNB | DISTRIBUTION | WP PUTRAJAYA & CYBERJAYA | Existing | 11 kV |  | RYB | VPTJ/PCE/J04222 | PE 4.22 4P5 (F2) |  |  | Fail | Please check "Use"
378355069 | TNB | DISTRIBUTION | WP PUTRAJAYA & CYBERJAYA | Existing | 11 kV |  | RYB | VPTJ/PCE/J04092 | PE 4.09 S/LIGHTING (F2) |  |  | Fail | Please check "Use"
378355070 | TNB | DISTRIBUTION | WP PUTRAJAYA & CYBERJAYA | Existing | 11 kV |  | RYB | VPTJ/PCE/J04092 | PE 4.09 S/LIGHTING (F2) |  |  | Fail | Please check "Use"
378355075 | TNB | DISTRIBUTION | WP PUTRAJAYA & CYBERJAYA | Existing | 11 kV |  | RYB | VPTJ/PCE/J04092 | PE 4.09 S/LIGHTING (F2) |  |  | Fail | Please check "Use"
378355081 | TNB | DISTRIBUTION | WP PUTRAJAYA & CYBERJAYA | Existing | 11 kV |  | RYB | VPTJ/PCE/J04092 | PE 4.09 S/LIGHTING (F2) |  |  | Fail | Please check "Use"
378355082 | TNB | DISTRIBUTION | WP PUTRAJAYA & CYBERJAYA | Existing | 11 kV |  | RYB | VPTJ/PCE/J04092 | PE 4.09 S/LIGHTING (F2) |  |  | Fail | Please check "Use"
378355086 | TNB | DISTRIBUTION | WP PUTRAJAYA & CYBERJAYA | Existing | 11 kV |  | RYB | VPTJ/PCE/J04092 | PE 4.09 S/LIGHTING (F2) |  |  | Fail | Please check "Use"
378355089 | TNB | DISTRIBUTION | WP PUTRAJAYA & CYBERJAYA | Existing | 11 kV |  | RYB | VPTJ/PCE/J04092 | PE 4.09 S/LIGHTING (F2) |  |  | Fail | Please check "Use"
378355090 | TNB | DISTRIBUTION | WP PUTRAJAYA & CYBERJAYA | Existing | 11 kV |  | RYB | VPTJ/PCE/J04092 | PE 4.09 S/LIGHTING (F2) |  |  | Fail | Please check "Use"
378355173 | TNB | DISTRIBUTION | WP PUTRAJAYA & CYBERJAYA | Existing | 11 kV |  | RYB | VPTJ/PCE/J04091 | PE 4.09 S/LIGHTING (F1) |  |  | Fail | Please check "Use"
378355174 | TNB | DISTRIBUTION | WP PUTRAJAYA & CYBERJAYA | Existing | 11 kV |  | RYB | VPTJ/PCE/J04091 | PE 4.09 S/LIGHTING (F1) |  |  | Fail | Please check "Use"
378355179 | TNB | DISTRIBUTION | WP PUTRAJAYA & CYBERJAYA | Existing | 11 kV |  | RYB | VPTJ/PCE/J04091 | PE 4.09 S/LIGHTING (F1) |  |  | Fail | Please check "Use"
378355185 | TNB | DISTRIBUTION | WP PUTRAJAYA & CYBERJAYA | Existing | 11 kV |  | RYB | VPTJ/PCE/J04091 | PE 4.09 S/LIGHTING (F1) |  |  | Fail | Please check "Use"
378355186 | TNB | DISTRIBUTION | WP PUTRAJAYA & CYBERJAYA | Existing | 11 kV |  | RYB | VPTJ/PCE/J04091 | PE 4.09 S/LIGHTING (F1) |  |  | Fail | Please check "Use"
378355190 | TNB | DISTRIBUTION | WP PUTRAJAYA & CYBERJAYA | Existing | 11 kV |  | RYB | VPTJ/PCE/J04091 | PE 4.09 S/LIGHTING (F1) |  |  | Fail | Please check "Use"
378355193 | TNB | DISTRIBUTION | WP PUTRAJAYA & CYBERJAYA | Existing | 11 kV |  | RYB | VPTJ/PCE/J04091 | PE 4.09 S/LIGHTING (F1) |  |  | Fail | Please check "Use"
378355194 | TNB | DISTRIBUTION | WP PUTRAJAYA & CYBERJAYA | Existing | 11 kV |  | RYB | VPTJ/PCE/J04091 | PE 4.09 S/LIGHTING (F1) |  |  | Fail | Please check "Use"
378355306 | TNB | DISTRIBUTION | WP PUTRAJAYA & CYBERJAYA | Existing | 11 kV |  | RYB | VPTJ/PCE/J03021 | PE 3.02 3G1 (F1) |  |  | Fail | Please check "Use"
378355310 | TNB | DISTRIBUTION | WP PUTRAJAYA & CYBERJAYA | Existing | 11 kV |  | RYB | VPTJ/PCE/J03021 | PE 3.02 3G1 (F1) |  |  | Fail | Please check "Use"
378355312 | TNB | DISTRIBUTION | WP PUTRAJAYA & CYBERJAYA | Existing | 11 kV |  | RYB | VPTJ/PCE/J03021 | PE 3.02 3G1 (F1) |  |  | Fail | Please check "Use"
378355321 | TNB | DISTRIBUTION | WP PUTRAJAYA & CYBERJAYA | Existing | 11 kV |  | RYB | VPTJ/PCE/J03021 | PE 3.02 3G1 (F1) |  |  | Fail | Please check "Use"
378355322 | TNB | DISTRIBUTION | WP PUTRAJAYA & CYBERJAYA | Existing | 11 kV |  | RYB | VPTJ/PCE/J03021 | PE 3.02 3G1 (F1) |  |  | Fail | Please check "Use"
378355331 | TNB | DISTRIBUTION | WP PUTRAJAYA & CYBERJAYA | Existing | 11 kV |  | RYB | VPTJ/PCE/J03021 | PE 3.02 3G1 (F1) |  |  | Fail | Please check "Use"
378355337 | TNB | DISTRIBUTION | WP PUTRAJAYA & CYBERJAYA | Existing | 11 kV |  | RYB | VPTJ/PCE/J03021 | PE 3.02 3G1 (F1) |  |  | Fail | Please check "Use"
378355339 | TNB | DISTRIBUTION | WP PUTRAJAYA & CYBERJAYA | Existing | 11 kV |  | RYB | VPTJ/PCE/J03021 | PE 3.02 3G1 (F1) |  |  | Fail | Please check "Use"
378355341 | TNB | DISTRIBUTION | WP PUTRAJAYA & CYBERJAYA | Existing | 11 kV |  | RYB | VPTJ/PCE/J03021 | PE 3.02 3G1 (F1) |  |  | Fail | Please check "Use"
378355347 | TNB | DISTRIBUTION | WP PUTRAJAYA & CYBERJAYA | Existing | 11 kV |  | RYB | VPTJ/PCE/J03021 | PE 3.02 3G1 (F1) |  |  | Fail | Please check "Use"
378355348 | TNB | DISTRIBUTION | WP PUTRAJAYA & CYBERJAYA | Existing | 11 kV |  | RYB | VPTJ/PCE/J03021 | PE 3.02 3G1 (F1) |  |  | Fail | Please check "Use"
378355425 | TNB | DISTRIBUTION | WP PUTRAJAYA & CYBERJAYA | Existing | 11 kV |  | RYB | VPTJ/PCE/J03022 | PE 3.02 3G1 (F2) |  |  | Fail | Please check "Use"
378355429 | TNB | DISTRIBUTION | WP PUTRAJAYA & CYBERJAYA | Existing | 11 kV |  | RYB | VPTJ/PCE/J03022 | PE 3.02 3G1 (F2) |  |  | Fail | Please check "Use"
378355431 | TNB | DISTRIBUTION | WP PUTRAJAYA & CYBERJAYA | Existing | 11 kV |  | RYB | VPTJ/PCE/J03022 | PE 3.02 3G1 (F2) |  |  | Fail | Please check "Use"
378355440 | TNB | DISTRIBUTION | WP PUTRAJAYA & CYBERJAYA | Existing | 11 kV |  | RYB | VPTJ/PCE/J03022 | PE 3.02 3G1 (F2) |  |  | Fail | Please check "Use"
378355441 | TNB | DISTRIBUTION | WP PUTRAJAYA & CYBERJAYA | Existing | 11 kV |  | RYB | VPTJ/PCE/J03022 | PE 3.02 3G1 (F2) |  |  | Fail | Please check "Use"
378355450 | TNB | DISTRIBUTION | WP PUTRAJAYA & CYBERJAYA | Existing | 11 kV |  | RYB | VPTJ/PCE/J03022 | PE 3.02 3G1 (F2) |  |  | Fail | Please check "Use"
378355456 | TNB | DISTRIBUTION | WP PUTRAJAYA & CYBERJAYA | Existing | 11 kV |  | RYB | VPTJ/PCE/J03022 | PE 3.02 3G1 (F2) |  |  | Fail | Please check "Use"
378355458 | TNB | DISTRIBUTION | WP PUTRAJAYA & CYBERJAYA | Existing | 11 kV |  | RYB | VPTJ/PCE/J03022 | PE 3.02 3G1 (F2) |  |  | Fail | Please check "Use"
378355460 | TNB | DISTRIBUTION | WP PUTRAJAYA & CYBERJAYA | Existing | 11 kV |  | RYB | VPTJ/PCE/J03022 | PE 3.02 3G1 (F2) |  |  | Fail | Please check "Use"
378355466 | TNB | DISTRIBUTION | WP PUTRAJAYA & CYBERJAYA | Existing | 11 kV |  | RYB | VPTJ/PCE/J03022 | PE 3.02 3G1 (F2) |  |  | Fail | Please check "Use"
378355467 | TNB | DISTRIBUTION | WP PUTRAJAYA & CYBERJAYA | Existing | 11 kV |  | RYB | VPTJ/PCE/J03022 | PE 3.02 3G1 (F2) |  |  | Fail | Please check "Use"
378355679 | TNB | DISTRIBUTION | WP PUTRAJAYA & CYBERJAYA | Existing | 11 kV |  | RYB | VPTJ/PCE/J03031 | SS 3.03 3G2 (F1) |  |  | Fail | Please check "Use"
378355683 | TNB | DISTRIBUTION | WP PUTRAJAYA & CYBERJAYA | Existing | 11 kV |  | RYB | VPTJ/PCE/J03031 | SS 3.03 3G2 (F1) |  |  | Fail | Please check "Use"
378355686 | TNB | DISTRIBUTION | WP PUTRAJAYA & CYBERJAYA | Existing | 11 kV |  | RYB | VPTJ/PCE/J03031 | SS 3.03 3G2 (F1) |  |  | Fail | Please check "Use"
378355689 | TNB | DISTRIBUTION | WP PUTRAJAYA & CYBERJAYA | Existing | 11 kV |  | RYB | VPTJ/PCE/J03031 | SS 3.03 3G2 (F1) |  |  | Fail | Please check "Use"
378355691 | TNB | DISTRIBUTION | WP PUTRAJAYA & CYBERJAYA | Existing | 11 kV |  | RYB | VPTJ/PCE/J03031 | SS 3.03 3G2 (F1) |  |  | Fail | Please check "Use"
378355697 | TNB | DISTRIBUTION | WP PUTRAJAYA & CYBERJAYA | Existing | 11 kV |  | RYB | VPTJ/PCE/J03031 | SS 3.03 3G2 (F1) |  |  | Fail | Please check "Use"
378355698 | TNB | DISTRIBUTION | WP PUTRAJAYA & CYBERJAYA | Existing | 11 kV |  | RYB | VPTJ/PCE/J03031 | SS 3.03 3G2 (F1) |  |  | Fail | Please check "Use"
378355704 | TNB | DISTRIBUTION | WP PUTRAJAYA & CYBERJAYA | Existing | 11 kV |  | RYB | VPTJ/PCE/J03031 | SS 3.03 3G2 (F1) |  |  | Fail | Please check "Use"
378355720 | TNB | DISTRIBUTION | WP PUTRAJAYA & CYBERJAYA | Existing | 11 kV |  | RYB | VPTJ/PCE/J03032 | SS 3.03 3G2 (F2) |  |  | Fail | Please check "Use"
378355724 | TNB | DISTRIBUTION | WP PUTRAJAYA & CYBERJAYA | Existing | 11 kV |  | RYB | VPTJ/PCE/J03032 | SS 3.03 3G2 (F2) |  |  | Fail | Please check "Use"
378355727 | TNB | DISTRIBUTION | WP PUTRAJAYA & CYBERJAYA | Existing | 11 kV |  | RYB | VPTJ/PCE/J03032 | SS 3.03 3G2 (F2) |  |  | Fail | Please check "Use"
378355730 | TNB | DISTRIBUTION | WP PUTRAJAYA & CYBERJAYA | Existing | 11 kV |  | RYB | VPTJ/PCE/J03032 | SS 3.03 3G2 (F2) |  |  | Fail | Please check "Use"
378355732 | TNB | DISTRIBUTION | WP PUTRAJAYA & CYBERJAYA | Existing | 11 kV |  | RYB | VPTJ/PCE/J03032 | SS 3.03 3G2 (F2) |  |  | Fail | Please check "Use"
378355738 | TNB | DISTRIBUTION | WP PUTRAJAYA & CYBERJAYA | Existing | 11 kV |  | RYB | VPTJ/PCE/J03032 | SS 3.03 3G2 (F2) |  |  | Fail | Please check "Use"
378355739 | TNB | DISTRIBUTION | WP PUTRAJAYA & CYBERJAYA | Existing | 11 kV |  | RYB | VPTJ/PCE/J03032 | SS 3.03 3G2 (F2) |  |  | Fail | Please check "Use"
378355745 | TNB | DISTRIBUTION | WP PUTRAJAYA & CYBERJAYA | Existing | 11 kV |  | RYB | VPTJ/PCE/J03032 | SS 3.03 3G2 (F2) |  |  | Fail | Please check "Use"
378355768 | TNB | DISTRIBUTION | WP PUTRAJAYA & CYBERJAYA | Existing | 11 kV |  | RYB | VPTJ/PCE/J03141 | SS 3.14 BLOK D (F1) |  |  | Fail | Please check "Use"
378355772 | TNB | DISTRIBUTION | WP PUTRAJAYA & CYBERJAYA | Existing | 11 kV |  | RYB | VPTJ/PCE/J03141 | SS 3.14 BLOK D (F1) |  |  | Fail | Please check "Use"
378355775 | TNB | DISTRIBUTION | WP PUTRAJAYA & CYBERJAYA | Existing | 11 kV |  | RYB | VPTJ/PCE/J03141 | SS 3.14 BLOK D (F1) |  |  | Fail | Please check "Use"
378355778 | TNB | DISTRIBUTION | WP PUTRAJAYA & CYBERJAYA | Existing | 11 kV |  | RYB | VPTJ/PCE/J03141 | SS 3.14 BLOK D (F1) |  |  | Fail | Please check "Use"
378355780 | TNB | DISTRIBUTION | WP PUTRAJAYA & CYBERJAYA | Existing | 11 kV |  | RYB | VPTJ/PCE/J03141 | SS 3.14 BLOK D (F1) |  |  | Fail | Please check "Use"
378355786 | TNB | DISTRIBUTION | WP PUTRAJAYA & CYBERJAYA | Existing | 11 kV |  | RYB | VPTJ/PCE/J03141 | SS 3.14 BLOK D (F1) |  |  | Fail | Please check "Use"
378355787 | TNB | DISTRIBUTION | WP PUTRAJAYA & CYBERJAYA | Existing | 11 kV |  | RYB | VPTJ/PCE/J03141 | SS 3.14 BLOK D (F1) |  |  | Fail | Please check "Use"
378355793 | TNB | DISTRIBUTION | WP PUTRAJAYA & CYBERJAYA | Existing | 11 kV |  | RYB | VPTJ/PCE/J03141 | SS 3.14 BLOK D (F1) |  |  | Fail | Please check "Use"
378355809 | TNB | DISTRIBUTION | WP PUTRAJAYA & CYBERJAYA | Existing | 11 kV |  | RYB | VPTJ/PCE/J03142 | SS 3.14 BLOK D (F2) |  |  | Fail | Please check "Use"
378355813 | TNB | DISTRIBUTION | WP PUTRAJAYA & CYBERJAYA | Existing | 11 kV |  | RYB | VPTJ/PCE/J03142 | SS 3.14 BLOK D (F2) |  |  | Fail | Please check "Use"
378355816 | TNB | DISTRIBUTION | WP PUTRAJAYA & CYBERJAYA | Existing | 11 kV |  | RYB | VPTJ/PCE/J03142 | SS 3.14 BLOK D (F2) |  |  | Fail | Please check "Use"
378355819 | TNB | DISTRIBUTION | WP PUTRAJAYA & CYBERJAYA | Existing | 11 kV |  | RYB | VPTJ/PCE/J03142 | SS 3.14 BLOK D (F2) |  |  | Fail | Please check "Use"
378355821 | TNB | DISTRIBUTION | WP PUTRAJAYA & CYBERJAYA | Existing | 11 kV |  | RYB | VPTJ/PCE/J03142 | SS 3.14 BLOK D (F2) |  |  | Fail | Please check "Use"
378355827 | TNB | DISTRIBUTION | WP PUTRAJAYA & CYBERJAYA | Existing | 11 kV |  | RYB | VPTJ/PCE/J03142 | SS 3.14 BLOK D (F2) |  |  | Fail | Please check "Use"
378355828 | TNB | DISTRIBUTION | WP PUTRAJAYA & CYBERJAYA | Existing | 11 kV |  | RYB | VPTJ/PCE/J03142 | SS 3.14 BLOK D (F2) |  |  | Fail | Please check "Use"
378355834 | TNB | DISTRIBUTION | WP PUTRAJAYA & CYBERJAYA | Existing | 11 kV |  | RYB | VPTJ/PCE/J03142 | SS 3.14 BLOK D (F2) |  |  | Fail | Please check "Use"
378355858 | TNB | DISTRIBUTION | WP PUTRAJAYA & CYBERJAYA | Existing | 11 kV |  | RYB | VPTJ/PCE/J03131 | SS 3.13 BLOK C (F1) |  |  | Fail | Please check "Use"
378355862 | TNB | DISTRIBUTION | WP PUTRAJAYA & CYBERJAYA | Existing | 11 kV |  | RYB | VPTJ/PCE/J03131 | SS 3.13 BLOK C (F1) |  |  | Fail | Please check "Use"
378355865 | TNB | DISTRIBUTION | WP PUTRAJAYA & CYBERJAYA | Existing | 11 kV |  | RYB | VPTJ/PCE/J03131 | SS 3.13 BLOK C (F1) |  |  | Fail | Please check "Use"
378355868 | TNB | DISTRIBUTION | WP PUTRAJAYA & CYBERJAYA | Existing | 11 kV |  | RYB | VPTJ/PCE/J03131 | SS 3.13 BLOK C (F1) |  |  | Fail | Please check "Use"
378355870 | TNB | DISTRIBUTION | WP PUTRAJAYA & CYBERJAYA | Existing | 11 kV |  | RYB | VPTJ/PCE/J03131 | SS 3.13 BLOK C (F1) |  |  | Fail | Please check "Use"
378355876 | TNB | DISTRIBUTION | WP PUTRAJAYA & CYBERJAYA | Existing | 11 kV |  | RYB | VPTJ/PCE/J03131 | SS 3.13 BLOK C (F1) |  |  | Fail | Please check "Use"
378355877 | TNB | DISTRIBUTION | WP PUTRAJAYA & CYBERJAYA | Existing | 11 kV |  | RYB | VPTJ/PCE/J03131 | SS 3.13 BLOK C (F1) |  |  | Fail | Please check "Use"
378355883 | TNB | DISTRIBUTION | WP PUTRAJAYA & CYBERJAYA | Existing | 11 kV |  | RYB | VPTJ/PCE/J03131 | SS 3.13 BLOK C (F1) |  |  | Fail | Please check "Use"
378355899 | TNB | DISTRIBUTION | WP PUTRAJAYA & CYBERJAYA | Existing | 11 kV |  | RYB | VPTJ/PCE/J03132 | SS 3.13 BLOK C (F2) |  |  | Fail | Please check "Use"
378355903 | TNB | DISTRIBUTION | WP PUTRAJAYA & CYBERJAYA | Existing | 11 kV |  | RYB | VPTJ/PCE/J03132 | SS 3.13 BLOK C (F2) |  |  | Fail | Please check "Use"
378355906 | TNB | DISTRIBUTION | WP PUTRAJAYA & CYBERJAYA | Existing | 11 kV |  | RYB | VPTJ/PCE/J03132 | SS 3.13 BLOK C (F2) |  |  | Fail | Please check "Use"
378355909 | TNB | DISTRIBUTION | WP PUTRAJAYA & CYBERJAYA | Existing | 11 kV |  | RYB | VPTJ/PCE/J03132 | SS 3.13 BLOK C (F2) |  |  | Fail | Please check "Use"
378355911 | TNB | DISTRIBUTION | WP PUTRAJAYA & CYBERJAYA | Existing | 11 kV |  | RYB | VPTJ/PCE/J03132 | SS 3.13 BLOK C (F2) |  |  | Fail | Please check "Use"
378355917 | TNB | DISTRIBUTION | WP PUTRAJAYA & CYBERJAYA | Existing | 11 kV |  | RYB | VPTJ/PCE/J03132 | SS 3.13 BLOK C (F2) |  |  | Fail | Please check "Use"
378355918 | TNB | DISTRIBUTION | WP PUTRAJAYA & CYBERJAYA | Existing | 11 kV |  | RYB | VPTJ/PCE/J03132 | SS 3.13 BLOK C (F2) |  |  | Fail | Please check "Use"
378355924 | TNB | DISTRIBUTION | WP PUTRAJAYA & CYBERJAYA | Existing | 11 kV |  | RYB | VPTJ/PCE/J03132 | SS 3.13 BLOK C (F2) |  |  | Fail | Please check "Use"
378355948 | TNB | DISTRIBUTION | WP PUTRAJAYA & CYBERJAYA | Existing | 11 kV |  | RYB | VPTJ/PCE/J03121 | SS 3.12 BLOK A&B (F1) |  |  | Fail | Please check "Use"
378355952 | TNB | DISTRIBUTION | WP PUTRAJAYA & CYBERJAYA | Existing | 11 kV |  | RYB | VPTJ/PCE/J03121 | SS 3.12 BLOK A&B (F1) |  |  | Fail | Please check "Use"
378355955 | TNB | DISTRIBUTION | WP PUTRAJAYA & CYBERJAYA | Existing | 11 kV |  | RYB | VPTJ/PCE/J03121 | SS 3.12 BLOK A&B (F1) |  |  | Fail | Please check "Use"
378355958 | TNB | DISTRIBUTION | WP PUTRAJAYA & CYBERJAYA | Existing | 11 kV |  | RYB | VPTJ/PCE/J03121 | SS 3.12 BLOK A&B (F1) |  |  | Fail | Please check "Use"
378355960 | TNB | DISTRIBUTION | WP PUTRAJAYA & CYBERJAYA | Existing | 11 kV |  | RYB | VPTJ/PCE/J03121 | SS 3.12 BLOK A&B (F1) |  |  | Fail | Please check "Use"
378355966 | TNB | DISTRIBUTION | WP PUTRAJAYA & CYBERJAYA | Existing | 11 kV |  | RYB | VPTJ/PCE/J03121 | SS 3.12 BLOK A&B (F1) |  |  | Fail | Please check "Use"
378355967 | TNB | DISTRIBUTION | WP PUTRAJAYA & CYBERJAYA | Existing | 11 kV |  | RYB | VPTJ/PCE/J03121 | SS 3.12 BLOK A&B (F1) |  |  | Fail | Please check "Use"
378355973 | TNB | DISTRIBUTION | WP PUTRAJAYA & CYBERJAYA | Existing | 11 kV |  | RYB | VPTJ/PCE/J03121 | SS 3.12 BLOK A&B (F1) |  |  | Fail | Please check "Use"
378355989 | TNB | DISTRIBUTION | WP PUTRAJAYA & CYBERJAYA | Existing | 11 kV |  | RYB | VPTJ/PCE/J03122 | SS 3.12 BLOK A&B (F2) |  |  | Fail | Please check "Use"
378355993 | TNB | DISTRIBUTION | WP PUTRAJAYA & CYBERJAYA | Existing | 11 kV |  | RYB | VPTJ/PCE/J03122 | SS 3.12 BLOK A&B (F2) |  |  | Fail | Please check "Use"
378355996 | TNB | DISTRIBUTION | WP PUTRAJAYA & CYBERJAYA | Existing | 11 kV |  | RYB | VPTJ/PCE/J03122 | SS 3.12 BLOK A&B (F2) |  |  | Fail | Please check "Use"
378355999 | TNB | DISTRIBUTION | WP PUTRAJAYA & CYBERJAYA | Existing | 11 kV |  | RYB | VPTJ/PCE/J03122 | SS 3.12 BLOK A&B (F2) |  |  | Fail | Please check "Use"
378356001 | TNB | DISTRIBUTION | WP PUTRAJAYA & CYBERJAYA | Existing | 11 kV |  | RYB | VPTJ/PCE/J03122 | SS 3.12 BLOK A&B (F2) |  |  | Fail | Please check "Use"
378356007 | TNB | DISTRIBUTION | WP PUTRAJAYA & CYBERJAYA | Existing | 11 kV |  | RYB | VPTJ/PCE/J03122 | SS 3.12 BLOK A&B (F2) |  |  | Fail | Please check "Use"
378356008 | TNB | DISTRIBUTION | WP PUTRAJAYA & CYBERJAYA | Existing | 11 kV |  | RYB | VPTJ/PCE/J03122 | SS 3.12 BLOK A&B (F2) |  |  | Fail | Please check "Use"
378356014 | TNB | DISTRIBUTION | WP PUTRAJAYA & CYBERJAYA | Existing | 11 kV |  | RYB | VPTJ/PCE/J03122 | SS 3.12 BLOK A&B (F2) |  |  | Fail | Please check "Use"
378356046 | TNB | DISTRIBUTION | WP PUTRAJAYA & CYBERJAYA | Existing | 11 kV |  | RYB | VPTJ/PCE/J04131 | SS 4.13 4G11 (F1) |  |  | Fail | Please check "Use"
378356050 | TNB | DISTRIBUTION | WP PUTRAJAYA & CYBERJAYA | Existing | 11 kV |  | RYB | VPTJ/PCE/J04131 | SS 4.13 4G11 (F1) |  |  | Fail | Please check "Use"
378356053 | TNB | DISTRIBUTION | WP PUTRAJAYA & CYBERJAYA | Existing | 11 kV |  | RYB | VPTJ/PCE/J04131 | SS 4.13 4G11 (F1) |  |  | Fail | Please check "Use"
378356056 | TNB | DISTRIBUTION | WP PUTRAJAYA & CYBERJAYA | Existing | 11 kV |  | RYB | VPTJ/PCE/J04131 | SS 4.13 4G11 (F1) |  |  | Fail | Please check "Use"
378356058 | TNB | DISTRIBUTION | WP PUTRAJAYA & CYBERJAYA | Existing | 11 kV |  | RYB | VPTJ/PCE/J04131 | SS 4.13 4G11 (F1) |  |  | Fail | Please check "Use"
378356064 | TNB | DISTRIBUTION | WP PUTRAJAYA & CYBERJAYA | Existing | 11 kV |  | RYB | VPTJ/PCE/J04131 | SS 4.13 4G11 (F1) |  |  | Fail | Please check "Use"
378356065 | TNB | DISTRIBUTION | WP PUTRAJAYA & CYBERJAYA | Existing | 11 kV |  | RYB | VPTJ/PCE/J04131 | SS 4.13 4G11 (F1) |  |  | Fail | Please check "Use"
378356071 | TNB | DISTRIBUTION | WP PUTRAJAYA & CYBERJAYA | Existing | 11 kV |  | RYB | VPTJ/PCE/J04131 | SS 4.13 4G11 (F1) |  |  | Fail | Please check "Use"
378356087 | TNB | DISTRIBUTION | WP PUTRAJAYA & CYBERJAYA | Existing | 11 kV |  | RYB | VPTJ/PCE/J04132 | SS 4.13 4G11 (F2) |  |  | Fail | Please check "Use"
378356091 | TNB | DISTRIBUTION | WP PUTRAJAYA & CYBERJAYA | Existing | 11 kV |  | RYB | VPTJ/PCE/J04132 | SS 4.13 4G11 (F2) |  |  | Fail | Please check "Use"
378356094 | TNB | DISTRIBUTION | WP PUTRAJAYA & CYBERJAYA | Existing | 11 kV |  | RYB | VPTJ/PCE/J04132 | SS 4.13 4G11 (F2) |  |  | Fail | Please check "Use"
378356097 | TNB | DISTRIBUTION | WP PUTRAJAYA & CYBERJAYA | Existing | 11 kV |  | RYB | VPTJ/PCE/J04132 | SS 4.13 4G11 (F2) |  |  | Fail | Please check "Use"
378356099 | TNB | DISTRIBUTION | WP PUTRAJAYA & CYBERJAYA | Existing | 11 kV |  | RYB | VPTJ/PCE/J04132 | SS 4.13 4G11 (F2) |  |  | Fail | Please check "Use"
378356105 | TNB | DISTRIBUTION | WP PUTRAJAYA & CYBERJAYA | Existing | 11 kV |  | RYB | VPTJ/PCE/J04132 | SS 4.13 4G11 (F2) |  |  | Fail | Please check "Use"
378356106 | TNB | DISTRIBUTION | WP PUTRAJAYA & CYBERJAYA | Existing | 11 kV |  | RYB | VPTJ/PCE/J04132 | SS 4.13 4G11 (F2) |  |  | Fail | Please check "Use"
378356112 | TNB | DISTRIBUTION | WP PUTRAJAYA & CYBERJAYA | Existing | 11 kV |  | RYB | VPTJ/PCE/J04132 | SS 4.13 4G11 (F2) |  |  | Fail | Please check "Use"
378356128 | TNB | DISTRIBUTION | WP PUTRAJAYA & CYBERJAYA | Existing | 11 kV |  | RYB | VPTJ/PCE/J04121 | SS 4.12 4G7 (F1) |  |  | Fail | Please check "Use"
378356132 | TNB | DISTRIBUTION | WP PUTRAJAYA & CYBERJAYA | Existing | 11 kV |  | RYB | VPTJ/PCE/J04121 | SS 4.12 4G7 (F1) |  |  | Fail | Please check "Use"
378356135 | TNB | DISTRIBUTION | WP PUTRAJAYA & CYBERJAYA | Existing | 11 kV |  | RYB | VPTJ/PCE/J04121 | SS 4.12 4G7 (F1) |  |  | Fail | Please check "Use"
378356138 | TNB | DISTRIBUTION | WP PUTRAJAYA & CYBERJAYA | Existing | 11 kV |  | RYB | VPTJ/PCE/J04121 | SS 4.12 4G7 (F1) |  |  | Fail | Please check "Use"
378356140 | TNB | DISTRIBUTION | WP PUTRAJAYA & CYBERJAYA | Existing | 11 kV |  | RYB | VPTJ/PCE/J04121 | SS 4.12 4G7 (F1) |  |  | Fail | Please check "Use"
378356146 | TNB | DISTRIBUTION | WP PUTRAJAYA & CYBERJAYA | Existing | 11 kV |  | RYB | VPTJ/PCE/J04121 | SS 4.12 4G7 (F1) |  |  | Fail | Please check "Use"
378356147 | TNB | DISTRIBUTION | WP PUTRAJAYA & CYBERJAYA | Existing | 11 kV |  | RYB | VPTJ/PCE/J04121 | SS 4.12 4G7 (F1) |  |  | Fail | Please check "Use"
378356153 | TNB | DISTRIBUTION | WP PUTRAJAYA & CYBERJAYA | Existing | 11 kV |  | RYB | VPTJ/PCE/J04121 | SS 4.12 4G7 (F1) |  |  | Fail | Please check "Use"
378356169 | TNB | DISTRIBUTION | WP PUTRAJAYA & CYBERJAYA | Existing | 11 kV |  | RYB | VPTJ/PCE/J04122 | SS 4.12 4G7 (F2) |  |  | Fail | Please check "Use"
378356173 | TNB | DISTRIBUTION | WP PUTRAJAYA & CYBERJAYA | Existing | 11 kV |  | RYB | VPTJ/PCE/J04122 | SS 4.12 4G7 (F2) |  |  | Fail | Please check "Use"
378356176 | TNB | DISTRIBUTION | WP PUTRAJAYA & CYBERJAYA | Existing | 11 kV |  | RYB | VPTJ/PCE/J04122 | SS 4.12 4G7 (F2) |  |  | Fail | Please check "Use"
378356179 | TNB | DISTRIBUTION | WP PUTRAJAYA & CYBERJAYA | Existing | 11 kV |  | RYB | VPTJ/PCE/J04122 | SS 4.12 4G7 (F2) |  |  | Fail | Please check "Use"
378356181 | TNB | DISTRIBUTION | WP PUTRAJAYA & CYBERJAYA | Existing | 11 kV |  | RYB | VPTJ/PCE/J04122 | SS 4.12 4G7 (F2) |  |  | Fail | Please check "Use"
378356187 | TNB | DISTRIBUTION | WP PUTRAJAYA & CYBERJAYA | Existing | 11 kV |  | RYB | VPTJ/PCE/J04122 | SS 4.12 4G7 (F2) |  |  | Fail | Please check "Use"
378356188 | TNB | DISTRIBUTION | WP PUTRAJAYA & CYBERJAYA | Existing | 11 kV |  | RYB | VPTJ/PCE/J04122 | SS 4.12 4G7 (F2) |  |  | Fail | Please check "Use"
378356194 | TNB | DISTRIBUTION | WP PUTRAJAYA & CYBERJAYA | Existing | 11 kV |  | RYB | VPTJ/PCE/J04122 | SS 4.12 4G7 (F2) |  |  | Fail | Please check "Use"
378356227 | TNB | DISTRIBUTION | WP PUTRAJAYA & CYBERJAYA | Existing | 11 kV |  | RYB | VPTJ/PCE/J05011 | SS 5.01 PUSAT CONVENTION (F1) |  |  | Fail | Please check "Use"
378356231 | TNB | DISTRIBUTION | WP PUTRAJAYA & CYBERJAYA | Existing | 11 kV |  | RYB | VPTJ/PCE/J05011 | SS 5.01 PUSAT CONVENTION (F1) |  |  | Fail | Please check "Use"
378356234 | TNB | DISTRIBUTION | WP PUTRAJAYA & CYBERJAYA | Existing | 11 kV |  | RYB | VPTJ/PCE/J05011 | SS 5.01 PUSAT CONVENTION (F1) |  |  | Fail | Please check "Use"
378356237 | TNB | DISTRIBUTION | WP PUTRAJAYA & CYBERJAYA | Existing | 11 kV |  | RYB | VPTJ/PCE/J05011 | SS 5.01 PUSAT CONVENTION (F1) |  |  | Fail | Please check "Use"
378356239 | TNB | DISTRIBUTION | WP PUTRAJAYA & CYBERJAYA | Existing | 11 kV |  | RYB | VPTJ/PCE/J05011 | SS 5.01 PUSAT CONVENTION (F1) |  |  | Fail | Please check "Use"
378356245 | TNB | DISTRIBUTION | WP PUTRAJAYA & CYBERJAYA | Existing | 11 kV |  | RYB | VPTJ/PCE/J05011 | SS 5.01 PUSAT CONVENTION (F1) |  |  | Fail | Please check "Use"
378356246 | TNB | DISTRIBUTION | WP PUTRAJAYA & CYBERJAYA | Existing | 11 kV |  | RYB | VPTJ/PCE/J05011 | SS 5.01 PUSAT CONVENTION (F1) |  |  | Fail | Please check "Use"
378356252 | TNB | DISTRIBUTION | WP PUTRAJAYA & CYBERJAYA | Existing | 11 kV |  | RYB | VPTJ/PCE/J05011 | SS 5.01 PUSAT CONVENTION (F1) |  |  | Fail | Please check "Use"
378356263 | TNB | DISTRIBUTION | WP PUTRAJAYA & CYBERJAYA | Existing | 11 kV |  | RYB | VPTJ/PCE/J05012 | SS 5.01 PUSAT CONVENTION (F2) |  |  | Fail | Please check "Use"
378356264 | TNB | DISTRIBUTION | WP PUTRAJAYA & CYBERJAYA | Existing | 11 kV |  | RYB | VPTJ/PCE/J05012 | SS 5.01 PUSAT CONVENTION (F2) |  |  | Fail | Please check "Use"
378356266 | TNB | DISTRIBUTION | WP PUTRAJAYA & CYBERJAYA | Existing | 11 kV |  | RYB | VPTJ/PCE/J05012 | SS 5.01 PUSAT CONVENTION (F2) |  |  | Fail | Please check "Use"
378356269 | TNB | DISTRIBUTION | WP PUTRAJAYA & CYBERJAYA | Existing | 11 kV |  | RYB | VPTJ/PCE/J05012 | SS 5.01 PUSAT CONVENTION (F2) |  |  | Fail | Please check "Use"
378356270 | TNB | DISTRIBUTION | WP PUTRAJAYA & CYBERJAYA | Existing | 11 kV |  | RYB | VPTJ/PCE/J05012 | SS 5.01 PUSAT CONVENTION (F2) |  |  | Fail | Please check "Use"
378356276 | TNB | DISTRIBUTION | WP PUTRAJAYA & CYBERJAYA | Existing | 11 kV |  | RYB | VPTJ/PCE/J05012 | SS 5.01 PUSAT CONVENTION (F2) |  |  | Fail | Please check "Use"
378356283 | TNB | DISTRIBUTION | WP PUTRAJAYA & CYBERJAYA | Existing | 11 kV |  | RYB | VPTJ/PCE/J05012 | SS 5.01 PUSAT CONVENTION (F2) |  |  | Fail | Please check "Use"
378356300 | TNB | DISTRIBUTION | WP PUTRAJAYA & CYBERJAYA | Existing | 11 kV |  | RYB | VPTJ/PCE/J05012 | SS 5.01 PUSAT CONVENTION (F2) |  |  | Fail | Please check "Use"
378356302 | TNB | DISTRIBUTION | WP PUTRAJAYA & CYBERJAYA | Existing | 11 kV |  | RYB | VPTJ/PCE/J05012 | SS 5.01 PUSAT CONVENTION (F2) |  |  | Fail | Please check "Use"
378356304 | TNB | DISTRIBUTION | WP PUTRAJAYA & CYBERJAYA | Existing | 11 kV |  | RYB | VPTJ/PCE/J05012 | SS 5.01 PUSAT CONVENTION (F2) |  |  | Fail | Please check "Use"
378356309 | TNB | DISTRIBUTION | WP PUTRAJAYA & CYBERJAYA | Existing | 11 kV |  | RYB | VPTJ/PCE/J05012 | SS 5.01 PUSAT CONVENTION (F2) |  |  | Fail | Please check "Use"
378356310 | TNB | DISTRIBUTION | WP PUTRAJAYA & CYBERJAYA | Existing | 11 kV |  | RYB | VPTJ/PCE/J05012 | SS 5.01 PUSAT CONVENTION (F2) |  |  | Fail | Please check "Use"
378356311 | TNB | DISTRIBUTION | WP PUTRAJAYA & CYBERJAYA | Existing | 11 kV |  | RYB | VPTJ/PCE/J05012 | SS 5.01 PUSAT CONVENTION (F2) |  |  | Fail | Please check "Use"
378356313 | TNB | DISTRIBUTION | WP PUTRAJAYA & CYBERJAYA | Existing | 11 kV |  | RYB | VPTJ/PCE/J05012 | SS 5.01 PUSAT CONVENTION (F2) |  |  | Fail | Please check "Use"
378356316 | TNB | DISTRIBUTION | WP PUTRAJAYA & CYBERJAYA | Existing | 11 kV |  | RYB | VPTJ/PCE/J05012 | SS 5.01 PUSAT CONVENTION (F2) |  |  | Fail | Please check "Use"
378356394 | TNB | DISTRIBUTION | WP PUTRAJAYA & CYBERJAYA | Existing | 11 kV |  | RYB | VPTJ/PCE/J20041 | PE 20.04 PADAT CHALLENGE PARK |  |  | Fail | Please check "Use"
378356395 | TNB | DISTRIBUTION | WP PUTRAJAYA & CYBERJAYA | Existing | 11 kV |  | RYB | VPTJ/PCE/J20041 | PE 20.04 PADAT CHALLENGE PARK |  |  | Fail | Please check "Use"
378356400 | TNB | DISTRIBUTION | WP PUTRAJAYA & CYBERJAYA | Existing | 11 kV |  | RYB | VPTJ/PCE/J20041 | PE 20.04 PADAT CHALLENGE PARK |  |  | Fail | Please check "Use"
378356406 | TNB | DISTRIBUTION | WP PUTRAJAYA & CYBERJAYA | Existing | 11 kV |  | RYB | VPTJ/PCE/J20041 | PE 20.04 PADAT CHALLENGE PARK |  |  | Fail | Please check "Use"
378356407 | TNB | DISTRIBUTION | WP PUTRAJAYA & CYBERJAYA | Existing | 11 kV |  | RYB | VPTJ/PCE/J20041 | PE 20.04 PADAT CHALLENGE PARK |  |  | Fail | Please check "Use"
378356411 | TNB | DISTRIBUTION | WP PUTRAJAYA & CYBERJAYA | Existing | 11 kV |  | RYB | VPTJ/PCE/J20041 | PE 20.04 PADAT CHALLENGE PARK |  |  | Fail | Please check "Use"
378356414 | TNB | DISTRIBUTION | WP PUTRAJAYA & CYBERJAYA | Existing | 11 kV |  | RYB | VPTJ/PCE/J20041 | PE 20.04 PADAT CHALLENGE PARK |  |  | Fail | Please check "Use"
378356415 | TNB | DISTRIBUTION | WP PUTRAJAYA & CYBERJAYA | Existing | 11 kV |  | RYB | VPTJ/PCE/J20041 | PE 20.04 PADAT CHALLENGE PARK |  |  | Fail | Please check "Use"
378356506 | TNB | DISTRIBUTION | WP PUTRAJAYA & CYBERJAYA | Existing | 11 kV |  | RYB | VPTJ/PCE/J20011 | PE 20.01 DEPOH SENGGARAAN |  |  | Fail | Please check "Use"
378356507 | TNB | DISTRIBUTION | WP PUTRAJAYA & CYBERJAYA | Existing | 11 kV |  | RYB | VPTJ/PCE/J20011 | PE 20.01 DEPOH SENGGARAAN |  |  | Fail | Please check "Use"
378356512 | TNB | DISTRIBUTION | WP PUTRAJAYA & CYBERJAYA | Existing | 11 kV |  | RYB | VPTJ/PCE/J20011 | PE 20.01 DEPOH SENGGARAAN |  |  | Fail | Please check "Use"
378356518 | TNB | DISTRIBUTION | WP PUTRAJAYA & CYBERJAYA | Existing | 11 kV |  | RYB | VPTJ/PCE/J20011 | PE 20.01 DEPOH SENGGARAAN |  |  | Fail | Please check "Use"
378356519 | TNB | DISTRIBUTION | WP PUTRAJAYA & CYBERJAYA | Existing | 11 kV |  | RYB | VPTJ/PCE/J20011 | PE 20.01 DEPOH SENGGARAAN |  |  | Fail | Please check "Use"
378356523 | TNB | DISTRIBUTION | WP PUTRAJAYA & CYBERJAYA | Existing | 11 kV |  | RYB | VPTJ/PCE/J20011 | PE 20.01 DEPOH SENGGARAAN |  |  | Fail | Please check "Use"
378356526 | TNB | DISTRIBUTION | WP PUTRAJAYA & CYBERJAYA | Existing | 11 kV |  | RYB | VPTJ/PCE/J20011 | PE 20.01 DEPOH SENGGARAAN |  |  | Fail | Please check "Use"
378356527 | TNB | DISTRIBUTION | WP PUTRAJAYA & CYBERJAYA | Existing | 11 kV |  | RYB | VPTJ/PCE/J20011 | PE 20.01 DEPOH SENGGARAAN |  |  | Fail | Please check "Use"
378356707 | TNB | DISTRIBUTION | WP PUTRAJAYA & CYBERJAYA | Existing | 11 kV |  | RYB | VPTJ/PCE/J20051 | PE 20.05 PUSARA NEGARA F1 |  |  | Fail | Please check "Use"
378356708 | TNB | DISTRIBUTION | WP PUTRAJAYA & CYBERJAYA | Existing | 11 kV |  | RYB | VPTJ/PCE/J20051 | PE 20.05 PUSARA NEGARA F1 |  |  | Fail | Please check "Use"
378356713 | TNB | DISTRIBUTION | WP PUTRAJAYA & CYBERJAYA | Existing | 11 kV |  | RYB | VPTJ/PCE/J20051 | PE 20.05 PUSARA NEGARA F1 |  |  | Fail | Please check "Use"
378356719 | TNB | DISTRIBUTION | WP PUTRAJAYA & CYBERJAYA | Existing | 11 kV |  | RYB | VPTJ/PCE/J20051 | PE 20.05 PUSARA NEGARA F1 |  |  | Fail | Please check "Use"
378356720 | TNB | DISTRIBUTION | WP PUTRAJAYA & CYBERJAYA | Existing | 11 kV |  | RYB | VPTJ/PCE/J20051 | PE 20.05 PUSARA NEGARA F1 |  |  | Fail | Please check "Use"
378356724 | TNB | DISTRIBUTION | WP PUTRAJAYA & CYBERJAYA | Existing | 11 kV |  | RYB | VPTJ/PCE/J20051 | PE 20.05 PUSARA NEGARA F1 |  |  | Fail | Please check "Use"
378356727 | TNB | DISTRIBUTION | WP PUTRAJAYA & CYBERJAYA | Existing | 11 kV |  | RYB | VPTJ/PCE/J20051 | PE 20.05 PUSARA NEGARA F1 |  |  | Fail | Please check "Use"
378356728 | TNB | DISTRIBUTION | WP PUTRAJAYA & CYBERJAYA | Existing | 11 kV |  | RYB | VPTJ/PCE/J20051 | PE 20.05 PUSARA NEGARA F1 |  |  | Fail | Please check "Use"
378356801 | TNB | DISTRIBUTION | WP PUTRAJAYA & CYBERJAYA | Existing | 11 kV |  | RYB | VPTJ/PCE/J20052 | PE 20.05 PUSARA NEGARA F2 |  |  | Fail | Please check "Use"
378356802 | TNB | DISTRIBUTION | WP PUTRAJAYA & CYBERJAYA | Existing | 11 kV |  | RYB | VPTJ/PCE/J20052 | PE 20.05 PUSARA NEGARA F2 |  |  | Fail | Please check "Use"
378356807 | TNB | DISTRIBUTION | WP PUTRAJAYA & CYBERJAYA | Existing | 11 kV |  | RYB | VPTJ/PCE/J20052 | PE 20.05 PUSARA NEGARA F2 |  |  | Fail | Please check "Use"
378356813 | TNB | DISTRIBUTION | WP PUTRAJAYA & CYBERJAYA | Existing | 11 kV |  | RYB | VPTJ/PCE/J20052 | PE 20.05 PUSARA NEGARA F2 |  |  | Fail | Please check "Use"
378356814 | TNB | DISTRIBUTION | WP PUTRAJAYA & CYBERJAYA | Existing | 11 kV |  | RYB | VPTJ/PCE/J20052 | PE 20.05 PUSARA NEGARA F2 |  |  | Fail | Please check "Use"
378356818 | TNB | DISTRIBUTION | WP PUTRAJAYA & CYBERJAYA | Existing | 11 kV |  | RYB | VPTJ/PCE/J20052 | PE 20.05 PUSARA NEGARA F2 |  |  | Fail | Please check "Use"
378356821 | TNB | DISTRIBUTION | WP PUTRAJAYA & CYBERJAYA | Existing | 11 kV |  | RYB | VPTJ/PCE/J20052 | PE 20.05 PUSARA NEGARA F2 |  |  | Fail | Please check "Use"
378356822 | TNB | DISTRIBUTION | WP PUTRAJAYA & CYBERJAYA | Existing | 11 kV |  | RYB | VPTJ/PCE/J20052 | PE 20.05 PUSARA NEGARA F2 |  |  | Fail | Please check "Use"
378356998 | TNB | DISTRIBUTION | WP PUTRAJAYA & CYBERJAYA | Existing | 11 kV |  | RYB | VPTJ/PCE/J20021 | PE 20.02 CREMATORIUM |  |  | Fail | Please check "Use"
378356999 | TNB | DISTRIBUTION | WP PUTRAJAYA & CYBERJAYA | Existing | 11 kV |  | RYB | VPTJ/PCE/J20021 | PE 20.02 CREMATORIUM |  |  | Fail | Please check "Use"
378357004 | TNB | DISTRIBUTION | WP PUTRAJAYA & CYBERJAYA | Existing | 11 kV |  | RYB | VPTJ/PCE/J20021 | PE 20.02 CREMATORIUM |  |  | Fail | Please check "Use"
378357010 | TNB | DISTRIBUTION | WP PUTRAJAYA & CYBERJAYA | Existing | 11 kV |  | RYB | VPTJ/PCE/J20021 | PE 20.02 CREMATORIUM |  |  | Fail | Please check "Use"
378357011 | TNB | DISTRIBUTION | WP PUTRAJAYA & CYBERJAYA | Existing | 11 kV |  | RYB | VPTJ/PCE/J20021 | PE 20.02 CREMATORIUM |  |  | Fail | Please check "Use"
378357015 | TNB | DISTRIBUTION | WP PUTRAJAYA & CYBERJAYA | Existing | 11 kV |  | RYB | VPTJ/PCE/J20021 | PE 20.02 CREMATORIUM |  |  | Fail | Please check "Use"
378357018 | TNB | DISTRIBUTION | WP PUTRAJAYA & CYBERJAYA | Existing | 11 kV |  | RYB | VPTJ/PCE/J20021 | PE 20.02 CREMATORIUM |  |  | Fail | Please check "Use"
378357019 | TNB | DISTRIBUTION | WP PUTRAJAYA & CYBERJAYA | Existing | 11 kV |  | RYB | VPTJ/PCE/J20021 | PE 20.02 CREMATORIUM |  |  | Fail | Please check "Use"
378357102 | TNB | DISTRIBUTION | WP PUTRAJAYA & CYBERJAYA | Existing | 11 kV |  | RYB | VPTJ/PCE/J20031 | PE 20.03 PUMP HSE |  |  | Fail | Please check "Use"
378357103 | TNB | DISTRIBUTION | WP PUTRAJAYA & CYBERJAYA | Existing | 11 kV |  | RYB | VPTJ/PCE/J20031 | PE 20.03 PUMP HSE |  |  | Fail | Please check "Use"
378357108 | TNB | DISTRIBUTION | WP PUTRAJAYA & CYBERJAYA | Existing | 11 kV |  | RYB | VPTJ/PCE/J20031 | PE 20.03 PUMP HSE |  |  | Fail | Please check "Use"
378357114 | TNB | DISTRIBUTION | WP PUTRAJAYA & CYBERJAYA | Existing | 11 kV |  | RYB | VPTJ/PCE/J20031 | PE 20.03 PUMP HSE |  |  | Fail | Please check "Use"
378357115 | TNB | DISTRIBUTION | WP PUTRAJAYA & CYBERJAYA | Existing | 11 kV |  | RYB | VPTJ/PCE/J20031 | PE 20.03 PUMP HSE |  |  | Fail | Please check "Use"
378357119 | TNB | DISTRIBUTION | WP PUTRAJAYA & CYBERJAYA | Existing | 11 kV |  | RYB | VPTJ/PCE/J20031 | PE 20.03 PUMP HSE |  |  | Fail | Please check "Use"
378357122 | TNB | DISTRIBUTION | WP PUTRAJAYA & CYBERJAYA | Existing | 11 kV |  | RYB | VPTJ/PCE/J20031 | PE 20.03 PUMP HSE |  |  | Fail | Please check "Use"
378357123 | TNB | DISTRIBUTION | WP PUTRAJAYA & CYBERJAYA | Existing | 11 kV |  | RYB | VPTJ/PCE/J20031 | PE 20.03 PUMP HSE |  |  | Fail | Please check "Use"
378357209 | TNB | DISTRIBUTION | WP PUTRAJAYA & CYBERJAYA | Existing | 11 kV |  | RYB | VPTJ/PCE/J05021 | SS 5.02 STP2 (F1) |  |  | Fail | Please check "Use"
378357213 | TNB | DISTRIBUTION | WP PUTRAJAYA & CYBERJAYA | Existing | 11 kV |  | RYB | VPTJ/PCE/J05021 | SS 5.02 STP2 (F1) |  |  | Fail | Please check "Use"
378357216 | TNB | DISTRIBUTION | WP PUTRAJAYA & CYBERJAYA | Existing | 11 kV |  | RYB | VPTJ/PCE/J05021 | SS 5.02 STP2 (F1) |  |  | Fail | Please check "Use"
378357219 | TNB | DISTRIBUTION | WP PUTRAJAYA & CYBERJAYA | Existing | 11 kV |  | RYB | VPTJ/PCE/J05021 | SS 5.02 STP2 (F1) |  |  | Fail | Please check "Use"
378357221 | TNB | DISTRIBUTION | WP PUTRAJAYA & CYBERJAYA | Existing | 11 kV |  | RYB | VPTJ/PCE/J05021 | SS 5.02 STP2 (F1) |  |  | Fail | Please check "Use"
378357277 | TNB | DISTRIBUTION | WP PUTRAJAYA & CYBERJAYA | Existing | 11 kV |  | RYB | VPTJ/PCE/J10141 | PE 10.14 P10 A1 (F1) |  |  | Fail | Please check "Use"
378357278 | TNB | DISTRIBUTION | WP PUTRAJAYA & CYBERJAYA | Existing | 11 kV |  | RYB | VPTJ/PCE/J10141 | PE 10.14 P10 A1 (F1) |  |  | Fail | Please check "Use"
378357283 | TNB | DISTRIBUTION | WP PUTRAJAYA & CYBERJAYA | Existing | 11 kV |  | RYB | VPTJ/PCE/J10141 | PE 10.14 P10 A1 (F1) |  |  | Fail | Please check "Use"
378357289 | TNB | DISTRIBUTION | WP PUTRAJAYA & CYBERJAYA | Existing | 11 kV |  | RYB | VPTJ/PCE/J10141 | PE 10.14 P10 A1 (F1) |  |  | Fail | Please check "Use"
378357290 | TNB | DISTRIBUTION | WP PUTRAJAYA & CYBERJAYA | Existing | 11 kV |  | RYB | VPTJ/PCE/J10141 | PE 10.14 P10 A1 (F1) |  |  | Fail | Please check "Use"
378357294 | TNB | DISTRIBUTION | WP PUTRAJAYA & CYBERJAYA | Existing | 11 kV |  | RYB | VPTJ/PCE/J10141 | PE 10.14 P10 A1 (F1) |  |  | Fail | Please check "Use"
378357297 | TNB | DISTRIBUTION | WP PUTRAJAYA & CYBERJAYA | Existing | 11 kV |  | RYB | VPTJ/PCE/J10141 | PE 10.14 P10 A1 (F1) |  |  | Fail | Please check "Use"
378357298 | TNB | DISTRIBUTION | WP PUTRAJAYA & CYBERJAYA | Existing | 11 kV |  | RYB | VPTJ/PCE/J10141 | PE 10.14 P10 A1 (F1) |  |  | Fail | Please check "Use"
378357371 | TNB | DISTRIBUTION | WP PUTRAJAYA & CYBERJAYA | Existing | 11 kV |  | RYB | VPTJ/PCE/J10142 | PE 10.14 P10 A1 (F2) |  |  | Fail | Please check "Use"
378357372 | TNB | DISTRIBUTION | WP PUTRAJAYA & CYBERJAYA | Existing | 11 kV |  | RYB | VPTJ/PCE/J10142 | PE 10.14 P10 A1 (F2) |  |  | Fail | Please check "Use"
378357377 | TNB | DISTRIBUTION | WP PUTRAJAYA & CYBERJAYA | Existing | 11 kV |  | RYB | VPTJ/PCE/J10142 | PE 10.14 P10 A1 (F2) |  |  | Fail | Please check "Use"
378357383 | TNB | DISTRIBUTION | WP PUTRAJAYA & CYBERJAYA | Existing | 11 kV |  | RYB | VPTJ/PCE/J10142 | PE 10.14 P10 A1 (F2) |  |  | Fail | Please check "Use"
378357384 | TNB | DISTRIBUTION | WP PUTRAJAYA & CYBERJAYA | Existing | 11 kV |  | RYB | VPTJ/PCE/J10142 | PE 10.14 P10 A1 (F2) |  |  | Fail | Please check "Use"
378357388 | TNB | DISTRIBUTION | WP PUTRAJAYA & CYBERJAYA | Existing | 11 kV |  | RYB | VPTJ/PCE/J10142 | PE 10.14 P10 A1 (F2) |  |  | Fail | Please check "Use"
378357391 | TNB | DISTRIBUTION | WP PUTRAJAYA & CYBERJAYA | Existing | 11 kV |  | RYB | VPTJ/PCE/J10142 | PE 10.14 P10 A1 (F2) |  |  | Fail | Please check "Use"
378357392 | TNB | DISTRIBUTION | WP PUTRAJAYA & CYBERJAYA | Existing | 11 kV |  | RYB | VPTJ/PCE/J10142 | PE 10.14 P10 A1 (F2) |  |  | Fail | Please check "Use"
378357476 | TNB | DISTRIBUTION | WP PUTRAJAYA & CYBERJAYA | Existing | 11 kV |  | RYB | VPTJ/PCE/J10121 | PE 10.12 P10 A SEMI-D |  |  | Fail | Please check "Use"
378357477 | TNB | DISTRIBUTION | WP PUTRAJAYA & CYBERJAYA | Existing | 11 kV |  | RYB | VPTJ/PCE/J10121 | PE 10.12 P10 A SEMI-D |  |  | Fail | Please check "Use"
378357482 | TNB | DISTRIBUTION | WP PUTRAJAYA & CYBERJAYA | Existing | 11 kV |  | RYB | VPTJ/PCE/J10121 | PE 10.12 P10 A SEMI-D |  |  | Fail | Please check "Use"
378357488 | TNB | DISTRIBUTION | WP PUTRAJAYA & CYBERJAYA | Existing | 11 kV |  | RYB | VPTJ/PCE/J10121 | PE 10.12 P10 A SEMI-D |  |  | Fail | Please check "Use"
378357489 | TNB | DISTRIBUTION | WP PUTRAJAYA & CYBERJAYA | Existing | 11 kV |  | RYB | VPTJ/PCE/J10121 | PE 10.12 P10 A SEMI-D |  |  | Fail | Please check "Use"
378357493 | TNB | DISTRIBUTION | WP PUTRAJAYA & CYBERJAYA | Existing | 11 kV |  | RYB | VPTJ/PCE/J10121 | PE 10.12 P10 A SEMI-D |  |  | Fail | Please check "Use"
378357496 | TNB | DISTRIBUTION | WP PUTRAJAYA & CYBERJAYA | Existing | 11 kV |  | RYB | VPTJ/PCE/J10121 | PE 10.12 P10 A SEMI-D |  |  | Fail | Please check "Use"
378357497 | TNB | DISTRIBUTION | WP PUTRAJAYA & CYBERJAYA | Existing | 11 kV |  | RYB | VPTJ/PCE/J10121 | PE 10.12 P10 A SEMI-D |  |  | Fail | Please check "Use"
378357583 | TNB | DISTRIBUTION | WP PUTRAJAYA & CYBERJAYA | Existing | 11 kV |  | RYB | VPTJ/PCE/J09011 | PE 9.01 APT 4A (EFI) (F1) |  |  | Fail | Please check "Use"
378357584 | TNB | DISTRIBUTION | WP PUTRAJAYA & CYBERJAYA | Existing | 11 kV |  | RYB | VPTJ/PCE/J09011 | PE 9.01 APT 4A (EFI) (F1) |  |  | Fail | Please check "Use"
378357589 | TNB | DISTRIBUTION | WP PUTRAJAYA & CYBERJAYA | Existing | 11 kV |  | RYB | VPTJ/PCE/J09011 | PE 9.01 APT 4A (EFI) (F1) |  |  | Fail | Please check "Use"
378357595 | TNB | DISTRIBUTION | WP PUTRAJAYA & CYBERJAYA | Existing | 11 kV |  | RYB | VPTJ/PCE/J09011 | PE 9.01 APT 4A (EFI) (F1) |  |  | Fail | Please check "Use"
378357596 | TNB | DISTRIBUTION | WP PUTRAJAYA & CYBERJAYA | Existing | 11 kV |  | RYB | VPTJ/PCE/J09011 | PE 9.01 APT 4A (EFI) (F1) |  |  | Fail | Please check "Use"
378357600 | TNB | DISTRIBUTION | WP PUTRAJAYA & CYBERJAYA | Existing | 11 kV |  | RYB | VPTJ/PCE/J09011 | PE 9.01 APT 4A (EFI) (F1) |  |  | Fail | Please check "Use"
378357603 | TNB | DISTRIBUTION | WP PUTRAJAYA & CYBERJAYA | Existing | 11 kV |  | RYB | VPTJ/PCE/J09011 | PE 9.01 APT 4A (EFI) (F1) |  |  | Fail | Please check "Use"
378357604 | TNB | DISTRIBUTION | WP PUTRAJAYA & CYBERJAYA | Existing | 11 kV |  | RYB | VPTJ/PCE/J09011 | PE 9.01 APT 4A (EFI) (F1) |  |  | Fail | Please check "Use"
378357673 | TNB | DISTRIBUTION | WP PUTRAJAYA & CYBERJAYA | Existing | 11 kV |  | RYB | VPTJ/PCE/J09012 | PE 9.01 APT 4A (EFI) (F2) |  |  | Fail | Please check "Use"
378357674 | TNB | DISTRIBUTION | WP PUTRAJAYA & CYBERJAYA | Existing | 11 kV |  | RYB | VPTJ/PCE/J09012 | PE 9.01 APT 4A (EFI) (F2) |  |  | Fail | Please check "Use"
378357679 | TNB | DISTRIBUTION | WP PUTRAJAYA & CYBERJAYA | Existing | 11 kV |  | RYB | VPTJ/PCE/J09012 | PE 9.01 APT 4A (EFI) (F2) |  |  | Fail | Please check "Use"
378357685 | TNB | DISTRIBUTION | WP PUTRAJAYA & CYBERJAYA | Existing | 11 kV |  | RYB | VPTJ/PCE/J09012 | PE 9.01 APT 4A (EFI) (F2) |  |  | Fail | Please check "Use"
378357686 | TNB | DISTRIBUTION | WP PUTRAJAYA & CYBERJAYA | Existing | 11 kV |  | RYB | VPTJ/PCE/J09012 | PE 9.01 APT 4A (EFI) (F2) |  |  | Fail | Please check "Use"
378357690 | TNB | DISTRIBUTION | WP PUTRAJAYA & CYBERJAYA | Existing | 11 kV |  | RYB | VPTJ/PCE/J09012 | PE 9.01 APT 4A (EFI) (F2) |  |  | Fail | Please check "Use"
378357693 | TNB | DISTRIBUTION | WP PUTRAJAYA & CYBERJAYA | Existing | 11 kV |  | RYB | VPTJ/PCE/J09012 | PE 9.01 APT 4A (EFI) (F2) |  |  | Fail | Please check "Use"
378357694 | TNB | DISTRIBUTION | WP PUTRAJAYA & CYBERJAYA | Existing | 11 kV |  | RYB | VPTJ/PCE/J09012 | PE 9.01 APT 4A (EFI) (F2) |  |  | Fail | Please check "Use"
378357764 | TNB | DISTRIBUTION | WP PUTRAJAYA & CYBERJAYA | Existing | 11 kV |  | RYB | VPTJ/PCE/J09021 | PE 9.02 APT 4E (F1) |  |  | Fail | Please check "Use"
378357765 | TNB | DISTRIBUTION | WP PUTRAJAYA & CYBERJAYA | Existing | 11 kV |  | RYB | VPTJ/PCE/J09021 | PE 9.02 APT 4E (F1) |  |  | Fail | Please check "Use"
378357770 | TNB | DISTRIBUTION | WP PUTRAJAYA & CYBERJAYA | Existing | 11 kV |  | RYB | VPTJ/PCE/J09021 | PE 9.02 APT 4E (F1) |  |  | Fail | Please check "Use"
378357776 | TNB | DISTRIBUTION | WP PUTRAJAYA & CYBERJAYA | Existing | 11 kV |  | RYB | VPTJ/PCE/J09021 | PE 9.02 APT 4E (F1) |  |  | Fail | Please check "Use"
378357777 | TNB | DISTRIBUTION | WP PUTRAJAYA & CYBERJAYA | Existing | 11 kV |  | RYB | VPTJ/PCE/J09021 | PE 9.02 APT 4E (F1) |  |  | Fail | Please check "Use"
378357781 | TNB | DISTRIBUTION | WP PUTRAJAYA & CYBERJAYA | Existing | 11 kV |  | RYB | VPTJ/PCE/J09021 | PE 9.02 APT 4E (F1) |  |  | Fail | Please check "Use"
378357784 | TNB | DISTRIBUTION | WP PUTRAJAYA & CYBERJAYA | Existing | 11 kV |  | RYB | VPTJ/PCE/J09021 | PE 9.02 APT 4E (F1) |  |  | Fail | Please check "Use"
378357785 | TNB | DISTRIBUTION | WP PUTRAJAYA & CYBERJAYA | Existing | 11 kV |  | RYB | VPTJ/PCE/J09021 | PE 9.02 APT 4E (F1) |  |  | Fail | Please check "Use"
378357864 | TNB | DISTRIBUTION | WP PUTRAJAYA & CYBERJAYA | Existing | 11 kV |  | RYB | VPTJ/PCE/J09022 | PE 9.02 APT 4E (F2) |  |  | Fail | Please check "Use"
378357865 | TNB | DISTRIBUTION | WP PUTRAJAYA & CYBERJAYA | Existing | 11 kV |  | RYB | VPTJ/PCE/J09022 | PE 9.02 APT 4E (F2) |  |  | Fail | Please check "Use"
378357870 | TNB | DISTRIBUTION | WP PUTRAJAYA & CYBERJAYA | Existing | 11 kV |  | RYB | VPTJ/PCE/J09022 | PE 9.02 APT 4E (F2) |  |  | Fail | Please check "Use"
378357876 | TNB | DISTRIBUTION | WP PUTRAJAYA & CYBERJAYA | Existing | 11 kV |  | RYB | VPTJ/PCE/J09022 | PE 9.02 APT 4E (F2) |  |  | Fail | Please check "Use"
378357877 | TNB | DISTRIBUTION | WP PUTRAJAYA & CYBERJAYA | Existing | 11 kV |  | RYB | VPTJ/PCE/J09022 | PE 9.02 APT 4E (F2) |  |  | Fail | Please check "Use"
378357881 | TNB | DISTRIBUTION | WP PUTRAJAYA & CYBERJAYA | Existing | 11 kV |  | RYB | VPTJ/PCE/J09022 | PE 9.02 APT 4E (F2) |  |  | Fail | Please check "Use"
378357884 | TNB | DISTRIBUTION | WP PUTRAJAYA & CYBERJAYA | Existing | 11 kV |  | RYB | VPTJ/PCE/J09022 | PE 9.02 APT 4E (F2) |  |  | Fail | Please check "Use"
378357885 | TNB | DISTRIBUTION | WP PUTRAJAYA & CYBERJAYA | Existing | 11 kV |  | RYB | VPTJ/PCE/J09022 | PE 9.02 APT 4E (F2) |  |  | Fail | Please check "Use"
378357963 | TNB | DISTRIBUTION | WP PUTRAJAYA & CYBERJAYA | Existing | 11 kV |  | RYB | VPTJ/PCE/J09031 | PE 9.03 APT 3C (F1) |  |  | Fail | Please check "Use"
378357964 | TNB | DISTRIBUTION | WP PUTRAJAYA & CYBERJAYA | Existing | 11 kV |  | RYB | VPTJ/PCE/J09031 | PE 9.03 APT 3C (F1) |  |  | Fail | Please check "Use"
378357969 | TNB | DISTRIBUTION | WP PUTRAJAYA & CYBERJAYA | Existing | 11 kV |  | RYB | VPTJ/PCE/J09031 | PE 9.03 APT 3C (F1) |  |  | Fail | Please check "Use"
378357975 | TNB | DISTRIBUTION | WP PUTRAJAYA & CYBERJAYA | Existing | 11 kV |  | RYB | VPTJ/PCE/J09031 | PE 9.03 APT 3C (F1) |  |  | Fail | Please check "Use"
378357976 | TNB | DISTRIBUTION | WP PUTRAJAYA & CYBERJAYA | Existing | 11 kV |  | RYB | VPTJ/PCE/J09031 | PE 9.03 APT 3C (F1) |  |  | Fail | Please check "Use"
378357980 | TNB | DISTRIBUTION | WP PUTRAJAYA & CYBERJAYA | Existing | 11 kV |  | RYB | VPTJ/PCE/J09031 | PE 9.03 APT 3C (F1) |  |  | Fail | Please check "Use"
378357983 | TNB | DISTRIBUTION | WP PUTRAJAYA & CYBERJAYA | Existing | 11 kV |  | RYB | VPTJ/PCE/J09031 | PE 9.03 APT 3C (F1) |  |  | Fail | Please check "Use"
378357984 | TNB | DISTRIBUTION | WP PUTRAJAYA & CYBERJAYA | Existing | 11 kV |  | RYB | VPTJ/PCE/J09031 | PE 9.03 APT 3C (F1) |  |  | Fail | Please check "Use"
378358056 | TNB | DISTRIBUTION | WP PUTRAJAYA & CYBERJAYA | Existing | 11 kV |  | RYB | VPTJ/PCE/J09032 | PE 9.03 APT 3C (F2) |  |  | Fail | Please check "Use"
378358057 | TNB | DISTRIBUTION | WP PUTRAJAYA & CYBERJAYA | Existing | 11 kV |  | RYB | VPTJ/PCE/J09032 | PE 9.03 APT 3C (F2) |  |  | Fail | Please check "Use"
378358062 | TNB | DISTRIBUTION | WP PUTRAJAYA & CYBERJAYA | Existing | 11 kV |  | RYB | VPTJ/PCE/J09032 | PE 9.03 APT 3C (F2) |  |  | Fail | Please check "Use"
378358068 | TNB | DISTRIBUTION | WP PUTRAJAYA & CYBERJAYA | Existing | 11 kV |  | RYB | VPTJ/PCE/J09032 | PE 9.03 APT 3C (F2) |  |  | Fail | Please check "Use"
378358069 | TNB | DISTRIBUTION | WP PUTRAJAYA & CYBERJAYA | Existing | 11 kV |  | RYB | VPTJ/PCE/J09032 | PE 9.03 APT 3C (F2) |  |  | Fail | Please check "Use"
378358073 | TNB | DISTRIBUTION | WP PUTRAJAYA & CYBERJAYA | Existing | 11 kV |  | RYB | VPTJ/PCE/J09032 | PE 9.03 APT 3C (F2) |  |  | Fail | Please check "Use"
378358076 | TNB | DISTRIBUTION | WP PUTRAJAYA & CYBERJAYA | Existing | 11 kV |  | RYB | VPTJ/PCE/J09032 | PE 9.03 APT 3C (F2) |  |  | Fail | Please check "Use"
378358077 | TNB | DISTRIBUTION | WP PUTRAJAYA & CYBERJAYA | Existing | 11 kV |  | RYB | VPTJ/PCE/J09032 | PE 9.03 APT 3C (F2) |  |  | Fail | Please check "Use"
378358154 | TNB | DISTRIBUTION | WP PUTRAJAYA & CYBERJAYA | Existing | 11 kV |  | RYB | VPTJ/PCE/J09041 | PE 9.04 APT 3B (EFI) (F1) |  |  | Fail | Please check "Use"
378358155 | TNB | DISTRIBUTION | WP PUTRAJAYA & CYBERJAYA | Existing | 11 kV |  | RYB | VPTJ/PCE/J09041 | PE 9.04 APT 3B (EFI) (F1) |  |  | Fail | Please check "Use"
378358160 | TNB | DISTRIBUTION | WP PUTRAJAYA & CYBERJAYA | Existing | 11 kV |  | RYB | VPTJ/PCE/J09041 | PE 9.04 APT 3B (EFI) (F1) |  |  | Fail | Please check "Use"
378358166 | TNB | DISTRIBUTION | WP PUTRAJAYA & CYBERJAYA | Existing | 11 kV |  | RYB | VPTJ/PCE/J09041 | PE 9.04 APT 3B (EFI) (F1) |  |  | Fail | Please check "Use"
378358167 | TNB | DISTRIBUTION | WP PUTRAJAYA & CYBERJAYA | Existing | 11 kV |  | RYB | VPTJ/PCE/J09041 | PE 9.04 APT 3B (EFI) (F1) |  |  | Fail | Please check "Use"
378358171 | TNB | DISTRIBUTION | WP PUTRAJAYA & CYBERJAYA | Existing | 11 kV |  | RYB | VPTJ/PCE/J09041 | PE 9.04 APT 3B (EFI) (F1) |  |  | Fail | Please check "Use"
378358174 | TNB | DISTRIBUTION | WP PUTRAJAYA & CYBERJAYA | Existing | 11 kV |  | RYB | VPTJ/PCE/J09041 | PE 9.04 APT 3B (EFI) (F1) |  |  | Fail | Please check "Use"
378358175 | TNB | DISTRIBUTION | WP PUTRAJAYA & CYBERJAYA | Existing | 11 kV |  | RYB | VPTJ/PCE/J09041 | PE 9.04 APT 3B (EFI) (F1) |  |  | Fail | Please check "Use"
378358248 | TNB | DISTRIBUTION | WP PUTRAJAYA & CYBERJAYA | Existing | 11 kV |  | RYB | VPTJ/PCE/J09042 | PE 9.04 APT 3B (EFI) (F2) |  |  | Fail | Please check "Use"
378358249 | TNB | DISTRIBUTION | WP PUTRAJAYA & CYBERJAYA | Existing | 11 kV |  | RYB | VPTJ/PCE/J09042 | PE 9.04 APT 3B (EFI) (F2) |  |  | Fail | Please check "Use"
378358254 | TNB | DISTRIBUTION | WP PUTRAJAYA & CYBERJAYA | Existing | 11 kV |  | RYB | VPTJ/PCE/J09042 | PE 9.04 APT 3B (EFI) (F2) |  |  | Fail | Please check "Use"
378358260 | TNB | DISTRIBUTION | WP PUTRAJAYA & CYBERJAYA | Existing | 11 kV |  | RYB | VPTJ/PCE/J09042 | PE 9.04 APT 3B (EFI) (F2) |  |  | Fail | Please check "Use"
378358261 | TNB | DISTRIBUTION | WP PUTRAJAYA & CYBERJAYA | Existing | 11 kV |  | RYB | VPTJ/PCE/J09042 | PE 9.04 APT 3B (EFI) (F2) |  |  | Fail | Please check "Use"
378358265 | TNB | DISTRIBUTION | WP PUTRAJAYA & CYBERJAYA | Existing | 11 kV |  | RYB | VPTJ/PCE/J09042 | PE 9.04 APT 3B (EFI) (F2) |  |  | Fail | Please check "Use"
378358268 | TNB | DISTRIBUTION | WP PUTRAJAYA & CYBERJAYA | Existing | 11 kV |  | RYB | VPTJ/PCE/J09042 | PE 9.04 APT 3B (EFI) (F2) |  |  | Fail | Please check "Use"
378358269 | TNB | DISTRIBUTION | WP PUTRAJAYA & CYBERJAYA | Existing | 11 kV |  | RYB | VPTJ/PCE/J09042 | PE 9.04 APT 3B (EFI) (F2) |  |  | Fail | Please check "Use"
378358359 | TNB | DISTRIBUTION | WP PUTRAJAYA & CYBERJAYA | Existing | 11 kV |  | RYB | VPTJ/PCE/J09052 | PE 9.05 P9 G1 TERES F2 |  |  | Fail | Please check "Use"
378358370 | TNB | DISTRIBUTION | WP PUTRAJAYA & CYBERJAYA | Existing | 11 kV |  | RYB | VPTJ/PCE/J09052 | PE 9.05 P9 G1 TERES F2 |  |  | Fail | Please check "Use"
378358371 | TNB | DISTRIBUTION | WP PUTRAJAYA & CYBERJAYA | Existing | 11 kV |  | RYB | VPTJ/PCE/J09052 | PE 9.05 P9 G1 TERES F2 |  |  | Fail | Please check "Use"
378358380 | TNB | DISTRIBUTION | WP PUTRAJAYA & CYBERJAYA | Existing | 11 kV |  | RYB | VPTJ/PCE/J09052 | PE 9.05 P9 G1 TERES F2 |  |  | Fail | Please check "Use"
378358386 | TNB | DISTRIBUTION | WP PUTRAJAYA & CYBERJAYA | Existing | 11 kV |  | RYB | VPTJ/PCE/J09052 | PE 9.05 P9 G1 TERES F2 |  |  | Fail | Please check "Use"
378358388 | TNB | DISTRIBUTION | WP PUTRAJAYA & CYBERJAYA | Existing | 11 kV |  | RYB | VPTJ/PCE/J09052 | PE 9.05 P9 G1 TERES F2 |  |  | Fail | Please check "Use"
378358390 | TNB | DISTRIBUTION | WP PUTRAJAYA & CYBERJAYA | Existing | 11 kV |  | RYB | VPTJ/PCE/J09052 | PE 9.05 P9 G1 TERES F2 |  |  | Fail | Please check "Use"
378358396 | TNB | DISTRIBUTION | WP PUTRAJAYA & CYBERJAYA | Existing | 11 kV |  | RYB | VPTJ/PCE/J09052 | PE 9.05 P9 G1 TERES F2 |  |  | Fail | Please check "Use"
378358407 | TNB | DISTRIBUTION | WP PUTRAJAYA & CYBERJAYA | Existing | 11 kV |  | RYB | VPTJ/PCE/J09051 | PE 9.05 P9 G1 TERES F1 |  |  | Fail | Please check "Use"
378358418 | TNB | DISTRIBUTION | WP PUTRAJAYA & CYBERJAYA | Existing | 11 kV |  | RYB | VPTJ/PCE/J09051 | PE 9.05 P9 G1 TERES F1 |  |  | Fail | Please check "Use"
378358419 | TNB | DISTRIBUTION | WP PUTRAJAYA & CYBERJAYA | Existing | 11 kV |  | RYB | VPTJ/PCE/J09051 | PE 9.05 P9 G1 TERES F1 |  |  | Fail | Please check "Use"
378358428 | TNB | DISTRIBUTION | WP PUTRAJAYA & CYBERJAYA | Existing | 11 kV |  | RYB | VPTJ/PCE/J09051 | PE 9.05 P9 G1 TERES F1 |  |  | Fail | Please check "Use"
378358434 | TNB | DISTRIBUTION | WP PUTRAJAYA & CYBERJAYA | Existing | 11 kV |  | RYB | VPTJ/PCE/J09051 | PE 9.05 P9 G1 TERES F1 |  |  | Fail | Please check "Use"
378358436 | TNB | DISTRIBUTION | WP PUTRAJAYA & CYBERJAYA | Existing | 11 kV |  | RYB | VPTJ/PCE/J09051 | PE 9.05 P9 G1 TERES F1 |  |  | Fail | Please check "Use"
378358438 | TNB | DISTRIBUTION | WP PUTRAJAYA & CYBERJAYA | Existing | 11 kV |  | RYB | VPTJ/PCE/J09051 | PE 9.05 P9 G1 TERES F1 |  |  | Fail | Please check "Use"
378358444 | TNB | DISTRIBUTION | WP PUTRAJAYA & CYBERJAYA | Existing | 11 kV |  | RYB | VPTJ/PCE/J09051 | PE 9.05 P9 G1 TERES F1 |  |  | Fail | Please check "Use"
378358587 | TNB | DISTRIBUTION | WP PUTRAJAYA & CYBERJAYA | Existing | 11 kV |  | RYB | VPTJ/PCE/J09061 | PE 9.06 APT 2E (F1) |  |  | Fail | Please check "Use"
378358588 | TNB | DISTRIBUTION | WP PUTRAJAYA & CYBERJAYA | Existing | 11 kV |  | RYB | VPTJ/PCE/J09061 | PE 9.06 APT 2E (F1) |  |  | Fail | Please check "Use"
378358593 | TNB | DISTRIBUTION | WP PUTRAJAYA & CYBERJAYA | Existing | 11 kV |  | RYB | VPTJ/PCE/J09061 | PE 9.06 APT 2E (F1) |  |  | Fail | Please check "Use"
378358599 | TNB | DISTRIBUTION | WP PUTRAJAYA & CYBERJAYA | Existing | 11 kV |  | RYB | VPTJ/PCE/J09061 | PE 9.06 APT 2E (F1) |  |  | Fail | Please check "Use"
378358600 | TNB | DISTRIBUTION | WP PUTRAJAYA & CYBERJAYA | Existing | 11 kV |  | RYB | VPTJ/PCE/J09061 | PE 9.06 APT 2E (F1) |  |  | Fail | Please check "Use"
378358604 | TNB | DISTRIBUTION | WP PUTRAJAYA & CYBERJAYA | Existing | 11 kV |  | RYB | VPTJ/PCE/J09061 | PE 9.06 APT 2E (F1) |  |  | Fail | Please check "Use"
378358607 | TNB | DISTRIBUTION | WP PUTRAJAYA & CYBERJAYA | Existing | 11 kV |  | RYB | VPTJ/PCE/J09061 | PE 9.06 APT 2E (F1) |  |  | Fail | Please check "Use"
378358608 | TNB | DISTRIBUTION | WP PUTRAJAYA & CYBERJAYA | Existing | 11 kV |  | RYB | VPTJ/PCE/J09061 | PE 9.06 APT 2E (F1) |  |  | Fail | Please check "Use"
378358610 | TNB | DISTRIBUTION | WP PUTRAJAYA & CYBERJAYA | Existing | 11 kV |  | RYB | VPTJ/PCE/J09062 | PE 9.06 APT 2E (F2) |  |  | Fail | Please check "Use"
378358611 | TNB | DISTRIBUTION | WP PUTRAJAYA & CYBERJAYA | Existing | 11 kV |  | RYB | VPTJ/PCE/J09062 | PE 9.06 APT 2E (F2) |  |  | Fail | Please check "Use"
378358616 | TNB | DISTRIBUTION | WP PUTRAJAYA & CYBERJAYA | Existing | 11 kV |  | RYB | VPTJ/PCE/J09062 | PE 9.06 APT 2E (F2) |  |  | Fail | Please check "Use"
378358622 | TNB | DISTRIBUTION | WP PUTRAJAYA & CYBERJAYA | Existing | 11 kV |  | RYB | VPTJ/PCE/J09062 | PE 9.06 APT 2E (F2) |  |  | Fail | Please check "Use"
378358623 | TNB | DISTRIBUTION | WP PUTRAJAYA & CYBERJAYA | Existing | 11 kV |  | RYB | VPTJ/PCE/J09062 | PE 9.06 APT 2E (F2) |  |  | Fail | Please check "Use"
378358627 | TNB | DISTRIBUTION | WP PUTRAJAYA & CYBERJAYA | Existing | 11 kV |  | RYB | VPTJ/PCE/J09062 | PE 9.06 APT 2E (F2) |  |  | Fail | Please check "Use"
378358630 | TNB | DISTRIBUTION | WP PUTRAJAYA & CYBERJAYA | Existing | 11 kV |  | RYB | VPTJ/PCE/J09062 | PE 9.06 APT 2E (F2) |  |  | Fail | Please check "Use"
378358631 | TNB | DISTRIBUTION | WP PUTRAJAYA & CYBERJAYA | Existing | 11 kV |  | RYB | VPTJ/PCE/J09062 | PE 9.06 APT 2E (F2) |  |  | Fail | Please check "Use"
378358773 | TNB | DISTRIBUTION | WP PUTRAJAYA & CYBERJAYA | Existing | 11 kV |  | RYB | VPTJ/PCE/J09071 | PE 9.07 APT 2A (EFI) (F1) |  |  | Fail | Please check "Use"
378358774 | TNB | DISTRIBUTION | WP PUTRAJAYA & CYBERJAYA | Existing | 11 kV |  | RYB | VPTJ/PCE/J09071 | PE 9.07 APT 2A (EFI) (F1) |  |  | Fail | Please check "Use"
378358779 | TNB | DISTRIBUTION | WP PUTRAJAYA & CYBERJAYA | Existing | 11 kV |  | RYB | VPTJ/PCE/J09071 | PE 9.07 APT 2A (EFI) (F1) |  |  | Fail | Please check "Use"
378358785 | TNB | DISTRIBUTION | WP PUTRAJAYA & CYBERJAYA | Existing | 11 kV |  | RYB | VPTJ/PCE/J09071 | PE 9.07 APT 2A (EFI) (F1) |  |  | Fail | Please check "Use"
378358786 | TNB | DISTRIBUTION | WP PUTRAJAYA & CYBERJAYA | Existing | 11 kV |  | RYB | VPTJ/PCE/J09071 | PE 9.07 APT 2A (EFI) (F1) |  |  | Fail | Please check "Use"
378358790 | TNB | DISTRIBUTION | WP PUTRAJAYA & CYBERJAYA | Existing | 11 kV |  | RYB | VPTJ/PCE/J09071 | PE 9.07 APT 2A (EFI) (F1) |  |  | Fail | Please check "Use"
378358793 | TNB | DISTRIBUTION | WP PUTRAJAYA & CYBERJAYA | Existing | 11 kV |  | RYB | VPTJ/PCE/J09071 | PE 9.07 APT 2A (EFI) (F1) |  |  | Fail | Please check "Use"
378358794 | TNB | DISTRIBUTION | WP PUTRAJAYA & CYBERJAYA | Existing | 11 kV |  | RYB | VPTJ/PCE/J09071 | PE 9.07 APT 2A (EFI) (F1) |  |  | Fail | Please check "Use"
378358867 | TNB | DISTRIBUTION | WP PUTRAJAYA & CYBERJAYA | Existing | 11 kV |  | RYB | VPTJ/PCE/J09072 | PE 9.07 APT 2A (EFI) (F2) |  |  | Fail | Please check "Use"
378358868 | TNB | DISTRIBUTION | WP PUTRAJAYA & CYBERJAYA | Existing | 11 kV |  | RYB | VPTJ/PCE/J09072 | PE 9.07 APT 2A (EFI) (F2) |  |  | Fail | Please check "Use"
378358873 | TNB | DISTRIBUTION | WP PUTRAJAYA & CYBERJAYA | Existing | 11 kV |  | RYB | VPTJ/PCE/J09072 | PE 9.07 APT 2A (EFI) (F2) |  |  | Fail | Please check "Use"
378358879 | TNB | DISTRIBUTION | WP PUTRAJAYA & CYBERJAYA | Existing | 11 kV |  | RYB | VPTJ/PCE/J09072 | PE 9.07 APT 2A (EFI) (F2) |  |  | Fail | Please check "Use"
378358880 | TNB | DISTRIBUTION | WP PUTRAJAYA & CYBERJAYA | Existing | 11 kV |  | RYB | VPTJ/PCE/J09072 | PE 9.07 APT 2A (EFI) (F2) |  |  | Fail | Please check "Use"
378358884 | TNB | DISTRIBUTION | WP PUTRAJAYA & CYBERJAYA | Existing | 11 kV |  | RYB | VPTJ/PCE/J09072 | PE 9.07 APT 2A (EFI) (F2) |  |  | Fail | Please check "Use"
378358887 | TNB | DISTRIBUTION | WP PUTRAJAYA & CYBERJAYA | Existing | 11 kV |  | RYB | VPTJ/PCE/J09072 | PE 9.07 APT 2A (EFI) (F2) |  |  | Fail | Please check "Use"
378358888 | TNB | DISTRIBUTION | WP PUTRAJAYA & CYBERJAYA | Existing | 11 kV |  | RYB | VPTJ/PCE/J09072 | PE 9.07 APT 2A (EFI) (F2) |  |  | Fail | Please check "Use"
378358970 | TNB | DISTRIBUTION | WP PUTRAJAYA & CYBERJAYA | Existing | 11 kV |  | RYB | VPTJ/PCE/J09081 | PE 9.08 P9G TERES (F1) |  |  | Fail | Please check "Use"
378358971 | TNB | DISTRIBUTION | WP PUTRAJAYA & CYBERJAYA | Existing | 11 kV |  | RYB | VPTJ/PCE/J09081 | PE 9.08 P9G TERES (F1) |  |  | Fail | Please check "Use"
378358976 | TNB | DISTRIBUTION | WP PUTRAJAYA & CYBERJAYA | Existing | 11 kV |  | RYB | VPTJ/PCE/J09081 | PE 9.08 P9G TERES (F1) |  |  | Fail | Please check "Use"
378358982 | TNB | DISTRIBUTION | WP PUTRAJAYA & CYBERJAYA | Existing | 11 kV |  | RYB | VPTJ/PCE/J09081 | PE 9.08 P9G TERES (F1) |  |  | Fail | Please check "Use"
378358983 | TNB | DISTRIBUTION | WP PUTRAJAYA & CYBERJAYA | Existing | 11 kV |  | RYB | VPTJ/PCE/J09081 | PE 9.08 P9G TERES (F1) |  |  | Fail | Please check "Use"
378358987 | TNB | DISTRIBUTION | WP PUTRAJAYA & CYBERJAYA | Existing | 11 kV |  | RYB | VPTJ/PCE/J09081 | PE 9.08 P9G TERES (F1) |  |  | Fail | Please check "Use"
378358990 | TNB | DISTRIBUTION | WP PUTRAJAYA & CYBERJAYA | Existing | 11 kV |  | RYB | VPTJ/PCE/J09081 | PE 9.08 P9G TERES (F1) |  |  | Fail | Please check "Use"
378358991 | TNB | DISTRIBUTION | WP PUTRAJAYA & CYBERJAYA | Existing | 11 kV |  | RYB | VPTJ/PCE/J09081 | PE 9.08 P9G TERES (F1) |  |  | Fail | Please check "Use"
378359061 | TNB | DISTRIBUTION | WP PUTRAJAYA & CYBERJAYA | Existing | 11 kV |  | RYB | VPTJ/PCE/J09082 | PE 9.08 P9G TERES (F2) |  |  | Fail | Please check "Use"
378359062 | TNB | DISTRIBUTION | WP PUTRAJAYA & CYBERJAYA | Existing | 11 kV |  | RYB | VPTJ/PCE/J09082 | PE 9.08 P9G TERES (F2) |  |  | Fail | Please check "Use"
378359067 | TNB | DISTRIBUTION | WP PUTRAJAYA & CYBERJAYA | Existing | 11 kV |  | RYB | VPTJ/PCE/J09082 | PE 9.08 P9G TERES (F2) |  |  | Fail | Please check "Use"
378359073 | TNB | DISTRIBUTION | WP PUTRAJAYA & CYBERJAYA | Existing | 11 kV |  | RYB | VPTJ/PCE/J09082 | PE 9.08 P9G TERES (F2) |  |  | Fail | Please check "Use"
378359074 | TNB | DISTRIBUTION | WP PUTRAJAYA & CYBERJAYA | Existing | 11 kV |  | RYB | VPTJ/PCE/J09082 | PE 9.08 P9G TERES (F2) |  |  | Fail | Please check "Use"
378359078 | TNB | DISTRIBUTION | WP PUTRAJAYA & CYBERJAYA | Existing | 11 kV |  | RYB | VPTJ/PCE/J09082 | PE 9.08 P9G TERES (F2) |  |  | Fail | Please check "Use"
378359081 | TNB | DISTRIBUTION | WP PUTRAJAYA & CYBERJAYA | Existing | 11 kV |  | RYB | VPTJ/PCE/J09082 | PE 9.08 P9G TERES (F2) |  |  | Fail | Please check "Use"
378359082 | TNB | DISTRIBUTION | WP PUTRAJAYA & CYBERJAYA | Existing | 11 kV |  | RYB | VPTJ/PCE/J09082 | PE 9.08 P9G TERES (F2) |  |  | Fail | Please check "Use"
378359154 | TNB | DISTRIBUTION | WP PUTRAJAYA & CYBERJAYA | Existing | 11 kV |  | RYB | VPTJ/PCE/J09091 | PE 9.09 APT A1 (EFI) (F1) |  |  | Fail | Please check "Use"
378359155 | TNB | DISTRIBUTION | WP PUTRAJAYA & CYBERJAYA | Existing | 11 kV |  | RYB | VPTJ/PCE/J09091 | PE 9.09 APT A1 (EFI) (F1) |  |  | Fail | Please check "Use"
378359160 | TNB | DISTRIBUTION | WP PUTRAJAYA & CYBERJAYA | Existing | 11 kV |  | RYB | VPTJ/PCE/J09091 | PE 9.09 APT A1 (EFI) (F1) |  |  | Fail | Please check "Use"
378359166 | TNB | DISTRIBUTION | WP PUTRAJAYA & CYBERJAYA | Existing | 11 kV |  | RYB | VPTJ/PCE/J09091 | PE 9.09 APT A1 (EFI) (F1) |  |  | Fail | Please check "Use"
378359167 | TNB | DISTRIBUTION | WP PUTRAJAYA & CYBERJAYA | Existing | 11 kV |  | RYB | VPTJ/PCE/J09091 | PE 9.09 APT A1 (EFI) (F1) |  |  | Fail | Please check "Use"
378359171 | TNB | DISTRIBUTION | WP PUTRAJAYA & CYBERJAYA | Existing | 11 kV |  | RYB | VPTJ/PCE/J09091 | PE 9.09 APT A1 (EFI) (F1) |  |  | Fail | Please check "Use"
378359174 | TNB | DISTRIBUTION | WP PUTRAJAYA & CYBERJAYA | Existing | 11 kV |  | RYB | VPTJ/PCE/J09091 | PE 9.09 APT A1 (EFI) (F1) |  |  | Fail | Please check "Use"
378359175 | TNB | DISTRIBUTION | WP PUTRAJAYA & CYBERJAYA | Existing | 11 kV |  | RYB | VPTJ/PCE/J09091 | PE 9.09 APT A1 (EFI) (F1) |  |  | Fail | Please check "Use"
378359248 | TNB | DISTRIBUTION | WP PUTRAJAYA & CYBERJAYA | Existing | 11 kV |  | RYB | VPTJ/PCE/J09092 | PE 9.09 APT A1 (EFI) (F2) |  |  | Fail | Please check "Use"
378359249 | TNB | DISTRIBUTION | WP PUTRAJAYA & CYBERJAYA | Existing | 11 kV |  | RYB | VPTJ/PCE/J09092 | PE 9.09 APT A1 (EFI) (F2) |  |  | Fail | Please check "Use"
378359254 | TNB | DISTRIBUTION | WP PUTRAJAYA & CYBERJAYA | Existing | 11 kV |  | RYB | VPTJ/PCE/J09092 | PE 9.09 APT A1 (EFI) (F2) |  |  | Fail | Please check "Use"
378359260 | TNB | DISTRIBUTION | WP PUTRAJAYA & CYBERJAYA | Existing | 11 kV |  | RYB | VPTJ/PCE/J09092 | PE 9.09 APT A1 (EFI) (F2) |  |  | Fail | Please check "Use"
378359261 | TNB | DISTRIBUTION | WP PUTRAJAYA & CYBERJAYA | Existing | 11 kV |  | RYB | VPTJ/PCE/J09092 | PE 9.09 APT A1 (EFI) (F2) |  |  | Fail | Please check "Use"
378359265 | TNB | DISTRIBUTION | WP PUTRAJAYA & CYBERJAYA | Existing | 11 kV |  | RYB | VPTJ/PCE/J09092 | PE 9.09 APT A1 (EFI) (F2) |  |  | Fail | Please check "Use"
378359268 | TNB | DISTRIBUTION | WP PUTRAJAYA & CYBERJAYA | Existing | 11 kV |  | RYB | VPTJ/PCE/J09092 | PE 9.09 APT A1 (EFI) (F2) |  |  | Fail | Please check "Use"
378359269 | TNB | DISTRIBUTION | WP PUTRAJAYA & CYBERJAYA | Existing | 11 kV |  | RYB | VPTJ/PCE/J09092 | PE 9.09 APT A1 (EFI) (F2) |  |  | Fail | Please check "Use"
378359350 | TNB | DISTRIBUTION | WP PUTRAJAYA & CYBERJAYA | Existing | 11 kV |  | RYB | VPTJ/PCE/J09101 | PE 9.10 PS 1 |  |  | Fail | Please check "Use"
378359351 | TNB | DISTRIBUTION | WP PUTRAJAYA & CYBERJAYA | Existing | 11 kV |  | RYB | VPTJ/PCE/J09101 | PE 9.10 PS 1 |  |  | Fail | Please check "Use"
378359356 | TNB | DISTRIBUTION | WP PUTRAJAYA & CYBERJAYA | Existing | 11 kV |  | RYB | VPTJ/PCE/J09101 | PE 9.10 PS 1 |  |  | Fail | Please check "Use"
378359362 | TNB | DISTRIBUTION | WP PUTRAJAYA & CYBERJAYA | Existing | 11 kV |  | RYB | VPTJ/PCE/J09101 | PE 9.10 PS 1 |  |  | Fail | Please check "Use"
378359363 | TNB | DISTRIBUTION | WP PUTRAJAYA & CYBERJAYA | Existing | 11 kV |  | RYB | VPTJ/PCE/J09101 | PE 9.10 PS 1 |  |  | Fail | Please check "Use"
378359367 | TNB | DISTRIBUTION | WP PUTRAJAYA & CYBERJAYA | Existing | 11 kV |  | RYB | VPTJ/PCE/J09101 | PE 9.10 PS 1 |  |  | Fail | Please check "Use"
378359370 | TNB | DISTRIBUTION | WP PUTRAJAYA & CYBERJAYA | Existing | 11 kV |  | RYB | VPTJ/PCE/J09101 | PE 9.10 PS 1 |  |  | Fail | Please check "Use"
378359371 | TNB | DISTRIBUTION | WP PUTRAJAYA & CYBERJAYA | Existing | 11 kV |  | RYB | VPTJ/PCE/J09101 | PE 9.10 PS 1 |  |  | Fail | Please check "Use"
378359454 | TNB | DISTRIBUTION | WP PUTRAJAYA & CYBERJAYA | Existing | 11 kV |  | RYB | VPTJ/PCE/J09151 | PE 9.15 APT 6D (EFI) (F1) |  |  | Fail | Please check "Use"
378359455 | TNB | DISTRIBUTION | WP PUTRAJAYA & CYBERJAYA | Existing | 11 kV |  | RYB | VPTJ/PCE/J09151 | PE 9.15 APT 6D (EFI) (F1) |  |  | Fail | Please check "Use"
378359460 | TNB | DISTRIBUTION | WP PUTRAJAYA & CYBERJAYA | Existing | 11 kV |  | RYB | VPTJ/PCE/J09151 | PE 9.15 APT 6D (EFI) (F1) |  |  | Fail | Please check "Use"
378359466 | TNB | DISTRIBUTION | WP PUTRAJAYA & CYBERJAYA | Existing | 11 kV |  | RYB | VPTJ/PCE/J09151 | PE 9.15 APT 6D (EFI) (F1) |  |  | Fail | Please check "Use"
378359467 | TNB | DISTRIBUTION | WP PUTRAJAYA & CYBERJAYA | Existing | 11 kV |  | RYB | VPTJ/PCE/J09151 | PE 9.15 APT 6D (EFI) (F1) |  |  | Fail | Please check "Use"
378359471 | TNB | DISTRIBUTION | WP PUTRAJAYA & CYBERJAYA | Existing | 11 kV |  | RYB | VPTJ/PCE/J09151 | PE 9.15 APT 6D (EFI) (F1) |  |  | Fail | Please check "Use"
378359474 | TNB | DISTRIBUTION | WP PUTRAJAYA & CYBERJAYA | Existing | 11 kV |  | RYB | VPTJ/PCE/J09151 | PE 9.15 APT 6D (EFI) (F1) |  |  | Fail | Please check "Use"
378359475 | TNB | DISTRIBUTION | WP PUTRAJAYA & CYBERJAYA | Existing | 11 kV |  | RYB | VPTJ/PCE/J09151 | PE 9.15 APT 6D (EFI) (F1) |  |  | Fail | Please check "Use"
378359537 | TNB | DISTRIBUTION | WP PUTRAJAYA & CYBERJAYA | Existing | 11 kV |  | RYB | VPTJ/PCE/J09152 | PE 9.15 APT 6D (EFI) (F2) |  |  | Fail | Please check "Use"
378359538 | TNB | DISTRIBUTION | WP PUTRAJAYA & CYBERJAYA | Existing | 11 kV |  | RYB | VPTJ/PCE/J09152 | PE 9.15 APT 6D (EFI) (F2) |  |  | Fail | Please check "Use"
378359543 | TNB | DISTRIBUTION | WP PUTRAJAYA & CYBERJAYA | Existing | 11 kV |  | RYB | VPTJ/PCE/J09152 | PE 9.15 APT 6D (EFI) (F2) |  |  | Fail | Please check "Use"
378359549 | TNB | DISTRIBUTION | WP PUTRAJAYA & CYBERJAYA | Existing | 11 kV |  | RYB | VPTJ/PCE/J09152 | PE 9.15 APT 6D (EFI) (F2) |  |  | Fail | Please check "Use"
378359550 | TNB | DISTRIBUTION | WP PUTRAJAYA & CYBERJAYA | Existing | 11 kV |  | RYB | VPTJ/PCE/J09152 | PE 9.15 APT 6D (EFI) (F2) |  |  | Fail | Please check "Use"
378359554 | TNB | DISTRIBUTION | WP PUTRAJAYA & CYBERJAYA | Existing | 11 kV |  | RYB | VPTJ/PCE/J09152 | PE 9.15 APT 6D (EFI) (F2) |  |  | Fail | Please check "Use"
378359557 | TNB | DISTRIBUTION | WP PUTRAJAYA & CYBERJAYA | Existing | 11 kV |  | RYB | VPTJ/PCE/J09152 | PE 9.15 APT 6D (EFI) (F2) |  |  | Fail | Please check "Use"
378359558 | TNB | DISTRIBUTION | WP PUTRAJAYA & CYBERJAYA | Existing | 11 kV |  | RYB | VPTJ/PCE/J09152 | PE 9.15 APT 6D (EFI) (F2) |  |  | Fail | Please check "Use"
378359629 | TNB | DISTRIBUTION | WP PUTRAJAYA & CYBERJAYA | Existing | 11 kV |  | RYB | VPTJ/PCE/J09161 | PE 9.16 APT 6F (F1) |  |  | Fail | Please check "Use"
378359630 | TNB | DISTRIBUTION | WP PUTRAJAYA & CYBERJAYA | Existing | 11 kV |  | RYB | VPTJ/PCE/J09161 | PE 9.16 APT 6F (F1) |  |  | Fail | Please check "Use"
378359635 | TNB | DISTRIBUTION | WP PUTRAJAYA & CYBERJAYA | Existing | 11 kV |  | RYB | VPTJ/PCE/J09161 | PE 9.16 APT 6F (F1) |  |  | Fail | Please check "Use"
378359641 | TNB | DISTRIBUTION | WP PUTRAJAYA & CYBERJAYA | Existing | 11 kV |  | RYB | VPTJ/PCE/J09161 | PE 9.16 APT 6F (F1) |  |  | Fail | Please check "Use"
378359642 | TNB | DISTRIBUTION | WP PUTRAJAYA & CYBERJAYA | Existing | 11 kV |  | RYB | VPTJ/PCE/J09161 | PE 9.16 APT 6F (F1) |  |  | Fail | Please check "Use"
378359646 | TNB | DISTRIBUTION | WP PUTRAJAYA & CYBERJAYA | Existing | 11 kV |  | RYB | VPTJ/PCE/J09161 | PE 9.16 APT 6F (F1) |  |  | Fail | Please check "Use"
378359649 | TNB | DISTRIBUTION | WP PUTRAJAYA & CYBERJAYA | Existing | 11 kV |  | RYB | VPTJ/PCE/J09161 | PE 9.16 APT 6F (F1) |  |  | Fail | Please check "Use"
378359650 | TNB | DISTRIBUTION | WP PUTRAJAYA & CYBERJAYA | Existing | 11 kV |  | RYB | VPTJ/PCE/J09161 | PE 9.16 APT 6F (F1) |  |  | Fail | Please check "Use"
378359725 | TNB | DISTRIBUTION | WP PUTRAJAYA & CYBERJAYA | Existing | 11 kV |  | RYB | VPTJ/PCE/J09162 | PE 9.16 APT 6F (F2) |  |  | Fail | Please check "Use"
378359726 | TNB | DISTRIBUTION | WP PUTRAJAYA & CYBERJAYA | Existing | 11 kV |  | RYB | VPTJ/PCE/J09162 | PE 9.16 APT 6F (F2) |  |  | Fail | Please check "Use"
378359731 | TNB | DISTRIBUTION | WP PUTRAJAYA & CYBERJAYA | Existing | 11 kV |  | RYB | VPTJ/PCE/J09162 | PE 9.16 APT 6F (F2) |  |  | Fail | Please check "Use"
378359737 | TNB | DISTRIBUTION | WP PUTRAJAYA & CYBERJAYA | Existing | 11 kV |  | RYB | VPTJ/PCE/J09162 | PE 9.16 APT 6F (F2) |  |  | Fail | Please check "Use"
378359738 | TNB | DISTRIBUTION | WP PUTRAJAYA & CYBERJAYA | Existing | 11 kV |  | RYB | VPTJ/PCE/J09162 | PE 9.16 APT 6F (F2) |  |  | Fail | Please check "Use"
378359742 | TNB | DISTRIBUTION | WP PUTRAJAYA & CYBERJAYA | Existing | 11 kV |  | RYB | VPTJ/PCE/J09162 | PE 9.16 APT 6F (F2) |  |  | Fail | Please check "Use"
378359745 | TNB | DISTRIBUTION | WP PUTRAJAYA & CYBERJAYA | Existing | 11 kV |  | RYB | VPTJ/PCE/J09162 | PE 9.16 APT 6F (F2) |  |  | Fail | Please check "Use"
378359746 | TNB | DISTRIBUTION | WP PUTRAJAYA & CYBERJAYA | Existing | 11 kV |  | RYB | VPTJ/PCE/J09162 | PE 9.16 APT 6F (F2) |  |  | Fail | Please check "Use"
378359827 | TNB | DISTRIBUTION | WP PUTRAJAYA & CYBERJAYA | Existing | 11 kV |  | RYB | VPTJ/PCE/J09171 | PE 9.17 APT 5A (EFI) (F1) |  |  | Fail | Please check "Use"
378359828 | TNB | DISTRIBUTION | WP PUTRAJAYA & CYBERJAYA | Existing | 11 kV |  | RYB | VPTJ/PCE/J09171 | PE 9.17 APT 5A (EFI) (F1) |  |  | Fail | Please check "Use"
378359833 | TNB | DISTRIBUTION | WP PUTRAJAYA & CYBERJAYA | Existing | 11 kV |  | RYB | VPTJ/PCE/J09171 | PE 9.17 APT 5A (EFI) (F1) |  |  | Fail | Please check "Use"
378359839 | TNB | DISTRIBUTION | WP PUTRAJAYA & CYBERJAYA | Existing | 11 kV |  | RYB | VPTJ/PCE/J09171 | PE 9.17 APT 5A (EFI) (F1) |  |  | Fail | Please check "Use"
378359840 | TNB | DISTRIBUTION | WP PUTRAJAYA & CYBERJAYA | Existing | 11 kV |  | RYB | VPTJ/PCE/J09171 | PE 9.17 APT 5A (EFI) (F1) |  |  | Fail | Please check "Use"
378359844 | TNB | DISTRIBUTION | WP PUTRAJAYA & CYBERJAYA | Existing | 11 kV |  | RYB | VPTJ/PCE/J09171 | PE 9.17 APT 5A (EFI) (F1) |  |  | Fail | Please check "Use"
378359847 | TNB | DISTRIBUTION | WP PUTRAJAYA & CYBERJAYA | Existing | 11 kV |  | RYB | VPTJ/PCE/J09171 | PE 9.17 APT 5A (EFI) (F1) |  |  | Fail | Please check "Use"
378359848 | TNB | DISTRIBUTION | WP PUTRAJAYA & CYBERJAYA | Existing | 11 kV |  | RYB | VPTJ/PCE/J09171 | PE 9.17 APT 5A (EFI) (F1) |  |  | Fail | Please check "Use"
378359852 | TNB | DISTRIBUTION | WP PUTRAJAYA & CYBERJAYA | Existing | 11 kV |  | RYB | VPTJ/PCE/J09172 | PE 9.17 APT 5A (EFI) (F2) |  |  | Fail | Please check "Use"
378359853 | TNB | DISTRIBUTION | WP PUTRAJAYA & CYBERJAYA | Existing | 11 kV |  | RYB | VPTJ/PCE/J09172 | PE 9.17 APT 5A (EFI) (F2) |  |  | Fail | Please check "Use"
378359858 | TNB | DISTRIBUTION | WP PUTRAJAYA & CYBERJAYA | Existing | 11 kV |  | RYB | VPTJ/PCE/J09172 | PE 9.17 APT 5A (EFI) (F2) |  |  | Fail | Please check "Use"
378359864 | TNB | DISTRIBUTION | WP PUTRAJAYA & CYBERJAYA | Existing | 11 kV |  | RYB | VPTJ/PCE/J09172 | PE 9.17 APT 5A (EFI) (F2) |  |  | Fail | Please check "Use"
378359865 | TNB | DISTRIBUTION | WP PUTRAJAYA & CYBERJAYA | Existing | 11 kV |  | RYB | VPTJ/PCE/J09172 | PE 9.17 APT 5A (EFI) (F2) |  |  | Fail | Please check "Use"
378359869 | TNB | DISTRIBUTION | WP PUTRAJAYA & CYBERJAYA | Existing | 11 kV |  | RYB | VPTJ/PCE/J09172 | PE 9.17 APT 5A (EFI) (F2) |  |  | Fail | Please check "Use"
378359872 | TNB | DISTRIBUTION | WP PUTRAJAYA & CYBERJAYA | Existing | 11 kV |  | RYB | VPTJ/PCE/J09172 | PE 9.17 APT 5A (EFI) (F2) |  |  | Fail | Please check "Use"
378359873 | TNB | DISTRIBUTION | WP PUTRAJAYA & CYBERJAYA | Existing | 11 kV |  | RYB | VPTJ/PCE/J09172 | PE 9.17 APT 5A (EFI) (F2) |  |  | Fail | Please check "Use"
378360013 | TNB | DISTRIBUTION | WP PUTRAJAYA & CYBERJAYA | Existing | 11 kV |  | RYB | VPTJ/PCE/J09181 | PE 9.18 APT 5C (F1) |  |  | Fail | Please check "Use"
378360014 | TNB | DISTRIBUTION | WP PUTRAJAYA & CYBERJAYA | Existing | 11 kV |  | RYB | VPTJ/PCE/J09181 | PE 9.18 APT 5C (F1) |  |  | Fail | Please check "Use"
378360019 | TNB | DISTRIBUTION | WP PUTRAJAYA & CYBERJAYA | Existing | 11 kV |  | RYB | VPTJ/PCE/J09181 | PE 9.18 APT 5C (F1) |  |  | Fail | Please check "Use"
378360025 | TNB | DISTRIBUTION | WP PUTRAJAYA & CYBERJAYA | Existing | 11 kV |  | RYB | VPTJ/PCE/J09181 | PE 9.18 APT 5C (F1) |  |  | Fail | Please check "Use"
378360026 | TNB | DISTRIBUTION | WP PUTRAJAYA & CYBERJAYA | Existing | 11 kV |  | RYB | VPTJ/PCE/J09181 | PE 9.18 APT 5C (F1) |  |  | Fail | Please check "Use"
378360030 | TNB | DISTRIBUTION | WP PUTRAJAYA & CYBERJAYA | Existing | 11 kV |  | RYB | VPTJ/PCE/J09181 | PE 9.18 APT 5C (F1) |  |  | Fail | Please check "Use"
378360033 | TNB | DISTRIBUTION | WP PUTRAJAYA & CYBERJAYA | Existing | 11 kV |  | RYB | VPTJ/PCE/J09181 | PE 9.18 APT 5C (F1) |  |  | Fail | Please check "Use"
378360034 | TNB | DISTRIBUTION | WP PUTRAJAYA & CYBERJAYA | Existing | 11 kV |  | RYB | VPTJ/PCE/J09181 | PE 9.18 APT 5C (F1) |  |  | Fail | Please check "Use"
378360036 | TNB | DISTRIBUTION | WP PUTRAJAYA & CYBERJAYA | Existing | 11 kV |  | RYB | VPTJ/PCE/J09182 | PE 9.18 APT 5C (F2) |  |  | Fail | Please check "Use"
378360037 | TNB | DISTRIBUTION | WP PUTRAJAYA & CYBERJAYA | Existing | 11 kV |  | RYB | VPTJ/PCE/J09182 | PE 9.18 APT 5C (F2) |  |  | Fail | Please check "Use"
378360042 | TNB | DISTRIBUTION | WP PUTRAJAYA & CYBERJAYA | Existing | 11 kV |  | RYB | VPTJ/PCE/J09182 | PE 9.18 APT 5C (F2) |  |  | Fail | Please check "Use"
378360048 | TNB | DISTRIBUTION | WP PUTRAJAYA & CYBERJAYA | Existing | 11 kV |  | RYB | VPTJ/PCE/J09182 | PE 9.18 APT 5C (F2) |  |  | Fail | Please check "Use"
378360049 | TNB | DISTRIBUTION | WP PUTRAJAYA & CYBERJAYA | Existing | 11 kV |  | RYB | VPTJ/PCE/J09182 | PE 9.18 APT 5C (F2) |  |  | Fail | Please check "Use"
378360053 | TNB | DISTRIBUTION | WP PUTRAJAYA & CYBERJAYA | Existing | 11 kV |  | RYB | VPTJ/PCE/J09182 | PE 9.18 APT 5C (F2) |  |  | Fail | Please check "Use"
378360056 | TNB | DISTRIBUTION | WP PUTRAJAYA & CYBERJAYA | Existing | 11 kV |  | RYB | VPTJ/PCE/J09182 | PE 9.18 APT 5C (F2) |  |  | Fail | Please check "Use"
378360057 | TNB | DISTRIBUTION | WP PUTRAJAYA & CYBERJAYA | Existing | 11 kV |  | RYB | VPTJ/PCE/J09182 | PE 9.18 APT 5C (F2) |  |  | Fail | Please check "Use"
378360195 | TNB | DISTRIBUTION | WP PUTRAJAYA & CYBERJAYA | Existing | 11 kV |  | RYB | VPTJ/PCE/J09111 | PE 9.11 KLINIK (F1) |  |  | Fail | Please check "Use"
378360196 | TNB | DISTRIBUTION | WP PUTRAJAYA & CYBERJAYA | Existing | 11 kV |  | RYB | VPTJ/PCE/J09111 | PE 9.11 KLINIK (F1) |  |  | Fail | Please check "Use"
378360201 | TNB | DISTRIBUTION | WP PUTRAJAYA & CYBERJAYA | Existing | 11 kV |  | RYB | VPTJ/PCE/J09111 | PE 9.11 KLINIK (F1) |  |  | Fail | Please check "Use"
378360207 | TNB | DISTRIBUTION | WP PUTRAJAYA & CYBERJAYA | Existing | 11 kV |  | RYB | VPTJ/PCE/J09111 | PE 9.11 KLINIK (F1) |  |  | Fail | Please check "Use"
378360208 | TNB | DISTRIBUTION | WP PUTRAJAYA & CYBERJAYA | Existing | 11 kV |  | RYB | VPTJ/PCE/J09111 | PE 9.11 KLINIK (F1) |  |  | Fail | Please check "Use"
378360212 | TNB | DISTRIBUTION | WP PUTRAJAYA & CYBERJAYA | Existing | 11 kV |  | RYB | VPTJ/PCE/J09111 | PE 9.11 KLINIK (F1) |  |  | Fail | Please check "Use"
378360215 | TNB | DISTRIBUTION | WP PUTRAJAYA & CYBERJAYA | Existing | 11 kV |  | RYB | VPTJ/PCE/J09111 | PE 9.11 KLINIK (F1) |  |  | Fail | Please check "Use"
378360216 | TNB | DISTRIBUTION | WP PUTRAJAYA & CYBERJAYA | Existing | 11 kV |  | RYB | VPTJ/PCE/J09111 | PE 9.11 KLINIK (F1) |  |  | Fail | Please check "Use"
378360218 | TNB | DISTRIBUTION | WP PUTRAJAYA & CYBERJAYA | Existing | 11 kV |  | RYB | VPTJ/PCE/J09112 | PE 9.11 KLINIK (F2) |  |  | Fail | Please check "Use"
378360219 | TNB | DISTRIBUTION | WP PUTRAJAYA & CYBERJAYA | Existing | 11 kV |  | RYB | VPTJ/PCE/J09112 | PE 9.11 KLINIK (F2) |  |  | Fail | Please check "Use"
378360224 | TNB | DISTRIBUTION | WP PUTRAJAYA & CYBERJAYA | Existing | 11 kV |  | RYB | VPTJ/PCE/J09112 | PE 9.11 KLINIK (F2) |  |  | Fail | Please check "Use"
378360230 | TNB | DISTRIBUTION | WP PUTRAJAYA & CYBERJAYA | Existing | 11 kV |  | RYB | VPTJ/PCE/J09112 | PE 9.11 KLINIK (F2) |  |  | Fail | Please check "Use"
378360231 | TNB | DISTRIBUTION | WP PUTRAJAYA & CYBERJAYA | Existing | 11 kV |  | RYB | VPTJ/PCE/J09112 | PE 9.11 KLINIK (F2) |  |  | Fail | Please check "Use"
378360235 | TNB | DISTRIBUTION | WP PUTRAJAYA & CYBERJAYA | Existing | 11 kV |  | RYB | VPTJ/PCE/J09112 | PE 9.11 KLINIK (F2) |  |  | Fail | Please check "Use"
378360238 | TNB | DISTRIBUTION | WP PUTRAJAYA & CYBERJAYA | Existing | 11 kV |  | RYB | VPTJ/PCE/J09112 | PE 9.11 KLINIK (F2) |  |  | Fail | Please check "Use"
378360239 | TNB | DISTRIBUTION | WP PUTRAJAYA & CYBERJAYA | Existing | 11 kV |  | RYB | VPTJ/PCE/J09112 | PE 9.11 KLINIK (F2) |  |  | Fail | Please check "Use"
378360379 | TNB | DISTRIBUTION | WP PUTRAJAYA & CYBERJAYA | Existing | 11 kV |  | RYB | VPTJ/PCE/J09122 | PE 9.12 SEK REN (F2) |  |  | Fail | Please check "Use"
378360380 | TNB | DISTRIBUTION | WP PUTRAJAYA & CYBERJAYA | Existing | 11 kV |  | RYB | VPTJ/PCE/J09122 | PE 9.12 SEK REN (F2) |  |  | Fail | Please check "Use"
378360385 | TNB | DISTRIBUTION | WP PUTRAJAYA & CYBERJAYA | Existing | 11 kV |  | RYB | VPTJ/PCE/J09122 | PE 9.12 SEK REN (F2) |  |  | Fail | Please check "Use"
378360391 | TNB | DISTRIBUTION | WP PUTRAJAYA & CYBERJAYA | Existing | 11 kV |  | RYB | VPTJ/PCE/J09122 | PE 9.12 SEK REN (F2) |  |  | Fail | Please check "Use"
378360392 | TNB | DISTRIBUTION | WP PUTRAJAYA & CYBERJAYA | Existing | 11 kV |  | RYB | VPTJ/PCE/J09122 | PE 9.12 SEK REN (F2) |  |  | Fail | Please check "Use"
378360396 | TNB | DISTRIBUTION | WP PUTRAJAYA & CYBERJAYA | Existing | 11 kV |  | RYB | VPTJ/PCE/J09122 | PE 9.12 SEK REN (F2) |  |  | Fail | Please check "Use"
378360399 | TNB | DISTRIBUTION | WP PUTRAJAYA & CYBERJAYA | Existing | 11 kV |  | RYB | VPTJ/PCE/J09122 | PE 9.12 SEK REN (F2) |  |  | Fail | Please check "Use"
378360400 | TNB | DISTRIBUTION | WP PUTRAJAYA & CYBERJAYA | Existing | 11 kV |  | RYB | VPTJ/PCE/J09122 | PE 9.12 SEK REN (F2) |  |  | Fail | Please check "Use"
378360470 | TNB | DISTRIBUTION | WP PUTRAJAYA & CYBERJAYA | Existing | 11 kV |  | RYB | VPTJ/PCE/J09121 | PE 9.12 SEK REN (F1) |  |  | Fail | Please check "Use"
378360471 | TNB | DISTRIBUTION | WP PUTRAJAYA & CYBERJAYA | Existing | 11 kV |  | RYB | VPTJ/PCE/J09121 | PE 9.12 SEK REN (F1) |  |  | Fail | Please check "Use"
378360476 | TNB | DISTRIBUTION | WP PUTRAJAYA & CYBERJAYA | Existing | 11 kV |  | RYB | VPTJ/PCE/J09121 | PE 9.12 SEK REN (F1) |  |  | Fail | Please check "Use"
378360482 | TNB | DISTRIBUTION | WP PUTRAJAYA & CYBERJAYA | Existing | 11 kV |  | RYB | VPTJ/PCE/J09121 | PE 9.12 SEK REN (F1) |  |  | Fail | Please check "Use"
378360483 | TNB | DISTRIBUTION | WP PUTRAJAYA & CYBERJAYA | Existing | 11 kV |  | RYB | VPTJ/PCE/J09121 | PE 9.12 SEK REN (F1) |  |  | Fail | Please check "Use"
378360487 | TNB | DISTRIBUTION | WP PUTRAJAYA & CYBERJAYA | Existing | 11 kV |  | RYB | VPTJ/PCE/J09121 | PE 9.12 SEK REN (F1) |  |  | Fail | Please check "Use"
378360490 | TNB | DISTRIBUTION | WP PUTRAJAYA & CYBERJAYA | Existing | 11 kV |  | RYB | VPTJ/PCE/J09121 | PE 9.12 SEK REN (F1) |  |  | Fail | Please check "Use"
378360491 | TNB | DISTRIBUTION | WP PUTRAJAYA & CYBERJAYA | Existing | 11 kV |  | RYB | VPTJ/PCE/J09121 | PE 9.12 SEK REN (F1) |  |  | Fail | Please check "Use"
378360563 | TNB | DISTRIBUTION | WP PUTRAJAYA & CYBERJAYA | Existing | 11 kV |  | RYB | VPTJ/PCE/J09131 | PE 9.13 SEK MEN (EFI) (F1) |  |  | Fail | Please check "Use"
378360564 | TNB | DISTRIBUTION | WP PUTRAJAYA & CYBERJAYA | Existing | 11 kV |  | RYB | VPTJ/PCE/J09131 | PE 9.13 SEK MEN (EFI) (F1) |  |  | Fail | Please check "Use"
378360569 | TNB | DISTRIBUTION | WP PUTRAJAYA & CYBERJAYA | Existing | 11 kV |  | RYB | VPTJ/PCE/J09131 | PE 9.13 SEK MEN (EFI) (F1) |  |  | Fail | Please check "Use"
378360575 | TNB | DISTRIBUTION | WP PUTRAJAYA & CYBERJAYA | Existing | 11 kV |  | RYB | VPTJ/PCE/J09131 | PE 9.13 SEK MEN (EFI) (F1) |  |  | Fail | Please check "Use"
378360576 | TNB | DISTRIBUTION | WP PUTRAJAYA & CYBERJAYA | Existing | 11 kV |  | RYB | VPTJ/PCE/J09131 | PE 9.13 SEK MEN (EFI) (F1) |  |  | Fail | Please check "Use"
378360580 | TNB | DISTRIBUTION | WP PUTRAJAYA & CYBERJAYA | Existing | 11 kV |  | RYB | VPTJ/PCE/J09131 | PE 9.13 SEK MEN (EFI) (F1) |  |  | Fail | Please check "Use"
378360583 | TNB | DISTRIBUTION | WP PUTRAJAYA & CYBERJAYA | Existing | 11 kV |  | RYB | VPTJ/PCE/J09131 | PE 9.13 SEK MEN (EFI) (F1) |  |  | Fail | Please check "Use"
378360584 | TNB | DISTRIBUTION | WP PUTRAJAYA & CYBERJAYA | Existing | 11 kV |  | RYB | VPTJ/PCE/J09131 | PE 9.13 SEK MEN (EFI) (F1) |  |  | Fail | Please check "Use"
378360657 | TNB | DISTRIBUTION | WP PUTRAJAYA & CYBERJAYA | Existing | 11 kV |  | RYB | VPTJ/PCE/J09132 | PE 9.13 SEK MEN (EFI) (F2) |  |  | Fail | Please check "Use"
378360658 | TNB | DISTRIBUTION | WP PUTRAJAYA & CYBERJAYA | Existing | 11 kV |  | RYB | VPTJ/PCE/J09132 | PE 9.13 SEK MEN (EFI) (F2) |  |  | Fail | Please check "Use"
378360663 | TNB | DISTRIBUTION | WP PUTRAJAYA & CYBERJAYA | Existing | 11 kV |  | RYB | VPTJ/PCE/J09132 | PE 9.13 SEK MEN (EFI) (F2) |  |  | Fail | Please check "Use"
378360669 | TNB | DISTRIBUTION | WP PUTRAJAYA & CYBERJAYA | Existing | 11 kV |  | RYB | VPTJ/PCE/J09132 | PE 9.13 SEK MEN (EFI) (F2) |  |  | Fail | Please check "Use"
378360670 | TNB | DISTRIBUTION | WP PUTRAJAYA & CYBERJAYA | Existing | 11 kV |  | RYB | VPTJ/PCE/J09132 | PE 9.13 SEK MEN (EFI) (F2) |  |  | Fail | Please check "Use"
378360674 | TNB | DISTRIBUTION | WP PUTRAJAYA & CYBERJAYA | Existing | 11 kV |  | RYB | VPTJ/PCE/J09132 | PE 9.13 SEK MEN (EFI) (F2) |  |  | Fail | Please check "Use"
378360677 | TNB | DISTRIBUTION | WP PUTRAJAYA & CYBERJAYA | Existing | 11 kV |  | RYB | VPTJ/PCE/J09132 | PE 9.13 SEK MEN (EFI) (F2) |  |  | Fail | Please check "Use"
378360678 | TNB | DISTRIBUTION | WP PUTRAJAYA & CYBERJAYA | Existing | 11 kV |  | RYB | VPTJ/PCE/J09132 | PE 9.13 SEK MEN (EFI) (F2) |  |  | Fail | Please check "Use"
378360759 | TNB | DISTRIBUTION | WP PUTRAJAYA & CYBERJAYA | Existing | 11 kV |  | RYB | VPTJ/PCE/J09271 | PE 9.27 APT 11A (F1) |  |  | Fail | Please check "Use"
378360760 | TNB | DISTRIBUTION | WP PUTRAJAYA & CYBERJAYA | Existing | 11 kV |  | RYB | VPTJ/PCE/J09271 | PE 9.27 APT 11A (F1) |  |  | Fail | Please check "Use"
378360765 | TNB | DISTRIBUTION | WP PUTRAJAYA & CYBERJAYA | Existing | 11 kV |  | RYB | VPTJ/PCE/J09271 | PE 9.27 APT 11A (F1) |  |  | Fail | Please check "Use"
378360771 | TNB | DISTRIBUTION | WP PUTRAJAYA & CYBERJAYA | Existing | 11 kV |  | RYB | VPTJ/PCE/J09271 | PE 9.27 APT 11A (F1) |  |  | Fail | Please check "Use"
378360772 | TNB | DISTRIBUTION | WP PUTRAJAYA & CYBERJAYA | Existing | 11 kV |  | RYB | VPTJ/PCE/J09271 | PE 9.27 APT 11A (F1) |  |  | Fail | Please check "Use"
378360776 | TNB | DISTRIBUTION | WP PUTRAJAYA & CYBERJAYA | Existing | 11 kV |  | RYB | VPTJ/PCE/J09271 | PE 9.27 APT 11A (F1) |  |  | Fail | Please check "Use"
378360779 | TNB | DISTRIBUTION | WP PUTRAJAYA & CYBERJAYA | Existing | 11 kV |  | RYB | VPTJ/PCE/J09271 | PE 9.27 APT 11A (F1) |  |  | Fail | Please check "Use"
378360780 | TNB | DISTRIBUTION | WP PUTRAJAYA & CYBERJAYA | Existing | 11 kV |  | RYB | VPTJ/PCE/J09271 | PE 9.27 APT 11A (F1) |  |  | Fail | Please check "Use"
378360853 | TNB | DISTRIBUTION | WP PUTRAJAYA & CYBERJAYA | Existing | 11 kV |  | RYB | VPTJ/PCE/J09272 | PE 9.27 APT 11A (F2) |  |  | Fail | Please check "Use"
378360854 | TNB | DISTRIBUTION | WP PUTRAJAYA & CYBERJAYA | Existing | 11 kV |  | RYB | VPTJ/PCE/J09272 | PE 9.27 APT 11A (F2) |  |  | Fail | Please check "Use"
378360859 | TNB | DISTRIBUTION | WP PUTRAJAYA & CYBERJAYA | Existing | 11 kV |  | RYB | VPTJ/PCE/J09272 | PE 9.27 APT 11A (F2) |  |  | Fail | Please check "Use"
378360865 | TNB | DISTRIBUTION | WP PUTRAJAYA & CYBERJAYA | Existing | 11 kV |  | RYB | VPTJ/PCE/J09272 | PE 9.27 APT 11A (F2) |  |  | Fail | Please check "Use"
378360866 | TNB | DISTRIBUTION | WP PUTRAJAYA & CYBERJAYA | Existing | 11 kV |  | RYB | VPTJ/PCE/J09272 | PE 9.27 APT 11A (F2) |  |  | Fail | Please check "Use"
378360870 | TNB | DISTRIBUTION | WP PUTRAJAYA & CYBERJAYA | Existing | 11 kV |  | RYB | VPTJ/PCE/J09272 | PE 9.27 APT 11A (F2) |  |  | Fail | Please check "Use"
378360873 | TNB | DISTRIBUTION | WP PUTRAJAYA & CYBERJAYA | Existing | 11 kV |  | RYB | VPTJ/PCE/J09272 | PE 9.27 APT 11A (F2) |  |  | Fail | Please check "Use"
378360874 | TNB | DISTRIBUTION | WP PUTRAJAYA & CYBERJAYA | Existing | 11 kV |  | RYB | VPTJ/PCE/J09272 | PE 9.27 APT 11A (F2) |  |  | Fail | Please check "Use"
378360953 | TNB | DISTRIBUTION | WP PUTRAJAYA & CYBERJAYA | Existing | 11 kV |  | RYB | VPTJ/PCE/J09281 | PE 9.28 APT 11C (EFI) (F1) |  |  | Fail | Please check "Use"
378360954 | TNB | DISTRIBUTION | WP PUTRAJAYA & CYBERJAYA | Existing | 11 kV |  | RYB | VPTJ/PCE/J09281 | PE 9.28 APT 11C (EFI) (F1) |  |  | Fail | Please check "Use"
378360959 | TNB | DISTRIBUTION | WP PUTRAJAYA & CYBERJAYA | Existing | 11 kV |  | RYB | VPTJ/PCE/J09281 | PE 9.28 APT 11C (EFI) (F1) |  |  | Fail | Please check "Use"
378360965 | TNB | DISTRIBUTION | WP PUTRAJAYA & CYBERJAYA | Existing | 11 kV |  | RYB | VPTJ/PCE/J09281 | PE 9.28 APT 11C (EFI) (F1) |  |  | Fail | Please check "Use"
378360966 | TNB | DISTRIBUTION | WP PUTRAJAYA & CYBERJAYA | Existing | 11 kV |  | RYB | VPTJ/PCE/J09281 | PE 9.28 APT 11C (EFI) (F1) |  |  | Fail | Please check "Use"
378360970 | TNB | DISTRIBUTION | WP PUTRAJAYA & CYBERJAYA | Existing | 11 kV |  | RYB | VPTJ/PCE/J09281 | PE 9.28 APT 11C (EFI) (F1) |  |  | Fail | Please check "Use"
378360973 | TNB | DISTRIBUTION | WP PUTRAJAYA & CYBERJAYA | Existing | 11 kV |  | RYB | VPTJ/PCE/J09281 | PE 9.28 APT 11C (EFI) (F1) |  |  | Fail | Please check "Use"
378360974 | TNB | DISTRIBUTION | WP PUTRAJAYA & CYBERJAYA | Existing | 11 kV |  | RYB | VPTJ/PCE/J09281 | PE 9.28 APT 11C (EFI) (F1) |  |  | Fail | Please check "Use"
378361049 | TNB | DISTRIBUTION | WP PUTRAJAYA & CYBERJAYA | Existing | 11 kV |  | RYB | VPTJ/PCE/J09282 | PE 9.28 APT 11C (EFI) (F2) |  |  | Fail | Please check "Use"
378361050 | TNB | DISTRIBUTION | WP PUTRAJAYA & CYBERJAYA | Existing | 11 kV |  | RYB | VPTJ/PCE/J09282 | PE 9.28 APT 11C (EFI) (F2) |  |  | Fail | Please check "Use"
378361055 | TNB | DISTRIBUTION | WP PUTRAJAYA & CYBERJAYA | Existing | 11 kV |  | RYB | VPTJ/PCE/J09282 | PE 9.28 APT 11C (EFI) (F2) |  |  | Fail | Please check "Use"
378361061 | TNB | DISTRIBUTION | WP PUTRAJAYA & CYBERJAYA | Existing | 11 kV |  | RYB | VPTJ/PCE/J09282 | PE 9.28 APT 11C (EFI) (F2) |  |  | Fail | Please check "Use"
378361062 | TNB | DISTRIBUTION | WP PUTRAJAYA & CYBERJAYA | Existing | 11 kV |  | RYB | VPTJ/PCE/J09282 | PE 9.28 APT 11C (EFI) (F2) |  |  | Fail | Please check "Use"
378361066 | TNB | DISTRIBUTION | WP PUTRAJAYA & CYBERJAYA | Existing | 11 kV |  | RYB | VPTJ/PCE/J09282 | PE 9.28 APT 11C (EFI) (F2) |  |  | Fail | Please check "Use"
378361069 | TNB | DISTRIBUTION | WP PUTRAJAYA & CYBERJAYA | Existing | 11 kV |  | RYB | VPTJ/PCE/J09282 | PE 9.28 APT 11C (EFI) (F2) |  |  | Fail | Please check "Use"
378361070 | TNB | DISTRIBUTION | WP PUTRAJAYA & CYBERJAYA | Existing | 11 kV |  | RYB | VPTJ/PCE/J09282 | PE 9.28 APT 11C (EFI) (F2) |  |  | Fail | Please check "Use"
378361149 | TNB | DISTRIBUTION | WP PUTRAJAYA & CYBERJAYA | Existing | 11 kV |  | RYB | VPTJ/PCE/J07031 | PE 7.03 STESEN PAM PS3 |  |  | Fail | Please check "Use"
378361150 | TNB | DISTRIBUTION | WP PUTRAJAYA & CYBERJAYA | Existing | 11 kV |  | RYB | VPTJ/PCE/J07031 | PE 7.03 STESEN PAM PS3 |  |  | Fail | Please check "Use"
378361155 | TNB | DISTRIBUTION | WP PUTRAJAYA & CYBERJAYA | Existing | 11 kV |  | RYB | VPTJ/PCE/J07031 | PE 7.03 STESEN PAM PS3 |  |  | Fail | Please check "Use"
378361161 | TNB | DISTRIBUTION | WP PUTRAJAYA & CYBERJAYA | Existing | 11 kV |  | RYB | VPTJ/PCE/J07031 | PE 7.03 STESEN PAM PS3 |  |  | Fail | Please check "Use"
378361162 | TNB | DISTRIBUTION | WP PUTRAJAYA & CYBERJAYA | Existing | 11 kV |  | RYB | VPTJ/PCE/J07031 | PE 7.03 STESEN PAM PS3 |  |  | Fail | Please check "Use"
378361166 | TNB | DISTRIBUTION | WP PUTRAJAYA & CYBERJAYA | Existing | 11 kV |  | RYB | VPTJ/PCE/J07031 | PE 7.03 STESEN PAM PS3 |  |  | Fail | Please check "Use"
378361169 | TNB | DISTRIBUTION | WP PUTRAJAYA & CYBERJAYA | Existing | 11 kV |  | RYB | VPTJ/PCE/J07031 | PE 7.03 STESEN PAM PS3 |  |  | Fail | Please check "Use"
378361170 | TNB | DISTRIBUTION | WP PUTRAJAYA & CYBERJAYA | Existing | 11 kV |  | RYB | VPTJ/PCE/J07031 | PE 7.03 STESEN PAM PS3 |  |  | Fail | Please check "Use"
378361313 | TNB | DISTRIBUTION | WP PUTRAJAYA & CYBERJAYA | Existing | 11 kV |  | RYB | VPTJ/PCE/J08241 | PE 8.24 SERI SAUJANA (BR 8) |  |  | Fail | Please check "Use"
378361314 | TNB | DISTRIBUTION | WP PUTRAJAYA & CYBERJAYA | Existing | 11 kV |  | RYB | VPTJ/PCE/J08241 | PE 8.24 SERI SAUJANA (BR 8) |  |  | Fail | Please check "Use"
378361319 | TNB | DISTRIBUTION | WP PUTRAJAYA & CYBERJAYA | Existing | 11 kV |  | RYB | VPTJ/PCE/J08241 | PE 8.24 SERI SAUJANA (BR 8) |  |  | Fail | Please check "Use"
378361325 | TNB | DISTRIBUTION | WP PUTRAJAYA & CYBERJAYA | Existing | 11 kV |  | RYB | VPTJ/PCE/J08241 | PE 8.24 SERI SAUJANA (BR 8) |  |  | Fail | Please check "Use"
378361326 | TNB | DISTRIBUTION | WP PUTRAJAYA & CYBERJAYA | Existing | 11 kV |  | RYB | VPTJ/PCE/J08241 | PE 8.24 SERI SAUJANA (BR 8) |  |  | Fail | Please check "Use"
378361330 | TNB | DISTRIBUTION | WP PUTRAJAYA & CYBERJAYA | Existing | 11 kV |  | RYB | VPTJ/PCE/J08241 | PE 8.24 SERI SAUJANA (BR 8) |  |  | Fail | Please check "Use"
378361333 | TNB | DISTRIBUTION | WP PUTRAJAYA & CYBERJAYA | Existing | 11 kV |  | RYB | VPTJ/PCE/J08241 | PE 8.24 SERI SAUJANA (BR 8) |  |  | Fail | Please check "Use"
378361334 | TNB | DISTRIBUTION | WP PUTRAJAYA & CYBERJAYA | Existing | 11 kV |  | RYB | VPTJ/PCE/J08241 | PE 8.24 SERI SAUJANA (BR 8) |  |  | Fail | Please check "Use"
378361355 | TNB | DISTRIBUTION | WP PUTRAJAYA & CYBERJAYA | Existing | 11 kV |  | RYB | VPTJ/PCE/J08151 | PE 8.15 RD2A L. SENTOSA |  |  | Fail | Please check "Use"
378361356 | TNB | DISTRIBUTION | WP PUTRAJAYA & CYBERJAYA | Existing | 11 kV |  | RYB | VPTJ/PCE/J08151 | PE 8.15 RD2A L. SENTOSA |  |  | Fail | Please check "Use"
378361361 | TNB | DISTRIBUTION | WP PUTRAJAYA & CYBERJAYA | Existing | 11 kV |  | RYB | VPTJ/PCE/J08151 | PE 8.15 RD2A L. SENTOSA |  |  | Fail | Please check "Use"
378361367 | TNB | DISTRIBUTION | WP PUTRAJAYA & CYBERJAYA | Existing | 11 kV |  | RYB | VPTJ/PCE/J08151 | PE 8.15 RD2A L. SENTOSA |  |  | Fail | Please check "Use"
378361368 | TNB | DISTRIBUTION | WP PUTRAJAYA & CYBERJAYA | Existing | 11 kV |  | RYB | VPTJ/PCE/J08151 | PE 8.15 RD2A L. SENTOSA |  |  | Fail | Please check "Use"
378361372 | TNB | DISTRIBUTION | WP PUTRAJAYA & CYBERJAYA | Existing | 11 kV |  | RYB | VPTJ/PCE/J08151 | PE 8.15 RD2A L. SENTOSA |  |  | Fail | Please check "Use"
378361375 | TNB | DISTRIBUTION | WP PUTRAJAYA & CYBERJAYA | Existing | 11 kV |  | RYB | VPTJ/PCE/J08151 | PE 8.15 RD2A L. SENTOSA |  |  | Fail | Please check "Use"
378361376 | TNB | DISTRIBUTION | WP PUTRAJAYA & CYBERJAYA | Existing | 11 kV |  | RYB | VPTJ/PCE/J08151 | PE 8.15 RD2A L. SENTOSA |  |  | Fail | Please check "Use"
378361446 | TNB | DISTRIBUTION | WP PUTRAJAYA & CYBERJAYA | Existing | 11 kV |  | RYB | VPTJ/PCE/J08011 | PE 8.01 PS 10 (EFI) (F1) |  |  | Fail | Please check "Use"
378361447 | TNB | DISTRIBUTION | WP PUTRAJAYA & CYBERJAYA | Existing | 11 kV |  | RYB | VPTJ/PCE/J08011 | PE 8.01 PS 10 (EFI) (F1) |  |  | Fail | Please check "Use"
378361452 | TNB | DISTRIBUTION | WP PUTRAJAYA & CYBERJAYA | Existing | 11 kV |  | RYB | VPTJ/PCE/J08011 | PE 8.01 PS 10 (EFI) (F1) |  |  | Fail | Please check "Use"
378361458 | TNB | DISTRIBUTION | WP PUTRAJAYA & CYBERJAYA | Existing | 11 kV |  | RYB | VPTJ/PCE/J08011 | PE 8.01 PS 10 (EFI) (F1) |  |  | Fail | Please check "Use"
378361459 | TNB | DISTRIBUTION | WP PUTRAJAYA & CYBERJAYA | Existing | 11 kV |  | RYB | VPTJ/PCE/J08011 | PE 8.01 PS 10 (EFI) (F1) |  |  | Fail | Please check "Use"
378361463 | TNB | DISTRIBUTION | WP PUTRAJAYA & CYBERJAYA | Existing | 11 kV |  | RYB | VPTJ/PCE/J08011 | PE 8.01 PS 10 (EFI) (F1) |  |  | Fail | Please check "Use"
378361466 | TNB | DISTRIBUTION | WP PUTRAJAYA & CYBERJAYA | Existing | 11 kV |  | RYB | VPTJ/PCE/J08011 | PE 8.01 PS 10 (EFI) (F1) |  |  | Fail | Please check "Use"
378361467 | TNB | DISTRIBUTION | WP PUTRAJAYA & CYBERJAYA | Existing | 11 kV |  | RYB | VPTJ/PCE/J08011 | PE 8.01 PS 10 (EFI) (F1) |  |  | Fail | Please check "Use"
378365842 | TNB | DISTRIBUTION | WP PUTRAJAYA & CYBERJAYA | Existing | 11 kV |  | RYB | VPTJ/PCE/J16111 | PE 16.11 DPMR P16/C (F1) |  |  | Fail | Please check "Use"
378365846 | TNB | DISTRIBUTION | WP PUTRAJAYA & CYBERJAYA | Existing | 11 kV |  | RYB | VPTJ/PCE/J16111 | PE 16.11 DPMR P16/C (F1) |  |  | Fail | Please check "Use"
378365848 | TNB | DISTRIBUTION | WP PUTRAJAYA & CYBERJAYA | Existing | 11 kV |  | RYB | VPTJ/PCE/J16111 | PE 16.11 DPMR P16/C (F1) |  |  | Fail | Please check "Use"
378365858 | TNB | DISTRIBUTION | WP PUTRAJAYA & CYBERJAYA | Existing | 11 kV |  | RYB | VPTJ/PCE/J16111 | PE 16.11 DPMR P16/C (F1) |  |  | Fail | Please check "Use"
378365874 | TNB | DISTRIBUTION | WP PUTRAJAYA & CYBERJAYA | Existing | 11 kV |  | RYB | VPTJ/PCE/J16111 | PE 16.11 DPMR P16/C (F1) |  |  | Fail | Please check "Use"
378365875 | TNB | DISTRIBUTION | WP PUTRAJAYA & CYBERJAYA | Existing | 11 kV |  | RYB | VPTJ/PCE/J16111 | PE 16.11 DPMR P16/C (F1) |  |  | Fail | Please check "Use"
378365877 | TNB | DISTRIBUTION | WP PUTRAJAYA & CYBERJAYA | Existing | 11 kV |  | RYB | VPTJ/PCE/J16111 | PE 16.11 DPMR P16/C (F1) |  |  | Fail | Please check "Use"
378365883 | TNB | DISTRIBUTION | WP PUTRAJAYA & CYBERJAYA | Existing | 11 kV |  | RYB | VPTJ/PCE/J16111 | PE 16.11 DPMR P16/C (F1) |  |  | Fail | Please check "Use"
378365884 | TNB | DISTRIBUTION | WP PUTRAJAYA & CYBERJAYA | Existing | 11 kV |  | RYB | VPTJ/PCE/J16111 | PE 16.11 DPMR P16/C (F1) |  |  | Fail | Please check "Use"
378365963 | TNB | DISTRIBUTION | WP PUTRAJAYA & CYBERJAYA | Existing | 11 kV |  | RYB | VPTJ/PCE/J16112 | PE 16.11 DPMR P16/C (F2) |  |  | Fail | Please check "Use"
378365967 | TNB | DISTRIBUTION | WP PUTRAJAYA & CYBERJAYA | Existing | 11 kV |  | RYB | VPTJ/PCE/J16112 | PE 16.11 DPMR P16/C (F2) |  |  | Fail | Please check "Use"
378365969 | TNB | DISTRIBUTION | WP PUTRAJAYA & CYBERJAYA | Existing | 11 kV |  | RYB | VPTJ/PCE/J16112 | PE 16.11 DPMR P16/C (F2) |  |  | Fail | Please check "Use"
378365979 | TNB | DISTRIBUTION | WP PUTRAJAYA & CYBERJAYA | Existing | 11 kV |  | RYB | VPTJ/PCE/J16112 | PE 16.11 DPMR P16/C (F2) |  |  | Fail | Please check "Use"
378365995 | TNB | DISTRIBUTION | WP PUTRAJAYA & CYBERJAYA | Existing | 11 kV |  | RYB | VPTJ/PCE/J16112 | PE 16.11 DPMR P16/C (F2) |  |  | Fail | Please check "Use"
378365996 | TNB | DISTRIBUTION | WP PUTRAJAYA & CYBERJAYA | Existing | 11 kV |  | RYB | VPTJ/PCE/J16112 | PE 16.11 DPMR P16/C (F2) |  |  | Fail | Please check "Use"
378365998 | TNB | DISTRIBUTION | WP PUTRAJAYA & CYBERJAYA | Existing | 11 kV |  | RYB | VPTJ/PCE/J16112 | PE 16.11 DPMR P16/C (F2) |  |  | Fail | Please check "Use"
378366004 | TNB | DISTRIBUTION | WP PUTRAJAYA & CYBERJAYA | Existing | 11 kV |  | RYB | VPTJ/PCE/J16112 | PE 16.11 DPMR P16/C (F2) |  |  | Fail | Please check "Use"
378366005 | TNB | DISTRIBUTION | WP PUTRAJAYA & CYBERJAYA | Existing | 11 kV |  | RYB | VPTJ/PCE/J16112 | PE 16.11 DPMR P16/C (F2) |  |  | Fail | Please check "Use"
378366347 | TNB | DISTRIBUTION | WP PUTRAJAYA & CYBERJAYA | Existing | 11 kV |  | RYB | VPTJ/PCE/J16301 | PE 16.30 PERUMAHAN P16A (F1) |  |  | Fail | Please check "Use"
378366348 | TNB | DISTRIBUTION | WP PUTRAJAYA & CYBERJAYA | Existing | 11 kV |  | RYB | VPTJ/PCE/J16301 | PE 16.30 PERUMAHAN P16A (F1) |  |  | Fail | Please check "Use"
378366353 | TNB | DISTRIBUTION | WP PUTRAJAYA & CYBERJAYA | Existing | 11 kV |  | RYB | VPTJ/PCE/J16301 | PE 16.30 PERUMAHAN P16A (F1) |  |  | Fail | Please check "Use"
378366359 | TNB | DISTRIBUTION | WP PUTRAJAYA & CYBERJAYA | Existing | 11 kV |  | RYB | VPTJ/PCE/J16301 | PE 16.30 PERUMAHAN P16A (F1) |  |  | Fail | Please check "Use"
378366360 | TNB | DISTRIBUTION | WP PUTRAJAYA & CYBERJAYA | Existing | 11 kV |  | RYB | VPTJ/PCE/J16301 | PE 16.30 PERUMAHAN P16A (F1) |  |  | Fail | Please check "Use"
378366364 | TNB | DISTRIBUTION | WP PUTRAJAYA & CYBERJAYA | Existing | 11 kV |  | RYB | VPTJ/PCE/J16301 | PE 16.30 PERUMAHAN P16A (F1) |  |  | Fail | Please check "Use"
378366367 | TNB | DISTRIBUTION | WP PUTRAJAYA & CYBERJAYA | Existing | 11 kV |  | RYB | VPTJ/PCE/J16301 | PE 16.30 PERUMAHAN P16A (F1) |  |  | Fail | Please check "Use"
378366368 | TNB | DISTRIBUTION | WP PUTRAJAYA & CYBERJAYA | Existing | 11 kV |  | RYB | VPTJ/PCE/J16301 | PE 16.30 PERUMAHAN P16A (F1) |  |  | Fail | Please check "Use"
378366453 | TNB | DISTRIBUTION | WP PUTRAJAYA & CYBERJAYA | Existing | 11 kV |  | RYB | VPTJ/PCE/J16302 | PE 16.30 PERUMAHAN P16A (F2) |  |  | Fail | Please check "Use"
378366454 | TNB | DISTRIBUTION | WP PUTRAJAYA & CYBERJAYA | Existing | 11 kV |  | RYB | VPTJ/PCE/J16302 | PE 16.30 PERUMAHAN P16A (F2) |  |  | Fail | Please check "Use"
378366459 | TNB | DISTRIBUTION | WP PUTRAJAYA & CYBERJAYA | Existing | 11 kV |  | RYB | VPTJ/PCE/J16302 | PE 16.30 PERUMAHAN P16A (F2) |  |  | Fail | Please check "Use"
378366465 | TNB | DISTRIBUTION | WP PUTRAJAYA & CYBERJAYA | Existing | 11 kV |  | RYB | VPTJ/PCE/J16302 | PE 16.30 PERUMAHAN P16A (F2) |  |  | Fail | Please check "Use"
378366466 | TNB | DISTRIBUTION | WP PUTRAJAYA & CYBERJAYA | Existing | 11 kV |  | RYB | VPTJ/PCE/J16302 | PE 16.30 PERUMAHAN P16A (F2) |  |  | Fail | Please check "Use"
378366470 | TNB | DISTRIBUTION | WP PUTRAJAYA & CYBERJAYA | Existing | 11 kV |  | RYB | VPTJ/PCE/J16302 | PE 16.30 PERUMAHAN P16A (F2) |  |  | Fail | Please check "Use"
378366473 | TNB | DISTRIBUTION | WP PUTRAJAYA & CYBERJAYA | Existing | 11 kV |  | RYB | VPTJ/PCE/J16302 | PE 16.30 PERUMAHAN P16A (F2) |  |  | Fail | Please check "Use"
378366474 | TNB | DISTRIBUTION | WP PUTRAJAYA & CYBERJAYA | Existing | 11 kV |  | RYB | VPTJ/PCE/J16302 | PE 16.30 PERUMAHAN P16A (F2) |  |  | Fail | Please check "Use"
378366609 | TNB | DISTRIBUTION | WP PUTRAJAYA & CYBERJAYA | Existing | 11 kV |  | RYB | VPTJ/PCE/J16281 | PE 16.28 TAMAN WARISAN (F1) |  |  | Fail | Please check "Use"
378366610 | TNB | DISTRIBUTION | WP PUTRAJAYA & CYBERJAYA | Existing | 11 kV |  | RYB | VPTJ/PCE/J16281 | PE 16.28 TAMAN WARISAN (F1) |  |  | Fail | Please check "Use"
378366615 | TNB | DISTRIBUTION | WP PUTRAJAYA & CYBERJAYA | Existing | 11 kV |  | RYB | VPTJ/PCE/J16281 | PE 16.28 TAMAN WARISAN (F1) |  |  | Fail | Please check "Use"
378366621 | TNB | DISTRIBUTION | WP PUTRAJAYA & CYBERJAYA | Existing | 11 kV |  | RYB | VPTJ/PCE/J16281 | PE 16.28 TAMAN WARISAN (F1) |  |  | Fail | Please check "Use"
378366622 | TNB | DISTRIBUTION | WP PUTRAJAYA & CYBERJAYA | Existing | 11 kV |  | RYB | VPTJ/PCE/J16281 | PE 16.28 TAMAN WARISAN (F1) |  |  | Fail | Please check "Use"
378366626 | TNB | DISTRIBUTION | WP PUTRAJAYA & CYBERJAYA | Existing | 11 kV |  | RYB | VPTJ/PCE/J16281 | PE 16.28 TAMAN WARISAN (F1) |  |  | Fail | Please check "Use"
378366629 | TNB | DISTRIBUTION | WP PUTRAJAYA & CYBERJAYA | Existing | 11 kV |  | RYB | VPTJ/PCE/J16281 | PE 16.28 TAMAN WARISAN (F1) |  |  | Fail | Please check "Use"
378366630 | TNB | DISTRIBUTION | WP PUTRAJAYA & CYBERJAYA | Existing | 11 kV |  | RYB | VPTJ/PCE/J16281 | PE 16.28 TAMAN WARISAN (F1) |  |  | Fail | Please check "Use"
378366703 | TNB | DISTRIBUTION | WP PUTRAJAYA & CYBERJAYA | Existing | 11 kV |  | RYB | VPTJ/PCE/J16282 | PE 16.28 TAMAN WARISAN (F2) |  |  | Fail | Please check "Use"
378366704 | TNB | DISTRIBUTION | WP PUTRAJAYA & CYBERJAYA | Existing | 11 kV |  | RYB | VPTJ/PCE/J16282 | PE 16.28 TAMAN WARISAN (F2) |  |  | Fail | Please check "Use"
378366709 | TNB | DISTRIBUTION | WP PUTRAJAYA & CYBERJAYA | Existing | 11 kV |  | RYB | VPTJ/PCE/J16282 | PE 16.28 TAMAN WARISAN (F2) |  |  | Fail | Please check "Use"
378366715 | TNB | DISTRIBUTION | WP PUTRAJAYA & CYBERJAYA | Existing | 11 kV |  | RYB | VPTJ/PCE/J16282 | PE 16.28 TAMAN WARISAN (F2) |  |  | Fail | Please check "Use"
378366716 | TNB | DISTRIBUTION | WP PUTRAJAYA & CYBERJAYA | Existing | 11 kV |  | RYB | VPTJ/PCE/J16282 | PE 16.28 TAMAN WARISAN (F2) |  |  | Fail | Please check "Use"
378366720 | TNB | DISTRIBUTION | WP PUTRAJAYA & CYBERJAYA | Existing | 11 kV |  | RYB | VPTJ/PCE/J16282 | PE 16.28 TAMAN WARISAN (F2) |  |  | Fail | Please check "Use"
378366723 | TNB | DISTRIBUTION | WP PUTRAJAYA & CYBERJAYA | Existing | 11 kV |  | RYB | VPTJ/PCE/J16282 | PE 16.28 TAMAN WARISAN (F2) |  |  | Fail | Please check "Use"
378366724 | TNB | DISTRIBUTION | WP PUTRAJAYA & CYBERJAYA | Existing | 11 kV |  | RYB | VPTJ/PCE/J16282 | PE 16.28 TAMAN WARISAN (F2) |  |  | Fail | Please check "Use"
378366807 | TNB | DISTRIBUTION | WP PUTRAJAYA & CYBERJAYA | Existing | 11 kV |  | RYB | VPTJ/PCE/J16061 | PE 16.06 SEK REN F2 (F1) |  |  | Fail | Please check "Use"
378366808 | TNB | DISTRIBUTION | WP PUTRAJAYA & CYBERJAYA | Existing | 11 kV |  | RYB | VPTJ/PCE/J16061 | PE 16.06 SEK REN F2 (F1) |  |  | Fail | Please check "Use"
378366813 | TNB | DISTRIBUTION | WP PUTRAJAYA & CYBERJAYA | Existing | 11 kV |  | RYB | VPTJ/PCE/J16061 | PE 16.06 SEK REN F2 (F1) |  |  | Fail | Please check "Use"
378366819 | TNB | DISTRIBUTION | WP PUTRAJAYA & CYBERJAYA | Existing | 11 kV |  | RYB | VPTJ/PCE/J16061 | PE 16.06 SEK REN F2 (F1) |  |  | Fail | Please check "Use"
378366820 | TNB | DISTRIBUTION | WP PUTRAJAYA & CYBERJAYA | Existing | 11 kV |  | RYB | VPTJ/PCE/J16061 | PE 16.06 SEK REN F2 (F1) |  |  | Fail | Please check "Use"
378366824 | TNB | DISTRIBUTION | WP PUTRAJAYA & CYBERJAYA | Existing | 11 kV |  | RYB | VPTJ/PCE/J16061 | PE 16.06 SEK REN F2 (F1) |  |  | Fail | Please check "Use"
378366827 | TNB | DISTRIBUTION | WP PUTRAJAYA & CYBERJAYA | Existing | 11 kV |  | RYB | VPTJ/PCE/J16061 | PE 16.06 SEK REN F2 (F1) |  |  | Fail | Please check "Use"
378366828 | TNB | DISTRIBUTION | WP PUTRAJAYA & CYBERJAYA | Existing | 11 kV |  | RYB | VPTJ/PCE/J16061 | PE 16.06 SEK REN F2 (F1) |  |  | Fail | Please check "Use"
378366903 | TNB | DISTRIBUTION | WP PUTRAJAYA & CYBERJAYA | Existing | 11 kV |  | RYB | VPTJ/PCE/J16062 | PE 16.06 SEK REN F2 (F2) |  |  | Fail | Please check "Use"
378366904 | TNB | DISTRIBUTION | WP PUTRAJAYA & CYBERJAYA | Existing | 11 kV |  | RYB | VPTJ/PCE/J16062 | PE 16.06 SEK REN F2 (F2) |  |  | Fail | Please check "Use"
378366909 | TNB | DISTRIBUTION | WP PUTRAJAYA & CYBERJAYA | Existing | 11 kV |  | RYB | VPTJ/PCE/J16062 | PE 16.06 SEK REN F2 (F2) |  |  | Fail | Please check "Use"
378366915 | TNB | DISTRIBUTION | WP PUTRAJAYA & CYBERJAYA | Existing | 11 kV |  | RYB | VPTJ/PCE/J16062 | PE 16.06 SEK REN F2 (F2) |  |  | Fail | Please check "Use"
378366916 | TNB | DISTRIBUTION | WP PUTRAJAYA & CYBERJAYA | Existing | 11 kV |  | RYB | VPTJ/PCE/J16062 | PE 16.06 SEK REN F2 (F2) |  |  | Fail | Please check "Use"
378366920 | TNB | DISTRIBUTION | WP PUTRAJAYA & CYBERJAYA | Existing | 11 kV |  | RYB | VPTJ/PCE/J16062 | PE 16.06 SEK REN F2 (F2) |  |  | Fail | Please check "Use"
378366923 | TNB | DISTRIBUTION | WP PUTRAJAYA & CYBERJAYA | Existing | 11 kV |  | RYB | VPTJ/PCE/J16062 | PE 16.06 SEK REN F2 (F2) |  |  | Fail | Please check "Use"
378366924 | TNB | DISTRIBUTION | WP PUTRAJAYA & CYBERJAYA | Existing | 11 kV |  | RYB | VPTJ/PCE/J16062 | PE 16.06 SEK REN F2 (F2) |  |  | Fail | Please check "Use"
378367004 | TNB | DISTRIBUTION | WP PUTRAJAYA & CYBERJAYA | Existing | 11 kV |  | RYB | VPTJ/PCE/J16071 | PE 16.07 22 UNIT TERES (EFI) (F1) |  |  | Fail | Please check "Use"
378367005 | TNB | DISTRIBUTION | WP PUTRAJAYA & CYBERJAYA | Existing | 11 kV |  | RYB | VPTJ/PCE/J16071 | PE 16.07 22 UNIT TERES (EFI) (F1) |  |  | Fail | Please check "Use"
378367010 | TNB | DISTRIBUTION | WP PUTRAJAYA & CYBERJAYA | Existing | 11 kV |  | RYB | VPTJ/PCE/J16071 | PE 16.07 22 UNIT TERES (EFI) (F1) |  |  | Fail | Please check "Use"
378367016 | TNB | DISTRIBUTION | WP PUTRAJAYA & CYBERJAYA | Existing | 11 kV |  | RYB | VPTJ/PCE/J16071 | PE 16.07 22 UNIT TERES (EFI) (F1) |  |  | Fail | Please check "Use"
378367017 | TNB | DISTRIBUTION | WP PUTRAJAYA & CYBERJAYA | Existing | 11 kV |  | RYB | VPTJ/PCE/J16071 | PE 16.07 22 UNIT TERES (EFI) (F1) |  |  | Fail | Please check "Use"
378367021 | TNB | DISTRIBUTION | WP PUTRAJAYA & CYBERJAYA | Existing | 11 kV |  | RYB | VPTJ/PCE/J16071 | PE 16.07 22 UNIT TERES (EFI) (F1) |  |  | Fail | Please check "Use"
378367024 | TNB | DISTRIBUTION | WP PUTRAJAYA & CYBERJAYA | Existing | 11 kV |  | RYB | VPTJ/PCE/J16071 | PE 16.07 22 UNIT TERES (EFI) (F1) |  |  | Fail | Please check "Use"
378367025 | TNB | DISTRIBUTION | WP PUTRAJAYA & CYBERJAYA | Existing | 11 kV |  | RYB | VPTJ/PCE/J16071 | PE 16.07 22 UNIT TERES (EFI) (F1) |  |  | Fail | Please check "Use"
378367100 | TNB | DISTRIBUTION | WP PUTRAJAYA & CYBERJAYA | Existing | 11 kV |  | RYB | VPTJ/PCE/J16072 | PE 16.07 22 UNIT TERES (EFI) (F2) |  |  | Fail | Please check "Use"
378367101 | TNB | DISTRIBUTION | WP PUTRAJAYA & CYBERJAYA | Existing | 11 kV |  | RYB | VPTJ/PCE/J16072 | PE 16.07 22 UNIT TERES (EFI) (F2) |  |  | Fail | Please check "Use"
378367106 | TNB | DISTRIBUTION | WP PUTRAJAYA & CYBERJAYA | Existing | 11 kV |  | RYB | VPTJ/PCE/J16072 | PE 16.07 22 UNIT TERES (EFI) (F2) |  |  | Fail | Please check "Use"
378367112 | TNB | DISTRIBUTION | WP PUTRAJAYA & CYBERJAYA | Existing | 11 kV |  | RYB | VPTJ/PCE/J16072 | PE 16.07 22 UNIT TERES (EFI) (F2) |  |  | Fail | Please check "Use"
378367113 | TNB | DISTRIBUTION | WP PUTRAJAYA & CYBERJAYA | Existing | 11 kV |  | RYB | VPTJ/PCE/J16072 | PE 16.07 22 UNIT TERES (EFI) (F2) |  |  | Fail | Please check "Use"
378367117 | TNB | DISTRIBUTION | WP PUTRAJAYA & CYBERJAYA | Existing | 11 kV |  | RYB | VPTJ/PCE/J16072 | PE 16.07 22 UNIT TERES (EFI) (F2) |  |  | Fail | Please check "Use"
378367120 | TNB | DISTRIBUTION | WP PUTRAJAYA & CYBERJAYA | Existing | 11 kV |  | RYB | VPTJ/PCE/J16072 | PE 16.07 22 UNIT TERES (EFI) (F2) |  |  | Fail | Please check "Use"
378367121 | TNB | DISTRIBUTION | WP PUTRAJAYA & CYBERJAYA | Existing | 11 kV |  | RYB | VPTJ/PCE/J16072 | PE 16.07 22 UNIT TERES (EFI) (F2) |  |  | Fail | Please check "Use"
378367206 | TNB | DISTRIBUTION | WP PUTRAJAYA & CYBERJAYA | Existing | 11 kV |  | RYB | VPTJ/PCE/J16292 | PE 16.29 25 UNIT (EFI) (F2) |  |  | Fail | Please check "Use"
378367207 | TNB | DISTRIBUTION | WP PUTRAJAYA & CYBERJAYA | Existing | 11 kV |  | RYB | VPTJ/PCE/J16292 | PE 16.29 25 UNIT (EFI) (F2) |  |  | Fail | Please check "Use"
378367212 | TNB | DISTRIBUTION | WP PUTRAJAYA & CYBERJAYA | Existing | 11 kV |  | RYB | VPTJ/PCE/J16292 | PE 16.29 25 UNIT (EFI) (F2) |  |  | Fail | Please check "Use"
378367218 | TNB | DISTRIBUTION | WP PUTRAJAYA & CYBERJAYA | Existing | 11 kV |  | RYB | VPTJ/PCE/J16292 | PE 16.29 25 UNIT (EFI) (F2) |  |  | Fail | Please check "Use"
378367219 | TNB | DISTRIBUTION | WP PUTRAJAYA & CYBERJAYA | Existing | 11 kV |  | RYB | VPTJ/PCE/J16292 | PE 16.29 25 UNIT (EFI) (F2) |  |  | Fail | Please check "Use"
378367223 | TNB | DISTRIBUTION | WP PUTRAJAYA & CYBERJAYA | Existing | 11 kV |  | RYB | VPTJ/PCE/J16292 | PE 16.29 25 UNIT (EFI) (F2) |  |  | Fail | Please check "Use"
378367226 | TNB | DISTRIBUTION | WP PUTRAJAYA & CYBERJAYA | Existing | 11 kV |  | RYB | VPTJ/PCE/J16292 | PE 16.29 25 UNIT (EFI) (F2) |  |  | Fail | Please check "Use"
378367227 | TNB | DISTRIBUTION | WP PUTRAJAYA & CYBERJAYA | Existing | 11 kV |  | RYB | VPTJ/PCE/J16292 | PE 16.29 25 UNIT (EFI) (F2) |  |  | Fail | Please check "Use"
378367300 | TNB | DISTRIBUTION | WP PUTRAJAYA & CYBERJAYA | Existing | 11 kV |  | RYB | VPTJ/PCE/J16291 | PE 16.29 25 UNIT (EFI) (F1) |  |  | Fail | Please check "Use"
378367301 | TNB | DISTRIBUTION | WP PUTRAJAYA & CYBERJAYA | Existing | 11 kV |  | RYB | VPTJ/PCE/J16291 | PE 16.29 25 UNIT (EFI) (F1) |  |  | Fail | Please check "Use"
378367306 | TNB | DISTRIBUTION | WP PUTRAJAYA & CYBERJAYA | Existing | 11 kV |  | RYB | VPTJ/PCE/J16291 | PE 16.29 25 UNIT (EFI) (F1) |  |  | Fail | Please check "Use"
378367312 | TNB | DISTRIBUTION | WP PUTRAJAYA & CYBERJAYA | Existing | 11 kV |  | RYB | VPTJ/PCE/J16291 | PE 16.29 25 UNIT (EFI) (F1) |  |  | Fail | Please check "Use"
378367313 | TNB | DISTRIBUTION | WP PUTRAJAYA & CYBERJAYA | Existing | 11 kV |  | RYB | VPTJ/PCE/J16291 | PE 16.29 25 UNIT (EFI) (F1) |  |  | Fail | Please check "Use"
378367317 | TNB | DISTRIBUTION | WP PUTRAJAYA & CYBERJAYA | Existing | 11 kV |  | RYB | VPTJ/PCE/J16291 | PE 16.29 25 UNIT (EFI) (F1) |  |  | Fail | Please check "Use"
378367320 | TNB | DISTRIBUTION | WP PUTRAJAYA & CYBERJAYA | Existing | 11 kV |  | RYB | VPTJ/PCE/J16291 | PE 16.29 25 UNIT (EFI) (F1) |  |  | Fail | Please check "Use"
378367321 | TNB | DISTRIBUTION | WP PUTRAJAYA & CYBERJAYA | Existing | 11 kV |  | RYB | VPTJ/PCE/J16291 | PE 16.29 25 UNIT (EFI) (F1) |  |  | Fail | Please check "Use"
378367404 | TNB | DISTRIBUTION | WP PUTRAJAYA & CYBERJAYA | Existing | 11 kV |  | RYB | VPTJ/PCE/J16021 | SS 16.02 PS5 (EFI) |  |  | Fail | Please check "Use"
378367406 | TNB | DISTRIBUTION | WP PUTRAJAYA & CYBERJAYA | Existing | 11 kV |  | RYB | VPTJ/PCE/J16021 | SS 16.02 PS5 (EFI) |  |  | Fail | Please check "Use"
378367408 | TNB | DISTRIBUTION | WP PUTRAJAYA & CYBERJAYA | Existing | 11 kV |  | RYB | VPTJ/PCE/J16021 | SS 16.02 PS5 (EFI) |  |  | Fail | Please check "Use"
378367411 | TNB | DISTRIBUTION | WP PUTRAJAYA & CYBERJAYA | Existing | 11 kV |  | RYB | VPTJ/PCE/J16021 | SS 16.02 PS5 (EFI) |  |  | Fail | Please check "Use"
378367412 | TNB | DISTRIBUTION | WP PUTRAJAYA & CYBERJAYA | Existing | 11 kV |  | RYB | VPTJ/PCE/J16021 | SS 16.02 PS5 (EFI) |  |  | Fail | Please check "Use"
378367413 | TNB | DISTRIBUTION | WP PUTRAJAYA & CYBERJAYA | Existing | 11 kV |  | RYB | VPTJ/PCE/J16021 | SS 16.02 PS5 (EFI) |  |  | Fail | Please check "Use"
378367419 | TNB | DISTRIBUTION | WP PUTRAJAYA & CYBERJAYA | Existing | 11 kV |  | RYB | VPTJ/PCE/J16021 | SS 16.02 PS5 (EFI) |  |  | Fail | Please check "Use"
378367424 | TNB | DISTRIBUTION | WP PUTRAJAYA & CYBERJAYA | Existing | 11 kV |  | RYB | VPTJ/PCE/J16021 | SS 16.02 PS5 (EFI) |  |  | Fail | Please check "Use"
378367525 | TNB | DISTRIBUTION | WP PUTRAJAYA & CYBERJAYA | Existing | 11 kV |  | RYB | VPTJ/PCE/J16271 | PE 16.27 UPPER BISA |  |  | Fail | Please check "Use"
378367526 | TNB | DISTRIBUTION | WP PUTRAJAYA & CYBERJAYA | Existing | 11 kV |  | RYB | VPTJ/PCE/J16271 | PE 16.27 UPPER BISA |  |  | Fail | Please check "Use"
378367531 | TNB | DISTRIBUTION | WP PUTRAJAYA & CYBERJAYA | Existing | 11 kV |  | RYB | VPTJ/PCE/J16271 | PE 16.27 UPPER BISA |  |  | Fail | Please check "Use"
378367537 | TNB | DISTRIBUTION | WP PUTRAJAYA & CYBERJAYA | Existing | 11 kV |  | RYB | VPTJ/PCE/J16271 | PE 16.27 UPPER BISA |  |  | Fail | Please check "Use"
378367538 | TNB | DISTRIBUTION | WP PUTRAJAYA & CYBERJAYA | Existing | 11 kV |  | RYB | VPTJ/PCE/J16271 | PE 16.27 UPPER BISA |  |  | Fail | Please check "Use"
378367542 | TNB | DISTRIBUTION | WP PUTRAJAYA & CYBERJAYA | Existing | 11 kV |  | RYB | VPTJ/PCE/J16271 | PE 16.27 UPPER BISA |  |  | Fail | Please check "Use"
378367545 | TNB | DISTRIBUTION | WP PUTRAJAYA & CYBERJAYA | Existing | 11 kV |  | RYB | VPTJ/PCE/J16271 | PE 16.27 UPPER BISA |  |  | Fail | Please check "Use"
378367546 | TNB | DISTRIBUTION | WP PUTRAJAYA & CYBERJAYA | Existing | 11 kV |  | RYB | VPTJ/PCE/J16271 | PE 16.27 UPPER BISA |  |  | Fail | Please check "Use"
378367621 | TNB | DISTRIBUTION | WP PUTRAJAYA & CYBERJAYA | Existing | 11 kV |  | RYB | VPTJ/PCE/J16141 | PE 16.14 SEMI D (EFI) (F1) |  |  | Fail | Please check "Use"
378367622 | TNB | DISTRIBUTION | WP PUTRAJAYA & CYBERJAYA | Existing | 11 kV |  | RYB | VPTJ/PCE/J16141 | PE 16.14 SEMI D (EFI) (F1) |  |  | Fail | Please check "Use"
378367627 | TNB | DISTRIBUTION | WP PUTRAJAYA & CYBERJAYA | Existing | 11 kV |  | RYB | VPTJ/PCE/J16141 | PE 16.14 SEMI D (EFI) (F1) |  |  | Fail | Please check "Use"
378367633 | TNB | DISTRIBUTION | WP PUTRAJAYA & CYBERJAYA | Existing | 11 kV |  | RYB | VPTJ/PCE/J16141 | PE 16.14 SEMI D (EFI) (F1) |  |  | Fail | Please check "Use"
378367634 | TNB | DISTRIBUTION | WP PUTRAJAYA & CYBERJAYA | Existing | 11 kV |  | RYB | VPTJ/PCE/J16141 | PE 16.14 SEMI D (EFI) (F1) |  |  | Fail | Please check "Use"
378367638 | TNB | DISTRIBUTION | WP PUTRAJAYA & CYBERJAYA | Existing | 11 kV |  | RYB | VPTJ/PCE/J16141 | PE 16.14 SEMI D (EFI) (F1) |  |  | Fail | Please check "Use"
378367641 | TNB | DISTRIBUTION | WP PUTRAJAYA & CYBERJAYA | Existing | 11 kV |  | RYB | VPTJ/PCE/J16141 | PE 16.14 SEMI D (EFI) (F1) |  |  | Fail | Please check "Use"
378367642 | TNB | DISTRIBUTION | WP PUTRAJAYA & CYBERJAYA | Existing | 11 kV |  | RYB | VPTJ/PCE/J16141 | PE 16.14 SEMI D (EFI) (F1) |  |  | Fail | Please check "Use"
378367715 | TNB | DISTRIBUTION | WP PUTRAJAYA & CYBERJAYA | Existing | 11 kV |  | RYB | VPTJ/PCE/J16142 | PE 16.14 SEMI D (EFI) (F2) |  |  | Fail | Please check "Use"
378367716 | TNB | DISTRIBUTION | WP PUTRAJAYA & CYBERJAYA | Existing | 11 kV |  | RYB | VPTJ/PCE/J16142 | PE 16.14 SEMI D (EFI) (F2) |  |  | Fail | Please check "Use"
378367721 | TNB | DISTRIBUTION | WP PUTRAJAYA & CYBERJAYA | Existing | 11 kV |  | RYB | VPTJ/PCE/J16142 | PE 16.14 SEMI D (EFI) (F2) |  |  | Fail | Please check "Use"
378367727 | TNB | DISTRIBUTION | WP PUTRAJAYA & CYBERJAYA | Existing | 11 kV |  | RYB | VPTJ/PCE/J16142 | PE 16.14 SEMI D (EFI) (F2) |  |  | Fail | Please check "Use"
378367728 | TNB | DISTRIBUTION | WP PUTRAJAYA & CYBERJAYA | Existing | 11 kV |  | RYB | VPTJ/PCE/J16142 | PE 16.14 SEMI D (EFI) (F2) |  |  | Fail | Please check "Use"
378367732 | TNB | DISTRIBUTION | WP PUTRAJAYA & CYBERJAYA | Existing | 11 kV |  | RYB | VPTJ/PCE/J16142 | PE 16.14 SEMI D (EFI) (F2) |  |  | Fail | Please check "Use"
378367735 | TNB | DISTRIBUTION | WP PUTRAJAYA & CYBERJAYA | Existing | 11 kV |  | RYB | VPTJ/PCE/J16142 | PE 16.14 SEMI D (EFI) (F2) |  |  | Fail | Please check "Use"
378367736 | TNB | DISTRIBUTION | WP PUTRAJAYA & CYBERJAYA | Existing | 11 kV |  | RYB | VPTJ/PCE/J16142 | PE 16.14 SEMI D (EFI) (F2) |  |  | Fail | Please check "Use"
378367819 | TNB | DISTRIBUTION | WP PUTRAJAYA & CYBERJAYA | Existing | 11 kV |  | RYB | VPTJ/PCE/J16161 | PE 16.16 PUSAT KEJIRANAN (F1) |  |  | Fail | Please check "Use"
378367820 | TNB | DISTRIBUTION | WP PUTRAJAYA & CYBERJAYA | Existing | 11 kV |  | RYB | VPTJ/PCE/J16161 | PE 16.16 PUSAT KEJIRANAN (F1) |  |  | Fail | Please check "Use"
378367825 | TNB | DISTRIBUTION | WP PUTRAJAYA & CYBERJAYA | Existing | 11 kV |  | RYB | VPTJ/PCE/J16161 | PE 16.16 PUSAT KEJIRANAN (F1) |  |  | Fail | Please check "Use"
378367831 | TNB | DISTRIBUTION | WP PUTRAJAYA & CYBERJAYA | Existing | 11 kV |  | RYB | VPTJ/PCE/J16161 | PE 16.16 PUSAT KEJIRANAN (F1) |  |  | Fail | Please check "Use"
378367832 | TNB | DISTRIBUTION | WP PUTRAJAYA & CYBERJAYA | Existing | 11 kV |  | RYB | VPTJ/PCE/J16161 | PE 16.16 PUSAT KEJIRANAN (F1) |  |  | Fail | Please check "Use"
378367836 | TNB | DISTRIBUTION | WP PUTRAJAYA & CYBERJAYA | Existing | 11 kV |  | RYB | VPTJ/PCE/J16161 | PE 16.16 PUSAT KEJIRANAN (F1) |  |  | Fail | Please check "Use"
378367839 | TNB | DISTRIBUTION | WP PUTRAJAYA & CYBERJAYA | Existing | 11 kV |  | RYB | VPTJ/PCE/J16161 | PE 16.16 PUSAT KEJIRANAN (F1) |  |  | Fail | Please check "Use"
378367840 | TNB | DISTRIBUTION | WP PUTRAJAYA & CYBERJAYA | Existing | 11 kV |  | RYB | VPTJ/PCE/J16161 | PE 16.16 PUSAT KEJIRANAN (F1) |  |  | Fail | Please check "Use"
378367913 | TNB | DISTRIBUTION | WP PUTRAJAYA & CYBERJAYA | Existing | 11 kV |  | RYB | VPTJ/PCE/J16162 | PE 16.16 PUSAT KEJIRANAN (F2) |  |  | Fail | Please check "Use"
378367914 | TNB | DISTRIBUTION | WP PUTRAJAYA & CYBERJAYA | Existing | 11 kV |  | RYB | VPTJ/PCE/J16162 | PE 16.16 PUSAT KEJIRANAN (F2) |  |  | Fail | Please check "Use"
378367919 | TNB | DISTRIBUTION | WP PUTRAJAYA & CYBERJAYA | Existing | 11 kV |  | RYB | VPTJ/PCE/J16162 | PE 16.16 PUSAT KEJIRANAN (F2) |  |  | Fail | Please check "Use"
378367925 | TNB | DISTRIBUTION | WP PUTRAJAYA & CYBERJAYA | Existing | 11 kV |  | RYB | VPTJ/PCE/J16162 | PE 16.16 PUSAT KEJIRANAN (F2) |  |  | Fail | Please check "Use"
378367926 | TNB | DISTRIBUTION | WP PUTRAJAYA & CYBERJAYA | Existing | 11 kV |  | RYB | VPTJ/PCE/J16162 | PE 16.16 PUSAT KEJIRANAN (F2) |  |  | Fail | Please check "Use"
378367930 | TNB | DISTRIBUTION | WP PUTRAJAYA & CYBERJAYA | Existing | 11 kV |  | RYB | VPTJ/PCE/J16162 | PE 16.16 PUSAT KEJIRANAN (F2) |  |  | Fail | Please check "Use"
378367933 | TNB | DISTRIBUTION | WP PUTRAJAYA & CYBERJAYA | Existing | 11 kV |  | RYB | VPTJ/PCE/J16162 | PE 16.16 PUSAT KEJIRANAN (F2) |  |  | Fail | Please check "Use"
378367934 | TNB | DISTRIBUTION | WP PUTRAJAYA & CYBERJAYA | Existing | 11 kV |  | RYB | VPTJ/PCE/J16162 | PE 16.16 PUSAT KEJIRANAN (F2) |  |  | Fail | Please check "Use"
378368017 | TNB | DISTRIBUTION | WP PUTRAJAYA & CYBERJAYA | Existing | 11 kV |  | RYB | VPTJ/PCE/J01021 | SS 1.02 JPM B2 (F1) |  |  | Fail | Please check "Use"
378368019 | TNB | DISTRIBUTION | WP PUTRAJAYA & CYBERJAYA | Existing | 11 kV |  | RYB | VPTJ/PCE/J01021 | SS 1.02 JPM B2 (F1) |  |  | Fail | Please check "Use"
378368021 | TNB | DISTRIBUTION | WP PUTRAJAYA & CYBERJAYA | Existing | 11 kV |  | RYB | VPTJ/PCE/J01021 | SS 1.02 JPM B2 (F1) |  |  | Fail | Please check "Use"
378368024 | TNB | DISTRIBUTION | WP PUTRAJAYA & CYBERJAYA | Existing | 11 kV |  | RYB | VPTJ/PCE/J01021 | SS 1.02 JPM B2 (F1) |  |  | Fail | Please check "Use"
378368025 | TNB | DISTRIBUTION | WP PUTRAJAYA & CYBERJAYA | Existing | 11 kV |  | RYB | VPTJ/PCE/J01021 | SS 1.02 JPM B2 (F1) |  |  | Fail | Please check "Use"
378368026 | TNB | DISTRIBUTION | WP PUTRAJAYA & CYBERJAYA | Existing | 11 kV |  | RYB | VPTJ/PCE/J01021 | SS 1.02 JPM B2 (F1) |  |  | Fail | Please check "Use"
378368032 | TNB | DISTRIBUTION | WP PUTRAJAYA & CYBERJAYA | Existing | 11 kV |  | RYB | VPTJ/PCE/J01021 | SS 1.02 JPM B2 (F1) |  |  | Fail | Please check "Use"
378368037 | TNB | DISTRIBUTION | WP PUTRAJAYA & CYBERJAYA | Existing | 11 kV |  | RYB | VPTJ/PCE/J01021 | SS 1.02 JPM B2 (F1) |  |  | Fail | Please check "Use"
378368043 | TNB | DISTRIBUTION | WP PUTRAJAYA & CYBERJAYA | Existing | 11 kV |  | RYB | VPTJ/PCE/J01022 | SS 1.02 JPM B2 (F2) |  |  | Fail | Please check "Use"
378368045 | TNB | DISTRIBUTION | WP PUTRAJAYA & CYBERJAYA | Existing | 11 kV |  | RYB | VPTJ/PCE/J01022 | SS 1.02 JPM B2 (F2) |  |  | Fail | Please check "Use"
378368047 | TNB | DISTRIBUTION | WP PUTRAJAYA & CYBERJAYA | Existing | 11 kV |  | RYB | VPTJ/PCE/J01022 | SS 1.02 JPM B2 (F2) |  |  | Fail | Please check "Use"
378368050 | TNB | DISTRIBUTION | WP PUTRAJAYA & CYBERJAYA | Existing | 11 kV |  | RYB | VPTJ/PCE/J01022 | SS 1.02 JPM B2 (F2) |  |  | Fail | Please check "Use"
378368051 | TNB | DISTRIBUTION | WP PUTRAJAYA & CYBERJAYA | Existing | 11 kV |  | RYB | VPTJ/PCE/J01022 | SS 1.02 JPM B2 (F2) |  |  | Fail | Please check "Use"
378368052 | TNB | DISTRIBUTION | WP PUTRAJAYA & CYBERJAYA | Existing | 11 kV |  | RYB | VPTJ/PCE/J01022 | SS 1.02 JPM B2 (F2) |  |  | Fail | Please check "Use"
378368058 | TNB | DISTRIBUTION | WP PUTRAJAYA & CYBERJAYA | Existing | 11 kV |  | RYB | VPTJ/PCE/J01022 | SS 1.02 JPM B2 (F2) |  |  | Fail | Please check "Use"
378368063 | TNB | DISTRIBUTION | WP PUTRAJAYA & CYBERJAYA | Existing | 11 kV |  | RYB | VPTJ/PCE/J01022 | SS 1.02 JPM B2 (F2) |  |  | Fail | Please check "Use"
378368069 | TNB | DISTRIBUTION | WP PUTRAJAYA & CYBERJAYA | Existing | 11 kV |  | RYB | VPTJ/PCE/J01031 | SS 1.03 JPM B3 (F1) |  |  | Fail | Please check "Use"
378368071 | TNB | DISTRIBUTION | WP PUTRAJAYA & CYBERJAYA | Existing | 11 kV |  | RYB | VPTJ/PCE/J01031 | SS 1.03 JPM B3 (F1) |  |  | Fail | Please check "Use"
378368073 | TNB | DISTRIBUTION | WP PUTRAJAYA & CYBERJAYA | Existing | 11 kV |  | RYB | VPTJ/PCE/J01031 | SS 1.03 JPM B3 (F1) |  |  | Fail | Please check "Use"
378368076 | TNB | DISTRIBUTION | WP PUTRAJAYA & CYBERJAYA | Existing | 11 kV |  | RYB | VPTJ/PCE/J01031 | SS 1.03 JPM B3 (F1) |  |  | Fail | Please check "Use"
378368077 | TNB | DISTRIBUTION | WP PUTRAJAYA & CYBERJAYA | Existing | 11 kV |  | RYB | VPTJ/PCE/J01031 | SS 1.03 JPM B3 (F1) |  |  | Fail | Please check "Use"
378368078 | TNB | DISTRIBUTION | WP PUTRAJAYA & CYBERJAYA | Existing | 11 kV |  | RYB | VPTJ/PCE/J01031 | SS 1.03 JPM B3 (F1) |  |  | Fail | Please check "Use"
378368084 | TNB | DISTRIBUTION | WP PUTRAJAYA & CYBERJAYA | Existing | 11 kV |  | RYB | VPTJ/PCE/J01031 | SS 1.03 JPM B3 (F1) |  |  | Fail | Please check "Use"
378368089 | TNB | DISTRIBUTION | WP PUTRAJAYA & CYBERJAYA | Existing | 11 kV |  | RYB | VPTJ/PCE/J01031 | SS 1.03 JPM B3 (F1) |  |  | Fail | Please check "Use"
378368095 | TNB | DISTRIBUTION | WP PUTRAJAYA & CYBERJAYA | Existing | 11 kV |  | RYB | VPTJ/PCE/J01032 | SS 1.03 JPM B3 (F2) |  |  | Fail | Please check "Use"
378368097 | TNB | DISTRIBUTION | WP PUTRAJAYA & CYBERJAYA | Existing | 11 kV |  | RYB | VPTJ/PCE/J01032 | SS 1.03 JPM B3 (F2) |  |  | Fail | Please check "Use"
378368099 | TNB | DISTRIBUTION | WP PUTRAJAYA & CYBERJAYA | Existing | 11 kV |  | RYB | VPTJ/PCE/J01032 | SS 1.03 JPM B3 (F2) |  |  | Fail | Please check "Use"
378368102 | TNB | DISTRIBUTION | WP PUTRAJAYA & CYBERJAYA | Existing | 11 kV |  | RYB | VPTJ/PCE/J01032 | SS 1.03 JPM B3 (F2) |  |  | Fail | Please check "Use"
378368103 | TNB | DISTRIBUTION | WP PUTRAJAYA & CYBERJAYA | Existing | 11 kV |  | RYB | VPTJ/PCE/J01032 | SS 1.03 JPM B3 (F2) |  |  | Fail | Please check "Use"
378368104 | TNB | DISTRIBUTION | WP PUTRAJAYA & CYBERJAYA | Existing | 11 kV |  | RYB | VPTJ/PCE/J01032 | SS 1.03 JPM B3 (F2) |  |  | Fail | Please check "Use"
378368110 | TNB | DISTRIBUTION | WP PUTRAJAYA & CYBERJAYA | Existing | 11 kV |  | RYB | VPTJ/PCE/J01032 | SS 1.03 JPM B3 (F2) |  |  | Fail | Please check "Use"
378368115 | TNB | DISTRIBUTION | WP PUTRAJAYA & CYBERJAYA | Existing | 11 kV |  | RYB | VPTJ/PCE/J01032 | SS 1.03 JPM B3 (F2) |  |  | Fail | Please check "Use"
378368174 | TNB | DISTRIBUTION | WP PUTRAJAYA & CYBERJAYA | Existing | 11 kV |  | RYB | VPTJ/PCE/J01242 | PE 1.24 BOT PUMP (F2) |  |  | Fail | Please check "Use"
378368175 | TNB | DISTRIBUTION | WP PUTRAJAYA & CYBERJAYA | Existing | 11 kV |  | RYB | VPTJ/PCE/J01242 | PE 1.24 BOT PUMP (F2) |  |  | Fail | Please check "Use"
378368180 | TNB | DISTRIBUTION | WP PUTRAJAYA & CYBERJAYA | Existing | 11 kV |  | RYB | VPTJ/PCE/J01242 | PE 1.24 BOT PUMP (F2) |  |  | Fail | Please check "Use"
378368186 | TNB | DISTRIBUTION | WP PUTRAJAYA & CYBERJAYA | Existing | 11 kV |  | RYB | VPTJ/PCE/J01242 | PE 1.24 BOT PUMP (F2) |  |  | Fail | Please check "Use"
378368187 | TNB | DISTRIBUTION | WP PUTRAJAYA & CYBERJAYA | Existing | 11 kV |  | RYB | VPTJ/PCE/J01242 | PE 1.24 BOT PUMP (F2) |  |  | Fail | Please check "Use"
378368191 | TNB | DISTRIBUTION | WP PUTRAJAYA & CYBERJAYA | Existing | 11 kV |  | RYB | VPTJ/PCE/J01242 | PE 1.24 BOT PUMP (F2) |  |  | Fail | Please check "Use"
378368194 | TNB | DISTRIBUTION | WP PUTRAJAYA & CYBERJAYA | Existing | 11 kV |  | RYB | VPTJ/PCE/J01242 | PE 1.24 BOT PUMP (F2) |  |  | Fail | Please check "Use"
378368195 | TNB | DISTRIBUTION | WP PUTRAJAYA & CYBERJAYA | Existing | 11 kV |  | RYB | VPTJ/PCE/J01242 | PE 1.24 BOT PUMP (F2) |  |  | Fail | Please check "Use"
378368272 | TNB | DISTRIBUTION | WP PUTRAJAYA & CYBERJAYA | Existing | 11 kV |  | RYB | VPTJ/PCE/J01241 | PE 1.24 BOT PUMP (F1) |  |  | Fail | Please check "Use"
378368273 | TNB | DISTRIBUTION | WP PUTRAJAYA & CYBERJAYA | Existing | 11 kV |  | RYB | VPTJ/PCE/J01241 | PE 1.24 BOT PUMP (F1) |  |  | Fail | Please check "Use"
378368278 | TNB | DISTRIBUTION | WP PUTRAJAYA & CYBERJAYA | Existing | 11 kV |  | RYB | VPTJ/PCE/J01241 | PE 1.24 BOT PUMP (F1) |  |  | Fail | Please check "Use"
378368284 | TNB | DISTRIBUTION | WP PUTRAJAYA & CYBERJAYA | Existing | 11 kV |  | RYB | VPTJ/PCE/J01241 | PE 1.24 BOT PUMP (F1) |  |  | Fail | Please check "Use"
378368285 | TNB | DISTRIBUTION | WP PUTRAJAYA & CYBERJAYA | Existing | 11 kV |  | RYB | VPTJ/PCE/J01241 | PE 1.24 BOT PUMP (F1) |  |  | Fail | Please check "Use"
378368289 | TNB | DISTRIBUTION | WP PUTRAJAYA & CYBERJAYA | Existing | 11 kV |  | RYB | VPTJ/PCE/J01241 | PE 1.24 BOT PUMP (F1) |  |  | Fail | Please check "Use"
378368292 | TNB | DISTRIBUTION | WP PUTRAJAYA & CYBERJAYA | Existing | 11 kV |  | RYB | VPTJ/PCE/J01241 | PE 1.24 BOT PUMP (F1) |  |  | Fail | Please check "Use"
378368293 | TNB | DISTRIBUTION | WP PUTRAJAYA & CYBERJAYA | Existing | 11 kV |  | RYB | VPTJ/PCE/J01241 | PE 1.24 BOT PUMP (F1) |  |  | Fail | Please check "Use"
378368375 | TNB | DISTRIBUTION | WP PUTRAJAYA & CYBERJAYA | Existing | 11 kV |  | RYB | VPTJ/PCE/J01251 | PE 1.25 BOT ADMIN (F1) |  |  | Fail | Please check "Use"
378368376 | TNB | DISTRIBUTION | WP PUTRAJAYA & CYBERJAYA | Existing | 11 kV |  | RYB | VPTJ/PCE/J01251 | PE 1.25 BOT ADMIN (F1) |  |  | Fail | Please check "Use"
378368381 | TNB | DISTRIBUTION | WP PUTRAJAYA & CYBERJAYA | Existing | 11 kV |  | RYB | VPTJ/PCE/J01251 | PE 1.25 BOT ADMIN (F1) |  |  | Fail | Please check "Use"
378368387 | TNB | DISTRIBUTION | WP PUTRAJAYA & CYBERJAYA | Existing | 11 kV |  | RYB | VPTJ/PCE/J01251 | PE 1.25 BOT ADMIN (F1) |  |  | Fail | Please check "Use"
378368388 | TNB | DISTRIBUTION | WP PUTRAJAYA & CYBERJAYA | Existing | 11 kV |  | RYB | VPTJ/PCE/J01251 | PE 1.25 BOT ADMIN (F1) |  |  | Fail | Please check "Use"
378368392 | TNB | DISTRIBUTION | WP PUTRAJAYA & CYBERJAYA | Existing | 11 kV |  | RYB | VPTJ/PCE/J01251 | PE 1.25 BOT ADMIN (F1) |  |  | Fail | Please check "Use"
378368395 | TNB | DISTRIBUTION | WP PUTRAJAYA & CYBERJAYA | Existing | 11 kV |  | RYB | VPTJ/PCE/J01251 | PE 1.25 BOT ADMIN (F1) |  |  | Fail | Please check "Use"
378368396 | TNB | DISTRIBUTION | WP PUTRAJAYA & CYBERJAYA | Existing | 11 kV |  | RYB | VPTJ/PCE/J01251 | PE 1.25 BOT ADMIN (F1) |  |  | Fail | Please check "Use"
378368471 | TNB | DISTRIBUTION | WP PUTRAJAYA & CYBERJAYA | Existing | 11 kV |  | RYB | VPTJ/PCE/J01252 | PE 1.25 BOT ADMIN (F2) |  |  | Fail | Please check "Use"
378368472 | TNB | DISTRIBUTION | WP PUTRAJAYA & CYBERJAYA | Existing | 11 kV |  | RYB | VPTJ/PCE/J01252 | PE 1.25 BOT ADMIN (F2) |  |  | Fail | Please check "Use"
378368477 | TNB | DISTRIBUTION | WP PUTRAJAYA & CYBERJAYA | Existing | 11 kV |  | RYB | VPTJ/PCE/J01252 | PE 1.25 BOT ADMIN (F2) |  |  | Fail | Please check "Use"
378368483 | TNB | DISTRIBUTION | WP PUTRAJAYA & CYBERJAYA | Existing | 11 kV |  | RYB | VPTJ/PCE/J01252 | PE 1.25 BOT ADMIN (F2) |  |  | Fail | Please check "Use"
378368484 | TNB | DISTRIBUTION | WP PUTRAJAYA & CYBERJAYA | Existing | 11 kV |  | RYB | VPTJ/PCE/J01252 | PE 1.25 BOT ADMIN (F2) |  |  | Fail | Please check "Use"
378368488 | TNB | DISTRIBUTION | WP PUTRAJAYA & CYBERJAYA | Existing | 11 kV |  | RYB | VPTJ/PCE/J01252 | PE 1.25 BOT ADMIN (F2) |  |  | Fail | Please check "Use"
378368491 | TNB | DISTRIBUTION | WP PUTRAJAYA & CYBERJAYA | Existing | 11 kV |  | RYB | VPTJ/PCE/J01252 | PE 1.25 BOT ADMIN (F2) |  |  | Fail | Please check "Use"
378368492 | TNB | DISTRIBUTION | WP PUTRAJAYA & CYBERJAYA | Existing | 11 kV |  | RYB | VPTJ/PCE/J01252 | PE 1.25 BOT ADMIN (F2) |  |  | Fail | Please check "Use"
378368600 | TNB | DISTRIBUTION | WP PUTRAJAYA & CYBERJAYA | Existing | 11 kV |  | RYB | VPTJ/PCE/J01601 | PE 1.60 L/S TPP |  |  | Fail | Please check "Use"
378368601 | TNB | DISTRIBUTION | WP PUTRAJAYA & CYBERJAYA | Existing | 11 kV |  | RYB | VPTJ/PCE/J01601 | PE 1.60 L/S TPP |  |  | Fail | Please check "Use"
378368606 | TNB | DISTRIBUTION | WP PUTRAJAYA & CYBERJAYA | Existing | 11 kV |  | RYB | VPTJ/PCE/J01601 | PE 1.60 L/S TPP |  |  | Fail | Please check "Use"
378368612 | TNB | DISTRIBUTION | WP PUTRAJAYA & CYBERJAYA | Existing | 11 kV |  | RYB | VPTJ/PCE/J01601 | PE 1.60 L/S TPP |  |  | Fail | Please check "Use"
378368613 | TNB | DISTRIBUTION | WP PUTRAJAYA & CYBERJAYA | Existing | 11 kV |  | RYB | VPTJ/PCE/J01601 | PE 1.60 L/S TPP |  |  | Fail | Please check "Use"
378368617 | TNB | DISTRIBUTION | WP PUTRAJAYA & CYBERJAYA | Existing | 11 kV |  | RYB | VPTJ/PCE/J01601 | PE 1.60 L/S TPP |  |  | Fail | Please check "Use"
378368620 | TNB | DISTRIBUTION | WP PUTRAJAYA & CYBERJAYA | Existing | 11 kV |  | RYB | VPTJ/PCE/J01601 | PE 1.60 L/S TPP |  |  | Fail | Please check "Use"
378368621 | TNB | DISTRIBUTION | WP PUTRAJAYA & CYBERJAYA | Existing | 11 kV |  | RYB | VPTJ/PCE/J01601 | PE 1.60 L/S TPP |  |  | Fail | Please check "Use"
378368705 | TNB | DISTRIBUTION | WP PUTRAJAYA & CYBERJAYA | Existing | 11 kV |  | RYB | VPTJ/PCE/J01581 | SS 1.58 ISTANA MELAWATI (F1) |  |  | Fail | Please check "Use"
378368707 | TNB | DISTRIBUTION | WP PUTRAJAYA & CYBERJAYA | Existing | 11 kV |  | RYB | VPTJ/PCE/J01581 | SS 1.58 ISTANA MELAWATI (F1) |  |  | Fail | Please check "Use"
378368709 | TNB | DISTRIBUTION | WP PUTRAJAYA & CYBERJAYA | Existing | 11 kV |  | RYB | VPTJ/PCE/J01581 | SS 1.58 ISTANA MELAWATI (F1) |  |  | Fail | Please check "Use"
378368712 | TNB | DISTRIBUTION | WP PUTRAJAYA & CYBERJAYA | Existing | 11 kV |  | RYB | VPTJ/PCE/J01581 | SS 1.58 ISTANA MELAWATI (F1) |  |  | Fail | Please check "Use"
378368713 | TNB | DISTRIBUTION | WP PUTRAJAYA & CYBERJAYA | Existing | 11 kV |  | RYB | VPTJ/PCE/J01581 | SS 1.58 ISTANA MELAWATI (F1) |  |  | Fail | Please check "Use"
378368714 | TNB | DISTRIBUTION | WP PUTRAJAYA & CYBERJAYA | Existing | 11 kV |  | RYB | VPTJ/PCE/J01581 | SS 1.58 ISTANA MELAWATI (F1) |  |  | Fail | Please check "Use"
378368720 | TNB | DISTRIBUTION | WP PUTRAJAYA & CYBERJAYA | Existing | 11 kV |  | RYB | VPTJ/PCE/J01581 | SS 1.58 ISTANA MELAWATI (F1) |  |  | Fail | Please check "Use"
378368725 | TNB | DISTRIBUTION | WP PUTRAJAYA & CYBERJAYA | Existing | 11 kV |  | RYB | VPTJ/PCE/J01581 | SS 1.58 ISTANA MELAWATI (F1) |  |  | Fail | Please check "Use"
378368731 | TNB | DISTRIBUTION | WP PUTRAJAYA & CYBERJAYA | Existing | 11 kV |  | RYB | VPTJ/PCE/J01582 | SS 1.58 ISTANA MELAWATI (F2) |  |  | Fail | Please check "Use"
378368733 | TNB | DISTRIBUTION | WP PUTRAJAYA & CYBERJAYA | Existing | 11 kV |  | RYB | VPTJ/PCE/J01582 | SS 1.58 ISTANA MELAWATI (F2) |  |  | Fail | Please check "Use"
378368735 | TNB | DISTRIBUTION | WP PUTRAJAYA & CYBERJAYA | Existing | 11 kV |  | RYB | VPTJ/PCE/J01582 | SS 1.58 ISTANA MELAWATI (F2) |  |  | Fail | Please check "Use"
378368738 | TNB | DISTRIBUTION | WP PUTRAJAYA & CYBERJAYA | Existing | 11 kV |  | RYB | VPTJ/PCE/J01582 | SS 1.58 ISTANA MELAWATI (F2) |  |  | Fail | Please check "Use"
378368739 | TNB | DISTRIBUTION | WP PUTRAJAYA & CYBERJAYA | Existing | 11 kV |  | RYB | VPTJ/PCE/J01582 | SS 1.58 ISTANA MELAWATI (F2) |  |  | Fail | Please check "Use"
378368740 | TNB | DISTRIBUTION | WP PUTRAJAYA & CYBERJAYA | Existing | 11 kV |  | RYB | VPTJ/PCE/J01582 | SS 1.58 ISTANA MELAWATI (F2) |  |  | Fail | Please check "Use"
378368746 | TNB | DISTRIBUTION | WP PUTRAJAYA & CYBERJAYA | Existing | 11 kV |  | RYB | VPTJ/PCE/J01582 | SS 1.58 ISTANA MELAWATI (F2) |  |  | Fail | Please check "Use"
378368751 | TNB | DISTRIBUTION | WP PUTRAJAYA & CYBERJAYA | Existing | 11 kV |  | RYB | VPTJ/PCE/J01582 | SS 1.58 ISTANA MELAWATI (F2) |  |  | Fail | Please check "Use"
378368758 | TNB | DISTRIBUTION | WP PUTRAJAYA & CYBERJAYA | Existing | 11 kV |  | RYB | VPTJ/PCE/J01341 | PE 1.34 PROMENADE |  |  | Fail | Please check "Use"
378368759 | TNB | DISTRIBUTION | WP PUTRAJAYA & CYBERJAYA | Existing | 11 kV |  | RYB | VPTJ/PCE/J01341 | PE 1.34 PROMENADE |  |  | Fail | Please check "Use"
378368764 | TNB | DISTRIBUTION | WP PUTRAJAYA & CYBERJAYA | Existing | 11 kV |  | RYB | VPTJ/PCE/J01341 | PE 1.34 PROMENADE |  |  | Fail | Please check "Use"
378368770 | TNB | DISTRIBUTION | WP PUTRAJAYA & CYBERJAYA | Existing | 11 kV |  | RYB | VPTJ/PCE/J01341 | PE 1.34 PROMENADE |  |  | Fail | Please check "Use"
378368771 | TNB | DISTRIBUTION | WP PUTRAJAYA & CYBERJAYA | Existing | 11 kV |  | RYB | VPTJ/PCE/J01341 | PE 1.34 PROMENADE |  |  | Fail | Please check "Use"
378368775 | TNB | DISTRIBUTION | WP PUTRAJAYA & CYBERJAYA | Existing | 11 kV |  | RYB | VPTJ/PCE/J01341 | PE 1.34 PROMENADE |  |  | Fail | Please check "Use"
378368778 | TNB | DISTRIBUTION | WP PUTRAJAYA & CYBERJAYA | Existing | 11 kV |  | RYB | VPTJ/PCE/J01341 | PE 1.34 PROMENADE |  |  | Fail | Please check "Use"
378368779 | TNB | DISTRIBUTION | WP PUTRAJAYA & CYBERJAYA | Existing | 11 kV |  | RYB | VPTJ/PCE/J01341 | PE 1.34 PROMENADE |  |  | Fail | Please check "Use"
378368866 | TNB | DISTRIBUTION | WP PUTRAJAYA & CYBERJAYA | Existing | 11 kV |  | RYB | VPTJ/PCE/J15031 | PE 15.03 WR 3 |  |  | Fail | Please check "Use"
378368867 | TNB | DISTRIBUTION | WP PUTRAJAYA & CYBERJAYA | Existing | 11 kV |  | RYB | VPTJ/PCE/J15031 | PE 15.03 WR 3 |  |  | Fail | Please check "Use"
378368872 | TNB | DISTRIBUTION | WP PUTRAJAYA & CYBERJAYA | Existing | 11 kV |  | RYB | VPTJ/PCE/J15031 | PE 15.03 WR 3 |  |  | Fail | Please check "Use"
378368878 | TNB | DISTRIBUTION | WP PUTRAJAYA & CYBERJAYA | Existing | 11 kV |  | RYB | VPTJ/PCE/J15031 | PE 15.03 WR 3 |  |  | Fail | Please check "Use"
378368879 | TNB | DISTRIBUTION | WP PUTRAJAYA & CYBERJAYA | Existing | 11 kV |  | RYB | VPTJ/PCE/J15031 | PE 15.03 WR 3 |  |  | Fail | Please check "Use"
378368883 | TNB | DISTRIBUTION | WP PUTRAJAYA & CYBERJAYA | Existing | 11 kV |  | RYB | VPTJ/PCE/J15031 | PE 15.03 WR 3 |  |  | Fail | Please check "Use"
378368886 | TNB | DISTRIBUTION | WP PUTRAJAYA & CYBERJAYA | Existing | 11 kV |  | RYB | VPTJ/PCE/J15031 | PE 15.03 WR 3 |  |  | Fail | Please check "Use"
378368887 | TNB | DISTRIBUTION | WP PUTRAJAYA & CYBERJAYA | Existing | 11 kV |  | RYB | VPTJ/PCE/J15031 | PE 15.03 WR 3 |  |  | Fail | Please check "Use"
378368972 | TNB | DISTRIBUTION | WP PUTRAJAYA & CYBERJAYA | Existing | 11 kV |  | RYB | VPTJ/PCE/J15041 | PE 15.04 STABLE KOMPLEKS |  |  | Fail | Please check "Use"
378368973 | TNB | DISTRIBUTION | WP PUTRAJAYA & CYBERJAYA | Existing | 11 kV |  | RYB | VPTJ/PCE/J15041 | PE 15.04 STABLE KOMPLEKS |  |  | Fail | Please check "Use"
378368978 | TNB | DISTRIBUTION | WP PUTRAJAYA & CYBERJAYA | Existing | 11 kV |  | RYB | VPTJ/PCE/J15041 | PE 15.04 STABLE KOMPLEKS |  |  | Fail | Please check "Use"
378368984 | TNB | DISTRIBUTION | WP PUTRAJAYA & CYBERJAYA | Existing | 11 kV |  | RYB | VPTJ/PCE/J15041 | PE 15.04 STABLE KOMPLEKS |  |  | Fail | Please check "Use"
378368985 | TNB | DISTRIBUTION | WP PUTRAJAYA & CYBERJAYA | Existing | 11 kV |  | RYB | VPTJ/PCE/J15041 | PE 15.04 STABLE KOMPLEKS |  |  | Fail | Please check "Use"
378368989 | TNB | DISTRIBUTION | WP PUTRAJAYA & CYBERJAYA | Existing | 11 kV |  | RYB | VPTJ/PCE/J15041 | PE 15.04 STABLE KOMPLEKS |  |  | Fail | Please check "Use"
378368992 | TNB | DISTRIBUTION | WP PUTRAJAYA & CYBERJAYA | Existing | 11 kV |  | RYB | VPTJ/PCE/J15041 | PE 15.04 STABLE KOMPLEKS |  |  | Fail | Please check "Use"
378368993 | TNB | DISTRIBUTION | WP PUTRAJAYA & CYBERJAYA | Existing | 11 kV |  | RYB | VPTJ/PCE/J15041 | PE 15.04 STABLE KOMPLEKS |  |  | Fail | Please check "Use"
378369078 | TNB | DISTRIBUTION | WP PUTRAJAYA & CYBERJAYA | Existing | 11 kV |  | RYB | VPTJ/PCE/J01671 | SS 1.67 TEMP PARCEL F |  |  | Fail | Please check "Use"
378369079 | TNB | DISTRIBUTION | WP PUTRAJAYA & CYBERJAYA | Existing | 11 kV |  | RYB | VPTJ/PCE/J01671 | SS 1.67 TEMP PARCEL F |  |  | Fail | Please check "Use"
378369084 | TNB | DISTRIBUTION | WP PUTRAJAYA & CYBERJAYA | Existing | 11 kV |  | RYB | VPTJ/PCE/J01671 | SS 1.67 TEMP PARCEL F |  |  | Fail | Please check "Use"
378369090 | TNB | DISTRIBUTION | WP PUTRAJAYA & CYBERJAYA | Existing | 11 kV |  | RYB | VPTJ/PCE/J01671 | SS 1.67 TEMP PARCEL F |  |  | Fail | Please check "Use"
378369091 | TNB | DISTRIBUTION | WP PUTRAJAYA & CYBERJAYA | Existing | 11 kV |  | RYB | VPTJ/PCE/J01671 | SS 1.67 TEMP PARCEL F |  |  | Fail | Please check "Use"
378369095 | TNB | DISTRIBUTION | WP PUTRAJAYA & CYBERJAYA | Existing | 11 kV |  | RYB | VPTJ/PCE/J01671 | SS 1.67 TEMP PARCEL F |  |  | Fail | Please check "Use"
378369098 | TNB | DISTRIBUTION | WP PUTRAJAYA & CYBERJAYA | Existing | 11 kV |  | RYB | VPTJ/PCE/J01671 | SS 1.67 TEMP PARCEL F |  |  | Fail | Please check "Use"
378369099 | TNB | DISTRIBUTION | WP PUTRAJAYA & CYBERJAYA | Existing | 11 kV |  | RYB | VPTJ/PCE/J01671 | SS 1.67 TEMP PARCEL F |  |  | Fail | Please check "Use"
378369304 | TNB | DISTRIBUTION | WP PUTRAJAYA & CYBERJAYA | Existing | 11 kV |  | RYB | VPTJ/PCE/J12031 | PE 12.03 SPINE ROAD NO 1 |  |  | Fail | Please check "Use"
378369305 | TNB | DISTRIBUTION | WP PUTRAJAYA & CYBERJAYA | Existing | 11 kV |  | RYB | VPTJ/PCE/J12031 | PE 12.03 SPINE ROAD NO 1 |  |  | Fail | Please check "Use"
378369310 | TNB | DISTRIBUTION | WP PUTRAJAYA & CYBERJAYA | Existing | 11 kV |  | RYB | VPTJ/PCE/J12031 | PE 12.03 SPINE ROAD NO 1 |  |  | Fail | Please check "Use"
378369316 | TNB | DISTRIBUTION | WP PUTRAJAYA & CYBERJAYA | Existing | 11 kV |  | RYB | VPTJ/PCE/J12031 | PE 12.03 SPINE ROAD NO 1 |  |  | Fail | Please check "Use"
378369317 | TNB | DISTRIBUTION | WP PUTRAJAYA & CYBERJAYA | Existing | 11 kV |  | RYB | VPTJ/PCE/J12031 | PE 12.03 SPINE ROAD NO 1 |  |  | Fail | Please check "Use"
378369321 | TNB | DISTRIBUTION | WP PUTRAJAYA & CYBERJAYA | Existing | 11 kV |  | RYB | VPTJ/PCE/J12031 | PE 12.03 SPINE ROAD NO 1 |  |  | Fail | Please check "Use"
378369324 | TNB | DISTRIBUTION | WP PUTRAJAYA & CYBERJAYA | Existing | 11 kV |  | RYB | VPTJ/PCE/J12031 | PE 12.03 SPINE ROAD NO 1 |  |  | Fail | Please check "Use"
378369325 | TNB | DISTRIBUTION | WP PUTRAJAYA & CYBERJAYA | Existing | 11 kV |  | RYB | VPTJ/PCE/J12031 | PE 12.03 SPINE ROAD NO 1 |  |  | Fail | Please check "Use"
378369407 | TNB | DISTRIBUTION | WP PUTRAJAYA & CYBERJAYA | Existing | 11 kV |  | RYB | VPTJ/PCE/J01231 | SS 1.23 D9 (F1) |  |  | Fail | Please check "Use"
378369409 | TNB | DISTRIBUTION | WP PUTRAJAYA & CYBERJAYA | Existing | 11 kV |  | RYB | VPTJ/PCE/J01231 | SS 1.23 D9 (F1) |  |  | Fail | Please check "Use"
378369411 | TNB | DISTRIBUTION | WP PUTRAJAYA & CYBERJAYA | Existing | 11 kV |  | RYB | VPTJ/PCE/J01231 | SS 1.23 D9 (F1) |  |  | Fail | Please check "Use"
378369414 | TNB | DISTRIBUTION | WP PUTRAJAYA & CYBERJAYA | Existing | 11 kV |  | RYB | VPTJ/PCE/J01231 | SS 1.23 D9 (F1) |  |  | Fail | Please check "Use"
378369415 | TNB | DISTRIBUTION | WP PUTRAJAYA & CYBERJAYA | Existing | 11 kV |  | RYB | VPTJ/PCE/J01231 | SS 1.23 D9 (F1) |  |  | Fail | Please check "Use"
378369416 | TNB | DISTRIBUTION | WP PUTRAJAYA & CYBERJAYA | Existing | 11 kV |  | RYB | VPTJ/PCE/J01231 | SS 1.23 D9 (F1) |  |  | Fail | Please check "Use"
378369422 | TNB | DISTRIBUTION | WP PUTRAJAYA & CYBERJAYA | Existing | 11 kV |  | RYB | VPTJ/PCE/J01231 | SS 1.23 D9 (F1) |  |  | Fail | Please check "Use"
378369427 | TNB | DISTRIBUTION | WP PUTRAJAYA & CYBERJAYA | Existing | 11 kV |  | RYB | VPTJ/PCE/J01231 | SS 1.23 D9 (F1) |  |  | Fail | Please check "Use"
378369433 | TNB | DISTRIBUTION | WP PUTRAJAYA & CYBERJAYA | Existing | 11 kV |  | RYB | VPTJ/PCE/J01232 | SS 1.23 D9 (F2) |  |  | Fail | Please check "Use"
378369435 | TNB | DISTRIBUTION | WP PUTRAJAYA & CYBERJAYA | Existing | 11 kV |  | RYB | VPTJ/PCE/J01232 | SS 1.23 D9 (F2) |  |  | Fail | Please check "Use"
378369437 | TNB | DISTRIBUTION | WP PUTRAJAYA & CYBERJAYA | Existing | 11 kV |  | RYB | VPTJ/PCE/J01232 | SS 1.23 D9 (F2) |  |  | Fail | Please check "Use"
378369440 | TNB | DISTRIBUTION | WP PUTRAJAYA & CYBERJAYA | Existing | 11 kV |  | RYB | VPTJ/PCE/J01232 | SS 1.23 D9 (F2) |  |  | Fail | Please check "Use"
378369441 | TNB | DISTRIBUTION | WP PUTRAJAYA & CYBERJAYA | Existing | 11 kV |  | RYB | VPTJ/PCE/J01232 | SS 1.23 D9 (F2) |  |  | Fail | Please check "Use"
378369442 | TNB | DISTRIBUTION | WP PUTRAJAYA & CYBERJAYA | Existing | 11 kV |  | RYB | VPTJ/PCE/J01232 | SS 1.23 D9 (F2) |  |  | Fail | Please check "Use"
378369448 | TNB | DISTRIBUTION | WP PUTRAJAYA & CYBERJAYA | Existing | 11 kV |  | RYB | VPTJ/PCE/J01232 | SS 1.23 D9 (F2) |  |  | Fail | Please check "Use"
378369453 | TNB | DISTRIBUTION | WP PUTRAJAYA & CYBERJAYA | Existing | 11 kV |  | RYB | VPTJ/PCE/J01232 | SS 1.23 D9 (F2) |  |  | Fail | Please check "Use"
378369459 | TNB | DISTRIBUTION | WP PUTRAJAYA & CYBERJAYA | Existing | 11 kV |  | RYB | VPTJ/PCE/J01221 | SS 1.22 D8 (F1) |  |  | Fail | Please check "Use"
378369461 | TNB | DISTRIBUTION | WP PUTRAJAYA & CYBERJAYA | Existing | 11 kV |  | RYB | VPTJ/PCE/J01221 | SS 1.22 D8 (F1) |  |  | Fail | Please check "Use"
378369463 | TNB | DISTRIBUTION | WP PUTRAJAYA & CYBERJAYA | Existing | 11 kV |  | RYB | VPTJ/PCE/J01221 | SS 1.22 D8 (F1) |  |  | Fail | Please check "Use"
378369466 | TNB | DISTRIBUTION | WP PUTRAJAYA & CYBERJAYA | Existing | 11 kV |  | RYB | VPTJ/PCE/J01221 | SS 1.22 D8 (F1) |  |  | Fail | Please check "Use"
378369467 | TNB | DISTRIBUTION | WP PUTRAJAYA & CYBERJAYA | Existing | 11 kV |  | RYB | VPTJ/PCE/J01221 | SS 1.22 D8 (F1) |  |  | Fail | Please check "Use"
378369468 | TNB | DISTRIBUTION | WP PUTRAJAYA & CYBERJAYA | Existing | 11 kV |  | RYB | VPTJ/PCE/J01221 | SS 1.22 D8 (F1) |  |  | Fail | Please check "Use"
378369474 | TNB | DISTRIBUTION | WP PUTRAJAYA & CYBERJAYA | Existing | 11 kV |  | RYB | VPTJ/PCE/J01221 | SS 1.22 D8 (F1) |  |  | Fail | Please check "Use"
378369479 | TNB | DISTRIBUTION | WP PUTRAJAYA & CYBERJAYA | Existing | 11 kV |  | RYB | VPTJ/PCE/J01221 | SS 1.22 D8 (F1) |  |  | Fail | Please check "Use"
378369485 | TNB | DISTRIBUTION | WP PUTRAJAYA & CYBERJAYA | Existing | 11 kV |  | RYB | VPTJ/PCE/J01222 | SS 1.22 D8 (F2) |  |  | Fail | Please check "Use"
378369487 | TNB | DISTRIBUTION | WP PUTRAJAYA & CYBERJAYA | Existing | 11 kV |  | RYB | VPTJ/PCE/J01222 | SS 1.22 D8 (F2) |  |  | Fail | Please check "Use"
378369489 | TNB | DISTRIBUTION | WP PUTRAJAYA & CYBERJAYA | Existing | 11 kV |  | RYB | VPTJ/PCE/J01222 | SS 1.22 D8 (F2) |  |  | Fail | Please check "Use"
378369492 | TNB | DISTRIBUTION | WP PUTRAJAYA & CYBERJAYA | Existing | 11 kV |  | RYB | VPTJ/PCE/J01222 | SS 1.22 D8 (F2) |  |  | Fail | Please check "Use"
378369493 | TNB | DISTRIBUTION | WP PUTRAJAYA & CYBERJAYA | Existing | 11 kV |  | RYB | VPTJ/PCE/J01222 | SS 1.22 D8 (F2) |  |  | Fail | Please check "Use"
378369494 | TNB | DISTRIBUTION | WP PUTRAJAYA & CYBERJAYA | Existing | 11 kV |  | RYB | VPTJ/PCE/J01222 | SS 1.22 D8 (F2) |  |  | Fail | Please check "Use"
378369500 | TNB | DISTRIBUTION | WP PUTRAJAYA & CYBERJAYA | Existing | 11 kV |  | RYB | VPTJ/PCE/J01222 | SS 1.22 D8 (F2) |  |  | Fail | Please check "Use"
378369505 | TNB | DISTRIBUTION | WP PUTRAJAYA & CYBERJAYA | Existing | 11 kV |  | RYB | VPTJ/PCE/J01222 | SS 1.22 D8 (F2) |  |  | Fail | Please check "Use"
378369511 | TNB | DISTRIBUTION | WP PUTRAJAYA & CYBERJAYA | Existing | 11 kV |  | RYB | VPTJ/PCE/J01212 | SS 1.21 D7 (F2) |  |  | Fail | Please check "Use"
378369513 | TNB | DISTRIBUTION | WP PUTRAJAYA & CYBERJAYA | Existing | 11 kV |  | RYB | VPTJ/PCE/J01212 | SS 1.21 D7 (F2) |  |  | Fail | Please check "Use"
378369515 | TNB | DISTRIBUTION | WP PUTRAJAYA & CYBERJAYA | Existing | 11 kV |  | RYB | VPTJ/PCE/J01212 | SS 1.21 D7 (F2) |  |  | Fail | Please check "Use"
378369518 | TNB | DISTRIBUTION | WP PUTRAJAYA & CYBERJAYA | Existing | 11 kV |  | RYB | VPTJ/PCE/J01212 | SS 1.21 D7 (F2) |  |  | Fail | Please check "Use"
378369519 | TNB | DISTRIBUTION | WP PUTRAJAYA & CYBERJAYA | Existing | 11 kV |  | RYB | VPTJ/PCE/J01212 | SS 1.21 D7 (F2) |  |  | Fail | Please check "Use"
378369520 | TNB | DISTRIBUTION | WP PUTRAJAYA & CYBERJAYA | Existing | 11 kV |  | RYB | VPTJ/PCE/J01212 | SS 1.21 D7 (F2) |  |  | Fail | Please check "Use"
378369526 | TNB | DISTRIBUTION | WP PUTRAJAYA & CYBERJAYA | Existing | 11 kV |  | RYB | VPTJ/PCE/J01212 | SS 1.21 D7 (F2) |  |  | Fail | Please check "Use"
378369531 | TNB | DISTRIBUTION | WP PUTRAJAYA & CYBERJAYA | Existing | 11 kV |  | RYB | VPTJ/PCE/J01212 | SS 1.21 D7 (F2) |  |  | Fail | Please check "Use"
378369537 | TNB | DISTRIBUTION | WP PUTRAJAYA & CYBERJAYA | Existing | 11 kV |  | RYB | VPTJ/PCE/J01211 | SS 1.21 D7 (F1) |  |  | Fail | Please check "Use"
378369539 | TNB | DISTRIBUTION | WP PUTRAJAYA & CYBERJAYA | Existing | 11 kV |  | RYB | VPTJ/PCE/J01211 | SS 1.21 D7 (F1) |  |  | Fail | Please check "Use"
378369541 | TNB | DISTRIBUTION | WP PUTRAJAYA & CYBERJAYA | Existing | 11 kV |  | RYB | VPTJ/PCE/J01211 | SS 1.21 D7 (F1) |  |  | Fail | Please check "Use"
378369544 | TNB | DISTRIBUTION | WP PUTRAJAYA & CYBERJAYA | Existing | 11 kV |  | RYB | VPTJ/PCE/J01211 | SS 1.21 D7 (F1) |  |  | Fail | Please check "Use"
378369545 | TNB | DISTRIBUTION | WP PUTRAJAYA & CYBERJAYA | Existing | 11 kV |  | RYB | VPTJ/PCE/J01211 | SS 1.21 D7 (F1) |  |  | Fail | Please check "Use"
378369546 | TNB | DISTRIBUTION | WP PUTRAJAYA & CYBERJAYA | Existing | 11 kV |  | RYB | VPTJ/PCE/J01211 | SS 1.21 D7 (F1) |  |  | Fail | Please check "Use"
378369552 | TNB | DISTRIBUTION | WP PUTRAJAYA & CYBERJAYA | Existing | 11 kV |  | RYB | VPTJ/PCE/J01211 | SS 1.21 D7 (F1) |  |  | Fail | Please check "Use"
378369557 | TNB | DISTRIBUTION | WP PUTRAJAYA & CYBERJAYA | Existing | 11 kV |  | RYB | VPTJ/PCE/J01211 | SS 1.21 D7 (F1) |  |  | Fail | Please check "Use"
378369563 | TNB | DISTRIBUTION | WP PUTRAJAYA & CYBERJAYA | Existing | 11 kV |  | RYB | VPTJ/PCE/J01202 | SS 1.20 D6 (F2) |  |  | Fail | Please check "Use"
378369565 | TNB | DISTRIBUTION | WP PUTRAJAYA & CYBERJAYA | Existing | 11 kV |  | RYB | VPTJ/PCE/J01202 | SS 1.20 D6 (F2) |  |  | Fail | Please check "Use"
378369567 | TNB | DISTRIBUTION | WP PUTRAJAYA & CYBERJAYA | Existing | 11 kV |  | RYB | VPTJ/PCE/J01202 | SS 1.20 D6 (F2) |  |  | Fail | Please check "Use"
378369570 | TNB | DISTRIBUTION | WP PUTRAJAYA & CYBERJAYA | Existing | 11 kV |  | RYB | VPTJ/PCE/J01202 | SS 1.20 D6 (F2) |  |  | Fail | Please check "Use"
378369571 | TNB | DISTRIBUTION | WP PUTRAJAYA & CYBERJAYA | Existing | 11 kV |  | RYB | VPTJ/PCE/J01202 | SS 1.20 D6 (F2) |  |  | Fail | Please check "Use"
378369572 | TNB | DISTRIBUTION | WP PUTRAJAYA & CYBERJAYA | Existing | 11 kV |  | RYB | VPTJ/PCE/J01202 | SS 1.20 D6 (F2) |  |  | Fail | Please check "Use"
378369578 | TNB | DISTRIBUTION | WP PUTRAJAYA & CYBERJAYA | Existing | 11 kV |  | RYB | VPTJ/PCE/J01202 | SS 1.20 D6 (F2) |  |  | Fail | Please check "Use"
378369583 | TNB | DISTRIBUTION | WP PUTRAJAYA & CYBERJAYA | Existing | 11 kV |  | RYB | VPTJ/PCE/J01202 | SS 1.20 D6 (F2) |  |  | Fail | Please check "Use"
378369589 | TNB | DISTRIBUTION | WP PUTRAJAYA & CYBERJAYA | Existing | 11 kV |  | RYB | VPTJ/PCE/J01201 | SS 1.20 D6 (F1) |  |  | Fail | Please check "Use"
378369591 | TNB | DISTRIBUTION | WP PUTRAJAYA & CYBERJAYA | Existing | 11 kV |  | RYB | VPTJ/PCE/J01201 | SS 1.20 D6 (F1) |  |  | Fail | Please check "Use"
378369593 | TNB | DISTRIBUTION | WP PUTRAJAYA & CYBERJAYA | Existing | 11 kV |  | RYB | VPTJ/PCE/J01201 | SS 1.20 D6 (F1) |  |  | Fail | Please check "Use"
378369596 | TNB | DISTRIBUTION | WP PUTRAJAYA & CYBERJAYA | Existing | 11 kV |  | RYB | VPTJ/PCE/J01201 | SS 1.20 D6 (F1) |  |  | Fail | Please check "Use"
378369597 | TNB | DISTRIBUTION | WP PUTRAJAYA & CYBERJAYA | Existing | 11 kV |  | RYB | VPTJ/PCE/J01201 | SS 1.20 D6 (F1) |  |  | Fail | Please check "Use"
378369598 | TNB | DISTRIBUTION | WP PUTRAJAYA & CYBERJAYA | Existing | 11 kV |  | RYB | VPTJ/PCE/J01201 | SS 1.20 D6 (F1) |  |  | Fail | Please check "Use"
378369604 | TNB | DISTRIBUTION | WP PUTRAJAYA & CYBERJAYA | Existing | 11 kV |  | RYB | VPTJ/PCE/J01201 | SS 1.20 D6 (F1) |  |  | Fail | Please check "Use"
378369609 | TNB | DISTRIBUTION | WP PUTRAJAYA & CYBERJAYA | Existing | 11 kV |  | RYB | VPTJ/PCE/J01201 | SS 1.20 D6 (F1) |  |  | Fail | Please check "Use"
378369615 | TNB | DISTRIBUTION | WP PUTRAJAYA & CYBERJAYA | Existing | 11 kV |  | RYB | VPTJ/PCE/J01191 | SS 1.19 D5 (F1) |  |  | Fail | Please check "Use"
378369617 | TNB | DISTRIBUTION | WP PUTRAJAYA & CYBERJAYA | Existing | 11 kV |  | RYB | VPTJ/PCE/J01191 | SS 1.19 D5 (F1) |  |  | Fail | Please check "Use"
378369619 | TNB | DISTRIBUTION | WP PUTRAJAYA & CYBERJAYA | Existing | 11 kV |  | RYB | VPTJ/PCE/J01191 | SS 1.19 D5 (F1) |  |  | Fail | Please check "Use"
378369622 | TNB | DISTRIBUTION | WP PUTRAJAYA & CYBERJAYA | Existing | 11 kV |  | RYB | VPTJ/PCE/J01191 | SS 1.19 D5 (F1) |  |  | Fail | Please check "Use"
378369623 | TNB | DISTRIBUTION | WP PUTRAJAYA & CYBERJAYA | Existing | 11 kV |  | RYB | VPTJ/PCE/J01191 | SS 1.19 D5 (F1) |  |  | Fail | Please check "Use"
378369624 | TNB | DISTRIBUTION | WP PUTRAJAYA & CYBERJAYA | Existing | 11 kV |  | RYB | VPTJ/PCE/J01191 | SS 1.19 D5 (F1) |  |  | Fail | Please check "Use"
378369630 | TNB | DISTRIBUTION | WP PUTRAJAYA & CYBERJAYA | Existing | 11 kV |  | RYB | VPTJ/PCE/J01191 | SS 1.19 D5 (F1) |  |  | Fail | Please check "Use"
378369635 | TNB | DISTRIBUTION | WP PUTRAJAYA & CYBERJAYA | Existing | 11 kV |  | RYB | VPTJ/PCE/J01191 | SS 1.19 D5 (F1) |  |  | Fail | Please check "Use"
378369641 | TNB | DISTRIBUTION | WP PUTRAJAYA & CYBERJAYA | Existing | 11 kV |  | RYB | VPTJ/PCE/J01192 | SS 1.19 D5 (F2) |  |  | Fail | Please check "Use"
378369643 | TNB | DISTRIBUTION | WP PUTRAJAYA & CYBERJAYA | Existing | 11 kV |  | RYB | VPTJ/PCE/J01192 | SS 1.19 D5 (F2) |  |  | Fail | Please check "Use"
378369645 | TNB | DISTRIBUTION | WP PUTRAJAYA & CYBERJAYA | Existing | 11 kV |  | RYB | VPTJ/PCE/J01192 | SS 1.19 D5 (F2) |  |  | Fail | Please check "Use"
378369648 | TNB | DISTRIBUTION | WP PUTRAJAYA & CYBERJAYA | Existing | 11 kV |  | RYB | VPTJ/PCE/J01192 | SS 1.19 D5 (F2) |  |  | Fail | Please check "Use"
378369649 | TNB | DISTRIBUTION | WP PUTRAJAYA & CYBERJAYA | Existing | 11 kV |  | RYB | VPTJ/PCE/J01192 | SS 1.19 D5 (F2) |  |  | Fail | Please check "Use"
378369650 | TNB | DISTRIBUTION | WP PUTRAJAYA & CYBERJAYA | Existing | 11 kV |  | RYB | VPTJ/PCE/J01192 | SS 1.19 D5 (F2) |  |  | Fail | Please check "Use"
378369656 | TNB | DISTRIBUTION | WP PUTRAJAYA & CYBERJAYA | Existing | 11 kV |  | RYB | VPTJ/PCE/J01192 | SS 1.19 D5 (F2) |  |  | Fail | Please check "Use"
378369661 | TNB | DISTRIBUTION | WP PUTRAJAYA & CYBERJAYA | Existing | 11 kV |  | RYB | VPTJ/PCE/J01192 | SS 1.19 D5 (F2) |  |  | Fail | Please check "Use"
378369667 | TNB | DISTRIBUTION | WP PUTRAJAYA & CYBERJAYA | Existing | 11 kV |  | RYB | VPTJ/PCE/J17041 | PE 17.04 RK 1-1 (F1) |  |  | Fail | Please check "Use"
378369668 | TNB | DISTRIBUTION | WP PUTRAJAYA & CYBERJAYA | Existing | 11 kV |  | RYB | VPTJ/PCE/J17041 | PE 17.04 RK 1-1 (F1) |  |  | Fail | Please check "Use"
378369669 | TNB | DISTRIBUTION | WP PUTRAJAYA & CYBERJAYA | Existing | 11 kV |  | RYB | VPTJ/PCE/J17041 | PE 17.04 RK 1-1 (F1) |  |  | Fail | Please check "Use"
378369676 | TNB | DISTRIBUTION | WP PUTRAJAYA & CYBERJAYA | Existing | 11 kV |  | RYB | VPTJ/PCE/J17041 | PE 17.04 RK 1-1 (F1) |  |  | Fail | Please check "Use"
378369679 | TNB | DISTRIBUTION | WP PUTRAJAYA & CYBERJAYA | Existing | 11 kV |  | RYB | VPTJ/PCE/J17041 | PE 17.04 RK 1-1 (F1) |  |  | Fail | Please check "Use"
378369680 | TNB | DISTRIBUTION | WP PUTRAJAYA & CYBERJAYA | Existing | 11 kV |  | RYB | VPTJ/PCE/J17041 | PE 17.04 RK 1-1 (F1) |  |  | Fail | Please check "Use"
378369681 | TNB | DISTRIBUTION | WP PUTRAJAYA & CYBERJAYA | Existing | 11 kV |  | RYB | VPTJ/PCE/J17041 | PE 17.04 RK 1-1 (F1) |  |  | Fail | Please check "Use"
378369683 | TNB | DISTRIBUTION | WP PUTRAJAYA & CYBERJAYA | Existing | 11 kV |  | RYB | VPTJ/PCE/J17041 | PE 17.04 RK 1-1 (F1) |  |  | Fail | Please check "Use"
378369684 | TNB | DISTRIBUTION | WP PUTRAJAYA & CYBERJAYA | Existing | 11 kV |  | RYB | VPTJ/PCE/J17041 | PE 17.04 RK 1-1 (F1) |  |  | Fail | Please check "Use"
378369686 | TNB | DISTRIBUTION | WP PUTRAJAYA & CYBERJAYA | Existing | 11 kV |  | RYB | VPTJ/PCE/J17041 | PE 17.04 RK 1-1 (F1) |  |  | Fail | Please check "Use"
378369694 | TNB | DISTRIBUTION | WP PUTRAJAYA & CYBERJAYA | Existing | 11 kV |  | RYB | VPTJ/PCE/J17041 | PE 17.04 RK 1-1 (F1) |  |  | Fail | Please check "Use"
378369883 | TNB | DISTRIBUTION | WP PUTRAJAYA & CYBERJAYA | Existing | 11 kV |  | RYB | VPTJ/PCE/J17042 | PE 17.04 RK 1-1 (F2) |  |  | Fail | Please check "Use"
378369884 | TNB | DISTRIBUTION | WP PUTRAJAYA & CYBERJAYA | Existing | 11 kV |  | RYB | VPTJ/PCE/J17042 | PE 17.04 RK 1-1 (F2) |  |  | Fail | Please check "Use"
378369885 | TNB | DISTRIBUTION | WP PUTRAJAYA & CYBERJAYA | Existing | 11 kV |  | RYB | VPTJ/PCE/J17042 | PE 17.04 RK 1-1 (F2) |  |  | Fail | Please check "Use"
378369892 | TNB | DISTRIBUTION | WP PUTRAJAYA & CYBERJAYA | Existing | 11 kV |  | RYB | VPTJ/PCE/J17042 | PE 17.04 RK 1-1 (F2) |  |  | Fail | Please check "Use"
378369895 | TNB | DISTRIBUTION | WP PUTRAJAYA & CYBERJAYA | Existing | 11 kV |  | RYB | VPTJ/PCE/J17042 | PE 17.04 RK 1-1 (F2) |  |  | Fail | Please check "Use"
378369896 | TNB | DISTRIBUTION | WP PUTRAJAYA & CYBERJAYA | Existing | 11 kV |  | RYB | VPTJ/PCE/J17042 | PE 17.04 RK 1-1 (F2) |  |  | Fail | Please check "Use"
378369897 | TNB | DISTRIBUTION | WP PUTRAJAYA & CYBERJAYA | Existing | 11 kV |  | RYB | VPTJ/PCE/J17042 | PE 17.04 RK 1-1 (F2) |  |  | Fail | Please check "Use"
378369899 | TNB | DISTRIBUTION | WP PUTRAJAYA & CYBERJAYA | Existing | 11 kV |  | RYB | VPTJ/PCE/J17042 | PE 17.04 RK 1-1 (F2) |  |  | Fail | Please check "Use"
378369900 | TNB | DISTRIBUTION | WP PUTRAJAYA & CYBERJAYA | Existing | 11 kV |  | RYB | VPTJ/PCE/J17042 | PE 17.04 RK 1-1 (F2) |  |  | Fail | Please check "Use"
378369902 | TNB | DISTRIBUTION | WP PUTRAJAYA & CYBERJAYA | Existing | 11 kV |  | RYB | VPTJ/PCE/J17042 | PE 17.04 RK 1-1 (F2) |  |  | Fail | Please check "Use"
378369910 | TNB | DISTRIBUTION | WP PUTRAJAYA & CYBERJAYA | Existing | 11 kV |  | RYB | VPTJ/PCE/J17042 | PE 17.04 RK 1-1 (F2) |  |  | Fail | Please check "Use"
378370058 | TNB | DISTRIBUTION | WP PUTRAJAYA & CYBERJAYA | Existing | 11 kV |  | RYB | VPTJ/PCE/J17051 | PE 17.05 RK 1-2 (F1) |  |  | Fail | Please check "Use"
378370059 | TNB | DISTRIBUTION | WP PUTRAJAYA & CYBERJAYA | Existing | 11 kV |  | RYB | VPTJ/PCE/J17051 | PE 17.05 RK 1-2 (F1) |  |  | Fail | Please check "Use"
378370060 | TNB | DISTRIBUTION | WP PUTRAJAYA & CYBERJAYA | Existing | 11 kV |  | RYB | VPTJ/PCE/J17051 | PE 17.05 RK 1-2 (F1) |  |  | Fail | Please check "Use"
378370067 | TNB | DISTRIBUTION | WP PUTRAJAYA & CYBERJAYA | Existing | 11 kV |  | RYB | VPTJ/PCE/J17051 | PE 17.05 RK 1-2 (F1) |  |  | Fail | Please check "Use"
378370070 | TNB | DISTRIBUTION | WP PUTRAJAYA & CYBERJAYA | Existing | 11 kV |  | RYB | VPTJ/PCE/J17051 | PE 17.05 RK 1-2 (F1) |  |  | Fail | Please check "Use"
378370071 | TNB | DISTRIBUTION | WP PUTRAJAYA & CYBERJAYA | Existing | 11 kV |  | RYB | VPTJ/PCE/J17051 | PE 17.05 RK 1-2 (F1) |  |  | Fail | Please check "Use"
378370072 | TNB | DISTRIBUTION | WP PUTRAJAYA & CYBERJAYA | Existing | 11 kV |  | RYB | VPTJ/PCE/J17051 | PE 17.05 RK 1-2 (F1) |  |  | Fail | Please check "Use"
378370074 | TNB | DISTRIBUTION | WP PUTRAJAYA & CYBERJAYA | Existing | 11 kV |  | RYB | VPTJ/PCE/J17051 | PE 17.05 RK 1-2 (F1) |  |  | Fail | Please check "Use"
378370075 | TNB | DISTRIBUTION | WP PUTRAJAYA & CYBERJAYA | Existing | 11 kV |  | RYB | VPTJ/PCE/J17051 | PE 17.05 RK 1-2 (F1) |  |  | Fail | Please check "Use"
378370077 | TNB | DISTRIBUTION | WP PUTRAJAYA & CYBERJAYA | Existing | 11 kV |  | RYB | VPTJ/PCE/J17051 | PE 17.05 RK 1-2 (F1) |  |  | Fail | Please check "Use"
378370085 | TNB | DISTRIBUTION | WP PUTRAJAYA & CYBERJAYA | Existing | 11 kV |  | RYB | VPTJ/PCE/J17051 | PE 17.05 RK 1-2 (F1) |  |  | Fail | Please check "Use"
378383024 | TNB | DISTRIBUTION | WP PUTRAJAYA & CYBERJAYA | Existing | 11 kV |  | RYB | VCBJ/PCE/J24272 | SS 24.27 CYBERSQUARE 2 F2 |  |  | Fail | Please check "Use"
378383028 | TNB | DISTRIBUTION | WP PUTRAJAYA & CYBERJAYA | Existing | 11 kV |  | RYB | VCBJ/PCE/J24272 | SS 24.27 CYBERSQUARE 2 F2 |  |  | Fail | Please check "Use"
378383032 | TNB | DISTRIBUTION | WP PUTRAJAYA & CYBERJAYA | Existing | 11 kV |  | RYB | VCBJ/PCE/J24272 | SS 24.27 CYBERSQUARE 2 F2 |  |  | Fail | Please check "Use"
378383034 | TNB | DISTRIBUTION | WP PUTRAJAYA & CYBERJAYA | Existing | 11 kV |  | RYB | VCBJ/PCE/J24272 | SS 24.27 CYBERSQUARE 2 F2 |  |  | Fail | Please check "Use"
378383036 | TNB | DISTRIBUTION | WP PUTRAJAYA & CYBERJAYA | Existing | 11 kV |  | RYB | VCBJ/PCE/J24272 | SS 24.27 CYBERSQUARE 2 F2 |  |  | Fail | Please check "Use"
378383042 | TNB | DISTRIBUTION | WP PUTRAJAYA & CYBERJAYA | Existing | 11 kV |  | RYB | VCBJ/PCE/J24272 | SS 24.27 CYBERSQUARE 2 F2 |  |  | Fail | Please check "Use"
378383044 | TNB | DISTRIBUTION | WP PUTRAJAYA & CYBERJAYA | Existing | 11 kV |  | RYB | VCBJ/PCE/J24272 | SS 24.27 CYBERSQUARE 2 F2 |  |  | Fail | Please check "Use"
378383047 | TNB | DISTRIBUTION | WP PUTRAJAYA & CYBERJAYA | Existing | 11 kV |  | RYB | VCBJ/PCE/J24272 | SS 24.27 CYBERSQUARE 2 F2 |  |  | Fail | Please check "Use"
378383058 | TNB | DISTRIBUTION | WP PUTRAJAYA & CYBERJAYA | Existing | 11 kV |  | RYB | VCBJ/PCE/J24272 | SS 24.27 CYBERSQUARE 2 F2 |  |  | Fail | Please check "Use"
378383081 | TNB | DISTRIBUTION | WP PUTRAJAYA & CYBERJAYA | Existing | 11 kV |  | RYB | VCBJ/PCE/J22601 | SS 22.60 SATYAM F1 |  |  | Fail | Please check "Use"
378383085 | TNB | DISTRIBUTION | WP PUTRAJAYA & CYBERJAYA | Existing | 11 kV |  | RYB | VCBJ/PCE/J22601 | SS 22.60 SATYAM F1 |  |  | Fail | Please check "Use"
378383089 | TNB | DISTRIBUTION | WP PUTRAJAYA & CYBERJAYA | Existing | 11 kV |  | RYB | VCBJ/PCE/J22601 | SS 22.60 SATYAM F1 |  |  | Fail | Please check "Use"
378383091 | TNB | DISTRIBUTION | WP PUTRAJAYA & CYBERJAYA | Existing | 11 kV |  | RYB | VCBJ/PCE/J22601 | SS 22.60 SATYAM F1 |  |  | Fail | Please check "Use"
378383093 | TNB | DISTRIBUTION | WP PUTRAJAYA & CYBERJAYA | Existing | 11 kV |  | RYB | VCBJ/PCE/J22601 | SS 22.60 SATYAM F1 |  |  | Fail | Please check "Use"
378383099 | TNB | DISTRIBUTION | WP PUTRAJAYA & CYBERJAYA | Existing | 11 kV |  | RYB | VCBJ/PCE/J22601 | SS 22.60 SATYAM F1 |  |  | Fail | Please check "Use"
378383101 | TNB | DISTRIBUTION | WP PUTRAJAYA & CYBERJAYA | Existing | 11 kV |  | RYB | VCBJ/PCE/J22601 | SS 22.60 SATYAM F1 |  |  | Fail | Please check "Use"
378383104 | TNB | DISTRIBUTION | WP PUTRAJAYA & CYBERJAYA | Existing | 11 kV |  | RYB | VCBJ/PCE/J22601 | SS 22.60 SATYAM F1 |  |  | Fail | Please check "Use"
378383115 | TNB | DISTRIBUTION | WP PUTRAJAYA & CYBERJAYA | Existing | 11 kV |  | RYB | VCBJ/PCE/J22601 | SS 22.60 SATYAM F1 |  |  | Fail | Please check "Use"
378383122 | TNB | DISTRIBUTION | WP PUTRAJAYA & CYBERJAYA | Existing | 11 kV |  | RYB | VCBJ/PCE/J22602 | SS 22.60 SATYAM F2 |  |  | Fail | Please check "Use"
378383126 | TNB | DISTRIBUTION | WP PUTRAJAYA & CYBERJAYA | Existing | 11 kV |  | RYB | VCBJ/PCE/J22602 | SS 22.60 SATYAM F2 |  |  | Fail | Please check "Use"
378383130 | TNB | DISTRIBUTION | WP PUTRAJAYA & CYBERJAYA | Existing | 11 kV |  | RYB | VCBJ/PCE/J22602 | SS 22.60 SATYAM F2 |  |  | Fail | Please check "Use"
378383132 | TNB | DISTRIBUTION | WP PUTRAJAYA & CYBERJAYA | Existing | 11 kV |  | RYB | VCBJ/PCE/J22602 | SS 22.60 SATYAM F2 |  |  | Fail | Please check "Use"
378383134 | TNB | DISTRIBUTION | WP PUTRAJAYA & CYBERJAYA | Existing | 11 kV |  | RYB | VCBJ/PCE/J22602 | SS 22.60 SATYAM F2 |  |  | Fail | Please check "Use"
378383140 | TNB | DISTRIBUTION | WP PUTRAJAYA & CYBERJAYA | Existing | 11 kV |  | RYB | VCBJ/PCE/J22602 | SS 22.60 SATYAM F2 |  |  | Fail | Please check "Use"
378383142 | TNB | DISTRIBUTION | WP PUTRAJAYA & CYBERJAYA | Existing | 11 kV |  | RYB | VCBJ/PCE/J22602 | SS 22.60 SATYAM F2 |  |  | Fail | Please check "Use"
378383145 | TNB | DISTRIBUTION | WP PUTRAJAYA & CYBERJAYA | Existing | 11 kV |  | RYB | VCBJ/PCE/J22602 | SS 22.60 SATYAM F2 |  |  | Fail | Please check "Use"
378383156 | TNB | DISTRIBUTION | WP PUTRAJAYA & CYBERJAYA | Existing | 11 kV |  | RYB | VCBJ/PCE/J22602 | SS 22.60 SATYAM F2 |  |  | Fail | Please check "Use"
378383162 | TNB | DISTRIBUTION | WP PUTRAJAYA & CYBERJAYA | Existing | 11 kV |  | RYB | VCBJ/PCE/J21281 | SS 21.28 LOT 12065 F1 |  |  | Fail | Please check "Use"
378383164 | TNB | DISTRIBUTION | WP PUTRAJAYA & CYBERJAYA | Existing | 11 kV |  | RYB | VCBJ/PCE/J21281 | SS 21.28 LOT 12065 F1 |  |  | Fail | Please check "Use"
378383166 | TNB | DISTRIBUTION | WP PUTRAJAYA & CYBERJAYA | Existing | 11 kV |  | RYB | VCBJ/PCE/J21281 | SS 21.28 LOT 12065 F1 |  |  | Fail | Please check "Use"
378383169 | TNB | DISTRIBUTION | WP PUTRAJAYA & CYBERJAYA | Existing | 11 kV |  | RYB | VCBJ/PCE/J21281 | SS 21.28 LOT 12065 F1 |  |  | Fail | Please check "Use"
378383170 | TNB | DISTRIBUTION | WP PUTRAJAYA & CYBERJAYA | Existing | 11 kV |  | RYB | VCBJ/PCE/J21281 | SS 21.28 LOT 12065 F1 |  |  | Fail | Please check "Use"
378383171 | TNB | DISTRIBUTION | WP PUTRAJAYA & CYBERJAYA | Existing | 11 kV |  | RYB | VCBJ/PCE/J21281 | SS 21.28 LOT 12065 F1 |  |  | Fail | Please check "Use"
378383177 | TNB | DISTRIBUTION | WP PUTRAJAYA & CYBERJAYA | Existing | 11 kV |  | RYB | VCBJ/PCE/J21281 | SS 21.28 LOT 12065 F1 |  |  | Fail | Please check "Use"
378383182 | TNB | DISTRIBUTION | WP PUTRAJAYA & CYBERJAYA | Existing | 11 kV |  | RYB | VCBJ/PCE/J21281 | SS 21.28 LOT 12065 F1 |  |  | Fail | Please check "Use"
378383188 | TNB | DISTRIBUTION | WP PUTRAJAYA & CYBERJAYA | Existing | 11 kV |  | RYB | VCBJ/PCE/J21282 | SS 21.28 LOT 12065 F2 |  |  | Fail | Please check "Use"
378383190 | TNB | DISTRIBUTION | WP PUTRAJAYA & CYBERJAYA | Existing | 11 kV |  | RYB | VCBJ/PCE/J21282 | SS 21.28 LOT 12065 F2 |  |  | Fail | Please check "Use"
378383192 | TNB | DISTRIBUTION | WP PUTRAJAYA & CYBERJAYA | Existing | 11 kV |  | RYB | VCBJ/PCE/J21282 | SS 21.28 LOT 12065 F2 |  |  | Fail | Please check "Use"
378383195 | TNB | DISTRIBUTION | WP PUTRAJAYA & CYBERJAYA | Existing | 11 kV |  | RYB | VCBJ/PCE/J21282 | SS 21.28 LOT 12065 F2 |  |  | Fail | Please check "Use"
378383196 | TNB | DISTRIBUTION | WP PUTRAJAYA & CYBERJAYA | Existing | 11 kV |  | RYB | VCBJ/PCE/J21282 | SS 21.28 LOT 12065 F2 |  |  | Fail | Please check "Use"
378383197 | TNB | DISTRIBUTION | WP PUTRAJAYA & CYBERJAYA | Existing | 11 kV |  | RYB | VCBJ/PCE/J21282 | SS 21.28 LOT 12065 F2 |  |  | Fail | Please check "Use"
378383203 | TNB | DISTRIBUTION | WP PUTRAJAYA & CYBERJAYA | Existing | 11 kV |  | RYB | VCBJ/PCE/J21282 | SS 21.28 LOT 12065 F2 |  |  | Fail | Please check "Use"
378383208 | TNB | DISTRIBUTION | WP PUTRAJAYA & CYBERJAYA | Existing | 11 kV |  | RYB | VCBJ/PCE/J21282 | SS 21.28 LOT 12065 F2 |  |  | Fail | Please check "Use"
378383215 | TNB | DISTRIBUTION | WP PUTRAJAYA & CYBERJAYA | Existing | 11 kV |  | RYB | VCBJ/PCE/J21841 | PE 21.84 GLOMAC |  |  | Fail | Please check "Use"
378383216 | TNB | DISTRIBUTION | WP PUTRAJAYA & CYBERJAYA | Existing | 11 kV |  | RYB | VCBJ/PCE/J21841 | PE 21.84 GLOMAC |  |  | Fail | Please check "Use"
378383217 | TNB | DISTRIBUTION | WP PUTRAJAYA & CYBERJAYA | Existing | 11 kV |  | RYB | VCBJ/PCE/J21841 | PE 21.84 GLOMAC |  |  | Fail | Please check "Use"
378383224 | TNB | DISTRIBUTION | WP PUTRAJAYA & CYBERJAYA | Existing | 11 kV |  | RYB | VCBJ/PCE/J21841 | PE 21.84 GLOMAC |  |  | Fail | Please check "Use"
378383227 | TNB | DISTRIBUTION | WP PUTRAJAYA & CYBERJAYA | Existing | 11 kV |  | RYB | VCBJ/PCE/J21841 | PE 21.84 GLOMAC |  |  | Fail | Please check "Use"
378383228 | TNB | DISTRIBUTION | WP PUTRAJAYA & CYBERJAYA | Existing | 11 kV |  | RYB | VCBJ/PCE/J21841 | PE 21.84 GLOMAC |  |  | Fail | Please check "Use"
378383229 | TNB | DISTRIBUTION | WP PUTRAJAYA & CYBERJAYA | Existing | 11 kV |  | RYB | VCBJ/PCE/J21841 | PE 21.84 GLOMAC |  |  | Fail | Please check "Use"
378383231 | TNB | DISTRIBUTION | WP PUTRAJAYA & CYBERJAYA | Existing | 11 kV |  | RYB | VCBJ/PCE/J21841 | PE 21.84 GLOMAC |  |  | Fail | Please check "Use"
378383232 | TNB | DISTRIBUTION | WP PUTRAJAYA & CYBERJAYA | Existing | 11 kV |  | RYB | VCBJ/PCE/J21841 | PE 21.84 GLOMAC |  |  | Fail | Please check "Use"
378383234 | TNB | DISTRIBUTION | WP PUTRAJAYA & CYBERJAYA | Existing | 11 kV |  | RYB | VCBJ/PCE/J21841 | PE 21.84 GLOMAC |  |  | Fail | Please check "Use"
378383242 | TNB | DISTRIBUTION | WP PUTRAJAYA & CYBERJAYA | Existing | 11 kV |  | RYB | VCBJ/PCE/J21841 | PE 21.84 GLOMAC |  |  | Fail | Please check "Use"
378383394 | TNB | DISTRIBUTION | WP PUTRAJAYA & CYBERJAYA | Existing | 11 kV |  | RYB | VCBJ/PCE/J23141 | PE 23.14 GLOMAC 2B |  |  | Fail | Please check "Use"
378383395 | TNB | DISTRIBUTION | WP PUTRAJAYA & CYBERJAYA | Existing | 11 kV |  | RYB | VCBJ/PCE/J23141 | PE 23.14 GLOMAC 2B |  |  | Fail | Please check "Use"
378383400 | TNB | DISTRIBUTION | WP PUTRAJAYA & CYBERJAYA | Existing | 11 kV |  | RYB | VCBJ/PCE/J23141 | PE 23.14 GLOMAC 2B |  |  | Fail | Please check "Use"
378383406 | TNB | DISTRIBUTION | WP PUTRAJAYA & CYBERJAYA | Existing | 11 kV |  | RYB | VCBJ/PCE/J23141 | PE 23.14 GLOMAC 2B |  |  | Fail | Please check "Use"
378383407 | TNB | DISTRIBUTION | WP PUTRAJAYA & CYBERJAYA | Existing | 11 kV |  | RYB | VCBJ/PCE/J23141 | PE 23.14 GLOMAC 2B |  |  | Fail | Please check "Use"
378383411 | TNB | DISTRIBUTION | WP PUTRAJAYA & CYBERJAYA | Existing | 11 kV |  | RYB | VCBJ/PCE/J23141 | PE 23.14 GLOMAC 2B |  |  | Fail | Please check "Use"
378383414 | TNB | DISTRIBUTION | WP PUTRAJAYA & CYBERJAYA | Existing | 11 kV |  | RYB | VCBJ/PCE/J23141 | PE 23.14 GLOMAC 2B |  |  | Fail | Please check "Use"
378383415 | TNB | DISTRIBUTION | WP PUTRAJAYA & CYBERJAYA | Existing | 11 kV |  | RYB | VCBJ/PCE/J23141 | PE 23.14 GLOMAC 2B |  |  | Fail | Please check "Use"
378383503 | TNB | DISTRIBUTION | WP PUTRAJAYA & CYBERJAYA | Existing | 11 kV |  | RYB | VCBJ/PCE/J23131 | PE 23.13 GLOMAC 2A |  |  | Fail | Please check "Use"
378383504 | TNB | DISTRIBUTION | WP PUTRAJAYA & CYBERJAYA | Existing | 11 kV |  | RYB | VCBJ/PCE/J23131 | PE 23.13 GLOMAC 2A |  |  | Fail | Please check "Use"
378383509 | TNB | DISTRIBUTION | WP PUTRAJAYA & CYBERJAYA | Existing | 11 kV |  | RYB | VCBJ/PCE/J23131 | PE 23.13 GLOMAC 2A |  |  | Fail | Please check "Use"
378383515 | TNB | DISTRIBUTION | WP PUTRAJAYA & CYBERJAYA | Existing | 11 kV |  | RYB | VCBJ/PCE/J23131 | PE 23.13 GLOMAC 2A |  |  | Fail | Please check "Use"
378383516 | TNB | DISTRIBUTION | WP PUTRAJAYA & CYBERJAYA | Existing | 11 kV |  | RYB | VCBJ/PCE/J23131 | PE 23.13 GLOMAC 2A |  |  | Fail | Please check "Use"
378383520 | TNB | DISTRIBUTION | WP PUTRAJAYA & CYBERJAYA | Existing | 11 kV |  | RYB | VCBJ/PCE/J23131 | PE 23.13 GLOMAC 2A |  |  | Fail | Please check "Use"
378383523 | TNB | DISTRIBUTION | WP PUTRAJAYA & CYBERJAYA | Existing | 11 kV |  | RYB | VCBJ/PCE/J23131 | PE 23.13 GLOMAC 2A |  |  | Fail | Please check "Use"
378383524 | TNB | DISTRIBUTION | WP PUTRAJAYA & CYBERJAYA | Existing | 11 kV |  | RYB | VCBJ/PCE/J23131 | PE 23.13 GLOMAC 2A |  |  | Fail | Please check "Use"
378383611 | TNB | DISTRIBUTION | WP PUTRAJAYA & CYBERJAYA | Existing | 11 kV |  | RYB | VCBJ/PCE/J21301 | SS 21.30 ERICSSON F1 |  |  | Fail | Please check "Use"
378383613 | TNB | DISTRIBUTION | WP PUTRAJAYA & CYBERJAYA | Existing | 11 kV |  | RYB | VCBJ/PCE/J21301 | SS 21.30 ERICSSON F1 |  |  | Fail | Please check "Use"
378383615 | TNB | DISTRIBUTION | WP PUTRAJAYA & CYBERJAYA | Existing | 11 kV |  | RYB | VCBJ/PCE/J21301 | SS 21.30 ERICSSON F1 |  |  | Fail | Please check "Use"
378383618 | TNB | DISTRIBUTION | WP PUTRAJAYA & CYBERJAYA | Existing | 11 kV |  | RYB | VCBJ/PCE/J21301 | SS 21.30 ERICSSON F1 |  |  | Fail | Please check "Use"
378383619 | TNB | DISTRIBUTION | WP PUTRAJAYA & CYBERJAYA | Existing | 11 kV |  | RYB | VCBJ/PCE/J21301 | SS 21.30 ERICSSON F1 |  |  | Fail | Please check "Use"
378383620 | TNB | DISTRIBUTION | WP PUTRAJAYA & CYBERJAYA | Existing | 11 kV |  | RYB | VCBJ/PCE/J21301 | SS 21.30 ERICSSON F1 |  |  | Fail | Please check "Use"
378383626 | TNB | DISTRIBUTION | WP PUTRAJAYA & CYBERJAYA | Existing | 11 kV |  | RYB | VCBJ/PCE/J21301 | SS 21.30 ERICSSON F1 |  |  | Fail | Please check "Use"
378383631 | TNB | DISTRIBUTION | WP PUTRAJAYA & CYBERJAYA | Existing | 11 kV |  | RYB | VCBJ/PCE/J21301 | SS 21.30 ERICSSON F1 |  |  | Fail | Please check "Use"
378383637 | TNB | DISTRIBUTION | WP PUTRAJAYA & CYBERJAYA | Existing | 11 kV |  | RYB | VCBJ/PCE/J21302 | SS 21.30 ERICSSON F2 |  |  | Fail | Please check "Use"
378383639 | TNB | DISTRIBUTION | WP PUTRAJAYA & CYBERJAYA | Existing | 11 kV |  | RYB | VCBJ/PCE/J21302 | SS 21.30 ERICSSON F2 |  |  | Fail | Please check "Use"
378383641 | TNB | DISTRIBUTION | WP PUTRAJAYA & CYBERJAYA | Existing | 11 kV |  | RYB | VCBJ/PCE/J21302 | SS 21.30 ERICSSON F2 |  |  | Fail | Please check "Use"
378383644 | TNB | DISTRIBUTION | WP PUTRAJAYA & CYBERJAYA | Existing | 11 kV |  | RYB | VCBJ/PCE/J21302 | SS 21.30 ERICSSON F2 |  |  | Fail | Please check "Use"
378383645 | TNB | DISTRIBUTION | WP PUTRAJAYA & CYBERJAYA | Existing | 11 kV |  | RYB | VCBJ/PCE/J21302 | SS 21.30 ERICSSON F2 |  |  | Fail | Please check "Use"
378383646 | TNB | DISTRIBUTION | WP PUTRAJAYA & CYBERJAYA | Existing | 11 kV |  | RYB | VCBJ/PCE/J21302 | SS 21.30 ERICSSON F2 |  |  | Fail | Please check "Use"
378383652 | TNB | DISTRIBUTION | WP PUTRAJAYA & CYBERJAYA | Existing | 11 kV |  | RYB | VCBJ/PCE/J21302 | SS 21.30 ERICSSON F2 |  |  | Fail | Please check "Use"
378383657 | TNB | DISTRIBUTION | WP PUTRAJAYA & CYBERJAYA | Existing | 11 kV |  | RYB | VCBJ/PCE/J21302 | SS 21.30 ERICSSON F2 |  |  | Fail | Please check "Use"
378383717 | TNB | DISTRIBUTION | WP PUTRAJAYA & CYBERJAYA | Existing | 11 kV |  | RYB | VCBJ/PCE/J21482 | SS 21.48 INVENT Q JAYA F2 |  |  | Fail | Please check "Use"
378383721 | TNB | DISTRIBUTION | WP PUTRAJAYA & CYBERJAYA | Existing | 11 kV |  | RYB | VCBJ/PCE/J21482 | SS 21.48 INVENT Q JAYA F2 |  |  | Fail | Please check "Use"
378383725 | TNB | DISTRIBUTION | WP PUTRAJAYA & CYBERJAYA | Existing | 11 kV |  | RYB | VCBJ/PCE/J21482 | SS 21.48 INVENT Q JAYA F2 |  |  | Fail | Please check "Use"
378383727 | TNB | DISTRIBUTION | WP PUTRAJAYA & CYBERJAYA | Existing | 11 kV |  | RYB | VCBJ/PCE/J21482 | SS 21.48 INVENT Q JAYA F2 |  |  | Fail | Please check "Use"
378383729 | TNB | DISTRIBUTION | WP PUTRAJAYA & CYBERJAYA | Existing | 11 kV |  | RYB | VCBJ/PCE/J21482 | SS 21.48 INVENT Q JAYA F2 |  |  | Fail | Please check "Use"
378383735 | TNB | DISTRIBUTION | WP PUTRAJAYA & CYBERJAYA | Existing | 11 kV |  | RYB | VCBJ/PCE/J21482 | SS 21.48 INVENT Q JAYA F2 |  |  | Fail | Please check "Use"
378383737 | TNB | DISTRIBUTION | WP PUTRAJAYA & CYBERJAYA | Existing | 11 kV |  | RYB | VCBJ/PCE/J21482 | SS 21.48 INVENT Q JAYA F2 |  |  | Fail | Please check "Use"
378383740 | TNB | DISTRIBUTION | WP PUTRAJAYA & CYBERJAYA | Existing | 11 kV |  | RYB | VCBJ/PCE/J21482 | SS 21.48 INVENT Q JAYA F2 |  |  | Fail | Please check "Use"
378383751 | TNB | DISTRIBUTION | WP PUTRAJAYA & CYBERJAYA | Existing | 11 kV |  | RYB | VCBJ/PCE/J21482 | SS 21.48 INVENT Q JAYA F2 |  |  | Fail | Please check "Use"
378383766 | TNB | DISTRIBUTION | WP PUTRAJAYA & CYBERJAYA | Existing | 11 kV |  | RYB | VCBJ/PCE/J21481 | SS 21.48 INVENT Q JAYA F1 |  |  | Fail | Please check "Use"
378383770 | TNB | DISTRIBUTION | WP PUTRAJAYA & CYBERJAYA | Existing | 11 kV |  | RYB | VCBJ/PCE/J21481 | SS 21.48 INVENT Q JAYA F1 |  |  | Fail | Please check "Use"
378383774 | TNB | DISTRIBUTION | WP PUTRAJAYA & CYBERJAYA | Existing | 11 kV |  | RYB | VCBJ/PCE/J21481 | SS 21.48 INVENT Q JAYA F1 |  |  | Fail | Please check "Use"
378383776 | TNB | DISTRIBUTION | WP PUTRAJAYA & CYBERJAYA | Existing | 11 kV |  | RYB | VCBJ/PCE/J21481 | SS 21.48 INVENT Q JAYA F1 |  |  | Fail | Please check "Use"
378383778 | TNB | DISTRIBUTION | WP PUTRAJAYA & CYBERJAYA | Existing | 11 kV |  | RYB | VCBJ/PCE/J21481 | SS 21.48 INVENT Q JAYA F1 |  |  | Fail | Please check "Use"
378383784 | TNB | DISTRIBUTION | WP PUTRAJAYA & CYBERJAYA | Existing | 11 kV |  | RYB | VCBJ/PCE/J21481 | SS 21.48 INVENT Q JAYA F1 |  |  | Fail | Please check "Use"
378383786 | TNB | DISTRIBUTION | WP PUTRAJAYA & CYBERJAYA | Existing | 11 kV |  | RYB | VCBJ/PCE/J21481 | SS 21.48 INVENT Q JAYA F1 |  |  | Fail | Please check "Use"
378383789 | TNB | DISTRIBUTION | WP PUTRAJAYA & CYBERJAYA | Existing | 11 kV |  | RYB | VCBJ/PCE/J21481 | SS 21.48 INVENT Q JAYA F1 |  |  | Fail | Please check "Use"
378383800 | TNB | DISTRIBUTION | WP PUTRAJAYA & CYBERJAYA | Existing | 11 kV |  | RYB | VCBJ/PCE/J21481 | SS 21.48 INVENT Q JAYA F1 |  |  | Fail | Please check "Use"
378383807 | TNB | DISTRIBUTION | WP PUTRAJAYA & CYBERJAYA | Existing | 11 kV |  | RYB | VCBJ/PCE/J23281 | PE 23.28 SITE OFFICE PERSONA METRO |  |  | Fail | Please check "Use"
378383808 | TNB | DISTRIBUTION | WP PUTRAJAYA & CYBERJAYA | Existing | 11 kV |  | RYB | VCBJ/PCE/J23281 | PE 23.28 SITE OFFICE PERSONA METRO |  |  | Fail | Please check "Use"
378383813 | TNB | DISTRIBUTION | WP PUTRAJAYA & CYBERJAYA | Existing | 11 kV |  | RYB | VCBJ/PCE/J23281 | PE 23.28 SITE OFFICE PERSONA METRO |  |  | Fail | Please check "Use"
378383819 | TNB | DISTRIBUTION | WP PUTRAJAYA & CYBERJAYA | Existing | 11 kV |  | RYB | VCBJ/PCE/J23281 | PE 23.28 SITE OFFICE PERSONA METRO |  |  | Fail | Please check "Use"
378383820 | TNB | DISTRIBUTION | WP PUTRAJAYA & CYBERJAYA | Existing | 11 kV |  | RYB | VCBJ/PCE/J23281 | PE 23.28 SITE OFFICE PERSONA METRO |  |  | Fail | Please check "Use"
378383824 | TNB | DISTRIBUTION | WP PUTRAJAYA & CYBERJAYA | Existing | 11 kV |  | RYB | VCBJ/PCE/J23281 | PE 23.28 SITE OFFICE PERSONA METRO |  |  | Fail | Please check "Use"
378383827 | TNB | DISTRIBUTION | WP PUTRAJAYA & CYBERJAYA | Existing | 11 kV |  | RYB | VCBJ/PCE/J23281 | PE 23.28 SITE OFFICE PERSONA METRO |  |  | Fail | Please check "Use"
378383828 | TNB | DISTRIBUTION | WP PUTRAJAYA & CYBERJAYA | Existing | 11 kV |  | RYB | VCBJ/PCE/J23281 | PE 23.28 SITE OFFICE PERSONA METRO |  |  | Fail | Please check "Use"
378383911 | TNB | DISTRIBUTION | WP PUTRAJAYA & CYBERJAYA | Existing | 11 kV |  | RYB | VCBJ/PCE/J21722 | SS 21.72 JOYFUL F2 |  |  | Fail | Please check "Use"
378383915 | TNB | DISTRIBUTION | WP PUTRAJAYA & CYBERJAYA | Existing | 11 kV |  | RYB | VCBJ/PCE/J21722 | SS 21.72 JOYFUL F2 |  |  | Fail | Please check "Use"
378383919 | TNB | DISTRIBUTION | WP PUTRAJAYA & CYBERJAYA | Existing | 11 kV |  | RYB | VCBJ/PCE/J21722 | SS 21.72 JOYFUL F2 |  |  | Fail | Please check "Use"
378383921 | TNB | DISTRIBUTION | WP PUTRAJAYA & CYBERJAYA | Existing | 11 kV |  | RYB | VCBJ/PCE/J21722 | SS 21.72 JOYFUL F2 |  |  | Fail | Please check "Use"
378383923 | TNB | DISTRIBUTION | WP PUTRAJAYA & CYBERJAYA | Existing | 11 kV |  | RYB | VCBJ/PCE/J21722 | SS 21.72 JOYFUL F2 |  |  | Fail | Please check "Use"
378383929 | TNB | DISTRIBUTION | WP PUTRAJAYA & CYBERJAYA | Existing | 11 kV |  | RYB | VCBJ/PCE/J21722 | SS 21.72 JOYFUL F2 |  |  | Fail | Please check "Use"
378383931 | TNB | DISTRIBUTION | WP PUTRAJAYA & CYBERJAYA | Existing | 11 kV |  | RYB | VCBJ/PCE/J21722 | SS 21.72 JOYFUL F2 |  |  | Fail | Please check "Use"
378383934 | TNB | DISTRIBUTION | WP PUTRAJAYA & CYBERJAYA | Existing | 11 kV |  | RYB | VCBJ/PCE/J21722 | SS 21.72 JOYFUL F2 |  |  | Fail | Please check "Use"
378383945 | TNB | DISTRIBUTION | WP PUTRAJAYA & CYBERJAYA | Existing | 11 kV |  | RYB | VCBJ/PCE/J21722 | SS 21.72 JOYFUL F2 |  |  | Fail | Please check "Use"
378383952 | TNB | DISTRIBUTION | WP PUTRAJAYA & CYBERJAYA | Existing | 11 kV |  | RYB | VCBJ/PCE/J21721 | SS 21.72 JOYFUL F1 |  |  | Fail | Please check "Use"
378383956 | TNB | DISTRIBUTION | WP PUTRAJAYA & CYBERJAYA | Existing | 11 kV |  | RYB | VCBJ/PCE/J21721 | SS 21.72 JOYFUL F1 |  |  | Fail | Please check "Use"
378383960 | TNB | DISTRIBUTION | WP PUTRAJAYA & CYBERJAYA | Existing | 11 kV |  | RYB | VCBJ/PCE/J21721 | SS 21.72 JOYFUL F1 |  |  | Fail | Please check "Use"
378383962 | TNB | DISTRIBUTION | WP PUTRAJAYA & CYBERJAYA | Existing | 11 kV |  | RYB | VCBJ/PCE/J21721 | SS 21.72 JOYFUL F1 |  |  | Fail | Please check "Use"
378383964 | TNB | DISTRIBUTION | WP PUTRAJAYA & CYBERJAYA | Existing | 11 kV |  | RYB | VCBJ/PCE/J21721 | SS 21.72 JOYFUL F1 |  |  | Fail | Please check "Use"
378383970 | TNB | DISTRIBUTION | WP PUTRAJAYA & CYBERJAYA | Existing | 11 kV |  | RYB | VCBJ/PCE/J21721 | SS 21.72 JOYFUL F1 |  |  | Fail | Please check "Use"
378383972 | TNB | DISTRIBUTION | WP PUTRAJAYA & CYBERJAYA | Existing | 11 kV |  | RYB | VCBJ/PCE/J21721 | SS 21.72 JOYFUL F1 |  |  | Fail | Please check "Use"
378383975 | TNB | DISTRIBUTION | WP PUTRAJAYA & CYBERJAYA | Existing | 11 kV |  | RYB | VCBJ/PCE/J21721 | SS 21.72 JOYFUL F1 |  |  | Fail | Please check "Use"
378383986 | TNB | DISTRIBUTION | WP PUTRAJAYA & CYBERJAYA | Existing | 11 kV |  | RYB | VCBJ/PCE/J21721 | SS 21.72 JOYFUL F1 |  |  | Fail | Please check "Use"
378384008 | TNB | DISTRIBUTION | WP PUTRAJAYA & CYBERJAYA | Existing | 11 kV |  | RYB | VCBJ/PCE/J21601 | PE 21.60 PADAT PPN CJ7 |  |  | Fail | Please check "Use"
378384009 | TNB | DISTRIBUTION | WP PUTRAJAYA & CYBERJAYA | Existing | 11 kV |  | RYB | VCBJ/PCE/J21601 | PE 21.60 PADAT PPN CJ7 |  |  | Fail | Please check "Use"
378384014 | TNB | DISTRIBUTION | WP PUTRAJAYA & CYBERJAYA | Existing | 11 kV |  | RYB | VCBJ/PCE/J21601 | PE 21.60 PADAT PPN CJ7 |  |  | Fail | Please check "Use"
378384020 | TNB | DISTRIBUTION | WP PUTRAJAYA & CYBERJAYA | Existing | 11 kV |  | RYB | VCBJ/PCE/J21601 | PE 21.60 PADAT PPN CJ7 |  |  | Fail | Please check "Use"
378384021 | TNB | DISTRIBUTION | WP PUTRAJAYA & CYBERJAYA | Existing | 11 kV |  | RYB | VCBJ/PCE/J21601 | PE 21.60 PADAT PPN CJ7 |  |  | Fail | Please check "Use"
378384025 | TNB | DISTRIBUTION | WP PUTRAJAYA & CYBERJAYA | Existing | 11 kV |  | RYB | VCBJ/PCE/J21601 | PE 21.60 PADAT PPN CJ7 |  |  | Fail | Please check "Use"
378384028 | TNB | DISTRIBUTION | WP PUTRAJAYA & CYBERJAYA | Existing | 11 kV |  | RYB | VCBJ/PCE/J21601 | PE 21.60 PADAT PPN CJ7 |  |  | Fail | Please check "Use"
378384029 | TNB | DISTRIBUTION | WP PUTRAJAYA & CYBERJAYA | Existing | 11 kV |  | RYB | VCBJ/PCE/J21601 | PE 21.60 PADAT PPN CJ7 |  |  | Fail | Please check "Use"
378384116 | TNB | DISTRIBUTION | WP PUTRAJAYA & CYBERJAYA | Existing | 11 kV |  | RYB | VCBJ/PCE/J22101 | PE 22.10 D' MELOR F1 |  |  | Fail | Please check "Use"
378384117 | TNB | DISTRIBUTION | WP PUTRAJAYA & CYBERJAYA | Existing | 11 kV |  | RYB | VCBJ/PCE/J22101 | PE 22.10 D' MELOR F1 |  |  | Fail | Please check "Use"
378384122 | TNB | DISTRIBUTION | WP PUTRAJAYA & CYBERJAYA | Existing | 11 kV |  | RYB | VCBJ/PCE/J22101 | PE 22.10 D' MELOR F1 |  |  | Fail | Please check "Use"
378384128 | TNB | DISTRIBUTION | WP PUTRAJAYA & CYBERJAYA | Existing | 11 kV |  | RYB | VCBJ/PCE/J22101 | PE 22.10 D' MELOR F1 |  |  | Fail | Please check "Use"
378384129 | TNB | DISTRIBUTION | WP PUTRAJAYA & CYBERJAYA | Existing | 11 kV |  | RYB | VCBJ/PCE/J22101 | PE 22.10 D' MELOR F1 |  |  | Fail | Please check "Use"
378384133 | TNB | DISTRIBUTION | WP PUTRAJAYA & CYBERJAYA | Existing | 11 kV |  | RYB | VCBJ/PCE/J22101 | PE 22.10 D' MELOR F1 |  |  | Fail | Please check "Use"
378384136 | TNB | DISTRIBUTION | WP PUTRAJAYA & CYBERJAYA | Existing | 11 kV |  | RYB | VCBJ/PCE/J22101 | PE 22.10 D' MELOR F1 |  |  | Fail | Please check "Use"
378384137 | TNB | DISTRIBUTION | WP PUTRAJAYA & CYBERJAYA | Existing | 11 kV |  | RYB | VCBJ/PCE/J22101 | PE 22.10 D' MELOR F1 |  |  | Fail | Please check "Use"
378384139 | TNB | DISTRIBUTION | WP PUTRAJAYA & CYBERJAYA | Existing | 11 kV |  | RYB | VCBJ/PCE/J22102 | PE 22.10 D' MELOR F2 |  |  | Fail | Please check "Use"
378384140 | TNB | DISTRIBUTION | WP PUTRAJAYA & CYBERJAYA | Existing | 11 kV |  | RYB | VCBJ/PCE/J22102 | PE 22.10 D' MELOR F2 |  |  | Fail | Please check "Use"
378384145 | TNB | DISTRIBUTION | WP PUTRAJAYA & CYBERJAYA | Existing | 11 kV |  | RYB | VCBJ/PCE/J22102 | PE 22.10 D' MELOR F2 |  |  | Fail | Please check "Use"
378384151 | TNB | DISTRIBUTION | WP PUTRAJAYA & CYBERJAYA | Existing | 11 kV |  | RYB | VCBJ/PCE/J22102 | PE 22.10 D' MELOR F2 |  |  | Fail | Please check "Use"
378384152 | TNB | DISTRIBUTION | WP PUTRAJAYA & CYBERJAYA | Existing | 11 kV |  | RYB | VCBJ/PCE/J22102 | PE 22.10 D' MELOR F2 |  |  | Fail | Please check "Use"
378384156 | TNB | DISTRIBUTION | WP PUTRAJAYA & CYBERJAYA | Existing | 11 kV |  | RYB | VCBJ/PCE/J22102 | PE 22.10 D' MELOR F2 |  |  | Fail | Please check "Use"
378384159 | TNB | DISTRIBUTION | WP PUTRAJAYA & CYBERJAYA | Existing | 11 kV |  | RYB | VCBJ/PCE/J22102 | PE 22.10 D' MELOR F2 |  |  | Fail | Please check "Use"
378384160 | TNB | DISTRIBUTION | WP PUTRAJAYA & CYBERJAYA | Existing | 11 kV |  | RYB | VCBJ/PCE/J22102 | PE 22.10 D' MELOR F2 |  |  | Fail | Please check "Use"
378384332 | TNB | DISTRIBUTION | WP PUTRAJAYA & CYBERJAYA | Existing | 11 kV |  | RYB | VCBJ/PCE/J21141 | PE 21.14 PUSAT REKREASI SMART HOME F1 |  |  | Fail | Please check "Use"
378384333 | TNB | DISTRIBUTION | WP PUTRAJAYA & CYBERJAYA | Existing | 11 kV |  | RYB | VCBJ/PCE/J21141 | PE 21.14 PUSAT REKREASI SMART HOME F1 |  |  | Fail | Please check "Use"
378384338 | TNB | DISTRIBUTION | WP PUTRAJAYA & CYBERJAYA | Existing | 11 kV |  | RYB | VCBJ/PCE/J21141 | PE 21.14 PUSAT REKREASI SMART HOME F1 |  |  | Fail | Please check "Use"
378384344 | TNB | DISTRIBUTION | WP PUTRAJAYA & CYBERJAYA | Existing | 11 kV |  | RYB | VCBJ/PCE/J21141 | PE 21.14 PUSAT REKREASI SMART HOME F1 |  |  | Fail | Please check "Use"
378384345 | TNB | DISTRIBUTION | WP PUTRAJAYA & CYBERJAYA | Existing | 11 kV |  | RYB | VCBJ/PCE/J21141 | PE 21.14 PUSAT REKREASI SMART HOME F1 |  |  | Fail | Please check "Use"
378384349 | TNB | DISTRIBUTION | WP PUTRAJAYA & CYBERJAYA | Existing | 11 kV |  | RYB | VCBJ/PCE/J21141 | PE 21.14 PUSAT REKREASI SMART HOME F1 |  |  | Fail | Please check "Use"
378384352 | TNB | DISTRIBUTION | WP PUTRAJAYA & CYBERJAYA | Existing | 11 kV |  | RYB | VCBJ/PCE/J21141 | PE 21.14 PUSAT REKREASI SMART HOME F1 |  |  | Fail | Please check "Use"
378384353 | TNB | DISTRIBUTION | WP PUTRAJAYA & CYBERJAYA | Existing | 11 kV |  | RYB | VCBJ/PCE/J21141 | PE 21.14 PUSAT REKREASI SMART HOME F1 |  |  | Fail | Please check "Use"
378384355 | TNB | DISTRIBUTION | WP PUTRAJAYA & CYBERJAYA | Existing | 11 kV |  | RYB | VCBJ/PCE/J21142 | PE 21.14 PUSAT REKREASI SMART HOME F2 |  |  | Fail | Please check "Use"
378384356 | TNB | DISTRIBUTION | WP PUTRAJAYA & CYBERJAYA | Existing | 11 kV |  | RYB | VCBJ/PCE/J21142 | PE 21.14 PUSAT REKREASI SMART HOME F2 |  |  | Fail | Please check "Use"
378384361 | TNB | DISTRIBUTION | WP PUTRAJAYA & CYBERJAYA | Existing | 11 kV |  | RYB | VCBJ/PCE/J21142 | PE 21.14 PUSAT REKREASI SMART HOME F2 |  |  | Fail | Please check "Use"
378384367 | TNB | DISTRIBUTION | WP PUTRAJAYA & CYBERJAYA | Existing | 11 kV |  | RYB | VCBJ/PCE/J21142 | PE 21.14 PUSAT REKREASI SMART HOME F2 |  |  | Fail | Please check "Use"
378384368 | TNB | DISTRIBUTION | WP PUTRAJAYA & CYBERJAYA | Existing | 11 kV |  | RYB | VCBJ/PCE/J21142 | PE 21.14 PUSAT REKREASI SMART HOME F2 |  |  | Fail | Please check "Use"
378384372 | TNB | DISTRIBUTION | WP PUTRAJAYA & CYBERJAYA | Existing | 11 kV |  | RYB | VCBJ/PCE/J21142 | PE 21.14 PUSAT REKREASI SMART HOME F2 |  |  | Fail | Please check "Use"
378384375 | TNB | DISTRIBUTION | WP PUTRAJAYA & CYBERJAYA | Existing | 11 kV |  | RYB | VCBJ/PCE/J21142 | PE 21.14 PUSAT REKREASI SMART HOME F2 |  |  | Fail | Please check "Use"
378384376 | TNB | DISTRIBUTION | WP PUTRAJAYA & CYBERJAYA | Existing | 11 kV |  | RYB | VCBJ/PCE/J21142 | PE 21.14 PUSAT REKREASI SMART HOME F2 |  |  | Fail | Please check "Use"
378384707 | TNB | DISTRIBUTION | WP PUTRAJAYA & CYBERJAYA | Existing | 11 kV |  | RYB | VCBJ/PCE/J21161 | PE 21.16 SMART HOMES F1 |  |  | Fail | Please check "Use"
378384708 | TNB | DISTRIBUTION | WP PUTRAJAYA & CYBERJAYA | Existing | 11 kV |  | RYB | VCBJ/PCE/J21161 | PE 21.16 SMART HOMES F1 |  |  | Fail | Please check "Use"
378384713 | TNB | DISTRIBUTION | WP PUTRAJAYA & CYBERJAYA | Existing | 11 kV |  | RYB | VCBJ/PCE/J21161 | PE 21.16 SMART HOMES F1 |  |  | Fail | Please check "Use"
378384719 | TNB | DISTRIBUTION | WP PUTRAJAYA & CYBERJAYA | Existing | 11 kV |  | RYB | VCBJ/PCE/J21161 | PE 21.16 SMART HOMES F1 |  |  | Fail | Please check "Use"
378384720 | TNB | DISTRIBUTION | WP PUTRAJAYA & CYBERJAYA | Existing | 11 kV |  | RYB | VCBJ/PCE/J21161 | PE 21.16 SMART HOMES F1 |  |  | Fail | Please check "Use"
378384724 | TNB | DISTRIBUTION | WP PUTRAJAYA & CYBERJAYA | Existing | 11 kV |  | RYB | VCBJ/PCE/J21161 | PE 21.16 SMART HOMES F1 |  |  | Fail | Please check "Use"
378384727 | TNB | DISTRIBUTION | WP PUTRAJAYA & CYBERJAYA | Existing | 11 kV |  | RYB | VCBJ/PCE/J21161 | PE 21.16 SMART HOMES F1 |  |  | Fail | Please check "Use"
378384728 | TNB | DISTRIBUTION | WP PUTRAJAYA & CYBERJAYA | Existing | 11 kV |  | RYB | VCBJ/PCE/J21161 | PE 21.16 SMART HOMES F1 |  |  | Fail | Please check "Use"
378384730 | TNB | DISTRIBUTION | WP PUTRAJAYA & CYBERJAYA | Existing | 11 kV |  | RYB | VCBJ/PCE/J21162 | PE 21.16 SMART HOMES F2 |  |  | Fail | Please check "Use"
378384731 | TNB | DISTRIBUTION | WP PUTRAJAYA & CYBERJAYA | Existing | 11 kV |  | RYB | VCBJ/PCE/J21162 | PE 21.16 SMART HOMES F2 |  |  | Fail | Please check "Use"
378384736 | TNB | DISTRIBUTION | WP PUTRAJAYA & CYBERJAYA | Existing | 11 kV |  | RYB | VCBJ/PCE/J21162 | PE 21.16 SMART HOMES F2 |  |  | Fail | Please check "Use"
378384742 | TNB | DISTRIBUTION | WP PUTRAJAYA & CYBERJAYA | Existing | 11 kV |  | RYB | VCBJ/PCE/J21162 | PE 21.16 SMART HOMES F2 |  |  | Fail | Please check "Use"
378384743 | TNB | DISTRIBUTION | WP PUTRAJAYA & CYBERJAYA | Existing | 11 kV |  | RYB | VCBJ/PCE/J21162 | PE 21.16 SMART HOMES F2 |  |  | Fail | Please check "Use"
378384747 | TNB | DISTRIBUTION | WP PUTRAJAYA & CYBERJAYA | Existing | 11 kV |  | RYB | VCBJ/PCE/J21162 | PE 21.16 SMART HOMES F2 |  |  | Fail | Please check "Use"
378384750 | TNB | DISTRIBUTION | WP PUTRAJAYA & CYBERJAYA | Existing | 11 kV |  | RYB | VCBJ/PCE/J21162 | PE 21.16 SMART HOMES F2 |  |  | Fail | Please check "Use"
378384751 | TNB | DISTRIBUTION | WP PUTRAJAYA & CYBERJAYA | Existing | 11 kV |  | RYB | VCBJ/PCE/J21162 | PE 21.16 SMART HOMES F2 |  |  | Fail | Please check "Use"
378384901 | TNB | DISTRIBUTION | WP PUTRAJAYA & CYBERJAYA | Existing | 11 kV |  | RYB | VCBJ/PCE/J21122 | PE 21.12 CYBERIA SMARTHOMES F2 |  |  | Fail | Please check "Use"
378384912 | TNB | DISTRIBUTION | WP PUTRAJAYA & CYBERJAYA | Existing | 11 kV |  | RYB | VCBJ/PCE/J21122 | PE 21.12 CYBERIA SMARTHOMES F2 |  |  | Fail | Please check "Use"
378384913 | TNB | DISTRIBUTION | WP PUTRAJAYA & CYBERJAYA | Existing | 11 kV |  | RYB | VCBJ/PCE/J21122 | PE 21.12 CYBERIA SMARTHOMES F2 |  |  | Fail | Please check "Use"
378384922 | TNB | DISTRIBUTION | WP PUTRAJAYA & CYBERJAYA | Existing | 11 kV |  | RYB | VCBJ/PCE/J21122 | PE 21.12 CYBERIA SMARTHOMES F2 |  |  | Fail | Please check "Use"
378384928 | TNB | DISTRIBUTION | WP PUTRAJAYA & CYBERJAYA | Existing | 11 kV |  | RYB | VCBJ/PCE/J21122 | PE 21.12 CYBERIA SMARTHOMES F2 |  |  | Fail | Please check "Use"
378384930 | TNB | DISTRIBUTION | WP PUTRAJAYA & CYBERJAYA | Existing | 11 kV |  | RYB | VCBJ/PCE/J21122 | PE 21.12 CYBERIA SMARTHOMES F2 |  |  | Fail | Please check "Use"
378384932 | TNB | DISTRIBUTION | WP PUTRAJAYA & CYBERJAYA | Existing | 11 kV |  | RYB | VCBJ/PCE/J21122 | PE 21.12 CYBERIA SMARTHOMES F2 |  |  | Fail | Please check "Use"
378384938 | TNB | DISTRIBUTION | WP PUTRAJAYA & CYBERJAYA | Existing | 11 kV |  | RYB | VCBJ/PCE/J21122 | PE 21.12 CYBERIA SMARTHOMES F2 |  |  | Fail | Please check "Use"
378384949 | TNB | DISTRIBUTION | WP PUTRAJAYA & CYBERJAYA | Existing | 11 kV |  | RYB | VCBJ/PCE/J21121 | PE 21.12 CYBERIA SMARTHOMES F1 |  |  | Fail | Please check "Use"
378384960 | TNB | DISTRIBUTION | WP PUTRAJAYA & CYBERJAYA | Existing | 11 kV |  | RYB | VCBJ/PCE/J21121 | PE 21.12 CYBERIA SMARTHOMES F1 |  |  | Fail | Please check "Use"
378384961 | TNB | DISTRIBUTION | WP PUTRAJAYA & CYBERJAYA | Existing | 11 kV |  | RYB | VCBJ/PCE/J21121 | PE 21.12 CYBERIA SMARTHOMES F1 |  |  | Fail | Please check "Use"
378384970 | TNB | DISTRIBUTION | WP PUTRAJAYA & CYBERJAYA | Existing | 11 kV |  | RYB | VCBJ/PCE/J21121 | PE 21.12 CYBERIA SMARTHOMES F1 |  |  | Fail | Please check "Use"
378384976 | TNB | DISTRIBUTION | WP PUTRAJAYA & CYBERJAYA | Existing | 11 kV |  | RYB | VCBJ/PCE/J21121 | PE 21.12 CYBERIA SMARTHOMES F1 |  |  | Fail | Please check "Use"
378384978 | TNB | DISTRIBUTION | WP PUTRAJAYA & CYBERJAYA | Existing | 11 kV |  | RYB | VCBJ/PCE/J21121 | PE 21.12 CYBERIA SMARTHOMES F1 |  |  | Fail | Please check "Use"
378384980 | TNB | DISTRIBUTION | WP PUTRAJAYA & CYBERJAYA | Existing | 11 kV |  | RYB | VCBJ/PCE/J21121 | PE 21.12 CYBERIA SMARTHOMES F1 |  |  | Fail | Please check "Use"
378384983 | TNB | DISTRIBUTION | WP PUTRAJAYA & CYBERJAYA | Existing | 11 kV |  | RYB | VCBJ/PCE/J21121 | PE 21.12 CYBERIA SMARTHOMES F1 |  |  | Fail | Please check "Use"
378384986 | TNB | DISTRIBUTION | WP PUTRAJAYA & CYBERJAYA | Existing | 11 kV |  | RYB | VCBJ/PCE/J21121 | PE 21.12 CYBERIA SMARTHOMES F1 |  |  | Fail | Please check "Use"
378385399 | TNB | DISTRIBUTION | WP PUTRAJAYA & CYBERJAYA | Existing | 11 kV |  | RYB | VCBJ/PCE/J21181 | PE 21.18 CONDO A1 CYBERIA F1 |  |  | Fail | Please check "Use"
378385400 | TNB | DISTRIBUTION | WP PUTRAJAYA & CYBERJAYA | Existing | 11 kV |  | RYB | VCBJ/PCE/J21181 | PE 21.18 CONDO A1 CYBERIA F1 |  |  | Fail | Please check "Use"
378385405 | TNB | DISTRIBUTION | WP PUTRAJAYA & CYBERJAYA | Existing | 11 kV |  | RYB | VCBJ/PCE/J21181 | PE 21.18 CONDO A1 CYBERIA F1 |  |  | Fail | Please check "Use"
378385411 | TNB | DISTRIBUTION | WP PUTRAJAYA & CYBERJAYA | Existing | 11 kV |  | RYB | VCBJ/PCE/J21181 | PE 21.18 CONDO A1 CYBERIA F1 |  |  | Fail | Please check "Use"
378385412 | TNB | DISTRIBUTION | WP PUTRAJAYA & CYBERJAYA | Existing | 11 kV |  | RYB | VCBJ/PCE/J21181 | PE 21.18 CONDO A1 CYBERIA F1 |  |  | Fail | Please check "Use"
378385416 | TNB | DISTRIBUTION | WP PUTRAJAYA & CYBERJAYA | Existing | 11 kV |  | RYB | VCBJ/PCE/J21181 | PE 21.18 CONDO A1 CYBERIA F1 |  |  | Fail | Please check "Use"
378385419 | TNB | DISTRIBUTION | WP PUTRAJAYA & CYBERJAYA | Existing | 11 kV |  | RYB | VCBJ/PCE/J21181 | PE 21.18 CONDO A1 CYBERIA F1 |  |  | Fail | Please check "Use"
378385420 | TNB | DISTRIBUTION | WP PUTRAJAYA & CYBERJAYA | Existing | 11 kV |  | RYB | VCBJ/PCE/J21181 | PE 21.18 CONDO A1 CYBERIA F1 |  |  | Fail | Please check "Use"
378385422 | TNB | DISTRIBUTION | WP PUTRAJAYA & CYBERJAYA | Existing | 11 kV |  | RYB | VCBJ/PCE/J21182 | PE 21.18 CONDO A1 CYBERIA F2 |  |  | Fail | Please check "Use"
378385423 | TNB | DISTRIBUTION | WP PUTRAJAYA & CYBERJAYA | Existing | 11 kV |  | RYB | VCBJ/PCE/J21182 | PE 21.18 CONDO A1 CYBERIA F2 |  |  | Fail | Please check "Use"
378385428 | TNB | DISTRIBUTION | WP PUTRAJAYA & CYBERJAYA | Existing | 11 kV |  | RYB | VCBJ/PCE/J21182 | PE 21.18 CONDO A1 CYBERIA F2 |  |  | Fail | Please check "Use"
378385434 | TNB | DISTRIBUTION | WP PUTRAJAYA & CYBERJAYA | Existing | 11 kV |  | RYB | VCBJ/PCE/J21182 | PE 21.18 CONDO A1 CYBERIA F2 |  |  | Fail | Please check "Use"
378385435 | TNB | DISTRIBUTION | WP PUTRAJAYA & CYBERJAYA | Existing | 11 kV |  | RYB | VCBJ/PCE/J21182 | PE 21.18 CONDO A1 CYBERIA F2 |  |  | Fail | Please check "Use"
378385439 | TNB | DISTRIBUTION | WP PUTRAJAYA & CYBERJAYA | Existing | 11 kV |  | RYB | VCBJ/PCE/J21182 | PE 21.18 CONDO A1 CYBERIA F2 |  |  | Fail | Please check "Use"
378385442 | TNB | DISTRIBUTION | WP PUTRAJAYA & CYBERJAYA | Existing | 11 kV |  | RYB | VCBJ/PCE/J21182 | PE 21.18 CONDO A1 CYBERIA F2 |  |  | Fail | Please check "Use"
378385443 | TNB | DISTRIBUTION | WP PUTRAJAYA & CYBERJAYA | Existing | 11 kV |  | RYB | VCBJ/PCE/J21182 | PE 21.18 CONDO A1 CYBERIA F2 |  |  | Fail | Please check "Use"
378385589 | TNB | DISTRIBUTION | WP PUTRAJAYA & CYBERJAYA | Existing | 11 kV |  | RYB | VCBJ/PCE/J21172 | PE 21.17 CONDO A3 CYBERIA F2 |  |  | Fail | Please check "Use"
378385590 | TNB | DISTRIBUTION | WP PUTRAJAYA & CYBERJAYA | Existing | 11 kV |  | RYB | VCBJ/PCE/J21172 | PE 21.17 CONDO A3 CYBERIA F2 |  |  | Fail | Please check "Use"
378385595 | TNB | DISTRIBUTION | WP PUTRAJAYA & CYBERJAYA | Existing | 11 kV |  | RYB | VCBJ/PCE/J21172 | PE 21.17 CONDO A3 CYBERIA F2 |  |  | Fail | Please check "Use"
378385601 | TNB | DISTRIBUTION | WP PUTRAJAYA & CYBERJAYA | Existing | 11 kV |  | RYB | VCBJ/PCE/J21172 | PE 21.17 CONDO A3 CYBERIA F2 |  |  | Fail | Please check "Use"
378385602 | TNB | DISTRIBUTION | WP PUTRAJAYA & CYBERJAYA | Existing | 11 kV |  | RYB | VCBJ/PCE/J21172 | PE 21.17 CONDO A3 CYBERIA F2 |  |  | Fail | Please check "Use"
378385606 | TNB | DISTRIBUTION | WP PUTRAJAYA & CYBERJAYA | Existing | 11 kV |  | RYB | VCBJ/PCE/J21172 | PE 21.17 CONDO A3 CYBERIA F2 |  |  | Fail | Please check "Use"
378385609 | TNB | DISTRIBUTION | WP PUTRAJAYA & CYBERJAYA | Existing | 11 kV |  | RYB | VCBJ/PCE/J21172 | PE 21.17 CONDO A3 CYBERIA F2 |  |  | Fail | Please check "Use"
378385610 | TNB | DISTRIBUTION | WP PUTRAJAYA & CYBERJAYA | Existing | 11 kV |  | RYB | VCBJ/PCE/J21172 | PE 21.17 CONDO A3 CYBERIA F2 |  |  | Fail | Please check "Use"
378385675 | TNB | DISTRIBUTION | WP PUTRAJAYA & CYBERJAYA | Existing | 11 kV |  | RYB | VCBJ/PCE/J21171 | PE 21.17 CONDO A3 CYBERIA F1 |  |  | Fail | Please check "Use"
378385676 | TNB | DISTRIBUTION | WP PUTRAJAYA & CYBERJAYA | Existing | 11 kV |  | RYB | VCBJ/PCE/J21171 | PE 21.17 CONDO A3 CYBERIA F1 |  |  | Fail | Please check "Use"
378385681 | TNB | DISTRIBUTION | WP PUTRAJAYA & CYBERJAYA | Existing | 11 kV |  | RYB | VCBJ/PCE/J21171 | PE 21.17 CONDO A3 CYBERIA F1 |  |  | Fail | Please check "Use"
378385687 | TNB | DISTRIBUTION | WP PUTRAJAYA & CYBERJAYA | Existing | 11 kV |  | RYB | VCBJ/PCE/J21171 | PE 21.17 CONDO A3 CYBERIA F1 |  |  | Fail | Please check "Use"
378385688 | TNB | DISTRIBUTION | WP PUTRAJAYA & CYBERJAYA | Existing | 11 kV |  | RYB | VCBJ/PCE/J21171 | PE 21.17 CONDO A3 CYBERIA F1 |  |  | Fail | Please check "Use"
378385692 | TNB | DISTRIBUTION | WP PUTRAJAYA & CYBERJAYA | Existing | 11 kV |  | RYB | VCBJ/PCE/J21171 | PE 21.17 CONDO A3 CYBERIA F1 |  |  | Fail | Please check "Use"
378385695 | TNB | DISTRIBUTION | WP PUTRAJAYA & CYBERJAYA | Existing | 11 kV |  | RYB | VCBJ/PCE/J21171 | PE 21.17 CONDO A3 CYBERIA F1 |  |  | Fail | Please check "Use"
378385696 | TNB | DISTRIBUTION | WP PUTRAJAYA & CYBERJAYA | Existing | 11 kV |  | RYB | VCBJ/PCE/J21171 | PE 21.17 CONDO A3 CYBERIA F1 |  |  | Fail | Please check "Use"
378385770 | TNB | DISTRIBUTION | WP PUTRAJAYA & CYBERJAYA | Existing | 11 kV |  | RYB | VCBJ/PCE/J21492 | PE 21.49 CONDO B2 F2 |  |  | Fail | Please check "Use"
378385771 | TNB | DISTRIBUTION | WP PUTRAJAYA & CYBERJAYA | Existing | 11 kV |  | RYB | VCBJ/PCE/J21492 | PE 21.49 CONDO B2 F2 |  |  | Fail | Please check "Use"
378385776 | TNB | DISTRIBUTION | WP PUTRAJAYA & CYBERJAYA | Existing | 11 kV |  | RYB | VCBJ/PCE/J21492 | PE 21.49 CONDO B2 F2 |  |  | Fail | Please check "Use"
378385782 | TNB | DISTRIBUTION | WP PUTRAJAYA & CYBERJAYA | Existing | 11 kV |  | RYB | VCBJ/PCE/J21492 | PE 21.49 CONDO B2 F2 |  |  | Fail | Please check "Use"
378385783 | TNB | DISTRIBUTION | WP PUTRAJAYA & CYBERJAYA | Existing | 11 kV |  | RYB | VCBJ/PCE/J21492 | PE 21.49 CONDO B2 F2 |  |  | Fail | Please check "Use"
378385787 | TNB | DISTRIBUTION | WP PUTRAJAYA & CYBERJAYA | Existing | 11 kV |  | RYB | VCBJ/PCE/J21492 | PE 21.49 CONDO B2 F2 |  |  | Fail | Please check "Use"
378385790 | TNB | DISTRIBUTION | WP PUTRAJAYA & CYBERJAYA | Existing | 11 kV |  | RYB | VCBJ/PCE/J21492 | PE 21.49 CONDO B2 F2 |  |  | Fail | Please check "Use"
378385791 | TNB | DISTRIBUTION | WP PUTRAJAYA & CYBERJAYA | Existing | 11 kV |  | RYB | VCBJ/PCE/J21492 | PE 21.49 CONDO B2 F2 |  |  | Fail | Please check "Use"
378385862 | TNB | DISTRIBUTION | WP PUTRAJAYA & CYBERJAYA | Existing | 11 kV | MAIN | RYB | VCBJ/PCE/J21491 | PE 21.49 CONDO B2 F1 |  |  | Pass | null
378385863 | TNB | DISTRIBUTION | WP PUTRAJAYA & CYBERJAYA | Existing | 11 kV |  | RYB | VCBJ/PCE/J21491 | PE 21.49 CONDO B2 F1 |  |  | Fail | Please check "Use"
378385868 | TNB | DISTRIBUTION | WP PUTRAJAYA & CYBERJAYA | Existing | 11 kV |  | RYB | VCBJ/PCE/J21491 | PE 21.49 CONDO B2 F1 |  |  | Fail | Please check "Use"
378385874 | TNB | DISTRIBUTION | WP PUTRAJAYA & CYBERJAYA | Existing | 11 kV |  | RYB | VCBJ/PCE/J21491 | PE 21.49 CONDO B2 F1 |  |  | Fail | Please check "Use"
378385875 | TNB | DISTRIBUTION | WP PUTRAJAYA & CYBERJAYA | Existing | 11 kV |  | RYB | VCBJ/PCE/J21491 | PE 21.49 CONDO B2 F1 |  |  | Fail | Please check "Use"
378385879 | TNB | DISTRIBUTION | WP PUTRAJAYA & CYBERJAYA | Existing | 11 kV |  | RYB | VCBJ/PCE/J21491 | PE 21.49 CONDO B2 F1 |  |  | Fail | Please check "Use"
378385882 | TNB | DISTRIBUTION | WP PUTRAJAYA & CYBERJAYA | Existing | 11 kV |  | RYB | VCBJ/PCE/J21491 | PE 21.49 CONDO B2 F1 |  |  | Fail | Please check "Use"
378385883 | TNB | DISTRIBUTION | WP PUTRAJAYA & CYBERJAYA | Existing | 11 kV |  | RYB | VCBJ/PCE/J21491 | PE 21.49 CONDO B2 F1 |  |  | Fail | Please check "Use"
378385958 | TNB | DISTRIBUTION | WP PUTRAJAYA & CYBERJAYA | Existing | 11 kV |  | RYB | VCBJ/PCE/J21512 | PE 21.51 CONDO C1 F2 |  |  | Fail | Please check "Use"
378385959 | TNB | DISTRIBUTION | WP PUTRAJAYA & CYBERJAYA | Existing | 11 kV |  | RYB | VCBJ/PCE/J21512 | PE 21.51 CONDO C1 F2 |  |  | Fail | Please check "Use"
378385964 | TNB | DISTRIBUTION | WP PUTRAJAYA & CYBERJAYA | Existing | 11 kV |  | RYB | VCBJ/PCE/J21512 | PE 21.51 CONDO C1 F2 |  |  | Fail | Please check "Use"
378385970 | TNB | DISTRIBUTION | WP PUTRAJAYA & CYBERJAYA | Existing | 11 kV |  | RYB | VCBJ/PCE/J21512 | PE 21.51 CONDO C1 F2 |  |  | Fail | Please check "Use"
378385971 | TNB | DISTRIBUTION | WP PUTRAJAYA & CYBERJAYA | Existing | 11 kV |  | RYB | VCBJ/PCE/J21512 | PE 21.51 CONDO C1 F2 |  |  | Fail | Please check "Use"
378385975 | TNB | DISTRIBUTION | WP PUTRAJAYA & CYBERJAYA | Existing | 11 kV |  | RYB | VCBJ/PCE/J21512 | PE 21.51 CONDO C1 F2 |  |  | Fail | Please check "Use"
378385978 | TNB | DISTRIBUTION | WP PUTRAJAYA & CYBERJAYA | Existing | 11 kV |  | RYB | VCBJ/PCE/J21512 | PE 21.51 CONDO C1 F2 |  |  | Fail | Please check "Use"
378385979 | TNB | DISTRIBUTION | WP PUTRAJAYA & CYBERJAYA | Existing | 11 kV |  | RYB | VCBJ/PCE/J21512 | PE 21.51 CONDO C1 F2 |  |  | Fail | Please check "Use"
378386049 | TNB | DISTRIBUTION | WP PUTRAJAYA & CYBERJAYA | Existing | 11 kV |  | RYB | VCBJ/PCE/J21511 | PE 21.51 CONDO C1 F1 |  |  | Fail | Please check "Use"
378386050 | TNB | DISTRIBUTION | WP PUTRAJAYA & CYBERJAYA | Existing | 11 kV |  | RYB | VCBJ/PCE/J21511 | PE 21.51 CONDO C1 F1 |  |  | Fail | Please check "Use"
378386055 | TNB | DISTRIBUTION | WP PUTRAJAYA & CYBERJAYA | Existing | 11 kV |  | RYB | VCBJ/PCE/J21511 | PE 21.51 CONDO C1 F1 |  |  | Fail | Please check "Use"
378386061 | TNB | DISTRIBUTION | WP PUTRAJAYA & CYBERJAYA | Existing | 11 kV |  | RYB | VCBJ/PCE/J21511 | PE 21.51 CONDO C1 F1 |  |  | Fail | Please check "Use"
378386062 | TNB | DISTRIBUTION | WP PUTRAJAYA & CYBERJAYA | Existing | 11 kV |  | RYB | VCBJ/PCE/J21511 | PE 21.51 CONDO C1 F1 |  |  | Fail | Please check "Use"
378386066 | TNB | DISTRIBUTION | WP PUTRAJAYA & CYBERJAYA | Existing | 11 kV |  | RYB | VCBJ/PCE/J21511 | PE 21.51 CONDO C1 F1 |  |  | Fail | Please check "Use"
378386069 | TNB | DISTRIBUTION | WP PUTRAJAYA & CYBERJAYA | Existing | 11 kV |  | RYB | VCBJ/PCE/J21511 | PE 21.51 CONDO C1 F1 |  |  | Fail | Please check "Use"
378386070 | TNB | DISTRIBUTION | WP PUTRAJAYA & CYBERJAYA | Existing | 11 kV |  | RYB | VCBJ/PCE/J21511 | PE 21.51 CONDO C1 F1 |  |  | Fail | Please check "Use"
378386153 | TNB | DISTRIBUTION | WP PUTRAJAYA & CYBERJAYA | Existing | 11 kV |  | RYB | VCBJ/PCE/J21522 | PE 21.52 CONDO C3 F2 |  |  | Fail | Please check "Use"
378386154 | TNB | DISTRIBUTION | WP PUTRAJAYA & CYBERJAYA | Existing | 11 kV |  | RYB | VCBJ/PCE/J21522 | PE 21.52 CONDO C3 F2 |  |  | Fail | Please check "Use"
378386159 | TNB | DISTRIBUTION | WP PUTRAJAYA & CYBERJAYA | Existing | 11 kV |  | RYB | VCBJ/PCE/J21522 | PE 21.52 CONDO C3 F2 |  |  | Fail | Please check "Use"
378386165 | TNB | DISTRIBUTION | WP PUTRAJAYA & CYBERJAYA | Existing | 11 kV |  | RYB | VCBJ/PCE/J21522 | PE 21.52 CONDO C3 F2 |  |  | Fail | Please check "Use"
378386166 | TNB | DISTRIBUTION | WP PUTRAJAYA & CYBERJAYA | Existing | 11 kV |  | RYB | VCBJ/PCE/J21522 | PE 21.52 CONDO C3 F2 |  |  | Fail | Please check "Use"
378386170 | TNB | DISTRIBUTION | WP PUTRAJAYA & CYBERJAYA | Existing | 11 kV |  | RYB | VCBJ/PCE/J21522 | PE 21.52 CONDO C3 F2 |  |  | Fail | Please check "Use"
378386173 | TNB | DISTRIBUTION | WP PUTRAJAYA & CYBERJAYA | Existing | 11 kV |  | RYB | VCBJ/PCE/J21522 | PE 21.52 CONDO C3 F2 |  |  | Fail | Please check "Use"
378386174 | TNB | DISTRIBUTION | WP PUTRAJAYA & CYBERJAYA | Existing | 11 kV |  | RYB | VCBJ/PCE/J21522 | PE 21.52 CONDO C3 F2 |  |  | Fail | Please check "Use"
378386249 | TNB | DISTRIBUTION | WP PUTRAJAYA & CYBERJAYA | Existing | 11 kV |  | RYB | VCBJ/PCE/J21521 | PE 21.52 CONDO C3 F1 |  |  | Fail | Please check "Use"
378386250 | TNB | DISTRIBUTION | WP PUTRAJAYA & CYBERJAYA | Existing | 11 kV |  | RYB | VCBJ/PCE/J21521 | PE 21.52 CONDO C3 F1 |  |  | Fail | Please check "Use"
378386255 | TNB | DISTRIBUTION | WP PUTRAJAYA & CYBERJAYA | Existing | 11 kV |  | RYB | VCBJ/PCE/J21521 | PE 21.52 CONDO C3 F1 |  |  | Fail | Please check "Use"
378386261 | TNB | DISTRIBUTION | WP PUTRAJAYA & CYBERJAYA | Existing | 11 kV |  | RYB | VCBJ/PCE/J21521 | PE 21.52 CONDO C3 F1 |  |  | Fail | Please check "Use"
378386262 | TNB | DISTRIBUTION | WP PUTRAJAYA & CYBERJAYA | Existing | 11 kV |  | RYB | VCBJ/PCE/J21521 | PE 21.52 CONDO C3 F1 |  |  | Fail | Please check "Use"
378386266 | TNB | DISTRIBUTION | WP PUTRAJAYA & CYBERJAYA | Existing | 11 kV |  | RYB | VCBJ/PCE/J21521 | PE 21.52 CONDO C3 F1 |  |  | Fail | Please check "Use"
378386269 | TNB | DISTRIBUTION | WP PUTRAJAYA & CYBERJAYA | Existing | 11 kV |  | RYB | VCBJ/PCE/J21521 | PE 21.52 CONDO C3 F1 |  |  | Fail | Please check "Use"
378386270 | TNB | DISTRIBUTION | WP PUTRAJAYA & CYBERJAYA | Existing | 11 kV |  | RYB | VCBJ/PCE/J21521 | PE 21.52 CONDO C3 F1 |  |  | Fail | Please check "Use"
378386360 | TNB | DISTRIBUTION | WP PUTRAJAYA & CYBERJAYA | Existing | 11 kV |  | RYB | VCBJ/PCE/J25051 | PE 25.05 HOSTEL BLOK 1D |  |  | Fail | Please check "Use"
378386361 | TNB | DISTRIBUTION | WP PUTRAJAYA & CYBERJAYA | Existing | 11 kV |  | RYB | VCBJ/PCE/J25051 | PE 25.05 HOSTEL BLOK 1D |  |  | Fail | Please check "Use"
378386362 | TNB | DISTRIBUTION | WP PUTRAJAYA & CYBERJAYA | Existing | 11 kV |  | RYB | VCBJ/PCE/J25051 | PE 25.05 HOSTEL BLOK 1D |  |  | Fail | Please check "Use"
378386369 | TNB | DISTRIBUTION | WP PUTRAJAYA & CYBERJAYA | Existing | 11 kV |  | RYB | VCBJ/PCE/J25051 | PE 25.05 HOSTEL BLOK 1D |  |  | Fail | Please check "Use"
378386372 | TNB | DISTRIBUTION | WP PUTRAJAYA & CYBERJAYA | Existing | 11 kV |  | RYB | VCBJ/PCE/J25051 | PE 25.05 HOSTEL BLOK 1D |  |  | Fail | Please check "Use"
378386373 | TNB | DISTRIBUTION | WP PUTRAJAYA & CYBERJAYA | Existing | 11 kV |  | RYB | VCBJ/PCE/J25051 | PE 25.05 HOSTEL BLOK 1D |  |  | Fail | Please check "Use"
378386374 | TNB | DISTRIBUTION | WP PUTRAJAYA & CYBERJAYA | Existing | 11 kV |  | RYB | VCBJ/PCE/J25051 | PE 25.05 HOSTEL BLOK 1D |  |  | Fail | Please check "Use"
378386376 | TNB | DISTRIBUTION | WP PUTRAJAYA & CYBERJAYA | Existing | 11 kV |  | RYB | VCBJ/PCE/J25051 | PE 25.05 HOSTEL BLOK 1D |  |  | Fail | Please check "Use"
378386377 | TNB | DISTRIBUTION | WP PUTRAJAYA & CYBERJAYA | Existing | 11 kV |  | RYB | VCBJ/PCE/J25051 | PE 25.05 HOSTEL BLOK 1D |  |  | Fail | Please check "Use"
378386379 | TNB | DISTRIBUTION | WP PUTRAJAYA & CYBERJAYA | Existing | 11 kV |  | RYB | VCBJ/PCE/J25051 | PE 25.05 HOSTEL BLOK 1D |  |  | Fail | Please check "Use"
378386387 | TNB | DISTRIBUTION | WP PUTRAJAYA & CYBERJAYA | Existing | 11 kV |  | RYB | VCBJ/PCE/J25051 | PE 25.05 HOSTEL BLOK 1D |  |  | Fail | Please check "Use"
378386531 | TNB | DISTRIBUTION | WP PUTRAJAYA & CYBERJAYA | Existing | 11 kV |  | RYB | VCBJ/PCE/J25041 | PE 25.04 HOSTEL BLOK 1C |  |  | Fail | Please check "Use"
378386532 | TNB | DISTRIBUTION | WP PUTRAJAYA & CYBERJAYA | Existing | 11 kV |  | RYB | VCBJ/PCE/J25041 | PE 25.04 HOSTEL BLOK 1C |  |  | Fail | Please check "Use"
378386533 | TNB | DISTRIBUTION | WP PUTRAJAYA & CYBERJAYA | Existing | 11 kV |  | RYB | VCBJ/PCE/J25041 | PE 25.04 HOSTEL BLOK 1C |  |  | Fail | Please check "Use"
378386540 | TNB | DISTRIBUTION | WP PUTRAJAYA & CYBERJAYA | Existing | 11 kV |  | RYB | VCBJ/PCE/J25041 | PE 25.04 HOSTEL BLOK 1C |  |  | Fail | Please check "Use"
378386543 | TNB | DISTRIBUTION | WP PUTRAJAYA & CYBERJAYA | Existing | 11 kV |  | RYB | VCBJ/PCE/J25041 | PE 25.04 HOSTEL BLOK 1C |  |  | Fail | Please check "Use"
378386544 | TNB | DISTRIBUTION | WP PUTRAJAYA & CYBERJAYA | Existing | 11 kV |  | RYB | VCBJ/PCE/J25041 | PE 25.04 HOSTEL BLOK 1C |  |  | Fail | Please check "Use"
378386545 | TNB | DISTRIBUTION | WP PUTRAJAYA & CYBERJAYA | Existing | 11 kV |  | RYB | VCBJ/PCE/J25041 | PE 25.04 HOSTEL BLOK 1C |  |  | Fail | Please check "Use"
378386547 | TNB | DISTRIBUTION | WP PUTRAJAYA & CYBERJAYA | Existing | 11 kV |  | RYB | VCBJ/PCE/J25041 | PE 25.04 HOSTEL BLOK 1C |  |  | Fail | Please check "Use"
378386548 | TNB | DISTRIBUTION | WP PUTRAJAYA & CYBERJAYA | Existing | 11 kV |  | RYB | VCBJ/PCE/J25041 | PE 25.04 HOSTEL BLOK 1C |  |  | Fail | Please check "Use"
378386550 | TNB | DISTRIBUTION | WP PUTRAJAYA & CYBERJAYA | Existing | 11 kV |  | RYB | VCBJ/PCE/J25041 | PE 25.04 HOSTEL BLOK 1C |  |  | Fail | Please check "Use"
378386558 | TNB | DISTRIBUTION | WP PUTRAJAYA & CYBERJAYA | Existing | 11 kV |  | RYB | VCBJ/PCE/J25041 | PE 25.04 HOSTEL BLOK 1C |  |  | Fail | Please check "Use"
378386756 | TNB | DISTRIBUTION | WP PUTRAJAYA & CYBERJAYA | Existing | 11 kV |  | RYB | VCBJ/PCE/J25031 | PE 25.03 HOSTEL BLOK 1B |  |  | Fail | Please check "Use"
378386757 | TNB | DISTRIBUTION | WP PUTRAJAYA & CYBERJAYA | Existing | 11 kV |  | RYB | VCBJ/PCE/J25031 | PE 25.03 HOSTEL BLOK 1B |  |  | Fail | Please check "Use"
378386762 | TNB | DISTRIBUTION | WP PUTRAJAYA & CYBERJAYA | Existing | 11 kV |  | RYB | VCBJ/PCE/J25031 | PE 25.03 HOSTEL BLOK 1B |  |  | Fail | Please check "Use"
378386768 | TNB | DISTRIBUTION | WP PUTRAJAYA & CYBERJAYA | Existing | 11 kV |  | RYB | VCBJ/PCE/J25031 | PE 25.03 HOSTEL BLOK 1B |  |  | Fail | Please check "Use"
378386769 | TNB | DISTRIBUTION | WP PUTRAJAYA & CYBERJAYA | Existing | 11 kV |  | RYB | VCBJ/PCE/J25031 | PE 25.03 HOSTEL BLOK 1B |  |  | Fail | Please check "Use"
378386773 | TNB | DISTRIBUTION | WP PUTRAJAYA & CYBERJAYA | Existing | 11 kV |  | RYB | VCBJ/PCE/J25031 | PE 25.03 HOSTEL BLOK 1B |  |  | Fail | Please check "Use"
378386776 | TNB | DISTRIBUTION | WP PUTRAJAYA & CYBERJAYA | Existing | 11 kV |  | RYB | VCBJ/PCE/J25031 | PE 25.03 HOSTEL BLOK 1B |  |  | Fail | Please check "Use"
378386777 | TNB | DISTRIBUTION | WP PUTRAJAYA & CYBERJAYA | Existing | 11 kV |  | RYB | VCBJ/PCE/J25031 | PE 25.03 HOSTEL BLOK 1B |  |  | Fail | Please check "Use"
378386850 | TNB | DISTRIBUTION | WP PUTRAJAYA & CYBERJAYA | Existing | 11 kV |  | RYB | VCBJ/PCE/J25021 | PE 25.02 HOSTEL BLOK 1A |  |  | Fail | Please check "Use"
378386851 | TNB | DISTRIBUTION | WP PUTRAJAYA & CYBERJAYA | Existing | 11 kV |  | RYB | VCBJ/PCE/J25021 | PE 25.02 HOSTEL BLOK 1A |  |  | Fail | Please check "Use"
378386856 | TNB | DISTRIBUTION | WP PUTRAJAYA & CYBERJAYA | Existing | 11 kV |  | RYB | VCBJ/PCE/J25021 | PE 25.02 HOSTEL BLOK 1A |  |  | Fail | Please check "Use"
378386862 | TNB | DISTRIBUTION | WP PUTRAJAYA & CYBERJAYA | Existing | 11 kV |  | RYB | VCBJ/PCE/J25021 | PE 25.02 HOSTEL BLOK 1A |  |  | Fail | Please check "Use"
378386863 | TNB | DISTRIBUTION | WP PUTRAJAYA & CYBERJAYA | Existing | 11 kV |  | RYB | VCBJ/PCE/J25021 | PE 25.02 HOSTEL BLOK 1A |  |  | Fail | Please check "Use"
378386867 | TNB | DISTRIBUTION | WP PUTRAJAYA & CYBERJAYA | Existing | 11 kV |  | RYB | VCBJ/PCE/J25021 | PE 25.02 HOSTEL BLOK 1A |  |  | Fail | Please check "Use"
378386870 | TNB | DISTRIBUTION | WP PUTRAJAYA & CYBERJAYA | Existing | 11 kV |  | RYB | VCBJ/PCE/J25021 | PE 25.02 HOSTEL BLOK 1A |  |  | Fail | Please check "Use"
378386871 | TNB | DISTRIBUTION | WP PUTRAJAYA & CYBERJAYA | Existing | 11 kV |  | RYB | VCBJ/PCE/J25021 | PE 25.02 HOSTEL BLOK 1A |  |  | Fail | Please check "Use"
378386948 | TNB | DISTRIBUTION | WP PUTRAJAYA & CYBERJAYA | Existing | 11 kV |  | RYB | VCBJ/PCE/J23031 | PE 23.03 MUTIARA VILLE 1 |  |  | Fail | Please check "Use"
378386949 | TNB | DISTRIBUTION | WP PUTRAJAYA & CYBERJAYA | Existing | 11 kV |  | RYB | VCBJ/PCE/J23031 | PE 23.03 MUTIARA VILLE 1 |  |  | Fail | Please check "Use"
378386954 | TNB | DISTRIBUTION | WP PUTRAJAYA & CYBERJAYA | Existing | 11 kV |  | RYB | VCBJ/PCE/J23031 | PE 23.03 MUTIARA VILLE 1 |  |  | Fail | Please check "Use"
378386960 | TNB | DISTRIBUTION | WP PUTRAJAYA & CYBERJAYA | Existing | 11 kV |  | RYB | VCBJ/PCE/J23031 | PE 23.03 MUTIARA VILLE 1 |  |  | Fail | Please check "Use"
378386961 | TNB | DISTRIBUTION | WP PUTRAJAYA & CYBERJAYA | Existing | 11 kV |  | RYB | VCBJ/PCE/J23031 | PE 23.03 MUTIARA VILLE 1 |  |  | Fail | Please check "Use"
378386965 | TNB | DISTRIBUTION | WP PUTRAJAYA & CYBERJAYA | Existing | 11 kV |  | RYB | VCBJ/PCE/J23031 | PE 23.03 MUTIARA VILLE 1 |  |  | Fail | Please check "Use"
378386968 | TNB | DISTRIBUTION | WP PUTRAJAYA & CYBERJAYA | Existing | 11 kV |  | RYB | VCBJ/PCE/J23031 | PE 23.03 MUTIARA VILLE 1 |  |  | Fail | Please check "Use"
378386969 | TNB | DISTRIBUTION | WP PUTRAJAYA & CYBERJAYA | Existing | 11 kV |  | RYB | VCBJ/PCE/J23031 | PE 23.03 MUTIARA VILLE 1 |  |  | Fail | Please check "Use"
378387042 | TNB | DISTRIBUTION | WP PUTRAJAYA & CYBERJAYA | Existing | 11 kV |  | RYB | VCBJ/PCE/J23041 | PE 23.04 MUTIARA VILLE 2 |  |  | Fail | Please check "Use"
378387043 | TNB | DISTRIBUTION | WP PUTRAJAYA & CYBERJAYA | Existing | 11 kV |  | RYB | VCBJ/PCE/J23041 | PE 23.04 MUTIARA VILLE 2 |  |  | Fail | Please check "Use"
378387048 | TNB | DISTRIBUTION | WP PUTRAJAYA & CYBERJAYA | Existing | 11 kV |  | RYB | VCBJ/PCE/J23041 | PE 23.04 MUTIARA VILLE 2 |  |  | Fail | Please check "Use"
378387054 | TNB | DISTRIBUTION | WP PUTRAJAYA & CYBERJAYA | Existing | 11 kV |  | RYB | VCBJ/PCE/J23041 | PE 23.04 MUTIARA VILLE 2 |  |  | Fail | Please check "Use"
378387055 | TNB | DISTRIBUTION | WP PUTRAJAYA & CYBERJAYA | Existing | 11 kV |  | RYB | VCBJ/PCE/J23041 | PE 23.04 MUTIARA VILLE 2 |  |  | Fail | Please check "Use"
378387059 | TNB | DISTRIBUTION | WP PUTRAJAYA & CYBERJAYA | Existing | 11 kV |  | RYB | VCBJ/PCE/J23041 | PE 23.04 MUTIARA VILLE 2 |  |  | Fail | Please check "Use"
378387062 | TNB | DISTRIBUTION | WP PUTRAJAYA & CYBERJAYA | Existing | 11 kV |  | RYB | VCBJ/PCE/J23041 | PE 23.04 MUTIARA VILLE 2 |  |  | Fail | Please check "Use"
378387063 | TNB | DISTRIBUTION | WP PUTRAJAYA & CYBERJAYA | Existing | 11 kV |  | RYB | VCBJ/PCE/J23041 | PE 23.04 MUTIARA VILLE 2 |  |  | Fail | Please check "Use"
378387148 | TNB | DISTRIBUTION | WP PUTRAJAYA & CYBERJAYA | Existing | 11 kV |  | RYB | VCBJ/PCE/J23021 | SS 23.02 STP A F1 |  |  | Fail | Please check "Use"
378387150 | TNB | DISTRIBUTION | WP PUTRAJAYA & CYBERJAYA | Existing | 11 kV |  | RYB | VCBJ/PCE/J23021 | SS 23.02 STP A F1 |  |  | Fail | Please check "Use"
378387152 | TNB | DISTRIBUTION | WP PUTRAJAYA & CYBERJAYA | Existing | 11 kV |  | RYB | VCBJ/PCE/J23021 | SS 23.02 STP A F1 |  |  | Fail | Please check "Use"
378387155 | TNB | DISTRIBUTION | WP PUTRAJAYA & CYBERJAYA | Existing | 11 kV |  | RYB | VCBJ/PCE/J23021 | SS 23.02 STP A F1 |  |  | Fail | Please check "Use"
378387156 | TNB | DISTRIBUTION | WP PUTRAJAYA & CYBERJAYA | Existing | 11 kV |  | RYB | VCBJ/PCE/J23021 | SS 23.02 STP A F1 |  |  | Fail | Please check "Use"
378387157 | TNB | DISTRIBUTION | WP PUTRAJAYA & CYBERJAYA | Existing | 11 kV |  | RYB | VCBJ/PCE/J23021 | SS 23.02 STP A F1 |  |  | Fail | Please check "Use"
378387163 | TNB | DISTRIBUTION | WP PUTRAJAYA & CYBERJAYA | Existing | 11 kV |  | RYB | VCBJ/PCE/J23021 | SS 23.02 STP A F1 |  |  | Fail | Please check "Use"
378387168 | TNB | DISTRIBUTION | WP PUTRAJAYA & CYBERJAYA | Existing | 11 kV |  | RYB | VCBJ/PCE/J23021 | SS 23.02 STP A F1 |  |  | Fail | Please check "Use"
378387174 | TNB | DISTRIBUTION | WP PUTRAJAYA & CYBERJAYA | Existing | 11 kV |  | RYB | VCBJ/PCE/J23022 | SS 23.02 STP A F2 |  |  | Fail | Please check "Use"
378387176 | TNB | DISTRIBUTION | WP PUTRAJAYA & CYBERJAYA | Existing | 11 kV |  | RYB | VCBJ/PCE/J23022 | SS 23.02 STP A F2 |  |  | Fail | Please check "Use"
378387178 | TNB | DISTRIBUTION | WP PUTRAJAYA & CYBERJAYA | Existing | 11 kV |  | RYB | VCBJ/PCE/J23022 | SS 23.02 STP A F2 |  |  | Fail | Please check "Use"
378387181 | TNB | DISTRIBUTION | WP PUTRAJAYA & CYBERJAYA | Existing | 11 kV |  | RYB | VCBJ/PCE/J23022 | SS 23.02 STP A F2 |  |  | Fail | Please check "Use"
378387182 | TNB | DISTRIBUTION | WP PUTRAJAYA & CYBERJAYA | Existing | 11 kV |  | RYB | VCBJ/PCE/J23022 | SS 23.02 STP A F2 |  |  | Fail | Please check "Use"
378387183 | TNB | DISTRIBUTION | WP PUTRAJAYA & CYBERJAYA | Existing | 11 kV |  | RYB | VCBJ/PCE/J23022 | SS 23.02 STP A F2 |  |  | Fail | Please check "Use"
378387189 | TNB | DISTRIBUTION | WP PUTRAJAYA & CYBERJAYA | Existing | 11 kV |  | RYB | VCBJ/PCE/J23022 | SS 23.02 STP A F2 |  |  | Fail | Please check "Use"
378387194 | TNB | DISTRIBUTION | WP PUTRAJAYA & CYBERJAYA | Existing | 11 kV |  | RYB | VCBJ/PCE/J23022 | SS 23.02 STP A F2 |  |  | Fail | Please check "Use"
378387213 | TNB | DISTRIBUTION | WP PUTRAJAYA & CYBERJAYA | Existing | 11 kV |  | RYB | VCBJ/PCE/J23011 | PE 23.01 PS 2-9 F1 |  |  | Fail | Please check "Use"
378387214 | TNB | DISTRIBUTION | WP PUTRAJAYA & CYBERJAYA | Existing | 11 kV |  | RYB | VCBJ/PCE/J23011 | PE 23.01 PS 2-9 F1 |  |  | Fail | Please check "Use"
378387219 | TNB | DISTRIBUTION | WP PUTRAJAYA & CYBERJAYA | Existing | 11 kV |  | RYB | VCBJ/PCE/J23011 | PE 23.01 PS 2-9 F1 |  |  | Fail | Please check "Use"
378387225 | TNB | DISTRIBUTION | WP PUTRAJAYA & CYBERJAYA | Existing | 11 kV |  | RYB | VCBJ/PCE/J23011 | PE 23.01 PS 2-9 F1 |  |  | Fail | Please check "Use"
378387226 | TNB | DISTRIBUTION | WP PUTRAJAYA & CYBERJAYA | Existing | 11 kV |  | RYB | VCBJ/PCE/J23011 | PE 23.01 PS 2-9 F1 |  |  | Fail | Please check "Use"
378387230 | TNB | DISTRIBUTION | WP PUTRAJAYA & CYBERJAYA | Existing | 11 kV |  | RYB | VCBJ/PCE/J23011 | PE 23.01 PS 2-9 F1 |  |  | Fail | Please check "Use"
378387233 | TNB | DISTRIBUTION | WP PUTRAJAYA & CYBERJAYA | Existing | 11 kV |  | RYB | VCBJ/PCE/J23011 | PE 23.01 PS 2-9 F1 |  |  | Fail | Please check "Use"
378387234 | TNB | DISTRIBUTION | WP PUTRAJAYA & CYBERJAYA | Existing | 11 kV |  | RYB | VCBJ/PCE/J23011 | PE 23.01 PS 2-9 F1 |  |  | Fail | Please check "Use"
378387236 | TNB | DISTRIBUTION | WP PUTRAJAYA & CYBERJAYA | Existing | 11 kV |  | RYB | VCBJ/PCE/J23012 | PE 23.01 PS 2-9 F2 |  |  | Fail | Please check "Use"
378387237 | TNB | DISTRIBUTION | WP PUTRAJAYA & CYBERJAYA | Existing | 11 kV |  | RYB | VCBJ/PCE/J23012 | PE 23.01 PS 2-9 F2 |  |  | Fail | Please check "Use"
378387242 | TNB | DISTRIBUTION | WP PUTRAJAYA & CYBERJAYA | Existing | 11 kV |  | RYB | VCBJ/PCE/J23012 | PE 23.01 PS 2-9 F2 |  |  | Fail | Please check "Use"
378387248 | TNB | DISTRIBUTION | WP PUTRAJAYA & CYBERJAYA | Existing | 11 kV |  | RYB | VCBJ/PCE/J23012 | PE 23.01 PS 2-9 F2 |  |  | Fail | Please check "Use"
378387249 | TNB | DISTRIBUTION | WP PUTRAJAYA & CYBERJAYA | Existing | 11 kV |  | RYB | VCBJ/PCE/J23012 | PE 23.01 PS 2-9 F2 |  |  | Fail | Please check "Use"
378387253 | TNB | DISTRIBUTION | WP PUTRAJAYA & CYBERJAYA | Existing | 11 kV |  | RYB | VCBJ/PCE/J23012 | PE 23.01 PS 2-9 F2 |  |  | Fail | Please check "Use"
378387256 | TNB | DISTRIBUTION | WP PUTRAJAYA & CYBERJAYA | Existing | 11 kV |  | RYB | VCBJ/PCE/J23012 | PE 23.01 PS 2-9 F2 |  |  | Fail | Please check "Use"
378387257 | TNB | DISTRIBUTION | WP PUTRAJAYA & CYBERJAYA | Existing | 11 kV |  | RYB | VCBJ/PCE/J23012 | PE 23.01 PS 2-9 F2 |  |  | Fail | Please check "Use"
378400210 | TNB | DISTRIBUTION | WP PUTRAJAYA & CYBERJAYA | Existing | 11 kV |  | RYB | VPTJ/PCE/J11211 | PE 11.21 PUSAT KEJIRANAN (F1) |  |  | Fail | Please check "Use"
378400211 | TNB | DISTRIBUTION | WP PUTRAJAYA & CYBERJAYA | Existing | 11 kV |  | RYB | VPTJ/PCE/J11211 | PE 11.21 PUSAT KEJIRANAN (F1) |  |  | Fail | Please check "Use"
378400216 | TNB | DISTRIBUTION | WP PUTRAJAYA & CYBERJAYA | Existing | 11 kV |  | RYB | VPTJ/PCE/J11211 | PE 11.21 PUSAT KEJIRANAN (F1) |  |  | Fail | Please check "Use"
378400222 | TNB | DISTRIBUTION | WP PUTRAJAYA & CYBERJAYA | Existing | 11 kV |  | RYB | VPTJ/PCE/J11211 | PE 11.21 PUSAT KEJIRANAN (F1) |  |  | Fail | Please check "Use"
378400223 | TNB | DISTRIBUTION | WP PUTRAJAYA & CYBERJAYA | Existing | 11 kV |  | RYB | VPTJ/PCE/J11211 | PE 11.21 PUSAT KEJIRANAN (F1) |  |  | Fail | Please check "Use"
378400227 | TNB | DISTRIBUTION | WP PUTRAJAYA & CYBERJAYA | Existing | 11 kV |  | RYB | VPTJ/PCE/J11211 | PE 11.21 PUSAT KEJIRANAN (F1) |  |  | Fail | Please check "Use"
378400230 | TNB | DISTRIBUTION | WP PUTRAJAYA & CYBERJAYA | Existing | 11 kV |  | RYB | VPTJ/PCE/J11211 | PE 11.21 PUSAT KEJIRANAN (F1) |  |  | Fail | Please check "Use"
378400231 | TNB | DISTRIBUTION | WP PUTRAJAYA & CYBERJAYA | Existing | 11 kV |  | RYB | VPTJ/PCE/J11211 | PE 11.21 PUSAT KEJIRANAN (F1) |  |  | Fail | Please check "Use"
378400291 | TNB | DISTRIBUTION | WP PUTRAJAYA & CYBERJAYA | Existing | 11 kV |  | RYB | VPTJ/PCE/J11212 | PE 11.21 PUSAT KEJIRANAN (F2) |  |  | Fail | Please check "Use"
378400292 | TNB | DISTRIBUTION | WP PUTRAJAYA & CYBERJAYA | Existing | 11 kV |  | RYB | VPTJ/PCE/J11212 | PE 11.21 PUSAT KEJIRANAN (F2) |  |  | Fail | Please check "Use"
378400297 | TNB | DISTRIBUTION | WP PUTRAJAYA & CYBERJAYA | Existing | 11 kV |  | RYB | VPTJ/PCE/J11212 | PE 11.21 PUSAT KEJIRANAN (F2) |  |  | Fail | Please check "Use"
378400303 | TNB | DISTRIBUTION | WP PUTRAJAYA & CYBERJAYA | Existing | 11 kV |  | RYB | VPTJ/PCE/J11212 | PE 11.21 PUSAT KEJIRANAN (F2) |  |  | Fail | Please check "Use"
378400304 | TNB | DISTRIBUTION | WP PUTRAJAYA & CYBERJAYA | Existing | 11 kV |  | RYB | VPTJ/PCE/J11212 | PE 11.21 PUSAT KEJIRANAN (F2) |  |  | Fail | Please check "Use"
378400308 | TNB | DISTRIBUTION | WP PUTRAJAYA & CYBERJAYA | Existing | 11 kV |  | RYB | VPTJ/PCE/J11212 | PE 11.21 PUSAT KEJIRANAN (F2) |  |  | Fail | Please check "Use"
378400311 | TNB | DISTRIBUTION | WP PUTRAJAYA & CYBERJAYA | Existing | 11 kV |  | RYB | VPTJ/PCE/J11212 | PE 11.21 PUSAT KEJIRANAN (F2) |  |  | Fail | Please check "Use"
378400312 | TNB | DISTRIBUTION | WP PUTRAJAYA & CYBERJAYA | Existing | 11 kV |  | RYB | VPTJ/PCE/J11212 | PE 11.21 PUSAT KEJIRANAN (F2) |  |  | Fail | Please check "Use"
378400375 | TNB | DISTRIBUTION | WP PUTRAJAYA & CYBERJAYA | Existing | 11 kV |  | RYB | VPTJ/PCE/J11381 | PE 11.38 PS 13 |  |  | Fail | Please check "Use"
378400376 | TNB | DISTRIBUTION | WP PUTRAJAYA & CYBERJAYA | Existing | 11 kV |  | RYB | VPTJ/PCE/J11381 | PE 11.38 PS 13 |  |  | Fail | Please check "Use"
378400381 | TNB | DISTRIBUTION | WP PUTRAJAYA & CYBERJAYA | Existing | 11 kV |  | RYB | VPTJ/PCE/J11381 | PE 11.38 PS 13 |  |  | Fail | Please check "Use"
378400387 | TNB | DISTRIBUTION | WP PUTRAJAYA & CYBERJAYA | Existing | 11 kV |  | RYB | VPTJ/PCE/J11381 | PE 11.38 PS 13 |  |  | Fail | Please check "Use"
378400388 | TNB | DISTRIBUTION | WP PUTRAJAYA & CYBERJAYA | Existing | 11 kV |  | RYB | VPTJ/PCE/J11381 | PE 11.38 PS 13 |  |  | Fail | Please check "Use"
378400392 | TNB | DISTRIBUTION | WP PUTRAJAYA & CYBERJAYA | Existing | 11 kV |  | RYB | VPTJ/PCE/J11381 | PE 11.38 PS 13 |  |  | Fail | Please check "Use"
378400395 | TNB | DISTRIBUTION | WP PUTRAJAYA & CYBERJAYA | Existing | 11 kV |  | RYB | VPTJ/PCE/J11381 | PE 11.38 PS 13 |  |  | Fail | Please check "Use"
378400396 | TNB | DISTRIBUTION | WP PUTRAJAYA & CYBERJAYA | Existing | 11 kV |  | RYB | VPTJ/PCE/J11381 | PE 11.38 PS 13 |  |  | Fail | Please check "Use"
378400468 | TNB | DISTRIBUTION | WP PUTRAJAYA & CYBERJAYA | Existing | 11 kV |  | RYB | VPTJ/PCE/J11391 | PE 11.39 BLOK A |  |  | Fail | Please check "Use"
378400469 | TNB | DISTRIBUTION | WP PUTRAJAYA & CYBERJAYA | Existing | 11 kV |  | RYB | VPTJ/PCE/J11391 | PE 11.39 BLOK A |  |  | Fail | Please check "Use"
378400474 | TNB | DISTRIBUTION | WP PUTRAJAYA & CYBERJAYA | Existing | 11 kV |  | RYB | VPTJ/PCE/J11391 | PE 11.39 BLOK A |  |  | Fail | Please check "Use"
378400480 | TNB | DISTRIBUTION | WP PUTRAJAYA & CYBERJAYA | Existing | 11 kV |  | RYB | VPTJ/PCE/J11391 | PE 11.39 BLOK A |  |  | Fail | Please check "Use"
378400481 | TNB | DISTRIBUTION | WP PUTRAJAYA & CYBERJAYA | Existing | 11 kV |  | RYB | VPTJ/PCE/J11391 | PE 11.39 BLOK A |  |  | Fail | Please check "Use"
378400485 | TNB | DISTRIBUTION | WP PUTRAJAYA & CYBERJAYA | Existing | 11 kV |  | RYB | VPTJ/PCE/J11391 | PE 11.39 BLOK A |  |  | Fail | Please check "Use"
378400488 | TNB | DISTRIBUTION | WP PUTRAJAYA & CYBERJAYA | Existing | 11 kV |  | RYB | VPTJ/PCE/J11391 | PE 11.39 BLOK A |  |  | Fail | Please check "Use"
378400489 | TNB | DISTRIBUTION | WP PUTRAJAYA & CYBERJAYA | Existing | 11 kV |  | RYB | VPTJ/PCE/J11391 | PE 11.39 BLOK A |  |  | Fail | Please check "Use"
378400558 | TNB | DISTRIBUTION | WP PUTRAJAYA & CYBERJAYA | Existing | 11 kV |  | RYB | VPTJ/PCE/J11402 | PE 11.40 BLOK C (F2) |  |  | Fail | Please check "Use"
378400569 | TNB | DISTRIBUTION | WP PUTRAJAYA & CYBERJAYA | Existing | 11 kV |  | RYB | VPTJ/PCE/J11402 | PE 11.40 BLOK C (F2) |  |  | Fail | Please check "Use"
378400570 | TNB | DISTRIBUTION | WP PUTRAJAYA & CYBERJAYA | Existing | 11 kV |  | RYB | VPTJ/PCE/J11402 | PE 11.40 BLOK C (F2) |  |  | Fail | Please check "Use"
378400579 | TNB | DISTRIBUTION | WP PUTRAJAYA & CYBERJAYA | Existing | 11 kV |  | RYB | VPTJ/PCE/J11402 | PE 11.40 BLOK C (F2) |  |  | Fail | Please check "Use"
378400585 | TNB | DISTRIBUTION | WP PUTRAJAYA & CYBERJAYA | Existing | 11 kV |  | RYB | VPTJ/PCE/J11402 | PE 11.40 BLOK C (F2) |  |  | Fail | Please check "Use"
378400587 | TNB | DISTRIBUTION | WP PUTRAJAYA & CYBERJAYA | Existing | 11 kV |  | RYB | VPTJ/PCE/J11402 | PE 11.40 BLOK C (F2) |  |  | Fail | Please check "Use"
378400589 | TNB | DISTRIBUTION | WP PUTRAJAYA & CYBERJAYA | Existing | 11 kV |  | RYB | VPTJ/PCE/J11402 | PE 11.40 BLOK C (F2) |  |  | Fail | Please check "Use"
378400595 | TNB | DISTRIBUTION | WP PUTRAJAYA & CYBERJAYA | Existing | 11 kV |  | RYB | VPTJ/PCE/J11402 | PE 11.40 BLOK C (F2) |  |  | Fail | Please check "Use"
378400664 | TNB | DISTRIBUTION | WP PUTRAJAYA & CYBERJAYA | Existing | 11 kV |  | RYB | VPTJ/PCE/J11401 | PE 11.40 BLOK C (F1) |  |  | Fail | Please check "Use"
378400675 | TNB | DISTRIBUTION | WP PUTRAJAYA & CYBERJAYA | Existing | 11 kV |  | RYB | VPTJ/PCE/J11401 | PE 11.40 BLOK C (F1) |  |  | Fail | Please check "Use"
378400676 | TNB | DISTRIBUTION | WP PUTRAJAYA & CYBERJAYA | Existing | 11 kV |  | RYB | VPTJ/PCE/J11401 | PE 11.40 BLOK C (F1) |  |  | Fail | Please check "Use"
378400685 | TNB | DISTRIBUTION | WP PUTRAJAYA & CYBERJAYA | Existing | 11 kV |  | RYB | VPTJ/PCE/J11401 | PE 11.40 BLOK C (F1) |  |  | Fail | Please check "Use"
378400691 | TNB | DISTRIBUTION | WP PUTRAJAYA & CYBERJAYA | Existing | 11 kV |  | RYB | VPTJ/PCE/J11401 | PE 11.40 BLOK C (F1) |  |  | Fail | Please check "Use"
378400693 | TNB | DISTRIBUTION | WP PUTRAJAYA & CYBERJAYA | Existing | 11 kV |  | RYB | VPTJ/PCE/J11401 | PE 11.40 BLOK C (F1) |  |  | Fail | Please check "Use"
378400695 | TNB | DISTRIBUTION | WP PUTRAJAYA & CYBERJAYA | Existing | 11 kV |  | RYB | VPTJ/PCE/J11401 | PE 11.40 BLOK C (F1) |  |  | Fail | Please check "Use"
378400701 | TNB | DISTRIBUTION | WP PUTRAJAYA & CYBERJAYA | Existing | 11 kV |  | RYB | VPTJ/PCE/J11401 | PE 11.40 BLOK C (F1) |  |  | Fail | Please check "Use"
378400773 | TNB | DISTRIBUTION | WP PUTRAJAYA & CYBERJAYA | Existing | 11 kV |  | RYB | VPTJ/PCE/J01461 | SS 1.46 E9 (F1) |  |  | Fail | Please check "Use"
378400775 | TNB | DISTRIBUTION | WP PUTRAJAYA & CYBERJAYA | Existing | 11 kV |  | RYB | VPTJ/PCE/J01461 | SS 1.46 E9 (F1) |  |  | Fail | Please check "Use"
378400777 | TNB | DISTRIBUTION | WP PUTRAJAYA & CYBERJAYA | Existing | 11 kV |  | RYB | VPTJ/PCE/J01461 | SS 1.46 E9 (F1) |  |  | Fail | Please check "Use"
378400780 | TNB | DISTRIBUTION | WP PUTRAJAYA & CYBERJAYA | Existing | 11 kV |  | RYB | VPTJ/PCE/J01461 | SS 1.46 E9 (F1) |  |  | Fail | Please check "Use"
378400781 | TNB | DISTRIBUTION | WP PUTRAJAYA & CYBERJAYA | Existing | 11 kV |  | RYB | VPTJ/PCE/J01461 | SS 1.46 E9 (F1) |  |  | Fail | Please check "Use"
378400782 | TNB | DISTRIBUTION | WP PUTRAJAYA & CYBERJAYA | Existing | 11 kV |  | RYB | VPTJ/PCE/J01461 | SS 1.46 E9 (F1) |  |  | Fail | Please check "Use"
378400788 | TNB | DISTRIBUTION | WP PUTRAJAYA & CYBERJAYA | Existing | 11 kV |  | RYB | VPTJ/PCE/J01461 | SS 1.46 E9 (F1) |  |  | Fail | Please check "Use"
378400793 | TNB | DISTRIBUTION | WP PUTRAJAYA & CYBERJAYA | Existing | 11 kV |  | RYB | VPTJ/PCE/J01461 | SS 1.46 E9 (F1) |  |  | Fail | Please check "Use"
378400799 | TNB | DISTRIBUTION | WP PUTRAJAYA & CYBERJAYA | Existing | 11 kV |  | RYB | VPTJ/PCE/J01462 | SS 1.46 E9 (F2) |  |  | Fail | Please check "Use"
378400801 | TNB | DISTRIBUTION | WP PUTRAJAYA & CYBERJAYA | Existing | 11 kV |  | RYB | VPTJ/PCE/J01462 | SS 1.46 E9 (F2) |  |  | Fail | Please check "Use"
378400803 | TNB | DISTRIBUTION | WP PUTRAJAYA & CYBERJAYA | Existing | 11 kV |  | RYB | VPTJ/PCE/J01462 | SS 1.46 E9 (F2) |  |  | Fail | Please check "Use"
378400806 | TNB | DISTRIBUTION | WP PUTRAJAYA & CYBERJAYA | Existing | 11 kV |  | RYB | VPTJ/PCE/J01462 | SS 1.46 E9 (F2) |  |  | Fail | Please check "Use"
378400807 | TNB | DISTRIBUTION | WP PUTRAJAYA & CYBERJAYA | Existing | 11 kV |  | RYB | VPTJ/PCE/J01462 | SS 1.46 E9 (F2) |  |  | Fail | Please check "Use"
378400808 | TNB | DISTRIBUTION | WP PUTRAJAYA & CYBERJAYA | Existing | 11 kV |  | RYB | VPTJ/PCE/J01462 | SS 1.46 E9 (F2) |  |  | Fail | Please check "Use"
378400814 | TNB | DISTRIBUTION | WP PUTRAJAYA & CYBERJAYA | Existing | 11 kV |  | RYB | VPTJ/PCE/J01462 | SS 1.46 E9 (F2) |  |  | Fail | Please check "Use"
378400819 | TNB | DISTRIBUTION | WP PUTRAJAYA & CYBERJAYA | Existing | 11 kV |  | RYB | VPTJ/PCE/J01462 | SS 1.46 E9 (F2) |  |  | Fail | Please check "Use"
378400832 | TNB | DISTRIBUTION | WP PUTRAJAYA & CYBERJAYA | Existing | 11 kV |  | RYB | VPTJ/PCE/J01451 | SS 1.45 E8 (F1) |  |  | Fail | Please check "Use"
378400843 | TNB | DISTRIBUTION | WP PUTRAJAYA & CYBERJAYA | Existing | 11 kV |  | RYB | VPTJ/PCE/J01451 | SS 1.45 E8 (F1) |  |  | Fail | Please check "Use"
378400844 | TNB | DISTRIBUTION | WP PUTRAJAYA & CYBERJAYA | Existing | 11 kV |  | RYB | VPTJ/PCE/J01451 | SS 1.45 E8 (F1) |  |  | Fail | Please check "Use"
378400853 | TNB | DISTRIBUTION | WP PUTRAJAYA & CYBERJAYA | Existing | 11 kV |  | RYB | VPTJ/PCE/J01451 | SS 1.45 E8 (F1) |  |  | Fail | Please check "Use"
378400859 | TNB | DISTRIBUTION | WP PUTRAJAYA & CYBERJAYA | Existing | 11 kV |  | RYB | VPTJ/PCE/J01451 | SS 1.45 E8 (F1) |  |  | Fail | Please check "Use"
378400861 | TNB | DISTRIBUTION | WP PUTRAJAYA & CYBERJAYA | Existing | 11 kV |  | RYB | VPTJ/PCE/J01451 | SS 1.45 E8 (F1) |  |  | Fail | Please check "Use"
378400863 | TNB | DISTRIBUTION | WP PUTRAJAYA & CYBERJAYA | Existing | 11 kV |  | RYB | VPTJ/PCE/J01451 | SS 1.45 E8 (F1) |  |  | Fail | Please check "Use"
378400869 | TNB | DISTRIBUTION | WP PUTRAJAYA & CYBERJAYA | Existing | 11 kV |  | RYB | VPTJ/PCE/J01451 | SS 1.45 E8 (F1) |  |  | Fail | Please check "Use"
378400880 | TNB | DISTRIBUTION | WP PUTRAJAYA & CYBERJAYA | Existing | 11 kV |  | RYB | VPTJ/PCE/J01452 | SS 1.45 E8 (F2) |  |  | Fail | Please check "Use"
378400891 | TNB | DISTRIBUTION | WP PUTRAJAYA & CYBERJAYA | Existing | 11 kV |  | RYB | VPTJ/PCE/J01452 | SS 1.45 E8 (F2) |  |  | Fail | Please check "Use"
378400892 | TNB | DISTRIBUTION | WP PUTRAJAYA & CYBERJAYA | Existing | 11 kV |  | RYB | VPTJ/PCE/J01452 | SS 1.45 E8 (F2) |  |  | Fail | Please check "Use"
378400901 | TNB | DISTRIBUTION | WP PUTRAJAYA & CYBERJAYA | Existing | 11 kV |  | RYB | VPTJ/PCE/J01452 | SS 1.45 E8 (F2) |  |  | Fail | Please check "Use"
378400907 | TNB | DISTRIBUTION | WP PUTRAJAYA & CYBERJAYA | Existing | 11 kV |  | RYB | VPTJ/PCE/J01452 | SS 1.45 E8 (F2) |  |  | Fail | Please check "Use"
378400909 | TNB | DISTRIBUTION | WP PUTRAJAYA & CYBERJAYA | Existing | 11 kV |  | RYB | VPTJ/PCE/J01452 | SS 1.45 E8 (F2) |  |  | Fail | Please check "Use"
378400911 | TNB | DISTRIBUTION | WP PUTRAJAYA & CYBERJAYA | Existing | 11 kV |  | RYB | VPTJ/PCE/J01452 | SS 1.45 E8 (F2) |  |  | Fail | Please check "Use"
378400917 | TNB | DISTRIBUTION | WP PUTRAJAYA & CYBERJAYA | Existing | 11 kV |  | RYB | VPTJ/PCE/J01452 | SS 1.45 E8 (F2) |  |  | Fail | Please check "Use"
378400921 | TNB | DISTRIBUTION | WP PUTRAJAYA & CYBERJAYA | Existing | 11 kV |  | RYB | VPTJ/PCE/J01501 | SS 1.50 E13 (F1) |  |  | Fail | Please check "Use"
378400923 | TNB | DISTRIBUTION | WP PUTRAJAYA & CYBERJAYA | Existing | 11 kV |  | RYB | VPTJ/PCE/J01501 | SS 1.50 E13 (F1) |  |  | Fail | Please check "Use"
378400925 | TNB | DISTRIBUTION | WP PUTRAJAYA & CYBERJAYA | Existing | 11 kV |  | RYB | VPTJ/PCE/J01501 | SS 1.50 E13 (F1) |  |  | Fail | Please check "Use"
378400928 | TNB | DISTRIBUTION | WP PUTRAJAYA & CYBERJAYA | Existing | 11 kV |  | RYB | VPTJ/PCE/J01501 | SS 1.50 E13 (F1) |  |  | Fail | Please check "Use"
378400929 | TNB | DISTRIBUTION | WP PUTRAJAYA & CYBERJAYA | Existing | 11 kV |  | RYB | VPTJ/PCE/J01501 | SS 1.50 E13 (F1) |  |  | Fail | Please check "Use"
378400930 | TNB | DISTRIBUTION | WP PUTRAJAYA & CYBERJAYA | Existing | 11 kV |  | RYB | VPTJ/PCE/J01501 | SS 1.50 E13 (F1) |  |  | Fail | Please check "Use"
378400936 | TNB | DISTRIBUTION | WP PUTRAJAYA & CYBERJAYA | Existing | 11 kV |  | RYB | VPTJ/PCE/J01501 | SS 1.50 E13 (F1) |  |  | Fail | Please check "Use"
378400941 | TNB | DISTRIBUTION | WP PUTRAJAYA & CYBERJAYA | Existing | 11 kV |  | RYB | VPTJ/PCE/J01501 | SS 1.50 E13 (F1) |  |  | Fail | Please check "Use"
378400947 | TNB | DISTRIBUTION | WP PUTRAJAYA & CYBERJAYA | Existing | 11 kV |  | RYB | VPTJ/PCE/J01502 | SS 1.50 E13 (F2) |  |  | Fail | Please check "Use"
378400949 | TNB | DISTRIBUTION | WP PUTRAJAYA & CYBERJAYA | Existing | 11 kV |  | RYB | VPTJ/PCE/J01502 | SS 1.50 E13 (F2) |  |  | Fail | Please check "Use"
378400951 | TNB | DISTRIBUTION | WP PUTRAJAYA & CYBERJAYA | Existing | 11 kV |  | RYB | VPTJ/PCE/J01502 | SS 1.50 E13 (F2) |  |  | Fail | Please check "Use"
378400954 | TNB | DISTRIBUTION | WP PUTRAJAYA & CYBERJAYA | Existing | 11 kV |  | RYB | VPTJ/PCE/J01502 | SS 1.50 E13 (F2) |  |  | Fail | Please check "Use"
378400955 | TNB | DISTRIBUTION | WP PUTRAJAYA & CYBERJAYA | Existing | 11 kV |  | RYB | VPTJ/PCE/J01502 | SS 1.50 E13 (F2) |  |  | Fail | Please check "Use"
378400956 | TNB | DISTRIBUTION | WP PUTRAJAYA & CYBERJAYA | Existing | 11 kV |  | RYB | VPTJ/PCE/J01502 | SS 1.50 E13 (F2) |  |  | Fail | Please check "Use"
378400962 | TNB | DISTRIBUTION | WP PUTRAJAYA & CYBERJAYA | Existing | 11 kV |  | RYB | VPTJ/PCE/J01502 | SS 1.50 E13 (F2) |  |  | Fail | Please check "Use"
378400967 | TNB | DISTRIBUTION | WP PUTRAJAYA & CYBERJAYA | Existing | 11 kV |  | RYB | VPTJ/PCE/J01502 | SS 1.50 E13 (F2) |  |  | Fail | Please check "Use"
378400980 | TNB | DISTRIBUTION | WP PUTRAJAYA & CYBERJAYA | Existing | 11 kV |  | RYB | VPTJ/PCE/J01491 | SS 1.49 E12 (F1) |  |  | Fail | Please check "Use"
378400991 | TNB | DISTRIBUTION | WP PUTRAJAYA & CYBERJAYA | Existing | 11 kV |  | RYB | VPTJ/PCE/J01491 | SS 1.49 E12 (F1) |  |  | Fail | Please check "Use"
378400992 | TNB | DISTRIBUTION | WP PUTRAJAYA & CYBERJAYA | Existing | 11 kV |  | RYB | VPTJ/PCE/J01491 | SS 1.49 E12 (F1) |  |  | Fail | Please check "Use"
378401001 | TNB | DISTRIBUTION | WP PUTRAJAYA & CYBERJAYA | Existing | 11 kV |  | RYB | VPTJ/PCE/J01491 | SS 1.49 E12 (F1) |  |  | Fail | Please check "Use"
378401007 | TNB | DISTRIBUTION | WP PUTRAJAYA & CYBERJAYA | Existing | 11 kV |  | RYB | VPTJ/PCE/J01491 | SS 1.49 E12 (F1) |  |  | Fail | Please check "Use"
378401009 | TNB | DISTRIBUTION | WP PUTRAJAYA & CYBERJAYA | Existing | 11 kV |  | RYB | VPTJ/PCE/J01491 | SS 1.49 E12 (F1) |  |  | Fail | Please check "Use"
378401011 | TNB | DISTRIBUTION | WP PUTRAJAYA & CYBERJAYA | Existing | 11 kV |  | RYB | VPTJ/PCE/J01491 | SS 1.49 E12 (F1) |  |  | Fail | Please check "Use"
378401017 | TNB | DISTRIBUTION | WP PUTRAJAYA & CYBERJAYA | Existing | 11 kV |  | RYB | VPTJ/PCE/J01491 | SS 1.49 E12 (F1) |  |  | Fail | Please check "Use"
378401028 | TNB | DISTRIBUTION | WP PUTRAJAYA & CYBERJAYA | Existing | 11 kV |  | RYB | VPTJ/PCE/J01492 | SS 1.49 E12 F2) |  |  | Fail | Please check "Use"
378401039 | TNB | DISTRIBUTION | WP PUTRAJAYA & CYBERJAYA | Existing | 11 kV |  | RYB | VPTJ/PCE/J01492 | SS 1.49 E12 F2) |  |  | Fail | Please check "Use"
378401040 | TNB | DISTRIBUTION | WP PUTRAJAYA & CYBERJAYA | Existing | 11 kV |  | RYB | VPTJ/PCE/J01492 | SS 1.49 E12 F2) |  |  | Fail | Please check "Use"
378401049 | TNB | DISTRIBUTION | WP PUTRAJAYA & CYBERJAYA | Existing | 11 kV |  | RYB | VPTJ/PCE/J01492 | SS 1.49 E12 F2) |  |  | Fail | Please check "Use"
378401055 | TNB | DISTRIBUTION | WP PUTRAJAYA & CYBERJAYA | Existing | 11 kV |  | RYB | VPTJ/PCE/J01492 | SS 1.49 E12 F2) |  |  | Fail | Please check "Use"
378401057 | TNB | DISTRIBUTION | WP PUTRAJAYA & CYBERJAYA | Existing | 11 kV |  | RYB | VPTJ/PCE/J01492 | SS 1.49 E12 F2) |  |  | Fail | Please check "Use"
378401059 | TNB | DISTRIBUTION | WP PUTRAJAYA & CYBERJAYA | Existing | 11 kV |  | RYB | VPTJ/PCE/J01492 | SS 1.49 E12 F2) |  |  | Fail | Please check "Use"
378401065 | TNB | DISTRIBUTION | WP PUTRAJAYA & CYBERJAYA | Existing | 11 kV |  | RYB | VPTJ/PCE/J01492 | SS 1.49 E12 F2) |  |  | Fail | Please check "Use"
378401069 | TNB | DISTRIBUTION | WP PUTRAJAYA & CYBERJAYA | Existing | 11 kV |  | RYB | VPTJ/PCE/J01481 | SS 1.48 E11 (F1) |  |  | Fail | Please check "Use"
378401071 | TNB | DISTRIBUTION | WP PUTRAJAYA & CYBERJAYA | Existing | 11 kV |  | RYB | VPTJ/PCE/J01481 | SS 1.48 E11 (F1) |  |  | Fail | Please check "Use"
378401073 | TNB | DISTRIBUTION | WP PUTRAJAYA & CYBERJAYA | Existing | 11 kV |  | RYB | VPTJ/PCE/J01481 | SS 1.48 E11 (F1) |  |  | Fail | Please check "Use"
378401076 | TNB | DISTRIBUTION | WP PUTRAJAYA & CYBERJAYA | Existing | 11 kV |  | RYB | VPTJ/PCE/J01481 | SS 1.48 E11 (F1) |  |  | Fail | Please check "Use"
378401077 | TNB | DISTRIBUTION | WP PUTRAJAYA & CYBERJAYA | Existing | 11 kV |  | RYB | VPTJ/PCE/J01481 | SS 1.48 E11 (F1) |  |  | Fail | Please check "Use"
378401078 | TNB | DISTRIBUTION | WP PUTRAJAYA & CYBERJAYA | Existing | 11 kV |  | RYB | VPTJ/PCE/J01481 | SS 1.48 E11 (F1) |  |  | Fail | Please check "Use"
378401084 | TNB | DISTRIBUTION | WP PUTRAJAYA & CYBERJAYA | Existing | 11 kV |  | RYB | VPTJ/PCE/J01481 | SS 1.48 E11 (F1) |  |  | Fail | Please check "Use"
378401089 | TNB | DISTRIBUTION | WP PUTRAJAYA & CYBERJAYA | Existing | 11 kV |  | RYB | VPTJ/PCE/J01481 | SS 1.48 E11 (F1) |  |  | Fail | Please check "Use"
378401095 | TNB | DISTRIBUTION | WP PUTRAJAYA & CYBERJAYA | Existing | 11 kV |  | RYB | VPTJ/PCE/J01482 | SS 1.48 E11 (F2) |  |  | Fail | Please check "Use"
378401097 | TNB | DISTRIBUTION | WP PUTRAJAYA & CYBERJAYA | Existing | 11 kV |  | RYB | VPTJ/PCE/J01482 | SS 1.48 E11 (F2) |  |  | Fail | Please check "Use"
378401099 | TNB | DISTRIBUTION | WP PUTRAJAYA & CYBERJAYA | Existing | 11 kV |  | RYB | VPTJ/PCE/J01482 | SS 1.48 E11 (F2) |  |  | Fail | Please check "Use"
378401102 | TNB | DISTRIBUTION | WP PUTRAJAYA & CYBERJAYA | Existing | 11 kV |  | RYB | VPTJ/PCE/J01482 | SS 1.48 E11 (F2) |  |  | Fail | Please check "Use"
378401103 | TNB | DISTRIBUTION | WP PUTRAJAYA & CYBERJAYA | Existing | 11 kV |  | RYB | VPTJ/PCE/J01482 | SS 1.48 E11 (F2) |  |  | Fail | Please check "Use"
378401104 | TNB | DISTRIBUTION | WP PUTRAJAYA & CYBERJAYA | Existing | 11 kV |  | RYB | VPTJ/PCE/J01482 | SS 1.48 E11 (F2) |  |  | Fail | Please check "Use"
378401110 | TNB | DISTRIBUTION | WP PUTRAJAYA & CYBERJAYA | Existing | 11 kV |  | RYB | VPTJ/PCE/J01482 | SS 1.48 E11 (F2) |  |  | Fail | Please check "Use"
378401115 | TNB | DISTRIBUTION | WP PUTRAJAYA & CYBERJAYA | Existing | 11 kV |  | RYB | VPTJ/PCE/J01482 | SS 1.48 E11 (F2) |  |  | Fail | Please check "Use"
378401123 | TNB | DISTRIBUTION | WP PUTRAJAYA & CYBERJAYA | Existing | 11 kV |  | RYB | VPTJ/PCE/J01471 | SS 1.47 E10 (F1) |  |  | Fail | Please check "Use"
378401125 | TNB | DISTRIBUTION | WP PUTRAJAYA & CYBERJAYA | Existing | 11 kV |  | RYB | VPTJ/PCE/J01471 | SS 1.47 E10 (F1) |  |  | Fail | Please check "Use"
378401127 | TNB | DISTRIBUTION | WP PUTRAJAYA & CYBERJAYA | Existing | 11 kV |  | RYB | VPTJ/PCE/J01471 | SS 1.47 E10 (F1) |  |  | Fail | Please check "Use"
378401130 | TNB | DISTRIBUTION | WP PUTRAJAYA & CYBERJAYA | Existing | 11 kV |  | RYB | VPTJ/PCE/J01471 | SS 1.47 E10 (F1) |  |  | Fail | Please check "Use"
378401131 | TNB | DISTRIBUTION | WP PUTRAJAYA & CYBERJAYA | Existing | 11 kV |  | RYB | VPTJ/PCE/J01471 | SS 1.47 E10 (F1) |  |  | Fail | Please check "Use"
378401132 | TNB | DISTRIBUTION | WP PUTRAJAYA & CYBERJAYA | Existing | 11 kV |  | RYB | VPTJ/PCE/J01471 | SS 1.47 E10 (F1) |  |  | Fail | Please check "Use"
378401138 | TNB | DISTRIBUTION | WP PUTRAJAYA & CYBERJAYA | Existing | 11 kV |  | RYB | VPTJ/PCE/J01471 | SS 1.47 E10 (F1) |  |  | Fail | Please check "Use"
378401143 | TNB | DISTRIBUTION | WP PUTRAJAYA & CYBERJAYA | Existing | 11 kV |  | RYB | VPTJ/PCE/J01471 | SS 1.47 E10 (F1) |  |  | Fail | Please check "Use"
378401149 | TNB | DISTRIBUTION | WP PUTRAJAYA & CYBERJAYA | Existing | 11 kV |  | RYB | VPTJ/PCE/J01472 | SS 1.47 E10 (F2) |  |  | Fail | Please check "Use"
378401151 | TNB | DISTRIBUTION | WP PUTRAJAYA & CYBERJAYA | Existing | 11 kV |  | RYB | VPTJ/PCE/J01472 | SS 1.47 E10 (F2) |  |  | Fail | Please check "Use"
378401153 | TNB | DISTRIBUTION | WP PUTRAJAYA & CYBERJAYA | Existing | 11 kV |  | RYB | VPTJ/PCE/J01472 | SS 1.47 E10 (F2) |  |  | Fail | Please check "Use"
378401156 | TNB | DISTRIBUTION | WP PUTRAJAYA & CYBERJAYA | Existing | 11 kV |  | RYB | VPTJ/PCE/J01472 | SS 1.47 E10 (F2) |  |  | Fail | Please check "Use"
378401157 | TNB | DISTRIBUTION | WP PUTRAJAYA & CYBERJAYA | Existing | 11 kV |  | RYB | VPTJ/PCE/J01472 | SS 1.47 E10 (F2) |  |  | Fail | Please check "Use"
378401158 | TNB | DISTRIBUTION | WP PUTRAJAYA & CYBERJAYA | Existing | 11 kV |  | RYB | VPTJ/PCE/J01472 | SS 1.47 E10 (F2) |  |  | Fail | Please check "Use"
378401164 | TNB | DISTRIBUTION | WP PUTRAJAYA & CYBERJAYA | Existing | 11 kV |  | RYB | VPTJ/PCE/J01472 | SS 1.47 E10 (F2) |  |  | Fail | Please check "Use"
378401169 | TNB | DISTRIBUTION | WP PUTRAJAYA & CYBERJAYA | Existing | 11 kV |  | RYB | VPTJ/PCE/J01472 | SS 1.47 E10 (F2) |  |  | Fail | Please check "Use"
378401175 | TNB | DISTRIBUTION | WP PUTRAJAYA & CYBERJAYA | Existing | 11 kV |  | RYB | VPTJ/PCE/J01442 | SS 1.44 E7 (F2) |  |  | Fail | Please check "Use"
378401177 | TNB | DISTRIBUTION | WP PUTRAJAYA & CYBERJAYA | Existing | 11 kV |  | RYB | VPTJ/PCE/J01442 | SS 1.44 E7 (F2) |  |  | Fail | Please check "Use"
378401179 | TNB | DISTRIBUTION | WP PUTRAJAYA & CYBERJAYA | Existing | 11 kV |  | RYB | VPTJ/PCE/J01442 | SS 1.44 E7 (F2) |  |  | Fail | Please check "Use"
378401182 | TNB | DISTRIBUTION | WP PUTRAJAYA & CYBERJAYA | Existing | 11 kV |  | RYB | VPTJ/PCE/J01442 | SS 1.44 E7 (F2) |  |  | Fail | Please check "Use"
378401183 | TNB | DISTRIBUTION | WP PUTRAJAYA & CYBERJAYA | Existing | 11 kV |  | RYB | VPTJ/PCE/J01442 | SS 1.44 E7 (F2) |  |  | Fail | Please check "Use"
378401184 | TNB | DISTRIBUTION | WP PUTRAJAYA & CYBERJAYA | Existing | 11 kV |  | RYB | VPTJ/PCE/J01442 | SS 1.44 E7 (F2) |  |  | Fail | Please check "Use"
378401190 | TNB | DISTRIBUTION | WP PUTRAJAYA & CYBERJAYA | Existing | 11 kV |  | RYB | VPTJ/PCE/J01442 | SS 1.44 E7 (F2) |  |  | Fail | Please check "Use"
378401195 | TNB | DISTRIBUTION | WP PUTRAJAYA & CYBERJAYA | Existing | 11 kV |  | RYB | VPTJ/PCE/J01442 | SS 1.44 E7 (F2) |  |  | Fail | Please check "Use"
378401201 | TNB | DISTRIBUTION | WP PUTRAJAYA & CYBERJAYA | Existing | 11 kV |  | RYB | VPTJ/PCE/J01441 | SS 1.44 E7 (F1) |  |  | Fail | Please check "Use"
378401203 | TNB | DISTRIBUTION | WP PUTRAJAYA & CYBERJAYA | Existing | 11 kV |  | RYB | VPTJ/PCE/J01441 | SS 1.44 E7 (F1) |  |  | Fail | Please check "Use"
378401205 | TNB | DISTRIBUTION | WP PUTRAJAYA & CYBERJAYA | Existing | 11 kV |  | RYB | VPTJ/PCE/J01441 | SS 1.44 E7 (F1) |  |  | Fail | Please check "Use"
378401208 | TNB | DISTRIBUTION | WP PUTRAJAYA & CYBERJAYA | Existing | 11 kV |  | RYB | VPTJ/PCE/J01441 | SS 1.44 E7 (F1) |  |  | Fail | Please check "Use"
378401209 | TNB | DISTRIBUTION | WP PUTRAJAYA & CYBERJAYA | Existing | 11 kV |  | RYB | VPTJ/PCE/J01441 | SS 1.44 E7 (F1) |  |  | Fail | Please check "Use"
378401210 | TNB | DISTRIBUTION | WP PUTRAJAYA & CYBERJAYA | Existing | 11 kV |  | RYB | VPTJ/PCE/J01441 | SS 1.44 E7 (F1) |  |  | Fail | Please check "Use"
378401216 | TNB | DISTRIBUTION | WP PUTRAJAYA & CYBERJAYA | Existing | 11 kV |  | RYB | VPTJ/PCE/J01441 | SS 1.44 E7 (F1) |  |  | Fail | Please check "Use"
378401221 | TNB | DISTRIBUTION | WP PUTRAJAYA & CYBERJAYA | Existing | 11 kV |  | RYB | VPTJ/PCE/J01441 | SS 1.44 E7 (F1) |  |  | Fail | Please check "Use"
378401227 | TNB | DISTRIBUTION | WP PUTRAJAYA & CYBERJAYA | Existing | 11 kV |  | RYB | VPTJ/PCE/J01431 | SS 1.43 E6 (F1) |  |  | Fail | Please check "Use"
378401229 | TNB | DISTRIBUTION | WP PUTRAJAYA & CYBERJAYA | Existing | 11 kV |  | RYB | VPTJ/PCE/J01431 | SS 1.43 E6 (F1) |  |  | Fail | Please check "Use"
378401231 | TNB | DISTRIBUTION | WP PUTRAJAYA & CYBERJAYA | Existing | 11 kV |  | RYB | VPTJ/PCE/J01431 | SS 1.43 E6 (F1) |  |  | Fail | Please check "Use"
378401234 | TNB | DISTRIBUTION | WP PUTRAJAYA & CYBERJAYA | Existing | 11 kV |  | RYB | VPTJ/PCE/J01431 | SS 1.43 E6 (F1) |  |  | Fail | Please check "Use"
378401235 | TNB | DISTRIBUTION | WP PUTRAJAYA & CYBERJAYA | Existing | 11 kV |  | RYB | VPTJ/PCE/J01431 | SS 1.43 E6 (F1) |  |  | Fail | Please check "Use"
378401236 | TNB | DISTRIBUTION | WP PUTRAJAYA & CYBERJAYA | Existing | 11 kV |  | RYB | VPTJ/PCE/J01431 | SS 1.43 E6 (F1) |  |  | Fail | Please check "Use"
378401242 | TNB | DISTRIBUTION | WP PUTRAJAYA & CYBERJAYA | Existing | 11 kV |  | RYB | VPTJ/PCE/J01431 | SS 1.43 E6 (F1) |  |  | Fail | Please check "Use"
378401247 | TNB | DISTRIBUTION | WP PUTRAJAYA & CYBERJAYA | Existing | 11 kV |  | RYB | VPTJ/PCE/J01431 | SS 1.43 E6 (F1) |  |  | Fail | Please check "Use"
378401253 | TNB | DISTRIBUTION | WP PUTRAJAYA & CYBERJAYA | Existing | 11 kV |  | RYB | VPTJ/PCE/J01432 | SS 1.43 E6 (F2) |  |  | Fail | Please check "Use"
378401255 | TNB | DISTRIBUTION | WP PUTRAJAYA & CYBERJAYA | Existing | 11 kV |  | RYB | VPTJ/PCE/J01432 | SS 1.43 E6 (F2) |  |  | Fail | Please check "Use"
378401257 | TNB | DISTRIBUTION | WP PUTRAJAYA & CYBERJAYA | Existing | 11 kV |  | RYB | VPTJ/PCE/J01432 | SS 1.43 E6 (F2) |  |  | Fail | Please check "Use"
378401260 | TNB | DISTRIBUTION | WP PUTRAJAYA & CYBERJAYA | Existing | 11 kV |  | RYB | VPTJ/PCE/J01432 | SS 1.43 E6 (F2) |  |  | Fail | Please check "Use"
378401261 | TNB | DISTRIBUTION | WP PUTRAJAYA & CYBERJAYA | Existing | 11 kV |  | RYB | VPTJ/PCE/J01432 | SS 1.43 E6 (F2) |  |  | Fail | Please check "Use"
378401262 | TNB | DISTRIBUTION | WP PUTRAJAYA & CYBERJAYA | Existing | 11 kV |  | RYB | VPTJ/PCE/J01432 | SS 1.43 E6 (F2) |  |  | Fail | Please check "Use"
378401268 | TNB | DISTRIBUTION | WP PUTRAJAYA & CYBERJAYA | Existing | 11 kV |  | RYB | VPTJ/PCE/J01432 | SS 1.43 E6 (F2) |  |  | Fail | Please check "Use"
378401273 | TNB | DISTRIBUTION | WP PUTRAJAYA & CYBERJAYA | Existing | 11 kV |  | RYB | VPTJ/PCE/J01432 | SS 1.43 E6 (F2) |  |  | Fail | Please check "Use"
378401294 | TNB | DISTRIBUTION | WP PUTRAJAYA & CYBERJAYA | Existing | 11 kV |  | RYB | VPTJ/PCE/J01011 | SS 1.01 PMO (F1) |  |  | Fail | Please check "Use"
378401305 | TNB | DISTRIBUTION | WP PUTRAJAYA & CYBERJAYA | Existing | 11 kV |  | RYB | VPTJ/PCE/J01011 | SS 1.01 PMO (F1) |  |  | Fail | Please check "Use"
378401306 | TNB | DISTRIBUTION | WP PUTRAJAYA & CYBERJAYA | Existing | 11 kV |  | RYB | VPTJ/PCE/J01011 | SS 1.01 PMO (F1) |  |  | Fail | Please check "Use"
378401315 | TNB | DISTRIBUTION | WP PUTRAJAYA & CYBERJAYA | Existing | 11 kV |  | RYB | VPTJ/PCE/J01011 | SS 1.01 PMO (F1) |  |  | Fail | Please check "Use"
378401321 | TNB | DISTRIBUTION | WP PUTRAJAYA & CYBERJAYA | Existing | 11 kV |  | RYB | VPTJ/PCE/J01011 | SS 1.01 PMO (F1) |  |  | Fail | Please check "Use"
378401323 | TNB | DISTRIBUTION | WP PUTRAJAYA & CYBERJAYA | Existing | 11 kV |  | RYB | VPTJ/PCE/J01011 | SS 1.01 PMO (F1) |  |  | Fail | Please check "Use"
378401325 | TNB | DISTRIBUTION | WP PUTRAJAYA & CYBERJAYA | Existing | 11 kV |  | RYB | VPTJ/PCE/J01011 | SS 1.01 PMO (F1) |  |  | Fail | Please check "Use"
378401331 | TNB | DISTRIBUTION | WP PUTRAJAYA & CYBERJAYA | Existing | 11 kV |  | RYB | VPTJ/PCE/J01011 | SS 1.01 PMO (F1) |  |  | Fail | Please check "Use"
378404457 | TNB | DISTRIBUTION | WP PUTRAJAYA & CYBERJAYA | Existing | 11 kV |  | RYB | VPTJ/PCE/J01371 | PE 1.37 E16 ANJUNG (F1) |  |  | Fail | Please check "Use"
378404458 | TNB | DISTRIBUTION | WP PUTRAJAYA & CYBERJAYA | Existing | 11 kV |  | RYB | VPTJ/PCE/J01371 | PE 1.37 E16 ANJUNG (F1) |  |  | Fail | Please check "Use"
378404463 | TNB | DISTRIBUTION | WP PUTRAJAYA & CYBERJAYA | Existing | 11 kV |  | RYB | VPTJ/PCE/J01371 | PE 1.37 E16 ANJUNG (F1) |  |  | Fail | Please check "Use"
378404469 | TNB | DISTRIBUTION | WP PUTRAJAYA & CYBERJAYA | Existing | 11 kV |  | RYB | VPTJ/PCE/J01371 | PE 1.37 E16 ANJUNG (F1) |  |  | Fail | Please check "Use"
378404470 | TNB | DISTRIBUTION | WP PUTRAJAYA & CYBERJAYA | Existing | 11 kV |  | RYB | VPTJ/PCE/J01371 | PE 1.37 E16 ANJUNG (F1) |  |  | Fail | Please check "Use"
378404474 | TNB | DISTRIBUTION | WP PUTRAJAYA & CYBERJAYA | Existing | 11 kV |  | RYB | VPTJ/PCE/J01371 | PE 1.37 E16 ANJUNG (F1) |  |  | Fail | Please check "Use"
378404477 | TNB | DISTRIBUTION | WP PUTRAJAYA & CYBERJAYA | Existing | 11 kV |  | RYB | VPTJ/PCE/J01371 | PE 1.37 E16 ANJUNG (F1) |  |  | Fail | Please check "Use"
378404478 | TNB | DISTRIBUTION | WP PUTRAJAYA & CYBERJAYA | Existing | 11 kV |  | RYB | VPTJ/PCE/J01371 | PE 1.37 E16 ANJUNG (F1) |  |  | Fail | Please check "Use"
378404551 | TNB | DISTRIBUTION | WP PUTRAJAYA & CYBERJAYA | Existing | 11 kV |  | RYB | VPTJ/PCE/J01372 | PE 1.37 E16 ANJUNG (F2) |  |  | Fail | Please check "Use"
378404552 | TNB | DISTRIBUTION | WP PUTRAJAYA & CYBERJAYA | Existing | 11 kV |  | RYB | VPTJ/PCE/J01372 | PE 1.37 E16 ANJUNG (F2) |  |  | Fail | Please check "Use"
378404557 | TNB | DISTRIBUTION | WP PUTRAJAYA & CYBERJAYA | Existing | 11 kV |  | RYB | VPTJ/PCE/J01372 | PE 1.37 E16 ANJUNG (F2) |  |  | Fail | Please check "Use"
378404563 | TNB | DISTRIBUTION | WP PUTRAJAYA & CYBERJAYA | Existing | 11 kV |  | RYB | VPTJ/PCE/J01372 | PE 1.37 E16 ANJUNG (F2) |  |  | Fail | Please check "Use"
378404564 | TNB | DISTRIBUTION | WP PUTRAJAYA & CYBERJAYA | Existing | 11 kV |  | RYB | VPTJ/PCE/J01372 | PE 1.37 E16 ANJUNG (F2) |  |  | Fail | Please check "Use"
378404568 | TNB | DISTRIBUTION | WP PUTRAJAYA & CYBERJAYA | Existing | 11 kV |  | RYB | VPTJ/PCE/J01372 | PE 1.37 E16 ANJUNG (F2) |  |  | Fail | Please check "Use"
378404571 | TNB | DISTRIBUTION | WP PUTRAJAYA & CYBERJAYA | Existing | 11 kV |  | RYB | VPTJ/PCE/J01372 | PE 1.37 E16 ANJUNG (F2) |  |  | Fail | Please check "Use"
378404572 | TNB | DISTRIBUTION | WP PUTRAJAYA & CYBERJAYA | Existing | 11 kV |  | RYB | VPTJ/PCE/J01372 | PE 1.37 E16 ANJUNG (F2) |  |  | Fail | Please check "Use"
378404646 | TNB | DISTRIBUTION | WP PUTRAJAYA & CYBERJAYA | Existing | 11 kV |  | RYB | VPTJ/PCE/J01391 | SS 1.39 E1 (F1) |  |  | Fail | Please check "Use"
378404648 | TNB | DISTRIBUTION | WP PUTRAJAYA & CYBERJAYA | Existing | 11 kV |  | RYB | VPTJ/PCE/J01391 | SS 1.39 E1 (F1) |  |  | Fail | Please check "Use"
378404650 | TNB | DISTRIBUTION | WP PUTRAJAYA & CYBERJAYA | Existing | 11 kV |  | RYB | VPTJ/PCE/J01391 | SS 1.39 E1 (F1) |  |  | Fail | Please check "Use"
378404653 | TNB | DISTRIBUTION | WP PUTRAJAYA & CYBERJAYA | Existing | 11 kV |  | RYB | VPTJ/PCE/J01391 | SS 1.39 E1 (F1) |  |  | Fail | Please check "Use"
378404654 | TNB | DISTRIBUTION | WP PUTRAJAYA & CYBERJAYA | Existing | 11 kV |  | RYB | VPTJ/PCE/J01391 | SS 1.39 E1 (F1) |  |  | Fail | Please check "Use"
378404655 | TNB | DISTRIBUTION | WP PUTRAJAYA & CYBERJAYA | Existing | 11 kV |  | RYB | VPTJ/PCE/J01391 | SS 1.39 E1 (F1) |  |  | Fail | Please check "Use"
378404661 | TNB | DISTRIBUTION | WP PUTRAJAYA & CYBERJAYA | Existing | 11 kV |  | RYB | VPTJ/PCE/J01391 | SS 1.39 E1 (F1) |  |  | Fail | Please check "Use"
378404666 | TNB | DISTRIBUTION | WP PUTRAJAYA & CYBERJAYA | Existing | 11 kV |  | RYB | VPTJ/PCE/J01391 | SS 1.39 E1 (F1) |  |  | Fail | Please check "Use"
378404672 | TNB | DISTRIBUTION | WP PUTRAJAYA & CYBERJAYA | Existing | 11 kV |  | RYB | VPTJ/PCE/J01392 | SS 1.39 E1 (F2) |  |  | Fail | Please check "Use"
378404674 | TNB | DISTRIBUTION | WP PUTRAJAYA & CYBERJAYA | Existing | 11 kV |  | RYB | VPTJ/PCE/J01392 | SS 1.39 E1 (F2) |  |  | Fail | Please check "Use"
378404676 | TNB | DISTRIBUTION | WP PUTRAJAYA & CYBERJAYA | Existing | 11 kV |  | RYB | VPTJ/PCE/J01392 | SS 1.39 E1 (F2) |  |  | Fail | Please check "Use"
378404679 | TNB | DISTRIBUTION | WP PUTRAJAYA & CYBERJAYA | Existing | 11 kV |  | RYB | VPTJ/PCE/J01392 | SS 1.39 E1 (F2) |  |  | Fail | Please check "Use"
378404680 | TNB | DISTRIBUTION | WP PUTRAJAYA & CYBERJAYA | Existing | 11 kV |  | RYB | VPTJ/PCE/J01392 | SS 1.39 E1 (F2) |  |  | Fail | Please check "Use"
378404681 | TNB | DISTRIBUTION | WP PUTRAJAYA & CYBERJAYA | Existing | 11 kV |  | RYB | VPTJ/PCE/J01392 | SS 1.39 E1 (F2) |  |  | Fail | Please check "Use"
378404687 | TNB | DISTRIBUTION | WP PUTRAJAYA & CYBERJAYA | Existing | 11 kV |  | RYB | VPTJ/PCE/J01392 | SS 1.39 E1 (F2) |  |  | Fail | Please check "Use"
378404692 | TNB | DISTRIBUTION | WP PUTRAJAYA & CYBERJAYA | Existing | 11 kV |  | RYB | VPTJ/PCE/J01392 | SS 1.39 E1 (F2) |  |  | Fail | Please check "Use"
378404703 | TNB | DISTRIBUTION | WP PUTRAJAYA & CYBERJAYA | Existing | 11 kV |  | RYB | VPTJ/PCE/J01401 | SS 1.40 E2 (F1) |  |  | Fail | Please check "Use"
378404707 | TNB | DISTRIBUTION | WP PUTRAJAYA & CYBERJAYA | Existing | 11 kV |  | RYB | VPTJ/PCE/J01401 | SS 1.40 E2 (F1) |  |  | Fail | Please check "Use"
378404711 | TNB | DISTRIBUTION | WP PUTRAJAYA & CYBERJAYA | Existing | 11 kV |  | RYB | VPTJ/PCE/J01401 | SS 1.40 E2 (F1) |  |  | Fail | Please check "Use"
378404713 | TNB | DISTRIBUTION | WP PUTRAJAYA & CYBERJAYA | Existing | 11 kV |  | RYB | VPTJ/PCE/J01401 | SS 1.40 E2 (F1) |  |  | Fail | Please check "Use"
378404715 | TNB | DISTRIBUTION | WP PUTRAJAYA & CYBERJAYA | Existing | 11 kV |  | RYB | VPTJ/PCE/J01401 | SS 1.40 E2 (F1) |  |  | Fail | Please check "Use"
378404721 | TNB | DISTRIBUTION | WP PUTRAJAYA & CYBERJAYA | Existing | 11 kV |  | RYB | VPTJ/PCE/J01401 | SS 1.40 E2 (F1) |  |  | Fail | Please check "Use"
378404723 | TNB | DISTRIBUTION | WP PUTRAJAYA & CYBERJAYA | Existing | 11 kV |  | RYB | VPTJ/PCE/J01401 | SS 1.40 E2 (F1) |  |  | Fail | Please check "Use"
378404726 | TNB | DISTRIBUTION | WP PUTRAJAYA & CYBERJAYA | Existing | 11 kV |  | RYB | VPTJ/PCE/J01401 | SS 1.40 E2 (F1) |  |  | Fail | Please check "Use"
378404744 | TNB | DISTRIBUTION | WP PUTRAJAYA & CYBERJAYA | Existing | 11 kV |  | RYB | VPTJ/PCE/J01402 | SS 1.40 E2 (F2) |  |  | Fail | Please check "Use"
378404748 | TNB | DISTRIBUTION | WP PUTRAJAYA & CYBERJAYA | Existing | 11 kV |  | RYB | VPTJ/PCE/J01402 | SS 1.40 E2 (F2) |  |  | Fail | Please check "Use"
378404752 | TNB | DISTRIBUTION | WP PUTRAJAYA & CYBERJAYA | Existing | 11 kV |  | RYB | VPTJ/PCE/J01402 | SS 1.40 E2 (F2) |  |  | Fail | Please check "Use"
378404754 | TNB | DISTRIBUTION | WP PUTRAJAYA & CYBERJAYA | Existing | 11 kV |  | RYB | VPTJ/PCE/J01402 | SS 1.40 E2 (F2) |  |  | Fail | Please check "Use"
378404756 | TNB | DISTRIBUTION | WP PUTRAJAYA & CYBERJAYA | Existing | 11 kV |  | RYB | VPTJ/PCE/J01402 | SS 1.40 E2 (F2) |  |  | Fail | Please check "Use"
378404762 | TNB | DISTRIBUTION | WP PUTRAJAYA & CYBERJAYA | Existing | 11 kV |  | RYB | VPTJ/PCE/J01402 | SS 1.40 E2 (F2) |  |  | Fail | Please check "Use"
378404764 | TNB | DISTRIBUTION | WP PUTRAJAYA & CYBERJAYA | Existing | 11 kV |  | RYB | VPTJ/PCE/J01402 | SS 1.40 E2 (F2) |  |  | Fail | Please check "Use"
378404767 | TNB | DISTRIBUTION | WP PUTRAJAYA & CYBERJAYA | Existing | 11 kV |  | RYB | VPTJ/PCE/J01402 | SS 1.40 E2 (F2) |  |  | Fail | Please check "Use"
378404780 | TNB | DISTRIBUTION | WP PUTRAJAYA & CYBERJAYA | Existing | 11 kV |  | RYB | VPTJ/PCE/J01411 | SS 1.41 E3 (F1) |  |  | Fail | Please check "Use"
378404782 | TNB | DISTRIBUTION | WP PUTRAJAYA & CYBERJAYA | Existing | 11 kV |  | RYB | VPTJ/PCE/J01411 | SS 1.41 E3 (F1) |  |  | Fail | Please check "Use"
378404784 | TNB | DISTRIBUTION | WP PUTRAJAYA & CYBERJAYA | Existing | 11 kV |  | RYB | VPTJ/PCE/J01411 | SS 1.41 E3 (F1) |  |  | Fail | Please check "Use"
378404787 | TNB | DISTRIBUTION | WP PUTRAJAYA & CYBERJAYA | Existing | 11 kV |  | RYB | VPTJ/PCE/J01411 | SS 1.41 E3 (F1) |  |  | Fail | Please check "Use"
378404788 | TNB | DISTRIBUTION | WP PUTRAJAYA & CYBERJAYA | Existing | 11 kV |  | RYB | VPTJ/PCE/J01411 | SS 1.41 E3 (F1) |  |  | Fail | Please check "Use"
378404789 | TNB | DISTRIBUTION | WP PUTRAJAYA & CYBERJAYA | Existing | 11 kV |  | RYB | VPTJ/PCE/J01411 | SS 1.41 E3 (F1) |  |  | Fail | Please check "Use"
378404795 | TNB | DISTRIBUTION | WP PUTRAJAYA & CYBERJAYA | Existing | 11 kV |  | RYB | VPTJ/PCE/J01411 | SS 1.41 E3 (F1) |  |  | Fail | Please check "Use"
378404800 | TNB | DISTRIBUTION | WP PUTRAJAYA & CYBERJAYA | Existing | 11 kV |  | RYB | VPTJ/PCE/J01411 | SS 1.41 E3 (F1) |  |  | Fail | Please check "Use"
378404806 | TNB | DISTRIBUTION | WP PUTRAJAYA & CYBERJAYA | Existing | 11 kV |  | RYB | VPTJ/PCE/J01412 | SS 1.41 E3 (F2) |  |  | Fail | Please check "Use"
378404808 | TNB | DISTRIBUTION | WP PUTRAJAYA & CYBERJAYA | Existing | 11 kV |  | RYB | VPTJ/PCE/J01412 | SS 1.41 E3 (F2) |  |  | Fail | Please check "Use"
378404810 | TNB | DISTRIBUTION | WP PUTRAJAYA & CYBERJAYA | Existing | 11 kV |  | RYB | VPTJ/PCE/J01412 | SS 1.41 E3 (F2) |  |  | Fail | Please check "Use"
378404813 | TNB | DISTRIBUTION | WP PUTRAJAYA & CYBERJAYA | Existing | 11 kV |  | RYB | VPTJ/PCE/J01412 | SS 1.41 E3 (F2) |  |  | Fail | Please check "Use"
378404814 | TNB | DISTRIBUTION | WP PUTRAJAYA & CYBERJAYA | Existing | 11 kV |  | RYB | VPTJ/PCE/J01412 | SS 1.41 E3 (F2) |  |  | Fail | Please check "Use"
378404815 | TNB | DISTRIBUTION | WP PUTRAJAYA & CYBERJAYA | Existing | 11 kV |  | RYB | VPTJ/PCE/J01412 | SS 1.41 E3 (F2) |  |  | Fail | Please check "Use"
378404821 | TNB | DISTRIBUTION | WP PUTRAJAYA & CYBERJAYA | Existing | 11 kV |  | RYB | VPTJ/PCE/J01412 | SS 1.41 E3 (F2) |  |  | Fail | Please check "Use"
378404826 | TNB | DISTRIBUTION | WP PUTRAJAYA & CYBERJAYA | Existing | 11 kV |  | RYB | VPTJ/PCE/J01412 | SS 1.41 E3 (F2) |  |  | Fail | Please check "Use"
378404832 | TNB | DISTRIBUTION | WP PUTRAJAYA & CYBERJAYA | Existing | 11 kV |  | RYB | VPTJ/PCE/J01421 | SS 1.42 E4 & E5 (F1) |  |  | Fail | Please check "Use"
378404834 | TNB | DISTRIBUTION | WP PUTRAJAYA & CYBERJAYA | Existing | 11 kV |  | RYB | VPTJ/PCE/J01421 | SS 1.42 E4 & E5 (F1) |  |  | Fail | Please check "Use"
378404836 | TNB | DISTRIBUTION | WP PUTRAJAYA & CYBERJAYA | Existing | 11 kV |  | RYB | VPTJ/PCE/J01421 | SS 1.42 E4 & E5 (F1) |  |  | Fail | Please check "Use"
378404839 | TNB | DISTRIBUTION | WP PUTRAJAYA & CYBERJAYA | Existing | 11 kV |  | RYB | VPTJ/PCE/J01421 | SS 1.42 E4 & E5 (F1) |  |  | Fail | Please check "Use"
378404840 | TNB | DISTRIBUTION | WP PUTRAJAYA & CYBERJAYA | Existing | 11 kV |  | RYB | VPTJ/PCE/J01421 | SS 1.42 E4 & E5 (F1) |  |  | Fail | Please check "Use"
378404841 | TNB | DISTRIBUTION | WP PUTRAJAYA & CYBERJAYA | Existing | 11 kV |  | RYB | VPTJ/PCE/J01421 | SS 1.42 E4 & E5 (F1) |  |  | Fail | Please check "Use"
378404847 | TNB | DISTRIBUTION | WP PUTRAJAYA & CYBERJAYA | Existing | 11 kV |  | RYB | VPTJ/PCE/J01421 | SS 1.42 E4 & E5 (F1) |  |  | Fail | Please check "Use"
378404852 | TNB | DISTRIBUTION | WP PUTRAJAYA & CYBERJAYA | Existing | 11 kV |  | RYB | VPTJ/PCE/J01421 | SS 1.42 E4 & E5 (F1) |  |  | Fail | Please check "Use"
378404858 | TNB | DISTRIBUTION | WP PUTRAJAYA & CYBERJAYA | Existing | 11 kV |  | RYB | VPTJ/PCE/J01422 | SS 1.42 E4 & E5 (F2) |  |  | Fail | Please check "Use"
378404860 | TNB | DISTRIBUTION | WP PUTRAJAYA & CYBERJAYA | Existing | 11 kV |  | RYB | VPTJ/PCE/J01422 | SS 1.42 E4 & E5 (F2) |  |  | Fail | Please check "Use"
378404862 | TNB | DISTRIBUTION | WP PUTRAJAYA & CYBERJAYA | Existing | 11 kV |  | RYB | VPTJ/PCE/J01422 | SS 1.42 E4 & E5 (F2) |  |  | Fail | Please check "Use"
378404865 | TNB | DISTRIBUTION | WP PUTRAJAYA & CYBERJAYA | Existing | 11 kV |  | RYB | VPTJ/PCE/J01422 | SS 1.42 E4 & E5 (F2) |  |  | Fail | Please check "Use"
378404866 | TNB | DISTRIBUTION | WP PUTRAJAYA & CYBERJAYA | Existing | 11 kV |  | RYB | VPTJ/PCE/J01422 | SS 1.42 E4 & E5 (F2) |  |  | Fail | Please check "Use"
378404867 | TNB | DISTRIBUTION | WP PUTRAJAYA & CYBERJAYA | Existing | 11 kV |  | RYB | VPTJ/PCE/J01422 | SS 1.42 E4 & E5 (F2) |  |  | Fail | Please check "Use"
378404873 | TNB | DISTRIBUTION | WP PUTRAJAYA & CYBERJAYA | Existing | 11 kV |  | RYB | VPTJ/PCE/J01422 | SS 1.42 E4 & E5 (F2) |  |  | Fail | Please check "Use"
378404878 | TNB | DISTRIBUTION | WP PUTRAJAYA & CYBERJAYA | Existing | 11 kV |  | RYB | VPTJ/PCE/J01422 | SS 1.42 E4 & E5 (F2) |  |  | Fail | Please check "Use"
378404884 | TNB | DISTRIBUTION | WP PUTRAJAYA & CYBERJAYA | Existing | 11 kV |  | RYB | VPTJ/PCE/J01521 | SS 1.52 E15 (F1) |  |  | Fail | Please check "Use"
378404886 | TNB | DISTRIBUTION | WP PUTRAJAYA & CYBERJAYA | Existing | 11 kV |  | RYB | VPTJ/PCE/J01521 | SS 1.52 E15 (F1) |  |  | Fail | Please check "Use"
378404888 | TNB | DISTRIBUTION | WP PUTRAJAYA & CYBERJAYA | Existing | 11 kV |  | RYB | VPTJ/PCE/J01521 | SS 1.52 E15 (F1) |  |  | Fail | Please check "Use"
378404891 | TNB | DISTRIBUTION | WP PUTRAJAYA & CYBERJAYA | Existing | 11 kV |  | RYB | VPTJ/PCE/J01521 | SS 1.52 E15 (F1) |  |  | Fail | Please check "Use"
378404892 | TNB | DISTRIBUTION | WP PUTRAJAYA & CYBERJAYA | Existing | 11 kV |  | RYB | VPTJ/PCE/J01521 | SS 1.52 E15 (F1) |  |  | Fail | Please check "Use"
378404893 | TNB | DISTRIBUTION | WP PUTRAJAYA & CYBERJAYA | Existing | 11 kV |  | RYB | VPTJ/PCE/J01521 | SS 1.52 E15 (F1) |  |  | Fail | Please check "Use"
378404899 | TNB | DISTRIBUTION | WP PUTRAJAYA & CYBERJAYA | Existing | 11 kV |  | RYB | VPTJ/PCE/J01521 | SS 1.52 E15 (F1) |  |  | Fail | Please check "Use"
378404904 | TNB | DISTRIBUTION | WP PUTRAJAYA & CYBERJAYA | Existing | 11 kV |  | RYB | VPTJ/PCE/J01521 | SS 1.52 E15 (F1) |  |  | Fail | Please check "Use"
378404910 | TNB | DISTRIBUTION | WP PUTRAJAYA & CYBERJAYA | Existing | 11 kV |  | RYB | VPTJ/PCE/J01522 | SS 1.52 E15 (F2) |  |  | Fail | Please check "Use"
378404912 | TNB | DISTRIBUTION | WP PUTRAJAYA & CYBERJAYA | Existing | 11 kV |  | RYB | VPTJ/PCE/J01522 | SS 1.52 E15 (F2) |  |  | Fail | Please check "Use"
378404914 | TNB | DISTRIBUTION | WP PUTRAJAYA & CYBERJAYA | Existing | 11 kV |  | RYB | VPTJ/PCE/J01522 | SS 1.52 E15 (F2) |  |  | Fail | Please check "Use"
378404917 | TNB | DISTRIBUTION | WP PUTRAJAYA & CYBERJAYA | Existing | 11 kV |  | RYB | VPTJ/PCE/J01522 | SS 1.52 E15 (F2) |  |  | Fail | Please check "Use"
378404918 | TNB | DISTRIBUTION | WP PUTRAJAYA & CYBERJAYA | Existing | 11 kV |  | RYB | VPTJ/PCE/J01522 | SS 1.52 E15 (F2) |  |  | Fail | Please check "Use"
378404919 | TNB | DISTRIBUTION | WP PUTRAJAYA & CYBERJAYA | Existing | 11 kV |  | RYB | VPTJ/PCE/J01522 | SS 1.52 E15 (F2) |  |  | Fail | Please check "Use"
378404925 | TNB | DISTRIBUTION | WP PUTRAJAYA & CYBERJAYA | Existing | 11 kV |  | RYB | VPTJ/PCE/J01522 | SS 1.52 E15 (F2) |  |  | Fail | Please check "Use"
378404930 | TNB | DISTRIBUTION | WP PUTRAJAYA & CYBERJAYA | Existing | 11 kV |  | RYB | VPTJ/PCE/J01522 | SS 1.52 E15 (F2) |  |  | Fail | Please check "Use"
378404941 | TNB | DISTRIBUTION | WP PUTRAJAYA & CYBERJAYA | Existing | 11 kV |  | RYB | VPTJ/PCE/J01511 | SS 1.51 E14 (F1) |  |  | Fail | Please check "Use"
378404945 | TNB | DISTRIBUTION | WP PUTRAJAYA & CYBERJAYA | Existing | 11 kV |  | RYB | VPTJ/PCE/J01511 | SS 1.51 E14 (F1) |  |  | Fail | Please check "Use"
378404949 | TNB | DISTRIBUTION | WP PUTRAJAYA & CYBERJAYA | Existing | 11 kV |  | RYB | VPTJ/PCE/J01511 | SS 1.51 E14 (F1) |  |  | Fail | Please check "Use"
378404951 | TNB | DISTRIBUTION | WP PUTRAJAYA & CYBERJAYA | Existing | 11 kV |  | RYB | VPTJ/PCE/J01511 | SS 1.51 E14 (F1) |  |  | Fail | Please check "Use"
378404953 | TNB | DISTRIBUTION | WP PUTRAJAYA & CYBERJAYA | Existing | 11 kV |  | RYB | VPTJ/PCE/J01511 | SS 1.51 E14 (F1) |  |  | Fail | Please check "Use"
378404959 | TNB | DISTRIBUTION | WP PUTRAJAYA & CYBERJAYA | Existing | 11 kV |  | RYB | VPTJ/PCE/J01511 | SS 1.51 E14 (F1) |  |  | Fail | Please check "Use"
378404961 | TNB | DISTRIBUTION | WP PUTRAJAYA & CYBERJAYA | Existing | 11 kV |  | RYB | VPTJ/PCE/J01511 | SS 1.51 E14 (F1) |  |  | Fail | Please check "Use"
378404964 | TNB | DISTRIBUTION | WP PUTRAJAYA & CYBERJAYA | Existing | 11 kV |  | RYB | VPTJ/PCE/J01511 | SS 1.51 E14 (F1) |  |  | Fail | Please check "Use"
378404982 | TNB | DISTRIBUTION | WP PUTRAJAYA & CYBERJAYA | Existing | 11 kV |  | RYB | VPTJ/PCE/J01512 | SS 1.51 E14 (F2) |  |  | Fail | Please check "Use"
378404986 | TNB | DISTRIBUTION | WP PUTRAJAYA & CYBERJAYA | Existing | 11 kV |  | RYB | VPTJ/PCE/J01512 | SS 1.51 E14 (F2) |  |  | Fail | Please check "Use"
378404990 | TNB | DISTRIBUTION | WP PUTRAJAYA & CYBERJAYA | Existing | 11 kV |  | RYB | VPTJ/PCE/J01512 | SS 1.51 E14 (F2) |  |  | Fail | Please check "Use"
378404992 | TNB | DISTRIBUTION | WP PUTRAJAYA & CYBERJAYA | Existing | 11 kV |  | RYB | VPTJ/PCE/J01512 | SS 1.51 E14 (F2) |  |  | Fail | Please check "Use"
378404994 | TNB | DISTRIBUTION | WP PUTRAJAYA & CYBERJAYA | Existing | 11 kV |  | RYB | VPTJ/PCE/J01512 | SS 1.51 E14 (F2) |  |  | Fail | Please check "Use"
378405000 | TNB | DISTRIBUTION | WP PUTRAJAYA & CYBERJAYA | Existing | 11 kV |  | RYB | VPTJ/PCE/J01512 | SS 1.51 E14 (F2) |  |  | Fail | Please check "Use"
378405002 | TNB | DISTRIBUTION | WP PUTRAJAYA & CYBERJAYA | Existing | 11 kV |  | RYB | VPTJ/PCE/J01512 | SS 1.51 E14 (F2) |  |  | Fail | Please check "Use"
378405005 | TNB | DISTRIBUTION | WP PUTRAJAYA & CYBERJAYA | Existing | 11 kV |  | RYB | VPTJ/PCE/J01512 | SS 1.51 E14 (F2) |  |  | Fail | Please check "Use"
378405019 | TNB | DISTRIBUTION | WP PUTRAJAYA & CYBERJAYA | Existing | 11 kV |  | RYB | VPTJ/PCE/J01561 | PE 1.56 SEK.MEN. A/SHAH (F1) |  |  | Fail | Please check "Use"
378405020 | TNB | DISTRIBUTION | WP PUTRAJAYA & CYBERJAYA | Existing | 11 kV |  | RYB | VPTJ/PCE/J01561 | PE 1.56 SEK.MEN. A/SHAH (F1) |  |  | Fail | Please check "Use"
378405025 | TNB | DISTRIBUTION | WP PUTRAJAYA & CYBERJAYA | Existing | 11 kV |  | RYB | VPTJ/PCE/J01561 | PE 1.56 SEK.MEN. A/SHAH (F1) |  |  | Fail | Please check "Use"
378405031 | TNB | DISTRIBUTION | WP PUTRAJAYA & CYBERJAYA | Existing | 11 kV |  | RYB | VPTJ/PCE/J01561 | PE 1.56 SEK.MEN. A/SHAH (F1) |  |  | Fail | Please check "Use"
378405032 | TNB | DISTRIBUTION | WP PUTRAJAYA & CYBERJAYA | Existing | 11 kV |  | RYB | VPTJ/PCE/J01561 | PE 1.56 SEK.MEN. A/SHAH (F1) |  |  | Fail | Please check "Use"
378405036 | TNB | DISTRIBUTION | WP PUTRAJAYA & CYBERJAYA | Existing | 11 kV |  | RYB | VPTJ/PCE/J01561 | PE 1.56 SEK.MEN. A/SHAH (F1) |  |  | Fail | Please check "Use"
378405039 | TNB | DISTRIBUTION | WP PUTRAJAYA & CYBERJAYA | Existing | 11 kV |  | RYB | VPTJ/PCE/J01561 | PE 1.56 SEK.MEN. A/SHAH (F1) |  |  | Fail | Please check "Use"
378405040 | TNB | DISTRIBUTION | WP PUTRAJAYA & CYBERJAYA | Existing | 11 kV |  | RYB | VPTJ/PCE/J01561 | PE 1.56 SEK.MEN. A/SHAH (F1) |  |  | Fail | Please check "Use"
378405113 | TNB | DISTRIBUTION | WP PUTRAJAYA & CYBERJAYA | Existing | 11 kV |  | RYB | VPTJ/PCE/J01562 | PE 1.56 SEK.MEN. A/SHAH (F2) |  |  | Fail | Please check "Use"
378405114 | TNB | DISTRIBUTION | WP PUTRAJAYA & CYBERJAYA | Existing | 11 kV |  | RYB | VPTJ/PCE/J01562 | PE 1.56 SEK.MEN. A/SHAH (F2) |  |  | Fail | Please check "Use"
378405119 | TNB | DISTRIBUTION | WP PUTRAJAYA & CYBERJAYA | Existing | 11 kV |  | RYB | VPTJ/PCE/J01562 | PE 1.56 SEK.MEN. A/SHAH (F2) |  |  | Fail | Please check "Use"
378405125 | TNB | DISTRIBUTION | WP PUTRAJAYA & CYBERJAYA | Existing | 11 kV |  | RYB | VPTJ/PCE/J01562 | PE 1.56 SEK.MEN. A/SHAH (F2) |  |  | Fail | Please check "Use"
378405126 | TNB | DISTRIBUTION | WP PUTRAJAYA & CYBERJAYA | Existing | 11 kV |  | RYB | VPTJ/PCE/J01562 | PE 1.56 SEK.MEN. A/SHAH (F2) |  |  | Fail | Please check "Use"
378405130 | TNB | DISTRIBUTION | WP PUTRAJAYA & CYBERJAYA | Existing | 11 kV |  | RYB | VPTJ/PCE/J01562 | PE 1.56 SEK.MEN. A/SHAH (F2) |  |  | Fail | Please check "Use"
378405133 | TNB | DISTRIBUTION | WP PUTRAJAYA & CYBERJAYA | Existing | 11 kV |  | RYB | VPTJ/PCE/J01562 | PE 1.56 SEK.MEN. A/SHAH (F2) |  |  | Fail | Please check "Use"
378405134 | TNB | DISTRIBUTION | WP PUTRAJAYA & CYBERJAYA | Existing | 11 kV |  | RYB | VPTJ/PCE/J01562 | PE 1.56 SEK.MEN. A/SHAH (F2) |  |  | Fail | Please check "Use"
378405209 | TNB | DISTRIBUTION | WP PUTRAJAYA & CYBERJAYA | Existing | 11 kV |  | RYB | VPTJ/PCE/J01571 | PE 1.57 SEK.MEN. A/SHAH (F1) |  |  | Fail | Please check "Use"
378405210 | TNB | DISTRIBUTION | WP PUTRAJAYA & CYBERJAYA | Existing | 11 kV |  | RYB | VPTJ/PCE/J01571 | PE 1.57 SEK.MEN. A/SHAH (F1) |  |  | Fail | Please check "Use"
378405215 | TNB | DISTRIBUTION | WP PUTRAJAYA & CYBERJAYA | Existing | 11 kV |  | RYB | VPTJ/PCE/J01571 | PE 1.57 SEK.MEN. A/SHAH (F1) |  |  | Fail | Please check "Use"
378405221 | TNB | DISTRIBUTION | WP PUTRAJAYA & CYBERJAYA | Existing | 11 kV |  | RYB | VPTJ/PCE/J01571 | PE 1.57 SEK.MEN. A/SHAH (F1) |  |  | Fail | Please check "Use"
378405222 | TNB | DISTRIBUTION | WP PUTRAJAYA & CYBERJAYA | Existing | 11 kV |  | RYB | VPTJ/PCE/J01571 | PE 1.57 SEK.MEN. A/SHAH (F1) |  |  | Fail | Please check "Use"
378405226 | TNB | DISTRIBUTION | WP PUTRAJAYA & CYBERJAYA | Existing | 11 kV |  | RYB | VPTJ/PCE/J01571 | PE 1.57 SEK.MEN. A/SHAH (F1) |  |  | Fail | Please check "Use"
378405229 | TNB | DISTRIBUTION | WP PUTRAJAYA & CYBERJAYA | Existing | 11 kV |  | RYB | VPTJ/PCE/J01571 | PE 1.57 SEK.MEN. A/SHAH (F1) |  |  | Fail | Please check "Use"
378405230 | TNB | DISTRIBUTION | WP PUTRAJAYA & CYBERJAYA | Existing | 11 kV |  | RYB | VPTJ/PCE/J01571 | PE 1.57 SEK.MEN. A/SHAH (F1) |  |  | Fail | Please check "Use"
378405305 | TNB | DISTRIBUTION | WP PUTRAJAYA & CYBERJAYA | Existing | 11 kV |  | RYB | VPTJ/PCE/J01572 | PE 1.57 SEK.MEN. A/SHAH (F2) |  |  | Fail | Please check "Use"
378405306 | TNB | DISTRIBUTION | WP PUTRAJAYA & CYBERJAYA | Existing | 11 kV |  | RYB | VPTJ/PCE/J01572 | PE 1.57 SEK.MEN. A/SHAH (F2) |  |  | Fail | Please check "Use"
378405311 | TNB | DISTRIBUTION | WP PUTRAJAYA & CYBERJAYA | Existing | 11 kV |  | RYB | VPTJ/PCE/J01572 | PE 1.57 SEK.MEN. A/SHAH (F2) |  |  | Fail | Please check "Use"
378405317 | TNB | DISTRIBUTION | WP PUTRAJAYA & CYBERJAYA | Existing | 11 kV |  | RYB | VPTJ/PCE/J01572 | PE 1.57 SEK.MEN. A/SHAH (F2) |  |  | Fail | Please check "Use"
378405318 | TNB | DISTRIBUTION | WP PUTRAJAYA & CYBERJAYA | Existing | 11 kV |  | RYB | VPTJ/PCE/J01572 | PE 1.57 SEK.MEN. A/SHAH (F2) |  |  | Fail | Please check "Use"
378405322 | TNB | DISTRIBUTION | WP PUTRAJAYA & CYBERJAYA | Existing | 11 kV |  | RYB | VPTJ/PCE/J01572 | PE 1.57 SEK.MEN. A/SHAH (F2) |  |  | Fail | Please check "Use"
378405325 | TNB | DISTRIBUTION | WP PUTRAJAYA & CYBERJAYA | Existing | 11 kV |  | RYB | VPTJ/PCE/J01572 | PE 1.57 SEK.MEN. A/SHAH (F2) |  |  | Fail | Please check "Use"
378405326 | TNB | DISTRIBUTION | WP PUTRAJAYA & CYBERJAYA | Existing | 11 kV |  | RYB | VPTJ/PCE/J01572 | PE 1.57 SEK.MEN. A/SHAH (F2) |  |  | Fail | Please check "Use"
378405496 | TNB | DISTRIBUTION | WP PUTRAJAYA & CYBERJAYA | Existing | 11 kV |  | RYB | VPTJ/PCE/J01532 | PE 1.53 NORTH DEPT (F2) |  |  | Fail | Please check "Use"
378405498 | TNB | DISTRIBUTION | WP PUTRAJAYA & CYBERJAYA | Existing | 11 kV |  | RYB | VPTJ/PCE/J01532 | PE 1.53 NORTH DEPT (F2) |  |  | Fail | Please check "Use"
378405500 | TNB | DISTRIBUTION | WP PUTRAJAYA & CYBERJAYA | Existing | 11 kV |  | RYB | VPTJ/PCE/J01532 | PE 1.53 NORTH DEPT (F2) |  |  | Fail | Please check "Use"
378405503 | TNB | DISTRIBUTION | WP PUTRAJAYA & CYBERJAYA | Existing | 11 kV |  | RYB | VPTJ/PCE/J01532 | PE 1.53 NORTH DEPT (F2) |  |  | Fail | Please check "Use"
378405504 | TNB | DISTRIBUTION | WP PUTRAJAYA & CYBERJAYA | Existing | 11 kV |  | RYB | VPTJ/PCE/J01532 | PE 1.53 NORTH DEPT (F2) |  |  | Fail | Please check "Use"
378405505 | TNB | DISTRIBUTION | WP PUTRAJAYA & CYBERJAYA | Existing | 11 kV |  | RYB | VPTJ/PCE/J01532 | PE 1.53 NORTH DEPT (F2) |  |  | Fail | Please check "Use"
378405511 | TNB | DISTRIBUTION | WP PUTRAJAYA & CYBERJAYA | Existing | 11 kV |  | RYB | VPTJ/PCE/J01532 | PE 1.53 NORTH DEPT (F2) |  |  | Fail | Please check "Use"
378405516 | TNB | DISTRIBUTION | WP PUTRAJAYA & CYBERJAYA | Existing | 11 kV |  | RYB | VPTJ/PCE/J01532 | PE 1.53 NORTH DEPT (F2) |  |  | Fail | Please check "Use"
378405555 | TNB | DISTRIBUTION | WP PUTRAJAYA & CYBERJAYA | Existing | 11 kV |  | RYB | VPTJ/PCE/J01531 | PE 1.53 NORTH DEPT (F1) |  |  | Fail | Please check "Use"
378405556 | TNB | DISTRIBUTION | WP PUTRAJAYA & CYBERJAYA | Existing | 11 kV |  | RYB | VPTJ/PCE/J01531 | PE 1.53 NORTH DEPT (F1) |  |  | Fail | Please check "Use"
378405568 | TNB | DISTRIBUTION | WP PUTRAJAYA & CYBERJAYA | Existing | 11 kV |  | RYB | VPTJ/PCE/J01531 | PE 1.53 NORTH DEPT (F1) |  |  | Fail | Please check "Use"
378405569 | TNB | DISTRIBUTION | WP PUTRAJAYA & CYBERJAYA | Existing | 11 kV |  | RYB | VPTJ/PCE/J01531 | PE 1.53 NORTH DEPT (F1) |  |  | Fail | Please check "Use"
378405571 | TNB | DISTRIBUTION | WP PUTRAJAYA & CYBERJAYA | Existing | 11 kV |  | RYB | VPTJ/PCE/J01531 | PE 1.53 NORTH DEPT (F1) |  |  | Fail | Please check "Use"
378405572 | TNB | DISTRIBUTION | WP PUTRAJAYA & CYBERJAYA | Existing | 11 kV |  | RYB | VPTJ/PCE/J01531 | PE 1.53 NORTH DEPT (F1) |  |  | Fail | Please check "Use"
378405573 | TNB | DISTRIBUTION | WP PUTRAJAYA & CYBERJAYA | Existing | 11 kV |  | RYB | VPTJ/PCE/J01531 | PE 1.53 NORTH DEPT (F1) |  |  | Fail | Please check "Use"
378405575 | TNB | DISTRIBUTION | WP PUTRAJAYA & CYBERJAYA | Existing | 11 kV |  | RYB | VPTJ/PCE/J01531 | PE 1.53 NORTH DEPT (F1) |  |  | Fail | Please check "Use"
378405576 | TNB | DISTRIBUTION | WP PUTRAJAYA & CYBERJAYA | Existing | 11 kV |  | RYB | VPTJ/PCE/J01531 | PE 1.53 NORTH DEPT (F1) |  |  | Fail | Please check "Use"
378405578 | TNB | DISTRIBUTION | WP PUTRAJAYA & CYBERJAYA | Existing | 11 kV |  | RYB | VPTJ/PCE/J01531 | PE 1.53 NORTH DEPT (F1) |  |  | Fail | Please check "Use"
378405585 | TNB | DISTRIBUTION | WP PUTRAJAYA & CYBERJAYA | Existing | 11 kV |  | RYB | VPTJ/PCE/J01531 | PE 1.53 NORTH DEPT (F1) |  |  | Fail | Please check "Use"
378405660 | TNB | DISTRIBUTION | WP PUTRAJAYA & CYBERJAYA | Existing | 11 kV |  | RYB | VPTJ/PCE/J01541 | PE 1.54 SOUTH DEPT (F1) |  |  | Fail | Please check "Use"
378405661 | TNB | DISTRIBUTION | WP PUTRAJAYA & CYBERJAYA | Existing | 11 kV |  | RYB | VPTJ/PCE/J01541 | PE 1.54 SOUTH DEPT (F1) |  |  | Fail | Please check "Use"
378405673 | TNB | DISTRIBUTION | WP PUTRAJAYA & CYBERJAYA | Existing | 11 kV |  | RYB | VPTJ/PCE/J01541 | PE 1.54 SOUTH DEPT (F1) |  |  | Fail | Please check "Use"
378405674 | TNB | DISTRIBUTION | WP PUTRAJAYA & CYBERJAYA | Existing | 11 kV |  | RYB | VPTJ/PCE/J01541 | PE 1.54 SOUTH DEPT (F1) |  |  | Fail | Please check "Use"
378405676 | TNB | DISTRIBUTION | WP PUTRAJAYA & CYBERJAYA | Existing | 11 kV |  | RYB | VPTJ/PCE/J01541 | PE 1.54 SOUTH DEPT (F1) |  |  | Fail | Please check "Use"
378405677 | TNB | DISTRIBUTION | WP PUTRAJAYA & CYBERJAYA | Existing | 11 kV |  | RYB | VPTJ/PCE/J01541 | PE 1.54 SOUTH DEPT (F1) |  |  | Fail | Please check "Use"
378405678 | TNB | DISTRIBUTION | WP PUTRAJAYA & CYBERJAYA | Existing | 11 kV |  | RYB | VPTJ/PCE/J01541 | PE 1.54 SOUTH DEPT (F1) |  |  | Fail | Please check "Use"
378405680 | TNB | DISTRIBUTION | WP PUTRAJAYA & CYBERJAYA | Existing | 11 kV |  | RYB | VPTJ/PCE/J01541 | PE 1.54 SOUTH DEPT (F1) |  |  | Fail | Please check "Use"
378405681 | TNB | DISTRIBUTION | WP PUTRAJAYA & CYBERJAYA | Existing | 11 kV |  | RYB | VPTJ/PCE/J01541 | PE 1.54 SOUTH DEPT (F1) |  |  | Fail | Please check "Use"
378405683 | TNB | DISTRIBUTION | WP PUTRAJAYA & CYBERJAYA | Existing | 11 kV |  | RYB | VPTJ/PCE/J01541 | PE 1.54 SOUTH DEPT (F1) |  |  | Fail | Please check "Use"
378405690 | TNB | DISTRIBUTION | WP PUTRAJAYA & CYBERJAYA | Existing | 11 kV |  | RYB | VPTJ/PCE/J01541 | PE 1.54 SOUTH DEPT (F1) |  |  | Fail | Please check "Use"
378405762 | TNB | DISTRIBUTION | WP PUTRAJAYA & CYBERJAYA | Existing | 11 kV |  | RYB | VPTJ/PCE/J01542 | PE 1.54 SOUTH DEPT (F2) |  |  | Fail | Please check "Use"
378405764 | TNB | DISTRIBUTION | WP PUTRAJAYA & CYBERJAYA | Existing | 11 kV |  | RYB | VPTJ/PCE/J01542 | PE 1.54 SOUTH DEPT (F2) |  |  | Fail | Please check "Use"
378405766 | TNB | DISTRIBUTION | WP PUTRAJAYA & CYBERJAYA | Existing | 11 kV |  | RYB | VPTJ/PCE/J01542 | PE 1.54 SOUTH DEPT (F2) |  |  | Fail | Please check "Use"
378405769 | TNB | DISTRIBUTION | WP PUTRAJAYA & CYBERJAYA | Existing | 11 kV |  | RYB | VPTJ/PCE/J01542 | PE 1.54 SOUTH DEPT (F2) |  |  | Fail | Please check "Use"
378405770 | TNB | DISTRIBUTION | WP PUTRAJAYA & CYBERJAYA | Existing | 11 kV |  | RYB | VPTJ/PCE/J01542 | PE 1.54 SOUTH DEPT (F2) |  |  | Fail | Please check "Use"
378405771 | TNB | DISTRIBUTION | WP PUTRAJAYA & CYBERJAYA | Existing | 11 kV |  | RYB | VPTJ/PCE/J01542 | PE 1.54 SOUTH DEPT (F2) |  |  | Fail | Please check "Use"
378405777 | TNB | DISTRIBUTION | WP PUTRAJAYA & CYBERJAYA | Existing | 11 kV |  | RYB | VPTJ/PCE/J01542 | PE 1.54 SOUTH DEPT (F2) |  |  | Fail | Please check "Use"
378405782 | TNB | DISTRIBUTION | WP PUTRAJAYA & CYBERJAYA | Existing | 11 kV |  | RYB | VPTJ/PCE/J01542 | PE 1.54 SOUTH DEPT (F2) |  |  | Fail | Please check "Use"
378405788 | TNB | DISTRIBUTION | WP PUTRAJAYA & CYBERJAYA | Existing | 11 kV |  | RYB | VPTJ/PCE/J01551 | SS 1.55 PLAZA MALL (F1) |  |  | Fail | Please check "Use"
378405790 | TNB | DISTRIBUTION | WP PUTRAJAYA & CYBERJAYA | Existing | 11 kV |  | RYB | VPTJ/PCE/J01551 | SS 1.55 PLAZA MALL (F1) |  |  | Fail | Please check "Use"
378405792 | TNB | DISTRIBUTION | WP PUTRAJAYA & CYBERJAYA | Existing | 11 kV |  | RYB | VPTJ/PCE/J01551 | SS 1.55 PLAZA MALL (F1) |  |  | Fail | Please check "Use"
378405795 | TNB | DISTRIBUTION | WP PUTRAJAYA & CYBERJAYA | Existing | 11 kV |  | RYB | VPTJ/PCE/J01551 | SS 1.55 PLAZA MALL (F1) |  |  | Fail | Please check "Use"
378405796 | TNB | DISTRIBUTION | WP PUTRAJAYA & CYBERJAYA | Existing | 11 kV |  | RYB | VPTJ/PCE/J01551 | SS 1.55 PLAZA MALL (F1) |  |  | Fail | Please check "Use"
378405797 | TNB | DISTRIBUTION | WP PUTRAJAYA & CYBERJAYA | Existing | 11 kV |  | RYB | VPTJ/PCE/J01551 | SS 1.55 PLAZA MALL (F1) |  |  | Fail | Please check "Use"
378405803 | TNB | DISTRIBUTION | WP PUTRAJAYA & CYBERJAYA | Existing | 11 kV |  | RYB | VPTJ/PCE/J01551 | SS 1.55 PLAZA MALL (F1) |  |  | Fail | Please check "Use"
378405808 | TNB | DISTRIBUTION | WP PUTRAJAYA & CYBERJAYA | Existing | 11 kV |  | RYB | VPTJ/PCE/J01551 | SS 1.55 PLAZA MALL (F1) |  |  | Fail | Please check "Use"
378405814 | TNB | DISTRIBUTION | WP PUTRAJAYA & CYBERJAYA | Existing | 11 kV |  | RYB | VPTJ/PCE/J01552 | SS 1.55 PLAZA MALL (F2) |  |  | Fail | Please check "Use"
378405816 | TNB | DISTRIBUTION | WP PUTRAJAYA & CYBERJAYA | Existing | 11 kV |  | RYB | VPTJ/PCE/J01552 | SS 1.55 PLAZA MALL (F2) |  |  | Fail | Please check "Use"
378405818 | TNB | DISTRIBUTION | WP PUTRAJAYA & CYBERJAYA | Existing | 11 kV |  | RYB | VPTJ/PCE/J01552 | SS 1.55 PLAZA MALL (F2) |  |  | Fail | Please check "Use"
378405821 | TNB | DISTRIBUTION | WP PUTRAJAYA & CYBERJAYA | Existing | 11 kV |  | RYB | VPTJ/PCE/J01552 | SS 1.55 PLAZA MALL (F2) |  |  | Fail | Please check "Use"
378405822 | TNB | DISTRIBUTION | WP PUTRAJAYA & CYBERJAYA | Existing | 11 kV |  | RYB | VPTJ/PCE/J01552 | SS 1.55 PLAZA MALL (F2) |  |  | Fail | Please check "Use"
378405823 | TNB | DISTRIBUTION | WP PUTRAJAYA & CYBERJAYA | Existing | 11 kV |  | RYB | VPTJ/PCE/J01552 | SS 1.55 PLAZA MALL (F2) |  |  | Fail | Please check "Use"
378405829 | TNB | DISTRIBUTION | WP PUTRAJAYA & CYBERJAYA | Existing | 11 kV |  | RYB | VPTJ/PCE/J01552 | SS 1.55 PLAZA MALL (F2) |  |  | Fail | Please check "Use"
378405834 | TNB | DISTRIBUTION | WP PUTRAJAYA & CYBERJAYA | Existing | 11 kV |  | RYB | VPTJ/PCE/J01552 | SS 1.55 PLAZA MALL (F2) |  |  | Fail | Please check "Use"
378405845 | TNB | DISTRIBUTION | WP PUTRAJAYA & CYBERJAYA | Existing | 11 kV |  | RYB | VPTJ/PCE/J01261 | SS 1.26 HOTEL SANGRI-LA (F1) |  |  | Fail | Please check "Use"
378405849 | TNB | DISTRIBUTION | WP PUTRAJAYA & CYBERJAYA | Existing | 11 kV |  | RYB | VPTJ/PCE/J01261 | SS 1.26 HOTEL SANGRI-LA (F1) |  |  | Fail | Please check "Use"
378405853 | TNB | DISTRIBUTION | WP PUTRAJAYA & CYBERJAYA | Existing | 11 kV |  | RYB | VPTJ/PCE/J01261 | SS 1.26 HOTEL SANGRI-LA (F1) |  |  | Fail | Please check "Use"
378405855 | TNB | DISTRIBUTION | WP PUTRAJAYA & CYBERJAYA | Existing | 11 kV |  | RYB | VPTJ/PCE/J01261 | SS 1.26 HOTEL SANGRI-LA (F1) |  |  | Fail | Please check "Use"
378405857 | TNB | DISTRIBUTION | WP PUTRAJAYA & CYBERJAYA | Existing | 11 kV |  | RYB | VPTJ/PCE/J01261 | SS 1.26 HOTEL SANGRI-LA (F1) |  |  | Fail | Please check "Use"
378405863 | TNB | DISTRIBUTION | WP PUTRAJAYA & CYBERJAYA | Existing | 11 kV |  | RYB | VPTJ/PCE/J01261 | SS 1.26 HOTEL SANGRI-LA (F1) |  |  | Fail | Please check "Use"
378405865 | TNB | DISTRIBUTION | WP PUTRAJAYA & CYBERJAYA | Existing | 11 kV |  | RYB | VPTJ/PCE/J01261 | SS 1.26 HOTEL SANGRI-LA (F1) |  |  | Fail | Please check "Use"
378405868 | TNB | DISTRIBUTION | WP PUTRAJAYA & CYBERJAYA | Existing | 11 kV |  | RYB | VPTJ/PCE/J01261 | SS 1.26 HOTEL SANGRI-LA (F1) |  |  | Fail | Please check "Use"
378405886 | TNB | DISTRIBUTION | WP PUTRAJAYA & CYBERJAYA | Existing | 11 kV |  | RYB | VPTJ/PCE/J01262 | SS 1.26 HOTEL SANGRI-LA (F2) |  |  | Fail | Please check "Use"
378405890 | TNB | DISTRIBUTION | WP PUTRAJAYA & CYBERJAYA | Existing | 11 kV |  | RYB | VPTJ/PCE/J01262 | SS 1.26 HOTEL SANGRI-LA (F2) |  |  | Fail | Please check "Use"
378405894 | TNB | DISTRIBUTION | WP PUTRAJAYA & CYBERJAYA | Existing | 11 kV |  | RYB | VPTJ/PCE/J01262 | SS 1.26 HOTEL SANGRI-LA (F2) |  |  | Fail | Please check "Use"
378405896 | TNB | DISTRIBUTION | WP PUTRAJAYA & CYBERJAYA | Existing | 11 kV |  | RYB | VPTJ/PCE/J01262 | SS 1.26 HOTEL SANGRI-LA (F2) |  |  | Fail | Please check "Use"
378405898 | TNB | DISTRIBUTION | WP PUTRAJAYA & CYBERJAYA | Existing | 11 kV |  | RYB | VPTJ/PCE/J01262 | SS 1.26 HOTEL SANGRI-LA (F2) |  |  | Fail | Please check "Use"
378405904 | TNB | DISTRIBUTION | WP PUTRAJAYA & CYBERJAYA | Existing | 11 kV |  | RYB | VPTJ/PCE/J01262 | SS 1.26 HOTEL SANGRI-LA (F2) |  |  | Fail | Please check "Use"
378405906 | TNB | DISTRIBUTION | WP PUTRAJAYA & CYBERJAYA | Existing | 11 kV |  | RYB | VPTJ/PCE/J01262 | SS 1.26 HOTEL SANGRI-LA (F2) |  |  | Fail | Please check "Use"
378405909 | TNB | DISTRIBUTION | WP PUTRAJAYA & CYBERJAYA | Existing | 11 kV |  | RYB | VPTJ/PCE/J01262 | SS 1.26 HOTEL SANGRI-LA (F2) |  |  | Fail | Please check "Use"
378405923 | TNB | DISTRIBUTION | WP PUTRAJAYA & CYBERJAYA | Existing | 11 kV |  | RYB | VPTJ/PCE/J01381 | PE 1.38 TAMAN PUTRA PERDANA (F1) |  |  | Fail | Please check "Use"
378405924 | TNB | DISTRIBUTION | WP PUTRAJAYA & CYBERJAYA | Existing | 11 kV |  | RYB | VPTJ/PCE/J01381 | PE 1.38 TAMAN PUTRA PERDANA (F1) |  |  | Fail | Please check "Use"
378405936 | TNB | DISTRIBUTION | WP PUTRAJAYA & CYBERJAYA | Existing | 11 kV |  | RYB | VPTJ/PCE/J01381 | PE 1.38 TAMAN PUTRA PERDANA (F1) |  |  | Fail | Please check "Use"
378405937 | TNB | DISTRIBUTION | WP PUTRAJAYA & CYBERJAYA | Existing | 11 kV |  | RYB | VPTJ/PCE/J01381 | PE 1.38 TAMAN PUTRA PERDANA (F1) |  |  | Fail | Please check "Use"
378405939 | TNB | DISTRIBUTION | WP PUTRAJAYA & CYBERJAYA | Existing | 11 kV |  | RYB | VPTJ/PCE/J01381 | PE 1.38 TAMAN PUTRA PERDANA (F1) |  |  | Fail | Please check "Use"
378405940 | TNB | DISTRIBUTION | WP PUTRAJAYA & CYBERJAYA | Existing | 11 kV |  | RYB | VPTJ/PCE/J01381 | PE 1.38 TAMAN PUTRA PERDANA (F1) |  |  | Fail | Please check "Use"
378405941 | TNB | DISTRIBUTION | WP PUTRAJAYA & CYBERJAYA | Existing | 11 kV |  | RYB | VPTJ/PCE/J01381 | PE 1.38 TAMAN PUTRA PERDANA (F1) |  |  | Fail | Please check "Use"
378405943 | TNB | DISTRIBUTION | WP PUTRAJAYA & CYBERJAYA | Existing | 11 kV |  | RYB | VPTJ/PCE/J01381 | PE 1.38 TAMAN PUTRA PERDANA (F1) |  |  | Fail | Please check "Use"
378405944 | TNB | DISTRIBUTION | WP PUTRAJAYA & CYBERJAYA | Existing | 11 kV |  | RYB | VPTJ/PCE/J01381 | PE 1.38 TAMAN PUTRA PERDANA (F1) |  |  | Fail | Please check "Use"
378405946 | TNB | DISTRIBUTION | WP PUTRAJAYA & CYBERJAYA | Existing | 11 kV |  | RYB | VPTJ/PCE/J01381 | PE 1.38 TAMAN PUTRA PERDANA (F1) |  |  | Fail | Please check "Use"
378405953 | TNB | DISTRIBUTION | WP PUTRAJAYA & CYBERJAYA | Existing | 11 kV |  | RYB | VPTJ/PCE/J01381 | PE 1.38 TAMAN PUTRA PERDANA (F1) |  |  | Fail | Please check "Use"
378406026 | TNB | DISTRIBUTION | WP PUTRAJAYA & CYBERJAYA | Existing | 11 kV |  | RYB | VPTJ/PCE/J01382 | PE 1.38 TAMAN PUTRA PERDANA (F2) |  |  | Fail | Please check "Use"
378406027 | TNB | DISTRIBUTION | WP PUTRAJAYA & CYBERJAYA | Existing | 11 kV |  | RYB | VPTJ/PCE/J01382 | PE 1.38 TAMAN PUTRA PERDANA (F2) |  |  | Fail | Please check "Use"
378406039 | TNB | DISTRIBUTION | WP PUTRAJAYA & CYBERJAYA | Existing | 11 kV |  | RYB | VPTJ/PCE/J01382 | PE 1.38 TAMAN PUTRA PERDANA (F2) |  |  | Fail | Please check "Use"
378406040 | TNB | DISTRIBUTION | WP PUTRAJAYA & CYBERJAYA | Existing | 11 kV |  | RYB | VPTJ/PCE/J01382 | PE 1.38 TAMAN PUTRA PERDANA (F2) |  |  | Fail | Please check "Use"
378406042 | TNB | DISTRIBUTION | WP PUTRAJAYA & CYBERJAYA | Existing | 11 kV |  | RYB | VPTJ/PCE/J01382 | PE 1.38 TAMAN PUTRA PERDANA (F2) |  |  | Fail | Please check "Use"
378406043 | TNB | DISTRIBUTION | WP PUTRAJAYA & CYBERJAYA | Existing | 11 kV |  | RYB | VPTJ/PCE/J01382 | PE 1.38 TAMAN PUTRA PERDANA (F2) |  |  | Fail | Please check "Use"
378406044 | TNB | DISTRIBUTION | WP PUTRAJAYA & CYBERJAYA | Existing | 11 kV |  | RYB | VPTJ/PCE/J01382 | PE 1.38 TAMAN PUTRA PERDANA (F2) |  |  | Fail | Please check "Use"
378406046 | TNB | DISTRIBUTION | WP PUTRAJAYA & CYBERJAYA | Existing | 11 kV |  | RYB | VPTJ/PCE/J01382 | PE 1.38 TAMAN PUTRA PERDANA (F2) |  |  | Fail | Please check "Use"
378406047 | TNB | DISTRIBUTION | WP PUTRAJAYA & CYBERJAYA | Existing | 11 kV |  | RYB | VPTJ/PCE/J01382 | PE 1.38 TAMAN PUTRA PERDANA (F2) |  |  | Fail | Please check "Use"
378406049 | TNB | DISTRIBUTION | WP PUTRAJAYA & CYBERJAYA | Existing | 11 kV |  | RYB | VPTJ/PCE/J01382 | PE 1.38 TAMAN PUTRA PERDANA (F2) |  |  | Fail | Please check "Use"
378406056 | TNB | DISTRIBUTION | WP PUTRAJAYA & CYBERJAYA | Existing | 11 kV |  | RYB | VPTJ/PCE/J01382 | PE 1.38 TAMAN PUTRA PERDANA (F2) |  |  | Fail | Please check "Use"
378406128 | TNB | DISTRIBUTION | WP PUTRAJAYA & CYBERJAYA | Existing | 11 kV |  | RYB | VPTJ/PCE/J01151 | SS 1.15 D1 (F1) |  |  | Fail | Please check "Use"
378406130 | TNB | DISTRIBUTION | WP PUTRAJAYA & CYBERJAYA | Existing | 11 kV |  | RYB | VPTJ/PCE/J01151 | SS 1.15 D1 (F1) |  |  | Fail | Please check "Use"
378406132 | TNB | DISTRIBUTION | WP PUTRAJAYA & CYBERJAYA | Existing | 11 kV |  | RYB | VPTJ/PCE/J01151 | SS 1.15 D1 (F1) |  |  | Fail | Please check "Use"
378406135 | TNB | DISTRIBUTION | WP PUTRAJAYA & CYBERJAYA | Existing | 11 kV |  | RYB | VPTJ/PCE/J01151 | SS 1.15 D1 (F1) |  |  | Fail | Please check "Use"
378406136 | TNB | DISTRIBUTION | WP PUTRAJAYA & CYBERJAYA | Existing | 11 kV |  | RYB | VPTJ/PCE/J01151 | SS 1.15 D1 (F1) |  |  | Fail | Please check "Use"
378406137 | TNB | DISTRIBUTION | WP PUTRAJAYA & CYBERJAYA | Existing | 11 kV |  | RYB | VPTJ/PCE/J01151 | SS 1.15 D1 (F1) |  |  | Fail | Please check "Use"
378406143 | TNB | DISTRIBUTION | WP PUTRAJAYA & CYBERJAYA | Existing | 11 kV |  | RYB | VPTJ/PCE/J01151 | SS 1.15 D1 (F1) |  |  | Fail | Please check "Use"
378406148 | TNB | DISTRIBUTION | WP PUTRAJAYA & CYBERJAYA | Existing | 11 kV |  | RYB | VPTJ/PCE/J01151 | SS 1.15 D1 (F1) |  |  | Fail | Please check "Use"
378406154 | TNB | DISTRIBUTION | WP PUTRAJAYA & CYBERJAYA | Existing | 11 kV |  | RYB | VPTJ/PCE/J01152 | SS 1.15 D1 (F2) |  |  | Fail | Please check "Use"
378406156 | TNB | DISTRIBUTION | WP PUTRAJAYA & CYBERJAYA | Existing | 11 kV |  | RYB | VPTJ/PCE/J01152 | SS 1.15 D1 (F2) |  |  | Fail | Please check "Use"
378406158 | TNB | DISTRIBUTION | WP PUTRAJAYA & CYBERJAYA | Existing | 11 kV |  | RYB | VPTJ/PCE/J01152 | SS 1.15 D1 (F2) |  |  | Fail | Please check "Use"
378406161 | TNB | DISTRIBUTION | WP PUTRAJAYA & CYBERJAYA | Existing | 11 kV |  | RYB | VPTJ/PCE/J01152 | SS 1.15 D1 (F2) |  |  | Fail | Please check "Use"
378406162 | TNB | DISTRIBUTION | WP PUTRAJAYA & CYBERJAYA | Existing | 11 kV |  | RYB | VPTJ/PCE/J01152 | SS 1.15 D1 (F2) |  |  | Fail | Please check "Use"
378406163 | TNB | DISTRIBUTION | WP PUTRAJAYA & CYBERJAYA | Existing | 11 kV |  | RYB | VPTJ/PCE/J01152 | SS 1.15 D1 (F2) |  |  | Fail | Please check "Use"
378406169 | TNB | DISTRIBUTION | WP PUTRAJAYA & CYBERJAYA | Existing | 11 kV |  | RYB | VPTJ/PCE/J01152 | SS 1.15 D1 (F2) |  |  | Fail | Please check "Use"
378406174 | TNB | DISTRIBUTION | WP PUTRAJAYA & CYBERJAYA | Existing | 11 kV |  | RYB | VPTJ/PCE/J01152 | SS 1.15 D1 (F2) |  |  | Fail | Please check "Use"
378406180 | TNB | DISTRIBUTION | WP PUTRAJAYA & CYBERJAYA | Existing | 11 kV |  | RYB | VPTJ/PCE/J01161 | SS 1.16 D2 (F1) |  |  | Fail | Please check "Use"
378406182 | TNB | DISTRIBUTION | WP PUTRAJAYA & CYBERJAYA | Existing | 11 kV |  | RYB | VPTJ/PCE/J01161 | SS 1.16 D2 (F1) |  |  | Fail | Please check "Use"
378406184 | TNB | DISTRIBUTION | WP PUTRAJAYA & CYBERJAYA | Existing | 11 kV |  | RYB | VPTJ/PCE/J01161 | SS 1.16 D2 (F1) |  |  | Fail | Please check "Use"
378406187 | TNB | DISTRIBUTION | WP PUTRAJAYA & CYBERJAYA | Existing | 11 kV |  | RYB | VPTJ/PCE/J01161 | SS 1.16 D2 (F1) |  |  | Fail | Please check "Use"
378406188 | TNB | DISTRIBUTION | WP PUTRAJAYA & CYBERJAYA | Existing | 11 kV |  | RYB | VPTJ/PCE/J01161 | SS 1.16 D2 (F1) |  |  | Fail | Please check "Use"
378406189 | TNB | DISTRIBUTION | WP PUTRAJAYA & CYBERJAYA | Existing | 11 kV |  | RYB | VPTJ/PCE/J01161 | SS 1.16 D2 (F1) |  |  | Fail | Please check "Use"
378406195 | TNB | DISTRIBUTION | WP PUTRAJAYA & CYBERJAYA | Existing | 11 kV |  | RYB | VPTJ/PCE/J01161 | SS 1.16 D2 (F1) |  |  | Fail | Please check "Use"
378406200 | TNB | DISTRIBUTION | WP PUTRAJAYA & CYBERJAYA | Existing | 11 kV |  | RYB | VPTJ/PCE/J01161 | SS 1.16 D2 (F1) |  |  | Fail | Please check "Use"
378406206 | TNB | DISTRIBUTION | WP PUTRAJAYA & CYBERJAYA | Existing | 11 kV |  | RYB | VPTJ/PCE/J01162 | SS 1.16 D2 (F2) |  |  | Fail | Please check "Use"
378406208 | TNB | DISTRIBUTION | WP PUTRAJAYA & CYBERJAYA | Existing | 11 kV |  | RYB | VPTJ/PCE/J01162 | SS 1.16 D2 (F2) |  |  | Fail | Please check "Use"
378406210 | TNB | DISTRIBUTION | WP PUTRAJAYA & CYBERJAYA | Existing | 11 kV |  | RYB | VPTJ/PCE/J01162 | SS 1.16 D2 (F2) |  |  | Fail | Please check "Use"
378406213 | TNB | DISTRIBUTION | WP PUTRAJAYA & CYBERJAYA | Existing | 11 kV |  | RYB | VPTJ/PCE/J01162 | SS 1.16 D2 (F2) |  |  | Fail | Please check "Use"
378406214 | TNB | DISTRIBUTION | WP PUTRAJAYA & CYBERJAYA | Existing | 11 kV |  | RYB | VPTJ/PCE/J01162 | SS 1.16 D2 (F2) |  |  | Fail | Please check "Use"
378406215 | TNB | DISTRIBUTION | WP PUTRAJAYA & CYBERJAYA | Existing | 11 kV |  | RYB | VPTJ/PCE/J01162 | SS 1.16 D2 (F2) |  |  | Fail | Please check "Use"
378406221 | TNB | DISTRIBUTION | WP PUTRAJAYA & CYBERJAYA | Existing | 11 kV |  | RYB | VPTJ/PCE/J01162 | SS 1.16 D2 (F2) |  |  | Fail | Please check "Use"
378406226 | TNB | DISTRIBUTION | WP PUTRAJAYA & CYBERJAYA | Existing | 11 kV |  | RYB | VPTJ/PCE/J01162 | SS 1.16 D2 (F2) |  |  | Fail | Please check "Use"
378406232 | TNB | DISTRIBUTION | WP PUTRAJAYA & CYBERJAYA | Existing | 11 kV |  | RYB | VPTJ/PCE/J01171 | SS 1.17 D3 (F1) |  |  | Fail | Please check "Use"
378406234 | TNB | DISTRIBUTION | WP PUTRAJAYA & CYBERJAYA | Existing | 11 kV |  | RYB | VPTJ/PCE/J01171 | SS 1.17 D3 (F1) |  |  | Fail | Please check "Use"
378406236 | TNB | DISTRIBUTION | WP PUTRAJAYA & CYBERJAYA | Existing | 11 kV |  | RYB | VPTJ/PCE/J01171 | SS 1.17 D3 (F1) |  |  | Fail | Please check "Use"
378406239 | TNB | DISTRIBUTION | WP PUTRAJAYA & CYBERJAYA | Existing | 11 kV |  | RYB | VPTJ/PCE/J01171 | SS 1.17 D3 (F1) |  |  | Fail | Please check "Use"
378406240 | TNB | DISTRIBUTION | WP PUTRAJAYA & CYBERJAYA | Existing | 11 kV |  | RYB | VPTJ/PCE/J01171 | SS 1.17 D3 (F1) |  |  | Fail | Please check "Use"
378406241 | TNB | DISTRIBUTION | WP PUTRAJAYA & CYBERJAYA | Existing | 11 kV |  | RYB | VPTJ/PCE/J01171 | SS 1.17 D3 (F1) |  |  | Fail | Please check "Use"
378406247 | TNB | DISTRIBUTION | WP PUTRAJAYA & CYBERJAYA | Existing | 11 kV |  | RYB | VPTJ/PCE/J01171 | SS 1.17 D3 (F1) |  |  | Fail | Please check "Use"
378406252 | TNB | DISTRIBUTION | WP PUTRAJAYA & CYBERJAYA | Existing | 11 kV |  | RYB | VPTJ/PCE/J01171 | SS 1.17 D3 (F1) |  |  | Fail | Please check "Use"
378406258 | TNB | DISTRIBUTION | WP PUTRAJAYA & CYBERJAYA | Existing | 11 kV |  | RYB | VPTJ/PCE/J01172 | SS 1.17 D3 (F2) |  |  | Fail | Please check "Use"
378406260 | TNB | DISTRIBUTION | WP PUTRAJAYA & CYBERJAYA | Existing | 11 kV |  | RYB | VPTJ/PCE/J01172 | SS 1.17 D3 (F2) |  |  | Fail | Please check "Use"
378406262 | TNB | DISTRIBUTION | WP PUTRAJAYA & CYBERJAYA | Existing | 11 kV |  | RYB | VPTJ/PCE/J01172 | SS 1.17 D3 (F2) |  |  | Fail | Please check "Use"
378406265 | TNB | DISTRIBUTION | WP PUTRAJAYA & CYBERJAYA | Existing | 11 kV |  | RYB | VPTJ/PCE/J01172 | SS 1.17 D3 (F2) |  |  | Fail | Please check "Use"
378406266 | TNB | DISTRIBUTION | WP PUTRAJAYA & CYBERJAYA | Existing | 11 kV |  | RYB | VPTJ/PCE/J01172 | SS 1.17 D3 (F2) |  |  | Fail | Please check "Use"
378406267 | TNB | DISTRIBUTION | WP PUTRAJAYA & CYBERJAYA | Existing | 11 kV |  | RYB | VPTJ/PCE/J01172 | SS 1.17 D3 (F2) |  |  | Fail | Please check "Use"
378406273 | TNB | DISTRIBUTION | WP PUTRAJAYA & CYBERJAYA | Existing | 11 kV |  | RYB | VPTJ/PCE/J01172 | SS 1.17 D3 (F2) |  |  | Fail | Please check "Use"
378406278 | TNB | DISTRIBUTION | WP PUTRAJAYA & CYBERJAYA | Existing | 11 kV |  | RYB | VPTJ/PCE/J01172 | SS 1.17 D3 (F2) |  |  | Fail | Please check "Use"
378406284 | TNB | DISTRIBUTION | WP PUTRAJAYA & CYBERJAYA | Existing | 11 kV |  | RYB | VPTJ/PCE/J01181 | SS 1.18 D4 (F1) |  |  | Fail | Please check "Use"
378406286 | TNB | DISTRIBUTION | WP PUTRAJAYA & CYBERJAYA | Existing | 11 kV |  | RYB | VPTJ/PCE/J01181 | SS 1.18 D4 (F1) |  |  | Fail | Please check "Use"
378406288 | TNB | DISTRIBUTION | WP PUTRAJAYA & CYBERJAYA | Existing | 11 kV |  | RYB | VPTJ/PCE/J01181 | SS 1.18 D4 (F1) |  |  | Fail | Please check "Use"
378406291 | TNB | DISTRIBUTION | WP PUTRAJAYA & CYBERJAYA | Existing | 11 kV |  | RYB | VPTJ/PCE/J01181 | SS 1.18 D4 (F1) |  |  | Fail | Please check "Use"
378406292 | TNB | DISTRIBUTION | WP PUTRAJAYA & CYBERJAYA | Existing | 11 kV |  | RYB | VPTJ/PCE/J01181 | SS 1.18 D4 (F1) |  |  | Fail | Please check "Use"
378406293 | TNB | DISTRIBUTION | WP PUTRAJAYA & CYBERJAYA | Existing | 11 kV |  | RYB | VPTJ/PCE/J01181 | SS 1.18 D4 (F1) |  |  | Fail | Please check "Use"
378406299 | TNB | DISTRIBUTION | WP PUTRAJAYA & CYBERJAYA | Existing | 11 kV |  | RYB | VPTJ/PCE/J01181 | SS 1.18 D4 (F1) |  |  | Fail | Please check "Use"
378406304 | TNB | DISTRIBUTION | WP PUTRAJAYA & CYBERJAYA | Existing | 11 kV |  | RYB | VPTJ/PCE/J01181 | SS 1.18 D4 (F1) |  |  | Fail | Please check "Use"
378406310 | TNB | DISTRIBUTION | WP PUTRAJAYA & CYBERJAYA | Existing | 11 kV |  | RYB | VPTJ/PCE/J01182 | SS 1.18 D4 (F2) |  |  | Fail | Please check "Use"
378406312 | TNB | DISTRIBUTION | WP PUTRAJAYA & CYBERJAYA | Existing | 11 kV |  | RYB | VPTJ/PCE/J01182 | SS 1.18 D4 (F2) |  |  | Fail | Please check "Use"
378406314 | TNB | DISTRIBUTION | WP PUTRAJAYA & CYBERJAYA | Existing | 11 kV |  | RYB | VPTJ/PCE/J01182 | SS 1.18 D4 (F2) |  |  | Fail | Please check "Use"
378406317 | TNB | DISTRIBUTION | WP PUTRAJAYA & CYBERJAYA | Existing | 11 kV |  | RYB | VPTJ/PCE/J01182 | SS 1.18 D4 (F2) |  |  | Fail | Please check "Use"
378406318 | TNB | DISTRIBUTION | WP PUTRAJAYA & CYBERJAYA | Existing | 11 kV |  | RYB | VPTJ/PCE/J01182 | SS 1.18 D4 (F2) |  |  | Fail | Please check "Use"
378406319 | TNB | DISTRIBUTION | WP PUTRAJAYA & CYBERJAYA | Existing | 11 kV |  | RYB | VPTJ/PCE/J01182 | SS 1.18 D4 (F2) |  |  | Fail | Please check "Use"
378406325 | TNB | DISTRIBUTION | WP PUTRAJAYA & CYBERJAYA | Existing | 11 kV |  | RYB | VPTJ/PCE/J01182 | SS 1.18 D4 (F2) |  |  | Fail | Please check "Use"
378406330 | TNB | DISTRIBUTION | WP PUTRAJAYA & CYBERJAYA | Existing | 11 kV |  | RYB | VPTJ/PCE/J01182 | SS 1.18 D4 (F2) |  |  | Fail | Please check "Use"
378406337 | TNB | DISTRIBUTION | WP PUTRAJAYA & CYBERJAYA | Existing | 11 kV |  | RYB | VPTJ/PCE/J15221 | PE 15.22 PADAT WR 6 |  |  | Fail | Please check "Use"
378406338 | TNB | DISTRIBUTION | WP PUTRAJAYA & CYBERJAYA | Existing | 11 kV |  | RYB | VPTJ/PCE/J15221 | PE 15.22 PADAT WR 6 |  |  | Fail | Please check "Use"
378406343 | TNB | DISTRIBUTION | WP PUTRAJAYA & CYBERJAYA | Existing | 11 kV |  | RYB | VPTJ/PCE/J15221 | PE 15.22 PADAT WR 6 |  |  | Fail | Please check "Use"
378406349 | TNB | DISTRIBUTION | WP PUTRAJAYA & CYBERJAYA | Existing | 11 kV |  | RYB | VPTJ/PCE/J15221 | PE 15.22 PADAT WR 6 |  |  | Fail | Please check "Use"
378406350 | TNB | DISTRIBUTION | WP PUTRAJAYA & CYBERJAYA | Existing | 11 kV |  | RYB | VPTJ/PCE/J15221 | PE 15.22 PADAT WR 6 |  |  | Fail | Please check "Use"
378406354 | TNB | DISTRIBUTION | WP PUTRAJAYA & CYBERJAYA | Existing | 11 kV |  | RYB | VPTJ/PCE/J15221 | PE 15.22 PADAT WR 6 |  |  | Fail | Please check "Use"
378406357 | TNB | DISTRIBUTION | WP PUTRAJAYA & CYBERJAYA | Existing | 11 kV |  | RYB | VPTJ/PCE/J15221 | PE 15.22 PADAT WR 6 |  |  | Fail | Please check "Use"
378406358 | TNB | DISTRIBUTION | WP PUTRAJAYA & CYBERJAYA | Existing | 11 kV |  | RYB | VPTJ/PCE/J15221 | PE 15.22 PADAT WR 6 |  |  | Fail | Please check "Use"
378406535 | TNB | DISTRIBUTION | WP PUTRAJAYA & CYBERJAYA | Existing | 11 kV |  | RYB | VPTJ/PCE/J15452 | PE 15.45 Blok C1 15-12B (F2) |  |  | Fail | Please check "Use"
378406536 | TNB | DISTRIBUTION | WP PUTRAJAYA & CYBERJAYA | Existing | 11 kV |  | RYB | VPTJ/PCE/J15452 | PE 15.45 Blok C1 15-12B (F2) |  |  | Fail | Please check "Use"
378406541 | TNB | DISTRIBUTION | WP PUTRAJAYA & CYBERJAYA | Existing | 11 kV |  | RYB | VPTJ/PCE/J15452 | PE 15.45 Blok C1 15-12B (F2) |  |  | Fail | Please check "Use"
378406547 | TNB | DISTRIBUTION | WP PUTRAJAYA & CYBERJAYA | Existing | 11 kV |  | RYB | VPTJ/PCE/J15452 | PE 15.45 Blok C1 15-12B (F2) |  |  | Fail | Please check "Use"
378406548 | TNB | DISTRIBUTION | WP PUTRAJAYA & CYBERJAYA | Existing | 11 kV |  | RYB | VPTJ/PCE/J15452 | PE 15.45 Blok C1 15-12B (F2) |  |  | Fail | Please check "Use"
378406552 | TNB | DISTRIBUTION | WP PUTRAJAYA & CYBERJAYA | Existing | 11 kV |  | RYB | VPTJ/PCE/J15452 | PE 15.45 Blok C1 15-12B (F2) |  |  | Fail | Please check "Use"
378406555 | TNB | DISTRIBUTION | WP PUTRAJAYA & CYBERJAYA | Existing | 11 kV |  | RYB | VPTJ/PCE/J15452 | PE 15.45 Blok C1 15-12B (F2) |  |  | Fail | Please check "Use"
378406556 | TNB | DISTRIBUTION | WP PUTRAJAYA & CYBERJAYA | Existing | 11 kV |  | RYB | VPTJ/PCE/J15452 | PE 15.45 Blok C1 15-12B (F2) |  |  | Fail | Please check "Use"
378406629 | TNB | DISTRIBUTION | WP PUTRAJAYA & CYBERJAYA | Existing | 11 kV |  | RYB | VPTJ/PCE/J15451 | PE 15.45 Blok C1 15-12B (F1) |  |  | Fail | Please check "Use"
378406630 | TNB | DISTRIBUTION | WP PUTRAJAYA & CYBERJAYA | Existing | 11 kV |  | RYB | VPTJ/PCE/J15451 | PE 15.45 Blok C1 15-12B (F1) |  |  | Fail | Please check "Use"
378406635 | TNB | DISTRIBUTION | WP PUTRAJAYA & CYBERJAYA | Existing | 11 kV |  | RYB | VPTJ/PCE/J15451 | PE 15.45 Blok C1 15-12B (F1) |  |  | Fail | Please check "Use"
378406641 | TNB | DISTRIBUTION | WP PUTRAJAYA & CYBERJAYA | Existing | 11 kV |  | RYB | VPTJ/PCE/J15451 | PE 15.45 Blok C1 15-12B (F1) |  |  | Fail | Please check "Use"
378406642 | TNB | DISTRIBUTION | WP PUTRAJAYA & CYBERJAYA | Existing | 11 kV |  | RYB | VPTJ/PCE/J15451 | PE 15.45 Blok C1 15-12B (F1) |  |  | Fail | Please check "Use"
378406646 | TNB | DISTRIBUTION | WP PUTRAJAYA & CYBERJAYA | Existing | 11 kV |  | RYB | VPTJ/PCE/J15451 | PE 15.45 Blok C1 15-12B (F1) |  |  | Fail | Please check "Use"
378406649 | TNB | DISTRIBUTION | WP PUTRAJAYA & CYBERJAYA | Existing | 11 kV |  | RYB | VPTJ/PCE/J15451 | PE 15.45 Blok C1 15-12B (F1) |  |  | Fail | Please check "Use"
378406650 | TNB | DISTRIBUTION | WP PUTRAJAYA & CYBERJAYA | Existing | 11 kV |  | RYB | VPTJ/PCE/J15451 | PE 15.45 Blok C1 15-12B (F1) |  |  | Fail | Please check "Use"
378406723 | TNB | DISTRIBUTION | WP PUTRAJAYA & CYBERJAYA | Existing | 11 kV |  | RYB | VPTJ/PCE/J15461 | PE 15.46 Blok C2 15-12B (F1) |  |  | Fail | Please check "Use"
378406724 | TNB | DISTRIBUTION | WP PUTRAJAYA & CYBERJAYA | Existing | 11 kV |  | RYB | VPTJ/PCE/J15461 | PE 15.46 Blok C2 15-12B (F1) |  |  | Fail | Please check "Use"
378406729 | TNB | DISTRIBUTION | WP PUTRAJAYA & CYBERJAYA | Existing | 11 kV |  | RYB | VPTJ/PCE/J15461 | PE 15.46 Blok C2 15-12B (F1) |  |  | Fail | Please check "Use"
378406735 | TNB | DISTRIBUTION | WP PUTRAJAYA & CYBERJAYA | Existing | 11 kV |  | RYB | VPTJ/PCE/J15461 | PE 15.46 Blok C2 15-12B (F1) |  |  | Fail | Please check "Use"
378406736 | TNB | DISTRIBUTION | WP PUTRAJAYA & CYBERJAYA | Existing | 11 kV |  | RYB | VPTJ/PCE/J15461 | PE 15.46 Blok C2 15-12B (F1) |  |  | Fail | Please check "Use"
378406740 | TNB | DISTRIBUTION | WP PUTRAJAYA & CYBERJAYA | Existing | 11 kV |  | RYB | VPTJ/PCE/J15461 | PE 15.46 Blok C2 15-12B (F1) |  |  | Fail | Please check "Use"
378406743 | TNB | DISTRIBUTION | WP PUTRAJAYA & CYBERJAYA | Existing | 11 kV |  | RYB | VPTJ/PCE/J15461 | PE 15.46 Blok C2 15-12B (F1) |  |  | Fail | Please check "Use"
378406744 | TNB | DISTRIBUTION | WP PUTRAJAYA & CYBERJAYA | Existing | 11 kV |  | RYB | VPTJ/PCE/J15461 | PE 15.46 Blok C2 15-12B (F1) |  |  | Fail | Please check "Use"
378406817 | TNB | DISTRIBUTION | WP PUTRAJAYA & CYBERJAYA | Existing | 11 kV |  | RYB | VPTJ/PCE/J15462 | PE 15.46 Blok C2 15-12B (F2) |  |  | Fail | Please check "Use"
378406818 | TNB | DISTRIBUTION | WP PUTRAJAYA & CYBERJAYA | Existing | 11 kV |  | RYB | VPTJ/PCE/J15462 | PE 15.46 Blok C2 15-12B (F2) |  |  | Fail | Please check "Use"
378406823 | TNB | DISTRIBUTION | WP PUTRAJAYA & CYBERJAYA | Existing | 11 kV |  | RYB | VPTJ/PCE/J15462 | PE 15.46 Blok C2 15-12B (F2) |  |  | Fail | Please check "Use"
378406829 | TNB | DISTRIBUTION | WP PUTRAJAYA & CYBERJAYA | Existing | 11 kV |  | RYB | VPTJ/PCE/J15462 | PE 15.46 Blok C2 15-12B (F2) |  |  | Fail | Please check "Use"
378406830 | TNB | DISTRIBUTION | WP PUTRAJAYA & CYBERJAYA | Existing | 11 kV |  | RYB | VPTJ/PCE/J15462 | PE 15.46 Blok C2 15-12B (F2) |  |  | Fail | Please check "Use"
378406834 | TNB | DISTRIBUTION | WP PUTRAJAYA & CYBERJAYA | Existing | 11 kV |  | RYB | VPTJ/PCE/J15462 | PE 15.46 Blok C2 15-12B (F2) |  |  | Fail | Please check "Use"
378406837 | TNB | DISTRIBUTION | WP PUTRAJAYA & CYBERJAYA | Existing | 11 kV |  | RYB | VPTJ/PCE/J15462 | PE 15.46 Blok C2 15-12B (F2) |  |  | Fail | Please check "Use"
378406838 | TNB | DISTRIBUTION | WP PUTRAJAYA & CYBERJAYA | Existing | 11 kV |  | RYB | VPTJ/PCE/J15462 | PE 15.46 Blok C2 15-12B (F2) |  |  | Fail | Please check "Use"
378406913 | TNB | DISTRIBUTION | WP PUTRAJAYA & CYBERJAYA | Existing | 11 kV |  | RYB | VPTJ/PCE/J15441 | PE 15.44 Blok A3 15-12B (F1) |  |  | Fail | Please check "Use"
378406914 | TNB | DISTRIBUTION | WP PUTRAJAYA & CYBERJAYA | Existing | 11 kV |  | RYB | VPTJ/PCE/J15441 | PE 15.44 Blok A3 15-12B (F1) |  |  | Fail | Please check "Use"
378406919 | TNB | DISTRIBUTION | WP PUTRAJAYA & CYBERJAYA | Existing | 11 kV |  | RYB | VPTJ/PCE/J15441 | PE 15.44 Blok A3 15-12B (F1) |  |  | Fail | Please check "Use"
378406925 | TNB | DISTRIBUTION | WP PUTRAJAYA & CYBERJAYA | Existing | 11 kV |  | RYB | VPTJ/PCE/J15441 | PE 15.44 Blok A3 15-12B (F1) |  |  | Fail | Please check "Use"
378406926 | TNB | DISTRIBUTION | WP PUTRAJAYA & CYBERJAYA | Existing | 11 kV |  | RYB | VPTJ/PCE/J15441 | PE 15.44 Blok A3 15-12B (F1) |  |  | Fail | Please check "Use"
378406930 | TNB | DISTRIBUTION | WP PUTRAJAYA & CYBERJAYA | Existing | 11 kV |  | RYB | VPTJ/PCE/J15441 | PE 15.44 Blok A3 15-12B (F1) |  |  | Fail | Please check "Use"
378406933 | TNB | DISTRIBUTION | WP PUTRAJAYA & CYBERJAYA | Existing | 11 kV |  | RYB | VPTJ/PCE/J15441 | PE 15.44 Blok A3 15-12B (F1) |  |  | Fail | Please check "Use"
378406934 | TNB | DISTRIBUTION | WP PUTRAJAYA & CYBERJAYA | Existing | 11 kV |  | RYB | VPTJ/PCE/J15441 | PE 15.44 Blok A3 15-12B (F1) |  |  | Fail | Please check "Use"
378407007 | TNB | DISTRIBUTION | WP PUTRAJAYA & CYBERJAYA | Existing | 11 kV |  | RYB | VPTJ/PCE/J15442 | PE 15.44 Blok A3 15-12B (F2) |  |  | Fail | Please check "Use"
378407008 | TNB | DISTRIBUTION | WP PUTRAJAYA & CYBERJAYA | Existing | 11 kV |  | RYB | VPTJ/PCE/J15442 | PE 15.44 Blok A3 15-12B (F2) |  |  | Fail | Please check "Use"
378407013 | TNB | DISTRIBUTION | WP PUTRAJAYA & CYBERJAYA | Existing | 11 kV |  | RYB | VPTJ/PCE/J15442 | PE 15.44 Blok A3 15-12B (F2) |  |  | Fail | Please check "Use"
378407019 | TNB | DISTRIBUTION | WP PUTRAJAYA & CYBERJAYA | Existing | 11 kV |  | RYB | VPTJ/PCE/J15442 | PE 15.44 Blok A3 15-12B (F2) |  |  | Fail | Please check "Use"
378407020 | TNB | DISTRIBUTION | WP PUTRAJAYA & CYBERJAYA | Existing | 11 kV |  | RYB | VPTJ/PCE/J15442 | PE 15.44 Blok A3 15-12B (F2) |  |  | Fail | Please check "Use"
378407024 | TNB | DISTRIBUTION | WP PUTRAJAYA & CYBERJAYA | Existing | 11 kV |  | RYB | VPTJ/PCE/J15442 | PE 15.44 Blok A3 15-12B (F2) |  |  | Fail | Please check "Use"
378407027 | TNB | DISTRIBUTION | WP PUTRAJAYA & CYBERJAYA | Existing | 11 kV |  | RYB | VPTJ/PCE/J15442 | PE 15.44 Blok A3 15-12B (F2) |  |  | Fail | Please check "Use"
378407028 | TNB | DISTRIBUTION | WP PUTRAJAYA & CYBERJAYA | Existing | 11 kV |  | RYB | VPTJ/PCE/J15442 | PE 15.44 Blok A3 15-12B (F2) |  |  | Fail | Please check "Use"
378407103 | TNB | DISTRIBUTION | WP PUTRAJAYA & CYBERJAYA | Existing | 11 kV |  | RYB | VPTJ/PCE/J15431 | PE 15.43 BLOK A2 15-12B (F1) |  |  | Fail | Please check "Use"
378407104 | TNB | DISTRIBUTION | WP PUTRAJAYA & CYBERJAYA | Existing | 11 kV |  | RYB | VPTJ/PCE/J15431 | PE 15.43 BLOK A2 15-12B (F1) |  |  | Fail | Please check "Use"
378407109 | TNB | DISTRIBUTION | WP PUTRAJAYA & CYBERJAYA | Existing | 11 kV |  | RYB | VPTJ/PCE/J15431 | PE 15.43 BLOK A2 15-12B (F1) |  |  | Fail | Please check "Use"
378407115 | TNB | DISTRIBUTION | WP PUTRAJAYA & CYBERJAYA | Existing | 11 kV |  | RYB | VPTJ/PCE/J15431 | PE 15.43 BLOK A2 15-12B (F1) |  |  | Fail | Please check "Use"
378407116 | TNB | DISTRIBUTION | WP PUTRAJAYA & CYBERJAYA | Existing | 11 kV |  | RYB | VPTJ/PCE/J15431 | PE 15.43 BLOK A2 15-12B (F1) |  |  | Fail | Please check "Use"
378407120 | TNB | DISTRIBUTION | WP PUTRAJAYA & CYBERJAYA | Existing | 11 kV |  | RYB | VPTJ/PCE/J15431 | PE 15.43 BLOK A2 15-12B (F1) |  |  | Fail | Please check "Use"
378407123 | TNB | DISTRIBUTION | WP PUTRAJAYA & CYBERJAYA | Existing | 11 kV |  | RYB | VPTJ/PCE/J15431 | PE 15.43 BLOK A2 15-12B (F1) |  |  | Fail | Please check "Use"
378407124 | TNB | DISTRIBUTION | WP PUTRAJAYA & CYBERJAYA | Existing | 11 kV |  | RYB | VPTJ/PCE/J15431 | PE 15.43 BLOK A2 15-12B (F1) |  |  | Fail | Please check "Use"
378407197 | TNB | DISTRIBUTION | WP PUTRAJAYA & CYBERJAYA | Existing | 11 kV |  | RYB | VPTJ/PCE/J15432 | PE 15.43 BLOK A2 15-12B (F2) |  |  | Fail | Please check "Use"
378407198 | TNB | DISTRIBUTION | WP PUTRAJAYA & CYBERJAYA | Existing | 11 kV |  | RYB | VPTJ/PCE/J15432 | PE 15.43 BLOK A2 15-12B (F2) |  |  | Fail | Please check "Use"
378407203 | TNB | DISTRIBUTION | WP PUTRAJAYA & CYBERJAYA | Existing | 11 kV |  | RYB | VPTJ/PCE/J15432 | PE 15.43 BLOK A2 15-12B (F2) |  |  | Fail | Please check "Use"
378407209 | TNB | DISTRIBUTION | WP PUTRAJAYA & CYBERJAYA | Existing | 11 kV |  | RYB | VPTJ/PCE/J15432 | PE 15.43 BLOK A2 15-12B (F2) |  |  | Fail | Please check "Use"
378407210 | TNB | DISTRIBUTION | WP PUTRAJAYA & CYBERJAYA | Existing | 11 kV |  | RYB | VPTJ/PCE/J15432 | PE 15.43 BLOK A2 15-12B (F2) |  |  | Fail | Please check "Use"
378407214 | TNB | DISTRIBUTION | WP PUTRAJAYA & CYBERJAYA | Existing | 11 kV |  | RYB | VPTJ/PCE/J15432 | PE 15.43 BLOK A2 15-12B (F2) |  |  | Fail | Please check "Use"
378407217 | TNB | DISTRIBUTION | WP PUTRAJAYA & CYBERJAYA | Existing | 11 kV |  | RYB | VPTJ/PCE/J15432 | PE 15.43 BLOK A2 15-12B (F2) |  |  | Fail | Please check "Use"
378407218 | TNB | DISTRIBUTION | WP PUTRAJAYA & CYBERJAYA | Existing | 11 kV |  | RYB | VPTJ/PCE/J15432 | PE 15.43 BLOK A2 15-12B (F2) |  |  | Fail | Please check "Use"
378407292 | TNB | DISTRIBUTION | WP PUTRAJAYA & CYBERJAYA | Existing | 11 kV |  | RYB | VPTJ/PCE/J15241 | SS 15.24 SEK. ANTARABANGSA (F1) |  |  | Fail | Please check "Use"
378407294 | TNB | DISTRIBUTION | WP PUTRAJAYA & CYBERJAYA | Existing | 11 kV |  | RYB | VPTJ/PCE/J15241 | SS 15.24 SEK. ANTARABANGSA (F1) |  |  | Fail | Please check "Use"
378407296 | TNB | DISTRIBUTION | WP PUTRAJAYA & CYBERJAYA | Existing | 11 kV |  | RYB | VPTJ/PCE/J15241 | SS 15.24 SEK. ANTARABANGSA (F1) |  |  | Fail | Please check "Use"
378407299 | TNB | DISTRIBUTION | WP PUTRAJAYA & CYBERJAYA | Existing | 11 kV |  | RYB | VPTJ/PCE/J15241 | SS 15.24 SEK. ANTARABANGSA (F1) |  |  | Fail | Please check "Use"
378407300 | TNB | DISTRIBUTION | WP PUTRAJAYA & CYBERJAYA | Existing | 11 kV |  | RYB | VPTJ/PCE/J15241 | SS 15.24 SEK. ANTARABANGSA (F1) |  |  | Fail | Please check "Use"
378407301 | TNB | DISTRIBUTION | WP PUTRAJAYA & CYBERJAYA | Existing | 11 kV |  | RYB | VPTJ/PCE/J15241 | SS 15.24 SEK. ANTARABANGSA (F1) |  |  | Fail | Please check "Use"
378407307 | TNB | DISTRIBUTION | WP PUTRAJAYA & CYBERJAYA | Existing | 11 kV |  | RYB | VPTJ/PCE/J15241 | SS 15.24 SEK. ANTARABANGSA (F1) |  |  | Fail | Please check "Use"
378407312 | TNB | DISTRIBUTION | WP PUTRAJAYA & CYBERJAYA | Existing | 11 kV |  | RYB | VPTJ/PCE/J15241 | SS 15.24 SEK. ANTARABANGSA (F1) |  |  | Fail | Please check "Use"
378407318 | TNB | DISTRIBUTION | WP PUTRAJAYA & CYBERJAYA | Existing | 11 kV |  | RYB | VPTJ/PCE/J15242 | SS 15.24 SEK. ANTARABANGSA (F2) |  |  | Fail | Please check "Use"
378407320 | TNB | DISTRIBUTION | WP PUTRAJAYA & CYBERJAYA | Existing | 11 kV |  | RYB | VPTJ/PCE/J15242 | SS 15.24 SEK. ANTARABANGSA (F2) |  |  | Fail | Please check "Use"
378407322 | TNB | DISTRIBUTION | WP PUTRAJAYA & CYBERJAYA | Existing | 11 kV |  | RYB | VPTJ/PCE/J15242 | SS 15.24 SEK. ANTARABANGSA (F2) |  |  | Fail | Please check "Use"
378407325 | TNB | DISTRIBUTION | WP PUTRAJAYA & CYBERJAYA | Existing | 11 kV |  | RYB | VPTJ/PCE/J15242 | SS 15.24 SEK. ANTARABANGSA (F2) |  |  | Fail | Please check "Use"
378407326 | TNB | DISTRIBUTION | WP PUTRAJAYA & CYBERJAYA | Existing | 11 kV |  | RYB | VPTJ/PCE/J15242 | SS 15.24 SEK. ANTARABANGSA (F2) |  |  | Fail | Please check "Use"
378407327 | TNB | DISTRIBUTION | WP PUTRAJAYA & CYBERJAYA | Existing | 11 kV |  | RYB | VPTJ/PCE/J15242 | SS 15.24 SEK. ANTARABANGSA (F2) |  |  | Fail | Please check "Use"
378407333 | TNB | DISTRIBUTION | WP PUTRAJAYA & CYBERJAYA | Existing | 11 kV |  | RYB | VPTJ/PCE/J15242 | SS 15.24 SEK. ANTARABANGSA (F2) |  |  | Fail | Please check "Use"
378407338 | TNB | DISTRIBUTION | WP PUTRAJAYA & CYBERJAYA | Existing | 11 kV |  | RYB | VPTJ/PCE/J15242 | SS 15.24 SEK. ANTARABANGSA (F2) |  |  | Fail | Please check "Use"
378407345 | TNB | DISTRIBUTION | WP PUTRAJAYA & CYBERJAYA | Existing | 11 kV |  | RYB | VPTJ/PCE/J15421 | PE 15.42 P/PURI 15-12 BLOK C (F1) |  |  | Fail | Please check "Use"
378407346 | TNB | DISTRIBUTION | WP PUTRAJAYA & CYBERJAYA | Existing | 11 kV |  | RYB | VPTJ/PCE/J15421 | PE 15.42 P/PURI 15-12 BLOK C (F1) |  |  | Fail | Please check "Use"
378407351 | TNB | DISTRIBUTION | WP PUTRAJAYA & CYBERJAYA | Existing | 11 kV |  | RYB | VPTJ/PCE/J15421 | PE 15.42 P/PURI 15-12 BLOK C (F1) |  |  | Fail | Please check "Use"
378407357 | TNB | DISTRIBUTION | WP PUTRAJAYA & CYBERJAYA | Existing | 11 kV |  | RYB | VPTJ/PCE/J15421 | PE 15.42 P/PURI 15-12 BLOK C (F1) |  |  | Fail | Please check "Use"
378407358 | TNB | DISTRIBUTION | WP PUTRAJAYA & CYBERJAYA | Existing | 11 kV |  | RYB | VPTJ/PCE/J15421 | PE 15.42 P/PURI 15-12 BLOK C (F1) |  |  | Fail | Please check "Use"
378407362 | TNB | DISTRIBUTION | WP PUTRAJAYA & CYBERJAYA | Existing | 11 kV |  | RYB | VPTJ/PCE/J15421 | PE 15.42 P/PURI 15-12 BLOK C (F1) |  |  | Fail | Please check "Use"
378407365 | TNB | DISTRIBUTION | WP PUTRAJAYA & CYBERJAYA | Existing | 11 kV |  | RYB | VPTJ/PCE/J15421 | PE 15.42 P/PURI 15-12 BLOK C (F1) |  |  | Fail | Please check "Use"
378407366 | TNB | DISTRIBUTION | WP PUTRAJAYA & CYBERJAYA | Existing | 11 kV |  | RYB | VPTJ/PCE/J15421 | PE 15.42 P/PURI 15-12 BLOK C (F1) |  |  | Fail | Please check "Use"
378407441 | TNB | DISTRIBUTION | WP PUTRAJAYA & CYBERJAYA | Existing | 11 kV |  | RYB | VPTJ/PCE/J15422 | PE 15.42 P/PURI 15-12 BLOK C (F2) |  |  | Fail | Please check "Use"
378407442 | TNB | DISTRIBUTION | WP PUTRAJAYA & CYBERJAYA | Existing | 11 kV |  | RYB | VPTJ/PCE/J15422 | PE 15.42 P/PURI 15-12 BLOK C (F2) |  |  | Fail | Please check "Use"
378407447 | TNB | DISTRIBUTION | WP PUTRAJAYA & CYBERJAYA | Existing | 11 kV |  | RYB | VPTJ/PCE/J15422 | PE 15.42 P/PURI 15-12 BLOK C (F2) |  |  | Fail | Please check "Use"
378407453 | TNB | DISTRIBUTION | WP PUTRAJAYA & CYBERJAYA | Existing | 11 kV |  | RYB | VPTJ/PCE/J15422 | PE 15.42 P/PURI 15-12 BLOK C (F2) |  |  | Fail | Please check "Use"
378407454 | TNB | DISTRIBUTION | WP PUTRAJAYA & CYBERJAYA | Existing | 11 kV |  | RYB | VPTJ/PCE/J15422 | PE 15.42 P/PURI 15-12 BLOK C (F2) |  |  | Fail | Please check "Use"
378407458 | TNB | DISTRIBUTION | WP PUTRAJAYA & CYBERJAYA | Existing | 11 kV |  | RYB | VPTJ/PCE/J15422 | PE 15.42 P/PURI 15-12 BLOK C (F2) |  |  | Fail | Please check "Use"
378407461 | TNB | DISTRIBUTION | WP PUTRAJAYA & CYBERJAYA | Existing | 11 kV |  | RYB | VPTJ/PCE/J15422 | PE 15.42 P/PURI 15-12 BLOK C (F2) |  |  | Fail | Please check "Use"
378407462 | TNB | DISTRIBUTION | WP PUTRAJAYA & CYBERJAYA | Existing | 11 kV |  | RYB | VPTJ/PCE/J15422 | PE 15.42 P/PURI 15-12 BLOK C (F2) |  |  | Fail | Please check "Use"
378407537 | TNB | DISTRIBUTION | WP PUTRAJAYA & CYBERJAYA | Existing | 11 kV |  | RYB | VPTJ/PCE/J15411 | PE 15.41 P/PURI 15-12 BLOK B (F1) |  |  | Fail | Please check "Use"
378407538 | TNB | DISTRIBUTION | WP PUTRAJAYA & CYBERJAYA | Existing | 11 kV |  | RYB | VPTJ/PCE/J15411 | PE 15.41 P/PURI 15-12 BLOK B (F1) |  |  | Fail | Please check "Use"
378407543 | TNB | DISTRIBUTION | WP PUTRAJAYA & CYBERJAYA | Existing | 11 kV |  | RYB | VPTJ/PCE/J15411 | PE 15.41 P/PURI 15-12 BLOK B (F1) |  |  | Fail | Please check "Use"
378407549 | TNB | DISTRIBUTION | WP PUTRAJAYA & CYBERJAYA | Existing | 11 kV |  | RYB | VPTJ/PCE/J15411 | PE 15.41 P/PURI 15-12 BLOK B (F1) |  |  | Fail | Please check "Use"
378407550 | TNB | DISTRIBUTION | WP PUTRAJAYA & CYBERJAYA | Existing | 11 kV |  | RYB | VPTJ/PCE/J15411 | PE 15.41 P/PURI 15-12 BLOK B (F1) |  |  | Fail | Please check "Use"
378407554 | TNB | DISTRIBUTION | WP PUTRAJAYA & CYBERJAYA | Existing | 11 kV |  | RYB | VPTJ/PCE/J15411 | PE 15.41 P/PURI 15-12 BLOK B (F1) |  |  | Fail | Please check "Use"
378407557 | TNB | DISTRIBUTION | WP PUTRAJAYA & CYBERJAYA | Existing | 11 kV |  | RYB | VPTJ/PCE/J15411 | PE 15.41 P/PURI 15-12 BLOK B (F1) |  |  | Fail | Please check "Use"
378407558 | TNB | DISTRIBUTION | WP PUTRAJAYA & CYBERJAYA | Existing | 11 kV |  | RYB | VPTJ/PCE/J15411 | PE 15.41 P/PURI 15-12 BLOK B (F1) |  |  | Fail | Please check "Use"
378407633 | TNB | DISTRIBUTION | WP PUTRAJAYA & CYBERJAYA | Existing | 11 kV |  | RYB | VPTJ/PCE/J15412 | PE 15.41 P/PURI 15-12 BLOK B (F2) |  |  | Fail | Please check "Use"
378407634 | TNB | DISTRIBUTION | WP PUTRAJAYA & CYBERJAYA | Existing | 11 kV |  | RYB | VPTJ/PCE/J15412 | PE 15.41 P/PURI 15-12 BLOK B (F2) |  |  | Fail | Please check "Use"
378407639 | TNB | DISTRIBUTION | WP PUTRAJAYA & CYBERJAYA | Existing | 11 kV |  | RYB | VPTJ/PCE/J15412 | PE 15.41 P/PURI 15-12 BLOK B (F2) |  |  | Fail | Please check "Use"
378407645 | TNB | DISTRIBUTION | WP PUTRAJAYA & CYBERJAYA | Existing | 11 kV |  | RYB | VPTJ/PCE/J15412 | PE 15.41 P/PURI 15-12 BLOK B (F2) |  |  | Fail | Please check "Use"
378407646 | TNB | DISTRIBUTION | WP PUTRAJAYA & CYBERJAYA | Existing | 11 kV |  | RYB | VPTJ/PCE/J15412 | PE 15.41 P/PURI 15-12 BLOK B (F2) |  |  | Fail | Please check "Use"
378407650 | TNB | DISTRIBUTION | WP PUTRAJAYA & CYBERJAYA | Existing | 11 kV |  | RYB | VPTJ/PCE/J15412 | PE 15.41 P/PURI 15-12 BLOK B (F2) |  |  | Fail | Please check "Use"
378407653 | TNB | DISTRIBUTION | WP PUTRAJAYA & CYBERJAYA | Existing | 11 kV |  | RYB | VPTJ/PCE/J15412 | PE 15.41 P/PURI 15-12 BLOK B (F2) |  |  | Fail | Please check "Use"
378407654 | TNB | DISTRIBUTION | WP PUTRAJAYA & CYBERJAYA | Existing | 11 kV |  | RYB | VPTJ/PCE/J15412 | PE 15.41 P/PURI 15-12 BLOK B (F2) |  |  | Fail | Please check "Use"
378407729 | TNB | DISTRIBUTION | WP PUTRAJAYA & CYBERJAYA | Existing | 11 kV |  | RYB | VPTJ/PCE/J15401 | PE 15.40 P/PURI 15-12 BLOK A (F1) |  |  | Fail | Please check "Use"
378407730 | TNB | DISTRIBUTION | WP PUTRAJAYA & CYBERJAYA | Existing | 11 kV |  | RYB | VPTJ/PCE/J15401 | PE 15.40 P/PURI 15-12 BLOK A (F1) |  |  | Fail | Please check "Use"
378407735 | TNB | DISTRIBUTION | WP PUTRAJAYA & CYBERJAYA | Existing | 11 kV |  | RYB | VPTJ/PCE/J15401 | PE 15.40 P/PURI 15-12 BLOK A (F1) |  |  | Fail | Please check "Use"
378407741 | TNB | DISTRIBUTION | WP PUTRAJAYA & CYBERJAYA | Existing | 11 kV |  | RYB | VPTJ/PCE/J15401 | PE 15.40 P/PURI 15-12 BLOK A (F1) |  |  | Fail | Please check "Use"
378407742 | TNB | DISTRIBUTION | WP PUTRAJAYA & CYBERJAYA | Existing | 11 kV |  | RYB | VPTJ/PCE/J15401 | PE 15.40 P/PURI 15-12 BLOK A (F1) |  |  | Fail | Please check "Use"
378407746 | TNB | DISTRIBUTION | WP PUTRAJAYA & CYBERJAYA | Existing | 11 kV |  | RYB | VPTJ/PCE/J15401 | PE 15.40 P/PURI 15-12 BLOK A (F1) |  |  | Fail | Please check "Use"
378407749 | TNB | DISTRIBUTION | WP PUTRAJAYA & CYBERJAYA | Existing | 11 kV |  | RYB | VPTJ/PCE/J15401 | PE 15.40 P/PURI 15-12 BLOK A (F1) |  |  | Fail | Please check "Use"
378407750 | TNB | DISTRIBUTION | WP PUTRAJAYA & CYBERJAYA | Existing | 11 kV |  | RYB | VPTJ/PCE/J15401 | PE 15.40 P/PURI 15-12 BLOK A (F1) |  |  | Fail | Please check "Use"
378407823 | TNB | DISTRIBUTION | WP PUTRAJAYA & CYBERJAYA | Existing | 11 kV |  | RYB | VPTJ/PCE/J15402 | PE 15.40 P/PURI 15-12 BLOK A (F2) |  |  | Fail | Please check "Use"
378407824 | TNB | DISTRIBUTION | WP PUTRAJAYA & CYBERJAYA | Existing | 11 kV |  | RYB | VPTJ/PCE/J15402 | PE 15.40 P/PURI 15-12 BLOK A (F2) |  |  | Fail | Please check "Use"
378407829 | TNB | DISTRIBUTION | WP PUTRAJAYA & CYBERJAYA | Existing | 11 kV |  | RYB | VPTJ/PCE/J15402 | PE 15.40 P/PURI 15-12 BLOK A (F2) |  |  | Fail | Please check "Use"
378407835 | TNB | DISTRIBUTION | WP PUTRAJAYA & CYBERJAYA | Existing | 11 kV |  | RYB | VPTJ/PCE/J15402 | PE 15.40 P/PURI 15-12 BLOK A (F2) |  |  | Fail | Please check "Use"
378407836 | TNB | DISTRIBUTION | WP PUTRAJAYA & CYBERJAYA | Existing | 11 kV |  | RYB | VPTJ/PCE/J15402 | PE 15.40 P/PURI 15-12 BLOK A (F2) |  |  | Fail | Please check "Use"
378407840 | TNB | DISTRIBUTION | WP PUTRAJAYA & CYBERJAYA | Existing | 11 kV |  | RYB | VPTJ/PCE/J15402 | PE 15.40 P/PURI 15-12 BLOK A (F2) |  |  | Fail | Please check "Use"
378407843 | TNB | DISTRIBUTION | WP PUTRAJAYA & CYBERJAYA | Existing | 11 kV |  | RYB | VPTJ/PCE/J15402 | PE 15.40 P/PURI 15-12 BLOK A (F2) |  |  | Fail | Please check "Use"
378407844 | TNB | DISTRIBUTION | WP PUTRAJAYA & CYBERJAYA | Existing | 11 kV |  | RYB | VPTJ/PCE/J15402 | PE 15.40 P/PURI 15-12 BLOK A (F2) |  |  | Fail | Please check "Use"
378407919 | TNB | DISTRIBUTION | WP PUTRAJAYA & CYBERJAYA | Existing | 11 kV |  | RYB | VPTJ/PCE/J15471 | PE 15.47 APARTMENT ALAM DESA (F1) |  |  | Fail | Please check "Use"
378407920 | TNB | DISTRIBUTION | WP PUTRAJAYA & CYBERJAYA | Existing | 11 kV |  | RYB | VPTJ/PCE/J15471 | PE 15.47 APARTMENT ALAM DESA (F1) |  |  | Fail | Please check "Use"
378407925 | TNB | DISTRIBUTION | WP PUTRAJAYA & CYBERJAYA | Existing | 11 kV |  | RYB | VPTJ/PCE/J15471 | PE 15.47 APARTMENT ALAM DESA (F1) |  |  | Fail | Please check "Use"
378407931 | TNB | DISTRIBUTION | WP PUTRAJAYA & CYBERJAYA | Existing | 11 kV |  | RYB | VPTJ/PCE/J15471 | PE 15.47 APARTMENT ALAM DESA (F1) |  |  | Fail | Please check "Use"
378407932 | TNB | DISTRIBUTION | WP PUTRAJAYA & CYBERJAYA | Existing | 11 kV |  | RYB | VPTJ/PCE/J15471 | PE 15.47 APARTMENT ALAM DESA (F1) |  |  | Fail | Please check "Use"
378407936 | TNB | DISTRIBUTION | WP PUTRAJAYA & CYBERJAYA | Existing | 11 kV |  | RYB | VPTJ/PCE/J15471 | PE 15.47 APARTMENT ALAM DESA (F1) |  |  | Fail | Please check "Use"
378407939 | TNB | DISTRIBUTION | WP PUTRAJAYA & CYBERJAYA | Existing | 11 kV |  | RYB | VPTJ/PCE/J15471 | PE 15.47 APARTMENT ALAM DESA (F1) |  |  | Fail | Please check "Use"
378407940 | TNB | DISTRIBUTION | WP PUTRAJAYA & CYBERJAYA | Existing | 11 kV |  | RYB | VPTJ/PCE/J15471 | PE 15.47 APARTMENT ALAM DESA (F1) |  |  | Fail | Please check "Use"
378408015 | TNB | DISTRIBUTION | WP PUTRAJAYA & CYBERJAYA | Existing | 11 kV |  | RYB | VPTJ/PCE/J15472 | PE 15.47 APARTMENT ALAM DESA (F2) |  |  | Fail | Please check "Use"
378408016 | TNB | DISTRIBUTION | WP PUTRAJAYA & CYBERJAYA | Existing | 11 kV |  | RYB | VPTJ/PCE/J15472 | PE 15.47 APARTMENT ALAM DESA (F2) |  |  | Fail | Please check "Use"
378408021 | TNB | DISTRIBUTION | WP PUTRAJAYA & CYBERJAYA | Existing | 11 kV |  | RYB | VPTJ/PCE/J15472 | PE 15.47 APARTMENT ALAM DESA (F2) |  |  | Fail | Please check "Use"
378408027 | TNB | DISTRIBUTION | WP PUTRAJAYA & CYBERJAYA | Existing | 11 kV |  | RYB | VPTJ/PCE/J15472 | PE 15.47 APARTMENT ALAM DESA (F2) |  |  | Fail | Please check "Use"
378408028 | TNB | DISTRIBUTION | WP PUTRAJAYA & CYBERJAYA | Existing | 11 kV |  | RYB | VPTJ/PCE/J15472 | PE 15.47 APARTMENT ALAM DESA (F2) |  |  | Fail | Please check "Use"
378408032 | TNB | DISTRIBUTION | WP PUTRAJAYA & CYBERJAYA | Existing | 11 kV |  | RYB | VPTJ/PCE/J15472 | PE 15.47 APARTMENT ALAM DESA (F2) |  |  | Fail | Please check "Use"
378408035 | TNB | DISTRIBUTION | WP PUTRAJAYA & CYBERJAYA | Existing | 11 kV |  | RYB | VPTJ/PCE/J15472 | PE 15.47 APARTMENT ALAM DESA (F2) |  |  | Fail | Please check "Use"
378408036 | TNB | DISTRIBUTION | WP PUTRAJAYA & CYBERJAYA | Existing | 11 kV |  | RYB | VPTJ/PCE/J15472 | PE 15.47 APARTMENT ALAM DESA (F2) |  |  | Fail | Please check "Use"
378408111 | TNB | DISTRIBUTION | WP PUTRAJAYA & CYBERJAYA | Existing | 11 kV |  | RYB | VPTJ/PCE/J15351 | PE 15.35 FASA 15-1A (F1) |  |  | Fail | Please check "Use"
378408112 | TNB | DISTRIBUTION | WP PUTRAJAYA & CYBERJAYA | Existing | 11 kV |  | RYB | VPTJ/PCE/J15351 | PE 15.35 FASA 15-1A (F1) |  |  | Fail | Please check "Use"
378408117 | TNB | DISTRIBUTION | WP PUTRAJAYA & CYBERJAYA | Existing | 11 kV |  | RYB | VPTJ/PCE/J15351 | PE 15.35 FASA 15-1A (F1) |  |  | Fail | Please check "Use"
378408123 | TNB | DISTRIBUTION | WP PUTRAJAYA & CYBERJAYA | Existing | 11 kV |  | RYB | VPTJ/PCE/J15351 | PE 15.35 FASA 15-1A (F1) |  |  | Fail | Please check "Use"
378408124 | TNB | DISTRIBUTION | WP PUTRAJAYA & CYBERJAYA | Existing | 11 kV |  | RYB | VPTJ/PCE/J15351 | PE 15.35 FASA 15-1A (F1) |  |  | Fail | Please check "Use"
378408128 | TNB | DISTRIBUTION | WP PUTRAJAYA & CYBERJAYA | Existing | 11 kV |  | RYB | VPTJ/PCE/J15351 | PE 15.35 FASA 15-1A (F1) |  |  | Fail | Please check "Use"
378408131 | TNB | DISTRIBUTION | WP PUTRAJAYA & CYBERJAYA | Existing | 11 kV |  | RYB | VPTJ/PCE/J15351 | PE 15.35 FASA 15-1A (F1) |  |  | Fail | Please check "Use"
378408132 | TNB | DISTRIBUTION | WP PUTRAJAYA & CYBERJAYA | Existing | 11 kV |  | RYB | VPTJ/PCE/J15351 | PE 15.35 FASA 15-1A (F1) |  |  | Fail | Please check "Use"
378408205 | TNB | DISTRIBUTION | WP PUTRAJAYA & CYBERJAYA | Existing | 11 kV |  | RYB | VPTJ/PCE/J15352 | PE 15.35 FASA 15-1A (F2) |  |  | Fail | Please check "Use"
378408206 | TNB | DISTRIBUTION | WP PUTRAJAYA & CYBERJAYA | Existing | 11 kV |  | RYB | VPTJ/PCE/J15352 | PE 15.35 FASA 15-1A (F2) |  |  | Fail | Please check "Use"
378408211 | TNB | DISTRIBUTION | WP PUTRAJAYA & CYBERJAYA | Existing | 11 kV |  | RYB | VPTJ/PCE/J15352 | PE 15.35 FASA 15-1A (F2) |  |  | Fail | Please check "Use"
378408217 | TNB | DISTRIBUTION | WP PUTRAJAYA & CYBERJAYA | Existing | 11 kV |  | RYB | VPTJ/PCE/J15352 | PE 15.35 FASA 15-1A (F2) |  |  | Fail | Please check "Use"
378408218 | TNB | DISTRIBUTION | WP PUTRAJAYA & CYBERJAYA | Existing | 11 kV |  | RYB | VPTJ/PCE/J15352 | PE 15.35 FASA 15-1A (F2) |  |  | Fail | Please check "Use"
378408222 | TNB | DISTRIBUTION | WP PUTRAJAYA & CYBERJAYA | Existing | 11 kV |  | RYB | VPTJ/PCE/J15352 | PE 15.35 FASA 15-1A (F2) |  |  | Fail | Please check "Use"
378408225 | TNB | DISTRIBUTION | WP PUTRAJAYA & CYBERJAYA | Existing | 11 kV |  | RYB | VPTJ/PCE/J15352 | PE 15.35 FASA 15-1A (F2) |  |  | Fail | Please check "Use"
378408226 | TNB | DISTRIBUTION | WP PUTRAJAYA & CYBERJAYA | Existing | 11 kV |  | RYB | VPTJ/PCE/J15352 | PE 15.35 FASA 15-1A (F2) |  |  | Fail | Please check "Use"
378408301 | TNB | DISTRIBUTION | WP PUTRAJAYA & CYBERJAYA | Existing | 11 kV |  | RYB | VPTJ/PCE/J15361 | PE 15.36 FASA 15-1B (F1) |  |  | Fail | Please check "Use"
378408302 | TNB | DISTRIBUTION | WP PUTRAJAYA & CYBERJAYA | Existing | 11 kV |  | RYB | VPTJ/PCE/J15361 | PE 15.36 FASA 15-1B (F1) |  |  | Fail | Please check "Use"
378408307 | TNB | DISTRIBUTION | WP PUTRAJAYA & CYBERJAYA | Existing | 11 kV |  | RYB | VPTJ/PCE/J15361 | PE 15.36 FASA 15-1B (F1) |  |  | Fail | Please check "Use"
378408313 | TNB | DISTRIBUTION | WP PUTRAJAYA & CYBERJAYA | Existing | 11 kV |  | RYB | VPTJ/PCE/J15361 | PE 15.36 FASA 15-1B (F1) |  |  | Fail | Please check "Use"
378408314 | TNB | DISTRIBUTION | WP PUTRAJAYA & CYBERJAYA | Existing | 11 kV |  | RYB | VPTJ/PCE/J15361 | PE 15.36 FASA 15-1B (F1) |  |  | Fail | Please check "Use"
378408318 | TNB | DISTRIBUTION | WP PUTRAJAYA & CYBERJAYA | Existing | 11 kV |  | RYB | VPTJ/PCE/J15361 | PE 15.36 FASA 15-1B (F1) |  |  | Fail | Please check "Use"
378408321 | TNB | DISTRIBUTION | WP PUTRAJAYA & CYBERJAYA | Existing | 11 kV |  | RYB | VPTJ/PCE/J15361 | PE 15.36 FASA 15-1B (F1) |  |  | Fail | Please check "Use"
378408322 | TNB | DISTRIBUTION | WP PUTRAJAYA & CYBERJAYA | Existing | 11 kV |  | RYB | VPTJ/PCE/J15361 | PE 15.36 FASA 15-1B (F1) |  |  | Fail | Please check "Use"
378408395 | TNB | DISTRIBUTION | WP PUTRAJAYA & CYBERJAYA | Existing | 11 kV |  | RYB | VPTJ/PCE/J15362 | PE 15.36 FASA 15-1B(F2) |  |  | Fail | Please check "Use"
378408396 | TNB | DISTRIBUTION | WP PUTRAJAYA & CYBERJAYA | Existing | 11 kV |  | RYB | VPTJ/PCE/J15362 | PE 15.36 FASA 15-1B(F2) |  |  | Fail | Please check "Use"
378408401 | TNB | DISTRIBUTION | WP PUTRAJAYA & CYBERJAYA | Existing | 11 kV |  | RYB | VPTJ/PCE/J15362 | PE 15.36 FASA 15-1B(F2) |  |  | Fail | Please check "Use"
378408407 | TNB | DISTRIBUTION | WP PUTRAJAYA & CYBERJAYA | Existing | 11 kV |  | RYB | VPTJ/PCE/J15362 | PE 15.36 FASA 15-1B(F2) |  |  | Fail | Please check "Use"
378408408 | TNB | DISTRIBUTION | WP PUTRAJAYA & CYBERJAYA | Existing | 11 kV |  | RYB | VPTJ/PCE/J15362 | PE 15.36 FASA 15-1B(F2) |  |  | Fail | Please check "Use"
378408412 | TNB | DISTRIBUTION | WP PUTRAJAYA & CYBERJAYA | Existing | 11 kV |  | RYB | VPTJ/PCE/J15362 | PE 15.36 FASA 15-1B(F2) |  |  | Fail | Please check "Use"
378408415 | TNB | DISTRIBUTION | WP PUTRAJAYA & CYBERJAYA | Existing | 11 kV |  | RYB | VPTJ/PCE/J15362 | PE 15.36 FASA 15-1B(F2) |  |  | Fail | Please check "Use"
378408416 | TNB | DISTRIBUTION | WP PUTRAJAYA & CYBERJAYA | Existing | 11 kV |  | RYB | VPTJ/PCE/J15362 | PE 15.36 FASA 15-1B(F2) |  |  | Fail | Please check "Use"
378408491 | TNB | DISTRIBUTION | WP PUTRAJAYA & CYBERJAYA | Existing | 11 kV |  | RYB | VPTJ/PCE/J15381 | PE 15.38 FASA 15-3B (F1) |  |  | Fail | Please check "Use"
378408492 | TNB | DISTRIBUTION | WP PUTRAJAYA & CYBERJAYA | Existing | 11 kV |  | RYB | VPTJ/PCE/J15381 | PE 15.38 FASA 15-3B (F1) |  |  | Fail | Please check "Use"
378408497 | TNB | DISTRIBUTION | WP PUTRAJAYA & CYBERJAYA | Existing | 11 kV |  | RYB | VPTJ/PCE/J15381 | PE 15.38 FASA 15-3B (F1) |  |  | Fail | Please check "Use"
378408503 | TNB | DISTRIBUTION | WP PUTRAJAYA & CYBERJAYA | Existing | 11 kV |  | RYB | VPTJ/PCE/J15381 | PE 15.38 FASA 15-3B (F1) |  |  | Fail | Please check "Use"
378408504 | TNB | DISTRIBUTION | WP PUTRAJAYA & CYBERJAYA | Existing | 11 kV |  | RYB | VPTJ/PCE/J15381 | PE 15.38 FASA 15-3B (F1) |  |  | Fail | Please check "Use"
378408508 | TNB | DISTRIBUTION | WP PUTRAJAYA & CYBERJAYA | Existing | 11 kV |  | RYB | VPTJ/PCE/J15381 | PE 15.38 FASA 15-3B (F1) |  |  | Fail | Please check "Use"
378408511 | TNB | DISTRIBUTION | WP PUTRAJAYA & CYBERJAYA | Existing | 11 kV |  | RYB | VPTJ/PCE/J15381 | PE 15.38 FASA 15-3B (F1) |  |  | Fail | Please check "Use"
378408512 | TNB | DISTRIBUTION | WP PUTRAJAYA & CYBERJAYA | Existing | 11 kV |  | RYB | VPTJ/PCE/J15381 | PE 15.38 FASA 15-3B (F1) |  |  | Fail | Please check "Use"
378408585 | TNB | DISTRIBUTION | WP PUTRAJAYA & CYBERJAYA | Existing | 11 kV |  | RYB | VPTJ/PCE/J15382 | PE 15.38 FASA 15-3B (F2) |  |  | Fail | Please check "Use"
378408586 | TNB | DISTRIBUTION | WP PUTRAJAYA & CYBERJAYA | Existing | 11 kV |  | RYB | VPTJ/PCE/J15382 | PE 15.38 FASA 15-3B (F2) |  |  | Fail | Please check "Use"
378408591 | TNB | DISTRIBUTION | WP PUTRAJAYA & CYBERJAYA | Existing | 11 kV |  | RYB | VPTJ/PCE/J15382 | PE 15.38 FASA 15-3B (F2) |  |  | Fail | Please check "Use"
378408597 | TNB | DISTRIBUTION | WP PUTRAJAYA & CYBERJAYA | Existing | 11 kV |  | RYB | VPTJ/PCE/J15382 | PE 15.38 FASA 15-3B (F2) |  |  | Fail | Please check "Use"
378408598 | TNB | DISTRIBUTION | WP PUTRAJAYA & CYBERJAYA | Existing | 11 kV |  | RYB | VPTJ/PCE/J15382 | PE 15.38 FASA 15-3B (F2) |  |  | Fail | Please check "Use"
378408602 | TNB | DISTRIBUTION | WP PUTRAJAYA & CYBERJAYA | Existing | 11 kV |  | RYB | VPTJ/PCE/J15382 | PE 15.38 FASA 15-3B (F2) |  |  | Fail | Please check "Use"
378408605 | TNB | DISTRIBUTION | WP PUTRAJAYA & CYBERJAYA | Existing | 11 kV |  | RYB | VPTJ/PCE/J15382 | PE 15.38 FASA 15-3B (F2) |  |  | Fail | Please check "Use"
378408606 | TNB | DISTRIBUTION | WP PUTRAJAYA & CYBERJAYA | Existing | 11 kV |  | RYB | VPTJ/PCE/J15382 | PE 15.38 FASA 15-3B (F2) |  |  | Fail | Please check "Use"
378408681 | TNB | DISTRIBUTION | WP PUTRAJAYA & CYBERJAYA | Existing | 11 kV |  | RYB | VPTJ/PCE/J15391 | PE 15.39 FASA 15-3A (F1) |  |  | Fail | Please check "Use"
378408682 | TNB | DISTRIBUTION | WP PUTRAJAYA & CYBERJAYA | Existing | 11 kV |  | RYB | VPTJ/PCE/J15391 | PE 15.39 FASA 15-3A (F1) |  |  | Fail | Please check "Use"
378408687 | TNB | DISTRIBUTION | WP PUTRAJAYA & CYBERJAYA | Existing | 11 kV |  | RYB | VPTJ/PCE/J15391 | PE 15.39 FASA 15-3A (F1) |  |  | Fail | Please check "Use"
378408693 | TNB | DISTRIBUTION | WP PUTRAJAYA & CYBERJAYA | Existing | 11 kV |  | RYB | VPTJ/PCE/J15391 | PE 15.39 FASA 15-3A (F1) |  |  | Fail | Please check "Use"
378408694 | TNB | DISTRIBUTION | WP PUTRAJAYA & CYBERJAYA | Existing | 11 kV |  | RYB | VPTJ/PCE/J15391 | PE 15.39 FASA 15-3A (F1) |  |  | Fail | Please check "Use"
378408698 | TNB | DISTRIBUTION | WP PUTRAJAYA & CYBERJAYA | Existing | 11 kV |  | RYB | VPTJ/PCE/J15391 | PE 15.39 FASA 15-3A (F1) |  |  | Fail | Please check "Use"
378408701 | TNB | DISTRIBUTION | WP PUTRAJAYA & CYBERJAYA | Existing | 11 kV |  | RYB | VPTJ/PCE/J15391 | PE 15.39 FASA 15-3A (F1) |  |  | Fail | Please check "Use"
378408702 | TNB | DISTRIBUTION | WP PUTRAJAYA & CYBERJAYA | Existing | 11 kV |  | RYB | VPTJ/PCE/J15391 | PE 15.39 FASA 15-3A (F1) |  |  | Fail | Please check "Use"
378421932 | TNB | DISTRIBUTION | WP PUTRAJAYA & CYBERJAYA | Existing | 11 kV |  | RYB | VPTJ/PCE/J17052 | PE 17.05 RK 1-2 (F2) |  |  | Fail | Please check "Use"
378421933 | TNB | DISTRIBUTION | WP PUTRAJAYA & CYBERJAYA | Existing | 11 kV |  | RYB | VPTJ/PCE/J17052 | PE 17.05 RK 1-2 (F2) |  |  | Fail | Please check "Use"
378421934 | TNB | DISTRIBUTION | WP PUTRAJAYA & CYBERJAYA | Existing | 11 kV |  | RYB | VPTJ/PCE/J17052 | PE 17.05 RK 1-2 (F2) |  |  | Fail | Please check "Use"
378421941 | TNB | DISTRIBUTION | WP PUTRAJAYA & CYBERJAYA | Existing | 11 kV |  | RYB | VPTJ/PCE/J17052 | PE 17.05 RK 1-2 (F2) |  |  | Fail | Please check "Use"
378421944 | TNB | DISTRIBUTION | WP PUTRAJAYA & CYBERJAYA | Existing | 11 kV |  | RYB | VPTJ/PCE/J17052 | PE 17.05 RK 1-2 (F2) |  |  | Fail | Please check "Use"
378421945 | TNB | DISTRIBUTION | WP PUTRAJAYA & CYBERJAYA | Existing | 11 kV |  | RYB | VPTJ/PCE/J17052 | PE 17.05 RK 1-2 (F2) |  |  | Fail | Please check "Use"
378421946 | TNB | DISTRIBUTION | WP PUTRAJAYA & CYBERJAYA | Existing | 11 kV |  | RYB | VPTJ/PCE/J17052 | PE 17.05 RK 1-2 (F2) |  |  | Fail | Please check "Use"
378421948 | TNB | DISTRIBUTION | WP PUTRAJAYA & CYBERJAYA | Existing | 11 kV |  | RYB | VPTJ/PCE/J17052 | PE 17.05 RK 1-2 (F2) |  |  | Fail | Please check "Use"
378421949 | TNB | DISTRIBUTION | WP PUTRAJAYA & CYBERJAYA | Existing | 11 kV |  | RYB | VPTJ/PCE/J17052 | PE 17.05 RK 1-2 (F2) |  |  | Fail | Please check "Use"
378421951 | TNB | DISTRIBUTION | WP PUTRAJAYA & CYBERJAYA | Existing | 11 kV |  | RYB | VPTJ/PCE/J17052 | PE 17.05 RK 1-2 (F2) |  |  | Fail | Please check "Use"
378421959 | TNB | DISTRIBUTION | WP PUTRAJAYA & CYBERJAYA | Existing | 11 kV |  | RYB | VPTJ/PCE/J17052 | PE 17.05 RK 1-2 (F2) |  |  | Fail | Please check "Use"
378422108 | TNB | DISTRIBUTION | WP PUTRAJAYA & CYBERJAYA | Existing | 11 kV |  | RYB | VPTJ/PCE/J17081 | PE 17.08 BLOK E 17RK2 (F1) |  |  | Fail | Please check "Use"
378422109 | TNB | DISTRIBUTION | WP PUTRAJAYA & CYBERJAYA | Existing | 11 kV |  | RYB | VPTJ/PCE/J17081 | PE 17.08 BLOK E 17RK2 (F1) |  |  | Fail | Please check "Use"
378422114 | TNB | DISTRIBUTION | WP PUTRAJAYA & CYBERJAYA | Existing | 11 kV |  | RYB | VPTJ/PCE/J17081 | PE 17.08 BLOK E 17RK2 (F1) |  |  | Fail | Please check "Use"
378422120 | TNB | DISTRIBUTION | WP PUTRAJAYA & CYBERJAYA | Existing | 11 kV |  | RYB | VPTJ/PCE/J17081 | PE 17.08 BLOK E 17RK2 (F1) |  |  | Fail | Please check "Use"
378422121 | TNB | DISTRIBUTION | WP PUTRAJAYA & CYBERJAYA | Existing | 11 kV |  | RYB | VPTJ/PCE/J17081 | PE 17.08 BLOK E 17RK2 (F1) |  |  | Fail | Please check "Use"
378422125 | TNB | DISTRIBUTION | WP PUTRAJAYA & CYBERJAYA | Existing | 11 kV |  | RYB | VPTJ/PCE/J17081 | PE 17.08 BLOK E 17RK2 (F1) |  |  | Fail | Please check "Use"
378422128 | TNB | DISTRIBUTION | WP PUTRAJAYA & CYBERJAYA | Existing | 11 kV |  | RYB | VPTJ/PCE/J17081 | PE 17.08 BLOK E 17RK2 (F1) |  |  | Fail | Please check "Use"
378422129 | TNB | DISTRIBUTION | WP PUTRAJAYA & CYBERJAYA | Existing | 11 kV |  | RYB | VPTJ/PCE/J17081 | PE 17.08 BLOK E 17RK2 (F1) |  |  | Fail | Please check "Use"
378422202 | TNB | DISTRIBUTION | WP PUTRAJAYA & CYBERJAYA | Existing | 11 kV |  | RYB | VPTJ/PCE/J17082 | PE 17.08 BLOK E 17RK2 (F2) |  |  | Fail | Please check "Use"
378422203 | TNB | DISTRIBUTION | WP PUTRAJAYA & CYBERJAYA | Existing | 11 kV |  | RYB | VPTJ/PCE/J17082 | PE 17.08 BLOK E 17RK2 (F2) |  |  | Fail | Please check "Use"
378422208 | TNB | DISTRIBUTION | WP PUTRAJAYA & CYBERJAYA | Existing | 11 kV |  | RYB | VPTJ/PCE/J17082 | PE 17.08 BLOK E 17RK2 (F2) |  |  | Fail | Please check "Use"
378422214 | TNB | DISTRIBUTION | WP PUTRAJAYA & CYBERJAYA | Existing | 11 kV |  | RYB | VPTJ/PCE/J17082 | PE 17.08 BLOK E 17RK2 (F2) |  |  | Fail | Please check "Use"
378422215 | TNB | DISTRIBUTION | WP PUTRAJAYA & CYBERJAYA | Existing | 11 kV |  | RYB | VPTJ/PCE/J17082 | PE 17.08 BLOK E 17RK2 (F2) |  |  | Fail | Please check "Use"
378422219 | TNB | DISTRIBUTION | WP PUTRAJAYA & CYBERJAYA | Existing | 11 kV |  | RYB | VPTJ/PCE/J17082 | PE 17.08 BLOK E 17RK2 (F2) |  |  | Fail | Please check "Use"
378422222 | TNB | DISTRIBUTION | WP PUTRAJAYA & CYBERJAYA | Existing | 11 kV |  | RYB | VPTJ/PCE/J17082 | PE 17.08 BLOK E 17RK2 (F2) |  |  | Fail | Please check "Use"
378422223 | TNB | DISTRIBUTION | WP PUTRAJAYA & CYBERJAYA | Existing | 11 kV |  | RYB | VPTJ/PCE/J17082 | PE 17.08 BLOK E 17RK2 (F2) |  |  | Fail | Please check "Use"
378422392 | TNB | DISTRIBUTION | WP PUTRAJAYA & CYBERJAYA | Existing | 11 kV |  | RYB | VPTJ/PCE/J17072 | PE 17.07 BLOK C 17RK2 (F2) |  |  | Fail | Please check "Use"
378422393 | TNB | DISTRIBUTION | WP PUTRAJAYA & CYBERJAYA | Existing | 11 kV |  | RYB | VPTJ/PCE/J17072 | PE 17.07 BLOK C 17RK2 (F2) |  |  | Fail | Please check "Use"
378422398 | TNB | DISTRIBUTION | WP PUTRAJAYA & CYBERJAYA | Existing | 11 kV |  | RYB | VPTJ/PCE/J17072 | PE 17.07 BLOK C 17RK2 (F2) |  |  | Fail | Please check "Use"
378422404 | TNB | DISTRIBUTION | WP PUTRAJAYA & CYBERJAYA | Existing | 11 kV |  | RYB | VPTJ/PCE/J17072 | PE 17.07 BLOK C 17RK2 (F2) |  |  | Fail | Please check "Use"
378422405 | TNB | DISTRIBUTION | WP PUTRAJAYA & CYBERJAYA | Existing | 11 kV |  | RYB | VPTJ/PCE/J17072 | PE 17.07 BLOK C 17RK2 (F2) |  |  | Fail | Please check "Use"
378422409 | TNB | DISTRIBUTION | WP PUTRAJAYA & CYBERJAYA | Existing | 11 kV |  | RYB | VPTJ/PCE/J17072 | PE 17.07 BLOK C 17RK2 (F2) |  |  | Fail | Please check "Use"
378422412 | TNB | DISTRIBUTION | WP PUTRAJAYA & CYBERJAYA | Existing | 11 kV |  | RYB | VPTJ/PCE/J17072 | PE 17.07 BLOK C 17RK2 (F2) |  |  | Fail | Please check "Use"
378422413 | TNB | DISTRIBUTION | WP PUTRAJAYA & CYBERJAYA | Existing | 11 kV |  | RYB | VPTJ/PCE/J17072 | PE 17.07 BLOK C 17RK2 (F2) |  |  | Fail | Please check "Use"
378422486 | TNB | DISTRIBUTION | WP PUTRAJAYA & CYBERJAYA | Existing | 11 kV |  | RYB | VPTJ/PCE/J17071 | PE 17.07 BLOK C 17RK2 (F1) |  |  | Fail | Please check "Use"
378422487 | TNB | DISTRIBUTION | WP PUTRAJAYA & CYBERJAYA | Existing | 11 kV |  | RYB | VPTJ/PCE/J17071 | PE 17.07 BLOK C 17RK2 (F1) |  |  | Fail | Please check "Use"
378422492 | TNB | DISTRIBUTION | WP PUTRAJAYA & CYBERJAYA | Existing | 11 kV |  | RYB | VPTJ/PCE/J17071 | PE 17.07 BLOK C 17RK2 (F1) |  |  | Fail | Please check "Use"
378422498 | TNB | DISTRIBUTION | WP PUTRAJAYA & CYBERJAYA | Existing | 11 kV |  | RYB | VPTJ/PCE/J17071 | PE 17.07 BLOK C 17RK2 (F1) |  |  | Fail | Please check "Use"
378422499 | TNB | DISTRIBUTION | WP PUTRAJAYA & CYBERJAYA | Existing | 11 kV |  | RYB | VPTJ/PCE/J17071 | PE 17.07 BLOK C 17RK2 (F1) |  |  | Fail | Please check "Use"
378422503 | TNB | DISTRIBUTION | WP PUTRAJAYA & CYBERJAYA | Existing | 11 kV |  | RYB | VPTJ/PCE/J17071 | PE 17.07 BLOK C 17RK2 (F1) |  |  | Fail | Please check "Use"
378422506 | TNB | DISTRIBUTION | WP PUTRAJAYA & CYBERJAYA | Existing | 11 kV |  | RYB | VPTJ/PCE/J17071 | PE 17.07 BLOK C 17RK2 (F1) |  |  | Fail | Please check "Use"
378422507 | TNB | DISTRIBUTION | WP PUTRAJAYA & CYBERJAYA | Existing | 11 kV |  | RYB | VPTJ/PCE/J17071 | PE 17.07 BLOK C 17RK2 (F1) |  |  | Fail | Please check "Use"
378422582 | TNB | DISTRIBUTION | WP PUTRAJAYA & CYBERJAYA | Existing | 11 kV |  | RYB | VPTJ/PCE/J17091 | PE 17.09 SEK REN PRESINT 17 F1 |  |  | Fail | Please check "Use"
378422583 | TNB | DISTRIBUTION | WP PUTRAJAYA & CYBERJAYA | Existing | 11 kV |  | RYB | VPTJ/PCE/J17091 | PE 17.09 SEK REN PRESINT 17 F1 |  |  | Fail | Please check "Use"
378422588 | TNB | DISTRIBUTION | WP PUTRAJAYA & CYBERJAYA | Existing | 11 kV |  | RYB | VPTJ/PCE/J17091 | PE 17.09 SEK REN PRESINT 17 F1 |  |  | Fail | Please check "Use"
378422594 | TNB | DISTRIBUTION | WP PUTRAJAYA & CYBERJAYA | Existing | 11 kV |  | RYB | VPTJ/PCE/J17091 | PE 17.09 SEK REN PRESINT 17 F1 |  |  | Fail | Please check "Use"
378422595 | TNB | DISTRIBUTION | WP PUTRAJAYA & CYBERJAYA | Existing | 11 kV |  | RYB | VPTJ/PCE/J17091 | PE 17.09 SEK REN PRESINT 17 F1 |  |  | Fail | Please check "Use"
378422599 | TNB | DISTRIBUTION | WP PUTRAJAYA & CYBERJAYA | Existing | 11 kV |  | RYB | VPTJ/PCE/J17091 | PE 17.09 SEK REN PRESINT 17 F1 |  |  | Fail | Please check "Use"
378422602 | TNB | DISTRIBUTION | WP PUTRAJAYA & CYBERJAYA | Existing | 11 kV |  | RYB | VPTJ/PCE/J17091 | PE 17.09 SEK REN PRESINT 17 F1 |  |  | Fail | Please check "Use"
378422603 | TNB | DISTRIBUTION | WP PUTRAJAYA & CYBERJAYA | Existing | 11 kV |  | RYB | VPTJ/PCE/J17091 | PE 17.09 SEK REN PRESINT 17 F1 |  |  | Fail | Please check "Use"
378422676 | TNB | DISTRIBUTION | WP PUTRAJAYA & CYBERJAYA | Existing | 11 kV |  | RYB | VPTJ/PCE/J17092 | PE 17.09 SEK REN PRESINT 17 (F2) |  |  | Fail | Please check "Use"
378422677 | TNB | DISTRIBUTION | WP PUTRAJAYA & CYBERJAYA | Existing | 11 kV |  | RYB | VPTJ/PCE/J17092 | PE 17.09 SEK REN PRESINT 17 (F2) |  |  | Fail | Please check "Use"
378422682 | TNB | DISTRIBUTION | WP PUTRAJAYA & CYBERJAYA | Existing | 11 kV |  | RYB | VPTJ/PCE/J17092 | PE 17.09 SEK REN PRESINT 17 (F2) |  |  | Fail | Please check "Use"
378422688 | TNB | DISTRIBUTION | WP PUTRAJAYA & CYBERJAYA | Existing | 11 kV |  | RYB | VPTJ/PCE/J17092 | PE 17.09 SEK REN PRESINT 17 (F2) |  |  | Fail | Please check "Use"
378422689 | TNB | DISTRIBUTION | WP PUTRAJAYA & CYBERJAYA | Existing | 11 kV |  | RYB | VPTJ/PCE/J17092 | PE 17.09 SEK REN PRESINT 17 (F2) |  |  | Fail | Please check "Use"
378422693 | TNB | DISTRIBUTION | WP PUTRAJAYA & CYBERJAYA | Existing | 11 kV |  | RYB | VPTJ/PCE/J17092 | PE 17.09 SEK REN PRESINT 17 (F2) |  |  | Fail | Please check "Use"
378422696 | TNB | DISTRIBUTION | WP PUTRAJAYA & CYBERJAYA | Existing | 11 kV |  | RYB | VPTJ/PCE/J17092 | PE 17.09 SEK REN PRESINT 17 (F2) |  |  | Fail | Please check "Use"
378422697 | TNB | DISTRIBUTION | WP PUTRAJAYA & CYBERJAYA | Existing | 11 kV |  | RYB | VPTJ/PCE/J17092 | PE 17.09 SEK REN PRESINT 17 (F2) |  |  | Fail | Please check "Use"
378422772 | TNB | DISTRIBUTION | WP PUTRAJAYA & CYBERJAYA | Existing | 11 kV |  | RYB | VPTJ/PCE/J01311 | PE 1.31 PADAT PERSIARAN PERDANA |  |  | Fail | Please check "Use"
378422773 | TNB | DISTRIBUTION | WP PUTRAJAYA & CYBERJAYA | Existing | 11 kV |  | RYB | VPTJ/PCE/J01311 | PE 1.31 PADAT PERSIARAN PERDANA |  |  | Fail | Please check "Use"
378422778 | TNB | DISTRIBUTION | WP PUTRAJAYA & CYBERJAYA | Existing | 11 kV |  | RYB | VPTJ/PCE/J01311 | PE 1.31 PADAT PERSIARAN PERDANA |  |  | Fail | Please check "Use"
378422784 | TNB | DISTRIBUTION | WP PUTRAJAYA & CYBERJAYA | Existing | 11 kV |  | RYB | VPTJ/PCE/J01311 | PE 1.31 PADAT PERSIARAN PERDANA |  |  | Fail | Please check "Use"
378422785 | TNB | DISTRIBUTION | WP PUTRAJAYA & CYBERJAYA | Existing | 11 kV |  | RYB | VPTJ/PCE/J01311 | PE 1.31 PADAT PERSIARAN PERDANA |  |  | Fail | Please check "Use"
378422789 | TNB | DISTRIBUTION | WP PUTRAJAYA & CYBERJAYA | Existing | 11 kV |  | RYB | VPTJ/PCE/J01311 | PE 1.31 PADAT PERSIARAN PERDANA |  |  | Fail | Please check "Use"
378422792 | TNB | DISTRIBUTION | WP PUTRAJAYA & CYBERJAYA | Existing | 11 kV |  | RYB | VPTJ/PCE/J01311 | PE 1.31 PADAT PERSIARAN PERDANA |  |  | Fail | Please check "Use"
378422793 | TNB | DISTRIBUTION | WP PUTRAJAYA & CYBERJAYA | Existing | 11 kV |  | RYB | VPTJ/PCE/J01311 | PE 1.31 PADAT PERSIARAN PERDANA |  |  | Fail | Please check "Use"
378422943 | TNB | DISTRIBUTION | WP PUTRAJAYA & CYBERJAYA | Existing | 11 kV |  | RYB | VPTJ/PCE/J01271 | PE 1.27 PADAT PERSIARAN PERSEKUTUAN |  |  | Fail | Please check "Use"
378422944 | TNB | DISTRIBUTION | WP PUTRAJAYA & CYBERJAYA | Existing | 11 kV |  | RYB | VPTJ/PCE/J01271 | PE 1.27 PADAT PERSIARAN PERSEKUTUAN |  |  | Fail | Please check "Use"
378422949 | TNB | DISTRIBUTION | WP PUTRAJAYA & CYBERJAYA | Existing | 11 kV |  | RYB | VPTJ/PCE/J01271 | PE 1.27 PADAT PERSIARAN PERSEKUTUAN |  |  | Fail | Please check "Use"
378422955 | TNB | DISTRIBUTION | WP PUTRAJAYA & CYBERJAYA | Existing | 11 kV |  | RYB | VPTJ/PCE/J01271 | PE 1.27 PADAT PERSIARAN PERSEKUTUAN |  |  | Fail | Please check "Use"
378422956 | TNB | DISTRIBUTION | WP PUTRAJAYA & CYBERJAYA | Existing | 11 kV |  | RYB | VPTJ/PCE/J01271 | PE 1.27 PADAT PERSIARAN PERSEKUTUAN |  |  | Fail | Please check "Use"
378422960 | TNB | DISTRIBUTION | WP PUTRAJAYA & CYBERJAYA | Existing | 11 kV |  | RYB | VPTJ/PCE/J01271 | PE 1.27 PADAT PERSIARAN PERSEKUTUAN |  |  | Fail | Please check "Use"
378422963 | TNB | DISTRIBUTION | WP PUTRAJAYA & CYBERJAYA | Existing | 11 kV |  | RYB | VPTJ/PCE/J01271 | PE 1.27 PADAT PERSIARAN PERSEKUTUAN |  |  | Fail | Please check "Use"
378422964 | TNB | DISTRIBUTION | WP PUTRAJAYA & CYBERJAYA | Existing | 11 kV |  | RYB | VPTJ/PCE/J01271 | PE 1.27 PADAT PERSIARAN PERSEKUTUAN |  |  | Fail | Please check "Use"
378423054 | TNB | DISTRIBUTION | WP PUTRAJAYA & CYBERJAYA | Existing | 11 kV |  | RYB | VPTJ/PCE/J01301 | PE 1.30 TAPAK SEMAIAN BOTANI |  |  | Fail | Please check "Use"
378423058 | TNB | DISTRIBUTION | WP PUTRAJAYA & CYBERJAYA | Existing | 11 kV |  | RYB | VPTJ/PCE/J01301 | PE 1.30 TAPAK SEMAIAN BOTANI |  |  | Fail | Please check "Use"
378423060 | TNB | DISTRIBUTION | WP PUTRAJAYA & CYBERJAYA | Existing | 11 kV |  | RYB | VPTJ/PCE/J01301 | PE 1.30 TAPAK SEMAIAN BOTANI |  |  | Fail | Please check "Use"
378423070 | TNB | DISTRIBUTION | WP PUTRAJAYA & CYBERJAYA | Existing | 11 kV |  | RYB | VPTJ/PCE/J01301 | PE 1.30 TAPAK SEMAIAN BOTANI |  |  | Fail | Please check "Use"
378423086 | TNB | DISTRIBUTION | WP PUTRAJAYA & CYBERJAYA | Existing | 11 kV |  | RYB | VPTJ/PCE/J01301 | PE 1.30 TAPAK SEMAIAN BOTANI |  |  | Fail | Please check "Use"
378423087 | TNB | DISTRIBUTION | WP PUTRAJAYA & CYBERJAYA | Existing | 11 kV |  | RYB | VPTJ/PCE/J01301 | PE 1.30 TAPAK SEMAIAN BOTANI |  |  | Fail | Please check "Use"
378423089 | TNB | DISTRIBUTION | WP PUTRAJAYA & CYBERJAYA | Existing | 11 kV |  | RYB | VPTJ/PCE/J01301 | PE 1.30 TAPAK SEMAIAN BOTANI |  |  | Fail | Please check "Use"
378423095 | TNB | DISTRIBUTION | WP PUTRAJAYA & CYBERJAYA | Existing | 11 kV |  | RYB | VPTJ/PCE/J01301 | PE 1.30 TAPAK SEMAIAN BOTANI |  |  | Fail | Please check "Use"
378423096 | TNB | DISTRIBUTION | WP PUTRAJAYA & CYBERJAYA | Existing | 11 kV |  | RYB | VPTJ/PCE/J01301 | PE 1.30 TAPAK SEMAIAN BOTANI |  |  | Fail | Please check "Use"
378423173 | TNB | DISTRIBUTION | WP PUTRAJAYA & CYBERJAYA | Existing | 11 kV |  | RYB | VPTJ/PCE/J01591 | PE 1.59 WETLAND MANAGEMENT |  |  | Fail | Please check "Use"
378423174 | TNB | DISTRIBUTION | WP PUTRAJAYA & CYBERJAYA | Existing | 11 kV |  | RYB | VPTJ/PCE/J01591 | PE 1.59 WETLAND MANAGEMENT |  |  | Fail | Please check "Use"
378423179 | TNB | DISTRIBUTION | WP PUTRAJAYA & CYBERJAYA | Existing | 11 kV |  | RYB | VPTJ/PCE/J01591 | PE 1.59 WETLAND MANAGEMENT |  |  | Fail | Please check "Use"
378423185 | TNB | DISTRIBUTION | WP PUTRAJAYA & CYBERJAYA | Existing | 11 kV |  | RYB | VPTJ/PCE/J01591 | PE 1.59 WETLAND MANAGEMENT |  |  | Fail | Please check "Use"
378423186 | TNB | DISTRIBUTION | WP PUTRAJAYA & CYBERJAYA | Existing | 11 kV |  | RYB | VPTJ/PCE/J01591 | PE 1.59 WETLAND MANAGEMENT |  |  | Fail | Please check "Use"
378423190 | TNB | DISTRIBUTION | WP PUTRAJAYA & CYBERJAYA | Existing | 11 kV |  | RYB | VPTJ/PCE/J01591 | PE 1.59 WETLAND MANAGEMENT |  |  | Fail | Please check "Use"
378423193 | TNB | DISTRIBUTION | WP PUTRAJAYA & CYBERJAYA | Existing | 11 kV |  | RYB | VPTJ/PCE/J01591 | PE 1.59 WETLAND MANAGEMENT |  |  | Fail | Please check "Use"
378423194 | TNB | DISTRIBUTION | WP PUTRAJAYA & CYBERJAYA | Existing | 11 kV |  | RYB | VPTJ/PCE/J01591 | PE 1.59 WETLAND MANAGEMENT |  |  | Fail | Please check "Use"
378423339 | TNB | DISTRIBUTION | WP PUTRAJAYA & CYBERJAYA | Existing | 11 kV |  | RYB | VPTJ/PCE/J13041 | PE 13.04 UGS PERSEKUTUAN |  |  | Fail | Please check "Use"
378423340 | TNB | DISTRIBUTION | WP PUTRAJAYA & CYBERJAYA | Existing | 11 kV |  | RYB | VPTJ/PCE/J13041 | PE 13.04 UGS PERSEKUTUAN |  |  | Fail | Please check "Use"
378423345 | TNB | DISTRIBUTION | WP PUTRAJAYA & CYBERJAYA | Existing | 11 kV |  | RYB | VPTJ/PCE/J13041 | PE 13.04 UGS PERSEKUTUAN |  |  | Fail | Please check "Use"
378423351 | TNB | DISTRIBUTION | WP PUTRAJAYA & CYBERJAYA | Existing | 11 kV |  | RYB | VPTJ/PCE/J13041 | PE 13.04 UGS PERSEKUTUAN |  |  | Fail | Please check "Use"
378423352 | TNB | DISTRIBUTION | WP PUTRAJAYA & CYBERJAYA | Existing | 11 kV |  | RYB | VPTJ/PCE/J13041 | PE 13.04 UGS PERSEKUTUAN |  |  | Fail | Please check "Use"
378423356 | TNB | DISTRIBUTION | WP PUTRAJAYA & CYBERJAYA | Existing | 11 kV |  | RYB | VPTJ/PCE/J13041 | PE 13.04 UGS PERSEKUTUAN |  |  | Fail | Please check "Use"
378423359 | TNB | DISTRIBUTION | WP PUTRAJAYA & CYBERJAYA | Existing | 11 kV |  | RYB | VPTJ/PCE/J13041 | PE 13.04 UGS PERSEKUTUAN |  |  | Fail | Please check "Use"
378423360 | TNB | DISTRIBUTION | WP PUTRAJAYA & CYBERJAYA | Existing | 11 kV |  | RYB | VPTJ/PCE/J13041 | PE 13.04 UGS PERSEKUTUAN |  |  | Fail | Please check "Use"
378423551 | TNB | DISTRIBUTION | WP PUTRAJAYA & CYBERJAYA | Existing | 11 kV |  | RYB | VPTJ/PCE/J01331 | PE 1.33 INSIDE PPU 1 S/L OVAL |  |  | Fail | Please check "Use"
378423552 | TNB | DISTRIBUTION | WP PUTRAJAYA & CYBERJAYA | Existing | 11 kV |  | RYB | VPTJ/PCE/J01331 | PE 1.33 INSIDE PPU 1 S/L OVAL |  |  | Fail | Please check "Use"
378423557 | TNB | DISTRIBUTION | WP PUTRAJAYA & CYBERJAYA | Existing | 11 kV |  | RYB | VPTJ/PCE/J01331 | PE 1.33 INSIDE PPU 1 S/L OVAL |  |  | Fail | Please check "Use"
378423563 | TNB | DISTRIBUTION | WP PUTRAJAYA & CYBERJAYA | Existing | 11 kV |  | RYB | VPTJ/PCE/J01331 | PE 1.33 INSIDE PPU 1 S/L OVAL |  |  | Fail | Please check "Use"
378423564 | TNB | DISTRIBUTION | WP PUTRAJAYA & CYBERJAYA | Existing | 11 kV |  | RYB | VPTJ/PCE/J01331 | PE 1.33 INSIDE PPU 1 S/L OVAL |  |  | Fail | Please check "Use"
378423568 | TNB | DISTRIBUTION | WP PUTRAJAYA & CYBERJAYA | Existing | 11 kV |  | RYB | VPTJ/PCE/J01331 | PE 1.33 INSIDE PPU 1 S/L OVAL |  |  | Fail | Please check "Use"
378423571 | TNB | DISTRIBUTION | WP PUTRAJAYA & CYBERJAYA | Existing | 11 kV |  | RYB | VPTJ/PCE/J01331 | PE 1.33 INSIDE PPU 1 S/L OVAL |  |  | Fail | Please check "Use"
378423572 | TNB | DISTRIBUTION | WP PUTRAJAYA & CYBERJAYA | Existing | 11 kV |  | RYB | VPTJ/PCE/J01331 | PE 1.33 INSIDE PPU 1 S/L OVAL |  |  | Fail | Please check "Use"
378423657 | TNB | DISTRIBUTION | WP PUTRAJAYA & CYBERJAYA | Existing | 11 kV |  | RYB | VPTJ/PCE/J01291 | PE 1.29 PERDANA WALK |  |  | Fail | Please check "Use"
378423658 | TNB | DISTRIBUTION | WP PUTRAJAYA & CYBERJAYA | Existing | 11 kV |  | RYB | VPTJ/PCE/J01291 | PE 1.29 PERDANA WALK |  |  | Fail | Please check "Use"
378423663 | TNB | DISTRIBUTION | WP PUTRAJAYA & CYBERJAYA | Existing | 11 kV |  | RYB | VPTJ/PCE/J01291 | PE 1.29 PERDANA WALK |  |  | Fail | Please check "Use"
378423669 | TNB | DISTRIBUTION | WP PUTRAJAYA & CYBERJAYA | Existing | 11 kV |  | RYB | VPTJ/PCE/J01291 | PE 1.29 PERDANA WALK |  |  | Fail | Please check "Use"
378423670 | TNB | DISTRIBUTION | WP PUTRAJAYA & CYBERJAYA | Existing | 11 kV |  | RYB | VPTJ/PCE/J01291 | PE 1.29 PERDANA WALK |  |  | Fail | Please check "Use"
378423674 | TNB | DISTRIBUTION | WP PUTRAJAYA & CYBERJAYA | Existing | 11 kV |  | RYB | VPTJ/PCE/J01291 | PE 1.29 PERDANA WALK |  |  | Fail | Please check "Use"
378423677 | TNB | DISTRIBUTION | WP PUTRAJAYA & CYBERJAYA | Existing | 11 kV |  | RYB | VPTJ/PCE/J01291 | PE 1.29 PERDANA WALK |  |  | Fail | Please check "Use"
378423678 | TNB | DISTRIBUTION | WP PUTRAJAYA & CYBERJAYA | Existing | 11 kV |  | RYB | VPTJ/PCE/J01291 | PE 1.29 PERDANA WALK |  |  | Fail | Please check "Use"
378423767 | TNB | DISTRIBUTION | WP PUTRAJAYA & CYBERJAYA | Existing | 11 kV |  | RYB | VPTJ/PCE/J01351 | PE 1.35 MOSQUE (F1) |  |  | Fail | Please check "Use"
378423768 | TNB | DISTRIBUTION | WP PUTRAJAYA & CYBERJAYA | Existing | 11 kV |  | RYB | VPTJ/PCE/J01351 | PE 1.35 MOSQUE (F1) |  |  | Fail | Please check "Use"
378423773 | TNB | DISTRIBUTION | WP PUTRAJAYA & CYBERJAYA | Existing | 11 kV |  | RYB | VPTJ/PCE/J01351 | PE 1.35 MOSQUE (F1) |  |  | Fail | Please check "Use"
378423779 | TNB | DISTRIBUTION | WP PUTRAJAYA & CYBERJAYA | Existing | 11 kV |  | RYB | VPTJ/PCE/J01351 | PE 1.35 MOSQUE (F1) |  |  | Fail | Please check "Use"
378423780 | TNB | DISTRIBUTION | WP PUTRAJAYA & CYBERJAYA | Existing | 11 kV |  | RYB | VPTJ/PCE/J01351 | PE 1.35 MOSQUE (F1) |  |  | Fail | Please check "Use"
378423784 | TNB | DISTRIBUTION | WP PUTRAJAYA & CYBERJAYA | Existing | 11 kV |  | RYB | VPTJ/PCE/J01351 | PE 1.35 MOSQUE (F1) |  |  | Fail | Please check "Use"
378423787 | TNB | DISTRIBUTION | WP PUTRAJAYA & CYBERJAYA | Existing | 11 kV |  | RYB | VPTJ/PCE/J01351 | PE 1.35 MOSQUE (F1) |  |  | Fail | Please check "Use"
378423788 | TNB | DISTRIBUTION | WP PUTRAJAYA & CYBERJAYA | Existing | 11 kV |  | RYB | VPTJ/PCE/J01351 | PE 1.35 MOSQUE (F1) |  |  | Fail | Please check "Use"
378423861 | TNB | DISTRIBUTION | WP PUTRAJAYA & CYBERJAYA | Existing | 11 kV |  | RYB | VPTJ/PCE/J01352 | PE 1.35 MOSQUE (F2) |  |  | Fail | Please check "Use"
378423862 | TNB | DISTRIBUTION | WP PUTRAJAYA & CYBERJAYA | Existing | 11 kV |  | RYB | VPTJ/PCE/J01352 | PE 1.35 MOSQUE (F2) |  |  | Fail | Please check "Use"
378423867 | TNB | DISTRIBUTION | WP PUTRAJAYA & CYBERJAYA | Existing | 11 kV |  | RYB | VPTJ/PCE/J01352 | PE 1.35 MOSQUE (F2) |  |  | Fail | Please check "Use"
378423873 | TNB | DISTRIBUTION | WP PUTRAJAYA & CYBERJAYA | Existing | 11 kV |  | RYB | VPTJ/PCE/J01352 | PE 1.35 MOSQUE (F2) |  |  | Fail | Please check "Use"
378423874 | TNB | DISTRIBUTION | WP PUTRAJAYA & CYBERJAYA | Existing | 11 kV |  | RYB | VPTJ/PCE/J01352 | PE 1.35 MOSQUE (F2) |  |  | Fail | Please check "Use"
378423878 | TNB | DISTRIBUTION | WP PUTRAJAYA & CYBERJAYA | Existing | 11 kV |  | RYB | VPTJ/PCE/J01352 | PE 1.35 MOSQUE (F2) |  |  | Fail | Please check "Use"
378423881 | TNB | DISTRIBUTION | WP PUTRAJAYA & CYBERJAYA | Existing | 11 kV |  | RYB | VPTJ/PCE/J01352 | PE 1.35 MOSQUE (F2) |  |  | Fail | Please check "Use"
378423882 | TNB | DISTRIBUTION | WP PUTRAJAYA & CYBERJAYA | Existing | 11 kV |  | RYB | VPTJ/PCE/J01352 | PE 1.35 MOSQUE (F2) |  |  | Fail | Please check "Use"
378424031 | TNB | DISTRIBUTION | WP PUTRAJAYA & CYBERJAYA | Existing | 11 kV |  | RYB | VPTJ/PCE/J17101 | SS 17.10 TEMP PPA1M PRESINT 17 |  |  | Fail | Please check "Use"
378424033 | TNB | DISTRIBUTION | WP PUTRAJAYA & CYBERJAYA | Existing | 11 kV |  | RYB | VPTJ/PCE/J17101 | SS 17.10 TEMP PPA1M PRESINT 17 |  |  | Fail | Please check "Use"
378424035 | TNB | DISTRIBUTION | WP PUTRAJAYA & CYBERJAYA | Existing | 11 kV |  | RYB | VPTJ/PCE/J17101 | SS 17.10 TEMP PPA1M PRESINT 17 |  |  | Fail | Please check "Use"
378424038 | TNB | DISTRIBUTION | WP PUTRAJAYA & CYBERJAYA | Existing | 11 kV |  | RYB | VPTJ/PCE/J17101 | SS 17.10 TEMP PPA1M PRESINT 17 |  |  | Fail | Please check "Use"
378424039 | TNB | DISTRIBUTION | WP PUTRAJAYA & CYBERJAYA | Existing | 11 kV |  | RYB | VPTJ/PCE/J17101 | SS 17.10 TEMP PPA1M PRESINT 17 |  |  | Fail | Please check "Use"
378424040 | TNB | DISTRIBUTION | WP PUTRAJAYA & CYBERJAYA | Existing | 11 kV |  | RYB | VPTJ/PCE/J17101 | SS 17.10 TEMP PPA1M PRESINT 17 |  |  | Fail | Please check "Use"
378424046 | TNB | DISTRIBUTION | WP PUTRAJAYA & CYBERJAYA | Existing | 11 kV |  | RYB | VPTJ/PCE/J17101 | SS 17.10 TEMP PPA1M PRESINT 17 |  |  | Fail | Please check "Use"
378424051 | TNB | DISTRIBUTION | WP PUTRAJAYA & CYBERJAYA | Existing | 11 kV |  | RYB | VPTJ/PCE/J17101 | SS 17.10 TEMP PPA1M PRESINT 17 |  |  | Fail | Please check "Use"
378424058 | TNB | DISTRIBUTION | WP PUTRAJAYA & CYBERJAYA | Existing | 11 kV |  | RYB | VPTJ/PCE/J17061 | PE 17.06 BLOK A 17RK2 (F1) |  |  | Fail | Please check "Use"
378424059 | TNB | DISTRIBUTION | WP PUTRAJAYA & CYBERJAYA | Existing | 11 kV |  | RYB | VPTJ/PCE/J17061 | PE 17.06 BLOK A 17RK2 (F1) |  |  | Fail | Please check "Use"
378424064 | TNB | DISTRIBUTION | WP PUTRAJAYA & CYBERJAYA | Existing | 11 kV |  | RYB | VPTJ/PCE/J17061 | PE 17.06 BLOK A 17RK2 (F1) |  |  | Fail | Please check "Use"
378424070 | TNB | DISTRIBUTION | WP PUTRAJAYA & CYBERJAYA | Existing | 11 kV |  | RYB | VPTJ/PCE/J17061 | PE 17.06 BLOK A 17RK2 (F1) |  |  | Fail | Please check "Use"
378424071 | TNB | DISTRIBUTION | WP PUTRAJAYA & CYBERJAYA | Existing | 11 kV |  | RYB | VPTJ/PCE/J17061 | PE 17.06 BLOK A 17RK2 (F1) |  |  | Fail | Please check "Use"
378424075 | TNB | DISTRIBUTION | WP PUTRAJAYA & CYBERJAYA | Existing | 11 kV |  | RYB | VPTJ/PCE/J17061 | PE 17.06 BLOK A 17RK2 (F1) |  |  | Fail | Please check "Use"
378424078 | TNB | DISTRIBUTION | WP PUTRAJAYA & CYBERJAYA | Existing | 11 kV |  | RYB | VPTJ/PCE/J17061 | PE 17.06 BLOK A 17RK2 (F1) |  |  | Fail | Please check "Use"
378424079 | TNB | DISTRIBUTION | WP PUTRAJAYA & CYBERJAYA | Existing | 11 kV |  | RYB | VPTJ/PCE/J17061 | PE 17.06 BLOK A 17RK2 (F1) |  |  | Fail | Please check "Use"
378424152 | TNB | DISTRIBUTION | WP PUTRAJAYA & CYBERJAYA | Existing | 11 kV |  | RYB | VPTJ/PCE/J17062 | PE 17.06 BLOK A 17RK2 (F2) |  |  | Fail | Please check "Use"
378424153 | TNB | DISTRIBUTION | WP PUTRAJAYA & CYBERJAYA | Existing | 11 kV |  | RYB | VPTJ/PCE/J17062 | PE 17.06 BLOK A 17RK2 (F2) |  |  | Fail | Please check "Use"
378424158 | TNB | DISTRIBUTION | WP PUTRAJAYA & CYBERJAYA | Existing | 11 kV |  | RYB | VPTJ/PCE/J17062 | PE 17.06 BLOK A 17RK2 (F2) |  |  | Fail | Please check "Use"
378424164 | TNB | DISTRIBUTION | WP PUTRAJAYA & CYBERJAYA | Existing | 11 kV |  | RYB | VPTJ/PCE/J17062 | PE 17.06 BLOK A 17RK2 (F2) |  |  | Fail | Please check "Use"
378424165 | TNB | DISTRIBUTION | WP PUTRAJAYA & CYBERJAYA | Existing | 11 kV |  | RYB | VPTJ/PCE/J17062 | PE 17.06 BLOK A 17RK2 (F2) |  |  | Fail | Please check "Use"
378424169 | TNB | DISTRIBUTION | WP PUTRAJAYA & CYBERJAYA | Existing | 11 kV |  | RYB | VPTJ/PCE/J17062 | PE 17.06 BLOK A 17RK2 (F2) |  |  | Fail | Please check "Use"
378424172 | TNB | DISTRIBUTION | WP PUTRAJAYA & CYBERJAYA | Existing | 11 kV |  | RYB | VPTJ/PCE/J17062 | PE 17.06 BLOK A 17RK2 (F2) |  |  | Fail | Please check "Use"
378424173 | TNB | DISTRIBUTION | WP PUTRAJAYA & CYBERJAYA | Existing | 11 kV |  | RYB | VPTJ/PCE/J17062 | PE 17.06 BLOK A 17RK2 (F2) |  |  | Fail | Please check "Use"
378424261 | TNB | DISTRIBUTION | WP PUTRAJAYA & CYBERJAYA | Existing | 11 kV |  | RYB | VPTJ/PCE/J02032 | PE 2.03 RUMAH PAM (F2) |  |  | Fail | Please check "Use"
378424262 | TNB | DISTRIBUTION | WP PUTRAJAYA & CYBERJAYA | Existing | 11 kV |  | RYB | VPTJ/PCE/J02032 | PE 2.03 RUMAH PAM (F2) |  |  | Fail | Please check "Use"
378424267 | TNB | DISTRIBUTION | WP PUTRAJAYA & CYBERJAYA | Existing | 11 kV |  | RYB | VPTJ/PCE/J02032 | PE 2.03 RUMAH PAM (F2) |  |  | Fail | Please check "Use"
378424273 | TNB | DISTRIBUTION | WP PUTRAJAYA & CYBERJAYA | Existing | 11 kV |  | RYB | VPTJ/PCE/J02032 | PE 2.03 RUMAH PAM (F2) |  |  | Fail | Please check "Use"
378424274 | TNB | DISTRIBUTION | WP PUTRAJAYA & CYBERJAYA | Existing | 11 kV |  | RYB | VPTJ/PCE/J02032 | PE 2.03 RUMAH PAM (F2) |  |  | Fail | Please check "Use"
378424278 | TNB | DISTRIBUTION | WP PUTRAJAYA & CYBERJAYA | Existing | 11 kV |  | RYB | VPTJ/PCE/J02032 | PE 2.03 RUMAH PAM (F2) |  |  | Fail | Please check "Use"
378424281 | TNB | DISTRIBUTION | WP PUTRAJAYA & CYBERJAYA | Existing | 11 kV |  | RYB | VPTJ/PCE/J02032 | PE 2.03 RUMAH PAM (F2) |  |  | Fail | Please check "Use"
378424282 | TNB | DISTRIBUTION | WP PUTRAJAYA & CYBERJAYA | Existing | 11 kV |  | RYB | VPTJ/PCE/J02032 | PE 2.03 RUMAH PAM (F2) |  |  | Fail | Please check "Use"
378424357 | TNB | DISTRIBUTION | WP PUTRAJAYA & CYBERJAYA | Existing | 11 kV |  | RYB | VPTJ/PCE/J02031 | PE 2.03 RUMAH PAM (F1) |  |  | Fail | Please check "Use"
378424358 | TNB | DISTRIBUTION | WP PUTRAJAYA & CYBERJAYA | Existing | 11 kV |  | RYB | VPTJ/PCE/J02031 | PE 2.03 RUMAH PAM (F1) |  |  | Fail | Please check "Use"
378424363 | TNB | DISTRIBUTION | WP PUTRAJAYA & CYBERJAYA | Existing | 11 kV |  | RYB | VPTJ/PCE/J02031 | PE 2.03 RUMAH PAM (F1) |  |  | Fail | Please check "Use"
378424369 | TNB | DISTRIBUTION | WP PUTRAJAYA & CYBERJAYA | Existing | 11 kV |  | RYB | VPTJ/PCE/J02031 | PE 2.03 RUMAH PAM (F1) |  |  | Fail | Please check "Use"
378424370 | TNB | DISTRIBUTION | WP PUTRAJAYA & CYBERJAYA | Existing | 11 kV |  | RYB | VPTJ/PCE/J02031 | PE 2.03 RUMAH PAM (F1) |  |  | Fail | Please check "Use"
378424374 | TNB | DISTRIBUTION | WP PUTRAJAYA & CYBERJAYA | Existing | 11 kV |  | RYB | VPTJ/PCE/J02031 | PE 2.03 RUMAH PAM (F1) |  |  | Fail | Please check "Use"
378424377 | TNB | DISTRIBUTION | WP PUTRAJAYA & CYBERJAYA | Existing | 11 kV |  | RYB | VPTJ/PCE/J02031 | PE 2.03 RUMAH PAM (F1) |  |  | Fail | Please check "Use"
378424378 | TNB | DISTRIBUTION | WP PUTRAJAYA & CYBERJAYA | Existing | 11 kV |  | RYB | VPTJ/PCE/J02031 | PE 2.03 RUMAH PAM (F1) |  |  | Fail | Please check "Use"
378424464 | TNB | DISTRIBUTION | WP PUTRAJAYA & CYBERJAYA | Existing | 11 kV |  | RYB | VPTJ/PCE/J01041 | SS 1.04 JPM B4 (F1) |  |  | Fail | Please check "Use"
378424466 | TNB | DISTRIBUTION | WP PUTRAJAYA & CYBERJAYA | Existing | 11 kV |  | RYB | VPTJ/PCE/J01041 | SS 1.04 JPM B4 (F1) |  |  | Fail | Please check "Use"
378424468 | TNB | DISTRIBUTION | WP PUTRAJAYA & CYBERJAYA | Existing | 11 kV |  | RYB | VPTJ/PCE/J01041 | SS 1.04 JPM B4 (F1) |  |  | Fail | Please check "Use"
378424471 | TNB | DISTRIBUTION | WP PUTRAJAYA & CYBERJAYA | Existing | 11 kV |  | RYB | VPTJ/PCE/J01041 | SS 1.04 JPM B4 (F1) |  |  | Fail | Please check "Use"
378424472 | TNB | DISTRIBUTION | WP PUTRAJAYA & CYBERJAYA | Existing | 11 kV |  | RYB | VPTJ/PCE/J01041 | SS 1.04 JPM B4 (F1) |  |  | Fail | Please check "Use"
378424473 | TNB | DISTRIBUTION | WP PUTRAJAYA & CYBERJAYA | Existing | 11 kV |  | RYB | VPTJ/PCE/J01041 | SS 1.04 JPM B4 (F1) |  |  | Fail | Please check "Use"
378424479 | TNB | DISTRIBUTION | WP PUTRAJAYA & CYBERJAYA | Existing | 11 kV |  | RYB | VPTJ/PCE/J01041 | SS 1.04 JPM B4 (F1) |  |  | Fail | Please check "Use"
378424484 | TNB | DISTRIBUTION | WP PUTRAJAYA & CYBERJAYA | Existing | 11 kV |  | RYB | VPTJ/PCE/J01041 | SS 1.04 JPM B4 (F1) |  |  | Fail | Please check "Use"
378424490 | TNB | DISTRIBUTION | WP PUTRAJAYA & CYBERJAYA | Existing | 11 kV |  | RYB | VPTJ/PCE/J01042 | SS 1.04 JPM B4 (F2) |  |  | Fail | Please check "Use"
378424492 | TNB | DISTRIBUTION | WP PUTRAJAYA & CYBERJAYA | Existing | 11 kV |  | RYB | VPTJ/PCE/J01042 | SS 1.04 JPM B4 (F2) |  |  | Fail | Please check "Use"
378424494 | TNB | DISTRIBUTION | WP PUTRAJAYA & CYBERJAYA | Existing | 11 kV |  | RYB | VPTJ/PCE/J01042 | SS 1.04 JPM B4 (F2) |  |  | Fail | Please check "Use"
378424497 | TNB | DISTRIBUTION | WP PUTRAJAYA & CYBERJAYA | Existing | 11 kV |  | RYB | VPTJ/PCE/J01042 | SS 1.04 JPM B4 (F2) |  |  | Fail | Please check "Use"
378424498 | TNB | DISTRIBUTION | WP PUTRAJAYA & CYBERJAYA | Existing | 11 kV |  | RYB | VPTJ/PCE/J01042 | SS 1.04 JPM B4 (F2) |  |  | Fail | Please check "Use"
378424499 | TNB | DISTRIBUTION | WP PUTRAJAYA & CYBERJAYA | Existing | 11 kV |  | RYB | VPTJ/PCE/J01042 | SS 1.04 JPM B4 (F2) |  |  | Fail | Please check "Use"
378424505 | TNB | DISTRIBUTION | WP PUTRAJAYA & CYBERJAYA | Existing | 11 kV |  | RYB | VPTJ/PCE/J01042 | SS 1.04 JPM B4 (F2) |  |  | Fail | Please check "Use"
378424510 | TNB | DISTRIBUTION | WP PUTRAJAYA & CYBERJAYA | Existing | 11 kV |  | RYB | VPTJ/PCE/J01042 | SS 1.04 JPM B4 (F2) |  |  | Fail | Please check "Use"
378424517 | TNB | DISTRIBUTION | WP PUTRAJAYA & CYBERJAYA | Existing | 11 kV |  | RYB | VPTJ/PCE/J02172 | PE 2.17 TMN WAWASAN (P.H) (F2) |  |  | Fail | Please check "Use"
378424518 | TNB | DISTRIBUTION | WP PUTRAJAYA & CYBERJAYA | Existing | 11 kV |  | RYB | VPTJ/PCE/J02172 | PE 2.17 TMN WAWASAN (P.H) (F2) |  |  | Fail | Please check "Use"
378424523 | TNB | DISTRIBUTION | WP PUTRAJAYA & CYBERJAYA | Existing | 11 kV |  | RYB | VPTJ/PCE/J02172 | PE 2.17 TMN WAWASAN (P.H) (F2) |  |  | Fail | Please check "Use"
378424529 | TNB | DISTRIBUTION | WP PUTRAJAYA & CYBERJAYA | Existing | 11 kV |  | RYB | VPTJ/PCE/J02172 | PE 2.17 TMN WAWASAN (P.H) (F2) |  |  | Fail | Please check "Use"
378424530 | TNB | DISTRIBUTION | WP PUTRAJAYA & CYBERJAYA | Existing | 11 kV |  | RYB | VPTJ/PCE/J02172 | PE 2.17 TMN WAWASAN (P.H) (F2) |  |  | Fail | Please check "Use"
378424534 | TNB | DISTRIBUTION | WP PUTRAJAYA & CYBERJAYA | Existing | 11 kV |  | RYB | VPTJ/PCE/J02172 | PE 2.17 TMN WAWASAN (P.H) (F2) |  |  | Fail | Please check "Use"
378424537 | TNB | DISTRIBUTION | WP PUTRAJAYA & CYBERJAYA | Existing | 11 kV |  | RYB | VPTJ/PCE/J02172 | PE 2.17 TMN WAWASAN (P.H) (F2) |  |  | Fail | Please check "Use"
378424538 | TNB | DISTRIBUTION | WP PUTRAJAYA & CYBERJAYA | Existing | 11 kV |  | RYB | VPTJ/PCE/J02172 | PE 2.17 TMN WAWASAN (P.H) (F2) |  |  | Fail | Please check "Use"
378424613 | TNB | DISTRIBUTION | WP PUTRAJAYA & CYBERJAYA | Existing | 11 kV |  | RYB | VPTJ/PCE/J02171 | PE 2.17 TMN WAWASAN (P.H) (F1) |  |  | Fail | Please check "Use"
378424614 | TNB | DISTRIBUTION | WP PUTRAJAYA & CYBERJAYA | Existing | 11 kV |  | RYB | VPTJ/PCE/J02171 | PE 2.17 TMN WAWASAN (P.H) (F1) |  |  | Fail | Please check "Use"
378424619 | TNB | DISTRIBUTION | WP PUTRAJAYA & CYBERJAYA | Existing | 11 kV |  | RYB | VPTJ/PCE/J02171 | PE 2.17 TMN WAWASAN (P.H) (F1) |  |  | Fail | Please check "Use"
378424625 | TNB | DISTRIBUTION | WP PUTRAJAYA & CYBERJAYA | Existing | 11 kV |  | RYB | VPTJ/PCE/J02171 | PE 2.17 TMN WAWASAN (P.H) (F1) |  |  | Fail | Please check "Use"
378424626 | TNB | DISTRIBUTION | WP PUTRAJAYA & CYBERJAYA | Existing | 11 kV |  | RYB | VPTJ/PCE/J02171 | PE 2.17 TMN WAWASAN (P.H) (F1) |  |  | Fail | Please check "Use"
378424630 | TNB | DISTRIBUTION | WP PUTRAJAYA & CYBERJAYA | Existing | 11 kV |  | RYB | VPTJ/PCE/J02171 | PE 2.17 TMN WAWASAN (P.H) (F1) |  |  | Fail | Please check "Use"
378424633 | TNB | DISTRIBUTION | WP PUTRAJAYA & CYBERJAYA | Existing | 11 kV |  | RYB | VPTJ/PCE/J02171 | PE 2.17 TMN WAWASAN (P.H) (F1) |  |  | Fail | Please check "Use"
378424634 | TNB | DISTRIBUTION | WP PUTRAJAYA & CYBERJAYA | Existing | 11 kV |  | RYB | VPTJ/PCE/J02171 | PE 2.17 TMN WAWASAN (P.H) (F1) |  |  | Fail | Please check "Use"
378424725 | TNB | DISTRIBUTION | WP PUTRAJAYA & CYBERJAYA | Existing | 11 kV |  | RYB | VPTJ/PCE/J02182 | PE 2.18 TMN WAWASAN (WR) (F2) |  |  | Fail | Please check "Use"
378424729 | TNB | DISTRIBUTION | WP PUTRAJAYA & CYBERJAYA | Existing | 11 kV |  | RYB | VPTJ/PCE/J02182 | PE 2.18 TMN WAWASAN (WR) (F2) |  |  | Fail | Please check "Use"
378424731 | TNB | DISTRIBUTION | WP PUTRAJAYA & CYBERJAYA | Existing | 11 kV |  | RYB | VPTJ/PCE/J02182 | PE 2.18 TMN WAWASAN (WR) (F2) |  |  | Fail | Please check "Use"
378424741 | TNB | DISTRIBUTION | WP PUTRAJAYA & CYBERJAYA | Existing | 11 kV |  | RYB | VPTJ/PCE/J02182 | PE 2.18 TMN WAWASAN (WR) (F2) |  |  | Fail | Please check "Use"
378424757 | TNB | DISTRIBUTION | WP PUTRAJAYA & CYBERJAYA | Existing | 11 kV |  | RYB | VPTJ/PCE/J02182 | PE 2.18 TMN WAWASAN (WR) (F2) |  |  | Fail | Please check "Use"
378424758 | TNB | DISTRIBUTION | WP PUTRAJAYA & CYBERJAYA | Existing | 11 kV |  | RYB | VPTJ/PCE/J02182 | PE 2.18 TMN WAWASAN (WR) (F2) |  |  | Fail | Please check "Use"
378424760 | TNB | DISTRIBUTION | WP PUTRAJAYA & CYBERJAYA | Existing | 11 kV |  | RYB | VPTJ/PCE/J02182 | PE 2.18 TMN WAWASAN (WR) (F2) |  |  | Fail | Please check "Use"
378424766 | TNB | DISTRIBUTION | WP PUTRAJAYA & CYBERJAYA | Existing | 11 kV |  | RYB | VPTJ/PCE/J02182 | PE 2.18 TMN WAWASAN (WR) (F2) |  |  | Fail | Please check "Use"
378424767 | TNB | DISTRIBUTION | WP PUTRAJAYA & CYBERJAYA | Existing | 11 kV |  | RYB | VPTJ/PCE/J02182 | PE 2.18 TMN WAWASAN (WR) (F2) |  |  | Fail | Please check "Use"
378424846 | TNB | DISTRIBUTION | WP PUTRAJAYA & CYBERJAYA | Existing | 11 kV |  | RYB | VPTJ/PCE/J02181 | PE 2.18 TMN WAWASAN (WR) (F1) |  |  | Fail | Please check "Use"
378424850 | TNB | DISTRIBUTION | WP PUTRAJAYA & CYBERJAYA | Existing | 11 kV |  | RYB | VPTJ/PCE/J02181 | PE 2.18 TMN WAWASAN (WR) (F1) |  |  | Fail | Please check "Use"
378424852 | TNB | DISTRIBUTION | WP PUTRAJAYA & CYBERJAYA | Existing | 11 kV |  | RYB | VPTJ/PCE/J02181 | PE 2.18 TMN WAWASAN (WR) (F1) |  |  | Fail | Please check "Use"
378424862 | TNB | DISTRIBUTION | WP PUTRAJAYA & CYBERJAYA | Existing | 11 kV |  | RYB | VPTJ/PCE/J02181 | PE 2.18 TMN WAWASAN (WR) (F1) |  |  | Fail | Please check "Use"
378424878 | TNB | DISTRIBUTION | WP PUTRAJAYA & CYBERJAYA | Existing | 11 kV |  | RYB | VPTJ/PCE/J02181 | PE 2.18 TMN WAWASAN (WR) (F1) |  |  | Fail | Please check "Use"
378424879 | TNB | DISTRIBUTION | WP PUTRAJAYA & CYBERJAYA | Existing | 11 kV |  | RYB | VPTJ/PCE/J02181 | PE 2.18 TMN WAWASAN (WR) (F1) |  |  | Fail | Please check "Use"
378424881 | TNB | DISTRIBUTION | WP PUTRAJAYA & CYBERJAYA | Existing | 11 kV |  | RYB | VPTJ/PCE/J02181 | PE 2.18 TMN WAWASAN (WR) (F1) |  |  | Fail | Please check "Use"
378424887 | TNB | DISTRIBUTION | WP PUTRAJAYA & CYBERJAYA | Existing | 11 kV |  | RYB | VPTJ/PCE/J02181 | PE 2.18 TMN WAWASAN (WR) (F1) |  |  | Fail | Please check "Use"
378424888 | TNB | DISTRIBUTION | WP PUTRAJAYA & CYBERJAYA | Existing | 11 kV |  | RYB | VPTJ/PCE/J02181 | PE 2.18 TMN WAWASAN (WR) (F1) |  |  | Fail | Please check "Use"
378425016 | TNB | DISTRIBUTION | WP PUTRAJAYA & CYBERJAYA | Existing | 11 kV |  | RYB | VPTJ/PCE/J01621 | PE 1.62 INSIDE PPU PJ1 |  |  | Fail | Please check "Use"
378425017 | TNB | DISTRIBUTION | WP PUTRAJAYA & CYBERJAYA | Existing | 11 kV |  | RYB | VPTJ/PCE/J01621 | PE 1.62 INSIDE PPU PJ1 |  |  | Fail | Please check "Use"
378425022 | TNB | DISTRIBUTION | WP PUTRAJAYA & CYBERJAYA | Existing | 11 kV |  | RYB | VPTJ/PCE/J01621 | PE 1.62 INSIDE PPU PJ1 |  |  | Fail | Please check "Use"
378425028 | TNB | DISTRIBUTION | WP PUTRAJAYA & CYBERJAYA | Existing | 11 kV |  | RYB | VPTJ/PCE/J01621 | PE 1.62 INSIDE PPU PJ1 |  |  | Fail | Please check "Use"
378425029 | TNB | DISTRIBUTION | WP PUTRAJAYA & CYBERJAYA | Existing | 11 kV |  | RYB | VPTJ/PCE/J01621 | PE 1.62 INSIDE PPU PJ1 |  |  | Fail | Please check "Use"
378425033 | TNB | DISTRIBUTION | WP PUTRAJAYA & CYBERJAYA | Existing | 11 kV |  | RYB | VPTJ/PCE/J01621 | PE 1.62 INSIDE PPU PJ1 |  |  | Fail | Please check "Use"
378425036 | TNB | DISTRIBUTION | WP PUTRAJAYA & CYBERJAYA | Existing | 11 kV |  | RYB | VPTJ/PCE/J01621 | PE 1.62 INSIDE PPU PJ1 |  |  | Fail | Please check "Use"
378425037 | TNB | DISTRIBUTION | WP PUTRAJAYA & CYBERJAYA | Existing | 11 kV |  | RYB | VPTJ/PCE/J01621 | PE 1.62 INSIDE PPU PJ1 |  |  | Fail | Please check "Use"
378425143 | TNB | DISTRIBUTION | WP PUTRAJAYA & CYBERJAYA | Existing | 11 kV |  | RYB | VPTJ/PCE/J01651 | PE 1.65 DATARAN PAHLAWAN F1 |  |  | Fail | Please check "Use"
378425144 | TNB | DISTRIBUTION | WP PUTRAJAYA & CYBERJAYA | Existing | 11 kV |  | RYB | VPTJ/PCE/J01651 | PE 1.65 DATARAN PAHLAWAN F1 |  |  | Fail | Please check "Use"
378425149 | TNB | DISTRIBUTION | WP PUTRAJAYA & CYBERJAYA | Existing | 11 kV |  | RYB | VPTJ/PCE/J01651 | PE 1.65 DATARAN PAHLAWAN F1 |  |  | Fail | Please check "Use"
378425155 | TNB | DISTRIBUTION | WP PUTRAJAYA & CYBERJAYA | Existing | 11 kV |  | RYB | VPTJ/PCE/J01651 | PE 1.65 DATARAN PAHLAWAN F1 |  |  | Fail | Please check "Use"
378425156 | TNB | DISTRIBUTION | WP PUTRAJAYA & CYBERJAYA | Existing | 11 kV |  | RYB | VPTJ/PCE/J01651 | PE 1.65 DATARAN PAHLAWAN F1 |  |  | Fail | Please check "Use"
378425160 | TNB | DISTRIBUTION | WP PUTRAJAYA & CYBERJAYA | Existing | 11 kV |  | RYB | VPTJ/PCE/J01651 | PE 1.65 DATARAN PAHLAWAN F1 |  |  | Fail | Please check "Use"
378425163 | TNB | DISTRIBUTION | WP PUTRAJAYA & CYBERJAYA | Existing | 11 kV |  | RYB | VPTJ/PCE/J01651 | PE 1.65 DATARAN PAHLAWAN F1 |  |  | Fail | Please check "Use"
378425164 | TNB | DISTRIBUTION | WP PUTRAJAYA & CYBERJAYA | Existing | 11 kV |  | RYB | VPTJ/PCE/J01651 | PE 1.65 DATARAN PAHLAWAN F1 |  |  | Fail | Please check "Use"
378425237 | TNB | DISTRIBUTION | WP PUTRAJAYA & CYBERJAYA | Existing | 11 kV |  | RYB | VPTJ/PCE/J01652 | PE 1.65 DATARAN PAHLAWAN F2 |  |  | Fail | Please check "Use"
378425238 | TNB | DISTRIBUTION | WP PUTRAJAYA & CYBERJAYA | Existing | 11 kV |  | RYB | VPTJ/PCE/J01652 | PE 1.65 DATARAN PAHLAWAN F2 |  |  | Fail | Please check "Use"
378425243 | TNB | DISTRIBUTION | WP PUTRAJAYA & CYBERJAYA | Existing | 11 kV |  | RYB | VPTJ/PCE/J01652 | PE 1.65 DATARAN PAHLAWAN F2 |  |  | Fail | Please check "Use"
378425249 | TNB | DISTRIBUTION | WP PUTRAJAYA & CYBERJAYA | Existing | 11 kV |  | RYB | VPTJ/PCE/J01652 | PE 1.65 DATARAN PAHLAWAN F2 |  |  | Fail | Please check "Use"
378425250 | TNB | DISTRIBUTION | WP PUTRAJAYA & CYBERJAYA | Existing | 11 kV |  | RYB | VPTJ/PCE/J01652 | PE 1.65 DATARAN PAHLAWAN F2 |  |  | Fail | Please check "Use"
378425254 | TNB | DISTRIBUTION | WP PUTRAJAYA & CYBERJAYA | Existing | 11 kV |  | RYB | VPTJ/PCE/J01652 | PE 1.65 DATARAN PAHLAWAN F2 |  |  | Fail | Please check "Use"
378425257 | TNB | DISTRIBUTION | WP PUTRAJAYA & CYBERJAYA | Existing | 11 kV |  | RYB | VPTJ/PCE/J01652 | PE 1.65 DATARAN PAHLAWAN F2 |  |  | Fail | Please check "Use"
378425258 | TNB | DISTRIBUTION | WP PUTRAJAYA & CYBERJAYA | Existing | 11 kV |  | RYB | VPTJ/PCE/J01652 | PE 1.65 DATARAN PAHLAWAN F2 |  |  | Fail | Please check "Use"
378443156 | TNB | DISTRIBUTION | WP PUTRAJAYA & CYBERJAYA | Existing | 11 kV |  | RYB | VPTJ/PCE/J15392 | PE 15.39 FASA 15-3A (F2) |  |  | Fail | Please check "Use"
378443157 | TNB | DISTRIBUTION | WP PUTRAJAYA & CYBERJAYA | Existing | 11 kV |  | RYB | VPTJ/PCE/J15392 | PE 15.39 FASA 15-3A (F2) |  |  | Fail | Please check "Use"
378443162 | TNB | DISTRIBUTION | WP PUTRAJAYA & CYBERJAYA | Existing | 11 kV |  | RYB | VPTJ/PCE/J15392 | PE 15.39 FASA 15-3A (F2) |  |  | Fail | Please check "Use"
378443168 | TNB | DISTRIBUTION | WP PUTRAJAYA & CYBERJAYA | Existing | 11 kV |  | RYB | VPTJ/PCE/J15392 | PE 15.39 FASA 15-3A (F2) |  |  | Fail | Please check "Use"
378443169 | TNB | DISTRIBUTION | WP PUTRAJAYA & CYBERJAYA | Existing | 11 kV |  | RYB | VPTJ/PCE/J15392 | PE 15.39 FASA 15-3A (F2) |  |  | Fail | Please check "Use"
378443173 | TNB | DISTRIBUTION | WP PUTRAJAYA & CYBERJAYA | Existing | 11 kV |  | RYB | VPTJ/PCE/J15392 | PE 15.39 FASA 15-3A (F2) |  |  | Fail | Please check "Use"
378443176 | TNB | DISTRIBUTION | WP PUTRAJAYA & CYBERJAYA | Existing | 11 kV |  | RYB | VPTJ/PCE/J15392 | PE 15.39 FASA 15-3A (F2) |  |  | Fail | Please check "Use"
378443177 | TNB | DISTRIBUTION | WP PUTRAJAYA & CYBERJAYA | Existing | 11 kV |  | RYB | VPTJ/PCE/J15392 | PE 15.39 FASA 15-3A (F2) |  |  | Fail | Please check "Use"
378443252 | TNB | DISTRIBUTION | WP PUTRAJAYA & CYBERJAYA | Existing | 11 kV |  | RYB | VPTJ/PCE/J15371 | PE 15.37 FASA 15-2 (F1) |  |  | Fail | Please check "Use"
378443253 | TNB | DISTRIBUTION | WP PUTRAJAYA & CYBERJAYA | Existing | 11 kV |  | RYB | VPTJ/PCE/J15371 | PE 15.37 FASA 15-2 (F1) |  |  | Fail | Please check "Use"
378443258 | TNB | DISTRIBUTION | WP PUTRAJAYA & CYBERJAYA | Existing | 11 kV |  | RYB | VPTJ/PCE/J15371 | PE 15.37 FASA 15-2 (F1) |  |  | Fail | Please check "Use"
378443264 | TNB | DISTRIBUTION | WP PUTRAJAYA & CYBERJAYA | Existing | 11 kV |  | RYB | VPTJ/PCE/J15371 | PE 15.37 FASA 15-2 (F1) |  |  | Fail | Please check "Use"
378443265 | TNB | DISTRIBUTION | WP PUTRAJAYA & CYBERJAYA | Existing | 11 kV |  | RYB | VPTJ/PCE/J15371 | PE 15.37 FASA 15-2 (F1) |  |  | Fail | Please check "Use"
378443269 | TNB | DISTRIBUTION | WP PUTRAJAYA & CYBERJAYA | Existing | 11 kV |  | RYB | VPTJ/PCE/J15371 | PE 15.37 FASA 15-2 (F1) |  |  | Fail | Please check "Use"
378443272 | TNB | DISTRIBUTION | WP PUTRAJAYA & CYBERJAYA | Existing | 11 kV |  | RYB | VPTJ/PCE/J15371 | PE 15.37 FASA 15-2 (F1) |  |  | Fail | Please check "Use"
378443273 | TNB | DISTRIBUTION | WP PUTRAJAYA & CYBERJAYA | Existing | 11 kV |  | RYB | VPTJ/PCE/J15371 | PE 15.37 FASA 15-2 (F1) |  |  | Fail | Please check "Use"
378443348 | TNB | DISTRIBUTION | WP PUTRAJAYA & CYBERJAYA | Existing | 11 kV |  | RYB | VPTJ/PCE/J15372 | PE 15.37 FASA 15-2 (F2) |  |  | Fail | Please check "Use"
378443349 | TNB | DISTRIBUTION | WP PUTRAJAYA & CYBERJAYA | Existing | 11 kV |  | RYB | VPTJ/PCE/J15372 | PE 15.37 FASA 15-2 (F2) |  |  | Fail | Please check "Use"
378443354 | TNB | DISTRIBUTION | WP PUTRAJAYA & CYBERJAYA | Existing | 11 kV |  | RYB | VPTJ/PCE/J15372 | PE 15.37 FASA 15-2 (F2) |  |  | Fail | Please check "Use"
378443360 | TNB | DISTRIBUTION | WP PUTRAJAYA & CYBERJAYA | Existing | 11 kV |  | RYB | VPTJ/PCE/J15372 | PE 15.37 FASA 15-2 (F2) |  |  | Fail | Please check "Use"
378443361 | TNB | DISTRIBUTION | WP PUTRAJAYA & CYBERJAYA | Existing | 11 kV |  | RYB | VPTJ/PCE/J15372 | PE 15.37 FASA 15-2 (F2) |  |  | Fail | Please check "Use"
378443365 | TNB | DISTRIBUTION | WP PUTRAJAYA & CYBERJAYA | Existing | 11 kV |  | RYB | VPTJ/PCE/J15372 | PE 15.37 FASA 15-2 (F2) |  |  | Fail | Please check "Use"
378443368 | TNB | DISTRIBUTION | WP PUTRAJAYA & CYBERJAYA | Existing | 11 kV |  | RYB | VPTJ/PCE/J15372 | PE 15.37 FASA 15-2 (F2) |  |  | Fail | Please check "Use"
378443369 | TNB | DISTRIBUTION | WP PUTRAJAYA & CYBERJAYA | Existing | 11 kV |  | RYB | VPTJ/PCE/J15372 | PE 15.37 FASA 15-2 (F2) |  |  | Fail | Please check "Use"
378464166 | TNB | DISTRIBUTION | WP PUTRAJAYA & CYBERJAYA | Existing | 11 kV |  | RYB | VPTJ/PCE/J15562 | PE 15.56 DWIPUTRA NO 3 (F2) |  |  | Fail | Please check "Use"
378464167 | TNB | DISTRIBUTION | WP PUTRAJAYA & CYBERJAYA | Existing | 11 kV |  | RYB | VPTJ/PCE/J15562 | PE 15.56 DWIPUTRA NO 3 (F2) |  |  | Fail | Please check "Use"
378464172 | TNB | DISTRIBUTION | WP PUTRAJAYA & CYBERJAYA | Existing | 11 kV |  | RYB | VPTJ/PCE/J15562 | PE 15.56 DWIPUTRA NO 3 (F2) |  |  | Fail | Please check "Use"
378464178 | TNB | DISTRIBUTION | WP PUTRAJAYA & CYBERJAYA | Existing | 11 kV |  | RYB | VPTJ/PCE/J15562 | PE 15.56 DWIPUTRA NO 3 (F2) |  |  | Fail | Please check "Use"
378464179 | TNB | DISTRIBUTION | WP PUTRAJAYA & CYBERJAYA | Existing | 11 kV |  | RYB | VPTJ/PCE/J15562 | PE 15.56 DWIPUTRA NO 3 (F2) |  |  | Fail | Please check "Use"
378464183 | TNB | DISTRIBUTION | WP PUTRAJAYA & CYBERJAYA | Existing | 11 kV |  | RYB | VPTJ/PCE/J15562 | PE 15.56 DWIPUTRA NO 3 (F2) |  |  | Fail | Please check "Use"
378464186 | TNB | DISTRIBUTION | WP PUTRAJAYA & CYBERJAYA | Existing | 11 kV |  | RYB | VPTJ/PCE/J15562 | PE 15.56 DWIPUTRA NO 3 (F2) |  |  | Fail | Please check "Use"
378464187 | TNB | DISTRIBUTION | WP PUTRAJAYA & CYBERJAYA | Existing | 11 kV |  | RYB | VPTJ/PCE/J15562 | PE 15.56 DWIPUTRA NO 3 (F2) |  |  | Fail | Please check "Use"
378464260 | TNB | DISTRIBUTION | WP PUTRAJAYA & CYBERJAYA | Existing | 11 kV |  | RYB | VPTJ/PCE/J00341 | PE 15.56 DWIPUTRA NO 3 (F1) |  |  | Fail | Please check "Use"
378464261 | TNB | DISTRIBUTION | WP PUTRAJAYA & CYBERJAYA | Existing | 11 kV |  | RYB | VPTJ/PCE/J00341 | PE 15.56 DWIPUTRA NO 3 (F1) |  |  | Fail | Please check "Use"
378464266 | TNB | DISTRIBUTION | WP PUTRAJAYA & CYBERJAYA | Existing | 11 kV |  | RYB | VPTJ/PCE/J00341 | PE 15.56 DWIPUTRA NO 3 (F1) |  |  | Fail | Please check "Use"
378464272 | TNB | DISTRIBUTION | WP PUTRAJAYA & CYBERJAYA | Existing | 11 kV |  | RYB | VPTJ/PCE/J00341 | PE 15.56 DWIPUTRA NO 3 (F1) |  |  | Fail | Please check "Use"
378464273 | TNB | DISTRIBUTION | WP PUTRAJAYA & CYBERJAYA | Existing | 11 kV |  | RYB | VPTJ/PCE/J00341 | PE 15.56 DWIPUTRA NO 3 (F1) |  |  | Fail | Please check "Use"
378464277 | TNB | DISTRIBUTION | WP PUTRAJAYA & CYBERJAYA | Existing | 11 kV |  | RYB | VPTJ/PCE/J00341 | PE 15.56 DWIPUTRA NO 3 (F1) |  |  | Fail | Please check "Use"
378464280 | TNB | DISTRIBUTION | WP PUTRAJAYA & CYBERJAYA | Existing | 11 kV |  | RYB | VPTJ/PCE/J00341 | PE 15.56 DWIPUTRA NO 3 (F1) |  |  | Fail | Please check "Use"
378464281 | TNB | DISTRIBUTION | WP PUTRAJAYA & CYBERJAYA | Existing | 11 kV |  | RYB | VPTJ/PCE/J00341 | PE 15.56 DWIPUTRA NO 3 (F1) |  |  | Fail | Please check "Use"
378464356 | TNB | DISTRIBUTION | WP PUTRAJAYA & CYBERJAYA | Existing | 11 kV |  | RYB | VPTJ/PCE/J00340 | PE 15.55 DWIPUTRA NO 2 (F1) |  |  | Fail | Please check "Use"
378464357 | TNB | DISTRIBUTION | WP PUTRAJAYA & CYBERJAYA | Existing | 11 kV |  | RYB | VPTJ/PCE/J00340 | PE 15.55 DWIPUTRA NO 2 (F1) |  |  | Fail | Please check "Use"
378464362 | TNB | DISTRIBUTION | WP PUTRAJAYA & CYBERJAYA | Existing | 11 kV |  | RYB | VPTJ/PCE/J00340 | PE 15.55 DWIPUTRA NO 2 (F1) |  |  | Fail | Please check "Use"
378464368 | TNB | DISTRIBUTION | WP PUTRAJAYA & CYBERJAYA | Existing | 11 kV |  | RYB | VPTJ/PCE/J00340 | PE 15.55 DWIPUTRA NO 2 (F1) |  |  | Fail | Please check "Use"
378464369 | TNB | DISTRIBUTION | WP PUTRAJAYA & CYBERJAYA | Existing | 11 kV |  | RYB | VPTJ/PCE/J00340 | PE 15.55 DWIPUTRA NO 2 (F1) |  |  | Fail | Please check "Use"
378464373 | TNB | DISTRIBUTION | WP PUTRAJAYA & CYBERJAYA | Existing | 11 kV |  | RYB | VPTJ/PCE/J00340 | PE 15.55 DWIPUTRA NO 2 (F1) |  |  | Fail | Please check "Use"
378464376 | TNB | DISTRIBUTION | WP PUTRAJAYA & CYBERJAYA | Existing | 11 kV |  | RYB | VPTJ/PCE/J00340 | PE 15.55 DWIPUTRA NO 2 (F1) |  |  | Fail | Please check "Use"
378464377 | TNB | DISTRIBUTION | WP PUTRAJAYA & CYBERJAYA | Existing | 11 kV |  | RYB | VPTJ/PCE/J00340 | PE 15.55 DWIPUTRA NO 2 (F1) |  |  | Fail | Please check "Use"
378464450 | TNB | DISTRIBUTION | WP PUTRAJAYA & CYBERJAYA | Existing | 11 kV |  | RYB | VPTJ/PCE/J15552 | PE 15.55 DWIPUTRA NO 2 (F2) |  |  | Fail | Please check "Use"
378464451 | TNB | DISTRIBUTION | WP PUTRAJAYA & CYBERJAYA | Existing | 11 kV |  | RYB | VPTJ/PCE/J15552 | PE 15.55 DWIPUTRA NO 2 (F2) |  |  | Fail | Please check "Use"
378464456 | TNB | DISTRIBUTION | WP PUTRAJAYA & CYBERJAYA | Existing | 11 kV |  | RYB | VPTJ/PCE/J15552 | PE 15.55 DWIPUTRA NO 2 (F2) |  |  | Fail | Please check "Use"
378464462 | TNB | DISTRIBUTION | WP PUTRAJAYA & CYBERJAYA | Existing | 11 kV |  | RYB | VPTJ/PCE/J15552 | PE 15.55 DWIPUTRA NO 2 (F2) |  |  | Fail | Please check "Use"
378464463 | TNB | DISTRIBUTION | WP PUTRAJAYA & CYBERJAYA | Existing | 11 kV |  | RYB | VPTJ/PCE/J15552 | PE 15.55 DWIPUTRA NO 2 (F2) |  |  | Fail | Please check "Use"
378464467 | TNB | DISTRIBUTION | WP PUTRAJAYA & CYBERJAYA | Existing | 11 kV |  | RYB | VPTJ/PCE/J15552 | PE 15.55 DWIPUTRA NO 2 (F2) |  |  | Fail | Please check "Use"
378464470 | TNB | DISTRIBUTION | WP PUTRAJAYA & CYBERJAYA | Existing | 11 kV |  | RYB | VPTJ/PCE/J15552 | PE 15.55 DWIPUTRA NO 2 (F2) |  |  | Fail | Please check "Use"
378464471 | TNB | DISTRIBUTION | WP PUTRAJAYA & CYBERJAYA | Existing | 11 kV |  | RYB | VPTJ/PCE/J15552 | PE 15.55 DWIPUTRA NO 2 (F2) |  |  | Fail | Please check "Use"
378464544 | TNB | DISTRIBUTION | WP PUTRAJAYA & CYBERJAYA | Existing | 11 kV |  | RYB | VPTJ/PCE/J00339 | PE 15.54 DWIPUTRA NO 1 (F1) |  |  | Fail | Please check "Use"
378464545 | TNB | DISTRIBUTION | WP PUTRAJAYA & CYBERJAYA | Existing | 11 kV |  | RYB | VPTJ/PCE/J00339 | PE 15.54 DWIPUTRA NO 1 (F1) |  |  | Fail | Please check "Use"
378464550 | TNB | DISTRIBUTION | WP PUTRAJAYA & CYBERJAYA | Existing | 11 kV |  | RYB | VPTJ/PCE/J00339 | PE 15.54 DWIPUTRA NO 1 (F1) |  |  | Fail | Please check "Use"
378464556 | TNB | DISTRIBUTION | WP PUTRAJAYA & CYBERJAYA | Existing | 11 kV |  | RYB | VPTJ/PCE/J00339 | PE 15.54 DWIPUTRA NO 1 (F1) |  |  | Fail | Please check "Use"
378464557 | TNB | DISTRIBUTION | WP PUTRAJAYA & CYBERJAYA | Existing | 11 kV |  | RYB | VPTJ/PCE/J00339 | PE 15.54 DWIPUTRA NO 1 (F1) |  |  | Fail | Please check "Use"
378464561 | TNB | DISTRIBUTION | WP PUTRAJAYA & CYBERJAYA | Existing | 11 kV |  | RYB | VPTJ/PCE/J00339 | PE 15.54 DWIPUTRA NO 1 (F1) |  |  | Fail | Please check "Use"
378464564 | TNB | DISTRIBUTION | WP PUTRAJAYA & CYBERJAYA | Existing | 11 kV |  | RYB | VPTJ/PCE/J00339 | PE 15.54 DWIPUTRA NO 1 (F1) |  |  | Fail | Please check "Use"
378464565 | TNB | DISTRIBUTION | WP PUTRAJAYA & CYBERJAYA | Existing | 11 kV |  | RYB | VPTJ/PCE/J00339 | PE 15.54 DWIPUTRA NO 1 (F1) |  |  | Fail | Please check "Use"
378494654 | TNB | DISTRIBUTION | WP PUTRAJAYA & CYBERJAYA | Existing | 11 kV |  | RYB | VPTJ/PCE/J08012 | PE 8.01 PS 10 (EFI) (F2) |  |  | Fail | Please check "Use"
378494655 | TNB | DISTRIBUTION | WP PUTRAJAYA & CYBERJAYA | Existing | 11 kV |  | RYB | VPTJ/PCE/J08012 | PE 8.01 PS 10 (EFI) (F2) |  |  | Fail | Please check "Use"
378494660 | TNB | DISTRIBUTION | WP PUTRAJAYA & CYBERJAYA | Existing | 11 kV |  | RYB | VPTJ/PCE/J08012 | PE 8.01 PS 10 (EFI) (F2) |  |  | Fail | Please check "Use"
378494666 | TNB | DISTRIBUTION | WP PUTRAJAYA & CYBERJAYA | Existing | 11 kV |  | RYB | VPTJ/PCE/J08012 | PE 8.01 PS 10 (EFI) (F2) |  |  | Fail | Please check "Use"
378494667 | TNB | DISTRIBUTION | WP PUTRAJAYA & CYBERJAYA | Existing | 11 kV |  | RYB | VPTJ/PCE/J08012 | PE 8.01 PS 10 (EFI) (F2) |  |  | Fail | Please check "Use"
378494671 | TNB | DISTRIBUTION | WP PUTRAJAYA & CYBERJAYA | Existing | 11 kV |  | RYB | VPTJ/PCE/J08012 | PE 8.01 PS 10 (EFI) (F2) |  |  | Fail | Please check "Use"
378494674 | TNB | DISTRIBUTION | WP PUTRAJAYA & CYBERJAYA | Existing | 11 kV |  | RYB | VPTJ/PCE/J08012 | PE 8.01 PS 10 (EFI) (F2) |  |  | Fail | Please check "Use"
378494675 | TNB | DISTRIBUTION | WP PUTRAJAYA & CYBERJAYA | Existing | 11 kV |  | RYB | VPTJ/PCE/J08012 | PE 8.01 PS 10 (EFI) (F2) |  |  | Fail | Please check "Use"
378494758 | TNB | DISTRIBUTION | WP PUTRAJAYA & CYBERJAYA | Existing | 11 kV |  | RYB | VPTJ/PCE/J08021 | PE 8.02 P8A SEMI D (F1) |  |  | Fail | Please check "Use"
378494759 | TNB | DISTRIBUTION | WP PUTRAJAYA & CYBERJAYA | Existing | 11 kV |  | RYB | VPTJ/PCE/J08021 | PE 8.02 P8A SEMI D (F1) |  |  | Fail | Please check "Use"
378494764 | TNB | DISTRIBUTION | WP PUTRAJAYA & CYBERJAYA | Existing | 11 kV |  | RYB | VPTJ/PCE/J08021 | PE 8.02 P8A SEMI D (F1) |  |  | Fail | Please check "Use"
378494770 | TNB | DISTRIBUTION | WP PUTRAJAYA & CYBERJAYA | Existing | 11 kV |  | RYB | VPTJ/PCE/J08021 | PE 8.02 P8A SEMI D (F1) |  |  | Fail | Please check "Use"
378494771 | TNB | DISTRIBUTION | WP PUTRAJAYA & CYBERJAYA | Existing | 11 kV |  | RYB | VPTJ/PCE/J08021 | PE 8.02 P8A SEMI D (F1) |  |  | Fail | Please check "Use"
378494775 | TNB | DISTRIBUTION | WP PUTRAJAYA & CYBERJAYA | Existing | 11 kV |  | RYB | VPTJ/PCE/J08021 | PE 8.02 P8A SEMI D (F1) |  |  | Fail | Please check "Use"
378494778 | TNB | DISTRIBUTION | WP PUTRAJAYA & CYBERJAYA | Existing | 11 kV |  | RYB | VPTJ/PCE/J08021 | PE 8.02 P8A SEMI D (F1) |  |  | Fail | Please check "Use"
378494779 | TNB | DISTRIBUTION | WP PUTRAJAYA & CYBERJAYA | Existing | 11 kV |  | RYB | VPTJ/PCE/J08021 | PE 8.02 P8A SEMI D (F1) |  |  | Fail | Please check "Use"
378494848 | TNB | DISTRIBUTION | WP PUTRAJAYA & CYBERJAYA | Existing | 11 kV |  | RYB | VPTJ/PCE/J08022 | PE 8.02 P8A SEMI D (F2) |  |  | Fail | Please check "Use"
378494849 | TNB | DISTRIBUTION | WP PUTRAJAYA & CYBERJAYA | Existing | 11 kV |  | RYB | VPTJ/PCE/J08022 | PE 8.02 P8A SEMI D (F2) |  |  | Fail | Please check "Use"
378494854 | TNB | DISTRIBUTION | WP PUTRAJAYA & CYBERJAYA | Existing | 11 kV |  | RYB | VPTJ/PCE/J08022 | PE 8.02 P8A SEMI D (F2) |  |  | Fail | Please check "Use"
378494860 | TNB | DISTRIBUTION | WP PUTRAJAYA & CYBERJAYA | Existing | 11 kV |  | RYB | VPTJ/PCE/J08022 | PE 8.02 P8A SEMI D (F2) |  |  | Fail | Please check "Use"
378494861 | TNB | DISTRIBUTION | WP PUTRAJAYA & CYBERJAYA | Existing | 11 kV |  | RYB | VPTJ/PCE/J08022 | PE 8.02 P8A SEMI D (F2) |  |  | Fail | Please check "Use"
378494865 | TNB | DISTRIBUTION | WP PUTRAJAYA & CYBERJAYA | Existing | 11 kV |  | RYB | VPTJ/PCE/J08022 | PE 8.02 P8A SEMI D (F2) |  |  | Fail | Please check "Use"
378494868 | TNB | DISTRIBUTION | WP PUTRAJAYA & CYBERJAYA | Existing | 11 kV |  | RYB | VPTJ/PCE/J08022 | PE 8.02 P8A SEMI D (F2) |  |  | Fail | Please check "Use"
378494869 | TNB | DISTRIBUTION | WP PUTRAJAYA & CYBERJAYA | Existing | 11 kV |  | RYB | VPTJ/PCE/J08022 | PE 8.02 P8A SEMI D (F2) |  |  | Fail | Please check "Use"
378494940 | TNB | DISTRIBUTION | WP PUTRAJAYA & CYBERJAYA | Existing | 11 kV |  | RYB | VPTJ/PCE/J08031 | PE 8.03 SEK REN (EFI) (F1) |  |  | Fail | Please check "Use"
378494941 | TNB | DISTRIBUTION | WP PUTRAJAYA & CYBERJAYA | Existing | 11 kV |  | RYB | VPTJ/PCE/J08031 | PE 8.03 SEK REN (EFI) (F1) |  |  | Fail | Please check "Use"
378494946 | TNB | DISTRIBUTION | WP PUTRAJAYA & CYBERJAYA | Existing | 11 kV |  | RYB | VPTJ/PCE/J08031 | PE 8.03 SEK REN (EFI) (F1) |  |  | Fail | Please check "Use"
378494952 | TNB | DISTRIBUTION | WP PUTRAJAYA & CYBERJAYA | Existing | 11 kV |  | RYB | VPTJ/PCE/J08031 | PE 8.03 SEK REN (EFI) (F1) |  |  | Fail | Please check "Use"
378494953 | TNB | DISTRIBUTION | WP PUTRAJAYA & CYBERJAYA | Existing | 11 kV |  | RYB | VPTJ/PCE/J08031 | PE 8.03 SEK REN (EFI) (F1) |  |  | Fail | Please check "Use"
378494957 | TNB | DISTRIBUTION | WP PUTRAJAYA & CYBERJAYA | Existing | 11 kV |  | RYB | VPTJ/PCE/J08031 | PE 8.03 SEK REN (EFI) (F1) |  |  | Fail | Please check "Use"
378494960 | TNB | DISTRIBUTION | WP PUTRAJAYA & CYBERJAYA | Existing | 11 kV |  | RYB | VPTJ/PCE/J08031 | PE 8.03 SEK REN (EFI) (F1) |  |  | Fail | Please check "Use"
378494961 | TNB | DISTRIBUTION | WP PUTRAJAYA & CYBERJAYA | Existing | 11 kV |  | RYB | VPTJ/PCE/J08031 | PE 8.03 SEK REN (EFI) (F1) |  |  | Fail | Please check "Use"
378495031 | TNB | DISTRIBUTION | WP PUTRAJAYA & CYBERJAYA | Existing | 11 kV |  | RYB | VPTJ/PCE/J08032 | PE 8.03 SEK REN (EFI) (F2) |  |  | Fail | Please check "Use"
378495032 | TNB | DISTRIBUTION | WP PUTRAJAYA & CYBERJAYA | Existing | 11 kV |  | RYB | VPTJ/PCE/J08032 | PE 8.03 SEK REN (EFI) (F2) |  |  | Fail | Please check "Use"
378495037 | TNB | DISTRIBUTION | WP PUTRAJAYA & CYBERJAYA | Existing | 11 kV |  | RYB | VPTJ/PCE/J08032 | PE 8.03 SEK REN (EFI) (F2) |  |  | Fail | Please check "Use"
378495043 | TNB | DISTRIBUTION | WP PUTRAJAYA & CYBERJAYA | Existing | 11 kV |  | RYB | VPTJ/PCE/J08032 | PE 8.03 SEK REN (EFI) (F2) |  |  | Fail | Please check "Use"
378495044 | TNB | DISTRIBUTION | WP PUTRAJAYA & CYBERJAYA | Existing | 11 kV |  | RYB | VPTJ/PCE/J08032 | PE 8.03 SEK REN (EFI) (F2) |  |  | Fail | Please check "Use"
378495048 | TNB | DISTRIBUTION | WP PUTRAJAYA & CYBERJAYA | Existing | 11 kV |  | RYB | VPTJ/PCE/J08032 | PE 8.03 SEK REN (EFI) (F2) |  |  | Fail | Please check "Use"
378495051 | TNB | DISTRIBUTION | WP PUTRAJAYA & CYBERJAYA | Existing | 11 kV |  | RYB | VPTJ/PCE/J08032 | PE 8.03 SEK REN (EFI) (F2) |  |  | Fail | Please check "Use"
378495052 | TNB | DISTRIBUTION | WP PUTRAJAYA & CYBERJAYA | Existing | 11 kV |  | RYB | VPTJ/PCE/J08032 | PE 8.03 SEK REN (EFI) (F2) |  |  | Fail | Please check "Use"
378495124 | TNB | DISTRIBUTION | WP PUTRAJAYA & CYBERJAYA | Existing | 11 kV |  | RYB | VPTJ/PCE/J08041 | PE 8.04 SEK MEN (F1) |  |  | Fail | Please check "Use"
378495125 | TNB | DISTRIBUTION | WP PUTRAJAYA & CYBERJAYA | Existing | 11 kV |  | RYB | VPTJ/PCE/J08041 | PE 8.04 SEK MEN (F1) |  |  | Fail | Please check "Use"
378495130 | TNB | DISTRIBUTION | WP PUTRAJAYA & CYBERJAYA | Existing | 11 kV |  | RYB | VPTJ/PCE/J08041 | PE 8.04 SEK MEN (F1) |  |  | Fail | Please check "Use"
378495136 | TNB | DISTRIBUTION | WP PUTRAJAYA & CYBERJAYA | Existing | 11 kV |  | RYB | VPTJ/PCE/J08041 | PE 8.04 SEK MEN (F1) |  |  | Fail | Please check "Use"
378495137 | TNB | DISTRIBUTION | WP PUTRAJAYA & CYBERJAYA | Existing | 11 kV |  | RYB | VPTJ/PCE/J08041 | PE 8.04 SEK MEN (F1) |  |  | Fail | Please check "Use"
378495141 | TNB | DISTRIBUTION | WP PUTRAJAYA & CYBERJAYA | Existing | 11 kV |  | RYB | VPTJ/PCE/J08041 | PE 8.04 SEK MEN (F1) |  |  | Fail | Please check "Use"
378495144 | TNB | DISTRIBUTION | WP PUTRAJAYA & CYBERJAYA | Existing | 11 kV |  | RYB | VPTJ/PCE/J08041 | PE 8.04 SEK MEN (F1) |  |  | Fail | Please check "Use"
378495145 | TNB | DISTRIBUTION | WP PUTRAJAYA & CYBERJAYA | Existing | 11 kV |  | RYB | VPTJ/PCE/J08041 | PE 8.04 SEK MEN (F1) |  |  | Fail | Please check "Use"
378495215 | TNB | DISTRIBUTION | WP PUTRAJAYA & CYBERJAYA | Existing | 11 kV |  | RYB | VPTJ/PCE/J08042 | PE 8.04 SEK MEN (F2) |  |  | Fail | Please check "Use"
378495216 | TNB | DISTRIBUTION | WP PUTRAJAYA & CYBERJAYA | Existing | 11 kV |  | RYB | VPTJ/PCE/J08042 | PE 8.04 SEK MEN (F2) |  |  | Fail | Please check "Use"
378495221 | TNB | DISTRIBUTION | WP PUTRAJAYA & CYBERJAYA | Existing | 11 kV |  | RYB | VPTJ/PCE/J08042 | PE 8.04 SEK MEN (F2) |  |  | Fail | Please check "Use"
378495227 | TNB | DISTRIBUTION | WP PUTRAJAYA & CYBERJAYA | Existing | 11 kV |  | RYB | VPTJ/PCE/J08042 | PE 8.04 SEK MEN (F2) |  |  | Fail | Please check "Use"
378495228 | TNB | DISTRIBUTION | WP PUTRAJAYA & CYBERJAYA | Existing | 11 kV |  | RYB | VPTJ/PCE/J08042 | PE 8.04 SEK MEN (F2) |  |  | Fail | Please check "Use"
378495232 | TNB | DISTRIBUTION | WP PUTRAJAYA & CYBERJAYA | Existing | 11 kV |  | RYB | VPTJ/PCE/J08042 | PE 8.04 SEK MEN (F2) |  |  | Fail | Please check "Use"
378495235 | TNB | DISTRIBUTION | WP PUTRAJAYA & CYBERJAYA | Existing | 11 kV |  | RYB | VPTJ/PCE/J08042 | PE 8.04 SEK MEN (F2) |  |  | Fail | Please check "Use"
378495236 | TNB | DISTRIBUTION | WP PUTRAJAYA & CYBERJAYA | Existing | 11 kV |  | RYB | VPTJ/PCE/J08042 | PE 8.04 SEK MEN (F2) |  |  | Fail | Please check "Use"
378495313 | TNB | DISTRIBUTION | WP PUTRAJAYA & CYBERJAYA | Existing | 11 kV |  | RYB | VPTJ/PCE/J08051 | PE 8.05 APT FASA 4A (B1) (F1) |  |  | Fail | Please check "Use"
378495324 | TNB | DISTRIBUTION | WP PUTRAJAYA & CYBERJAYA | Existing | 11 kV |  | RYB | VPTJ/PCE/J08051 | PE 8.05 APT FASA 4A (B1) (F1) |  |  | Fail | Please check "Use"
378495325 | TNB | DISTRIBUTION | WP PUTRAJAYA & CYBERJAYA | Existing | 11 kV |  | RYB | VPTJ/PCE/J08051 | PE 8.05 APT FASA 4A (B1) (F1) |  |  | Fail | Please check "Use"
378495334 | TNB | DISTRIBUTION | WP PUTRAJAYA & CYBERJAYA | Existing | 11 kV |  | RYB | VPTJ/PCE/J08051 | PE 8.05 APT FASA 4A (B1) (F1) |  |  | Fail | Please check "Use"
378495340 | TNB | DISTRIBUTION | WP PUTRAJAYA & CYBERJAYA | Existing | 11 kV |  | RYB | VPTJ/PCE/J08051 | PE 8.05 APT FASA 4A (B1) (F1) |  |  | Fail | Please check "Use"
378495342 | TNB | DISTRIBUTION | WP PUTRAJAYA & CYBERJAYA | Existing | 11 kV |  | RYB | VPTJ/PCE/J08051 | PE 8.05 APT FASA 4A (B1) (F1) |  |  | Fail | Please check "Use"
378495344 | TNB | DISTRIBUTION | WP PUTRAJAYA & CYBERJAYA | Existing | 11 kV |  | RYB | VPTJ/PCE/J08051 | PE 8.05 APT FASA 4A (B1) (F1) |  |  | Fail | Please check "Use"
378495350 | TNB | DISTRIBUTION | WP PUTRAJAYA & CYBERJAYA | Existing | 11 kV |  | RYB | VPTJ/PCE/J08051 | PE 8.05 APT FASA 4A (B1) (F1) |  |  | Fail | Please check "Use"
378495361 | TNB | DISTRIBUTION | WP PUTRAJAYA & CYBERJAYA | Existing | 11 kV |  | RYB | VPTJ/PCE/J08052 | PE 8.05 APT FASA 4A (B1) (F2) |  |  | Fail | Please check "Use"
378495372 | TNB | DISTRIBUTION | WP PUTRAJAYA & CYBERJAYA | Existing | 11 kV |  | RYB | VPTJ/PCE/J08052 | PE 8.05 APT FASA 4A (B1) (F2) |  |  | Fail | Please check "Use"
378495373 | TNB | DISTRIBUTION | WP PUTRAJAYA & CYBERJAYA | Existing | 11 kV |  | RYB | VPTJ/PCE/J08052 | PE 8.05 APT FASA 4A (B1) (F2) |  |  | Fail | Please check "Use"
378495382 | TNB | DISTRIBUTION | WP PUTRAJAYA & CYBERJAYA | Existing | 11 kV |  | RYB | VPTJ/PCE/J08052 | PE 8.05 APT FASA 4A (B1) (F2) |  |  | Fail | Please check "Use"
378495388 | TNB | DISTRIBUTION | WP PUTRAJAYA & CYBERJAYA | Existing | 11 kV |  | RYB | VPTJ/PCE/J08052 | PE 8.05 APT FASA 4A (B1) (F2) |  |  | Fail | Please check "Use"
378495390 | TNB | DISTRIBUTION | WP PUTRAJAYA & CYBERJAYA | Existing | 11 kV |  | RYB | VPTJ/PCE/J08052 | PE 8.05 APT FASA 4A (B1) (F2) |  |  | Fail | Please check "Use"
378495392 | TNB | DISTRIBUTION | WP PUTRAJAYA & CYBERJAYA | Existing | 11 kV |  | RYB | VPTJ/PCE/J08052 | PE 8.05 APT FASA 4A (B1) (F2) |  |  | Fail | Please check "Use"
378495398 | TNB | DISTRIBUTION | WP PUTRAJAYA & CYBERJAYA | Existing | 11 kV |  | RYB | VPTJ/PCE/J08052 | PE 8.05 APT FASA 4A (B1) (F2) |  |  | Fail | Please check "Use"
378495542 | TNB | DISTRIBUTION | WP PUTRAJAYA & CYBERJAYA | Existing | 11 kV |  | RYB | VPTJ/PCE/J08171 | PE 8.17 P.KEJIRANAN (EFI) |  |  | Fail | Please check "Use"
378495543 | TNB | DISTRIBUTION | WP PUTRAJAYA & CYBERJAYA | Existing | 11 kV |  | RYB | VPTJ/PCE/J08171 | PE 8.17 P.KEJIRANAN (EFI) |  |  | Fail | Please check "Use"
378495548 | TNB | DISTRIBUTION | WP PUTRAJAYA & CYBERJAYA | Existing | 11 kV |  | RYB | VPTJ/PCE/J08171 | PE 8.17 P.KEJIRANAN (EFI) |  |  | Fail | Please check "Use"
378495554 | TNB | DISTRIBUTION | WP PUTRAJAYA & CYBERJAYA | Existing | 11 kV |  | RYB | VPTJ/PCE/J08171 | PE 8.17 P.KEJIRANAN (EFI) |  |  | Fail | Please check "Use"
378495555 | TNB | DISTRIBUTION | WP PUTRAJAYA & CYBERJAYA | Existing | 11 kV |  | RYB | VPTJ/PCE/J08171 | PE 8.17 P.KEJIRANAN (EFI) |  |  | Fail | Please check "Use"
378495559 | TNB | DISTRIBUTION | WP PUTRAJAYA & CYBERJAYA | Existing | 11 kV |  | RYB | VPTJ/PCE/J08171 | PE 8.17 P.KEJIRANAN (EFI) |  |  | Fail | Please check "Use"
378495562 | TNB | DISTRIBUTION | WP PUTRAJAYA & CYBERJAYA | Existing | 11 kV |  | RYB | VPTJ/PCE/J08171 | PE 8.17 P.KEJIRANAN (EFI) |  |  | Fail | Please check "Use"
378495563 | TNB | DISTRIBUTION | WP PUTRAJAYA & CYBERJAYA | Existing | 11 kV |  | RYB | VPTJ/PCE/J08171 | PE 8.17 P.KEJIRANAN (EFI) |  |  | Fail | Please check "Use"
378495636 | TNB | DISTRIBUTION | WP PUTRAJAYA & CYBERJAYA | Existing | 11 kV |  | RYB | VPTJ/PCE/J08061 | PE 8.06 DEWAN SERBAGUNA (EFI) (F1) |  |  | Fail | Please check "Use"
378495637 | TNB | DISTRIBUTION | WP PUTRAJAYA & CYBERJAYA | Existing | 11 kV |  | RYB | VPTJ/PCE/J08061 | PE 8.06 DEWAN SERBAGUNA (EFI) (F1) |  |  | Fail | Please check "Use"
378495642 | TNB | DISTRIBUTION | WP PUTRAJAYA & CYBERJAYA | Existing | 11 kV |  | RYB | VPTJ/PCE/J08061 | PE 8.06 DEWAN SERBAGUNA (EFI) (F1) |  |  | Fail | Please check "Use"
378495648 | TNB | DISTRIBUTION | WP PUTRAJAYA & CYBERJAYA | Existing | 11 kV |  | RYB | VPTJ/PCE/J08061 | PE 8.06 DEWAN SERBAGUNA (EFI) (F1) |  |  | Fail | Please check "Use"
378495649 | TNB | DISTRIBUTION | WP PUTRAJAYA & CYBERJAYA | Existing | 11 kV |  | RYB | VPTJ/PCE/J08061 | PE 8.06 DEWAN SERBAGUNA (EFI) (F1) |  |  | Fail | Please check "Use"
378495653 | TNB | DISTRIBUTION | WP PUTRAJAYA & CYBERJAYA | Existing | 11 kV |  | RYB | VPTJ/PCE/J08061 | PE 8.06 DEWAN SERBAGUNA (EFI) (F1) |  |  | Fail | Please check "Use"
378495656 | TNB | DISTRIBUTION | WP PUTRAJAYA & CYBERJAYA | Existing | 11 kV |  | RYB | VPTJ/PCE/J08061 | PE 8.06 DEWAN SERBAGUNA (EFI) (F1) |  |  | Fail | Please check "Use"
378495657 | TNB | DISTRIBUTION | WP PUTRAJAYA & CYBERJAYA | Existing | 11 kV |  | RYB | VPTJ/PCE/J08061 | PE 8.06 DEWAN SERBAGUNA (EFI) (F1) |  |  | Fail | Please check "Use"
378495727 | TNB | DISTRIBUTION | WP PUTRAJAYA & CYBERJAYA | Existing | 11 kV |  | RYB | VPTJ/PCE/J08062 | PE 8.06 DEWAN SERBAGUNA (EFI) (F2) |  |  | Fail | Please check "Use"
378495728 | TNB | DISTRIBUTION | WP PUTRAJAYA & CYBERJAYA | Existing | 11 kV |  | RYB | VPTJ/PCE/J08062 | PE 8.06 DEWAN SERBAGUNA (EFI) (F2) |  |  | Fail | Please check "Use"
378495733 | TNB | DISTRIBUTION | WP PUTRAJAYA & CYBERJAYA | Existing | 11 kV |  | RYB | VPTJ/PCE/J08062 | PE 8.06 DEWAN SERBAGUNA (EFI) (F2) |  |  | Fail | Please check "Use"
378495739 | TNB | DISTRIBUTION | WP PUTRAJAYA & CYBERJAYA | Existing | 11 kV |  | RYB | VPTJ/PCE/J08062 | PE 8.06 DEWAN SERBAGUNA (EFI) (F2) |  |  | Fail | Please check "Use"
378495740 | TNB | DISTRIBUTION | WP PUTRAJAYA & CYBERJAYA | Existing | 11 kV |  | RYB | VPTJ/PCE/J08062 | PE 8.06 DEWAN SERBAGUNA (EFI) (F2) |  |  | Fail | Please check "Use"
378495744 | TNB | DISTRIBUTION | WP PUTRAJAYA & CYBERJAYA | Existing | 11 kV |  | RYB | VPTJ/PCE/J08062 | PE 8.06 DEWAN SERBAGUNA (EFI) (F2) |  |  | Fail | Please check "Use"
378495747 | TNB | DISTRIBUTION | WP PUTRAJAYA & CYBERJAYA | Existing | 11 kV |  | RYB | VPTJ/PCE/J08062 | PE 8.06 DEWAN SERBAGUNA (EFI) (F2) |  |  | Fail | Please check "Use"
378495748 | TNB | DISTRIBUTION | WP PUTRAJAYA & CYBERJAYA | Existing | 11 kV |  | RYB | VPTJ/PCE/J08062 | PE 8.06 DEWAN SERBAGUNA (EFI) (F2) |  |  | Fail | Please check "Use"
378495820 | TNB | DISTRIBUTION | WP PUTRAJAYA & CYBERJAYA | Existing | 11 kV |  | RYB | VPTJ/PCE/J08361 | PE 8.36 TEMP 8-4F |  |  | Fail | Please check "Use"
378495821 | TNB | DISTRIBUTION | WP PUTRAJAYA & CYBERJAYA | Existing | 11 kV |  | RYB | VPTJ/PCE/J08361 | PE 8.36 TEMP 8-4F |  |  | Fail | Please check "Use"
378495826 | TNB | DISTRIBUTION | WP PUTRAJAYA & CYBERJAYA | Existing | 11 kV |  | RYB | VPTJ/PCE/J08361 | PE 8.36 TEMP 8-4F |  |  | Fail | Please check "Use"
378495832 | TNB | DISTRIBUTION | WP PUTRAJAYA & CYBERJAYA | Existing | 11 kV |  | RYB | VPTJ/PCE/J08361 | PE 8.36 TEMP 8-4F |  |  | Fail | Please check "Use"
378495833 | TNB | DISTRIBUTION | WP PUTRAJAYA & CYBERJAYA | Existing | 11 kV |  | RYB | VPTJ/PCE/J08361 | PE 8.36 TEMP 8-4F |  |  | Fail | Please check "Use"
378495837 | TNB | DISTRIBUTION | WP PUTRAJAYA & CYBERJAYA | Existing | 11 kV |  | RYB | VPTJ/PCE/J08361 | PE 8.36 TEMP 8-4F |  |  | Fail | Please check "Use"
378495840 | TNB | DISTRIBUTION | WP PUTRAJAYA & CYBERJAYA | Existing | 11 kV |  | RYB | VPTJ/PCE/J08361 | PE 8.36 TEMP 8-4F |  |  | Fail | Please check "Use"
378495841 | TNB | DISTRIBUTION | WP PUTRAJAYA & CYBERJAYA | Existing | 11 kV |  | RYB | VPTJ/PCE/J08361 | PE 8.36 TEMP 8-4F |  |  | Fail | Please check "Use"
378495922 | TNB | DISTRIBUTION | WP PUTRAJAYA & CYBERJAYA | Existing | 11 kV |  | RYB | VPTJ/PCE/J08112 | PE 8.11 JLN P8E TERES (EFI) (F2) |  |  | Fail | Please check "Use"
378495923 | TNB | DISTRIBUTION | WP PUTRAJAYA & CYBERJAYA | Existing | 11 kV |  | RYB | VPTJ/PCE/J08112 | PE 8.11 JLN P8E TERES (EFI) (F2) |  |  | Fail | Please check "Use"
378495928 | TNB | DISTRIBUTION | WP PUTRAJAYA & CYBERJAYA | Existing | 11 kV |  | RYB | VPTJ/PCE/J08112 | PE 8.11 JLN P8E TERES (EFI) (F2) |  |  | Fail | Please check "Use"
378495934 | TNB | DISTRIBUTION | WP PUTRAJAYA & CYBERJAYA | Existing | 11 kV |  | RYB | VPTJ/PCE/J08112 | PE 8.11 JLN P8E TERES (EFI) (F2) |  |  | Fail | Please check "Use"
378495935 | TNB | DISTRIBUTION | WP PUTRAJAYA & CYBERJAYA | Existing | 11 kV |  | RYB | VPTJ/PCE/J08112 | PE 8.11 JLN P8E TERES (EFI) (F2) |  |  | Fail | Please check "Use"
378495939 | TNB | DISTRIBUTION | WP PUTRAJAYA & CYBERJAYA | Existing | 11 kV |  | RYB | VPTJ/PCE/J08112 | PE 8.11 JLN P8E TERES (EFI) (F2) |  |  | Fail | Please check "Use"
378495942 | TNB | DISTRIBUTION | WP PUTRAJAYA & CYBERJAYA | Existing | 11 kV |  | RYB | VPTJ/PCE/J08112 | PE 8.11 JLN P8E TERES (EFI) (F2) |  |  | Fail | Please check "Use"
378495943 | TNB | DISTRIBUTION | WP PUTRAJAYA & CYBERJAYA | Existing | 11 kV |  | RYB | VPTJ/PCE/J08112 | PE 8.11 JLN P8E TERES (EFI) (F2) |  |  | Fail | Please check "Use"
378495945 | TNB | DISTRIBUTION | WP PUTRAJAYA & CYBERJAYA | Existing | 11 kV |  | RYB | VPTJ/PCE/J08111 | PE 8.11 JLN P8E TERES (EFI) (F1) |  |  | Fail | Please check "Use"
378495946 | TNB | DISTRIBUTION | WP PUTRAJAYA & CYBERJAYA | Existing | 11 kV |  | RYB | VPTJ/PCE/J08111 | PE 8.11 JLN P8E TERES (EFI) (F1) |  |  | Fail | Please check "Use"
378495951 | TNB | DISTRIBUTION | WP PUTRAJAYA & CYBERJAYA | Existing | 11 kV |  | RYB | VPTJ/PCE/J08111 | PE 8.11 JLN P8E TERES (EFI) (F1) |  |  | Fail | Please check "Use"
378495957 | TNB | DISTRIBUTION | WP PUTRAJAYA & CYBERJAYA | Existing | 11 kV |  | RYB | VPTJ/PCE/J08111 | PE 8.11 JLN P8E TERES (EFI) (F1) |  |  | Fail | Please check "Use"
378495958 | TNB | DISTRIBUTION | WP PUTRAJAYA & CYBERJAYA | Existing | 11 kV |  | RYB | VPTJ/PCE/J08111 | PE 8.11 JLN P8E TERES (EFI) (F1) |  |  | Fail | Please check "Use"
378495962 | TNB | DISTRIBUTION | WP PUTRAJAYA & CYBERJAYA | Existing | 11 kV |  | RYB | VPTJ/PCE/J08111 | PE 8.11 JLN P8E TERES (EFI) (F1) |  |  | Fail | Please check "Use"
378495965 | TNB | DISTRIBUTION | WP PUTRAJAYA & CYBERJAYA | Existing | 11 kV |  | RYB | VPTJ/PCE/J08111 | PE 8.11 JLN P8E TERES (EFI) (F1) |  |  | Fail | Please check "Use"
378495966 | TNB | DISTRIBUTION | WP PUTRAJAYA & CYBERJAYA | Existing | 11 kV |  | RYB | VPTJ/PCE/J08111 | PE 8.11 JLN P8E TERES (EFI) (F1) |  |  | Fail | Please check "Use"
378496106 | TNB | DISTRIBUTION | WP PUTRAJAYA & CYBERJAYA | Existing | 11 kV |  | RYB | VPTJ/PCE/J08251 | PE 8.25 ISTANA DARUL EHSAN (F1) |  |  | Fail | Please check "Use"
378496107 | TNB | DISTRIBUTION | WP PUTRAJAYA & CYBERJAYA | Existing | 11 kV |  | RYB | VPTJ/PCE/J08251 | PE 8.25 ISTANA DARUL EHSAN (F1) |  |  | Fail | Please check "Use"
378496112 | TNB | DISTRIBUTION | WP PUTRAJAYA & CYBERJAYA | Existing | 11 kV |  | RYB | VPTJ/PCE/J08251 | PE 8.25 ISTANA DARUL EHSAN (F1) |  |  | Fail | Please check "Use"
378496118 | TNB | DISTRIBUTION | WP PUTRAJAYA & CYBERJAYA | Existing | 11 kV |  | RYB | VPTJ/PCE/J08251 | PE 8.25 ISTANA DARUL EHSAN (F1) |  |  | Fail | Please check "Use"
378496119 | TNB | DISTRIBUTION | WP PUTRAJAYA & CYBERJAYA | Existing | 11 kV |  | RYB | VPTJ/PCE/J08251 | PE 8.25 ISTANA DARUL EHSAN (F1) |  |  | Fail | Please check "Use"
378496123 | TNB | DISTRIBUTION | WP PUTRAJAYA & CYBERJAYA | Existing | 11 kV |  | RYB | VPTJ/PCE/J08251 | PE 8.25 ISTANA DARUL EHSAN (F1) |  |  | Fail | Please check "Use"
378496126 | TNB | DISTRIBUTION | WP PUTRAJAYA & CYBERJAYA | Existing | 11 kV |  | RYB | VPTJ/PCE/J08251 | PE 8.25 ISTANA DARUL EHSAN (F1) |  |  | Fail | Please check "Use"
378496127 | TNB | DISTRIBUTION | WP PUTRAJAYA & CYBERJAYA | Existing | 11 kV |  | RYB | VPTJ/PCE/J08251 | PE 8.25 ISTANA DARUL EHSAN (F1) |  |  | Fail | Please check "Use"
378496197 | TNB | DISTRIBUTION | WP PUTRAJAYA & CYBERJAYA | Existing | 11 kV |  | RYB | VPTJ/PCE/J08252 | PE 8.25 ISTANA DARUL EHSAN (F2) |  |  | Fail | Please check "Use"
378496198 | TNB | DISTRIBUTION | WP PUTRAJAYA & CYBERJAYA | Existing | 11 kV |  | RYB | VPTJ/PCE/J08252 | PE 8.25 ISTANA DARUL EHSAN (F2) |  |  | Fail | Please check "Use"
378496203 | TNB | DISTRIBUTION | WP PUTRAJAYA & CYBERJAYA | Existing | 11 kV |  | RYB | VPTJ/PCE/J08252 | PE 8.25 ISTANA DARUL EHSAN (F2) |  |  | Fail | Please check "Use"
378496209 | TNB | DISTRIBUTION | WP PUTRAJAYA & CYBERJAYA | Existing | 11 kV |  | RYB | VPTJ/PCE/J08252 | PE 8.25 ISTANA DARUL EHSAN (F2) |  |  | Fail | Please check "Use"
378496210 | TNB | DISTRIBUTION | WP PUTRAJAYA & CYBERJAYA | Existing | 11 kV |  | RYB | VPTJ/PCE/J08252 | PE 8.25 ISTANA DARUL EHSAN (F2) |  |  | Fail | Please check "Use"
378496214 | TNB | DISTRIBUTION | WP PUTRAJAYA & CYBERJAYA | Existing | 11 kV |  | RYB | VPTJ/PCE/J08252 | PE 8.25 ISTANA DARUL EHSAN (F2) |  |  | Fail | Please check "Use"
378496217 | TNB | DISTRIBUTION | WP PUTRAJAYA & CYBERJAYA | Existing | 11 kV |  | RYB | VPTJ/PCE/J08252 | PE 8.25 ISTANA DARUL EHSAN (F2) |  |  | Fail | Please check "Use"
378496218 | TNB | DISTRIBUTION | WP PUTRAJAYA & CYBERJAYA | Existing | 11 kV |  | RYB | VPTJ/PCE/J08252 | PE 8.25 ISTANA DARUL EHSAN (F2) |  |  | Fail | Please check "Use"
378496290 | TNB | DISTRIBUTION | WP PUTRAJAYA & CYBERJAYA | Existing | 11 kV |  | RYB | VPTJ/PCE/J08321 | PE 8.32 TERES 8-4H (F1) |  |  | Fail | Please check "Use"
378496291 | TNB | DISTRIBUTION | WP PUTRAJAYA & CYBERJAYA | Existing | 11 kV |  | RYB | VPTJ/PCE/J08321 | PE 8.32 TERES 8-4H (F1) |  |  | Fail | Please check "Use"
378496296 | TNB | DISTRIBUTION | WP PUTRAJAYA & CYBERJAYA | Existing | 11 kV |  | RYB | VPTJ/PCE/J08321 | PE 8.32 TERES 8-4H (F1) |  |  | Fail | Please check "Use"
378496302 | TNB | DISTRIBUTION | WP PUTRAJAYA & CYBERJAYA | Existing | 11 kV |  | RYB | VPTJ/PCE/J08321 | PE 8.32 TERES 8-4H (F1) |  |  | Fail | Please check "Use"
378496303 | TNB | DISTRIBUTION | WP PUTRAJAYA & CYBERJAYA | Existing | 11 kV |  | RYB | VPTJ/PCE/J08321 | PE 8.32 TERES 8-4H (F1) |  |  | Fail | Please check "Use"
378496307 | TNB | DISTRIBUTION | WP PUTRAJAYA & CYBERJAYA | Existing | 11 kV |  | RYB | VPTJ/PCE/J08321 | PE 8.32 TERES 8-4H (F1) |  |  | Fail | Please check "Use"
378496310 | TNB | DISTRIBUTION | WP PUTRAJAYA & CYBERJAYA | Existing | 11 kV |  | RYB | VPTJ/PCE/J08321 | PE 8.32 TERES 8-4H (F1) |  |  | Fail | Please check "Use"
378496311 | TNB | DISTRIBUTION | WP PUTRAJAYA & CYBERJAYA | Existing | 11 kV |  | RYB | VPTJ/PCE/J08321 | PE 8.32 TERES 8-4H (F1) |  |  | Fail | Please check "Use"
378496384 | TNB | DISTRIBUTION | WP PUTRAJAYA & CYBERJAYA | Existing | 11 kV |  | RYB | VPTJ/PCE/J08331 | PE 8.33 8NC2 PADAT NO.1 |  |  | Fail | Please check "Use"
378496385 | TNB | DISTRIBUTION | WP PUTRAJAYA & CYBERJAYA | Existing | 11 kV |  | RYB | VPTJ/PCE/J08331 | PE 8.33 8NC2 PADAT NO.1 |  |  | Fail | Please check "Use"
378496390 | TNB | DISTRIBUTION | WP PUTRAJAYA & CYBERJAYA | Existing | 11 kV |  | RYB | VPTJ/PCE/J08331 | PE 8.33 8NC2 PADAT NO.1 |  |  | Fail | Please check "Use"
378496396 | TNB | DISTRIBUTION | WP PUTRAJAYA & CYBERJAYA | Existing | 11 kV |  | RYB | VPTJ/PCE/J08331 | PE 8.33 8NC2 PADAT NO.1 |  |  | Fail | Please check "Use"
378496397 | TNB | DISTRIBUTION | WP PUTRAJAYA & CYBERJAYA | Existing | 11 kV |  | RYB | VPTJ/PCE/J08331 | PE 8.33 8NC2 PADAT NO.1 |  |  | Fail | Please check "Use"
378496401 | TNB | DISTRIBUTION | WP PUTRAJAYA & CYBERJAYA | Existing | 11 kV |  | RYB | VPTJ/PCE/J08331 | PE 8.33 8NC2 PADAT NO.1 |  |  | Fail | Please check "Use"
378496404 | TNB | DISTRIBUTION | WP PUTRAJAYA & CYBERJAYA | Existing | 11 kV |  | RYB | VPTJ/PCE/J08331 | PE 8.33 8NC2 PADAT NO.1 |  |  | Fail | Please check "Use"
378496405 | TNB | DISTRIBUTION | WP PUTRAJAYA & CYBERJAYA | Existing | 11 kV |  | RYB | VPTJ/PCE/J08331 | PE 8.33 8NC2 PADAT NO.1 |  |  | Fail | Please check "Use"
378496478 | TNB | DISTRIBUTION | WP PUTRAJAYA & CYBERJAYA | Existing | 11 kV |  | RYB | VPTJ/PCE/J08341 | PE 8.34 8NC2 PADAT NO.2 |  |  | Fail | Please check "Use"
378496479 | TNB | DISTRIBUTION | WP PUTRAJAYA & CYBERJAYA | Existing | 11 kV |  | RYB | VPTJ/PCE/J08341 | PE 8.34 8NC2 PADAT NO.2 |  |  | Fail | Please check "Use"
378496484 | TNB | DISTRIBUTION | WP PUTRAJAYA & CYBERJAYA | Existing | 11 kV |  | RYB | VPTJ/PCE/J08341 | PE 8.34 8NC2 PADAT NO.2 |  |  | Fail | Please check "Use"
378496490 | TNB | DISTRIBUTION | WP PUTRAJAYA & CYBERJAYA | Existing | 11 kV |  | RYB | VPTJ/PCE/J08341 | PE 8.34 8NC2 PADAT NO.2 |  |  | Fail | Please check "Use"
378496491 | TNB | DISTRIBUTION | WP PUTRAJAYA & CYBERJAYA | Existing | 11 kV |  | RYB | VPTJ/PCE/J08341 | PE 8.34 8NC2 PADAT NO.2 |  |  | Fail | Please check "Use"
378496495 | TNB | DISTRIBUTION | WP PUTRAJAYA & CYBERJAYA | Existing | 11 kV |  | RYB | VPTJ/PCE/J08341 | PE 8.34 8NC2 PADAT NO.2 |  |  | Fail | Please check "Use"
378496498 | TNB | DISTRIBUTION | WP PUTRAJAYA & CYBERJAYA | Existing | 11 kV |  | RYB | VPTJ/PCE/J08341 | PE 8.34 8NC2 PADAT NO.2 |  |  | Fail | Please check "Use"
378496499 | TNB | DISTRIBUTION | WP PUTRAJAYA & CYBERJAYA | Existing | 11 kV |  | RYB | VPTJ/PCE/J08341 | PE 8.34 8NC2 PADAT NO.2 |  |  | Fail | Please check "Use"
378496594 | TNB | DISTRIBUTION | WP PUTRAJAYA & CYBERJAYA | Existing | 11 kV |  | RYB | VPTJ/PCE/J08322 | PE 8.32 TERES 8-4H (F2) |  |  | Fail | Please check "Use"
378496595 | TNB | DISTRIBUTION | WP PUTRAJAYA & CYBERJAYA | Existing | 11 kV |  | RYB | VPTJ/PCE/J08322 | PE 8.32 TERES 8-4H (F2) |  |  | Fail | Please check "Use"
378496600 | TNB | DISTRIBUTION | WP PUTRAJAYA & CYBERJAYA | Existing | 11 kV |  | RYB | VPTJ/PCE/J08322 | PE 8.32 TERES 8-4H (F2) |  |  | Fail | Please check "Use"
378496606 | TNB | DISTRIBUTION | WP PUTRAJAYA & CYBERJAYA | Existing | 11 kV |  | RYB | VPTJ/PCE/J08322 | PE 8.32 TERES 8-4H (F2) |  |  | Fail | Please check "Use"
378496607 | TNB | DISTRIBUTION | WP PUTRAJAYA & CYBERJAYA | Existing | 11 kV |  | RYB | VPTJ/PCE/J08322 | PE 8.32 TERES 8-4H (F2) |  |  | Fail | Please check "Use"
378496611 | TNB | DISTRIBUTION | WP PUTRAJAYA & CYBERJAYA | Existing | 11 kV |  | RYB | VPTJ/PCE/J08322 | PE 8.32 TERES 8-4H (F2) |  |  | Fail | Please check "Use"
378496614 | TNB | DISTRIBUTION | WP PUTRAJAYA & CYBERJAYA | Existing | 11 kV |  | RYB | VPTJ/PCE/J08322 | PE 8.32 TERES 8-4H (F2) |  |  | Fail | Please check "Use"
378496615 | TNB | DISTRIBUTION | WP PUTRAJAYA & CYBERJAYA | Existing | 11 kV |  | RYB | VPTJ/PCE/J08322 | PE 8.32 TERES 8-4H (F2) |  |  | Fail | Please check "Use"
378496713 | TNB | DISTRIBUTION | WP PUTRAJAYA & CYBERJAYA | Existing | 11 kV |  | RYB | VPTJ/PCE/J08091 | PE 8.09 JLN P8E2TERES (F1) |  |  | Fail | Please check "Use"
378496714 | TNB | DISTRIBUTION | WP PUTRAJAYA & CYBERJAYA | Existing | 11 kV |  | RYB | VPTJ/PCE/J08091 | PE 8.09 JLN P8E2TERES (F1) |  |  | Fail | Please check "Use"
378496719 | TNB | DISTRIBUTION | WP PUTRAJAYA & CYBERJAYA | Existing | 11 kV |  | RYB | VPTJ/PCE/J08091 | PE 8.09 JLN P8E2TERES (F1) |  |  | Fail | Please check "Use"
378496725 | TNB | DISTRIBUTION | WP PUTRAJAYA & CYBERJAYA | Existing | 11 kV |  | RYB | VPTJ/PCE/J08091 | PE 8.09 JLN P8E2TERES (F1) |  |  | Fail | Please check "Use"
378496726 | TNB | DISTRIBUTION | WP PUTRAJAYA & CYBERJAYA | Existing | 11 kV |  | RYB | VPTJ/PCE/J08091 | PE 8.09 JLN P8E2TERES (F1) |  |  | Fail | Please check "Use"
378496730 | TNB | DISTRIBUTION | WP PUTRAJAYA & CYBERJAYA | Existing | 11 kV |  | RYB | VPTJ/PCE/J08091 | PE 8.09 JLN P8E2TERES (F1) |  |  | Fail | Please check "Use"
378496733 | TNB | DISTRIBUTION | WP PUTRAJAYA & CYBERJAYA | Existing | 11 kV |  | RYB | VPTJ/PCE/J08091 | PE 8.09 JLN P8E2TERES (F1) |  |  | Fail | Please check "Use"
378496734 | TNB | DISTRIBUTION | WP PUTRAJAYA & CYBERJAYA | Existing | 11 kV |  | RYB | VPTJ/PCE/J08091 | PE 8.09 JLN P8E2TERES (F1) |  |  | Fail | Please check "Use"
378496802 | TNB | DISTRIBUTION | WP PUTRAJAYA & CYBERJAYA | Existing | 11 kV |  | RYB | VPTJ/PCE/J08092 | PE 8.09 JLN P8E2TERES (F2) |  |  | Fail | Please check "Use"
378496803 | TNB | DISTRIBUTION | WP PUTRAJAYA & CYBERJAYA | Existing | 11 kV |  | RYB | VPTJ/PCE/J08092 | PE 8.09 JLN P8E2TERES (F2) |  |  | Fail | Please check "Use"
378496808 | TNB | DISTRIBUTION | WP PUTRAJAYA & CYBERJAYA | Existing | 11 kV |  | RYB | VPTJ/PCE/J08092 | PE 8.09 JLN P8E2TERES (F2) |  |  | Fail | Please check "Use"
378496814 | TNB | DISTRIBUTION | WP PUTRAJAYA & CYBERJAYA | Existing | 11 kV |  | RYB | VPTJ/PCE/J08092 | PE 8.09 JLN P8E2TERES (F2) |  |  | Fail | Please check "Use"
378496815 | TNB | DISTRIBUTION | WP PUTRAJAYA & CYBERJAYA | Existing | 11 kV |  | RYB | VPTJ/PCE/J08092 | PE 8.09 JLN P8E2TERES (F2) |  |  | Fail | Please check "Use"
378496819 | TNB | DISTRIBUTION | WP PUTRAJAYA & CYBERJAYA | Existing | 11 kV |  | RYB | VPTJ/PCE/J08092 | PE 8.09 JLN P8E2TERES (F2) |  |  | Fail | Please check "Use"
378496822 | TNB | DISTRIBUTION | WP PUTRAJAYA & CYBERJAYA | Existing | 11 kV |  | RYB | VPTJ/PCE/J08092 | PE 8.09 JLN P8E2TERES (F2) |  |  | Fail | Please check "Use"
378496823 | TNB | DISTRIBUTION | WP PUTRAJAYA & CYBERJAYA | Existing | 11 kV |  | RYB | VPTJ/PCE/J08092 | PE 8.09 JLN P8E2TERES (F2) |  |  | Fail | Please check "Use"
378496896 | TNB | DISTRIBUTION | WP PUTRAJAYA & CYBERJAYA | Existing | 11 kV |  | RYB | VPTJ/PCE/J08101 | PE 8.10 SEK REN FASA 2 |  |  | Fail | Please check "Use"
378496897 | TNB | DISTRIBUTION | WP PUTRAJAYA & CYBERJAYA | Existing | 11 kV |  | RYB | VPTJ/PCE/J08101 | PE 8.10 SEK REN FASA 2 |  |  | Fail | Please check "Use"
378496902 | TNB | DISTRIBUTION | WP PUTRAJAYA & CYBERJAYA | Existing | 11 kV |  | RYB | VPTJ/PCE/J08101 | PE 8.10 SEK REN FASA 2 |  |  | Fail | Please check "Use"
378496908 | TNB | DISTRIBUTION | WP PUTRAJAYA & CYBERJAYA | Existing | 11 kV |  | RYB | VPTJ/PCE/J08101 | PE 8.10 SEK REN FASA 2 |  |  | Fail | Please check "Use"
378496909 | TNB | DISTRIBUTION | WP PUTRAJAYA & CYBERJAYA | Existing | 11 kV |  | RYB | VPTJ/PCE/J08101 | PE 8.10 SEK REN FASA 2 |  |  | Fail | Please check "Use"
378496913 | TNB | DISTRIBUTION | WP PUTRAJAYA & CYBERJAYA | Existing | 11 kV |  | RYB | VPTJ/PCE/J08101 | PE 8.10 SEK REN FASA 2 |  |  | Fail | Please check "Use"
378496916 | TNB | DISTRIBUTION | WP PUTRAJAYA & CYBERJAYA | Existing | 11 kV |  | RYB | VPTJ/PCE/J08101 | PE 8.10 SEK REN FASA 2 |  |  | Fail | Please check "Use"
378496917 | TNB | DISTRIBUTION | WP PUTRAJAYA & CYBERJAYA | Existing | 11 kV |  | RYB | VPTJ/PCE/J08101 | PE 8.10 SEK REN FASA 2 |  |  | Fail | Please check "Use"
378496988 | TNB | DISTRIBUTION | WP PUTRAJAYA & CYBERJAYA | Existing | 11 kV |  | RYB | VPTJ/PCE/J08071 | PE 8.07 APT FASA 4B (B2) (F1) |  |  | Fail | Please check "Use"
378496989 | TNB | DISTRIBUTION | WP PUTRAJAYA & CYBERJAYA | Existing | 11 kV |  | RYB | VPTJ/PCE/J08071 | PE 8.07 APT FASA 4B (B2) (F1) |  |  | Fail | Please check "Use"
378496994 | TNB | DISTRIBUTION | WP PUTRAJAYA & CYBERJAYA | Existing | 11 kV |  | RYB | VPTJ/PCE/J08071 | PE 8.07 APT FASA 4B (B2) (F1) |  |  | Fail | Please check "Use"
378497000 | TNB | DISTRIBUTION | WP PUTRAJAYA & CYBERJAYA | Existing | 11 kV |  | RYB | VPTJ/PCE/J08071 | PE 8.07 APT FASA 4B (B2) (F1) |  |  | Fail | Please check "Use"
378497001 | TNB | DISTRIBUTION | WP PUTRAJAYA & CYBERJAYA | Existing | 11 kV |  | RYB | VPTJ/PCE/J08071 | PE 8.07 APT FASA 4B (B2) (F1) |  |  | Fail | Please check "Use"
378497005 | TNB | DISTRIBUTION | WP PUTRAJAYA & CYBERJAYA | Existing | 11 kV |  | RYB | VPTJ/PCE/J08071 | PE 8.07 APT FASA 4B (B2) (F1) |  |  | Fail | Please check "Use"
378497008 | TNB | DISTRIBUTION | WP PUTRAJAYA & CYBERJAYA | Existing | 11 kV |  | RYB | VPTJ/PCE/J08071 | PE 8.07 APT FASA 4B (B2) (F1) |  |  | Fail | Please check "Use"
378497009 | TNB | DISTRIBUTION | WP PUTRAJAYA & CYBERJAYA | Existing | 11 kV |  | RYB | VPTJ/PCE/J08071 | PE 8.07 APT FASA 4B (B2) (F1) |  |  | Fail | Please check "Use"
378497079 | TNB | DISTRIBUTION | WP PUTRAJAYA & CYBERJAYA | Existing | 11 kV |  | RYB | VPTJ/PCE/J08072 | PE 8.07 APT FASA 4B (B2) (F2) |  |  | Fail | Please check "Use"
378497080 | TNB | DISTRIBUTION | WP PUTRAJAYA & CYBERJAYA | Existing | 11 kV |  | RYB | VPTJ/PCE/J08072 | PE 8.07 APT FASA 4B (B2) (F2) |  |  | Fail | Please check "Use"
378497085 | TNB | DISTRIBUTION | WP PUTRAJAYA & CYBERJAYA | Existing | 11 kV |  | RYB | VPTJ/PCE/J08072 | PE 8.07 APT FASA 4B (B2) (F2) |  |  | Fail | Please check "Use"
378497091 | TNB | DISTRIBUTION | WP PUTRAJAYA & CYBERJAYA | Existing | 11 kV |  | RYB | VPTJ/PCE/J08072 | PE 8.07 APT FASA 4B (B2) (F2) |  |  | Fail | Please check "Use"
378497092 | TNB | DISTRIBUTION | WP PUTRAJAYA & CYBERJAYA | Existing | 11 kV |  | RYB | VPTJ/PCE/J08072 | PE 8.07 APT FASA 4B (B2) (F2) |  |  | Fail | Please check "Use"
378497096 | TNB | DISTRIBUTION | WP PUTRAJAYA & CYBERJAYA | Existing | 11 kV |  | RYB | VPTJ/PCE/J08072 | PE 8.07 APT FASA 4B (B2) (F2) |  |  | Fail | Please check "Use"
378497099 | TNB | DISTRIBUTION | WP PUTRAJAYA & CYBERJAYA | Existing | 11 kV |  | RYB | VPTJ/PCE/J08072 | PE 8.07 APT FASA 4B (B2) (F2) |  |  | Fail | Please check "Use"
378497100 | TNB | DISTRIBUTION | WP PUTRAJAYA & CYBERJAYA | Existing | 11 kV |  | RYB | VPTJ/PCE/J08072 | PE 8.07 APT FASA 4B (B2) (F2) |  |  | Fail | Please check "Use"
378497327 | TNB | DISTRIBUTION | WP PUTRAJAYA & CYBERJAYA | Existing | 11 kV |  | RYB | VPTJ/PCE/J10012 | SS 10.01 PMR (F2) |  |  | Fail | Please check "Use"
378497331 | TNB | DISTRIBUTION | WP PUTRAJAYA & CYBERJAYA | Existing | 11 kV |  | RYB | VPTJ/PCE/J10012 | SS 10.01 PMR (F2) |  |  | Fail | Please check "Use"
378497334 | TNB | DISTRIBUTION | WP PUTRAJAYA & CYBERJAYA | Existing | 11 kV |  | RYB | VPTJ/PCE/J10012 | SS 10.01 PMR (F2) |  |  | Fail | Please check "Use"
378497337 | TNB | DISTRIBUTION | WP PUTRAJAYA & CYBERJAYA | Existing | 11 kV |  | RYB | VPTJ/PCE/J10012 | SS 10.01 PMR (F2) |  |  | Fail | Please check "Use"
378497339 | TNB | DISTRIBUTION | WP PUTRAJAYA & CYBERJAYA | Existing | 11 kV |  | RYB | VPTJ/PCE/J10012 | SS 10.01 PMR (F2) |  |  | Fail | Please check "Use"
378497345 | TNB | DISTRIBUTION | WP PUTRAJAYA & CYBERJAYA | Existing | 11 kV |  | RYB | VPTJ/PCE/J10012 | SS 10.01 PMR (F2) |  |  | Fail | Please check "Use"
378497346 | TNB | DISTRIBUTION | WP PUTRAJAYA & CYBERJAYA | Existing | 11 kV |  | RYB | VPTJ/PCE/J10012 | SS 10.01 PMR (F2) |  |  | Fail | Please check "Use"
378497352 | TNB | DISTRIBUTION | WP PUTRAJAYA & CYBERJAYA | Existing | 11 kV |  | RYB | VPTJ/PCE/J10012 | SS 10.01 PMR (F2) |  |  | Fail | Please check "Use"
378524819 | TNB | DISTRIBUTION | WP PUTRAJAYA & CYBERJAYA | Existing | 11 kV |  | RYB | VCBJ/PCE/J24011 | PE 24.01 SYMPHONY HILLS 8 |  |  | Fail | Please check "Use"
378524820 | TNB | DISTRIBUTION | WP PUTRAJAYA & CYBERJAYA | Existing | 11 kV |  | RYB | VCBJ/PCE/J24011 | PE 24.01 SYMPHONY HILLS 8 |  |  | Fail | Please check "Use"
378524821 | TNB | DISTRIBUTION | WP PUTRAJAYA & CYBERJAYA | Existing | 11 kV |  | RYB | VCBJ/PCE/J24011 | PE 24.01 SYMPHONY HILLS 8 |  |  | Fail | Please check "Use"
378524828 | TNB | DISTRIBUTION | WP PUTRAJAYA & CYBERJAYA | Existing | 11 kV |  | RYB | VCBJ/PCE/J24011 | PE 24.01 SYMPHONY HILLS 8 |  |  | Fail | Please check "Use"
378524831 | TNB | DISTRIBUTION | WP PUTRAJAYA & CYBERJAYA | Existing | 11 kV |  | RYB | VCBJ/PCE/J24011 | PE 24.01 SYMPHONY HILLS 8 |  |  | Fail | Please check "Use"
378524832 | TNB | DISTRIBUTION | WP PUTRAJAYA & CYBERJAYA | Existing | 11 kV |  | RYB | VCBJ/PCE/J24011 | PE 24.01 SYMPHONY HILLS 8 |  |  | Fail | Please check "Use"
378524833 | TNB | DISTRIBUTION | WP PUTRAJAYA & CYBERJAYA | Existing | 11 kV |  | RYB | VCBJ/PCE/J24011 | PE 24.01 SYMPHONY HILLS 8 |  |  | Fail | Please check "Use"
378524835 | TNB | DISTRIBUTION | WP PUTRAJAYA & CYBERJAYA | Existing | 11 kV |  | RYB | VCBJ/PCE/J24011 | PE 24.01 SYMPHONY HILLS 8 |  |  | Fail | Please check "Use"
378524836 | TNB | DISTRIBUTION | WP PUTRAJAYA & CYBERJAYA | Existing | 11 kV |  | RYB | VCBJ/PCE/J24011 | PE 24.01 SYMPHONY HILLS 8 |  |  | Fail | Please check "Use"
378524838 | TNB | DISTRIBUTION | WP PUTRAJAYA & CYBERJAYA | Existing | 11 kV |  | RYB | VCBJ/PCE/J24011 | PE 24.01 SYMPHONY HILLS 8 |  |  | Fail | Please check "Use"
378524846 | TNB | DISTRIBUTION | WP PUTRAJAYA & CYBERJAYA | Existing | 11 kV |  | RYB | VCBJ/PCE/J24011 | PE 24.01 SYMPHONY HILLS 8 |  |  | Fail | Please check "Use"
378524991 | TNB | DISTRIBUTION | WP PUTRAJAYA & CYBERJAYA | Existing | 11 kV |  | RYB | VCBJ/PCE/J24121 | PE 24.12 SEJATI HOMES 2 |  |  | Fail | Please check "Use"
378524992 | TNB | DISTRIBUTION | WP PUTRAJAYA & CYBERJAYA | Existing | 11 kV |  | RYB | VCBJ/PCE/J24121 | PE 24.12 SEJATI HOMES 2 |  |  | Fail | Please check "Use"
378524997 | TNB | DISTRIBUTION | WP PUTRAJAYA & CYBERJAYA | Existing | 11 kV |  | RYB | VCBJ/PCE/J24121 | PE 24.12 SEJATI HOMES 2 |  |  | Fail | Please check "Use"
378525003 | TNB | DISTRIBUTION | WP PUTRAJAYA & CYBERJAYA | Existing | 11 kV |  | RYB | VCBJ/PCE/J24121 | PE 24.12 SEJATI HOMES 2 |  |  | Fail | Please check "Use"
378525004 | TNB | DISTRIBUTION | WP PUTRAJAYA & CYBERJAYA | Existing | 11 kV |  | RYB | VCBJ/PCE/J24121 | PE 24.12 SEJATI HOMES 2 |  |  | Fail | Please check "Use"
378525008 | TNB | DISTRIBUTION | WP PUTRAJAYA & CYBERJAYA | Existing | 11 kV |  | RYB | VCBJ/PCE/J24121 | PE 24.12 SEJATI HOMES 2 |  |  | Fail | Please check "Use"
378525011 | TNB | DISTRIBUTION | WP PUTRAJAYA & CYBERJAYA | Existing | 11 kV |  | RYB | VCBJ/PCE/J24121 | PE 24.12 SEJATI HOMES 2 |  |  | Fail | Please check "Use"
378525012 | TNB | DISTRIBUTION | WP PUTRAJAYA & CYBERJAYA | Existing | 11 kV |  | RYB | VCBJ/PCE/J24121 | PE 24.12 SEJATI HOMES 2 |  |  | Fail | Please check "Use"
378525188 | TNB | DISTRIBUTION | WP PUTRAJAYA & CYBERJAYA | Existing | 11 kV |  | RYB | VCBJ/PCE/J24131 | PE 24.13 SYMPHONY HILLS 2 |  |  | Fail | Please check "Use"
378525189 | TNB | DISTRIBUTION | WP PUTRAJAYA & CYBERJAYA | Existing | 11 kV |  | RYB | VCBJ/PCE/J24131 | PE 24.13 SYMPHONY HILLS 2 |  |  | Fail | Please check "Use"
378525190 | TNB | DISTRIBUTION | WP PUTRAJAYA & CYBERJAYA | Existing | 11 kV |  | RYB | VCBJ/PCE/J24131 | PE 24.13 SYMPHONY HILLS 2 |  |  | Fail | Please check "Use"
378525197 | TNB | DISTRIBUTION | WP PUTRAJAYA & CYBERJAYA | Existing | 11 kV |  | RYB | VCBJ/PCE/J24131 | PE 24.13 SYMPHONY HILLS 2 |  |  | Fail | Please check "Use"
378525200 | TNB | DISTRIBUTION | WP PUTRAJAYA & CYBERJAYA | Existing | 11 kV |  | RYB | VCBJ/PCE/J24131 | PE 24.13 SYMPHONY HILLS 2 |  |  | Fail | Please check "Use"
378525201 | TNB | DISTRIBUTION | WP PUTRAJAYA & CYBERJAYA | Existing | 11 kV |  | RYB | VCBJ/PCE/J24131 | PE 24.13 SYMPHONY HILLS 2 |  |  | Fail | Please check "Use"
378525202 | TNB | DISTRIBUTION | WP PUTRAJAYA & CYBERJAYA | Existing | 11 kV |  | RYB | VCBJ/PCE/J24131 | PE 24.13 SYMPHONY HILLS 2 |  |  | Fail | Please check "Use"
378525204 | TNB | DISTRIBUTION | WP PUTRAJAYA & CYBERJAYA | Existing | 11 kV |  | RYB | VCBJ/PCE/J24131 | PE 24.13 SYMPHONY HILLS 2 |  |  | Fail | Please check "Use"
378525205 | TNB | DISTRIBUTION | WP PUTRAJAYA & CYBERJAYA | Existing | 11 kV |  | RYB | VCBJ/PCE/J24131 | PE 24.13 SYMPHONY HILLS 2 |  |  | Fail | Please check "Use"
378525207 | TNB | DISTRIBUTION | WP PUTRAJAYA & CYBERJAYA | Existing | 11 kV |  | RYB | VCBJ/PCE/J24131 | PE 24.13 SYMPHONY HILLS 2 |  |  | Fail | Please check "Use"
378525215 | TNB | DISTRIBUTION | WP PUTRAJAYA & CYBERJAYA | Existing | 11 kV |  | RYB | VCBJ/PCE/J24131 | PE 24.13 SYMPHONY HILLS 2 |  |  | Fail | Please check "Use"
378525370 | TNB | DISTRIBUTION | WP PUTRAJAYA & CYBERJAYA | Existing | 11 kV |  | RYB | VCBJ/PCE/J24051 | PE 24.05 SYMPHONY HILLS 3 |  |  | Fail | Please check "Use"
378525371 | TNB | DISTRIBUTION | WP PUTRAJAYA & CYBERJAYA | Existing | 11 kV |  | RYB | VCBJ/PCE/J24051 | PE 24.05 SYMPHONY HILLS 3 |  |  | Fail | Please check "Use"
378525376 | TNB | DISTRIBUTION | WP PUTRAJAYA & CYBERJAYA | Existing | 11 kV |  | RYB | VCBJ/PCE/J24051 | PE 24.05 SYMPHONY HILLS 3 |  |  | Fail | Please check "Use"
378525382 | TNB | DISTRIBUTION | WP PUTRAJAYA & CYBERJAYA | Existing | 11 kV |  | RYB | VCBJ/PCE/J24051 | PE 24.05 SYMPHONY HILLS 3 |  |  | Fail | Please check "Use"
378525383 | TNB | DISTRIBUTION | WP PUTRAJAYA & CYBERJAYA | Existing | 11 kV |  | RYB | VCBJ/PCE/J24051 | PE 24.05 SYMPHONY HILLS 3 |  |  | Fail | Please check "Use"
378525387 | TNB | DISTRIBUTION | WP PUTRAJAYA & CYBERJAYA | Existing | 11 kV |  | RYB | VCBJ/PCE/J24051 | PE 24.05 SYMPHONY HILLS 3 |  |  | Fail | Please check "Use"
378525390 | TNB | DISTRIBUTION | WP PUTRAJAYA & CYBERJAYA | Existing | 11 kV |  | RYB | VCBJ/PCE/J24051 | PE 24.05 SYMPHONY HILLS 3 |  |  | Fail | Please check "Use"
378525391 | TNB | DISTRIBUTION | WP PUTRAJAYA & CYBERJAYA | Existing | 11 kV |  | RYB | VCBJ/PCE/J24051 | PE 24.05 SYMPHONY HILLS 3 |  |  | Fail | Please check "Use"
378525464 | TNB | DISTRIBUTION | WP PUTRAJAYA & CYBERJAYA | Existing | 11 kV |  | RYB | VCBJ/PCE/J24161 | PE 24.16 PADAT PERUMAHAN 1 |  |  | Fail | Please check "Use"
378525465 | TNB | DISTRIBUTION | WP PUTRAJAYA & CYBERJAYA | Existing | 11 kV |  | RYB | VCBJ/PCE/J24161 | PE 24.16 PADAT PERUMAHAN 1 |  |  | Fail | Please check "Use"
378525470 | TNB | DISTRIBUTION | WP PUTRAJAYA & CYBERJAYA | Existing | 11 kV |  | RYB | VCBJ/PCE/J24161 | PE 24.16 PADAT PERUMAHAN 1 |  |  | Fail | Please check "Use"
378525476 | TNB | DISTRIBUTION | WP PUTRAJAYA & CYBERJAYA | Existing | 11 kV |  | RYB | VCBJ/PCE/J24161 | PE 24.16 PADAT PERUMAHAN 1 |  |  | Fail | Please check "Use"
378525477 | TNB | DISTRIBUTION | WP PUTRAJAYA & CYBERJAYA | Existing | 11 kV |  | RYB | VCBJ/PCE/J24161 | PE 24.16 PADAT PERUMAHAN 1 |  |  | Fail | Please check "Use"
378525481 | TNB | DISTRIBUTION | WP PUTRAJAYA & CYBERJAYA | Existing | 11 kV |  | RYB | VCBJ/PCE/J24161 | PE 24.16 PADAT PERUMAHAN 1 |  |  | Fail | Please check "Use"
378525484 | TNB | DISTRIBUTION | WP PUTRAJAYA & CYBERJAYA | Existing | 11 kV |  | RYB | VCBJ/PCE/J24161 | PE 24.16 PADAT PERUMAHAN 1 |  |  | Fail | Please check "Use"
378525485 | TNB | DISTRIBUTION | WP PUTRAJAYA & CYBERJAYA | Existing | 11 kV |  | RYB | VCBJ/PCE/J24161 | PE 24.16 PADAT PERUMAHAN 1 |  |  | Fail | Please check "Use"
378525558 | TNB | DISTRIBUTION | WP PUTRAJAYA & CYBERJAYA | Existing | 11 kV |  | RYB | VCBJ/PCE/J00340 | SS 24.32 NADAYU 99 |  |  | Fail | Please check "Use"
378525559 | TNB | DISTRIBUTION | WP PUTRAJAYA & CYBERJAYA | Existing | 11 kV |  | RYB | VCBJ/PCE/J00340 | SS 24.32 NADAYU 99 |  |  | Fail | Please check "Use"
378525571 | TNB | DISTRIBUTION | WP PUTRAJAYA & CYBERJAYA | Existing | 11 kV |  | RYB | VCBJ/PCE/J00340 | SS 24.32 NADAYU 99 |  |  | Fail | Please check "Use"
378525572 | TNB | DISTRIBUTION | WP PUTRAJAYA & CYBERJAYA | Existing | 11 kV |  | RYB | VCBJ/PCE/J00340 | SS 24.32 NADAYU 99 |  |  | Fail | Please check "Use"
378525574 | TNB | DISTRIBUTION | WP PUTRAJAYA & CYBERJAYA | Existing | 11 kV |  | RYB | VCBJ/PCE/J00340 | SS 24.32 NADAYU 99 |  |  | Fail | Please check "Use"
378525575 | TNB | DISTRIBUTION | WP PUTRAJAYA & CYBERJAYA | Existing | 11 kV |  | RYB | VCBJ/PCE/J00340 | SS 24.32 NADAYU 99 |  |  | Fail | Please check "Use"
378525576 | TNB | DISTRIBUTION | WP PUTRAJAYA & CYBERJAYA | Existing | 11 kV |  | RYB | VCBJ/PCE/J00340 | SS 24.32 NADAYU 99 |  |  | Fail | Please check "Use"
378525578 | TNB | DISTRIBUTION | WP PUTRAJAYA & CYBERJAYA | Existing | 11 kV |  | RYB | VCBJ/PCE/J00340 | SS 24.32 NADAYU 99 |  |  | Fail | Please check "Use"
378525579 | TNB | DISTRIBUTION | WP PUTRAJAYA & CYBERJAYA | Existing | 11 kV |  | RYB | VCBJ/PCE/J00340 | SS 24.32 NADAYU 99 |  |  | Fail | Please check "Use"
378525581 | TNB | DISTRIBUTION | WP PUTRAJAYA & CYBERJAYA | Existing | 11 kV |  | RYB | VCBJ/PCE/J00340 | SS 24.32 NADAYU 99 |  |  | Fail | Please check "Use"
378525588 | TNB | DISTRIBUTION | WP PUTRAJAYA & CYBERJAYA | Existing | 11 kV |  | RYB | VCBJ/PCE/J00340 | SS 24.32 NADAYU 99 |  |  | Fail | Please check "Use"
378525661 | TNB | DISTRIBUTION | WP PUTRAJAYA & CYBERJAYA | Existing | 11 kV |  | RYB | VCBJ/PCE/J22121 | PE 22.12 SEK MEN KEB CJ1 F1 |  |  | Fail | Please check "Use"
378525662 | TNB | DISTRIBUTION | WP PUTRAJAYA & CYBERJAYA | Existing | 11 kV |  | RYB | VCBJ/PCE/J22121 | PE 22.12 SEK MEN KEB CJ1 F1 |  |  | Fail | Please check "Use"
378525667 | TNB | DISTRIBUTION | WP PUTRAJAYA & CYBERJAYA | Existing | 11 kV |  | RYB | VCBJ/PCE/J22121 | PE 22.12 SEK MEN KEB CJ1 F1 |  |  | Fail | Please check "Use"
378525673 | TNB | DISTRIBUTION | WP PUTRAJAYA & CYBERJAYA | Existing | 11 kV |  | RYB | VCBJ/PCE/J22121 | PE 22.12 SEK MEN KEB CJ1 F1 |  |  | Fail | Please check "Use"
378525674 | TNB | DISTRIBUTION | WP PUTRAJAYA & CYBERJAYA | Existing | 11 kV |  | RYB | VCBJ/PCE/J22121 | PE 22.12 SEK MEN KEB CJ1 F1 |  |  | Fail | Please check "Use"
378525678 | TNB | DISTRIBUTION | WP PUTRAJAYA & CYBERJAYA | Existing | 11 kV |  | RYB | VCBJ/PCE/J22121 | PE 22.12 SEK MEN KEB CJ1 F1 |  |  | Fail | Please check "Use"
378525681 | TNB | DISTRIBUTION | WP PUTRAJAYA & CYBERJAYA | Existing | 11 kV |  | RYB | VCBJ/PCE/J22121 | PE 22.12 SEK MEN KEB CJ1 F1 |  |  | Fail | Please check "Use"
378525682 | TNB | DISTRIBUTION | WP PUTRAJAYA & CYBERJAYA | Existing | 11 kV |  | RYB | VCBJ/PCE/J22121 | PE 22.12 SEK MEN KEB CJ1 F1 |  |  | Fail | Please check "Use"
378525684 | TNB | DISTRIBUTION | WP PUTRAJAYA & CYBERJAYA | Existing | 11 kV |  | RYB | VCBJ/PCE/J22122 | PE 22.12 SEK MEN KEB CJ1 F2 |  |  | Fail | Please check "Use"
378525685 | TNB | DISTRIBUTION | WP PUTRAJAYA & CYBERJAYA | Existing | 11 kV |  | RYB | VCBJ/PCE/J22122 | PE 22.12 SEK MEN KEB CJ1 F2 |  |  | Fail | Please check "Use"
378525690 | TNB | DISTRIBUTION | WP PUTRAJAYA & CYBERJAYA | Existing | 11 kV |  | RYB | VCBJ/PCE/J22122 | PE 22.12 SEK MEN KEB CJ1 F2 |  |  | Fail | Please check "Use"
378525696 | TNB | DISTRIBUTION | WP PUTRAJAYA & CYBERJAYA | Existing | 11 kV |  | RYB | VCBJ/PCE/J22122 | PE 22.12 SEK MEN KEB CJ1 F2 |  |  | Fail | Please check "Use"
378525697 | TNB | DISTRIBUTION | WP PUTRAJAYA & CYBERJAYA | Existing | 11 kV |  | RYB | VCBJ/PCE/J22122 | PE 22.12 SEK MEN KEB CJ1 F2 |  |  | Fail | Please check "Use"
378525701 | TNB | DISTRIBUTION | WP PUTRAJAYA & CYBERJAYA | Existing | 11 kV |  | RYB | VCBJ/PCE/J22122 | PE 22.12 SEK MEN KEB CJ1 F2 |  |  | Fail | Please check "Use"
378525704 | TNB | DISTRIBUTION | WP PUTRAJAYA & CYBERJAYA | Existing | 11 kV |  | RYB | VCBJ/PCE/J22122 | PE 22.12 SEK MEN KEB CJ1 F2 |  |  | Fail | Please check "Use"
378525705 | TNB | DISTRIBUTION | WP PUTRAJAYA & CYBERJAYA | Existing | 11 kV |  | RYB | VCBJ/PCE/J22122 | PE 22.12 SEK MEN KEB CJ1 F2 |  |  | Fail | Please check "Use"
378525871 | TNB | DISTRIBUTION | WP PUTRAJAYA & CYBERJAYA | Existing | 11 kV |  | RYB | VCBJ/PCE/J24061 | PE 24.06 SYMPHONY HILLS 1 |  |  | Fail | Please check "Use"
378525872 | TNB | DISTRIBUTION | WP PUTRAJAYA & CYBERJAYA | Existing | 11 kV |  | RYB | VCBJ/PCE/J24061 | PE 24.06 SYMPHONY HILLS 1 |  |  | Fail | Please check "Use"
378525877 | TNB | DISTRIBUTION | WP PUTRAJAYA & CYBERJAYA | Existing | 11 kV |  | RYB | VCBJ/PCE/J24061 | PE 24.06 SYMPHONY HILLS 1 |  |  | Fail | Please check "Use"
378525883 | TNB | DISTRIBUTION | WP PUTRAJAYA & CYBERJAYA | Existing | 11 kV |  | RYB | VCBJ/PCE/J24061 | PE 24.06 SYMPHONY HILLS 1 |  |  | Fail | Please check "Use"
378525884 | TNB | DISTRIBUTION | WP PUTRAJAYA & CYBERJAYA | Existing | 11 kV |  | RYB | VCBJ/PCE/J24061 | PE 24.06 SYMPHONY HILLS 1 |  |  | Fail | Please check "Use"
378525888 | TNB | DISTRIBUTION | WP PUTRAJAYA & CYBERJAYA | Existing | 11 kV |  | RYB | VCBJ/PCE/J24061 | PE 24.06 SYMPHONY HILLS 1 |  |  | Fail | Please check "Use"
378525891 | TNB | DISTRIBUTION | WP PUTRAJAYA & CYBERJAYA | Existing | 11 kV |  | RYB | VCBJ/PCE/J24061 | PE 24.06 SYMPHONY HILLS 1 |  |  | Fail | Please check "Use"
378525892 | TNB | DISTRIBUTION | WP PUTRAJAYA & CYBERJAYA | Existing | 11 kV |  | RYB | VCBJ/PCE/J24061 | PE 24.06 SYMPHONY HILLS 1 |  |  | Fail | Please check "Use"
378526016 | TNB | DISTRIBUTION | WP PUTRAJAYA & CYBERJAYA | Existing | 11 kV |  | RYB | VCBJ/PCE/J22021 | SS 22.02 TELEKOM CBJ 2 F1 |  |  | Fail | Please check "Use"
378526018 | TNB | DISTRIBUTION | WP PUTRAJAYA & CYBERJAYA | Existing | 11 kV |  | RYB | VCBJ/PCE/J22021 | SS 22.02 TELEKOM CBJ 2 F1 |  |  | Fail | Please check "Use"
378526020 | TNB | DISTRIBUTION | WP PUTRAJAYA & CYBERJAYA | Existing | 11 kV |  | RYB | VCBJ/PCE/J22021 | SS 22.02 TELEKOM CBJ 2 F1 |  |  | Fail | Please check "Use"
378526023 | TNB | DISTRIBUTION | WP PUTRAJAYA & CYBERJAYA | Existing | 11 kV |  | RYB | VCBJ/PCE/J22021 | SS 22.02 TELEKOM CBJ 2 F1 |  |  | Fail | Please check "Use"
378526024 | TNB | DISTRIBUTION | WP PUTRAJAYA & CYBERJAYA | Existing | 11 kV |  | RYB | VCBJ/PCE/J22021 | SS 22.02 TELEKOM CBJ 2 F1 |  |  | Fail | Please check "Use"
378526025 | TNB | DISTRIBUTION | WP PUTRAJAYA & CYBERJAYA | Existing | 11 kV |  | RYB | VCBJ/PCE/J22021 | SS 22.02 TELEKOM CBJ 2 F1 |  |  | Fail | Please check "Use"
378526031 | TNB | DISTRIBUTION | WP PUTRAJAYA & CYBERJAYA | Existing | 11 kV |  | RYB | VCBJ/PCE/J22021 | SS 22.02 TELEKOM CBJ 2 F1 |  |  | Fail | Please check "Use"
378526036 | TNB | DISTRIBUTION | WP PUTRAJAYA & CYBERJAYA | Existing | 11 kV |  | RYB | VCBJ/PCE/J22021 | SS 22.02 TELEKOM CBJ 2 F1 |  |  | Fail | Please check "Use"
378526065 | TNB | DISTRIBUTION | WP PUTRAJAYA & CYBERJAYA | Existing | 11 kV |  | RYB | VCBJ/PCE/J22022 | SS 22.02 TELEKOM CBJ 2 F2 |  |  | Fail | Please check "Use"
378526067 | TNB | DISTRIBUTION | WP PUTRAJAYA & CYBERJAYA | Existing | 11 kV |  | RYB | VCBJ/PCE/J22022 | SS 22.02 TELEKOM CBJ 2 F2 |  |  | Fail | Please check "Use"
378526069 | TNB | DISTRIBUTION | WP PUTRAJAYA & CYBERJAYA | Existing | 11 kV |  | RYB | VCBJ/PCE/J22022 | SS 22.02 TELEKOM CBJ 2 F2 |  |  | Fail | Please check "Use"
378526072 | TNB | DISTRIBUTION | WP PUTRAJAYA & CYBERJAYA | Existing | 11 kV |  | RYB | VCBJ/PCE/J22022 | SS 22.02 TELEKOM CBJ 2 F2 |  |  | Fail | Please check "Use"
378526073 | TNB | DISTRIBUTION | WP PUTRAJAYA & CYBERJAYA | Existing | 11 kV |  | RYB | VCBJ/PCE/J22022 | SS 22.02 TELEKOM CBJ 2 F2 |  |  | Fail | Please check "Use"
378526074 | TNB | DISTRIBUTION | WP PUTRAJAYA & CYBERJAYA | Existing | 11 kV |  | RYB | VCBJ/PCE/J22022 | SS 22.02 TELEKOM CBJ 2 F2 |  |  | Fail | Please check "Use"
378526080 | TNB | DISTRIBUTION | WP PUTRAJAYA & CYBERJAYA | Existing | 11 kV |  | RYB | VCBJ/PCE/J22022 | SS 22.02 TELEKOM CBJ 2 F2 |  |  | Fail | Please check "Use"
378526085 | TNB | DISTRIBUTION | WP PUTRAJAYA & CYBERJAYA | Existing | 11 kV |  | RYB | VCBJ/PCE/J22022 | SS 22.02 TELEKOM CBJ 2 F2 |  |  | Fail | Please check "Use"
378526092 | TNB | DISTRIBUTION | WP PUTRAJAYA & CYBERJAYA | Existing | 11 kV |  | RYB | VCBJ/PCE/J24211 | PE 24.21 SITE OFFICE SYMPHONY HILLS |  |  | Fail | Please check "Use"
378526093 | TNB | DISTRIBUTION | WP PUTRAJAYA & CYBERJAYA | Existing | 11 kV |  | RYB | VCBJ/PCE/J24211 | PE 24.21 SITE OFFICE SYMPHONY HILLS |  |  | Fail | Please check "Use"
378526098 | TNB | DISTRIBUTION | WP PUTRAJAYA & CYBERJAYA | Existing | 11 kV |  | RYB | VCBJ/PCE/J24211 | PE 24.21 SITE OFFICE SYMPHONY HILLS |  |  | Fail | Please check "Use"
378526104 | TNB | DISTRIBUTION | WP PUTRAJAYA & CYBERJAYA | Existing | 11 kV |  | RYB | VCBJ/PCE/J24211 | PE 24.21 SITE OFFICE SYMPHONY HILLS |  |  | Fail | Please check "Use"
378526105 | TNB | DISTRIBUTION | WP PUTRAJAYA & CYBERJAYA | Existing | 11 kV |  | RYB | VCBJ/PCE/J24211 | PE 24.21 SITE OFFICE SYMPHONY HILLS |  |  | Fail | Please check "Use"
378526109 | TNB | DISTRIBUTION | WP PUTRAJAYA & CYBERJAYA | Existing | 11 kV |  | RYB | VCBJ/PCE/J24211 | PE 24.21 SITE OFFICE SYMPHONY HILLS |  |  | Fail | Please check "Use"
378526112 | TNB | DISTRIBUTION | WP PUTRAJAYA & CYBERJAYA | Existing | 11 kV |  | RYB | VCBJ/PCE/J24211 | PE 24.21 SITE OFFICE SYMPHONY HILLS |  |  | Fail | Please check "Use"
378526113 | TNB | DISTRIBUTION | WP PUTRAJAYA & CYBERJAYA | Existing | 11 kV |  | RYB | VCBJ/PCE/J24211 | PE 24.21 SITE OFFICE SYMPHONY HILLS |  |  | Fail | Please check "Use"
378526199 | TNB | DISTRIBUTION | WP PUTRAJAYA & CYBERJAYA | Existing | 11 kV |  | RYB | VCBJ/PCE/J22451 | PE 22.45 KONDOMINIUM F1 |  |  | Fail | Please check "Use"
378526200 | TNB | DISTRIBUTION | WP PUTRAJAYA & CYBERJAYA | Existing | 11 kV |  | RYB | VCBJ/PCE/J22451 | PE 22.45 KONDOMINIUM F1 |  |  | Fail | Please check "Use"
378526205 | TNB | DISTRIBUTION | WP PUTRAJAYA & CYBERJAYA | Existing | 11 kV |  | RYB | VCBJ/PCE/J22451 | PE 22.45 KONDOMINIUM F1 |  |  | Fail | Please check "Use"
378526211 | TNB | DISTRIBUTION | WP PUTRAJAYA & CYBERJAYA | Existing | 11 kV |  | RYB | VCBJ/PCE/J22451 | PE 22.45 KONDOMINIUM F1 |  |  | Fail | Please check "Use"
378526212 | TNB | DISTRIBUTION | WP PUTRAJAYA & CYBERJAYA | Existing | 11 kV |  | RYB | VCBJ/PCE/J22451 | PE 22.45 KONDOMINIUM F1 |  |  | Fail | Please check "Use"
378526216 | TNB | DISTRIBUTION | WP PUTRAJAYA & CYBERJAYA | Existing | 11 kV |  | RYB | VCBJ/PCE/J22451 | PE 22.45 KONDOMINIUM F1 |  |  | Fail | Please check "Use"
378526219 | TNB | DISTRIBUTION | WP PUTRAJAYA & CYBERJAYA | Existing | 11 kV |  | RYB | VCBJ/PCE/J22451 | PE 22.45 KONDOMINIUM F1 |  |  | Fail | Please check "Use"
378526220 | TNB | DISTRIBUTION | WP PUTRAJAYA & CYBERJAYA | Existing | 11 kV |  | RYB | VCBJ/PCE/J22451 | PE 22.45 KONDOMINIUM F1 |  |  | Fail | Please check "Use"
378526222 | TNB | DISTRIBUTION | WP PUTRAJAYA & CYBERJAYA | Existing | 11 kV |  | RYB | VCBJ/PCE/J22452 | PE 22.45 KONDOMINIUM F2 |  |  | Fail | Please check "Use"
378526223 | TNB | DISTRIBUTION | WP PUTRAJAYA & CYBERJAYA | Existing | 11 kV |  | RYB | VCBJ/PCE/J22452 | PE 22.45 KONDOMINIUM F2 |  |  | Fail | Please check "Use"
378526228 | TNB | DISTRIBUTION | WP PUTRAJAYA & CYBERJAYA | Existing | 11 kV |  | RYB | VCBJ/PCE/J22452 | PE 22.45 KONDOMINIUM F2 |  |  | Fail | Please check "Use"
378526234 | TNB | DISTRIBUTION | WP PUTRAJAYA & CYBERJAYA | Existing | 11 kV |  | RYB | VCBJ/PCE/J22452 | PE 22.45 KONDOMINIUM F2 |  |  | Fail | Please check "Use"
378526235 | TNB | DISTRIBUTION | WP PUTRAJAYA & CYBERJAYA | Existing | 11 kV |  | RYB | VCBJ/PCE/J22452 | PE 22.45 KONDOMINIUM F2 |  |  | Fail | Please check "Use"
378526239 | TNB | DISTRIBUTION | WP PUTRAJAYA & CYBERJAYA | Existing | 11 kV |  | RYB | VCBJ/PCE/J22452 | PE 22.45 KONDOMINIUM F2 |  |  | Fail | Please check "Use"
378526242 | TNB | DISTRIBUTION | WP PUTRAJAYA & CYBERJAYA | Existing | 11 kV |  | RYB | VCBJ/PCE/J22452 | PE 22.45 KONDOMINIUM F2 |  |  | Fail | Please check "Use"
378526243 | TNB | DISTRIBUTION | WP PUTRAJAYA & CYBERJAYA | Existing | 11 kV |  | RYB | VCBJ/PCE/J22452 | PE 22.45 KONDOMINIUM F2 |  |  | Fail | Please check "Use"
378526433 | TNB | DISTRIBUTION | WP PUTRAJAYA & CYBERJAYA | Existing | 11 kV |  | RYB | VCBJ/PCE/J22461 | PE 22.46 TOWN HOUSE F1 |  |  | Fail | Please check "Use"
378526434 | TNB | DISTRIBUTION | WP PUTRAJAYA & CYBERJAYA | Existing | 11 kV |  | RYB | VCBJ/PCE/J22461 | PE 22.46 TOWN HOUSE F1 |  |  | Fail | Please check "Use"
378526439 | TNB | DISTRIBUTION | WP PUTRAJAYA & CYBERJAYA | Existing | 11 kV |  | RYB | VCBJ/PCE/J22461 | PE 22.46 TOWN HOUSE F1 |  |  | Fail | Please check "Use"
378526445 | TNB | DISTRIBUTION | WP PUTRAJAYA & CYBERJAYA | Existing | 11 kV |  | RYB | VCBJ/PCE/J22461 | PE 22.46 TOWN HOUSE F1 |  |  | Fail | Please check "Use"
378526446 | TNB | DISTRIBUTION | WP PUTRAJAYA & CYBERJAYA | Existing | 11 kV |  | RYB | VCBJ/PCE/J22461 | PE 22.46 TOWN HOUSE F1 |  |  | Fail | Please check "Use"
378526450 | TNB | DISTRIBUTION | WP PUTRAJAYA & CYBERJAYA | Existing | 11 kV |  | RYB | VCBJ/PCE/J22461 | PE 22.46 TOWN HOUSE F1 |  |  | Fail | Please check "Use"
378526453 | TNB | DISTRIBUTION | WP PUTRAJAYA & CYBERJAYA | Existing | 11 kV |  | RYB | VCBJ/PCE/J22461 | PE 22.46 TOWN HOUSE F1 |  |  | Fail | Please check "Use"
378526454 | TNB | DISTRIBUTION | WP PUTRAJAYA & CYBERJAYA | Existing | 11 kV |  | RYB | VCBJ/PCE/J22461 | PE 22.46 TOWN HOUSE F1 |  |  | Fail | Please check "Use"
378526456 | TNB | DISTRIBUTION | WP PUTRAJAYA & CYBERJAYA | Existing | 11 kV |  | RYB | VCBJ/PCE/J22462 | PE 22.46 TOWN HOUSE F2 |  |  | Fail | Please check "Use"
378526457 | TNB | DISTRIBUTION | WP PUTRAJAYA & CYBERJAYA | Existing | 11 kV |  | RYB | VCBJ/PCE/J22462 | PE 22.46 TOWN HOUSE F2 |  |  | Fail | Please check "Use"
378526462 | TNB | DISTRIBUTION | WP PUTRAJAYA & CYBERJAYA | Existing | 11 kV |  | RYB | VCBJ/PCE/J22462 | PE 22.46 TOWN HOUSE F2 |  |  | Fail | Please check "Use"
378526468 | TNB | DISTRIBUTION | WP PUTRAJAYA & CYBERJAYA | Existing | 11 kV |  | RYB | VCBJ/PCE/J22462 | PE 22.46 TOWN HOUSE F2 |  |  | Fail | Please check "Use"
378526469 | TNB | DISTRIBUTION | WP PUTRAJAYA & CYBERJAYA | Existing | 11 kV |  | RYB | VCBJ/PCE/J22462 | PE 22.46 TOWN HOUSE F2 |  |  | Fail | Please check "Use"
378526473 | TNB | DISTRIBUTION | WP PUTRAJAYA & CYBERJAYA | Existing | 11 kV |  | RYB | VCBJ/PCE/J22462 | PE 22.46 TOWN HOUSE F2 |  |  | Fail | Please check "Use"
378526476 | TNB | DISTRIBUTION | WP PUTRAJAYA & CYBERJAYA | Existing | 11 kV |  | RYB | VCBJ/PCE/J22462 | PE 22.46 TOWN HOUSE F2 |  |  | Fail | Please check "Use"
378526477 | TNB | DISTRIBUTION | WP PUTRAJAYA & CYBERJAYA | Existing | 11 kV |  | RYB | VCBJ/PCE/J22462 | PE 22.46 TOWN HOUSE F2 |  |  | Fail | Please check "Use"
378526865 | TNB | DISTRIBUTION | WP PUTRAJAYA & CYBERJAYA | Existing | 11 kV |  | RYB | VCBJ/PCE/J22441 | PE 22.44 PANGSAPURI PT 12067 F1 |  |  | Fail | Please check "Use"
378526866 | TNB | DISTRIBUTION | WP PUTRAJAYA & CYBERJAYA | Existing | 11 kV |  | RYB | VCBJ/PCE/J22441 | PE 22.44 PANGSAPURI PT 12067 F1 |  |  | Fail | Please check "Use"
378526871 | TNB | DISTRIBUTION | WP PUTRAJAYA & CYBERJAYA | Existing | 11 kV |  | RYB | VCBJ/PCE/J22441 | PE 22.44 PANGSAPURI PT 12067 F1 |  |  | Fail | Please check "Use"
378526877 | TNB | DISTRIBUTION | WP PUTRAJAYA & CYBERJAYA | Existing | 11 kV |  | RYB | VCBJ/PCE/J22441 | PE 22.44 PANGSAPURI PT 12067 F1 |  |  | Fail | Please check "Use"
378526878 | TNB | DISTRIBUTION | WP PUTRAJAYA & CYBERJAYA | Existing | 11 kV |  | RYB | VCBJ/PCE/J22441 | PE 22.44 PANGSAPURI PT 12067 F1 |  |  | Fail | Please check "Use"
378526882 | TNB | DISTRIBUTION | WP PUTRAJAYA & CYBERJAYA | Existing | 11 kV |  | RYB | VCBJ/PCE/J22441 | PE 22.44 PANGSAPURI PT 12067 F1 |  |  | Fail | Please check "Use"
378526885 | TNB | DISTRIBUTION | WP PUTRAJAYA & CYBERJAYA | Existing | 11 kV |  | RYB | VCBJ/PCE/J22441 | PE 22.44 PANGSAPURI PT 12067 F1 |  |  | Fail | Please check "Use"
378526886 | TNB | DISTRIBUTION | WP PUTRAJAYA & CYBERJAYA | Existing | 11 kV |  | RYB | VCBJ/PCE/J22441 | PE 22.44 PANGSAPURI PT 12067 F1 |  |  | Fail | Please check "Use"
378526907 | TNB | DISTRIBUTION | WP PUTRAJAYA & CYBERJAYA | Existing | 11 kV |  | RYB | VCBJ/PCE/J21021 | PE 21.02 INCUBATOR F1 |  |  | Fail | Please check "Use"
378526908 | TNB | DISTRIBUTION | WP PUTRAJAYA & CYBERJAYA | Existing | 11 kV |  | RYB | VCBJ/PCE/J21021 | PE 21.02 INCUBATOR F1 |  |  | Fail | Please check "Use"
378526913 | TNB | DISTRIBUTION | WP PUTRAJAYA & CYBERJAYA | Existing | 11 kV |  | RYB | VCBJ/PCE/J21021 | PE 21.02 INCUBATOR F1 |  |  | Fail | Please check "Use"
378526919 | TNB | DISTRIBUTION | WP PUTRAJAYA & CYBERJAYA | Existing | 11 kV |  | RYB | VCBJ/PCE/J21021 | PE 21.02 INCUBATOR F1 |  |  | Fail | Please check "Use"
378526920 | TNB | DISTRIBUTION | WP PUTRAJAYA & CYBERJAYA | Existing | 11 kV |  | RYB | VCBJ/PCE/J21021 | PE 21.02 INCUBATOR F1 |  |  | Fail | Please check "Use"
378526924 | TNB | DISTRIBUTION | WP PUTRAJAYA & CYBERJAYA | Existing | 11 kV |  | RYB | VCBJ/PCE/J21021 | PE 21.02 INCUBATOR F1 |  |  | Fail | Please check "Use"
378526927 | TNB | DISTRIBUTION | WP PUTRAJAYA & CYBERJAYA | Existing | 11 kV |  | RYB | VCBJ/PCE/J21021 | PE 21.02 INCUBATOR F1 |  |  | Fail | Please check "Use"
378526928 | TNB | DISTRIBUTION | WP PUTRAJAYA & CYBERJAYA | Existing | 11 kV |  | RYB | VCBJ/PCE/J21021 | PE 21.02 INCUBATOR F1 |  |  | Fail | Please check "Use"
378526931 | TNB | DISTRIBUTION | WP PUTRAJAYA & CYBERJAYA | Existing | 11 kV |  | RYB | VCBJ/PCE/J21022 | PE 21.02 INCUBATOR F2 |  |  | Fail | Please check "Use"
378526932 | TNB | DISTRIBUTION | WP PUTRAJAYA & CYBERJAYA | Existing | 11 kV |  | RYB | VCBJ/PCE/J21022 | PE 21.02 INCUBATOR F2 |  |  | Fail | Please check "Use"
378526937 | TNB | DISTRIBUTION | WP PUTRAJAYA & CYBERJAYA | Existing | 11 kV |  | RYB | VCBJ/PCE/J21022 | PE 21.02 INCUBATOR F2 |  |  | Fail | Please check "Use"
378526943 | TNB | DISTRIBUTION | WP PUTRAJAYA & CYBERJAYA | Existing | 11 kV |  | RYB | VCBJ/PCE/J21022 | PE 21.02 INCUBATOR F2 |  |  | Fail | Please check "Use"
378526944 | TNB | DISTRIBUTION | WP PUTRAJAYA & CYBERJAYA | Existing | 11 kV |  | RYB | VCBJ/PCE/J21022 | PE 21.02 INCUBATOR F2 |  |  | Fail | Please check "Use"
378526948 | TNB | DISTRIBUTION | WP PUTRAJAYA & CYBERJAYA | Existing | 11 kV |  | RYB | VCBJ/PCE/J21022 | PE 21.02 INCUBATOR F2 |  |  | Fail | Please check "Use"
378526951 | TNB | DISTRIBUTION | WP PUTRAJAYA & CYBERJAYA | Existing | 11 kV |  | RYB | VCBJ/PCE/J21022 | PE 21.02 INCUBATOR F2 |  |  | Fail | Please check "Use"
378526952 | TNB | DISTRIBUTION | WP PUTRAJAYA & CYBERJAYA | Existing | 11 kV |  | RYB | VCBJ/PCE/J21022 | PE 21.02 INCUBATOR F2 |  |  | Fail | Please check "Use"
378527098 | TNB | DISTRIBUTION | WP PUTRAJAYA & CYBERJAYA | Existing | 11 kV |  | RYB | VCBJ/PCE/J22442 | PE 22.44 PANGSAPURI PT 12057 F2 |  |  | Fail | Please check "Use"
378527099 | TNB | DISTRIBUTION | WP PUTRAJAYA & CYBERJAYA | Existing | 11 kV |  | RYB | VCBJ/PCE/J22442 | PE 22.44 PANGSAPURI PT 12057 F2 |  |  | Fail | Please check "Use"
378527104 | TNB | DISTRIBUTION | WP PUTRAJAYA & CYBERJAYA | Existing | 11 kV |  | RYB | VCBJ/PCE/J22442 | PE 22.44 PANGSAPURI PT 12057 F2 |  |  | Fail | Please check "Use"
378527110 | TNB | DISTRIBUTION | WP PUTRAJAYA & CYBERJAYA | Existing | 11 kV |  | RYB | VCBJ/PCE/J22442 | PE 22.44 PANGSAPURI PT 12057 F2 |  |  | Fail | Please check "Use"
378527111 | TNB | DISTRIBUTION | WP PUTRAJAYA & CYBERJAYA | Existing | 11 kV |  | RYB | VCBJ/PCE/J22442 | PE 22.44 PANGSAPURI PT 12057 F2 |  |  | Fail | Please check "Use"
378527115 | TNB | DISTRIBUTION | WP PUTRAJAYA & CYBERJAYA | Existing | 11 kV |  | RYB | VCBJ/PCE/J22442 | PE 22.44 PANGSAPURI PT 12057 F2 |  |  | Fail | Please check "Use"
378527118 | TNB | DISTRIBUTION | WP PUTRAJAYA & CYBERJAYA | Existing | 11 kV |  | RYB | VCBJ/PCE/J22442 | PE 22.44 PANGSAPURI PT 12057 F2 |  |  | Fail | Please check "Use"
378527119 | TNB | DISTRIBUTION | WP PUTRAJAYA & CYBERJAYA | Existing | 11 kV |  | RYB | VCBJ/PCE/J22442 | PE 22.44 PANGSAPURI PT 12057 F2 |  |  | Fail | Please check "Use"
378527201 | TNB | DISTRIBUTION | WP PUTRAJAYA & CYBERJAYA | Existing | 11 kV |  | RYB | VCBJ/PCE/J24141 | SS 24.14 SHAFTBURY BLOK D F1 |  |  | Fail | Please check "Use"
378527205 | TNB | DISTRIBUTION | WP PUTRAJAYA & CYBERJAYA | Existing | 11 kV |  | RYB | VCBJ/PCE/J24141 | SS 24.14 SHAFTBURY BLOK D F1 |  |  | Fail | Please check "Use"
378527207 | TNB | DISTRIBUTION | WP PUTRAJAYA & CYBERJAYA | Existing | 11 kV |  | RYB | VCBJ/PCE/J24141 | SS 24.14 SHAFTBURY BLOK D F1 |  |  | Fail | Please check "Use"
378527217 | TNB | DISTRIBUTION | WP PUTRAJAYA & CYBERJAYA | Existing | 11 kV |  | RYB | VCBJ/PCE/J24141 | SS 24.14 SHAFTBURY BLOK D F1 |  |  | Fail | Please check "Use"
378527233 | TNB | DISTRIBUTION | WP PUTRAJAYA & CYBERJAYA | Existing | 11 kV |  | RYB | VCBJ/PCE/J24141 | SS 24.14 SHAFTBURY BLOK D F1 |  |  | Fail | Please check "Use"
378527234 | TNB | DISTRIBUTION | WP PUTRAJAYA & CYBERJAYA | Existing | 11 kV |  | RYB | VCBJ/PCE/J24141 | SS 24.14 SHAFTBURY BLOK D F1 |  |  | Fail | Please check "Use"
378527236 | TNB | DISTRIBUTION | WP PUTRAJAYA & CYBERJAYA | Existing | 11 kV |  | RYB | VCBJ/PCE/J24141 | SS 24.14 SHAFTBURY BLOK D F1 |  |  | Fail | Please check "Use"
378527242 | TNB | DISTRIBUTION | WP PUTRAJAYA & CYBERJAYA | Existing | 11 kV |  | RYB | VCBJ/PCE/J24141 | SS 24.14 SHAFTBURY BLOK D F1 |  |  | Fail | Please check "Use"
378527243 | TNB | DISTRIBUTION | WP PUTRAJAYA & CYBERJAYA | Existing | 11 kV |  | RYB | VCBJ/PCE/J24141 | SS 24.14 SHAFTBURY BLOK D F1 |  |  | Fail | Please check "Use"
378527323 | TNB | DISTRIBUTION | WP PUTRAJAYA & CYBERJAYA | Existing | 11 kV |  | RYB | VCBJ/PCE/J24142 | SS 24.14 SHAFBURY BLOK D F2 |  |  | Fail | Please check "Use"
378527327 | TNB | DISTRIBUTION | WP PUTRAJAYA & CYBERJAYA | Existing | 11 kV |  | RYB | VCBJ/PCE/J24142 | SS 24.14 SHAFBURY BLOK D F2 |  |  | Fail | Please check "Use"
378527330 | TNB | DISTRIBUTION | WP PUTRAJAYA & CYBERJAYA | Existing | 11 kV |  | RYB | VCBJ/PCE/J24142 | SS 24.14 SHAFBURY BLOK D F2 |  |  | Fail | Please check "Use"
378527333 | TNB | DISTRIBUTION | WP PUTRAJAYA & CYBERJAYA | Existing | 11 kV |  | RYB | VCBJ/PCE/J24142 | SS 24.14 SHAFBURY BLOK D F2 |  |  | Fail | Please check "Use"
378527335 | TNB | DISTRIBUTION | WP PUTRAJAYA & CYBERJAYA | Existing | 11 kV |  | RYB | VCBJ/PCE/J24142 | SS 24.14 SHAFBURY BLOK D F2 |  |  | Fail | Please check "Use"
378527338 | TNB | DISTRIBUTION | WP PUTRAJAYA & CYBERJAYA | Existing | 11 kV |  | RYB | VCBJ/PCE/J24142 | SS 24.14 SHAFBURY BLOK D F2 |  |  | Fail | Please check "Use"
378527341 | TNB | DISTRIBUTION | WP PUTRAJAYA & CYBERJAYA | Existing | 11 kV |  | RYB | VCBJ/PCE/J24142 | SS 24.14 SHAFBURY BLOK D F2 |  |  | Fail | Please check "Use"
378527342 | TNB | DISTRIBUTION | WP PUTRAJAYA & CYBERJAYA | Existing | 11 kV |  | RYB | VCBJ/PCE/J24142 | SS 24.14 SHAFBURY BLOK D F2 |  |  | Fail | Please check "Use"
378527348 | TNB | DISTRIBUTION | WP PUTRAJAYA & CYBERJAYA | Existing | 11 kV |  | RYB | VCBJ/PCE/J24142 | SS 24.14 SHAFBURY BLOK D F2 |  |  | Fail | Please check "Use"
378527401 | TNB | DISTRIBUTION | WP PUTRAJAYA & CYBERJAYA | Existing | 11 kV |  | RYB | VCBJ/PCE/J21821 | SS 21.82 SHAFBURY BLOK C F1 |  |  | Fail | Please check "Use"
378527402 | TNB | DISTRIBUTION | WP PUTRAJAYA & CYBERJAYA | Existing | 11 kV |  | RYB | VCBJ/PCE/J21821 | SS 21.82 SHAFBURY BLOK C F1 |  |  | Fail | Please check "Use"
378527407 | TNB | DISTRIBUTION | WP PUTRAJAYA & CYBERJAYA | Existing | 11 kV |  | RYB | VCBJ/PCE/J21821 | SS 21.82 SHAFBURY BLOK C F1 |  |  | Fail | Please check "Use"
378527413 | TNB | DISTRIBUTION | WP PUTRAJAYA & CYBERJAYA | Existing | 11 kV |  | RYB | VCBJ/PCE/J21821 | SS 21.82 SHAFBURY BLOK C F1 |  |  | Fail | Please check "Use"
378527414 | TNB | DISTRIBUTION | WP PUTRAJAYA & CYBERJAYA | Existing | 11 kV |  | RYB | VCBJ/PCE/J21821 | SS 21.82 SHAFBURY BLOK C F1 |  |  | Fail | Please check "Use"
378527418 | TNB | DISTRIBUTION | WP PUTRAJAYA & CYBERJAYA | Existing | 11 kV |  | RYB | VCBJ/PCE/J21821 | SS 21.82 SHAFBURY BLOK C F1 |  |  | Fail | Please check "Use"
378527421 | TNB | DISTRIBUTION | WP PUTRAJAYA & CYBERJAYA | Existing | 11 kV |  | RYB | VCBJ/PCE/J21821 | SS 21.82 SHAFBURY BLOK C F1 |  |  | Fail | Please check "Use"
378527422 | TNB | DISTRIBUTION | WP PUTRAJAYA & CYBERJAYA | Existing | 11 kV |  | RYB | VCBJ/PCE/J21821 | SS 21.82 SHAFBURY BLOK C F1 |  |  | Fail | Please check "Use"
378527495 | TNB | DISTRIBUTION | WP PUTRAJAYA & CYBERJAYA | Existing | 11 kV |  | RYB | VCBJ/PCE/J21822 | SS 21.82 SHAFBURY BLOK C F2 |  |  | Fail | Please check "Use"
378527496 | TNB | DISTRIBUTION | WP PUTRAJAYA & CYBERJAYA | Existing | 11 kV |  | RYB | VCBJ/PCE/J21822 | SS 21.82 SHAFBURY BLOK C F2 |  |  | Fail | Please check "Use"
378527501 | TNB | DISTRIBUTION | WP PUTRAJAYA & CYBERJAYA | Existing | 11 kV |  | RYB | VCBJ/PCE/J21822 | SS 21.82 SHAFBURY BLOK C F2 |  |  | Fail | Please check "Use"
378527507 | TNB | DISTRIBUTION | WP PUTRAJAYA & CYBERJAYA | Existing | 11 kV |  | RYB | VCBJ/PCE/J21822 | SS 21.82 SHAFBURY BLOK C F2 |  |  | Fail | Please check "Use"
378527508 | TNB | DISTRIBUTION | WP PUTRAJAYA & CYBERJAYA | Existing | 11 kV |  | RYB | VCBJ/PCE/J21822 | SS 21.82 SHAFBURY BLOK C F2 |  |  | Fail | Please check "Use"
378527512 | TNB | DISTRIBUTION | WP PUTRAJAYA & CYBERJAYA | Existing | 11 kV |  | RYB | VCBJ/PCE/J21822 | SS 21.82 SHAFBURY BLOK C F2 |  |  | Fail | Please check "Use"
378527515 | TNB | DISTRIBUTION | WP PUTRAJAYA & CYBERJAYA | Existing | 11 kV |  | RYB | VCBJ/PCE/J21822 | SS 21.82 SHAFBURY BLOK C F2 |  |  | Fail | Please check "Use"
378527516 | TNB | DISTRIBUTION | WP PUTRAJAYA & CYBERJAYA | Existing | 11 kV |  | RYB | VCBJ/PCE/J21822 | SS 21.82 SHAFBURY BLOK C F2 |  |  | Fail | Please check "Use"
378527614 | TNB | DISTRIBUTION | WP PUTRAJAYA & CYBERJAYA | Existing | 11 kV |  | RYB | VCBJ/PCE/J21131 | PE 21.13 CYBERVIEW NO. 2 ( MDC ) F1 |  |  | Fail | Please check "Use"
378527615 | TNB | DISTRIBUTION | WP PUTRAJAYA & CYBERJAYA | Existing | 11 kV |  | RYB | VCBJ/PCE/J21131 | PE 21.13 CYBERVIEW NO. 2 ( MDC ) F1 |  |  | Fail | Please check "Use"
378527620 | TNB | DISTRIBUTION | WP PUTRAJAYA & CYBERJAYA | Existing | 11 kV |  | RYB | VCBJ/PCE/J21131 | PE 21.13 CYBERVIEW NO. 2 ( MDC ) F1 |  |  | Fail | Please check "Use"
378527626 | TNB | DISTRIBUTION | WP PUTRAJAYA & CYBERJAYA | Existing | 11 kV |  | RYB | VCBJ/PCE/J21131 | PE 21.13 CYBERVIEW NO. 2 ( MDC ) F1 |  |  | Fail | Please check "Use"
378527627 | TNB | DISTRIBUTION | WP PUTRAJAYA & CYBERJAYA | Existing | 11 kV |  | RYB | VCBJ/PCE/J21131 | PE 21.13 CYBERVIEW NO. 2 ( MDC ) F1 |  |  | Fail | Please check "Use"
378527631 | TNB | DISTRIBUTION | WP PUTRAJAYA & CYBERJAYA | Existing | 11 kV |  | RYB | VCBJ/PCE/J21131 | PE 21.13 CYBERVIEW NO. 2 ( MDC ) F1 |  |  | Fail | Please check "Use"
378527634 | TNB | DISTRIBUTION | WP PUTRAJAYA & CYBERJAYA | Existing | 11 kV |  | RYB | VCBJ/PCE/J21131 | PE 21.13 CYBERVIEW NO. 2 ( MDC ) F1 |  |  | Fail | Please check "Use"
378527635 | TNB | DISTRIBUTION | WP PUTRAJAYA & CYBERJAYA | Existing | 11 kV |  | RYB | VCBJ/PCE/J21131 | PE 21.13 CYBERVIEW NO. 2 ( MDC ) F1 |  |  | Fail | Please check "Use"
378527730 | TNB | DISTRIBUTION | WP PUTRAJAYA & CYBERJAYA | Existing | 11 kV |  | RYB | VCBJ/PCE/J21132 | PE 21.13 CYBERVIEW NO. 2 ( MDC ) F2 |  |  | Fail | Please check "Use"
378527731 | TNB | DISTRIBUTION | WP PUTRAJAYA & CYBERJAYA | Existing | 11 kV |  | RYB | VCBJ/PCE/J21132 | PE 21.13 CYBERVIEW NO. 2 ( MDC ) F2 |  |  | Fail | Please check "Use"
378527736 | TNB | DISTRIBUTION | WP PUTRAJAYA & CYBERJAYA | Existing | 11 kV |  | RYB | VCBJ/PCE/J21132 | PE 21.13 CYBERVIEW NO. 2 ( MDC ) F2 |  |  | Fail | Please check "Use"
378527742 | TNB | DISTRIBUTION | WP PUTRAJAYA & CYBERJAYA | Existing | 11 kV |  | RYB | VCBJ/PCE/J21132 | PE 21.13 CYBERVIEW NO. 2 ( MDC ) F2 |  |  | Fail | Please check "Use"
378527743 | TNB | DISTRIBUTION | WP PUTRAJAYA & CYBERJAYA | Existing | 11 kV |  | RYB | VCBJ/PCE/J21132 | PE 21.13 CYBERVIEW NO. 2 ( MDC ) F2 |  |  | Fail | Please check "Use"
378527747 | TNB | DISTRIBUTION | WP PUTRAJAYA & CYBERJAYA | Existing | 11 kV |  | RYB | VCBJ/PCE/J21132 | PE 21.13 CYBERVIEW NO. 2 ( MDC ) F2 |  |  | Fail | Please check "Use"
378527750 | TNB | DISTRIBUTION | WP PUTRAJAYA & CYBERJAYA | Existing | 11 kV |  | RYB | VCBJ/PCE/J21132 | PE 21.13 CYBERVIEW NO. 2 ( MDC ) F2 |  |  | Fail | Please check "Use"
378527751 | TNB | DISTRIBUTION | WP PUTRAJAYA & CYBERJAYA | Existing | 11 kV |  | RYB | VCBJ/PCE/J21132 | PE 21.13 CYBERVIEW NO. 2 ( MDC ) F2 |  |  | Fail | Please check "Use"
378527827 | TNB | DISTRIBUTION | WP PUTRAJAYA & CYBERJAYA | Existing | 11 kV |  | RYB | VCBJ/PCE/J22031 | PE 22.03 CYBERVIEW GARDENS F1 |  |  | Fail | Please check "Use"
378527828 | TNB | DISTRIBUTION | WP PUTRAJAYA & CYBERJAYA | Existing | 11 kV |  | RYB | VCBJ/PCE/J22031 | PE 22.03 CYBERVIEW GARDENS F1 |  |  | Fail | Please check "Use"
378527840 | TNB | DISTRIBUTION | WP PUTRAJAYA & CYBERJAYA | Existing | 11 kV |  | RYB | VCBJ/PCE/J22031 | PE 22.03 CYBERVIEW GARDENS F1 |  |  | Fail | Please check "Use"
378527841 | TNB | DISTRIBUTION | WP PUTRAJAYA & CYBERJAYA | Existing | 11 kV |  | RYB | VCBJ/PCE/J22031 | PE 22.03 CYBERVIEW GARDENS F1 |  |  | Fail | Please check "Use"
378527843 | TNB | DISTRIBUTION | WP PUTRAJAYA & CYBERJAYA | Existing | 11 kV |  | RYB | VCBJ/PCE/J22031 | PE 22.03 CYBERVIEW GARDENS F1 |  |  | Fail | Please check "Use"
378527844 | TNB | DISTRIBUTION | WP PUTRAJAYA & CYBERJAYA | Existing | 11 kV |  | RYB | VCBJ/PCE/J22031 | PE 22.03 CYBERVIEW GARDENS F1 |  |  | Fail | Please check "Use"
378527845 | TNB | DISTRIBUTION | WP PUTRAJAYA & CYBERJAYA | Existing | 11 kV |  | RYB | VCBJ/PCE/J22031 | PE 22.03 CYBERVIEW GARDENS F1 |  |  | Fail | Please check "Use"
378527847 | TNB | DISTRIBUTION | WP PUTRAJAYA & CYBERJAYA | Existing | 11 kV |  | RYB | VCBJ/PCE/J22031 | PE 22.03 CYBERVIEW GARDENS F1 |  |  | Fail | Please check "Use"
378527848 | TNB | DISTRIBUTION | WP PUTRAJAYA & CYBERJAYA | Existing | 11 kV |  | RYB | VCBJ/PCE/J22031 | PE 22.03 CYBERVIEW GARDENS F1 |  |  | Fail | Please check "Use"
378527850 | TNB | DISTRIBUTION | WP PUTRAJAYA & CYBERJAYA | Existing | 11 kV |  | RYB | VCBJ/PCE/J22031 | PE 22.03 CYBERVIEW GARDENS F1 |  |  | Fail | Please check "Use"
378527857 | TNB | DISTRIBUTION | WP PUTRAJAYA & CYBERJAYA | Existing | 11 kV |  | RYB | VCBJ/PCE/J22031 | PE 22.03 CYBERVIEW GARDENS F1 |  |  | Fail | Please check "Use"
378527859 | TNB | DISTRIBUTION | WP PUTRAJAYA & CYBERJAYA | Existing | 11 kV |  | RYB | VCBJ/PCE/J22032 | PE 22.03 CYBERVIEW GARDENS F2 |  |  | Fail | Please check "Use"
378527860 | TNB | DISTRIBUTION | WP PUTRAJAYA & CYBERJAYA | Existing | 11 kV |  | RYB | VCBJ/PCE/J22032 | PE 22.03 CYBERVIEW GARDENS F2 |  |  | Fail | Please check "Use"
378527872 | TNB | DISTRIBUTION | WP PUTRAJAYA & CYBERJAYA | Existing | 11 kV |  | RYB | VCBJ/PCE/J22032 | PE 22.03 CYBERVIEW GARDENS F2 |  |  | Fail | Please check "Use"
378527873 | TNB | DISTRIBUTION | WP PUTRAJAYA & CYBERJAYA | Existing | 11 kV |  | RYB | VCBJ/PCE/J22032 | PE 22.03 CYBERVIEW GARDENS F2 |  |  | Fail | Please check "Use"
378527875 | TNB | DISTRIBUTION | WP PUTRAJAYA & CYBERJAYA | Existing | 11 kV |  | RYB | VCBJ/PCE/J22032 | PE 22.03 CYBERVIEW GARDENS F2 |  |  | Fail | Please check "Use"
378527876 | TNB | DISTRIBUTION | WP PUTRAJAYA & CYBERJAYA | Existing | 11 kV |  | RYB | VCBJ/PCE/J22032 | PE 22.03 CYBERVIEW GARDENS F2 |  |  | Fail | Please check "Use"
378527877 | TNB | DISTRIBUTION | WP PUTRAJAYA & CYBERJAYA | Existing | 11 kV |  | RYB | VCBJ/PCE/J22032 | PE 22.03 CYBERVIEW GARDENS F2 |  |  | Fail | Please check "Use"
378527879 | TNB | DISTRIBUTION | WP PUTRAJAYA & CYBERJAYA | Existing | 11 kV |  | RYB | VCBJ/PCE/J22032 | PE 22.03 CYBERVIEW GARDENS F2 |  |  | Fail | Please check "Use"
378527880 | TNB | DISTRIBUTION | WP PUTRAJAYA & CYBERJAYA | Existing | 11 kV |  | RYB | VCBJ/PCE/J22032 | PE 22.03 CYBERVIEW GARDENS F2 |  |  | Fail | Please check "Use"
378527882 | TNB | DISTRIBUTION | WP PUTRAJAYA & CYBERJAYA | Existing | 11 kV |  | RYB | VCBJ/PCE/J22032 | PE 22.03 CYBERVIEW GARDENS F2 |  |  | Fail | Please check "Use"
378527889 | TNB | DISTRIBUTION | WP PUTRAJAYA & CYBERJAYA | Existing | 11 kV |  | RYB | VCBJ/PCE/J22032 | PE 22.03 CYBERVIEW GARDENS F2 |  |  | Fail | Please check "Use"
378528153 | TNB | DISTRIBUTION | WP PUTRAJAYA & CYBERJAYA | Existing | 11 kV |  | RYB | VCBJ/PCE/J21451 | PE 21.45 CYBERVILLAGE SERENITY 1 F1 |  |  | Fail | Please check "Use"
378528154 | TNB | DISTRIBUTION | WP PUTRAJAYA & CYBERJAYA | Existing | 11 kV |  | RYB | VCBJ/PCE/J21451 | PE 21.45 CYBERVILLAGE SERENITY 1 F1 |  |  | Fail | Please check "Use"
378528159 | TNB | DISTRIBUTION | WP PUTRAJAYA & CYBERJAYA | Existing | 11 kV |  | RYB | VCBJ/PCE/J21451 | PE 21.45 CYBERVILLAGE SERENITY 1 F1 |  |  | Fail | Please check "Use"
378528165 | TNB | DISTRIBUTION | WP PUTRAJAYA & CYBERJAYA | Existing | 11 kV |  | RYB | VCBJ/PCE/J21451 | PE 21.45 CYBERVILLAGE SERENITY 1 F1 |  |  | Fail | Please check "Use"
378528166 | TNB | DISTRIBUTION | WP PUTRAJAYA & CYBERJAYA | Existing | 11 kV |  | RYB | VCBJ/PCE/J21451 | PE 21.45 CYBERVILLAGE SERENITY 1 F1 |  |  | Fail | Please check "Use"
378528170 | TNB | DISTRIBUTION | WP PUTRAJAYA & CYBERJAYA | Existing | 11 kV |  | RYB | VCBJ/PCE/J21451 | PE 21.45 CYBERVILLAGE SERENITY 1 F1 |  |  | Fail | Please check "Use"
378528173 | TNB | DISTRIBUTION | WP PUTRAJAYA & CYBERJAYA | Existing | 11 kV |  | RYB | VCBJ/PCE/J21451 | PE 21.45 CYBERVILLAGE SERENITY 1 F1 |  |  | Fail | Please check "Use"
378528174 | TNB | DISTRIBUTION | WP PUTRAJAYA & CYBERJAYA | Existing | 11 kV |  | RYB | VCBJ/PCE/J21451 | PE 21.45 CYBERVILLAGE SERENITY 1 F1 |  |  | Fail | Please check "Use"
378528176 | TNB | DISTRIBUTION | WP PUTRAJAYA & CYBERJAYA | Existing | 11 kV |  | RYB | VCBJ/PCE/J21452 | PE 21.45 CYBERVILLAGE SERENITY 1 F2 |  |  | Fail | Please check "Use"
378528177 | TNB | DISTRIBUTION | WP PUTRAJAYA & CYBERJAYA | Existing | 11 kV |  | RYB | VCBJ/PCE/J21452 | PE 21.45 CYBERVILLAGE SERENITY 1 F2 |  |  | Fail | Please check "Use"
378528182 | TNB | DISTRIBUTION | WP PUTRAJAYA & CYBERJAYA | Existing | 11 kV |  | RYB | VCBJ/PCE/J21452 | PE 21.45 CYBERVILLAGE SERENITY 1 F2 |  |  | Fail | Please check "Use"
378528188 | TNB | DISTRIBUTION | WP PUTRAJAYA & CYBERJAYA | Existing | 11 kV |  | RYB | VCBJ/PCE/J21452 | PE 21.45 CYBERVILLAGE SERENITY 1 F2 |  |  | Fail | Please check "Use"
378528189 | TNB | DISTRIBUTION | WP PUTRAJAYA & CYBERJAYA | Existing | 11 kV |  | RYB | VCBJ/PCE/J21452 | PE 21.45 CYBERVILLAGE SERENITY 1 F2 |  |  | Fail | Please check "Use"
378528193 | TNB | DISTRIBUTION | WP PUTRAJAYA & CYBERJAYA | Existing | 11 kV |  | RYB | VCBJ/PCE/J21452 | PE 21.45 CYBERVILLAGE SERENITY 1 F2 |  |  | Fail | Please check "Use"
378528196 | TNB | DISTRIBUTION | WP PUTRAJAYA & CYBERJAYA | Existing | 11 kV |  | RYB | VCBJ/PCE/J21452 | PE 21.45 CYBERVILLAGE SERENITY 1 F2 |  |  | Fail | Please check "Use"
378528197 | TNB | DISTRIBUTION | WP PUTRAJAYA & CYBERJAYA | Existing | 11 kV |  | RYB | VCBJ/PCE/J21452 | PE 21.45 CYBERVILLAGE SERENITY 1 F2 |  |  | Fail | Please check "Use"
378528364 | TNB | DISTRIBUTION | WP PUTRAJAYA & CYBERJAYA | Existing | 11 kV |  | RYB | VCBJ/PCE/J21961 | PE 21.96 SUBANG ALAM |  |  | Fail | Please check "Use"
378528365 | TNB | DISTRIBUTION | WP PUTRAJAYA & CYBERJAYA | Existing | 11 kV |  | RYB | VCBJ/PCE/J21961 | PE 21.96 SUBANG ALAM |  |  | Fail | Please check "Use"
378528366 | TNB | DISTRIBUTION | WP PUTRAJAYA & CYBERJAYA | Existing | 11 kV |  | RYB | VCBJ/PCE/J21961 | PE 21.96 SUBANG ALAM |  |  | Fail | Please check "Use"
378528373 | TNB | DISTRIBUTION | WP PUTRAJAYA & CYBERJAYA | Existing | 11 kV |  | RYB | VCBJ/PCE/J21961 | PE 21.96 SUBANG ALAM |  |  | Fail | Please check "Use"
378528376 | TNB | DISTRIBUTION | WP PUTRAJAYA & CYBERJAYA | Existing | 11 kV |  | RYB | VCBJ/PCE/J21961 | PE 21.96 SUBANG ALAM |  |  | Fail | Please check "Use"
378528377 | TNB | DISTRIBUTION | WP PUTRAJAYA & CYBERJAYA | Existing | 11 kV |  | RYB | VCBJ/PCE/J21961 | PE 21.96 SUBANG ALAM |  |  | Fail | Please check "Use"
378528378 | TNB | DISTRIBUTION | WP PUTRAJAYA & CYBERJAYA | Existing | 11 kV |  | RYB | VCBJ/PCE/J21961 | PE 21.96 SUBANG ALAM |  |  | Fail | Please check "Use"
378528380 | TNB | DISTRIBUTION | WP PUTRAJAYA & CYBERJAYA | Existing | 11 kV |  | RYB | VCBJ/PCE/J21961 | PE 21.96 SUBANG ALAM |  |  | Fail | Please check "Use"
378528381 | TNB | DISTRIBUTION | WP PUTRAJAYA & CYBERJAYA | Existing | 11 kV |  | RYB | VCBJ/PCE/J21961 | PE 21.96 SUBANG ALAM |  |  | Fail | Please check "Use"
378528383 | TNB | DISTRIBUTION | WP PUTRAJAYA & CYBERJAYA | Existing | 11 kV |  | RYB | VCBJ/PCE/J21961 | PE 21.96 SUBANG ALAM |  |  | Fail | Please check "Use"
378528391 | TNB | DISTRIBUTION | WP PUTRAJAYA & CYBERJAYA | Existing | 11 kV |  | RYB | VCBJ/PCE/J21961 | PE 21.96 SUBANG ALAM |  |  | Fail | Please check "Use"
378528778 | TNB | DISTRIBUTION | WP PUTRAJAYA & CYBERJAYA | Existing | 11 kV |  | RYB | VCBJ/PCE/J21431 | PE 21.43 CYBERVILLAGE SERENITY 3 F1 |  |  | Fail | Please check "Use"
378528779 | TNB | DISTRIBUTION | WP PUTRAJAYA & CYBERJAYA | Existing | 11 kV |  | RYB | VCBJ/PCE/J21431 | PE 21.43 CYBERVILLAGE SERENITY 3 F1 |  |  | Fail | Please check "Use"
378528784 | TNB | DISTRIBUTION | WP PUTRAJAYA & CYBERJAYA | Existing | 11 kV |  | RYB | VCBJ/PCE/J21431 | PE 21.43 CYBERVILLAGE SERENITY 3 F1 |  |  | Fail | Please check "Use"
378528790 | TNB | DISTRIBUTION | WP PUTRAJAYA & CYBERJAYA | Existing | 11 kV |  | RYB | VCBJ/PCE/J21431 | PE 21.43 CYBERVILLAGE SERENITY 3 F1 |  |  | Fail | Please check "Use"
378528791 | TNB | DISTRIBUTION | WP PUTRAJAYA & CYBERJAYA | Existing | 11 kV |  | RYB | VCBJ/PCE/J21431 | PE 21.43 CYBERVILLAGE SERENITY 3 F1 |  |  | Fail | Please check "Use"
378528795 | TNB | DISTRIBUTION | WP PUTRAJAYA & CYBERJAYA | Existing | 11 kV |  | RYB | VCBJ/PCE/J21431 | PE 21.43 CYBERVILLAGE SERENITY 3 F1 |  |  | Fail | Please check "Use"
378528798 | TNB | DISTRIBUTION | WP PUTRAJAYA & CYBERJAYA | Existing | 11 kV |  | RYB | VCBJ/PCE/J21431 | PE 21.43 CYBERVILLAGE SERENITY 3 F1 |  |  | Fail | Please check "Use"
378528799 | TNB | DISTRIBUTION | WP PUTRAJAYA & CYBERJAYA | Existing | 11 kV |  | RYB | VCBJ/PCE/J21431 | PE 21.43 CYBERVILLAGE SERENITY 3 F1 |  |  | Fail | Please check "Use"
378528872 | TNB | DISTRIBUTION | WP PUTRAJAYA & CYBERJAYA | Existing | 11 kV |  | RYB | VCBJ/PCE/J21432 | PE 21.43 CYBERVILLAGE SERENITY 3 F2 |  |  | Fail | Please check "Use"
378528873 | TNB | DISTRIBUTION | WP PUTRAJAYA & CYBERJAYA | Existing | 11 kV |  | RYB | VCBJ/PCE/J21432 | PE 21.43 CYBERVILLAGE SERENITY 3 F2 |  |  | Fail | Please check "Use"
378528878 | TNB | DISTRIBUTION | WP PUTRAJAYA & CYBERJAYA | Existing | 11 kV |  | RYB | VCBJ/PCE/J21432 | PE 21.43 CYBERVILLAGE SERENITY 3 F2 |  |  | Fail | Please check "Use"
378528884 | TNB | DISTRIBUTION | WP PUTRAJAYA & CYBERJAYA | Existing | 11 kV |  | RYB | VCBJ/PCE/J21432 | PE 21.43 CYBERVILLAGE SERENITY 3 F2 |  |  | Fail | Please check "Use"
378528885 | TNB | DISTRIBUTION | WP PUTRAJAYA & CYBERJAYA | Existing | 11 kV |  | RYB | VCBJ/PCE/J21432 | PE 21.43 CYBERVILLAGE SERENITY 3 F2 |  |  | Fail | Please check "Use"
378528889 | TNB | DISTRIBUTION | WP PUTRAJAYA & CYBERJAYA | Existing | 11 kV |  | RYB | VCBJ/PCE/J21432 | PE 21.43 CYBERVILLAGE SERENITY 3 F2 |  |  | Fail | Please check "Use"
378528892 | TNB | DISTRIBUTION | WP PUTRAJAYA & CYBERJAYA | Existing | 11 kV |  | RYB | VCBJ/PCE/J21432 | PE 21.43 CYBERVILLAGE SERENITY 3 F2 |  |  | Fail | Please check "Use"
378528893 | TNB | DISTRIBUTION | WP PUTRAJAYA & CYBERJAYA | Existing | 11 kV |  | RYB | VCBJ/PCE/J21432 | PE 21.43 CYBERVILLAGE SERENITY 3 F2 |  |  | Fail | Please check "Use"
378559106 | TNB | DISTRIBUTION | WP PUTRAJAYA & CYBERJAYA | Existing | 11 kV |  | RYB | VPTJ/PCE/J15542 | PE 15.54 DWIPUTRA NO 1 (F2) |  |  | Fail | Please check "Use"
378559107 | TNB | DISTRIBUTION | WP PUTRAJAYA & CYBERJAYA | Existing | 11 kV |  | RYB | VPTJ/PCE/J15542 | PE 15.54 DWIPUTRA NO 1 (F2) |  |  | Fail | Please check "Use"
378559112 | TNB | DISTRIBUTION | WP PUTRAJAYA & CYBERJAYA | Existing | 11 kV |  | RYB | VPTJ/PCE/J15542 | PE 15.54 DWIPUTRA NO 1 (F2) |  |  | Fail | Please check "Use"
378559118 | TNB | DISTRIBUTION | WP PUTRAJAYA & CYBERJAYA | Existing | 11 kV |  | RYB | VPTJ/PCE/J15542 | PE 15.54 DWIPUTRA NO 1 (F2) |  |  | Fail | Please check "Use"
378559119 | TNB | DISTRIBUTION | WP PUTRAJAYA & CYBERJAYA | Existing | 11 kV |  | RYB | VPTJ/PCE/J15542 | PE 15.54 DWIPUTRA NO 1 (F2) |  |  | Fail | Please check "Use"
378559123 | TNB | DISTRIBUTION | WP PUTRAJAYA & CYBERJAYA | Existing | 11 kV |  | RYB | VPTJ/PCE/J15542 | PE 15.54 DWIPUTRA NO 1 (F2) |  |  | Fail | Please check "Use"
378559126 | TNB | DISTRIBUTION | WP PUTRAJAYA & CYBERJAYA | Existing | 11 kV |  | RYB | VPTJ/PCE/J15542 | PE 15.54 DWIPUTRA NO 1 (F2) |  |  | Fail | Please check "Use"
378559127 | TNB | DISTRIBUTION | WP PUTRAJAYA & CYBERJAYA | Existing | 11 kV |  | RYB | VPTJ/PCE/J15542 | PE 15.54 DWIPUTRA NO 1 (F2) |  |  | Fail | Please check "Use"
378567633 | TNB | DISTRIBUTION | WP PUTRAJAYA & CYBERJAYA | Existing | 11 kV |  | RYB | VPTJ/PCE/J05021 | SS 5.02 STP2 (F1) |  |  | Fail | Please check "Use"
378567634 | TNB | DISTRIBUTION | WP PUTRAJAYA & CYBERJAYA | Existing | 11 kV |  | RYB | VPTJ/PCE/J05021 | SS 5.02 STP2 (F1) |  |  | Fail | Please check "Use"
378567640 | TNB | DISTRIBUTION | WP PUTRAJAYA & CYBERJAYA | Existing | 11 kV |  | RYB | VPTJ/PCE/J05021 | SS 5.02 STP2 (F1) |  |  | Fail | Please check "Use"
378567651 | TNB | DISTRIBUTION | WP PUTRAJAYA & CYBERJAYA | Existing | 11 kV |  | RYB | VPTJ/PCE/J05022 | SS 5.02 STP2 (F2) |  |  | Fail | Please check "Use"
378567656 | TNB | DISTRIBUTION | WP PUTRAJAYA & CYBERJAYA | Existing | 11 kV |  | RYB | VPTJ/PCE/J05022 | SS 5.02 STP2 (F2) |  |  | Fail | Please check "Use"
378567660 | TNB | DISTRIBUTION | WP PUTRAJAYA & CYBERJAYA | Existing | 11 kV |  | RYB | VPTJ/PCE/J05022 | SS 5.02 STP2 (F2) |  |  | Fail | Please check "Use"
378567663 | TNB | DISTRIBUTION | WP PUTRAJAYA & CYBERJAYA | Existing | 11 kV |  | RYB | VPTJ/PCE/J05022 | SS 5.02 STP2 (F2) |  |  | Fail | Please check "Use"
378567664 | TNB | DISTRIBUTION | WP PUTRAJAYA & CYBERJAYA | Existing | 11 kV |  | RYB | VPTJ/PCE/J05022 | SS 5.02 STP2 (F2) |  |  | Fail | Please check "Use"
378567666 | TNB | DISTRIBUTION | WP PUTRAJAYA & CYBERJAYA | Existing | 11 kV |  | RYB | VPTJ/PCE/J05022 | SS 5.02 STP2 (F2) |  |  | Fail | Please check "Use"
378567668 | TNB | DISTRIBUTION | WP PUTRAJAYA & CYBERJAYA | Existing | 11 kV |  | RYB | VPTJ/PCE/J05022 | SS 5.02 STP2 (F2) |  |  | Fail | Please check "Use"
378567674 | TNB | DISTRIBUTION | WP PUTRAJAYA & CYBERJAYA | Existing | 11 kV |  | RYB | VPTJ/PCE/J05022 | SS 5.02 STP2 (F2) |  |  | Fail | Please check "Use"
378567675 | TNB | DISTRIBUTION | WP PUTRAJAYA & CYBERJAYA | Existing | 11 kV |  | RYB | VPTJ/PCE/J05022 | SS 5.02 STP2 (F2) |  |  | Fail | Please check "Use"
378567676 | TNB | DISTRIBUTION | WP PUTRAJAYA & CYBERJAYA | Existing | 11 kV |  | RYB | VPTJ/PCE/J05022 | SS 5.02 STP2 (F2) |  |  | Fail | Please check "Use"
378567681 | TNB | DISTRIBUTION | WP PUTRAJAYA & CYBERJAYA | Existing | 11 kV |  | RYB | VPTJ/PCE/J05022 | SS 5.02 STP2 (F2) |  |  | Fail | Please check "Use"
378567698 | TNB | DISTRIBUTION | WP PUTRAJAYA & CYBERJAYA | Existing | 11 kV |  | RYB | VPTJ/PCE/J05071 | PE 5.07 JLB1 |  |  | Fail | Please check "Use"
378567699 | TNB | DISTRIBUTION | WP PUTRAJAYA & CYBERJAYA | Existing | 11 kV |  | RYB | VPTJ/PCE/J05071 | PE 5.07 JLB1 |  |  | Fail | Please check "Use"
378567704 | TNB | DISTRIBUTION | WP PUTRAJAYA & CYBERJAYA | Existing | 11 kV |  | RYB | VPTJ/PCE/J05071 | PE 5.07 JLB1 |  |  | Fail | Please check "Use"
378567710 | TNB | DISTRIBUTION | WP PUTRAJAYA & CYBERJAYA | Existing | 11 kV |  | RYB | VPTJ/PCE/J05071 | PE 5.07 JLB1 |  |  | Fail | Please check "Use"
378567711 | TNB | DISTRIBUTION | WP PUTRAJAYA & CYBERJAYA | Existing | 11 kV |  | RYB | VPTJ/PCE/J05071 | PE 5.07 JLB1 |  |  | Fail | Please check "Use"
378567715 | TNB | DISTRIBUTION | WP PUTRAJAYA & CYBERJAYA | Existing | 11 kV |  | RYB | VPTJ/PCE/J05071 | PE 5.07 JLB1 |  |  | Fail | Please check "Use"
378567718 | TNB | DISTRIBUTION | WP PUTRAJAYA & CYBERJAYA | Existing | 11 kV |  | RYB | VPTJ/PCE/J05071 | PE 5.07 JLB1 |  |  | Fail | Please check "Use"
378567719 | TNB | DISTRIBUTION | WP PUTRAJAYA & CYBERJAYA | Existing | 11 kV |  | RYB | VPTJ/PCE/J05071 | PE 5.07 JLB1 |  |  | Fail | Please check "Use"
378567806 | TNB | DISTRIBUTION | WP PUTRAJAYA & CYBERJAYA | Existing | 11 kV |  | RYB | VPTJ/PCE/J05081 | PE 5.08 JLB2 |  |  | Fail | Please check "Use"
378567807 | TNB | DISTRIBUTION | WP PUTRAJAYA & CYBERJAYA | Existing | 11 kV |  | RYB | VPTJ/PCE/J05081 | PE 5.08 JLB2 |  |  | Fail | Please check "Use"
378567812 | TNB | DISTRIBUTION | WP PUTRAJAYA & CYBERJAYA | Existing | 11 kV |  | RYB | VPTJ/PCE/J05081 | PE 5.08 JLB2 |  |  | Fail | Please check "Use"
378567818 | TNB | DISTRIBUTION | WP PUTRAJAYA & CYBERJAYA | Existing | 11 kV |  | RYB | VPTJ/PCE/J05081 | PE 5.08 JLB2 |  |  | Fail | Please check "Use"
378567819 | TNB | DISTRIBUTION | WP PUTRAJAYA & CYBERJAYA | Existing | 11 kV |  | RYB | VPTJ/PCE/J05081 | PE 5.08 JLB2 |  |  | Fail | Please check "Use"
378567823 | TNB | DISTRIBUTION | WP PUTRAJAYA & CYBERJAYA | Existing | 11 kV |  | RYB | VPTJ/PCE/J05081 | PE 5.08 JLB2 |  |  | Fail | Please check "Use"
378567826 | TNB | DISTRIBUTION | WP PUTRAJAYA & CYBERJAYA | Existing | 11 kV |  | RYB | VPTJ/PCE/J05081 | PE 5.08 JLB2 |  |  | Fail | Please check "Use"
378567827 | TNB | DISTRIBUTION | WP PUTRAJAYA & CYBERJAYA | Existing | 11 kV |  | RYB | VPTJ/PCE/J05081 | PE 5.08 JLB2 |  |  | Fail | Please check "Use"
378567918 | TNB | DISTRIBUTION | WP PUTRAJAYA & CYBERJAYA | Existing | 11 kV |  | RYB | VPTJ/PCE/J05051 | PE 5.05 C/S S/L |  |  | Fail | Please check "Use"
378567919 | TNB | DISTRIBUTION | WP PUTRAJAYA & CYBERJAYA | Existing | 11 kV |  | RYB | VPTJ/PCE/J05051 | PE 5.05 C/S S/L |  |  | Fail | Please check "Use"
378567924 | TNB | DISTRIBUTION | WP PUTRAJAYA & CYBERJAYA | Existing | 11 kV |  | RYB | VPTJ/PCE/J05051 | PE 5.05 C/S S/L |  |  | Fail | Please check "Use"
378567930 | TNB | DISTRIBUTION | WP PUTRAJAYA & CYBERJAYA | Existing | 11 kV |  | RYB | VPTJ/PCE/J05051 | PE 5.05 C/S S/L |  |  | Fail | Please check "Use"
378567931 | TNB | DISTRIBUTION | WP PUTRAJAYA & CYBERJAYA | Existing | 11 kV |  | RYB | VPTJ/PCE/J05051 | PE 5.05 C/S S/L |  |  | Fail | Please check "Use"
378567935 | TNB | DISTRIBUTION | WP PUTRAJAYA & CYBERJAYA | Existing | 11 kV |  | RYB | VPTJ/PCE/J05051 | PE 5.05 C/S S/L |  |  | Fail | Please check "Use"
378567938 | TNB | DISTRIBUTION | WP PUTRAJAYA & CYBERJAYA | Existing | 11 kV |  | RYB | VPTJ/PCE/J05051 | PE 5.05 C/S S/L |  |  | Fail | Please check "Use"
378567939 | TNB | DISTRIBUTION | WP PUTRAJAYA & CYBERJAYA | Existing | 11 kV |  | RYB | VPTJ/PCE/J05051 | PE 5.05 C/S S/L |  |  | Fail | Please check "Use"
378568035 | TNB | DISTRIBUTION | WP PUTRAJAYA & CYBERJAYA | Existing | 11 kV |  | RYB | VPTJ/PCE/J05061 | PE 5.06 C/S S/L |  |  | Fail | Please check "Use"
378568036 | TNB | DISTRIBUTION | WP PUTRAJAYA & CYBERJAYA | Existing | 11 kV |  | RYB | VPTJ/PCE/J05061 | PE 5.06 C/S S/L |  |  | Fail | Please check "Use"
378568041 | TNB | DISTRIBUTION | WP PUTRAJAYA & CYBERJAYA | Existing | 11 kV |  | RYB | VPTJ/PCE/J05061 | PE 5.06 C/S S/L |  |  | Fail | Please check "Use"
378568047 | TNB | DISTRIBUTION | WP PUTRAJAYA & CYBERJAYA | Existing | 11 kV |  | RYB | VPTJ/PCE/J05061 | PE 5.06 C/S S/L |  |  | Fail | Please check "Use"
378568048 | TNB | DISTRIBUTION | WP PUTRAJAYA & CYBERJAYA | Existing | 11 kV |  | RYB | VPTJ/PCE/J05061 | PE 5.06 C/S S/L |  |  | Fail | Please check "Use"
378568052 | TNB | DISTRIBUTION | WP PUTRAJAYA & CYBERJAYA | Existing | 11 kV |  | RYB | VPTJ/PCE/J05061 | PE 5.06 C/S S/L |  |  | Fail | Please check "Use"
378568055 | TNB | DISTRIBUTION | WP PUTRAJAYA & CYBERJAYA | Existing | 11 kV |  | RYB | VPTJ/PCE/J05061 | PE 5.06 C/S S/L |  |  | Fail | Please check "Use"
378568056 | TNB | DISTRIBUTION | WP PUTRAJAYA & CYBERJAYA | Existing | 11 kV |  | RYB | VPTJ/PCE/J05061 | PE 5.06 C/S S/L |  |  | Fail | Please check "Use"
378568076 | TNB | DISTRIBUTION | WP PUTRAJAYA & CYBERJAYA | Existing | 11 kV |  | RYB | VPTJ/PCE/J05041 | PE 5.04 C/S S/L |  |  | Fail | Please check "Use"
378568077 | TNB | DISTRIBUTION | WP PUTRAJAYA & CYBERJAYA | Existing | 11 kV |  | RYB | VPTJ/PCE/J05041 | PE 5.04 C/S S/L |  |  | Fail | Please check "Use"
378568082 | TNB | DISTRIBUTION | WP PUTRAJAYA & CYBERJAYA | Existing | 11 kV |  | RYB | VPTJ/PCE/J05041 | PE 5.04 C/S S/L |  |  | Fail | Please check "Use"
378568088 | TNB | DISTRIBUTION | WP PUTRAJAYA & CYBERJAYA | Existing | 11 kV |  | RYB | VPTJ/PCE/J05041 | PE 5.04 C/S S/L |  |  | Fail | Please check "Use"
378568089 | TNB | DISTRIBUTION | WP PUTRAJAYA & CYBERJAYA | Existing | 11 kV |  | RYB | VPTJ/PCE/J05041 | PE 5.04 C/S S/L |  |  | Fail | Please check "Use"
378568093 | TNB | DISTRIBUTION | WP PUTRAJAYA & CYBERJAYA | Existing | 11 kV |  | RYB | VPTJ/PCE/J05041 | PE 5.04 C/S S/L |  |  | Fail | Please check "Use"
378568096 | TNB | DISTRIBUTION | WP PUTRAJAYA & CYBERJAYA | Existing | 11 kV |  | RYB | VPTJ/PCE/J05041 | PE 5.04 C/S S/L |  |  | Fail | Please check "Use"
378568097 | TNB | DISTRIBUTION | WP PUTRAJAYA & CYBERJAYA | Existing | 11 kV |  | RYB | VPTJ/PCE/J05041 | PE 5.04 C/S S/L |  |  | Fail | Please check "Use"
378571999 | TNB | DISTRIBUTION | WP PUTRAJAYA & CYBERJAYA | Existing | 11 kV |  | RYB | VCBJ/PCE/J21421 | PE 21.42 CYBERVILLAGE SERENITY 4 F1 |  |  | Fail | Please check "Use"
378572000 | TNB | DISTRIBUTION | WP PUTRAJAYA & CYBERJAYA | Existing | 11 kV |  | RYB | VCBJ/PCE/J21421 | PE 21.42 CYBERVILLAGE SERENITY 4 F1 |  |  | Fail | Please check "Use"
378572005 | TNB | DISTRIBUTION | WP PUTRAJAYA & CYBERJAYA | Existing | 11 kV |  | RYB | VCBJ/PCE/J21421 | PE 21.42 CYBERVILLAGE SERENITY 4 F1 |  |  | Fail | Please check "Use"
378572011 | TNB | DISTRIBUTION | WP PUTRAJAYA & CYBERJAYA | Existing | 11 kV |  | RYB | VCBJ/PCE/J21421 | PE 21.42 CYBERVILLAGE SERENITY 4 F1 |  |  | Fail | Please check "Use"
378572012 | TNB | DISTRIBUTION | WP PUTRAJAYA & CYBERJAYA | Existing | 11 kV |  | RYB | VCBJ/PCE/J21421 | PE 21.42 CYBERVILLAGE SERENITY 4 F1 |  |  | Fail | Please check "Use"
378572016 | TNB | DISTRIBUTION | WP PUTRAJAYA & CYBERJAYA | Existing | 11 kV |  | RYB | VCBJ/PCE/J21421 | PE 21.42 CYBERVILLAGE SERENITY 4 F1 |  |  | Fail | Please check "Use"
378572019 | TNB | DISTRIBUTION | WP PUTRAJAYA & CYBERJAYA | Existing | 11 kV |  | RYB | VCBJ/PCE/J21421 | PE 21.42 CYBERVILLAGE SERENITY 4 F1 |  |  | Fail | Please check "Use"
378572020 | TNB | DISTRIBUTION | WP PUTRAJAYA & CYBERJAYA | Existing | 11 kV |  | RYB | VCBJ/PCE/J21421 | PE 21.42 CYBERVILLAGE SERENITY 4 F1 |  |  | Fail | Please check "Use"
378572022 | TNB | DISTRIBUTION | WP PUTRAJAYA & CYBERJAYA | Existing | 11 kV |  | RYB | VCBJ/PCE/J21422 | PE 21.42 CYBERVILLAGE SERENITY 4 F2 |  |  | Fail | Please check "Use"
378572023 | TNB | DISTRIBUTION | WP PUTRAJAYA & CYBERJAYA | Existing | 11 kV |  | RYB | VCBJ/PCE/J21422 | PE 21.42 CYBERVILLAGE SERENITY 4 F2 |  |  | Fail | Please check "Use"
378572028 | TNB | DISTRIBUTION | WP PUTRAJAYA & CYBERJAYA | Existing | 11 kV |  | RYB | VCBJ/PCE/J21422 | PE 21.42 CYBERVILLAGE SERENITY 4 F2 |  |  | Fail | Please check "Use"
378572034 | TNB | DISTRIBUTION | WP PUTRAJAYA & CYBERJAYA | Existing | 11 kV |  | RYB | VCBJ/PCE/J21422 | PE 21.42 CYBERVILLAGE SERENITY 4 F2 |  |  | Fail | Please check "Use"
378572035 | TNB | DISTRIBUTION | WP PUTRAJAYA & CYBERJAYA | Existing | 11 kV |  | RYB | VCBJ/PCE/J21422 | PE 21.42 CYBERVILLAGE SERENITY 4 F2 |  |  | Fail | Please check "Use"
378572039 | TNB | DISTRIBUTION | WP PUTRAJAYA & CYBERJAYA | Existing | 11 kV |  | RYB | VCBJ/PCE/J21422 | PE 21.42 CYBERVILLAGE SERENITY 4 F2 |  |  | Fail | Please check "Use"
378572042 | TNB | DISTRIBUTION | WP PUTRAJAYA & CYBERJAYA | Existing | 11 kV |  | RYB | VCBJ/PCE/J21422 | PE 21.42 CYBERVILLAGE SERENITY 4 F2 |  |  | Fail | Please check "Use"
378572043 | TNB | DISTRIBUTION | WP PUTRAJAYA & CYBERJAYA | Existing | 11 kV |  | RYB | VCBJ/PCE/J21422 | PE 21.42 CYBERVILLAGE SERENITY 4 F2 |  |  | Fail | Please check "Use"
378572191 | TNB | DISTRIBUTION | WP PUTRAJAYA & CYBERJAYA | Existing | 11 kV |  | RYB | VCBJ/PCE/J21461 | PE 21.46 PS 12 |  |  | Fail | Please check "Use"
378572192 | TNB | DISTRIBUTION | WP PUTRAJAYA & CYBERJAYA | Existing | 11 kV |  | RYB | VCBJ/PCE/J21461 | PE 21.46 PS 12 |  |  | Fail | Please check "Use"
378572197 | TNB | DISTRIBUTION | WP PUTRAJAYA & CYBERJAYA | Existing | 11 kV |  | RYB | VCBJ/PCE/J21461 | PE 21.46 PS 12 |  |  | Fail | Please check "Use"
378572203 | TNB | DISTRIBUTION | WP PUTRAJAYA & CYBERJAYA | Existing | 11 kV |  | RYB | VCBJ/PCE/J21461 | PE 21.46 PS 12 |  |  | Fail | Please check "Use"
378572204 | TNB | DISTRIBUTION | WP PUTRAJAYA & CYBERJAYA | Existing | 11 kV |  | RYB | VCBJ/PCE/J21461 | PE 21.46 PS 12 |  |  | Fail | Please check "Use"
378572208 | TNB | DISTRIBUTION | WP PUTRAJAYA & CYBERJAYA | Existing | 11 kV |  | RYB | VCBJ/PCE/J21461 | PE 21.46 PS 12 |  |  | Fail | Please check "Use"
378572211 | TNB | DISTRIBUTION | WP PUTRAJAYA & CYBERJAYA | Existing | 11 kV |  | RYB | VCBJ/PCE/J21461 | PE 21.46 PS 12 |  |  | Fail | Please check "Use"
378572212 | TNB | DISTRIBUTION | WP PUTRAJAYA & CYBERJAYA | Existing | 11 kV |  | RYB | VCBJ/PCE/J21461 | PE 21.46 PS 12 |  |  | Fail | Please check "Use"
378572279 | TNB | DISTRIBUTION | WP PUTRAJAYA & CYBERJAYA | Existing | 11 kV |  | RYB | VCBJ/PCE/J24031 | PE 24.03 JELANG VISTA 2 |  |  | Fail | Please check "Use"
378572280 | TNB | DISTRIBUTION | WP PUTRAJAYA & CYBERJAYA | Existing | 11 kV |  | RYB | VCBJ/PCE/J24031 | PE 24.03 JELANG VISTA 2 |  |  | Fail | Please check "Use"
378572285 | TNB | DISTRIBUTION | WP PUTRAJAYA & CYBERJAYA | Existing | 11 kV |  | RYB | VCBJ/PCE/J24031 | PE 24.03 JELANG VISTA 2 |  |  | Fail | Please check "Use"
378572291 | TNB | DISTRIBUTION | WP PUTRAJAYA & CYBERJAYA | Existing | 11 kV |  | RYB | VCBJ/PCE/J24031 | PE 24.03 JELANG VISTA 2 |  |  | Fail | Please check "Use"
378572292 | TNB | DISTRIBUTION | WP PUTRAJAYA & CYBERJAYA | Existing | 11 kV |  | RYB | VCBJ/PCE/J24031 | PE 24.03 JELANG VISTA 2 |  |  | Fail | Please check "Use"
378572296 | TNB | DISTRIBUTION | WP PUTRAJAYA & CYBERJAYA | Existing | 11 kV |  | RYB | VCBJ/PCE/J24031 | PE 24.03 JELANG VISTA 2 |  |  | Fail | Please check "Use"
378572299 | TNB | DISTRIBUTION | WP PUTRAJAYA & CYBERJAYA | Existing | 11 kV |  | RYB | VCBJ/PCE/J24031 | PE 24.03 JELANG VISTA 2 |  |  | Fail | Please check "Use"
378572300 | TNB | DISTRIBUTION | WP PUTRAJAYA & CYBERJAYA | Existing | 11 kV |  | RYB | VCBJ/PCE/J24031 | PE 24.03 JELANG VISTA 2 |  |  | Fail | Please check "Use"
378572373 | TNB | DISTRIBUTION | WP PUTRAJAYA & CYBERJAYA | Existing | 11 kV |  | RYB | VCBJ/PCE/J24021 | PE 24.02 JELANG VISTA 1 |  |  | Fail | Please check "Use"
378572374 | TNB | DISTRIBUTION | WP PUTRAJAYA & CYBERJAYA | Existing | 11 kV |  | RYB | VCBJ/PCE/J24021 | PE 24.02 JELANG VISTA 1 |  |  | Fail | Please check "Use"
378572379 | TNB | DISTRIBUTION | WP PUTRAJAYA & CYBERJAYA | Existing | 11 kV |  | RYB | VCBJ/PCE/J24021 | PE 24.02 JELANG VISTA 1 |  |  | Fail | Please check "Use"
378572385 | TNB | DISTRIBUTION | WP PUTRAJAYA & CYBERJAYA | Existing | 11 kV |  | RYB | VCBJ/PCE/J24021 | PE 24.02 JELANG VISTA 1 |  |  | Fail | Please check "Use"
378572386 | TNB | DISTRIBUTION | WP PUTRAJAYA & CYBERJAYA | Existing | 11 kV |  | RYB | VCBJ/PCE/J24021 | PE 24.02 JELANG VISTA 1 |  |  | Fail | Please check "Use"
378572390 | TNB | DISTRIBUTION | WP PUTRAJAYA & CYBERJAYA | Existing | 11 kV |  | RYB | VCBJ/PCE/J24021 | PE 24.02 JELANG VISTA 1 |  |  | Fail | Please check "Use"
378572393 | TNB | DISTRIBUTION | WP PUTRAJAYA & CYBERJAYA | Existing | 11 kV |  | RYB | VCBJ/PCE/J24021 | PE 24.02 JELANG VISTA 1 |  |  | Fail | Please check "Use"
378572394 | TNB | DISTRIBUTION | WP PUTRAJAYA & CYBERJAYA | Existing | 11 kV |  | RYB | VCBJ/PCE/J24021 | PE 24.02 JELANG VISTA 1 |  |  | Fail | Please check "Use"
378572496 | TNB | DISTRIBUTION | WP PUTRAJAYA & CYBERJAYA | Existing | 11 kV |  | RYB | VCBJ/PCE/J21751 | PE 21.75 LAKEVIEW WEST 1 |  |  | Fail | Please check "Use"
378572497 | TNB | DISTRIBUTION | WP PUTRAJAYA & CYBERJAYA | Existing | 11 kV |  | RYB | VCBJ/PCE/J21751 | PE 21.75 LAKEVIEW WEST 1 |  |  | Fail | Please check "Use"
378572502 | TNB | DISTRIBUTION | WP PUTRAJAYA & CYBERJAYA | Existing | 11 kV |  | RYB | VCBJ/PCE/J21751 | PE 21.75 LAKEVIEW WEST 1 |  |  | Fail | Please check "Use"
378572508 | TNB | DISTRIBUTION | WP PUTRAJAYA & CYBERJAYA | Existing | 11 kV |  | RYB | VCBJ/PCE/J21751 | PE 21.75 LAKEVIEW WEST 1 |  |  | Fail | Please check "Use"
378572509 | TNB | DISTRIBUTION | WP PUTRAJAYA & CYBERJAYA | Existing | 11 kV |  | RYB | VCBJ/PCE/J21751 | PE 21.75 LAKEVIEW WEST 1 |  |  | Fail | Please check "Use"
378572513 | TNB | DISTRIBUTION | WP PUTRAJAYA & CYBERJAYA | Existing | 11 kV |  | RYB | VCBJ/PCE/J21751 | PE 21.75 LAKEVIEW WEST 1 |  |  | Fail | Please check "Use"
378572516 | TNB | DISTRIBUTION | WP PUTRAJAYA & CYBERJAYA | Existing | 11 kV |  | RYB | VCBJ/PCE/J21751 | PE 21.75 LAKEVIEW WEST 1 |  |  | Fail | Please check "Use"
378572517 | TNB | DISTRIBUTION | WP PUTRAJAYA & CYBERJAYA | Existing | 11 kV |  | RYB | VCBJ/PCE/J21751 | PE 21.75 LAKEVIEW WEST 1 |  |  | Fail | Please check "Use"
378572590 | TNB | DISTRIBUTION | WP PUTRAJAYA & CYBERJAYA | Existing | 11 kV |  | RYB | VCBJ/PCE/J21741 | PE 21.74 LAKE VIEW WEST 2 |  |  | Fail | Please check "Use"
378572591 | TNB | DISTRIBUTION | WP PUTRAJAYA & CYBERJAYA | Existing | 11 kV |  | RYB | VCBJ/PCE/J21741 | PE 21.74 LAKE VIEW WEST 2 |  |  | Fail | Please check "Use"
378572596 | TNB | DISTRIBUTION | WP PUTRAJAYA & CYBERJAYA | Existing | 11 kV |  | RYB | VCBJ/PCE/J21741 | PE 21.74 LAKE VIEW WEST 2 |  |  | Fail | Please check "Use"
378572602 | TNB | DISTRIBUTION | WP PUTRAJAYA & CYBERJAYA | Existing | 11 kV |  | RYB | VCBJ/PCE/J21741 | PE 21.74 LAKE VIEW WEST 2 |  |  | Fail | Please check "Use"
378572603 | TNB | DISTRIBUTION | WP PUTRAJAYA & CYBERJAYA | Existing | 11 kV |  | RYB | VCBJ/PCE/J21741 | PE 21.74 LAKE VIEW WEST 2 |  |  | Fail | Please check "Use"
378572607 | TNB | DISTRIBUTION | WP PUTRAJAYA & CYBERJAYA | Existing | 11 kV |  | RYB | VCBJ/PCE/J21741 | PE 21.74 LAKE VIEW WEST 2 |  |  | Fail | Please check "Use"
378572610 | TNB | DISTRIBUTION | WP PUTRAJAYA & CYBERJAYA | Existing | 11 kV |  | RYB | VCBJ/PCE/J21741 | PE 21.74 LAKE VIEW WEST 2 |  |  | Fail | Please check "Use"
378572611 | TNB | DISTRIBUTION | WP PUTRAJAYA & CYBERJAYA | Existing | 11 kV |  | RYB | VCBJ/PCE/J21741 | PE 21.74 LAKE VIEW WEST 2 |  |  | Fail | Please check "Use"
378572772 | TNB | DISTRIBUTION | WP PUTRAJAYA & CYBERJAYA | Existing | 11 kV |  | RYB | VCBJ/PCE/J22481 | PE 22.48 LOT 12082 FASA 1B F1 |  |  | Fail | Please check "Use"
378572773 | TNB | DISTRIBUTION | WP PUTRAJAYA & CYBERJAYA | Existing | 11 kV |  | RYB | VCBJ/PCE/J22481 | PE 22.48 LOT 12082 FASA 1B F1 |  |  | Fail | Please check "Use"
378572778 | TNB | DISTRIBUTION | WP PUTRAJAYA & CYBERJAYA | Existing | 11 kV |  | RYB | VCBJ/PCE/J22481 | PE 22.48 LOT 12082 FASA 1B F1 |  |  | Fail | Please check "Use"
378572784 | TNB | DISTRIBUTION | WP PUTRAJAYA & CYBERJAYA | Existing | 11 kV |  | RYB | VCBJ/PCE/J22481 | PE 22.48 LOT 12082 FASA 1B F1 |  |  | Fail | Please check "Use"
378572785 | TNB | DISTRIBUTION | WP PUTRAJAYA & CYBERJAYA | Existing | 11 kV |  | RYB | VCBJ/PCE/J22481 | PE 22.48 LOT 12082 FASA 1B F1 |  |  | Fail | Please check "Use"
378572789 | TNB | DISTRIBUTION | WP PUTRAJAYA & CYBERJAYA | Existing | 11 kV |  | RYB | VCBJ/PCE/J22481 | PE 22.48 LOT 12082 FASA 1B F1 |  |  | Fail | Please check "Use"
378572792 | TNB | DISTRIBUTION | WP PUTRAJAYA & CYBERJAYA | Existing | 11 kV |  | RYB | VCBJ/PCE/J22481 | PE 22.48 LOT 12082 FASA 1B F1 |  |  | Fail | Please check "Use"
378572793 | TNB | DISTRIBUTION | WP PUTRAJAYA & CYBERJAYA | Existing | 11 kV |  | RYB | VCBJ/PCE/J22481 | PE 22.48 LOT 12082 FASA 1B F1 |  |  | Fail | Please check "Use"
378572858 | TNB | DISTRIBUTION | WP PUTRAJAYA & CYBERJAYA | Existing | 11 kV |  | RYB | VCBJ/PCE/J22482 | PE 22.48 LOT 12082 FASA 1B F2 |  |  | Fail | Please check "Use"
378572859 | TNB | DISTRIBUTION | WP PUTRAJAYA & CYBERJAYA | Existing | 11 kV |  | RYB | VCBJ/PCE/J22482 | PE 22.48 LOT 12082 FASA 1B F2 |  |  | Fail | Please check "Use"
378572864 | TNB | DISTRIBUTION | WP PUTRAJAYA & CYBERJAYA | Existing | 11 kV |  | RYB | VCBJ/PCE/J22482 | PE 22.48 LOT 12082 FASA 1B F2 |  |  | Fail | Please check "Use"
378572870 | TNB | DISTRIBUTION | WP PUTRAJAYA & CYBERJAYA | Existing | 11 kV |  | RYB | VCBJ/PCE/J22482 | PE 22.48 LOT 12082 FASA 1B F2 |  |  | Fail | Please check "Use"
378572871 | TNB | DISTRIBUTION | WP PUTRAJAYA & CYBERJAYA | Existing | 11 kV |  | RYB | VCBJ/PCE/J22482 | PE 22.48 LOT 12082 FASA 1B F2 |  |  | Fail | Please check "Use"
378572875 | TNB | DISTRIBUTION | WP PUTRAJAYA & CYBERJAYA | Existing | 11 kV |  | RYB | VCBJ/PCE/J22482 | PE 22.48 LOT 12082 FASA 1B F2 |  |  | Fail | Please check "Use"
378572878 | TNB | DISTRIBUTION | WP PUTRAJAYA & CYBERJAYA | Existing | 11 kV |  | RYB | VCBJ/PCE/J22482 | PE 22.48 LOT 12082 FASA 1B F2 |  |  | Fail | Please check "Use"
378572879 | TNB | DISTRIBUTION | WP PUTRAJAYA & CYBERJAYA | Existing | 11 kV |  | RYB | VCBJ/PCE/J22482 | PE 22.48 LOT 12082 FASA 1B F2 |  |  | Fail | Please check "Use"
378573005 | TNB | DISTRIBUTION | WP PUTRAJAYA & CYBERJAYA | Existing | 11 kV |  | RYB | VCBJ/PCE/J22171 | PE 22.17 PADAT STP 4 |  |  | Fail | Please check "Use"
378573006 | TNB | DISTRIBUTION | WP PUTRAJAYA & CYBERJAYA | Existing | 11 kV |  | RYB | VCBJ/PCE/J22171 | PE 22.17 PADAT STP 4 |  |  | Fail | Please check "Use"
378573011 | TNB | DISTRIBUTION | WP PUTRAJAYA & CYBERJAYA | Existing | 11 kV |  | RYB | VCBJ/PCE/J22171 | PE 22.17 PADAT STP 4 |  |  | Fail | Please check "Use"
378573017 | TNB | DISTRIBUTION | WP PUTRAJAYA & CYBERJAYA | Existing | 11 kV |  | RYB | VCBJ/PCE/J22171 | PE 22.17 PADAT STP 4 |  |  | Fail | Please check "Use"
378573018 | TNB | DISTRIBUTION | WP PUTRAJAYA & CYBERJAYA | Existing | 11 kV |  | RYB | VCBJ/PCE/J22171 | PE 22.17 PADAT STP 4 |  |  | Fail | Please check "Use"
378573022 | TNB | DISTRIBUTION | WP PUTRAJAYA & CYBERJAYA | Existing | 11 kV |  | RYB | VCBJ/PCE/J22171 | PE 22.17 PADAT STP 4 |  |  | Fail | Please check "Use"
378573025 | TNB | DISTRIBUTION | WP PUTRAJAYA & CYBERJAYA | Existing | 11 kV |  | RYB | VCBJ/PCE/J22171 | PE 22.17 PADAT STP 4 |  |  | Fail | Please check "Use"
378573026 | TNB | DISTRIBUTION | WP PUTRAJAYA & CYBERJAYA | Existing | 11 kV |  | RYB | VCBJ/PCE/J22171 | PE 22.17 PADAT STP 4 |  |  | Fail | Please check "Use"
378573102 | TNB | DISTRIBUTION | WP PUTRAJAYA & CYBERJAYA | Existing | 11 kV |  | RYB | VCBJ/PCE/J22142 | PE 22.14 CYBER HEIGHT VILLA F2 |  |  | Fail | Please check "Use"
378573106 | TNB | DISTRIBUTION | WP PUTRAJAYA & CYBERJAYA | Existing | 11 kV |  | RYB | VCBJ/PCE/J22142 | PE 22.14 CYBER HEIGHT VILLA F2 |  |  | Fail | Please check "Use"
378573108 | TNB | DISTRIBUTION | WP PUTRAJAYA & CYBERJAYA | Existing | 11 kV |  | RYB | VCBJ/PCE/J22142 | PE 22.14 CYBER HEIGHT VILLA F2 |  |  | Fail | Please check "Use"
378573118 | TNB | DISTRIBUTION | WP PUTRAJAYA & CYBERJAYA | Existing | 11 kV |  | RYB | VCBJ/PCE/J22142 | PE 22.14 CYBER HEIGHT VILLA F2 |  |  | Fail | Please check "Use"
378573134 | TNB | DISTRIBUTION | WP PUTRAJAYA & CYBERJAYA | Existing | 11 kV |  | RYB | VCBJ/PCE/J22142 | PE 22.14 CYBER HEIGHT VILLA F2 |  |  | Fail | Please check "Use"
378573135 | TNB | DISTRIBUTION | WP PUTRAJAYA & CYBERJAYA | Existing | 11 kV |  | RYB | VCBJ/PCE/J22142 | PE 22.14 CYBER HEIGHT VILLA F2 |  |  | Fail | Please check "Use"
378573137 | TNB | DISTRIBUTION | WP PUTRAJAYA & CYBERJAYA | Existing | 11 kV |  | RYB | VCBJ/PCE/J22142 | PE 22.14 CYBER HEIGHT VILLA F2 |  |  | Fail | Please check "Use"
378573143 | TNB | DISTRIBUTION | WP PUTRAJAYA & CYBERJAYA | Existing | 11 kV |  | RYB | VCBJ/PCE/J22142 | PE 22.14 CYBER HEIGHT VILLA F2 |  |  | Fail | Please check "Use"
378573144 | TNB | DISTRIBUTION | WP PUTRAJAYA & CYBERJAYA | Existing | 11 kV |  | RYB | VCBJ/PCE/J22142 | PE 22.14 CYBER HEIGHT VILLA F2 |  |  | Fail | Please check "Use"
378573213 | TNB | DISTRIBUTION | WP PUTRAJAYA & CYBERJAYA | Existing | 11 kV |  | RYB | VCBJ/PCE/J22141 | PE 22.14 CYBER HEIGHT VILLA F1 |  |  | Fail | Please check "Use"
378573217 | TNB | DISTRIBUTION | WP PUTRAJAYA & CYBERJAYA | Existing | 11 kV |  | RYB | VCBJ/PCE/J22141 | PE 22.14 CYBER HEIGHT VILLA F1 |  |  | Fail | Please check "Use"
378573219 | TNB | DISTRIBUTION | WP PUTRAJAYA & CYBERJAYA | Existing | 11 kV |  | RYB | VCBJ/PCE/J22141 | PE 22.14 CYBER HEIGHT VILLA F1 |  |  | Fail | Please check "Use"
378573229 | TNB | DISTRIBUTION | WP PUTRAJAYA & CYBERJAYA | Existing | 11 kV |  | RYB | VCBJ/PCE/J22141 | PE 22.14 CYBER HEIGHT VILLA F1 |  |  | Fail | Please check "Use"
378573245 | TNB | DISTRIBUTION | WP PUTRAJAYA & CYBERJAYA | Existing | 11 kV |  | RYB | VCBJ/PCE/J22141 | PE 22.14 CYBER HEIGHT VILLA F1 |  |  | Fail | Please check "Use"
378573246 | TNB | DISTRIBUTION | WP PUTRAJAYA & CYBERJAYA | Existing | 11 kV |  | RYB | VCBJ/PCE/J22141 | PE 22.14 CYBER HEIGHT VILLA F1 |  |  | Fail | Please check "Use"
378573248 | TNB | DISTRIBUTION | WP PUTRAJAYA & CYBERJAYA | Existing | 11 kV |  | RYB | VCBJ/PCE/J22141 | PE 22.14 CYBER HEIGHT VILLA F1 |  |  | Fail | Please check "Use"
378573254 | TNB | DISTRIBUTION | WP PUTRAJAYA & CYBERJAYA | Existing | 11 kV |  | RYB | VCBJ/PCE/J22141 | PE 22.14 CYBER HEIGHT VILLA F1 |  |  | Fail | Please check "Use"
378573255 | TNB | DISTRIBUTION | WP PUTRAJAYA & CYBERJAYA | Existing | 11 kV |  | RYB | VCBJ/PCE/J22141 | PE 22.14 CYBER HEIGHT VILLA F1 |  |  | Fail | Please check "Use"
378573399 | TNB | DISTRIBUTION | WP PUTRAJAYA & CYBERJAYA | Existing | 11 kV |  | RYB | VCBJ/PCE/J22211 | PE 22.21 CYBER HEIGHT VILLA F1 |  |  | Fail | Please check "Use"
378573400 | TNB | DISTRIBUTION | WP PUTRAJAYA & CYBERJAYA | Existing | 11 kV |  | RYB | VCBJ/PCE/J22211 | PE 22.21 CYBER HEIGHT VILLA F1 |  |  | Fail | Please check "Use"
378573405 | TNB | DISTRIBUTION | WP PUTRAJAYA & CYBERJAYA | Existing | 11 kV |  | RYB | VCBJ/PCE/J22211 | PE 22.21 CYBER HEIGHT VILLA F1 |  |  | Fail | Please check "Use"
378573411 | TNB | DISTRIBUTION | WP PUTRAJAYA & CYBERJAYA | Existing | 11 kV |  | RYB | VCBJ/PCE/J22211 | PE 22.21 CYBER HEIGHT VILLA F1 |  |  | Fail | Please check "Use"
378573412 | TNB | DISTRIBUTION | WP PUTRAJAYA & CYBERJAYA | Existing | 11 kV |  | RYB | VCBJ/PCE/J22211 | PE 22.21 CYBER HEIGHT VILLA F1 |  |  | Fail | Please check "Use"
378573416 | TNB | DISTRIBUTION | WP PUTRAJAYA & CYBERJAYA | Existing | 11 kV |  | RYB | VCBJ/PCE/J22211 | PE 22.21 CYBER HEIGHT VILLA F1 |  |  | Fail | Please check "Use"
378573419 | TNB | DISTRIBUTION | WP PUTRAJAYA & CYBERJAYA | Existing | 11 kV |  | RYB | VCBJ/PCE/J22211 | PE 22.21 CYBER HEIGHT VILLA F1 |  |  | Fail | Please check "Use"
378573420 | TNB | DISTRIBUTION | WP PUTRAJAYA & CYBERJAYA | Existing | 11 kV |  | RYB | VCBJ/PCE/J22211 | PE 22.21 CYBER HEIGHT VILLA F1 |  |  | Fail | Please check "Use"
378573507 | TNB | DISTRIBUTION | WP PUTRAJAYA & CYBERJAYA | Existing | 11 kV |  | RYB | VCBJ/PCE/J22212 | PE 22.21 CYBER HEIGHT VILLA F2 |  |  | Fail | Please check "Use"
378573508 | TNB | DISTRIBUTION | WP PUTRAJAYA & CYBERJAYA | Existing | 11 kV |  | RYB | VCBJ/PCE/J22212 | PE 22.21 CYBER HEIGHT VILLA F2 |  |  | Fail | Please check "Use"
378573513 | TNB | DISTRIBUTION | WP PUTRAJAYA & CYBERJAYA | Existing | 11 kV |  | RYB | VCBJ/PCE/J22212 | PE 22.21 CYBER HEIGHT VILLA F2 |  |  | Fail | Please check "Use"
378573519 | TNB | DISTRIBUTION | WP PUTRAJAYA & CYBERJAYA | Existing | 11 kV |  | RYB | VCBJ/PCE/J22212 | PE 22.21 CYBER HEIGHT VILLA F2 |  |  | Fail | Please check "Use"
378573520 | TNB | DISTRIBUTION | WP PUTRAJAYA & CYBERJAYA | Existing | 11 kV |  | RYB | VCBJ/PCE/J22212 | PE 22.21 CYBER HEIGHT VILLA F2 |  |  | Fail | Please check "Use"
378573524 | TNB | DISTRIBUTION | WP PUTRAJAYA & CYBERJAYA | Existing | 11 kV |  | RYB | VCBJ/PCE/J22212 | PE 22.21 CYBER HEIGHT VILLA F2 |  |  | Fail | Please check "Use"
378573527 | TNB | DISTRIBUTION | WP PUTRAJAYA & CYBERJAYA | Existing | 11 kV |  | RYB | VCBJ/PCE/J22212 | PE 22.21 CYBER HEIGHT VILLA F2 |  |  | Fail | Please check "Use"
378573528 | TNB | DISTRIBUTION | WP PUTRAJAYA & CYBERJAYA | Existing | 11 kV |  | RYB | VCBJ/PCE/J22212 | PE 22.21 CYBER HEIGHT VILLA F2 |  |  | Fail | Please check "Use"
378573730 | TNB | DISTRIBUTION | WP PUTRAJAYA & CYBERJAYA | Existing | 11 kV |  | RYB | VCBJ/PCE/J22222 | PE 22.22 CYBER HEIGHT VILLA F2 |  |  | Fail | Please check "Use"
378573731 | TNB | DISTRIBUTION | WP PUTRAJAYA & CYBERJAYA | Existing | 11 kV |  | RYB | VCBJ/PCE/J22222 | PE 22.22 CYBER HEIGHT VILLA F2 |  |  | Fail | Please check "Use"
378573736 | TNB | DISTRIBUTION | WP PUTRAJAYA & CYBERJAYA | Existing | 11 kV |  | RYB | VCBJ/PCE/J22222 | PE 22.22 CYBER HEIGHT VILLA F2 |  |  | Fail | Please check "Use"
378573742 | TNB | DISTRIBUTION | WP PUTRAJAYA & CYBERJAYA | Existing | 11 kV |  | RYB | VCBJ/PCE/J22222 | PE 22.22 CYBER HEIGHT VILLA F2 |  |  | Fail | Please check "Use"
378573743 | TNB | DISTRIBUTION | WP PUTRAJAYA & CYBERJAYA | Existing | 11 kV |  | RYB | VCBJ/PCE/J22222 | PE 22.22 CYBER HEIGHT VILLA F2 |  |  | Fail | Please check "Use"
378573747 | TNB | DISTRIBUTION | WP PUTRAJAYA & CYBERJAYA | Existing | 11 kV |  | RYB | VCBJ/PCE/J22222 | PE 22.22 CYBER HEIGHT VILLA F2 |  |  | Fail | Please check "Use"
378573750 | TNB | DISTRIBUTION | WP PUTRAJAYA & CYBERJAYA | Existing | 11 kV |  | RYB | VCBJ/PCE/J22222 | PE 22.22 CYBER HEIGHT VILLA F2 |  |  | Fail | Please check "Use"
378573751 | TNB | DISTRIBUTION | WP PUTRAJAYA & CYBERJAYA | Existing | 11 kV |  | RYB | VCBJ/PCE/J22222 | PE 22.22 CYBER HEIGHT VILLA F2 |  |  | Fail | Please check "Use"
378573753 | TNB | DISTRIBUTION | WP PUTRAJAYA & CYBERJAYA | Existing | 11 kV |  | RYB | VCBJ/PCE/J22221 | PE 22.22 CYBER HEIGHT VILLA F1 |  |  | Fail | Please check "Use"
378573754 | TNB | DISTRIBUTION | WP PUTRAJAYA & CYBERJAYA | Existing | 11 kV |  | RYB | VCBJ/PCE/J22221 | PE 22.22 CYBER HEIGHT VILLA F1 |  |  | Fail | Please check "Use"
378573759 | TNB | DISTRIBUTION | WP PUTRAJAYA & CYBERJAYA | Existing | 11 kV |  | RYB | VCBJ/PCE/J22221 | PE 22.22 CYBER HEIGHT VILLA F1 |  |  | Fail | Please check "Use"
378573765 | TNB | DISTRIBUTION | WP PUTRAJAYA & CYBERJAYA | Existing | 11 kV |  | RYB | VCBJ/PCE/J22221 | PE 22.22 CYBER HEIGHT VILLA F1 |  |  | Fail | Please check "Use"
378573766 | TNB | DISTRIBUTION | WP PUTRAJAYA & CYBERJAYA | Existing | 11 kV |  | RYB | VCBJ/PCE/J22221 | PE 22.22 CYBER HEIGHT VILLA F1 |  |  | Fail | Please check "Use"
378573770 | TNB | DISTRIBUTION | WP PUTRAJAYA & CYBERJAYA | Existing | 11 kV |  | RYB | VCBJ/PCE/J22221 | PE 22.22 CYBER HEIGHT VILLA F1 |  |  | Fail | Please check "Use"
378573773 | TNB | DISTRIBUTION | WP PUTRAJAYA & CYBERJAYA | Existing | 11 kV |  | RYB | VCBJ/PCE/J22221 | PE 22.22 CYBER HEIGHT VILLA F1 |  |  | Fail | Please check "Use"
378573774 | TNB | DISTRIBUTION | WP PUTRAJAYA & CYBERJAYA | Existing | 11 kV |  | RYB | VCBJ/PCE/J22221 | PE 22.22 CYBER HEIGHT VILLA F1 |  |  | Fail | Please check "Use"
378573918 | TNB | DISTRIBUTION | WP PUTRAJAYA & CYBERJAYA | Existing | 11 kV |  | RYB | VCBJ/PCE/J24151 | PE 24.15 APARTMENT TINDAK MURNI |  |  | Fail | Please check "Use"
378573919 | TNB | DISTRIBUTION | WP PUTRAJAYA & CYBERJAYA | Existing | 11 kV |  | RYB | VCBJ/PCE/J24151 | PE 24.15 APARTMENT TINDAK MURNI |  |  | Fail | Please check "Use"
378573920 | TNB | DISTRIBUTION | WP PUTRAJAYA & CYBERJAYA | Existing | 11 kV |  | RYB | VCBJ/PCE/J24151 | PE 24.15 APARTMENT TINDAK MURNI |  |  | Fail | Please check "Use"
378573927 | TNB | DISTRIBUTION | WP PUTRAJAYA & CYBERJAYA | Existing | 11 kV |  | RYB | VCBJ/PCE/J24151 | PE 24.15 APARTMENT TINDAK MURNI |  |  | Fail | Please check "Use"
378573930 | TNB | DISTRIBUTION | WP PUTRAJAYA & CYBERJAYA | Existing | 11 kV |  | RYB | VCBJ/PCE/J24151 | PE 24.15 APARTMENT TINDAK MURNI |  |  | Fail | Please check "Use"
378573931 | TNB | DISTRIBUTION | WP PUTRAJAYA & CYBERJAYA | Existing | 11 kV |  | RYB | VCBJ/PCE/J24151 | PE 24.15 APARTMENT TINDAK MURNI |  |  | Fail | Please check "Use"
378573932 | TNB | DISTRIBUTION | WP PUTRAJAYA & CYBERJAYA | Existing | 11 kV |  | RYB | VCBJ/PCE/J24151 | PE 24.15 APARTMENT TINDAK MURNI |  |  | Fail | Please check "Use"
378573934 | TNB | DISTRIBUTION | WP PUTRAJAYA & CYBERJAYA | Existing | 11 kV |  | RYB | VCBJ/PCE/J24151 | PE 24.15 APARTMENT TINDAK MURNI |  |  | Fail | Please check "Use"
378573935 | TNB | DISTRIBUTION | WP PUTRAJAYA & CYBERJAYA | Existing | 11 kV |  | RYB | VCBJ/PCE/J24151 | PE 24.15 APARTMENT TINDAK MURNI |  |  | Fail | Please check "Use"
378573937 | TNB | DISTRIBUTION | WP PUTRAJAYA & CYBERJAYA | Existing | 11 kV |  | RYB | VCBJ/PCE/J24151 | PE 24.15 APARTMENT TINDAK MURNI |  |  | Fail | Please check "Use"
378573945 | TNB | DISTRIBUTION | WP PUTRAJAYA & CYBERJAYA | Existing | 11 kV |  | RYB | VCBJ/PCE/J24151 | PE 24.15 APARTMENT TINDAK MURNI |  |  | Fail | Please check "Use"
378574128 | TNB | DISTRIBUTION | WP PUTRAJAYA & CYBERJAYA | Existing | 11 kV |  | RYB | VCBJ/PCE/J22252 | PE 22.25 CYBER HEIGHT VILLA F2 |  |  | Fail | Please check "Use"
378574129 | TNB | DISTRIBUTION | WP PUTRAJAYA & CYBERJAYA | Existing | 11 kV |  | RYB | VCBJ/PCE/J22252 | PE 22.25 CYBER HEIGHT VILLA F2 |  |  | Fail | Please check "Use"
378574134 | TNB | DISTRIBUTION | WP PUTRAJAYA & CYBERJAYA | Existing | 11 kV |  | RYB | VCBJ/PCE/J22252 | PE 22.25 CYBER HEIGHT VILLA F2 |  |  | Fail | Please check "Use"
378574140 | TNB | DISTRIBUTION | WP PUTRAJAYA & CYBERJAYA | Existing | 11 kV |  | RYB | VCBJ/PCE/J22252 | PE 22.25 CYBER HEIGHT VILLA F2 |  |  | Fail | Please check "Use"
378574141 | TNB | DISTRIBUTION | WP PUTRAJAYA & CYBERJAYA | Existing | 11 kV |  | RYB | VCBJ/PCE/J22252 | PE 22.25 CYBER HEIGHT VILLA F2 |  |  | Fail | Please check "Use"
378574145 | TNB | DISTRIBUTION | WP PUTRAJAYA & CYBERJAYA | Existing | 11 kV |  | RYB | VCBJ/PCE/J22252 | PE 22.25 CYBER HEIGHT VILLA F2 |  |  | Fail | Please check "Use"
378574148 | TNB | DISTRIBUTION | WP PUTRAJAYA & CYBERJAYA | Existing | 11 kV |  | RYB | VCBJ/PCE/J22252 | PE 22.25 CYBER HEIGHT VILLA F2 |  |  | Fail | Please check "Use"
378574149 | TNB | DISTRIBUTION | WP PUTRAJAYA & CYBERJAYA | Existing | 11 kV |  | RYB | VCBJ/PCE/J22252 | PE 22.25 CYBER HEIGHT VILLA F2 |  |  | Fail | Please check "Use"
378574207 | TNB | DISTRIBUTION | WP PUTRAJAYA & CYBERJAYA | Existing | 11 kV |  | RYB | VCBJ/PCE/J22251 | PE 22.25 CYBER HEIGHT VILLA F1 |  |  | Fail | Please check "Use"
378574208 | TNB | DISTRIBUTION | WP PUTRAJAYA & CYBERJAYA | Existing | 11 kV |  | RYB | VCBJ/PCE/J22251 | PE 22.25 CYBER HEIGHT VILLA F1 |  |  | Fail | Please check "Use"
378574213 | TNB | DISTRIBUTION | WP PUTRAJAYA & CYBERJAYA | Existing | 11 kV |  | RYB | VCBJ/PCE/J22251 | PE 22.25 CYBER HEIGHT VILLA F1 |  |  | Fail | Please check "Use"
378574219 | TNB | DISTRIBUTION | WP PUTRAJAYA & CYBERJAYA | Existing | 11 kV |  | RYB | VCBJ/PCE/J22251 | PE 22.25 CYBER HEIGHT VILLA F1 |  |  | Fail | Please check "Use"
378574220 | TNB | DISTRIBUTION | WP PUTRAJAYA & CYBERJAYA | Existing | 11 kV |  | RYB | VCBJ/PCE/J22251 | PE 22.25 CYBER HEIGHT VILLA F1 |  |  | Fail | Please check "Use"
378574224 | TNB | DISTRIBUTION | WP PUTRAJAYA & CYBERJAYA | Existing | 11 kV |  | RYB | VCBJ/PCE/J22251 | PE 22.25 CYBER HEIGHT VILLA F1 |  |  | Fail | Please check "Use"
378574227 | TNB | DISTRIBUTION | WP PUTRAJAYA & CYBERJAYA | Existing | 11 kV |  | RYB | VCBJ/PCE/J22251 | PE 22.25 CYBER HEIGHT VILLA F1 |  |  | Fail | Please check "Use"
378574228 | TNB | DISTRIBUTION | WP PUTRAJAYA & CYBERJAYA | Existing | 11 kV |  | RYB | VCBJ/PCE/J22251 | PE 22.25 CYBER HEIGHT VILLA F1 |  |  | Fail | Please check "Use"
378574355 | TNB | DISTRIBUTION | WP PUTRAJAYA & CYBERJAYA | Existing | 11 kV |  | RYB | VCBJ/PCE/J22232 | PE 22.23 SEK. SRI PUTERI F2 |  |  | Fail | Please check "Use"
378574356 | TNB | DISTRIBUTION | WP PUTRAJAYA & CYBERJAYA | Existing | 11 kV |  | RYB | VCBJ/PCE/J22232 | PE 22.23 SEK. SRI PUTERI F2 |  |  | Fail | Please check "Use"
378574361 | TNB | DISTRIBUTION | WP PUTRAJAYA & CYBERJAYA | Existing | 11 kV |  | RYB | VCBJ/PCE/J22232 | PE 22.23 SEK. SRI PUTERI F2 |  |  | Fail | Please check "Use"
378574367 | TNB | DISTRIBUTION | WP PUTRAJAYA & CYBERJAYA | Existing | 11 kV |  | RYB | VCBJ/PCE/J22232 | PE 22.23 SEK. SRI PUTERI F2 |  |  | Fail | Please check "Use"
378574368 | TNB | DISTRIBUTION | WP PUTRAJAYA & CYBERJAYA | Existing | 11 kV |  | RYB | VCBJ/PCE/J22232 | PE 22.23 SEK. SRI PUTERI F2 |  |  | Fail | Please check "Use"
378574372 | TNB | DISTRIBUTION | WP PUTRAJAYA & CYBERJAYA | Existing | 11 kV |  | RYB | VCBJ/PCE/J22232 | PE 22.23 SEK. SRI PUTERI F2 |  |  | Fail | Please check "Use"
378574375 | TNB | DISTRIBUTION | WP PUTRAJAYA & CYBERJAYA | Existing | 11 kV |  | RYB | VCBJ/PCE/J22232 | PE 22.23 SEK. SRI PUTERI F2 |  |  | Fail | Please check "Use"
378574376 | TNB | DISTRIBUTION | WP PUTRAJAYA & CYBERJAYA | Existing | 11 kV |  | RYB | VCBJ/PCE/J22232 | PE 22.23 SEK. SRI PUTERI F2 |  |  | Fail | Please check "Use"
378574436 | TNB | DISTRIBUTION | WP PUTRAJAYA & CYBERJAYA | Existing | 11 kV |  | RYB | VCBJ/PCE/J22231 | PE 22.23 SEK. SRI PUTERI F1 |  |  | Fail | Please check "Use"
378574437 | TNB | DISTRIBUTION | WP PUTRAJAYA & CYBERJAYA | Existing | 11 kV |  | RYB | VCBJ/PCE/J22231 | PE 22.23 SEK. SRI PUTERI F1 |  |  | Fail | Please check "Use"
378574442 | TNB | DISTRIBUTION | WP PUTRAJAYA & CYBERJAYA | Existing | 11 kV |  | RYB | VCBJ/PCE/J22231 | PE 22.23 SEK. SRI PUTERI F1 |  |  | Fail | Please check "Use"
378574448 | TNB | DISTRIBUTION | WP PUTRAJAYA & CYBERJAYA | Existing | 11 kV |  | RYB | VCBJ/PCE/J22231 | PE 22.23 SEK. SRI PUTERI F1 |  |  | Fail | Please check "Use"
378574449 | TNB | DISTRIBUTION | WP PUTRAJAYA & CYBERJAYA | Existing | 11 kV |  | RYB | VCBJ/PCE/J22231 | PE 22.23 SEK. SRI PUTERI F1 |  |  | Fail | Please check "Use"
378574453 | TNB | DISTRIBUTION | WP PUTRAJAYA & CYBERJAYA | Existing | 11 kV |  | RYB | VCBJ/PCE/J22231 | PE 22.23 SEK. SRI PUTERI F1 |  |  | Fail | Please check "Use"
378574456 | TNB | DISTRIBUTION | WP PUTRAJAYA & CYBERJAYA | Existing | 11 kV |  | RYB | VCBJ/PCE/J22231 | PE 22.23 SEK. SRI PUTERI F1 |  |  | Fail | Please check "Use"
378574457 | TNB | DISTRIBUTION | WP PUTRAJAYA & CYBERJAYA | Existing | 11 kV |  | RYB | VCBJ/PCE/J22231 | PE 22.23 SEK. SRI PUTERI F1 |  |  | Fail | Please check "Use"
378574576 | TNB | DISTRIBUTION | WP PUTRAJAYA & CYBERJAYA | Existing | 11 kV |  | RYB | VCBJ/PCE/J22242 | PE 22.24 SEK. SRI PUTERI F2 |  |  | Fail | Please check "Use"
378574577 | TNB | DISTRIBUTION | WP PUTRAJAYA & CYBERJAYA | Existing | 11 kV |  | RYB | VCBJ/PCE/J22242 | PE 22.24 SEK. SRI PUTERI F2 |  |  | Fail | Please check "Use"
378574582 | TNB | DISTRIBUTION | WP PUTRAJAYA & CYBERJAYA | Existing | 11 kV |  | RYB | VCBJ/PCE/J22242 | PE 22.24 SEK. SRI PUTERI F2 |  |  | Fail | Please check "Use"
378574588 | TNB | DISTRIBUTION | WP PUTRAJAYA & CYBERJAYA | Existing | 11 kV |  | RYB | VCBJ/PCE/J22242 | PE 22.24 SEK. SRI PUTERI F2 |  |  | Fail | Please check "Use"
378574589 | TNB | DISTRIBUTION | WP PUTRAJAYA & CYBERJAYA | Existing | 11 kV |  | RYB | VCBJ/PCE/J22242 | PE 22.24 SEK. SRI PUTERI F2 |  |  | Fail | Please check "Use"
378574593 | TNB | DISTRIBUTION | WP PUTRAJAYA & CYBERJAYA | Existing | 11 kV |  | RYB | VCBJ/PCE/J22242 | PE 22.24 SEK. SRI PUTERI F2 |  |  | Fail | Please check "Use"
378574596 | TNB | DISTRIBUTION | WP PUTRAJAYA & CYBERJAYA | Existing | 11 kV |  | RYB | VCBJ/PCE/J22242 | PE 22.24 SEK. SRI PUTERI F2 |  |  | Fail | Please check "Use"
378574597 | TNB | DISTRIBUTION | WP PUTRAJAYA & CYBERJAYA | Existing | 11 kV |  | RYB | VCBJ/PCE/J22242 | PE 22.24 SEK. SRI PUTERI F2 |  |  | Fail | Please check "Use"
378574662 | TNB | DISTRIBUTION | WP PUTRAJAYA & CYBERJAYA | Existing | 11 kV |  | RYB | VCBJ/PCE/J22241 | PE 22.24 SEK. SRI PUTERI F1 |  |  | Fail | Please check "Use"
378574663 | TNB | DISTRIBUTION | WP PUTRAJAYA & CYBERJAYA | Existing | 11 kV |  | RYB | VCBJ/PCE/J22241 | PE 22.24 SEK. SRI PUTERI F1 |  |  | Fail | Please check "Use"
378574675 | TNB | DISTRIBUTION | WP PUTRAJAYA & CYBERJAYA | Existing | 11 kV |  | RYB | VCBJ/PCE/J22241 | PE 22.24 SEK. SRI PUTERI F1 |  |  | Fail | Please check "Use"
378574676 | TNB | DISTRIBUTION | WP PUTRAJAYA & CYBERJAYA | Existing | 11 kV |  | RYB | VCBJ/PCE/J22241 | PE 22.24 SEK. SRI PUTERI F1 |  |  | Fail | Please check "Use"
378574678 | TNB | DISTRIBUTION | WP PUTRAJAYA & CYBERJAYA | Existing | 11 kV |  | RYB | VCBJ/PCE/J22241 | PE 22.24 SEK. SRI PUTERI F1 |  |  | Fail | Please check "Use"
378574679 | TNB | DISTRIBUTION | WP PUTRAJAYA & CYBERJAYA | Existing | 11 kV |  | RYB | VCBJ/PCE/J22241 | PE 22.24 SEK. SRI PUTERI F1 |  |  | Fail | Please check "Use"
378574680 | TNB | DISTRIBUTION | WP PUTRAJAYA & CYBERJAYA | Existing | 11 kV |  | RYB | VCBJ/PCE/J22241 | PE 22.24 SEK. SRI PUTERI F1 |  |  | Fail | Please check "Use"
378574682 | TNB | DISTRIBUTION | WP PUTRAJAYA & CYBERJAYA | Existing | 11 kV |  | RYB | VCBJ/PCE/J22241 | PE 22.24 SEK. SRI PUTERI F1 |  |  | Fail | Please check "Use"
378574683 | TNB | DISTRIBUTION | WP PUTRAJAYA & CYBERJAYA | Existing | 11 kV |  | RYB | VCBJ/PCE/J22241 | PE 22.24 SEK. SRI PUTERI F1 |  |  | Fail | Please check "Use"
378574685 | TNB | DISTRIBUTION | WP PUTRAJAYA & CYBERJAYA | Existing | 11 kV |  | RYB | VCBJ/PCE/J22241 | PE 22.24 SEK. SRI PUTERI F1 |  |  | Fail | Please check "Use"
378574692 | TNB | DISTRIBUTION | WP PUTRAJAYA & CYBERJAYA | Existing | 11 kV |  | RYB | VCBJ/PCE/J22241 | PE 22.24 SEK. SRI PUTERI F1 |  |  | Fail | Please check "Use"
378574773 | TNB | DISTRIBUTION | WP PUTRAJAYA & CYBERJAYA | Existing | 11 kV |  | RYB | VCBJ/PCE/J21811 | SS 21.81 SHAFBURY-MLCP CAR PARK F1 |  |  | Fail | Please check "Use"
378574774 | TNB | DISTRIBUTION | WP PUTRAJAYA & CYBERJAYA | Existing | 11 kV |  | RYB | VCBJ/PCE/J21811 | SS 21.81 SHAFBURY-MLCP CAR PARK F1 |  |  | Fail | Please check "Use"
378574779 | TNB | DISTRIBUTION | WP PUTRAJAYA & CYBERJAYA | Existing | 11 kV |  | RYB | VCBJ/PCE/J21811 | SS 21.81 SHAFBURY-MLCP CAR PARK F1 |  |  | Fail | Please check "Use"
378574785 | TNB | DISTRIBUTION | WP PUTRAJAYA & CYBERJAYA | Existing | 11 kV |  | RYB | VCBJ/PCE/J21811 | SS 21.81 SHAFBURY-MLCP CAR PARK F1 |  |  | Fail | Please check "Use"
378574786 | TNB | DISTRIBUTION | WP PUTRAJAYA & CYBERJAYA | Existing | 11 kV |  | RYB | VCBJ/PCE/J21811 | SS 21.81 SHAFBURY-MLCP CAR PARK F1 |  |  | Fail | Please check "Use"
378574790 | TNB | DISTRIBUTION | WP PUTRAJAYA & CYBERJAYA | Existing | 11 kV |  | RYB | VCBJ/PCE/J21811 | SS 21.81 SHAFBURY-MLCP CAR PARK F1 |  |  | Fail | Please check "Use"
378574793 | TNB | DISTRIBUTION | WP PUTRAJAYA & CYBERJAYA | Existing | 11 kV |  | RYB | VCBJ/PCE/J21811 | SS 21.81 SHAFBURY-MLCP CAR PARK F1 |  |  | Fail | Please check "Use"
378574794 | TNB | DISTRIBUTION | WP PUTRAJAYA & CYBERJAYA | Existing | 11 kV |  | RYB | VCBJ/PCE/J21811 | SS 21.81 SHAFBURY-MLCP CAR PARK F1 |  |  | Fail | Please check "Use"
378574867 | TNB | DISTRIBUTION | WP PUTRAJAYA & CYBERJAYA | Existing | 11 kV |  | RYB | VCBJ/PCE/J21812 | SS 21.81 SHAFBURY-MLCP CAR PARK F2 |  |  | Fail | Please check "Use"
378574868 | TNB | DISTRIBUTION | WP PUTRAJAYA & CYBERJAYA | Existing | 11 kV |  | RYB | VCBJ/PCE/J21812 | SS 21.81 SHAFBURY-MLCP CAR PARK F2 |  |  | Fail | Please check "Use"
378574873 | TNB | DISTRIBUTION | WP PUTRAJAYA & CYBERJAYA | Existing | 11 kV |  | RYB | VCBJ/PCE/J21812 | SS 21.81 SHAFBURY-MLCP CAR PARK F2 |  |  | Fail | Please check "Use"
378574879 | TNB | DISTRIBUTION | WP PUTRAJAYA & CYBERJAYA | Existing | 11 kV |  | RYB | VCBJ/PCE/J21812 | SS 21.81 SHAFBURY-MLCP CAR PARK F2 |  |  | Fail | Please check "Use"
378574880 | TNB | DISTRIBUTION | WP PUTRAJAYA & CYBERJAYA | Existing | 11 kV |  | RYB | VCBJ/PCE/J21812 | SS 21.81 SHAFBURY-MLCP CAR PARK F2 |  |  | Fail | Please check "Use"
378574884 | TNB | DISTRIBUTION | WP PUTRAJAYA & CYBERJAYA | Existing | 11 kV |  | RYB | VCBJ/PCE/J21812 | SS 21.81 SHAFBURY-MLCP CAR PARK F2 |  |  | Fail | Please check "Use"
378574887 | TNB | DISTRIBUTION | WP PUTRAJAYA & CYBERJAYA | Existing | 11 kV |  | RYB | VCBJ/PCE/J21812 | SS 21.81 SHAFBURY-MLCP CAR PARK F2 |  |  | Fail | Please check "Use"
378574888 | TNB | DISTRIBUTION | WP PUTRAJAYA & CYBERJAYA | Existing | 11 kV |  | RYB | VCBJ/PCE/J21812 | SS 21.81 SHAFBURY-MLCP CAR PARK F2 |  |  | Fail | Please check "Use"
378574983 | TNB | DISTRIBUTION | WP PUTRAJAYA & CYBERJAYA | Existing | 11 kV |  | RYB | VCBJ/PCE/J21061 | PE 21.06 PADAT B 15-4 |  |  | Fail | Please check "Use"
378574984 | TNB | DISTRIBUTION | WP PUTRAJAYA & CYBERJAYA | Existing | 11 kV |  | RYB | VCBJ/PCE/J21061 | PE 21.06 PADAT B 15-4 |  |  | Fail | Please check "Use"
378574989 | TNB | DISTRIBUTION | WP PUTRAJAYA & CYBERJAYA | Existing | 11 kV |  | RYB | VCBJ/PCE/J21061 | PE 21.06 PADAT B 15-4 |  |  | Fail | Please check "Use"
378574995 | TNB | DISTRIBUTION | WP PUTRAJAYA & CYBERJAYA | Existing | 11 kV |  | RYB | VCBJ/PCE/J21061 | PE 21.06 PADAT B 15-4 |  |  | Fail | Please check "Use"
378574996 | TNB | DISTRIBUTION | WP PUTRAJAYA & CYBERJAYA | Existing | 11 kV |  | RYB | VCBJ/PCE/J21061 | PE 21.06 PADAT B 15-4 |  |  | Fail | Please check "Use"
378575000 | TNB | DISTRIBUTION | WP PUTRAJAYA & CYBERJAYA | Existing | 11 kV |  | RYB | VCBJ/PCE/J21061 | PE 21.06 PADAT B 15-4 |  |  | Fail | Please check "Use"
378575003 | TNB | DISTRIBUTION | WP PUTRAJAYA & CYBERJAYA | Existing | 11 kV |  | RYB | VCBJ/PCE/J21061 | PE 21.06 PADAT B 15-4 |  |  | Fail | Please check "Use"
378575004 | TNB | DISTRIBUTION | WP PUTRAJAYA & CYBERJAYA | Existing | 11 kV |  | RYB | VCBJ/PCE/J21061 | PE 21.06 PADAT B 15-4 |  |  | Fail | Please check "Use"
378575123 | TNB | DISTRIBUTION | WP PUTRAJAYA & CYBERJAYA | Existing | 11 kV |  | RYB | VCBJ/PCE/J21051 | PE 21.05 B15-3 |  |  | Fail | Please check "Use"
378575124 | TNB | DISTRIBUTION | WP PUTRAJAYA & CYBERJAYA | Existing | 11 kV |  | RYB | VCBJ/PCE/J21051 | PE 21.05 B15-3 |  |  | Fail | Please check "Use"
378575129 | TNB | DISTRIBUTION | WP PUTRAJAYA & CYBERJAYA | Existing | 11 kV |  | RYB | VCBJ/PCE/J21051 | PE 21.05 B15-3 |  |  | Fail | Please check "Use"
378575135 | TNB | DISTRIBUTION | WP PUTRAJAYA & CYBERJAYA | Existing | 11 kV |  | RYB | VCBJ/PCE/J21051 | PE 21.05 B15-3 |  |  | Fail | Please check "Use"
378575136 | TNB | DISTRIBUTION | WP PUTRAJAYA & CYBERJAYA | Existing | 11 kV |  | RYB | VCBJ/PCE/J21051 | PE 21.05 B15-3 |  |  | Fail | Please check "Use"
378575140 | TNB | DISTRIBUTION | WP PUTRAJAYA & CYBERJAYA | Existing | 11 kV |  | RYB | VCBJ/PCE/J21051 | PE 21.05 B15-3 |  |  | Fail | Please check "Use"
378575143 | TNB | DISTRIBUTION | WP PUTRAJAYA & CYBERJAYA | Existing | 11 kV |  | RYB | VCBJ/PCE/J21051 | PE 21.05 B15-3 |  |  | Fail | Please check "Use"
378575144 | TNB | DISTRIBUTION | WP PUTRAJAYA & CYBERJAYA | Existing | 11 kV |  | RYB | VCBJ/PCE/J21051 | PE 21.05 B15-3 |  |  | Fail | Please check "Use"
378575210 | TNB | DISTRIBUTION | WP PUTRAJAYA & CYBERJAYA | Existing | 11 kV |  | RYB | VCBJ/PCE/J21071 | PE 21.07 P.APEC |  |  | Fail | Please check "Use"
378575211 | TNB | DISTRIBUTION | WP PUTRAJAYA & CYBERJAYA | Existing | 11 kV |  | RYB | VCBJ/PCE/J21071 | PE 21.07 P.APEC |  |  | Fail | Please check "Use"
378575216 | TNB | DISTRIBUTION | WP PUTRAJAYA & CYBERJAYA | Existing | 11 kV |  | RYB | VCBJ/PCE/J21071 | PE 21.07 P.APEC |  |  | Fail | Please check "Use"
378575222 | TNB | DISTRIBUTION | WP PUTRAJAYA & CYBERJAYA | Existing | 11 kV |  | RYB | VCBJ/PCE/J21071 | PE 21.07 P.APEC |  |  | Fail | Please check "Use"
378575223 | TNB | DISTRIBUTION | WP PUTRAJAYA & CYBERJAYA | Existing | 11 kV |  | RYB | VCBJ/PCE/J21071 | PE 21.07 P.APEC |  |  | Fail | Please check "Use"
378575227 | TNB | DISTRIBUTION | WP PUTRAJAYA & CYBERJAYA | Existing | 11 kV |  | RYB | VCBJ/PCE/J21071 | PE 21.07 P.APEC |  |  | Fail | Please check "Use"
378575230 | TNB | DISTRIBUTION | WP PUTRAJAYA & CYBERJAYA | Existing | 11 kV |  | RYB | VCBJ/PCE/J21071 | PE 21.07 P.APEC |  |  | Fail | Please check "Use"
378575231 | TNB | DISTRIBUTION | WP PUTRAJAYA & CYBERJAYA | Existing | 11 kV |  | RYB | VCBJ/PCE/J21071 | PE 21.07 P.APEC |  |  | Fail | Please check "Use"
378575367 | TNB | DISTRIBUTION | WP PUTRAJAYA & CYBERJAYA | Existing | 11 kV |  | RYB | VCBJ/PCE/J21041 | PE 21.04 B15-2 |  |  | Fail | Please check "Use"
378575368 | TNB | DISTRIBUTION | WP PUTRAJAYA & CYBERJAYA | Existing | 11 kV |  | RYB | VCBJ/PCE/J21041 | PE 21.04 B15-2 |  |  | Fail | Please check "Use"
378575373 | TNB | DISTRIBUTION | WP PUTRAJAYA & CYBERJAYA | Existing | 11 kV |  | RYB | VCBJ/PCE/J21041 | PE 21.04 B15-2 |  |  | Fail | Please check "Use"
378575379 | TNB | DISTRIBUTION | WP PUTRAJAYA & CYBERJAYA | Existing | 11 kV |  | RYB | VCBJ/PCE/J21041 | PE 21.04 B15-2 |  |  | Fail | Please check "Use"
378575380 | TNB | DISTRIBUTION | WP PUTRAJAYA & CYBERJAYA | Existing | 11 kV |  | RYB | VCBJ/PCE/J21041 | PE 21.04 B15-2 |  |  | Fail | Please check "Use"
378575384 | TNB | DISTRIBUTION | WP PUTRAJAYA & CYBERJAYA | Existing | 11 kV |  | RYB | VCBJ/PCE/J21041 | PE 21.04 B15-2 |  |  | Fail | Please check "Use"
378575387 | TNB | DISTRIBUTION | WP PUTRAJAYA & CYBERJAYA | Existing | 11 kV |  | RYB | VCBJ/PCE/J21041 | PE 21.04 B15-2 |  |  | Fail | Please check "Use"
378575388 | TNB | DISTRIBUTION | WP PUTRAJAYA & CYBERJAYA | Existing | 11 kV |  | RYB | VCBJ/PCE/J21041 | PE 21.04 B15-2 |  |  | Fail | Please check "Use"
378575523 | TNB | DISTRIBUTION | WP PUTRAJAYA & CYBERJAYA | Existing | 11 kV |  | RYB | VPTJ/PCE/J11491 | PE 11.49 KANTIN KVDT |  |  | Fail | Please check "Use"
378575524 | TNB | DISTRIBUTION | WP PUTRAJAYA & CYBERJAYA | Existing | 11 kV |  | RYB | VPTJ/PCE/J11491 | PE 11.49 KANTIN KVDT |  |  | Fail | Please check "Use"
378575529 | TNB | DISTRIBUTION | WP PUTRAJAYA & CYBERJAYA | Existing | 11 kV |  | RYB | VPTJ/PCE/J11491 | PE 11.49 KANTIN KVDT |  |  | Fail | Please check "Use"
378575535 | TNB | DISTRIBUTION | WP PUTRAJAYA & CYBERJAYA | Existing | 11 kV |  | RYB | VPTJ/PCE/J11491 | PE 11.49 KANTIN KVDT |  |  | Fail | Please check "Use"
378575536 | TNB | DISTRIBUTION | WP PUTRAJAYA & CYBERJAYA | Existing | 11 kV |  | RYB | VPTJ/PCE/J11491 | PE 11.49 KANTIN KVDT |  |  | Fail | Please check "Use"
378575540 | TNB | DISTRIBUTION | WP PUTRAJAYA & CYBERJAYA | Existing | 11 kV |  | RYB | VPTJ/PCE/J11491 | PE 11.49 KANTIN KVDT |  |  | Fail | Please check "Use"
378575543 | TNB | DISTRIBUTION | WP PUTRAJAYA & CYBERJAYA | Existing | 11 kV |  | RYB | VPTJ/PCE/J11491 | PE 11.49 KANTIN KVDT |  |  | Fail | Please check "Use"
378575544 | TNB | DISTRIBUTION | WP PUTRAJAYA & CYBERJAYA | Existing | 11 kV |  | RYB | VPTJ/PCE/J11491 | PE 11.49 KANTIN KVDT |  |  | Fail | Please check "Use"
378575610 | TNB | DISTRIBUTION | WP PUTRAJAYA & CYBERJAYA | Existing | 11 kV |  | RYB | VCBJ/PCE/J21241 | SS 21.24 KVDT PETRONAS |  |  | Fail | Please check "Use"
378575612 | TNB | DISTRIBUTION | WP PUTRAJAYA & CYBERJAYA | Existing | 11 kV |  | RYB | VCBJ/PCE/J21241 | SS 21.24 KVDT PETRONAS |  |  | Fail | Please check "Use"
378575614 | TNB | DISTRIBUTION | WP PUTRAJAYA & CYBERJAYA | Existing | 11 kV |  | RYB | VCBJ/PCE/J21241 | SS 21.24 KVDT PETRONAS |  |  | Fail | Please check "Use"
378575617 | TNB | DISTRIBUTION | WP PUTRAJAYA & CYBERJAYA | Existing | 11 kV |  | RYB | VCBJ/PCE/J21241 | SS 21.24 KVDT PETRONAS |  |  | Fail | Please check "Use"
378575618 | TNB | DISTRIBUTION | WP PUTRAJAYA & CYBERJAYA | Existing | 11 kV |  | RYB | VCBJ/PCE/J21241 | SS 21.24 KVDT PETRONAS |  |  | Fail | Please check "Use"
378575619 | TNB | DISTRIBUTION | WP PUTRAJAYA & CYBERJAYA | Existing | 11 kV |  | RYB | VCBJ/PCE/J21241 | SS 21.24 KVDT PETRONAS |  |  | Fail | Please check "Use"
378575625 | TNB | DISTRIBUTION | WP PUTRAJAYA & CYBERJAYA | Existing | 11 kV |  | RYB | VCBJ/PCE/J21241 | SS 21.24 KVDT PETRONAS |  |  | Fail | Please check "Use"
378575630 | TNB | DISTRIBUTION | WP PUTRAJAYA & CYBERJAYA | Existing | 11 kV |  | RYB | VCBJ/PCE/J21241 | SS 21.24 KVDT PETRONAS |  |  | Fail | Please check "Use"
378575637 | TNB | DISTRIBUTION | WP PUTRAJAYA & CYBERJAYA | Existing | 11 kV |  | RYB | VCBJ/PCE/J21031 | PE 21.03 B15-1 |  |  | Fail | Please check "Use"
378575638 | TNB | DISTRIBUTION | WP PUTRAJAYA & CYBERJAYA | Existing | 11 kV |  | RYB | VCBJ/PCE/J21031 | PE 21.03 B15-1 |  |  | Fail | Please check "Use"
378575643 | TNB | DISTRIBUTION | WP PUTRAJAYA & CYBERJAYA | Existing | 11 kV |  | RYB | VCBJ/PCE/J21031 | PE 21.03 B15-1 |  |  | Fail | Please check "Use"
378575649 | TNB | DISTRIBUTION | WP PUTRAJAYA & CYBERJAYA | Existing | 11 kV |  | RYB | VCBJ/PCE/J21031 | PE 21.03 B15-1 |  |  | Fail | Please check "Use"
378575650 | TNB | DISTRIBUTION | WP PUTRAJAYA & CYBERJAYA | Existing | 11 kV |  | RYB | VCBJ/PCE/J21031 | PE 21.03 B15-1 |  |  | Fail | Please check "Use"
378575654 | TNB | DISTRIBUTION | WP PUTRAJAYA & CYBERJAYA | Existing | 11 kV |  | RYB | VCBJ/PCE/J21031 | PE 21.03 B15-1 |  |  | Fail | Please check "Use"
378575657 | TNB | DISTRIBUTION | WP PUTRAJAYA & CYBERJAYA | Existing | 11 kV |  | RYB | VCBJ/PCE/J21031 | PE 21.03 B15-1 |  |  | Fail | Please check "Use"
378575658 | TNB | DISTRIBUTION | WP PUTRAJAYA & CYBERJAYA | Existing | 11 kV |  | RYB | VCBJ/PCE/J21031 | PE 21.03 B15-1 |  |  | Fail | Please check "Use"
378575785 | TNB | DISTRIBUTION | WP PUTRAJAYA & CYBERJAYA | Existing | 11 kV |  | RYB | VPTJ/PCE/J11421 | PE 11.42 BLOK G (F1) |  |  | Fail | Please check "Use"
378575786 | TNB | DISTRIBUTION | WP PUTRAJAYA & CYBERJAYA | Existing | 11 kV |  | RYB | VPTJ/PCE/J11421 | PE 11.42 BLOK G (F1) |  |  | Fail | Please check "Use"
378575791 | TNB | DISTRIBUTION | WP PUTRAJAYA & CYBERJAYA | Existing | 11 kV |  | RYB | VPTJ/PCE/J11421 | PE 11.42 BLOK G (F1) |  |  | Fail | Please check "Use"
378575797 | TNB | DISTRIBUTION | WP PUTRAJAYA & CYBERJAYA | Existing | 11 kV |  | RYB | VPTJ/PCE/J11421 | PE 11.42 BLOK G (F1) |  |  | Fail | Please check "Use"
378575798 | TNB | DISTRIBUTION | WP PUTRAJAYA & CYBERJAYA | Existing | 11 kV |  | RYB | VPTJ/PCE/J11421 | PE 11.42 BLOK G (F1) |  |  | Fail | Please check "Use"
378575802 | TNB | DISTRIBUTION | WP PUTRAJAYA & CYBERJAYA | Existing | 11 kV |  | RYB | VPTJ/PCE/J11421 | PE 11.42 BLOK G (F1) |  |  | Fail | Please check "Use"
378575805 | TNB | DISTRIBUTION | WP PUTRAJAYA & CYBERJAYA | Existing | 11 kV |  | RYB | VPTJ/PCE/J11421 | PE 11.42 BLOK G (F1) |  |  | Fail | Please check "Use"
378575806 | TNB | DISTRIBUTION | WP PUTRAJAYA & CYBERJAYA | Existing | 11 kV |  | RYB | VPTJ/PCE/J11421 | PE 11.42 BLOK G (F1) |  |  | Fail | Please check "Use"
378575905 | TNB | DISTRIBUTION | WP PUTRAJAYA & CYBERJAYA | Existing | 11 kV |  | RYB | VPTJ/PCE/J11422 | PE 11.42 BLOK G (F2) |  |  | Fail | Please check "Use"
378575906 | TNB | DISTRIBUTION | WP PUTRAJAYA & CYBERJAYA | Existing | 11 kV |  | RYB | VPTJ/PCE/J11422 | PE 11.42 BLOK G (F2) |  |  | Fail | Please check "Use"
378575911 | TNB | DISTRIBUTION | WP PUTRAJAYA & CYBERJAYA | Existing | 11 kV |  | RYB | VPTJ/PCE/J11422 | PE 11.42 BLOK G (F2) |  |  | Fail | Please check "Use"
378575917 | TNB | DISTRIBUTION | WP PUTRAJAYA & CYBERJAYA | Existing | 11 kV |  | RYB | VPTJ/PCE/J11422 | PE 11.42 BLOK G (F2) |  |  | Fail | Please check "Use"
378575918 | TNB | DISTRIBUTION | WP PUTRAJAYA & CYBERJAYA | Existing | 11 kV |  | RYB | VPTJ/PCE/J11422 | PE 11.42 BLOK G (F2) |  |  | Fail | Please check "Use"
378575922 | TNB | DISTRIBUTION | WP PUTRAJAYA & CYBERJAYA | Existing | 11 kV |  | RYB | VPTJ/PCE/J11422 | PE 11.42 BLOK G (F2) |  |  | Fail | Please check "Use"
378575925 | TNB | DISTRIBUTION | WP PUTRAJAYA & CYBERJAYA | Existing | 11 kV |  | RYB | VPTJ/PCE/J11422 | PE 11.42 BLOK G (F2) |  |  | Fail | Please check "Use"
378575926 | TNB | DISTRIBUTION | WP PUTRAJAYA & CYBERJAYA | Existing | 11 kV |  | RYB | VPTJ/PCE/J11422 | PE 11.42 BLOK G (F2) |  |  | Fail | Please check "Use"
378575998 | TNB | DISTRIBUTION | WP PUTRAJAYA & CYBERJAYA | Existing | 11 kV |  | RYB | VPTJ/PCE/J11411 | PE 11.41 BLOK F |  |  | Fail | Please check "Use"
378575999 | TNB | DISTRIBUTION | WP PUTRAJAYA & CYBERJAYA | Existing | 11 kV |  | RYB | VPTJ/PCE/J11411 | PE 11.41 BLOK F |  |  | Fail | Please check "Use"
378576004 | TNB | DISTRIBUTION | WP PUTRAJAYA & CYBERJAYA | Existing | 11 kV |  | RYB | VPTJ/PCE/J11411 | PE 11.41 BLOK F |  |  | Fail | Please check "Use"
378576010 | TNB | DISTRIBUTION | WP PUTRAJAYA & CYBERJAYA | Existing | 11 kV |  | RYB | VPTJ/PCE/J11411 | PE 11.41 BLOK F |  |  | Fail | Please check "Use"
378576011 | TNB | DISTRIBUTION | WP PUTRAJAYA & CYBERJAYA | Existing | 11 kV |  | RYB | VPTJ/PCE/J11411 | PE 11.41 BLOK F |  |  | Fail | Please check "Use"
378576015 | TNB | DISTRIBUTION | WP PUTRAJAYA & CYBERJAYA | Existing | 11 kV |  | RYB | VPTJ/PCE/J11411 | PE 11.41 BLOK F |  |  | Fail | Please check "Use"
378576018 | TNB | DISTRIBUTION | WP PUTRAJAYA & CYBERJAYA | Existing | 11 kV |  | RYB | VPTJ/PCE/J11411 | PE 11.41 BLOK F |  |  | Fail | Please check "Use"
378576019 | TNB | DISTRIBUTION | WP PUTRAJAYA & CYBERJAYA | Existing | 11 kV |  | RYB | VPTJ/PCE/J11411 | PE 11.41 BLOK F |  |  | Fail | Please check "Use"
378576153 | TNB | DISTRIBUTION | WP PUTRAJAYA & CYBERJAYA | Existing | 33 kV |  | RYB | VCBJ/PPU/G00008 | PPU CYBERJAYA NO 9 |  |  | Fail | Please check "Use"
378607010 | TNB | DISTRIBUTION | WP PUTRAJAYA & CYBERJAYA | Existing | 11 kV |  | RYB | VCBJ/PCE/J21681 | PE 21.68 Padat Elite 4 |  |  | Fail | Please check "Use"
378607011 | TNB | DISTRIBUTION | WP PUTRAJAYA & CYBERJAYA | Existing | 11 kV |  | RYB | VCBJ/PCE/J21681 | PE 21.68 Padat Elite 4 |  |  | Fail | Please check "Use"
378607016 | TNB | DISTRIBUTION | WP PUTRAJAYA & CYBERJAYA | Existing | 11 kV |  | RYB | VCBJ/PCE/J21681 | PE 21.68 Padat Elite 4 |  |  | Fail | Please check "Use"
378607022 | TNB | DISTRIBUTION | WP PUTRAJAYA & CYBERJAYA | Existing | 11 kV |  | RYB | VCBJ/PCE/J21681 | PE 21.68 Padat Elite 4 |  |  | Fail | Please check "Use"
378607023 | TNB | DISTRIBUTION | WP PUTRAJAYA & CYBERJAYA | Existing | 11 kV |  | RYB | VCBJ/PCE/J21681 | PE 21.68 Padat Elite 4 |  |  | Fail | Please check "Use"
378607027 | TNB | DISTRIBUTION | WP PUTRAJAYA & CYBERJAYA | Existing | 11 kV |  | RYB | VCBJ/PCE/J21681 | PE 21.68 Padat Elite 4 |  |  | Fail | Please check "Use"
378607030 | TNB | DISTRIBUTION | WP PUTRAJAYA & CYBERJAYA | Existing | 11 kV |  | RYB | VCBJ/PCE/J21681 | PE 21.68 Padat Elite 4 |  |  | Fail | Please check "Use"
378607031 | TNB | DISTRIBUTION | WP PUTRAJAYA & CYBERJAYA | Existing | 11 kV |  | RYB | VCBJ/PCE/J21681 | PE 21.68 Padat Elite 4 |  |  | Fail | Please check "Use"
378607130 | TNB | DISTRIBUTION | WP PUTRAJAYA & CYBERJAYA | Existing | 11 kV |  | RYB | VCBJ/PCE/J21201 | PE 21.20 ELITE HIGHWAY NO. 2 |  |  | Fail | Please check "Use"
378607131 | TNB | DISTRIBUTION | WP PUTRAJAYA & CYBERJAYA | Existing | 11 kV |  | RYB | VCBJ/PCE/J21201 | PE 21.20 ELITE HIGHWAY NO. 2 |  |  | Fail | Please check "Use"
378607136 | TNB | DISTRIBUTION | WP PUTRAJAYA & CYBERJAYA | Existing | 11 kV |  | RYB | VCBJ/PCE/J21201 | PE 21.20 ELITE HIGHWAY NO. 2 |  |  | Fail | Please check "Use"
378607142 | TNB | DISTRIBUTION | WP PUTRAJAYA & CYBERJAYA | Existing | 11 kV |  | RYB | VCBJ/PCE/J21201 | PE 21.20 ELITE HIGHWAY NO. 2 |  |  | Fail | Please check "Use"
378607143 | TNB | DISTRIBUTION | WP PUTRAJAYA & CYBERJAYA | Existing | 11 kV |  | RYB | VCBJ/PCE/J21201 | PE 21.20 ELITE HIGHWAY NO. 2 |  |  | Fail | Please check "Use"
378607147 | TNB | DISTRIBUTION | WP PUTRAJAYA & CYBERJAYA | Existing | 11 kV |  | RYB | VCBJ/PCE/J21201 | PE 21.20 ELITE HIGHWAY NO. 2 |  |  | Fail | Please check "Use"
378607150 | TNB | DISTRIBUTION | WP PUTRAJAYA & CYBERJAYA | Existing | 11 kV |  | RYB | VCBJ/PCE/J21201 | PE 21.20 ELITE HIGHWAY NO. 2 |  |  | Fail | Please check "Use"
378607151 | TNB | DISTRIBUTION | WP PUTRAJAYA & CYBERJAYA | Existing | 11 kV |  | RYB | VCBJ/PCE/J21201 | PE 21.20 ELITE HIGHWAY NO. 2 |  |  | Fail | Please check "Use"
378607340 | TNB | DISTRIBUTION | WP PUTRAJAYA & CYBERJAYA | Existing | 11 kV |  | RYB | VCBJ/PCE/J21191 | PE 21.19 ELITE HIGHWAY NO. 1 |  |  | Fail | Please check "Use"
378607341 | TNB | DISTRIBUTION | WP PUTRAJAYA & CYBERJAYA | Existing | 11 kV |  | RYB | VCBJ/PCE/J21191 | PE 21.19 ELITE HIGHWAY NO. 1 |  |  | Fail | Please check "Use"
378607346 | TNB | DISTRIBUTION | WP PUTRAJAYA & CYBERJAYA | Existing | 11 kV |  | RYB | VCBJ/PCE/J21191 | PE 21.19 ELITE HIGHWAY NO. 1 |  |  | Fail | Please check "Use"
378607352 | TNB | DISTRIBUTION | WP PUTRAJAYA & CYBERJAYA | Existing | 11 kV |  | RYB | VCBJ/PCE/J21191 | PE 21.19 ELITE HIGHWAY NO. 1 |  |  | Fail | Please check "Use"
378607353 | TNB | DISTRIBUTION | WP PUTRAJAYA & CYBERJAYA | Existing | 11 kV |  | RYB | VCBJ/PCE/J21191 | PE 21.19 ELITE HIGHWAY NO. 1 |  |  | Fail | Please check "Use"
378607357 | TNB | DISTRIBUTION | WP PUTRAJAYA & CYBERJAYA | Existing | 11 kV |  | RYB | VCBJ/PCE/J21191 | PE 21.19 ELITE HIGHWAY NO. 1 |  |  | Fail | Please check "Use"
378607360 | TNB | DISTRIBUTION | WP PUTRAJAYA & CYBERJAYA | Existing | 11 kV |  | RYB | VCBJ/PCE/J21191 | PE 21.19 ELITE HIGHWAY NO. 1 |  |  | Fail | Please check "Use"
378607361 | TNB | DISTRIBUTION | WP PUTRAJAYA & CYBERJAYA | Existing | 11 kV |  | RYB | VCBJ/PCE/J21191 | PE 21.19 ELITE HIGHWAY NO. 1 |  |  | Fail | Please check "Use"
379379592 | TNB | DISTRIBUTION | WP PUTRAJAYA & CYBERJAYA | Existing | 11 kV |  | RYB | VPTJ/PPU/G00016 | PPU PUTRAJAYA NO 7 | M1 |  | Fail | Please check "Use"
379380785 | TNB | DISTRIBUTION | WP PUTRAJAYA & CYBERJAYA | Existing | 11 kV |  | RYB | VPTJ/PPU/G00016 | PPU PUTRAJAYA NO 7 | M2 |  | Fail | Please check "Use"
379380786 | TNB | DISTRIBUTION | WP PUTRAJAYA & CYBERJAYA | Existing | 11 kV |  | RYB | VPTJ/PPU/G00016 | PPU PUTRAJAYA NO 7 |  |  | Fail | Please check "Use"
379380787 | TNB | DISTRIBUTION | WP PUTRAJAYA & CYBERJAYA | Existing | 11 kV |  | RYB | VPTJ/PPU/G00016 | PPU PUTRAJAYA NO 7 |  |  | Fail | Please check "Use"
379380788 | TNB | DISTRIBUTION | WP PUTRAJAYA & CYBERJAYA | Existing | 11 kV |  | RYB | VPTJ/PPU/G00016 | PPU PUTRAJAYA NO 7 |  |  | Fail | Please check "Use"
379380789 | TNB | DISTRIBUTION | WP PUTRAJAYA & CYBERJAYA | Existing | 11 kV |  | RYB | VPTJ/PPU/G00016 | PPU PUTRAJAYA NO 7 |  |  | Fail | Please check "Use"
379380790 | TNB | DISTRIBUTION | WP PUTRAJAYA & CYBERJAYA | Existing | 11 kV |  | RYB | VPTJ/PPU/G00016 | PPU PUTRAJAYA NO 7 |  |  | Fail | Please check "Use"
379380791 | TNB | DISTRIBUTION | WP PUTRAJAYA & CYBERJAYA | Existing | 11 kV |  | RYB | VPTJ/PPU/G00016 | PPU PUTRAJAYA NO 7 |  |  | Fail | Please check "Use"
379380792 | TNB | DISTRIBUTION | WP PUTRAJAYA & CYBERJAYA | Existing | 11 kV |  | RYB | VPTJ/PPU/G00016 | PPU PUTRAJAYA NO 7 |  |  | Fail | Please check "Use"
379380793 | TNB | DISTRIBUTION | WP PUTRAJAYA & CYBERJAYA | Existing | 11 kV |  | RYB | VPTJ/PPU/G00016 | PPU PUTRAJAYA NO 7 |  |  | Fail | Please check "Use"
379380802 | TNB | DISTRIBUTION | WP PUTRAJAYA & CYBERJAYA | Existing | 11 kV |  | RYB | VPTJ/PPU/G00016 | PPU PUTRAJAYA NO 7 |  |  | Fail | Please check "Use"
379381072 | TNB | DISTRIBUTION | WP PUTRAJAYA & CYBERJAYA | Existing | 33 kV |  | RYB | VPTJ/SSU/G00004 | SSU GDC NO2 PUTRAJAYA |  |  | Fail | Please check "Use"
379381073 | TNB | DISTRIBUTION | WP PUTRAJAYA & CYBERJAYA | Existing | 33 kV |  | RYB | VPTJ/SSU/G00004 | SSU GDC NO2 PUTRAJAYA |  |  | Fail | Please check "Use"
379381075 | TNB | DISTRIBUTION | WP PUTRAJAYA & CYBERJAYA | Existing | 33 kV |  | RYB | VPTJ/SSU/G00004 | SSU GDC NO2 PUTRAJAYA |  |  | Fail | Please check "Use"
379381079 | TNB | DISTRIBUTION | WP PUTRAJAYA & CYBERJAYA | Existing | 33 kV |  | RYB | VPTJ/SSU/G00004 | SSU GDC NO2 PUTRAJAYA |  |  | Fail | Please check "Use"
379381085 | TNB | DISTRIBUTION | WP PUTRAJAYA & CYBERJAYA | Existing | 33 kV |  | RYB | VPTJ/SSU/G00004 | SSU GDC NO2 PUTRAJAYA |  |  | Fail | Please check "Use"
379381091 | TNB | DISTRIBUTION | WP PUTRAJAYA & CYBERJAYA | Existing | 33 kV |  | RYB | VPTJ/SSU/G00004 | SSU GDC NO2 PUTRAJAYA |  |  | Fail | Please check "Use"
379381095 | TNB | DISTRIBUTION | WP PUTRAJAYA & CYBERJAYA | Existing | 33 kV |  | RYB | VPTJ/SSU/G00004 | SSU GDC NO2 PUTRAJAYA |  |  | Fail | Please check "Use"
379381096 | TNB | DISTRIBUTION | WP PUTRAJAYA & CYBERJAYA | Existing | 33 kV |  | RYB | VPTJ/SSU/G00004 | SSU GDC NO2 PUTRAJAYA |  |  | Fail | Please check "Use"
379381104 | TNB | DISTRIBUTION | WP PUTRAJAYA & CYBERJAYA | Existing | 33 kV |  | RYB | VPTJ/SSU/G00004 | SSU GDC NO2 PUTRAJAYA |  |  | Fail | Please check "Use"
379381111 | TNB | DISTRIBUTION | WP PUTRAJAYA & CYBERJAYA | Existing | 33 kV |  | RYB | VPTJ/SSU/G00004 | SSU GDC NO2 PUTRAJAYA |  |  | Fail | Please check "Use"
379381114 | TNB | DISTRIBUTION | WP PUTRAJAYA & CYBERJAYA | Existing | 33 kV |  | RYB | VPTJ/SSU/G00004 | SSU GDC NO2 PUTRAJAYA |  |  | Fail | Please check "Use"
379381116 | TNB | DISTRIBUTION | WP PUTRAJAYA & CYBERJAYA | Existing | 33 kV |  | RYB | VPTJ/SSU/G00004 | SSU GDC NO2 PUTRAJAYA |  |  | Fail | Please check "Use"
379381120 | TNB | DISTRIBUTION | WP PUTRAJAYA & CYBERJAYA | Existing | 33 kV |  | RYB | VPTJ/SSU/G00004 | SSU GDC NO2 PUTRAJAYA | M |  | Fail | Please check "Use"
379381125 | TNB | DISTRIBUTION | WP PUTRAJAYA & CYBERJAYA | Existing | 33 kV |  | RYB | VPTJ/SSU/G00004 | SSU GDC NO2 PUTRAJAYA |  |  | Fail | Please check "Use"
379381127 | TNB | DISTRIBUTION | WP PUTRAJAYA & CYBERJAYA | Existing | 33 kV |  | RYB | VPTJ/SSU/G00004 | SSU GDC NO2 PUTRAJAYA |  |  | Fail | Please check "Use"
379381131 | TNB | DISTRIBUTION | WP PUTRAJAYA & CYBERJAYA | Existing | 33 kV |  | RYB | VPTJ/SSU/G00004 | SSU GDC NO2 PUTRAJAYA |  |  | Fail | Please check "Use"
379381132 | TNB | DISTRIBUTION | WP PUTRAJAYA & CYBERJAYA | Existing | 33 kV |  | RYB | VPTJ/SSU/G00004 | SSU GDC NO2 PUTRAJAYA |  |  | Fail | Please check "Use"
379381137 | TNB | DISTRIBUTION | WP PUTRAJAYA & CYBERJAYA | Existing | 33 kV |  | RYB | VPTJ/SSU/G00004 | SSU GDC NO2 PUTRAJAYA |  |  | Fail | Please check "Use"
379381141 | TNB | DISTRIBUTION | WP PUTRAJAYA & CYBERJAYA | Existing | 33 kV |  | RYB | VPTJ/SSU/G00004 | SSU GDC NO2 PUTRAJAYA |  |  | Fail | Please check "Use"
379381142 | TNB | DISTRIBUTION | WP PUTRAJAYA & CYBERJAYA | Existing | 33 kV |  | RYB | VPTJ/SSU/G00004 | SSU GDC NO2 PUTRAJAYA | M2 |  | Fail | Please check "Use"
379381143 | TNB | DISTRIBUTION | WP PUTRAJAYA & CYBERJAYA | Existing | 33 kV |  | RYB | VPTJ/SSU/G00004 | SSU GDC NO2 PUTRAJAYA |  |  | Fail | Please check "Use"
379381144 | TNB | DISTRIBUTION | WP PUTRAJAYA & CYBERJAYA | Existing | 33 kV |  | RYB | VPTJ/SSU/G00004 | SSU GDC NO2 PUTRAJAYA | R2 |  | Fail | Please check "Use"
379381149 | TNB | DISTRIBUTION | WP PUTRAJAYA & CYBERJAYA | Existing | 33 kV |  | RYB | VPTJ/SSU/G00004 | SSU GDC NO2 PUTRAJAYA |  |  | Fail | Please check "Use"
379381151 | TNB | DISTRIBUTION | WP PUTRAJAYA & CYBERJAYA | Existing | 33 kV |  | RYB | VPTJ/SSU/G00004 | SSU GDC NO2 PUTRAJAYA |  |  | Fail | Please check "Use"
379381152 | TNB | DISTRIBUTION | WP PUTRAJAYA & CYBERJAYA | Existing | 33 kV |  | RYB | VPTJ/SSU/G00004 | SSU GDC NO2 PUTRAJAYA |  |  | Fail | Please check "Use"
379381154 | TNB | DISTRIBUTION | WP PUTRAJAYA & CYBERJAYA | Existing | 33 kV |  | RYB | VPTJ/SSU/G00004 | SSU GDC NO2 PUTRAJAYA |  |  | Fail | Please check "Use"
379381155 | TNB | DISTRIBUTION | WP PUTRAJAYA & CYBERJAYA | Existing | 33 kV |  | RYB | VPTJ/SSU/G00004 | SSU GDC NO2 PUTRAJAYA |  |  | Fail | Please check "Use"
379381157 | TNB | DISTRIBUTION | WP PUTRAJAYA & CYBERJAYA | Existing | 33 kV |  | RYB | VPTJ/SSU/G00004 | SSU GDC NO2 PUTRAJAYA |  |  | Fail | Please check "Use"
379381158 | TNB | DISTRIBUTION | WP PUTRAJAYA & CYBERJAYA | Existing | 33 kV |  | RYB | VPTJ/SSU/G00004 | SSU GDC NO2 PUTRAJAYA |  |  | Fail | Please check "Use"
379381161 | TNB | DISTRIBUTION | WP PUTRAJAYA & CYBERJAYA | Existing | 33 kV |  | RYB | VPTJ/SSU/G00004 | SSU GDC NO2 PUTRAJAYA |  |  | Fail | Please check "Use"
379381163 | TNB | DISTRIBUTION | WP PUTRAJAYA & CYBERJAYA | Existing | 33 kV |  | RYB | VPTJ/SSU/G00004 | SSU GDC NO2 PUTRAJAYA |  |  | Fail | Please check "Use"
379381172 | TNB | DISTRIBUTION | WP PUTRAJAYA & CYBERJAYA | Existing | 33 kV |  | RYB | VPTJ/SSU/G00004 | SSU GDC NO2 PUTRAJAYA |  |  | Fail | Please check "Use"
379381173 | TNB | DISTRIBUTION | WP PUTRAJAYA & CYBERJAYA | Existing | 33 kV |  | RYB | VPTJ/SSU/G00004 | SSU GDC NO2 PUTRAJAYA |  |  | Fail | Please check "Use"
379381176 | TNB | DISTRIBUTION | WP PUTRAJAYA & CYBERJAYA | Existing | 33 kV |  | RYB | VPTJ/SSU/G00004 | SSU GDC NO2 PUTRAJAYA |  |  | Fail | Please check "Use"
379381178 | TNB | DISTRIBUTION | WP PUTRAJAYA & CYBERJAYA | Existing | 33 kV |  | RYB | VPTJ/SSU/G00004 | SSU GDC NO2 PUTRAJAYA |  |  | Fail | Please check "Use"
379381182 | TNB | DISTRIBUTION | WP PUTRAJAYA & CYBERJAYA | Existing | 33 kV |  | RYB | VPTJ/SSU/G00004 | SSU GDC NO2 PUTRAJAYA | R |  | Fail | Please check "Use"
379381183 | TNB | DISTRIBUTION | WP PUTRAJAYA & CYBERJAYA | Existing | 33 kV |  | RYB | VPTJ/SSU/G00004 | SSU GDC NO2 PUTRAJAYA |  |  | Fail | Please check "Use"
379381186 | TNB | DISTRIBUTION | WP PUTRAJAYA & CYBERJAYA | Existing | 33 kV |  | RYB | VPTJ/SSU/G00004 | SSU GDC NO2 PUTRAJAYA |  |  | Fail | Please check "Use"
379381190 | TNB | DISTRIBUTION | WP PUTRAJAYA & CYBERJAYA | Existing | 33 kV |  | RYB | VPTJ/SSU/G00004 | SSU GDC NO2 PUTRAJAYA |  |  | Fail | Please check "Use"
379381197 | TNB | DISTRIBUTION | WP PUTRAJAYA & CYBERJAYA | Existing | 33 kV |  | RYB | VPTJ/SSU/G00004 | SSU GDC NO2 PUTRAJAYA |  |  | Fail | Please check "Use"
379381199 | TNB | DISTRIBUTION | WP PUTRAJAYA & CYBERJAYA | Existing | 33 kV |  | RYB | VPTJ/SSU/G00004 | SSU GDC NO2 PUTRAJAYA |  |  | Fail | Please check "Use"
379381202 | TNB | DISTRIBUTION | WP PUTRAJAYA & CYBERJAYA | Existing | 33 kV |  | RYB | VPTJ/SSU/G00004 | SSU GDC NO2 PUTRAJAYA |  |  | Fail | Please check "Use"
379381205 | TNB | DISTRIBUTION | WP PUTRAJAYA & CYBERJAYA | Existing | 33 kV |  | RYB | VPTJ/SSU/G00004 | SSU GDC NO2 PUTRAJAYA |  |  | Fail | Please check "Use"
379381211 | TNB | DISTRIBUTION | WP PUTRAJAYA & CYBERJAYA | Existing | 33 kV |  | RYB | VPTJ/SSU/G00004 | SSU GDC NO2 PUTRAJAYA |  |  | Fail | Please check "Use"
379381212 | TNB | DISTRIBUTION | WP PUTRAJAYA & CYBERJAYA | Existing | 33 kV |  | RYB | VPTJ/SSU/G00004 | SSU GDC NO2 PUTRAJAYA |  |  | Fail | Please check "Use"
379381215 | TNB | DISTRIBUTION | WP PUTRAJAYA & CYBERJAYA | Existing | 33 kV |  | RYB | VPTJ/SSU/G00004 | SSU GDC NO2 PUTRAJAYA |  |  | Fail | Please check "Use"
379381220 | TNB | DISTRIBUTION | WP PUTRAJAYA & CYBERJAYA | Existing | 33 kV |  | RYB | VPTJ/SSU/G00004 | SSU GDC NO2 PUTRAJAYA |  |  | Fail | Please check "Use"
379381221 | TNB | DISTRIBUTION | WP PUTRAJAYA & CYBERJAYA | Existing | 33 kV |  | RYB | VPTJ/SSU/G00004 | SSU GDC NO2 PUTRAJAYA |  |  | Fail | Please check "Use"
379381222 | TNB | DISTRIBUTION | WP PUTRAJAYA & CYBERJAYA | Existing | 33 kV |  | RYB | VPTJ/SSU/G00004 | SSU GDC NO2 PUTRAJAYA |  |  | Fail | Please check "Use"
379381223 | TNB | DISTRIBUTION | WP PUTRAJAYA & CYBERJAYA | Existing | 33 kV |  | RYB | VPTJ/SSU/G00004 | SSU GDC NO2 PUTRAJAYA |  |  | Fail | Please check "Use"
379381224 | TNB | DISTRIBUTION | WP PUTRAJAYA & CYBERJAYA | Existing | 33 kV |  | RYB | VPTJ/SSU/G00004 | SSU GDC NO2 PUTRAJAYA |  |  | Fail | Please check "Use"
379381225 | TNB | DISTRIBUTION | WP PUTRAJAYA & CYBERJAYA | Existing | 33 kV |  | RYB | VPTJ/SSU/G00004 | SSU GDC NO2 PUTRAJAYA |  |  | Fail | Please check "Use"
379381308 | TNB | DISTRIBUTION | WP PUTRAJAYA & CYBERJAYA | Existing | 33 kV |  | RYB | VPTJ/PPU/G00023 | PPU PUTRAJAYA NO 23 |  |  | Fail | Please check "Use"
379381321 | TNB | DISTRIBUTION | WP PUTRAJAYA & CYBERJAYA | Existing | 11 kV |  | RYB | VPTJ/PPU/G00023 | PPU PUTRAJAYA NO 23 |  |  | Fail | Please check "Use"
379381323 | TNB | DISTRIBUTION | WP PUTRAJAYA & CYBERJAYA | Existing | 11 kV |  | RYB | VPTJ/PPU/G00023 | PPU PUTRAJAYA NO 23 |  |  | Fail | Please check "Use"
379381360 | TNB | DISTRIBUTION | WP PUTRAJAYA & CYBERJAYA | Existing | 33 kV |  | RYB | VPTJ/PPU/G00023 | PPU PUTRAJAYA NO 23 |  |  | Fail | Please check "Use"
379381382 | TNB | DISTRIBUTION | WP PUTRAJAYA & CYBERJAYA | Existing | 11 kV |  | RYB | VPTJ/PPU/G00023 | PPU PUTRAJAYA NO 23 |  |  | Fail | Please check "Use"
379381387 | TNB | DISTRIBUTION | WP PUTRAJAYA & CYBERJAYA | Existing | 11 kV |  | RYB | VPTJ/PPU/G00023 | PPU PUTRAJAYA NO 23 |  |  | Fail | Please check "Use"
379381390 | TNB | DISTRIBUTION | WP PUTRAJAYA & CYBERJAYA | Existing | 11 kV |  | RYB | VPTJ/PPU/G00023 | PPU PUTRAJAYA NO 23 |  |  | Fail | Please check "Use"
379381412 | TNB | DISTRIBUTION | WP PUTRAJAYA & CYBERJAYA | Existing | 11 kV |  | RYB | VPTJ/PPU/G00023 | PPU PUTRAJAYA NO 23 |  |  | Fail | Please check "Use"
379381436 | TNB | DISTRIBUTION | WP PUTRAJAYA & CYBERJAYA | Existing | 11 kV |  | RYB | VPTJ/PPU/G00023 | PPU PUTRAJAYA NO 23 |  |  | Fail | Please check "Use"
379381439 | TNB | DISTRIBUTION | WP PUTRAJAYA & CYBERJAYA | Existing | 11 kV |  | RYB | VPTJ/PPU/G00023 | PPU PUTRAJAYA NO 23 |  |  | Fail | Please check "Use"
379381469 | TNB | DISTRIBUTION | WP PUTRAJAYA & CYBERJAYA | Existing | 11 kV |  | RYB | VPTJ/PPU/G00023 | PPU PUTRAJAYA NO 23 |  |  | Fail | Please check "Use"
379381502 | TNB | DISTRIBUTION | WP PUTRAJAYA & CYBERJAYA | Existing | 11 kV |  | RYB | VPTJ/PPU/G00023 | PPU PUTRAJAYA NO 23 |  |  | Fail | Please check "Use"
379381505 | TNB | DISTRIBUTION | WP PUTRAJAYA & CYBERJAYA | Existing | 11 kV |  | RYB | VPTJ/PPU/G00023 | PPU PUTRAJAYA NO 23 |  |  | Fail | Please check "Use"
379381530 | TNB | DISTRIBUTION | WP PUTRAJAYA & CYBERJAYA | Existing | 33 kV |  | RYB | VPTJ/PPU/G00023 | PPU PUTRAJAYA NO 23 |  |  | Fail | Please check "Use"
379381536 | TNB | DISTRIBUTION | WP PUTRAJAYA & CYBERJAYA | Existing | 33 kV |  | RYB | VPTJ/PPU/G00023 | PPU PUTRAJAYA NO 23 |  |  | Fail | Please check "Use"
379381549 | TNB | DISTRIBUTION | WP PUTRAJAYA & CYBERJAYA | Existing | 33 kV |  | RYB | VPTJ/PPU/G00023 | PPU PUTRAJAYA NO 23 |  |  | Fail | Please check "Use"
379381550 | TNB | DISTRIBUTION | WP PUTRAJAYA & CYBERJAYA | Existing | 11 kV |  | RYB | VPTJ/PPU/G00023 | PPU PUTRAJAYA NO 23 |  |  | Fail | Please check "Use"
379381597 | TNB | DISTRIBUTION | WP PUTRAJAYA & CYBERJAYA | Existing | 33 kV | MAIN | RYB | VPTJ/PPU/G00023 | PPU PUTRAJAYA NO 23 | M |  | Pass | null
379381598 | TNB | DISTRIBUTION | WP PUTRAJAYA & CYBERJAYA | Existing | 33 kV |  | RYB | VPTJ/PPU/G00023 | PPU PUTRAJAYA NO 23 |  |  | Fail | Please check "Use"
379381600 | TNB | DISTRIBUTION | WP PUTRAJAYA & CYBERJAYA | Existing | 33 kV |  | RYB | VPTJ/PPU/G00023 | PPU PUTRAJAYA NO 23 |  |  | Fail | Please check "Use"
379381612 | TNB | DISTRIBUTION | WP PUTRAJAYA & CYBERJAYA | Existing | 33 kV |  | RYB | VPTJ/PPU/G00023 | PPU PUTRAJAYA NO 23 |  |  | Fail | Please check "Use"
379381623 | TNB | DISTRIBUTION | WP PUTRAJAYA & CYBERJAYA | Existing | 11 kV |  | RYB | VPTJ/PPU/G00023 | PPU PUTRAJAYA NO 23 |  |  | Fail | Please check "Use"
379381665 | TNB | DISTRIBUTION | WP PUTRAJAYA & CYBERJAYA | Existing | 33 kV | RESERVE | RYB | VPTJ/PPU/G00023 | PPU PUTRAJAYA NO 23 | R |  | Pass | null
379381677 | TNB | DISTRIBUTION | WP PUTRAJAYA & CYBERJAYA | Existing | 33 kV |  | RYB | VPTJ/PPU/G00023 | PPU PUTRAJAYA NO 23 |  |  | Fail | Please check "Use"
379381690 | TNB | DISTRIBUTION | WP PUTRAJAYA & CYBERJAYA | Existing | 11 kV |  | RYB | VPTJ/PPU/G00023 | PPU PUTRAJAYA NO 23 |  |  | Fail | Please check "Use"
379381691 | TNB | DISTRIBUTION | WP PUTRAJAYA & CYBERJAYA | Existing | 33 kV |  | RYB | VPTJ/PPU/G00023 | PPU PUTRAJAYA NO 23 |  |  | Fail | Please check "Use"
379381694 | TNB | DISTRIBUTION | WP PUTRAJAYA & CYBERJAYA | Existing | 33 kV | MAIN | RYB | VPTJ/PPU/G00023 | PPU PUTRAJAYA NO 23 | M |  | Pass | null
379381705 | TNB | DISTRIBUTION | WP PUTRAJAYA & CYBERJAYA | Existing | 11 kV |  | RYB | VPTJ/PPU/G00023 | PPU PUTRAJAYA NO 23 |  |  | Fail | Please check "Use"
379381709 | TNB | DISTRIBUTION | WP PUTRAJAYA & CYBERJAYA | Existing | 11 kV |  | RYB | VPTJ/PPU/G00023 | PPU PUTRAJAYA NO 23 |  |  | Fail | Please check "Use"
379381732 | TNB | DISTRIBUTION | WP PUTRAJAYA & CYBERJAYA | Existing | 11 kV |  | RYB | VPTJ/PPU/G00023 | PPU PUTRAJAYA NO 23 |  |  | Fail | Please check "Use"
379381776 | TNB | DISTRIBUTION | WP PUTRAJAYA & CYBERJAYA | Existing | 33 kV |  | RYB | VPTJ/PPU/G00023 | PPU PUTRAJAYA NO 23 |  |  | Fail | Please check "Use"
379381807 | TNB | DISTRIBUTION | WP PUTRAJAYA & CYBERJAYA | Existing | 11 kV |  | RYB | VPTJ/PPU/G00023 | PPU PUTRAJAYA NO 23 |  |  | Fail | Please check "Use"
379381861 | TNB | DISTRIBUTION | WP PUTRAJAYA & CYBERJAYA | Existing | 33 kV | RESERVE | RYB | VPTJ/PPU/G00023 | PPU PUTRAJAYA NO 23 | R |  | Pass | null
379381891 | TNB | DISTRIBUTION | WP PUTRAJAYA & CYBERJAYA | Existing | 33 kV |  | RYB | VPTJ/PPU/G00023 | PPU PUTRAJAYA NO 23 |  |  | Fail | Please check "Use"
379381913 | TNB | DISTRIBUTION | WP PUTRAJAYA & CYBERJAYA | Existing | 11 kV |  | RYB | VPTJ/PPU/G00023 | PPU PUTRAJAYA NO 23 |  |  | Fail | Please check "Use"
379381914 | TNB | DISTRIBUTION | WP PUTRAJAYA & CYBERJAYA | Existing | 33 kV | RESERVE | RYB | VPTJ/PPU/G00023 | PPU PUTRAJAYA NO 23 | R |  | Pass | null
379381915 | TNB | DISTRIBUTION | WP PUTRAJAYA & CYBERJAYA | Existing | 33 kV | RESERVE | RYB | VPTJ/PPU/G00023 | PPU PUTRAJAYA NO 23 | R |  | Pass | null
379381916 | TNB | DISTRIBUTION | WP PUTRAJAYA & CYBERJAYA | Existing | 33 kV |  | RYB | VPTJ/PPU/G00023 | PPU PUTRAJAYA NO 23 |  |  | Fail | Please check "Use"
379381939 | TNB | DISTRIBUTION | WP PUTRAJAYA & CYBERJAYA | Existing | 11 kV |  | RYB | VPTJ/PPU/G00023 | PPU PUTRAJAYA NO 23 |  |  | Fail | Please check "Use"
379381940 | TNB | DISTRIBUTION | WP PUTRAJAYA & CYBERJAYA | Existing | 33 kV | RESERVE | RYB | VPTJ/PPU/G00023 | PPU PUTRAJAYA NO 23 | R |  | Pass | null
379381941 | TNB | DISTRIBUTION | WP PUTRAJAYA & CYBERJAYA | Existing | 33 kV |  | RYB | VPTJ/PPU/G00023 | PPU PUTRAJAYA NO 23 |  |  | Fail | Please check "Use"
379381942 | TNB | DISTRIBUTION | WP PUTRAJAYA & CYBERJAYA | Existing | 33 kV |  | RYB | VPTJ/PPU/G00023 | PPU PUTRAJAYA NO 23 |  |  | Fail | Please check "Use"
379381943 | TNB | DISTRIBUTION | WP PUTRAJAYA & CYBERJAYA | Existing | 11 kV |  | RYB | VPTJ/PPU/G00023 | PPU PUTRAJAYA NO 23 |  |  | Fail | Please check "Use"
379381972 | TNB | DISTRIBUTION | WP PUTRAJAYA & CYBERJAYA | Existing | 33 kV | MAIN | RYB | VPTJ/PPU/G00023 | PPU PUTRAJAYA NO 23 | M |  | Pass | null
379381974 | TNB | DISTRIBUTION | WP PUTRAJAYA & CYBERJAYA | Existing | 33 kV | MAIN | RYB | VPTJ/PPU/G00023 | PPU PUTRAJAYA NO 23 | M |  | Pass | null
379381976 | TNB | DISTRIBUTION | WP PUTRAJAYA & CYBERJAYA | Existing | 33 kV |  | RYB | VPTJ/PPU/G00023 | PPU PUTRAJAYA NO 23 |  |  | Fail | Please check "Use"
379381981 | TNB | DISTRIBUTION | WP PUTRAJAYA & CYBERJAYA | Existing | 33 kV |  | RYB | VPTJ/PPU/G00023 | PPU PUTRAJAYA NO 23 |  |  | Fail | Please check "Use"
379381982 | TNB | DISTRIBUTION | WP PUTRAJAYA & CYBERJAYA | Existing | 11 kV |  | RYB | VPTJ/PPU/G00023 | PPU PUTRAJAYA NO 23 |  |  | Fail | Please check "Use"
379381984 | TNB | DISTRIBUTION | WP PUTRAJAYA & CYBERJAYA | Existing | 11 kV |  | RYB | VPTJ/PPU/G00023 | PPU PUTRAJAYA NO 23 |  |  | Fail | Please check "Use"
379381985 | TNB | DISTRIBUTION | WP PUTRAJAYA & CYBERJAYA | Existing | 33 kV | RESERVE | RYB | VPTJ/PPU/G00023 | PPU PUTRAJAYA NO 23 | R |  | Pass | null
379381997 | TNB | DISTRIBUTION | WP PUTRAJAYA & CYBERJAYA | Existing | 33 kV |  | RYB | VPTJ/PPU/G00023 | PPU PUTRAJAYA NO 23 |  |  | Fail | Please check "Use"
379381999 | TNB | DISTRIBUTION | WP PUTRAJAYA & CYBERJAYA | Existing | 33 kV | RESERVE | RYB | VPTJ/PPU/G00023 | PPU PUTRAJAYA NO 23 | R |  | Pass | null
379382016 | TNB | DISTRIBUTION | WP PUTRAJAYA & CYBERJAYA | Existing | 33 kV |  | RYB | VPTJ/PPU/G00023 | PPU PUTRAJAYA NO 23 |  |  | Fail | Please check "Use"
379382017 | TNB | DISTRIBUTION | WP PUTRAJAYA & CYBERJAYA | Existing | 11 kV |  | RYB | VPTJ/PPU/G00023 | PPU PUTRAJAYA NO 23 |  |  | Fail | Please check "Use"
379382035 | TNB | DISTRIBUTION | WP PUTRAJAYA & CYBERJAYA | Existing | 33 kV |  | RYB | VPTJ/PPU/G00023 | PPU PUTRAJAYA NO 23 |  |  | Fail | Please check "Use"
379382056 | TNB | DISTRIBUTION | WP PUTRAJAYA & CYBERJAYA | Existing | 33 kV |  | RYB | VPTJ/PPU/G00023 | PPU PUTRAJAYA NO 23 |  |  | Fail | Please check "Use"
379382070 | TNB | DISTRIBUTION | WP PUTRAJAYA & CYBERJAYA | Existing | 11 kV |  | RYB | VPTJ/PPU/G00023 | PPU PUTRAJAYA NO 23 |  |  | Fail | Please check "Use"
379382071 | TNB | DISTRIBUTION | WP PUTRAJAYA & CYBERJAYA | Existing | 11 kV |  | RYB | VPTJ/PPU/G00023 | PPU PUTRAJAYA NO 23 |  |  | Fail | Please check "Use"
379382082 | TNB | DISTRIBUTION | WP PUTRAJAYA & CYBERJAYA | Existing | 33 kV | MAIN | RYB | VPTJ/PPU/G00023 | PPU PUTRAJAYA NO 23 | M |  | Pass | null
379382085 | TNB | DISTRIBUTION | WP PUTRAJAYA & CYBERJAYA | Existing | 33 kV |  | RYB | VPTJ/PPU/G00023 | PPU PUTRAJAYA NO 23 |  |  | Fail | Please check "Use"
379382086 | TNB | DISTRIBUTION | WP PUTRAJAYA & CYBERJAYA | Existing | 11 kV |  | RYB | VPTJ/PPU/G00023 | PPU PUTRAJAYA NO 23 |  |  | Fail | Please check "Use"
379382175 | TNB | DISTRIBUTION | WP PUTRAJAYA & CYBERJAYA | Existing | 11 kV |  | RYB | VPTJ/PPU/G00023 | PPU PUTRAJAYA NO 23 |  |  | Fail | Please check "Use"
379382176 | TNB | DISTRIBUTION | WP PUTRAJAYA & CYBERJAYA | Existing | 11 kV |  | RYB | VPTJ/PPU/G00023 | PPU PUTRAJAYA NO 23 |  |  | Fail | Please check "Use"
379382243 | TNB | DISTRIBUTION | WP PUTRAJAYA & CYBERJAYA | Existing | 33 kV | MAIN | RYB | VPTJ/PPU/G00023 | PPU PUTRAJAYA NO 23 | M |  | Pass | null
379382245 | TNB | DISTRIBUTION | WP PUTRAJAYA & CYBERJAYA | Existing | 11 kV |  | RYB | VPTJ/PPU/G00023 | PPU PUTRAJAYA NO 23 |  |  | Fail | Please check "Use"
379382272 | TNB | DISTRIBUTION | WP PUTRAJAYA & CYBERJAYA | Existing | 33 kV |  | RYB | VPTJ/PPU/G00023 | PPU PUTRAJAYA NO 23 |  |  | Fail | Please check "Use"
379382274 | TNB | DISTRIBUTION | WP PUTRAJAYA & CYBERJAYA | Existing | 33 kV | RESERVE | RYB | VPTJ/PPU/G00023 | PPU PUTRAJAYA NO 23 | R |  | Pass | null
379382295 | TNB | DISTRIBUTION | WP PUTRAJAYA & CYBERJAYA | Existing | 33 kV |  | RYB | VPTJ/PPU/G00023 | PPU PUTRAJAYA NO 23 |  |  | Fail | Please check "Use"
379382297 | TNB | DISTRIBUTION | WP PUTRAJAYA & CYBERJAYA | Existing | 11 kV |  | RYB | VPTJ/PPU/G00023 | PPU PUTRAJAYA NO 23 |  |  | Fail | Please check "Use"
379382329 | TNB | DISTRIBUTION | WP PUTRAJAYA & CYBERJAYA | Existing | 11 kV |  | RYB | VPTJ/PPU/G00023 | PPU PUTRAJAYA NO 23 |  |  | Fail | Please check "Use"
379382330 | TNB | DISTRIBUTION | WP PUTRAJAYA & CYBERJAYA | Existing | 11 kV |  | RYB | VPTJ/PPU/G00023 | PPU PUTRAJAYA NO 23 |  |  | Fail | Please check "Use"
379382420 | TNB | DISTRIBUTION | WP PUTRAJAYA & CYBERJAYA | Existing | 33 kV |  | RYB | VPTJ/PPU/G00023 | PPU PUTRAJAYA NO 23 |  |  | Fail | Please check "Use"
379382422 | TNB | DISTRIBUTION | WP PUTRAJAYA & CYBERJAYA | Existing | 11 kV |  | RYB | VPTJ/PPU/G00023 | PPU PUTRAJAYA NO 23 |  |  | Fail | Please check "Use"
379382454 | TNB | DISTRIBUTION | WP PUTRAJAYA & CYBERJAYA | Existing | 33 kV | MAIN | RYB | VPTJ/PPU/G00023 | PPU PUTRAJAYA NO 23 | M |  | Pass | null
379382456 | TNB | DISTRIBUTION | WP PUTRAJAYA & CYBERJAYA | Existing | 33 kV |  | RYB | VPTJ/PPU/G00023 | PPU PUTRAJAYA NO 23 |  |  | Fail | Please check "Use"
379382488 | TNB | DISTRIBUTION | WP PUTRAJAYA & CYBERJAYA | Existing | 11 kV |  | RYB | VPTJ/PPU/G00023 | PPU PUTRAJAYA NO 23 |  |  | Fail | Please check "Use"
379382490 | TNB | DISTRIBUTION | WP PUTRAJAYA & CYBERJAYA | Existing | 33 kV |  | RYB | VPTJ/PPU/G00023 | PPU PUTRAJAYA NO 23 |  |  | Fail | Please check "Use"
379382491 | TNB | DISTRIBUTION | WP PUTRAJAYA & CYBERJAYA | Existing | 33 kV |  | RYB | VPTJ/PPU/G00023 | PPU PUTRAJAYA NO 23 |  |  | Fail | Please check "Use"
379382504 | TNB | DISTRIBUTION | WP PUTRAJAYA & CYBERJAYA | Existing | 33 kV |  | RYB | VPTJ/PPU/G00023 | PPU PUTRAJAYA NO 23 |  |  | Fail | Please check "Use"
379382525 | TNB | DISTRIBUTION | WP PUTRAJAYA & CYBERJAYA | Existing | 11 kV |  | RYB | VPTJ/PPU/G00023 | PPU PUTRAJAYA NO 23 |  |  | Fail | Please check "Use"
379382537 | TNB | DISTRIBUTION | WP PUTRAJAYA & CYBERJAYA | Existing | 33 kV | MAIN | RYB | VPTJ/PPU/G00023 | PPU PUTRAJAYA NO 23 | M |  | Pass | null
379382538 | TNB | DISTRIBUTION | WP PUTRAJAYA & CYBERJAYA | Existing | 33 kV |  | RYB | VPTJ/PPU/G00023 | PPU PUTRAJAYA NO 23 |  |  | Fail | Please check "Use"
379382540 | TNB | DISTRIBUTION | WP PUTRAJAYA & CYBERJAYA | Existing | 33 kV |  | RYB | VPTJ/PPU/G00023 | PPU PUTRAJAYA NO 23 |  |  | Fail | Please check "Use"
379382561 | TNB | DISTRIBUTION | WP PUTRAJAYA & CYBERJAYA | Existing | 33 kV |  | RYB | VPTJ/PPU/G00023 | PPU PUTRAJAYA NO 23 |  |  | Fail | Please check "Use"
379382565 | TNB | DISTRIBUTION | WP PUTRAJAYA & CYBERJAYA | Existing | 33 kV |  | RYB | VPTJ/PPU/G00023 | PPU PUTRAJAYA NO 23 |  |  | Fail | Please check "Use"
379382600 | TNB | DISTRIBUTION | WP PUTRAJAYA & CYBERJAYA | Existing | 11 kV |  | RYB | VPTJ/PPU/G00023 | PPU PUTRAJAYA NO 23 |  |  | Fail | Please check "Use"
379382617 | TNB | DISTRIBUTION | WP PUTRAJAYA & CYBERJAYA | Existing | 11 kV |  | RYB | VPTJ/PPU/G00023 | PPU PUTRAJAYA NO 23 |  |  | Fail | Please check "Use"
379382629 | TNB | DISTRIBUTION | WP PUTRAJAYA & CYBERJAYA | Existing | 33 kV |  | RYB | VPTJ/PPU/G00023 | PPU PUTRAJAYA NO 23 |  |  | Fail | Please check "Use"
379382679 | TNB | DISTRIBUTION | WP PUTRAJAYA & CYBERJAYA | Existing | 33 kV |  | RYB | VPTJ/PPU/G00023 | PPU PUTRAJAYA NO 23 |  |  | Fail | Please check "Use"
379382706 | TNB | DISTRIBUTION | WP PUTRAJAYA & CYBERJAYA | Existing | 11 kV |  | RYB | VPTJ/PPU/G00023 | PPU PUTRAJAYA NO 23 |  |  | Fail | Please check "Use"
379382740 | TNB | DISTRIBUTION | WP PUTRAJAYA & CYBERJAYA | Existing | 11 kV |  | RYB | VPTJ/PPU/G00023 | PPU PUTRAJAYA NO 23 |  |  | Fail | Please check "Use"
379382785 | TNB | DISTRIBUTION | WP PUTRAJAYA & CYBERJAYA | Existing | 11 kV |  | RYB | VPTJ/PPU/G00023 | PPU PUTRAJAYA NO 23 |  |  | Fail | Please check "Use"
379382789 | TNB | DISTRIBUTION | WP PUTRAJAYA & CYBERJAYA | Existing | 11 kV |  | RYB | VPTJ/PPU/G00023 | PPU PUTRAJAYA NO 23 |  |  | Fail | Please check "Use"
379382790 | TNB | DISTRIBUTION | WP PUTRAJAYA & CYBERJAYA | Existing | 33 kV | MAIN | RYB | VPTJ/PPU/G00023 | PPU PUTRAJAYA NO 23 | M |  | Pass | null
379382791 | TNB | DISTRIBUTION | WP PUTRAJAYA & CYBERJAYA | Existing | 33 kV |  | RYB | VPTJ/PPU/G00023 | PPU PUTRAJAYA NO 23 |  |  | Fail | Please check "Use"
379382806 | TNB | DISTRIBUTION | WP PUTRAJAYA & CYBERJAYA | Existing | 33 kV |  | RYB | VPTJ/PPU/G00023 | PPU PUTRAJAYA NO 23 |  |  | Fail | Please check "Use"
379382808 | TNB | DISTRIBUTION | WP PUTRAJAYA & CYBERJAYA | Existing | 11 kV |  | RYB | VPTJ/PPU/G00023 | PPU PUTRAJAYA NO 23 |  |  | Fail | Please check "Use"
379382821 | TNB | DISTRIBUTION | WP PUTRAJAYA & CYBERJAYA | Existing | 11 kV |  | RYB | VPTJ/PPU/G00023 | PPU PUTRAJAYA NO 23 |  |  | Fail | Please check "Use"
379382822 | TNB | DISTRIBUTION | WP PUTRAJAYA & CYBERJAYA | Existing | 11 kV |  | RYB | VPTJ/PPU/G00023 | PPU PUTRAJAYA NO 23 |  |  | Fail | Please check "Use"
379382890 | TNB | DISTRIBUTION | WP PUTRAJAYA & CYBERJAYA | Existing | 11 kV |  | RYB | VPTJ/PPU/G00023 | PPU PUTRAJAYA NO 23 |  |  | Fail | Please check "Use"
379382892 | TNB | DISTRIBUTION | WP PUTRAJAYA & CYBERJAYA | Existing | 11 kV |  | RYB | VPTJ/PPU/G00023 | PPU PUTRAJAYA NO 23 |  |  | Fail | Please check "Use"
379382964 | TNB | DISTRIBUTION | WP PUTRAJAYA & CYBERJAYA | Existing | 11 kV | MAIN | RYB | VPTJ/PPU/G00023 | PPU PUTRAJAYA NO 23 | M |  | Pass | null
379382965 | TNB | DISTRIBUTION | WP PUTRAJAYA & CYBERJAYA | Existing | 11 kV | MAIN | RYB | VPTJ/PPU/G00023 | PPU PUTRAJAYA NO 23 | M |  | Pass | null
379382966 | TNB | DISTRIBUTION | WP PUTRAJAYA & CYBERJAYA | Existing | 11 kV | MAIN | RYB | VPTJ/PPU/G00023 | PPU PUTRAJAYA NO 23 | M |  | Pass | null
379382967 | TNB | DISTRIBUTION | WP PUTRAJAYA & CYBERJAYA | Existing | 11 kV | MAIN | RYB | VPTJ/PPU/G00023 | PPU PUTRAJAYA NO 23 | M |  | Pass | null
379382968 | TNB | DISTRIBUTION | WP PUTRAJAYA & CYBERJAYA | Existing | 11 kV | MAIN | RYB | VPTJ/PPU/G00023 | PPU PUTRAJAYA NO 23 | M |  | Pass | null
379382969 | TNB | DISTRIBUTION | WP PUTRAJAYA & CYBERJAYA | Existing | 11 kV | MAIN | RYB | VPTJ/PPU/G00023 | PPU PUTRAJAYA NO 23 | M |  | Pass | null
379382970 | TNB | DISTRIBUTION | WP PUTRAJAYA & CYBERJAYA | Existing | 11 kV | MAIN | RYB | VPTJ/PPU/G00023 | PPU PUTRAJAYA NO 23 | M |  | Pass | null
379382971 | TNB | DISTRIBUTION | WP PUTRAJAYA & CYBERJAYA | Existing | 11 kV | MAIN | RYB | VPTJ/PPU/G00023 | PPU PUTRAJAYA NO 23 | M |  | Pass | null
379382972 | TNB | DISTRIBUTION | WP PUTRAJAYA & CYBERJAYA | Existing | 11 kV | MAIN | RYB | VPTJ/PPU/G00023 | PPU PUTRAJAYA NO 23 | M |  | Pass | null
379382973 | TNB | DISTRIBUTION | WP PUTRAJAYA & CYBERJAYA | Existing | 11 kV | MAIN | RYB | VPTJ/PPU/G00023 | PPU PUTRAJAYA NO 23 | M |  | Pass | null
379382974 | TNB | DISTRIBUTION | WP PUTRAJAYA & CYBERJAYA | Existing | 11 kV | MAIN | RYB | VPTJ/PPU/G00023 | PPU PUTRAJAYA NO 23 | M |  | Pass | null
379382975 | TNB | DISTRIBUTION | WP PUTRAJAYA & CYBERJAYA | Existing | 11 kV | MAIN | RYB | VPTJ/PPU/G00023 | PPU PUTRAJAYA NO 23 | M |  | Pass | null
379382976 | TNB | DISTRIBUTION | WP PUTRAJAYA & CYBERJAYA | Existing | 11 kV | MAIN | RYB | VPTJ/PPU/G00023 | PPU PUTRAJAYA NO 23 | M |  | Pass | null
379382977 | TNB | DISTRIBUTION | WP PUTRAJAYA & CYBERJAYA | Existing | 11 kV | MAIN | RYB | VPTJ/PPU/G00023 | PPU PUTRAJAYA NO 23 | M |  | Pass | null
379382978 | TNB | DISTRIBUTION | WP PUTRAJAYA & CYBERJAYA | Existing | 11 kV | MAIN | RYB | VPTJ/PPU/G00023 | PPU PUTRAJAYA NO 23 | M |  | Pass | null
379382979 | TNB | DISTRIBUTION | WP PUTRAJAYA & CYBERJAYA | Existing | 11 kV | MAIN | RYB | VPTJ/PPU/G00023 | PPU PUTRAJAYA NO 23 | M |  | Pass | null
379382981 | TNB | DISTRIBUTION | WP PUTRAJAYA & CYBERJAYA | Existing | 11 kV | MAIN | RYB | VPTJ/PPU/G00023 | PPU PUTRAJAYA NO 23 | M |  | Pass | null
379382982 | TNB | DISTRIBUTION | WP PUTRAJAYA & CYBERJAYA | Existing | 11 kV | MAIN | RYB | VPTJ/PPU/G00023 | PPU PUTRAJAYA NO 23 | M |  | Pass | null
379387786 | TNB | DISTRIBUTION | WP PUTRAJAYA & CYBERJAYA | Existing | 33 kV | RESERVE | RYB | VCBJ/PMU/G00003 | PMU SERDANG 132/33KV | R |  | Pass | null
379387791 | TNB | DISTRIBUTION | WP PUTRAJAYA & CYBERJAYA | Existing | 33 kV |  | RYB | VCBJ/PMU/G00003 | PMU SERDANG 132/33KV |  |  | Fail | Please check "Use"
379387794 | TNB | DISTRIBUTION | WP PUTRAJAYA & CYBERJAYA | Existing | 33 kV |  | RYB | VCBJ/PMU/G00003 | PMU SERDANG 132/33KV |  |  | Fail | Please check "Use"
379387795 | TNB | DISTRIBUTION | WP PUTRAJAYA & CYBERJAYA | Existing | 33 kV |  | RYB | VCBJ/PMU/G00003 | PMU SERDANG 132/33KV |  |  | Fail | Please check "Use"
379387796 | TNB | DISTRIBUTION | WP PUTRAJAYA & CYBERJAYA | Existing | 33 kV | MAIN | RYB | VCBJ/PMU/G00003 | PMU SERDANG 132/33KV | M |  | Pass | null
379387800 | TNB | DISTRIBUTION | WP PUTRAJAYA & CYBERJAYA | Existing | 33 kV | MAIN | RYB | VCBJ/PMU/G00003 | PMU SERDANG 132/33KV | M |  | Pass | null
379387802 | TNB | DISTRIBUTION | WP PUTRAJAYA & CYBERJAYA | Existing | 33 kV |  | RYB | VCBJ/PMU/G00003 | PMU SERDANG 132/33KV |  |  | Fail | Please check "Use"
379387806 | TNB | DISTRIBUTION | WP PUTRAJAYA & CYBERJAYA | Existing | 33 kV |  | RYB | VCBJ/PMU/G00003 | PMU SERDANG 132/33KV |  |  | Fail | Please check "Use"
379387808 | TNB | DISTRIBUTION | WP PUTRAJAYA & CYBERJAYA | Existing | 33 kV | RESERVE | RYB | VCBJ/PMU/G00003 | PMU SERDANG 132/33KV | R |  | Pass | null
379387814 | TNB | DISTRIBUTION | WP PUTRAJAYA & CYBERJAYA | Existing | 33 kV |  | RYB | VCBJ/PMU/G00003 | PMU SERDANG 132/33KV |  |  | Fail | Please check "Use"
379387819 | TNB | DISTRIBUTION | WP PUTRAJAYA & CYBERJAYA | Existing | 33 kV |  | RYB | VCBJ/PMU/G00003 | PMU SERDANG 132/33KV |  |  | Fail | Please check "Use"
379387820 | TNB | DISTRIBUTION | WP PUTRAJAYA & CYBERJAYA | Existing | 33 kV | RESERVE | RYB | VCBJ/PMU/G00003 | PMU SERDANG 132/33KV | R |  | Pass | null
379387821 | TNB | DISTRIBUTION | WP PUTRAJAYA & CYBERJAYA | Existing | 33 kV |  | RYB | VCBJ/PMU/G00003 | PMU SERDANG 132/33KV |  |  | Fail | Please check "Use"
379387828 | TNB | DISTRIBUTION | WP PUTRAJAYA & CYBERJAYA | Existing | 33 kV |  | RYB | VCBJ/PMU/G00003 | PMU SERDANG 132/33KV |  |  | Fail | Please check "Use"
379387831 | TNB | DISTRIBUTION | WP PUTRAJAYA & CYBERJAYA | Existing | 33 kV | RESERVE | RYB | VCBJ/PMU/G00003 | PMU SERDANG 132/33KV | R |  | Pass | null
379387834 | TNB | DISTRIBUTION | WP PUTRAJAYA & CYBERJAYA | Existing | 33 kV |  | RYB | VCBJ/PMU/G00003 | PMU SERDANG 132/33KV |  |  | Fail | Please check "Use"
379387835 | TNB | DISTRIBUTION | WP PUTRAJAYA & CYBERJAYA | Existing | 33 kV |  | RYB | VCBJ/PMU/G00003 | PMU SERDANG 132/33KV |  |  | Fail | Please check "Use"
379387837 | TNB | DISTRIBUTION | WP PUTRAJAYA & CYBERJAYA | Existing | 33 kV |  | RYB | VCBJ/PMU/G00003 | PMU SERDANG 132/33KV |  |  | Fail | Please check "Use"
379387840 | TNB | DISTRIBUTION | WP PUTRAJAYA & CYBERJAYA | Existing | 33 kV |  | RYB | VCBJ/PMU/G00003 | PMU SERDANG 132/33KV |  |  | Fail | Please check "Use"
379387845 | TNB | DISTRIBUTION | WP PUTRAJAYA & CYBERJAYA | Existing | 33 kV | MAIN | RYB | VCBJ/PMU/G00003 | PMU SERDANG 132/33KV | M |  | Pass | null
379387846 | TNB | DISTRIBUTION | WP PUTRAJAYA & CYBERJAYA | Existing | 33 kV |  | RYB | VCBJ/PMU/G00003 | PMU SERDANG 132/33KV |  |  | Fail | Please check "Use"
379387849 | TNB | DISTRIBUTION | WP PUTRAJAYA & CYBERJAYA | Existing | 33 kV |  | RYB | VCBJ/PMU/G00003 | PMU SERDANG 132/33KV |  |  | Fail | Please check "Use"
379387851 | TNB | DISTRIBUTION | WP PUTRAJAYA & CYBERJAYA | Existing | 33 kV |  | RYB | VCBJ/PMU/G00003 | PMU SERDANG 132/33KV |  |  | Fail | Please check "Use"
379387853 | TNB | DISTRIBUTION | WP PUTRAJAYA & CYBERJAYA | Existing | 33 kV |  | RYB | VCBJ/PMU/G00003 | PMU SERDANG 132/33KV |  |  | Fail | Please check "Use"
379387857 | TNB | DISTRIBUTION | WP PUTRAJAYA & CYBERJAYA | Existing | 33 kV |  | RYB | VCBJ/PMU/G00003 | PMU SERDANG 132/33KV |  |  | Fail | Please check "Use"
379387859 | TNB | DISTRIBUTION | WP PUTRAJAYA & CYBERJAYA | Existing | 33 kV |  | RYB | VCBJ/PMU/G00003 | PMU SERDANG 132/33KV |  |  | Fail | Please check "Use"
379387864 | TNB | DISTRIBUTION | WP PUTRAJAYA & CYBERJAYA | Existing | 33 kV |  | RYB | VCBJ/PMU/G00003 | PMU SERDANG 132/33KV |  |  | Fail | Please check "Use"
379387868 | TNB | DISTRIBUTION | WP PUTRAJAYA & CYBERJAYA | Existing | 33 kV | RESERVE | RYB | VCBJ/PMU/G00003 | PMU SERDANG 132/33KV | R |  | Pass | null
379387869 | TNB | DISTRIBUTION | WP PUTRAJAYA & CYBERJAYA | Existing | 33 kV |  | RYB | VCBJ/PMU/G00003 | PMU SERDANG 132/33KV |  |  | Fail | Please check "Use"
379387872 | TNB | DISTRIBUTION | WP PUTRAJAYA & CYBERJAYA | Existing | 33 kV | RESERVE | RYB | VCBJ/PMU/G00003 | PMU SERDANG 132/33KV | R |  | Pass | null
379387874 | TNB | DISTRIBUTION | WP PUTRAJAYA & CYBERJAYA | Existing | 33 kV |  | RYB | VCBJ/PMU/G00003 | PMU SERDANG 132/33KV |  |  | Fail | Please check "Use"
379387875 | TNB | DISTRIBUTION | WP PUTRAJAYA & CYBERJAYA | Existing | 33 kV |  | RYB | VCBJ/PMU/G00003 | PMU SERDANG 132/33KV |  |  | Fail | Please check "Use"
379387884 | TNB | DISTRIBUTION | WP PUTRAJAYA & CYBERJAYA | Existing | 33 kV |  | RYB | VCBJ/PMU/G00003 | PMU SERDANG 132/33KV |  |  | Fail | Please check "Use"
379387887 | TNB | DISTRIBUTION | WP PUTRAJAYA & CYBERJAYA | Existing | 33 kV |  | RYB | VCBJ/PMU/G00003 | PMU SERDANG 132/33KV |  |  | Fail | Please check "Use"
379387889 | TNB | DISTRIBUTION | WP PUTRAJAYA & CYBERJAYA | Existing | 33 kV |  | RYB | VCBJ/PMU/G00003 | PMU SERDANG 132/33KV |  |  | Fail | Please check "Use"
379387890 | TNB | DISTRIBUTION | WP PUTRAJAYA & CYBERJAYA | Existing | 33 kV | MAIN | RYB | VCBJ/PMU/G00003 | PMU SERDANG 132/33KV | M |  | Pass | null
379387891 | TNB | DISTRIBUTION | WP PUTRAJAYA & CYBERJAYA | Existing | 33 kV | RESERVE | RYB | VCBJ/PMU/G00003 | PMU SERDANG 132/33KV | R |  | Pass | null
379387892 | TNB | DISTRIBUTION | WP PUTRAJAYA & CYBERJAYA | Existing | 33 kV | MAIN | RYB | VCBJ/PMU/G00003 | PMU SERDANG 132/33KV | M |  | Pass | null
379387893 | TNB | DISTRIBUTION | WP PUTRAJAYA & CYBERJAYA | Existing | 33 kV |  | RYB | VCBJ/PMU/G00003 | PMU SERDANG 132/33KV |  |  | Fail | Please check "Use"
379387896 | TNB | DISTRIBUTION | WP PUTRAJAYA & CYBERJAYA | Existing | 33 kV | MAIN | RYB | VCBJ/PMU/G00003 | PMU SERDANG 132/33KV | M |  | Pass | null
379387897 | TNB | DISTRIBUTION | WP PUTRAJAYA & CYBERJAYA | Existing | 33 kV |  | RYB | VCBJ/PMU/G00003 | PMU SERDANG 132/33KV |  |  | Fail | Please check "Use"
379387900 | TNB | DISTRIBUTION | WP PUTRAJAYA & CYBERJAYA | Existing | 33 kV | MAIN | RYB | VCBJ/PMU/G00003 | PMU SERDANG 132/33KV | M |  | Pass | null
379387903 | TNB | DISTRIBUTION | WP PUTRAJAYA & CYBERJAYA | Existing | 33 kV |  | RYB | VCBJ/PMU/G00003 | PMU SERDANG 132/33KV |  |  | Fail | Please check "Use"
379387907 | TNB | DISTRIBUTION | WP PUTRAJAYA & CYBERJAYA | Existing | 33 kV |  | RYB | VCBJ/PMU/G00003 | PMU SERDANG 132/33KV |  |  | Fail | Please check "Use"
379387910 | TNB | DISTRIBUTION | WP PUTRAJAYA & CYBERJAYA | Existing | 33 kV | RESERVE | RYB | VCBJ/PMU/G00003 | PMU SERDANG 132/33KV | R |  | Pass | null
379387911 | TNB | DISTRIBUTION | WP PUTRAJAYA & CYBERJAYA | Existing | 33 kV |  | RYB | VCBJ/PMU/G00003 | PMU SERDANG 132/33KV |  |  | Fail | Please check "Use"
379387912 | TNB | DISTRIBUTION | WP PUTRAJAYA & CYBERJAYA | Existing | 33 kV | RESERVE | RYB | VCBJ/PMU/G00003 | PMU SERDANG 132/33KV | R |  | Pass | null
379387913 | TNB | DISTRIBUTION | WP PUTRAJAYA & CYBERJAYA | Existing | 33 kV |  | RYB | VCBJ/PMU/G00003 | PMU SERDANG 132/33KV |  |  | Fail | Please check "Use"
379387914 | TNB | DISTRIBUTION | WP PUTRAJAYA & CYBERJAYA | Existing | 33 kV | RESERVE | RYB | VCBJ/PMU/G00003 | PMU SERDANG 132/33KV | R |  | Pass | null
379387915 | TNB | DISTRIBUTION | WP PUTRAJAYA & CYBERJAYA | Existing | 33 kV |  | RYB | VCBJ/PMU/G00003 | PMU SERDANG 132/33KV |  |  | Fail | Please check "Use"
379387918 | TNB | DISTRIBUTION | WP PUTRAJAYA & CYBERJAYA | Existing | 33 kV |  | RYB | VCBJ/PMU/G00003 | PMU SERDANG 132/33KV |  |  | Fail | Please check "Use"
379387919 | TNB | DISTRIBUTION | WP PUTRAJAYA & CYBERJAYA | Existing | 33 kV | RESERVE | RYB | VCBJ/PMU/G00003 | PMU SERDANG 132/33KV | R |  | Pass | null
379387920 | TNB | DISTRIBUTION | WP PUTRAJAYA & CYBERJAYA | Existing | 33 kV |  | RYB | VCBJ/PMU/G00003 | PMU SERDANG 132/33KV |  |  | Fail | Please check "Use"
379387922 | TNB | DISTRIBUTION | WP PUTRAJAYA & CYBERJAYA | Existing | 33 kV |  | RYB | VCBJ/PMU/G00003 | PMU SERDANG 132/33KV |  |  | Fail | Please check "Use"
379387925 | TNB | DISTRIBUTION | WP PUTRAJAYA & CYBERJAYA | Existing | 33 kV | RESERVE | RYB | VCBJ/PMU/G00003 | PMU SERDANG 132/33KV | R |  | Pass | null
379387926 | TNB | DISTRIBUTION | WP PUTRAJAYA & CYBERJAYA | Existing | 33 kV |  | RYB | VCBJ/PMU/G00003 | PMU SERDANG 132/33KV |  |  | Fail | Please check "Use"
379387933 | TNB | DISTRIBUTION | WP PUTRAJAYA & CYBERJAYA | Existing | 33 kV |  | RYB | VCBJ/PMU/G00003 | PMU SERDANG 132/33KV |  |  | Fail | Please check "Use"
379387934 | TNB | DISTRIBUTION | WP PUTRAJAYA & CYBERJAYA | Existing | 33 kV | RESERVE | RYB | VCBJ/PMU/G00003 | PMU SERDANG 132/33KV | R |  | Pass | null
379387940 | TNB | DISTRIBUTION | WP PUTRAJAYA & CYBERJAYA | Existing | 33 kV | RESERVE | RYB | VCBJ/PMU/G00003 | PMU SERDANG 132/33KV | R |  | Pass | null
379387950 | TNB | DISTRIBUTION | WP PUTRAJAYA & CYBERJAYA | Existing | 33 kV | RESERVE | RYB | VCBJ/PMU/G00003 | PMU SERDANG 132/33KV | R |  | Pass | null
379387952 | TNB | DISTRIBUTION | WP PUTRAJAYA & CYBERJAYA | Existing | 33 kV |  | RYB | VCBJ/PMU/G00003 | PMU SERDANG 132/33KV |  |  | Fail | Please check "Use"
379387954 | TNB | DISTRIBUTION | WP PUTRAJAYA & CYBERJAYA | Existing | 33 kV |  | RYB | VCBJ/PMU/G00003 | PMU SERDANG 132/33KV |  |  | Fail | Please check "Use"
379387955 | TNB | DISTRIBUTION | WP PUTRAJAYA & CYBERJAYA | Existing | 33 kV |  | RYB | VCBJ/PMU/G00003 | PMU SERDANG 132/33KV |  |  | Fail | Please check "Use"
379387957 | TNB | DISTRIBUTION | WP PUTRAJAYA & CYBERJAYA | Existing | 33 kV |  | RYB | VCBJ/PMU/G00003 | PMU SERDANG 132/33KV |  |  | Fail | Please check "Use"
379387958 | TNB | DISTRIBUTION | WP PUTRAJAYA & CYBERJAYA | Existing | 33 kV |  | RYB | VCBJ/PMU/G00003 | PMU SERDANG 132/33KV |  |  | Fail | Please check "Use"
379387959 | TNB | DISTRIBUTION | WP PUTRAJAYA & CYBERJAYA | Existing | 33 kV |  | RYB | VCBJ/PMU/G00003 | PMU SERDANG 132/33KV |  |  | Fail | Please check "Use"
379387960 | TNB | DISTRIBUTION | WP PUTRAJAYA & CYBERJAYA | Existing | 33 kV |  | RYB | VCBJ/PMU/G00003 | PMU SERDANG 132/33KV |  |  | Fail | Please check "Use"
379387962 | TNB | DISTRIBUTION | WP PUTRAJAYA & CYBERJAYA | Existing | 33 kV |  | RYB | VCBJ/PMU/G00003 | PMU SERDANG 132/33KV |  |  | Fail | Please check "Use"
379387963 | TNB | DISTRIBUTION | WP PUTRAJAYA & CYBERJAYA | Existing | 33 kV |  | RYB | VCBJ/PMU/G00003 | PMU SERDANG 132/33KV |  |  | Fail | Please check "Use"
379387964 | TNB | DISTRIBUTION | WP PUTRAJAYA & CYBERJAYA | Existing | 33 kV |  | RYB | VCBJ/PMU/G00003 | PMU SERDANG 132/33KV |  |  | Fail | Please check "Use"
379387966 | TNB | DISTRIBUTION | WP PUTRAJAYA & CYBERJAYA | Existing | 33 kV | RESERVE | RYB | VCBJ/PMU/G00003 | PMU SERDANG 132/33KV | R |  | Pass | null
379387967 | TNB | DISTRIBUTION | WP PUTRAJAYA & CYBERJAYA | Existing | 33 kV |  | RYB | VCBJ/PMU/G00003 | PMU SERDANG 132/33KV |  |  | Fail | Please check "Use"
379387969 | TNB | DISTRIBUTION | WP PUTRAJAYA & CYBERJAYA | Existing | 33 kV |  | RYB | VCBJ/PMU/G00003 | PMU SERDANG 132/33KV |  |  | Fail | Please check "Use"
379387971 | TNB | DISTRIBUTION | WP PUTRAJAYA & CYBERJAYA | Existing | 33 kV |  | RYB | VCBJ/PMU/G00003 | PMU SERDANG 132/33KV |  |  | Fail | Please check "Use"
379387976 | TNB | DISTRIBUTION | WP PUTRAJAYA & CYBERJAYA | Existing | 33 kV |  | RYB | VCBJ/PMU/G00003 | PMU SERDANG 132/33KV |  |  | Fail | Please check "Use"
379387980 | TNB | DISTRIBUTION | WP PUTRAJAYA & CYBERJAYA | Existing | 33 kV |  | RYB | VCBJ/PMU/G00003 | PMU SERDANG 132/33KV |  |  | Fail | Please check "Use"
379387982 | TNB | DISTRIBUTION | WP PUTRAJAYA & CYBERJAYA | Existing | 33 kV |  | RYB | VCBJ/PMU/G00003 | PMU SERDANG 132/33KV |  |  | Fail | Please check "Use"
379387987 | TNB | DISTRIBUTION | WP PUTRAJAYA & CYBERJAYA | Existing | 33 kV |  | RYB | VCBJ/PMU/G00003 | PMU SERDANG 132/33KV |  |  | Fail | Please check "Use"
379387995 | TNB | DISTRIBUTION | WP PUTRAJAYA & CYBERJAYA | Existing | 33 kV |  | RYB | VCBJ/PMU/G00003 | PMU SERDANG 132/33KV |  |  | Fail | Please check "Use"
379388028 | TNB | DISTRIBUTION | WP PUTRAJAYA & CYBERJAYA | Existing |  | MAIN | RYB | VPTJ/PPU/G00009 | PPU PUTRAJAYA NO 2 | Q1 |  | Fail | Please check "Operating Voltage"
379388030 | TNB | DISTRIBUTION | WP PUTRAJAYA & CYBERJAYA | Existing |  | MAIN | RYB | VPTJ/PPU/G00009 | PPU PUTRAJAYA NO 2 | Q1 |  | Fail | Please check "Operating Voltage"
379388192 | TNB | DISTRIBUTION | WP PUTRAJAYA & CYBERJAYA | Existing | 33 kV |  | R | VCBJ/SSU/G00002 | SSU MMU CYBERJAYA |  |  | Fail | Please check "Use"
379388194 | TNB | DISTRIBUTION | WP PUTRAJAYA & CYBERJAYA | Existing | 33 kV |  | R | VCBJ/SSU/G00002 | SSU MMU CYBERJAYA |  |  | Fail | Please check "Use"
379388195 | TNB | DISTRIBUTION | WP PUTRAJAYA & CYBERJAYA | Existing | 33 kV |  | R | VCBJ/SSU/G00002 | SSU MMU CYBERJAYA |  |  | Fail | Please check "Use"
379388200 | TNB | DISTRIBUTION | WP PUTRAJAYA & CYBERJAYA | Existing | 33 kV |  | R | VCBJ/SSU/G00002 | SSU MMU CYBERJAYA | M2 |  | Fail | Please check "Use"
379388204 | TNB | DISTRIBUTION | WP PUTRAJAYA & CYBERJAYA | Existing | 33 kV |  | R | VCBJ/SSU/G00002 | SSU MMU CYBERJAYA | M1 |  | Fail | Please check "Use"
379388207 | TNB | DISTRIBUTION | WP PUTRAJAYA & CYBERJAYA | Existing | 33 kV |  | R | VCBJ/SSU/G00002 | SSU MMU CYBERJAYA | M1 |  | Fail | Please check "Use"
379388210 | TNB | DISTRIBUTION | WP PUTRAJAYA & CYBERJAYA | Existing | 33 kV |  | R | VCBJ/SSU/G00002 | SSU MMU CYBERJAYA |  |  | Fail | Please check "Use"
379388211 | TNB | DISTRIBUTION | WP PUTRAJAYA & CYBERJAYA | Existing | 33 kV |  | R | VCBJ/SSU/G00002 | SSU MMU CYBERJAYA |  |  | Fail | Please check "Use"
379388213 | TNB | DISTRIBUTION | WP PUTRAJAYA & CYBERJAYA | Existing | 33 kV |  | R | VCBJ/SSU/G00002 | SSU MMU CYBERJAYA |  |  | Fail | Please check "Use"
379388217 | TNB | DISTRIBUTION | WP PUTRAJAYA & CYBERJAYA | Existing | 33 kV |  | R | VCBJ/SSU/G00002 | SSU MMU CYBERJAYA | M1 |  | Fail | Please check "Use"
379388222 | TNB | DISTRIBUTION | WP PUTRAJAYA & CYBERJAYA | Existing | 33 kV |  | R | VCBJ/SSU/G00002 | SSU MMU CYBERJAYA |  |  | Fail | Please check "Use"
379388223 | TNB | DISTRIBUTION | WP PUTRAJAYA & CYBERJAYA | Existing | 33 kV |  | R | VCBJ/SSU/G00002 | SSU MMU CYBERJAYA | M2 |  | Fail | Please check "Use"
379388224 | TNB | DISTRIBUTION | WP PUTRAJAYA & CYBERJAYA | Existing | 33 kV |  | R | VCBJ/SSU/G00002 | SSU MMU CYBERJAYA |  |  | Fail | Please check "Use"
379388226 | TNB | DISTRIBUTION | WP PUTRAJAYA & CYBERJAYA | Existing | 33 kV |  | R | VCBJ/SSU/G00002 | SSU MMU CYBERJAYA |  |  | Fail | Please check "Use"
379388229 | TNB | DISTRIBUTION | WP PUTRAJAYA & CYBERJAYA | Existing | 33 kV |  | R | VCBJ/SSU/G00002 | SSU MMU CYBERJAYA |  |  | Fail | Please check "Use"
379388232 | TNB | DISTRIBUTION | WP PUTRAJAYA & CYBERJAYA | Existing | 33 kV |  | R | VCBJ/SSU/G00002 | SSU MMU CYBERJAYA | M2 |  | Fail | Please check "Use"
379388236 | TNB | DISTRIBUTION | WP PUTRAJAYA & CYBERJAYA | Existing | 33 kV |  | R | VCBJ/SSU/G00002 | SSU MMU CYBERJAYA |  |  | Fail | Please check "Use"
379388238 | TNB | DISTRIBUTION | WP PUTRAJAYA & CYBERJAYA | Existing | 33 kV |  | R | VCBJ/SSU/G00002 | SSU MMU CYBERJAYA | M1 |  | Fail | Please check "Use"
379388239 | TNB | DISTRIBUTION | WP PUTRAJAYA & CYBERJAYA | Existing | 33 kV |  | R | VCBJ/SSU/G00002 | SSU MMU CYBERJAYA |  |  | Fail | Please check "Use"
379388243 | TNB | DISTRIBUTION | WP PUTRAJAYA & CYBERJAYA | Existing | 33 kV |  | R | VCBJ/SSU/G00002 | SSU MMU CYBERJAYA | M2 |  | Fail | Please check "Use"
379388249 | TNB | DISTRIBUTION | WP PUTRAJAYA & CYBERJAYA | Existing | 33 kV |  | R | VCBJ/SSU/G00005 | SSU DCP1 MEGAJANA |  |  | Fail | Please check "Use"
379388250 | TNB | DISTRIBUTION | WP PUTRAJAYA & CYBERJAYA | Existing | 33 kV |  | R | VCBJ/SSU/G00005 | SSU DCP1 MEGAJANA |  |  | Fail | Please check "Use"
379388255 | TNB | DISTRIBUTION | WP PUTRAJAYA & CYBERJAYA | Existing | 33 kV |  | R | VCBJ/SSU/G00005 | SSU DCP1 MEGAJANA | M2 |  | Fail | Please check "Use"
379388259 | TNB | DISTRIBUTION | WP PUTRAJAYA & CYBERJAYA | Existing | 33 kV |  | R | VCBJ/SSU/G00005 | SSU DCP1 MEGAJANA | M1 |  | Fail | Please check "Use"
379388262 | TNB | DISTRIBUTION | WP PUTRAJAYA & CYBERJAYA | Existing | 33 kV |  | R | VCBJ/SSU/G00005 | SSU DCP1 MEGAJANA | M1 |  | Fail | Please check "Use"
379388265 | TNB | DISTRIBUTION | WP PUTRAJAYA & CYBERJAYA | Existing | 33 kV |  | R | VCBJ/SSU/G00005 | SSU DCP1 MEGAJANA |  |  | Fail | Please check "Use"
379388266 | TNB | DISTRIBUTION | WP PUTRAJAYA & CYBERJAYA | Existing | 33 kV |  | R | VCBJ/SSU/G00005 | SSU DCP1 MEGAJANA |  |  | Fail | Please check "Use"
379388268 | TNB | DISTRIBUTION | WP PUTRAJAYA & CYBERJAYA | Existing | 33 kV |  | R | VCBJ/SSU/G00005 | SSU DCP1 MEGAJANA |  |  | Fail | Please check "Use"
379388272 | TNB | DISTRIBUTION | WP PUTRAJAYA & CYBERJAYA | Existing | 33 kV |  | R | VCBJ/SSU/G00005 | SSU DCP1 MEGAJANA | M1 |  | Fail | Please check "Use"
379388277 | TNB | DISTRIBUTION | WP PUTRAJAYA & CYBERJAYA | Existing | 33 kV |  | R | VCBJ/SSU/G00005 | SSU DCP1 MEGAJANA |  |  | Fail | Please check "Use"
379388278 | TNB | DISTRIBUTION | WP PUTRAJAYA & CYBERJAYA | Existing | 33 kV |  | R | VCBJ/SSU/G00005 | SSU DCP1 MEGAJANA | M2 |  | Fail | Please check "Use"
379388279 | TNB | DISTRIBUTION | WP PUTRAJAYA & CYBERJAYA | Existing | 33 kV |  | R | VCBJ/SSU/G00005 | SSU DCP1 MEGAJANA |  |  | Fail | Please check "Use"
379388287 | TNB | DISTRIBUTION | WP PUTRAJAYA & CYBERJAYA | Existing | 33 kV |  | R | VCBJ/SSU/G00005 | SSU DCP1 MEGAJANA | M2 |  | Fail | Please check "Use"
379388293 | TNB | DISTRIBUTION | WP PUTRAJAYA & CYBERJAYA | Existing | 33 kV |  | R | VCBJ/SSU/G00005 | SSU DCP1 MEGAJANA | M1 |  | Fail | Please check "Use"
379388294 | TNB | DISTRIBUTION | WP PUTRAJAYA & CYBERJAYA | Existing | 33 kV |  | R | VCBJ/SSU/G00005 | SSU DCP1 MEGAJANA |  |  | Fail | Please check "Use"
379388298 | TNB | DISTRIBUTION | WP PUTRAJAYA & CYBERJAYA | Existing | 33 kV |  | R | VCBJ/SSU/G00005 | SSU DCP1 MEGAJANA | M2 |  | Fail | Please check "Use"
379388304 | TNB | DISTRIBUTION | WP PUTRAJAYA & CYBERJAYA | Existing | 33 kV |  | R | VCBJ/SSU/G00005 | SSU DCP1 MEGAJANA | M1 |  | Fail | Please check "Use"
379388305 | TNB | DISTRIBUTION | WP PUTRAJAYA & CYBERJAYA | Existing | 33 kV |  | R | VCBJ/SSU/G00005 | SSU DCP1 MEGAJANA |  |  | Fail | Please check "Use"
379388306 | TNB | DISTRIBUTION | WP PUTRAJAYA & CYBERJAYA | Existing | 33 kV |  | R | VCBJ/SSU/G00005 | SSU DCP1 MEGAJANA |  |  | Fail | Please check "Use"
379388309 | TNB | DISTRIBUTION | WP PUTRAJAYA & CYBERJAYA | Existing | 33 kV |  | R | VCBJ/SSU/G00005 | SSU DCP1 MEGAJANA |  |  | Fail | Please check "Use"
379388310 | TNB | DISTRIBUTION | WP PUTRAJAYA & CYBERJAYA | Existing | 33 kV |  | R | VCBJ/SSU/G00005 | SSU DCP1 MEGAJANA |  |  | Fail | Please check "Use"
379388316 | TNB | DISTRIBUTION | WP PUTRAJAYA & CYBERJAYA | Existing | 33 kV |  | R | VPTJ/SSU/G00003 | SSU GDC NO1 PUTRAJAYA |  |  | Fail | Please check "Use"
379388318 | TNB | DISTRIBUTION | WP PUTRAJAYA & CYBERJAYA | Existing | 33 kV |  | R | VPTJ/SSU/G00003 | SSU GDC NO1 PUTRAJAYA |  |  | Fail | Please check "Use"
379388319 | TNB | DISTRIBUTION | WP PUTRAJAYA & CYBERJAYA | Existing | 33 kV |  | R | VPTJ/SSU/G00003 | SSU GDC NO1 PUTRAJAYA |  |  | Fail | Please check "Use"
379388324 | TNB | DISTRIBUTION | WP PUTRAJAYA & CYBERJAYA | Existing | 33 kV |  | R | VPTJ/SSU/G00003 | SSU GDC NO1 PUTRAJAYA | M2 |  | Fail | Please check "Use"
379388328 | TNB | DISTRIBUTION | WP PUTRAJAYA & CYBERJAYA | Existing | 33 kV |  | R | VPTJ/SSU/G00003 | SSU GDC NO1 PUTRAJAYA | M1 |  | Fail | Please check "Use"
379388331 | TNB | DISTRIBUTION | WP PUTRAJAYA & CYBERJAYA | Existing | 33 kV | MAIN | R | VPTJ/SSU/G00003 | SSU GDC NO1 PUTRAJAYA | M1 |  | Pass | null
379388334 | TNB | DISTRIBUTION | WP PUTRAJAYA & CYBERJAYA | Existing | 33 kV |  | R | VPTJ/SSU/G00003 | SSU GDC NO1 PUTRAJAYA |  |  | Fail | Please check "Use"
379388335 | TNB | DISTRIBUTION | WP PUTRAJAYA & CYBERJAYA | Existing | 33 kV |  | R | VPTJ/SSU/G00003 | SSU GDC NO1 PUTRAJAYA |  |  | Fail | Please check "Use"
379388337 | TNB | DISTRIBUTION | WP PUTRAJAYA & CYBERJAYA | Existing | 33 kV |  | R | VPTJ/SSU/G00003 | SSU GDC NO1 PUTRAJAYA |  |  | Fail | Please check "Use"
379388341 | TNB | DISTRIBUTION | WP PUTRAJAYA & CYBERJAYA | Existing | 33 kV | MAIN | RYB | VPTJ/SSU/G00003 | SSU GDC NO1 PUTRAJAYA | M1 |  | Pass | null
379388346 | TNB | DISTRIBUTION | WP PUTRAJAYA & CYBERJAYA | Existing | 33 kV |  | R | VPTJ/SSU/G00003 | SSU GDC NO1 PUTRAJAYA |  |  | Fail | Please check "Use"
379388347 | TNB | DISTRIBUTION | WP PUTRAJAYA & CYBERJAYA | Existing | 33 kV | MAIN | RYB | VPTJ/SSU/G00003 | SSU GDC NO1 PUTRAJAYA | M2 |  | Pass | null
379388348 | TNB | DISTRIBUTION | WP PUTRAJAYA & CYBERJAYA | Existing | 33 kV | MAIN | RYB | VPTJ/SSU/G00003 | SSU GDC NO1 PUTRAJAYA | M |  | Pass | null
379388350 | TNB | DISTRIBUTION | WP PUTRAJAYA & CYBERJAYA | Existing | 33 kV |  | R | VPTJ/SSU/G00003 | SSU GDC NO1 PUTRAJAYA |  |  | Fail | Please check "Use"
379388353 | TNB | DISTRIBUTION | WP PUTRAJAYA & CYBERJAYA | Existing | 33 kV |  | R | VPTJ/SSU/G00003 | SSU GDC NO1 PUTRAJAYA |  |  | Fail | Please check "Use"
379388356 | TNB | DISTRIBUTION | WP PUTRAJAYA & CYBERJAYA | Existing | 33 kV | MAIN | RYB | VPTJ/SSU/G00003 | SSU GDC NO1 PUTRAJAYA | M2 |  | Pass | null
379388360 | TNB | DISTRIBUTION | WP PUTRAJAYA & CYBERJAYA | Existing | 33 kV |  | R | VPTJ/SSU/G00003 | SSU GDC NO1 PUTRAJAYA |  |  | Fail | Please check "Use"
379388362 | TNB | DISTRIBUTION | WP PUTRAJAYA & CYBERJAYA | Existing | 33 kV |  | R | VPTJ/SSU/G00003 | SSU GDC NO1 PUTRAJAYA | M1 |  | Fail | Please check "Use"
379388363 | TNB | DISTRIBUTION | WP PUTRAJAYA & CYBERJAYA | Existing | 33 kV | MAIN | RYB | VPTJ/SSU/G00003 | SSU GDC NO1 PUTRAJAYA | M |  | Pass | null
379388367 | TNB | DISTRIBUTION | WP PUTRAJAYA & CYBERJAYA | Existing | 33 kV | MAIN | RYB | VPTJ/SSU/G00003 | SSU GDC NO1 PUTRAJAYA | M2 |  | Pass | null
379452193 | TNB | DISTRIBUTION | WP PUTRAJAYA & CYBERJAYA | Existing | 33 kV |  | RYB | VCBJ/PPU/G00008 | PPU CYBERJAYA NO 9 |  |  | Fail | Please check "Use"
379452194 | TNB | DISTRIBUTION | WP PUTRAJAYA & CYBERJAYA | Existing | 33 kV |  | RYB | VCBJ/PPU/G00008 | PPU CYBERJAYA NO 9 |  |  | Fail | Please check "Use"
379452195 | TNB | DISTRIBUTION | WP PUTRAJAYA & CYBERJAYA | Existing | 33 kV |  | RYB | VCBJ/PPU/G00008 | PPU CYBERJAYA NO 9 |  |  | Fail | Please check "Use"
379452196 | TNB | DISTRIBUTION | WP PUTRAJAYA & CYBERJAYA | Existing | 33 kV |  | RYB | VCBJ/PPU/G00008 | PPU CYBERJAYA NO 9 |  |  | Fail | Please check "Use"
379452206 | TNB | DISTRIBUTION | WP PUTRAJAYA & CYBERJAYA | Existing | 11 kV |  | RYB | VCBJ/PCE/J22061 | PE 22.06 PADAT B 15-5 |  |  | Fail | Please check "Use"
379452207 | TNB | DISTRIBUTION | WP PUTRAJAYA & CYBERJAYA | Existing | 11 kV |  | RYB | VCBJ/PCE/J22061 | PE 22.06 PADAT B 15-5 |  |  | Fail | Please check "Use"
379452212 | TNB | DISTRIBUTION | WP PUTRAJAYA & CYBERJAYA | Existing | 11 kV |  | RYB | VCBJ/PCE/J22061 | PE 22.06 PADAT B 15-5 |  |  | Fail | Please check "Use"
379452218 | TNB | DISTRIBUTION | WP PUTRAJAYA & CYBERJAYA | Existing | 11 kV |  | RYB | VCBJ/PCE/J22061 | PE 22.06 PADAT B 15-5 |  |  | Fail | Please check "Use"
379452219 | TNB | DISTRIBUTION | WP PUTRAJAYA & CYBERJAYA | Existing | 11 kV |  | RYB | VCBJ/PCE/J22061 | PE 22.06 PADAT B 15-5 |  |  | Fail | Please check "Use"
379452223 | TNB | DISTRIBUTION | WP PUTRAJAYA & CYBERJAYA | Existing | 11 kV |  | RYB | VCBJ/PCE/J22061 | PE 22.06 PADAT B 15-5 |  |  | Fail | Please check "Use"
379452226 | TNB | DISTRIBUTION | WP PUTRAJAYA & CYBERJAYA | Existing | 11 kV |  | RYB | VCBJ/PCE/J22061 | PE 22.06 PADAT B 15-5 |  |  | Fail | Please check "Use"
379452227 | TNB | DISTRIBUTION | WP PUTRAJAYA & CYBERJAYA | Existing | 11 kV |  | RYB | VCBJ/PCE/J22061 | PE 22.06 PADAT B 15-5 |  |  | Fail | Please check "Use"
379452358 | TNB | DISTRIBUTION | WP PUTRAJAYA & CYBERJAYA | Existing | 11 kV |  | RYB | VCBJ/PCE/J22071 | PE 22.07 PADAT B 15-6 |  |  | Fail | Please check "Use"
379452359 | TNB | DISTRIBUTION | WP PUTRAJAYA & CYBERJAYA | Existing | 11 kV |  | RYB | VCBJ/PCE/J22071 | PE 22.07 PADAT B 15-6 |  |  | Fail | Please check "Use"
379452364 | TNB | DISTRIBUTION | WP PUTRAJAYA & CYBERJAYA | Existing | 11 kV |  | RYB | VCBJ/PCE/J22071 | PE 22.07 PADAT B 15-6 |  |  | Fail | Please check "Use"
379452370 | TNB | DISTRIBUTION | WP PUTRAJAYA & CYBERJAYA | Existing | 11 kV |  | RYB | VCBJ/PCE/J22071 | PE 22.07 PADAT B 15-6 |  |  | Fail | Please check "Use"
379452371 | TNB | DISTRIBUTION | WP PUTRAJAYA & CYBERJAYA | Existing | 11 kV |  | RYB | VCBJ/PCE/J22071 | PE 22.07 PADAT B 15-6 |  |  | Fail | Please check "Use"
379452375 | TNB | DISTRIBUTION | WP PUTRAJAYA & CYBERJAYA | Existing | 11 kV |  | RYB | VCBJ/PCE/J22071 | PE 22.07 PADAT B 15-6 |  |  | Fail | Please check "Use"
379452378 | TNB | DISTRIBUTION | WP PUTRAJAYA & CYBERJAYA | Existing | 11 kV |  | RYB | VCBJ/PCE/J22071 | PE 22.07 PADAT B 15-6 |  |  | Fail | Please check "Use"
379452379 | TNB | DISTRIBUTION | WP PUTRAJAYA & CYBERJAYA | Existing | 11 kV |  | RYB | VCBJ/PCE/J22071 | PE 22.07 PADAT B 15-6 |  |  | Fail | Please check "Use"
379907357 | TNB | DISTRIBUTION | WP PUTRAJAYA & CYBERJAYA | Existing | 11 kV |  | RYB | VPTJ/PCE/J00355 | PE 15.57 DWIPUTRA NO 4 (F2) |  |  | Fail | Please check "Use"
379907363 | TNB | DISTRIBUTION | WP PUTRAJAYA & CYBERJAYA | Existing | 11 kV |  | RYB | VPTJ/PCE/J00355 | PE 15.57 DWIPUTRA NO 4 (F2) |  |  | Fail | Please check "Use"
379907369 | TNB | DISTRIBUTION | WP PUTRAJAYA & CYBERJAYA | Existing | 11 kV |  | RYB | VPTJ/PCE/J00355 | PE 15.57 DWIPUTRA NO 4 (F2) |  |  | Fail | Please check "Use"
379907374 | TNB | DISTRIBUTION | WP PUTRAJAYA & CYBERJAYA | Existing | 11 kV |  | RYB | VPTJ/PCE/J00355 | PE 15.57 DWIPUTRA NO 4 (F2) |  |  | Fail | Please check "Use"
379907377 | TNB | DISTRIBUTION | WP PUTRAJAYA & CYBERJAYA | Existing | 11 kV |  | RYB | VPTJ/PCE/J00355 | PE 15.57 DWIPUTRA NO 4 (F2) |  |  | Fail | Please check "Use"
379907378 | TNB | DISTRIBUTION | WP PUTRAJAYA & CYBERJAYA | Existing | 11 kV |  | RYB | VPTJ/PCE/J00355 | PE 15.57 DWIPUTRA NO 4 (F2) |  |  | Fail | Please check "Use"
379907453 | TNB | DISTRIBUTION | WP PUTRAJAYA & CYBERJAYA | Existing | 11 kV |  | RYB | VPTJ/PCE/J00350 | PE 15.57 DWIPUTRA NO 4 (F1) |  |  | Fail | Please check "Use"
379907454 | TNB | DISTRIBUTION | WP PUTRAJAYA & CYBERJAYA | Existing | 11 kV |  | RYB | VPTJ/PCE/J00350 | PE 15.57 DWIPUTRA NO 4 (F1) |  |  | Fail | Please check "Use"
379907459 | TNB | DISTRIBUTION | WP PUTRAJAYA & CYBERJAYA | Existing | 11 kV |  | RYB | VPTJ/PCE/J00350 | PE 15.57 DWIPUTRA NO 4 (F1) |  |  | Fail | Please check "Use"
379907465 | TNB | DISTRIBUTION | WP PUTRAJAYA & CYBERJAYA | Existing | 11 kV |  | RYB | VPTJ/PCE/J00350 | PE 15.57 DWIPUTRA NO 4 (F1) |  |  | Fail | Please check "Use"
379907466 | TNB | DISTRIBUTION | WP PUTRAJAYA & CYBERJAYA | Existing | 11 kV |  | RYB | VPTJ/PCE/J00350 | PE 15.57 DWIPUTRA NO 4 (F1) |  |  | Fail | Please check "Use"
379907470 | TNB | DISTRIBUTION | WP PUTRAJAYA & CYBERJAYA | Existing | 11 kV |  | RYB | VPTJ/PCE/J00350 | PE 15.57 DWIPUTRA NO 4 (F1) |  |  | Fail | Please check "Use"
379907473 | TNB | DISTRIBUTION | WP PUTRAJAYA & CYBERJAYA | Existing | 11 kV |  | RYB | VPTJ/PCE/J00350 | PE 15.57 DWIPUTRA NO 4 (F1) |  |  | Fail | Please check "Use"
379907474 | TNB | DISTRIBUTION | WP PUTRAJAYA & CYBERJAYA | Existing | 11 kV |  | RYB | VPTJ/PCE/J00350 | PE 15.57 DWIPUTRA NO 4 (F1) |  |  | Fail | Please check "Use"
379907552 | TNB | DISTRIBUTION | WP PUTRAJAYA & CYBERJAYA | Existing | 11 kV |  | RYB | VPTJ/PCE/J00354 | PE 15.59 DWIPUTRA NO 6 (F2) |  |  | Fail | Please check "Use"
379907553 | TNB | DISTRIBUTION | WP PUTRAJAYA & CYBERJAYA | Existing | 11 kV |  | RYB | VPTJ/PCE/J00354 | PE 15.59 DWIPUTRA NO 6 (F2) |  |  | Fail | Please check "Use"
379907558 | TNB | DISTRIBUTION | WP PUTRAJAYA & CYBERJAYA | Existing | 11 kV |  | RYB | VPTJ/PCE/J00354 | PE 15.59 DWIPUTRA NO 6 (F2) |  |  | Fail | Please check "Use"
379907564 | TNB | DISTRIBUTION | WP PUTRAJAYA & CYBERJAYA | Existing | 11 kV |  | RYB | VPTJ/PCE/J00354 | PE 15.59 DWIPUTRA NO 6 (F2) |  |  | Fail | Please check "Use"
379907565 | TNB | DISTRIBUTION | WP PUTRAJAYA & CYBERJAYA | Existing | 11 kV |  | RYB | VPTJ/PCE/J00354 | PE 15.59 DWIPUTRA NO 6 (F2) |  |  | Fail | Please check "Use"
379907569 | TNB | DISTRIBUTION | WP PUTRAJAYA & CYBERJAYA | Existing | 11 kV |  | RYB | VPTJ/PCE/J00354 | PE 15.59 DWIPUTRA NO 6 (F2) |  |  | Fail | Please check "Use"
379907572 | TNB | DISTRIBUTION | WP PUTRAJAYA & CYBERJAYA | Existing | 11 kV |  | RYB | VPTJ/PCE/J00354 | PE 15.59 DWIPUTRA NO 6 (F2) |  |  | Fail | Please check "Use"
379907573 | TNB | DISTRIBUTION | WP PUTRAJAYA & CYBERJAYA | Existing | 11 kV |  | RYB | VPTJ/PCE/J00354 | PE 15.59 DWIPUTRA NO 6 (F2) |  |  | Fail | Please check "Use"
379907646 | TNB | DISTRIBUTION | WP PUTRAJAYA & CYBERJAYA | Existing | 11 kV |  | RYB | VPTJ/PCE/J00352 | PE 15.59 DWIPUTRA NO 6 (F1) |  |  | Fail | Please check "Use"
379907647 | TNB | DISTRIBUTION | WP PUTRAJAYA & CYBERJAYA | Existing | 11 kV |  | RYB | VPTJ/PCE/J00352 | PE 15.59 DWIPUTRA NO 6 (F1) |  |  | Fail | Please check "Use"
379907652 | TNB | DISTRIBUTION | WP PUTRAJAYA & CYBERJAYA | Existing | 11 kV |  | RYB | VPTJ/PCE/J00352 | PE 15.59 DWIPUTRA NO 6 (F1) |  |  | Fail | Please check "Use"
379907658 | TNB | DISTRIBUTION | WP PUTRAJAYA & CYBERJAYA | Existing | 11 kV |  | RYB | VPTJ/PCE/J00352 | PE 15.59 DWIPUTRA NO 6 (F1) |  |  | Fail | Please check "Use"
379907659 | TNB | DISTRIBUTION | WP PUTRAJAYA & CYBERJAYA | Existing | 11 kV |  | RYB | VPTJ/PCE/J00352 | PE 15.59 DWIPUTRA NO 6 (F1) |  |  | Fail | Please check "Use"
379907663 | TNB | DISTRIBUTION | WP PUTRAJAYA & CYBERJAYA | Existing | 11 kV |  | RYB | VPTJ/PCE/J00352 | PE 15.59 DWIPUTRA NO 6 (F1) |  |  | Fail | Please check "Use"
379907666 | TNB | DISTRIBUTION | WP PUTRAJAYA & CYBERJAYA | Existing | 11 kV |  | RYB | VPTJ/PCE/J00352 | PE 15.59 DWIPUTRA NO 6 (F1) |  |  | Fail | Please check "Use"
379907667 | TNB | DISTRIBUTION | WP PUTRAJAYA & CYBERJAYA | Existing | 11 kV |  | RYB | VPTJ/PCE/J00352 | PE 15.59 DWIPUTRA NO 6 (F1) |  |  | Fail | Please check "Use"
379907758 | TNB | DISTRIBUTION | WP PUTRAJAYA & CYBERJAYA | Existing | 11 kV |  | RYB | VPTJ/PCE/J00353 | PE 15.58 DWIPUTRA NO 5 (F2) |  |  | Fail | Please check "Use"
379907759 | TNB | DISTRIBUTION | WP PUTRAJAYA & CYBERJAYA | Existing | 11 kV |  | RYB | VPTJ/PCE/J00353 | PE 15.58 DWIPUTRA NO 5 (F2) |  |  | Fail | Please check "Use"
379907764 | TNB | DISTRIBUTION | WP PUTRAJAYA & CYBERJAYA | Existing | 11 kV |  | RYB | VPTJ/PCE/J00353 | PE 15.58 DWIPUTRA NO 5 (F2) |  |  | Fail | Please check "Use"
379907770 | TNB | DISTRIBUTION | WP PUTRAJAYA & CYBERJAYA | Existing | 11 kV |  | RYB | VPTJ/PCE/J00353 | PE 15.58 DWIPUTRA NO 5 (F2) |  |  | Fail | Please check "Use"
379907771 | TNB | DISTRIBUTION | WP PUTRAJAYA & CYBERJAYA | Existing | 11 kV |  | RYB | VPTJ/PCE/J00353 | PE 15.58 DWIPUTRA NO 5 (F2) |  |  | Fail | Please check "Use"
379907775 | TNB | DISTRIBUTION | WP PUTRAJAYA & CYBERJAYA | Existing | 11 kV |  | RYB | VPTJ/PCE/J00353 | PE 15.58 DWIPUTRA NO 5 (F2) |  |  | Fail | Please check "Use"
379907778 | TNB | DISTRIBUTION | WP PUTRAJAYA & CYBERJAYA | Existing | 11 kV |  | RYB | VPTJ/PCE/J00353 | PE 15.58 DWIPUTRA NO 5 (F2) |  |  | Fail | Please check "Use"
379907779 | TNB | DISTRIBUTION | WP PUTRAJAYA & CYBERJAYA | Existing | 11 kV |  | RYB | VPTJ/PCE/J00353 | PE 15.58 DWIPUTRA NO 5 (F2) |  |  | Fail | Please check "Use"
379907852 | TNB | DISTRIBUTION | WP PUTRAJAYA & CYBERJAYA | Existing | 11 kV |  | RYB | VPTJ/PCE/J00351 | PE 15.58 DWIPUTRA NO 5 (F1) |  |  | Fail | Please check "Use"
379907853 | TNB | DISTRIBUTION | WP PUTRAJAYA & CYBERJAYA | Existing | 11 kV |  | RYB | VPTJ/PCE/J00351 | PE 15.58 DWIPUTRA NO 5 (F1) |  |  | Fail | Please check "Use"
379907858 | TNB | DISTRIBUTION | WP PUTRAJAYA & CYBERJAYA | Existing | 11 kV |  | RYB | VPTJ/PCE/J00351 | PE 15.58 DWIPUTRA NO 5 (F1) |  |  | Fail | Please check "Use"
379907864 | TNB | DISTRIBUTION | WP PUTRAJAYA & CYBERJAYA | Existing | 11 kV |  | RYB | VPTJ/PCE/J00351 | PE 15.58 DWIPUTRA NO 5 (F1) |  |  | Fail | Please check "Use"
379907865 | TNB | DISTRIBUTION | WP PUTRAJAYA & CYBERJAYA | Existing | 11 kV |  | RYB | VPTJ/PCE/J00351 | PE 15.58 DWIPUTRA NO 5 (F1) |  |  | Fail | Please check "Use"
379907869 | TNB | DISTRIBUTION | WP PUTRAJAYA & CYBERJAYA | Existing | 11 kV |  | RYB | VPTJ/PCE/J00351 | PE 15.58 DWIPUTRA NO 5 (F1) |  |  | Fail | Please check "Use"
379907872 | TNB | DISTRIBUTION | WP PUTRAJAYA & CYBERJAYA | Existing | 11 kV |  | RYB | VPTJ/PCE/J00351 | PE 15.58 DWIPUTRA NO 5 (F1) |  |  | Fail | Please check "Use"
379907873 | TNB | DISTRIBUTION | WP PUTRAJAYA & CYBERJAYA | Existing | 11 kV |  | RYB | VPTJ/PCE/J00351 | PE 15.58 DWIPUTRA NO 5 (F1) |  |  | Fail | Please check "Use"
379907987 | TNB | DISTRIBUTION | WP PUTRAJAYA & CYBERJAYA | Existing | 11 kV |  | RYB | VPTJ/PCE/J08402 | PE 8.40 8R4 BLOK C F2 |  |  | Fail | Please check "Use"
379907988 | TNB | DISTRIBUTION | WP PUTRAJAYA & CYBERJAYA | Existing | 11 kV |  | RYB | VPTJ/PCE/J08402 | PE 8.40 8R4 BLOK C F2 |  |  | Fail | Please check "Use"
379907993 | TNB | DISTRIBUTION | WP PUTRAJAYA & CYBERJAYA | Existing | 11 kV |  | RYB | VPTJ/PCE/J08402 | PE 8.40 8R4 BLOK C F2 |  |  | Fail | Please check "Use"
379907999 | TNB | DISTRIBUTION | WP PUTRAJAYA & CYBERJAYA | Existing | 11 kV |  | RYB | VPTJ/PCE/J08402 | PE 8.40 8R4 BLOK C F2 |  |  | Fail | Please check "Use"
379908000 | TNB | DISTRIBUTION | WP PUTRAJAYA & CYBERJAYA | Existing | 11 kV |  | RYB | VPTJ/PCE/J08402 | PE 8.40 8R4 BLOK C F2 |  |  | Fail | Please check "Use"
379908004 | TNB | DISTRIBUTION | WP PUTRAJAYA & CYBERJAYA | Existing | 11 kV |  | RYB | VPTJ/PCE/J08402 | PE 8.40 8R4 BLOK C F2 |  |  | Fail | Please check "Use"
379908007 | TNB | DISTRIBUTION | WP PUTRAJAYA & CYBERJAYA | Existing | 11 kV |  | RYB | VPTJ/PCE/J08402 | PE 8.40 8R4 BLOK C F2 |  |  | Fail | Please check "Use"
379908008 | TNB | DISTRIBUTION | WP PUTRAJAYA & CYBERJAYA | Existing | 11 kV |  | RYB | VPTJ/PCE/J08402 | PE 8.40 8R4 BLOK C F2 |  |  | Fail | Please check "Use"
379908110 | TNB | DISTRIBUTION | WP PUTRAJAYA & CYBERJAYA | Existing | 11 kV |  | RYB | VPTJ/PCE/J08401 | PE 8.40 8R4 BLOK C F1 |  |  | Fail | Please check "Use"
379908111 | TNB | DISTRIBUTION | WP PUTRAJAYA & CYBERJAYA | Existing | 11 kV |  | RYB | VPTJ/PCE/J08401 | PE 8.40 8R4 BLOK C F1 |  |  | Fail | Please check "Use"
379908116 | TNB | DISTRIBUTION | WP PUTRAJAYA & CYBERJAYA | Existing | 11 kV |  | RYB | VPTJ/PCE/J08401 | PE 8.40 8R4 BLOK C F1 |  |  | Fail | Please check "Use"
379908122 | TNB | DISTRIBUTION | WP PUTRAJAYA & CYBERJAYA | Existing | 11 kV |  | RYB | VPTJ/PCE/J08401 | PE 8.40 8R4 BLOK C F1 |  |  | Fail | Please check "Use"
379908123 | TNB | DISTRIBUTION | WP PUTRAJAYA & CYBERJAYA | Existing | 11 kV |  | RYB | VPTJ/PCE/J08401 | PE 8.40 8R4 BLOK C F1 |  |  | Fail | Please check "Use"
379908127 | TNB | DISTRIBUTION | WP PUTRAJAYA & CYBERJAYA | Existing | 11 kV |  | RYB | VPTJ/PCE/J08401 | PE 8.40 8R4 BLOK C F1 |  |  | Fail | Please check "Use"
379908130 | TNB | DISTRIBUTION | WP PUTRAJAYA & CYBERJAYA | Existing | 11 kV |  | RYB | VPTJ/PCE/J08401 | PE 8.40 8R4 BLOK C F1 |  |  | Fail | Please check "Use"
379908131 | TNB | DISTRIBUTION | WP PUTRAJAYA & CYBERJAYA | Existing | 11 kV |  | RYB | VPTJ/PCE/J08401 | PE 8.40 8R4 BLOK C F1 |  |  | Fail | Please check "Use"
379908206 | TNB | DISTRIBUTION | WP PUTRAJAYA & CYBERJAYA | Existing | 11 kV |  | RYB | VPTJ/PCE/J08411 | PE 8.41 8R4 BLOK D F1 |  |  | Fail | Please check "Use"
379908207 | TNB | DISTRIBUTION | WP PUTRAJAYA & CYBERJAYA | Existing | 11 kV |  | RYB | VPTJ/PCE/J08411 | PE 8.41 8R4 BLOK D F1 |  |  | Fail | Please check "Use"
379908212 | TNB | DISTRIBUTION | WP PUTRAJAYA & CYBERJAYA | Existing | 11 kV |  | RYB | VPTJ/PCE/J08411 | PE 8.41 8R4 BLOK D F1 |  |  | Fail | Please check "Use"
379908218 | TNB | DISTRIBUTION | WP PUTRAJAYA & CYBERJAYA | Existing | 11 kV |  | RYB | VPTJ/PCE/J08411 | PE 8.41 8R4 BLOK D F1 |  |  | Fail | Please check "Use"
379908219 | TNB | DISTRIBUTION | WP PUTRAJAYA & CYBERJAYA | Existing | 11 kV |  | RYB | VPTJ/PCE/J08411 | PE 8.41 8R4 BLOK D F1 |  |  | Fail | Please check "Use"
379908223 | TNB | DISTRIBUTION | WP PUTRAJAYA & CYBERJAYA | Existing | 11 kV |  | RYB | VPTJ/PCE/J08411 | PE 8.41 8R4 BLOK D F1 |  |  | Fail | Please check "Use"
379908226 | TNB | DISTRIBUTION | WP PUTRAJAYA & CYBERJAYA | Existing | 11 kV |  | RYB | VPTJ/PCE/J08411 | PE 8.41 8R4 BLOK D F1 |  |  | Fail | Please check "Use"
379908227 | TNB | DISTRIBUTION | WP PUTRAJAYA & CYBERJAYA | Existing | 11 kV |  | RYB | VPTJ/PCE/J08411 | PE 8.41 8R4 BLOK D F1 |  |  | Fail | Please check "Use"
379908300 | TNB | DISTRIBUTION | WP PUTRAJAYA & CYBERJAYA | Existing | 11 kV |  | RYB | VPTJ/PCE/J08412 | PE 8.41 BLOK D 8R4 F2 |  |  | Fail | Please check "Use"
379908301 | TNB | DISTRIBUTION | WP PUTRAJAYA & CYBERJAYA | Existing | 11 kV |  | RYB | VPTJ/PCE/J08412 | PE 8.41 BLOK D 8R4 F2 |  |  | Fail | Please check "Use"
379908306 | TNB | DISTRIBUTION | WP PUTRAJAYA & CYBERJAYA | Existing | 11 kV |  | RYB | VPTJ/PCE/J08412 | PE 8.41 BLOK D 8R4 F2 |  |  | Fail | Please check "Use"
379908312 | TNB | DISTRIBUTION | WP PUTRAJAYA & CYBERJAYA | Existing | 11 kV |  | RYB | VPTJ/PCE/J08412 | PE 8.41 BLOK D 8R4 F2 |  |  | Fail | Please check "Use"
379908313 | TNB | DISTRIBUTION | WP PUTRAJAYA & CYBERJAYA | Existing | 11 kV |  | RYB | VPTJ/PCE/J08412 | PE 8.41 BLOK D 8R4 F2 |  |  | Fail | Please check "Use"
379908317 | TNB | DISTRIBUTION | WP PUTRAJAYA & CYBERJAYA | Existing | 11 kV |  | RYB | VPTJ/PCE/J08412 | PE 8.41 BLOK D 8R4 F2 |  |  | Fail | Please check "Use"
379908320 | TNB | DISTRIBUTION | WP PUTRAJAYA & CYBERJAYA | Existing | 11 kV |  | RYB | VPTJ/PCE/J08412 | PE 8.41 BLOK D 8R4 F2 |  |  | Fail | Please check "Use"
379908321 | TNB | DISTRIBUTION | WP PUTRAJAYA & CYBERJAYA | Existing | 11 kV |  | RYB | VPTJ/PCE/J08412 | PE 8.41 BLOK D 8R4 F2 |  |  | Fail | Please check "Use"
379908418 | TNB | DISTRIBUTION | WP PUTRAJAYA & CYBERJAYA | Existing | 11 kV |  | RYB | VPTJ/PCE/J08382 | PE 8.38 8R4 BLOK A F2 |  |  | Fail | Please check "Use"
379908419 | TNB | DISTRIBUTION | WP PUTRAJAYA & CYBERJAYA | Existing | 11 kV |  | RYB | VPTJ/PCE/J08382 | PE 8.38 8R4 BLOK A F2 |  |  | Fail | Please check "Use"
379908424 | TNB | DISTRIBUTION | WP PUTRAJAYA & CYBERJAYA | Existing | 11 kV |  | RYB | VPTJ/PCE/J08382 | PE 8.38 8R4 BLOK A F2 |  |  | Fail | Please check "Use"
379908430 | TNB | DISTRIBUTION | WP PUTRAJAYA & CYBERJAYA | Existing | 11 kV |  | RYB | VPTJ/PCE/J08382 | PE 8.38 8R4 BLOK A F2 |  |  | Fail | Please check "Use"
379908431 | TNB | DISTRIBUTION | WP PUTRAJAYA & CYBERJAYA | Existing | 11 kV |  | RYB | VPTJ/PCE/J08382 | PE 8.38 8R4 BLOK A F2 |  |  | Fail | Please check "Use"
379908435 | TNB | DISTRIBUTION | WP PUTRAJAYA & CYBERJAYA | Existing | 11 kV |  | RYB | VPTJ/PCE/J08382 | PE 8.38 8R4 BLOK A F2 |  |  | Fail | Please check "Use"
379908438 | TNB | DISTRIBUTION | WP PUTRAJAYA & CYBERJAYA | Existing | 11 kV |  | RYB | VPTJ/PCE/J08382 | PE 8.38 8R4 BLOK A F2 |  |  | Fail | Please check "Use"
379908439 | TNB | DISTRIBUTION | WP PUTRAJAYA & CYBERJAYA | Existing | 11 kV |  | RYB | VPTJ/PCE/J08382 | PE 8.38 8R4 BLOK A F2 |  |  | Fail | Please check "Use"
379908512 | TNB | DISTRIBUTION | WP PUTRAJAYA & CYBERJAYA | Existing | 11 kV |  | RYB | VPTJ/PCE/J08381 | PE 8.38 8R4 BLOK A F1 |  |  | Fail | Please check "Use"
379908513 | TNB | DISTRIBUTION | WP PUTRAJAYA & CYBERJAYA | Existing | 11 kV |  | RYB | VPTJ/PCE/J08381 | PE 8.38 8R4 BLOK A F1 |  |  | Fail | Please check "Use"
379908518 | TNB | DISTRIBUTION | WP PUTRAJAYA & CYBERJAYA | Existing | 11 kV |  | RYB | VPTJ/PCE/J08381 | PE 8.38 8R4 BLOK A F1 |  |  | Fail | Please check "Use"
379908524 | TNB | DISTRIBUTION | WP PUTRAJAYA & CYBERJAYA | Existing | 11 kV |  | RYB | VPTJ/PCE/J08381 | PE 8.38 8R4 BLOK A F1 |  |  | Fail | Please check "Use"
379908525 | TNB | DISTRIBUTION | WP PUTRAJAYA & CYBERJAYA | Existing | 11 kV |  | RYB | VPTJ/PCE/J08381 | PE 8.38 8R4 BLOK A F1 |  |  | Fail | Please check "Use"
379908529 | TNB | DISTRIBUTION | WP PUTRAJAYA & CYBERJAYA | Existing | 11 kV |  | RYB | VPTJ/PCE/J08381 | PE 8.38 8R4 BLOK A F1 |  |  | Fail | Please check "Use"
379908532 | TNB | DISTRIBUTION | WP PUTRAJAYA & CYBERJAYA | Existing | 11 kV |  | RYB | VPTJ/PCE/J08381 | PE 8.38 8R4 BLOK A F1 |  |  | Fail | Please check "Use"
379908533 | TNB | DISTRIBUTION | WP PUTRAJAYA & CYBERJAYA | Existing | 11 kV |  | RYB | VPTJ/PCE/J08381 | PE 8.38 8R4 BLOK A F1 |  |  | Fail | Please check "Use"
379908608 | TNB | DISTRIBUTION | WP PUTRAJAYA & CYBERJAYA | Existing | 11 kV |  | RYB | VPTJ/PCE/J08391 | PE 8.39 8R4 BLOK B F1 |  |  | Fail | Please check "Use"
379908609 | TNB | DISTRIBUTION | WP PUTRAJAYA & CYBERJAYA | Existing | 11 kV |  | RYB | VPTJ/PCE/J08391 | PE 8.39 8R4 BLOK B F1 |  |  | Fail | Please check "Use"
379908614 | TNB | DISTRIBUTION | WP PUTRAJAYA & CYBERJAYA | Existing | 11 kV |  | RYB | VPTJ/PCE/J08391 | PE 8.39 8R4 BLOK B F1 |  |  | Fail | Please check "Use"
379908620 | TNB | DISTRIBUTION | WP PUTRAJAYA & CYBERJAYA | Existing | 11 kV |  | RYB | VPTJ/PCE/J08391 | PE 8.39 8R4 BLOK B F1 |  |  | Fail | Please check "Use"
379908621 | TNB | DISTRIBUTION | WP PUTRAJAYA & CYBERJAYA | Existing | 11 kV |  | RYB | VPTJ/PCE/J08391 | PE 8.39 8R4 BLOK B F1 |  |  | Fail | Please check "Use"
379908625 | TNB | DISTRIBUTION | WP PUTRAJAYA & CYBERJAYA | Existing | 11 kV |  | RYB | VPTJ/PCE/J08391 | PE 8.39 8R4 BLOK B F1 |  |  | Fail | Please check "Use"
379908628 | TNB | DISTRIBUTION | WP PUTRAJAYA & CYBERJAYA | Existing | 11 kV |  | RYB | VPTJ/PCE/J08391 | PE 8.39 8R4 BLOK B F1 |  |  | Fail | Please check "Use"
379908629 | TNB | DISTRIBUTION | WP PUTRAJAYA & CYBERJAYA | Existing | 11 kV |  | RYB | VPTJ/PCE/J08391 | PE 8.39 8R4 BLOK B F1 |  |  | Fail | Please check "Use"
379908702 | TNB | DISTRIBUTION | WP PUTRAJAYA & CYBERJAYA | Existing | 11 kV |  | RYB | VPTJ/PCE/J08392 | PE 8.39 BLOK B 8R4 F2 |  |  | Fail | Please check "Use"
379908703 | TNB | DISTRIBUTION | WP PUTRAJAYA & CYBERJAYA | Existing | 11 kV |  | RYB | VPTJ/PCE/J08392 | PE 8.39 BLOK B 8R4 F2 |  |  | Fail | Please check "Use"
379908708 | TNB | DISTRIBUTION | WP PUTRAJAYA & CYBERJAYA | Existing | 11 kV |  | RYB | VPTJ/PCE/J08392 | PE 8.39 BLOK B 8R4 F2 |  |  | Fail | Please check "Use"
379908714 | TNB | DISTRIBUTION | WP PUTRAJAYA & CYBERJAYA | Existing | 11 kV |  | RYB | VPTJ/PCE/J08392 | PE 8.39 BLOK B 8R4 F2 |  |  | Fail | Please check "Use"
379908715 | TNB | DISTRIBUTION | WP PUTRAJAYA & CYBERJAYA | Existing | 11 kV |  | RYB | VPTJ/PCE/J08392 | PE 8.39 BLOK B 8R4 F2 |  |  | Fail | Please check "Use"
379908719 | TNB | DISTRIBUTION | WP PUTRAJAYA & CYBERJAYA | Existing | 11 kV |  | RYB | VPTJ/PCE/J08392 | PE 8.39 BLOK B 8R4 F2 |  |  | Fail | Please check "Use"
379908722 | TNB | DISTRIBUTION | WP PUTRAJAYA & CYBERJAYA | Existing | 11 kV |  | RYB | VPTJ/PCE/J08392 | PE 8.39 BLOK B 8R4 F2 |  |  | Fail | Please check "Use"
379908723 | TNB | DISTRIBUTION | WP PUTRAJAYA & CYBERJAYA | Existing | 11 kV |  | RYB | VPTJ/PCE/J08392 | PE 8.39 BLOK B 8R4 F2 |  |  | Fail | Please check "Use"
379908857 | TNB | DISTRIBUTION | WP PUTRAJAYA & CYBERJAYA | Existing | 11 kV |  | RYB | VPTJ/PCE/J00356 | PE 11.76 TERES ZON 9D (1) (F1) |  |  | Fail | Please check "Use"
379908858 | TNB | DISTRIBUTION | WP PUTRAJAYA & CYBERJAYA | Existing | 11 kV |  | RYB | VPTJ/PCE/J00356 | PE 11.76 TERES ZON 9D (1) (F1) |  |  | Fail | Please check "Use"
379908863 | TNB | DISTRIBUTION | WP PUTRAJAYA & CYBERJAYA | Existing | 11 kV |  | RYB | VPTJ/PCE/J00356 | PE 11.76 TERES ZON 9D (1) (F1) |  |  | Fail | Please check "Use"
379908869 | TNB | DISTRIBUTION | WP PUTRAJAYA & CYBERJAYA | Existing | 11 kV |  | RYB | VPTJ/PCE/J00356 | PE 11.76 TERES ZON 9D (1) (F1) |  |  | Fail | Please check "Use"
379908870 | TNB | DISTRIBUTION | WP PUTRAJAYA & CYBERJAYA | Existing | 11 kV |  | RYB | VPTJ/PCE/J00356 | PE 11.76 TERES ZON 9D (1) (F1) |  |  | Fail | Please check "Use"
379908874 | TNB | DISTRIBUTION | WP PUTRAJAYA & CYBERJAYA | Existing | 11 kV |  | RYB | VPTJ/PCE/J00356 | PE 11.76 TERES ZON 9D (1) (F1) |  |  | Fail | Please check "Use"
379908877 | TNB | DISTRIBUTION | WP PUTRAJAYA & CYBERJAYA | Existing | 11 kV |  | RYB | VPTJ/PCE/J00356 | PE 11.76 TERES ZON 9D (1) (F1) |  |  | Fail | Please check "Use"
379908878 | TNB | DISTRIBUTION | WP PUTRAJAYA & CYBERJAYA | Existing | 11 kV |  | RYB | VPTJ/PCE/J00356 | PE 11.76 TERES ZON 9D (1) (F1) |  |  | Fail | Please check "Use"
379908961 | TNB | DISTRIBUTION | WP PUTRAJAYA & CYBERJAYA | Existing | 11 kV |  | RYB | VPTJ/PCE/J00359 | PE 11.76 TERES ZON 9D (1) (F2) |  |  | Fail | Please check "Use"
379908962 | TNB | DISTRIBUTION | WP PUTRAJAYA & CYBERJAYA | Existing | 11 kV |  | RYB | VPTJ/PCE/J00359 | PE 11.76 TERES ZON 9D (1) (F2) |  |  | Fail | Please check "Use"
379908967 | TNB | DISTRIBUTION | WP PUTRAJAYA & CYBERJAYA | Existing | 11 kV |  | RYB | VPTJ/PCE/J00359 | PE 11.76 TERES ZON 9D (1) (F2) |  |  | Fail | Please check "Use"
379908973 | TNB | DISTRIBUTION | WP PUTRAJAYA & CYBERJAYA | Existing | 11 kV |  | RYB | VPTJ/PCE/J00359 | PE 11.76 TERES ZON 9D (1) (F2) |  |  | Fail | Please check "Use"
379908974 | TNB | DISTRIBUTION | WP PUTRAJAYA & CYBERJAYA | Existing | 11 kV |  | RYB | VPTJ/PCE/J00359 | PE 11.76 TERES ZON 9D (1) (F2) |  |  | Fail | Please check "Use"
379908978 | TNB | DISTRIBUTION | WP PUTRAJAYA & CYBERJAYA | Existing | 11 kV |  | RYB | VPTJ/PCE/J00359 | PE 11.76 TERES ZON 9D (1) (F2) |  |  | Fail | Please check "Use"
379908981 | TNB | DISTRIBUTION | WP PUTRAJAYA & CYBERJAYA | Existing | 11 kV |  | RYB | VPTJ/PCE/J00359 | PE 11.76 TERES ZON 9D (1) (F2) |  |  | Fail | Please check "Use"
379908982 | TNB | DISTRIBUTION | WP PUTRAJAYA & CYBERJAYA | Existing | 11 kV |  | RYB | VPTJ/PCE/J00359 | PE 11.76 TERES ZON 9D (1) (F2) |  |  | Fail | Please check "Use"
379909067 | TNB | DISTRIBUTION | WP PUTRAJAYA & CYBERJAYA | Existing | 11 kV |  | RYB | VPTJ/PCE/J00357 | PE 11.77 TERES ZON 9D (2) (F1) |  |  | Fail | Please check "Use"
379909068 | TNB | DISTRIBUTION | WP PUTRAJAYA & CYBERJAYA | Existing | 11 kV |  | RYB | VPTJ/PCE/J00357 | PE 11.77 TERES ZON 9D (2) (F1) |  |  | Fail | Please check "Use"
379909073 | TNB | DISTRIBUTION | WP PUTRAJAYA & CYBERJAYA | Existing | 11 kV |  | RYB | VPTJ/PCE/J00357 | PE 11.77 TERES ZON 9D (2) (F1) |  |  | Fail | Please check "Use"
379909079 | TNB | DISTRIBUTION | WP PUTRAJAYA & CYBERJAYA | Existing | 11 kV |  | RYB | VPTJ/PCE/J00357 | PE 11.77 TERES ZON 9D (2) (F1) |  |  | Fail | Please check "Use"
379909080 | TNB | DISTRIBUTION | WP PUTRAJAYA & CYBERJAYA | Existing | 11 kV |  | RYB | VPTJ/PCE/J00357 | PE 11.77 TERES ZON 9D (2) (F1) |  |  | Fail | Please check "Use"
379909084 | TNB | DISTRIBUTION | WP PUTRAJAYA & CYBERJAYA | Existing | 11 kV |  | RYB | VPTJ/PCE/J00357 | PE 11.77 TERES ZON 9D (2) (F1) |  |  | Fail | Please check "Use"
379909087 | TNB | DISTRIBUTION | WP PUTRAJAYA & CYBERJAYA | Existing | 11 kV |  | RYB | VPTJ/PCE/J00357 | PE 11.77 TERES ZON 9D (2) (F1) |  |  | Fail | Please check "Use"
379909088 | TNB | DISTRIBUTION | WP PUTRAJAYA & CYBERJAYA | Existing | 11 kV |  | RYB | VPTJ/PCE/J00357 | PE 11.77 TERES ZON 9D (2) (F1) |  |  | Fail | Please check "Use"
379909173 | TNB | DISTRIBUTION | WP PUTRAJAYA & CYBERJAYA | Existing | 11 kV |  | RYB | VPTJ/PCE/J00358 | PE 11.77 TERES ZON 9D (2) (F2) |  |  | Fail | Please check "Use"
379909174 | TNB | DISTRIBUTION | WP PUTRAJAYA & CYBERJAYA | Existing | 11 kV |  | RYB | VPTJ/PCE/J00358 | PE 11.77 TERES ZON 9D (2) (F2) |  |  | Fail | Please check "Use"
379909179 | TNB | DISTRIBUTION | WP PUTRAJAYA & CYBERJAYA | Existing | 11 kV |  | RYB | VPTJ/PCE/J00358 | PE 11.77 TERES ZON 9D (2) (F2) |  |  | Fail | Please check "Use"
379909185 | TNB | DISTRIBUTION | WP PUTRAJAYA & CYBERJAYA | Existing | 11 kV |  | RYB | VPTJ/PCE/J00358 | PE 11.77 TERES ZON 9D (2) (F2) |  |  | Fail | Please check "Use"
379909186 | TNB | DISTRIBUTION | WP PUTRAJAYA & CYBERJAYA | Existing | 11 kV |  | RYB | VPTJ/PCE/J00358 | PE 11.77 TERES ZON 9D (2) (F2) |  |  | Fail | Please check "Use"
379909190 | TNB | DISTRIBUTION | WP PUTRAJAYA & CYBERJAYA | Existing | 11 kV |  | RYB | VPTJ/PCE/J00358 | PE 11.77 TERES ZON 9D (2) (F2) |  |  | Fail | Please check "Use"
379909193 | TNB | DISTRIBUTION | WP PUTRAJAYA & CYBERJAYA | Existing | 11 kV |  | RYB | VPTJ/PCE/J00358 | PE 11.77 TERES ZON 9D (2) (F2) |  |  | Fail | Please check "Use"
379909194 | TNB | DISTRIBUTION | WP PUTRAJAYA & CYBERJAYA | Existing | 11 kV |  | RYB | VPTJ/PCE/J00358 | PE 11.77 TERES ZON 9D (2) (F2) |  |  | Fail | Please check "Use"
379909304 | TNB | DISTRIBUTION | WP PUTRAJAYA & CYBERJAYA | Existing | 11 kV |  | RYB | VPTJ/PCE/J00398 | Grp: Substation Comp. 1 PE11.78 F1 |  |  | Fail | Please check "Use"
379909305 | TNB | DISTRIBUTION | WP PUTRAJAYA & CYBERJAYA | Existing | 11 kV |  | RYB | VPTJ/PCE/J00398 | Grp: Substation Comp. 1 PE11.78 F1 |  |  | Fail | Please check "Use"
379909310 | TNB | DISTRIBUTION | WP PUTRAJAYA & CYBERJAYA | Existing | 11 kV |  | RYB | VPTJ/PCE/J00398 | Grp: Substation Comp. 1 PE11.78 F1 |  |  | Fail | Please check "Use"
379909316 | TNB | DISTRIBUTION | WP PUTRAJAYA & CYBERJAYA | Existing | 11 kV |  | RYB | VPTJ/PCE/J00398 | Grp: Substation Comp. 1 PE11.78 F1 |  |  | Fail | Please check "Use"
379909317 | TNB | DISTRIBUTION | WP PUTRAJAYA & CYBERJAYA | Existing | 11 kV |  | RYB | VPTJ/PCE/J00398 | Grp: Substation Comp. 1 PE11.78 F1 |  |  | Fail | Please check "Use"
379909321 | TNB | DISTRIBUTION | WP PUTRAJAYA & CYBERJAYA | Existing | 11 kV |  | RYB | VPTJ/PCE/J00398 | Grp: Substation Comp. 1 PE11.78 F1 |  |  | Fail | Please check "Use"
379909324 | TNB | DISTRIBUTION | WP PUTRAJAYA & CYBERJAYA | Existing | 11 kV |  | RYB | VPTJ/PCE/J00398 | Grp: Substation Comp. 1 PE11.78 F1 |  |  | Fail | Please check "Use"
379909325 | TNB | DISTRIBUTION | WP PUTRAJAYA & CYBERJAYA | Existing | 11 kV |  | RYB | VPTJ/PCE/J00398 | Grp: Substation Comp. 1 PE11.78 F1 |  |  | Fail | Please check "Use"
379909398 | TNB | DISTRIBUTION | WP PUTRAJAYA & CYBERJAYA | Existing | 11 kV |  | RYB | VPTJ/PCE/J00399 | E 11.78 PPA1M PALMA (F2) |  |  | Fail | Please check "Use"
379909399 | TNB | DISTRIBUTION | WP PUTRAJAYA & CYBERJAYA | Existing | 11 kV |  | RYB | VPTJ/PCE/J00399 | E 11.78 PPA1M PALMA (F2) |  |  | Fail | Please check "Use"
379909404 | TNB | DISTRIBUTION | WP PUTRAJAYA & CYBERJAYA | Existing | 11 kV |  | RYB | VPTJ/PCE/J00399 | E 11.78 PPA1M PALMA (F2) |  |  | Fail | Please check "Use"
379909410 | TNB | DISTRIBUTION | WP PUTRAJAYA & CYBERJAYA | Existing | 11 kV |  | RYB | VPTJ/PCE/J00399 | E 11.78 PPA1M PALMA (F2) |  |  | Fail | Please check "Use"
379909411 | TNB | DISTRIBUTION | WP PUTRAJAYA & CYBERJAYA | Existing | 11 kV |  | RYB | VPTJ/PCE/J00399 | E 11.78 PPA1M PALMA (F2) |  |  | Fail | Please check "Use"
379909415 | TNB | DISTRIBUTION | WP PUTRAJAYA & CYBERJAYA | Existing | 11 kV |  | RYB | VPTJ/PCE/J00399 | E 11.78 PPA1M PALMA (F2) |  |  | Fail | Please check "Use"
379909418 | TNB | DISTRIBUTION | WP PUTRAJAYA & CYBERJAYA | Existing | 11 kV |  | RYB | VPTJ/PCE/J00399 | E 11.78 PPA1M PALMA (F2) |  |  | Fail | Please check "Use"
379909419 | TNB | DISTRIBUTION | WP PUTRAJAYA & CYBERJAYA | Existing | 11 kV |  | RYB | VPTJ/PCE/J00399 | E 11.78 PPA1M PALMA (F2) |  |  | Fail | Please check "Use"
379909507 | TNB | DISTRIBUTION | WP PUTRAJAYA & CYBERJAYA | Existing | 11 kV |  | RYB | VPTJ/PCE/J05351 | PE 5.35 TEMP 5R5 |  |  | Fail | Please check "Use"
379909508 | TNB | DISTRIBUTION | WP PUTRAJAYA & CYBERJAYA | Existing | 11 kV |  | RYB | VPTJ/PCE/J05351 | PE 5.35 TEMP 5R5 |  |  | Fail | Please check "Use"
379909513 | TNB | DISTRIBUTION | WP PUTRAJAYA & CYBERJAYA | Existing | 11 kV |  | RYB | VPTJ/PCE/J05351 | PE 5.35 TEMP 5R5 |  |  | Fail | Please check "Use"
379909519 | TNB | DISTRIBUTION | WP PUTRAJAYA & CYBERJAYA | Existing | 11 kV |  | RYB | VPTJ/PCE/J05351 | PE 5.35 TEMP 5R5 |  |  | Fail | Please check "Use"
379909520 | TNB | DISTRIBUTION | WP PUTRAJAYA & CYBERJAYA | Existing | 11 kV |  | RYB | VPTJ/PCE/J05351 | PE 5.35 TEMP 5R5 |  |  | Fail | Please check "Use"
379909524 | TNB | DISTRIBUTION | WP PUTRAJAYA & CYBERJAYA | Existing | 11 kV |  | RYB | VPTJ/PCE/J05351 | PE 5.35 TEMP 5R5 |  |  | Fail | Please check "Use"
379909527 | TNB | DISTRIBUTION | WP PUTRAJAYA & CYBERJAYA | Existing | 11 kV |  | RYB | VPTJ/PCE/J05351 | PE 5.35 TEMP 5R5 |  |  | Fail | Please check "Use"
379909528 | TNB | DISTRIBUTION | WP PUTRAJAYA & CYBERJAYA | Existing | 11 kV |  | RYB | VPTJ/PCE/J05351 | PE 5.35 TEMP 5R5 |  |  | Fail | Please check "Use"
379909794 | TNB | DISTRIBUTION | WP PUTRAJAYA & CYBERJAYA | Existing | 11 kV |  | RYB | VCBJ/PCE/J24361 | PE 24.36 VERDI CONDO BLOK 2 |  |  | Fail | Please check "Use"
379909795 | TNB | DISTRIBUTION | WP PUTRAJAYA & CYBERJAYA | Existing | 11 kV |  | RYB | VCBJ/PCE/J24361 | PE 24.36 VERDI CONDO BLOK 2 |  |  | Fail | Please check "Use"
379909796 | TNB | DISTRIBUTION | WP PUTRAJAYA & CYBERJAYA | Existing | 11 kV |  | RYB | VCBJ/PCE/J24361 | PE 24.36 VERDI CONDO BLOK 2 |  |  | Fail | Please check "Use"
379909803 | TNB | DISTRIBUTION | WP PUTRAJAYA & CYBERJAYA | Existing | 11 kV |  | RYB | VCBJ/PCE/J24361 | PE 24.36 VERDI CONDO BLOK 2 |  |  | Fail | Please check "Use"
379909806 | TNB | DISTRIBUTION | WP PUTRAJAYA & CYBERJAYA | Existing | 11 kV |  | RYB | VCBJ/PCE/J24361 | PE 24.36 VERDI CONDO BLOK 2 |  |  | Fail | Please check "Use"
379909807 | TNB | DISTRIBUTION | WP PUTRAJAYA & CYBERJAYA | Existing | 11 kV |  | RYB | VCBJ/PCE/J24361 | PE 24.36 VERDI CONDO BLOK 2 |  |  | Fail | Please check "Use"
379909808 | TNB | DISTRIBUTION | WP PUTRAJAYA & CYBERJAYA | Existing | 11 kV |  | RYB | VCBJ/PCE/J24361 | PE 24.36 VERDI CONDO BLOK 2 |  |  | Fail | Please check "Use"
379909810 | TNB | DISTRIBUTION | WP PUTRAJAYA & CYBERJAYA | Existing | 11 kV |  | RYB | VCBJ/PCE/J24361 | PE 24.36 VERDI CONDO BLOK 2 |  |  | Fail | Please check "Use"
379909811 | TNB | DISTRIBUTION | WP PUTRAJAYA & CYBERJAYA | Existing | 11 kV |  | RYB | VCBJ/PCE/J24361 | PE 24.36 VERDI CONDO BLOK 2 |  |  | Fail | Please check "Use"
379909813 | TNB | DISTRIBUTION | WP PUTRAJAYA & CYBERJAYA | Existing | 11 kV |  | RYB | VCBJ/PCE/J24361 | PE 24.36 VERDI CONDO BLOK 2 |  |  | Fail | Please check "Use"
379909821 | TNB | DISTRIBUTION | WP PUTRAJAYA & CYBERJAYA | Existing | 11 kV |  | RYB | VCBJ/PCE/J24361 | PE 24.36 VERDI CONDO BLOK 2 |  |  | Fail | Please check "Use"
379909977 | TNB | DISTRIBUTION | WP PUTRAJAYA & CYBERJAYA | Existing | 11 kV |  | RYB | VCBJ/PCE/J24351 | PE 24.35 VERDI CONDO BLOK 1 |  |  | Fail | Please check "Use"
379909978 | TNB | DISTRIBUTION | WP PUTRAJAYA & CYBERJAYA | Existing | 11 kV |  | RYB | VCBJ/PCE/J24351 | PE 24.35 VERDI CONDO BLOK 1 |  |  | Fail | Please check "Use"
379909979 | TNB | DISTRIBUTION | WP PUTRAJAYA & CYBERJAYA | Existing | 11 kV |  | RYB | VCBJ/PCE/J24351 | PE 24.35 VERDI CONDO BLOK 1 |  |  | Fail | Please check "Use"
379909986 | TNB | DISTRIBUTION | WP PUTRAJAYA & CYBERJAYA | Existing | 11 kV |  | RYB | VCBJ/PCE/J24351 | PE 24.35 VERDI CONDO BLOK 1 |  |  | Fail | Please check "Use"
379909989 | TNB | DISTRIBUTION | WP PUTRAJAYA & CYBERJAYA | Existing | 11 kV |  | RYB | VCBJ/PCE/J24351 | PE 24.35 VERDI CONDO BLOK 1 |  |  | Fail | Please check "Use"
379909990 | TNB | DISTRIBUTION | WP PUTRAJAYA & CYBERJAYA | Existing | 11 kV |  | RYB | VCBJ/PCE/J24351 | PE 24.35 VERDI CONDO BLOK 1 |  |  | Fail | Please check "Use"
379909991 | TNB | DISTRIBUTION | WP PUTRAJAYA & CYBERJAYA | Existing | 11 kV |  | RYB | VCBJ/PCE/J24351 | PE 24.35 VERDI CONDO BLOK 1 |  |  | Fail | Please check "Use"
379909993 | TNB | DISTRIBUTION | WP PUTRAJAYA & CYBERJAYA | Existing | 11 kV |  | RYB | VCBJ/PCE/J24351 | PE 24.35 VERDI CONDO BLOK 1 |  |  | Fail | Please check "Use"
379909994 | TNB | DISTRIBUTION | WP PUTRAJAYA & CYBERJAYA | Existing | 11 kV |  | RYB | VCBJ/PCE/J24351 | PE 24.35 VERDI CONDO BLOK 1 |  |  | Fail | Please check "Use"
379909996 | TNB | DISTRIBUTION | WP PUTRAJAYA & CYBERJAYA | Existing | 11 kV |  | RYB | VCBJ/PCE/J24351 | PE 24.35 VERDI CONDO BLOK 1 |  |  | Fail | Please check "Use"
379910004 | TNB | DISTRIBUTION | WP PUTRAJAYA & CYBERJAYA | Existing | 11 kV |  | RYB | VCBJ/PCE/J24351 | PE 24.35 VERDI CONDO BLOK 1 |  |  | Fail | Please check "Use"
379924533 | TNB | DISTRIBUTION | WP PUTRAJAYA & CYBERJAYA | Existing | 11 kV |  | RYB | VPTJ/PCE/J00349 | PE 12.04 SPINE ROAD NO 2 (F2) |  |  | Fail | Please check "Use"
379924534 | TNB | DISTRIBUTION | WP PUTRAJAYA & CYBERJAYA | Existing | 11 kV |  | RYB | VPTJ/PCE/J00349 | PE 12.04 SPINE ROAD NO 2 (F2) |  |  | Fail | Please check "Use"
379924539 | TNB | DISTRIBUTION | WP PUTRAJAYA & CYBERJAYA | Existing | 11 kV |  | RYB | VPTJ/PCE/J00349 | PE 12.04 SPINE ROAD NO 2 (F2) |  |  | Fail | Please check "Use"
379924545 | TNB | DISTRIBUTION | WP PUTRAJAYA & CYBERJAYA | Existing | 11 kV |  | RYB | VPTJ/PCE/J00349 | PE 12.04 SPINE ROAD NO 2 (F2) |  |  | Fail | Please check "Use"
379924546 | TNB | DISTRIBUTION | WP PUTRAJAYA & CYBERJAYA | Existing | 11 kV |  | RYB | VPTJ/PCE/J00349 | PE 12.04 SPINE ROAD NO 2 (F2) |  |  | Fail | Please check "Use"
379924550 | TNB | DISTRIBUTION | WP PUTRAJAYA & CYBERJAYA | Existing | 11 kV |  | RYB | VPTJ/PCE/J00349 | PE 12.04 SPINE ROAD NO 2 (F2) |  |  | Fail | Please check "Use"
379924553 | TNB | DISTRIBUTION | WP PUTRAJAYA & CYBERJAYA | Existing | 11 kV |  | RYB | VPTJ/PCE/J00349 | PE 12.04 SPINE ROAD NO 2 (F2) |  |  | Fail | Please check "Use"
379924554 | TNB | DISTRIBUTION | WP PUTRAJAYA & CYBERJAYA | Existing | 11 kV |  | RYB | VPTJ/PCE/J00349 | PE 12.04 SPINE ROAD NO 2 (F2) |  |  | Fail | Please check "Use"
379924634 | TNB | DISTRIBUTION | WP PUTRAJAYA & CYBERJAYA | Existing | 11 kV |  | RYB | VPTJ/PCE/J00347 | PE 12.04 SPINE ROAD NO 2 (F1) |  |  | Fail | Please check "Use"
379924635 | TNB | DISTRIBUTION | WP PUTRAJAYA & CYBERJAYA | Existing | 11 kV |  | RYB | VPTJ/PCE/J00347 | PE 12.04 SPINE ROAD NO 2 (F1) |  |  | Fail | Please check "Use"
379924640 | TNB | DISTRIBUTION | WP PUTRAJAYA & CYBERJAYA | Existing | 11 kV |  | RYB | VPTJ/PCE/J00347 | PE 12.04 SPINE ROAD NO 2 (F1) |  |  | Fail | Please check "Use"
379924646 | TNB | DISTRIBUTION | WP PUTRAJAYA & CYBERJAYA | Existing | 11 kV |  | RYB | VPTJ/PCE/J00347 | PE 12.04 SPINE ROAD NO 2 (F1) |  |  | Fail | Please check "Use"
379924647 | TNB | DISTRIBUTION | WP PUTRAJAYA & CYBERJAYA | Existing | 11 kV |  | RYB | VPTJ/PCE/J00347 | PE 12.04 SPINE ROAD NO 2 (F1) |  |  | Fail | Please check "Use"
379924651 | TNB | DISTRIBUTION | WP PUTRAJAYA & CYBERJAYA | Existing | 11 kV |  | RYB | VPTJ/PCE/J00347 | PE 12.04 SPINE ROAD NO 2 (F1) |  |  | Fail | Please check "Use"
379924654 | TNB | DISTRIBUTION | WP PUTRAJAYA & CYBERJAYA | Existing | 11 kV |  | RYB | VPTJ/PCE/J00347 | PE 12.04 SPINE ROAD NO 2 (F1) |  |  | Fail | Please check "Use"
379924655 | TNB | DISTRIBUTION | WP PUTRAJAYA & CYBERJAYA | Existing | 11 kV |  | RYB | VPTJ/PCE/J00347 | PE 12.04 SPINE ROAD NO 2 (F1) |  |  | Fail | Please check "Use"
379924728 | TNB | DISTRIBUTION | WP PUTRAJAYA & CYBERJAYA | Existing | 11 kV |  | RYB | VPTJ/PCE/J00348 | PE 12.05 PS 19 (F2) |  |  | Fail | Please check "Use"
379924729 | TNB | DISTRIBUTION | WP PUTRAJAYA & CYBERJAYA | Existing | 11 kV |  | RYB | VPTJ/PCE/J00348 | PE 12.05 PS 19 (F2) |  |  | Fail | Please check "Use"
379924734 | TNB | DISTRIBUTION | WP PUTRAJAYA & CYBERJAYA | Existing | 11 kV |  | RYB | VPTJ/PCE/J00348 | PE 12.05 PS 19 (F2) |  |  | Fail | Please check "Use"
379924740 | TNB | DISTRIBUTION | WP PUTRAJAYA & CYBERJAYA | Existing | 11 kV |  | RYB | VPTJ/PCE/J00348 | PE 12.05 PS 19 (F2) |  |  | Fail | Please check "Use"
379924741 | TNB | DISTRIBUTION | WP PUTRAJAYA & CYBERJAYA | Existing | 11 kV |  | RYB | VPTJ/PCE/J00348 | PE 12.05 PS 19 (F2) |  |  | Fail | Please check "Use"
379924745 | TNB | DISTRIBUTION | WP PUTRAJAYA & CYBERJAYA | Existing | 11 kV |  | RYB | VPTJ/PCE/J00348 | PE 12.05 PS 19 (F2) |  |  | Fail | Please check "Use"
379924748 | TNB | DISTRIBUTION | WP PUTRAJAYA & CYBERJAYA | Existing | 11 kV |  | RYB | VPTJ/PCE/J00348 | PE 12.05 PS 19 (F2) |  |  | Fail | Please check "Use"
379924749 | TNB | DISTRIBUTION | WP PUTRAJAYA & CYBERJAYA | Existing | 11 kV |  | RYB | VPTJ/PCE/J00348 | PE 12.05 PS 19 (F2) |  |  | Fail | Please check "Use"
379924822 | TNB | DISTRIBUTION | WP PUTRAJAYA & CYBERJAYA | Existing | 11 kV |  | RYB | VPTJ/PCE/J00346 | PE 12.05 PS 19 (F1) |  |  | Fail | Please check "Use"
379924823 | TNB | DISTRIBUTION | WP PUTRAJAYA & CYBERJAYA | Existing | 11 kV |  | RYB | VPTJ/PCE/J00346 | PE 12.05 PS 19 (F1) |  |  | Fail | Please check "Use"
379924828 | TNB | DISTRIBUTION | WP PUTRAJAYA & CYBERJAYA | Existing | 11 kV |  | RYB | VPTJ/PCE/J00346 | PE 12.05 PS 19 (F1) |  |  | Fail | Please check "Use"
379924834 | TNB | DISTRIBUTION | WP PUTRAJAYA & CYBERJAYA | Existing | 11 kV |  | RYB | VPTJ/PCE/J00346 | PE 12.05 PS 19 (F1) |  |  | Fail | Please check "Use"
379924835 | TNB | DISTRIBUTION | WP PUTRAJAYA & CYBERJAYA | Existing | 11 kV |  | RYB | VPTJ/PCE/J00346 | PE 12.05 PS 19 (F1) |  |  | Fail | Please check "Use"
379924839 | TNB | DISTRIBUTION | WP PUTRAJAYA & CYBERJAYA | Existing | 11 kV |  | RYB | VPTJ/PCE/J00346 | PE 12.05 PS 19 (F1) |  |  | Fail | Please check "Use"
379924842 | TNB | DISTRIBUTION | WP PUTRAJAYA & CYBERJAYA | Existing | 11 kV |  | RYB | VPTJ/PCE/J00346 | PE 12.05 PS 19 (F1) |  |  | Fail | Please check "Use"
379924843 | TNB | DISTRIBUTION | WP PUTRAJAYA & CYBERJAYA | Existing | 11 kV |  | RYB | VPTJ/PCE/J00346 | PE 12.05 PS 19 (F1) |  |  | Fail | Please check "Use"
379924993 | TNB | DISTRIBUTION | WP PUTRAJAYA & CYBERJAYA | Existing | 11 kV |  | RYB | VPTJ/PCE/J00335 | PE 15.49 NADI 15 (1) (F1) |  |  | Fail | Please check "Use"
379924994 | TNB | DISTRIBUTION | WP PUTRAJAYA & CYBERJAYA | Existing | 11 kV |  | RYB | VPTJ/PCE/J00335 | PE 15.49 NADI 15 (1) (F1) |  |  | Fail | Please check "Use"
379924999 | TNB | DISTRIBUTION | WP PUTRAJAYA & CYBERJAYA | Existing | 11 kV |  | RYB | VPTJ/PCE/J00335 | PE 15.49 NADI 15 (1) (F1) |  |  | Fail | Please check "Use"
379925005 | TNB | DISTRIBUTION | WP PUTRAJAYA & CYBERJAYA | Existing | 11 kV |  | RYB | VPTJ/PCE/J00335 | PE 15.49 NADI 15 (1) (F1) |  |  | Fail | Please check "Use"
379925006 | TNB | DISTRIBUTION | WP PUTRAJAYA & CYBERJAYA | Existing | 11 kV |  | RYB | VPTJ/PCE/J00335 | PE 15.49 NADI 15 (1) (F1) |  |  | Fail | Please check "Use"
379925010 | TNB | DISTRIBUTION | WP PUTRAJAYA & CYBERJAYA | Existing | 11 kV |  | RYB | VPTJ/PCE/J00335 | PE 15.49 NADI 15 (1) (F1) |  |  | Fail | Please check "Use"
379925013 | TNB | DISTRIBUTION | WP PUTRAJAYA & CYBERJAYA | Existing | 11 kV |  | RYB | VPTJ/PCE/J00335 | PE 15.49 NADI 15 (1) (F1) |  |  | Fail | Please check "Use"
379925014 | TNB | DISTRIBUTION | WP PUTRAJAYA & CYBERJAYA | Existing | 11 kV |  | RYB | VPTJ/PCE/J00335 | PE 15.49 NADI 15 (1) (F1) |  |  | Fail | Please check "Use"
379925087 | TNB | DISTRIBUTION | WP PUTRAJAYA & CYBERJAYA | Existing | 11 kV |  | RYB | VPTJ/PCE/J15492 | PE 15.49 NADI 15 (1) (F2) |  |  | Fail | Please check "Use"
379925088 | TNB | DISTRIBUTION | WP PUTRAJAYA & CYBERJAYA | Existing | 11 kV |  | RYB | VPTJ/PCE/J15492 | PE 15.49 NADI 15 (1) (F2) |  |  | Fail | Please check "Use"
379925093 | TNB | DISTRIBUTION | WP PUTRAJAYA & CYBERJAYA | Existing | 11 kV |  | RYB | VPTJ/PCE/J15492 | PE 15.49 NADI 15 (1) (F2) |  |  | Fail | Please check "Use"
379925099 | TNB | DISTRIBUTION | WP PUTRAJAYA & CYBERJAYA | Existing | 11 kV |  | RYB | VPTJ/PCE/J15492 | PE 15.49 NADI 15 (1) (F2) |  |  | Fail | Please check "Use"
379925100 | TNB | DISTRIBUTION | WP PUTRAJAYA & CYBERJAYA | Existing | 11 kV |  | RYB | VPTJ/PCE/J15492 | PE 15.49 NADI 15 (1) (F2) |  |  | Fail | Please check "Use"
379925104 | TNB | DISTRIBUTION | WP PUTRAJAYA & CYBERJAYA | Existing | 11 kV |  | RYB | VPTJ/PCE/J15492 | PE 15.49 NADI 15 (1) (F2) |  |  | Fail | Please check "Use"
379925107 | TNB | DISTRIBUTION | WP PUTRAJAYA & CYBERJAYA | Existing | 11 kV |  | RYB | VPTJ/PCE/J15492 | PE 15.49 NADI 15 (1) (F2) |  |  | Fail | Please check "Use"
379925108 | TNB | DISTRIBUTION | WP PUTRAJAYA & CYBERJAYA | Existing | 11 kV |  | RYB | VPTJ/PCE/J15492 | PE 15.49 NADI 15 (1) (F2) |  |  | Fail | Please check "Use"
379925183 | TNB | DISTRIBUTION | WP PUTRAJAYA & CYBERJAYA | Existing | 11 kV |  | RYB | VPTJ/PCE/J00336 | PE 15.50 NADI 15 (2) (F1) |  |  | Fail | Please check "Use"
379925184 | TNB | DISTRIBUTION | WP PUTRAJAYA & CYBERJAYA | Existing | 11 kV |  | RYB | VPTJ/PCE/J00336 | PE 15.50 NADI 15 (2) (F1) |  |  | Fail | Please check "Use"
379925189 | TNB | DISTRIBUTION | WP PUTRAJAYA & CYBERJAYA | Existing | 11 kV |  | RYB | VPTJ/PCE/J00336 | PE 15.50 NADI 15 (2) (F1) |  |  | Fail | Please check "Use"
379925195 | TNB | DISTRIBUTION | WP PUTRAJAYA & CYBERJAYA | Existing | 11 kV |  | RYB | VPTJ/PCE/J00336 | PE 15.50 NADI 15 (2) (F1) |  |  | Fail | Please check "Use"
379925196 | TNB | DISTRIBUTION | WP PUTRAJAYA & CYBERJAYA | Existing | 11 kV |  | RYB | VPTJ/PCE/J00336 | PE 15.50 NADI 15 (2) (F1) |  |  | Fail | Please check "Use"
379925200 | TNB | DISTRIBUTION | WP PUTRAJAYA & CYBERJAYA | Existing | 11 kV |  | RYB | VPTJ/PCE/J00336 | PE 15.50 NADI 15 (2) (F1) |  |  | Fail | Please check "Use"
379925203 | TNB | DISTRIBUTION | WP PUTRAJAYA & CYBERJAYA | Existing | 11 kV |  | RYB | VPTJ/PCE/J00336 | PE 15.50 NADI 15 (2) (F1) |  |  | Fail | Please check "Use"
379925204 | TNB | DISTRIBUTION | WP PUTRAJAYA & CYBERJAYA | Existing | 11 kV |  | RYB | VPTJ/PCE/J00336 | PE 15.50 NADI 15 (2) (F1) |  |  | Fail | Please check "Use"
379925277 | TNB | DISTRIBUTION | WP PUTRAJAYA & CYBERJAYA | Existing | 11 kV |  | RYB | VPTJ/PCE/J15502 | PE 15.50 NADI 15 (2) (F2) |  |  | Fail | Please check "Use"
379925278 | TNB | DISTRIBUTION | WP PUTRAJAYA & CYBERJAYA | Existing | 11 kV |  | RYB | VPTJ/PCE/J15502 | PE 15.50 NADI 15 (2) (F2) |  |  | Fail | Please check "Use"
379925283 | TNB | DISTRIBUTION | WP PUTRAJAYA & CYBERJAYA | Existing | 11 kV |  | RYB | VPTJ/PCE/J15502 | PE 15.50 NADI 15 (2) (F2) |  |  | Fail | Please check "Use"
379925289 | TNB | DISTRIBUTION | WP PUTRAJAYA & CYBERJAYA | Existing | 11 kV |  | RYB | VPTJ/PCE/J15502 | PE 15.50 NADI 15 (2) (F2) |  |  | Fail | Please check "Use"
379925290 | TNB | DISTRIBUTION | WP PUTRAJAYA & CYBERJAYA | Existing | 11 kV |  | RYB | VPTJ/PCE/J15502 | PE 15.50 NADI 15 (2) (F2) |  |  | Fail | Please check "Use"
379925294 | TNB | DISTRIBUTION | WP PUTRAJAYA & CYBERJAYA | Existing | 11 kV |  | RYB | VPTJ/PCE/J15502 | PE 15.50 NADI 15 (2) (F2) |  |  | Fail | Please check "Use"
379925297 | TNB | DISTRIBUTION | WP PUTRAJAYA & CYBERJAYA | Existing | 11 kV |  | RYB | VPTJ/PCE/J15502 | PE 15.50 NADI 15 (2) (F2) |  |  | Fail | Please check "Use"
379925298 | TNB | DISTRIBUTION | WP PUTRAJAYA & CYBERJAYA | Existing | 11 kV |  | RYB | VPTJ/PCE/J15502 | PE 15.50 NADI 15 (2) (F2) |  |  | Fail | Please check "Use"
379925373 | TNB | DISTRIBUTION | WP PUTRAJAYA & CYBERJAYA | Existing | 11 kV |  | RYB | VPTJ/PCE/J00334 | PE 15.51 NADI 15 (3) (F1) |  |  | Fail | Please check "Use"
379925374 | TNB | DISTRIBUTION | WP PUTRAJAYA & CYBERJAYA | Existing | 11 kV |  | RYB | VPTJ/PCE/J00334 | PE 15.51 NADI 15 (3) (F1) |  |  | Fail | Please check "Use"
379925379 | TNB | DISTRIBUTION | WP PUTRAJAYA & CYBERJAYA | Existing | 11 kV |  | RYB | VPTJ/PCE/J00334 | PE 15.51 NADI 15 (3) (F1) |  |  | Fail | Please check "Use"
379925385 | TNB | DISTRIBUTION | WP PUTRAJAYA & CYBERJAYA | Existing | 11 kV |  | RYB | VPTJ/PCE/J00334 | PE 15.51 NADI 15 (3) (F1) |  |  | Fail | Please check "Use"
379925386 | TNB | DISTRIBUTION | WP PUTRAJAYA & CYBERJAYA | Existing | 11 kV |  | RYB | VPTJ/PCE/J00334 | PE 15.51 NADI 15 (3) (F1) |  |  | Fail | Please check "Use"
379925390 | TNB | DISTRIBUTION | WP PUTRAJAYA & CYBERJAYA | Existing | 11 kV |  | RYB | VPTJ/PCE/J00334 | PE 15.51 NADI 15 (3) (F1) |  |  | Fail | Please check "Use"
379925393 | TNB | DISTRIBUTION | WP PUTRAJAYA & CYBERJAYA | Existing | 11 kV |  | RYB | VPTJ/PCE/J00334 | PE 15.51 NADI 15 (3) (F1) |  |  | Fail | Please check "Use"
379925394 | TNB | DISTRIBUTION | WP PUTRAJAYA & CYBERJAYA | Existing | 11 kV |  | RYB | VPTJ/PCE/J00334 | PE 15.51 NADI 15 (3) (F1) |  |  | Fail | Please check "Use"
379925467 | TNB | DISTRIBUTION | WP PUTRAJAYA & CYBERJAYA | Existing | 11 kV |  | RYB | VPTJ/PCE/J15512 | PE 15.51 NADI 15 (3) (F2) |  |  | Fail | Please check "Use"
379925468 | TNB | DISTRIBUTION | WP PUTRAJAYA & CYBERJAYA | Existing | 11 kV |  | RYB | VPTJ/PCE/J15512 | PE 15.51 NADI 15 (3) (F2) |  |  | Fail | Please check "Use"
379925473 | TNB | DISTRIBUTION | WP PUTRAJAYA & CYBERJAYA | Existing | 11 kV |  | RYB | VPTJ/PCE/J15512 | PE 15.51 NADI 15 (3) (F2) |  |  | Fail | Please check "Use"
379925479 | TNB | DISTRIBUTION | WP PUTRAJAYA & CYBERJAYA | Existing | 11 kV |  | RYB | VPTJ/PCE/J15512 | PE 15.51 NADI 15 (3) (F2) |  |  | Fail | Please check "Use"
379925480 | TNB | DISTRIBUTION | WP PUTRAJAYA & CYBERJAYA | Existing | 11 kV |  | RYB | VPTJ/PCE/J15512 | PE 15.51 NADI 15 (3) (F2) |  |  | Fail | Please check "Use"
379925484 | TNB | DISTRIBUTION | WP PUTRAJAYA & CYBERJAYA | Existing | 11 kV |  | RYB | VPTJ/PCE/J15512 | PE 15.51 NADI 15 (3) (F2) |  |  | Fail | Please check "Use"
379925487 | TNB | DISTRIBUTION | WP PUTRAJAYA & CYBERJAYA | Existing | 11 kV |  | RYB | VPTJ/PCE/J15512 | PE 15.51 NADI 15 (3) (F2) |  |  | Fail | Please check "Use"
379925488 | TNB | DISTRIBUTION | WP PUTRAJAYA & CYBERJAYA | Existing | 11 kV |  | RYB | VPTJ/PCE/J15512 | PE 15.51 NADI 15 (3) (F2) |  |  | Fail | Please check "Use"
379925852 | TNB | DISTRIBUTION | WP PUTRAJAYA & CYBERJAYA | Existing | 11 kV |  | RYB | VPTJ/PCE/J00372 | PE 14.34 DUTA VILLA (EFI) (F1) |  |  | Fail | Please check "Use"
379925853 | TNB | DISTRIBUTION | WP PUTRAJAYA & CYBERJAYA | Existing | 11 kV |  | RYB | VPTJ/PCE/J00372 | PE 14.34 DUTA VILLA (EFI) (F1) |  |  | Fail | Please check "Use"
379925858 | TNB | DISTRIBUTION | WP PUTRAJAYA & CYBERJAYA | Existing | 11 kV |  | RYB | VPTJ/PCE/J00372 | PE 14.34 DUTA VILLA (EFI) (F1) |  |  | Fail | Please check "Use"
379925864 | TNB | DISTRIBUTION | WP PUTRAJAYA & CYBERJAYA | Existing | 11 kV |  | RYB | VPTJ/PCE/J00372 | PE 14.34 DUTA VILLA (EFI) (F1) |  |  | Fail | Please check "Use"
379925865 | TNB | DISTRIBUTION | WP PUTRAJAYA & CYBERJAYA | Existing | 11 kV |  | RYB | VPTJ/PCE/J00372 | PE 14.34 DUTA VILLA (EFI) (F1) |  |  | Fail | Please check "Use"
379925869 | TNB | DISTRIBUTION | WP PUTRAJAYA & CYBERJAYA | Existing | 11 kV |  | RYB | VPTJ/PCE/J00372 | PE 14.34 DUTA VILLA (EFI) (F1) |  |  | Fail | Please check "Use"
379925872 | TNB | DISTRIBUTION | WP PUTRAJAYA & CYBERJAYA | Existing | 11 kV |  | RYB | VPTJ/PCE/J00372 | PE 14.34 DUTA VILLA (EFI) (F1) |  |  | Fail | Please check "Use"
379925873 | TNB | DISTRIBUTION | WP PUTRAJAYA & CYBERJAYA | Existing | 11 kV |  | RYB | VPTJ/PCE/J00372 | PE 14.34 DUTA VILLA (EFI) (F1) |  |  | Fail | Please check "Use"
379925956 | TNB | DISTRIBUTION | WP PUTRAJAYA & CYBERJAYA | Existing | 11 kV |  | RYB | VPTJ/PCE/J00374 | PE 14.34 DUTA VILLA (EFI) (F2) |  |  | Fail | Please check "Use"
379925957 | TNB | DISTRIBUTION | WP PUTRAJAYA & CYBERJAYA | Existing | 11 kV |  | RYB | VPTJ/PCE/J00374 | PE 14.34 DUTA VILLA (EFI) (F2) |  |  | Fail | Please check "Use"
379925962 | TNB | DISTRIBUTION | WP PUTRAJAYA & CYBERJAYA | Existing | 11 kV |  | RYB | VPTJ/PCE/J00374 | PE 14.34 DUTA VILLA (EFI) (F2) |  |  | Fail | Please check "Use"
379925968 | TNB | DISTRIBUTION | WP PUTRAJAYA & CYBERJAYA | Existing | 11 kV |  | RYB | VPTJ/PCE/J00374 | PE 14.34 DUTA VILLA (EFI) (F2) |  |  | Fail | Please check "Use"
379925969 | TNB | DISTRIBUTION | WP PUTRAJAYA & CYBERJAYA | Existing | 11 kV |  | RYB | VPTJ/PCE/J00374 | PE 14.34 DUTA VILLA (EFI) (F2) |  |  | Fail | Please check "Use"
379925973 | TNB | DISTRIBUTION | WP PUTRAJAYA & CYBERJAYA | Existing | 11 kV |  | RYB | VPTJ/PCE/J00374 | PE 14.34 DUTA VILLA (EFI) (F2) |  |  | Fail | Please check "Use"
379925976 | TNB | DISTRIBUTION | WP PUTRAJAYA & CYBERJAYA | Existing | 11 kV |  | RYB | VPTJ/PCE/J00374 | PE 14.34 DUTA VILLA (EFI) (F2) |  |  | Fail | Please check "Use"
379925977 | TNB | DISTRIBUTION | WP PUTRAJAYA & CYBERJAYA | Existing | 11 kV |  | RYB | VPTJ/PCE/J00374 | PE 14.34 DUTA VILLA (EFI) (F2) |  |  | Fail | Please check "Use"
379926110 | TNB | DISTRIBUTION | WP PUTRAJAYA & CYBERJAYA | Existing | 11 kV |  | RYB | VCBJ/PCE/J25071 | SS 25.07 STESEN SATELIT BUMI F1 |  |  | Fail | Please check "Use"
379926114 | TNB | DISTRIBUTION | WP PUTRAJAYA & CYBERJAYA | Existing | 11 kV |  | RYB | VCBJ/PCE/J25071 | SS 25.07 STESEN SATELIT BUMI F1 |  |  | Fail | Please check "Use"
379926117 | TNB | DISTRIBUTION | WP PUTRAJAYA & CYBERJAYA | Existing | 11 kV |  | RYB | VCBJ/PCE/J25071 | SS 25.07 STESEN SATELIT BUMI F1 |  |  | Fail | Please check "Use"
379926120 | TNB | DISTRIBUTION | WP PUTRAJAYA & CYBERJAYA | Existing | 11 kV |  | RYB | VCBJ/PCE/J25071 | SS 25.07 STESEN SATELIT BUMI F1 |  |  | Fail | Please check "Use"
379926122 | TNB | DISTRIBUTION | WP PUTRAJAYA & CYBERJAYA | Existing | 11 kV |  | RYB | VCBJ/PCE/J25071 | SS 25.07 STESEN SATELIT BUMI F1 |  |  | Fail | Please check "Use"
379926128 | TNB | DISTRIBUTION | WP PUTRAJAYA & CYBERJAYA | Existing | 11 kV |  | RYB | VCBJ/PCE/J25071 | SS 25.07 STESEN SATELIT BUMI F1 |  |  | Fail | Please check "Use"
379926129 | TNB | DISTRIBUTION | WP PUTRAJAYA & CYBERJAYA | Existing | 11 kV |  | RYB | VCBJ/PCE/J25071 | SS 25.07 STESEN SATELIT BUMI F1 |  |  | Fail | Please check "Use"
379926135 | TNB | DISTRIBUTION | WP PUTRAJAYA & CYBERJAYA | Existing | 11 kV |  | RYB | VCBJ/PCE/J25071 | SS 25.07 STESEN SATELIT BUMI F1 |  |  | Fail | Please check "Use"
379926151 | TNB | DISTRIBUTION | WP PUTRAJAYA & CYBERJAYA | Existing | 11 kV |  | RYB | VCBJ/PCE/J25072 | SS 25.07 STESEN SATELIT BUMI F2 |  |  | Fail | Please check "Use"
379926155 | TNB | DISTRIBUTION | WP PUTRAJAYA & CYBERJAYA | Existing | 11 kV |  | RYB | VCBJ/PCE/J25072 | SS 25.07 STESEN SATELIT BUMI F2 |  |  | Fail | Please check "Use"
379926158 | TNB | DISTRIBUTION | WP PUTRAJAYA & CYBERJAYA | Existing | 11 kV |  | RYB | VCBJ/PCE/J25072 | SS 25.07 STESEN SATELIT BUMI F2 |  |  | Fail | Please check "Use"
379926161 | TNB | DISTRIBUTION | WP PUTRAJAYA & CYBERJAYA | Existing | 11 kV |  | RYB | VCBJ/PCE/J25072 | SS 25.07 STESEN SATELIT BUMI F2 |  |  | Fail | Please check "Use"
379926163 | TNB | DISTRIBUTION | WP PUTRAJAYA & CYBERJAYA | Existing | 11 kV |  | RYB | VCBJ/PCE/J25072 | SS 25.07 STESEN SATELIT BUMI F2 |  |  | Fail | Please check "Use"
379926169 | TNB | DISTRIBUTION | WP PUTRAJAYA & CYBERJAYA | Existing | 11 kV |  | RYB | VCBJ/PCE/J25072 | SS 25.07 STESEN SATELIT BUMI F2 |  |  | Fail | Please check "Use"
379926170 | TNB | DISTRIBUTION | WP PUTRAJAYA & CYBERJAYA | Existing | 11 kV |  | RYB | VCBJ/PCE/J25072 | SS 25.07 STESEN SATELIT BUMI F2 |  |  | Fail | Please check "Use"
379926176 | TNB | DISTRIBUTION | WP PUTRAJAYA & CYBERJAYA | Existing | 11 kV |  | RYB | VCBJ/PCE/J25072 | SS 25.07 STESEN SATELIT BUMI F2 |  |  | Fail | Please check "Use"
379926202 | TNB | DISTRIBUTION | WP PUTRAJAYA & CYBERJAYA | Existing | 11 kV |  | RYB | VCBJ/PCE/J23071 | SS 23.07 MEASAT F1 |  |  | Fail | Please check "Use"
379926206 | TNB | DISTRIBUTION | WP PUTRAJAYA & CYBERJAYA | Existing | 11 kV |  | RYB | VCBJ/PCE/J23071 | SS 23.07 MEASAT F1 |  |  | Fail | Please check "Use"
379926209 | TNB | DISTRIBUTION | WP PUTRAJAYA & CYBERJAYA | Existing | 11 kV |  | RYB | VCBJ/PCE/J23071 | SS 23.07 MEASAT F1 |  |  | Fail | Please check "Use"
379926212 | TNB | DISTRIBUTION | WP PUTRAJAYA & CYBERJAYA | Existing | 11 kV |  | RYB | VCBJ/PCE/J23071 | SS 23.07 MEASAT F1 |  |  | Fail | Please check "Use"
379926214 | TNB | DISTRIBUTION | WP PUTRAJAYA & CYBERJAYA | Existing | 11 kV |  | RYB | VCBJ/PCE/J23071 | SS 23.07 MEASAT F1 |  |  | Fail | Please check "Use"
379926220 | TNB | DISTRIBUTION | WP PUTRAJAYA & CYBERJAYA | Existing | 11 kV |  | RYB | VCBJ/PCE/J23071 | SS 23.07 MEASAT F1 |  |  | Fail | Please check "Use"
379926221 | TNB | DISTRIBUTION | WP PUTRAJAYA & CYBERJAYA | Existing | 11 kV |  | RYB | VCBJ/PCE/J23071 | SS 23.07 MEASAT F1 |  |  | Fail | Please check "Use"
379926227 | TNB | DISTRIBUTION | WP PUTRAJAYA & CYBERJAYA | Existing | 11 kV |  | RYB | VCBJ/PCE/J23071 | SS 23.07 MEASAT F1 |  |  | Fail | Please check "Use"
379926243 | TNB | DISTRIBUTION | WP PUTRAJAYA & CYBERJAYA | Existing | 11 kV |  | RYB | VCBJ/PCE/J23072 | SS 23.07 MEASAT F2 |  |  | Fail | Please check "Use"
379926247 | TNB | DISTRIBUTION | WP PUTRAJAYA & CYBERJAYA | Existing | 11 kV |  | RYB | VCBJ/PCE/J23072 | SS 23.07 MEASAT F2 |  |  | Fail | Please check "Use"
379926250 | TNB | DISTRIBUTION | WP PUTRAJAYA & CYBERJAYA | Existing | 11 kV |  | RYB | VCBJ/PCE/J23072 | SS 23.07 MEASAT F2 |  |  | Fail | Please check "Use"
379926253 | TNB | DISTRIBUTION | WP PUTRAJAYA & CYBERJAYA | Existing | 11 kV |  | RYB | VCBJ/PCE/J23072 | SS 23.07 MEASAT F2 |  |  | Fail | Please check "Use"
379926255 | TNB | DISTRIBUTION | WP PUTRAJAYA & CYBERJAYA | Existing | 11 kV |  | RYB | VCBJ/PCE/J23072 | SS 23.07 MEASAT F2 |  |  | Fail | Please check "Use"
379926261 | TNB | DISTRIBUTION | WP PUTRAJAYA & CYBERJAYA | Existing | 11 kV |  | RYB | VCBJ/PCE/J23072 | SS 23.07 MEASAT F2 |  |  | Fail | Please check "Use"
379926262 | TNB | DISTRIBUTION | WP PUTRAJAYA & CYBERJAYA | Existing | 11 kV |  | RYB | VCBJ/PCE/J23072 | SS 23.07 MEASAT F2 |  |  | Fail | Please check "Use"
379926268 | TNB | DISTRIBUTION | WP PUTRAJAYA & CYBERJAYA | Existing | 11 kV |  | RYB | VCBJ/PCE/J23072 | SS 23.07 MEASAT F2 |  |  | Fail | Please check "Use"
379926308 | TNB | DISTRIBUTION | WP PUTRAJAYA & CYBERJAYA | Existing | 11 kV |  | RYB | VCBJ/PCE/J00130 | PE 25.30 GLADE 3-3 |  |  | Fail | Please check "Use"
379926309 | TNB | DISTRIBUTION | WP PUTRAJAYA & CYBERJAYA | Existing | 11 kV |  | RYB | VCBJ/PCE/J00130 | PE 25.30 GLADE 3-3 |  |  | Fail | Please check "Use"
379926314 | TNB | DISTRIBUTION | WP PUTRAJAYA & CYBERJAYA | Existing | 11 kV |  | RYB | VCBJ/PCE/J00130 | PE 25.30 GLADE 3-3 |  |  | Fail | Please check "Use"
379926320 | TNB | DISTRIBUTION | WP PUTRAJAYA & CYBERJAYA | Existing | 11 kV |  | RYB | VCBJ/PCE/J00130 | PE 25.30 GLADE 3-3 |  |  | Fail | Please check "Use"
379926321 | TNB | DISTRIBUTION | WP PUTRAJAYA & CYBERJAYA | Existing | 11 kV |  | RYB | VCBJ/PCE/J00130 | PE 25.30 GLADE 3-3 |  |  | Fail | Please check "Use"
379926325 | TNB | DISTRIBUTION | WP PUTRAJAYA & CYBERJAYA | Existing | 11 kV |  | RYB | VCBJ/PCE/J00130 | PE 25.30 GLADE 3-3 |  |  | Fail | Please check "Use"
379926328 | TNB | DISTRIBUTION | WP PUTRAJAYA & CYBERJAYA | Existing | 11 kV |  | RYB | VCBJ/PCE/J00130 | PE 25.30 GLADE 3-3 |  |  | Fail | Please check "Use"
379926329 | TNB | DISTRIBUTION | WP PUTRAJAYA & CYBERJAYA | Existing | 11 kV |  | RYB | VCBJ/PCE/J00130 | PE 25.30 GLADE 3-3 |  |  | Fail | Please check "Use"
379926402 | TNB | DISTRIBUTION | WP PUTRAJAYA & CYBERJAYA | Existing | 11 kV |  | RYB | VCBJ/PCE/J00129 | PE 25.29 GLADE 3-2 |  |  | Fail | Please check "Use"
379926403 | TNB | DISTRIBUTION | WP PUTRAJAYA & CYBERJAYA | Existing | 11 kV |  | RYB | VCBJ/PCE/J00129 | PE 25.29 GLADE 3-2 |  |  | Fail | Please check "Use"
379926408 | TNB | DISTRIBUTION | WP PUTRAJAYA & CYBERJAYA | Existing | 11 kV |  | RYB | VCBJ/PCE/J00129 | PE 25.29 GLADE 3-2 |  |  | Fail | Please check "Use"
379926414 | TNB | DISTRIBUTION | WP PUTRAJAYA & CYBERJAYA | Existing | 11 kV |  | RYB | VCBJ/PCE/J00129 | PE 25.29 GLADE 3-2 |  |  | Fail | Please check "Use"
379926415 | TNB | DISTRIBUTION | WP PUTRAJAYA & CYBERJAYA | Existing | 11 kV |  | RYB | VCBJ/PCE/J00129 | PE 25.29 GLADE 3-2 |  |  | Fail | Please check "Use"
379926419 | TNB | DISTRIBUTION | WP PUTRAJAYA & CYBERJAYA | Existing | 11 kV |  | RYB | VCBJ/PCE/J00129 | PE 25.29 GLADE 3-2 |  |  | Fail | Please check "Use"
379926422 | TNB | DISTRIBUTION | WP PUTRAJAYA & CYBERJAYA | Existing | 11 kV |  | RYB | VCBJ/PCE/J00129 | PE 25.29 GLADE 3-2 |  |  | Fail | Please check "Use"
379926423 | TNB | DISTRIBUTION | WP PUTRAJAYA & CYBERJAYA | Existing | 11 kV |  | RYB | VCBJ/PCE/J00129 | PE 25.29 GLADE 3-2 |  |  | Fail | Please check "Use"
379926496 | TNB | DISTRIBUTION | WP PUTRAJAYA & CYBERJAYA | Existing | 11 kV |  | RYB | VCBJ/PCE/J00124 | PE 25.28 GLADE 3-1 |  |  | Fail | Please check "Use"
379926497 | TNB | DISTRIBUTION | WP PUTRAJAYA & CYBERJAYA | Existing | 11 kV |  | RYB | VCBJ/PCE/J00124 | PE 25.28 GLADE 3-1 |  |  | Fail | Please check "Use"
379926502 | TNB | DISTRIBUTION | WP PUTRAJAYA & CYBERJAYA | Existing | 11 kV |  | RYB | VCBJ/PCE/J00124 | PE 25.28 GLADE 3-1 |  |  | Fail | Please check "Use"
379926508 | TNB | DISTRIBUTION | WP PUTRAJAYA & CYBERJAYA | Existing | 11 kV |  | RYB | VCBJ/PCE/J00124 | PE 25.28 GLADE 3-1 |  |  | Fail | Please check "Use"
379926509 | TNB | DISTRIBUTION | WP PUTRAJAYA & CYBERJAYA | Existing | 11 kV |  | RYB | VCBJ/PCE/J00124 | PE 25.28 GLADE 3-1 |  |  | Fail | Please check "Use"
379926513 | TNB | DISTRIBUTION | WP PUTRAJAYA & CYBERJAYA | Existing | 11 kV |  | RYB | VCBJ/PCE/J00124 | PE 25.28 GLADE 3-1 |  |  | Fail | Please check "Use"
379926516 | TNB | DISTRIBUTION | WP PUTRAJAYA & CYBERJAYA | Existing | 11 kV |  | RYB | VCBJ/PCE/J00124 | PE 25.28 GLADE 3-1 |  |  | Fail | Please check "Use"
379926517 | TNB | DISTRIBUTION | WP PUTRAJAYA & CYBERJAYA | Existing | 11 kV |  | RYB | VCBJ/PCE/J00124 | PE 25.28 GLADE 3-1 |  |  | Fail | Please check "Use"
379926727 | TNB | DISTRIBUTION | WP PUTRAJAYA & CYBERJAYA | Existing | 11 kV |  | RYB | VCBJ/PCE/J00120 | SS 24.34 TAMARIND SQUARE F1 |  |  | Fail | Please check "Use"
379926732 | TNB | DISTRIBUTION | WP PUTRAJAYA & CYBERJAYA | Existing | 11 kV |  | RYB | VCBJ/PCE/J00120 | SS 24.34 TAMARIND SQUARE F1 |  |  | Fail | Please check "Use"
379926736 | TNB | DISTRIBUTION | WP PUTRAJAYA & CYBERJAYA | Existing | 11 kV |  | RYB | VCBJ/PCE/J00120 | SS 24.34 TAMARIND SQUARE F1 |  |  | Fail | Please check "Use"
379926739 | TNB | DISTRIBUTION | WP PUTRAJAYA & CYBERJAYA | Existing | 11 kV |  | RYB | VCBJ/PCE/J00120 | SS 24.34 TAMARIND SQUARE F1 |  |  | Fail | Please check "Use"
379926740 | TNB | DISTRIBUTION | WP PUTRAJAYA & CYBERJAYA | Existing | 11 kV |  | RYB | VCBJ/PCE/J00120 | SS 24.34 TAMARIND SQUARE F1 |  |  | Fail | Please check "Use"
379926742 | TNB | DISTRIBUTION | WP PUTRAJAYA & CYBERJAYA | Existing | 11 kV |  | RYB | VCBJ/PCE/J00120 | SS 24.34 TAMARIND SQUARE F1 |  |  | Fail | Please check "Use"
379926744 | TNB | DISTRIBUTION | WP PUTRAJAYA & CYBERJAYA | Existing | 11 kV |  | RYB | VCBJ/PCE/J00120 | SS 24.34 TAMARIND SQUARE F1 |  |  | Fail | Please check "Use"
379926750 | TNB | DISTRIBUTION | WP PUTRAJAYA & CYBERJAYA | Existing | 11 kV |  | RYB | VCBJ/PCE/J00120 | SS 24.34 TAMARIND SQUARE F1 |  |  | Fail | Please check "Use"
379926751 | TNB | DISTRIBUTION | WP PUTRAJAYA & CYBERJAYA | Existing | 11 kV |  | RYB | VCBJ/PCE/J00120 | SS 24.34 TAMARIND SQUARE F1 |  |  | Fail | Please check "Use"
379926752 | TNB | DISTRIBUTION | WP PUTRAJAYA & CYBERJAYA | Existing | 11 kV |  | RYB | VCBJ/PCE/J00120 | SS 24.34 TAMARIND SQUARE F1 |  |  | Fail | Please check "Use"
379926757 | TNB | DISTRIBUTION | WP PUTRAJAYA & CYBERJAYA | Existing | 11 kV |  | RYB | VCBJ/PCE/J00120 | SS 24.34 TAMARIND SQUARE F1 |  |  | Fail | Please check "Use"
379926833 | TNB | DISTRIBUTION | WP PUTRAJAYA & CYBERJAYA | Existing | 11 kV |  | RYB | VCBJ/PCE/J23211 | PE 23.21 EASTERN CORIDOR |  |  | Fail | Please check "Use"
379926834 | TNB | DISTRIBUTION | WP PUTRAJAYA & CYBERJAYA | Existing | 11 kV |  | RYB | VCBJ/PCE/J23211 | PE 23.21 EASTERN CORIDOR |  |  | Fail | Please check "Use"
379926839 | TNB | DISTRIBUTION | WP PUTRAJAYA & CYBERJAYA | Existing | 11 kV |  | RYB | VCBJ/PCE/J23211 | PE 23.21 EASTERN CORIDOR |  |  | Fail | Please check "Use"
379926845 | TNB | DISTRIBUTION | WP PUTRAJAYA & CYBERJAYA | Existing | 11 kV |  | RYB | VCBJ/PCE/J23211 | PE 23.21 EASTERN CORIDOR |  |  | Fail | Please check "Use"
379926846 | TNB | DISTRIBUTION | WP PUTRAJAYA & CYBERJAYA | Existing | 11 kV |  | RYB | VCBJ/PCE/J23211 | PE 23.21 EASTERN CORIDOR |  |  | Fail | Please check "Use"
379926850 | TNB | DISTRIBUTION | WP PUTRAJAYA & CYBERJAYA | Existing | 11 kV |  | RYB | VCBJ/PCE/J23211 | PE 23.21 EASTERN CORIDOR |  |  | Fail | Please check "Use"
379926853 | TNB | DISTRIBUTION | WP PUTRAJAYA & CYBERJAYA | Existing | 11 kV |  | RYB | VCBJ/PCE/J23211 | PE 23.21 EASTERN CORIDOR |  |  | Fail | Please check "Use"
379926854 | TNB | DISTRIBUTION | WP PUTRAJAYA & CYBERJAYA | Existing | 11 kV |  | RYB | VCBJ/PCE/J23211 | PE 23.21 EASTERN CORIDOR |  |  | Fail | Please check "Use"
379926944 | TNB | DISTRIBUTION | WP PUTRAJAYA & CYBERJAYA | Existing | 11 kV |  | RYB | VCBJ/PCE/J00132 | PE 23.31 TEMP AXVENTURE |  |  | Fail | Please check "Use"
379926945 | TNB | DISTRIBUTION | WP PUTRAJAYA & CYBERJAYA | Existing | 11 kV |  | RYB | VCBJ/PCE/J00132 | PE 23.31 TEMP AXVENTURE |  |  | Fail | Please check "Use"
379926950 | TNB | DISTRIBUTION | WP PUTRAJAYA & CYBERJAYA | Existing | 11 kV |  | RYB | VCBJ/PCE/J00132 | PE 23.31 TEMP AXVENTURE |  |  | Fail | Please check "Use"
379926956 | TNB | DISTRIBUTION | WP PUTRAJAYA & CYBERJAYA | Existing | 11 kV |  | RYB | VCBJ/PCE/J00132 | PE 23.31 TEMP AXVENTURE |  |  | Fail | Please check "Use"
379926957 | TNB | DISTRIBUTION | WP PUTRAJAYA & CYBERJAYA | Existing | 11 kV |  | RYB | VCBJ/PCE/J00132 | PE 23.31 TEMP AXVENTURE |  |  | Fail | Please check "Use"
379926961 | TNB | DISTRIBUTION | WP PUTRAJAYA & CYBERJAYA | Existing | 11 kV |  | RYB | VCBJ/PCE/J00132 | PE 23.31 TEMP AXVENTURE |  |  | Fail | Please check "Use"
379926964 | TNB | DISTRIBUTION | WP PUTRAJAYA & CYBERJAYA | Existing | 11 kV |  | RYB | VCBJ/PCE/J00132 | PE 23.31 TEMP AXVENTURE |  |  | Fail | Please check "Use"
379926965 | TNB | DISTRIBUTION | WP PUTRAJAYA & CYBERJAYA | Existing | 11 kV |  | RYB | VCBJ/PCE/J00132 | PE 23.31 TEMP AXVENTURE |  |  | Fail | Please check "Use"
379967156 | TNB | DISTRIBUTION | WP PUTRAJAYA & CYBERJAYA | Existing | 33 kV | MAIN | RYB | BBBB/PMU/G00007 | PMU SUNGAI SEMENYIH 132/33/11kV | M2 |  | Pass | null
380663135 | TNB | DISTRIBUTION | WP PUTRAJAYA & CYBERJAYA | Existing | 11 kV |  | RYB | VPTJ/PCE/J00442 | D-PTJ-C15-0989 |  |  | Fail | Please check "Use"
380663136 | TNB | DISTRIBUTION | WP PUTRAJAYA & CYBERJAYA | Existing | 11 kV |  | RYB | VPTJ/PCE/J00442 | D-PTJ-C15-0989 |  |  | Fail | Please check "Use"
380663141 | TNB | DISTRIBUTION | WP PUTRAJAYA & CYBERJAYA | Existing | 11 kV |  | RYB | VPTJ/PCE/J00442 | D-PTJ-C15-0989 |  |  | Fail | Please check "Use"
380663147 | TNB | DISTRIBUTION | WP PUTRAJAYA & CYBERJAYA | Existing | 11 kV |  | RYB | VPTJ/PCE/J00442 | D-PTJ-C15-0989 |  |  | Fail | Please check "Use"
380663148 | TNB | DISTRIBUTION | WP PUTRAJAYA & CYBERJAYA | Existing | 11 kV |  | RYB | VPTJ/PCE/J00442 | D-PTJ-C15-0989 |  |  | Fail | Please check "Use"
380663152 | TNB | DISTRIBUTION | WP PUTRAJAYA & CYBERJAYA | Existing | 11 kV |  | RYB | VPTJ/PCE/J00442 | D-PTJ-C15-0989 |  |  | Fail | Please check "Use"
380663155 | TNB | DISTRIBUTION | WP PUTRAJAYA & CYBERJAYA | Existing | 11 kV |  | RYB | VPTJ/PCE/J00442 | D-PTJ-C15-0989 |  |  | Fail | Please check "Use"
380663156 | TNB | DISTRIBUTION | WP PUTRAJAYA & CYBERJAYA | Existing | 11 kV |  | RYB | VPTJ/PCE/J00442 | D-PTJ-C15-0989 |  |  | Fail | Please check "Use"
380663256 | TNB | DISTRIBUTION | WP PUTRAJAYA & CYBERJAYA | Existing | 11 kV |  | RYB | VPTJ/PCE/J00443 | D-PTJ-C15-0989 |  |  | Fail | Please check "Use"
380663257 | TNB | DISTRIBUTION | WP PUTRAJAYA & CYBERJAYA | Existing | 11 kV |  | RYB | VPTJ/PCE/J00443 | D-PTJ-C15-0989 |  |  | Fail | Please check "Use"
380663262 | TNB | DISTRIBUTION | WP PUTRAJAYA & CYBERJAYA | Existing | 11 kV |  | RYB | VPTJ/PCE/J00443 | D-PTJ-C15-0989 |  |  | Fail | Please check "Use"
380663268 | TNB | DISTRIBUTION | WP PUTRAJAYA & CYBERJAYA | Existing | 11 kV |  | RYB | VPTJ/PCE/J00443 | D-PTJ-C15-0989 |  |  | Fail | Please check "Use"
380663269 | TNB | DISTRIBUTION | WP PUTRAJAYA & CYBERJAYA | Existing | 11 kV |  | RYB | VPTJ/PCE/J00443 | D-PTJ-C15-0989 |  |  | Fail | Please check "Use"
380663273 | TNB | DISTRIBUTION | WP PUTRAJAYA & CYBERJAYA | Existing | 11 kV |  | RYB | VPTJ/PCE/J00443 | D-PTJ-C15-0989 |  |  | Fail | Please check "Use"
380663276 | TNB | DISTRIBUTION | WP PUTRAJAYA & CYBERJAYA | Existing | 11 kV |  | RYB | VPTJ/PCE/J00443 | D-PTJ-C15-0989 |  |  | Fail | Please check "Use"
380663277 | TNB | DISTRIBUTION | WP PUTRAJAYA & CYBERJAYA | Existing | 11 kV |  | RYB | VPTJ/PCE/J00443 | D-PTJ-C15-0989 |  |  | Fail | Please check "Use"
380663379 | TNB | DISTRIBUTION | WP PUTRAJAYA & CYBERJAYA | Existing | 11 kV |  | RYB | VPTJ/PCE/J00444 | D-PTJ-C15-0989 |  |  | Fail | Please check "Use"
380663380 | TNB | DISTRIBUTION | WP PUTRAJAYA & CYBERJAYA | Existing | 11 kV |  | RYB | VPTJ/PCE/J00444 | D-PTJ-C15-0989 |  |  | Fail | Please check "Use"
380663385 | TNB | DISTRIBUTION | WP PUTRAJAYA & CYBERJAYA | Existing | 11 kV |  | RYB | VPTJ/PCE/J00444 | D-PTJ-C15-0989 |  |  | Fail | Please check "Use"
380663391 | TNB | DISTRIBUTION | WP PUTRAJAYA & CYBERJAYA | Existing | 11 kV |  | RYB | VPTJ/PCE/J00444 | D-PTJ-C15-0989 |  |  | Fail | Please check "Use"
380663392 | TNB | DISTRIBUTION | WP PUTRAJAYA & CYBERJAYA | Existing | 11 kV |  | RYB | VPTJ/PCE/J00444 | D-PTJ-C15-0989 |  |  | Fail | Please check "Use"
380663396 | TNB | DISTRIBUTION | WP PUTRAJAYA & CYBERJAYA | Existing | 11 kV |  | RYB | VPTJ/PCE/J00444 | D-PTJ-C15-0989 |  |  | Fail | Please check "Use"
380663399 | TNB | DISTRIBUTION | WP PUTRAJAYA & CYBERJAYA | Existing | 11 kV |  | RYB | VPTJ/PCE/J00444 | D-PTJ-C15-0989 |  |  | Fail | Please check "Use"
380663400 | TNB | DISTRIBUTION | WP PUTRAJAYA & CYBERJAYA | Existing | 11 kV |  | RYB | VPTJ/PCE/J00444 | D-PTJ-C15-0989 |  |  | Fail | Please check "Use"
380663500 | TNB | DISTRIBUTION | WP PUTRAJAYA & CYBERJAYA | Existing | 11 kV |  | RYB | VPTJ/PCE/J00445 | D-PTJ-C15-0989 |  |  | Fail | Please check "Use"
380663501 | TNB | DISTRIBUTION | WP PUTRAJAYA & CYBERJAYA | Existing | 11 kV |  | RYB | VPTJ/PCE/J00445 | D-PTJ-C15-0989 |  |  | Fail | Please check "Use"
380663506 | TNB | DISTRIBUTION | WP PUTRAJAYA & CYBERJAYA | Existing | 11 kV |  | RYB | VPTJ/PCE/J00445 | D-PTJ-C15-0989 |  |  | Fail | Please check "Use"
380663512 | TNB | DISTRIBUTION | WP PUTRAJAYA & CYBERJAYA | Existing | 11 kV |  | RYB | VPTJ/PCE/J00445 | D-PTJ-C15-0989 |  |  | Fail | Please check "Use"
380663513 | TNB | DISTRIBUTION | WP PUTRAJAYA & CYBERJAYA | Existing | 11 kV |  | RYB | VPTJ/PCE/J00445 | D-PTJ-C15-0989 |  |  | Fail | Please check "Use"
380663517 | TNB | DISTRIBUTION | WP PUTRAJAYA & CYBERJAYA | Existing | 11 kV |  | RYB | VPTJ/PCE/J00445 | D-PTJ-C15-0989 |  |  | Fail | Please check "Use"
380663520 | TNB | DISTRIBUTION | WP PUTRAJAYA & CYBERJAYA | Existing | 11 kV |  | RYB | VPTJ/PCE/J00445 | D-PTJ-C15-0989 |  |  | Fail | Please check "Use"
380663521 | TNB | DISTRIBUTION | WP PUTRAJAYA & CYBERJAYA | Existing | 11 kV |  | RYB | VPTJ/PCE/J00445 | D-PTJ-C15-0989 |  |  | Fail | Please check "Use"
381079632 | TNB | DISTRIBUTION | WP PUTRAJAYA & CYBERJAYA | Existing | 11 kV |  | RYB | VCBJ/PCE/J25111 | SS 25.11 D'PULZE F1 |  |  | Fail | Please check "Use"
381079643 | TNB | DISTRIBUTION | WP PUTRAJAYA & CYBERJAYA | Existing | 11 kV |  | RYB | VCBJ/PCE/J25111 | SS 25.11 D'PULZE F1 |  |  | Fail | Please check "Use"
381079644 | TNB | DISTRIBUTION | WP PUTRAJAYA & CYBERJAYA | Existing | 11 kV |  | RYB | VCBJ/PCE/J25111 | SS 25.11 D'PULZE F1 |  |  | Fail | Please check "Use"
381079653 | TNB | DISTRIBUTION | WP PUTRAJAYA & CYBERJAYA | Existing | 11 kV |  | RYB | VCBJ/PCE/J25111 | SS 25.11 D'PULZE F1 |  |  | Fail | Please check "Use"
381079659 | TNB | DISTRIBUTION | WP PUTRAJAYA & CYBERJAYA | Existing | 11 kV |  | RYB | VCBJ/PCE/J25111 | SS 25.11 D'PULZE F1 |  |  | Fail | Please check "Use"
381079661 | TNB | DISTRIBUTION | WP PUTRAJAYA & CYBERJAYA | Existing | 11 kV |  | RYB | VCBJ/PCE/J25111 | SS 25.11 D'PULZE F1 |  |  | Fail | Please check "Use"
381079663 | TNB | DISTRIBUTION | WP PUTRAJAYA & CYBERJAYA | Existing | 11 kV |  | RYB | VCBJ/PCE/J25111 | SS 25.11 D'PULZE F1 |  |  | Fail | Please check "Use"
381079669 | TNB | DISTRIBUTION | WP PUTRAJAYA & CYBERJAYA | Existing | 11 kV |  | RYB | VCBJ/PCE/J25111 | SS 25.11 D'PULZE F1 |  |  | Fail | Please check "Use"
381079774 | TNB | DISTRIBUTION | WP PUTRAJAYA & CYBERJAYA | Existing | 11 kV |  | RYB | VCBJ/PCE/J25112 | SS 25.11 D'PULZE F2 |  |  | Fail | Please check "Use"
381079785 | TNB | DISTRIBUTION | WP PUTRAJAYA & CYBERJAYA | Existing | 11 kV |  | RYB | VCBJ/PCE/J25112 | SS 25.11 D'PULZE F2 |  |  | Fail | Please check "Use"
381079786 | TNB | DISTRIBUTION | WP PUTRAJAYA & CYBERJAYA | Existing | 11 kV |  | RYB | VCBJ/PCE/J25112 | SS 25.11 D'PULZE F2 |  |  | Fail | Please check "Use"
381079795 | TNB | DISTRIBUTION | WP PUTRAJAYA & CYBERJAYA | Existing | 11 kV |  | RYB | VCBJ/PCE/J25112 | SS 25.11 D'PULZE F2 |  |  | Fail | Please check "Use"
381079801 | TNB | DISTRIBUTION | WP PUTRAJAYA & CYBERJAYA | Existing | 11 kV |  | RYB | VCBJ/PCE/J25112 | SS 25.11 D'PULZE F2 |  |  | Fail | Please check "Use"
381079803 | TNB | DISTRIBUTION | WP PUTRAJAYA & CYBERJAYA | Existing | 11 kV |  | RYB | VCBJ/PCE/J25112 | SS 25.11 D'PULZE F2 |  |  | Fail | Please check "Use"
381079805 | TNB | DISTRIBUTION | WP PUTRAJAYA & CYBERJAYA | Existing | 11 kV |  | RYB | VCBJ/PCE/J25112 | SS 25.11 D'PULZE F2 |  |  | Fail | Please check "Use"
381079811 | TNB | DISTRIBUTION | WP PUTRAJAYA & CYBERJAYA | Existing | 11 kV |  | RYB | VCBJ/PCE/J25112 | SS 25.11 D'PULZE F2 |  |  | Fail | Please check "Use"
381080373 | TNB | DISTRIBUTION | WP PUTRAJAYA & CYBERJAYA | Existing | 11 kV |  | RYB | VCBJ/PCE/J24181 | SS 24.18 SHAFTBURY BLOK E F1 |  |  | Fail | Please check "Use"
381080377 | TNB | DISTRIBUTION | WP PUTRAJAYA & CYBERJAYA | Existing | 11 kV |  | RYB | VCBJ/PCE/J24181 | SS 24.18 SHAFTBURY BLOK E F1 |  |  | Fail | Please check "Use"
381080380 | TNB | DISTRIBUTION | WP PUTRAJAYA & CYBERJAYA | Existing | 11 kV |  | RYB | VCBJ/PCE/J24181 | SS 24.18 SHAFTBURY BLOK E F1 |  |  | Fail | Please check "Use"
381080383 | TNB | DISTRIBUTION | WP PUTRAJAYA & CYBERJAYA | Existing | 11 kV |  | RYB | VCBJ/PCE/J24181 | SS 24.18 SHAFTBURY BLOK E F1 |  |  | Fail | Please check "Use"
381080385 | TNB | DISTRIBUTION | WP PUTRAJAYA & CYBERJAYA | Existing | 11 kV |  | RYB | VCBJ/PCE/J24181 | SS 24.18 SHAFTBURY BLOK E F1 |  |  | Fail | Please check "Use"
381080391 | TNB | DISTRIBUTION | WP PUTRAJAYA & CYBERJAYA | Existing | 11 kV |  | RYB | VCBJ/PCE/J24181 | SS 24.18 SHAFTBURY BLOK E F1 |  |  | Fail | Please check "Use"
381080392 | TNB | DISTRIBUTION | WP PUTRAJAYA & CYBERJAYA | Existing | 11 kV |  | RYB | VCBJ/PCE/J24181 | SS 24.18 SHAFTBURY BLOK E F1 |  |  | Fail | Please check "Use"
381080398 | TNB | DISTRIBUTION | WP PUTRAJAYA & CYBERJAYA | Existing | 11 kV |  | RYB | VCBJ/PCE/J24181 | SS 24.18 SHAFTBURY BLOK E F1 |  |  | Fail | Please check "Use"
381080414 | TNB | DISTRIBUTION | WP PUTRAJAYA & CYBERJAYA | Existing | 11 kV |  | RYB | VCBJ/PCE/J24182 | SS 24.18 SHAFTBURY BLOK E F2 |  |  | Fail | Please check "Use"
381080418 | TNB | DISTRIBUTION | WP PUTRAJAYA & CYBERJAYA | Existing | 11 kV |  | RYB | VCBJ/PCE/J24182 | SS 24.18 SHAFTBURY BLOK E F2 |  |  | Fail | Please check "Use"
381080421 | TNB | DISTRIBUTION | WP PUTRAJAYA & CYBERJAYA | Existing | 11 kV |  | RYB | VCBJ/PCE/J24182 | SS 24.18 SHAFTBURY BLOK E F2 |  |  | Fail | Please check "Use"
381080424 | TNB | DISTRIBUTION | WP PUTRAJAYA & CYBERJAYA | Existing | 11 kV |  | RYB | VCBJ/PCE/J24182 | SS 24.18 SHAFTBURY BLOK E F2 |  |  | Fail | Please check "Use"
381080426 | TNB | DISTRIBUTION | WP PUTRAJAYA & CYBERJAYA | Existing | 11 kV |  | RYB | VCBJ/PCE/J24182 | SS 24.18 SHAFTBURY BLOK E F2 |  |  | Fail | Please check "Use"
381080432 | TNB | DISTRIBUTION | WP PUTRAJAYA & CYBERJAYA | Existing | 11 kV |  | RYB | VCBJ/PCE/J24182 | SS 24.18 SHAFTBURY BLOK E F2 |  |  | Fail | Please check "Use"
381080433 | TNB | DISTRIBUTION | WP PUTRAJAYA & CYBERJAYA | Existing | 11 kV |  | RYB | VCBJ/PCE/J24182 | SS 24.18 SHAFTBURY BLOK E F2 |  |  | Fail | Please check "Use"
381080439 | TNB | DISTRIBUTION | WP PUTRAJAYA & CYBERJAYA | Existing | 11 kV |  | RYB | VCBJ/PCE/J24182 | SS 24.18 SHAFTBURY BLOK E F2 |  |  | Fail | Please check "Use"
381110832 | TNB | DISTRIBUTION | WP PUTRAJAYA & CYBERJAYA | Existing | 11 kV |  | RYB | VCBJ/PMU/J00002 | PMU CBJ NORTH 132/11KV |  |  | Fail | Please check "Use"
381110836 | TNB | DISTRIBUTION | WP PUTRAJAYA & CYBERJAYA | Existing | 11 kV |  | RYB | VCBJ/PMU/J00002 | PMU CBJ NORTH 132/11KV |  |  | Fail | Please check "Use"
381110838 | TNB | DISTRIBUTION | WP PUTRAJAYA & CYBERJAYA | Existing | 11 kV |  | RYB | VCBJ/PMU/J00002 | PMU CBJ NORTH 132/11KV |  |  | Fail | Please check "Use"
381110841 | TNB | DISTRIBUTION | WP PUTRAJAYA & CYBERJAYA | Existing | 11 kV |  | RYB | VCBJ/PMU/J00002 | PMU CBJ NORTH 132/11KV |  |  | Fail | Please check "Use"
381110842 | TNB | DISTRIBUTION | WP PUTRAJAYA & CYBERJAYA | Existing | 11 kV | MAIN | RYB | VCBJ/PMU/J00002 | PMU CBJ NORTH 132/11KV | M |  | Pass | null
381110844 | TNB | DISTRIBUTION | WP PUTRAJAYA & CYBERJAYA | Existing | 11 kV |  | RYB | VCBJ/PMU/J00002 | PMU CBJ NORTH 132/11KV |  |  | Fail | Please check "Use"
381110845 | TNB | DISTRIBUTION | WP PUTRAJAYA & CYBERJAYA | Existing | 11 kV |  | RYB | VCBJ/PMU/J00002 | PMU CBJ NORTH 132/11KV |  |  | Fail | Please check "Use"
381110849 | TNB | DISTRIBUTION | WP PUTRAJAYA & CYBERJAYA | Existing | 11 kV |  | RYB | VCBJ/PMU/J00002 | PMU CBJ NORTH 132/11KV |  |  | Fail | Please check "Use"
381110850 | TNB | DISTRIBUTION | WP PUTRAJAYA & CYBERJAYA | Existing | 11 kV |  | RYB | VCBJ/PMU/J00002 | PMU CBJ NORTH 132/11KV |  |  | Fail | Please check "Use"
381110851 | TNB | DISTRIBUTION | WP PUTRAJAYA & CYBERJAYA | Existing | 11 kV |  | RYB | VCBJ/PMU/J00002 | PMU CBJ NORTH 132/11KV |  |  | Fail | Please check "Use"
381110855 | TNB | DISTRIBUTION | WP PUTRAJAYA & CYBERJAYA | Existing | 11 kV |  | RYB | VCBJ/PMU/J00002 | PMU CBJ NORTH 132/11KV |  |  | Fail | Please check "Use"
381110857 | TNB | DISTRIBUTION | WP PUTRAJAYA & CYBERJAYA | Existing | 11 kV |  | RYB | VCBJ/PMU/J00002 | PMU CBJ NORTH 132/11KV |  |  | Fail | Please check "Use"
381110862 | TNB | DISTRIBUTION | WP PUTRAJAYA & CYBERJAYA | Existing | 11 kV | MAIN | RYB | VCBJ/PMU/J00002 | PMU CBJ NORTH 132/11KV | M |  | Pass | null
381110863 | TNB | DISTRIBUTION | WP PUTRAJAYA & CYBERJAYA | Existing | 11 kV |  | RYB | VCBJ/PMU/J00002 | PMU CBJ NORTH 132/11KV |  |  | Fail | Please check "Use"
381110865 | TNB | DISTRIBUTION | WP PUTRAJAYA & CYBERJAYA | Existing | 11 kV |  | RYB | VCBJ/PMU/J00002 | PMU CBJ NORTH 132/11KV |  |  | Fail | Please check "Use"
381110870 | TNB | DISTRIBUTION | WP PUTRAJAYA & CYBERJAYA | Existing | 11 kV |  | RYB | VCBJ/PMU/J00002 | PMU CBJ NORTH 132/11KV |  |  | Fail | Please check "Use"
381110871 | TNB | DISTRIBUTION | WP PUTRAJAYA & CYBERJAYA | Existing | 11 kV |  | RYB | VCBJ/PMU/J00002 | PMU CBJ NORTH 132/11KV |  |  | Fail | Please check "Use"
381110873 | TNB | DISTRIBUTION | WP PUTRAJAYA & CYBERJAYA | Existing | 11 kV |  | RYB | VCBJ/PMU/J00002 | PMU CBJ NORTH 132/11KV |  |  | Fail | Please check "Use"
381110874 | TNB | DISTRIBUTION | WP PUTRAJAYA & CYBERJAYA | Existing | 11 kV |  | RYB | VCBJ/PMU/J00002 | PMU CBJ NORTH 132/11KV |  |  | Fail | Please check "Use"
381110875 | TNB | DISTRIBUTION | WP PUTRAJAYA & CYBERJAYA | Existing | 11 kV |  | RYB | VCBJ/PMU/J00002 | PMU CBJ NORTH 132/11KV |  |  | Fail | Please check "Use"
381110876 | TNB | DISTRIBUTION | WP PUTRAJAYA & CYBERJAYA | Existing | 11 kV |  | RYB | VCBJ/PMU/J00002 | PMU CBJ NORTH 132/11KV |  |  | Fail | Please check "Use"
381110878 | TNB | DISTRIBUTION | WP PUTRAJAYA & CYBERJAYA | Existing | 11 kV | RESERVE | RYB | VCBJ/PMU/J00002 | PMU CBJ NORTH 132/11KV | R |  | Pass | null
381110880 | TNB | DISTRIBUTION | WP PUTRAJAYA & CYBERJAYA | Existing | 11 kV |  | RYB | VCBJ/PMU/J00002 | PMU CBJ NORTH 132/11KV |  |  | Fail | Please check "Use"
381110885 | TNB | DISTRIBUTION | WP PUTRAJAYA & CYBERJAYA | Existing | 11 kV |  | RYB | VCBJ/PMU/J00002 | PMU CBJ NORTH 132/11KV |  |  | Fail | Please check "Use"
381110886 | TNB | DISTRIBUTION | WP PUTRAJAYA & CYBERJAYA | Existing | 11 kV |  | RYB | VCBJ/PMU/J00002 | PMU CBJ NORTH 132/11KV |  |  | Fail | Please check "Use"
381110887 | TNB | DISTRIBUTION | WP PUTRAJAYA & CYBERJAYA | Existing | 11 kV | MAIN | RYB | VCBJ/PMU/J00002 | PMU CBJ NORTH 132/11KV | M |  | Pass | null
381110888 | TNB | DISTRIBUTION | WP PUTRAJAYA & CYBERJAYA | Existing | 11 kV |  | RYB | VCBJ/PMU/J00002 | PMU CBJ NORTH 132/11KV |  |  | Fail | Please check "Use"
381110891 | TNB | DISTRIBUTION | WP PUTRAJAYA & CYBERJAYA | Existing | 11 kV |  | RYB | VCBJ/PMU/J00002 | PMU CBJ NORTH 132/11KV |  |  | Fail | Please check "Use"
381110893 | TNB | DISTRIBUTION | WP PUTRAJAYA & CYBERJAYA | Existing | 11 kV |  | RYB | VCBJ/PMU/J00002 | PMU CBJ NORTH 132/11KV |  |  | Fail | Please check "Use"
381110894 | TNB | DISTRIBUTION | WP PUTRAJAYA & CYBERJAYA | Existing | 11 kV |  | RYB | VCBJ/PMU/J00002 | PMU CBJ NORTH 132/11KV |  |  | Fail | Please check "Use"
381110898 | TNB | DISTRIBUTION | WP PUTRAJAYA & CYBERJAYA | Existing | 11 kV | RESERVE | RYB | VCBJ/PMU/J00002 | PMU CBJ NORTH 132/11KV | R |  | Pass | null
381110899 | TNB | DISTRIBUTION | WP PUTRAJAYA & CYBERJAYA | Existing | 11 kV | MAIN | RYB | VCBJ/PMU/J00002 | PMU CBJ NORTH 132/11KV | M |  | Pass | null
381110900 | TNB | DISTRIBUTION | WP PUTRAJAYA & CYBERJAYA | Existing | 11 kV |  | RYB | VCBJ/PMU/J00002 | PMU CBJ NORTH 132/11KV |  |  | Fail | Please check "Use"
381110901 | TNB | DISTRIBUTION | WP PUTRAJAYA & CYBERJAYA | Existing | 11 kV | MAIN | RYB | VCBJ/PMU/J00002 | PMU CBJ NORTH 132/11KV | M |  | Pass | null
381110902 | TNB | DISTRIBUTION | WP PUTRAJAYA & CYBERJAYA | Existing | 11 kV |  | RYB | VCBJ/PMU/J00002 | PMU CBJ NORTH 132/11KV |  |  | Fail | Please check "Use"
381110909 | TNB | DISTRIBUTION | WP PUTRAJAYA & CYBERJAYA | Existing | 11 kV |  | RYB | VCBJ/PMU/J00002 | PMU CBJ NORTH 132/11KV |  |  | Fail | Please check "Use"
381110910 | TNB | DISTRIBUTION | WP PUTRAJAYA & CYBERJAYA | Existing | 11 kV |  | RYB | VCBJ/PMU/J00002 | PMU CBJ NORTH 132/11KV |  |  | Fail | Please check "Use"
381110913 | TNB | DISTRIBUTION | WP PUTRAJAYA & CYBERJAYA | Existing | 11 kV |  | RYB | VCBJ/PMU/J00002 | PMU CBJ NORTH 132/11KV |  |  | Fail | Please check "Use"
381110915 | TNB | DISTRIBUTION | WP PUTRAJAYA & CYBERJAYA | Existing | 11 kV | RESERVE | RYB | VCBJ/PMU/J00002 | PMU CBJ NORTH 132/11KV | R |  | Pass | null
381110917 | TNB | DISTRIBUTION | WP PUTRAJAYA & CYBERJAYA | Existing | 11 kV |  | RYB | VCBJ/PMU/J00002 | PMU CBJ NORTH 132/11KV |  |  | Fail | Please check "Use"
381110920 | TNB | DISTRIBUTION | WP PUTRAJAYA & CYBERJAYA | Existing | 11 kV |  | RYB | VCBJ/PMU/J00002 | PMU CBJ NORTH 132/11KV |  |  | Fail | Please check "Use"
381110922 | TNB | DISTRIBUTION | WP PUTRAJAYA & CYBERJAYA | Existing | 11 kV | RESERVE | RYB | VCBJ/PMU/J00002 | PMU CBJ NORTH 132/11KV | R |  | Pass | null
381110924 | TNB | DISTRIBUTION | WP PUTRAJAYA & CYBERJAYA | Existing | 11 kV | MAIN | RYB | VCBJ/PMU/J00002 | PMU CBJ NORTH 132/11KV | M |  | Pass | null
381110930 | TNB | DISTRIBUTION | WP PUTRAJAYA & CYBERJAYA | Existing | 11 kV |  | RYB | VCBJ/PMU/J00002 | PMU CBJ NORTH 132/11KV |  |  | Fail | Please check "Use"
381110931 | TNB | DISTRIBUTION | WP PUTRAJAYA & CYBERJAYA | Existing | 11 kV | MAIN | RYB | VCBJ/PMU/J00002 | PMU CBJ NORTH 132/11KV | M |  | Pass | null
381110932 | TNB | DISTRIBUTION | WP PUTRAJAYA & CYBERJAYA | Existing | 11 kV |  | RYB | VCBJ/PMU/J00002 | PMU CBJ NORTH 132/11KV |  |  | Fail | Please check "Use"
381110933 | TNB | DISTRIBUTION | WP PUTRAJAYA & CYBERJAYA | Existing | 11 kV |  | RYB | VCBJ/PMU/J00002 | PMU CBJ NORTH 132/11KV |  |  | Fail | Please check "Use"
381110939 | TNB | DISTRIBUTION | WP PUTRAJAYA & CYBERJAYA | Existing | 11 kV |  | RYB | VCBJ/PMU/J00002 | PMU CBJ NORTH 132/11KV |  |  | Fail | Please check "Use"
381110941 | TNB | DISTRIBUTION | WP PUTRAJAYA & CYBERJAYA | Existing | 11 kV |  | RYB | VCBJ/PMU/J00002 | PMU CBJ NORTH 132/11KV |  |  | Fail | Please check "Use"
381110942 | TNB | DISTRIBUTION | WP PUTRAJAYA & CYBERJAYA | Existing | 11 kV |  | RYB | VCBJ/PMU/J00002 | PMU CBJ NORTH 132/11KV |  |  | Fail | Please check "Use"
381110944 | TNB | DISTRIBUTION | WP PUTRAJAYA & CYBERJAYA | Existing | 11 kV |  | RYB | VCBJ/PMU/J00002 | PMU CBJ NORTH 132/11KV |  |  | Fail | Please check "Use"
381110945 | TNB | DISTRIBUTION | WP PUTRAJAYA & CYBERJAYA | Existing | 11 kV | RESERVE | RYB | VCBJ/PMU/J00002 | PMU CBJ NORTH 132/11KV | R |  | Pass | null
381110950 | TNB | DISTRIBUTION | WP PUTRAJAYA & CYBERJAYA | Existing | 11 kV |  | RYB | VCBJ/PMU/J00002 | PMU CBJ NORTH 132/11KV |  |  | Fail | Please check "Use"
381110951 | TNB | DISTRIBUTION | WP PUTRAJAYA & CYBERJAYA | Existing | 11 kV | RESERVE | RYB | VCBJ/PMU/J00002 | PMU CBJ NORTH 132/11KV | R |  | Pass | null
381110954 | TNB | DISTRIBUTION | WP PUTRAJAYA & CYBERJAYA | Existing | 11 kV | MAIN | RYB | VCBJ/PMU/J00002 | PMU CBJ NORTH 132/11KV | M |  | Pass | null
381110956 | TNB | DISTRIBUTION | WP PUTRAJAYA & CYBERJAYA | Existing | 11 kV | RESERVE | RYB | VCBJ/PMU/J00002 | PMU CBJ NORTH 132/11KV | R |  | Pass | null
381110957 | TNB | DISTRIBUTION | WP PUTRAJAYA & CYBERJAYA | Existing | 11 kV |  | RYB | VCBJ/PMU/J00002 | PMU CBJ NORTH 132/11KV |  |  | Fail | Please check "Use"
381110958 | TNB | DISTRIBUTION | WP PUTRAJAYA & CYBERJAYA | Existing | 11 kV |  | RYB | VCBJ/PMU/J00002 | PMU CBJ NORTH 132/11KV |  |  | Fail | Please check "Use"
381110961 | TNB | DISTRIBUTION | WP PUTRAJAYA & CYBERJAYA | Existing | 11 kV |  | RYB | VCBJ/PMU/J00002 | PMU CBJ NORTH 132/11KV |  |  | Fail | Please check "Use"
381110965 | TNB | DISTRIBUTION | WP PUTRAJAYA & CYBERJAYA | Existing | 11 kV | RESERVE | RYB | VCBJ/PMU/J00002 | PMU CBJ NORTH 132/11KV | R |  | Pass | null
381110966 | TNB | DISTRIBUTION | WP PUTRAJAYA & CYBERJAYA | Existing | 11 kV |  | RYB | VCBJ/PMU/J00002 | PMU CBJ NORTH 132/11KV |  |  | Fail | Please check "Use"
381110968 | TNB | DISTRIBUTION | WP PUTRAJAYA & CYBERJAYA | Existing | 11 kV |  | RYB | VCBJ/PMU/J00002 | PMU CBJ NORTH 132/11KV |  |  | Fail | Please check "Use"
381110970 | TNB | DISTRIBUTION | WP PUTRAJAYA & CYBERJAYA | Existing | 11 kV |  | RYB | VCBJ/PMU/J00002 | PMU CBJ NORTH 132/11KV |  |  | Fail | Please check "Use"
381110972 | TNB | DISTRIBUTION | WP PUTRAJAYA & CYBERJAYA | Existing | 11 kV |  | RYB | VCBJ/PMU/J00002 | PMU CBJ NORTH 132/11KV |  |  | Fail | Please check "Use"
381110973 | TNB | DISTRIBUTION | WP PUTRAJAYA & CYBERJAYA | Existing | 11 kV |  | RYB | VCBJ/PMU/J00002 | PMU CBJ NORTH 132/11KV |  |  | Fail | Please check "Use"
381110974 | TNB | DISTRIBUTION | WP PUTRAJAYA & CYBERJAYA | Existing | 11 kV |  | RYB | VCBJ/PMU/J00002 | PMU CBJ NORTH 132/11KV |  |  | Fail | Please check "Use"
381110975 | TNB | DISTRIBUTION | WP PUTRAJAYA & CYBERJAYA | Existing | 11 kV |  | RYB | VCBJ/PMU/J00002 | PMU CBJ NORTH 132/11KV |  |  | Fail | Please check "Use"
381110977 | TNB | DISTRIBUTION | WP PUTRAJAYA & CYBERJAYA | Existing | 11 kV |  | RYB | VCBJ/PMU/J00002 | PMU CBJ NORTH 132/11KV |  |  | Fail | Please check "Use"
381110978 | TNB | DISTRIBUTION | WP PUTRAJAYA & CYBERJAYA | Existing | 11 kV | RESERVE | RYB | VCBJ/PMU/J00002 | PMU CBJ NORTH 132/11KV | R |  | Pass | null
381110980 | TNB | DISTRIBUTION | WP PUTRAJAYA & CYBERJAYA | Existing | 11 kV |  | RYB | VCBJ/PMU/J00002 | PMU CBJ NORTH 132/11KV |  |  | Fail | Please check "Use"
381110982 | TNB | DISTRIBUTION | WP PUTRAJAYA & CYBERJAYA | Existing | 11 kV | RESERVE | RYB | VCBJ/PMU/J00002 | PMU CBJ NORTH 132/11KV | R |  | Pass | null
381110983 | TNB | DISTRIBUTION | WP PUTRAJAYA & CYBERJAYA | Existing | 11 kV |  | RYB | VCBJ/PMU/J00002 | PMU CBJ NORTH 132/11KV |  |  | Fail | Please check "Use"
381110984 | TNB | DISTRIBUTION | WP PUTRAJAYA & CYBERJAYA | Existing | 11 kV | RESERVE | RYB | VCBJ/PMU/J00002 | PMU CBJ NORTH 132/11KV | R |  | Pass | null
381110987 | TNB | DISTRIBUTION | WP PUTRAJAYA & CYBERJAYA | Existing | 11 kV |  | RYB | VCBJ/PMU/J00002 | PMU CBJ NORTH 132/11KV |  |  | Fail | Please check "Use"
381110989 | TNB | DISTRIBUTION | WP PUTRAJAYA & CYBERJAYA | Existing | 11 kV |  | RYB | VCBJ/PMU/J00002 | PMU CBJ NORTH 132/11KV |  |  | Fail | Please check "Use"
381110990 | TNB | DISTRIBUTION | WP PUTRAJAYA & CYBERJAYA | Existing | 11 kV |  | RYB | VCBJ/PMU/J00002 | PMU CBJ NORTH 132/11KV |  |  | Fail | Please check "Use"
381110991 | TNB | DISTRIBUTION | WP PUTRAJAYA & CYBERJAYA | Existing | 11 kV |  | RYB | VCBJ/PMU/J00002 | PMU CBJ NORTH 132/11KV |  |  | Fail | Please check "Use"
381110992 | TNB | DISTRIBUTION | WP PUTRAJAYA & CYBERJAYA | Existing | 11 kV |  | RYB | VCBJ/PMU/J00002 | PMU CBJ NORTH 132/11KV |  |  | Fail | Please check "Use"
381110994 | TNB | DISTRIBUTION | WP PUTRAJAYA & CYBERJAYA | Existing | 11 kV | RESERVE | RYB | VCBJ/PMU/J00002 | PMU CBJ NORTH 132/11KV | R |  | Pass | null
381110997 | TNB | DISTRIBUTION | WP PUTRAJAYA & CYBERJAYA | Existing | 11 kV |  | RYB | VCBJ/PMU/J00002 | PMU CBJ NORTH 132/11KV |  |  | Fail | Please check "Use"
381111001 | TNB | DISTRIBUTION | WP PUTRAJAYA & CYBERJAYA | Existing | 11 kV |  | RYB | VCBJ/PMU/J00002 | PMU CBJ NORTH 132/11KV |  |  | Fail | Please check "Use"
381111002 | TNB | DISTRIBUTION | WP PUTRAJAYA & CYBERJAYA | Existing | 11 kV |  | RYB | VCBJ/PMU/J00002 | PMU CBJ NORTH 132/11KV |  |  | Fail | Please check "Use"
381111003 | TNB | DISTRIBUTION | WP PUTRAJAYA & CYBERJAYA | Existing | 11 kV | MAIN | RYB | VCBJ/PMU/J00002 | PMU CBJ NORTH 132/11KV | M |  | Pass | null
381111005 | TNB | DISTRIBUTION | WP PUTRAJAYA & CYBERJAYA | Existing | 11 kV | RESERVE | RYB | VCBJ/PMU/J00002 | PMU CBJ NORTH 132/11KV | R |  | Pass | null
381111006 | TNB | DISTRIBUTION | WP PUTRAJAYA & CYBERJAYA | Existing | 11 kV | RESERVE | RYB | VCBJ/PMU/J00002 | PMU CBJ NORTH 132/11KV | R |  | Pass | null
381111007 | TNB | DISTRIBUTION | WP PUTRAJAYA & CYBERJAYA | Existing | 11 kV |  | RYB | VCBJ/PMU/J00002 | PMU CBJ NORTH 132/11KV |  |  | Fail | Please check "Use"
381111008 | TNB | DISTRIBUTION | WP PUTRAJAYA & CYBERJAYA | Existing | 11 kV |  | RYB | VCBJ/PMU/J00002 | PMU CBJ NORTH 132/11KV |  |  | Fail | Please check "Use"
381111010 | TNB | DISTRIBUTION | WP PUTRAJAYA & CYBERJAYA | Existing | 11 kV | MAIN | RYB | VCBJ/PMU/J00002 | PMU CBJ NORTH 132/11KV | M |  | Pass | null
381111011 | TNB | DISTRIBUTION | WP PUTRAJAYA & CYBERJAYA | Existing | 11 kV |  | RYB | VCBJ/PMU/J00002 | PMU CBJ NORTH 132/11KV |  |  | Fail | Please check "Use"
381111016 | TNB | DISTRIBUTION | WP PUTRAJAYA & CYBERJAYA | Existing | 11 kV |  | RYB | VCBJ/PMU/J00002 | PMU CBJ NORTH 132/11KV |  |  | Fail | Please check "Use"
381111019 | TNB | DISTRIBUTION | WP PUTRAJAYA & CYBERJAYA | Existing | 11 kV |  | RYB | VCBJ/PMU/J00002 | PMU CBJ NORTH 132/11KV |  |  | Fail | Please check "Use"
381111021 | TNB | DISTRIBUTION | WP PUTRAJAYA & CYBERJAYA | Existing | 11 kV | RESERVE | RYB | VCBJ/PMU/J00002 | PMU CBJ NORTH 132/11KV | R |  | Pass | null
381111024 | TNB | DISTRIBUTION | WP PUTRAJAYA & CYBERJAYA | Existing | 11 kV | MAIN | RYB | VCBJ/PMU/J00002 | PMU CBJ NORTH 132/11KV | M |  | Pass | null
381111025 | TNB | DISTRIBUTION | WP PUTRAJAYA & CYBERJAYA | Existing | 11 kV | RESERVE | RYB | VCBJ/PMU/J00002 | PMU CBJ NORTH 132/11KV | R |  | Pass | null
381111029 | TNB | DISTRIBUTION | WP PUTRAJAYA & CYBERJAYA | Existing | 11 kV |  | RYB | VCBJ/PMU/J00002 | PMU CBJ NORTH 132/11KV |  |  | Fail | Please check "Use"
381111032 | TNB | DISTRIBUTION | WP PUTRAJAYA & CYBERJAYA | Existing | 11 kV |  | RYB | VCBJ/PMU/J00002 | PMU CBJ NORTH 132/11KV |  |  | Fail | Please check "Use"
381111036 | TNB | DISTRIBUTION | WP PUTRAJAYA & CYBERJAYA | Existing | 11 kV |  | RYB | VCBJ/PMU/J00002 | PMU CBJ NORTH 132/11KV |  |  | Fail | Please check "Use"
381111037 | TNB | DISTRIBUTION | WP PUTRAJAYA & CYBERJAYA | Existing | 11 kV | MAIN | RYB | VCBJ/PMU/J00002 | PMU CBJ NORTH 132/11KV | M |  | Pass | null
381111038 | TNB | DISTRIBUTION | WP PUTRAJAYA & CYBERJAYA | Existing | 11 kV |  | RYB | VCBJ/PMU/J00002 | PMU CBJ NORTH 132/11KV |  |  | Fail | Please check "Use"
381111039 | TNB | DISTRIBUTION | WP PUTRAJAYA & CYBERJAYA | Existing | 11 kV | RESERVE | RYB | VCBJ/PMU/J00002 | PMU CBJ NORTH 132/11KV | R |  | Pass | null
381111042 | TNB | DISTRIBUTION | WP PUTRAJAYA & CYBERJAYA | Existing | 11 kV |  | RYB | VCBJ/PMU/J00002 | PMU CBJ NORTH 132/11KV |  |  | Fail | Please check "Use"
381111043 | TNB | DISTRIBUTION | WP PUTRAJAYA & CYBERJAYA | Existing | 11 kV | MAIN | RYB | VCBJ/PMU/J00002 | PMU CBJ NORTH 132/11KV | M |  | Pass | null
381111045 | TNB | DISTRIBUTION | WP PUTRAJAYA & CYBERJAYA | Existing | 11 kV | RESERVE | RYB | VCBJ/PMU/J00002 | PMU CBJ NORTH 132/11KV | R |  | Pass | null
381111047 | TNB | DISTRIBUTION | WP PUTRAJAYA & CYBERJAYA | Existing | 11 kV |  | RYB | VCBJ/PMU/J00002 | PMU CBJ NORTH 132/11KV |  |  | Fail | Please check "Use"
381111051 | TNB | DISTRIBUTION | WP PUTRAJAYA & CYBERJAYA | Existing | 11 kV | MAIN | RYB | VCBJ/PMU/J00002 | PMU CBJ NORTH 132/11KV | M |  | Pass | null
381111054 | TNB | DISTRIBUTION | WP PUTRAJAYA & CYBERJAYA | Existing | 11 kV | MAIN | RYB | VCBJ/PMU/J00002 | PMU CBJ NORTH 132/11KV | M |  | Pass | null
381111055 | TNB | DISTRIBUTION | WP PUTRAJAYA & CYBERJAYA | Existing | 11 kV |  | RYB | VCBJ/PMU/J00002 | PMU CBJ NORTH 132/11KV |  |  | Fail | Please check "Use"
381111056 | TNB | DISTRIBUTION | WP PUTRAJAYA & CYBERJAYA | Existing | 11 kV | MAIN | RYB | VCBJ/PMU/J00002 | PMU CBJ NORTH 132/11KV | M |  | Pass | null
381111057 | TNB | DISTRIBUTION | WP PUTRAJAYA & CYBERJAYA | Existing | 11 kV |  | RYB | VCBJ/PMU/J00002 | PMU CBJ NORTH 132/11KV |  |  | Fail | Please check "Use"
381111060 | TNB | DISTRIBUTION | WP PUTRAJAYA & CYBERJAYA | Existing | 11 kV |  | RYB | VCBJ/PMU/J00002 | PMU CBJ NORTH 132/11KV |  |  | Fail | Please check "Use"
381111061 | TNB | DISTRIBUTION | WP PUTRAJAYA & CYBERJAYA | Existing | 11 kV |  | RYB | VCBJ/PMU/J00002 | PMU CBJ NORTH 132/11KV |  |  | Fail | Please check "Use"
381111062 | TNB | DISTRIBUTION | WP PUTRAJAYA & CYBERJAYA | Existing | 11 kV |  | RYB | VCBJ/PMU/J00002 | PMU CBJ NORTH 132/11KV |  |  | Fail | Please check "Use"
381111064 | TNB | DISTRIBUTION | WP PUTRAJAYA & CYBERJAYA | Existing | 11 kV |  | RYB | VCBJ/PMU/J00002 | PMU CBJ NORTH 132/11KV |  |  | Fail | Please check "Use"
381111066 | TNB | DISTRIBUTION | WP PUTRAJAYA & CYBERJAYA | Existing | 11 kV |  | RYB | VCBJ/PMU/J00002 | PMU CBJ NORTH 132/11KV |  |  | Fail | Please check "Use"
381111067 | TNB | DISTRIBUTION | WP PUTRAJAYA & CYBERJAYA | Existing | 11 kV |  | RYB | VCBJ/PMU/J00002 | PMU CBJ NORTH 132/11KV |  |  | Fail | Please check "Use"
381111068 | TNB | DISTRIBUTION | WP PUTRAJAYA & CYBERJAYA | Existing | 11 kV |  | RYB | VCBJ/PMU/J00002 | PMU CBJ NORTH 132/11KV |  |  | Fail | Please check "Use"
381111071 | TNB | DISTRIBUTION | WP PUTRAJAYA & CYBERJAYA | Existing | 11 kV |  | RYB | VCBJ/PMU/J00002 | PMU CBJ NORTH 132/11KV |  |  | Fail | Please check "Use"
381111072 | TNB | DISTRIBUTION | WP PUTRAJAYA & CYBERJAYA | Existing | 11 kV | MAIN | RYB | VCBJ/PMU/J00002 | PMU CBJ NORTH 132/11KV | M |  | Pass | null
381111073 | TNB | DISTRIBUTION | WP PUTRAJAYA & CYBERJAYA | Existing | 11 kV |  | RYB | VCBJ/PMU/J00002 | PMU CBJ NORTH 132/11KV |  |  | Fail | Please check "Use"
381111076 | TNB | DISTRIBUTION | WP PUTRAJAYA & CYBERJAYA | Existing | 11 kV | MAIN | RYB | VCBJ/PMU/J00002 | PMU CBJ NORTH 132/11KV | M |  | Pass | null
381111077 | TNB | DISTRIBUTION | WP PUTRAJAYA & CYBERJAYA | Existing | 11 kV | MAIN | RYB | VCBJ/PMU/J00002 | PMU CBJ NORTH 132/11KV | M |  | Pass | null
381111079 | TNB | DISTRIBUTION | WP PUTRAJAYA & CYBERJAYA | Existing | 11 kV |  | RYB | VCBJ/PMU/J00002 | PMU CBJ NORTH 132/11KV |  |  | Fail | Please check "Use"
381111082 | TNB | DISTRIBUTION | WP PUTRAJAYA & CYBERJAYA | Existing | 33 kV | MAIN | RYB | VCBJ/PMU/G00002 | PMU CBJ NORTH 132/33KV | R |  | Pass | null
381111083 | TNB | DISTRIBUTION | WP PUTRAJAYA & CYBERJAYA | Existing | 33 kV |  | RYB | VCBJ/PMU/G00002 | PMU CBJ NORTH 132/33KV |  |  | Fail | Please check "Use"
381111084 | TNB | DISTRIBUTION | WP PUTRAJAYA & CYBERJAYA | Existing | 33 kV |  | RYB | VCBJ/PMU/G00002 | PMU CBJ NORTH 132/33KV |  |  | Fail | Please check "Use"
381111085 | TNB | DISTRIBUTION | WP PUTRAJAYA & CYBERJAYA | Existing | 33 kV |  | RYB | VCBJ/PMU/G00002 | PMU CBJ NORTH 132/33KV |  |  | Fail | Please check "Use"
381111086 | TNB | DISTRIBUTION | WP PUTRAJAYA & CYBERJAYA | Existing | 33 kV | RESERVE | RYB | VCBJ/PMU/G00002 | PMU CBJ NORTH 132/33KV |  |  | Pass | null
381111087 | TNB | DISTRIBUTION | WP PUTRAJAYA & CYBERJAYA | Existing | 33 kV |  | RYB | VCBJ/PMU/G00002 | PMU CBJ NORTH 132/33KV |  |  | Fail | Please check "Use"
381111088 | TNB | DISTRIBUTION | WP PUTRAJAYA & CYBERJAYA | Existing | 33 kV |  | RYB | VCBJ/PMU/G00002 | PMU CBJ NORTH 132/33KV |  |  | Fail | Please check "Use"
381111090 | TNB | DISTRIBUTION | WP PUTRAJAYA & CYBERJAYA | Existing | 33 kV |  | RYB | VCBJ/PMU/G00002 | PMU CBJ NORTH 132/33KV |  |  | Fail | Please check "Use"
381111097 | TNB | DISTRIBUTION | WP PUTRAJAYA & CYBERJAYA | Existing | 33 kV |  | RYB | VCBJ/PMU/G00002 | PMU CBJ NORTH 132/33KV |  |  | Fail | Please check "Use"
381111099 | TNB | DISTRIBUTION | WP PUTRAJAYA & CYBERJAYA | Existing | 33 kV |  | RYB | VCBJ/PMU/G00002 | PMU CBJ NORTH 132/33KV |  |  | Fail | Please check "Use"
381111100 | TNB | DISTRIBUTION | WP PUTRAJAYA & CYBERJAYA | Existing | 33 kV | MAIN | RYB | VCBJ/PMU/G00002 | PMU CBJ NORTH 132/33KV | R |  | Pass | null
381111101 | TNB | DISTRIBUTION | WP PUTRAJAYA & CYBERJAYA | Existing | 33 kV |  | RYB | VCBJ/PMU/G00002 | PMU CBJ NORTH 132/33KV |  |  | Fail | Please check "Use"
381111102 | TNB | DISTRIBUTION | WP PUTRAJAYA & CYBERJAYA | Existing | 33 kV |  | RYB | VCBJ/PMU/G00002 | PMU CBJ NORTH 132/33KV |  |  | Fail | Please check "Use"
381111106 | TNB | DISTRIBUTION | WP PUTRAJAYA & CYBERJAYA | Existing | 33 kV |  | RYB | VCBJ/PMU/G00002 | PMU CBJ NORTH 132/33KV |  |  | Fail | Please check "Use"
381111108 | TNB | DISTRIBUTION | WP PUTRAJAYA & CYBERJAYA | Existing | 33 kV | MAIN | RYB | VCBJ/PMU/G00002 | PMU CBJ NORTH 132/33KV | R |  | Pass | null
381111109 | TNB | DISTRIBUTION | WP PUTRAJAYA & CYBERJAYA | Existing | 33 kV |  | RYB | VCBJ/PMU/G00002 | PMU CBJ NORTH 132/33KV |  |  | Fail | Please check "Use"
381111110 | TNB | DISTRIBUTION | WP PUTRAJAYA & CYBERJAYA | Existing | 33 kV |  | RYB | VCBJ/PMU/G00002 | PMU CBJ NORTH 132/33KV |  |  | Fail | Please check "Use"
381111115 | TNB | DISTRIBUTION | WP PUTRAJAYA & CYBERJAYA | Existing | 33 kV |  | RYB | VCBJ/PMU/G00002 | PMU CBJ NORTH 132/33KV |  |  | Fail | Please check "Use"
381111119 | TNB | DISTRIBUTION | WP PUTRAJAYA & CYBERJAYA | Existing | 33 kV |  | RYB | VCBJ/PMU/G00002 | PMU CBJ NORTH 132/33KV |  |  | Fail | Please check "Use"
381111120 | TNB | DISTRIBUTION | WP PUTRAJAYA & CYBERJAYA | Existing | 33 kV |  | RYB | VCBJ/PMU/G00002 | PMU CBJ NORTH 132/33KV |  |  | Fail | Please check "Use"
381111121 | TNB | DISTRIBUTION | WP PUTRAJAYA & CYBERJAYA | Existing | 33 kV |  | RYB | VCBJ/PMU/G00002 | PMU CBJ NORTH 132/33KV |  |  | Fail | Please check "Use"
381111122 | TNB | DISTRIBUTION | WP PUTRAJAYA & CYBERJAYA | Existing | 33 kV | MAIN | RYB | VCBJ/PMU/G00002 | PMU CBJ NORTH 132/33KV | R |  | Pass | null
381111123 | TNB | DISTRIBUTION | WP PUTRAJAYA & CYBERJAYA | Existing | 33 kV | RESERVE | RYB | VCBJ/PMU/G00002 | PMU CBJ NORTH 132/33KV |  |  | Pass | null
381111124 | TNB | DISTRIBUTION | WP PUTRAJAYA & CYBERJAYA | Existing | 33 kV | RESERVE | RYB | VCBJ/PMU/G00002 | PMU CBJ NORTH 132/33KV | M |  | Pass | null
381111126 | TNB | DISTRIBUTION | WP PUTRAJAYA & CYBERJAYA | Existing | 33 kV |  | RYB | VCBJ/PMU/G00002 | PMU CBJ NORTH 132/33KV |  |  | Fail | Please check "Use"
381111127 | TNB | DISTRIBUTION | WP PUTRAJAYA & CYBERJAYA | Existing | 33 kV |  | RYB | VCBJ/PMU/G00002 | PMU CBJ NORTH 132/33KV |  |  | Fail | Please check "Use"
381111128 | TNB | DISTRIBUTION | WP PUTRAJAYA & CYBERJAYA | Existing | 33 kV | MAIN | RYB | VCBJ/PMU/G00002 | PMU CBJ NORTH 132/33KV | R |  | Pass | null
381111129 | TNB | DISTRIBUTION | WP PUTRAJAYA & CYBERJAYA | Existing | 33 kV |  | RYB | VCBJ/PMU/G00002 | PMU CBJ NORTH 132/33KV |  |  | Fail | Please check "Use"
381111136 | TNB | DISTRIBUTION | WP PUTRAJAYA & CYBERJAYA | Existing | 33 kV |  | RYB | VCBJ/PMU/G00002 | PMU CBJ NORTH 132/33KV |  |  | Fail | Please check "Use"
381111137 | TNB | DISTRIBUTION | WP PUTRAJAYA & CYBERJAYA | Existing | 33 kV | RESERVE | RYB | VCBJ/PMU/G00002 | PMU CBJ NORTH 132/33KV |  |  | Pass | null
381111138 | TNB | DISTRIBUTION | WP PUTRAJAYA & CYBERJAYA | Existing | 33 kV |  | RYB | VCBJ/PMU/G00002 | PMU CBJ NORTH 132/33KV |  |  | Fail | Please check "Use"
381111139 | TNB | DISTRIBUTION | WP PUTRAJAYA & CYBERJAYA | Existing | 33 kV | MAIN | RYB | VCBJ/PMU/G00002 | PMU CBJ NORTH 132/33KV | R |  | Pass | null
381111140 | TNB | DISTRIBUTION | WP PUTRAJAYA & CYBERJAYA | Existing | 33 kV |  | RYB | VCBJ/PMU/G00002 | PMU CBJ NORTH 132/33KV |  |  | Fail | Please check "Use"
381111143 | TNB | DISTRIBUTION | WP PUTRAJAYA & CYBERJAYA | Existing | 33 kV |  | RYB | VCBJ/PMU/G00002 | PMU CBJ NORTH 132/33KV |  |  | Fail | Please check "Use"
381111145 | TNB | DISTRIBUTION | WP PUTRAJAYA & CYBERJAYA | Existing | 33 kV |  | RYB | VCBJ/PMU/G00002 | PMU CBJ NORTH 132/33KV |  |  | Fail | Please check "Use"
381111146 | TNB | DISTRIBUTION | WP PUTRAJAYA & CYBERJAYA | Existing | 33 kV |  | RYB | VCBJ/PMU/G00002 | PMU CBJ NORTH 132/33KV |  |  | Fail | Please check "Use"
381111147 | TNB | DISTRIBUTION | WP PUTRAJAYA & CYBERJAYA | Existing | 33 kV | MAIN | RYB | VCBJ/PMU/G00002 | PMU CBJ NORTH 132/33KV | R |  | Pass | null
381111148 | TNB | DISTRIBUTION | WP PUTRAJAYA & CYBERJAYA | Existing | 33 kV | RESERVE | RYB | VCBJ/PMU/G00002 | PMU CBJ NORTH 132/33KV | M |  | Pass | null
381111149 | TNB | DISTRIBUTION | WP PUTRAJAYA & CYBERJAYA | Existing | 33 kV | MAIN | RYB | VCBJ/PMU/G00002 | PMU CBJ NORTH 132/33KV | R |  | Pass | null
381111150 | TNB | DISTRIBUTION | WP PUTRAJAYA & CYBERJAYA | Existing | 33 kV |  | RYB | VCBJ/PMU/G00002 | PMU CBJ NORTH 132/33KV |  |  | Fail | Please check "Use"
381111151 | TNB | DISTRIBUTION | WP PUTRAJAYA & CYBERJAYA | Existing | 33 kV |  | RYB | VCBJ/PMU/G00002 | PMU CBJ NORTH 132/33KV |  |  | Fail | Please check "Use"
381111153 | TNB | DISTRIBUTION | WP PUTRAJAYA & CYBERJAYA | Existing | 33 kV |  | RYB | VCBJ/PMU/G00002 | PMU CBJ NORTH 132/33KV |  |  | Fail | Please check "Use"
381111154 | TNB | DISTRIBUTION | WP PUTRAJAYA & CYBERJAYA | Existing | 33 kV |  | RYB | VCBJ/PMU/G00002 | PMU CBJ NORTH 132/33KV |  |  | Fail | Please check "Use"
381111157 | TNB | DISTRIBUTION | WP PUTRAJAYA & CYBERJAYA | Existing | 33 kV |  | RYB | VCBJ/PMU/G00002 | PMU CBJ NORTH 132/33KV |  |  | Fail | Please check "Use"
381111158 | TNB | DISTRIBUTION | WP PUTRAJAYA & CYBERJAYA | Existing | 33 kV | MAIN | RYB | VCBJ/PMU/G00002 | PMU CBJ NORTH 132/33KV | R |  | Pass | null
381111159 | TNB | DISTRIBUTION | WP PUTRAJAYA & CYBERJAYA | Existing | 33 kV |  | RYB | VCBJ/PMU/G00002 | PMU CBJ NORTH 132/33KV |  |  | Fail | Please check "Use"
381111161 | TNB | DISTRIBUTION | WP PUTRAJAYA & CYBERJAYA | Existing | 33 kV |  | RYB | VCBJ/PMU/G00002 | PMU CBJ NORTH 132/33KV |  |  | Fail | Please check "Use"
381111164 | TNB | DISTRIBUTION | WP PUTRAJAYA & CYBERJAYA | Existing | 33 kV |  | RYB | VCBJ/PMU/G00002 | PMU CBJ NORTH 132/33KV |  |  | Fail | Please check "Use"
381111165 | TNB | DISTRIBUTION | WP PUTRAJAYA & CYBERJAYA | Existing | 33 kV |  | RYB | VCBJ/PMU/G00002 | PMU CBJ NORTH 132/33KV |  |  | Fail | Please check "Use"
381111169 | TNB | DISTRIBUTION | WP PUTRAJAYA & CYBERJAYA | Existing | 33 kV |  | RYB | VCBJ/PMU/G00002 | PMU CBJ NORTH 132/33KV |  |  | Fail | Please check "Use"
381111170 | TNB | DISTRIBUTION | WP PUTRAJAYA & CYBERJAYA | Existing | 33 kV |  | RYB | VCBJ/PMU/G00002 | PMU CBJ NORTH 132/33KV |  |  | Fail | Please check "Use"
381111171 | TNB | DISTRIBUTION | WP PUTRAJAYA & CYBERJAYA | Existing | 33 kV |  | RYB | VCBJ/PMU/G00002 | PMU CBJ NORTH 132/33KV |  |  | Fail | Please check "Use"
381111173 | TNB | DISTRIBUTION | WP PUTRAJAYA & CYBERJAYA | Existing | 33 kV | MAIN | RYB | VCBJ/PMU/G00002 | PMU CBJ NORTH 132/33KV | R |  | Pass | null
381111174 | TNB | DISTRIBUTION | WP PUTRAJAYA & CYBERJAYA | Existing | 33 kV |  | RYB | VCBJ/PMU/G00002 | PMU CBJ NORTH 132/33KV |  |  | Fail | Please check "Use"
381111175 | TNB | DISTRIBUTION | WP PUTRAJAYA & CYBERJAYA | Existing | 33 kV |  | RYB | VCBJ/PMU/G00002 | PMU CBJ NORTH 132/33KV |  |  | Fail | Please check "Use"
381111176 | TNB | DISTRIBUTION | WP PUTRAJAYA & CYBERJAYA | Existing | 33 kV |  | RYB | VCBJ/PMU/G00002 | PMU CBJ NORTH 132/33KV |  |  | Fail | Please check "Use"
381111177 | TNB | DISTRIBUTION | WP PUTRAJAYA & CYBERJAYA | Existing | 33 kV | MAIN | RYB | VCBJ/PMU/G00002 | PMU CBJ NORTH 132/33KV | R |  | Pass | null
381111178 | TNB | DISTRIBUTION | WP PUTRAJAYA & CYBERJAYA | Existing | 33 kV |  | RYB | VCBJ/PMU/G00002 | PMU CBJ NORTH 132/33KV |  |  | Fail | Please check "Use"
381111187 | TNB | DISTRIBUTION | WP PUTRAJAYA & CYBERJAYA | Existing | 33 kV |  | RYB | VCBJ/PMU/G00002 | PMU CBJ NORTH 132/33KV |  |  | Fail | Please check "Use"
381111188 | TNB | DISTRIBUTION | WP PUTRAJAYA & CYBERJAYA | Existing | 33 kV |  | RYB | VCBJ/PMU/G00002 | PMU CBJ NORTH 132/33KV |  |  | Fail | Please check "Use"
381111189 | TNB | DISTRIBUTION | WP PUTRAJAYA & CYBERJAYA | Existing | 33 kV |  | RYB | VCBJ/PMU/G00002 | PMU CBJ NORTH 132/33KV |  |  | Fail | Please check "Use"
381111190 | TNB | DISTRIBUTION | WP PUTRAJAYA & CYBERJAYA | Existing | 33 kV |  | RYB | VCBJ/PMU/G00002 | PMU CBJ NORTH 132/33KV |  |  | Fail | Please check "Use"
381111191 | TNB | DISTRIBUTION | WP PUTRAJAYA & CYBERJAYA | Existing | 33 kV | RESERVE | RYB | VCBJ/PMU/G00002 | PMU CBJ NORTH 132/33KV |  |  | Pass | null
381111192 | TNB | DISTRIBUTION | WP PUTRAJAYA & CYBERJAYA | Existing | 33 kV | RESERVE | RYB | VCBJ/PMU/G00002 | PMU CBJ NORTH 132/33KV | M |  | Pass | null
381111195 | TNB | DISTRIBUTION | WP PUTRAJAYA & CYBERJAYA | Existing | 33 kV |  | RYB | VCBJ/PMU/G00002 | PMU CBJ NORTH 132/33KV |  |  | Fail | Please check "Use"
381111196 | TNB | DISTRIBUTION | WP PUTRAJAYA & CYBERJAYA | Existing | 33 kV |  | RYB | VCBJ/PMU/G00002 | PMU CBJ NORTH 132/33KV |  |  | Fail | Please check "Use"
381111197 | TNB | DISTRIBUTION | WP PUTRAJAYA & CYBERJAYA | Existing | 33 kV |  | RYB | VCBJ/PMU/G00002 | PMU CBJ NORTH 132/33KV |  |  | Fail | Please check "Use"
381111201 | TNB | DISTRIBUTION | WP PUTRAJAYA & CYBERJAYA | Existing | 33 kV |  | RYB | VCBJ/PMU/G00002 | PMU CBJ NORTH 132/33KV |  |  | Fail | Please check "Use"
381111202 | TNB | DISTRIBUTION | WP PUTRAJAYA & CYBERJAYA | Existing | 33 kV |  | RYB | VCBJ/PMU/G00002 | PMU CBJ NORTH 132/33KV |  |  | Fail | Please check "Use"
381111203 | TNB | DISTRIBUTION | WP PUTRAJAYA & CYBERJAYA | Existing | 33 kV |  | RYB | VCBJ/PMU/G00002 | PMU CBJ NORTH 132/33KV |  |  | Fail | Please check "Use"
381111204 | TNB | DISTRIBUTION | WP PUTRAJAYA & CYBERJAYA | Existing | 33 kV | RESERVE | RYB | VCBJ/PMU/G00002 | PMU CBJ NORTH 132/33KV | M |  | Pass | null
381111205 | TNB | DISTRIBUTION | WP PUTRAJAYA & CYBERJAYA | Existing | 33 kV |  | RYB | VCBJ/PMU/G00002 | PMU CBJ NORTH 132/33KV |  |  | Fail | Please check "Use"
381111206 | TNB | DISTRIBUTION | WP PUTRAJAYA & CYBERJAYA | Existing | 33 kV |  | RYB | VCBJ/PMU/G00002 | PMU CBJ NORTH 132/33KV |  |  | Fail | Please check "Use"
381111207 | TNB | DISTRIBUTION | WP PUTRAJAYA & CYBERJAYA | Existing | 33 kV |  | RYB | VCBJ/PMU/G00002 | PMU CBJ NORTH 132/33KV |  |  | Fail | Please check "Use"
381111208 | TNB | DISTRIBUTION | WP PUTRAJAYA & CYBERJAYA | Existing | 33 kV | RESERVE | RYB | VCBJ/PMU/G00002 | PMU CBJ NORTH 132/33KV |  |  | Pass | null
381111210 | TNB | DISTRIBUTION | WP PUTRAJAYA & CYBERJAYA | Existing | 33 kV |  | RYB | VCBJ/PMU/G00002 | PMU CBJ NORTH 132/33KV |  |  | Fail | Please check "Use"
381111211 | TNB | DISTRIBUTION | WP PUTRAJAYA & CYBERJAYA | Existing | 33 kV |  | RYB | VCBJ/PMU/G00002 | PMU CBJ NORTH 132/33KV |  |  | Fail | Please check "Use"
381111213 | TNB | DISTRIBUTION | WP PUTRAJAYA & CYBERJAYA | Existing | 33 kV | RESERVE | RYB | VCBJ/PMU/G00002 | PMU CBJ NORTH 132/33KV | M |  | Pass | null
381111214 | TNB | DISTRIBUTION | WP PUTRAJAYA & CYBERJAYA | Existing | 33 kV |  | RYB | VCBJ/PMU/G00002 | PMU CBJ NORTH 132/33KV |  |  | Fail | Please check "Use"
381111220 | TNB | DISTRIBUTION | WP PUTRAJAYA & CYBERJAYA | Existing | 33 kV |  | RYB | VCBJ/PMU/G00002 | PMU CBJ NORTH 132/33KV |  |  | Fail | Please check "Use"
381111224 | TNB | DISTRIBUTION | WP PUTRAJAYA & CYBERJAYA | Existing | 33 kV | MAIN | RYB | VCBJ/PMU/G00002 | PMU CBJ NORTH 132/33KV | R |  | Pass | null
381111228 | TNB | DISTRIBUTION | WP PUTRAJAYA & CYBERJAYA | Existing | 33 kV |  | RYB | VCBJ/PMU/G00002 | PMU CBJ NORTH 132/33KV |  |  | Fail | Please check "Use"
381111229 | TNB | DISTRIBUTION | WP PUTRAJAYA & CYBERJAYA | Existing | 33 kV |  | RYB | VCBJ/PMU/G00002 | PMU CBJ NORTH 132/33KV |  |  | Fail | Please check "Use"
381111230 | TNB | DISTRIBUTION | WP PUTRAJAYA & CYBERJAYA | Existing | 33 kV |  | RYB | VCBJ/PMU/G00002 | PMU CBJ NORTH 132/33KV |  |  | Fail | Please check "Use"
381111232 | TNB | DISTRIBUTION | WP PUTRAJAYA & CYBERJAYA | Existing | 33 kV | RESERVE | RYB | VCBJ/PMU/G00002 | PMU CBJ NORTH 132/33KV |  |  | Pass | null
381111233 | TNB | DISTRIBUTION | WP PUTRAJAYA & CYBERJAYA | Existing | 33 kV |  | RYB | VCBJ/PMU/G00002 | PMU CBJ NORTH 132/33KV |  |  | Fail | Please check "Use"
381111236 | TNB | DISTRIBUTION | WP PUTRAJAYA & CYBERJAYA | Existing | 33 kV |  | RYB | VCBJ/PMU/G00002 | PMU CBJ NORTH 132/33KV |  |  | Fail | Please check "Use"
381111237 | TNB | DISTRIBUTION | WP PUTRAJAYA & CYBERJAYA | Existing | 33 kV |  | RYB | VCBJ/PMU/G00002 | PMU CBJ NORTH 132/33KV |  |  | Fail | Please check "Use"
381111238 | TNB | DISTRIBUTION | WP PUTRAJAYA & CYBERJAYA | Existing | 33 kV |  | RYB | VCBJ/PMU/G00002 | PMU CBJ NORTH 132/33KV |  |  | Fail | Please check "Use"
381111239 | TNB | DISTRIBUTION | WP PUTRAJAYA & CYBERJAYA | Existing | 33 kV |  | RYB | VCBJ/PMU/G00002 | PMU CBJ NORTH 132/33KV |  |  | Fail | Please check "Use"
381111240 | TNB | DISTRIBUTION | WP PUTRAJAYA & CYBERJAYA | Existing | 33 kV | RESERVE | RYB | VCBJ/PMU/G00002 | PMU CBJ NORTH 132/33KV |  |  | Pass | null
381111241 | TNB | DISTRIBUTION | WP PUTRAJAYA & CYBERJAYA | Existing | 33 kV |  | RYB | VCBJ/PMU/G00002 | PMU CBJ NORTH 132/33KV |  |  | Fail | Please check "Use"
381111242 | TNB | DISTRIBUTION | WP PUTRAJAYA & CYBERJAYA | Existing | 33 kV | MAIN | RYB | VCBJ/PMU/G00002 | PMU CBJ NORTH 132/33KV | R |  | Pass | null
381111243 | TNB | DISTRIBUTION | WP PUTRAJAYA & CYBERJAYA | Existing | 33 kV |  | RYB | VCBJ/PMU/G00002 | PMU CBJ NORTH 132/33KV |  |  | Fail | Please check "Use"
381111244 | TNB | DISTRIBUTION | WP PUTRAJAYA & CYBERJAYA | Existing | 33 kV |  | RYB | VCBJ/PMU/G00002 | PMU CBJ NORTH 132/33KV |  |  | Fail | Please check "Use"
381111246 | TNB | DISTRIBUTION | WP PUTRAJAYA & CYBERJAYA | Existing | 33 kV |  | RYB | VCBJ/PMU/G00002 | PMU CBJ NORTH 132/33KV |  |  | Fail | Please check "Use"
381111247 | TNB | DISTRIBUTION | WP PUTRAJAYA & CYBERJAYA | Existing | 33 kV | MAIN | RYB | VCBJ/PMU/G00002 | PMU CBJ NORTH 132/33KV | R |  | Pass | null
381111248 | TNB | DISTRIBUTION | WP PUTRAJAYA & CYBERJAYA | Existing | 33 kV |  | RYB | VCBJ/PMU/G00002 | PMU CBJ NORTH 132/33KV |  |  | Fail | Please check "Use"
381111249 | TNB | DISTRIBUTION | WP PUTRAJAYA & CYBERJAYA | Existing | 33 kV |  | RYB | VCBJ/PMU/G00002 | PMU CBJ NORTH 132/33KV |  |  | Fail | Please check "Use"
381111250 | TNB | DISTRIBUTION | WP PUTRAJAYA & CYBERJAYA | Existing | 33 kV |  | RYB | VCBJ/PMU/G00002 | PMU CBJ NORTH 132/33KV |  |  | Fail | Please check "Use"
381111251 | TNB | DISTRIBUTION | WP PUTRAJAYA & CYBERJAYA | Existing | 33 kV |  | RYB | VCBJ/PMU/G00002 | PMU CBJ NORTH 132/33KV |  |  | Fail | Please check "Use"
381111256 | TNB | DISTRIBUTION | WP PUTRAJAYA & CYBERJAYA | Existing | 33 kV |  | RYB | VCBJ/PMU/G00002 | PMU CBJ NORTH 132/33KV |  |  | Fail | Please check "Use"
381111257 | TNB | DISTRIBUTION | WP PUTRAJAYA & CYBERJAYA | Existing | 33 kV |  | RYB | VCBJ/PMU/G00002 | PMU CBJ NORTH 132/33KV |  |  | Fail | Please check "Use"
381111258 | TNB | DISTRIBUTION | WP PUTRAJAYA & CYBERJAYA | Existing | 33 kV | RESERVE | RYB | VCBJ/PMU/G00002 | PMU CBJ NORTH 132/33KV |  |  | Pass | null
381111259 | TNB | DISTRIBUTION | WP PUTRAJAYA & CYBERJAYA | Existing | 33 kV | MAIN | RYB | VCBJ/PMU/G00002 | PMU CBJ NORTH 132/33KV | R |  | Pass | null
381111260 | TNB | DISTRIBUTION | WP PUTRAJAYA & CYBERJAYA | Existing | 33 kV | RESERVE | RYB | VCBJ/PMU/G00002 | PMU CBJ NORTH 132/33KV | M |  | Pass | null
381111261 | TNB | DISTRIBUTION | WP PUTRAJAYA & CYBERJAYA | Existing | 33 kV |  | RYB | VCBJ/PMU/G00002 | PMU CBJ NORTH 132/33KV |  |  | Fail | Please check "Use"
381111262 | TNB | DISTRIBUTION | WP PUTRAJAYA & CYBERJAYA | Existing | 33 kV |  | RYB | VCBJ/PMU/G00002 | PMU CBJ NORTH 132/33KV |  |  | Fail | Please check "Use"
381111263 | TNB | DISTRIBUTION | WP PUTRAJAYA & CYBERJAYA | Existing | 33 kV |  | RYB | VCBJ/PMU/G00002 | PMU CBJ NORTH 132/33KV |  |  | Fail | Please check "Use"
381111264 | TNB | DISTRIBUTION | WP PUTRAJAYA & CYBERJAYA | Existing | 33 kV |  | RYB | VCBJ/PMU/G00002 | PMU CBJ NORTH 132/33KV |  |  | Fail | Please check "Use"
381111265 | TNB | DISTRIBUTION | WP PUTRAJAYA & CYBERJAYA | Existing | 33 kV |  | RYB | VCBJ/PMU/G00002 | PMU CBJ NORTH 132/33KV |  |  | Fail | Please check "Use"
381111269 | TNB | DISTRIBUTION | WP PUTRAJAYA & CYBERJAYA | Existing | 33 kV |  | RYB | VCBJ/PMU/G00002 | PMU CBJ NORTH 132/33KV |  |  | Fail | Please check "Use"
381111270 | TNB | DISTRIBUTION | WP PUTRAJAYA & CYBERJAYA | Existing | 33 kV |  | RYB | VCBJ/PMU/G00002 | PMU CBJ NORTH 132/33KV |  |  | Fail | Please check "Use"
381111271 | TNB | DISTRIBUTION | WP PUTRAJAYA & CYBERJAYA | Existing | 33 kV | RESERVE | RYB | VCBJ/PMU/G00002 | PMU CBJ NORTH 132/33KV | M |  | Pass | null
381111272 | TNB | DISTRIBUTION | WP PUTRAJAYA & CYBERJAYA | Existing | 33 kV | RESERVE | RYB | VCBJ/PMU/G00002 | PMU CBJ NORTH 132/33KV | M |  | Pass | null
381111273 | TNB | DISTRIBUTION | WP PUTRAJAYA & CYBERJAYA | Existing | 33 kV | MAIN | RYB | VCBJ/PMU/G00002 | PMU CBJ NORTH 132/33KV | R |  | Pass | null
381111274 | TNB | DISTRIBUTION | WP PUTRAJAYA & CYBERJAYA | Existing | 33 kV |  | RYB | VCBJ/PMU/G00002 | PMU CBJ NORTH 132/33KV |  |  | Fail | Please check "Use"
381111276 | TNB | DISTRIBUTION | WP PUTRAJAYA & CYBERJAYA | Existing | 33 kV |  | RYB | VCBJ/PMU/G00002 | PMU CBJ NORTH 132/33KV |  |  | Fail | Please check "Use"
381401669 | TNB | DISTRIBUTION | WP PUTRAJAYA & CYBERJAYA | Existing | 11 kV |  | RYB | VPTJ/PCE/J00409 | D-PTJ-C16-0948 |  |  | Fail | Please check "Use"
381401670 | TNB | DISTRIBUTION | WP PUTRAJAYA & CYBERJAYA | Existing | 11 kV |  | RYB | VPTJ/PCE/J00409 | D-PTJ-C16-0948 |  |  | Fail | Please check "Use"
381401675 | TNB | DISTRIBUTION | WP PUTRAJAYA & CYBERJAYA | Existing | 11 kV |  | RYB | VPTJ/PCE/J00409 | D-PTJ-C16-0948 |  |  | Fail | Please check "Use"
381401681 | TNB | DISTRIBUTION | WP PUTRAJAYA & CYBERJAYA | Existing | 11 kV |  | RYB | VPTJ/PCE/J00409 | D-PTJ-C16-0948 |  |  | Fail | Please check "Use"
381401682 | TNB | DISTRIBUTION | WP PUTRAJAYA & CYBERJAYA | Existing | 11 kV |  | RYB | VPTJ/PCE/J00409 | D-PTJ-C16-0948 |  |  | Fail | Please check "Use"
381401686 | TNB | DISTRIBUTION | WP PUTRAJAYA & CYBERJAYA | Existing | 11 kV |  | RYB | VPTJ/PCE/J00409 | D-PTJ-C16-0948 |  |  | Fail | Please check "Use"
381401689 | TNB | DISTRIBUTION | WP PUTRAJAYA & CYBERJAYA | Existing | 11 kV |  | RYB | VPTJ/PCE/J00409 | D-PTJ-C16-0948 |  |  | Fail | Please check "Use"
381401690 | TNB | DISTRIBUTION | WP PUTRAJAYA & CYBERJAYA | Existing | 11 kV |  | RYB | VPTJ/PCE/J00409 | D-PTJ-C16-0948 |  |  | Fail | Please check "Use"
381401783 | TNB | DISTRIBUTION | WP PUTRAJAYA & CYBERJAYA | Existing | 11 kV |  | RYB | VPTJ/PCE/J00408 | D-PTJ-C16-0948 |  |  | Fail | Please check "Use"
381401784 | TNB | DISTRIBUTION | WP PUTRAJAYA & CYBERJAYA | Existing | 11 kV |  | RYB | VPTJ/PCE/J00408 | D-PTJ-C16-0948 |  |  | Fail | Please check "Use"
381401789 | TNB | DISTRIBUTION | WP PUTRAJAYA & CYBERJAYA | Existing | 11 kV |  | RYB | VPTJ/PCE/J00408 | D-PTJ-C16-0948 |  |  | Fail | Please check "Use"
381401795 | TNB | DISTRIBUTION | WP PUTRAJAYA & CYBERJAYA | Existing | 11 kV |  | RYB | VPTJ/PCE/J00408 | D-PTJ-C16-0948 |  |  | Fail | Please check "Use"
381401796 | TNB | DISTRIBUTION | WP PUTRAJAYA & CYBERJAYA | Existing | 11 kV |  | RYB | VPTJ/PCE/J00408 | D-PTJ-C16-0948 |  |  | Fail | Please check "Use"
381401800 | TNB | DISTRIBUTION | WP PUTRAJAYA & CYBERJAYA | Existing | 11 kV |  | RYB | VPTJ/PCE/J00408 | D-PTJ-C16-0948 |  |  | Fail | Please check "Use"
381401803 | TNB | DISTRIBUTION | WP PUTRAJAYA & CYBERJAYA | Existing | 11 kV |  | RYB | VPTJ/PCE/J00408 | D-PTJ-C16-0948 |  |  | Fail | Please check "Use"
381401804 | TNB | DISTRIBUTION | WP PUTRAJAYA & CYBERJAYA | Existing | 11 kV |  | RYB | VPTJ/PCE/J00408 | D-PTJ-C16-0948 |  |  | Fail | Please check "Use"
381401905 | TNB | DISTRIBUTION | WP PUTRAJAYA & CYBERJAYA | Existing | 11 kV |  | RYB | VPTJ/PCE/J00411 | D-PTJ-C16-0948 |  |  | Fail | Please check "Use"
381401906 | TNB | DISTRIBUTION | WP PUTRAJAYA & CYBERJAYA | Existing | 11 kV |  | RYB | VPTJ/PCE/J00411 | D-PTJ-C16-0948 |  |  | Fail | Please check "Use"
381401911 | TNB | DISTRIBUTION | WP PUTRAJAYA & CYBERJAYA | Existing | 11 kV |  | RYB | VPTJ/PCE/J00411 | D-PTJ-C16-0948 |  |  | Fail | Please check "Use"
381401917 | TNB | DISTRIBUTION | WP PUTRAJAYA & CYBERJAYA | Existing | 11 kV |  | RYB | VPTJ/PCE/J00411 | D-PTJ-C16-0948 |  |  | Fail | Please check "Use"
381401918 | TNB | DISTRIBUTION | WP PUTRAJAYA & CYBERJAYA | Existing | 11 kV |  | RYB | VPTJ/PCE/J00411 | D-PTJ-C16-0948 |  |  | Fail | Please check "Use"
381401922 | TNB | DISTRIBUTION | WP PUTRAJAYA & CYBERJAYA | Existing | 11 kV |  | RYB | VPTJ/PCE/J00411 | D-PTJ-C16-0948 |  |  | Fail | Please check "Use"
381401925 | TNB | DISTRIBUTION | WP PUTRAJAYA & CYBERJAYA | Existing | 11 kV |  | RYB | VPTJ/PCE/J00411 | D-PTJ-C16-0948 |  |  | Fail | Please check "Use"
381401926 | TNB | DISTRIBUTION | WP PUTRAJAYA & CYBERJAYA | Existing | 11 kV |  | RYB | VPTJ/PCE/J00411 | D-PTJ-C16-0948 |  |  | Fail | Please check "Use"
381402019 | TNB | DISTRIBUTION | WP PUTRAJAYA & CYBERJAYA | Existing | 11 kV |  | RYB | VPTJ/PCE/J00410 | D-PTJ-C16-0948 |  |  | Fail | Please check "Use"
381402020 | TNB | DISTRIBUTION | WP PUTRAJAYA & CYBERJAYA | Existing | 11 kV |  | RYB | VPTJ/PCE/J00410 | D-PTJ-C16-0948 |  |  | Fail | Please check "Use"
381402025 | TNB | DISTRIBUTION | WP PUTRAJAYA & CYBERJAYA | Existing | 11 kV |  | RYB | VPTJ/PCE/J00410 | D-PTJ-C16-0948 |  |  | Fail | Please check "Use"
381402031 | TNB | DISTRIBUTION | WP PUTRAJAYA & CYBERJAYA | Existing | 11 kV |  | RYB | VPTJ/PCE/J00410 | D-PTJ-C16-0948 |  |  | Fail | Please check "Use"
381402032 | TNB | DISTRIBUTION | WP PUTRAJAYA & CYBERJAYA | Existing | 11 kV |  | RYB | VPTJ/PCE/J00410 | D-PTJ-C16-0948 |  |  | Fail | Please check "Use"
381402036 | TNB | DISTRIBUTION | WP PUTRAJAYA & CYBERJAYA | Existing | 11 kV |  | RYB | VPTJ/PCE/J00410 | D-PTJ-C16-0948 |  |  | Fail | Please check "Use"
381402039 | TNB | DISTRIBUTION | WP PUTRAJAYA & CYBERJAYA | Existing | 11 kV |  | RYB | VPTJ/PCE/J00410 | D-PTJ-C16-0948 |  |  | Fail | Please check "Use"
381402040 | TNB | DISTRIBUTION | WP PUTRAJAYA & CYBERJAYA | Existing | 11 kV |  | RYB | VPTJ/PCE/J00410 | D-PTJ-C16-0948 |  |  | Fail | Please check "Use"
381402189 | TNB | DISTRIBUTION | WP PUTRAJAYA & CYBERJAYA | Existing | 11 kV |  | RYB | VPTJ/PCE/J00400 | D-PTJ-C15-0944 |  |  | Fail | Please check "Use"
381402190 | TNB | DISTRIBUTION | WP PUTRAJAYA & CYBERJAYA | Existing | 11 kV |  | RYB | VPTJ/PCE/J00400 | D-PTJ-C15-0944 |  |  | Fail | Please check "Use"
381402195 | TNB | DISTRIBUTION | WP PUTRAJAYA & CYBERJAYA | Existing | 11 kV |  | RYB | VPTJ/PCE/J00400 | D-PTJ-C15-0944 |  |  | Fail | Please check "Use"
381402201 | TNB | DISTRIBUTION | WP PUTRAJAYA & CYBERJAYA | Existing | 11 kV |  | RYB | VPTJ/PCE/J00400 | D-PTJ-C15-0944 |  |  | Fail | Please check "Use"
381402202 | TNB | DISTRIBUTION | WP PUTRAJAYA & CYBERJAYA | Existing | 11 kV |  | RYB | VPTJ/PCE/J00400 | D-PTJ-C15-0944 |  |  | Fail | Please check "Use"
381402206 | TNB | DISTRIBUTION | WP PUTRAJAYA & CYBERJAYA | Existing | 11 kV |  | RYB | VPTJ/PCE/J00400 | D-PTJ-C15-0944 |  |  | Fail | Please check "Use"
381402209 | TNB | DISTRIBUTION | WP PUTRAJAYA & CYBERJAYA | Existing | 11 kV |  | RYB | VPTJ/PCE/J00400 | D-PTJ-C15-0944 |  |  | Fail | Please check "Use"
381402210 | TNB | DISTRIBUTION | WP PUTRAJAYA & CYBERJAYA | Existing | 11 kV |  | RYB | VPTJ/PCE/J00400 | D-PTJ-C15-0944 |  |  | Fail | Please check "Use"
381402303 | TNB | DISTRIBUTION | WP PUTRAJAYA & CYBERJAYA | Existing | 11 kV |  | RYB | VPTJ/PCE/J00401 | D-PTJ-C15-0944 |  |  | Fail | Please check "Use"
381402304 | TNB | DISTRIBUTION | WP PUTRAJAYA & CYBERJAYA | Existing | 11 kV |  | RYB | VPTJ/PCE/J00401 | D-PTJ-C15-0944 |  |  | Fail | Please check "Use"
381402309 | TNB | DISTRIBUTION | WP PUTRAJAYA & CYBERJAYA | Existing | 11 kV |  | RYB | VPTJ/PCE/J00401 | D-PTJ-C15-0944 |  |  | Fail | Please check "Use"
381402315 | TNB | DISTRIBUTION | WP PUTRAJAYA & CYBERJAYA | Existing | 11 kV |  | RYB | VPTJ/PCE/J00401 | D-PTJ-C15-0944 |  |  | Fail | Please check "Use"
381402316 | TNB | DISTRIBUTION | WP PUTRAJAYA & CYBERJAYA | Existing | 11 kV |  | RYB | VPTJ/PCE/J00401 | D-PTJ-C15-0944 |  |  | Fail | Please check "Use"
381402320 | TNB | DISTRIBUTION | WP PUTRAJAYA & CYBERJAYA | Existing | 11 kV |  | RYB | VPTJ/PCE/J00401 | D-PTJ-C15-0944 |  |  | Fail | Please check "Use"
381402323 | TNB | DISTRIBUTION | WP PUTRAJAYA & CYBERJAYA | Existing | 11 kV |  | RYB | VPTJ/PCE/J00401 | D-PTJ-C15-0944 |  |  | Fail | Please check "Use"
381402324 | TNB | DISTRIBUTION | WP PUTRAJAYA & CYBERJAYA | Existing | 11 kV |  | RYB | VPTJ/PCE/J00401 | D-PTJ-C15-0944 |  |  | Fail | Please check "Use"
381402419 | TNB | DISTRIBUTION | WP PUTRAJAYA & CYBERJAYA | Existing | 11 kV |  | RYB | VPTJ/PCE/J00406 | D-PTJ-C16-1074 |  |  | Fail | Please check "Use"
381402420 | TNB | DISTRIBUTION | WP PUTRAJAYA & CYBERJAYA | Existing | 11 kV |  | RYB | VPTJ/PCE/J00406 | D-PTJ-C16-1074 |  |  | Fail | Please check "Use"
381402425 | TNB | DISTRIBUTION | WP PUTRAJAYA & CYBERJAYA | Existing | 11 kV |  | RYB | VPTJ/PCE/J00406 | D-PTJ-C16-1074 |  |  | Fail | Please check "Use"
381402431 | TNB | DISTRIBUTION | WP PUTRAJAYA & CYBERJAYA | Existing | 11 kV |  | RYB | VPTJ/PCE/J00406 | D-PTJ-C16-1074 |  |  | Fail | Please check "Use"
381402432 | TNB | DISTRIBUTION | WP PUTRAJAYA & CYBERJAYA | Existing | 11 kV |  | RYB | VPTJ/PCE/J00406 | D-PTJ-C16-1074 |  |  | Fail | Please check "Use"
381402436 | TNB | DISTRIBUTION | WP PUTRAJAYA & CYBERJAYA | Existing | 11 kV |  | RYB | VPTJ/PCE/J00406 | D-PTJ-C16-1074 |  |  | Fail | Please check "Use"
381402439 | TNB | DISTRIBUTION | WP PUTRAJAYA & CYBERJAYA | Existing | 11 kV |  | RYB | VPTJ/PCE/J00406 | D-PTJ-C16-1074 |  |  | Fail | Please check "Use"
381402440 | TNB | DISTRIBUTION | WP PUTRAJAYA & CYBERJAYA | Existing | 11 kV |  | RYB | VPTJ/PCE/J00406 | D-PTJ-C16-1074 |  |  | Fail | Please check "Use"
381402533 | TNB | DISTRIBUTION | WP PUTRAJAYA & CYBERJAYA | Existing | 11 kV |  | RYB | VPTJ/PCE/J00407 | D-PTJ-C16-1074 |  |  | Fail | Please check "Use"
381402534 | TNB | DISTRIBUTION | WP PUTRAJAYA & CYBERJAYA | Existing | 11 kV |  | RYB | VPTJ/PCE/J00407 | D-PTJ-C16-1074 |  |  | Fail | Please check "Use"
381402539 | TNB | DISTRIBUTION | WP PUTRAJAYA & CYBERJAYA | Existing | 11 kV |  | RYB | VPTJ/PCE/J00407 | D-PTJ-C16-1074 |  |  | Fail | Please check "Use"
381402545 | TNB | DISTRIBUTION | WP PUTRAJAYA & CYBERJAYA | Existing | 11 kV |  | RYB | VPTJ/PCE/J00407 | D-PTJ-C16-1074 |  |  | Fail | Please check "Use"
381402546 | TNB | DISTRIBUTION | WP PUTRAJAYA & CYBERJAYA | Existing | 11 kV |  | RYB | VPTJ/PCE/J00407 | D-PTJ-C16-1074 |  |  | Fail | Please check "Use"
381402550 | TNB | DISTRIBUTION | WP PUTRAJAYA & CYBERJAYA | Existing | 11 kV |  | RYB | VPTJ/PCE/J00407 | D-PTJ-C16-1074 |  |  | Fail | Please check "Use"
381402553 | TNB | DISTRIBUTION | WP PUTRAJAYA & CYBERJAYA | Existing | 11 kV |  | RYB | VPTJ/PCE/J00407 | D-PTJ-C16-1074 |  |  | Fail | Please check "Use"
381402554 | TNB | DISTRIBUTION | WP PUTRAJAYA & CYBERJAYA | Existing | 11 kV |  | RYB | VPTJ/PCE/J00407 | D-PTJ-C16-1074 |  |  | Fail | Please check "Use"
381402683 | TNB | DISTRIBUTION | WP PUTRAJAYA & CYBERJAYA | Existing | 11 kV |  | RYB | VPTJ/PCE/J00404 | D-PTJ-C16-1074 |  |  | Fail | Please check "Use"
381402684 | TNB | DISTRIBUTION | WP PUTRAJAYA & CYBERJAYA | Existing | 11 kV |  | RYB | VPTJ/PCE/J00404 | D-PTJ-C16-1074 |  |  | Fail | Please check "Use"
381402689 | TNB | DISTRIBUTION | WP PUTRAJAYA & CYBERJAYA | Existing | 11 kV |  | RYB | VPTJ/PCE/J00404 | D-PTJ-C16-1074 |  |  | Fail | Please check "Use"
381402695 | TNB | DISTRIBUTION | WP PUTRAJAYA & CYBERJAYA | Existing | 11 kV |  | RYB | VPTJ/PCE/J00404 | D-PTJ-C16-1074 |  |  | Fail | Please check "Use"
381402696 | TNB | DISTRIBUTION | WP PUTRAJAYA & CYBERJAYA | Existing | 11 kV |  | RYB | VPTJ/PCE/J00404 | D-PTJ-C16-1074 |  |  | Fail | Please check "Use"
381402700 | TNB | DISTRIBUTION | WP PUTRAJAYA & CYBERJAYA | Existing | 11 kV |  | RYB | VPTJ/PCE/J00404 | D-PTJ-C16-1074 |  |  | Fail | Please check "Use"
381402703 | TNB | DISTRIBUTION | WP PUTRAJAYA & CYBERJAYA | Existing | 11 kV |  | RYB | VPTJ/PCE/J00404 | D-PTJ-C16-1074 |  |  | Fail | Please check "Use"
381402704 | TNB | DISTRIBUTION | WP PUTRAJAYA & CYBERJAYA | Existing | 11 kV |  | RYB | VPTJ/PCE/J00404 | D-PTJ-C16-1074 |  |  | Fail | Please check "Use"
381402799 | TNB | DISTRIBUTION | WP PUTRAJAYA & CYBERJAYA | Existing | 11 kV |  | RYB | VPTJ/PCE/J00405 | D-PTJ-C16-1074 |  |  | Fail | Please check "Use"
381402800 | TNB | DISTRIBUTION | WP PUTRAJAYA & CYBERJAYA | Existing | 11 kV |  | RYB | VPTJ/PCE/J00405 | D-PTJ-C16-1074 |  |  | Fail | Please check "Use"
381402805 | TNB | DISTRIBUTION | WP PUTRAJAYA & CYBERJAYA | Existing | 11 kV |  | RYB | VPTJ/PCE/J00405 | D-PTJ-C16-1074 |  |  | Fail | Please check "Use"
381402811 | TNB | DISTRIBUTION | WP PUTRAJAYA & CYBERJAYA | Existing | 11 kV |  | RYB | VPTJ/PCE/J00405 | D-PTJ-C16-1074 |  |  | Fail | Please check "Use"
381402812 | TNB | DISTRIBUTION | WP PUTRAJAYA & CYBERJAYA | Existing | 11 kV |  | RYB | VPTJ/PCE/J00405 | D-PTJ-C16-1074 |  |  | Fail | Please check "Use"
381402816 | TNB | DISTRIBUTION | WP PUTRAJAYA & CYBERJAYA | Existing | 11 kV |  | RYB | VPTJ/PCE/J00405 | D-PTJ-C16-1074 |  |  | Fail | Please check "Use"
381402819 | TNB | DISTRIBUTION | WP PUTRAJAYA & CYBERJAYA | Existing | 11 kV |  | RYB | VPTJ/PCE/J00405 | D-PTJ-C16-1074 |  |  | Fail | Please check "Use"
381402820 | TNB | DISTRIBUTION | WP PUTRAJAYA & CYBERJAYA | Existing | 11 kV |  | RYB | VPTJ/PCE/J00405 | D-PTJ-C16-1074 |  |  | Fail | Please check "Use"
381402944 | TNB | DISTRIBUTION | WP PUTRAJAYA & CYBERJAYA | Existing | 11 kV |  | RYB | VPTJ/PCE/J00402 | D-PTJ-C15-0944 |  |  | Fail | Please check "Use"
381402945 | TNB | DISTRIBUTION | WP PUTRAJAYA & CYBERJAYA | Existing | 11 kV |  | RYB | VPTJ/PCE/J00402 | D-PTJ-C15-0944 |  |  | Fail | Please check "Use"
381402950 | TNB | DISTRIBUTION | WP PUTRAJAYA & CYBERJAYA | Existing | 11 kV |  | RYB | VPTJ/PCE/J00402 | D-PTJ-C15-0944 |  |  | Fail | Please check "Use"
381402956 | TNB | DISTRIBUTION | WP PUTRAJAYA & CYBERJAYA | Existing | 11 kV |  | RYB | VPTJ/PCE/J00402 | D-PTJ-C15-0944 |  |  | Fail | Please check "Use"
381402957 | TNB | DISTRIBUTION | WP PUTRAJAYA & CYBERJAYA | Existing | 11 kV |  | RYB | VPTJ/PCE/J00402 | D-PTJ-C15-0944 |  |  | Fail | Please check "Use"
381402961 | TNB | DISTRIBUTION | WP PUTRAJAYA & CYBERJAYA | Existing | 11 kV |  | RYB | VPTJ/PCE/J00402 | D-PTJ-C15-0944 |  |  | Fail | Please check "Use"
381402964 | TNB | DISTRIBUTION | WP PUTRAJAYA & CYBERJAYA | Existing | 11 kV |  | RYB | VPTJ/PCE/J00402 | D-PTJ-C15-0944 |  |  | Fail | Please check "Use"
381402965 | TNB | DISTRIBUTION | WP PUTRAJAYA & CYBERJAYA | Existing | 11 kV |  | RYB | VPTJ/PCE/J00402 | D-PTJ-C15-0944 |  |  | Fail | Please check "Use"
381403058 | TNB | DISTRIBUTION | WP PUTRAJAYA & CYBERJAYA | Existing | 11 kV |  | RYB | VPTJ/PCE/J00403 | D-PTJ-C15-0944 |  |  | Fail | Please check "Use"
381403059 | TNB | DISTRIBUTION | WP PUTRAJAYA & CYBERJAYA | Existing | 11 kV |  | RYB | VPTJ/PCE/J00403 | D-PTJ-C15-0944 |  |  | Fail | Please check "Use"
381403064 | TNB | DISTRIBUTION | WP PUTRAJAYA & CYBERJAYA | Existing | 11 kV |  | RYB | VPTJ/PCE/J00403 | D-PTJ-C15-0944 |  |  | Fail | Please check "Use"
381403070 | TNB | DISTRIBUTION | WP PUTRAJAYA & CYBERJAYA | Existing | 11 kV |  | RYB | VPTJ/PCE/J00403 | D-PTJ-C15-0944 |  |  | Fail | Please check "Use"
381403071 | TNB | DISTRIBUTION | WP PUTRAJAYA & CYBERJAYA | Existing | 11 kV |  | RYB | VPTJ/PCE/J00403 | D-PTJ-C15-0944 |  |  | Fail | Please check "Use"
381403075 | TNB | DISTRIBUTION | WP PUTRAJAYA & CYBERJAYA | Existing | 11 kV |  | RYB | VPTJ/PCE/J00403 | D-PTJ-C15-0944 |  |  | Fail | Please check "Use"
381403078 | TNB | DISTRIBUTION | WP PUTRAJAYA & CYBERJAYA | Existing | 11 kV |  | RYB | VPTJ/PCE/J00403 | D-PTJ-C15-0944 |  |  | Fail | Please check "Use"
381403079 | TNB | DISTRIBUTION | WP PUTRAJAYA & CYBERJAYA | Existing | 11 kV |  | RYB | VPTJ/PCE/J00403 | D-PTJ-C15-0944 |  |  | Fail | Please check "Use"
381405963 | TNB | DISTRIBUTION | WP PUTRAJAYA & CYBERJAYA | Existing | 11 kV |  | RYB | VPTJ/PCE/J00375 | PE 7.14 ELECTRIC SQC 1 |  |  | Fail | Please check "Use"
381405964 | TNB | DISTRIBUTION | WP PUTRAJAYA & CYBERJAYA | Existing | 11 kV |  | RYB | VPTJ/PCE/J00375 | PE 7.14 ELECTRIC SQC 1 |  |  | Fail | Please check "Use"
381405969 | TNB | DISTRIBUTION | WP PUTRAJAYA & CYBERJAYA | Existing | 11 kV |  | RYB | VPTJ/PCE/J00375 | PE 7.14 ELECTRIC SQC 1 |  |  | Fail | Please check "Use"
381405975 | TNB | DISTRIBUTION | WP PUTRAJAYA & CYBERJAYA | Existing | 11 kV |  | RYB | VPTJ/PCE/J00375 | PE 7.14 ELECTRIC SQC 1 |  |  | Fail | Please check "Use"
381405976 | TNB | DISTRIBUTION | WP PUTRAJAYA & CYBERJAYA | Existing | 11 kV |  | RYB | VPTJ/PCE/J00375 | PE 7.14 ELECTRIC SQC 1 |  |  | Fail | Please check "Use"
381405980 | TNB | DISTRIBUTION | WP PUTRAJAYA & CYBERJAYA | Existing | 11 kV |  | RYB | VPTJ/PCE/J00375 | PE 7.14 ELECTRIC SQC 1 |  |  | Fail | Please check "Use"
381405983 | TNB | DISTRIBUTION | WP PUTRAJAYA & CYBERJAYA | Existing | 11 kV |  | RYB | VPTJ/PCE/J00375 | PE 7.14 ELECTRIC SQC 1 |  |  | Fail | Please check "Use"
381405984 | TNB | DISTRIBUTION | WP PUTRAJAYA & CYBERJAYA | Existing | 11 kV |  | RYB | VPTJ/PCE/J00375 | PE 7.14 ELECTRIC SQC 1 |  |  | Fail | Please check "Use"
381406077 | TNB | DISTRIBUTION | WP PUTRAJAYA & CYBERJAYA | Existing | 11 kV |  | RYB | VPTJ/PCE/J00377 | PE 7.15 ELECTRIC SQC 2 |  |  | Fail | Please check "Use"
381406078 | TNB | DISTRIBUTION | WP PUTRAJAYA & CYBERJAYA | Existing | 11 kV |  | RYB | VPTJ/PCE/J00377 | PE 7.15 ELECTRIC SQC 2 |  |  | Fail | Please check "Use"
381406083 | TNB | DISTRIBUTION | WP PUTRAJAYA & CYBERJAYA | Existing | 11 kV |  | RYB | VPTJ/PCE/J00377 | PE 7.15 ELECTRIC SQC 2 |  |  | Fail | Please check "Use"
381406089 | TNB | DISTRIBUTION | WP PUTRAJAYA & CYBERJAYA | Existing | 11 kV |  | RYB | VPTJ/PCE/J00377 | PE 7.15 ELECTRIC SQC 2 |  |  | Fail | Please check "Use"
381406090 | TNB | DISTRIBUTION | WP PUTRAJAYA & CYBERJAYA | Existing | 11 kV |  | RYB | VPTJ/PCE/J00377 | PE 7.15 ELECTRIC SQC 2 |  |  | Fail | Please check "Use"
381406094 | TNB | DISTRIBUTION | WP PUTRAJAYA & CYBERJAYA | Existing | 11 kV |  | RYB | VPTJ/PCE/J00377 | PE 7.15 ELECTRIC SQC 2 |  |  | Fail | Please check "Use"
381406097 | TNB | DISTRIBUTION | WP PUTRAJAYA & CYBERJAYA | Existing | 11 kV |  | RYB | VPTJ/PCE/J00377 | PE 7.15 ELECTRIC SQC 2 |  |  | Fail | Please check "Use"
381406098 | TNB | DISTRIBUTION | WP PUTRAJAYA & CYBERJAYA | Existing | 11 kV |  | RYB | VPTJ/PCE/J00377 | PE 7.15 ELECTRIC SQC 2 |  |  | Fail | Please check "Use"
381406200 | TNB | DISTRIBUTION | WP PUTRAJAYA & CYBERJAYA | Existing | 11 kV |  | RYB | VPTJ/PCE/J00378 | PE 9.50 DEPOH VSQC |  |  | Fail | Please check "Use"
381406201 | TNB | DISTRIBUTION | WP PUTRAJAYA & CYBERJAYA | Existing | 11 kV |  | RYB | VPTJ/PCE/J00378 | PE 9.50 DEPOH VSQC |  |  | Fail | Please check "Use"
381406206 | TNB | DISTRIBUTION | WP PUTRAJAYA & CYBERJAYA | Existing | 11 kV |  | RYB | VPTJ/PCE/J00378 | PE 9.50 DEPOH VSQC |  |  | Fail | Please check "Use"
381406212 | TNB | DISTRIBUTION | WP PUTRAJAYA & CYBERJAYA | Existing | 11 kV |  | RYB | VPTJ/PCE/J00378 | PE 9.50 DEPOH VSQC |  |  | Fail | Please check "Use"
381406213 | TNB | DISTRIBUTION | WP PUTRAJAYA & CYBERJAYA | Existing | 11 kV |  | RYB | VPTJ/PCE/J00378 | PE 9.50 DEPOH VSQC |  |  | Fail | Please check "Use"
381406217 | TNB | DISTRIBUTION | WP PUTRAJAYA & CYBERJAYA | Existing | 11 kV |  | RYB | VPTJ/PCE/J00378 | PE 9.50 DEPOH VSQC |  |  | Fail | Please check "Use"
381406220 | TNB | DISTRIBUTION | WP PUTRAJAYA & CYBERJAYA | Existing | 11 kV |  | RYB | VPTJ/PCE/J00378 | PE 9.50 DEPOH VSQC |  |  | Fail | Please check "Use"
381406221 | TNB | DISTRIBUTION | WP PUTRAJAYA & CYBERJAYA | Existing | 11 kV |  | RYB | VPTJ/PCE/J00378 | PE 9.50 DEPOH VSQC |  |  | Fail | Please check "Use"
381406320 | TNB | DISTRIBUTION | WP PUTRAJAYA & CYBERJAYA | Existing | 11 kV |  | RYB | VCBJ/PCE/J00379 | PE 23.30 EAST GARDEN |  |  | Fail | Please check "Use"
381406321 | TNB | DISTRIBUTION | WP PUTRAJAYA & CYBERJAYA | Existing | 11 kV |  | RYB | VCBJ/PCE/J00379 | PE 23.30 EAST GARDEN |  |  | Fail | Please check "Use"
381406322 | TNB | DISTRIBUTION | WP PUTRAJAYA & CYBERJAYA | Existing | 11 kV |  | RYB | VCBJ/PCE/J00379 | PE 23.30 EAST GARDEN |  |  | Fail | Please check "Use"
381406326 | TNB | DISTRIBUTION | WP PUTRAJAYA & CYBERJAYA | Existing | 11 kV |  | RYB | VCBJ/PCE/J00379 | PE 23.30 EAST GARDEN |  |  | Fail | Please check "Use"
381406329 | TNB | DISTRIBUTION | WP PUTRAJAYA & CYBERJAYA | Existing | 11 kV |  | RYB | VCBJ/PCE/J00379 | PE 23.30 EAST GARDEN |  |  | Fail | Please check "Use"
381406330 | TNB | DISTRIBUTION | WP PUTRAJAYA & CYBERJAYA | Existing | 11 kV |  | RYB | VCBJ/PCE/J00379 | PE 23.30 EAST GARDEN |  |  | Fail | Please check "Use"
381406331 | TNB | DISTRIBUTION | WP PUTRAJAYA & CYBERJAYA | Existing | 11 kV |  | RYB | VCBJ/PCE/J00379 | PE 23.30 EAST GARDEN |  |  | Fail | Please check "Use"
381406333 | TNB | DISTRIBUTION | WP PUTRAJAYA & CYBERJAYA | Existing | 11 kV |  | RYB | VCBJ/PCE/J00379 | PE 23.30 EAST GARDEN |  |  | Fail | Please check "Use"
381406334 | TNB | DISTRIBUTION | WP PUTRAJAYA & CYBERJAYA | Existing | 11 kV |  | RYB | VCBJ/PCE/J00379 | PE 23.30 EAST GARDEN |  |  | Fail | Please check "Use"
381406336 | TNB | DISTRIBUTION | WP PUTRAJAYA & CYBERJAYA | Existing | 11 kV |  | RYB | VCBJ/PCE/J00379 | PE 23.30 EAST GARDEN |  |  | Fail | Please check "Use"
381406344 | TNB | DISTRIBUTION | WP PUTRAJAYA & CYBERJAYA | Existing | 11 kV |  | RYB | VCBJ/PCE/J00379 | PE 23.30 EAST GARDEN |  |  | Fail | Please check "Use"
381406573 | TNB | DISTRIBUTION | WP PUTRAJAYA & CYBERJAYA | Existing | 11 kV |  | RYB | VCBJ/PCE/J00131 | PE 24.40 LAMAN VIEW |  |  | Fail | Please check "Use"
381406574 | TNB | DISTRIBUTION | WP PUTRAJAYA & CYBERJAYA | Existing | 11 kV |  | RYB | VCBJ/PCE/J00131 | PE 24.40 LAMAN VIEW |  |  | Fail | Please check "Use"
381406575 | TNB | DISTRIBUTION | WP PUTRAJAYA & CYBERJAYA | Existing | 11 kV |  | RYB | VCBJ/PCE/J00131 | PE 24.40 LAMAN VIEW |  |  | Fail | Please check "Use"
381406579 | TNB | DISTRIBUTION | WP PUTRAJAYA & CYBERJAYA | Existing | 11 kV |  | RYB | VCBJ/PCE/J00131 | PE 24.40 LAMAN VIEW |  |  | Fail | Please check "Use"
381406582 | TNB | DISTRIBUTION | WP PUTRAJAYA & CYBERJAYA | Existing | 11 kV |  | RYB | VCBJ/PCE/J00131 | PE 24.40 LAMAN VIEW |  |  | Fail | Please check "Use"
381406583 | TNB | DISTRIBUTION | WP PUTRAJAYA & CYBERJAYA | Existing | 11 kV |  | RYB | VCBJ/PCE/J00131 | PE 24.40 LAMAN VIEW |  |  | Fail | Please check "Use"
381406584 | TNB | DISTRIBUTION | WP PUTRAJAYA & CYBERJAYA | Existing | 11 kV |  | RYB | VCBJ/PCE/J00131 | PE 24.40 LAMAN VIEW |  |  | Fail | Please check "Use"
381406586 | TNB | DISTRIBUTION | WP PUTRAJAYA & CYBERJAYA | Existing | 11 kV |  | RYB | VCBJ/PCE/J00131 | PE 24.40 LAMAN VIEW |  |  | Fail | Please check "Use"
381406587 | TNB | DISTRIBUTION | WP PUTRAJAYA & CYBERJAYA | Existing | 11 kV |  | RYB | VCBJ/PCE/J00131 | PE 24.40 LAMAN VIEW |  |  | Fail | Please check "Use"
381406589 | TNB | DISTRIBUTION | WP PUTRAJAYA & CYBERJAYA | Existing | 11 kV |  | RYB | VCBJ/PCE/J00131 | PE 24.40 LAMAN VIEW |  |  | Fail | Please check "Use"
381406597 | TNB | DISTRIBUTION | WP PUTRAJAYA & CYBERJAYA | Existing | 11 kV |  | RYB | VCBJ/PCE/J00131 | PE 24.40 LAMAN VIEW |  |  | Fail | Please check "Use"
381406800 | TNB | DISTRIBUTION | WP PUTRAJAYA & CYBERJAYA | Existing | 11 kV |  | RYB | VPTJ/PCE/J00388 | PE 6.07 BLOK 7 PPA1M (F1) |  |  | Fail | Please check "Use"
381406801 | TNB | DISTRIBUTION | WP PUTRAJAYA & CYBERJAYA | Existing | 11 kV |  | RYB | VPTJ/PCE/J00388 | PE 6.07 BLOK 7 PPA1M (F1) |  |  | Fail | Please check "Use"
381406806 | TNB | DISTRIBUTION | WP PUTRAJAYA & CYBERJAYA | Existing | 11 kV |  | RYB | VPTJ/PCE/J00388 | PE 6.07 BLOK 7 PPA1M (F1) |  |  | Fail | Please check "Use"
381406812 | TNB | DISTRIBUTION | WP PUTRAJAYA & CYBERJAYA | Existing | 11 kV |  | RYB | VPTJ/PCE/J00388 | PE 6.07 BLOK 7 PPA1M (F1) |  |  | Fail | Please check "Use"
381406813 | TNB | DISTRIBUTION | WP PUTRAJAYA & CYBERJAYA | Existing | 11 kV |  | RYB | VPTJ/PCE/J00388 | PE 6.07 BLOK 7 PPA1M (F1) |  |  | Fail | Please check "Use"
381406817 | TNB | DISTRIBUTION | WP PUTRAJAYA & CYBERJAYA | Existing | 11 kV |  | RYB | VPTJ/PCE/J00388 | PE 6.07 BLOK 7 PPA1M (F1) |  |  | Fail | Please check "Use"
381406820 | TNB | DISTRIBUTION | WP PUTRAJAYA & CYBERJAYA | Existing | 11 kV |  | RYB | VPTJ/PCE/J00388 | PE 6.07 BLOK 7 PPA1M (F1) |  |  | Fail | Please check "Use"
381406821 | TNB | DISTRIBUTION | WP PUTRAJAYA & CYBERJAYA | Existing | 11 kV |  | RYB | VPTJ/PCE/J00388 | PE 6.07 BLOK 7 PPA1M (F1) |  |  | Fail | Please check "Use"
381406921 | TNB | DISTRIBUTION | WP PUTRAJAYA & CYBERJAYA | Existing | 11 kV |  | RYB | VPTJ/PCE/J00389 | PE 6.07 BLOK 7 PPA1M (F2) |  |  | Fail | Please check "Use"
381406922 | TNB | DISTRIBUTION | WP PUTRAJAYA & CYBERJAYA | Existing | 11 kV |  | RYB | VPTJ/PCE/J00389 | PE 6.07 BLOK 7 PPA1M (F2) |  |  | Fail | Please check "Use"
381406927 | TNB | DISTRIBUTION | WP PUTRAJAYA & CYBERJAYA | Existing | 11 kV |  | RYB | VPTJ/PCE/J00389 | PE 6.07 BLOK 7 PPA1M (F2) |  |  | Fail | Please check "Use"
381406933 | TNB | DISTRIBUTION | WP PUTRAJAYA & CYBERJAYA | Existing | 11 kV |  | RYB | VPTJ/PCE/J00389 | PE 6.07 BLOK 7 PPA1M (F2) |  |  | Fail | Please check "Use"
381406934 | TNB | DISTRIBUTION | WP PUTRAJAYA & CYBERJAYA | Existing | 11 kV |  | RYB | VPTJ/PCE/J00389 | PE 6.07 BLOK 7 PPA1M (F2) |  |  | Fail | Please check "Use"
381406938 | TNB | DISTRIBUTION | WP PUTRAJAYA & CYBERJAYA | Existing | 11 kV |  | RYB | VPTJ/PCE/J00389 | PE 6.07 BLOK 7 PPA1M (F2) |  |  | Fail | Please check "Use"
381406941 | TNB | DISTRIBUTION | WP PUTRAJAYA & CYBERJAYA | Existing | 11 kV |  | RYB | VPTJ/PCE/J00389 | PE 6.07 BLOK 7 PPA1M (F2) |  |  | Fail | Please check "Use"
381406942 | TNB | DISTRIBUTION | WP PUTRAJAYA & CYBERJAYA | Existing | 11 kV |  | RYB | VPTJ/PCE/J00389 | PE 6.07 BLOK 7 PPA1M (F2) |  |  | Fail | Please check "Use"
381407048 | TNB | DISTRIBUTION | WP PUTRAJAYA & CYBERJAYA | Existing | 11 kV |  | RYB | VPTJ/PCE/J00393 | PE 6.11 BLOK 4 PPA1M (F2) |  |  | Fail | Please check "Use"
381407049 | TNB | DISTRIBUTION | WP PUTRAJAYA & CYBERJAYA | Existing | 11 kV |  | RYB | VPTJ/PCE/J00393 | PE 6.11 BLOK 4 PPA1M (F2) |  |  | Fail | Please check "Use"
381407054 | TNB | DISTRIBUTION | WP PUTRAJAYA & CYBERJAYA | Existing | 11 kV |  | RYB | VPTJ/PCE/J00393 | PE 6.11 BLOK 4 PPA1M (F2) |  |  | Fail | Please check "Use"
381407060 | TNB | DISTRIBUTION | WP PUTRAJAYA & CYBERJAYA | Existing | 11 kV |  | RYB | VPTJ/PCE/J00393 | PE 6.11 BLOK 4 PPA1M (F2) |  |  | Fail | Please check "Use"
381407061 | TNB | DISTRIBUTION | WP PUTRAJAYA & CYBERJAYA | Existing | 11 kV |  | RYB | VPTJ/PCE/J00393 | PE 6.11 BLOK 4 PPA1M (F2) |  |  | Fail | Please check "Use"
381407065 | TNB | DISTRIBUTION | WP PUTRAJAYA & CYBERJAYA | Existing | 11 kV |  | RYB | VPTJ/PCE/J00393 | PE 6.11 BLOK 4 PPA1M (F2) |  |  | Fail | Please check "Use"
381407068 | TNB | DISTRIBUTION | WP PUTRAJAYA & CYBERJAYA | Existing | 11 kV |  | RYB | VPTJ/PCE/J00393 | PE 6.11 BLOK 4 PPA1M (F2) |  |  | Fail | Please check "Use"
381407069 | TNB | DISTRIBUTION | WP PUTRAJAYA & CYBERJAYA | Existing | 11 kV |  | RYB | VPTJ/PCE/J00393 | PE 6.11 BLOK 4 PPA1M (F2) |  |  | Fail | Please check "Use"
381407169 | TNB | DISTRIBUTION | WP PUTRAJAYA & CYBERJAYA | Existing | 11 kV |  | RYB | VPTJ/PCE/J00392 | PE 6.11 BLOK 4 PPA1M (F1) |  |  | Fail | Please check "Use"
381407170 | TNB | DISTRIBUTION | WP PUTRAJAYA & CYBERJAYA | Existing | 11 kV |  | RYB | VPTJ/PCE/J00392 | PE 6.11 BLOK 4 PPA1M (F1) |  |  | Fail | Please check "Use"
381407175 | TNB | DISTRIBUTION | WP PUTRAJAYA & CYBERJAYA | Existing | 11 kV |  | RYB | VPTJ/PCE/J00392 | PE 6.11 BLOK 4 PPA1M (F1) |  |  | Fail | Please check "Use"
381407181 | TNB | DISTRIBUTION | WP PUTRAJAYA & CYBERJAYA | Existing | 11 kV |  | RYB | VPTJ/PCE/J00392 | PE 6.11 BLOK 4 PPA1M (F1) |  |  | Fail | Please check "Use"
381407182 | TNB | DISTRIBUTION | WP PUTRAJAYA & CYBERJAYA | Existing | 11 kV |  | RYB | VPTJ/PCE/J00392 | PE 6.11 BLOK 4 PPA1M (F1) |  |  | Fail | Please check "Use"
381407186 | TNB | DISTRIBUTION | WP PUTRAJAYA & CYBERJAYA | Existing | 11 kV |  | RYB | VPTJ/PCE/J00392 | PE 6.11 BLOK 4 PPA1M (F1) |  |  | Fail | Please check "Use"
381407189 | TNB | DISTRIBUTION | WP PUTRAJAYA & CYBERJAYA | Existing | 11 kV |  | RYB | VPTJ/PCE/J00392 | PE 6.11 BLOK 4 PPA1M (F1) |  |  | Fail | Please check "Use"
381407190 | TNB | DISTRIBUTION | WP PUTRAJAYA & CYBERJAYA | Existing | 11 kV |  | RYB | VPTJ/PCE/J00392 | PE 6.11 BLOK 4 PPA1M (F1) |  |  | Fail | Please check "Use"
381407306 | TNB | DISTRIBUTION | WP PUTRAJAYA & CYBERJAYA | Existing | 11 kV |  | RYB | VPTJ/PCE/J00390 | PE 6.10 BLOK 6B PPA1M (F1) |  |  | Fail | Please check "Use"
381407307 | TNB | DISTRIBUTION | WP PUTRAJAYA & CYBERJAYA | Existing | 11 kV |  | RYB | VPTJ/PCE/J00390 | PE 6.10 BLOK 6B PPA1M (F1) |  |  | Fail | Please check "Use"
381407312 | TNB | DISTRIBUTION | WP PUTRAJAYA & CYBERJAYA | Existing | 11 kV |  | RYB | VPTJ/PCE/J00390 | PE 6.10 BLOK 6B PPA1M (F1) |  |  | Fail | Please check "Use"
381407318 | TNB | DISTRIBUTION | WP PUTRAJAYA & CYBERJAYA | Existing | 11 kV |  | RYB | VPTJ/PCE/J00390 | PE 6.10 BLOK 6B PPA1M (F1) |  |  | Fail | Please check "Use"
381407319 | TNB | DISTRIBUTION | WP PUTRAJAYA & CYBERJAYA | Existing | 11 kV |  | RYB | VPTJ/PCE/J00390 | PE 6.10 BLOK 6B PPA1M (F1) |  |  | Fail | Please check "Use"
381407323 | TNB | DISTRIBUTION | WP PUTRAJAYA & CYBERJAYA | Existing | 11 kV |  | RYB | VPTJ/PCE/J00390 | PE 6.10 BLOK 6B PPA1M (F1) |  |  | Fail | Please check "Use"
381407326 | TNB | DISTRIBUTION | WP PUTRAJAYA & CYBERJAYA | Existing | 11 kV |  | RYB | VPTJ/PCE/J00390 | PE 6.10 BLOK 6B PPA1M (F1) |  |  | Fail | Please check "Use"
381407327 | TNB | DISTRIBUTION | WP PUTRAJAYA & CYBERJAYA | Existing | 11 kV |  | RYB | VPTJ/PCE/J00390 | PE 6.10 BLOK 6B PPA1M (F1) |  |  | Fail | Please check "Use"
381407427 | TNB | DISTRIBUTION | WP PUTRAJAYA & CYBERJAYA | Existing | 11 kV |  | RYB | VPTJ/PCE/J00391 | PE 6.10 BLOK 6B PPA1M (F2) |  |  | Fail | Please check "Use"
381407428 | TNB | DISTRIBUTION | WP PUTRAJAYA & CYBERJAYA | Existing | 11 kV |  | RYB | VPTJ/PCE/J00391 | PE 6.10 BLOK 6B PPA1M (F2) |  |  | Fail | Please check "Use"
381407433 | TNB | DISTRIBUTION | WP PUTRAJAYA & CYBERJAYA | Existing | 11 kV |  | RYB | VPTJ/PCE/J00391 | PE 6.10 BLOK 6B PPA1M (F2) |  |  | Fail | Please check "Use"
381407439 | TNB | DISTRIBUTION | WP PUTRAJAYA & CYBERJAYA | Existing | 11 kV |  | RYB | VPTJ/PCE/J00391 | PE 6.10 BLOK 6B PPA1M (F2) |  |  | Fail | Please check "Use"
381407440 | TNB | DISTRIBUTION | WP PUTRAJAYA & CYBERJAYA | Existing | 11 kV |  | RYB | VPTJ/PCE/J00391 | PE 6.10 BLOK 6B PPA1M (F2) |  |  | Fail | Please check "Use"
381407444 | TNB | DISTRIBUTION | WP PUTRAJAYA & CYBERJAYA | Existing | 11 kV |  | RYB | VPTJ/PCE/J00391 | PE 6.10 BLOK 6B PPA1M (F2) |  |  | Fail | Please check "Use"
381407447 | TNB | DISTRIBUTION | WP PUTRAJAYA & CYBERJAYA | Existing | 11 kV |  | RYB | VPTJ/PCE/J00391 | PE 6.10 BLOK 6B PPA1M (F2) |  |  | Fail | Please check "Use"
381407448 | TNB | DISTRIBUTION | WP PUTRAJAYA & CYBERJAYA | Existing | 11 kV |  | RYB | VPTJ/PCE/J00391 | PE 6.10 BLOK 6B PPA1M (F2) |  |  | Fail | Please check "Use"
381407550 | TNB | DISTRIBUTION | WP PUTRAJAYA & CYBERJAYA | Existing | 11 kV |  | RYB | VPTJ/PCE/J00397 | PE 6.09 BLOK 6A PPA1M (F2) |  |  | Fail | Please check "Use"
381407551 | TNB | DISTRIBUTION | WP PUTRAJAYA & CYBERJAYA | Existing | 11 kV |  | RYB | VPTJ/PCE/J00397 | PE 6.09 BLOK 6A PPA1M (F2) |  |  | Fail | Please check "Use"
381407556 | TNB | DISTRIBUTION | WP PUTRAJAYA & CYBERJAYA | Existing | 11 kV |  | RYB | VPTJ/PCE/J00397 | PE 6.09 BLOK 6A PPA1M (F2) |  |  | Fail | Please check "Use"
381407562 | TNB | DISTRIBUTION | WP PUTRAJAYA & CYBERJAYA | Existing | 11 kV |  | RYB | VPTJ/PCE/J00397 | PE 6.09 BLOK 6A PPA1M (F2) |  |  | Fail | Please check "Use"
381407563 | TNB | DISTRIBUTION | WP PUTRAJAYA & CYBERJAYA | Existing | 11 kV |  | RYB | VPTJ/PCE/J00397 | PE 6.09 BLOK 6A PPA1M (F2) |  |  | Fail | Please check "Use"
381407567 | TNB | DISTRIBUTION | WP PUTRAJAYA & CYBERJAYA | Existing | 11 kV |  | RYB | VPTJ/PCE/J00397 | PE 6.09 BLOK 6A PPA1M (F2) |  |  | Fail | Please check "Use"
381407570 | TNB | DISTRIBUTION | WP PUTRAJAYA & CYBERJAYA | Existing | 11 kV |  | RYB | VPTJ/PCE/J00397 | PE 6.09 BLOK 6A PPA1M (F2) |  |  | Fail | Please check "Use"
381407571 | TNB | DISTRIBUTION | WP PUTRAJAYA & CYBERJAYA | Existing | 11 kV |  | RYB | VPTJ/PCE/J00397 | PE 6.09 BLOK 6A PPA1M (F2) |  |  | Fail | Please check "Use"
381407671 | TNB | DISTRIBUTION | WP PUTRAJAYA & CYBERJAYA | Existing | 11 kV |  | RYB | VPTJ/PCE/J00396 | PE 6.09 BLOK 6A PPA1M (F1) |  |  | Fail | Please check "Use"
381407672 | TNB | DISTRIBUTION | WP PUTRAJAYA & CYBERJAYA | Existing | 11 kV |  | RYB | VPTJ/PCE/J00396 | PE 6.09 BLOK 6A PPA1M (F1) |  |  | Fail | Please check "Use"
381407677 | TNB | DISTRIBUTION | WP PUTRAJAYA & CYBERJAYA | Existing | 11 kV |  | RYB | VPTJ/PCE/J00396 | PE 6.09 BLOK 6A PPA1M (F1) |  |  | Fail | Please check "Use"
381407683 | TNB | DISTRIBUTION | WP PUTRAJAYA & CYBERJAYA | Existing | 11 kV |  | RYB | VPTJ/PCE/J00396 | PE 6.09 BLOK 6A PPA1M (F1) |  |  | Fail | Please check "Use"
381407684 | TNB | DISTRIBUTION | WP PUTRAJAYA & CYBERJAYA | Existing | 11 kV |  | RYB | VPTJ/PCE/J00396 | PE 6.09 BLOK 6A PPA1M (F1) |  |  | Fail | Please check "Use"
381407688 | TNB | DISTRIBUTION | WP PUTRAJAYA & CYBERJAYA | Existing | 11 kV |  | RYB | VPTJ/PCE/J00396 | PE 6.09 BLOK 6A PPA1M (F1) |  |  | Fail | Please check "Use"
381407691 | TNB | DISTRIBUTION | WP PUTRAJAYA & CYBERJAYA | Existing | 11 kV |  | RYB | VPTJ/PCE/J00396 | PE 6.09 BLOK 6A PPA1M (F1) |  |  | Fail | Please check "Use"
381407692 | TNB | DISTRIBUTION | WP PUTRAJAYA & CYBERJAYA | Existing | 11 kV |  | RYB | VPTJ/PCE/J00396 | PE 6.09 BLOK 6A PPA1M (F1) |  |  | Fail | Please check "Use"
381407794 | TNB | DISTRIBUTION | WP PUTRAJAYA & CYBERJAYA | Existing | 11 kV |  | RYB | VPTJ/PCE/J00394 | PE 6.08 BLOK 3 PPA1M (F1) |  |  | Fail | Please check "Use"
381407795 | TNB | DISTRIBUTION | WP PUTRAJAYA & CYBERJAYA | Existing | 11 kV |  | RYB | VPTJ/PCE/J00394 | PE 6.08 BLOK 3 PPA1M (F1) |  |  | Fail | Please check "Use"
381407800 | TNB | DISTRIBUTION | WP PUTRAJAYA & CYBERJAYA | Existing | 11 kV |  | RYB | VPTJ/PCE/J00394 | PE 6.08 BLOK 3 PPA1M (F1) |  |  | Fail | Please check "Use"
381407806 | TNB | DISTRIBUTION | WP PUTRAJAYA & CYBERJAYA | Existing | 11 kV |  | RYB | VPTJ/PCE/J00394 | PE 6.08 BLOK 3 PPA1M (F1) |  |  | Fail | Please check "Use"
381407807 | TNB | DISTRIBUTION | WP PUTRAJAYA & CYBERJAYA | Existing | 11 kV |  | RYB | VPTJ/PCE/J00394 | PE 6.08 BLOK 3 PPA1M (F1) |  |  | Fail | Please check "Use"
381407811 | TNB | DISTRIBUTION | WP PUTRAJAYA & CYBERJAYA | Existing | 11 kV |  | RYB | VPTJ/PCE/J00394 | PE 6.08 BLOK 3 PPA1M (F1) |  |  | Fail | Please check "Use"
381407814 | TNB | DISTRIBUTION | WP PUTRAJAYA & CYBERJAYA | Existing | 11 kV |  | RYB | VPTJ/PCE/J00394 | PE 6.08 BLOK 3 PPA1M (F1) |  |  | Fail | Please check "Use"
381407815 | TNB | DISTRIBUTION | WP PUTRAJAYA & CYBERJAYA | Existing | 11 kV |  | RYB | VPTJ/PCE/J00394 | PE 6.08 BLOK 3 PPA1M (F1) |  |  | Fail | Please check "Use"
381407915 | TNB | DISTRIBUTION | WP PUTRAJAYA & CYBERJAYA | Existing | 11 kV |  | RYB | VPTJ/PCE/J00395 | PE 6.08 BLOK 3 PPA1M (F2) |  |  | Fail | Please check "Use"
381407916 | TNB | DISTRIBUTION | WP PUTRAJAYA & CYBERJAYA | Existing | 11 kV |  | RYB | VPTJ/PCE/J00395 | PE 6.08 BLOK 3 PPA1M (F2) |  |  | Fail | Please check "Use"
381407921 | TNB | DISTRIBUTION | WP PUTRAJAYA & CYBERJAYA | Existing | 11 kV |  | RYB | VPTJ/PCE/J00395 | PE 6.08 BLOK 3 PPA1M (F2) |  |  | Fail | Please check "Use"
381407927 | TNB | DISTRIBUTION | WP PUTRAJAYA & CYBERJAYA | Existing | 11 kV |  | RYB | VPTJ/PCE/J00395 | PE 6.08 BLOK 3 PPA1M (F2) |  |  | Fail | Please check "Use"
381407928 | TNB | DISTRIBUTION | WP PUTRAJAYA & CYBERJAYA | Existing | 11 kV |  | RYB | VPTJ/PCE/J00395 | PE 6.08 BLOK 3 PPA1M (F2) |  |  | Fail | Please check "Use"
381407932 | TNB | DISTRIBUTION | WP PUTRAJAYA & CYBERJAYA | Existing | 11 kV |  | RYB | VPTJ/PCE/J00395 | PE 6.08 BLOK 3 PPA1M (F2) |  |  | Fail | Please check "Use"
381407935 | TNB | DISTRIBUTION | WP PUTRAJAYA & CYBERJAYA | Existing | 11 kV |  | RYB | VPTJ/PCE/J00395 | PE 6.08 BLOK 3 PPA1M (F2) |  |  | Fail | Please check "Use"
381407936 | TNB | DISTRIBUTION | WP PUTRAJAYA & CYBERJAYA | Existing | 11 kV |  | RYB | VPTJ/PCE/J00395 | PE 6.08 BLOK 3 PPA1M (F2) |  |  | Fail | Please check "Use"
381408038 | TNB | DISTRIBUTION | WP PUTRAJAYA & CYBERJAYA | Existing | 11 kV |  | RYB | VPTJ/PCE/J00386 | PE 6.06 BLOK 5B PPA1M (F1) |  |  | Fail | Please check "Use"
381408039 | TNB | DISTRIBUTION | WP PUTRAJAYA & CYBERJAYA | Existing | 11 kV |  | RYB | VPTJ/PCE/J00386 | PE 6.06 BLOK 5B PPA1M (F1) |  |  | Fail | Please check "Use"
381408044 | TNB | DISTRIBUTION | WP PUTRAJAYA & CYBERJAYA | Existing | 11 kV |  | RYB | VPTJ/PCE/J00386 | PE 6.06 BLOK 5B PPA1M (F1) |  |  | Fail | Please check "Use"
381408050 | TNB | DISTRIBUTION | WP PUTRAJAYA & CYBERJAYA | Existing | 11 kV |  | RYB | VPTJ/PCE/J00386 | PE 6.06 BLOK 5B PPA1M (F1) |  |  | Fail | Please check "Use"
381408051 | TNB | DISTRIBUTION | WP PUTRAJAYA & CYBERJAYA | Existing | 11 kV |  | RYB | VPTJ/PCE/J00386 | PE 6.06 BLOK 5B PPA1M (F1) |  |  | Fail | Please check "Use"
381408055 | TNB | DISTRIBUTION | WP PUTRAJAYA & CYBERJAYA | Existing | 11 kV |  | RYB | VPTJ/PCE/J00386 | PE 6.06 BLOK 5B PPA1M (F1) |  |  | Fail | Please check "Use"
381408058 | TNB | DISTRIBUTION | WP PUTRAJAYA & CYBERJAYA | Existing | 11 kV |  | RYB | VPTJ/PCE/J00386 | PE 6.06 BLOK 5B PPA1M (F1) |  |  | Fail | Please check "Use"
381408059 | TNB | DISTRIBUTION | WP PUTRAJAYA & CYBERJAYA | Existing | 11 kV |  | RYB | VPTJ/PCE/J00386 | PE 6.06 BLOK 5B PPA1M (F1) |  |  | Fail | Please check "Use"
381408159 | TNB | DISTRIBUTION | WP PUTRAJAYA & CYBERJAYA | Existing | 11 kV |  | RYB | VPTJ/PCE/J00387 | PE 6.06 BLOK 5B PPA1M (F2) |  |  | Fail | Please check "Use"
381408160 | TNB | DISTRIBUTION | WP PUTRAJAYA & CYBERJAYA | Existing | 11 kV |  | RYB | VPTJ/PCE/J00387 | PE 6.06 BLOK 5B PPA1M (F2) |  |  | Fail | Please check "Use"
381408165 | TNB | DISTRIBUTION | WP PUTRAJAYA & CYBERJAYA | Existing | 11 kV |  | RYB | VPTJ/PCE/J00387 | PE 6.06 BLOK 5B PPA1M (F2) |  |  | Fail | Please check "Use"
381408171 | TNB | DISTRIBUTION | WP PUTRAJAYA & CYBERJAYA | Existing | 11 kV |  | RYB | VPTJ/PCE/J00387 | PE 6.06 BLOK 5B PPA1M (F2) |  |  | Fail | Please check "Use"
381408172 | TNB | DISTRIBUTION | WP PUTRAJAYA & CYBERJAYA | Existing | 11 kV |  | RYB | VPTJ/PCE/J00387 | PE 6.06 BLOK 5B PPA1M (F2) |  |  | Fail | Please check "Use"
381408176 | TNB | DISTRIBUTION | WP PUTRAJAYA & CYBERJAYA | Existing | 11 kV |  | RYB | VPTJ/PCE/J00387 | PE 6.06 BLOK 5B PPA1M (F2) |  |  | Fail | Please check "Use"
381408179 | TNB | DISTRIBUTION | WP PUTRAJAYA & CYBERJAYA | Existing | 11 kV |  | RYB | VPTJ/PCE/J00387 | PE 6.06 BLOK 5B PPA1M (F2) |  |  | Fail | Please check "Use"
381408180 | TNB | DISTRIBUTION | WP PUTRAJAYA & CYBERJAYA | Existing | 11 kV |  | RYB | VPTJ/PCE/J00387 | PE 6.06 BLOK 5B PPA1M (F2) |  |  | Fail | Please check "Use"
381526206 | TNB | DISTRIBUTION | WP PUTRAJAYA & CYBERJAYA | Existing | 11 kV |  | RYB | VCBJ/PCE/J23291 | PE 23.29 PERUMAHAN CERIA RESIDENT |  |  | Fail | Please check "Use"
381526207 | TNB | DISTRIBUTION | WP PUTRAJAYA & CYBERJAYA | Existing | 11 kV |  | RYB | VCBJ/PCE/J23291 | PE 23.29 PERUMAHAN CERIA RESIDENT |  |  | Fail | Please check "Use"
381526208 | TNB | DISTRIBUTION | WP PUTRAJAYA & CYBERJAYA | Existing | 11 kV |  | RYB | VCBJ/PCE/J23291 | PE 23.29 PERUMAHAN CERIA RESIDENT |  |  | Fail | Please check "Use"
381526212 | TNB | DISTRIBUTION | WP PUTRAJAYA & CYBERJAYA | Existing | 11 kV |  | RYB | VCBJ/PCE/J23291 | PE 23.29 PERUMAHAN CERIA RESIDENT |  |  | Fail | Please check "Use"
381526215 | TNB | DISTRIBUTION | WP PUTRAJAYA & CYBERJAYA | Existing | 11 kV |  | RYB | VCBJ/PCE/J23291 | PE 23.29 PERUMAHAN CERIA RESIDENT |  |  | Fail | Please check "Use"
381526216 | TNB | DISTRIBUTION | WP PUTRAJAYA & CYBERJAYA | Existing | 11 kV |  | RYB | VCBJ/PCE/J23291 | PE 23.29 PERUMAHAN CERIA RESIDENT |  |  | Fail | Please check "Use"
381526217 | TNB | DISTRIBUTION | WP PUTRAJAYA & CYBERJAYA | Existing | 11 kV |  | RYB | VCBJ/PCE/J23291 | PE 23.29 PERUMAHAN CERIA RESIDENT |  |  | Fail | Please check "Use"
381526219 | TNB | DISTRIBUTION | WP PUTRAJAYA & CYBERJAYA | Existing | 11 kV |  | RYB | VCBJ/PCE/J23291 | PE 23.29 PERUMAHAN CERIA RESIDENT |  |  | Fail | Please check "Use"
381526220 | TNB | DISTRIBUTION | WP PUTRAJAYA & CYBERJAYA | Existing | 11 kV |  | RYB | VCBJ/PCE/J23291 | PE 23.29 PERUMAHAN CERIA RESIDENT |  |  | Fail | Please check "Use"
381526222 | TNB | DISTRIBUTION | WP PUTRAJAYA & CYBERJAYA | Existing | 11 kV |  | RYB | VCBJ/PCE/J23291 | PE 23.29 PERUMAHAN CERIA RESIDENT |  |  | Fail | Please check "Use"
381526230 | TNB | DISTRIBUTION | WP PUTRAJAYA & CYBERJAYA | Existing | 11 kV |  | RYB | VCBJ/PCE/J23291 | PE 23.29 PERUMAHAN CERIA RESIDENT |  |  | Fail | Please check "Use"
381526464 | TNB | DISTRIBUTION | WP PUTRAJAYA & CYBERJAYA | Existing | 11 kV |  | RYB | VCBJ/PCE/J00121 | SS 24.34 TAMARIND SQUARE F2 |  |  | Fail | Please check "Use"
381526466 | TNB | DISTRIBUTION | WP PUTRAJAYA & CYBERJAYA | Existing | 11 kV |  | RYB | VCBJ/PCE/J00121 | SS 24.34 TAMARIND SQUARE F2 |  |  | Fail | Please check "Use"
381526469 | TNB | DISTRIBUTION | WP PUTRAJAYA & CYBERJAYA | Existing | 11 kV |  | RYB | VCBJ/PCE/J00121 | SS 24.34 TAMARIND SQUARE F2 |  |  | Fail | Please check "Use"
381526471 | TNB | DISTRIBUTION | WP PUTRAJAYA & CYBERJAYA | Existing | 11 kV |  | RYB | VCBJ/PCE/J00121 | SS 24.34 TAMARIND SQUARE F2 |  |  | Fail | Please check "Use"
381526474 | TNB | DISTRIBUTION | WP PUTRAJAYA & CYBERJAYA | Existing | 11 kV |  | RYB | VCBJ/PCE/J00121 | SS 24.34 TAMARIND SQUARE F2 |  |  | Fail | Please check "Use"
381526475 | TNB | DISTRIBUTION | WP PUTRAJAYA & CYBERJAYA | Existing | 11 kV |  | RYB | VCBJ/PCE/J00121 | SS 24.34 TAMARIND SQUARE F2 |  |  | Fail | Please check "Use"
381526480 | TNB | DISTRIBUTION | WP PUTRAJAYA & CYBERJAYA | Existing | 11 kV |  | RYB | VCBJ/PCE/J00121 | SS 24.34 TAMARIND SQUARE F2 |  |  | Fail | Please check "Use"
381526482 | TNB | DISTRIBUTION | WP PUTRAJAYA & CYBERJAYA | Existing | 11 kV |  | RYB | VCBJ/PCE/J00121 | SS 24.34 TAMARIND SQUARE F2 |  |  | Fail | Please check "Use"
381526484 | TNB | DISTRIBUTION | WP PUTRAJAYA & CYBERJAYA | Existing | 11 kV |  | RYB | VCBJ/PCE/J00121 | SS 24.34 TAMARIND SQUARE F2 |  |  | Fail | Please check "Use"
381526486 | TNB | DISTRIBUTION | WP PUTRAJAYA & CYBERJAYA | Existing | 11 kV |  | RYB | VCBJ/PCE/J00121 | SS 24.34 TAMARIND SQUARE F2 |  |  | Fail | Please check "Use"
381526487 | TNB | DISTRIBUTION | WP PUTRAJAYA & CYBERJAYA | Existing | 11 kV |  | RYB | VCBJ/PCE/J00121 | SS 24.34 TAMARIND SQUARE F2 |  |  | Fail | Please check "Use"
381526491 | TNB | DISTRIBUTION | WP PUTRAJAYA & CYBERJAYA | Existing | 11 kV |  | RYB | VCBJ/PCE/J00121 | SS 24.34 TAMARIND SQUARE F2 |  |  | Fail | Please check "Use"
381526496 | TNB | DISTRIBUTION | WP PUTRAJAYA & CYBERJAYA | Existing | 11 kV |  | RYB | VCBJ/PCE/J23181 | SS 23.18 PARAGON |  |  | Fail | Please check "Use"
381526498 | TNB | DISTRIBUTION | WP PUTRAJAYA & CYBERJAYA | Existing | 11 kV |  | RYB | VCBJ/PCE/J23181 | SS 23.18 PARAGON |  |  | Fail | Please check "Use"
381526501 | TNB | DISTRIBUTION | WP PUTRAJAYA & CYBERJAYA | Existing | 11 kV |  | RYB | VCBJ/PCE/J23181 | SS 23.18 PARAGON |  |  | Fail | Please check "Use"
381526503 | TNB | DISTRIBUTION | WP PUTRAJAYA & CYBERJAYA | Existing | 11 kV |  | RYB | VCBJ/PCE/J23181 | SS 23.18 PARAGON |  |  | Fail | Please check "Use"
381526506 | TNB | DISTRIBUTION | WP PUTRAJAYA & CYBERJAYA | Existing | 11 kV |  | RYB | VCBJ/PCE/J23181 | SS 23.18 PARAGON |  |  | Fail | Please check "Use"
381526507 | TNB | DISTRIBUTION | WP PUTRAJAYA & CYBERJAYA | Existing | 11 kV |  | RYB | VCBJ/PCE/J23181 | SS 23.18 PARAGON |  |  | Fail | Please check "Use"
381526512 | TNB | DISTRIBUTION | WP PUTRAJAYA & CYBERJAYA | Existing | 11 kV |  | RYB | VCBJ/PCE/J23181 | SS 23.18 PARAGON |  |  | Fail | Please check "Use"
381526516 | TNB | DISTRIBUTION | WP PUTRAJAYA & CYBERJAYA | Existing | 11 kV |  | RYB | VCBJ/PCE/J23181 | SS 23.18 PARAGON |  |  | Fail | Please check "Use"
381526518 | TNB | DISTRIBUTION | WP PUTRAJAYA & CYBERJAYA | Existing | 11 kV |  | RYB | VCBJ/PCE/J23181 | SS 23.18 PARAGON |  |  | Fail | Please check "Use"
381526519 | TNB | DISTRIBUTION | WP PUTRAJAYA & CYBERJAYA | Existing | 11 kV |  | RYB | VCBJ/PCE/J23181 | SS 23.18 PARAGON |  |  | Fail | Please check "Use"
381526523 | TNB | DISTRIBUTION | WP PUTRAJAYA & CYBERJAYA | Existing | 11 kV |  | RYB | VCBJ/PCE/J23181 | SS 23.18 PARAGON |  |  | Fail | Please check "Use"
381526528 | TNB | DISTRIBUTION | WP PUTRAJAYA & CYBERJAYA | Existing | 11 kV |  | RYB | VCBJ/PCE/J21441 | PE 21.44 CYBERVILLAGE SERENITY 2 |  |  | Fail | Please check "Use"
381526529 | TNB | DISTRIBUTION | WP PUTRAJAYA & CYBERJAYA | Existing | 11 kV |  | RYB | VCBJ/PCE/J21441 | PE 21.44 CYBERVILLAGE SERENITY 2 |  |  | Fail | Please check "Use"
381526530 | TNB | DISTRIBUTION | WP PUTRAJAYA & CYBERJAYA | Existing | 11 kV |  | RYB | VCBJ/PCE/J21441 | PE 21.44 CYBERVILLAGE SERENITY 2 |  |  | Fail | Please check "Use"
381526534 | TNB | DISTRIBUTION | WP PUTRAJAYA & CYBERJAYA | Existing | 11 kV |  | RYB | VCBJ/PCE/J21441 | PE 21.44 CYBERVILLAGE SERENITY 2 |  |  | Fail | Please check "Use"
381526537 | TNB | DISTRIBUTION | WP PUTRAJAYA & CYBERJAYA | Existing | 11 kV |  | RYB | VCBJ/PCE/J21441 | PE 21.44 CYBERVILLAGE SERENITY 2 |  |  | Fail | Please check "Use"
381526538 | TNB | DISTRIBUTION | WP PUTRAJAYA & CYBERJAYA | Existing | 11 kV |  | RYB | VCBJ/PCE/J21441 | PE 21.44 CYBERVILLAGE SERENITY 2 |  |  | Fail | Please check "Use"
381526539 | TNB | DISTRIBUTION | WP PUTRAJAYA & CYBERJAYA | Existing | 11 kV |  | RYB | VCBJ/PCE/J21441 | PE 21.44 CYBERVILLAGE SERENITY 2 |  |  | Fail | Please check "Use"
381526541 | TNB | DISTRIBUTION | WP PUTRAJAYA & CYBERJAYA | Existing | 11 kV |  | RYB | VCBJ/PCE/J21441 | PE 21.44 CYBERVILLAGE SERENITY 2 |  |  | Fail | Please check "Use"
381526542 | TNB | DISTRIBUTION | WP PUTRAJAYA & CYBERJAYA | Existing | 11 kV |  | RYB | VCBJ/PCE/J21441 | PE 21.44 CYBERVILLAGE SERENITY 2 |  |  | Fail | Please check "Use"
381526544 | TNB | DISTRIBUTION | WP PUTRAJAYA & CYBERJAYA | Existing | 11 kV |  | RYB | VCBJ/PCE/J21441 | PE 21.44 CYBERVILLAGE SERENITY 2 |  |  | Fail | Please check "Use"
381526552 | TNB | DISTRIBUTION | WP PUTRAJAYA & CYBERJAYA | Existing | 11 kV |  | RYB | VCBJ/PCE/J21441 | PE 21.44 CYBERVILLAGE SERENITY 2 |  |  | Fail | Please check "Use"
381526758 | TNB | DISTRIBUTION | WP PUTRAJAYA & CYBERJAYA | Existing | 11 kV |  | RYB | VCBJ/PCE/J24031 | PE 24.03 JELANG VISTA 2 |  |  | Fail | Please check "Use"
381526759 | TNB | DISTRIBUTION | WP PUTRAJAYA & CYBERJAYA | Existing | 11 kV |  | RYB | VCBJ/PCE/J24031 | PE 24.03 JELANG VISTA 2 |  |  | Fail | Please check "Use"
381526760 | TNB | DISTRIBUTION | WP PUTRAJAYA & CYBERJAYA | Existing | 11 kV |  | RYB | VCBJ/PCE/J24031 | PE 24.03 JELANG VISTA 2 |  |  | Fail | Please check "Use"
381526896 | TNB | DISTRIBUTION | WP PUTRAJAYA & CYBERJAYA | Existing | 11 kV |  | RYB | VCBJ/PCE/J23232 | SS 23.23 GARDEN PLAZA F2 |  |  | Fail | Please check "Use"
381526898 | TNB | DISTRIBUTION | WP PUTRAJAYA & CYBERJAYA | Existing | 11 kV |  | RYB | VCBJ/PCE/J23232 | SS 23.23 GARDEN PLAZA F2 |  |  | Fail | Please check "Use"
381526901 | TNB | DISTRIBUTION | WP PUTRAJAYA & CYBERJAYA | Existing | 11 kV |  | RYB | VCBJ/PCE/J23232 | SS 23.23 GARDEN PLAZA F2 |  |  | Fail | Please check "Use"
381526903 | TNB | DISTRIBUTION | WP PUTRAJAYA & CYBERJAYA | Existing | 11 kV |  | RYB | VCBJ/PCE/J23232 | SS 23.23 GARDEN PLAZA F2 |  |  | Fail | Please check "Use"
381526906 | TNB | DISTRIBUTION | WP PUTRAJAYA & CYBERJAYA | Existing | 11 kV |  | RYB | VCBJ/PCE/J23232 | SS 23.23 GARDEN PLAZA F2 |  |  | Fail | Please check "Use"
381526907 | TNB | DISTRIBUTION | WP PUTRAJAYA & CYBERJAYA | Existing | 11 kV |  | RYB | VCBJ/PCE/J23232 | SS 23.23 GARDEN PLAZA F2 |  |  | Fail | Please check "Use"
381526912 | TNB | DISTRIBUTION | WP PUTRAJAYA & CYBERJAYA | Existing | 11 kV |  | RYB | VCBJ/PCE/J23232 | SS 23.23 GARDEN PLAZA F2 |  |  | Fail | Please check "Use"
381526916 | TNB | DISTRIBUTION | WP PUTRAJAYA & CYBERJAYA | Existing | 11 kV |  | RYB | VCBJ/PCE/J23232 | SS 23.23 GARDEN PLAZA F2 |  |  | Fail | Please check "Use"
381526918 | TNB | DISTRIBUTION | WP PUTRAJAYA & CYBERJAYA | Existing | 11 kV |  | RYB | VCBJ/PCE/J23232 | SS 23.23 GARDEN PLAZA F2 |  |  | Fail | Please check "Use"
381526919 | TNB | DISTRIBUTION | WP PUTRAJAYA & CYBERJAYA | Existing | 11 kV |  | RYB | VCBJ/PCE/J23232 | SS 23.23 GARDEN PLAZA F2 |  |  | Fail | Please check "Use"
381526923 | TNB | DISTRIBUTION | WP PUTRAJAYA & CYBERJAYA | Existing | 11 kV |  | RYB | VCBJ/PCE/J23232 | SS 23.23 GARDEN PLAZA F2 |  |  | Fail | Please check "Use"
381526926 | TNB | DISTRIBUTION | WP PUTRAJAYA & CYBERJAYA | Existing | 11 kV |  | RYB | VCBJ/PCE/J23232 | SS 23.23 GARDEN PLAZA F2 |  |  | Fail | Please check "Use"
381526929 | TNB | DISTRIBUTION | WP PUTRAJAYA & CYBERJAYA | Existing | 11 kV |  | RYB | VCBJ/PCE/J23232 | SS 23.23 GARDEN PLAZA F2 |  |  | Fail | Please check "Use"
381526931 | TNB | DISTRIBUTION | WP PUTRAJAYA & CYBERJAYA | Existing | 11 kV |  | RYB | VCBJ/PCE/J23232 | SS 23.23 GARDEN PLAZA F2 |  |  | Fail | Please check "Use"
381526932 | TNB | DISTRIBUTION | WP PUTRAJAYA & CYBERJAYA | Existing | 11 kV |  | RYB | VCBJ/PCE/J23232 | SS 23.23 GARDEN PLAZA F2 |  |  | Fail | Please check "Use"
381526936 | TNB | DISTRIBUTION | WP PUTRAJAYA & CYBERJAYA | Existing | 11 kV |  | RYB | VCBJ/PCE/J23232 | SS 23.23 GARDEN PLAZA F2 |  |  | Fail | Please check "Use"
381526937 | TNB | DISTRIBUTION | WP PUTRAJAYA & CYBERJAYA | Existing | 11 kV |  | RYB | VCBJ/PCE/J23232 | SS 23.23 GARDEN PLAZA F2 |  |  | Fail | Please check "Use"
381526941 | TNB | DISTRIBUTION | WP PUTRAJAYA & CYBERJAYA | Existing | 11 kV |  | RYB | VCBJ/PCE/J23231 | SS 23.23 GARDEN PLAZA F1 |  |  | Fail | Please check "Use"
381526943 | TNB | DISTRIBUTION | WP PUTRAJAYA & CYBERJAYA | Existing | 11 kV |  | RYB | VCBJ/PCE/J23231 | SS 23.23 GARDEN PLAZA F1 |  |  | Fail | Please check "Use"
381526946 | TNB | DISTRIBUTION | WP PUTRAJAYA & CYBERJAYA | Existing | 11 kV |  | RYB | VCBJ/PCE/J23231 | SS 23.23 GARDEN PLAZA F1 |  |  | Fail | Please check "Use"
381526948 | TNB | DISTRIBUTION | WP PUTRAJAYA & CYBERJAYA | Existing | 11 kV |  | RYB | VCBJ/PCE/J23231 | SS 23.23 GARDEN PLAZA F1 |  |  | Fail | Please check "Use"
381526951 | TNB | DISTRIBUTION | WP PUTRAJAYA & CYBERJAYA | Existing | 11 kV |  | RYB | VCBJ/PCE/J23231 | SS 23.23 GARDEN PLAZA F1 |  |  | Fail | Please check "Use"
381526952 | TNB | DISTRIBUTION | WP PUTRAJAYA & CYBERJAYA | Existing | 11 kV |  | RYB | VCBJ/PCE/J23231 | SS 23.23 GARDEN PLAZA F1 |  |  | Fail | Please check "Use"
381526957 | TNB | DISTRIBUTION | WP PUTRAJAYA & CYBERJAYA | Existing | 11 kV |  | RYB | VCBJ/PCE/J23231 | SS 23.23 GARDEN PLAZA F1 |  |  | Fail | Please check "Use"
381526961 | TNB | DISTRIBUTION | WP PUTRAJAYA & CYBERJAYA | Existing | 11 kV |  | RYB | VCBJ/PCE/J23231 | SS 23.23 GARDEN PLAZA F1 |  |  | Fail | Please check "Use"
381526963 | TNB | DISTRIBUTION | WP PUTRAJAYA & CYBERJAYA | Existing | 11 kV |  | RYB | VCBJ/PCE/J23231 | SS 23.23 GARDEN PLAZA F1 |  |  | Fail | Please check "Use"
381526964 | TNB | DISTRIBUTION | WP PUTRAJAYA & CYBERJAYA | Existing | 11 kV |  | RYB | VCBJ/PCE/J23231 | SS 23.23 GARDEN PLAZA F1 |  |  | Fail | Please check "Use"
381526968 | TNB | DISTRIBUTION | WP PUTRAJAYA & CYBERJAYA | Existing | 11 kV |  | RYB | VCBJ/PCE/J23231 | SS 23.23 GARDEN PLAZA F1 |  |  | Fail | Please check "Use"
381526972 | TNB | DISTRIBUTION | WP PUTRAJAYA & CYBERJAYA | Existing | 11 kV |  | RYB | VCBJ/PCE/J23231 | SS 23.23 GARDEN PLAZA F1 |  |  | Fail | Please check "Use"
381526973 | TNB | DISTRIBUTION | WP PUTRAJAYA & CYBERJAYA | Existing | 11 kV |  | RYB | VCBJ/PCE/J23231 | SS 23.23 GARDEN PLAZA F1 |  |  | Fail | Please check "Use"
381526976 | TNB | DISTRIBUTION | WP PUTRAJAYA & CYBERJAYA | Existing | 11 kV |  | RYB | VCBJ/PCE/J23231 | SS 23.23 GARDEN PLAZA F1 |  |  | Fail | Please check "Use"
381526977 | TNB | DISTRIBUTION | WP PUTRAJAYA & CYBERJAYA | Existing | 11 kV |  | RYB | VCBJ/PCE/J23231 | SS 23.23 GARDEN PLAZA F1 |  |  | Fail | Please check "Use"
381526979 | TNB | DISTRIBUTION | WP PUTRAJAYA & CYBERJAYA | Existing | 11 kV |  | RYB | VCBJ/PCE/J23231 | SS 23.23 GARDEN PLAZA F1 |  |  | Fail | Please check "Use"
381526982 | TNB | DISTRIBUTION | WP PUTRAJAYA & CYBERJAYA | Existing | 11 kV |  | RYB | VCBJ/PCE/J23231 | SS 23.23 GARDEN PLAZA F1 |  |  | Fail | Please check "Use"
381527200 | TNB | DISTRIBUTION | WP PUTRAJAYA & CYBERJAYA | Existing | 11 kV |  | RYB | VCBJ/PCE/J24111 | PE 24.11 SEJATI HOMES 1 |  |  | Fail | Please check "Use"
381527201 | TNB | DISTRIBUTION | WP PUTRAJAYA & CYBERJAYA | Existing | 11 kV |  | RYB | VCBJ/PCE/J24111 | PE 24.11 SEJATI HOMES 1 |  |  | Fail | Please check "Use"
381527202 | TNB | DISTRIBUTION | WP PUTRAJAYA & CYBERJAYA | Existing | 11 kV |  | RYB | VCBJ/PCE/J24111 | PE 24.11 SEJATI HOMES 1 |  |  | Fail | Please check "Use"
381527206 | TNB | DISTRIBUTION | WP PUTRAJAYA & CYBERJAYA | Existing | 11 kV |  | RYB | VCBJ/PCE/J24111 | PE 24.11 SEJATI HOMES 1 |  |  | Fail | Please check "Use"
381527209 | TNB | DISTRIBUTION | WP PUTRAJAYA & CYBERJAYA | Existing | 11 kV |  | RYB | VCBJ/PCE/J24111 | PE 24.11 SEJATI HOMES 1 |  |  | Fail | Please check "Use"
381527210 | TNB | DISTRIBUTION | WP PUTRAJAYA & CYBERJAYA | Existing | 11 kV |  | RYB | VCBJ/PCE/J24111 | PE 24.11 SEJATI HOMES 1 |  |  | Fail | Please check "Use"
381527211 | TNB | DISTRIBUTION | WP PUTRAJAYA & CYBERJAYA | Existing | 11 kV |  | RYB | VCBJ/PCE/J24111 | PE 24.11 SEJATI HOMES 1 |  |  | Fail | Please check "Use"
381527213 | TNB | DISTRIBUTION | WP PUTRAJAYA & CYBERJAYA | Existing | 11 kV |  | RYB | VCBJ/PCE/J24111 | PE 24.11 SEJATI HOMES 1 |  |  | Fail | Please check "Use"
381527214 | TNB | DISTRIBUTION | WP PUTRAJAYA & CYBERJAYA | Existing | 11 kV |  | RYB | VCBJ/PCE/J24111 | PE 24.11 SEJATI HOMES 1 |  |  | Fail | Please check "Use"
381527216 | TNB | DISTRIBUTION | WP PUTRAJAYA & CYBERJAYA | Existing | 11 kV |  | RYB | VCBJ/PCE/J24111 | PE 24.11 SEJATI HOMES 1 |  |  | Fail | Please check "Use"
381527224 | TNB | DISTRIBUTION | WP PUTRAJAYA & CYBERJAYA | Existing | 11 kV |  | RYB | VCBJ/PCE/J24111 | PE 24.11 SEJATI HOMES 1 |  |  | Fail | Please check "Use"
382986155 | TNB | DISTRIBUTION | WP PUTRAJAYA & CYBERJAYA | Existing | 11 kV |  | RYB | VPTJ/PCE/J14331 | PE 14.33 PERUMAHAN 14-6 NO 2 (F1) |  |  | Fail | Please check "Use"
382986156 | TNB | DISTRIBUTION | WP PUTRAJAYA & CYBERJAYA | Existing | 11 kV |  | RYB | VPTJ/PCE/J14331 | PE 14.33 PERUMAHAN 14-6 NO 2 (F1) |  |  | Fail | Please check "Use"
382986161 | TNB | DISTRIBUTION | WP PUTRAJAYA & CYBERJAYA | Existing | 11 kV |  | RYB | VPTJ/PCE/J14331 | PE 14.33 PERUMAHAN 14-6 NO 2 (F1) |  |  | Fail | Please check "Use"
382986167 | TNB | DISTRIBUTION | WP PUTRAJAYA & CYBERJAYA | Existing | 11 kV |  | RYB | VPTJ/PCE/J14331 | PE 14.33 PERUMAHAN 14-6 NO 2 (F1) |  |  | Fail | Please check "Use"
382986168 | TNB | DISTRIBUTION | WP PUTRAJAYA & CYBERJAYA | Existing | 11 kV |  | RYB | VPTJ/PCE/J14331 | PE 14.33 PERUMAHAN 14-6 NO 2 (F1) |  |  | Fail | Please check "Use"
382986172 | TNB | DISTRIBUTION | WP PUTRAJAYA & CYBERJAYA | Existing | 11 kV |  | RYB | VPTJ/PCE/J14331 | PE 14.33 PERUMAHAN 14-6 NO 2 (F1) |  |  | Fail | Please check "Use"
382986175 | TNB | DISTRIBUTION | WP PUTRAJAYA & CYBERJAYA | Existing | 11 kV |  | RYB | VPTJ/PCE/J14331 | PE 14.33 PERUMAHAN 14-6 NO 2 (F1) |  |  | Fail | Please check "Use"
382986176 | TNB | DISTRIBUTION | WP PUTRAJAYA & CYBERJAYA | Existing | 11 kV |  | RYB | VPTJ/PCE/J14331 | PE 14.33 PERUMAHAN 14-6 NO 2 (F1) |  |  | Fail | Please check "Use"
382986276 | TNB | DISTRIBUTION | WP PUTRAJAYA & CYBERJAYA | Existing | 11 kV |  | RYB | VPTJ/PCE/J14332 | PE 14.33 PERUMAHAN 14-6 NO 2 (F2) |  |  | Fail | Please check "Use"
382986277 | TNB | DISTRIBUTION | WP PUTRAJAYA & CYBERJAYA | Existing | 11 kV |  | RYB | VPTJ/PCE/J14332 | PE 14.33 PERUMAHAN 14-6 NO 2 (F2) |  |  | Fail | Please check "Use"
382986282 | TNB | DISTRIBUTION | WP PUTRAJAYA & CYBERJAYA | Existing | 11 kV |  | RYB | VPTJ/PCE/J14332 | PE 14.33 PERUMAHAN 14-6 NO 2 (F2) |  |  | Fail | Please check "Use"
382986288 | TNB | DISTRIBUTION | WP PUTRAJAYA & CYBERJAYA | Existing | 11 kV |  | RYB | VPTJ/PCE/J14332 | PE 14.33 PERUMAHAN 14-6 NO 2 (F2) |  |  | Fail | Please check "Use"
382986289 | TNB | DISTRIBUTION | WP PUTRAJAYA & CYBERJAYA | Existing | 11 kV |  | RYB | VPTJ/PCE/J14332 | PE 14.33 PERUMAHAN 14-6 NO 2 (F2) |  |  | Fail | Please check "Use"
382986293 | TNB | DISTRIBUTION | WP PUTRAJAYA & CYBERJAYA | Existing | 11 kV |  | RYB | VPTJ/PCE/J14332 | PE 14.33 PERUMAHAN 14-6 NO 2 (F2) |  |  | Fail | Please check "Use"
382986296 | TNB | DISTRIBUTION | WP PUTRAJAYA & CYBERJAYA | Existing | 11 kV |  | RYB | VPTJ/PCE/J14332 | PE 14.33 PERUMAHAN 14-6 NO 2 (F2) |  |  | Fail | Please check "Use"
382986297 | TNB | DISTRIBUTION | WP PUTRAJAYA & CYBERJAYA | Existing | 11 kV |  | RYB | VPTJ/PCE/J14332 | PE 14.33 PERUMAHAN 14-6 NO 2 (F2) |  |  | Fail | Please check "Use"
382986409 | TNB | DISTRIBUTION | WP PUTRAJAYA & CYBERJAYA | Existing | 11 kV |  | RYB | VPTJ/PCE/J14321 | PE 14.32 PERUMAHAN 14-6 NO 1 (F1) |  |  | Fail | Please check "Use"
382986410 | TNB | DISTRIBUTION | WP PUTRAJAYA & CYBERJAYA | Existing | 11 kV |  | RYB | VPTJ/PCE/J14321 | PE 14.32 PERUMAHAN 14-6 NO 1 (F1) |  |  | Fail | Please check "Use"
382986415 | TNB | DISTRIBUTION | WP PUTRAJAYA & CYBERJAYA | Existing | 11 kV |  | RYB | VPTJ/PCE/J14321 | PE 14.32 PERUMAHAN 14-6 NO 1 (F1) |  |  | Fail | Please check "Use"
382986421 | TNB | DISTRIBUTION | WP PUTRAJAYA & CYBERJAYA | Existing | 11 kV |  | RYB | VPTJ/PCE/J14321 | PE 14.32 PERUMAHAN 14-6 NO 1 (F1) |  |  | Fail | Please check "Use"
382986422 | TNB | DISTRIBUTION | WP PUTRAJAYA & CYBERJAYA | Existing | 11 kV |  | RYB | VPTJ/PCE/J14321 | PE 14.32 PERUMAHAN 14-6 NO 1 (F1) |  |  | Fail | Please check "Use"
382986426 | TNB | DISTRIBUTION | WP PUTRAJAYA & CYBERJAYA | Existing | 11 kV |  | RYB | VPTJ/PCE/J14321 | PE 14.32 PERUMAHAN 14-6 NO 1 (F1) |  |  | Fail | Please check "Use"
382986429 | TNB | DISTRIBUTION | WP PUTRAJAYA & CYBERJAYA | Existing | 11 kV |  | RYB | VPTJ/PCE/J14321 | PE 14.32 PERUMAHAN 14-6 NO 1 (F1) |  |  | Fail | Please check "Use"
382986430 | TNB | DISTRIBUTION | WP PUTRAJAYA & CYBERJAYA | Existing | 11 kV |  | RYB | VPTJ/PCE/J14321 | PE 14.32 PERUMAHAN 14-6 NO 1 (F1) |  |  | Fail | Please check "Use"
382986530 | TNB | DISTRIBUTION | WP PUTRAJAYA & CYBERJAYA | Existing | 11 kV |  | RYB | VPTJ/PCE/J14322 | PE 14.32 PERUMAHAN 14-6 NO 1 (F2) |  |  | Fail | Please check "Use"
382986531 | TNB | DISTRIBUTION | WP PUTRAJAYA & CYBERJAYA | Existing | 11 kV |  | RYB | VPTJ/PCE/J14322 | PE 14.32 PERUMAHAN 14-6 NO 1 (F2) |  |  | Fail | Please check "Use"
382986536 | TNB | DISTRIBUTION | WP PUTRAJAYA & CYBERJAYA | Existing | 11 kV |  | RYB | VPTJ/PCE/J14322 | PE 14.32 PERUMAHAN 14-6 NO 1 (F2) |  |  | Fail | Please check "Use"
382986542 | TNB | DISTRIBUTION | WP PUTRAJAYA & CYBERJAYA | Existing | 11 kV |  | RYB | VPTJ/PCE/J14322 | PE 14.32 PERUMAHAN 14-6 NO 1 (F2) |  |  | Fail | Please check "Use"
382986543 | TNB | DISTRIBUTION | WP PUTRAJAYA & CYBERJAYA | Existing | 11 kV |  | RYB | VPTJ/PCE/J14322 | PE 14.32 PERUMAHAN 14-6 NO 1 (F2) |  |  | Fail | Please check "Use"
382986547 | TNB | DISTRIBUTION | WP PUTRAJAYA & CYBERJAYA | Existing | 11 kV |  | RYB | VPTJ/PCE/J14322 | PE 14.32 PERUMAHAN 14-6 NO 1 (F2) |  |  | Fail | Please check "Use"
382986550 | TNB | DISTRIBUTION | WP PUTRAJAYA & CYBERJAYA | Existing | 11 kV |  | RYB | VPTJ/PCE/J14322 | PE 14.32 PERUMAHAN 14-6 NO 1 (F2) |  |  | Fail | Please check "Use"
382986551 | TNB | DISTRIBUTION | WP PUTRAJAYA & CYBERJAYA | Existing | 11 kV |  | RYB | VPTJ/PCE/J14322 | PE 14.32 PERUMAHAN 14-6 NO 1 (F2) |  |  | Fail | Please check "Use"
382986673 | TNB | DISTRIBUTION | WP PUTRAJAYA & CYBERJAYA | Existing | 11 kV |  | RYB | VCBJ/PCE/J00127 | PE 24.37 KANVAS TOWER A |  |  | Fail | Please check "Use"
382986674 | TNB | DISTRIBUTION | WP PUTRAJAYA & CYBERJAYA | Existing | 11 kV |  | RYB | VCBJ/PCE/J00127 | PE 24.37 KANVAS TOWER A |  |  | Fail | Please check "Use"
382986675 | TNB | DISTRIBUTION | WP PUTRAJAYA & CYBERJAYA | Existing | 11 kV |  | RYB | VCBJ/PCE/J00127 | PE 24.37 KANVAS TOWER A |  |  | Fail | Please check "Use"
382986679 | TNB | DISTRIBUTION | WP PUTRAJAYA & CYBERJAYA | Existing | 11 kV |  | RYB | VCBJ/PCE/J00127 | PE 24.37 KANVAS TOWER A |  |  | Fail | Please check "Use"
382986682 | TNB | DISTRIBUTION | WP PUTRAJAYA & CYBERJAYA | Existing | 11 kV |  | RYB | VCBJ/PCE/J00127 | PE 24.37 KANVAS TOWER A |  |  | Fail | Please check "Use"
382986683 | TNB | DISTRIBUTION | WP PUTRAJAYA & CYBERJAYA | Existing | 11 kV |  | RYB | VCBJ/PCE/J00127 | PE 24.37 KANVAS TOWER A |  |  | Fail | Please check "Use"
382986684 | TNB | DISTRIBUTION | WP PUTRAJAYA & CYBERJAYA | Existing | 11 kV |  | RYB | VCBJ/PCE/J00127 | PE 24.37 KANVAS TOWER A |  |  | Fail | Please check "Use"
382986686 | TNB | DISTRIBUTION | WP PUTRAJAYA & CYBERJAYA | Existing | 11 kV |  | RYB | VCBJ/PCE/J00127 | PE 24.37 KANVAS TOWER A |  |  | Fail | Please check "Use"
382986687 | TNB | DISTRIBUTION | WP PUTRAJAYA & CYBERJAYA | Existing | 11 kV |  | RYB | VCBJ/PCE/J00127 | PE 24.37 KANVAS TOWER A |  |  | Fail | Please check "Use"
382986689 | TNB | DISTRIBUTION | WP PUTRAJAYA & CYBERJAYA | Existing | 11 kV |  | RYB | VCBJ/PCE/J00127 | PE 24.37 KANVAS TOWER A |  |  | Fail | Please check "Use"
382986697 | TNB | DISTRIBUTION | WP PUTRAJAYA & CYBERJAYA | Existing | 11 kV |  | RYB | VCBJ/PCE/J00127 | PE 24.37 KANVAS TOWER A |  |  | Fail | Please check "Use"
382986895 | TNB | DISTRIBUTION | WP PUTRAJAYA & CYBERJAYA | Existing | 11 kV |  | RYB | VCBJ/PCE/J00128 | PE 24.38 KANVAS TOWER B |  |  | Fail | Please check "Use"
382986896 | TNB | DISTRIBUTION | WP PUTRAJAYA & CYBERJAYA | Existing | 11 kV |  | RYB | VCBJ/PCE/J00128 | PE 24.38 KANVAS TOWER B |  |  | Fail | Please check "Use"
382986897 | TNB | DISTRIBUTION | WP PUTRAJAYA & CYBERJAYA | Existing | 11 kV |  | RYB | VCBJ/PCE/J00128 | PE 24.38 KANVAS TOWER B |  |  | Fail | Please check "Use"
382986901 | TNB | DISTRIBUTION | WP PUTRAJAYA & CYBERJAYA | Existing | 11 kV |  | RYB | VCBJ/PCE/J00128 | PE 24.38 KANVAS TOWER B |  |  | Fail | Please check "Use"
382986904 | TNB | DISTRIBUTION | WP PUTRAJAYA & CYBERJAYA | Existing | 11 kV |  | RYB | VCBJ/PCE/J00128 | PE 24.38 KANVAS TOWER B |  |  | Fail | Please check "Use"
382986905 | TNB | DISTRIBUTION | WP PUTRAJAYA & CYBERJAYA | Existing | 11 kV |  | RYB | VCBJ/PCE/J00128 | PE 24.38 KANVAS TOWER B |  |  | Fail | Please check "Use"
382986906 | TNB | DISTRIBUTION | WP PUTRAJAYA & CYBERJAYA | Existing | 11 kV |  | RYB | VCBJ/PCE/J00128 | PE 24.38 KANVAS TOWER B |  |  | Fail | Please check "Use"
382986908 | TNB | DISTRIBUTION | WP PUTRAJAYA & CYBERJAYA | Existing | 11 kV |  | RYB | VCBJ/PCE/J00128 | PE 24.38 KANVAS TOWER B |  |  | Fail | Please check "Use"
382986909 | TNB | DISTRIBUTION | WP PUTRAJAYA & CYBERJAYA | Existing | 11 kV |  | RYB | VCBJ/PCE/J00128 | PE 24.38 KANVAS TOWER B |  |  | Fail | Please check "Use"
382986911 | TNB | DISTRIBUTION | WP PUTRAJAYA & CYBERJAYA | Existing | 11 kV |  | RYB | VCBJ/PCE/J00128 | PE 24.38 KANVAS TOWER B |  |  | Fail | Please check "Use"
382986919 | TNB | DISTRIBUTION | WP PUTRAJAYA & CYBERJAYA | Existing | 11 kV |  | RYB | VCBJ/PCE/J00128 | PE 24.38 KANVAS TOWER B |  |  | Fail | Please check "Use"
382987129 | TNB | DISTRIBUTION | WP PUTRAJAYA & CYBERJAYA | Existing | 11 kV |  | RYB | VCBJ/PCE/J23261 | PE 23.26 V RESIDENCE |  |  | Fail | Please check "Use"
382987130 | TNB | DISTRIBUTION | WP PUTRAJAYA & CYBERJAYA | Existing | 11 kV |  | RYB | VCBJ/PCE/J23261 | PE 23.26 V RESIDENCE |  |  | Fail | Please check "Use"
382987131 | TNB | DISTRIBUTION | WP PUTRAJAYA & CYBERJAYA | Existing | 11 kV |  | RYB | VCBJ/PCE/J23261 | PE 23.26 V RESIDENCE |  |  | Fail | Please check "Use"
382987135 | TNB | DISTRIBUTION | WP PUTRAJAYA & CYBERJAYA | Existing | 11 kV |  | RYB | VCBJ/PCE/J23261 | PE 23.26 V RESIDENCE |  |  | Fail | Please check "Use"
382987138 | TNB | DISTRIBUTION | WP PUTRAJAYA & CYBERJAYA | Existing | 11 kV |  | RYB | VCBJ/PCE/J23261 | PE 23.26 V RESIDENCE |  |  | Fail | Please check "Use"
382987139 | TNB | DISTRIBUTION | WP PUTRAJAYA & CYBERJAYA | Existing | 11 kV |  | RYB | VCBJ/PCE/J23261 | PE 23.26 V RESIDENCE |  |  | Fail | Please check "Use"
382987140 | TNB | DISTRIBUTION | WP PUTRAJAYA & CYBERJAYA | Existing | 11 kV |  | RYB | VCBJ/PCE/J23261 | PE 23.26 V RESIDENCE |  |  | Fail | Please check "Use"
382987142 | TNB | DISTRIBUTION | WP PUTRAJAYA & CYBERJAYA | Existing | 11 kV |  | RYB | VCBJ/PCE/J23261 | PE 23.26 V RESIDENCE |  |  | Fail | Please check "Use"
382987143 | TNB | DISTRIBUTION | WP PUTRAJAYA & CYBERJAYA | Existing | 11 kV |  | RYB | VCBJ/PCE/J23261 | PE 23.26 V RESIDENCE |  |  | Fail | Please check "Use"
382987145 | TNB | DISTRIBUTION | WP PUTRAJAYA & CYBERJAYA | Existing | 11 kV |  | RYB | VCBJ/PCE/J23261 | PE 23.26 V RESIDENCE |  |  | Fail | Please check "Use"
382987153 | TNB | DISTRIBUTION | WP PUTRAJAYA & CYBERJAYA | Existing | 11 kV |  | RYB | VCBJ/PCE/J23261 | PE 23.26 V RESIDENCE |  |  | Fail | Please check "Use"
382987352 | TNB | DISTRIBUTION | WP PUTRAJAYA & CYBERJAYA | Existing | 11 kV |  | RYB | VCBJ/PCE/J23271 | PE 23.27 V RESIDENCE 1 |  |  | Fail | Please check "Use"
382987353 | TNB | DISTRIBUTION | WP PUTRAJAYA & CYBERJAYA | Existing | 11 kV |  | RYB | VCBJ/PCE/J23271 | PE 23.27 V RESIDENCE 1 |  |  | Fail | Please check "Use"
382987358 | TNB | DISTRIBUTION | WP PUTRAJAYA & CYBERJAYA | Existing | 11 kV |  | RYB | VCBJ/PCE/J23271 | PE 23.27 V RESIDENCE 1 |  |  | Fail | Please check "Use"
382987364 | TNB | DISTRIBUTION | WP PUTRAJAYA & CYBERJAYA | Existing | 11 kV |  | RYB | VCBJ/PCE/J23271 | PE 23.27 V RESIDENCE 1 |  |  | Fail | Please check "Use"
382987365 | TNB | DISTRIBUTION | WP PUTRAJAYA & CYBERJAYA | Existing | 11 kV |  | RYB | VCBJ/PCE/J23271 | PE 23.27 V RESIDENCE 1 |  |  | Fail | Please check "Use"
382987369 | TNB | DISTRIBUTION | WP PUTRAJAYA & CYBERJAYA | Existing | 11 kV |  | RYB | VCBJ/PCE/J23271 | PE 23.27 V RESIDENCE 1 |  |  | Fail | Please check "Use"
382987372 | TNB | DISTRIBUTION | WP PUTRAJAYA & CYBERJAYA | Existing | 11 kV |  | RYB | VCBJ/PCE/J23271 | PE 23.27 V RESIDENCE 1 |  |  | Fail | Please check "Use"
382987373 | TNB | DISTRIBUTION | WP PUTRAJAYA & CYBERJAYA | Existing | 11 kV |  | RYB | VCBJ/PCE/J23271 | PE 23.27 V RESIDENCE 1 |  |  | Fail | Please check "Use"
382987612 | TNB | DISTRIBUTION | WP PUTRAJAYA & CYBERJAYA | Existing | 11 kV |  | RYB | VCBJ/PCE/J00133 | PE 24.41 MAGIC VILLAGE |  |  | Fail | Please check "Use"
382987613 | TNB | DISTRIBUTION | WP PUTRAJAYA & CYBERJAYA | Existing | 11 kV |  | RYB | VCBJ/PCE/J00133 | PE 24.41 MAGIC VILLAGE |  |  | Fail | Please check "Use"
382987618 | TNB | DISTRIBUTION | WP PUTRAJAYA & CYBERJAYA | Existing | 11 kV |  | RYB | VCBJ/PCE/J00133 | PE 24.41 MAGIC VILLAGE |  |  | Fail | Please check "Use"
382987624 | TNB | DISTRIBUTION | WP PUTRAJAYA & CYBERJAYA | Existing | 11 kV |  | RYB | VCBJ/PCE/J00133 | PE 24.41 MAGIC VILLAGE |  |  | Fail | Please check "Use"
382987625 | TNB | DISTRIBUTION | WP PUTRAJAYA & CYBERJAYA | Existing | 11 kV |  | RYB | VCBJ/PCE/J00133 | PE 24.41 MAGIC VILLAGE |  |  | Fail | Please check "Use"
382987629 | TNB | DISTRIBUTION | WP PUTRAJAYA & CYBERJAYA | Existing | 11 kV |  | RYB | VCBJ/PCE/J00133 | PE 24.41 MAGIC VILLAGE |  |  | Fail | Please check "Use"
382987632 | TNB | DISTRIBUTION | WP PUTRAJAYA & CYBERJAYA | Existing | 11 kV |  | RYB | VCBJ/PCE/J00133 | PE 24.41 MAGIC VILLAGE |  |  | Fail | Please check "Use"
382987633 | TNB | DISTRIBUTION | WP PUTRAJAYA & CYBERJAYA | Existing | 11 kV |  | RYB | VCBJ/PCE/J00133 | PE 24.41 MAGIC VILLAGE |  |  | Fail | Please check "Use"
383003381 | TNB | DISTRIBUTION | WP PUTRAJAYA & CYBERJAYA | Existing | 11 kV |  | RYB | VPTJ/PCE/J00383 | PE 6.05 BLOK 5A PPA1M (F2) |  |  | Fail | Please check "Use"
383003382 | TNB | DISTRIBUTION | WP PUTRAJAYA & CYBERJAYA | Existing | 11 kV |  | RYB | VPTJ/PCE/J00383 | PE 6.05 BLOK 5A PPA1M (F2) |  |  | Fail | Please check "Use"
383003387 | TNB | DISTRIBUTION | WP PUTRAJAYA & CYBERJAYA | Existing | 11 kV |  | RYB | VPTJ/PCE/J00383 | PE 6.05 BLOK 5A PPA1M (F2) |  |  | Fail | Please check "Use"
383003393 | TNB | DISTRIBUTION | WP PUTRAJAYA & CYBERJAYA | Existing | 11 kV |  | RYB | VPTJ/PCE/J00383 | PE 6.05 BLOK 5A PPA1M (F2) |  |  | Fail | Please check "Use"
383003394 | TNB | DISTRIBUTION | WP PUTRAJAYA & CYBERJAYA | Existing | 11 kV |  | RYB | VPTJ/PCE/J00383 | PE 6.05 BLOK 5A PPA1M (F2) |  |  | Fail | Please check "Use"
383003398 | TNB | DISTRIBUTION | WP PUTRAJAYA & CYBERJAYA | Existing | 11 kV |  | RYB | VPTJ/PCE/J00383 | PE 6.05 BLOK 5A PPA1M (F2) |  |  | Fail | Please check "Use"
383003401 | TNB | DISTRIBUTION | WP PUTRAJAYA & CYBERJAYA | Existing | 11 kV |  | RYB | VPTJ/PCE/J00383 | PE 6.05 BLOK 5A PPA1M (F2) |  |  | Fail | Please check "Use"
383003402 | TNB | DISTRIBUTION | WP PUTRAJAYA & CYBERJAYA | Existing | 11 kV |  | RYB | VPTJ/PCE/J00383 | PE 6.05 BLOK 5A PPA1M (F2) |  |  | Fail | Please check "Use"
383003502 | TNB | DISTRIBUTION | WP PUTRAJAYA & CYBERJAYA | Existing | 11 kV |  | RYB | VPTJ/PCE/J00382 | PE 6.05 BLOK 5A PPA1M (F1) |  |  | Fail | Please check "Use"
383003503 | TNB | DISTRIBUTION | WP PUTRAJAYA & CYBERJAYA | Existing | 11 kV |  | RYB | VPTJ/PCE/J00382 | PE 6.05 BLOK 5A PPA1M (F1) |  |  | Fail | Please check "Use"
383003508 | TNB | DISTRIBUTION | WP PUTRAJAYA & CYBERJAYA | Existing | 11 kV |  | RYB | VPTJ/PCE/J00382 | PE 6.05 BLOK 5A PPA1M (F1) |  |  | Fail | Please check "Use"
383003514 | TNB | DISTRIBUTION | WP PUTRAJAYA & CYBERJAYA | Existing | 11 kV |  | RYB | VPTJ/PCE/J00382 | PE 6.05 BLOK 5A PPA1M (F1) |  |  | Fail | Please check "Use"
383003515 | TNB | DISTRIBUTION | WP PUTRAJAYA & CYBERJAYA | Existing | 11 kV |  | RYB | VPTJ/PCE/J00382 | PE 6.05 BLOK 5A PPA1M (F1) |  |  | Fail | Please check "Use"
383003519 | TNB | DISTRIBUTION | WP PUTRAJAYA & CYBERJAYA | Existing | 11 kV |  | RYB | VPTJ/PCE/J00382 | PE 6.05 BLOK 5A PPA1M (F1) |  |  | Fail | Please check "Use"
383003522 | TNB | DISTRIBUTION | WP PUTRAJAYA & CYBERJAYA | Existing | 11 kV |  | RYB | VPTJ/PCE/J00382 | PE 6.05 BLOK 5A PPA1M (F1) |  |  | Fail | Please check "Use"
383003523 | TNB | DISTRIBUTION | WP PUTRAJAYA & CYBERJAYA | Existing | 11 kV |  | RYB | VPTJ/PCE/J00382 | PE 6.05 BLOK 5A PPA1M (F1) |  |  | Fail | Please check "Use"
383003625 | TNB | DISTRIBUTION | WP PUTRAJAYA & CYBERJAYA | Existing | 11 kV |  | RYB | VPTJ/PCE/J00381 | PE 6.04 BLOK 1 PPA1M (F2) |  |  | Fail | Please check "Use"
383003626 | TNB | DISTRIBUTION | WP PUTRAJAYA & CYBERJAYA | Existing | 11 kV |  | RYB | VPTJ/PCE/J00381 | PE 6.04 BLOK 1 PPA1M (F2) |  |  | Fail | Please check "Use"
383003631 | TNB | DISTRIBUTION | WP PUTRAJAYA & CYBERJAYA | Existing | 11 kV |  | RYB | VPTJ/PCE/J00381 | PE 6.04 BLOK 1 PPA1M (F2) |  |  | Fail | Please check "Use"
383003637 | TNB | DISTRIBUTION | WP PUTRAJAYA & CYBERJAYA | Existing | 11 kV |  | RYB | VPTJ/PCE/J00381 | PE 6.04 BLOK 1 PPA1M (F2) |  |  | Fail | Please check "Use"
383003638 | TNB | DISTRIBUTION | WP PUTRAJAYA & CYBERJAYA | Existing | 11 kV |  | RYB | VPTJ/PCE/J00381 | PE 6.04 BLOK 1 PPA1M (F2) |  |  | Fail | Please check "Use"
383003642 | TNB | DISTRIBUTION | WP PUTRAJAYA & CYBERJAYA | Existing | 11 kV |  | RYB | VPTJ/PCE/J00381 | PE 6.04 BLOK 1 PPA1M (F2) |  |  | Fail | Please check "Use"
383003645 | TNB | DISTRIBUTION | WP PUTRAJAYA & CYBERJAYA | Existing | 11 kV |  | RYB | VPTJ/PCE/J00381 | PE 6.04 BLOK 1 PPA1M (F2) |  |  | Fail | Please check "Use"
383003646 | TNB | DISTRIBUTION | WP PUTRAJAYA & CYBERJAYA | Existing | 11 kV |  | RYB | VPTJ/PCE/J00381 | PE 6.04 BLOK 1 PPA1M (F2) |  |  | Fail | Please check "Use"
383003746 | TNB | DISTRIBUTION | WP PUTRAJAYA & CYBERJAYA | Existing | 11 kV |  | RYB | VPTJ/PCE/J00380 | PE 6.04 BLOK 1 PPA1M (F1) |  |  | Fail | Please check "Use"
383003747 | TNB | DISTRIBUTION | WP PUTRAJAYA & CYBERJAYA | Existing | 11 kV |  | RYB | VPTJ/PCE/J00380 | PE 6.04 BLOK 1 PPA1M (F1) |  |  | Fail | Please check "Use"
383003752 | TNB | DISTRIBUTION | WP PUTRAJAYA & CYBERJAYA | Existing | 11 kV |  | RYB | VPTJ/PCE/J00380 | PE 6.04 BLOK 1 PPA1M (F1) |  |  | Fail | Please check "Use"
383003758 | TNB | DISTRIBUTION | WP PUTRAJAYA & CYBERJAYA | Existing | 11 kV |  | RYB | VPTJ/PCE/J00380 | PE 6.04 BLOK 1 PPA1M (F1) |  |  | Fail | Please check "Use"
383003759 | TNB | DISTRIBUTION | WP PUTRAJAYA & CYBERJAYA | Existing | 11 kV |  | RYB | VPTJ/PCE/J00380 | PE 6.04 BLOK 1 PPA1M (F1) |  |  | Fail | Please check "Use"
383003763 | TNB | DISTRIBUTION | WP PUTRAJAYA & CYBERJAYA | Existing | 11 kV |  | RYB | VPTJ/PCE/J00380 | PE 6.04 BLOK 1 PPA1M (F1) |  |  | Fail | Please check "Use"
383003766 | TNB | DISTRIBUTION | WP PUTRAJAYA & CYBERJAYA | Existing | 11 kV |  | RYB | VPTJ/PCE/J00380 | PE 6.04 BLOK 1 PPA1M (F1) |  |  | Fail | Please check "Use"
383003767 | TNB | DISTRIBUTION | WP PUTRAJAYA & CYBERJAYA | Existing | 11 kV |  | RYB | VPTJ/PCE/J00380 | PE 6.04 BLOK 1 PPA1M (F1) |  |  | Fail | Please check "Use"
383003913 | TNB | DISTRIBUTION | WP PUTRAJAYA & CYBERJAYA | Existing | 11 kV |  | RYB | VPTJ/PCE/J16321 | PE 16.32 TEMP PPA1M P16D |  |  | Fail | Please check "Use"
383003914 | TNB | DISTRIBUTION | WP PUTRAJAYA & CYBERJAYA | Existing | 11 kV |  | RYB | VPTJ/PCE/J16321 | PE 16.32 TEMP PPA1M P16D |  |  | Fail | Please check "Use"
383003916 | TNB | DISTRIBUTION | WP PUTRAJAYA & CYBERJAYA | Existing | 11 kV |  | RYB | VPTJ/PCE/J16321 | PE 16.32 TEMP PPA1M P16D |  |  | Fail | Please check "Use"
383003919 | TNB | DISTRIBUTION | WP PUTRAJAYA & CYBERJAYA | Existing | 11 kV |  | RYB | VPTJ/PCE/J16321 | PE 16.32 TEMP PPA1M P16D |  |  | Fail | Please check "Use"
383003920 | TNB | DISTRIBUTION | WP PUTRAJAYA & CYBERJAYA | Existing | 11 kV |  | RYB | VPTJ/PCE/J16321 | PE 16.32 TEMP PPA1M P16D |  |  | Fail | Please check "Use"
383003924 | TNB | DISTRIBUTION | WP PUTRAJAYA & CYBERJAYA | Existing | 11 kV |  | RYB | VPTJ/PCE/J16321 | PE 16.32 TEMP PPA1M P16D |  |  | Fail | Please check "Use"
383003927 | TNB | DISTRIBUTION | WP PUTRAJAYA & CYBERJAYA | Existing | 11 kV |  | RYB | VPTJ/PCE/J16321 | PE 16.32 TEMP PPA1M P16D |  |  | Fail | Please check "Use"
383003928 | TNB | DISTRIBUTION | WP PUTRAJAYA & CYBERJAYA | Existing | 11 kV |  | RYB | VPTJ/PCE/J16321 | PE 16.32 TEMP PPA1M P16D |  |  | Fail | Please check "Use"
383004173 | TNB | DISTRIBUTION | WP PUTRAJAYA & CYBERJAYA | Existing | 11 kV |  | RYB | VPTJ/PCE/J01681 | PE 1.68 TEMP PLOT Z1 & Z2 |  |  | Fail | Please check "Use"
383004174 | TNB | DISTRIBUTION | WP PUTRAJAYA & CYBERJAYA | Existing | 11 kV |  | RYB | VPTJ/PCE/J01681 | PE 1.68 TEMP PLOT Z1 & Z2 |  |  | Fail | Please check "Use"
383004176 | TNB | DISTRIBUTION | WP PUTRAJAYA & CYBERJAYA | Existing | 11 kV |  | RYB | VPTJ/PCE/J01681 | PE 1.68 TEMP PLOT Z1 & Z2 |  |  | Fail | Please check "Use"
383004179 | TNB | DISTRIBUTION | WP PUTRAJAYA & CYBERJAYA | Existing | 11 kV |  | RYB | VPTJ/PCE/J01681 | PE 1.68 TEMP PLOT Z1 & Z2 |  |  | Fail | Please check "Use"
383004180 | TNB | DISTRIBUTION | WP PUTRAJAYA & CYBERJAYA | Existing | 11 kV |  | RYB | VPTJ/PCE/J01681 | PE 1.68 TEMP PLOT Z1 & Z2 |  |  | Fail | Please check "Use"
383004184 | TNB | DISTRIBUTION | WP PUTRAJAYA & CYBERJAYA | Existing | 11 kV |  | RYB | VPTJ/PCE/J01681 | PE 1.68 TEMP PLOT Z1 & Z2 |  |  | Fail | Please check "Use"
383004187 | TNB | DISTRIBUTION | WP PUTRAJAYA & CYBERJAYA | Existing | 11 kV |  | RYB | VPTJ/PCE/J01681 | PE 1.68 TEMP PLOT Z1 & Z2 |  |  | Fail | Please check "Use"
383004188 | TNB | DISTRIBUTION | WP PUTRAJAYA & CYBERJAYA | Existing | 11 kV |  | RYB | VPTJ/PCE/J01681 | PE 1.68 TEMP PLOT Z1 & Z2 |  |  | Fail | Please check "Use"
383004448 | TNB | DISTRIBUTION | WP PUTRAJAYA & CYBERJAYA | Existing | 11 kV |  | RYB | VPTJ/PCE/J11641 | PE 11.64 ZON 10A (F1) |  |  | Fail | Please check "Use"
383004449 | TNB | DISTRIBUTION | WP PUTRAJAYA & CYBERJAYA | Existing | 11 kV |  | RYB | VPTJ/PCE/J11641 | PE 11.64 ZON 10A (F1) |  |  | Fail | Please check "Use"
383004451 | TNB | DISTRIBUTION | WP PUTRAJAYA & CYBERJAYA | Existing | 11 kV |  | RYB | VPTJ/PCE/J11641 | PE 11.64 ZON 10A (F1) |  |  | Fail | Please check "Use"
383004454 | TNB | DISTRIBUTION | WP PUTRAJAYA & CYBERJAYA | Existing | 11 kV |  | RYB | VPTJ/PCE/J11641 | PE 11.64 ZON 10A (F1) |  |  | Fail | Please check "Use"
383004455 | TNB | DISTRIBUTION | WP PUTRAJAYA & CYBERJAYA | Existing | 11 kV |  | RYB | VPTJ/PCE/J11641 | PE 11.64 ZON 10A (F1) |  |  | Fail | Please check "Use"
383004459 | TNB | DISTRIBUTION | WP PUTRAJAYA & CYBERJAYA | Existing | 11 kV |  | RYB | VPTJ/PCE/J11641 | PE 11.64 ZON 10A (F1) |  |  | Fail | Please check "Use"
383004462 | TNB | DISTRIBUTION | WP PUTRAJAYA & CYBERJAYA | Existing | 11 kV |  | RYB | VPTJ/PCE/J11641 | PE 11.64 ZON 10A (F1) |  |  | Fail | Please check "Use"
383004463 | TNB | DISTRIBUTION | WP PUTRAJAYA & CYBERJAYA | Existing | 11 kV |  | RYB | VPTJ/PCE/J11641 | PE 11.64 ZON 10A (F1) |  |  | Fail | Please check "Use"
383004563 | TNB | DISTRIBUTION | WP PUTRAJAYA & CYBERJAYA | Existing | 11 kV |  | RYB | VPTJ/PCE/J11642 | PE 11.64 ZON 10A (F2) |  |  | Fail | Please check "Use"
383004564 | TNB | DISTRIBUTION | WP PUTRAJAYA & CYBERJAYA | Existing | 11 kV |  | RYB | VPTJ/PCE/J11642 | PE 11.64 ZON 10A (F2) |  |  | Fail | Please check "Use"
383004566 | TNB | DISTRIBUTION | WP PUTRAJAYA & CYBERJAYA | Existing | 11 kV |  | RYB | VPTJ/PCE/J11642 | PE 11.64 ZON 10A (F2) |  |  | Fail | Please check "Use"
383004569 | TNB | DISTRIBUTION | WP PUTRAJAYA & CYBERJAYA | Existing | 11 kV |  | RYB | VPTJ/PCE/J11642 | PE 11.64 ZON 10A (F2) |  |  | Fail | Please check "Use"
383004570 | TNB | DISTRIBUTION | WP PUTRAJAYA & CYBERJAYA | Existing | 11 kV |  | RYB | VPTJ/PCE/J11642 | PE 11.64 ZON 10A (F2) |  |  | Fail | Please check "Use"
383004574 | TNB | DISTRIBUTION | WP PUTRAJAYA & CYBERJAYA | Existing | 11 kV |  | RYB | VPTJ/PCE/J11642 | PE 11.64 ZON 10A (F2) |  |  | Fail | Please check "Use"
383004577 | TNB | DISTRIBUTION | WP PUTRAJAYA & CYBERJAYA | Existing | 11 kV |  | RYB | VPTJ/PCE/J11642 | PE 11.64 ZON 10A (F2) |  |  | Fail | Please check "Use"
383004578 | TNB | DISTRIBUTION | WP PUTRAJAYA & CYBERJAYA | Existing | 11 kV |  | RYB | VPTJ/PCE/J11642 | PE 11.64 ZON 10A (F2) |  |  | Fail | Please check "Use"
383004683 | TNB | DISTRIBUTION | WP PUTRAJAYA & CYBERJAYA | Existing | 11 kV |  | RYB | VPTJ/PCE/J11651 | PE 11.65 ZON 10A2 (F1) |  |  | Fail | Please check "Use"
383004684 | TNB | DISTRIBUTION | WP PUTRAJAYA & CYBERJAYA | Existing | 11 kV |  | RYB | VPTJ/PCE/J11651 | PE 11.65 ZON 10A2 (F1) |  |  | Fail | Please check "Use"
383004686 | TNB | DISTRIBUTION | WP PUTRAJAYA & CYBERJAYA | Existing | 11 kV |  | RYB | VPTJ/PCE/J11651 | PE 11.65 ZON 10A2 (F1) |  |  | Fail | Please check "Use"
383004689 | TNB | DISTRIBUTION | WP PUTRAJAYA & CYBERJAYA | Existing | 11 kV |  | RYB | VPTJ/PCE/J11651 | PE 11.65 ZON 10A2 (F1) |  |  | Fail | Please check "Use"
383004690 | TNB | DISTRIBUTION | WP PUTRAJAYA & CYBERJAYA | Existing | 11 kV |  | RYB | VPTJ/PCE/J11651 | PE 11.65 ZON 10A2 (F1) |  |  | Fail | Please check "Use"
383004694 | TNB | DISTRIBUTION | WP PUTRAJAYA & CYBERJAYA | Existing | 11 kV |  | RYB | VPTJ/PCE/J11651 | PE 11.65 ZON 10A2 (F1) |  |  | Fail | Please check "Use"
383004697 | TNB | DISTRIBUTION | WP PUTRAJAYA & CYBERJAYA | Existing | 11 kV |  | RYB | VPTJ/PCE/J11651 | PE 11.65 ZON 10A2 (F1) |  |  | Fail | Please check "Use"
383004698 | TNB | DISTRIBUTION | WP PUTRAJAYA & CYBERJAYA | Existing | 11 kV |  | RYB | VPTJ/PCE/J11651 | PE 11.65 ZON 10A2 (F1) |  |  | Fail | Please check "Use"
383004798 | TNB | DISTRIBUTION | WP PUTRAJAYA & CYBERJAYA | Existing | 11 kV |  | RYB | VPTJ/PCE/J11652 | PE 11.65 ZON 10A2 (F2) |  |  | Fail | Please check "Use"
383004799 | TNB | DISTRIBUTION | WP PUTRAJAYA & CYBERJAYA | Existing | 11 kV |  | RYB | VPTJ/PCE/J11652 | PE 11.65 ZON 10A2 (F2) |  |  | Fail | Please check "Use"
383004801 | TNB | DISTRIBUTION | WP PUTRAJAYA & CYBERJAYA | Existing | 11 kV |  | RYB | VPTJ/PCE/J11652 | PE 11.65 ZON 10A2 (F2) |  |  | Fail | Please check "Use"
383004804 | TNB | DISTRIBUTION | WP PUTRAJAYA & CYBERJAYA | Existing | 11 kV |  | RYB | VPTJ/PCE/J11652 | PE 11.65 ZON 10A2 (F2) |  |  | Fail | Please check "Use"
383004805 | TNB | DISTRIBUTION | WP PUTRAJAYA & CYBERJAYA | Existing | 11 kV |  | RYB | VPTJ/PCE/J11652 | PE 11.65 ZON 10A2 (F2) |  |  | Fail | Please check "Use"
383004809 | TNB | DISTRIBUTION | WP PUTRAJAYA & CYBERJAYA | Existing | 11 kV |  | RYB | VPTJ/PCE/J11652 | PE 11.65 ZON 10A2 (F2) |  |  | Fail | Please check "Use"
383004812 | TNB | DISTRIBUTION | WP PUTRAJAYA & CYBERJAYA | Existing | 11 kV |  | RYB | VPTJ/PCE/J11652 | PE 11.65 ZON 10A2 (F2) |  |  | Fail | Please check "Use"
383004813 | TNB | DISTRIBUTION | WP PUTRAJAYA & CYBERJAYA | Existing | 11 kV |  | RYB | VPTJ/PCE/J11652 | PE 11.65 ZON 10A2 (F2) |  |  | Fail | Please check "Use"
383046374 | TNB | DISTRIBUTION | WP PUTRAJAYA & CYBERJAYA | Existing | 11 kV | MAIN | RYB | VPTJ/PCE/J00327 | BE KE PEMBANGUNAN PUSAT PENGAJIAN PERTAH |  |  | Pass | null
383046375 | TNB | DISTRIBUTION | WP PUTRAJAYA & CYBERJAYA | Existing | 11 kV | MAIN | RYB | VPTJ/PCE/J00327 | BE KE PEMBANGUNAN PUSAT PENGAJIAN PERTAH |  |  | Pass | null
383046380 | TNB | DISTRIBUTION | WP PUTRAJAYA & CYBERJAYA | Existing | 11 kV | MAIN | RYB | VPTJ/PCE/J00327 | BE KE PEMBANGUNAN PUSAT PENGAJIAN PERTAH |  |  | Pass | null
383046386 | TNB | DISTRIBUTION | WP PUTRAJAYA & CYBERJAYA | Existing | 11 kV | MAIN | RYB | VPTJ/PCE/J00327 | BE KE PEMBANGUNAN PUSAT PENGAJIAN PERTAH |  |  | Pass | null
383046387 | TNB | DISTRIBUTION | WP PUTRAJAYA & CYBERJAYA | Existing | 11 kV | MAIN | RYB | VPTJ/PCE/J00327 | BE KE PEMBANGUNAN PUSAT PENGAJIAN PERTAH |  |  | Pass | null
383046391 | TNB | DISTRIBUTION | WP PUTRAJAYA & CYBERJAYA | Existing | 11 kV | MAIN | RYB | VPTJ/PCE/J00327 | BE KE PEMBANGUNAN PUSAT PENGAJIAN PERTAH |  |  | Pass | null
383046394 | TNB | DISTRIBUTION | WP PUTRAJAYA & CYBERJAYA | Existing | 11 kV | MAIN | RYB | VPTJ/PCE/J00327 | BE KE PEMBANGUNAN PUSAT PENGAJIAN PERTAH |  |  | Pass | null
383046395 | TNB | DISTRIBUTION | WP PUTRAJAYA & CYBERJAYA | Existing | 11 kV | MAIN | RYB | VPTJ/PCE/J00327 | BE KE PEMBANGUNAN PUSAT PENGAJIAN PERTAH |  |  | Pass | null
383046488 | TNB | DISTRIBUTION | WP PUTRAJAYA & CYBERJAYA | Existing | 11 kV | MAIN | RYB |  |  |  |  | Pass | null
383046489 | TNB | DISTRIBUTION | WP PUTRAJAYA & CYBERJAYA | Existing | 11 kV | MAIN | RYB |  |  |  |  | Pass | null
383046494 | TNB | DISTRIBUTION | WP PUTRAJAYA & CYBERJAYA | Existing | 11 kV | MAIN | RYB |  |  |  |  | Pass | null
383046500 | TNB | DISTRIBUTION | WP PUTRAJAYA & CYBERJAYA | Existing | 11 kV | MAIN | RYB |  |  |  |  | Pass | null
383046501 | TNB | DISTRIBUTION | WP PUTRAJAYA & CYBERJAYA | Existing | 11 kV | MAIN | RYB |  |  |  |  | Pass | null
383046505 | TNB | DISTRIBUTION | WP PUTRAJAYA & CYBERJAYA | Existing | 11 kV | MAIN | RYB |  |  |  |  | Pass | null
383046508 | TNB | DISTRIBUTION | WP PUTRAJAYA & CYBERJAYA | Existing | 11 kV | MAIN | RYB |  |  |  |  | Pass | null
383046509 | TNB | DISTRIBUTION | WP PUTRAJAYA & CYBERJAYA | Existing | 11 kV | MAIN | RYB |  |  |  |  | Pass | null
383046614 | TNB | DISTRIBUTION | WP PUTRAJAYA & CYBERJAYA | Existing | 11 kV | MAIN | RYB | VCBJ/PCE/J00164 | D-CBJ-C17-0519 |  |  | Pass | null
383046615 | TNB | DISTRIBUTION | WP PUTRAJAYA & CYBERJAYA | Existing | 11 kV | MAIN | RYB | VCBJ/PCE/J00164 | D-CBJ-C17-0519 |  |  | Pass | null
383046620 | TNB | DISTRIBUTION | WP PUTRAJAYA & CYBERJAYA | Existing | 11 kV | MAIN | RYB | VCBJ/PCE/J00164 | D-CBJ-C17-0519 |  |  | Pass | null
383046626 | TNB | DISTRIBUTION | WP PUTRAJAYA & CYBERJAYA | Existing | 11 kV | MAIN | RYB | VCBJ/PCE/J00164 | D-CBJ-C17-0519 |  |  | Pass | null
383046627 | TNB | DISTRIBUTION | WP PUTRAJAYA & CYBERJAYA | Existing | 11 kV | MAIN | RYB | VCBJ/PCE/J00164 | D-CBJ-C17-0519 |  |  | Pass | null
383046631 | TNB | DISTRIBUTION | WP PUTRAJAYA & CYBERJAYA | Existing | 11 kV | MAIN | RYB | VCBJ/PCE/J00164 | D-CBJ-C17-0519 |  |  | Pass | null
383046634 | TNB | DISTRIBUTION | WP PUTRAJAYA & CYBERJAYA | Existing | 11 kV | MAIN | RYB | VCBJ/PCE/J00164 | D-CBJ-C17-0519 |  |  | Pass | null
383046635 | TNB | DISTRIBUTION | WP PUTRAJAYA & CYBERJAYA | Existing | 11 kV | MAIN | RYB | VCBJ/PCE/J00164 | D-CBJ-C17-0519 |  |  | Pass | null
383046776 | TNB | DISTRIBUTION | WP PUTRAJAYA & CYBERJAYA | Existing | 11 kV | MAIN | RYB | VCBJ/PCE/J00163 | D-CBJ-C16-0583 |  |  | Pass | null
383046778 | TNB | DISTRIBUTION | WP PUTRAJAYA & CYBERJAYA | Existing | 11 kV | MAIN | RYB | VCBJ/PCE/J00163 | D-CBJ-C16-0583 |  |  | Pass | null
383046781 | TNB | DISTRIBUTION | WP PUTRAJAYA & CYBERJAYA | Existing | 11 kV | MAIN | RYB | VCBJ/PCE/J00163 | D-CBJ-C16-0583 |  |  | Pass | null
383046783 | TNB | DISTRIBUTION | WP PUTRAJAYA & CYBERJAYA | Existing | 11 kV | MAIN | RYB | VCBJ/PCE/J00163 | D-CBJ-C16-0583 |  |  | Pass | null
383046786 | TNB | DISTRIBUTION | WP PUTRAJAYA & CYBERJAYA | Existing | 11 kV | MAIN | RYB | VCBJ/PCE/J00163 | D-CBJ-C16-0583 |  |  | Pass | null
383046787 | TNB | DISTRIBUTION | WP PUTRAJAYA & CYBERJAYA | Existing | 11 kV | MAIN | RYB | VCBJ/PCE/J00163 | D-CBJ-C16-0583 |  |  | Pass | null
383046792 | TNB | DISTRIBUTION | WP PUTRAJAYA & CYBERJAYA | Existing | 11 kV | MAIN | RYB | VCBJ/PCE/J00163 | D-CBJ-C16-0583 |  |  | Pass | null
383046796 | TNB | DISTRIBUTION | WP PUTRAJAYA & CYBERJAYA | Existing | 11 kV | MAIN | RYB | VCBJ/PCE/J00163 | D-CBJ-C16-0583 |  |  | Pass | null
383046798 | TNB | DISTRIBUTION | WP PUTRAJAYA & CYBERJAYA | Existing | 11 kV | MAIN | RYB | VCBJ/PCE/J00163 | D-CBJ-C16-0583 |  |  | Pass | null
383046799 | TNB | DISTRIBUTION | WP PUTRAJAYA & CYBERJAYA | Existing | 11 kV | MAIN | RYB | VCBJ/PCE/J00163 | D-CBJ-C16-0583 |  |  | Pass | null
383046803 | TNB | DISTRIBUTION | WP PUTRAJAYA & CYBERJAYA | Existing | 11 kV | MAIN | RYB | VCBJ/PCE/J00163 | D-CBJ-C16-0583 |  |  | Pass | null
383046812 | TNB | DISTRIBUTION | WP PUTRAJAYA & CYBERJAYA | Existing | 11 kV | MAIN | RYB | VCBJ/PCE/J00165 | D-CBJ-C17-0469 |  |  | Pass | null
383046814 | TNB | DISTRIBUTION | WP PUTRAJAYA & CYBERJAYA | Existing | 11 kV | MAIN | RYB | VCBJ/PCE/J00165 | D-CBJ-C17-0469 |  |  | Pass | null
383046817 | TNB | DISTRIBUTION | WP PUTRAJAYA & CYBERJAYA | Existing | 11 kV | MAIN | RYB | VCBJ/PCE/J00165 | D-CBJ-C17-0469 |  |  | Pass | null
383046819 | TNB | DISTRIBUTION | WP PUTRAJAYA & CYBERJAYA | Existing | 11 kV | MAIN | RYB | VCBJ/PCE/J00165 | D-CBJ-C17-0469 |  |  | Pass | null
383046822 | TNB | DISTRIBUTION | WP PUTRAJAYA & CYBERJAYA | Existing | 11 kV | MAIN | RYB | VCBJ/PCE/J00165 | D-CBJ-C17-0469 |  |  | Pass | null
383046823 | TNB | DISTRIBUTION | WP PUTRAJAYA & CYBERJAYA | Existing | 11 kV | MAIN | RYB | VCBJ/PCE/J00165 | D-CBJ-C17-0469 |  |  | Pass | null
383046828 | TNB | DISTRIBUTION | WP PUTRAJAYA & CYBERJAYA | Existing | 11 kV | MAIN | RYB | VCBJ/PCE/J00165 | D-CBJ-C17-0469 |  |  | Pass | null
383046832 | TNB | DISTRIBUTION | WP PUTRAJAYA & CYBERJAYA | Existing | 11 kV | MAIN | RYB | VCBJ/PCE/J00165 | D-CBJ-C17-0469 |  |  | Pass | null
383046834 | TNB | DISTRIBUTION | WP PUTRAJAYA & CYBERJAYA | Existing | 11 kV | MAIN | RYB | VCBJ/PCE/J00165 | D-CBJ-C17-0469 |  |  | Pass | null
383046835 | TNB | DISTRIBUTION | WP PUTRAJAYA & CYBERJAYA | Existing | 11 kV | MAIN | RYB | VCBJ/PCE/J00165 | D-CBJ-C17-0469 |  |  | Pass | null
383046839 | TNB | DISTRIBUTION | WP PUTRAJAYA & CYBERJAYA | Existing | 11 kV | MAIN | RYB | VCBJ/PCE/J00165 | D-CBJ-C17-0469 |  |  | Pass | null
383046854 | TNB | DISTRIBUTION | WP PUTRAJAYA & CYBERJAYA | Existing | 11 kV | MAIN | RYB | VCBJ/PCE/J00158 | D-CBJ-C16-0576 |  |  | Pass | null
383046855 | TNB | DISTRIBUTION | WP PUTRAJAYA & CYBERJAYA | Existing | 11 kV | MAIN | RYB | VCBJ/PCE/J00158 | D-CBJ-C16-0576 |  |  | Pass | null
383046860 | TNB | DISTRIBUTION | WP PUTRAJAYA & CYBERJAYA | Existing | 11 kV | MAIN | RYB | VCBJ/PCE/J00158 | D-CBJ-C16-0576 |  |  | Pass | null
383046866 | TNB | DISTRIBUTION | WP PUTRAJAYA & CYBERJAYA | Existing | 11 kV | MAIN | RYB | VCBJ/PCE/J00158 | D-CBJ-C16-0576 |  |  | Pass | null
383046867 | TNB | DISTRIBUTION | WP PUTRAJAYA & CYBERJAYA | Existing | 11 kV | MAIN | RYB | VCBJ/PCE/J00158 | D-CBJ-C16-0576 |  |  | Pass | null
383046871 | TNB | DISTRIBUTION | WP PUTRAJAYA & CYBERJAYA | Existing | 11 kV | MAIN | RYB | VCBJ/PCE/J00158 | D-CBJ-C16-0576 |  |  | Pass | null
383046874 | TNB | DISTRIBUTION | WP PUTRAJAYA & CYBERJAYA | Existing | 11 kV | MAIN | RYB | VCBJ/PCE/J00158 | D-CBJ-C16-0576 |  |  | Pass | null
383046875 | TNB | DISTRIBUTION | WP PUTRAJAYA & CYBERJAYA | Existing | 11 kV | MAIN | RYB | VCBJ/PCE/J00158 | D-CBJ-C16-0576 |  |  | Pass | null
383046968 | TNB | DISTRIBUTION | WP PUTRAJAYA & CYBERJAYA | Existing | 11 kV | MAIN | RYB | VCBJ/PCE/J00159 | D-CBJ-C16-0576 |  |  | Pass | null
383046969 | TNB | DISTRIBUTION | WP PUTRAJAYA & CYBERJAYA | Existing | 11 kV | MAIN | RYB | VCBJ/PCE/J00159 | D-CBJ-C16-0576 |  |  | Pass | null
383046974 | TNB | DISTRIBUTION | WP PUTRAJAYA & CYBERJAYA | Existing | 11 kV | MAIN | RYB | VCBJ/PCE/J00159 | D-CBJ-C16-0576 |  |  | Pass | null
383046980 | TNB | DISTRIBUTION | WP PUTRAJAYA & CYBERJAYA | Existing | 11 kV | MAIN | RYB | VCBJ/PCE/J00159 | D-CBJ-C16-0576 |  |  | Pass | null
383046981 | TNB | DISTRIBUTION | WP PUTRAJAYA & CYBERJAYA | Existing | 11 kV | MAIN | RYB | VCBJ/PCE/J00159 | D-CBJ-C16-0576 |  |  | Pass | null
383046985 | TNB | DISTRIBUTION | WP PUTRAJAYA & CYBERJAYA | Existing | 11 kV | MAIN | RYB | VCBJ/PCE/J00159 | D-CBJ-C16-0576 |  |  | Pass | null
383046988 | TNB | DISTRIBUTION | WP PUTRAJAYA & CYBERJAYA | Existing | 11 kV | MAIN | RYB | VCBJ/PCE/J00159 | D-CBJ-C16-0576 |  |  | Pass | null
383046989 | TNB | DISTRIBUTION | WP PUTRAJAYA & CYBERJAYA | Existing | 11 kV | MAIN | RYB | VCBJ/PCE/J00159 | D-CBJ-C16-0576 |  |  | Pass | null
383047082 | TNB | DISTRIBUTION | WP PUTRAJAYA & CYBERJAYA | Existing | 11 kV | MAIN | RYB | VCBJ/PCE/J00160 | D-CBJ-C16-0576 |  |  | Pass | null
383047083 | TNB | DISTRIBUTION | WP PUTRAJAYA & CYBERJAYA | Existing | 11 kV | MAIN | RYB | VCBJ/PCE/J00160 | D-CBJ-C16-0576 |  |  | Pass | null
383047088 | TNB | DISTRIBUTION | WP PUTRAJAYA & CYBERJAYA | Existing | 11 kV | MAIN | RYB | VCBJ/PCE/J00160 | D-CBJ-C16-0576 |  |  | Pass | null
383047094 | TNB | DISTRIBUTION | WP PUTRAJAYA & CYBERJAYA | Existing | 11 kV | MAIN | RYB | VCBJ/PCE/J00160 | D-CBJ-C16-0576 |  |  | Pass | null
383047095 | TNB | DISTRIBUTION | WP PUTRAJAYA & CYBERJAYA | Existing | 11 kV | MAIN | RYB | VCBJ/PCE/J00160 | D-CBJ-C16-0576 |  |  | Pass | null
383047099 | TNB | DISTRIBUTION | WP PUTRAJAYA & CYBERJAYA | Existing | 11 kV | MAIN | RYB | VCBJ/PCE/J00160 | D-CBJ-C16-0576 |  |  | Pass | null
383047102 | TNB | DISTRIBUTION | WP PUTRAJAYA & CYBERJAYA | Existing | 11 kV | MAIN | RYB | VCBJ/PCE/J00160 | D-CBJ-C16-0576 |  |  | Pass | null
383047103 | TNB | DISTRIBUTION | WP PUTRAJAYA & CYBERJAYA | Existing | 11 kV | MAIN | RYB | VCBJ/PCE/J00160 | D-CBJ-C16-0576 |  |  | Pass | null
383338264 | TNB | DISTRIBUTION | WP PUTRAJAYA & CYBERJAYA | Existing | 11 kV |  | RYB | VPTJ/PCE/J10011 | SS 10.01 PMR (F1) |  |  | Fail | Please check "Use"
383338269 | TNB | DISTRIBUTION | WP PUTRAJAYA & CYBERJAYA | Existing | 11 kV |  | RYB | VPTJ/PCE/J10011 | SS 10.01 PMR (F1) |  |  | Fail | Please check "Use"
383338271 | TNB | DISTRIBUTION | WP PUTRAJAYA & CYBERJAYA | Existing | 11 kV |  | RYB | VPTJ/PCE/J10011 | SS 10.01 PMR (F1) |  |  | Fail | Please check "Use"
383338275 | TNB | DISTRIBUTION | WP PUTRAJAYA & CYBERJAYA | Existing | 11 kV |  | RYB | VPTJ/PCE/J10011 | SS 10.01 PMR (F1) |  |  | Fail | Please check "Use"
383338280 | TNB | DISTRIBUTION | WP PUTRAJAYA & CYBERJAYA | Existing | 11 kV |  | RYB | VPTJ/PCE/J10011 | SS 10.01 PMR (F1) |  |  | Fail | Please check "Use"
383338282 | TNB | DISTRIBUTION | WP PUTRAJAYA & CYBERJAYA | Existing | 11 kV |  | RYB | VPTJ/PCE/J10011 | SS 10.01 PMR (F1) |  |  | Fail | Please check "Use"
383338286 | TNB | DISTRIBUTION | WP PUTRAJAYA & CYBERJAYA | Existing | 11 kV |  | RYB | VPTJ/PCE/J10011 | SS 10.01 PMR (F1) |  |  | Fail | Please check "Use"
383338287 | TNB | DISTRIBUTION | WP PUTRAJAYA & CYBERJAYA | Existing | 11 kV |  | RYB | VPTJ/PCE/J10011 | SS 10.01 PMR (F1) |  |  | Fail | Please check "Use"
383338291 | TNB | DISTRIBUTION | WP PUTRAJAYA & CYBERJAYA | Existing | 11 kV |  | RYB | VPTJ/PCE/J10011 | SS 10.01 PMR (F1) |  |  | Fail | Please check "Use"
383338303 | TNB | DISTRIBUTION | WP PUTRAJAYA & CYBERJAYA | Existing | 11 kV | MAIN | RYB | VPTJ/PPU/G00023 | PPU PUTRAJAYA NO 23 | M |  | Pass | null
383338308 | TNB | DISTRIBUTION | WP PUTRAJAYA & CYBERJAYA | Existing | 11 kV |  | RYB | VPTJ/PPU/G00023 | PPU PUTRAJAYA NO 23 |  |  | Fail | Please check "Use"
383338309 | TNB | DISTRIBUTION | WP PUTRAJAYA & CYBERJAYA | Existing | 11 kV |  | RYB | VPTJ/PPU/G00023 | PPU PUTRAJAYA NO 23 |  |  | Fail | Please check "Use"
383338314 | TNB | DISTRIBUTION | WP PUTRAJAYA & CYBERJAYA | Existing | 11 kV |  | RYB | VCBJ/PCE/J00139 | D-CBJ-C15-0468 |  |  | Fail | Please check "Use"
383338315 | TNB | DISTRIBUTION | WP PUTRAJAYA & CYBERJAYA | Existing | 11 kV |  | RYB | VCBJ/PCE/J00139 | D-CBJ-C15-0468 |  |  | Fail | Please check "Use"
383338316 | TNB | DISTRIBUTION | WP PUTRAJAYA & CYBERJAYA | Existing | 11 kV |  | RYB | VCBJ/PCE/J00139 | D-CBJ-C15-0468 |  |  | Fail | Please check "Use"
383338320 | TNB | DISTRIBUTION | WP PUTRAJAYA & CYBERJAYA | Existing | 11 kV |  | RYB | VCBJ/PCE/J00139 | D-CBJ-C15-0468 |  |  | Fail | Please check "Use"
383338323 | TNB | DISTRIBUTION | WP PUTRAJAYA & CYBERJAYA | Existing | 11 kV |  | RYB | VCBJ/PCE/J00139 | D-CBJ-C15-0468 |  |  | Fail | Please check "Use"
383338324 | TNB | DISTRIBUTION | WP PUTRAJAYA & CYBERJAYA | Existing | 11 kV |  | RYB | VCBJ/PCE/J00139 | D-CBJ-C15-0468 |  |  | Fail | Please check "Use"
383338325 | TNB | DISTRIBUTION | WP PUTRAJAYA & CYBERJAYA | Existing | 11 kV |  | RYB | VCBJ/PCE/J00139 | D-CBJ-C15-0468 |  |  | Fail | Please check "Use"
383338327 | TNB | DISTRIBUTION | WP PUTRAJAYA & CYBERJAYA | Existing | 11 kV |  | RYB | VCBJ/PCE/J00139 | D-CBJ-C15-0468 |  |  | Fail | Please check "Use"
383338328 | TNB | DISTRIBUTION | WP PUTRAJAYA & CYBERJAYA | Existing | 11 kV |  | RYB | VCBJ/PCE/J00139 | D-CBJ-C15-0468 |  |  | Fail | Please check "Use"
383338330 | TNB | DISTRIBUTION | WP PUTRAJAYA & CYBERJAYA | Existing | 11 kV |  | RYB | VCBJ/PCE/J00139 | D-CBJ-C15-0468 |  |  | Fail | Please check "Use"
383338335 | TNB | DISTRIBUTION | WP PUTRAJAYA & CYBERJAYA | Existing | 11 kV |  | RYB | VCBJ/PCE/J00139 | D-CBJ-C15-0468 |  |  | Fail | Please check "Use"
383338533 | TNB | DISTRIBUTION | WP PUTRAJAYA & CYBERJAYA | Existing | 11 kV |  | RYB | VCBJ/PCE/J00140 | D-CBJ-C15-0468 |  |  | Fail | Please check "Use"
383338534 | TNB | DISTRIBUTION | WP PUTRAJAYA & CYBERJAYA | Existing | 11 kV |  | RYB | VCBJ/PCE/J00140 | D-CBJ-C15-0468 |  |  | Fail | Please check "Use"
383338535 | TNB | DISTRIBUTION | WP PUTRAJAYA & CYBERJAYA | Existing | 11 kV |  | RYB | VCBJ/PCE/J00140 | D-CBJ-C15-0468 |  |  | Fail | Please check "Use"
383338539 | TNB | DISTRIBUTION | WP PUTRAJAYA & CYBERJAYA | Existing | 11 kV |  | RYB | VCBJ/PCE/J00140 | D-CBJ-C15-0468 |  |  | Fail | Please check "Use"
383338542 | TNB | DISTRIBUTION | WP PUTRAJAYA & CYBERJAYA | Existing | 11 kV |  | RYB | VCBJ/PCE/J00140 | D-CBJ-C15-0468 |  |  | Fail | Please check "Use"
383338543 | TNB | DISTRIBUTION | WP PUTRAJAYA & CYBERJAYA | Existing | 11 kV |  | RYB | VCBJ/PCE/J00140 | D-CBJ-C15-0468 |  |  | Fail | Please check "Use"
383338544 | TNB | DISTRIBUTION | WP PUTRAJAYA & CYBERJAYA | Existing | 11 kV |  | RYB | VCBJ/PCE/J00140 | D-CBJ-C15-0468 |  |  | Fail | Please check "Use"
383338546 | TNB | DISTRIBUTION | WP PUTRAJAYA & CYBERJAYA | Existing | 11 kV |  | RYB | VCBJ/PCE/J00140 | D-CBJ-C15-0468 |  |  | Fail | Please check "Use"
383338547 | TNB | DISTRIBUTION | WP PUTRAJAYA & CYBERJAYA | Existing | 11 kV |  | RYB | VCBJ/PCE/J00140 | D-CBJ-C15-0468 |  |  | Fail | Please check "Use"
383338549 | TNB | DISTRIBUTION | WP PUTRAJAYA & CYBERJAYA | Existing | 11 kV |  | RYB | VCBJ/PCE/J00140 | D-CBJ-C15-0468 |  |  | Fail | Please check "Use"
383338554 | TNB | DISTRIBUTION | WP PUTRAJAYA & CYBERJAYA | Existing | 11 kV |  | RYB | VCBJ/PCE/J00140 | D-CBJ-C15-0468 |  |  | Fail | Please check "Use"
383346955 | TNB | DISTRIBUTION | WP PUTRAJAYA & CYBERJAYA | Existing | 11 kV |  | RYB | VCBJ/PCE/J24021 | PE 24.02 JELANG VISTA 1 |  |  | Fail | Please check "Use"
383347046 | TNB | DISTRIBUTION | WP PUTRAJAYA & CYBERJAYA | Existing | 11 kV |  | RYB | VCBJ/PCE/J24021 | PE 24.02 JELANG VISTA 1 |  |  | Fail | Please check "Use"
383347047 | TNB | DISTRIBUTION | WP PUTRAJAYA & CYBERJAYA | Existing | 11 kV |  | RYB | VCBJ/PCE/J24021 | PE 24.02 JELANG VISTA 1 |  |  | Fail | Please check "Use"
383497171 | TNB | DISTRIBUTION | WP PUTRAJAYA & CYBERJAYA | Existing | 11 kV |  | RYB | VCBJ/PCE/J00147 | D-CBJ-C16-0575 |  |  | Fail | Please check "Use"
383497173 | TNB | DISTRIBUTION | WP PUTRAJAYA & CYBERJAYA | Existing | 11 kV |  | RYB | VCBJ/PCE/J00147 | D-CBJ-C16-0575 |  |  | Fail | Please check "Use"
383497175 | TNB | DISTRIBUTION | WP PUTRAJAYA & CYBERJAYA | Existing | 11 kV |  | RYB | VCBJ/PCE/J00147 | D-CBJ-C16-0575 |  |  | Fail | Please check "Use"
383497178 | TNB | DISTRIBUTION | WP PUTRAJAYA & CYBERJAYA | Existing | 11 kV |  | RYB | VCBJ/PCE/J00147 | D-CBJ-C16-0575 |  |  | Fail | Please check "Use"
383497179 | TNB | DISTRIBUTION | WP PUTRAJAYA & CYBERJAYA | Existing | 11 kV |  | RYB | VCBJ/PCE/J00147 | D-CBJ-C16-0575 |  |  | Fail | Please check "Use"
383497180 | TNB | DISTRIBUTION | WP PUTRAJAYA & CYBERJAYA | Existing | 11 kV |  | RYB | VCBJ/PCE/J00147 | D-CBJ-C16-0575 |  |  | Fail | Please check "Use"
383497183 | TNB | DISTRIBUTION | WP PUTRAJAYA & CYBERJAYA | Existing | 11 kV |  | RYB | VCBJ/PCE/J00147 | D-CBJ-C16-0575 |  |  | Fail | Please check "Use"
383497185 | TNB | DISTRIBUTION | WP PUTRAJAYA & CYBERJAYA | Existing | 11 kV |  | RYB | VCBJ/PCE/J00147 | D-CBJ-C16-0575 |  |  | Fail | Please check "Use"
383497188 | TNB | DISTRIBUTION | WP PUTRAJAYA & CYBERJAYA | Existing | 11 kV |  | RYB | VCBJ/PCE/J00147 | D-CBJ-C16-0575 |  |  | Fail | Please check "Use"
383497189 | TNB | DISTRIBUTION | WP PUTRAJAYA & CYBERJAYA | Existing | 11 kV |  | RYB | VCBJ/PCE/J00147 | D-CBJ-C16-0575 |  |  | Fail | Please check "Use"
383497190 | TNB | DISTRIBUTION | WP PUTRAJAYA & CYBERJAYA | Existing | 11 kV |  | RYB | VCBJ/PCE/J00147 | D-CBJ-C16-0575 |  |  | Fail | Please check "Use"
383621668 | TNB | DISTRIBUTION | WP PUTRAJAYA & CYBERJAYA | Existing | 11 kV |  | RYB | VPTJ/PCE/J02301 | PE 2.30 2C5 PR2 PJ (F1) |  |  | Fail | Please check "Use"
383621670 | TNB | DISTRIBUTION | WP PUTRAJAYA & CYBERJAYA | Existing | 11 kV |  | RYB | VPTJ/PCE/J02301 | PE 2.30 2C5 PR2 PJ (F1) |  |  | Fail | Please check "Use"
383621673 | TNB | DISTRIBUTION | WP PUTRAJAYA & CYBERJAYA | Existing | 11 kV |  | RYB | VPTJ/PCE/J02301 | PE 2.30 2C5 PR2 PJ (F1) |  |  | Fail | Please check "Use"
383621675 | TNB | DISTRIBUTION | WP PUTRAJAYA & CYBERJAYA | Existing | 11 kV |  | RYB | VPTJ/PCE/J02301 | PE 2.30 2C5 PR2 PJ (F1) |  |  | Fail | Please check "Use"
383621678 | TNB | DISTRIBUTION | WP PUTRAJAYA & CYBERJAYA | Existing | 11 kV |  | RYB | VPTJ/PCE/J02301 | PE 2.30 2C5 PR2 PJ (F1) |  |  | Fail | Please check "Use"
383621679 | TNB | DISTRIBUTION | WP PUTRAJAYA & CYBERJAYA | Existing | 11 kV |  | RYB | VPTJ/PCE/J02301 | PE 2.30 2C5 PR2 PJ (F1) |  |  | Fail | Please check "Use"
383621684 | TNB | DISTRIBUTION | WP PUTRAJAYA & CYBERJAYA | Existing | 11 kV |  | RYB | VPTJ/PCE/J02301 | PE 2.30 2C5 PR2 PJ (F1) |  |  | Fail | Please check "Use"
383621686 | TNB | DISTRIBUTION | WP PUTRAJAYA & CYBERJAYA | Existing | 11 kV |  | RYB | VPTJ/PCE/J02301 | PE 2.30 2C5 PR2 PJ (F1) |  |  | Fail | Please check "Use"
383621688 | TNB | DISTRIBUTION | WP PUTRAJAYA & CYBERJAYA | Existing | 11 kV |  | RYB | VPTJ/PCE/J02301 | PE 2.30 2C5 PR2 PJ (F1) |  |  | Fail | Please check "Use"
383621690 | TNB | DISTRIBUTION | WP PUTRAJAYA & CYBERJAYA | Existing | 11 kV |  | RYB | VPTJ/PCE/J02301 | PE 2.30 2C5 PR2 PJ (F1) |  |  | Fail | Please check "Use"
383621691 | TNB | DISTRIBUTION | WP PUTRAJAYA & CYBERJAYA | Existing | 11 kV |  | RYB | VPTJ/PCE/J02301 | PE 2.30 2C5 PR2 PJ (F1) |  |  | Fail | Please check "Use"
383621695 | TNB | DISTRIBUTION | WP PUTRAJAYA & CYBERJAYA | Existing | 11 kV |  | RYB | VPTJ/PCE/J02301 | PE 2.30 2C5 PR2 PJ (F1) |  |  | Fail | Please check "Use"
383621700 | TNB | DISTRIBUTION | WP PUTRAJAYA & CYBERJAYA | Existing | 11 kV |  | RYB | VPTJ/PCE/J02302 | PE 2.30 2C5 PR2 PJ (F2) |  |  | Fail | Please check "Use"
383621702 | TNB | DISTRIBUTION | WP PUTRAJAYA & CYBERJAYA | Existing | 11 kV |  | RYB | VPTJ/PCE/J02302 | PE 2.30 2C5 PR2 PJ (F2) |  |  | Fail | Please check "Use"
383621705 | TNB | DISTRIBUTION | WP PUTRAJAYA & CYBERJAYA | Existing | 11 kV |  | RYB | VPTJ/PCE/J02302 | PE 2.30 2C5 PR2 PJ (F2) |  |  | Fail | Please check "Use"
383621707 | TNB | DISTRIBUTION | WP PUTRAJAYA & CYBERJAYA | Existing | 11 kV |  | RYB | VPTJ/PCE/J02302 | PE 2.30 2C5 PR2 PJ (F2) |  |  | Fail | Please check "Use"
383621710 | TNB | DISTRIBUTION | WP PUTRAJAYA & CYBERJAYA | Existing | 11 kV |  | RYB | VPTJ/PCE/J02302 | PE 2.30 2C5 PR2 PJ (F2) |  |  | Fail | Please check "Use"
383621711 | TNB | DISTRIBUTION | WP PUTRAJAYA & CYBERJAYA | Existing | 11 kV |  | RYB | VPTJ/PCE/J02302 | PE 2.30 2C5 PR2 PJ (F2) |  |  | Fail | Please check "Use"
383621716 | TNB | DISTRIBUTION | WP PUTRAJAYA & CYBERJAYA | Existing | 11 kV |  | RYB | VPTJ/PCE/J02302 | PE 2.30 2C5 PR2 PJ (F2) |  |  | Fail | Please check "Use"
383621718 | TNB | DISTRIBUTION | WP PUTRAJAYA & CYBERJAYA | Existing | 11 kV |  | RYB | VPTJ/PCE/J02302 | PE 2.30 2C5 PR2 PJ (F2) |  |  | Fail | Please check "Use"
383621720 | TNB | DISTRIBUTION | WP PUTRAJAYA & CYBERJAYA | Existing | 11 kV |  | RYB | VPTJ/PCE/J02302 | PE 2.30 2C5 PR2 PJ (F2) |  |  | Fail | Please check "Use"
383621722 | TNB | DISTRIBUTION | WP PUTRAJAYA & CYBERJAYA | Existing | 11 kV |  | RYB | VPTJ/PCE/J02302 | PE 2.30 2C5 PR2 PJ (F2) |  |  | Fail | Please check "Use"
383621723 | TNB | DISTRIBUTION | WP PUTRAJAYA & CYBERJAYA | Existing | 11 kV |  | RYB | VPTJ/PCE/J02302 | PE 2.30 2C5 PR2 PJ (F2) |  |  | Fail | Please check "Use"
383621727 | TNB | DISTRIBUTION | WP PUTRAJAYA & CYBERJAYA | Existing | 11 kV |  | RYB | VPTJ/PCE/J02302 | PE 2.30 2C5 PR2 PJ (F2) |  |  | Fail | Please check "Use"
384171299 | TNB | DISTRIBUTION | WP PUTRAJAYA & CYBERJAYA | Existing | 11 kV |  | RYB | VCBJ/PCE/J00152 | D-CBJ-C16-0439 |  |  | Fail | Please check "Use"
384171300 | TNB | DISTRIBUTION | WP PUTRAJAYA & CYBERJAYA | Existing | 11 kV |  | RYB | VCBJ/PCE/J00152 | D-CBJ-C16-0439 |  |  | Fail | Please check "Use"
384171305 | TNB | DISTRIBUTION | WP PUTRAJAYA & CYBERJAYA | Existing | 11 kV |  | RYB | VCBJ/PCE/J00152 | D-CBJ-C16-0439 |  |  | Fail | Please check "Use"
384171311 | TNB | DISTRIBUTION | WP PUTRAJAYA & CYBERJAYA | Existing | 11 kV |  | RYB | VCBJ/PCE/J00152 | D-CBJ-C16-0439 |  |  | Fail | Please check "Use"
384171312 | TNB | DISTRIBUTION | WP PUTRAJAYA & CYBERJAYA | Existing | 11 kV |  | RYB | VCBJ/PCE/J00152 | D-CBJ-C16-0439 |  |  | Fail | Please check "Use"
384171316 | TNB | DISTRIBUTION | WP PUTRAJAYA & CYBERJAYA | Existing | 11 kV |  | RYB | VCBJ/PCE/J00152 | D-CBJ-C16-0439 |  |  | Fail | Please check "Use"
384171319 | TNB | DISTRIBUTION | WP PUTRAJAYA & CYBERJAYA | Existing | 11 kV |  | RYB | VCBJ/PCE/J00152 | D-CBJ-C16-0439 |  |  | Fail | Please check "Use"
384171320 | TNB | DISTRIBUTION | WP PUTRAJAYA & CYBERJAYA | Existing | 11 kV |  | RYB | VCBJ/PCE/J00152 | D-CBJ-C16-0439 |  |  | Fail | Please check "Use"
384171417 | TNB | DISTRIBUTION | WP PUTRAJAYA & CYBERJAYA | Existing | 11 kV |  | RYB | VCBJ/PCE/J00154 | PE 24.45 CERIA CONDO B |  |  | Fail | Please check "Use"
384171418 | TNB | DISTRIBUTION | WP PUTRAJAYA & CYBERJAYA | Existing | 11 kV |  | RYB | VCBJ/PCE/J00154 | PE 24.45 CERIA CONDO B |  |  | Fail | Please check "Use"
384171419 | TNB | DISTRIBUTION | WP PUTRAJAYA & CYBERJAYA | Existing | 11 kV |  | RYB | VCBJ/PCE/J00154 | PE 24.45 CERIA CONDO B |  |  | Fail | Please check "Use"
384171426 | TNB | DISTRIBUTION | WP PUTRAJAYA & CYBERJAYA | Existing | 11 kV |  | RYB | VCBJ/PCE/J00154 | PE 24.45 CERIA CONDO B |  |  | Fail | Please check "Use"
384171429 | TNB | DISTRIBUTION | WP PUTRAJAYA & CYBERJAYA | Existing | 11 kV |  | RYB | VCBJ/PCE/J00154 | PE 24.45 CERIA CONDO B |  |  | Fail | Please check "Use"
384171430 | TNB | DISTRIBUTION | WP PUTRAJAYA & CYBERJAYA | Existing | 11 kV |  | RYB | VCBJ/PCE/J00154 | PE 24.45 CERIA CONDO B |  |  | Fail | Please check "Use"
384171431 | TNB | DISTRIBUTION | WP PUTRAJAYA & CYBERJAYA | Existing | 11 kV |  | RYB | VCBJ/PCE/J00154 | PE 24.45 CERIA CONDO B |  |  | Fail | Please check "Use"
384171433 | TNB | DISTRIBUTION | WP PUTRAJAYA & CYBERJAYA | Existing | 11 kV |  | RYB | VCBJ/PCE/J00154 | PE 24.45 CERIA CONDO B |  |  | Fail | Please check "Use"
384171434 | TNB | DISTRIBUTION | WP PUTRAJAYA & CYBERJAYA | Existing | 11 kV |  | RYB | VCBJ/PCE/J00154 | PE 24.45 CERIA CONDO B |  |  | Fail | Please check "Use"
384171436 | TNB | DISTRIBUTION | WP PUTRAJAYA & CYBERJAYA | Existing | 11 kV |  | RYB | VCBJ/PCE/J00154 | PE 24.45 CERIA CONDO B |  |  | Fail | Please check "Use"
384171444 | TNB | DISTRIBUTION | WP PUTRAJAYA & CYBERJAYA | Existing | 11 kV |  | RYB | VCBJ/PCE/J00154 | PE 24.45 CERIA CONDO B |  |  | Fail | Please check "Use"
384171628 | TNB | DISTRIBUTION | WP PUTRAJAYA & CYBERJAYA | Existing | 11 kV |  | RYB | VCBJ/PCE/J00153 | PE 24.44 CERIA CONDO A |  |  | Fail | Please check "Use"
384171629 | TNB | DISTRIBUTION | WP PUTRAJAYA & CYBERJAYA | Existing | 11 kV |  | RYB | VCBJ/PCE/J00153 | PE 24.44 CERIA CONDO A |  |  | Fail | Please check "Use"
384171630 | TNB | DISTRIBUTION | WP PUTRAJAYA & CYBERJAYA | Existing | 11 kV |  | RYB | VCBJ/PCE/J00153 | PE 24.44 CERIA CONDO A |  |  | Fail | Please check "Use"
384171637 | TNB | DISTRIBUTION | WP PUTRAJAYA & CYBERJAYA | Existing | 11 kV |  | RYB | VCBJ/PCE/J00153 | PE 24.44 CERIA CONDO A |  |  | Fail | Please check "Use"
384171640 | TNB | DISTRIBUTION | WP PUTRAJAYA & CYBERJAYA | Existing | 11 kV |  | RYB | VCBJ/PCE/J00153 | PE 24.44 CERIA CONDO A |  |  | Fail | Please check "Use"
384171641 | TNB | DISTRIBUTION | WP PUTRAJAYA & CYBERJAYA | Existing | 11 kV |  | RYB | VCBJ/PCE/J00153 | PE 24.44 CERIA CONDO A |  |  | Fail | Please check "Use"
384171642 | TNB | DISTRIBUTION | WP PUTRAJAYA & CYBERJAYA | Existing | 11 kV |  | RYB | VCBJ/PCE/J00153 | PE 24.44 CERIA CONDO A |  |  | Fail | Please check "Use"
384171644 | TNB | DISTRIBUTION | WP PUTRAJAYA & CYBERJAYA | Existing | 11 kV |  | RYB | VCBJ/PCE/J00153 | PE 24.44 CERIA CONDO A |  |  | Fail | Please check "Use"
384171645 | TNB | DISTRIBUTION | WP PUTRAJAYA & CYBERJAYA | Existing | 11 kV |  | RYB | VCBJ/PCE/J00153 | PE 24.44 CERIA CONDO A |  |  | Fail | Please check "Use"
384171647 | TNB | DISTRIBUTION | WP PUTRAJAYA & CYBERJAYA | Existing | 11 kV |  | RYB | VCBJ/PCE/J00153 | PE 24.44 CERIA CONDO A |  |  | Fail | Please check "Use"
384171655 | TNB | DISTRIBUTION | WP PUTRAJAYA & CYBERJAYA | Existing | 11 kV |  | RYB | VCBJ/PCE/J00153 | PE 24.44 CERIA CONDO A |  |  | Fail | Please check "Use"
384171990 | TNB | DISTRIBUTION | WP PUTRAJAYA & CYBERJAYA | Existing | 11 kV |  | RYB | VCBJ/PCE/J00167 | D-CBJ-C15-0497 |  |  | Fail | Please check "Use"
384171991 | TNB | DISTRIBUTION | WP PUTRAJAYA & CYBERJAYA | Existing | 11 kV |  | RYB | VCBJ/PCE/J00167 | D-CBJ-C15-0497 |  |  | Fail | Please check "Use"
384171996 | TNB | DISTRIBUTION | WP PUTRAJAYA & CYBERJAYA | Existing | 11 kV |  | RYB | VCBJ/PCE/J00167 | D-CBJ-C15-0497 |  |  | Fail | Please check "Use"
384172002 | TNB | DISTRIBUTION | WP PUTRAJAYA & CYBERJAYA | Existing | 11 kV |  | RYB | VCBJ/PCE/J00167 | D-CBJ-C15-0497 |  |  | Fail | Please check "Use"
384172003 | TNB | DISTRIBUTION | WP PUTRAJAYA & CYBERJAYA | Existing | 11 kV |  | RYB | VCBJ/PCE/J00167 | D-CBJ-C15-0497 |  |  | Fail | Please check "Use"
384172007 | TNB | DISTRIBUTION | WP PUTRAJAYA & CYBERJAYA | Existing | 11 kV |  | RYB | VCBJ/PCE/J00167 | D-CBJ-C15-0497 |  |  | Fail | Please check "Use"
384172010 | TNB | DISTRIBUTION | WP PUTRAJAYA & CYBERJAYA | Existing | 11 kV |  | RYB | VCBJ/PCE/J00167 | D-CBJ-C15-0497 |  |  | Fail | Please check "Use"
384172011 | TNB | DISTRIBUTION | WP PUTRAJAYA & CYBERJAYA | Existing | 11 kV |  | RYB | VCBJ/PCE/J00167 | D-CBJ-C15-0497 |  |  | Fail | Please check "Use"
384172103 | TNB | DISTRIBUTION | WP PUTRAJAYA & CYBERJAYA | Existing | 11 kV |  | RYB | VCBJ/PCE/J00168 | D-CBJ-C15-0497 |  |  | Fail | Please check "Use"
384172108 | TNB | DISTRIBUTION | WP PUTRAJAYA & CYBERJAYA | Existing | 11 kV |  | RYB | VCBJ/PCE/J00168 | D-CBJ-C15-0497 |  |  | Fail | Please check "Use"
384172111 | TNB | DISTRIBUTION | WP PUTRAJAYA & CYBERJAYA | Existing | 11 kV |  | RYB | VCBJ/PCE/J00168 | D-CBJ-C15-0497 |  |  | Fail | Please check "Use"
384172112 | TNB | DISTRIBUTION | WP PUTRAJAYA & CYBERJAYA | Existing | 11 kV |  | RYB | VCBJ/PCE/J00168 | D-CBJ-C15-0497 |  |  | Fail | Please check "Use"
384172113 | TNB | DISTRIBUTION | WP PUTRAJAYA & CYBERJAYA | Existing | 11 kV |  | RYB | VCBJ/PCE/J00168 | D-CBJ-C15-0497 |  |  | Fail | Please check "Use"
384172117 | TNB | DISTRIBUTION | WP PUTRAJAYA & CYBERJAYA | Existing | 11 kV |  | RYB | VCBJ/PCE/J00168 | D-CBJ-C15-0497 |  |  | Fail | Please check "Use"
384172121 | TNB | DISTRIBUTION | WP PUTRAJAYA & CYBERJAYA | Existing | 11 kV |  | RYB | VCBJ/PCE/J00168 | D-CBJ-C15-0497 |  |  | Fail | Please check "Use"
384172136 | TNB | DISTRIBUTION | WP PUTRAJAYA & CYBERJAYA | Existing | 11 kV |  | RYB | VCBJ/PCE/J00168 | D-CBJ-C15-0497 |  |  | Fail | Please check "Use"
384172232 | TNB | DISTRIBUTION | WP PUTRAJAYA & CYBERJAYA | Existing | 11 kV |  | RYB | VCBJ/PCE/J00169 | D-CBJ-C15-0497 |  |  | Fail | Please check "Use"
384172237 | TNB | DISTRIBUTION | WP PUTRAJAYA & CYBERJAYA | Existing | 11 kV |  | RYB | VCBJ/PCE/J00169 | D-CBJ-C15-0497 |  |  | Fail | Please check "Use"
384172240 | TNB | DISTRIBUTION | WP PUTRAJAYA & CYBERJAYA | Existing | 11 kV |  | RYB | VCBJ/PCE/J00169 | D-CBJ-C15-0497 |  |  | Fail | Please check "Use"
384172241 | TNB | DISTRIBUTION | WP PUTRAJAYA & CYBERJAYA | Existing | 11 kV |  | RYB | VCBJ/PCE/J00169 | D-CBJ-C15-0497 |  |  | Fail | Please check "Use"
384172242 | TNB | DISTRIBUTION | WP PUTRAJAYA & CYBERJAYA | Existing | 11 kV |  | RYB | VCBJ/PCE/J00169 | D-CBJ-C15-0497 |  |  | Fail | Please check "Use"
384172246 | TNB | DISTRIBUTION | WP PUTRAJAYA & CYBERJAYA | Existing | 11 kV |  | RYB | VCBJ/PCE/J00169 | D-CBJ-C15-0497 |  |  | Fail | Please check "Use"
384172250 | TNB | DISTRIBUTION | WP PUTRAJAYA & CYBERJAYA | Existing | 11 kV |  | RYB | VCBJ/PCE/J00169 | D-CBJ-C15-0497 |  |  | Fail | Please check "Use"
384172265 | TNB | DISTRIBUTION | WP PUTRAJAYA & CYBERJAYA | Existing | 11 kV |  | RYB | VCBJ/PCE/J00169 | D-CBJ-C15-0497 |  |  | Fail | Please check "Use"
384304413 | TNB | DISTRIBUTION | WP PUTRAJAYA & CYBERJAYA | Existing | 11 kV |  | RYB | VCBJ/PCE/J00155 | D-CBJ-C16-0532 |  |  | Fail | Please check "Use"
384304414 | TNB | DISTRIBUTION | WP PUTRAJAYA & CYBERJAYA | Existing | 11 kV |  | RYB | VCBJ/PCE/J00155 | D-CBJ-C16-0532 |  |  | Fail | Please check "Use"
384304419 | TNB | DISTRIBUTION | WP PUTRAJAYA & CYBERJAYA | Existing | 11 kV |  | RYB | VCBJ/PCE/J00155 | D-CBJ-C16-0532 |  |  | Fail | Please check "Use"
384304425 | TNB | DISTRIBUTION | WP PUTRAJAYA & CYBERJAYA | Existing | 11 kV |  | RYB | VCBJ/PCE/J00155 | D-CBJ-C16-0532 |  |  | Fail | Please check "Use"
384304426 | TNB | DISTRIBUTION | WP PUTRAJAYA & CYBERJAYA | Existing | 11 kV |  | RYB | VCBJ/PCE/J00155 | D-CBJ-C16-0532 |  |  | Fail | Please check "Use"
384304430 | TNB | DISTRIBUTION | WP PUTRAJAYA & CYBERJAYA | Existing | 11 kV |  | RYB | VCBJ/PCE/J00155 | D-CBJ-C16-0532 |  |  | Fail | Please check "Use"
384304433 | TNB | DISTRIBUTION | WP PUTRAJAYA & CYBERJAYA | Existing | 11 kV |  | RYB | VCBJ/PCE/J00155 | D-CBJ-C16-0532 |  |  | Fail | Please check "Use"
384304434 | TNB | DISTRIBUTION | WP PUTRAJAYA & CYBERJAYA | Existing | 11 kV |  | RYB | VCBJ/PCE/J00155 | D-CBJ-C16-0532 |  |  | Fail | Please check "Use"
384304541 | TNB | DISTRIBUTION | WP PUTRAJAYA & CYBERJAYA | Existing | 11 kV |  | RYB | VCBJ/PCE/J00161 | D-CBJ-C16-0533 |  |  | Fail | Please check "Use"
384304546 | TNB | DISTRIBUTION | WP PUTRAJAYA & CYBERJAYA | Existing | 11 kV |  | RYB | VCBJ/PCE/J00161 | D-CBJ-C16-0533 |  |  | Fail | Please check "Use"
384304548 | TNB | DISTRIBUTION | WP PUTRAJAYA & CYBERJAYA | Existing | 11 kV |  | RYB | VCBJ/PCE/J00161 | D-CBJ-C16-0533 |  |  | Fail | Please check "Use"
384304552 | TNB | DISTRIBUTION | WP PUTRAJAYA & CYBERJAYA | Existing | 11 kV |  | RYB | VCBJ/PCE/J00161 | D-CBJ-C16-0533 |  |  | Fail | Please check "Use"
384304557 | TNB | DISTRIBUTION | WP PUTRAJAYA & CYBERJAYA | Existing | 11 kV |  | RYB | VCBJ/PCE/J00161 | D-CBJ-C16-0533 |  |  | Fail | Please check "Use"
384304563 | TNB | DISTRIBUTION | WP PUTRAJAYA & CYBERJAYA | Existing | 11 kV |  | RYB | VCBJ/PCE/J00161 | D-CBJ-C16-0533 |  |  | Fail | Please check "Use"
384304564 | TNB | DISTRIBUTION | WP PUTRAJAYA & CYBERJAYA | Existing | 11 kV |  | RYB | VCBJ/PCE/J00161 | D-CBJ-C16-0533 |  |  | Fail | Please check "Use"
384304568 | TNB | DISTRIBUTION | WP PUTRAJAYA & CYBERJAYA | Existing | 11 kV |  | RYB | VCBJ/PCE/J00161 | D-CBJ-C16-0533 |  |  | Fail | Please check "Use"
384304573 | TNB | DISTRIBUTION | WP PUTRAJAYA & CYBERJAYA | Existing | 11 kV |  | RYB | VCBJ/PCE/J00162 | D-CBJ-C16-0533 |  |  | Fail | Please check "Use"
384304578 | TNB | DISTRIBUTION | WP PUTRAJAYA & CYBERJAYA | Existing | 11 kV |  | RYB | VCBJ/PCE/J00162 | D-CBJ-C16-0533 |  |  | Fail | Please check "Use"
384304580 | TNB | DISTRIBUTION | WP PUTRAJAYA & CYBERJAYA | Existing | 11 kV |  | RYB | VCBJ/PCE/J00162 | D-CBJ-C16-0533 |  |  | Fail | Please check "Use"
384304584 | TNB | DISTRIBUTION | WP PUTRAJAYA & CYBERJAYA | Existing | 11 kV |  | RYB | VCBJ/PCE/J00162 | D-CBJ-C16-0533 |  |  | Fail | Please check "Use"
384304589 | TNB | DISTRIBUTION | WP PUTRAJAYA & CYBERJAYA | Existing | 11 kV |  | RYB | VCBJ/PCE/J00162 | D-CBJ-C16-0533 |  |  | Fail | Please check "Use"
384304595 | TNB | DISTRIBUTION | WP PUTRAJAYA & CYBERJAYA | Existing | 11 kV |  | RYB | VCBJ/PCE/J00162 | D-CBJ-C16-0533 |  |  | Fail | Please check "Use"
384304596 | TNB | DISTRIBUTION | WP PUTRAJAYA & CYBERJAYA | Existing | 11 kV |  | RYB | VCBJ/PCE/J00162 | D-CBJ-C16-0533 |  |  | Fail | Please check "Use"
384304600 | TNB | DISTRIBUTION | WP PUTRAJAYA & CYBERJAYA | Existing | 11 kV |  | RYB | VCBJ/PCE/J00162 | D-CBJ-C16-0533 |  |  | Fail | Please check "Use"
384304618 | TNB | DISTRIBUTION | WP PUTRAJAYA & CYBERJAYA | Existing | 11 kV |  | RYB | VPTJ/PCE/J00421 | D-PTJ-C15-0992 |  |  | Fail | Please check "Use"
384304623 | TNB | DISTRIBUTION | WP PUTRAJAYA & CYBERJAYA | Existing | 11 kV |  | RYB | VPTJ/PCE/J00421 | D-PTJ-C15-0992 |  |  | Fail | Please check "Use"
384304625 | TNB | DISTRIBUTION | WP PUTRAJAYA & CYBERJAYA | Existing | 11 kV |  | RYB | VPTJ/PCE/J00421 | D-PTJ-C15-0992 |  |  | Fail | Please check "Use"
384304629 | TNB | DISTRIBUTION | WP PUTRAJAYA & CYBERJAYA | Existing | 11 kV |  | RYB | VPTJ/PCE/J00421 | D-PTJ-C15-0992 |  |  | Fail | Please check "Use"
384304634 | TNB | DISTRIBUTION | WP PUTRAJAYA & CYBERJAYA | Existing | 11 kV |  | RYB | VPTJ/PCE/J00421 | D-PTJ-C15-0992 |  |  | Fail | Please check "Use"
384304640 | TNB | DISTRIBUTION | WP PUTRAJAYA & CYBERJAYA | Existing | 11 kV |  | RYB | VPTJ/PCE/J00421 | D-PTJ-C15-0992 |  |  | Fail | Please check "Use"
384304641 | TNB | DISTRIBUTION | WP PUTRAJAYA & CYBERJAYA | Existing | 11 kV |  | RYB | VPTJ/PCE/J00421 | D-PTJ-C15-0992 |  |  | Fail | Please check "Use"
384304645 | TNB | DISTRIBUTION | WP PUTRAJAYA & CYBERJAYA | Existing | 11 kV |  | RYB | VPTJ/PCE/J00421 | D-PTJ-C15-0992 |  |  | Fail | Please check "Use"
384304650 | TNB | DISTRIBUTION | WP PUTRAJAYA & CYBERJAYA | Existing | 11 kV |  | RYB | VPTJ/PCE/J00422 | D-PTJ-C15-0992 |  |  | Fail | Please check "Use"
384304655 | TNB | DISTRIBUTION | WP PUTRAJAYA & CYBERJAYA | Existing | 11 kV |  | RYB | VPTJ/PCE/J00422 | D-PTJ-C15-0992 |  |  | Fail | Please check "Use"
384304657 | TNB | DISTRIBUTION | WP PUTRAJAYA & CYBERJAYA | Existing | 11 kV |  | RYB | VPTJ/PCE/J00422 | D-PTJ-C15-0992 |  |  | Fail | Please check "Use"
384304661 | TNB | DISTRIBUTION | WP PUTRAJAYA & CYBERJAYA | Existing | 11 kV |  | RYB | VPTJ/PCE/J00422 | D-PTJ-C15-0992 |  |  | Fail | Please check "Use"
384304666 | TNB | DISTRIBUTION | WP PUTRAJAYA & CYBERJAYA | Existing | 11 kV |  | RYB | VPTJ/PCE/J00422 | D-PTJ-C15-0992 |  |  | Fail | Please check "Use"
384304672 | TNB | DISTRIBUTION | WP PUTRAJAYA & CYBERJAYA | Existing | 11 kV |  | RYB | VPTJ/PCE/J00422 | D-PTJ-C15-0992 |  |  | Fail | Please check "Use"
384304673 | TNB | DISTRIBUTION | WP PUTRAJAYA & CYBERJAYA | Existing | 11 kV |  | RYB | VPTJ/PCE/J00422 | D-PTJ-C15-0992 |  |  | Fail | Please check "Use"
384304677 | TNB | DISTRIBUTION | WP PUTRAJAYA & CYBERJAYA | Existing | 11 kV |  | RYB | VPTJ/PCE/J00422 | D-PTJ-C15-0992 |  |  | Fail | Please check "Use"
384605869 | TNB | DISTRIBUTION | WP PUTRAJAYA & CYBERJAYA | Existing | 33 kV |  | RYB | VPTJ/PMU/G00002 | PMU DATO ABU BAKAR BAGINDA-ABBA 132/33KV |  |  | Fail | Please check "Use"
384605870 | TNB | DISTRIBUTION | WP PUTRAJAYA & CYBERJAYA | Existing | 33 kV | MAIN | RYB | VPTJ/PMU/G00002 | PMU DATO ABU BAKAR BAGINDA-ABBA 132/33KV | M |  | Pass | null
384605871 | TNB | DISTRIBUTION | WP PUTRAJAYA & CYBERJAYA | Existing | 33 kV | RESERVE | RYB | VPTJ/PMU/G00002 | PMU DATO ABU BAKAR BAGINDA-ABBA 132/33KV | R |  | Pass | null
384605872 | TNB | DISTRIBUTION | WP PUTRAJAYA & CYBERJAYA | Existing | 33 kV | RESERVE | RYB | VPTJ/PMU/G00002 | PMU DATO ABU BAKAR BAGINDA-ABBA 132/33KV | R |  | Pass | null
384605873 | TNB | DISTRIBUTION | WP PUTRAJAYA & CYBERJAYA | Existing | 33 kV |  | RYB | VPTJ/PMU/G00002 | PMU DATO ABU BAKAR BAGINDA-ABBA 132/33KV |  |  | Fail | Please check "Use"
384605878 | TNB | DISTRIBUTION | WP PUTRAJAYA & CYBERJAYA | Existing | 33 kV | MAIN | RYB | VPTJ/PMU/G00002 | PMU DATO ABU BAKAR BAGINDA-ABBA 132/33KV | M2 |  | Pass | null
384605879 | TNB | DISTRIBUTION | WP PUTRAJAYA & CYBERJAYA | Existing | 33 kV |  | RYB | VPTJ/PMU/G00002 | PMU DATO ABU BAKAR BAGINDA-ABBA 132/33KV |  |  | Fail | Please check "Use"
384605880 | TNB | DISTRIBUTION | WP PUTRAJAYA & CYBERJAYA | Existing | 33 kV |  | RYB | VPTJ/PMU/G00002 | PMU DATO ABU BAKAR BAGINDA-ABBA 132/33KV |  |  | Fail | Please check "Use"
384605881 | TNB | DISTRIBUTION | WP PUTRAJAYA & CYBERJAYA | Existing | 33 kV | RESERVE | RYB | VPTJ/PMU/G00002 | PMU DATO ABU BAKAR BAGINDA-ABBA 132/33KV | R |  | Pass | null
384605882 | TNB | DISTRIBUTION | WP PUTRAJAYA & CYBERJAYA | Existing | 33 kV |  | RYB | VPTJ/PMU/G00002 | PMU DATO ABU BAKAR BAGINDA-ABBA 132/33KV |  |  | Fail | Please check "Use"
384605895 | TNB | DISTRIBUTION | WP PUTRAJAYA & CYBERJAYA | Existing | 33 kV |  | RYB | VPTJ/PMU/G00002 | PMU DATO ABU BAKAR BAGINDA-ABBA 132/33KV |  |  | Fail | Please check "Use"
384605901 | TNB | DISTRIBUTION | WP PUTRAJAYA & CYBERJAYA | Existing | 33 kV | MAIN | RYB | VPTJ/PMU/G00002 | PMU DATO ABU BAKAR BAGINDA-ABBA 132/33KV | M |  | Pass | null
384605903 | TNB | DISTRIBUTION | WP PUTRAJAYA & CYBERJAYA | Existing | 33 kV | MAIN | RYB | VPTJ/PMU/G00002 | PMU DATO ABU BAKAR BAGINDA-ABBA 132/33KV | M |  | Pass | null
384605904 | TNB | DISTRIBUTION | WP PUTRAJAYA & CYBERJAYA | Existing | 33 kV | RESERVE | RYB | VPTJ/PMU/G00002 | PMU DATO ABU BAKAR BAGINDA-ABBA 132/33KV | R |  | Pass | null
384605905 | TNB | DISTRIBUTION | WP PUTRAJAYA & CYBERJAYA | Existing | 33 kV | MAIN | RYB | VPTJ/PMU/G00002 | PMU DATO ABU BAKAR BAGINDA-ABBA 132/33KV | M |  | Pass | null
384605906 | TNB | DISTRIBUTION | WP PUTRAJAYA & CYBERJAYA | Existing | 33 kV |  | RYB | VPTJ/PMU/G00002 | PMU DATO ABU BAKAR BAGINDA-ABBA 132/33KV |  |  | Fail | Please check "Use"
384605916 | TNB | DISTRIBUTION | WP PUTRAJAYA & CYBERJAYA | Existing | 33 kV |  | RYB | VPTJ/PMU/G00002 | PMU DATO ABU BAKAR BAGINDA-ABBA 132/33KV |  |  | Fail | Please check "Use"
384605918 | TNB | DISTRIBUTION | WP PUTRAJAYA & CYBERJAYA | Existing | 33 kV | RESERVE | RYB | VPTJ/PMU/G00002 | PMU DATO ABU BAKAR BAGINDA-ABBA 132/33KV | R2 |  | Pass | null
384605923 | TNB | DISTRIBUTION | WP PUTRAJAYA & CYBERJAYA | Existing | 33 kV |  | RYB | VPTJ/PMU/G00002 | PMU DATO ABU BAKAR BAGINDA-ABBA 132/33KV |  |  | Fail | Please check "Use"
384605934 | TNB | DISTRIBUTION | WP PUTRAJAYA & CYBERJAYA | Existing | 33 kV |  | RYB | VPTJ/PMU/G00002 | PMU DATO ABU BAKAR BAGINDA-ABBA 132/33KV |  |  | Fail | Please check "Use"
384605941 | TNB | DISTRIBUTION | WP PUTRAJAYA & CYBERJAYA | Existing | 33 kV | RESERVE | RYB | VPTJ/PMU/G00002 | PMU DATO ABU BAKAR BAGINDA-ABBA 132/33KV | R |  | Pass | null
384605942 | TNB | DISTRIBUTION | WP PUTRAJAYA & CYBERJAYA | Existing | 33 kV | MAIN | RYB | VPTJ/PMU/G00002 | PMU DATO ABU BAKAR BAGINDA-ABBA 132/33KV | M |  | Pass | null
384605943 | TNB | DISTRIBUTION | WP PUTRAJAYA & CYBERJAYA | Existing | 33 kV | MAIN | RYB | VPTJ/PMU/G00002 | PMU DATO ABU BAKAR BAGINDA-ABBA 132/33KV | M |  | Pass | null
384605944 | TNB | DISTRIBUTION | WP PUTRAJAYA & CYBERJAYA | Existing | 33 kV | RESERVE | RYB | VPTJ/PMU/G00002 | PMU DATO ABU BAKAR BAGINDA-ABBA 132/33KV | R |  | Pass | null
384605945 | TNB | DISTRIBUTION | WP PUTRAJAYA & CYBERJAYA | Existing | 33 kV | MAIN | RYB | VPTJ/PMU/G00002 | PMU DATO ABU BAKAR BAGINDA-ABBA 132/33KV | M |  | Pass | null
384605946 | TNB | DISTRIBUTION | WP PUTRAJAYA & CYBERJAYA | Existing | 33 kV | MAIN | RYB | VPTJ/PMU/G00002 | PMU DATO ABU BAKAR BAGINDA-ABBA 132/33KV | M |  | Pass | null
384605951 | TNB | DISTRIBUTION | WP PUTRAJAYA & CYBERJAYA | Existing | 33 kV |  | RYB | VPTJ/PMU/G00002 | PMU DATO ABU BAKAR BAGINDA-ABBA 132/33KV |  |  | Fail | Please check "Use"
384605952 | TNB | DISTRIBUTION | WP PUTRAJAYA & CYBERJAYA | Existing | 33 kV |  | RYB | VPTJ/PMU/G00002 | PMU DATO ABU BAKAR BAGINDA-ABBA 132/33KV |  |  | Fail | Please check "Use"
384605953 | TNB | DISTRIBUTION | WP PUTRAJAYA & CYBERJAYA | Existing | 33 kV | RESERVE | RYB | VPTJ/PMU/G00002 | PMU DATO ABU BAKAR BAGINDA-ABBA 132/33KV | R |  | Pass | null
384605954 | TNB | DISTRIBUTION | WP PUTRAJAYA & CYBERJAYA | Existing | 33 kV |  | RYB | VPTJ/PMU/G00002 | PMU DATO ABU BAKAR BAGINDA-ABBA 132/33KV |  |  | Fail | Please check "Use"
384605968 | TNB | DISTRIBUTION | WP PUTRAJAYA & CYBERJAYA | Existing | 33 kV | RESERVE | RYB | VPTJ/PMU/G00002 | PMU DATO ABU BAKAR BAGINDA-ABBA 132/33KV | R |  | Pass | null
384605969 | TNB | DISTRIBUTION | WP PUTRAJAYA & CYBERJAYA | Existing | 33 kV | MAIN | RYB | VPTJ/PMU/G00002 | PMU DATO ABU BAKAR BAGINDA-ABBA 132/33KV | M |  | Pass | null
384605970 | TNB | DISTRIBUTION | WP PUTRAJAYA & CYBERJAYA | Existing | 33 kV | RESERVE | RYB | VPTJ/PMU/G00002 | PMU DATO ABU BAKAR BAGINDA-ABBA 132/33KV | R |  | Pass | null
384605971 | TNB | DISTRIBUTION | WP PUTRAJAYA & CYBERJAYA | Existing | 33 kV | RESERVE | RYB | VPTJ/PMU/G00002 | PMU DATO ABU BAKAR BAGINDA-ABBA 132/33KV | R |  | Pass | null
384605972 | TNB | DISTRIBUTION | WP PUTRAJAYA & CYBERJAYA | Existing | 33 kV |  | RYB | VPTJ/PMU/G00002 | PMU DATO ABU BAKAR BAGINDA-ABBA 132/33KV |  |  | Fail | Please check "Use"
384605974 | TNB | DISTRIBUTION | WP PUTRAJAYA & CYBERJAYA | Existing | 33 kV | MAIN | RYB | VPTJ/PMU/G00002 | PMU DATO ABU BAKAR BAGINDA-ABBA 132/33KV | M |  | Pass | null
384605977 | TNB | DISTRIBUTION | WP PUTRAJAYA & CYBERJAYA | Existing | 33 kV |  | RYB | VPTJ/PMU/G00002 | PMU DATO ABU BAKAR BAGINDA-ABBA 132/33KV |  |  | Fail | Please check "Use"
384605978 | TNB | DISTRIBUTION | WP PUTRAJAYA & CYBERJAYA | Existing | 33 kV | RESERVE | RYB | VPTJ/PMU/G00002 | PMU DATO ABU BAKAR BAGINDA-ABBA 132/33KV | R |  | Pass | null
384605979 | TNB | DISTRIBUTION | WP PUTRAJAYA & CYBERJAYA | Existing | 33 kV | RESERVE | RYB | VPTJ/PMU/G00002 | PMU DATO ABU BAKAR BAGINDA-ABBA 132/33KV | R |  | Pass | null
384605980 | TNB | DISTRIBUTION | WP PUTRAJAYA & CYBERJAYA | Existing | 33 kV | RESERVE | RYB | VPTJ/PMU/G00002 | PMU DATO ABU BAKAR BAGINDA-ABBA 132/33KV | R |  | Pass | null
384605981 | TNB | DISTRIBUTION | WP PUTRAJAYA & CYBERJAYA | Existing | 33 kV |  | RYB | VPTJ/PMU/G00002 | PMU DATO ABU BAKAR BAGINDA-ABBA 132/33KV |  |  | Fail | Please check "Use"
384605982 | TNB | DISTRIBUTION | WP PUTRAJAYA & CYBERJAYA | Existing | 33 kV |  | RYB | VPTJ/PMU/G00002 | PMU DATO ABU BAKAR BAGINDA-ABBA 132/33KV |  |  | Fail | Please check "Use"
384605987 | TNB | DISTRIBUTION | WP PUTRAJAYA & CYBERJAYA | Existing | 33 kV | MAIN | RYB | VPTJ/PMU/G00002 | PMU DATO ABU BAKAR BAGINDA-ABBA 132/33KV | M |  | Pass | null
384605988 | TNB | DISTRIBUTION | WP PUTRAJAYA & CYBERJAYA | Existing | 33 kV | MAIN | RYB | VPTJ/PMU/G00002 | PMU DATO ABU BAKAR BAGINDA-ABBA 132/33KV | M |  | Pass | null
384605991 | TNB | DISTRIBUTION | WP PUTRAJAYA & CYBERJAYA | Existing | 33 kV |  | RYB | VPTJ/PMU/G00002 | PMU DATO ABU BAKAR BAGINDA-ABBA 132/33KV |  |  | Fail | Please check "Use"
384605992 | TNB | DISTRIBUTION | WP PUTRAJAYA & CYBERJAYA | Existing | 33 kV | RESERVE | RYB | VPTJ/PMU/G00002 | PMU DATO ABU BAKAR BAGINDA-ABBA 132/33KV | R |  | Pass | null
384605993 | TNB | DISTRIBUTION | WP PUTRAJAYA & CYBERJAYA | Existing | 33 kV |  | RYB | VPTJ/PMU/G00002 | PMU DATO ABU BAKAR BAGINDA-ABBA 132/33KV |  |  | Fail | Please check "Use"
384605995 | TNB | DISTRIBUTION | WP PUTRAJAYA & CYBERJAYA | Existing | 33 kV | MAIN | RYB | VPTJ/PMU/G00002 | PMU DATO ABU BAKAR BAGINDA-ABBA 132/33KV | M |  | Pass | null
384605997 | TNB | DISTRIBUTION | WP PUTRAJAYA & CYBERJAYA | Existing | 33 kV |  | RYB | VPTJ/PMU/G00002 | PMU DATO ABU BAKAR BAGINDA-ABBA 132/33KV |  |  | Fail | Please check "Use"
384605998 | TNB | DISTRIBUTION | WP PUTRAJAYA & CYBERJAYA | Existing | 33 kV |  | RYB | VPTJ/PMU/G00002 | PMU DATO ABU BAKAR BAGINDA-ABBA 132/33KV |  |  | Fail | Please check "Use"
384605999 | TNB | DISTRIBUTION | WP PUTRAJAYA & CYBERJAYA | Existing | 33 kV |  | RYB | VPTJ/PMU/G00002 | PMU DATO ABU BAKAR BAGINDA-ABBA 132/33KV |  |  | Fail | Please check "Use"
384606004 | TNB | DISTRIBUTION | WP PUTRAJAYA & CYBERJAYA | Existing | 33 kV |  | RYB | VPTJ/PMU/G00002 | PMU DATO ABU BAKAR BAGINDA-ABBA 132/33KV |  |  | Fail | Please check "Use"
384606007 | TNB | DISTRIBUTION | WP PUTRAJAYA & CYBERJAYA | Existing | 33 kV | RESERVE | RYB | VPTJ/PMU/G00002 | PMU DATO ABU BAKAR BAGINDA-ABBA 132/33KV | R |  | Pass | null
384606008 | TNB | DISTRIBUTION | WP PUTRAJAYA & CYBERJAYA | Existing | 33 kV |  | RYB | VPTJ/PMU/G00002 | PMU DATO ABU BAKAR BAGINDA-ABBA 132/33KV |  |  | Fail | Please check "Use"
384606009 | TNB | DISTRIBUTION | WP PUTRAJAYA & CYBERJAYA | Existing | 33 kV | MAIN | RYB | VPTJ/PMU/G00002 | PMU DATO ABU BAKAR BAGINDA-ABBA 132/33KV | M |  | Pass | null
384606010 | TNB | DISTRIBUTION | WP PUTRAJAYA & CYBERJAYA | Existing | 33 kV |  | RYB | VPTJ/PMU/G00002 | PMU DATO ABU BAKAR BAGINDA-ABBA 132/33KV |  |  | Fail | Please check "Use"
384606011 | TNB | DISTRIBUTION | WP PUTRAJAYA & CYBERJAYA | Existing | 33 kV | RESERVE | RYB | VPTJ/PMU/G00002 | PMU DATO ABU BAKAR BAGINDA-ABBA 132/33KV | R |  | Pass | null
384606012 | TNB | DISTRIBUTION | WP PUTRAJAYA & CYBERJAYA | Existing | 33 kV |  | RYB | VPTJ/PMU/G00002 | PMU DATO ABU BAKAR BAGINDA-ABBA 132/33KV |  |  | Fail | Please check "Use"
384606030 | TNB | DISTRIBUTION | WP PUTRAJAYA & CYBERJAYA | Existing | 33 kV |  | RYB | VPTJ/PMU/G00002 | PMU DATO ABU BAKAR BAGINDA-ABBA 132/33KV |  |  | Fail | Please check "Use"
384606031 | TNB | DISTRIBUTION | WP PUTRAJAYA & CYBERJAYA | Existing | 33 kV | RESERVE | RYB | VPTJ/PMU/G00002 | PMU DATO ABU BAKAR BAGINDA-ABBA 132/33KV | R |  | Pass | null
384606032 | TNB | DISTRIBUTION | WP PUTRAJAYA & CYBERJAYA | Existing | 33 kV | RESERVE | RYB | VPTJ/PMU/G00002 | PMU DATO ABU BAKAR BAGINDA-ABBA 132/33KV | R |  | Pass | null
384606033 | TNB | DISTRIBUTION | WP PUTRAJAYA & CYBERJAYA | Existing | 33 kV | RESERVE | RYB | VPTJ/PMU/G00002 | PMU DATO ABU BAKAR BAGINDA-ABBA 132/33KV | R |  | Pass | null
384606034 | TNB | DISTRIBUTION | WP PUTRAJAYA & CYBERJAYA | Existing | 33 kV | MAIN | RYB | VPTJ/PMU/G00002 | PMU DATO ABU BAKAR BAGINDA-ABBA 132/33KV | M |  | Pass | null
384606035 | TNB | DISTRIBUTION | WP PUTRAJAYA & CYBERJAYA | Existing | 33 kV | MAIN | RYB | VPTJ/PMU/G00002 | PMU DATO ABU BAKAR BAGINDA-ABBA 132/33KV | M |  | Pass | null
384606038 | TNB | DISTRIBUTION | WP PUTRAJAYA & CYBERJAYA | Existing | 33 kV |  | RYB | VPTJ/PMU/G00002 | PMU DATO ABU BAKAR BAGINDA-ABBA 132/33KV |  |  | Fail | Please check "Use"
384606039 | TNB | DISTRIBUTION | WP PUTRAJAYA & CYBERJAYA | Existing | 33 kV | RESERVE | RYB | VPTJ/PMU/G00002 | PMU DATO ABU BAKAR BAGINDA-ABBA 132/33KV | R |  | Pass | null
384606040 | TNB | DISTRIBUTION | WP PUTRAJAYA & CYBERJAYA | Existing | 33 kV |  | RYB | VPTJ/PMU/G00002 | PMU DATO ABU BAKAR BAGINDA-ABBA 132/33KV |  |  | Fail | Please check "Use"
384606051 | TNB | DISTRIBUTION | WP PUTRAJAYA & CYBERJAYA | Existing | 33 kV | MAIN | RYB | VPTJ/PMU/G00002 | PMU DATO ABU BAKAR BAGINDA-ABBA 132/33KV | M |  | Pass | null
384606052 | TNB | DISTRIBUTION | WP PUTRAJAYA & CYBERJAYA | Existing | 33 kV | RESERVE | RYB | VPTJ/PMU/G00002 | PMU DATO ABU BAKAR BAGINDA-ABBA 132/33KV | R |  | Pass | null
384606053 | TNB | DISTRIBUTION | WP PUTRAJAYA & CYBERJAYA | Existing | 33 kV |  | RYB | VPTJ/PMU/G00002 | PMU DATO ABU BAKAR BAGINDA-ABBA 132/33KV |  |  | Fail | Please check "Use"
384606054 | TNB | DISTRIBUTION | WP PUTRAJAYA & CYBERJAYA | Existing | 33 kV | MAIN | RYB | VPTJ/PMU/G00002 | PMU DATO ABU BAKAR BAGINDA-ABBA 132/33KV | M |  | Pass | null
384606055 | TNB | DISTRIBUTION | WP PUTRAJAYA & CYBERJAYA | Existing | 33 kV |  | RYB | VPTJ/PMU/G00002 | PMU DATO ABU BAKAR BAGINDA-ABBA 132/33KV |  |  | Fail | Please check "Use"
384606056 | TNB | DISTRIBUTION | WP PUTRAJAYA & CYBERJAYA | Existing | 33 kV | RESERVE | RYB | VPTJ/PMU/G00002 | PMU DATO ABU BAKAR BAGINDA-ABBA 132/33KV | R |  | Pass | null
384606057 | TNB | DISTRIBUTION | WP PUTRAJAYA & CYBERJAYA | Existing | 33 kV |  | RYB | VPTJ/PMU/G00002 | PMU DATO ABU BAKAR BAGINDA-ABBA 132/33KV |  |  | Fail | Please check "Use"
384606058 | TNB | DISTRIBUTION | WP PUTRAJAYA & CYBERJAYA | Existing | 33 kV | MAIN | RYB | VPTJ/PMU/G00002 | PMU DATO ABU BAKAR BAGINDA-ABBA 132/33KV | M |  | Pass | null
384606063 | TNB | DISTRIBUTION | WP PUTRAJAYA & CYBERJAYA | Existing | 33 kV |  | RYB | VPTJ/PMU/G00002 | PMU DATO ABU BAKAR BAGINDA-ABBA 132/33KV |  |  | Fail | Please check "Use"
384606064 | TNB | DISTRIBUTION | WP PUTRAJAYA & CYBERJAYA | Existing | 33 kV |  | RYB | VPTJ/PMU/G00002 | PMU DATO ABU BAKAR BAGINDA-ABBA 132/33KV |  |  | Fail | Please check "Use"
384606066 | TNB | DISTRIBUTION | WP PUTRAJAYA & CYBERJAYA | Existing | 33 kV | MAIN | RYB | VPTJ/PMU/G00002 | PMU DATO ABU BAKAR BAGINDA-ABBA 132/33KV | M |  | Pass | null
384606067 | TNB | DISTRIBUTION | WP PUTRAJAYA & CYBERJAYA | Existing | 33 kV |  | RYB | VPTJ/PMU/G00002 | PMU DATO ABU BAKAR BAGINDA-ABBA 132/33KV |  |  | Fail | Please check "Use"
384606076 | TNB | DISTRIBUTION | WP PUTRAJAYA & CYBERJAYA | Existing | 33 kV |  | RYB | VPTJ/PMU/G00002 | PMU DATO ABU BAKAR BAGINDA-ABBA 132/33KV |  |  | Fail | Please check "Use"
384606086 | TNB | DISTRIBUTION | WP PUTRAJAYA & CYBERJAYA | Existing | 33 kV | RESERVE | RYB | VPTJ/PMU/G00002 | PMU DATO ABU BAKAR BAGINDA-ABBA 132/33KV | R |  | Pass | null
384606093 | TNB | DISTRIBUTION | WP PUTRAJAYA & CYBERJAYA | Existing | 33 kV |  | RYB | VPTJ/PMU/G00002 | PMU DATO ABU BAKAR BAGINDA-ABBA 132/33KV |  |  | Fail | Please check "Use"
384606094 | TNB | DISTRIBUTION | WP PUTRAJAYA & CYBERJAYA | Existing | 33 kV |  | RYB | VPTJ/PMU/G00002 | PMU DATO ABU BAKAR BAGINDA-ABBA 132/33KV |  |  | Fail | Please check "Use"
384606095 | TNB | DISTRIBUTION | WP PUTRAJAYA & CYBERJAYA | Existing | 33 kV |  | RYB | VPTJ/PMU/G00002 | PMU DATO ABU BAKAR BAGINDA-ABBA 132/33KV |  |  | Fail | Please check "Use"
384606097 | TNB | DISTRIBUTION | WP PUTRAJAYA & CYBERJAYA | Existing | 33 kV | MAIN | RYB | VPTJ/PMU/G00002 | PMU DATO ABU BAKAR BAGINDA-ABBA 132/33KV | M |  | Pass | null
384606098 | TNB | DISTRIBUTION | WP PUTRAJAYA & CYBERJAYA | Existing | 33 kV | MAIN | RYB | VPTJ/PMU/G00002 | PMU DATO ABU BAKAR BAGINDA-ABBA 132/33KV | M |  | Pass | null
384606101 | TNB | DISTRIBUTION | WP PUTRAJAYA & CYBERJAYA | Existing | 33 kV |  | RYB | VPTJ/PMU/G00002 | PMU DATO ABU BAKAR BAGINDA-ABBA 132/33KV |  |  | Fail | Please check "Use"
384606102 | TNB | DISTRIBUTION | WP PUTRAJAYA & CYBERJAYA | Existing | 33 kV |  | RYB | VPTJ/PMU/G00002 | PMU DATO ABU BAKAR BAGINDA-ABBA 132/33KV |  |  | Fail | Please check "Use"
384606103 | TNB | DISTRIBUTION | WP PUTRAJAYA & CYBERJAYA | Existing | 33 kV |  | RYB | VPTJ/PMU/G00002 | PMU DATO ABU BAKAR BAGINDA-ABBA 132/33KV |  |  | Fail | Please check "Use"
384606104 | TNB | DISTRIBUTION | WP PUTRAJAYA & CYBERJAYA | Existing | 33 kV | MAIN | RYB | VPTJ/PMU/G00002 | PMU DATO ABU BAKAR BAGINDA-ABBA 132/33KV | M |  | Pass | null
384606105 | TNB | DISTRIBUTION | WP PUTRAJAYA & CYBERJAYA | Existing | 33 kV | MAIN | RYB | VPTJ/PMU/G00002 | PMU DATO ABU BAKAR BAGINDA-ABBA 132/33KV | M |  | Pass | null
384606106 | TNB | DISTRIBUTION | WP PUTRAJAYA & CYBERJAYA | Existing | 33 kV | MAIN | RYB | VPTJ/PMU/G00002 | PMU DATO ABU BAKAR BAGINDA-ABBA 132/33KV | M |  | Pass | null
384606107 | TNB | DISTRIBUTION | WP PUTRAJAYA & CYBERJAYA | Existing | 33 kV | MAIN | RYB | VPTJ/PMU/G00002 | PMU DATO ABU BAKAR BAGINDA-ABBA 132/33KV | M |  | Pass | null
384606108 | TNB | DISTRIBUTION | WP PUTRAJAYA & CYBERJAYA | Existing | 33 kV | RESERVE | RYB | VPTJ/PMU/G00002 | PMU DATO ABU BAKAR BAGINDA-ABBA 132/33KV | R |  | Pass | null
384606109 | TNB | DISTRIBUTION | WP PUTRAJAYA & CYBERJAYA | Existing | 33 kV |  | RYB | VPTJ/PMU/G00002 | PMU DATO ABU BAKAR BAGINDA-ABBA 132/33KV |  |  | Fail | Please check "Use"
384606110 | TNB | DISTRIBUTION | WP PUTRAJAYA & CYBERJAYA | Existing | 33 kV | RESERVE | RYB | VPTJ/PMU/G00002 | PMU DATO ABU BAKAR BAGINDA-ABBA 132/33KV | R |  | Pass | null
384606111 | TNB | DISTRIBUTION | WP PUTRAJAYA & CYBERJAYA | Existing | 33 kV | RESERVE | RYB | VPTJ/PMU/G00002 | PMU DATO ABU BAKAR BAGINDA-ABBA 132/33KV | R |  | Pass | null
384606112 | TNB | DISTRIBUTION | WP PUTRAJAYA & CYBERJAYA | Existing | 33 kV | RESERVE | RYB | VPTJ/PMU/G00002 | PMU DATO ABU BAKAR BAGINDA-ABBA 132/33KV | R |  | Pass | null
384606113 | TNB | DISTRIBUTION | WP PUTRAJAYA & CYBERJAYA | Existing | 33 kV |  | RYB | VPTJ/PMU/G00002 | PMU DATO ABU BAKAR BAGINDA-ABBA 132/33KV |  |  | Fail | Please check "Use"
384606114 | TNB | DISTRIBUTION | WP PUTRAJAYA & CYBERJAYA | Existing | 33 kV |  | RYB | VPTJ/PMU/G00002 | PMU DATO ABU BAKAR BAGINDA-ABBA 132/33KV |  |  | Fail | Please check "Use"
384606115 | TNB | DISTRIBUTION | WP PUTRAJAYA & CYBERJAYA | Existing | 33 kV |  | RYB | VPTJ/PMU/G00002 | PMU DATO ABU BAKAR BAGINDA-ABBA 132/33KV |  |  | Fail | Please check "Use"
384606120 | TNB | DISTRIBUTION | WP PUTRAJAYA & CYBERJAYA | Existing | 33 kV |  | RYB | VPTJ/PMU/G00002 | PMU DATO ABU BAKAR BAGINDA-ABBA 132/33KV |  |  | Fail | Please check "Use"
384606126 | TNB | DISTRIBUTION | WP PUTRAJAYA & CYBERJAYA | Existing | 33 kV | RESERVE | RYB | VPTJ/PMU/G00002 | PMU DATO ABU BAKAR BAGINDA-ABBA 132/33KV | R |  | Pass | null
384606127 | TNB | DISTRIBUTION | WP PUTRAJAYA & CYBERJAYA | Existing | 33 kV | MAIN | RYB | VPTJ/PMU/G00002 | PMU DATO ABU BAKAR BAGINDA-ABBA 132/33KV | M |  | Pass | null
384606128 | TNB | DISTRIBUTION | WP PUTRAJAYA & CYBERJAYA | Existing | 33 kV |  | RYB | VPTJ/PMU/G00002 | PMU DATO ABU BAKAR BAGINDA-ABBA 132/33KV |  |  | Fail | Please check "Use"
384606129 | TNB | DISTRIBUTION | WP PUTRAJAYA & CYBERJAYA | Existing | 33 kV | RESERVE | RYB | VPTJ/PMU/G00002 | PMU DATO ABU BAKAR BAGINDA-ABBA 132/33KV | R |  | Pass | null
384606130 | TNB | DISTRIBUTION | WP PUTRAJAYA & CYBERJAYA | Existing | 33 kV | MAIN | RYB | VPTJ/PMU/G00002 | PMU DATO ABU BAKAR BAGINDA-ABBA 132/33KV | M |  | Pass | null
384606131 | TNB | DISTRIBUTION | WP PUTRAJAYA & CYBERJAYA | Existing | 33 kV |  | RYB | VPTJ/PMU/G00002 | PMU DATO ABU BAKAR BAGINDA-ABBA 132/33KV |  |  | Fail | Please check "Use"
384606132 | TNB | DISTRIBUTION | WP PUTRAJAYA & CYBERJAYA | Existing | 33 kV |  | RYB | VPTJ/PMU/G00002 | PMU DATO ABU BAKAR BAGINDA-ABBA 132/33KV |  |  | Fail | Please check "Use"
384606133 | TNB | DISTRIBUTION | WP PUTRAJAYA & CYBERJAYA | Existing | 33 kV |  | RYB | VPTJ/PMU/G00002 | PMU DATO ABU BAKAR BAGINDA-ABBA 132/33KV |  |  | Fail | Please check "Use"
384606134 | TNB | DISTRIBUTION | WP PUTRAJAYA & CYBERJAYA | Existing | 33 kV |  | RYB | VPTJ/PMU/G00002 | PMU DATO ABU BAKAR BAGINDA-ABBA 132/33KV |  |  | Fail | Please check "Use"
384606135 | TNB | DISTRIBUTION | WP PUTRAJAYA & CYBERJAYA | Existing | 33 kV |  | RYB | VPTJ/PMU/G00002 | PMU DATO ABU BAKAR BAGINDA-ABBA 132/33KV |  |  | Fail | Please check "Use"
384606142 | TNB | DISTRIBUTION | WP PUTRAJAYA & CYBERJAYA | Existing | 33 kV |  | RYB | VPTJ/PMU/G00002 | PMU DATO ABU BAKAR BAGINDA-ABBA 132/33KV |  |  | Fail | Please check "Use"
384606143 | TNB | DISTRIBUTION | WP PUTRAJAYA & CYBERJAYA | Existing | 33 kV |  | RYB | VPTJ/PMU/G00002 | PMU DATO ABU BAKAR BAGINDA-ABBA 132/33KV |  |  | Fail | Please check "Use"
384606144 | TNB | DISTRIBUTION | WP PUTRAJAYA & CYBERJAYA | Existing | 33 kV | MAIN | RYB | VPTJ/PMU/G00002 | PMU DATO ABU BAKAR BAGINDA-ABBA 132/33KV | M |  | Pass | null
384606145 | TNB | DISTRIBUTION | WP PUTRAJAYA & CYBERJAYA | Existing | 33 kV | MAIN | RYB | VPTJ/PMU/G00002 | PMU DATO ABU BAKAR BAGINDA-ABBA 132/33KV | M |  | Pass | null
384606146 | TNB | DISTRIBUTION | WP PUTRAJAYA & CYBERJAYA | Existing | 33 kV | RESERVE | RYB | VPTJ/PMU/G00002 | PMU DATO ABU BAKAR BAGINDA-ABBA 132/33KV | R |  | Pass | null
384606147 | TNB | DISTRIBUTION | WP PUTRAJAYA & CYBERJAYA | Existing | 33 kV |  | RYB | VPTJ/PMU/G00002 | PMU DATO ABU BAKAR BAGINDA-ABBA 132/33KV |  |  | Fail | Please check "Use"
384606152 | TNB | DISTRIBUTION | WP PUTRAJAYA & CYBERJAYA | Existing | 33 kV |  | RYB | VPTJ/PMU/G00002 | PMU DATO ABU BAKAR BAGINDA-ABBA 132/33KV |  |  | Fail | Please check "Use"
384606160 | TNB | DISTRIBUTION | WP PUTRAJAYA & CYBERJAYA | Existing | 33 kV |  | RYB | VPTJ/PMU/G00002 | PMU DATO ABU BAKAR BAGINDA-ABBA 132/33KV |  |  | Fail | Please check "Use"
384606161 | TNB | DISTRIBUTION | WP PUTRAJAYA & CYBERJAYA | Existing | 33 kV | MAIN | RYB | VPTJ/PMU/G00002 | PMU DATO ABU BAKAR BAGINDA-ABBA 132/33KV | M |  | Pass | null
384606162 | TNB | DISTRIBUTION | WP PUTRAJAYA & CYBERJAYA | Existing | 33 kV | RESERVE | RYB | VPTJ/PMU/G00002 | PMU DATO ABU BAKAR BAGINDA-ABBA 132/33KV | R |  | Pass | null
384606163 | TNB | DISTRIBUTION | WP PUTRAJAYA & CYBERJAYA | Existing | 33 kV | RESERVE | RYB | VPTJ/PMU/G00002 | PMU DATO ABU BAKAR BAGINDA-ABBA 132/33KV | R |  | Pass | null
384606164 | TNB | DISTRIBUTION | WP PUTRAJAYA & CYBERJAYA | Existing | 33 kV |  | RYB | VPTJ/PMU/G00002 | PMU DATO ABU BAKAR BAGINDA-ABBA 132/33KV |  |  | Fail | Please check "Use"
384606169 | TNB | DISTRIBUTION | WP PUTRAJAYA & CYBERJAYA | Existing | 33 kV | MAIN | RYB | VPTJ/PMU/G00002 | PMU DATO ABU BAKAR BAGINDA-ABBA 132/33KV | M2 |  | Pass | null
384606170 | TNB | DISTRIBUTION | WP PUTRAJAYA & CYBERJAYA | Existing | 33 kV |  | RYB | VPTJ/PMU/G00002 | PMU DATO ABU BAKAR BAGINDA-ABBA 132/33KV |  |  | Fail | Please check "Use"
384606171 | TNB | DISTRIBUTION | WP PUTRAJAYA & CYBERJAYA | Existing | 33 kV |  | RYB | VPTJ/PMU/G00002 | PMU DATO ABU BAKAR BAGINDA-ABBA 132/33KV |  |  | Fail | Please check "Use"
384606172 | TNB | DISTRIBUTION | WP PUTRAJAYA & CYBERJAYA | Existing | 33 kV | RESERVE | RYB | VPTJ/PMU/G00002 | PMU DATO ABU BAKAR BAGINDA-ABBA 132/33KV | R |  | Pass | null
384606173 | TNB | DISTRIBUTION | WP PUTRAJAYA & CYBERJAYA | Existing | 33 kV |  | RYB | VPTJ/PMU/G00002 | PMU DATO ABU BAKAR BAGINDA-ABBA 132/33KV |  |  | Fail | Please check "Use"
384606186 | TNB | DISTRIBUTION | WP PUTRAJAYA & CYBERJAYA | Existing | 33 kV |  | RYB | VPTJ/PMU/G00002 | PMU DATO ABU BAKAR BAGINDA-ABBA 132/33KV |  |  | Fail | Please check "Use"
384606192 | TNB | DISTRIBUTION | WP PUTRAJAYA & CYBERJAYA | Existing | 33 kV | MAIN | RYB | VPTJ/PMU/G00002 | PMU DATO ABU BAKAR BAGINDA-ABBA 132/33KV | M |  | Pass | null
384606194 | TNB | DISTRIBUTION | WP PUTRAJAYA & CYBERJAYA | Existing | 33 kV | MAIN | RYB | VPTJ/PMU/G00002 | PMU DATO ABU BAKAR BAGINDA-ABBA 132/33KV | M |  | Pass | null
384606195 | TNB | DISTRIBUTION | WP PUTRAJAYA & CYBERJAYA | Existing | 33 kV | RESERVE | RYB | VPTJ/PMU/G00002 | PMU DATO ABU BAKAR BAGINDA-ABBA 132/33KV | R |  | Pass | null
384606196 | TNB | DISTRIBUTION | WP PUTRAJAYA & CYBERJAYA | Existing | 33 kV | MAIN | RYB | VPTJ/PMU/G00002 | PMU DATO ABU BAKAR BAGINDA-ABBA 132/33KV | M |  | Pass | null
384606197 | TNB | DISTRIBUTION | WP PUTRAJAYA & CYBERJAYA | Existing | 33 kV |  | RYB | VPTJ/PMU/G00002 | PMU DATO ABU BAKAR BAGINDA-ABBA 132/33KV |  |  | Fail | Please check "Use"
384606207 | TNB | DISTRIBUTION | WP PUTRAJAYA & CYBERJAYA | Existing | 33 kV |  | RYB | VPTJ/PMU/G00002 | PMU DATO ABU BAKAR BAGINDA-ABBA 132/33KV |  |  | Fail | Please check "Use"
384606209 | TNB | DISTRIBUTION | WP PUTRAJAYA & CYBERJAYA | Existing | 33 kV | RESERVE | RYB | VPTJ/PMU/G00002 | PMU DATO ABU BAKAR BAGINDA-ABBA 132/33KV | R2 |  | Pass | null
384606214 | TNB | DISTRIBUTION | WP PUTRAJAYA & CYBERJAYA | Existing | 33 kV |  | RYB | VPTJ/PMU/G00002 | PMU DATO ABU BAKAR BAGINDA-ABBA 132/33KV |  |  | Fail | Please check "Use"
384606225 | TNB | DISTRIBUTION | WP PUTRAJAYA & CYBERJAYA | Existing | 33 kV |  | RYB | VPTJ/PMU/G00002 | PMU DATO ABU BAKAR BAGINDA-ABBA 132/33KV |  |  | Fail | Please check "Use"
384606232 | TNB | DISTRIBUTION | WP PUTRAJAYA & CYBERJAYA | Existing | 33 kV | RESERVE | RYB | VPTJ/PMU/G00002 | PMU DATO ABU BAKAR BAGINDA-ABBA 132/33KV | R |  | Pass | null
384606233 | TNB | DISTRIBUTION | WP PUTRAJAYA & CYBERJAYA | Existing | 33 kV | MAIN | RYB | VPTJ/PMU/G00002 | PMU DATO ABU BAKAR BAGINDA-ABBA 132/33KV | M |  | Pass | null
384606234 | TNB | DISTRIBUTION | WP PUTRAJAYA & CYBERJAYA | Existing | 33 kV | MAIN | RYB | VPTJ/PMU/G00002 | PMU DATO ABU BAKAR BAGINDA-ABBA 132/33KV | M |  | Pass | null
384606235 | TNB | DISTRIBUTION | WP PUTRAJAYA & CYBERJAYA | Existing | 33 kV | RESERVE | RYB | VPTJ/PMU/G00002 | PMU DATO ABU BAKAR BAGINDA-ABBA 132/33KV | R |  | Pass | null
384606236 | TNB | DISTRIBUTION | WP PUTRAJAYA & CYBERJAYA | Existing | 33 kV | MAIN | RYB | VPTJ/PMU/G00002 | PMU DATO ABU BAKAR BAGINDA-ABBA 132/33KV | M |  | Pass | null
384606237 | TNB | DISTRIBUTION | WP PUTRAJAYA & CYBERJAYA | Existing | 33 kV | MAIN | RYB | VPTJ/PMU/G00002 | PMU DATO ABU BAKAR BAGINDA-ABBA 132/33KV | M |  | Pass | null
384606242 | TNB | DISTRIBUTION | WP PUTRAJAYA & CYBERJAYA | Existing | 33 kV |  | RYB | VPTJ/PMU/G00002 | PMU DATO ABU BAKAR BAGINDA-ABBA 132/33KV |  |  | Fail | Please check "Use"
384606243 | TNB | DISTRIBUTION | WP PUTRAJAYA & CYBERJAYA | Existing | 33 kV | MAIN | RYB | VPTJ/PMU/G00002 | PMU DATO ABU BAKAR BAGINDA-ABBA 132/33KV | M |  | Pass | null
384606244 | TNB | DISTRIBUTION | WP PUTRAJAYA & CYBERJAYA | Existing | 33 kV | RESERVE | RYB | VPTJ/PMU/G00002 | PMU DATO ABU BAKAR BAGINDA-ABBA 132/33KV | R |  | Pass | null
384606245 | TNB | DISTRIBUTION | WP PUTRAJAYA & CYBERJAYA | Existing | 33 kV |  | RYB | VPTJ/PMU/G00002 | PMU DATO ABU BAKAR BAGINDA-ABBA 132/33KV |  |  | Fail | Please check "Use"
384606259 | TNB | DISTRIBUTION | WP PUTRAJAYA & CYBERJAYA | Existing | 33 kV | RESERVE | RYB | VPTJ/PMU/G00002 | PMU DATO ABU BAKAR BAGINDA-ABBA 132/33KV | R |  | Pass | null
384606260 | TNB | DISTRIBUTION | WP PUTRAJAYA & CYBERJAYA | Existing | 33 kV | MAIN | RYB | VPTJ/PMU/G00002 | PMU DATO ABU BAKAR BAGINDA-ABBA 132/33KV | M |  | Pass | null
384606261 | TNB | DISTRIBUTION | WP PUTRAJAYA & CYBERJAYA | Existing | 33 kV | RESERVE | RYB | VPTJ/PMU/G00002 | PMU DATO ABU BAKAR BAGINDA-ABBA 132/33KV | R |  | Pass | null
384606262 | TNB | DISTRIBUTION | WP PUTRAJAYA & CYBERJAYA | Existing | 33 kV | RESERVE | RYB | VPTJ/PMU/G00002 | PMU DATO ABU BAKAR BAGINDA-ABBA 132/33KV | R |  | Pass | null
384606263 | TNB | DISTRIBUTION | WP PUTRAJAYA & CYBERJAYA | Existing | 33 kV |  | RYB | VPTJ/PMU/G00002 | PMU DATO ABU BAKAR BAGINDA-ABBA 132/33KV |  |  | Fail | Please check "Use"
384606265 | TNB | DISTRIBUTION | WP PUTRAJAYA & CYBERJAYA | Existing | 33 kV | MAIN | RYB | VPTJ/PMU/G00002 | PMU DATO ABU BAKAR BAGINDA-ABBA 132/33KV | M |  | Pass | null
384606268 | TNB | DISTRIBUTION | WP PUTRAJAYA & CYBERJAYA | Existing | 33 kV |  | RYB | VPTJ/PMU/G00002 | PMU DATO ABU BAKAR BAGINDA-ABBA 132/33KV |  |  | Fail | Please check "Use"
384606269 | TNB | DISTRIBUTION | WP PUTRAJAYA & CYBERJAYA | Existing | 33 kV | RESERVE | RYB | VPTJ/PMU/G00002 | PMU DATO ABU BAKAR BAGINDA-ABBA 132/33KV | R |  | Pass | null
384606270 | TNB | DISTRIBUTION | WP PUTRAJAYA & CYBERJAYA | Existing | 33 kV | RESERVE | RYB | VPTJ/PMU/G00002 | PMU DATO ABU BAKAR BAGINDA-ABBA 132/33KV | R |  | Pass | null
384606271 | TNB | DISTRIBUTION | WP PUTRAJAYA & CYBERJAYA | Existing | 33 kV | RESERVE | RYB | VPTJ/PMU/G00002 | PMU DATO ABU BAKAR BAGINDA-ABBA 132/33KV | R |  | Pass | null
384606272 | TNB | DISTRIBUTION | WP PUTRAJAYA & CYBERJAYA | Existing | 33 kV |  | RYB | VPTJ/PMU/G00002 | PMU DATO ABU BAKAR BAGINDA-ABBA 132/33KV |  |  | Fail | Please check "Use"
384606273 | TNB | DISTRIBUTION | WP PUTRAJAYA & CYBERJAYA | Existing | 33 kV |  | RYB | VPTJ/PMU/G00002 | PMU DATO ABU BAKAR BAGINDA-ABBA 132/33KV |  |  | Fail | Please check "Use"
384606278 | TNB | DISTRIBUTION | WP PUTRAJAYA & CYBERJAYA | Existing | 33 kV | MAIN | RYB | VPTJ/PMU/G00002 | PMU DATO ABU BAKAR BAGINDA-ABBA 132/33KV | M |  | Pass | null
384606279 | TNB | DISTRIBUTION | WP PUTRAJAYA & CYBERJAYA | Existing | 33 kV | MAIN | RYB | VPTJ/PMU/G00002 | PMU DATO ABU BAKAR BAGINDA-ABBA 132/33KV | M |  | Pass | null
384606282 | TNB | DISTRIBUTION | WP PUTRAJAYA & CYBERJAYA | Existing | 33 kV |  | RYB | VPTJ/PMU/G00002 | PMU DATO ABU BAKAR BAGINDA-ABBA 132/33KV |  |  | Fail | Please check "Use"
384606283 | TNB | DISTRIBUTION | WP PUTRAJAYA & CYBERJAYA | Existing | 33 kV | RESERVE | RYB | VPTJ/PMU/G00002 | PMU DATO ABU BAKAR BAGINDA-ABBA 132/33KV | R |  | Pass | null
384606284 | TNB | DISTRIBUTION | WP PUTRAJAYA & CYBERJAYA | Existing | 33 kV |  | RYB | VPTJ/PMU/G00002 | PMU DATO ABU BAKAR BAGINDA-ABBA 132/33KV |  |  | Fail | Please check "Use"
384606286 | TNB | DISTRIBUTION | WP PUTRAJAYA & CYBERJAYA | Existing | 33 kV | MAIN | RYB | VPTJ/PMU/G00002 | PMU DATO ABU BAKAR BAGINDA-ABBA 132/33KV | M |  | Pass | null
384606288 | TNB | DISTRIBUTION | WP PUTRAJAYA & CYBERJAYA | Existing | 33 kV |  | RYB | VPTJ/PMU/G00002 | PMU DATO ABU BAKAR BAGINDA-ABBA 132/33KV |  |  | Fail | Please check "Use"
384606289 | TNB | DISTRIBUTION | WP PUTRAJAYA & CYBERJAYA | Existing | 33 kV |  | RYB | VPTJ/PMU/G00002 | PMU DATO ABU BAKAR BAGINDA-ABBA 132/33KV |  |  | Fail | Please check "Use"
384606290 | TNB | DISTRIBUTION | WP PUTRAJAYA & CYBERJAYA | Existing | 33 kV |  | RYB | VPTJ/PMU/G00002 | PMU DATO ABU BAKAR BAGINDA-ABBA 132/33KV |  |  | Fail | Please check "Use"
384606295 | TNB | DISTRIBUTION | WP PUTRAJAYA & CYBERJAYA | Existing | 33 kV |  | RYB | VPTJ/PMU/G00002 | PMU DATO ABU BAKAR BAGINDA-ABBA 132/33KV |  |  | Fail | Please check "Use"
384606298 | TNB | DISTRIBUTION | WP PUTRAJAYA & CYBERJAYA | Existing | 33 kV | RESERVE | RYB | VPTJ/PMU/G00002 | PMU DATO ABU BAKAR BAGINDA-ABBA 132/33KV | R |  | Pass | null
384606299 | TNB | DISTRIBUTION | WP PUTRAJAYA & CYBERJAYA | Existing | 33 kV |  | RYB | VPTJ/PMU/G00002 | PMU DATO ABU BAKAR BAGINDA-ABBA 132/33KV |  |  | Fail | Please check "Use"
384606300 | TNB | DISTRIBUTION | WP PUTRAJAYA & CYBERJAYA | Existing | 33 kV | MAIN | RYB | VPTJ/PMU/G00002 | PMU DATO ABU BAKAR BAGINDA-ABBA 132/33KV | M |  | Pass | null
384606301 | TNB | DISTRIBUTION | WP PUTRAJAYA & CYBERJAYA | Existing | 33 kV |  | RYB | VPTJ/PMU/G00002 | PMU DATO ABU BAKAR BAGINDA-ABBA 132/33KV |  |  | Fail | Please check "Use"
384606302 | TNB | DISTRIBUTION | WP PUTRAJAYA & CYBERJAYA | Existing | 33 kV | RESERVE | RYB | VPTJ/PMU/G00002 | PMU DATO ABU BAKAR BAGINDA-ABBA 132/33KV | R |  | Pass | null
384606303 | TNB | DISTRIBUTION | WP PUTRAJAYA & CYBERJAYA | Existing | 33 kV |  | RYB | VPTJ/PMU/G00002 | PMU DATO ABU BAKAR BAGINDA-ABBA 132/33KV |  |  | Fail | Please check "Use"
384606321 | TNB | DISTRIBUTION | WP PUTRAJAYA & CYBERJAYA | Existing | 33 kV |  | RYB | VPTJ/PMU/G00002 | PMU DATO ABU BAKAR BAGINDA-ABBA 132/33KV |  |  | Fail | Please check "Use"
384606322 | TNB | DISTRIBUTION | WP PUTRAJAYA & CYBERJAYA | Existing | 33 kV | RESERVE | RYB | VPTJ/PMU/G00002 | PMU DATO ABU BAKAR BAGINDA-ABBA 132/33KV | R |  | Pass | null
384606323 | TNB | DISTRIBUTION | WP PUTRAJAYA & CYBERJAYA | Existing | 33 kV | RESERVE | RYB | VPTJ/PMU/G00002 | PMU DATO ABU BAKAR BAGINDA-ABBA 132/33KV | R |  | Pass | null
384606324 | TNB | DISTRIBUTION | WP PUTRAJAYA & CYBERJAYA | Existing | 33 kV | RESERVE | RYB | VPTJ/PMU/G00002 | PMU DATO ABU BAKAR BAGINDA-ABBA 132/33KV | R |  | Pass | null
384606325 | TNB | DISTRIBUTION | WP PUTRAJAYA & CYBERJAYA | Existing | 33 kV | MAIN | RYB | VPTJ/PMU/G00002 | PMU DATO ABU BAKAR BAGINDA-ABBA 132/33KV | M |  | Pass | null
384606326 | TNB | DISTRIBUTION | WP PUTRAJAYA & CYBERJAYA | Existing | 33 kV | MAIN | RYB | VPTJ/PMU/G00002 | PMU DATO ABU BAKAR BAGINDA-ABBA 132/33KV | M |  | Pass | null
384606329 | TNB | DISTRIBUTION | WP PUTRAJAYA & CYBERJAYA | Existing | 33 kV |  | RYB | VPTJ/PMU/G00002 | PMU DATO ABU BAKAR BAGINDA-ABBA 132/33KV |  |  | Fail | Please check "Use"
384606330 | TNB | DISTRIBUTION | WP PUTRAJAYA & CYBERJAYA | Existing | 33 kV | RESERVE | RYB | VPTJ/PMU/G00002 | PMU DATO ABU BAKAR BAGINDA-ABBA 132/33KV | R |  | Pass | null
384606331 | TNB | DISTRIBUTION | WP PUTRAJAYA & CYBERJAYA | Existing | 33 kV |  | RYB | VPTJ/PMU/G00002 | PMU DATO ABU BAKAR BAGINDA-ABBA 132/33KV |  |  | Fail | Please check "Use"
384606342 | TNB | DISTRIBUTION | WP PUTRAJAYA & CYBERJAYA | Existing | 33 kV | MAIN | RYB | VPTJ/PMU/G00002 | PMU DATO ABU BAKAR BAGINDA-ABBA 132/33KV | M |  | Pass | null
384606343 | TNB | DISTRIBUTION | WP PUTRAJAYA & CYBERJAYA | Existing | 33 kV | RESERVE | RYB | VPTJ/PMU/G00002 | PMU DATO ABU BAKAR BAGINDA-ABBA 132/33KV | R |  | Pass | null
384606344 | TNB | DISTRIBUTION | WP PUTRAJAYA & CYBERJAYA | Existing | 33 kV |  | RYB | VPTJ/PMU/G00002 | PMU DATO ABU BAKAR BAGINDA-ABBA 132/33KV |  |  | Fail | Please check "Use"
384606345 | TNB | DISTRIBUTION | WP PUTRAJAYA & CYBERJAYA | Existing | 33 kV | MAIN | RYB | VPTJ/PMU/G00002 | PMU DATO ABU BAKAR BAGINDA-ABBA 132/33KV | M |  | Pass | null
384606346 | TNB | DISTRIBUTION | WP PUTRAJAYA & CYBERJAYA | Existing | 33 kV |  | RYB | VPTJ/PMU/G00002 | PMU DATO ABU BAKAR BAGINDA-ABBA 132/33KV |  |  | Fail | Please check "Use"
384606347 | TNB | DISTRIBUTION | WP PUTRAJAYA & CYBERJAYA | Existing | 33 kV | RESERVE | RYB | VPTJ/PMU/G00002 | PMU DATO ABU BAKAR BAGINDA-ABBA 132/33KV | R |  | Pass | null
384606348 | TNB | DISTRIBUTION | WP PUTRAJAYA & CYBERJAYA | Existing | 33 kV |  | RYB | VPTJ/PMU/G00002 | PMU DATO ABU BAKAR BAGINDA-ABBA 132/33KV |  |  | Fail | Please check "Use"
384606349 | TNB | DISTRIBUTION | WP PUTRAJAYA & CYBERJAYA | Existing | 33 kV | MAIN | RYB | VPTJ/PMU/G00002 | PMU DATO ABU BAKAR BAGINDA-ABBA 132/33KV | M |  | Pass | null
384606354 | TNB | DISTRIBUTION | WP PUTRAJAYA & CYBERJAYA | Existing | 33 kV |  | RYB | VPTJ/PMU/G00002 | PMU DATO ABU BAKAR BAGINDA-ABBA 132/33KV |  |  | Fail | Please check "Use"
384606355 | TNB | DISTRIBUTION | WP PUTRAJAYA & CYBERJAYA | Existing | 33 kV |  | RYB | VPTJ/PMU/G00002 | PMU DATO ABU BAKAR BAGINDA-ABBA 132/33KV |  |  | Fail | Please check "Use"
384606357 | TNB | DISTRIBUTION | WP PUTRAJAYA & CYBERJAYA | Existing | 33 kV | MAIN | RYB | VPTJ/PMU/G00002 | PMU DATO ABU BAKAR BAGINDA-ABBA 132/33KV | M |  | Pass | null
384606358 | TNB | DISTRIBUTION | WP PUTRAJAYA & CYBERJAYA | Existing | 33 kV |  | RYB | VPTJ/PMU/G00002 | PMU DATO ABU BAKAR BAGINDA-ABBA 132/33KV |  |  | Fail | Please check "Use"
384606367 | TNB | DISTRIBUTION | WP PUTRAJAYA & CYBERJAYA | Existing | 33 kV |  | RYB | VPTJ/PMU/G00002 | PMU DATO ABU BAKAR BAGINDA-ABBA 132/33KV |  |  | Fail | Please check "Use"
384606377 | TNB | DISTRIBUTION | WP PUTRAJAYA & CYBERJAYA | Existing | 33 kV | RESERVE | RYB | VPTJ/PMU/G00002 | PMU DATO ABU BAKAR BAGINDA-ABBA 132/33KV | R |  | Pass | null
384606384 | TNB | DISTRIBUTION | WP PUTRAJAYA & CYBERJAYA | Existing | 33 kV |  | RYB | VPTJ/PMU/G00002 | PMU DATO ABU BAKAR BAGINDA-ABBA 132/33KV |  |  | Fail | Please check "Use"
384606385 | TNB | DISTRIBUTION | WP PUTRAJAYA & CYBERJAYA | Existing | 33 kV |  | RYB | VPTJ/PMU/G00002 | PMU DATO ABU BAKAR BAGINDA-ABBA 132/33KV |  |  | Fail | Please check "Use"
384606386 | TNB | DISTRIBUTION | WP PUTRAJAYA & CYBERJAYA | Existing | 33 kV |  | RYB | VPTJ/PMU/G00002 | PMU DATO ABU BAKAR BAGINDA-ABBA 132/33KV |  |  | Fail | Please check "Use"
384606388 | TNB | DISTRIBUTION | WP PUTRAJAYA & CYBERJAYA | Existing | 33 kV | MAIN | RYB | VPTJ/PMU/G00002 | PMU DATO ABU BAKAR BAGINDA-ABBA 132/33KV | M |  | Pass | null
384606389 | TNB | DISTRIBUTION | WP PUTRAJAYA & CYBERJAYA | Existing | 33 kV | MAIN | RYB | VPTJ/PMU/G00002 | PMU DATO ABU BAKAR BAGINDA-ABBA 132/33KV | M |  | Pass | null
384606392 | TNB | DISTRIBUTION | WP PUTRAJAYA & CYBERJAYA | Existing | 33 kV |  | RYB | VPTJ/PMU/G00002 | PMU DATO ABU BAKAR BAGINDA-ABBA 132/33KV |  |  | Fail | Please check "Use"
384606393 | TNB | DISTRIBUTION | WP PUTRAJAYA & CYBERJAYA | Existing | 33 kV |  | RYB | VPTJ/PMU/G00002 | PMU DATO ABU BAKAR BAGINDA-ABBA 132/33KV |  |  | Fail | Please check "Use"
384606394 | TNB | DISTRIBUTION | WP PUTRAJAYA & CYBERJAYA | Existing | 33 kV |  | RYB | VPTJ/PMU/G00002 | PMU DATO ABU BAKAR BAGINDA-ABBA 132/33KV |  |  | Fail | Please check "Use"
384606395 | TNB | DISTRIBUTION | WP PUTRAJAYA & CYBERJAYA | Existing | 33 kV | MAIN | RYB | VPTJ/PMU/G00002 | PMU DATO ABU BAKAR BAGINDA-ABBA 132/33KV | M |  | Pass | null
384606396 | TNB | DISTRIBUTION | WP PUTRAJAYA & CYBERJAYA | Existing | 33 kV | MAIN | RYB | VPTJ/PMU/G00002 | PMU DATO ABU BAKAR BAGINDA-ABBA 132/33KV | M |  | Pass | null
384606397 | TNB | DISTRIBUTION | WP PUTRAJAYA & CYBERJAYA | Existing | 33 kV | MAIN | RYB | VPTJ/PMU/G00002 | PMU DATO ABU BAKAR BAGINDA-ABBA 132/33KV | M |  | Pass | null
384606398 | TNB | DISTRIBUTION | WP PUTRAJAYA & CYBERJAYA | Existing | 33 kV | MAIN | RYB | VPTJ/PMU/G00002 | PMU DATO ABU BAKAR BAGINDA-ABBA 132/33KV | M |  | Pass | null
384606399 | TNB | DISTRIBUTION | WP PUTRAJAYA & CYBERJAYA | Existing | 33 kV | RESERVE | RYB | VPTJ/PMU/G00002 | PMU DATO ABU BAKAR BAGINDA-ABBA 132/33KV | R |  | Pass | null
384606400 | TNB | DISTRIBUTION | WP PUTRAJAYA & CYBERJAYA | Existing | 33 kV |  | RYB | VPTJ/PMU/G00002 | PMU DATO ABU BAKAR BAGINDA-ABBA 132/33KV |  |  | Fail | Please check "Use"
384606401 | TNB | DISTRIBUTION | WP PUTRAJAYA & CYBERJAYA | Existing | 33 kV | RESERVE | RYB | VPTJ/PMU/G00002 | PMU DATO ABU BAKAR BAGINDA-ABBA 132/33KV | R |  | Pass | null
384606402 | TNB | DISTRIBUTION | WP PUTRAJAYA & CYBERJAYA | Existing | 33 kV | RESERVE | RYB | VPTJ/PMU/G00002 | PMU DATO ABU BAKAR BAGINDA-ABBA 132/33KV | R |  | Pass | null
384606403 | TNB | DISTRIBUTION | WP PUTRAJAYA & CYBERJAYA | Existing | 33 kV | RESERVE | RYB | VPTJ/PMU/G00002 | PMU DATO ABU BAKAR BAGINDA-ABBA 132/33KV | R |  | Pass | null
384606404 | TNB | DISTRIBUTION | WP PUTRAJAYA & CYBERJAYA | Existing | 33 kV |  | RYB | VPTJ/PMU/G00002 | PMU DATO ABU BAKAR BAGINDA-ABBA 132/33KV |  |  | Fail | Please check "Use"
384606405 | TNB | DISTRIBUTION | WP PUTRAJAYA & CYBERJAYA | Existing | 33 kV |  | RYB | VPTJ/PMU/G00002 | PMU DATO ABU BAKAR BAGINDA-ABBA 132/33KV |  |  | Fail | Please check "Use"
384606406 | TNB | DISTRIBUTION | WP PUTRAJAYA & CYBERJAYA | Existing | 33 kV |  | RYB | VPTJ/PMU/G00002 | PMU DATO ABU BAKAR BAGINDA-ABBA 132/33KV |  |  | Fail | Please check "Use"
384606411 | TNB | DISTRIBUTION | WP PUTRAJAYA & CYBERJAYA | Existing | 33 kV |  | RYB | VPTJ/PMU/G00002 | PMU DATO ABU BAKAR BAGINDA-ABBA 132/33KV |  |  | Fail | Please check "Use"
384606417 | TNB | DISTRIBUTION | WP PUTRAJAYA & CYBERJAYA | Existing | 33 kV | RESERVE | RYB | VPTJ/PMU/G00002 | PMU DATO ABU BAKAR BAGINDA-ABBA 132/33KV | R |  | Pass | null
384606418 | TNB | DISTRIBUTION | WP PUTRAJAYA & CYBERJAYA | Existing | 33 kV | MAIN | RYB | VPTJ/PMU/G00002 | PMU DATO ABU BAKAR BAGINDA-ABBA 132/33KV | M |  | Pass | null
384606419 | TNB | DISTRIBUTION | WP PUTRAJAYA & CYBERJAYA | Existing | 33 kV |  | RYB | VPTJ/PMU/G00002 | PMU DATO ABU BAKAR BAGINDA-ABBA 132/33KV |  |  | Fail | Please check "Use"
384606420 | TNB | DISTRIBUTION | WP PUTRAJAYA & CYBERJAYA | Existing | 33 kV | RESERVE | RYB | VPTJ/PMU/G00002 | PMU DATO ABU BAKAR BAGINDA-ABBA 132/33KV | R |  | Pass | null
384606421 | TNB | DISTRIBUTION | WP PUTRAJAYA & CYBERJAYA | Existing | 33 kV | MAIN | RYB | VPTJ/PMU/G00002 | PMU DATO ABU BAKAR BAGINDA-ABBA 132/33KV | M |  | Pass | null
384606422 | TNB | DISTRIBUTION | WP PUTRAJAYA & CYBERJAYA | Existing | 33 kV |  | RYB | VPTJ/PMU/G00002 | PMU DATO ABU BAKAR BAGINDA-ABBA 132/33KV |  |  | Fail | Please check "Use"
384606423 | TNB | DISTRIBUTION | WP PUTRAJAYA & CYBERJAYA | Existing | 33 kV |  | RYB | VPTJ/PMU/G00002 | PMU DATO ABU BAKAR BAGINDA-ABBA 132/33KV |  |  | Fail | Please check "Use"
384606424 | TNB | DISTRIBUTION | WP PUTRAJAYA & CYBERJAYA | Existing | 33 kV |  | RYB | VPTJ/PMU/G00002 | PMU DATO ABU BAKAR BAGINDA-ABBA 132/33KV |  |  | Fail | Please check "Use"
384606425 | TNB | DISTRIBUTION | WP PUTRAJAYA & CYBERJAYA | Existing | 33 kV |  | RYB | VPTJ/PMU/G00002 | PMU DATO ABU BAKAR BAGINDA-ABBA 132/33KV |  |  | Fail | Please check "Use"
384606426 | TNB | DISTRIBUTION | WP PUTRAJAYA & CYBERJAYA | Existing | 33 kV |  | RYB | VPTJ/PMU/G00002 | PMU DATO ABU BAKAR BAGINDA-ABBA 132/33KV |  |  | Fail | Please check "Use"
384606433 | TNB | DISTRIBUTION | WP PUTRAJAYA & CYBERJAYA | Existing | 33 kV |  | RYB | VPTJ/PMU/G00002 | PMU DATO ABU BAKAR BAGINDA-ABBA 132/33KV |  |  | Fail | Please check "Use"
384606434 | TNB | DISTRIBUTION | WP PUTRAJAYA & CYBERJAYA | Existing | 33 kV |  | RYB | VPTJ/PMU/G00002 | PMU DATO ABU BAKAR BAGINDA-ABBA 132/33KV |  |  | Fail | Please check "Use"
384606435 | TNB | DISTRIBUTION | WP PUTRAJAYA & CYBERJAYA | Existing | 33 kV | MAIN | RYB | VPTJ/PMU/G00002 | PMU DATO ABU BAKAR BAGINDA-ABBA 132/33KV | M |  | Pass | null
384606436 | TNB | DISTRIBUTION | WP PUTRAJAYA & CYBERJAYA | Existing | 33 kV | MAIN | RYB | VPTJ/PMU/G00002 | PMU DATO ABU BAKAR BAGINDA-ABBA 132/33KV | M |  | Pass | null
384606437 | TNB | DISTRIBUTION | WP PUTRAJAYA & CYBERJAYA | Existing | 33 kV | RESERVE | RYB | VPTJ/PMU/G00002 | PMU DATO ABU BAKAR BAGINDA-ABBA 132/33KV | R |  | Pass | null
384606438 | TNB | DISTRIBUTION | WP PUTRAJAYA & CYBERJAYA | Existing | 33 kV |  | RYB | VPTJ/PMU/G00002 | PMU DATO ABU BAKAR BAGINDA-ABBA 132/33KV |  |  | Fail | Please check "Use"
384606443 | TNB | DISTRIBUTION | WP PUTRAJAYA & CYBERJAYA | Existing | 33 kV |  | RYB | VPTJ/PMU/G00002 | PMU DATO ABU BAKAR BAGINDA-ABBA 132/33KV |  |  | Fail | Please check "Use"
384607074 | TNB | DISTRIBUTION | WP PUTRAJAYA & CYBERJAYA | Existing | 11 kV |  | RYB | VPTJ/PMU/J00002 | PMU DATO ABU BAKAR BAGINDA-ABBA 33/11KV |  |  | Fail | Please check "Use"
384607081 | TNB | DISTRIBUTION | WP PUTRAJAYA & CYBERJAYA | Existing | 11 kV |  | RYB | VPTJ/PMU/J00002 | PMU DATO ABU BAKAR BAGINDA-ABBA 33/11KV |  |  | Fail | Please check "Use"
384607082 | TNB | DISTRIBUTION | WP PUTRAJAYA & CYBERJAYA | Existing | 11 kV |  | RYB | VPTJ/PMU/J00002 | PMU DATO ABU BAKAR BAGINDA-ABBA 33/11KV |  |  | Fail | Please check "Use"
384607095 | TNB | DISTRIBUTION | WP PUTRAJAYA & CYBERJAYA | Existing | 11 kV | RESERVE | RYB | VPTJ/PMU/J00002 | PMU DATO ABU BAKAR BAGINDA-ABBA 33/11KV | R |  | Pass | null
384607097 | TNB | DISTRIBUTION | WP PUTRAJAYA & CYBERJAYA | Existing | 11 kV |  | RYB | VPTJ/PMU/J00002 | PMU DATO ABU BAKAR BAGINDA-ABBA 33/11KV |  |  | Fail | Please check "Use"
384607100 | TNB | DISTRIBUTION | WP PUTRAJAYA & CYBERJAYA | Existing | 11 kV |  | RYB | VPTJ/PMU/J00002 | PMU DATO ABU BAKAR BAGINDA-ABBA 33/11KV |  |  | Fail | Please check "Use"
384607103 | TNB | DISTRIBUTION | WP PUTRAJAYA & CYBERJAYA | Existing | 11 kV |  | RYB | VPTJ/PMU/J00002 | PMU DATO ABU BAKAR BAGINDA-ABBA 33/11KV |  |  | Fail | Please check "Use"
384607108 | TNB | DISTRIBUTION | WP PUTRAJAYA & CYBERJAYA | Existing | 11 kV |  | RYB | VPTJ/PMU/J00002 | PMU DATO ABU BAKAR BAGINDA-ABBA 33/11KV |  |  | Fail | Please check "Use"
384607110 | TNB | DISTRIBUTION | WP PUTRAJAYA & CYBERJAYA | Existing | 11 kV |  | RYB | VPTJ/PMU/J00002 | PMU DATO ABU BAKAR BAGINDA-ABBA 33/11KV |  |  | Fail | Please check "Use"
384607112 | TNB | DISTRIBUTION | WP PUTRAJAYA & CYBERJAYA | Existing | 11 kV | RESERVE | RYB | VPTJ/PMU/J00002 | PMU DATO ABU BAKAR BAGINDA-ABBA 33/11KV | R |  | Pass | null
384607115 | TNB | DISTRIBUTION | WP PUTRAJAYA & CYBERJAYA | Existing | 11 kV |  | RYB | VPTJ/PMU/J00002 | PMU DATO ABU BAKAR BAGINDA-ABBA 33/11KV |  |  | Fail | Please check "Use"
384607116 | TNB | DISTRIBUTION | WP PUTRAJAYA & CYBERJAYA | Existing | 11 kV | MAIN | RYB | VPTJ/PMU/J00002 | PMU DATO ABU BAKAR BAGINDA-ABBA 33/11KV | M |  | Pass | null
384607117 | TNB | DISTRIBUTION | WP PUTRAJAYA & CYBERJAYA | Existing | 11 kV |  | RYB | VPTJ/PMU/J00002 | PMU DATO ABU BAKAR BAGINDA-ABBA 33/11KV |  |  | Fail | Please check "Use"
384607118 | TNB | DISTRIBUTION | WP PUTRAJAYA & CYBERJAYA | Existing | 11 kV | RESERVE | RYB | VPTJ/PMU/J00002 | PMU DATO ABU BAKAR BAGINDA-ABBA 33/11KV | R |  | Pass | null
384607122 | TNB | DISTRIBUTION | WP PUTRAJAYA & CYBERJAYA | Existing | 11 kV |  | RYB | VPTJ/PMU/J00002 | PMU DATO ABU BAKAR BAGINDA-ABBA 33/11KV |  |  | Fail | Please check "Use"
384607123 | TNB | DISTRIBUTION | WP PUTRAJAYA & CYBERJAYA | Existing | 11 kV |  | RYB | VPTJ/PMU/J00002 | PMU DATO ABU BAKAR BAGINDA-ABBA 33/11KV |  |  | Fail | Please check "Use"
384607128 | TNB | DISTRIBUTION | WP PUTRAJAYA & CYBERJAYA | Existing | 11 kV |  | RYB | VPTJ/PMU/J00002 | PMU DATO ABU BAKAR BAGINDA-ABBA 33/11KV |  |  | Fail | Please check "Use"
384607129 | TNB | DISTRIBUTION | WP PUTRAJAYA & CYBERJAYA | Existing | 11 kV |  | RYB | VPTJ/PMU/J00002 | PMU DATO ABU BAKAR BAGINDA-ABBA 33/11KV |  |  | Fail | Please check "Use"
384607130 | TNB | DISTRIBUTION | WP PUTRAJAYA & CYBERJAYA | Existing | 11 kV |  | RYB | VPTJ/PMU/J00002 | PMU DATO ABU BAKAR BAGINDA-ABBA 33/11KV |  |  | Fail | Please check "Use"
384607131 | TNB | DISTRIBUTION | WP PUTRAJAYA & CYBERJAYA | Existing | 11 kV | MAIN | RYB | VPTJ/PMU/J00002 | PMU DATO ABU BAKAR BAGINDA-ABBA 33/11KV | M |  | Pass | null
384607132 | TNB | DISTRIBUTION | WP PUTRAJAYA & CYBERJAYA | Existing | 11 kV | RESERVE | RYB | VPTJ/PMU/J00002 | PMU DATO ABU BAKAR BAGINDA-ABBA 33/11KV | R |  | Pass | null
384607133 | TNB | DISTRIBUTION | WP PUTRAJAYA & CYBERJAYA | Existing | 11 kV | MAIN | RYB | VPTJ/PMU/J00002 | PMU DATO ABU BAKAR BAGINDA-ABBA 33/11KV | M |  | Pass | null
384607136 | TNB | DISTRIBUTION | WP PUTRAJAYA & CYBERJAYA | Existing | 11 kV | RESERVE | RYB | VPTJ/PMU/J00002 | PMU DATO ABU BAKAR BAGINDA-ABBA 33/11KV | R |  | Pass | null
384607137 | TNB | DISTRIBUTION | WP PUTRAJAYA & CYBERJAYA | Existing | 11 kV | MAIN | RYB | VPTJ/PMU/J00002 | PMU DATO ABU BAKAR BAGINDA-ABBA 33/11KV | M |  | Pass | null
384607138 | TNB | DISTRIBUTION | WP PUTRAJAYA & CYBERJAYA | Existing | 11 kV |  | RYB | VPTJ/PMU/J00002 | PMU DATO ABU BAKAR BAGINDA-ABBA 33/11KV |  |  | Fail | Please check "Use"
384607139 | TNB | DISTRIBUTION | WP PUTRAJAYA & CYBERJAYA | Existing | 11 kV |  | RYB | VPTJ/PMU/J00002 | PMU DATO ABU BAKAR BAGINDA-ABBA 33/11KV |  |  | Fail | Please check "Use"
384607144 | TNB | DISTRIBUTION | WP PUTRAJAYA & CYBERJAYA | Existing | 11 kV | RESERVE | RYB | VPTJ/PMU/J00002 | PMU DATO ABU BAKAR BAGINDA-ABBA 33/11KV | R |  | Pass | null
384607145 | TNB | DISTRIBUTION | WP PUTRAJAYA & CYBERJAYA | Existing | 11 kV |  | RYB | VPTJ/PMU/J00002 | PMU DATO ABU BAKAR BAGINDA-ABBA 33/11KV |  |  | Fail | Please check "Use"
384607146 | TNB | DISTRIBUTION | WP PUTRAJAYA & CYBERJAYA | Existing | 11 kV |  | RYB | VPTJ/PMU/J00002 | PMU DATO ABU BAKAR BAGINDA-ABBA 33/11KV |  |  | Fail | Please check "Use"
384607149 | TNB | DISTRIBUTION | WP PUTRAJAYA & CYBERJAYA | Existing | 11 kV |  | RYB | VPTJ/PMU/J00002 | PMU DATO ABU BAKAR BAGINDA-ABBA 33/11KV |  |  | Fail | Please check "Use"
384607150 | TNB | DISTRIBUTION | WP PUTRAJAYA & CYBERJAYA | Existing | 11 kV | RESERVE | RYB | VPTJ/PMU/J00002 | PMU DATO ABU BAKAR BAGINDA-ABBA 33/11KV | R |  | Pass | null
384607158 | TNB | DISTRIBUTION | WP PUTRAJAYA & CYBERJAYA | Existing | 11 kV |  | RYB | VPTJ/PMU/J00002 | PMU DATO ABU BAKAR BAGINDA-ABBA 33/11KV |  |  | Fail | Please check "Use"
384607159 | TNB | DISTRIBUTION | WP PUTRAJAYA & CYBERJAYA | Existing | 11 kV |  | RYB | VPTJ/PMU/J00002 | PMU DATO ABU BAKAR BAGINDA-ABBA 33/11KV |  |  | Fail | Please check "Use"
384607167 | TNB | DISTRIBUTION | WP PUTRAJAYA & CYBERJAYA | Existing | 11 kV | MAIN | RYB | VPTJ/PMU/J00002 | PMU DATO ABU BAKAR BAGINDA-ABBA 33/11KV | M |  | Pass | null
384607168 | TNB | DISTRIBUTION | WP PUTRAJAYA & CYBERJAYA | Existing | 11 kV | RESERVE | RYB | VPTJ/PMU/J00002 | PMU DATO ABU BAKAR BAGINDA-ABBA 33/11KV | R |  | Pass | null
384607170 | TNB | DISTRIBUTION | WP PUTRAJAYA & CYBERJAYA | Existing | 11 kV |  | RYB | VPTJ/PMU/J00002 | PMU DATO ABU BAKAR BAGINDA-ABBA 33/11KV |  |  | Fail | Please check "Use"
384607171 | TNB | DISTRIBUTION | WP PUTRAJAYA & CYBERJAYA | Existing | 11 kV |  | RYB | VPTJ/PMU/J00002 | PMU DATO ABU BAKAR BAGINDA-ABBA 33/11KV |  |  | Fail | Please check "Use"
384607172 | TNB | DISTRIBUTION | WP PUTRAJAYA & CYBERJAYA | Existing | 11 kV | MAIN | RYB | VPTJ/PMU/J00002 | PMU DATO ABU BAKAR BAGINDA-ABBA 33/11KV | M |  | Pass | null
384607173 | TNB | DISTRIBUTION | WP PUTRAJAYA & CYBERJAYA | Existing | 11 kV |  | RYB | VPTJ/PMU/J00002 | PMU DATO ABU BAKAR BAGINDA-ABBA 33/11KV |  |  | Fail | Please check "Use"
384607174 | TNB | DISTRIBUTION | WP PUTRAJAYA & CYBERJAYA | Existing | 11 kV |  | RYB | VPTJ/PMU/J00002 | PMU DATO ABU BAKAR BAGINDA-ABBA 33/11KV |  |  | Fail | Please check "Use"
384607176 | TNB | DISTRIBUTION | WP PUTRAJAYA & CYBERJAYA | Existing | 11 kV | RESERVE | RYB | VPTJ/PMU/J00002 | PMU DATO ABU BAKAR BAGINDA-ABBA 33/11KV | R |  | Pass | null
384607178 | TNB | DISTRIBUTION | WP PUTRAJAYA & CYBERJAYA | Existing | 11 kV | MAIN | RYB | VPTJ/PMU/J00002 | PMU DATO ABU BAKAR BAGINDA-ABBA 33/11KV | M |  | Pass | null
384607189 | TNB | DISTRIBUTION | WP PUTRAJAYA & CYBERJAYA | Existing | 11 kV | RESERVE | RYB | VPTJ/PMU/J00002 | PMU DATO ABU BAKAR BAGINDA-ABBA 33/11KV | R |  | Pass | null
384607190 | TNB | DISTRIBUTION | WP PUTRAJAYA & CYBERJAYA | Existing | 11 kV |  | RYB | VPTJ/PMU/J00002 | PMU DATO ABU BAKAR BAGINDA-ABBA 33/11KV |  |  | Fail | Please check "Use"
384607191 | TNB | DISTRIBUTION | WP PUTRAJAYA & CYBERJAYA | Existing | 11 kV | RESERVE | RYB | VPTJ/PMU/J00002 | PMU DATO ABU BAKAR BAGINDA-ABBA 33/11KV | R |  | Pass | null
384607193 | TNB | DISTRIBUTION | WP PUTRAJAYA & CYBERJAYA | Existing | 11 kV |  | RYB | VPTJ/PMU/J00002 | PMU DATO ABU BAKAR BAGINDA-ABBA 33/11KV |  |  | Fail | Please check "Use"
384607194 | TNB | DISTRIBUTION | WP PUTRAJAYA & CYBERJAYA | Existing | 11 kV | RESERVE | RYB | VPTJ/PMU/J00002 | PMU DATO ABU BAKAR BAGINDA-ABBA 33/11KV | R |  | Pass | null
384607195 | TNB | DISTRIBUTION | WP PUTRAJAYA & CYBERJAYA | Existing | 11 kV | MAIN | RYB | VPTJ/PMU/J00002 | PMU DATO ABU BAKAR BAGINDA-ABBA 33/11KV | M |  | Pass | null
384607196 | TNB | DISTRIBUTION | WP PUTRAJAYA & CYBERJAYA | Existing | 11 kV | RESERVE | RYB | VPTJ/PMU/J00002 | PMU DATO ABU BAKAR BAGINDA-ABBA 33/11KV | R |  | Pass | null
384607198 | TNB | DISTRIBUTION | WP PUTRAJAYA & CYBERJAYA | Existing | 11 kV |  | RYB | VPTJ/PMU/J00002 | PMU DATO ABU BAKAR BAGINDA-ABBA 33/11KV |  |  | Fail | Please check "Use"
384607199 | TNB | DISTRIBUTION | WP PUTRAJAYA & CYBERJAYA | Existing | 11 kV |  | RYB | VPTJ/PMU/J00002 | PMU DATO ABU BAKAR BAGINDA-ABBA 33/11KV |  |  | Fail | Please check "Use"
384607200 | TNB | DISTRIBUTION | WP PUTRAJAYA & CYBERJAYA | Existing | 11 kV | MAIN | RYB | VPTJ/PMU/J00002 | PMU DATO ABU BAKAR BAGINDA-ABBA 33/11KV | M |  | Pass | null
384607202 | TNB | DISTRIBUTION | WP PUTRAJAYA & CYBERJAYA | Existing | 11 kV | RESERVE | RYB | VPTJ/PMU/J00002 | PMU DATO ABU BAKAR BAGINDA-ABBA 33/11KV | R2 |  | Pass | null
384607210 | TNB | DISTRIBUTION | WP PUTRAJAYA & CYBERJAYA | Existing | 11 kV | MAIN | RYB | VPTJ/PMU/J00002 | PMU DATO ABU BAKAR BAGINDA-ABBA 33/11KV | M |  | Pass | null
384607211 | TNB | DISTRIBUTION | WP PUTRAJAYA & CYBERJAYA | Existing | 11 kV | MAIN | RYB | VPTJ/PMU/J00002 | PMU DATO ABU BAKAR BAGINDA-ABBA 33/11KV | M |  | Pass | null
384607212 | TNB | DISTRIBUTION | WP PUTRAJAYA & CYBERJAYA | Existing | 11 kV | MAIN | RYB | VPTJ/PMU/J00002 | PMU DATO ABU BAKAR BAGINDA-ABBA 33/11KV | M |  | Pass | null
384607215 | TNB | DISTRIBUTION | WP PUTRAJAYA & CYBERJAYA | Existing | 11 kV |  | RYB | VPTJ/PMU/J00002 | PMU DATO ABU BAKAR BAGINDA-ABBA 33/11KV |  |  | Fail | Please check "Use"
384607216 | TNB | DISTRIBUTION | WP PUTRAJAYA & CYBERJAYA | Existing | 11 kV | MAIN | RYB | VPTJ/PMU/J00002 | PMU DATO ABU BAKAR BAGINDA-ABBA 33/11KV | M2 |  | Pass | null
384607217 | TNB | DISTRIBUTION | WP PUTRAJAYA & CYBERJAYA | Existing | 11 kV | MAIN | RYB | VPTJ/PMU/J00002 | PMU DATO ABU BAKAR BAGINDA-ABBA 33/11KV | M |  | Pass | null
384607218 | TNB | DISTRIBUTION | WP PUTRAJAYA & CYBERJAYA | Existing | 11 kV |  | RYB | VPTJ/PMU/J00002 | PMU DATO ABU BAKAR BAGINDA-ABBA 33/11KV |  |  | Fail | Please check "Use"
384607224 | TNB | DISTRIBUTION | WP PUTRAJAYA & CYBERJAYA | Existing | 11 kV | RESERVE | RYB | VPTJ/PMU/J00002 | PMU DATO ABU BAKAR BAGINDA-ABBA 33/11KV | R |  | Pass | null
384607225 | TNB | DISTRIBUTION | WP PUTRAJAYA & CYBERJAYA | Existing | 11 kV | MAIN | RYB | VPTJ/PMU/J00002 | PMU DATO ABU BAKAR BAGINDA-ABBA 33/11KV | M |  | Pass | null
384607226 | TNB | DISTRIBUTION | WP PUTRAJAYA & CYBERJAYA | Existing | 11 kV | MAIN | RYB | VPTJ/PMU/J00002 | PMU DATO ABU BAKAR BAGINDA-ABBA 33/11KV | M |  | Pass | null
384607231 | TNB | DISTRIBUTION | WP PUTRAJAYA & CYBERJAYA | Existing | 11 kV | RESERVE | RYB | VPTJ/PMU/J00002 | PMU DATO ABU BAKAR BAGINDA-ABBA 33/11KV | R |  | Pass | null
384607232 | TNB | DISTRIBUTION | WP PUTRAJAYA & CYBERJAYA | Existing | 11 kV |  | RYB | VPTJ/PMU/J00002 | PMU DATO ABU BAKAR BAGINDA-ABBA 33/11KV |  |  | Fail | Please check "Use"
384607233 | TNB | DISTRIBUTION | WP PUTRAJAYA & CYBERJAYA | Existing | 11 kV | MAIN | RYB | VPTJ/PMU/J00002 | PMU DATO ABU BAKAR BAGINDA-ABBA 33/11KV | M |  | Pass | null
384607234 | TNB | DISTRIBUTION | WP PUTRAJAYA & CYBERJAYA | Existing | 11 kV |  | RYB | VPTJ/PMU/J00002 | PMU DATO ABU BAKAR BAGINDA-ABBA 33/11KV |  |  | Fail | Please check "Use"
384607235 | TNB | DISTRIBUTION | WP PUTRAJAYA & CYBERJAYA | Existing | 11 kV | MAIN | RYB | VPTJ/PMU/J00002 | PMU DATO ABU BAKAR BAGINDA-ABBA 33/11KV | M |  | Pass | null
384607242 | TNB | DISTRIBUTION | WP PUTRAJAYA & CYBERJAYA | Existing | 11 kV | RESERVE | RYB | VPTJ/PMU/J00002 | PMU DATO ABU BAKAR BAGINDA-ABBA 33/11KV | R |  | Pass | null
384607243 | TNB | DISTRIBUTION | WP PUTRAJAYA & CYBERJAYA | Existing | 11 kV | MAIN | RYB | VPTJ/PMU/J00002 | PMU DATO ABU BAKAR BAGINDA-ABBA 33/11KV | M |  | Pass | null
384607244 | TNB | DISTRIBUTION | WP PUTRAJAYA & CYBERJAYA | Existing | 11 kV |  | RYB | VPTJ/PMU/J00002 | PMU DATO ABU BAKAR BAGINDA-ABBA 33/11KV |  |  | Fail | Please check "Use"
384607247 | TNB | DISTRIBUTION | WP PUTRAJAYA & CYBERJAYA | Existing | 11 kV |  | RYB | VPTJ/PMU/J00002 | PMU DATO ABU BAKAR BAGINDA-ABBA 33/11KV |  |  | Fail | Please check "Use"
384607248 | TNB | DISTRIBUTION | WP PUTRAJAYA & CYBERJAYA | Existing | 11 kV | RESERVE | RYB | VPTJ/PMU/J00002 | PMU DATO ABU BAKAR BAGINDA-ABBA 33/11KV | R |  | Pass | null
384607250 | TNB | DISTRIBUTION | WP PUTRAJAYA & CYBERJAYA | Existing | 11 kV | MAIN | RYB | VPTJ/PMU/J00002 | PMU DATO ABU BAKAR BAGINDA-ABBA 33/11KV | M |  | Pass | null
384607253 | TNB | DISTRIBUTION | WP PUTRAJAYA & CYBERJAYA | Existing | 11 kV | MAIN | RYB | VPTJ/PMU/J00002 | PMU DATO ABU BAKAR BAGINDA-ABBA 33/11KV | M |  | Pass | null
384607262 | TNB | DISTRIBUTION | WP PUTRAJAYA & CYBERJAYA | Existing | 11 kV |  | RYB | VPTJ/PMU/J00002 | PMU DATO ABU BAKAR BAGINDA-ABBA 33/11KV |  |  | Fail | Please check "Use"
384607263 | TNB | DISTRIBUTION | WP PUTRAJAYA & CYBERJAYA | Existing | 11 kV | MAIN | RYB | VPTJ/PMU/J00002 | PMU DATO ABU BAKAR BAGINDA-ABBA 33/11KV | M |  | Pass | null
384607269 | TNB | DISTRIBUTION | WP PUTRAJAYA & CYBERJAYA | Existing | 11 kV |  | RYB | VPTJ/PMU/J00002 | PMU DATO ABU BAKAR BAGINDA-ABBA 33/11KV |  |  | Fail | Please check "Use"
384607273 | TNB | DISTRIBUTION | WP PUTRAJAYA & CYBERJAYA | Existing | 11 kV | RESERVE | RYB | VPTJ/PMU/J00002 | PMU DATO ABU BAKAR BAGINDA-ABBA 33/11KV | R |  | Pass | null
384607274 | TNB | DISTRIBUTION | WP PUTRAJAYA & CYBERJAYA | Existing | 11 kV | RESERVE | RYB | VPTJ/PMU/J00002 | PMU DATO ABU BAKAR BAGINDA-ABBA 33/11KV | R |  | Pass | null
384607277 | TNB | DISTRIBUTION | WP PUTRAJAYA & CYBERJAYA | Existing | 11 kV | RESERVE | RYB | VPTJ/PMU/J00002 | PMU DATO ABU BAKAR BAGINDA-ABBA 33/11KV | R |  | Pass | null
384607279 | TNB | DISTRIBUTION | WP PUTRAJAYA & CYBERJAYA | Existing | 11 kV |  | RYB | VPTJ/PMU/J00002 | PMU DATO ABU BAKAR BAGINDA-ABBA 33/11KV |  |  | Fail | Please check "Use"
384607284 | TNB | DISTRIBUTION | WP PUTRAJAYA & CYBERJAYA | Existing | 11 kV |  | RYB | VPTJ/PMU/J00002 | PMU DATO ABU BAKAR BAGINDA-ABBA 33/11KV |  |  | Fail | Please check "Use"
384607285 | TNB | DISTRIBUTION | WP PUTRAJAYA & CYBERJAYA | Existing | 11 kV | RESERVE | RYB | VPTJ/PMU/J00002 | PMU DATO ABU BAKAR BAGINDA-ABBA 33/11KV | R |  | Pass | null
384607286 | TNB | DISTRIBUTION | WP PUTRAJAYA & CYBERJAYA | Existing | 11 kV |  | RYB | VPTJ/PMU/J00002 | PMU DATO ABU BAKAR BAGINDA-ABBA 33/11KV |  |  | Fail | Please check "Use"
384607289 | TNB | DISTRIBUTION | WP PUTRAJAYA & CYBERJAYA | Existing | 11 kV |  | RYB | VPTJ/PMU/J00002 | PMU DATO ABU BAKAR BAGINDA-ABBA 33/11KV |  |  | Fail | Please check "Use"
384607290 | TNB | DISTRIBUTION | WP PUTRAJAYA & CYBERJAYA | Existing | 11 kV | MAIN | RYB | VPTJ/PMU/J00002 | PMU DATO ABU BAKAR BAGINDA-ABBA 33/11KV | M |  | Pass | null
384607291 | TNB | DISTRIBUTION | WP PUTRAJAYA & CYBERJAYA | Existing | 11 kV |  | RYB | VPTJ/PMU/J00002 | PMU DATO ABU BAKAR BAGINDA-ABBA 33/11KV |  |  | Fail | Please check "Use"
384607296 | TNB | DISTRIBUTION | WP PUTRAJAYA & CYBERJAYA | Existing | 11 kV | MAIN | RYB | VPTJ/PMU/J00002 | PMU DATO ABU BAKAR BAGINDA-ABBA 33/11KV | M |  | Pass | null
384607297 | TNB | DISTRIBUTION | WP PUTRAJAYA & CYBERJAYA | Existing | 11 kV | RESERVE | RYB | VPTJ/PMU/J00002 | PMU DATO ABU BAKAR BAGINDA-ABBA 33/11KV | R |  | Pass | null
384607298 | TNB | DISTRIBUTION | WP PUTRAJAYA & CYBERJAYA | Existing | 11 kV |  | RYB | VPTJ/PMU/J00002 | PMU DATO ABU BAKAR BAGINDA-ABBA 33/11KV |  |  | Fail | Please check "Use"
384607304 | TNB | DISTRIBUTION | WP PUTRAJAYA & CYBERJAYA | Existing | 11 kV | MAIN | RYB | VPTJ/PMU/J00002 | PMU DATO ABU BAKAR BAGINDA-ABBA 33/11KV | M |  | Pass | null
384607305 | TNB | DISTRIBUTION | WP PUTRAJAYA & CYBERJAYA | Existing | 11 kV | MAIN | RYB | VPTJ/PMU/J00002 | PMU DATO ABU BAKAR BAGINDA-ABBA 33/11KV | M |  | Pass | null
384607306 | TNB | DISTRIBUTION | WP PUTRAJAYA & CYBERJAYA | Existing | 11 kV |  | RYB | VPTJ/PMU/J00002 | PMU DATO ABU BAKAR BAGINDA-ABBA 33/11KV |  |  | Fail | Please check "Use"
384607308 | TNB | DISTRIBUTION | WP PUTRAJAYA & CYBERJAYA | Existing | 11 kV |  | RYB | VPTJ/PMU/J00002 | PMU DATO ABU BAKAR BAGINDA-ABBA 33/11KV |  |  | Fail | Please check "Use"
384607309 | TNB | DISTRIBUTION | WP PUTRAJAYA & CYBERJAYA | Existing | 11 kV | RESERVE | RYB | VPTJ/PMU/J00002 | PMU DATO ABU BAKAR BAGINDA-ABBA 33/11KV | R |  | Pass | null
384607320 | TNB | DISTRIBUTION | WP PUTRAJAYA & CYBERJAYA | Existing | 11 kV | MAIN | RYB | VPTJ/PMU/J00002 | PMU DATO ABU BAKAR BAGINDA-ABBA 33/11KV | M |  | Pass | null
384607321 | TNB | DISTRIBUTION | WP PUTRAJAYA & CYBERJAYA | Existing | 11 kV | RESERVE | RYB | VPTJ/PMU/J00002 | PMU DATO ABU BAKAR BAGINDA-ABBA 33/11KV | R |  | Pass | null
384607322 | TNB | DISTRIBUTION | WP PUTRAJAYA & CYBERJAYA | Existing | 11 kV | RESERVE | RYB | VPTJ/PMU/J00002 | PMU DATO ABU BAKAR BAGINDA-ABBA 33/11KV | R |  | Pass | null
384607323 | TNB | DISTRIBUTION | WP PUTRAJAYA & CYBERJAYA | Existing | 11 kV |  | RYB | VPTJ/PMU/J00002 | PMU DATO ABU BAKAR BAGINDA-ABBA 33/11KV |  |  | Fail | Please check "Use"
384607329 | TNB | DISTRIBUTION | WP PUTRAJAYA & CYBERJAYA | Existing | 11 kV | MAIN | RYB | VPTJ/PMU/J00002 | PMU DATO ABU BAKAR BAGINDA-ABBA 33/11KV | M |  | Pass | null
384607330 | TNB | DISTRIBUTION | WP PUTRAJAYA & CYBERJAYA | Existing | 11 kV | RESERVE | RYB | VPTJ/PMU/J00002 | PMU DATO ABU BAKAR BAGINDA-ABBA 33/11KV | R |  | Pass | null
384607331 | TNB | DISTRIBUTION | WP PUTRAJAYA & CYBERJAYA | Existing | 11 kV | RESERVE | RYB | VPTJ/PMU/J00002 | PMU DATO ABU BAKAR BAGINDA-ABBA 33/11KV | R |  | Pass | null
384607336 | TNB | DISTRIBUTION | WP PUTRAJAYA & CYBERJAYA | Existing | 11 kV |  | RYB | VPTJ/PMU/J00002 | PMU DATO ABU BAKAR BAGINDA-ABBA 33/11KV |  |  | Fail | Please check "Use"
384607337 | TNB | DISTRIBUTION | WP PUTRAJAYA & CYBERJAYA | Existing | 11 kV | RESERVE | RYB | VPTJ/PMU/J00002 | PMU DATO ABU BAKAR BAGINDA-ABBA 33/11KV | R |  | Pass | null
384607338 | TNB | DISTRIBUTION | WP PUTRAJAYA & CYBERJAYA | Existing | 11 kV |  | RYB | VPTJ/PMU/J00002 | PMU DATO ABU BAKAR BAGINDA-ABBA 33/11KV |  |  | Fail | Please check "Use"
384607340 | TNB | DISTRIBUTION | WP PUTRAJAYA & CYBERJAYA | Existing | 11 kV |  | RYB | VPTJ/PMU/J00002 | PMU DATO ABU BAKAR BAGINDA-ABBA 33/11KV |  |  | Fail | Please check "Use"
384607355 | TNB | DISTRIBUTION | WP PUTRAJAYA & CYBERJAYA | Existing | 11 kV |  | RYB | VPTJ/PMU/J00002 | PMU DATO ABU BAKAR BAGINDA-ABBA 33/11KV |  |  | Fail | Please check "Use"
384607356 | TNB | DISTRIBUTION | WP PUTRAJAYA & CYBERJAYA | Existing | 11 kV |  | RYB | VPTJ/PMU/J00002 | PMU DATO ABU BAKAR BAGINDA-ABBA 33/11KV |  |  | Fail | Please check "Use"
384607357 | TNB | DISTRIBUTION | WP PUTRAJAYA & CYBERJAYA | Existing | 11 kV | MAIN | RYB | VPTJ/PMU/J00002 | PMU DATO ABU BAKAR BAGINDA-ABBA 33/11KV | M |  | Pass | null
384607364 | TNB | DISTRIBUTION | WP PUTRAJAYA & CYBERJAYA | Existing | 11 kV | RESERVE | RYB | VPTJ/PMU/J00002 | PMU DATO ABU BAKAR BAGINDA-ABBA 33/11KV | R |  | Pass | null
384607369 | TNB | DISTRIBUTION | WP PUTRAJAYA & CYBERJAYA | Existing | 11 kV |  | RYB | VPTJ/PMU/J00002 | PMU DATO ABU BAKAR BAGINDA-ABBA 33/11KV |  |  | Fail | Please check "Use"
384607370 | TNB | DISTRIBUTION | WP PUTRAJAYA & CYBERJAYA | Existing | 11 kV | MAIN | RYB | VPTJ/PMU/J00002 | PMU DATO ABU BAKAR BAGINDA-ABBA 33/11KV | M |  | Pass | null
384607371 | TNB | DISTRIBUTION | WP PUTRAJAYA & CYBERJAYA | Existing | 11 kV | RESERVE | RYB | VPTJ/PMU/J00002 | PMU DATO ABU BAKAR BAGINDA-ABBA 33/11KV | R |  | Pass | null
384607372 | TNB | DISTRIBUTION | WP PUTRAJAYA & CYBERJAYA | Existing | 11 kV |  | RYB | VPTJ/PMU/J00002 | PMU DATO ABU BAKAR BAGINDA-ABBA 33/11KV |  |  | Fail | Please check "Use"
384607373 | TNB | DISTRIBUTION | WP PUTRAJAYA & CYBERJAYA | Existing | 11 kV |  | RYB | VPTJ/PMU/J00002 | PMU DATO ABU BAKAR BAGINDA-ABBA 33/11KV | M |  | Fail | Please check "Use"
384607374 | TNB | DISTRIBUTION | WP PUTRAJAYA & CYBERJAYA | Existing | 11 kV | MAIN | RYB | VPTJ/PMU/J00002 | PMU DATO ABU BAKAR BAGINDA-ABBA 33/11KV | M |  | Pass | null
384607375 | TNB | DISTRIBUTION | WP PUTRAJAYA & CYBERJAYA | Existing | 11 kV | RESERVE | RYB | VPTJ/PMU/J00002 | PMU DATO ABU BAKAR BAGINDA-ABBA 33/11KV | R |  | Pass | null
384607385 | TNB | DISTRIBUTION | WP PUTRAJAYA & CYBERJAYA | Existing | 11 kV |  | RYB | VPTJ/PMU/J00002 | PMU DATO ABU BAKAR BAGINDA-ABBA 33/11KV |  |  | Fail | Please check "Use"
384607386 | TNB | DISTRIBUTION | WP PUTRAJAYA & CYBERJAYA | Existing | 11 kV | RESERVE | RYB | VPTJ/PMU/J00002 | PMU DATO ABU BAKAR BAGINDA-ABBA 33/11KV | R |  | Pass | null
384607387 | TNB | DISTRIBUTION | WP PUTRAJAYA & CYBERJAYA | Existing | 11 kV |  | RYB | VPTJ/PMU/J00002 | PMU DATO ABU BAKAR BAGINDA-ABBA 33/11KV |  |  | Fail | Please check "Use"
384607388 | TNB | DISTRIBUTION | WP PUTRAJAYA & CYBERJAYA | Existing | 11 kV | MAIN | RYB | VPTJ/PMU/J00002 | PMU DATO ABU BAKAR BAGINDA-ABBA 33/11KV | M |  | Pass | null
384607390 | TNB | DISTRIBUTION | WP PUTRAJAYA & CYBERJAYA | Existing | 11 kV |  | RYB | VPTJ/PMU/J00002 | PMU DATO ABU BAKAR BAGINDA-ABBA 33/11KV |  |  | Fail | Please check "Use"
384607391 | TNB | DISTRIBUTION | WP PUTRAJAYA & CYBERJAYA | Existing | 11 kV |  | RYB | VPTJ/PMU/J00002 | PMU DATO ABU BAKAR BAGINDA-ABBA 33/11KV |  |  | Fail | Please check "Use"
384607394 | TNB | DISTRIBUTION | WP PUTRAJAYA & CYBERJAYA | Existing | 11 kV |  | RYB | VPTJ/PMU/J00002 | PMU DATO ABU BAKAR BAGINDA-ABBA 33/11KV |  |  | Fail | Please check "Use"
384607395 | TNB | DISTRIBUTION | WP PUTRAJAYA & CYBERJAYA | Existing | 11 kV |  | RYB | VPTJ/PMU/J00002 | PMU DATO ABU BAKAR BAGINDA-ABBA 33/11KV |  |  | Fail | Please check "Use"
384607396 | TNB | DISTRIBUTION | WP PUTRAJAYA & CYBERJAYA | Existing | 11 kV | MAIN | RYB | VPTJ/PMU/J00002 | PMU DATO ABU BAKAR BAGINDA-ABBA 33/11KV | M |  | Pass | null
384607397 | TNB | DISTRIBUTION | WP PUTRAJAYA & CYBERJAYA | Existing | 11 kV | MAIN | RYB | VPTJ/PMU/J00002 | PMU DATO ABU BAKAR BAGINDA-ABBA 33/11KV | M |  | Pass | null
384607398 | TNB | DISTRIBUTION | WP PUTRAJAYA & CYBERJAYA | Existing | 11 kV |  | RYB | VPTJ/PMU/J00002 | PMU DATO ABU BAKAR BAGINDA-ABBA 33/11KV |  |  | Fail | Please check "Use"
384607408 | TNB | DISTRIBUTION | WP PUTRAJAYA & CYBERJAYA | Existing | 11 kV |  | RYB | VPTJ/PMU/J00002 | PMU DATO ABU BAKAR BAGINDA-ABBA 33/11KV |  |  | Fail | Please check "Use"
384607409 | TNB | DISTRIBUTION | WP PUTRAJAYA & CYBERJAYA | Existing | 11 kV | RESERVE | RYB | VPTJ/PMU/J00002 | PMU DATO ABU BAKAR BAGINDA-ABBA 33/11KV | R |  | Pass | null
384607419 | TNB | DISTRIBUTION | WP PUTRAJAYA & CYBERJAYA | Existing | 11 kV |  | RYB | VPTJ/PMU/J00002 | PMU DATO ABU BAKAR BAGINDA-ABBA 33/11KV |  |  | Fail | Please check "Use"
384607420 | TNB | DISTRIBUTION | WP PUTRAJAYA & CYBERJAYA | Existing | 11 kV |  | RYB | VPTJ/PMU/J00002 | PMU DATO ABU BAKAR BAGINDA-ABBA 33/11KV |  |  | Fail | Please check "Use"
384607421 | TNB | DISTRIBUTION | WP PUTRAJAYA & CYBERJAYA | Existing | 11 kV | RESERVE | RYB | VPTJ/PMU/J00002 | PMU DATO ABU BAKAR BAGINDA-ABBA 33/11KV | R |  | Pass | null
384607422 | TNB | DISTRIBUTION | WP PUTRAJAYA & CYBERJAYA | Existing | 11 kV |  | RYB | VPTJ/PMU/J00002 | PMU DATO ABU BAKAR BAGINDA-ABBA 33/11KV |  |  | Fail | Please check "Use"
384607428 | TNB | DISTRIBUTION | WP PUTRAJAYA & CYBERJAYA | Existing | 11 kV | MAIN | RYB | VPTJ/PMU/J00002 | PMU DATO ABU BAKAR BAGINDA-ABBA 33/11KV | M |  | Pass | null
384607434 | TNB | DISTRIBUTION | WP PUTRAJAYA & CYBERJAYA | Existing | 11 kV |  | RYB | VPTJ/PMU/J00002 | PMU DATO ABU BAKAR BAGINDA-ABBA 33/11KV |  |  | Fail | Please check "Use"
384607444 | TNB | DISTRIBUTION | WP PUTRAJAYA & CYBERJAYA | Existing |  | RESERVE | RYB | VPTJ/PPU/G00010 | PPU PUTRAJAYA NO 4 | R |  | Fail | Please check "Operating Voltage"
384607445 | TNB | DISTRIBUTION | WP PUTRAJAYA & CYBERJAYA | Existing |  | MAIN | RYB | VPTJ/PPU/G00010 | PPU PUTRAJAYA NO 4 | Q1 |  | Fail | Please check "Operating Voltage"
384607446 | TNB | DISTRIBUTION | WP PUTRAJAYA & CYBERJAYA | Existing |  | MAIN | RYB | VPTJ/PPU/G00010 | PPU PUTRAJAYA NO 4 | Q1 |  | Fail | Please check "Operating Voltage"
384607447 | TNB | DISTRIBUTION | WP PUTRAJAYA & CYBERJAYA | Existing |  | MAIN | RYB | VPTJ/PPU/G00010 | PPU PUTRAJAYA NO 4 | Q1 |  | Fail | Please check "Operating Voltage"
384607448 | TNB | DISTRIBUTION | WP PUTRAJAYA & CYBERJAYA | Existing | 33 kV | RESERVE | RYB | VPTJ/PPU/G00010 | PPU PUTRAJAYA NO 4 | R |  | Pass | null
384607449 | TNB | DISTRIBUTION | WP PUTRAJAYA & CYBERJAYA | Existing | 33 kV | RESERVE | RYB | VPTJ/PPU/G00010 | PPU PUTRAJAYA NO 4 | R |  | Pass | null
384607450 | TNB | DISTRIBUTION | WP PUTRAJAYA & CYBERJAYA | Existing | 33 kV | RESERVE | RYB | VPTJ/PPU/G00010 | PPU PUTRAJAYA NO 4 | R |  | Pass | null
384607451 | TNB | DISTRIBUTION | WP PUTRAJAYA & CYBERJAYA | Existing | 33 kV | MAIN | RYB | VPTJ/PPU/G00010 | PPU PUTRAJAYA NO 4 | M2 |  | Pass | null
384607452 | TNB | DISTRIBUTION | WP PUTRAJAYA & CYBERJAYA | Existing | 33 kV | MAIN | RYB | VPTJ/PPU/G00010 | PPU PUTRAJAYA NO 4 | M2 |  | Pass | null
384607453 | TNB | DISTRIBUTION | WP PUTRAJAYA & CYBERJAYA | Existing | 33 kV | MAIN | RYB | VPTJ/PPU/G00010 | PPU PUTRAJAYA NO 4 | M2 |  | Pass | null
384607454 | TNB | DISTRIBUTION | WP PUTRAJAYA & CYBERJAYA | Existing | 33 kV | MAIN | RYB | VPTJ/PPU/G00010 | PPU PUTRAJAYA NO 4 | M |  | Pass | null
384607455 | TNB | DISTRIBUTION | WP PUTRAJAYA & CYBERJAYA | Existing | 33 kV | MAIN | RYB | VPTJ/PPU/G00010 | PPU PUTRAJAYA NO 4 | M |  | Pass | null
384607456 | TNB | DISTRIBUTION | WP PUTRAJAYA & CYBERJAYA | Existing | 33 kV | MAIN | RYB | VPTJ/PPU/G00010 | PPU PUTRAJAYA NO 4 | M |  | Pass | null
384607457 | TNB | DISTRIBUTION | WP PUTRAJAYA & CYBERJAYA | Existing | 33 kV | MAIN | RYB | VPTJ/PPU/G00010 | PPU PUTRAJAYA NO 4 | M |  | Pass | null
384607460 | TNB | DISTRIBUTION | WP PUTRAJAYA & CYBERJAYA | Existing |  | MAIN | RYB | VPTJ/PPU/G00009 | PPU PUTRAJAYA NO 2 | Q1 |  | Fail | Please check "Operating Voltage"
384607461 | TNB | DISTRIBUTION | WP PUTRAJAYA & CYBERJAYA | Existing | 33 kV | MAIN | RYB | VPTJ/PPU/G00012 | PPU PUTRAJAYA NO 6 | M |  | Pass | null
384607462 | TNB | DISTRIBUTION | WP PUTRAJAYA & CYBERJAYA | Existing | 33 kV | MAIN | RYB | VPTJ/PPU/G00012 | PPU PUTRAJAYA NO 6 | M |  | Pass | null
384607463 | TNB | DISTRIBUTION | WP PUTRAJAYA & CYBERJAYA | Existing | 33 kV | MAIN | RYB | VPTJ/PPU/G00012 | PPU PUTRAJAYA NO 6 | M |  | Pass | null
384607464 | TNB | DISTRIBUTION | WP PUTRAJAYA & CYBERJAYA | Existing | 33 kV | MAIN | RYB | VPTJ/PPU/G00012 | PPU PUTRAJAYA NO 6 | M |  | Pass | null
384607465 | TNB | DISTRIBUTION | WP PUTRAJAYA & CYBERJAYA | Existing | 33 kV | MAIN | RYB | VPTJ/PPU/G00012 | PPU PUTRAJAYA NO 6 | Q1 |  | Pass | null
384607466 | TNB | DISTRIBUTION | WP PUTRAJAYA & CYBERJAYA | Existing | 33 kV | MAIN | RYB | VPTJ/PPU/G00012 | PPU PUTRAJAYA NO 6 | Q1 |  | Pass | null
384862670 | TNB | DISTRIBUTION | WP PUTRAJAYA & CYBERJAYA | Existing | 33 kV |  | RYB | VPTJ/PPU/G00013 | PPU PUTRAJAYA NO13 | 33 |  | Fail | Please check "Use"
384862671 | TNB | DISTRIBUTION | WP PUTRAJAYA & CYBERJAYA | Existing | 33 kV |  | RYB | VPTJ/PPU/G00013 | PPU PUTRAJAYA NO13 | 33 |  | Fail | Please check "Use"
384862673 | TNB | DISTRIBUTION | WP PUTRAJAYA & CYBERJAYA | Existing | 33 kV |  | RYB | VPTJ/PPU/G00013 | PPU PUTRAJAYA NO13 | 33 |  | Fail | Please check "Use"
384862674 | TNB | DISTRIBUTION | WP PUTRAJAYA & CYBERJAYA | Existing | 33 kV |  | RYB | VPTJ/PPU/G00013 | PPU PUTRAJAYA NO13 | 33 |  | Fail | Please check "Use"
385025805 | TNB | DISTRIBUTION | WP PUTRAJAYA & CYBERJAYA | Existing | 11 kV |  | RYB |  |  |  |  | Fail | Please check "Use"
385025806 | TNB | DISTRIBUTION | WP PUTRAJAYA & CYBERJAYA | Existing | 11 kV |  | RYB |  |  |  |  | Fail | Please check "Use"
385025811 | TNB | DISTRIBUTION | WP PUTRAJAYA & CYBERJAYA | Existing | 11 kV |  | RYB |  |  |  |  | Fail | Please check "Use"
385025817 | TNB | DISTRIBUTION | WP PUTRAJAYA & CYBERJAYA | Existing | 11 kV |  | RYB |  |  |  |  | Fail | Please check "Use"
385025818 | TNB | DISTRIBUTION | WP PUTRAJAYA & CYBERJAYA | Existing | 11 kV |  | RYB |  |  |  |  | Fail | Please check "Use"
385025822 | TNB | DISTRIBUTION | WP PUTRAJAYA & CYBERJAYA | Existing | 11 kV |  | RYB |  |  |  |  | Fail | Please check "Use"
385025825 | TNB | DISTRIBUTION | WP PUTRAJAYA & CYBERJAYA | Existing | 11 kV |  | RYB |  |  |  |  | Fail | Please check "Use"
385025826 | TNB | DISTRIBUTION | WP PUTRAJAYA & CYBERJAYA | Existing | 11 kV |  | RYB |  |  |  |  | Fail | Please check "Use"
385026625 | TNB | DISTRIBUTION | WP PUTRAJAYA & CYBERJAYA | Existing | 11 kV |  | RYB | VCBJ/PCE/J00166 | D-CBJ-C16-0566 |  |  | Fail | Please check "Use"
385026626 | TNB | DISTRIBUTION | WP PUTRAJAYA & CYBERJAYA | Existing | 11 kV |  | RYB | VCBJ/PCE/J00166 | D-CBJ-C16-0566 |  |  | Fail | Please check "Use"
385026627 | TNB | DISTRIBUTION | WP PUTRAJAYA & CYBERJAYA | Existing | 11 kV |  | RYB | VCBJ/PCE/J00166 | D-CBJ-C16-0566 |  |  | Fail | Please check "Use"
385026634 | TNB | DISTRIBUTION | WP PUTRAJAYA & CYBERJAYA | Existing | 11 kV |  | RYB | VCBJ/PCE/J00166 | D-CBJ-C16-0566 |  |  | Fail | Please check "Use"
385026637 | TNB | DISTRIBUTION | WP PUTRAJAYA & CYBERJAYA | Existing | 11 kV |  | RYB | VCBJ/PCE/J00166 | D-CBJ-C16-0566 |  |  | Fail | Please check "Use"
385026638 | TNB | DISTRIBUTION | WP PUTRAJAYA & CYBERJAYA | Existing | 11 kV |  | RYB | VCBJ/PCE/J00166 | D-CBJ-C16-0566 |  |  | Fail | Please check "Use"
385026639 | TNB | DISTRIBUTION | WP PUTRAJAYA & CYBERJAYA | Existing | 11 kV |  | RYB | VCBJ/PCE/J00166 | D-CBJ-C16-0566 |  |  | Fail | Please check "Use"
385026641 | TNB | DISTRIBUTION | WP PUTRAJAYA & CYBERJAYA | Existing | 11 kV |  | RYB | VCBJ/PCE/J00166 | D-CBJ-C16-0566 |  |  | Fail | Please check "Use"
385026642 | TNB | DISTRIBUTION | WP PUTRAJAYA & CYBERJAYA | Existing | 11 kV |  | RYB | VCBJ/PCE/J00166 | D-CBJ-C16-0566 |  |  | Fail | Please check "Use"
385026644 | TNB | DISTRIBUTION | WP PUTRAJAYA & CYBERJAYA | Existing | 11 kV |  | RYB | VCBJ/PCE/J00166 | D-CBJ-C16-0566 |  |  | Fail | Please check "Use"
385026652 | TNB | DISTRIBUTION | WP PUTRAJAYA & CYBERJAYA | Existing | 11 kV |  | RYB | VCBJ/PCE/J00166 | D-CBJ-C16-0566 |  |  | Fail | Please check "Use"
386017720 | TNB | DISTRIBUTION | WP PUTRAJAYA & CYBERJAYA | Existing | 11 kV |  | RYB | VPTJ/PCE/J00448 | D-PTJ-C16-1076 |  |  | Fail | Please check "Use"
386017725 | TNB | DISTRIBUTION | WP PUTRAJAYA & CYBERJAYA | Existing | 11 kV |  | RYB | VPTJ/PCE/J00448 | D-PTJ-C16-1076 |  |  | Fail | Please check "Use"
386017727 | TNB | DISTRIBUTION | WP PUTRAJAYA & CYBERJAYA | Existing | 11 kV |  | RYB | VPTJ/PCE/J00448 | D-PTJ-C16-1076 |  |  | Fail | Please check "Use"
386017731 | TNB | DISTRIBUTION | WP PUTRAJAYA & CYBERJAYA | Existing | 11 kV |  | RYB | VPTJ/PCE/J00448 | D-PTJ-C16-1076 |  |  | Fail | Please check "Use"
386017736 | TNB | DISTRIBUTION | WP PUTRAJAYA & CYBERJAYA | Existing | 11 kV |  | RYB | VPTJ/PCE/J00448 | D-PTJ-C16-1076 |  |  | Fail | Please check "Use"
386017738 | TNB | DISTRIBUTION | WP PUTRAJAYA & CYBERJAYA | Existing | 11 kV |  | RYB | VPTJ/PCE/J00448 | D-PTJ-C16-1076 |  |  | Fail | Please check "Use"
386017742 | TNB | DISTRIBUTION | WP PUTRAJAYA & CYBERJAYA | Existing | 11 kV |  | RYB | VPTJ/PCE/J00448 | D-PTJ-C16-1076 |  |  | Fail | Please check "Use"
386017743 | TNB | DISTRIBUTION | WP PUTRAJAYA & CYBERJAYA | Existing | 11 kV |  | RYB | VPTJ/PCE/J00448 | D-PTJ-C16-1076 |  |  | Fail | Please check "Use"
386017747 | TNB | DISTRIBUTION | WP PUTRAJAYA & CYBERJAYA | Existing | 11 kV |  | RYB | VPTJ/PCE/J00448 | D-PTJ-C16-1076 |  |  | Fail | Please check "Use"
386017752 | TNB | DISTRIBUTION | WP PUTRAJAYA & CYBERJAYA | Existing | 11 kV |  | RYB | VPTJ/PCE/J00449 | D-PTJ-C16-1076 |  |  | Fail | Please check "Use"
386017757 | TNB | DISTRIBUTION | WP PUTRAJAYA & CYBERJAYA | Existing | 11 kV |  | RYB | VPTJ/PCE/J00449 | D-PTJ-C16-1076 |  |  | Fail | Please check "Use"
386017759 | TNB | DISTRIBUTION | WP PUTRAJAYA & CYBERJAYA | Existing | 11 kV |  | RYB | VPTJ/PCE/J00449 | D-PTJ-C16-1076 |  |  | Fail | Please check "Use"
386017763 | TNB | DISTRIBUTION | WP PUTRAJAYA & CYBERJAYA | Existing | 11 kV |  | RYB | VPTJ/PCE/J00449 | D-PTJ-C16-1076 |  |  | Fail | Please check "Use"
386017768 | TNB | DISTRIBUTION | WP PUTRAJAYA & CYBERJAYA | Existing | 11 kV |  | RYB | VPTJ/PCE/J00449 | D-PTJ-C16-1076 |  |  | Fail | Please check "Use"
386017770 | TNB | DISTRIBUTION | WP PUTRAJAYA & CYBERJAYA | Existing | 11 kV |  | RYB | VPTJ/PCE/J00449 | D-PTJ-C16-1076 |  |  | Fail | Please check "Use"
386017774 | TNB | DISTRIBUTION | WP PUTRAJAYA & CYBERJAYA | Existing | 11 kV |  | RYB | VPTJ/PCE/J00449 | D-PTJ-C16-1076 |  |  | Fail | Please check "Use"
386017775 | TNB | DISTRIBUTION | WP PUTRAJAYA & CYBERJAYA | Existing | 11 kV |  | RYB | VPTJ/PCE/J00449 | D-PTJ-C16-1076 |  |  | Fail | Please check "Use"
386017779 | TNB | DISTRIBUTION | WP PUTRAJAYA & CYBERJAYA | Existing | 11 kV |  | RYB | VPTJ/PCE/J00449 | D-PTJ-C16-1076 |  |  | Fail | Please check "Use"
388861012 | TNB | DISTRIBUTION | WP PUTRAJAYA & CYBERJAYA | Existing | 11 kV |  | RYB | VCBJ/PCE/J24051 | PE 24.05 SYMPHONY HILLS 3 |  |  | Fail | Please check "Use"
388861015 | TNB | DISTRIBUTION | WP PUTRAJAYA & CYBERJAYA | Existing | 11 kV |  | RYB | VCBJ/PCE/J24051 | PE 24.05 SYMPHONY HILLS 3 |  |  | Fail | Please check "Use"
388861016 | TNB | DISTRIBUTION | WP PUTRAJAYA & CYBERJAYA | Existing | 11 kV |  | RYB | VCBJ/PCE/J24051 | PE 24.05 SYMPHONY HILLS 3 |  |  | Fail | Please check "Use"
389013161 | TNB | DISTRIBUTION | WP PUTRAJAYA & CYBERJAYA | Existing | 11 kV |  | RYB | VCBJ/PCE/J24061 | PE 24.06 SYMPHONY HILLS 1 |  |  | Fail | Please check "Use"
389013162 | TNB | DISTRIBUTION | WP PUTRAJAYA & CYBERJAYA | Existing | 11 kV |  | RYB | VCBJ/PCE/J24061 | PE 24.06 SYMPHONY HILLS 1 |  |  | Fail | Please check "Use"
389013168 | TNB | DISTRIBUTION | WP PUTRAJAYA & CYBERJAYA | Existing | 11 kV |  | RYB | VCBJ/PCE/J24061 | PE 24.06 SYMPHONY HILLS 1 |  |  | Fail | Please check "Use"
389470095 | TNB | DISTRIBUTION | WP PUTRAJAYA & CYBERJAYA | Existing | 11 kV |  | RYB | VCBJ/PCE/J00170 | D-CBJ-C15-0506 |  |  | Fail | Please check "Use"
389470096 | TNB | DISTRIBUTION | WP PUTRAJAYA & CYBERJAYA | Existing | 11 kV |  | RYB | VCBJ/PCE/J00170 | D-CBJ-C15-0506 |  |  | Fail | Please check "Use"
389470101 | TNB | DISTRIBUTION | WP PUTRAJAYA & CYBERJAYA | Existing | 11 kV |  | RYB | VCBJ/PCE/J00170 | D-CBJ-C15-0506 |  |  | Fail | Please check "Use"
389470107 | TNB | DISTRIBUTION | WP PUTRAJAYA & CYBERJAYA | Existing | 11 kV |  | RYB | VCBJ/PCE/J00170 | D-CBJ-C15-0506 |  |  | Fail | Please check "Use"
389470108 | TNB | DISTRIBUTION | WP PUTRAJAYA & CYBERJAYA | Existing | 11 kV |  | RYB | VCBJ/PCE/J00170 | D-CBJ-C15-0506 |  |  | Fail | Please check "Use"
389470112 | TNB | DISTRIBUTION | WP PUTRAJAYA & CYBERJAYA | Existing | 11 kV |  | RYB | VCBJ/PCE/J00170 | D-CBJ-C15-0506 |  |  | Fail | Please check "Use"
389470115 | TNB | DISTRIBUTION | WP PUTRAJAYA & CYBERJAYA | Existing | 11 kV |  | RYB | VCBJ/PCE/J00170 | D-CBJ-C15-0506 |  |  | Fail | Please check "Use"
389470116 | TNB | DISTRIBUTION | WP PUTRAJAYA & CYBERJAYA | Existing | 11 kV |  | RYB | VCBJ/PCE/J00170 | D-CBJ-C15-0506 |  |  | Fail | Please check "Use"
389527734 | TNB | DISTRIBUTION | WP PUTRAJAYA & CYBERJAYA | Existing | 11 kV |  | RYB | VCBJ/PCE/J21751 | PE 21.75 LAKEVIEW WEST 1 |  |  | Fail | Please check "Use"
389527736 | TNB | DISTRIBUTION | WP PUTRAJAYA & CYBERJAYA | Existing | 11 kV |  | RYB | VCBJ/PCE/J21751 | PE 21.75 LAKEVIEW WEST 1 |  |  | Fail | Please check "Use"
389527737 | TNB | DISTRIBUTION | WP PUTRAJAYA & CYBERJAYA | Existing | 11 kV |  | RYB | VCBJ/PCE/J21751 | PE 21.75 LAKEVIEW WEST 1 |  |  | Fail | Please check "Use"
389528349 | TNB | DISTRIBUTION | WP PUTRAJAYA & CYBERJAYA | Existing | 11 kV |  | RYB | VCBJ/PCE/J21741 | PE 21.74 LAKE VIEW WEST 2 |  |  | Fail | Please check "Use"
389528361 | TNB | DISTRIBUTION | WP PUTRAJAYA & CYBERJAYA | Existing | 11 kV |  | RYB | VCBJ/PCE/J21741 | PE 21.74 LAKE VIEW WEST 2 |  |  | Fail | Please check "Use"
389528366 | TNB | DISTRIBUTION | WP PUTRAJAYA & CYBERJAYA | Existing | 11 kV |  | RYB | VCBJ/PCE/J21741 | PE 21.74 LAKE VIEW WEST 2 |  |  | Fail | Please check "Use"
390114617 | TNB | DISTRIBUTION | WP PUTRAJAYA & CYBERJAYA | Existing | 11 kV |  | RYB | VPTJ/PCE/J14092 | PE 14.09 PERUMAHAN 14-4 (F2) |  |  | Fail | Please check "Use"
390114618 | TNB | DISTRIBUTION | WP PUTRAJAYA & CYBERJAYA | Existing | 11 kV |  | RYB | VPTJ/PCE/J14092 | PE 14.09 PERUMAHAN 14-4 (F2) |  |  | Fail | Please check "Use"
390114623 | TNB | DISTRIBUTION | WP PUTRAJAYA & CYBERJAYA | Existing | 11 kV |  | RYB | VPTJ/PCE/J14092 | PE 14.09 PERUMAHAN 14-4 (F2) |  |  | Fail | Please check "Use"
390114629 | TNB | DISTRIBUTION | WP PUTRAJAYA & CYBERJAYA | Existing | 11 kV |  | RYB | VPTJ/PCE/J14092 | PE 14.09 PERUMAHAN 14-4 (F2) |  |  | Fail | Please check "Use"
390114630 | TNB | DISTRIBUTION | WP PUTRAJAYA & CYBERJAYA | Existing | 11 kV |  | RYB | VPTJ/PCE/J14092 | PE 14.09 PERUMAHAN 14-4 (F2) |  |  | Fail | Please check "Use"
390114634 | TNB | DISTRIBUTION | WP PUTRAJAYA & CYBERJAYA | Existing | 11 kV |  | RYB | VPTJ/PCE/J14092 | PE 14.09 PERUMAHAN 14-4 (F2) |  |  | Fail | Please check "Use"
390114637 | TNB | DISTRIBUTION | WP PUTRAJAYA & CYBERJAYA | Existing | 11 kV |  | RYB | VPTJ/PCE/J14092 | PE 14.09 PERUMAHAN 14-4 (F2) |  |  | Fail | Please check "Use"
390114638 | TNB | DISTRIBUTION | WP PUTRAJAYA & CYBERJAYA | Existing | 11 kV |  | RYB | VPTJ/PCE/J14092 | PE 14.09 PERUMAHAN 14-4 (F2) |  |  | Fail | Please check "Use"
390320306 | TNB | DISTRIBUTION | WP PUTRAJAYA & CYBERJAYA | Existing | 11 kV |  | RYB | VCBJ/PCE/J22861 | PE 22.86 NEO CYBER BLOK D |  |  | Fail | Please check "Use"
390320309 | TNB | DISTRIBUTION | WP PUTRAJAYA & CYBERJAYA | Existing | 11 kV |  | RYB | VCBJ/PCE/J22861 | PE 22.86 NEO CYBER BLOK D |  |  | Fail | Please check "Use"
390320311 | TNB | DISTRIBUTION | WP PUTRAJAYA & CYBERJAYA | Existing | 11 kV |  | RYB | VCBJ/PCE/J22861 | PE 22.86 NEO CYBER BLOK D |  |  | Fail | Please check "Use"
390865645 | TNB | DISTRIBUTION | WP PUTRAJAYA & CYBERJAYA | Existing | 11 kV |  | RYB |  |  |  |  | Fail | Please check "Use"
390865646 | TNB | DISTRIBUTION | WP PUTRAJAYA & CYBERJAYA | Existing | 11 kV |  | RYB |  |  |  |  | Fail | Please check "Use"
390865651 | TNB | DISTRIBUTION | WP PUTRAJAYA & CYBERJAYA | Existing | 11 kV |  | RYB |  |  |  |  | Fail | Please check "Use"
390865657 | TNB | DISTRIBUTION | WP PUTRAJAYA & CYBERJAYA | Existing | 11 kV |  | RYB |  |  |  |  | Fail | Please check "Use"
390865658 | TNB | DISTRIBUTION | WP PUTRAJAYA & CYBERJAYA | Existing | 11 kV |  | RYB |  |  |  |  | Fail | Please check "Use"
390865662 | TNB | DISTRIBUTION | WP PUTRAJAYA & CYBERJAYA | Existing | 11 kV |  | RYB |  |  |  |  | Fail | Please check "Use"
390865665 | TNB | DISTRIBUTION | WP PUTRAJAYA & CYBERJAYA | Existing | 11 kV |  | RYB |  |  |  |  | Fail | Please check "Use"
390865666 | TNB | DISTRIBUTION | WP PUTRAJAYA & CYBERJAYA | Existing | 11 kV |  | RYB |  |  |  |  | Fail | Please check "Use"